## Measure
MeasureID | PA | Qualifier | SourceDesc | StartDate | ExpiryDate | Sector | EnergyImpactID | MeasCostID | StdCostID | EUL_ID | RUL_ID | Version | VersionSource | LastMod | Description | MeasDesc | MeasTechID | MeasImpactType | MeasImpactCalcType | UseCategory | UseSubCategory | TechGroup | TechType | Status | Comment | PreDesc | PreMultiTech | PreTechID | PreTechGroup | PreTechType | StdDesc | StdMultiTech | StdTechID | StdTechGroup | StdTechType | ScaleBasis | TechBased | ApplyIE | IETableName | ImpWeighting | WeightGroupID | LegacyID | StdScaleVal | PreScaleVal
SWHC013A | SDG |  | SWHC013-02 | 2022-01-01 |  | Com | NE-HVAC-airAC-SpltPkg-65to134kBtuh-11p5eer-woutPreEcono | SWHC013_02_M001 | SWHC013_02_B001 | HVAC-airAC | HVAC-airAC | DEER2020 | D20v1 |  | Unitary Air-Cooled, Commercial, Packaged AC, 65 - 134 kBTU/h, 11.5 EER (SWHC013A) | Unitary Air-Cooled, Commercial, Packaged AC, 65 - 134 kBTU/h, 11.5 EER |  | DEER | Standard | HVAC | SpaceCool | dxAC_equip | pkgEER | Standard |  | Unitary Air-Cooled, Commercial, Packaged AC, 65 - 134 kBTU/h, EER based on vintage |  |  | dxAC_equip | pkgEER | Unitary Air-Cooled, Commercial, Packaged AC, 65 - 134 kBTU/h, 11 EER | 0 |  | dxAC_equip | pkgEER | None | 0 | 0 |  | None
SWHC013B | SDG |  | SWHC013-02 | 2022-01-01 |  | Com | NE-HVAC-airAC-SpltPkg-65to134kBtuh-12p0eer-woutPreEcono | SWHC013_02_M002 | SWHC013_02_B001 | HVAC-airAC | HVAC-airAC | DEER2020 | D20v1 |  | Unitary Air-Cooled, Commercial, Packaged AC, 65 - 134 kBTU/h, 12 EER (SWHC013B) | Unitary Air-Cooled, Commercial, Packaged AC, 65 - 134 kBTU/h, 12 EER |  | DEER | Standard | HVAC | SpaceCool | dxAC_equip | pkgEER | Standard |  | Unitary Air-Cooled, Commercial, Packaged AC, 65 - 134 kBTU/h, EER based on vintage |  |  | dxAC_equip | pkgEER | Unitary Air-Cooled, Commercial, Packaged AC, 65 - 134 kBTU/h, 11 EER | 0 |  | dxAC_equip | pkgEER | None | 0 | 0 |  | None
SWHC013C | SDG |  | SWHC013-02 | 2022-01-01 |  | Com | NE-HVAC-airAC-SpltPkg-65to134kBtuh-12p5eer-woutPreEcono | SWHC013_02_M003 | SWHC013_02_B001 | HVAC-airAC | HVAC-airAC | DEER2020 | D20v1 |  | Unitary Air-Cooled, Commercial, Packaged AC, 65 - 134 kBTU/h, 12.5 EER (SWHC013C) | Unitary Air-Cooled, Commercial, Packaged AC, 65 - 134 kBTU/h, 12.5 EER |  | DEER | Standard | HVAC | SpaceCool | dxAC_equip | pkgEER | Standard |  | Unitary Air-Cooled, Commercial, Packaged AC, 65 - 134 kBTU/h, EER based on vintage |  |  | dxAC_equip | pkgEER | Unitary Air-Cooled, Commercial, Packaged AC, 65 - 134 kBTU/h, 11 EER | 0 |  | dxAC_equip | pkgEER | None | 0 | 0 |  | None
SWHC013D | SDG |  | SWHC013-02 | 2022-01-01 |  | Com | NE-HVAC-airAC-SpltPkg-65to134kBtuh-13p0eer-woutPreEcono | SWHC013_02_M004 | SWHC013_02_B001 | HVAC-airAC | HVAC-airAC | DEER2020 | D20v1 |  | Unitary Air-Cooled, Commercial, Packaged AC, 65 - 134 kBTU/h, 13 EER (SWHC013D) | Unitary Air-Cooled, Commercial, Packaged AC, 65 - 134 kBTU/h, 13 EER |  | DEER | Standard | HVAC | SpaceCool | dxAC_equip | pkgEER | Standard |  | Unitary Air-Cooled, Commercial, Packaged AC, 65 - 134 kBTU/h, EER based on vintage |  |  | dxAC_equip | pkgEER | Unitary Air-Cooled, Commercial, Packaged AC, 65 - 134 kBTU/h, 11 EER | 0 |  | dxAC_equip | pkgEER | None | 0 | 0 |  | None
SWHC013E | SDG |  | SWHC013-02 | 2022-01-01 |  | Com | NE-HVAC-airAC-SpltPkg-135to239kBtuh-11p5eer | SWHC013_02_M005 | SWHC013_02_B002 | HVAC-airAC | HVAC-airAC | DEER2020 | D20v1 |  | Unitary Air-Cooled, Commercial, Packaged AC, 135 - 239 kBTU/h, 11.5 EER (SWHC013E) | Unitary Air-Cooled, Commercial, Packaged AC, 135 - 239 kBTU/h, 11.5 EER |  | DEER | Standard | HVAC | SpaceCool | dxAC_equip | pkgEER | Standard |  | Unitary Air-Cooled, Commercial, Packaged AC, 135 - 239 kBTU/h, EER based on vintage |  |  | dxAC_equip | pkgEER | Unitary Air-Cooled, Commercial, Packaged AC, 135 - 239 kBTU/h, 10.8 EER | 0 |  | dxAC_equip | pkgEER | None | 0 | 0 |  | None
SWHC013F | SDG |  | SWHC013-02 | 2022-01-01 |  | Com | NE-HVAC-airAC-SpltPkg-135to239kBtuh-12p0eer | SWHC013_02_M006 | SWHC013_02_B002 | HVAC-airAC | HVAC-airAC | DEER2020 | D20v1 |  | Unitary Air-Cooled, Commercial, Packaged AC, 135 - 239 kBTU/h, 12 EER (SWHC013F) | Unitary Air-Cooled, Commercial, Packaged AC, 135 - 239 kBTU/h, 12 EER |  | DEER | Standard | HVAC | SpaceCool | dxAC_equip | pkgEER | Standard |  | Unitary Air-Cooled, Commercial, Packaged AC, 135 - 239 kBTU/h, EER based on vintage |  |  | dxAC_equip | pkgEER | Unitary Air-Cooled, Commercial, Packaged AC, 135 - 239 kBTU/h, 10.8 EER | 0 |  | dxAC_equip | pkgEER | None | 0 | 0 |  | None
SWHC013G | SDG |  | SWHC013-02 | 2022-01-01 |  | Com | NE-HVAC-airAC-SpltPkg-135to239kBtuh-12p5eer | SWHC013_02_M007 | SWHC013_02_B002 | HVAC-airAC | HVAC-airAC | DEER2020 | D20v1 |  | Unitary Air-Cooled, Commercial, Packaged AC, 135 - 239 kBTU/h, 12.5 EER (SWHC013G) | Unitary Air-Cooled, Commercial, Packaged AC, 135 - 239 kBTU/h, 12.5 EER |  | DEER | Standard | HVAC | SpaceCool | dxAC_equip | pkgEER | Standard |  | Unitary Air-Cooled, Commercial, Packaged AC, 135 - 239 kBTU/h,EER based on vintage |  |  | dxAC_equip | pkgEER | Unitary Air-Cooled, Commercial, Packaged AC, 135 - 239 kBTU/h, 10.8 EER | 0 |  | dxAC_equip | pkgEER | None | 0 | 0 |  | None
SWHC013H | SDG |  | SWHC013-02 | 2022-01-01 |  | Com | NE-HVAC-airAC-SpltPkg-240to759kBtuh-10p8eer | SWHC013_02_M008 | SWHC013_02_B003 | HVAC-airAC | HVAC-airAC | DEER2020 | D20v1 |  | Unitary Air-Cooled, Commercial, Packaged AC, 240 - 759 kBTU/h, 10.8 EER (SWHC013H) | Unitary Air-Cooled, Commercial, Packaged AC, 240 - 759 kBTU/h, 10.8 EER |  | DEER | Standard | HVAC | SpaceCool | dxAC_equip | pkgEER | Standard |  | Unitary Air-Cooled, Commercial, Packaged AC, 240 - 759 kBTU/h, EER based on vintage |  |  | dxAC_equip | pkgEER | Unitary Air-Cooled, Commercial, Packaged AC, 240 - 759 kBTU/h, 9.8 EER | 0 |  | dxAC_equip | pkgEER | None | 0 | 0 |  | None
SWHC013I | SDG |  | SWHC013-02 | 2022-01-01 |  | Com | NE-HVAC-airAC-SpltPkg-240to759kBtuh-11p5eer | SWHC013_02_M009 | SWHC013_02_B003 | HVAC-airAC | HVAC-airAC | DEER2020 | D20v1 |  | Unitary Air-Cooled, Commercial, Packaged AC, 240 - 759 kBTU/h, 11.5 EER (SWHC013I) | Unitary Air-Cooled, Commercial, Packaged AC, 240 - 759 kBTU/h, 11.5 EER |  | DEER | Standard | HVAC | SpaceCool | dxAC_equip | pkgEER | Standard |  | Unitary Air-Cooled, Commercial, Packaged AC, 240 - 759 kBTU/h, EER based on vintage |  |  | dxAC_equip | pkgEER | Unitary Air-Cooled, Commercial, Packaged AC, 240 - 759 kBTU/h, 9.8 EER | 0 |  | dxAC_equip | pkgEER | None | 0 | 0 |  | None
SWHC013J | SDG |  | SWHC013-02 | 2022-01-01 |  | Com | NE-HVAC-airAC-SpltPkg-240to759kBtuh-12p5eer | SWHC013_02_M010 | SWHC013_02_B003 | HVAC-airAC | HVAC-airAC | DEER2020 | D20v1 |  | Unitary Air-Cooled, Commercial, Packaged AC, 240 - 759 kBTU/h, 12.5 EER (SWHC013J) | Unitary Air-Cooled, Commercial, Packaged AC, 240 - 759 kBTU/h, 12.5 EER |  | DEER | Standard | HVAC | SpaceCool | dxAC_equip | pkgEER | Standard |  | Unitary Air-Cooled, Commercial, Packaged AC, 240 - 759 kBTU/h, EER based on vintage |  |  | dxAC_equip | pkgEER | Unitary Air-Cooled, Commercial, Packaged AC, 240 - 759 kBTU/h, 9.8 EER | 0 |  | dxAC_equip | pkgEER | None | 0 | 0 |  | None
SWHC013K | SDG |  | SWHC013-02 | 2022-01-01 |  | Com | NE-HVAC-airAC-SpltPkg-gte760kBtuh-10p2eer | SWHC013_02_M011 | SWHC013_02_B004 | HVAC-airAC | HVAC-airAC | DEER2020 | D20v1 |  | Unitary Air-Cooled, Commercial, Packaged AC, > 760 kBTU/h, 10.2 EER (SWHC013K) | Unitary Air-Cooled, Commercial, Packaged AC, > 760 kBTU/h, 10.2 EER |  | DEER | Standard | HVAC | SpaceCool | dxAC_equip | pkgEER | Standard |  | Unitary Air-Cooled, Commercial, Packaged AC, > 760 kBTU/h, EER based on vintage |  |  | dxAC_equip | pkgEER | Unitary Air-Cooled, Commercial, Packaged AC, > 760 kBTU/h, 9.5 EER | 0 |  | dxAC_equip | pkgEER | None | 0 | 0 |  | None
SWHC013L | SDG |  | SWHC013-02 | 2022-01-01 |  | Com | NE-HVAC-airAC-SpltPkg-gte760kBtuh-11p0eer | SWHC013_02_M012 | SWHC013_02_B004 | HVAC-airAC | HVAC-airAC | DEER2020 | D20v1 |  | Unitary Air-Cooled, Commercial, Packaged AC, > 760 kBTU/h, 11 EER (SWHC013L) | Unitary Air-Cooled, Commercial, Packaged AC, > 760 kBTU/h, 11 EER |  | DEER | Standard | HVAC | SpaceCool | dxAC_equip | pkgEER | Standard |  | Unitary Air-Cooled, Commercial, Packaged AC, > 760 kBTU/h, EER based on vintage |  |  | dxAC_equip | pkgEER | Unitary Air-Cooled, Commercial, Packaged AC, > 760 kBTU/h, 9.5 EER | 0 |  | dxAC_equip | pkgEER | None | 0 | 0 |  | None
SWHC013M | SDG |  | SWHC013-02 | 2022-01-01 |  | Com | NE-HVAC-airAC-SpltPkg-gte760kBtuh-12p0eer | SWHC013_02_M013 | SWHC013_02_B004 | HVAC-airAC | HVAC-airAC | DEER2020 | D20v1 |  | Unitary Air-Cooled, Commercial, Packaged AC, > 760 kBTU/h, 12 EER (SWHC013M) | Unitary Air-Cooled, Commercial, Packaged AC, > 760 kBTU/h, 12 EER |  | DEER | Standard | HVAC | SpaceCool | dxAC_equip | pkgEER | Standard |  | Unitary Air-Cooled, Commercial, Packaged AC, > 760 kBTU/h, EER based on vintage |  |  | dxAC_equip | pkgEER | Unitary Air-Cooled, Commercial, Packaged AC, > 760 kBTU/h, 9.5 EER | 0 |  | dxAC_equip | pkgEER | None | 0 | 0 |  | None
SWHC013N | SDG |  | SWHC013-02 | 2022-01-01 |  | Com | NE-HVAC-airHP-SpltPkg-65to134kBtuh-11p5eer-3p4cop | SWHC013_02_M014 | SWHC013_02_B005 | HVAC-airHP | HVAC-airHP | DEER2020 | D20v1 |  | Unitary Air-Cooled, Commercial, Packaged HP, 65 - 134 kBTU/h, 11.5 EER 3.4 COP (SWHC013N) | Unitary Air-Cooled, Commercial, Packaged HP, 65 - 134 kBTU/h, 11.5 EER 3.4 COP |  | DEER | Standard | HVAC | HeatCool | dxHP_equip | pkgEER | Standard |  | Unitary Air-Cooled, Commercial, Packaged HP, 65 - 134 kBTU/h, EER and COP based on vintage |  |  | dxHP_equip | pkgEER | Unitary Air-Cooled, Commercial, Packaged HP, 65 - 134 kBTU/h, 10.8 EER 3.3 COP | 0 |  | dxHP_equip | pkgEER | None | 0 | 0 |  | None
SWHC013O | SDG |  | SWHC013-02 | 2022-01-01 |  | Com | NE-HVAC-airHP-SpltPkg-65to134kBtuh-12p0eer-3p4cop | SWHC013_02_M015 | SWHC013_02_B005 | HVAC-airHP | HVAC-airHP | DEER2020 | D20v1 |  | Unitary Air-Cooled, Commercial, Packaged HP, 65 - 134 kBTU/h, 12 EER 3.4 COP (SWHC013O) | Unitary Air-Cooled, Commercial, Packaged HP, 65 - 134 kBTU/h, 12 EER 3.4 COP |  | DEER | Standard | HVAC | HeatCool | dxHP_equip | pkgEER | Standard |  | Unitary Air-Cooled, Commercial, Packaged HP, 65 - 134 kBTU/h, EER and COP based on vintage |  |  | dxHP_equip | pkgEER | Unitary Air-Cooled, Commercial, Packaged HP, 65 - 134 kBTU/h, 10.8 EER 3.3 COP | 0 |  | dxHP_equip | pkgEER | None | 0 | 0 |  | None
SWHC013P | SDG |  | SWHC013-02 | 2022-01-01 |  | Com | NE-HVAC-airHP-SpltPkg-135to239kBtuh-11p5eer-3p2cop | SWHC013_02_M016 | SWHC013_02_B006 | HVAC-airHP | HVAC-airHP | DEER2020 | D20v1 |  | Unitary Air-Cooled, Commercial, Packaged HP, 135 - 239 kBTU/h, 11.5 EER 3.2 COP (SWHC013P) | Unitary Air-Cooled, Commercial, Packaged HP, 135 - 239 kBTU/h, 11.5 EER 3.2 COP |  | DEER | Standard | HVAC | HeatCool | dxHP_equip | pkgEER | Standard |  | Unitary Air-Cooled, Commercial, Packaged HP, 135 - 239 kBTU/h, EER and COP based on vintage |  |  | dxHP_equip | pkgEER | Unitary Air-Cooled, Commercial, Packaged HP, 135 - 239 kBTU/h, 10.4 EER 3.2 COP | 0 |  | dxHP_equip | pkgEER | None | 0 | 0 |  | None
SWHC013Q | SDG |  | SWHC013-02 | 2022-01-01 |  | Com | NE-HVAC-airHP-SpltPkg-135to239kBtuh-12p0eer-3p2cop | SWHC013_02_M017 | SWHC013_02_B006 | HVAC-airHP | HVAC-airHP | DEER2020 | D20v1 |  | Unitary Air-Cooled, Commercial, Packaged HP, 135 - 239 kBTU/h, 12 EER 3.2 COP (SWHC013Q) | Unitary Air-Cooled, Commercial, Packaged HP, 135 - 239 kBTU/h, 12 EER 3.2 COP |  | DEER | Standard | HVAC | HeatCool | dxHP_equip | pkgEER | Standard |  | Unitary Air-Cooled, Commercial, Packaged HP, 135 - 239 kBTU/h, EER and COP based on vintage |  |  | dxHP_equip | pkgEER | Unitary Air-Cooled, Commercial, Packaged HP, 135 - 239 kBTU/h, 10.4 EER 3.2 COP | 0 |  | dxHP_equip | pkgEER | None | 0 | 0 |  | None
SWHC013R | SDG |  | SWHC013-02 | 2022-01-01 |  | Com | NE-HVAC-airHP-SpltPkg-240to759kBtuh-10p5eer-3p2cop | SWHC013_02_M018 | SWHC013_02_B007 | HVAC-airHP | HVAC-airHP | DEER2020 | D20v1 |  | Unitary Air-Cooled, Commercial, Packaged HP, 240 - 759 kBTU/h, 10.5 EER 3.2 COP (SWHC013R) | Unitary Air-Cooled, Commercial, Packaged HP, 240 - 759 kBTU/h, 10.5 EER 3.2 COP |  | DEER | Standard | HVAC | HeatCool | dxHP_equip | pkgEER | Standard |  | Unitary Air-Cooled, Commercial, Packaged HP, 240 - 759 kBTU/h, EER and COP based on vintage |  |  | dxHP_equip | pkgEER | Unitary Air-Cooled, Commercial, Packaged HP, 240 - 759 kBTU/h, 9.7 EER 3.2 COP | 0 |  | dxHP_equip | pkgEER | None | 0 | 0 |  | None
SWHC013S | SDG |  | SWHC013-02 | 2022-01-01 |  | Com | NE-HVAC-airHP-SpltPkg-240to759kBtuh-10p8eer-3p2cop | SWHC013_02_M019 | SWHC013_02_B007 | HVAC-airHP | HVAC-airHP | DEER2020 | D20v1 |  | Unitary Air-Cooled, Commercial, Packaged HP, 240 - 759 kBTU/h, 10.8 EER 3.2 COP (SWHC013S) | Unitary Air-Cooled, Commercial, Packaged HP, 240 - 759 kBTU/h, 10.8 EER 3.2 COP |  | DEER | Standard | HVAC | HeatCool | dxHP_equip | pkgEER | Standard |  | Unitary Air-Cooled, Commercial, Packaged HP, 240 - 759 kBTU/h, EER and COP based on vintage |  |  | dxHP_equip | pkgEER | Unitary Air-Cooled, Commercial, Packaged HP, 240 - 759 kBTU/h, 9.7 EER 3.2 COP | 0 |  | dxHP_equip | pkgEER | None | 0 | 0 |  | None

## Implementation
PA | ImplementationID | StartDate | ExpiryDate | SourceDesc | MeasAppType | DeliveryType | MeasureID | MeasQualifier | Sector | GSIA_ID | NTG_ID | CostQualifier | MeasCostID | StdCostID | Version | VersionSource | LastMod | Description | ImplementerID | MeasImpactType | Status | Comment
SCE | AC-21084ComAnyUpSUSI | 2022-01-01 |  | SWHC013-02 | NC | UpDeemed | SWHC013A | None | Com | Def-GSIA | NonRes-sAll-mHVAC-RTU-SplitSys | None | SWHC013_02_M001 | SWHC013_02_B001 | DEER2020 | D20v1 | 2020-11-03 | Unitary Air-Cooled, Commercial, Packaged AC, 65 - 134 kBTU/h, 11.5 EER |  | Deem-DEER | Proposed
SCE | AC-21084ComAnyUpSUSI | 2022-01-01 |  | SWHC013-02 | NR | UpDeemed | SWHC013A | None | Com | Def-GSIA | NonRes-sAll-mHVAC-RTU-SplitSys | None | SWHC013_02_M001 | SWHC013_02_B001 | DEER2020 | D20v1 | 2020-11-03 | Unitary Air-Cooled, Commercial, Packaged AC, 65 - 134 kBTU/h, 11.5 EER |  | Deem-DEER | Proposed
SCE | AC-21085ComAnyUpSUSI | 2022-01-01 |  | SWHC013-02 | NC | UpDeemed | SWHC013B | None | Com | Def-GSIA | NonRes-sAll-mHVAC-RTU-SplitSys | None | SWHC013_02_M002 | SWHC013_02_B001 | DEER2020 | D20v1 | 2020-11-03 | Unitary Air-Cooled, Commercial, Packaged AC, 65 - 134 kBTU/h, 12 EER |  | Deem-DEER | Proposed
SCE | AC-21085ComAnyUpSUSI | 2022-01-01 |  | SWHC013-02 | NR | UpDeemed | SWHC013B | None | Com | Def-GSIA | NonRes-sAll-mHVAC-RTU-SplitSys | None | SWHC013_02_M002 | SWHC013_02_B001 | DEER2020 | D20v1 | 2020-11-03 | Unitary Air-Cooled, Commercial, Packaged AC, 65 - 134 kBTU/h, 12 EER |  | Deem-DEER | Proposed
SCE | AC-21086ComAnyUpSUSI | 2022-01-01 |  | SWHC013-02 | NC | UpDeemed | SWHC013C | None | Com | Def-GSIA | NonRes-sAll-mHVAC-RTU-SplitSys | None | SWHC013_02_M003 | SWHC013_02_B001 | DEER2020 | D20v1 | 2020-11-03 | Unitary Air-Cooled, Commercial, Packaged AC, 65 - 134 kBTU/h, 12.5 EER |  | Deem-DEER | Proposed
SCE | AC-21086ComAnyUpSUSI | 2022-01-01 |  | SWHC013-02 | NR | UpDeemed | SWHC013C | None | Com | Def-GSIA | NonRes-sAll-mHVAC-RTU-SplitSys | None | SWHC013_02_M003 | SWHC013_02_B001 | DEER2020 | D20v1 | 2020-11-03 | Unitary Air-Cooled, Commercial, Packaged AC, 65 - 134 kBTU/h, 12.5 EER |  | Deem-DEER | Proposed
SCE | AC-21087ComAnyUpSUSI | 2022-01-01 |  | SWHC013-02 | NC | UpDeemed | SWHC013D | None | Com | Def-GSIA | NonRes-sAll-mHVAC-RTU-SplitSys | None | SWHC013_02_M004 | SWHC013_02_B001 | DEER2020 | D20v1 | 2020-11-03 | Unitary Air-Cooled, Commercial, Packaged AC, 65 - 134 kBTU/h, 13 EER |  | Deem-DEER | Proposed
SCE | AC-21087ComAnyUpSUSI | 2022-01-01 |  | SWHC013-02 | NR | UpDeemed | SWHC013D | None | Com | Def-GSIA | NonRes-sAll-mHVAC-RTU-SplitSys | None | SWHC013_02_M004 | SWHC013_02_B001 | DEER2020 | D20v1 | 2020-11-03 | Unitary Air-Cooled, Commercial, Packaged AC, 65 - 134 kBTU/h, 13 EER |  | Deem-DEER | Proposed
SCE | AC-21088ComAnyUpSUSI | 2022-01-01 |  | SWHC013-02 | NC | UpDeemed | SWHC013E | None | Com | Def-GSIA | NonRes-sAll-mHVAC-RTU-SplitSys | None | SWHC013_02_M005 | SWHC013_02_B002 | DEER2020 | D20v1 | 2020-11-03 | Unitary Air-Cooled, Commercial, Packaged AC, 135 - 239 kBTU/h, 11.5 EER |  | Deem-DEER | Proposed
SCE | AC-21088ComAnyUpSUSI | 2022-01-01 |  | SWHC013-02 | NR | UpDeemed | SWHC013E | None | Com | Def-GSIA | NonRes-sAll-mHVAC-RTU-SplitSys | None | SWHC013_02_M005 | SWHC013_02_B002 | DEER2020 | D20v1 | 2020-11-03 | Unitary Air-Cooled, Commercial, Packaged AC, 135 - 239 kBTU/h, 11.5 EER |  | Deem-DEER | Proposed
SCE | AC-21089ComAnyUpSUSI | 2022-01-01 |  | SWHC013-02 | NC | UpDeemed | SWHC013F | None | Com | Def-GSIA | NonRes-sAll-mHVAC-RTU-SplitSys | None | SWHC013_02_M006 | SWHC013_02_B002 | DEER2020 | D20v1 | 2020-11-03 | Unitary Air-Cooled, Commercial, Packaged AC, 135 - 239 kBTU/h, 12 EER |  | Deem-DEER | Proposed
SCE | AC-21089ComAnyUpSUSI | 2022-01-01 |  | SWHC013-02 | NR | UpDeemed | SWHC013F | None | Com | Def-GSIA | NonRes-sAll-mHVAC-RTU-SplitSys | None | SWHC013_02_M006 | SWHC013_02_B002 | DEER2020 | D20v1 | 2020-11-03 | Unitary Air-Cooled, Commercial, Packaged AC, 135 - 239 kBTU/h, 12 EER |  | Deem-DEER | Proposed
SCE | AC-21090ComAnyUpSUSI | 2022-01-01 |  | SWHC013-02 | NC | UpDeemed | SWHC013G | None | Com | Def-GSIA | NonRes-sAll-mHVAC-RTU-SplitSys | None | SWHC013_02_M007 | SWHC013_02_B002 | DEER2020 | D20v1 | 2020-11-03 | Unitary Air-Cooled, Commercial, Packaged AC, 135 - 239 kBTU/h, 12.5 EER |  | Deem-DEER | Proposed
SCE | AC-21090ComAnyUpSUSI | 2022-01-01 |  | SWHC013-02 | NR | UpDeemed | SWHC013G | None | Com | Def-GSIA | NonRes-sAll-mHVAC-RTU-SplitSys | None | SWHC013_02_M007 | SWHC013_02_B002 | DEER2020 | D20v1 | 2020-11-03 | Unitary Air-Cooled, Commercial, Packaged AC, 135 - 239 kBTU/h, 12.5 EER |  | Deem-DEER | Proposed
SCE | AC-21091ComAnyUpSUSI | 2022-01-01 |  | SWHC013-02 | NC | UpDeemed | SWHC013H | None | Com | Def-GSIA | NonRes-sAll-mHVAC-RTU-SplitSys | None | SWHC013_02_M008 | SWHC013_02_B003 | DEER2020 | D20v1 | 2020-11-03 | Unitary Air-Cooled, Commercial, Packaged AC, 240 - 759 kBTU/h, 10.8 EER |  | Deem-DEER | Proposed
SCE | AC-21091ComAnyUpSUSI | 2022-01-01 |  | SWHC013-02 | NR | UpDeemed | SWHC013H | None | Com | Def-GSIA | NonRes-sAll-mHVAC-RTU-SplitSys | None | SWHC013_02_M008 | SWHC013_02_B003 | DEER2020 | D20v1 | 2020-11-03 | Unitary Air-Cooled, Commercial, Packaged AC, 240 - 759 kBTU/h, 10.8 EER |  | Deem-DEER | Proposed
SCE | AC-21093ComAnyUpSUSI | 2022-01-01 |  | SWHC013-02 | NC | UpDeemed | SWHC013I | None | Com | Def-GSIA | NonRes-sAll-mHVAC-RTU-SplitSys | None | SWHC013_02_M009 | SWHC013_02_B003 | DEER2020 | D20v1 | 2020-11-03 | Unitary Air-Cooled, Commercial, Packaged AC, 240 - 759 kBTU/h, 11.5 EER |  | Deem-DEER | Proposed
SCE | AC-21093ComAnyUpSUSI | 2022-01-01 |  | SWHC013-02 | NR | UpDeemed | SWHC013I | None | Com | Def-GSIA | NonRes-sAll-mHVAC-RTU-SplitSys | None | SWHC013_02_M009 | SWHC013_02_B003 | DEER2020 | D20v1 | 2020-11-03 | Unitary Air-Cooled, Commercial, Packaged AC, 240 - 759 kBTU/h, 11.5 EER |  | Deem-DEER | Proposed
SCE | AC-21095ComAnyUpSUSI | 2022-01-01 |  | SWHC013-02 | NC | UpDeemed | SWHC013J | None | Com | Def-GSIA | NonRes-sAll-mHVAC-RTU-SplitSys | None | SWHC013_02_M010 | SWHC013_02_B003 | DEER2020 | D20v1 | 2020-11-03 | Unitary Air-Cooled, Commercial, Packaged AC, 240 - 759 kBTU/h, 12.5 EER |  | Deem-DEER | Proposed
SCE | AC-21095ComAnyUpSUSI | 2022-01-01 |  | SWHC013-02 | NR | UpDeemed | SWHC013J | None | Com | Def-GSIA | NonRes-sAll-mHVAC-RTU-SplitSys | None | SWHC013_02_M010 | SWHC013_02_B003 | DEER2020 | D20v1 | 2020-11-03 | Unitary Air-Cooled, Commercial, Packaged AC, 240 - 759 kBTU/h, 12.5 EER |  | Deem-DEER | Proposed
SCE | AC-21100ComAnyUpSUSI | 2022-01-01 |  | SWHC013-02 | NC | UpDeemed | SWHC013K | None | Com | Def-GSIA | NonRes-sAll-mHVAC-RTU-SplitSys | None | SWHC013_02_M011 | SWHC013_02_B004 | DEER2020 | D20v1 | 2020-11-03 | Unitary Air-Cooled, Commercial, Packaged AC, > 760 kBTU/h, 10.2 EER |  | Deem-DEER | Proposed
SCE | AC-21100ComAnyUpSUSI | 2022-01-01 |  | SWHC013-02 | NR | UpDeemed | SWHC013K | None | Com | Def-GSIA | NonRes-sAll-mHVAC-RTU-SplitSys | None | SWHC013_02_M011 | SWHC013_02_B004 | DEER2020 | D20v1 | 2020-11-03 | Unitary Air-Cooled, Commercial, Packaged AC, > 760 kBTU/h, 10.2 EER |  | Deem-DEER | Proposed
SCE | AC-21101ComAnyUpSUSI | 2022-01-01 |  | SWHC013-02 | NC | UpDeemed | SWHC013L | None | Com | Def-GSIA | NonRes-sAll-mHVAC-RTU-SplitSys | None | SWHC013_02_M012 | SWHC013_02_B004 | DEER2020 | D20v1 | 2020-11-03 | Unitary Air-Cooled, Commercial, Packaged AC, > 760 kBTU/h, 11 EER |  | Deem-DEER | Proposed
SCE | AC-21101ComAnyUpSUSI | 2022-01-01 |  | SWHC013-02 | NR | UpDeemed | SWHC013L | None | Com | Def-GSIA | NonRes-sAll-mHVAC-RTU-SplitSys | None | SWHC013_02_M012 | SWHC013_02_B004 | DEER2020 | D20v1 | 2020-11-03 | Unitary Air-Cooled, Commercial, Packaged AC, > 760 kBTU/h, 11 EER |  | Deem-DEER | Proposed
SCE | AC-21102ComAnyUpSUSI | 2022-01-01 |  | SWHC013-02 | NC | UpDeemed | SWHC013M | None | Com | Def-GSIA | NonRes-sAll-mHVAC-RTU-SplitSys | None | SWHC013_02_M013 | SWHC013_02_B004 | DEER2020 | D20v1 | 2020-11-03 | Unitary Air-Cooled, Commercial, Packaged AC, > 760 kBTU/h, 12 EER |  | Deem-DEER | Proposed
SCE | AC-21102ComAnyUpSUSI | 2022-01-01 |  | SWHC013-02 | NR | UpDeemed | SWHC013M | None | Com | Def-GSIA | NonRes-sAll-mHVAC-RTU-SplitSys | None | SWHC013_02_M013 | SWHC013_02_B004 | DEER2020 | D20v1 | 2020-11-03 | Unitary Air-Cooled, Commercial, Packaged AC, > 760 kBTU/h, 12 EER |  | Deem-DEER | Proposed
SCE | AC-21467ComAnyUpSUSI | 2022-01-01 |  | SWHC013-02 | NR | UpDeemed | SWHC013N | None | Com | Def-GSIA | NonRes-sAll-mHVAC-RTU-SplitSys | None | SWHC013_02_M014 | SWHC013_02_B005 | DEER2020 | D20v1 | 2020-11-03 | Unitary Air-Cooled, Commercial, Packaged HP, 65 - 134 kBTU/h, 11.5 EER 3.4 COP |  | Deem-DEER | Proposed
SCE | AC-21468ComAnyUpSUSI | 2022-01-01 |  | SWHC013-02 | NR | UpDeemed | SWHC013O | None | Com | Def-GSIA | NonRes-sAll-mHVAC-RTU-SplitSys | None | SWHC013_02_M015 | SWHC013_02_B005 | DEER2020 | D20v1 | 2020-11-03 | Unitary Air-Cooled, Commercial, Packaged HP, 65 - 134 kBTU/h, 12 EER 3.4 COP |  | Deem-DEER | Proposed
SCE | AC-21469ComAnyUpSUSI | 2022-01-01 |  | SWHC013-02 | NR | UpDeemed | SWHC013P | None | Com | Def-GSIA | NonRes-sAll-mHVAC-RTU-SplitSys | None | SWHC013_02_M016 | SWHC013_02_B006 | DEER2020 | D20v1 | 2020-11-03 | Unitary Air-Cooled, Commercial, Packaged HP, 135 - 239 kBTU/h, 11.5 EER 3.2 COP |  | Deem-DEER | Proposed
SCE | AC-21470ComAnyUpSUSI | 2022-01-01 |  | SWHC013-02 | NR | UpDeemed | SWHC013Q | None | Com | Def-GSIA | NonRes-sAll-mHVAC-RTU-SplitSys | None | SWHC013_02_M017 | SWHC013_02_B006 | DEER2020 | D20v1 | 2020-11-03 | Unitary Air-Cooled, Commercial, Packaged HP, 135 - 239 kBTU/h, 12 EER 3.2 COP |  | Deem-DEER | Proposed
SCE | AC-21471ComAnyUpSUSI | 2022-01-01 |  | SWHC013-02 | NR | UpDeemed | SWHC013R | None | Com | Def-GSIA | NonRes-sAll-mHVAC-RTU-SplitSys | None | SWHC013_02_M018 | SWHC013_02_B007 | DEER2020 | D20v1 | 2020-11-03 | Unitary Air-Cooled, Commercial, Packaged HP, 240 - 759 kBTU/h, 10.5 EER 3.2 COP |  | Deem-DEER | Proposed
SCE | AC-21472ComAnyUpSUSI | 2022-01-01 |  | SWHC013-02 | NR | UpDeemed | SWHC013S | None | Com | Def-GSIA | NonRes-sAll-mHVAC-RTU-SplitSys | None | SWHC013_02_M019 | SWHC013_02_B007 | DEER2020 | D20v1 | 2020-11-03 | Unitary Air-Cooled, Commercial, Packaged HP, 240 - 759 kBTU/h, 10.8 EER 3.2 COP |  | Deem-DEER | Proposed
SCE | AC-21467ComAnyUpSUSI | 2022-01-01 |  | SWHC013-02 | NC | UpDeemed | SWHC013N | None | Com | Def-GSIA | NonRes-sAll-mHVAC-RTU-SplitSys | None | SWHC013_02_M014 | SWHC013_02_B005 | DEER2020 | D20v1 | 2020-11-03 | Unitary Air-Cooled, Commercial, Packaged HP, 65 - 134 kBTU/h, 11.5 EER 3.4 COP |  | Deem-DEER | Proposed
SCE | AC-21468ComAnyUpSUSI | 2022-01-01 |  | SWHC013-02 | NC | UpDeemed | SWHC013O | None | Com | Def-GSIA | NonRes-sAll-mHVAC-RTU-SplitSys | None | SWHC013_02_M015 | SWHC013_02_B005 | DEER2020 | D20v1 | 2020-11-03 | Unitary Air-Cooled, Commercial, Packaged HP, 65 - 134 kBTU/h, 12 EER 3.4 COP |  | Deem-DEER | Proposed
SCE | AC-21469ComAnyUpSUSI | 2022-01-01 |  | SWHC013-02 | NC | UpDeemed | SWHC013P | None | Com | Def-GSIA | NonRes-sAll-mHVAC-RTU-SplitSys | None | SWHC013_02_M016 | SWHC013_02_B006 | DEER2020 | D20v1 | 2020-11-03 | Unitary Air-Cooled, Commercial, Packaged HP, 135 - 239 kBTU/h, 11.5 EER 3.2 COP |  | Deem-DEER | Proposed
SCE | AC-21470ComAnyUpSUSI | 2022-01-01 |  | SWHC013-02 | NC | UpDeemed | SWHC013Q | None | Com | Def-GSIA | NonRes-sAll-mHVAC-RTU-SplitSys | None | SWHC013_02_M017 | SWHC013_02_B006 | DEER2020 | D20v1 | 2020-11-03 | Unitary Air-Cooled, Commercial, Packaged HP, 135 - 239 kBTU/h, 12 EER 3.2 COP |  | Deem-DEER | Proposed
SCE | AC-21471ComAnyUpSUSI | 2022-01-01 |  | SWHC013-02 | NC | UpDeemed | SWHC013R | None | Com | Def-GSIA | NonRes-sAll-mHVAC-RTU-SplitSys | None | SWHC013_02_M018 | SWHC013_02_B007 | DEER2020 | D20v1 | 2020-11-03 | Unitary Air-Cooled, Commercial, Packaged HP, 240 - 759 kBTU/h, 10.5 EER 3.2 COP |  | Deem-DEER | Proposed
SCE | AC-21472ComAnyUpSUSI | 2022-01-01 |  | SWHC013-02 | NC | UpDeemed | SWHC013S | None | Com | Def-GSIA | NonRes-sAll-mHVAC-RTU-SplitSys | None | SWHC013_02_M019 | SWHC013_02_B007 | DEER2020 | D20v1 | 2020-11-03 | Unitary Air-Cooled, Commercial, Packaged HP, 240 - 759 kBTU/h, 10.8 EER 3.2 COP |  | Deem-DEER | Proposed
SCG |  | 2022-01-01 |  | SWHC013-02 | NC | UpDeemed | SWHC013A | None | Com | Def-GSIA | NonRes-sAll-mHVAC-RTU-SplitSys | None | SWHC013_02_M001 | SWHC013_02_B001 | DEER2020 | D20v1 | 2020-11-03 | Unitary Air-Cooled, Commercial, Packaged AC, 65 - 134 kBTU/h, 11.5 EER |  | Deem-DEER | Proposed
SCG |  | 2022-01-01 |  | SWHC013-02 | NR | UpDeemed | SWHC013A | None | Com | Def-GSIA | NonRes-sAll-mHVAC-RTU-SplitSys | None | SWHC013_02_M001 | SWHC013_02_B001 | DEER2020 | D20v1 | 2020-11-03 | Unitary Air-Cooled, Commercial, Packaged AC, 65 - 134 kBTU/h, 11.5 EER |  | Deem-DEER | Proposed
SCG |  | 2022-01-01 |  | SWHC013-02 | NC | UpDeemed | SWHC013B | None | Com | Def-GSIA | NonRes-sAll-mHVAC-RTU-SplitSys | None | SWHC013_02_M002 | SWHC013_02_B001 | DEER2020 | D20v1 | 2020-11-03 | Unitary Air-Cooled, Commercial, Packaged AC, 65 - 134 kBTU/h, 12 EER |  | Deem-DEER | Proposed
SCG |  | 2022-01-01 |  | SWHC013-02 | NR | UpDeemed | SWHC013B | None | Com | Def-GSIA | NonRes-sAll-mHVAC-RTU-SplitSys | None | SWHC013_02_M002 | SWHC013_02_B001 | DEER2020 | D20v1 | 2020-11-03 | Unitary Air-Cooled, Commercial, Packaged AC, 65 - 134 kBTU/h, 12 EER |  | Deem-DEER | Proposed
SCG |  | 2022-01-01 |  | SWHC013-02 | NC | UpDeemed | SWHC013C | None | Com | Def-GSIA | NonRes-sAll-mHVAC-RTU-SplitSys | None | SWHC013_02_M003 | SWHC013_02_B001 | DEER2020 | D20v1 | 2020-11-03 | Unitary Air-Cooled, Commercial, Packaged AC, 65 - 134 kBTU/h, 12.5 EER |  | Deem-DEER | Proposed
SCG |  | 2022-01-01 |  | SWHC013-02 | NR | UpDeemed | SWHC013C | None | Com | Def-GSIA | NonRes-sAll-mHVAC-RTU-SplitSys | None | SWHC013_02_M003 | SWHC013_02_B001 | DEER2020 | D20v1 | 2020-11-03 | Unitary Air-Cooled, Commercial, Packaged AC, 65 - 134 kBTU/h, 12.5 EER |  | Deem-DEER | Proposed
SCG |  | 2022-01-01 |  | SWHC013-02 | NC | UpDeemed | SWHC013D | None | Com | Def-GSIA | NonRes-sAll-mHVAC-RTU-SplitSys | None | SWHC013_02_M004 | SWHC013_02_B001 | DEER2020 | D20v1 | 2020-11-03 | Unitary Air-Cooled, Commercial, Packaged AC, 65 - 134 kBTU/h, 13 EER |  | Deem-DEER | Proposed
SCG |  | 2022-01-01 |  | SWHC013-02 | NR | UpDeemed | SWHC013D | None | Com | Def-GSIA | NonRes-sAll-mHVAC-RTU-SplitSys | None | SWHC013_02_M004 | SWHC013_02_B001 | DEER2020 | D20v1 | 2020-11-03 | Unitary Air-Cooled, Commercial, Packaged AC, 65 - 134 kBTU/h, 13 EER |  | Deem-DEER | Proposed
SCG |  | 2022-01-01 |  | SWHC013-02 | NC | UpDeemed | SWHC013E | None | Com | Def-GSIA | NonRes-sAll-mHVAC-RTU-SplitSys | None | SWHC013_02_M005 | SWHC013_02_B002 | DEER2020 | D20v1 | 2020-11-03 | Unitary Air-Cooled, Commercial, Packaged AC, 135 - 239 kBTU/h, 11.5 EER |  | Deem-DEER | Proposed
SCG |  | 2022-01-01 |  | SWHC013-02 | NR | UpDeemed | SWHC013E | None | Com | Def-GSIA | NonRes-sAll-mHVAC-RTU-SplitSys | None | SWHC013_02_M005 | SWHC013_02_B002 | DEER2020 | D20v1 | 2020-11-03 | Unitary Air-Cooled, Commercial, Packaged AC, 135 - 239 kBTU/h, 11.5 EER |  | Deem-DEER | Proposed
SCG |  | 2022-01-01 |  | SWHC013-02 | NC | UpDeemed | SWHC013F | None | Com | Def-GSIA | NonRes-sAll-mHVAC-RTU-SplitSys | None | SWHC013_02_M006 | SWHC013_02_B002 | DEER2020 | D20v1 | 2020-11-03 | Unitary Air-Cooled, Commercial, Packaged AC, 135 - 239 kBTU/h, 12 EER |  | Deem-DEER | Proposed
SCG |  | 2022-01-01 |  | SWHC013-02 | NR | UpDeemed | SWHC013F | None | Com | Def-GSIA | NonRes-sAll-mHVAC-RTU-SplitSys | None | SWHC013_02_M006 | SWHC013_02_B002 | DEER2020 | D20v1 | 2020-11-03 | Unitary Air-Cooled, Commercial, Packaged AC, 135 - 239 kBTU/h, 12 EER |  | Deem-DEER | Proposed
SCG |  | 2022-01-01 |  | SWHC013-02 | NC | UpDeemed | SWHC013G | None | Com | Def-GSIA | NonRes-sAll-mHVAC-RTU-SplitSys | None | SWHC013_02_M007 | SWHC013_02_B002 | DEER2020 | D20v1 | 2020-11-03 | Unitary Air-Cooled, Commercial, Packaged AC, 135 - 239 kBTU/h, 12.5 EER |  | Deem-DEER | Proposed
SCG |  | 2022-01-01 |  | SWHC013-02 | NR | UpDeemed | SWHC013G | None | Com | Def-GSIA | NonRes-sAll-mHVAC-RTU-SplitSys | None | SWHC013_02_M007 | SWHC013_02_B002 | DEER2020 | D20v1 | 2020-11-03 | Unitary Air-Cooled, Commercial, Packaged AC, 135 - 239 kBTU/h, 12.5 EER |  | Deem-DEER | Proposed
SCG |  | 2022-01-01 |  | SWHC013-02 | NC | UpDeemed | SWHC013H | None | Com | Def-GSIA | NonRes-sAll-mHVAC-RTU-SplitSys | None | SWHC013_02_M008 | SWHC013_02_B003 | DEER2020 | D20v1 | 2020-11-03 | Unitary Air-Cooled, Commercial, Packaged AC, 240 - 759 kBTU/h, 10.8 EER |  | Deem-DEER | Proposed
SCG |  | 2022-01-01 |  | SWHC013-02 | NR | UpDeemed | SWHC013H | None | Com | Def-GSIA | NonRes-sAll-mHVAC-RTU-SplitSys | None | SWHC013_02_M008 | SWHC013_02_B003 | DEER2020 | D20v1 | 2020-11-03 | Unitary Air-Cooled, Commercial, Packaged AC, 240 - 759 kBTU/h, 10.8 EER |  | Deem-DEER | Proposed
SCG |  | 2022-01-01 |  | SWHC013-02 | NC | UpDeemed | SWHC013I | None | Com | Def-GSIA | NonRes-sAll-mHVAC-RTU-SplitSys | None | SWHC013_02_M009 | SWHC013_02_B003 | DEER2020 | D20v1 | 2020-11-03 | Unitary Air-Cooled, Commercial, Packaged AC, 240 - 759 kBTU/h, 11.5 EER |  | Deem-DEER | Proposed
SCG |  | 2022-01-01 |  | SWHC013-02 | NR | UpDeemed | SWHC013I | None | Com | Def-GSIA | NonRes-sAll-mHVAC-RTU-SplitSys | None | SWHC013_02_M009 | SWHC013_02_B003 | DEER2020 | D20v1 | 2020-11-03 | Unitary Air-Cooled, Commercial, Packaged AC, 240 - 759 kBTU/h, 11.5 EER |  | Deem-DEER | Proposed
SCG |  | 2022-01-01 |  | SWHC013-02 | NC | UpDeemed | SWHC013J | None | Com | Def-GSIA | NonRes-sAll-mHVAC-RTU-SplitSys | None | SWHC013_02_M010 | SWHC013_02_B003 | DEER2020 | D20v1 | 2020-11-03 | Unitary Air-Cooled, Commercial, Packaged AC, 240 - 759 kBTU/h, 12.5 EER |  | Deem-DEER | Proposed
SCG |  | 2022-01-01 |  | SWHC013-02 | NR | UpDeemed | SWHC013J | None | Com | Def-GSIA | NonRes-sAll-mHVAC-RTU-SplitSys | None | SWHC013_02_M010 | SWHC013_02_B003 | DEER2020 | D20v1 | 2020-11-03 | Unitary Air-Cooled, Commercial, Packaged AC, 240 - 759 kBTU/h, 12.5 EER |  | Deem-DEER | Proposed
SCG |  | 2022-01-01 |  | SWHC013-02 | NC | UpDeemed | SWHC013K | None | Com | Def-GSIA | NonRes-sAll-mHVAC-RTU-SplitSys | None | SWHC013_02_M011 | SWHC013_02_B004 | DEER2020 | D20v1 | 2020-11-03 | Unitary Air-Cooled, Commercial, Packaged AC, > 760 kBTU/h, 10.2 EER |  | Deem-DEER | Proposed
SCG |  | 2022-01-01 |  | SWHC013-02 | NR | UpDeemed | SWHC013K | None | Com | Def-GSIA | NonRes-sAll-mHVAC-RTU-SplitSys | None | SWHC013_02_M011 | SWHC013_02_B004 | DEER2020 | D20v1 | 2020-11-03 | Unitary Air-Cooled, Commercial, Packaged AC, > 760 kBTU/h, 10.2 EER |  | Deem-DEER | Proposed
SCG |  | 2022-01-01 |  | SWHC013-02 | NC | UpDeemed | SWHC013L | None | Com | Def-GSIA | NonRes-sAll-mHVAC-RTU-SplitSys | None | SWHC013_02_M012 | SWHC013_02_B004 | DEER2020 | D20v1 | 2020-11-03 | Unitary Air-Cooled, Commercial, Packaged AC, > 760 kBTU/h, 11 EER |  | Deem-DEER | Proposed
SCG |  | 2022-01-01 |  | SWHC013-02 | NR | UpDeemed | SWHC013L | None | Com | Def-GSIA | NonRes-sAll-mHVAC-RTU-SplitSys | None | SWHC013_02_M012 | SWHC013_02_B004 | DEER2020 | D20v1 | 2020-11-03 | Unitary Air-Cooled, Commercial, Packaged AC, > 760 kBTU/h, 11 EER |  | Deem-DEER | Proposed
SCG |  | 2022-01-01 |  | SWHC013-02 | NC | UpDeemed | SWHC013M | None | Com | Def-GSIA | NonRes-sAll-mHVAC-RTU-SplitSys | None | SWHC013_02_M013 | SWHC013_02_B004 | DEER2020 | D20v1 | 2020-11-03 | Unitary Air-Cooled, Commercial, Packaged AC, > 760 kBTU/h, 12 EER |  | Deem-DEER | Proposed
SCG |  | 2022-01-01 |  | SWHC013-02 | NR | UpDeemed | SWHC013M | None | Com | Def-GSIA | NonRes-sAll-mHVAC-RTU-SplitSys | None | SWHC013_02_M013 | SWHC013_02_B004 | DEER2020 | D20v1 | 2020-11-03 | Unitary Air-Cooled, Commercial, Packaged AC, > 760 kBTU/h, 12 EER |  | Deem-DEER | Proposed
SCG |  | 2022-01-01 |  | SWHC013-02 | NR | UpDeemed | SWHC013N | None | Com | Def-GSIA | NonRes-sAll-mHVAC-RTU-SplitSys | None | SWHC013_02_M014 | SWHC013_02_B005 | DEER2020 | D20v1 | 2020-11-03 | Unitary Air-Cooled, Commercial, Packaged HP, 65 - 134 kBTU/h, 11.5 EER 3.4 COP |  | Deem-DEER | Proposed
SCG |  | 2022-01-01 |  | SWHC013-02 | NR | UpDeemed | SWHC013O | None | Com | Def-GSIA | NonRes-sAll-mHVAC-RTU-SplitSys | None | SWHC013_02_M015 | SWHC013_02_B005 | DEER2020 | D20v1 | 2020-11-03 | Unitary Air-Cooled, Commercial, Packaged HP, 65 - 134 kBTU/h, 12 EER 3.4 COP |  | Deem-DEER | Proposed
SCG |  | 2022-01-01 |  | SWHC013-02 | NR | UpDeemed | SWHC013P | None | Com | Def-GSIA | NonRes-sAll-mHVAC-RTU-SplitSys | None | SWHC013_02_M016 | SWHC013_02_B006 | DEER2020 | D20v1 | 2020-11-03 | Unitary Air-Cooled, Commercial, Packaged HP, 135 - 239 kBTU/h, 11.5 EER 3.2 COP |  | Deem-DEER | Proposed
SCG |  | 2022-01-01 |  | SWHC013-02 | NR | UpDeemed | SWHC013Q | None | Com | Def-GSIA | NonRes-sAll-mHVAC-RTU-SplitSys | None | SWHC013_02_M017 | SWHC013_02_B006 | DEER2020 | D20v1 | 2020-11-03 | Unitary Air-Cooled, Commercial, Packaged HP, 135 - 239 kBTU/h, 12 EER 3.2 COP |  | Deem-DEER | Proposed
SCG |  | 2022-01-01 |  | SWHC013-02 | NR | UpDeemed | SWHC013R | None | Com | Def-GSIA | NonRes-sAll-mHVAC-RTU-SplitSys | None | SWHC013_02_M018 | SWHC013_02_B007 | DEER2020 | D20v1 | 2020-11-03 | Unitary Air-Cooled, Commercial, Packaged HP, 240 - 759 kBTU/h, 10.5 EER 3.2 COP |  | Deem-DEER | Proposed
SCG |  | 2022-01-01 |  | SWHC013-02 | NR | UpDeemed | SWHC013S | None | Com | Def-GSIA | NonRes-sAll-mHVAC-RTU-SplitSys | None | SWHC013_02_M019 | SWHC013_02_B007 | DEER2020 | D20v1 | 2020-11-03 | Unitary Air-Cooled, Commercial, Packaged HP, 240 - 759 kBTU/h, 10.8 EER 3.2 COP |  | Deem-DEER | Proposed
SCG |  | 2022-01-01 |  | SWHC013-02 | NC | UpDeemed | SWHC013N | None | Com | Def-GSIA | NonRes-sAll-mHVAC-RTU-SplitSys | None | SWHC013_02_M014 | SWHC013_02_B005 | DEER2020 | D20v1 | 2020-11-03 | Unitary Air-Cooled, Commercial, Packaged HP, 65 - 134 kBTU/h, 11.5 EER 3.4 COP |  | Deem-DEER | Proposed
SCG |  | 2022-01-01 |  | SWHC013-02 | NC | UpDeemed | SWHC013O | None | Com | Def-GSIA | NonRes-sAll-mHVAC-RTU-SplitSys | None | SWHC013_02_M015 | SWHC013_02_B005 | DEER2020 | D20v1 | 2020-11-03 | Unitary Air-Cooled, Commercial, Packaged HP, 65 - 134 kBTU/h, 12 EER 3.4 COP |  | Deem-DEER | Proposed
SCG |  | 2022-01-01 |  | SWHC013-02 | NC | UpDeemed | SWHC013P | None | Com | Def-GSIA | NonRes-sAll-mHVAC-RTU-SplitSys | None | SWHC013_02_M016 | SWHC013_02_B006 | DEER2020 | D20v1 | 2020-11-03 | Unitary Air-Cooled, Commercial, Packaged HP, 135 - 239 kBTU/h, 11.5 EER 3.2 COP |  | Deem-DEER | Proposed
SCG |  | 2022-01-01 |  | SWHC013-02 | NC | UpDeemed | SWHC013Q | None | Com | Def-GSIA | NonRes-sAll-mHVAC-RTU-SplitSys | None | SWHC013_02_M017 | SWHC013_02_B006 | DEER2020 | D20v1 | 2020-11-03 | Unitary Air-Cooled, Commercial, Packaged HP, 135 - 239 kBTU/h, 12 EER 3.2 COP |  | Deem-DEER | Proposed
SCG |  | 2022-01-01 |  | SWHC013-02 | NC | UpDeemed | SWHC013R | None | Com | Def-GSIA | NonRes-sAll-mHVAC-RTU-SplitSys | None | SWHC013_02_M018 | SWHC013_02_B007 | DEER2020 | D20v1 | 2020-11-03 | Unitary Air-Cooled, Commercial, Packaged HP, 240 - 759 kBTU/h, 10.5 EER 3.2 COP |  | Deem-DEER | Proposed
SCG |  | 2022-01-01 |  | SWHC013-02 | NC | UpDeemed | SWHC013S | None | Com | Def-GSIA | NonRes-sAll-mHVAC-RTU-SplitSys | None | SWHC013_02_M019 | SWHC013_02_B007 | DEER2020 | D20v1 | 2020-11-03 | Unitary Air-Cooled, Commercial, Packaged HP, 240 - 759 kBTU/h, 10.8 EER 3.2 COP |  | Deem-DEER | Proposed
PGE | HV346 | 2022-01-01 |  | SWHC013-02 | NC | UpDeemed | SWHC013A | None | Com | Def-GSIA | NonRes-sAll-mHVAC-RTU-SplitSys | None | SWHC013_02_M001 | SWHC013_02_B001 | DEER2020 | D20v1 | 2020-11-03 | Unitary Air-Cooled, Commercial, Packaged AC, 65 - 134 kBTU/h, 11.5 EER |  | Deem-DEER | Proposed
PGE | HV346 | 2022-01-01 |  | SWHC013-02 | NR | UpDeemed | SWHC013A | None | Com | Def-GSIA | NonRes-sAll-mHVAC-RTU-SplitSys | None | SWHC013_02_M001 | SWHC013_02_B001 | DEER2020 | D20v1 | 2020-11-03 | Unitary Air-Cooled, Commercial, Packaged AC, 65 - 134 kBTU/h, 11.5 EER |  | Deem-DEER | Proposed
PGE | HV347 | 2022-01-01 |  | SWHC013-02 | NC | UpDeemed | SWHC013B | None | Com | Def-GSIA | NonRes-sAll-mHVAC-RTU-SplitSys | None | SWHC013_02_M002 | SWHC013_02_B001 | DEER2020 | D20v1 | 2020-11-03 | Unitary Air-Cooled, Commercial, Packaged AC, 65 - 134 kBTU/h, 12 EER |  | Deem-DEER | Proposed
PGE | HV347 | 2022-01-01 |  | SWHC013-02 | NR | UpDeemed | SWHC013B | None | Com | Def-GSIA | NonRes-sAll-mHVAC-RTU-SplitSys | None | SWHC013_02_M002 | SWHC013_02_B001 | DEER2020 | D20v1 | 2020-11-03 | Unitary Air-Cooled, Commercial, Packaged AC, 65 - 134 kBTU/h, 12 EER |  | Deem-DEER | Proposed
PGE | HV348 | 2022-01-01 |  | SWHC013-02 | NC | UpDeemed | SWHC013C | None | Com | Def-GSIA | NonRes-sAll-mHVAC-RTU-SplitSys | None | SWHC013_02_M003 | SWHC013_02_B001 | DEER2020 | D20v1 | 2020-11-03 | Unitary Air-Cooled, Commercial, Packaged AC, 65 - 134 kBTU/h, 12.5 EER |  | Deem-DEER | Proposed
PGE | HV348 | 2022-01-01 |  | SWHC013-02 | NR | UpDeemed | SWHC013C | None | Com | Def-GSIA | NonRes-sAll-mHVAC-RTU-SplitSys | None | SWHC013_02_M003 | SWHC013_02_B001 | DEER2020 | D20v1 | 2020-11-03 | Unitary Air-Cooled, Commercial, Packaged AC, 65 - 134 kBTU/h, 12.5 EER |  | Deem-DEER | Proposed
PGE | HV349 | 2022-01-01 |  | SWHC013-02 | NC | UpDeemed | SWHC013D | None | Com | Def-GSIA | NonRes-sAll-mHVAC-RTU-SplitSys | None | SWHC013_02_M004 | SWHC013_02_B001 | DEER2020 | D20v1 | 2020-11-03 | Unitary Air-Cooled, Commercial, Packaged AC, 65 - 134 kBTU/h, 13 EER |  | Deem-DEER | Proposed
PGE | HV349 | 2022-01-01 |  | SWHC013-02 | NR | UpDeemed | SWHC013D | None | Com | Def-GSIA | NonRes-sAll-mHVAC-RTU-SplitSys | None | SWHC013_02_M004 | SWHC013_02_B001 | DEER2020 | D20v1 | 2020-11-03 | Unitary Air-Cooled, Commercial, Packaged AC, 65 - 134 kBTU/h, 13 EER |  | Deem-DEER | Proposed
PGE | HV340 | 2022-01-01 |  | SWHC013-02 | NC | UpDeemed | SWHC013E | None | Com | Def-GSIA | NonRes-sAll-mHVAC-RTU-SplitSys | None | SWHC013_02_M005 | SWHC013_02_B002 | DEER2020 | D20v1 | 2020-11-03 | Unitary Air-Cooled, Commercial, Packaged AC, 135 - 239 kBTU/h, 11.5 EER |  | Deem-DEER | Proposed
PGE | HV340 | 2022-01-01 |  | SWHC013-02 | NR | UpDeemed | SWHC013E | None | Com | Def-GSIA | NonRes-sAll-mHVAC-RTU-SplitSys | None | SWHC013_02_M005 | SWHC013_02_B002 | DEER2020 | D20v1 | 2020-11-03 | Unitary Air-Cooled, Commercial, Packaged AC, 135 - 239 kBTU/h, 11.5 EER |  | Deem-DEER | Proposed
PGE | HV341 | 2022-01-01 |  | SWHC013-02 | NC | UpDeemed | SWHC013F | None | Com | Def-GSIA | NonRes-sAll-mHVAC-RTU-SplitSys | None | SWHC013_02_M006 | SWHC013_02_B002 | DEER2020 | D20v1 | 2020-11-03 | Unitary Air-Cooled, Commercial, Packaged AC, 135 - 239 kBTU/h, 12 EER |  | Deem-DEER | Proposed
PGE | HV341 | 2022-01-01 |  | SWHC013-02 | NR | UpDeemed | SWHC013F | None | Com | Def-GSIA | NonRes-sAll-mHVAC-RTU-SplitSys | None | SWHC013_02_M006 | SWHC013_02_B002 | DEER2020 | D20v1 | 2020-11-03 | Unitary Air-Cooled, Commercial, Packaged AC, 135 - 239 kBTU/h, 12 EER |  | Deem-DEER | Proposed
PGE | HV342 | 2022-01-01 |  | SWHC013-02 | NC | UpDeemed | SWHC013G | None | Com | Def-GSIA | NonRes-sAll-mHVAC-RTU-SplitSys | None | SWHC013_02_M007 | SWHC013_02_B002 | DEER2020 | D20v1 | 2020-11-03 | Unitary Air-Cooled, Commercial, Packaged AC, 135 - 239 kBTU/h, 12.5 EER |  | Deem-DEER | Proposed
PGE | HV342 | 2022-01-01 |  | SWHC013-02 | NR | UpDeemed | SWHC013G | None | Com | Def-GSIA | NonRes-sAll-mHVAC-RTU-SplitSys | None | SWHC013_02_M007 | SWHC013_02_B002 | DEER2020 | D20v1 | 2020-11-03 | Unitary Air-Cooled, Commercial, Packaged AC, 135 - 239 kBTU/h, 12.5 EER |  | Deem-DEER | Proposed
PGE | HV343 | 2022-01-01 |  | SWHC013-02 | NC | UpDeemed | SWHC013H | None | Com | Def-GSIA | NonRes-sAll-mHVAC-RTU-SplitSys | None | SWHC013_02_M008 | SWHC013_02_B003 | DEER2020 | D20v1 | 2020-11-03 | Unitary Air-Cooled, Commercial, Packaged AC, 240 - 759 kBTU/h, 10.8 EER |  | Deem-DEER | Proposed
PGE | HV343 | 2022-01-01 |  | SWHC013-02 | NR | UpDeemed | SWHC013H | None | Com | Def-GSIA | NonRes-sAll-mHVAC-RTU-SplitSys | None | SWHC013_02_M008 | SWHC013_02_B003 | DEER2020 | D20v1 | 2020-11-03 | Unitary Air-Cooled, Commercial, Packaged AC, 240 - 759 kBTU/h, 10.8 EER |  | Deem-DEER | Proposed
PGE | HV344 | 2022-01-01 |  | SWHC013-02 | NC | UpDeemed | SWHC013I | None | Com | Def-GSIA | NonRes-sAll-mHVAC-RTU-SplitSys | None | SWHC013_02_M009 | SWHC013_02_B003 | DEER2020 | D20v1 | 2020-11-03 | Unitary Air-Cooled, Commercial, Packaged AC, 240 - 759 kBTU/h, 11.5 EER |  | Deem-DEER | Proposed
PGE | HV344 | 2022-01-01 |  | SWHC013-02 | NR | UpDeemed | SWHC013I | None | Com | Def-GSIA | NonRes-sAll-mHVAC-RTU-SplitSys | None | SWHC013_02_M009 | SWHC013_02_B003 | DEER2020 | D20v1 | 2020-11-03 | Unitary Air-Cooled, Commercial, Packaged AC, 240 - 759 kBTU/h, 11.5 EER |  | Deem-DEER | Proposed
PGE | HV345 | 2022-01-01 |  | SWHC013-02 | NC | UpDeemed | SWHC013J | None | Com | Def-GSIA | NonRes-sAll-mHVAC-RTU-SplitSys | None | SWHC013_02_M010 | SWHC013_02_B003 | DEER2020 | D20v1 | 2020-11-03 | Unitary Air-Cooled, Commercial, Packaged AC, 240 - 759 kBTU/h, 12.5 EER |  | Deem-DEER | Proposed
PGE | HV345 | 2022-01-01 |  | SWHC013-02 | NR | UpDeemed | SWHC013J | None | Com | Def-GSIA | NonRes-sAll-mHVAC-RTU-SplitSys | None | SWHC013_02_M010 | SWHC013_02_B003 | DEER2020 | D20v1 | 2020-11-03 | Unitary Air-Cooled, Commercial, Packaged AC, 240 - 759 kBTU/h, 12.5 EER |  | Deem-DEER | Proposed
PGE | HV350 | 2022-01-01 |  | SWHC013-02 | NC | UpDeemed | SWHC013K | None | Com | Def-GSIA | NonRes-sAll-mHVAC-RTU-SplitSys | None | SWHC013_02_M011 | SWHC013_02_B004 | DEER2020 | D20v1 | 2020-11-03 | Unitary Air-Cooled, Commercial, Packaged AC, > 760 kBTU/h, 10.2 EER |  | Deem-DEER | Proposed
PGE | HV350 | 2022-01-01 |  | SWHC013-02 | NR | UpDeemed | SWHC013K | None | Com | Def-GSIA | NonRes-sAll-mHVAC-RTU-SplitSys | None | SWHC013_02_M011 | SWHC013_02_B004 | DEER2020 | D20v1 | 2020-11-03 | Unitary Air-Cooled, Commercial, Packaged AC, > 760 kBTU/h, 10.2 EER |  | Deem-DEER | Proposed
PGE | HV351 | 2022-01-01 |  | SWHC013-02 | NC | UpDeemed | SWHC013L | None | Com | Def-GSIA | NonRes-sAll-mHVAC-RTU-SplitSys | None | SWHC013_02_M012 | SWHC013_02_B004 | DEER2020 | D20v1 | 2020-11-03 | Unitary Air-Cooled, Commercial, Packaged AC, > 760 kBTU/h, 11 EER |  | Deem-DEER | Proposed
PGE | HV351 | 2022-01-01 |  | SWHC013-02 | NR | UpDeemed | SWHC013L | None | Com | Def-GSIA | NonRes-sAll-mHVAC-RTU-SplitSys | None | SWHC013_02_M012 | SWHC013_02_B004 | DEER2020 | D20v1 | 2020-11-03 | Unitary Air-Cooled, Commercial, Packaged AC, > 760 kBTU/h, 11 EER |  | Deem-DEER | Proposed
PGE | HV352 | 2022-01-01 |  | SWHC013-02 | NC | UpDeemed | SWHC013M | None | Com | Def-GSIA | NonRes-sAll-mHVAC-RTU-SplitSys | None | SWHC013_02_M013 | SWHC013_02_B004 | DEER2020 | D20v1 | 2020-11-03 | Unitary Air-Cooled, Commercial, Packaged AC, > 760 kBTU/h, 12 EER |  | Deem-DEER | Proposed
PGE | HV352 | 2022-01-01 |  | SWHC013-02 | NR | UpDeemed | SWHC013M | None | Com | Def-GSIA | NonRes-sAll-mHVAC-RTU-SplitSys | None | SWHC013_02_M013 | SWHC013_02_B004 | DEER2020 | D20v1 | 2020-11-03 | Unitary Air-Cooled, Commercial, Packaged AC, > 760 kBTU/h, 12 EER |  | Deem-DEER | Proposed
PGE | HV412 | 2022-01-01 |  | SWHC013-02 | NR | UpDeemed | SWHC013N | None | Com | Def-GSIA | NonRes-sAll-mHVAC-RTU-SplitSys | None | SWHC013_02_M014 | SWHC013_02_B005 | DEER2020 | D20v1 | 2020-11-03 | Unitary Air-Cooled, Commercial, Packaged HP, 65 - 134 kBTU/h, 11.5 EER 3.4 COP |  | Deem-DEER | Proposed
PGE | HV413 | 2022-01-01 |  | SWHC013-02 | NR | UpDeemed | SWHC013O | None | Com | Def-GSIA | NonRes-sAll-mHVAC-RTU-SplitSys | None | SWHC013_02_M015 | SWHC013_02_B005 | DEER2020 | D20v1 | 2020-11-03 | Unitary Air-Cooled, Commercial, Packaged HP, 65 - 134 kBTU/h, 12 EER 3.4 COP |  | Deem-DEER | Proposed
PGE | HV414 | 2022-01-01 |  | SWHC013-02 | NR | UpDeemed | SWHC013P | None | Com | Def-GSIA | NonRes-sAll-mHVAC-RTU-SplitSys | None | SWHC013_02_M016 | SWHC013_02_B006 | DEER2020 | D20v1 | 2020-11-03 | Unitary Air-Cooled, Commercial, Packaged HP, 135 - 239 kBTU/h, 11.5 EER 3.2 COP |  | Deem-DEER | Proposed
PGE | HV415 | 2022-01-01 |  | SWHC013-02 | NR | UpDeemed | SWHC013Q | None | Com | Def-GSIA | NonRes-sAll-mHVAC-RTU-SplitSys | None | SWHC013_02_M017 | SWHC013_02_B006 | DEER2020 | D20v1 | 2020-11-03 | Unitary Air-Cooled, Commercial, Packaged HP, 135 - 239 kBTU/h, 12 EER 3.2 COP |  | Deem-DEER | Proposed
PGE | HV416 | 2022-01-01 |  | SWHC013-02 | NR | UpDeemed | SWHC013R | None | Com | Def-GSIA | NonRes-sAll-mHVAC-RTU-SplitSys | None | SWHC013_02_M018 | SWHC013_02_B007 | DEER2020 | D20v1 | 2020-11-03 | Unitary Air-Cooled, Commercial, Packaged HP, 240 - 759 kBTU/h, 10.5 EER 3.2 COP |  | Deem-DEER | Proposed
PGE | HV417 | 2022-01-01 |  | SWHC013-02 | NR | UpDeemed | SWHC013S | None | Com | Def-GSIA | NonRes-sAll-mHVAC-RTU-SplitSys | None | SWHC013_02_M019 | SWHC013_02_B007 | DEER2020 | D20v1 | 2020-11-03 | Unitary Air-Cooled, Commercial, Packaged HP, 240 - 759 kBTU/h, 10.8 EER 3.2 COP |  | Deem-DEER | Proposed
PGE | HV412 | 2022-01-01 |  | SWHC013-02 | NC | UpDeemed | SWHC013N | None | Com | Def-GSIA | NonRes-sAll-mHVAC-RTU-SplitSys | None | SWHC013_02_M014 | SWHC013_02_B005 | DEER2020 | D20v1 | 2020-11-03 | Unitary Air-Cooled, Commercial, Packaged HP, 65 - 134 kBTU/h, 11.5 EER 3.4 COP |  | Deem-DEER | Proposed
PGE | HV413 | 2022-01-01 |  | SWHC013-02 | NC | UpDeemed | SWHC013O | None | Com | Def-GSIA | NonRes-sAll-mHVAC-RTU-SplitSys | None | SWHC013_02_M015 | SWHC013_02_B005 | DEER2020 | D20v1 | 2020-11-03 | Unitary Air-Cooled, Commercial, Packaged HP, 65 - 134 kBTU/h, 12 EER 3.4 COP |  | Deem-DEER | Proposed
PGE | HV414 | 2022-01-01 |  | SWHC013-02 | NC | UpDeemed | SWHC013P | None | Com | Def-GSIA | NonRes-sAll-mHVAC-RTU-SplitSys | None | SWHC013_02_M016 | SWHC013_02_B006 | DEER2020 | D20v1 | 2020-11-03 | Unitary Air-Cooled, Commercial, Packaged HP, 135 - 239 kBTU/h, 11.5 EER 3.2 COP |  | Deem-DEER | Proposed
PGE | HV415 | 2022-01-01 |  | SWHC013-02 | NC | UpDeemed | SWHC013Q | None | Com | Def-GSIA | NonRes-sAll-mHVAC-RTU-SplitSys | None | SWHC013_02_M017 | SWHC013_02_B006 | DEER2020 | D20v1 | 2020-11-03 | Unitary Air-Cooled, Commercial, Packaged HP, 135 - 239 kBTU/h, 12 EER 3.2 COP |  | Deem-DEER | Proposed
PGE | HV416 | 2022-01-01 |  | SWHC013-02 | NC | UpDeemed | SWHC013R | None | Com | Def-GSIA | NonRes-sAll-mHVAC-RTU-SplitSys | None | SWHC013_02_M018 | SWHC013_02_B007 | DEER2020 | D20v1 | 2020-11-03 | Unitary Air-Cooled, Commercial, Packaged HP, 240 - 759 kBTU/h, 10.5 EER 3.2 COP |  | Deem-DEER | Proposed
PGE | HV417 | 2022-01-01 |  | SWHC013-02 | NC | UpDeemed | SWHC013S | None | Com | Def-GSIA | NonRes-sAll-mHVAC-RTU-SplitSys | None | SWHC013_02_M019 | SWHC013_02_B007 | DEER2020 | D20v1 | 2020-11-03 | Unitary Air-Cooled, Commercial, Packaged HP, 240 - 759 kBTU/h, 10.8 EER 3.2 COP |  | Deem-DEER | Proposed
SDG | 468063 | 2022-01-01 |  | SWHC013-02 | NC | UpDeemed | SWHC013A | None | Com | Def-GSIA | NonRes-sAll-mHVAC-RTU-SplitSys | None | SWHC013_02_M001 | SWHC013_02_B001 | DEER2020 | D20v1 | 2020-11-03 | Unitary Air-Cooled, Commercial, Packaged AC, 65 - 134 kBTU/h, 11.5 EER |  | Deem-DEER | Proposed
SDG | 468064 | 2022-01-01 |  | SWHC013-02 | NR | UpDeemed | SWHC013A | None | Com | Def-GSIA | NonRes-sAll-mHVAC-RTU-SplitSys | None | SWHC013_02_M001 | SWHC013_02_B001 | DEER2020 | D20v1 | 2020-11-03 | Unitary Air-Cooled, Commercial, Packaged AC, 65 - 134 kBTU/h, 11.5 EER |  | Deem-DEER | Proposed
SDG | 468065 | 2022-01-01 |  | SWHC013-02 | NC | UpDeemed | SWHC013B | None | Com | Def-GSIA | NonRes-sAll-mHVAC-RTU-SplitSys | None | SWHC013_02_M002 | SWHC013_02_B001 | DEER2020 | D20v1 | 2020-11-03 | Unitary Air-Cooled, Commercial, Packaged AC, 65 - 134 kBTU/h, 12 EER |  | Deem-DEER | Proposed
SDG | 468066 | 2022-01-01 |  | SWHC013-02 | NR | UpDeemed | SWHC013B | None | Com | Def-GSIA | NonRes-sAll-mHVAC-RTU-SplitSys | None | SWHC013_02_M002 | SWHC013_02_B001 | DEER2020 | D20v1 | 2020-11-03 | Unitary Air-Cooled, Commercial, Packaged AC, 65 - 134 kBTU/h, 12 EER |  | Deem-DEER | Proposed
SDG | 468067 | 2022-01-01 |  | SWHC013-02 | NC | UpDeemed | SWHC013C | None | Com | Def-GSIA | NonRes-sAll-mHVAC-RTU-SplitSys | None | SWHC013_02_M003 | SWHC013_02_B001 | DEER2020 | D20v1 | 2020-11-03 | Unitary Air-Cooled, Commercial, Packaged AC, 65 - 134 kBTU/h, 12.5 EER |  | Deem-DEER | Proposed
SDG | 468068 | 2022-01-01 |  | SWHC013-02 | NR | UpDeemed | SWHC013C | None | Com | Def-GSIA | NonRes-sAll-mHVAC-RTU-SplitSys | None | SWHC013_02_M003 | SWHC013_02_B001 | DEER2020 | D20v1 | 2020-11-03 | Unitary Air-Cooled, Commercial, Packaged AC, 65 - 134 kBTU/h, 12.5 EER |  | Deem-DEER | Proposed
SDG | 468069 | 2022-01-01 |  | SWHC013-02 | NC | UpDeemed | SWHC013D | None | Com | Def-GSIA | NonRes-sAll-mHVAC-RTU-SplitSys | None | SWHC013_02_M004 | SWHC013_02_B001 | DEER2020 | D20v1 | 2020-11-03 | Unitary Air-Cooled, Commercial, Packaged AC, 65 - 134 kBTU/h, 13 EER |  | Deem-DEER | Proposed
SDG | 468070 | 2022-01-01 |  | SWHC013-02 | NR | UpDeemed | SWHC013D | None | Com | Def-GSIA | NonRes-sAll-mHVAC-RTU-SplitSys | None | SWHC013_02_M004 | SWHC013_02_B001 | DEER2020 | D20v1 | 2020-11-03 | Unitary Air-Cooled, Commercial, Packaged AC, 65 - 134 kBTU/h, 13 EER |  | Deem-DEER | Proposed
SDG | 468071 | 2022-01-01 |  | SWHC013-02 | NC | UpDeemed | SWHC013E | None | Com | Def-GSIA | NonRes-sAll-mHVAC-RTU-SplitSys | None | SWHC013_02_M005 | SWHC013_02_B002 | DEER2020 | D20v1 | 2020-11-03 | Unitary Air-Cooled, Commercial, Packaged AC, 135 - 239 kBTU/h, 11.5 EER |  | Deem-DEER | Proposed
SDG | 468072 | 2022-01-01 |  | SWHC013-02 | NR | UpDeemed | SWHC013E | None | Com | Def-GSIA | NonRes-sAll-mHVAC-RTU-SplitSys | None | SWHC013_02_M005 | SWHC013_02_B002 | DEER2020 | D20v1 | 2020-11-03 | Unitary Air-Cooled, Commercial, Packaged AC, 135 - 239 kBTU/h, 11.5 EER |  | Deem-DEER | Proposed
SDG | 468073 | 2022-01-01 |  | SWHC013-02 | NC | UpDeemed | SWHC013F | None | Com | Def-GSIA | NonRes-sAll-mHVAC-RTU-SplitSys | None | SWHC013_02_M006 | SWHC013_02_B002 | DEER2020 | D20v1 | 2020-11-03 | Unitary Air-Cooled, Commercial, Packaged AC, 135 - 239 kBTU/h, 12 EER |  | Deem-DEER | Proposed
SDG | 468074 | 2022-01-01 |  | SWHC013-02 | NR | UpDeemed | SWHC013F | None | Com | Def-GSIA | NonRes-sAll-mHVAC-RTU-SplitSys | None | SWHC013_02_M006 | SWHC013_02_B002 | DEER2020 | D20v1 | 2020-11-03 | Unitary Air-Cooled, Commercial, Packaged AC, 135 - 239 kBTU/h, 12 EER |  | Deem-DEER | Proposed
SDG | 468075 | 2022-01-01 |  | SWHC013-02 | NC | UpDeemed | SWHC013G | None | Com | Def-GSIA | NonRes-sAll-mHVAC-RTU-SplitSys | None | SWHC013_02_M007 | SWHC013_02_B002 | DEER2020 | D20v1 | 2020-11-03 | Unitary Air-Cooled, Commercial, Packaged AC, 135 - 239 kBTU/h, 12.5 EER |  | Deem-DEER | Proposed
SDG | 468076 | 2022-01-01 |  | SWHC013-02 | NR | UpDeemed | SWHC013G | None | Com | Def-GSIA | NonRes-sAll-mHVAC-RTU-SplitSys | None | SWHC013_02_M007 | SWHC013_02_B002 | DEER2020 | D20v1 | 2020-11-03 | Unitary Air-Cooled, Commercial, Packaged AC, 135 - 239 kBTU/h, 12.5 EER |  | Deem-DEER | Proposed
SDG | 468077 | 2022-01-01 |  | SWHC013-02 | NC | UpDeemed | SWHC013H | None | Com | Def-GSIA | NonRes-sAll-mHVAC-RTU-SplitSys | None | SWHC013_02_M008 | SWHC013_02_B003 | DEER2020 | D20v1 | 2020-11-03 | Unitary Air-Cooled, Commercial, Packaged AC, 240 - 759 kBTU/h, 10.8 EER |  | Deem-DEER | Proposed
SDG | 468078 | 2022-01-01 |  | SWHC013-02 | NR | UpDeemed | SWHC013H | None | Com | Def-GSIA | NonRes-sAll-mHVAC-RTU-SplitSys | None | SWHC013_02_M008 | SWHC013_02_B003 | DEER2020 | D20v1 | 2020-11-03 | Unitary Air-Cooled, Commercial, Packaged AC, 240 - 759 kBTU/h, 10.8 EER |  | Deem-DEER | Proposed
SDG | 468079 | 2022-01-01 |  | SWHC013-02 | NC | UpDeemed | SWHC013I | None | Com | Def-GSIA | NonRes-sAll-mHVAC-RTU-SplitSys | None | SWHC013_02_M009 | SWHC013_02_B003 | DEER2020 | D20v1 | 2020-11-03 | Unitary Air-Cooled, Commercial, Packaged AC, 240 - 759 kBTU/h, 11.5 EER |  | Deem-DEER | Proposed
SDG | 468080 | 2022-01-01 |  | SWHC013-02 | NR | UpDeemed | SWHC013I | None | Com | Def-GSIA | NonRes-sAll-mHVAC-RTU-SplitSys | None | SWHC013_02_M009 | SWHC013_02_B003 | DEER2020 | D20v1 | 2020-11-03 | Unitary Air-Cooled, Commercial, Packaged AC, 240 - 759 kBTU/h, 11.5 EER |  | Deem-DEER | Proposed
SDG | 468081 | 2022-01-01 |  | SWHC013-02 | NC | UpDeemed | SWHC013J | None | Com | Def-GSIA | NonRes-sAll-mHVAC-RTU-SplitSys | None | SWHC013_02_M010 | SWHC013_02_B003 | DEER2020 | D20v1 | 2020-11-03 | Unitary Air-Cooled, Commercial, Packaged AC, 240 - 759 kBTU/h, 12.5 EER |  | Deem-DEER | Proposed
SDG | 468082 | 2022-01-01 |  | SWHC013-02 | NR | UpDeemed | SWHC013J | None | Com | Def-GSIA | NonRes-sAll-mHVAC-RTU-SplitSys | None | SWHC013_02_M010 | SWHC013_02_B003 | DEER2020 | D20v1 | 2020-11-03 | Unitary Air-Cooled, Commercial, Packaged AC, 240 - 759 kBTU/h, 12.5 EER |  | Deem-DEER | Proposed
SDG | 468083 | 2022-01-01 |  | SWHC013-02 | NC | UpDeemed | SWHC013K | None | Com | Def-GSIA | NonRes-sAll-mHVAC-RTU-SplitSys | None | SWHC013_02_M011 | SWHC013_02_B004 | DEER2020 | D20v1 | 2020-11-03 | Unitary Air-Cooled, Commercial, Packaged AC, > 760 kBTU/h, 10.2 EER |  | Deem-DEER | Proposed
SDG | 468084 | 2022-01-01 |  | SWHC013-02 | NR | UpDeemed | SWHC013K | None | Com | Def-GSIA | NonRes-sAll-mHVAC-RTU-SplitSys | None | SWHC013_02_M011 | SWHC013_02_B004 | DEER2020 | D20v1 | 2020-11-03 | Unitary Air-Cooled, Commercial, Packaged AC, > 760 kBTU/h, 10.2 EER |  | Deem-DEER | Proposed
SDG | 468085 | 2022-01-01 |  | SWHC013-02 | NC | UpDeemed | SWHC013L | None | Com | Def-GSIA | NonRes-sAll-mHVAC-RTU-SplitSys | None | SWHC013_02_M012 | SWHC013_02_B004 | DEER2020 | D20v1 | 2020-11-03 | Unitary Air-Cooled, Commercial, Packaged AC, > 760 kBTU/h, 11 EER |  | Deem-DEER | Proposed
SDG | 468086 | 2022-01-01 |  | SWHC013-02 | NR | UpDeemed | SWHC013L | None | Com | Def-GSIA | NonRes-sAll-mHVAC-RTU-SplitSys | None | SWHC013_02_M012 | SWHC013_02_B004 | DEER2020 | D20v1 | 2020-11-03 | Unitary Air-Cooled, Commercial, Packaged AC, > 760 kBTU/h, 11 EER |  | Deem-DEER | Proposed
SDG | 468087 | 2022-01-01 |  | SWHC013-02 | NC | UpDeemed | SWHC013M | None | Com | Def-GSIA | NonRes-sAll-mHVAC-RTU-SplitSys | None | SWHC013_02_M013 | SWHC013_02_B004 | DEER2020 | D20v1 | 2020-11-03 | Unitary Air-Cooled, Commercial, Packaged AC, > 760 kBTU/h, 12 EER |  | Deem-DEER | Proposed
SDG | 468088 | 2022-01-01 |  | SWHC013-02 | NR | UpDeemed | SWHC013M | None | Com | Def-GSIA | NonRes-sAll-mHVAC-RTU-SplitSys | None | SWHC013_02_M013 | SWHC013_02_B004 | DEER2020 | D20v1 | 2020-11-03 | Unitary Air-Cooled, Commercial, Packaged AC, > 760 kBTU/h, 12 EER |  | Deem-DEER | Proposed
SDG | 468090 | 2022-01-01 |  | SWHC013-02 | NR | UpDeemed | SWHC013N | None | Com | Def-GSIA | NonRes-sAll-mHVAC-RTU-SplitSys | None | SWHC013_02_M014 | SWHC013_02_B005 | DEER2020 | D20v1 | 2020-11-03 | Unitary Air-Cooled, Commercial, Packaged HP, 65 - 134 kBTU/h, 11.5 EER 3.4 COP |  | Deem-DEER | Proposed
SDG | 468092 | 2022-01-01 |  | SWHC013-02 | NR | UpDeemed | SWHC013O | None | Com | Def-GSIA | NonRes-sAll-mHVAC-RTU-SplitSys | None | SWHC013_02_M015 | SWHC013_02_B005 | DEER2020 | D20v1 | 2020-11-03 | Unitary Air-Cooled, Commercial, Packaged HP, 65 - 134 kBTU/h, 12 EER 3.4 COP |  | Deem-DEER | Proposed
SDG | 468094 | 2022-01-01 |  | SWHC013-02 | NR | UpDeemed | SWHC013P | None | Com | Def-GSIA | NonRes-sAll-mHVAC-RTU-SplitSys | None | SWHC013_02_M016 | SWHC013_02_B006 | DEER2020 | D20v1 | 2020-11-03 | Unitary Air-Cooled, Commercial, Packaged HP, 135 - 239 kBTU/h, 11.5 EER 3.2 COP |  | Deem-DEER | Proposed
SDG | 468096 | 2022-01-01 |  | SWHC013-02 | NR | UpDeemed | SWHC013Q | None | Com | Def-GSIA | NonRes-sAll-mHVAC-RTU-SplitSys | None | SWHC013_02_M017 | SWHC013_02_B006 | DEER2020 | D20v1 | 2020-11-03 | Unitary Air-Cooled, Commercial, Packaged HP, 135 - 239 kBTU/h, 12 EER 3.2 COP |  | Deem-DEER | Proposed
SDG | 468098 | 2022-01-01 |  | SWHC013-02 | NR | UpDeemed | SWHC013R | None | Com | Def-GSIA | NonRes-sAll-mHVAC-RTU-SplitSys | None | SWHC013_02_M018 | SWHC013_02_B007 | DEER2020 | D20v1 | 2020-11-03 | Unitary Air-Cooled, Commercial, Packaged HP, 240 - 759 kBTU/h, 10.5 EER 3.2 COP |  | Deem-DEER | Proposed
SDG | 468100 | 2022-01-01 |  | SWHC013-02 | NR | UpDeemed | SWHC013S | None | Com | Def-GSIA | NonRes-sAll-mHVAC-RTU-SplitSys | None | SWHC013_02_M019 | SWHC013_02_B007 | DEER2020 | D20v1 | 2020-11-03 | Unitary Air-Cooled, Commercial, Packaged HP, 240 - 759 kBTU/h, 10.8 EER 3.2 COP |  | Deem-DEER | Proposed
SDG | 468089 | 2022-01-01 |  | SWHC013-02 | NC | UpDeemed | SWHC013N | None | Com | Def-GSIA | NonRes-sAll-mHVAC-RTU-SplitSys | None | SWHC013_02_M014 | SWHC013_02_B005 | DEER2020 | D20v1 | 2020-11-03 | Unitary Air-Cooled, Commercial, Packaged HP, 65 - 134 kBTU/h, 11.5 EER 3.4 COP |  | Deem-DEER | Proposed
SDG | 468091 | 2022-01-01 |  | SWHC013-02 | NC | UpDeemed | SWHC013O | None | Com | Def-GSIA | NonRes-sAll-mHVAC-RTU-SplitSys | None | SWHC013_02_M015 | SWHC013_02_B005 | DEER2020 | D20v1 | 2020-11-03 | Unitary Air-Cooled, Commercial, Packaged HP, 65 - 134 kBTU/h, 12 EER 3.4 COP |  | Deem-DEER | Proposed
SDG | 468093 | 2022-01-01 |  | SWHC013-02 | NC | UpDeemed | SWHC013P | None | Com | Def-GSIA | NonRes-sAll-mHVAC-RTU-SplitSys | None | SWHC013_02_M016 | SWHC013_02_B006 | DEER2020 | D20v1 | 2020-11-03 | Unitary Air-Cooled, Commercial, Packaged HP, 135 - 239 kBTU/h, 11.5 EER 3.2 COP |  | Deem-DEER | Proposed
SDG | 468095 | 2022-01-01 |  | SWHC013-02 | NC | UpDeemed | SWHC013Q | None | Com | Def-GSIA | NonRes-sAll-mHVAC-RTU-SplitSys | None | SWHC013_02_M017 | SWHC013_02_B006 | DEER2020 | D20v1 | 2020-11-03 | Unitary Air-Cooled, Commercial, Packaged HP, 135 - 239 kBTU/h, 12 EER 3.2 COP |  | Deem-DEER | Proposed
SDG | 468097 | 2022-01-01 |  | SWHC013-02 | NC | UpDeemed | SWHC013R | None | Com | Def-GSIA | NonRes-sAll-mHVAC-RTU-SplitSys | None | SWHC013_02_M018 | SWHC013_02_B007 | DEER2020 | D20v1 | 2020-11-03 | Unitary Air-Cooled, Commercial, Packaged HP, 240 - 759 kBTU/h, 10.5 EER 3.2 COP |  | Deem-DEER | Proposed
SDG | 468099 | 2022-01-01 |  | SWHC013-02 | NC | UpDeemed | SWHC013S | None | Com | Def-GSIA | NonRes-sAll-mHVAC-RTU-SplitSys | None | SWHC013_02_M019 | SWHC013_02_B007 | DEER2020 | D20v1 | 2020-11-03 | Unitary Air-Cooled, Commercial, Packaged HP, 240 - 759 kBTU/h, 10.8 EER 3.2 COP |  | Deem-DEER | Proposed

## EnergyImpact
PA | EnergyImpactID | BldgType | BldgVint | BldgLoc | BldgHVAC | SourceDesc | Version | VersionSource | LastMod | NormUnit | NumUnit | MeasArea | ScaleBasis | APreWBkWh | APreWBkW | APreWBtherm | AStdWBkWh | AStdWBkW | AStdWBtherm | APreEUkWh | APreEUkW | APreEUtherm | AStdEUkWh | AStdEUkW | AStdEUtherm | ElecImpactProfile | GasImpactProfile | Flag
Any | NE-HVAC-airAC-SpltPkg-65to134kBtuh-11p5eer-woutPreEcono | Asm | Ex | CZ01 | cDXGF | SWHC013-02 | DEER2020 | D20v1 | 2020-11-09 | Cap-Tons | 1 |  | None | 372 | 0.0861 | 9.31 | 3.68 | 0.00481 | 0 | [6 empty] | DEER:HVAC_Split-Package_AC | Annual
Any | NE-HVAC-airAC-SpltPkg-65to134kBtuh-11p5eer-woutPreEcono | Asm | Ex | CZ02 | cDXGF | SWHC013-02 | DEER2020 | D20v1 | 2020-11-09 | Cap-Tons | 1 |  | None | 411 | 0.126 | 5.99 | 28 | 0.0353 | 0 | [6 empty] | DEER:HVAC_Split-Package_AC | Annual
Any | NE-HVAC-airAC-SpltPkg-65to134kBtuh-11p5eer-woutPreEcono | Asm | Ex | CZ03 | cDXGF | SWHC013-02 | DEER2020 | D20v1 | 2020-11-09 | Cap-Tons | 1 |  | None | 399 | 0.122 | 10.8 | 11.8 | 0.0166 | 0 | [6 empty] | DEER:HVAC_Split-Package_AC | Annual
Any | NE-HVAC-airAC-SpltPkg-65to134kBtuh-11p5eer-woutPreEcono | Asm | Ex | CZ04 | cDXGF | SWHC013-02 | DEER2020 | D20v1 | 2020-11-09 | Cap-Tons | 1 |  | None | 437 | 0.125 | 3.75 | 30.2 | 0.0306 | 0 | [6 empty] | DEER:HVAC_Split-Package_AC | Annual
Any | NE-HVAC-airAC-SpltPkg-65to134kBtuh-11p5eer-woutPreEcono | Asm | Ex | CZ05 | cDXGF | SWHC013-02 | DEER2020 | D20v1 | 2020-11-09 | Cap-Tons | 1 |  | None | 399 | 0.0975 | 8.79 | 12.3 | 0.0101 | 0 | [6 empty] | DEER:HVAC_Split-Package_AC | Annual
Any | NE-HVAC-airAC-SpltPkg-65to134kBtuh-11p5eer-woutPreEcono | Asm | Ex | CZ06 | cDXGF | SWHC013-02 | DEER2020 | D20v1 | 2020-11-09 | Cap-Tons | 1 |  | None | 398 | 0.122 | 5.58 | 26.2 | 0.0217 | 0 | [6 empty] | DEER:HVAC_Split-Package_AC | Annual
Any | NE-HVAC-airAC-SpltPkg-65to134kBtuh-11p5eer-woutPreEcono | Asm | Ex | CZ07 | cDXGF | SWHC013-02 | DEER2020 | D20v1 | 2020-11-09 | Cap-Tons | 1 |  | None | 382 | 0.107 | 4.47 | 21.8 | 0.0172 | 0 | [6 empty] | DEER:HVAC_Split-Package_AC | Annual
Any | NE-HVAC-airAC-SpltPkg-65to134kBtuh-11p5eer-woutPreEcono | Asm | Ex | CZ08 | cDXGF | SWHC013-02 | DEER2020 | D20v1 | 2020-11-09 | Cap-Tons | 1 |  | None | 424 | 0.126 | 4.05 | 36.5 | 0.024 | 0 | [6 empty] | DEER:HVAC_Split-Package_AC | Annual
Any | NE-HVAC-airAC-SpltPkg-65to134kBtuh-11p5eer-woutPreEcono | Asm | Ex | CZ09 | cDXGF | SWHC013-02 | DEER2020 | D20v1 | 2020-11-09 | Cap-Tons | 1 |  | None | 447 | 0.146 | 8.03 | 33.1 | 0.0298 | 0 | [6 empty] | DEER:HVAC_Split-Package_AC | Annual
Any | NE-HVAC-airAC-SpltPkg-65to134kBtuh-11p5eer-woutPreEcono | Asm | Ex | CZ10 | cDXGF | SWHC013-02 | DEER2020 | D20v1 | 2020-11-09 | Cap-Tons | 1 |  | None | 471 | 0.147 | 8.23 | 39.5 | 0.0333 | 0 | [6 empty] | DEER:HVAC_Split-Package_AC | Annual
Any | NE-HVAC-airAC-SpltPkg-65to134kBtuh-11p5eer-woutPreEcono | Asm | Ex | CZ11 | cDXGF | SWHC013-02 | DEER2020 | D20v1 | 2020-11-09 | Cap-Tons | 1 |  | None | 505 | 0.175 | 16.3 | 38.8 | 0.0333 | 0 | [6 empty] | DEER:HVAC_Split-Package_AC | Annual
Any | NE-HVAC-airAC-SpltPkg-65to134kBtuh-11p5eer-woutPreEcono | Asm | Ex | CZ12 | cDXGF | SWHC013-02 | DEER2020 | D20v1 | 2020-11-09 | Cap-Tons | 1 |  | None | 469 | 0.15 | 14.5 | 34 | 0.0358 | 0 | [6 empty] | DEER:HVAC_Split-Package_AC | Annual
Any | NE-HVAC-airAC-SpltPkg-65to134kBtuh-11p5eer-woutPreEcono | Asm | Ex | CZ13 | cDXGF | SWHC013-02 | DEER2020 | D20v1 | 2020-11-09 | Cap-Tons | 1 |  | None | 504 | 0.167 | 15.4 | 40.5 | 0.0318 | 0 | [6 empty] | DEER:HVAC_Split-Package_AC | Annual
Any | NE-HVAC-airAC-SpltPkg-65to134kBtuh-11p5eer-woutPreEcono | Asm | Ex | CZ14 | cDXGF | SWHC013-02 | DEER2020 | D20v1 | 2020-11-09 | Cap-Tons | 1 |  | None | 511 | 0.183 | 16.1 | 38.7 | 0.0266 | 0 | [6 empty] | DEER:HVAC_Split-Package_AC | Annual
Any | NE-HVAC-airAC-SpltPkg-65to134kBtuh-11p5eer-woutPreEcono | Asm | Ex | CZ15 | cDXGF | SWHC013-02 | DEER2020 | D20v1 | 2020-11-09 | Cap-Tons | 1 |  | None | 601 | 0.211 | 2.79 | 56.7 | 0.0273 | 0 | [6 empty] | DEER:HVAC_Split-Package_AC | Annual
Any | NE-HVAC-airAC-SpltPkg-65to134kBtuh-11p5eer-woutPreEcono | Asm | Ex | CZ16 | cDXGF | SWHC013-02 | DEER2020 | D20v1 | 2020-11-09 | Cap-Tons | 1 |  | None | 424 | 0.135 | 24.2 | 17.8 | 0.019 | 0 | [6 empty] | DEER:HVAC_Split-Package_AC | Annual
Any | NE-HVAC-airAC-SpltPkg-65to134kBtuh-11p5eer-woutPreEcono | Asm | New | CZ01 | cDXGF | SWHC013-02 | DEER2020 | D20v1 | 2020-11-09 | Cap-Tons | 1 |  | None | 3.55 | 0.00476 | 0 | 3.55 | 0.00476 | 0 | [6 empty] | DEER:HVAC_Split-Package_AC | Annual
Any | NE-HVAC-airAC-SpltPkg-65to134kBtuh-11p5eer-woutPreEcono | Asm | New | CZ02 | cDXGF | SWHC013-02 | DEER2020 | D20v1 | 2020-11-09 | Cap-Tons | 1 |  | None | 31 | 0.0348 | 0 | 31 | 0.0348 | 0 | [6 empty] | DEER:HVAC_Split-Package_AC | Annual
Any | NE-HVAC-airAC-SpltPkg-65to134kBtuh-11p5eer-woutPreEcono | Asm | New | CZ03 | cDXGF | SWHC013-02 | DEER2020 | D20v1 | 2020-11-09 | Cap-Tons | 1 |  | None | 10.2 | 0.0166 | 0 | 10.2 | 0.0166 | 0 | [6 empty] | DEER:HVAC_Split-Package_AC | Annual
Any | NE-HVAC-airAC-SpltPkg-65to134kBtuh-11p5eer-woutPreEcono | Asm | New | CZ04 | cDXGF | SWHC013-02 | DEER2020 | D20v1 | 2020-11-09 | Cap-Tons | 1 |  | None | 33.7 | 0.0304 | 0 | 33.7 | 0.0304 | 0 | [6 empty] | DEER:HVAC_Split-Package_AC | Annual
Any | NE-HVAC-airAC-SpltPkg-65to134kBtuh-11p5eer-woutPreEcono | Asm | New | CZ05 | cDXGF | SWHC013-02 | DEER2020 | D20v1 | 2020-11-09 | Cap-Tons | 1 |  | None | 10.9 | 0.0102 | 0 | 10.9 | 0.0102 | 0 | [6 empty] | DEER:HVAC_Split-Package_AC | Annual
Any | NE-HVAC-airAC-SpltPkg-65to134kBtuh-11p5eer-woutPreEcono | Asm | New | CZ06 | cDXGF | SWHC013-02 | DEER2020 | D20v1 | 2020-11-09 | Cap-Tons | 1 |  | None | 24.6 | 0.0232 | 0 | 24.6 | 0.0232 | 0 | [6 empty] | DEER:HVAC_Split-Package_AC | Annual
Any | NE-HVAC-airAC-SpltPkg-65to134kBtuh-11p5eer-woutPreEcono | Asm | New | CZ07 | cDXGF | SWHC013-02 | DEER2020 | D20v1 | 2020-11-09 | Cap-Tons | 1 |  | None | 19.5 | 0.0179 | 0 | 19.5 | 0.0179 | 0 | [6 empty] | DEER:HVAC_Split-Package_AC | Annual
Any | NE-HVAC-airAC-SpltPkg-65to134kBtuh-11p5eer-woutPreEcono | Asm | New | CZ08 | cDXGF | SWHC013-02 | DEER2020 | D20v1 | 2020-11-09 | Cap-Tons | 1 |  | None | 34.1 | 0.0243 | 0 | 34.1 | 0.0243 | 0 | [6 empty] | DEER:HVAC_Split-Package_AC | Annual
Any | NE-HVAC-airAC-SpltPkg-65to134kBtuh-11p5eer-woutPreEcono | Asm | New | CZ09 | cDXGF | SWHC013-02 | DEER2020 | D20v1 | 2020-11-09 | Cap-Tons | 1 |  | None | 31.4 | 0.0301 | 0 | 31.4 | 0.0301 | 0 | [6 empty] | DEER:HVAC_Split-Package_AC | Annual
Any | NE-HVAC-airAC-SpltPkg-65to134kBtuh-11p5eer-woutPreEcono | Asm | New | CZ10 | cDXGF | SWHC013-02 | DEER2020 | D20v1 | 2020-11-09 | Cap-Tons | 1 |  | None | 38.6 | 0.0333 | 0 | 38.6 | 0.0333 | 0 | [6 empty] | DEER:HVAC_Split-Package_AC | Annual
Any | NE-HVAC-airAC-SpltPkg-65to134kBtuh-11p5eer-woutPreEcono | Asm | New | CZ11 | cDXGF | SWHC013-02 | DEER2020 | D20v1 | 2020-11-09 | Cap-Tons | 1 |  | None | 38.4 | 0.033 | 0 | 38.4 | 0.033 | 0 | [6 empty] | DEER:HVAC_Split-Package_AC | Annual
Any | NE-HVAC-airAC-SpltPkg-65to134kBtuh-11p5eer-woutPreEcono | Asm | New | CZ12 | cDXGF | SWHC013-02 | DEER2020 | D20v1 | 2020-11-09 | Cap-Tons | 1 |  | None | 33.5 | 0.0356 | 0 | 33.5 | 0.0356 | 0 | [6 empty] | DEER:HVAC_Split-Package_AC | Annual
Any | NE-HVAC-airAC-SpltPkg-65to134kBtuh-11p5eer-woutPreEcono | Asm | New | CZ13 | cDXGF | SWHC013-02 | DEER2020 | D20v1 | 2020-11-09 | Cap-Tons | 1 |  | None | 39.9 | 0.0316 | 0 | 39.9 | 0.0316 | 0 | [6 empty] | DEER:HVAC_Split-Package_AC | Annual
Any | NE-HVAC-airAC-SpltPkg-65to134kBtuh-11p5eer-woutPreEcono | Asm | New | CZ14 | cDXGF | SWHC013-02 | DEER2020 | D20v1 | 2020-11-09 | Cap-Tons | 1 |  | None | 38.1 | 0.0259 | 0 | 38.1 | 0.0259 | 0 | [6 empty] | DEER:HVAC_Split-Package_AC | Annual
Any | NE-HVAC-airAC-SpltPkg-65to134kBtuh-11p5eer-woutPreEcono | Asm | New | CZ15 | cDXGF | SWHC013-02 | DEER2020 | D20v1 | 2020-11-09 | Cap-Tons | 1 |  | None | 55.4 | 0.0266 | 0 | 55.4 | 0.0266 | 0 | [6 empty] | DEER:HVAC_Split-Package_AC | Annual
Any | NE-HVAC-airAC-SpltPkg-65to134kBtuh-11p5eer-woutPreEcono | Asm | New | CZ16 | cDXGF | SWHC013-02 | DEER2020 | D20v1 | 2020-11-09 | Cap-Tons | 1 |  | None | 17.6 | 0.0189 | 0 | 17.6 | 0.0189 | 0 | [6 empty] | DEER:HVAC_Split-Package_AC | Annual
Any | NE-HVAC-airAC-SpltPkg-65to134kBtuh-11p5eer-woutPreEcono | Com | Ex | CZ04 | cDXGF | SWHC013-02 | DEER2020 | D20v1 | 2020-11-09 | Cap-Tons | 1 |  | None | 540 | 0.102 | 5.7 | 24.1 | 0.018 | 0 | [6 empty] | DEER:HVAC_Split-Package_AC | Annual
Any | NE-HVAC-airAC-SpltPkg-65to134kBtuh-11p5eer-woutPreEcono | Com | Ex | CZ05 | cDXGF | SWHC013-02 | DEER2020 | D20v1 | 2020-11-09 | Cap-Tons | 1 |  | None | 564 | 0.093 | 8.43 | 12.2 | 0.008 | 0 | [6 empty] | DEER:HVAC_Split-Package_AC | Annual
Any | NE-HVAC-airAC-SpltPkg-65to134kBtuh-11p5eer-woutPreEcono | Com | Ex | CZ06 | cDXGF | SWHC013-02 | DEER2020 | D20v1 | 2020-11-09 | Cap-Tons | 1 |  | None | 538 | 0.107 | 2.69 | 25.9 | 0.017 | 0 | [6 empty] | DEER:HVAC_Split-Package_AC | Annual
Any | NE-HVAC-airAC-SpltPkg-65to134kBtuh-11p5eer-woutPreEcono | Com | Ex | CZ07 | cDXGF | SWHC013-02 | DEER2020 | D20v1 | 2020-11-09 | Cap-Tons | 1 |  | None | 582 | 0.098 | 1.6 | 21.5 | 0.013 | 0 | [6 empty] | DEER:HVAC_Split-Package_AC | Annual
Any | NE-HVAC-airAC-SpltPkg-65to134kBtuh-11p5eer-woutPreEcono | Com | Ex | CZ08 | cDXGF | SWHC013-02 | DEER2020 | D20v1 | 2020-11-09 | Cap-Tons | 1 |  | None | 533 | 0.109 | 2.49 | 30.1 | 0.017 | 0 | [6 empty] | DEER:HVAC_Split-Package_AC | Annual
Any | NE-HVAC-airAC-SpltPkg-65to134kBtuh-11p5eer-woutPreEcono | Com | Ex | CZ09 | cDXGF | SWHC013-02 | DEER2020 | D20v1 | 2020-11-09 | Cap-Tons | 1 |  | None | 561 | 0.125 | 2.67 | 28.2 | 0.021 | 0 | [6 empty] | DEER:HVAC_Split-Package_AC | Annual
Any | NE-HVAC-airAC-SpltPkg-65to134kBtuh-11p5eer-woutPreEcono | Com | Ex | CZ10 | cDXGF | SWHC013-02 | DEER2020 | D20v1 | 2020-11-09 | Cap-Tons | 1 |  | None | 537 | 0.129 | 3.89 | 30.6 | 0.023 | 0 | [6 empty] | DEER:HVAC_Split-Package_AC | Annual
Any | NE-HVAC-airAC-SpltPkg-65to134kBtuh-11p5eer-woutPreEcono | Com | Ex | CZ11 | cDXGF | SWHC013-02 | DEER2020 | D20v1 | 2020-11-09 | Cap-Tons |  |  | None | 573 | 0.13 | 7.63 | 31.2 | 0.023 | 0 | [6 empty] | DEER:HVAC_Split-Package_AC | Annual
Any | NE-HVAC-airAC-SpltPkg-65to134kBtuh-11p5eer-woutPreEcono | Com | Ex | CZ12 | cDXGF | SWHC013-02 | DEER2020 | D20v1 | 2020-11-09 | Cap-Tons | 1 |  | None | 563 | 0.119 | 7.41 | 26.2 | 0.021 | 0 | [6 empty] | DEER:HVAC_Split-Package_AC | Annual
Any | NE-HVAC-airAC-SpltPkg-65to134kBtuh-11p5eer-woutPreEcono | Com | Ex | CZ13 | cDXGF | SWHC013-02 | DEER2020 | D20v1 | 2020-11-09 | Cap-Tons | 1 |  | None | 590 | 0.127 | 6.49 | 33 | 0.02 | 0 | [6 empty] | DEER:HVAC_Split-Package_AC | Annual
Any | NE-HVAC-airAC-SpltPkg-65to134kBtuh-11p5eer-woutPreEcono | Com | Ex | CZ14 | cDXGF | SWHC013-02 | DEER2020 | D20v1 | 2020-11-09 | Cap-Tons | 1 |  | None | 558 | 0.145 | 7.91 | 33.2 | 0.021 | 0 | [6 empty] | DEER:HVAC_Split-Package_AC | Annual
Any | NE-HVAC-airAC-SpltPkg-65to134kBtuh-11p5eer-woutPreEcono | Com | Ex | CZ15 | cDXGF | SWHC013-02 | DEER2020 | D20v1 | 2020-11-09 | Cap-Tons | 1 |  | None | 649 | 0.162 | 0.96 | 52.9 | 0.022 | 0 | [6 empty] | DEER:HVAC_Split-Package_AC | Annual
Any | NE-HVAC-airAC-SpltPkg-65to134kBtuh-11p5eer-woutPreEcono | Com | Ex | CZ16 | cDXGF | SWHC013-02 | DEER2020 | D20v1 | 2020-11-09 | Cap-Tons | 1 |  | None | 500 | 0.103 | 21.1 | 15 | 0.013 | 0 | [6 empty] | DEER:HVAC_Split-Package_AC | Annual
Any | NE-HVAC-airAC-SpltPkg-65to134kBtuh-11p5eer-woutPreEcono | Com | New | CZ01 | cDXGF | SWHC013-02 | DEER2020 | D20v1 | 2020-11-09 | Cap-Tons | 1 |  | None | 4.3 | 0.004 | 0 | 4.3 | 0.004 | 0 | [6 empty] | DEER:HVAC_Split-Package_AC | Annual
Any | NE-HVAC-airAC-SpltPkg-65to134kBtuh-11p5eer-woutPreEcono | Com | New | CZ02 | cDXGF | SWHC013-02 | DEER2020 | D20v1 | 2020-11-09 | Cap-Tons | 1 |  | None | 21.5 | 0.021 | 0 | 21.5 | 0.021 | 0 | [6 empty] | DEER:HVAC_Split-Package_AC | Annual
Any | NE-HVAC-airAC-SpltPkg-65to134kBtuh-11p5eer-woutPreEcono | Com | New | CZ03 | cDXGF | SWHC013-02 | DEER2020 | D20v1 | 2020-11-09 | Cap-Tons | 1 |  | None | 10.5 | 0.01 | 0 | 10.5 | 0.01 | 0 | [6 empty] | DEER:HVAC_Split-Package_AC | Annual
Any | NE-HVAC-airAC-SpltPkg-65to134kBtuh-11p5eer-woutPreEcono | Com | New | CZ04 | cDXGF | SWHC013-02 | DEER2020 | D20v1 | 2020-11-09 | Cap-Tons | 1 |  | None | 23.6 | 0.018 | 0 | 23.6 | 0.018 | 0 | [6 empty] | DEER:HVAC_Split-Package_AC | Annual
Any | NE-HVAC-airAC-SpltPkg-65to134kBtuh-11p5eer-woutPreEcono | Com | New | CZ05 | cDXGF | SWHC013-02 | DEER2020 | D20v1 | 2020-11-09 | Cap-Tons | 1 |  | None | 11.4 | 0.008 | 0 | 11.4 | 0.008 | 0 | [6 empty] | DEER:HVAC_Split-Package_AC | Annual
Any | NE-HVAC-airAC-SpltPkg-65to134kBtuh-11p5eer-woutPreEcono | Com | New | CZ06 | cDXGF | SWHC013-02 | DEER2020 | D20v1 | 2020-11-09 | Cap-Tons | 1 |  | None | 24.9 | 0.017 | 0 | 24.9 | 0.017 | 0 | [6 empty] | DEER:HVAC_Split-Package_AC | Annual
Any | NE-HVAC-airAC-SpltPkg-65to134kBtuh-11p5eer-woutPreEcono | Com | New | CZ07 | cDXGF | SWHC013-02 | DEER2020 | D20v1 | 2020-11-09 | Cap-Tons | 1 |  | None | 20.6 | 0.013 | 0 | 20.6 | 0.013 | 0 | [6 empty] | DEER:HVAC_Split-Package_AC | Annual
Any | NE-HVAC-airAC-SpltPkg-65to134kBtuh-11p5eer-woutPreEcono | Com | New | CZ08 | cDXGF | SWHC013-02 | DEER2020 | D20v1 | 2020-11-09 | Cap-Tons | 1 |  | None | 29 | 0.017 | 0 | 29 | 0.017 | 0 | [6 empty] | DEER:HVAC_Split-Package_AC | Annual
Any | NE-HVAC-airAC-SpltPkg-65to134kBtuh-11p5eer-woutPreEcono | Com | New | CZ09 | cDXGF | SWHC013-02 | DEER2020 | D20v1 | 2020-11-09 | Cap-Tons | 1 |  | None | 27.1 | 0.021 | 0 | 27.1 | 0.021 | 0 | [6 empty] | DEER:HVAC_Split-Package_AC | Annual
Any | NE-HVAC-airAC-SpltPkg-65to134kBtuh-11p5eer-woutPreEcono | Com | New | CZ10 | cDXGF | SWHC013-02 | DEER2020 | D20v1 | 2020-11-09 | Cap-Tons | 1 |  | None | 29.2 | 0.023 | 0 | 29.2 | 0.023 | 0 | [6 empty] | DEER:HVAC_Split-Package_AC | Annual
Any | NE-HVAC-airAC-SpltPkg-65to134kBtuh-11p5eer-woutPreEcono | Com | New | CZ11 | cDXGF | SWHC013-02 | DEER2020 | D20v1 | 2020-11-09 | Cap-Tons | 1 |  | None | 30.4 | 0.023 | 0 | 30.4 | 0.023 | 0 | [6 empty] | DEER:HVAC_Split-Package_AC | Annual
Any | NE-HVAC-airAC-SpltPkg-65to134kBtuh-11p5eer-woutPreEcono | Com | New | CZ12 | cDXGF | SWHC013-02 | DEER2020 | D20v1 | 2020-11-09 | Cap-Tons | 1 |  | None | 25.4 | 0.021 | 0 | 25.4 | 0.021 | 0 | [6 empty] | DEER:HVAC_Split-Package_AC | Annual
Any | NE-HVAC-airAC-SpltPkg-65to134kBtuh-11p5eer-woutPreEcono | Com | New | CZ13 | cDXGF | SWHC013-02 | DEER2020 | D20v1 | 2020-11-09 | Cap-Tons | 1 |  | None | 32 | 0.02 | 0 | 32 | 0.02 | 0 | [6 empty] | DEER:HVAC_Split-Package_AC | Annual
Any | NE-HVAC-airAC-SpltPkg-65to134kBtuh-11p5eer-woutPreEcono | Com | New | CZ14 | cDXGF | SWHC013-02 | DEER2020 | D20v1 | 2020-11-09 | Cap-Tons | 1 |  | None | 32.3 | 0.02 | 0 | 32.3 | 0.02 | 0 | [6 empty] | DEER:HVAC_Split-Package_AC | Annual
Any | NE-HVAC-airAC-SpltPkg-65to134kBtuh-11p5eer-woutPreEcono | Com | New | CZ15 | cDXGF | SWHC013-02 | DEER2020 | D20v1 | 2020-11-09 | Cap-Tons | 1 |  | None | 51 | 0.022 | 0 | 51 | 0.022 | 0 | [6 empty] | DEER:HVAC_Split-Package_AC | Annual
Any | NE-HVAC-airAC-SpltPkg-65to134kBtuh-11p5eer-woutPreEcono | Com | New | CZ16 | cDXGF | SWHC013-02 | DEER2020 | D20v1 | 2020-11-09 | Cap-Tons | 1 |  | None | 14.6 | 0.013 | 0 | 14.6 | 0.013 | 0 | [6 empty] | DEER:HVAC_Split-Package_AC | Annual
Any | NE-HVAC-airAC-SpltPkg-65to134kBtuh-11p5eer-woutPreEcono | ECC | Ex | CZ01 | cDXGF | SWHC013-02 | DEER2020 | D20v1 | 2020-11-09 | Cap-Tons | 1 |  | None | 359 | 0.108 | 16.2 | 4.17 | 0.00666 | 0 | [6 empty] | DEER:HVAC_Split-Package_AC | Annual
Any | NE-HVAC-airAC-SpltPkg-65to134kBtuh-11p5eer-woutPreEcono | ECC | Ex | CZ02 | cDXGF | SWHC013-02 | DEER2020 | D20v1 | 2020-11-09 | Cap-Tons | 1 |  | None | 444 | 0.147 | 11.3 | 21.9 | 0.0207 | 0 | [6 empty] | DEER:HVAC_Split-Package_AC | Annual
Any | NE-HVAC-airAC-SpltPkg-65to134kBtuh-11p5eer-woutPreEcono | ECC | Ex | CZ03 | cDXGF | SWHC013-02 | DEER2020 | D20v1 | 2020-11-09 | Cap-Tons | 1 |  | None | 409 | 0.0995 | 7.13 | 9.47 | 0.0099 | 0 | [6 empty] | DEER:HVAC_Split-Package_AC | Annual
Any | NE-HVAC-airAC-SpltPkg-65to134kBtuh-11p5eer-woutPreEcono | ECC | Ex | CZ04 | cDXGF | SWHC013-02 | DEER2020 | D20v1 | 2020-11-09 | Cap-Tons | 1 |  | None | 439 | 0.143 | 7.29 | 23 | 0.0276 | 0 | [6 empty] | DEER:HVAC_Split-Package_AC | Annual
Any | NE-HVAC-airAC-SpltPkg-65to134kBtuh-11p5eer-woutPreEcono | ECC | Ex | CZ05 | cDXGF | SWHC013-02 | DEER2020 | D20v1 | 2020-11-09 | Cap-Tons | 1 |  | None | 407 | 0.112 | 7.24 | 10.2 | 0.0108 | 0 | [6 empty] | DEER:HVAC_Split-Package_AC | Annual
Any | NE-HVAC-airAC-SpltPkg-65to134kBtuh-11p5eer-woutPreEcono | ECC | Ex | CZ06 | cDXGF | SWHC013-02 | DEER2020 | D20v1 | 2020-11-09 | Cap-Tons | 1 |  | None | 426 | 0.136 | 2.44 | 21.5 | 0.0207 | 0 | [6 empty] | DEER:HVAC_Split-Package_AC | Annual
Any | NE-HVAC-airAC-SpltPkg-65to134kBtuh-11p5eer-woutPreEcono | ECC | Ex | CZ07 | cDXGF | SWHC013-02 | DEER2020 | D20v1 | 2020-11-09 | Cap-Tons | 1 |  | None | 447 | 0.126 | 1.55 | 18.3 | 0.0173 | 0 | [6 empty] | DEER:HVAC_Split-Package_AC | Annual
Any | NE-HVAC-airAC-SpltPkg-65to134kBtuh-11p5eer-woutPreEcono | ECC | Ex | CZ08 | cDXGF | SWHC013-02 | DEER2020 | D20v1 | 2020-11-09 | Cap-Tons | 1 |  | None | 445 | 0.137 | 2.41 | 28.7 | 0.0229 | 0 | [6 empty] | DEER:HVAC_Split-Package_AC | Annual
Any | NE-HVAC-airAC-SpltPkg-65to134kBtuh-11p5eer-woutPreEcono | ECC | Ex | CZ09 | cDXGF | SWHC013-02 | DEER2020 | D20v1 | 2020-11-09 | Cap-Tons | 1 |  | None | 462 | 0.156 | 2.46 | 25.4 | 0.028 | 0 | [6 empty] | DEER:HVAC_Split-Package_AC | Annual
Any | NE-HVAC-airAC-SpltPkg-65to134kBtuh-11p5eer-woutPreEcono | ECC | Ex | CZ10 | cDXGF | SWHC013-02 | DEER2020 | D20v1 | 2020-11-09 | Cap-Tons | 1 |  | None | 484 | 0.159 | 3.31 | 30.2 | 0.0304 | 0 | [6 empty] | DEER:HVAC_Split-Package_AC | Annual
Any | NE-HVAC-airAC-SpltPkg-65to134kBtuh-11p5eer-woutPreEcono | ECC | Ex | CZ11 | cDXGF | SWHC013-02 | DEER2020 | D20v1 | 2020-11-09 | Cap-Tons | 1 |  | None | 488 | 0.151 | 7.12 | 32.1 | 0.024 | 0 | [6 empty] | DEER:HVAC_Split-Package_AC | Annual
Any | NE-HVAC-airAC-SpltPkg-65to134kBtuh-11p5eer-woutPreEcono | ECC | Ex | CZ12 | cDXGF | SWHC013-02 | DEER2020 | D20v1 | 2020-11-09 | Cap-Tons | 1 |  | None | 476 | 0.151 | 8.18 | 27.8 | 0.0234 | 0 | [6 empty] | DEER:HVAC_Split-Package_AC | Annual
Any | NE-HVAC-airAC-SpltPkg-65to134kBtuh-11p5eer-woutPreEcono | ECC | Ex | CZ13 | cDXGF | SWHC013-02 | DEER2020 | D20v1 | 2020-11-09 | Cap-Tons | 1 |  | None | 497 | 0.157 | 6.3 | 33.7 | 0.0214 | 0 | [6 empty] | DEER:HVAC_Split-Package_AC | Annual
Any | NE-HVAC-airAC-SpltPkg-65to134kBtuh-11p5eer-woutPreEcono | ECC | Ex | CZ14 | cDXGF | SWHC013-02 | DEER2020 | D20v1 | 2020-11-09 | Cap-Tons | 1 |  | None | 482 | 0.17 | 6.65 | 30.8 | 0.0272 | 0 | [6 empty] | DEER:HVAC_Split-Package_AC | Annual
Any | NE-HVAC-airAC-SpltPkg-65to134kBtuh-11p5eer-woutPreEcono | ECC | Ex | CZ15 | cDXGF | SWHC013-02 | DEER2020 | D20v1 | 2020-11-09 | Cap-Tons | 1 |  | None | 532 | 0.194 | 0.63 | 46.8 | 0.0278 | 0 | [6 empty] | DEER:HVAC_Split-Package_AC | Annual
Any | NE-HVAC-airAC-SpltPkg-65to134kBtuh-11p5eer-woutPreEcono | ECC | Ex | CZ16 | cDXGF | SWHC013-02 | DEER2020 | D20v1 | 2020-11-09 | Cap-Tons | 1 |  | None | 440 | 0.109 | 18.8 | 14.1 | 0.0118 | 0 | [6 empty] | DEER:HVAC_Split-Package_AC | Annual
Any | NE-HVAC-airAC-SpltPkg-65to134kBtuh-11p5eer-woutPreEcono | ECC | New | CZ01 | cDXGF | SWHC013-02 | DEER2020 | D20v1 | 2020-11-09 | Cap-Tons | 1 |  | None | 3.89 | 0.00642 | 0 | 3.89 | 0.00642 | 0 | [6 empty] | DEER:HVAC_Split-Package_AC | Annual
Any | NE-HVAC-airAC-SpltPkg-65to134kBtuh-11p5eer-woutPreEcono | ECC | New | CZ02 | cDXGF | SWHC013-02 | DEER2020 | D20v1 | 2020-11-09 | Cap-Tons |  |  | None | 20.3 | 0.0199 | 0 | 20.3 | 0.0199 | 0 | [6 empty] | DEER:HVAC_Split-Package_AC | Annual
Any | NE-HVAC-airAC-SpltPkg-65to134kBtuh-11p5eer-woutPreEcono | ECC | New | CZ03 | cDXGF | SWHC013-02 | DEER2020 | D20v1 | 2020-11-09 | Cap-Tons | 1 |  | None | 9.14 | 0.00957 | 0 | 9.14 | 0.00957 | 0 | [6 empty] | DEER:HVAC_Split-Package_AC | Annual
Any | NE-HVAC-airAC-SpltPkg-65to134kBtuh-11p5eer-woutPreEcono | ECC | New | CZ04 | cDXGF | SWHC013-02 | DEER2020 | D20v1 | 2020-11-09 | Cap-Tons | 1 |  | None | 21.5 | 0.0274 | 0 | 21.5 | 0.0274 | 0 | [6 empty] | DEER:HVAC_Split-Package_AC | Annual
Any | NE-HVAC-airAC-SpltPkg-65to134kBtuh-11p5eer-woutPreEcono | ECC | New | CZ05 | cDXGF | SWHC013-02 | DEER2020 | D20v1 | 2020-11-09 | Cap-Tons | 1 |  | None | 9.64 | 0.011 | 0 | 9.64 | 0.011 | 0 | [6 empty] | DEER:HVAC_Split-Package_AC | Annual
Any | NE-HVAC-airAC-SpltPkg-65to134kBtuh-11p5eer-woutPreEcono | ECC | New | CZ06 | cDXGF | SWHC013-02 | DEER2020 | D20v1 | 2020-11-09 | Cap-Tons | 1 |  | None | 21.2 | 0.0216 | 0 | 21.2 | 0.0216 | 0 | [6 empty] | DEER:HVAC_Split-Package_AC | Annual
Any | NE-HVAC-airAC-SpltPkg-65to134kBtuh-11p5eer-woutPreEcono | ECC | New | CZ07 | cDXGF | SWHC013-02 | DEER2020 | D20v1 | 2020-11-09 | Cap-Tons | 1 |  | None | 18.2 | 0.0181 | 0 | 18.2 | 0.0181 | 0 | [6 empty] | DEER:HVAC_Split-Package_AC | Annual
Any | NE-HVAC-airAC-SpltPkg-65to134kBtuh-11p5eer-woutPreEcono | ECC | New | CZ08 | cDXGF | SWHC013-02 | DEER2020 | D20v1 | 2020-11-09 | Cap-Tons | 1 |  | None | 26.9 | 0.0227 | 0 | 26.9 | 0.0227 | 0 | [6 empty] | DEER:HVAC_Split-Package_AC | Annual
Any | NE-HVAC-airAC-SpltPkg-65to134kBtuh-11p5eer-woutPreEcono | ECC | New | CZ09 | cDXGF | SWHC013-02 | DEER2020 | D20v1 | 2020-11-09 | Cap-Tons | 1 |  | None | 23.6 | 0.0275 | 0 | 23.6 | 0.0275 | 0 | [6 empty] | DEER:HVAC_Split-Package_AC | Annual
Any | NE-HVAC-airAC-SpltPkg-65to134kBtuh-11p5eer-woutPreEcono | ECC | New | CZ10 | cDXGF | SWHC013-02 | DEER2020 | D20v1 | 2020-11-09 | Cap-Tons | 1 |  | None | 28.2 | 0.0298 | 0 | 28.2 | 0.0298 | 0 | [6 empty] | DEER:HVAC_Split-Package_AC | Annual
Any | NE-HVAC-airAC-SpltPkg-65to134kBtuh-11p5eer-woutPreEcono | ECC | New | CZ11 | cDXGF | SWHC013-02 | DEER2020 | D20v1 | 2020-11-09 | Cap-Tons | 1 |  | None | 30 | 0.0226 | 0 | 30 | 0.0226 | 0 | [6 empty] | DEER:HVAC_Split-Package_AC | Annual
Any | NE-HVAC-airAC-SpltPkg-65to134kBtuh-11p5eer-woutPreEcono | ECC | New | CZ12 | cDXGF | SWHC013-02 | DEER2020 | D20v1 | 2020-11-09 | Cap-Tons | 1 |  | None | 26.1 | 0.0223 | 0 | 26.1 | 0.0223 | 0 | [6 empty] | DEER:HVAC_Split-Package_AC | Annual
Any | NE-HVAC-airAC-SpltPkg-65to134kBtuh-11p5eer-woutPreEcono | ECC | New | CZ13 | cDXGF | SWHC013-02 | DEER2020 | D20v1 | 2020-11-09 | Cap-Tons | 1 |  | None | 31.4 | 0.0202 | 0 | 31.4 | 0.0202 | 0 | [6 empty] | DEER:HVAC_Split-Package_AC | Annual
Any | NE-HVAC-airAC-SpltPkg-65to134kBtuh-11p5eer-woutPreEcono | ECC | New | CZ14 | cDXGF | SWHC013-02 | DEER2020 | D20v1 | 2020-11-09 | Cap-Tons | 1 |  | None | 28.6 | 0.0257 | 0 | 28.6 | 0.0257 | 0 | [6 empty] | DEER:HVAC_Split-Package_AC | Annual
Any | NE-HVAC-airAC-SpltPkg-65to134kBtuh-11p5eer-woutPreEcono | ECC | New | CZ15 | cDXGF | SWHC013-02 | DEER2020 | D20v1 | 2020-11-09 | Cap-Tons | 1 |  | None | 43.1 | 0.0263 | 0 | 43.1 | 0.0263 | 0 | [6 empty] | DEER:HVAC_Split-Package_AC | Annual
Any | NE-HVAC-airAC-SpltPkg-65to134kBtuh-11p5eer-woutPreEcono | ECC | New | CZ16 | cDXGF | SWHC013-02 | DEER2020 | D20v1 | 2020-11-09 | Cap-Tons | 1 |  | None | 13.3 | 0.0109 | 0 | 13.3 | 0.0109 | 0 | [6 empty] | DEER:HVAC_Split-Package_AC | Annual
Any | NE-HVAC-airAC-SpltPkg-65to134kBtuh-11p5eer-woutPreEcono | EPr | Ex | CZ01 | cDXGF | SWHC013-02 | DEER2020 | D20v1 | 2020-11-09 | Cap-Tons | 1 |  | None | 247 | 0.0519 | 13.3 | 3.36 | 0.00261 | 0 | [6 empty] | DEER:HVAC_Split-Package_AC | Annual
Any | NE-HVAC-airAC-SpltPkg-65to134kBtuh-11p5eer-woutPreEcono | EPr | Ex | CZ02 | cDXGF | SWHC013-02 | DEER2020 | D20v1 | 2020-11-09 | Cap-Tons | 1 |  | None | 269 | 0.00278 | 12.3 | 14.3 | 0.00169 | 0 | [6 empty] | DEER:HVAC_Split-Package_AC | Annual
Any | NE-HVAC-airAC-SpltPkg-65to134kBtuh-11p5eer-woutPreEcono | EPr | Ex | CZ03 | cDXGF | SWHC013-02 | DEER2020 | D20v1 | 2020-11-09 | Cap-Tons | 1 |  | None | 241 | 0.00047 | 7.93 | 6.47 | 0.00014 | 0 | [6 empty] | DEER:HVAC_Split-Package_AC | Annual
Any | NE-HVAC-airAC-SpltPkg-65to134kBtuh-11p5eer-woutPreEcono | EPr | Ex | CZ04 | cDXGF | SWHC013-02 | DEER2020 | D20v1 | 2020-11-09 | Cap-Tons | 1 |  | None | 264 | 0.104 | 8.33 | 14.7 | 0.0153 | 0 | [6 empty] | DEER:HVAC_Split-Package_AC | Annual
Any | NE-HVAC-airAC-SpltPkg-65to134kBtuh-11p5eer-woutPreEcono | EPr | Ex | CZ05 | cDXGF | SWHC013-02 | DEER2020 | D20v1 | 2020-11-09 | Cap-Tons | 1 |  | None | 239 | 0.0598 | 7.22 | 7.52 | 0.0054 | 0 | [6 empty] | DEER:HVAC_Split-Package_AC | Annual
Any | NE-HVAC-airAC-SpltPkg-65to134kBtuh-11p5eer-woutPreEcono | EPr | Ex | CZ06 | cDXGF | SWHC013-02 | DEER2020 | D20v1 | 2020-11-09 | Cap-Tons | 1 |  | None | 242 | 0.0844 | 3.63 | 13.2 | 0.0119 | 0 | [6 empty] | DEER:HVAC_Split-Package_AC | Annual
Any | NE-HVAC-airAC-SpltPkg-65to134kBtuh-11p5eer-woutPreEcono | EPr | Ex | CZ07 | cDXGF | SWHC013-02 | DEER2020 | D20v1 | 2020-11-09 | Cap-Tons | 1 |  | None | 237 | 0.0749 | 3.18 | 10.8 | 0.00913 | 0 | [6 empty] | DEER:HVAC_Split-Package_AC | Annual
Any | NE-HVAC-airAC-SpltPkg-65to134kBtuh-11p5eer-woutPreEcono | EPr | Ex | CZ08 | cDXGF | SWHC013-02 | DEER2020 | D20v1 | 2020-11-09 | Cap-Tons | 1 |  | None | 258 | 0.0965 | 3.35 | 16.9 | 0.0121 | 0 | [6 empty] | DEER:HVAC_Split-Package_AC | Annual
Any | NE-HVAC-airAC-SpltPkg-65to134kBtuh-11p5eer-woutPreEcono | EPr | Ex | CZ09 | cDXGF | SWHC013-02 | DEER2020 | D20v1 | 2020-11-09 | Cap-Tons | 1 |  | None | 287 | 0.115 | 2.97 | 14.8 | 0.016 | 0 | [6 empty] | DEER:HVAC_Split-Package_AC | Annual
Any | NE-HVAC-airAC-SpltPkg-65to134kBtuh-11p5eer-woutPreEcono | EPr | Ex | CZ10 | cDXGF | SWHC013-02 | DEER2020 | D20v1 | 2020-11-09 | Cap-Tons | 1 |  | None | 297 | 0.122 | 3.8 | 18.5 | 0.0176 | 0 | [6 empty] | DEER:HVAC_Split-Package_AC | Annual
Any | NE-HVAC-airAC-SpltPkg-65to134kBtuh-11p5eer-woutPreEcono | EPr | Ex | CZ11 | cDXGF | SWHC013-02 | DEER2020 | D20v1 | 2020-11-09 | Cap-Tons | 1 |  | None | 288 | 0.00124 | 7.66 | 19 | 0.0078 | 0 | [6 empty] | DEER:HVAC_Split-Package_AC | Annual
Any | NE-HVAC-airAC-SpltPkg-65to134kBtuh-11p5eer-woutPreEcono | EPr | Ex | CZ12 | cDXGF | SWHC013-02 | DEER2020 | D20v1 | 2020-11-09 | Cap-Tons | 1 |  | None | 283 | 0.00348 | 9.39 | 17.1 | 0.00457 | 0 | [6 empty] | DEER:HVAC_Split-Package_AC | Annual
Any | NE-HVAC-airAC-SpltPkg-65to134kBtuh-11p5eer-woutPreEcono | EPr | Ex | CZ13 | cDXGF | SWHC013-02 | DEER2020 | D20v1 | 2020-11-09 | Cap-Tons | 1 |  | None | 292 | 0.00168 | 6.85 | 20.8 | 0.00586 | 0 | [6 empty] | DEER:HVAC_Split-Package_AC | Annual
Any | NE-HVAC-airAC-SpltPkg-65to134kBtuh-11p5eer-woutPreEcono | EPr | Ex | CZ14 | cDXGF | SWHC013-02 | DEER2020 | D20v1 | 2020-11-09 | Cap-Tons | 1 |  | None | 316 | 0.122 | 6.61 | 19.5 | 0.0156 | 0 | [6 empty] | DEER:HVAC_Split-Package_AC | Annual
Any | NE-HVAC-airAC-SpltPkg-65to134kBtuh-11p5eer-woutPreEcono | EPr | Ex | CZ15 | cDXGF | SWHC013-02 | DEER2020 | D20v1 | 2020-11-09 | Cap-Tons | 1 |  | None | 337 | 0.131 | 0.739 | 30.4 | 0.0159 | 0 | [6 empty] | DEER:HVAC_Split-Package_AC | Annual
Any | NE-HVAC-airAC-SpltPkg-65to134kBtuh-11p5eer-woutPreEcono | EPr | Ex | CZ16 | cDXGF | SWHC013-02 | DEER2020 | D20v1 | 2020-11-09 | Cap-Tons | 1 |  | None | 293 | 0.00228 | 20.4 | 8.39 | 0.00105 | 0 | [6 empty] | DEER:HVAC_Split-Package_AC | Annual
Any | NE-HVAC-airAC-SpltPkg-65to134kBtuh-11p5eer-woutPreEcono | EPr | New | CZ01 | cDXGF | SWHC013-02 | DEER2020 | D20v1 | 2020-11-09 | Cap-Tons | 1 |  | None | 3.19 | 0.00232 | 0 | 3.19 | 0.00232 | 0 | [6 empty] | DEER:HVAC_Split-Package_AC | Annual
Any | NE-HVAC-airAC-SpltPkg-65to134kBtuh-11p5eer-woutPreEcono | EPr | New | CZ02 | cDXGF | SWHC013-02 | DEER2020 | D20v1 | 2020-11-09 | Cap-Tons | 1 |  | None | 13.7 | 0.00033 | 0 | 13.7 | 0.00033 | 0 | [6 empty] | DEER:HVAC_Split-Package_AC | Annual
Any | NE-HVAC-airAC-SpltPkg-65to134kBtuh-11p5eer-woutPreEcono | EPr | New | CZ03 | cDXGF | SWHC013-02 | DEER2020 | D20v1 | 2020-11-09 | Cap-Tons | 1 |  | None | 6.3 | 7e-05 | 0 | 6.3 | 7e-05 | 0 | [6 empty] | DEER:HVAC_Split-Package_AC | Annual
Any | NE-HVAC-airAC-SpltPkg-65to134kBtuh-11p5eer-woutPreEcono | EPr | New | CZ04 | cDXGF | SWHC013-02 | DEER2020 | D20v1 | 2020-11-09 | Cap-Tons | 1 |  | None | 14.4 | 0.0153 | 0 | 14.4 | 0.0153 | 0 | [6 empty] | DEER:HVAC_Split-Package_AC | Annual
Any | NE-HVAC-airAC-SpltPkg-65to134kBtuh-11p5eer-woutPreEcono | EPr | New | CZ05 | cDXGF | SWHC013-02 | DEER2020 | D20v1 | 2020-11-09 | Cap-Tons | 1 |  | None | 7.29 | 0.00515 | 0 | 7.29 | 0.00515 | 0 | [6 empty] | DEER:HVAC_Split-Package_AC | Annual
Any | NE-HVAC-airAC-SpltPkg-65to134kBtuh-11p5eer-woutPreEcono | EPr | New | CZ06 | cDXGF | SWHC013-02 | DEER2020 | D20v1 | 2020-11-09 | Cap-Tons | 1 |  | None | 12.8 | 0.0119 | 0 | 12.8 | 0.0119 | 0 | [6 empty] | DEER:HVAC_Split-Package_AC | Annual
Any | NE-HVAC-airAC-SpltPkg-65to134kBtuh-11p5eer-woutPreEcono | EPr | New | CZ07 | cDXGF | SWHC013-02 | DEER2020 | D20v1 | 2020-11-09 | Cap-Tons | 1 |  | None | 10.4 | 0.00894 | 0 | 10.4 | 0.00894 | 0 | [6 empty] | DEER:HVAC_Split-Package_AC | Annual
Any | NE-HVAC-airAC-SpltPkg-65to134kBtuh-11p5eer-woutPreEcono | EPr | New | CZ08 | cDXGF | SWHC013-02 | DEER2020 | D20v1 | 2020-11-09 | Cap-Tons | 1 |  | None | 16.2 | 0.0118 | 0 | 16.2 | 0.0118 | 0 | [6 empty] | DEER:HVAC_Split-Package_AC | Annual
Any | NE-HVAC-airAC-SpltPkg-65to134kBtuh-11p5eer-woutPreEcono | EPr | New | CZ09 | cDXGF | SWHC013-02 | DEER2020 | D20v1 | 2020-11-09 | Cap-Tons |  |  | None | 14.1 | 0.0156 | 0 | 14.1 | 0.0156 | 0 | [6 empty] | DEER:HVAC_Split-Package_AC | Annual
Any | NE-HVAC-airAC-SpltPkg-65to134kBtuh-11p5eer-woutPreEcono | EPr | New | CZ10 | cDXGF | SWHC013-02 | DEER2020 | D20v1 | 2020-11-09 | Cap-Tons | 1 |  | None | 17.4 | 0.0171 | 0 | 17.4 | 0.0171 | 0 | [6 empty] | DEER:HVAC_Split-Package_AC | Annual
Any | NE-HVAC-airAC-SpltPkg-65to134kBtuh-11p5eer-woutPreEcono | EPr | New | CZ11 | cDXGF | SWHC013-02 | DEER2020 | D20v1 | 2020-11-09 | Cap-Tons | 1 |  | None | 17.4 | 0.00544 | 0 | 17.4 | 0.00544 | 0 | [6 empty] | DEER:HVAC_Split-Package_AC | Annual
Any | NE-HVAC-airAC-SpltPkg-65to134kBtuh-11p5eer-woutPreEcono | EPr | New | CZ12 | cDXGF | SWHC013-02 | DEER2020 | D20v1 | 2020-11-09 | Cap-Tons | 1 |  | None | 16.1 | 0.00215 | 0 | 16.1 | 0.00215 | 0 | [6 empty] | DEER:HVAC_Split-Package_AC | Annual
Any | NE-HVAC-airAC-SpltPkg-65to134kBtuh-11p5eer-woutPreEcono | EPr | New | CZ13 | cDXGF | SWHC013-02 | DEER2020 | D20v1 | 2020-11-09 | Cap-Tons | 1 |  | None | 19 | 0.00402 | 0 | 19 | 0.00402 | 0 | [6 empty] | DEER:HVAC_Split-Package_AC | Annual
Any | NE-HVAC-airAC-SpltPkg-65to134kBtuh-11p5eer-woutPreEcono | EPr | New | CZ14 | cDXGF | SWHC013-02 | DEER2020 | D20v1 | 2020-11-09 | Cap-Tons | 1 |  | None | 17.9 | 0.015 | 0 | 17.9 | 0.015 | 0 | [6 empty] | DEER:HVAC_Split-Package_AC | Annual
Any | NE-HVAC-airAC-SpltPkg-65to134kBtuh-11p5eer-woutPreEcono | EPr | New | CZ15 | cDXGF | SWHC013-02 | DEER2020 | D20v1 | 2020-11-09 | Cap-Tons | 1 |  | None | 27.5 | 0.015 | 0 | 27.5 | 0.015 | 0 | [6 empty] | DEER:HVAC_Split-Package_AC | Annual
Any | NE-HVAC-airAC-SpltPkg-65to134kBtuh-11p5eer-woutPreEcono | EPr | New | CZ16 | cDXGF | SWHC013-02 | DEER2020 | D20v1 | 2020-11-09 | Cap-Tons | 1 |  | None | 7.94 | 0.00027 | 0 | 7.94 | 0.00027 | 0 | [6 empty] | DEER:HVAC_Split-Package_AC | Annual
Any | NE-HVAC-airAC-SpltPkg-65to134kBtuh-11p5eer-woutPreEcono | ERC | Ex | CZ01 | cDXGF | SWHC013-02 | DEER2020 | D20v1 | 2020-11-09 | Cap-Tons | 1 |  | None | 201 | 0.00165 | 17.4 | 3.7 | 0.00057 | 0 | [6 empty] | DEER:HVAC_Split-Package_AC | Annual
Any | NE-HVAC-airAC-SpltPkg-65to134kBtuh-11p5eer-woutPreEcono | ERC | Ex | CZ02 | cDXGF | SWHC013-02 | DEER2020 | D20v1 | 2020-11-09 | Cap-Tons | 1 |  | None | 216 | 0.0109 | 11.1 | 13 | 0.00526 | 0 | [6 empty] | DEER:HVAC_Split-Package_AC | Annual
Any | NE-HVAC-airAC-SpltPkg-65to134kBtuh-11p5eer-woutPreEcono | ERC | Ex | CZ03 | cDXGF | SWHC013-02 | DEER2020 | D20v1 | 2020-11-09 | Cap-Tons | 1 |  | None | 188 | 0.0011 | 7.86 | 7.2 | 0.0003 | 0 | [6 empty] | DEER:HVAC_Split-Package_AC | Annual
Any | NE-HVAC-airAC-SpltPkg-65to134kBtuh-11p5eer-woutPreEcono | ERC | Ex | CZ04 | cDXGF | SWHC013-02 | DEER2020 | D20v1 | 2020-11-09 | Cap-Tons | 1 |  | None | 209 | 0.0201 | 6.79 | 13.8 | 0.00666 | 0 | [6 empty] | DEER:HVAC_Split-Package_AC | Annual
Any | NE-HVAC-airAC-SpltPkg-65to134kBtuh-11p5eer-woutPreEcono | ERC | Ex | CZ05 | cDXGF | SWHC013-02 | DEER2020 | D20v1 | 2020-11-09 | Cap-Tons | 1 |  | None | 196 | 0.00559 | 7.59 | 9.79 | 0.00156 | 0 | [6 empty] | DEER:HVAC_Split-Package_AC | Annual
Any | NE-HVAC-airAC-SpltPkg-65to134kBtuh-11p5eer-woutPreEcono | ERC | Ex | CZ06 | cDXGF | SWHC013-02 | DEER2020 | D20v1 | 2020-11-09 | Cap-Tons | 1 |  | None | 195 | 0.0126 | 2.88 | 14.7 | 0.00459 | 0 | [6 empty] | DEER:HVAC_Split-Package_AC | Annual
Any | NE-HVAC-airAC-SpltPkg-65to134kBtuh-11p5eer-woutPreEcono | ERC | Ex | CZ07 | cDXGF | SWHC013-02 | DEER2020 | D20v1 | 2020-11-09 | Cap-Tons | 1 |  | None | 184 | 0.00999 | 2.58 | 12.5 | 0.00295 | 0 | [6 empty] | DEER:HVAC_Split-Package_AC | Annual
Any | NE-HVAC-airAC-SpltPkg-65to134kBtuh-11p5eer-woutPreEcono | ERC | Ex | CZ08 | cDXGF | SWHC013-02 | DEER2020 | D20v1 | 2020-11-09 | Cap-Tons | 1 |  | None | 202 | 0.0137 | 3.03 | 17.5 | 0.00513 | 0 | [6 empty] | DEER:HVAC_Split-Package_AC | Annual
Any | NE-HVAC-airAC-SpltPkg-65to134kBtuh-11p5eer-woutPreEcono | ERC | Ex | CZ09 | cDXGF | SWHC013-02 | DEER2020 | D20v1 | 2020-11-09 | Cap-Tons | 1 |  | None | 227 | 0.0174 | 2.86 | 14.6 | 0.00723 | 0 | [6 empty] | DEER:HVAC_Split-Package_AC | Annual
Any | NE-HVAC-airAC-SpltPkg-65to134kBtuh-11p5eer-woutPreEcono | ERC | Ex | CZ10 | cDXGF | SWHC013-02 | DEER2020 | D20v1 | 2020-11-09 | Cap-Tons | 1 |  | None | 233 | 0.0201 | 3.5 | 18 | 0.00809 | 0 | [6 empty] | DEER:HVAC_Split-Package_AC | Annual
Any | NE-HVAC-airAC-SpltPkg-65to134kBtuh-11p5eer-woutPreEcono | ERC | Ex | CZ11 | cDXGF | SWHC013-02 | DEER2020 | D20v1 | 2020-11-09 | Cap-Tons | 1 |  | None | 241 | 0.00801 | 6.62 | 18.9 | 0.0116 | 0 | [6 empty] | DEER:HVAC_Split-Package_AC | Annual
Any | NE-HVAC-airAC-SpltPkg-65to134kBtuh-11p5eer-woutPreEcono | ERC | Ex | CZ12 | cDXGF | SWHC013-02 | DEER2020 | D20v1 | 2020-11-09 | Cap-Tons | 1 |  | None | 227 | 0.0129 | 7.98 | 15.7 | 0.00888 | 0 | [6 empty] | DEER:HVAC_Split-Package_AC | Annual
Any | NE-HVAC-airAC-SpltPkg-65to134kBtuh-11p5eer-woutPreEcono | ERC | Ex | CZ13 | cDXGF | SWHC013-02 | DEER2020 | D20v1 | 2020-11-09 | Cap-Tons | 1 |  | None | 244 | 0.00777 | 5.87 | 20.4 | 0.00894 | 0 | [6 empty] | DEER:HVAC_Split-Package_AC | Annual
Any | NE-HVAC-airAC-SpltPkg-65to134kBtuh-11p5eer-woutPreEcono | ERC | Ex | CZ14 | cDXGF | SWHC013-02 | DEER2020 | D20v1 | 2020-11-09 | Cap-Tons | 1 |  | None | 259 | 0.0184 | 5.83 | 19.2 | 0.00816 | 0 | [6 empty] | DEER:HVAC_Split-Package_AC | Annual
Any | NE-HVAC-airAC-SpltPkg-65to134kBtuh-11p5eer-woutPreEcono | ERC | Ex | CZ15 | cDXGF | SWHC013-02 | DEER2020 | D20v1 | 2020-11-09 | Cap-Tons | 1 |  | None | 272 | 0.017 | 0.839 | 32.3 | 0.00938 | 0 | [6 empty] | DEER:HVAC_Split-Package_AC | Annual
Any | NE-HVAC-airAC-SpltPkg-65to134kBtuh-11p5eer-woutPreEcono | ERC | Ex | CZ16 | cDXGF | SWHC013-02 | DEER2020 | D20v1 | 2020-11-09 | Cap-Tons | 1 |  | None | 250 | 0.00411 | 18.2 | 8.29 | 0.00203 | 0 | [6 empty] | DEER:HVAC_Split-Package_AC | Annual
Any | NE-HVAC-airAC-SpltPkg-65to134kBtuh-11p5eer-woutPreEcono | ERC | New | CZ01 | cDXGF | SWHC013-02 | DEER2020 | D20v1 | 2020-11-09 | Cap-Tons | 1 |  | None | 3.45 | 0.00023 | 0 | 3.45 | 0.00023 | 0 | [6 empty] | DEER:HVAC_Split-Package_AC | Annual
Any | NE-HVAC-airAC-SpltPkg-65to134kBtuh-11p5eer-woutPreEcono | ERC | New | CZ02 | cDXGF | SWHC013-02 | DEER2020 | D20v1 | 2020-11-09 | Cap-Tons | 1 |  | None | 11.9 | 0.00311 | 0 | 11.9 | 0.00311 | 0 | [6 empty] | DEER:HVAC_Split-Package_AC | Annual
Any | NE-HVAC-airAC-SpltPkg-65to134kBtuh-11p5eer-woutPreEcono | ERC | New | CZ03 | cDXGF | SWHC013-02 | DEER2020 | D20v1 | 2020-11-09 | Cap-Tons | 1 |  | None | 6.4 | 0 | 0 | 6.4 | 0 | 0 | [6 empty] | DEER:HVAC_Split-Package_AC | Annual
Any | NE-HVAC-airAC-SpltPkg-65to134kBtuh-11p5eer-woutPreEcono | ERC | New | CZ04 | cDXGF | SWHC013-02 | DEER2020 | D20v1 | 2020-11-09 | Cap-Tons | 1 |  | None | 12.4 | 0.00515 | 0 | 12.4 | 0.00515 | 0 | [6 empty] | DEER:HVAC_Split-Package_AC | Annual
Any | NE-HVAC-airAC-SpltPkg-65to134kBtuh-11p5eer-woutPreEcono | ERC | New | CZ05 | cDXGF | SWHC013-02 | DEER2020 | D20v1 | 2020-11-09 | Cap-Tons | 1 |  | None | 8.83 | 0.00084 | 0 | 8.83 | 0.00084 | 0 | [6 empty] | DEER:HVAC_Split-Package_AC | Annual
Any | NE-HVAC-airAC-SpltPkg-65to134kBtuh-11p5eer-woutPreEcono | ERC | New | CZ06 | cDXGF | SWHC013-02 | DEER2020 | D20v1 | 2020-11-09 | Cap-Tons | 1 |  | None | 13.4 | 0.00357 | 0 | 13.4 | 0.00357 | 0 | [6 empty] | DEER:HVAC_Split-Package_AC | Annual
Any | NE-HVAC-airAC-SpltPkg-65to134kBtuh-11p5eer-woutPreEcono | ERC | New | CZ07 | cDXGF | SWHC013-02 | DEER2020 | D20v1 | 2020-11-09 | Cap-Tons | 1 |  | None | 11.2 | 0.00205 | 0 | 11.2 | 0.00205 | 0 | [6 empty] | DEER:HVAC_Split-Package_AC | Annual
Any | NE-HVAC-airAC-SpltPkg-65to134kBtuh-11p5eer-woutPreEcono | ERC | New | CZ08 | cDXGF | SWHC013-02 | DEER2020 | D20v1 | 2020-11-09 | Cap-Tons | 1 |  | None | 15.4 | 0.00413 | 0 | 15.4 | 0.00413 | 0 | [6 empty] | DEER:HVAC_Split-Package_AC | Annual
Any | NE-HVAC-airAC-SpltPkg-65to134kBtuh-11p5eer-woutPreEcono | ERC | New | CZ09 | cDXGF | SWHC013-02 | DEER2020 | D20v1 | 2020-11-09 | Cap-Tons | 1 |  | None | 12.6 | 0.00563 | 0 | 12.6 | 0.00563 | 0 | [6 empty] | DEER:HVAC_Split-Package_AC | Annual
Any | NE-HVAC-airAC-SpltPkg-65to134kBtuh-11p5eer-woutPreEcono | ERC | New | CZ10 | cDXGF | SWHC013-02 | DEER2020 | D20v1 | 2020-11-09 | Cap-Tons | 1 |  | None | 16.3 | 0.00697 | 0 | 16.3 | 0.00697 | 0 | [6 empty] | DEER:HVAC_Split-Package_AC | Annual
Any | NE-HVAC-airAC-SpltPkg-65to134kBtuh-11p5eer-woutPreEcono | ERC | New | CZ11 | cDXGF | SWHC013-02 | DEER2020 | D20v1 | 2020-11-09 | Cap-Tons | 1 |  | None | 16.9 | 0.00962 | 0 | 16.9 | 0.00962 | 0 | [6 empty] | DEER:HVAC_Split-Package_AC | Annual
Any | NE-HVAC-airAC-SpltPkg-65to134kBtuh-11p5eer-woutPreEcono | ERC | New | CZ12 | cDXGF | SWHC013-02 | DEER2020 | D20v1 | 2020-11-09 | Cap-Tons | 1 |  | None | 14.2 | 0.00721 | 0 | 14.2 | 0.00721 | 0 | [6 empty] | DEER:HVAC_Split-Package_AC | Annual
Any | NE-HVAC-airAC-SpltPkg-65to134kBtuh-11p5eer-woutPreEcono | ERC | New | CZ13 | cDXGF | SWHC013-02 | DEER2020 | D20v1 | 2020-11-09 | Cap-Tons | 1 |  | None | 18.6 | 0.00766 | 0 | 18.6 | 0.00766 | 0 | [6 empty] | DEER:HVAC_Split-Package_AC | Annual
Any | NE-HVAC-airAC-SpltPkg-65to134kBtuh-11p5eer-woutPreEcono | ERC | New | CZ14 | cDXGF | SWHC013-02 | DEER2020 | D20v1 | 2020-11-09 | Cap-Tons | 1 |  | None | 17.4 | 0.007 | 0 | 17.4 | 0.007 | 0 | [6 empty] | DEER:HVAC_Split-Package_AC | Annual
Any | NE-HVAC-airAC-SpltPkg-65to134kBtuh-11p5eer-woutPreEcono | ERC | New | CZ15 | cDXGF | SWHC013-02 | DEER2020 | D20v1 | 2020-11-09 | Cap-Tons | 1 |  | None | 29.2 | 0.00791 | 0 | 29.2 | 0.00791 | 0 | [6 empty] | DEER:HVAC_Split-Package_AC | Annual
Any | NE-HVAC-airAC-SpltPkg-65to134kBtuh-11p5eer-woutPreEcono | ERC | New | CZ16 | cDXGF | SWHC013-02 | DEER2020 | D20v1 | 2020-11-09 | Cap-Tons | 1 |  | None | 7.82 | 0.00096 | 0 | 7.82 | 0.00096 | 0 | [6 empty] | DEER:HVAC_Split-Package_AC | Annual
Any | NE-HVAC-airAC-SpltPkg-65to134kBtuh-11p5eer-woutPreEcono | ESe | Ex | CZ01 | cDXGF | SWHC013-02 | DEER2020 | D20v1 | 2020-11-09 | Cap-Tons | 1 |  | None | 287 | 0.0599 | 16.3 | 3.46 | 0.00278 | 0 | [6 empty] | DEER:HVAC_Split-Package_AC | Annual
Any | NE-HVAC-airAC-SpltPkg-65to134kBtuh-11p5eer-woutPreEcono | ESe | Ex | CZ02 | cDXGF | SWHC013-02 | DEER2020 | D20v1 | 2020-11-09 | Cap-Tons | 1 |  | None | 323 | 0.00889 | 12.9 | 14.6 | 0.00521 | 0 | [6 empty] | DEER:HVAC_Split-Package_AC | Annual
Any | NE-HVAC-airAC-SpltPkg-65to134kBtuh-11p5eer-woutPreEcono | ESe | Ex | CZ03 | cDXGF | SWHC013-02 | DEER2020 | D20v1 | 2020-11-09 | Cap-Tons | 1 |  | None | 304 | 0.00348 | 6.79 | 7.28 | 0.00147 | 0 | [6 empty] | DEER:HVAC_Split-Package_AC | Annual
Any | NE-HVAC-airAC-SpltPkg-65to134kBtuh-11p5eer-woutPreEcono | ESe | Ex | CZ04 | cDXGF | SWHC013-02 | DEER2020 | D20v1 | 2020-11-09 | Cap-Tons | 1 |  | None | 334 | 0.102 | 7.8 | 16.6 | 0.0158 | 0 | [6 empty] | DEER:HVAC_Split-Package_AC | Annual
Any | NE-HVAC-airAC-SpltPkg-65to134kBtuh-11p5eer-woutPreEcono | ESe | Ex | CZ05 | cDXGF | SWHC013-02 | DEER2020 | D20v1 | 2020-11-09 | Cap-Tons | 1 |  | None | 315 | 0.0661 | 6.48 | 8.49 | 0.00627 | 0 | [6 empty] | DEER:HVAC_Split-Package_AC | Annual
Any | NE-HVAC-airAC-SpltPkg-65to134kBtuh-11p5eer-woutPreEcono | ESe | Ex | CZ06 | cDXGF | SWHC013-02 | DEER2020 | D20v1 | 2020-11-09 | Cap-Tons | 1 |  | None | 324 | 0.0879 | 3.11 | 15.1 | 0.0118 | 0 | [6 empty] | DEER:HVAC_Split-Package_AC | Annual
Any | NE-HVAC-airAC-SpltPkg-65to134kBtuh-11p5eer-woutPreEcono | ESe | Ex | CZ07 | cDXGF | SWHC013-02 | DEER2020 | D20v1 | 2020-11-09 | Cap-Tons | 1 |  | None | 336 | 0.0791 | 2.31 | 13.1 | 0.00958 | 0 | [6 empty] | DEER:HVAC_Split-Package_AC | Annual
Any | NE-HVAC-airAC-SpltPkg-65to134kBtuh-11p5eer-woutPreEcono | ESe | Ex | CZ08 | cDXGF | SWHC013-02 | DEER2020 | D20v1 | 2020-11-09 | Cap-Tons | 1 |  | None | 335 | 0.0963 | 3 | 20.6 | 0.0128 | 0 | [6 empty] | DEER:HVAC_Split-Package_AC | Annual
Any | NE-HVAC-airAC-SpltPkg-65to134kBtuh-11p5eer-woutPreEcono | ESe | Ex | CZ09 | cDXGF | SWHC013-02 | DEER2020 | D20v1 | 2020-11-09 | Cap-Tons | 1 |  | None | 350 | 0.112 | 2.99 | 18.3 | 0.0166 | 0 | [6 empty] | DEER:HVAC_Split-Package_AC | Annual
Any | NE-HVAC-airAC-SpltPkg-65to134kBtuh-11p5eer-woutPreEcono | ESe | Ex | CZ10 | cDXGF | SWHC013-02 | DEER2020 | D20v1 | 2020-11-09 | Cap-Tons | 1 |  | None | 353 | 0.121 | 4.24 | 20.4 | 0.0176 | 0 | [6 empty] | DEER:HVAC_Split-Package_AC | Annual
Any | NE-HVAC-airAC-SpltPkg-65to134kBtuh-11p5eer-woutPreEcono | ESe | Ex | CZ11 | cDXGF | SWHC013-02 | DEER2020 | D20v1 | 2020-11-09 | Cap-Tons | 1 |  | None | 348 | 0.0108 | 8.09 | 21.6 | 0.00911 | 0 | [6 empty] | DEER:HVAC_Split-Package_AC | Annual
Any | NE-HVAC-airAC-SpltPkg-65to134kBtuh-11p5eer-woutPreEcono | ESe | Ex | CZ12 | cDXGF | SWHC013-02 | DEER2020 | D20v1 | 2020-11-09 | Cap-Tons | 1 |  | None | 342 | 0.0119 | 9.58 | 18.4 | 0.00761 | 0 | [6 empty] | DEER:HVAC_Split-Package_AC | Annual
Any | NE-HVAC-airAC-SpltPkg-65to134kBtuh-11p5eer-woutPreEcono | ESe | Ex | CZ13 | cDXGF | SWHC013-02 | DEER2020 | D20v1 | 2020-11-09 | Cap-Tons | 1 |  | None | 351 | 0.0103 | 7.11 | 23.5 | 0.00747 | 0 | [6 empty] | DEER:HVAC_Split-Package_AC | Annual
Any | NE-HVAC-airAC-SpltPkg-65to134kBtuh-11p5eer-woutPreEcono | ESe | Ex | CZ14 | cDXGF | SWHC013-02 | DEER2020 | D20v1 | 2020-11-09 | Cap-Tons | 1 |  | None | 360 | 0.124 | 7.52 | 21.4 | 0.0152 | 0 | [6 empty] | DEER:HVAC_Split-Package_AC | Annual
Any | NE-HVAC-airAC-SpltPkg-65to134kBtuh-11p5eer-woutPreEcono | ESe | Ex | CZ15 | cDXGF | SWHC013-02 | DEER2020 | D20v1 | 2020-11-09 | Cap-Tons | 1 |  | None | 387 | 0.132 | 0.943 | 34.5 | 0.0157 | 0 | [6 empty] | DEER:HVAC_Split-Package_AC | Annual
Any | NE-HVAC-airAC-SpltPkg-65to134kBtuh-11p5eer-woutPreEcono | ESe | Ex | CZ16 | cDXGF | SWHC013-02 | DEER2020 | D20v1 | 2020-11-09 | Cap-Tons | 1 |  | None | 344 | 0.00511 | 19.5 | 9.33 | 0.00321 | 0 | [6 empty] | DEER:HVAC_Split-Package_AC | Annual
Any | NE-HVAC-airAC-SpltPkg-65to134kBtuh-11p5eer-woutPreEcono | ESe | New | CZ01 | cDXGF | SWHC013-02 | DEER2020 | D20v1 | 2020-11-09 | Cap-Tons | 1 |  | None | 3.33 | 0.00259 | 0 | 3.33 | 0.00259 | 0 | [6 empty] | DEER:HVAC_Split-Package_AC | Annual
Any | NE-HVAC-airAC-SpltPkg-65to134kBtuh-11p5eer-woutPreEcono | ESe | New | CZ02 | cDXGF | SWHC013-02 | DEER2020 | D20v1 | 2020-11-09 | Cap-Tons | 1 |  | None | 13.6 | 0.00356 | 0 | 13.6 | 0.00356 | 0 | [6 empty] | DEER:HVAC_Split-Package_AC | Annual
Any | NE-HVAC-airAC-SpltPkg-65to134kBtuh-11p5eer-woutPreEcono | ESe | New | CZ03 | cDXGF | SWHC013-02 | DEER2020 | D20v1 | 2020-11-09 | Cap-Tons | 1 |  | None | 6.5 | 0.00039 | 0 | 6.5 | 0.00039 | 0 | [6 empty] | DEER:HVAC_Split-Package_AC | Annual
Any | NE-HVAC-airAC-SpltPkg-65to134kBtuh-11p5eer-woutPreEcono | ESe | New | CZ04 | cDXGF | SWHC013-02 | DEER2020 | D20v1 | 2020-11-09 | Cap-Tons | 1 |  | None | 14.4 | 0.0149 | 0 | 14.4 | 0.0149 | 0 | [6 empty] | DEER:HVAC_Split-Package_AC | Annual
Any | NE-HVAC-airAC-SpltPkg-65to134kBtuh-11p5eer-woutPreEcono | ESe | New | CZ05 | cDXGF | SWHC013-02 | DEER2020 | D20v1 | 2020-11-09 | Cap-Tons | 1 |  | None | 7.55 | 0.00579 | 0 | 7.55 | 0.00579 | 0 | [6 empty] | DEER:HVAC_Split-Package_AC | Annual
Any | NE-HVAC-airAC-SpltPkg-65to134kBtuh-11p5eer-woutPreEcono | ESe | New | CZ06 | cDXGF | SWHC013-02 | DEER2020 | D20v1 | 2020-11-09 | Cap-Tons | 1 |  | None | 13.4 | 0.0118 | 0 | 13.4 | 0.0118 | 0 | [6 empty] | DEER:HVAC_Split-Package_AC | Annual
Any | NE-HVAC-airAC-SpltPkg-65to134kBtuh-11p5eer-woutPreEcono | ESe | New | CZ07 | cDXGF | SWHC013-02 | DEER2020 | D20v1 | 2020-11-09 | Cap-Tons | 1 |  | None | 11.6 | 0.0095 | 0 | 11.6 | 0.0095 | 0 | [6 empty] | DEER:HVAC_Split-Package_AC | Annual
Any | NE-HVAC-airAC-SpltPkg-65to134kBtuh-11p5eer-woutPreEcono | ESe | New | CZ08 | cDXGF | SWHC013-02 | DEER2020 | D20v1 | 2020-11-09 | Cap-Tons | 1 |  | None | 17.3 | 0.0121 | 0 | 17.3 | 0.0121 | 0 | [6 empty] | DEER:HVAC_Split-Package_AC | Annual
Any | NE-HVAC-airAC-SpltPkg-65to134kBtuh-11p5eer-woutPreEcono | ESe | New | CZ09 | cDXGF | SWHC013-02 | DEER2020 | D20v1 | 2020-11-09 | Cap-Tons | 1 |  | None | 15.2 | 0.0156 | 0 | 15.2 | 0.0156 | 0 | [6 empty] | DEER:HVAC_Split-Package_AC | Annual
Any | NE-HVAC-airAC-SpltPkg-65to134kBtuh-11p5eer-woutPreEcono | ESe | New | CZ10 | cDXGF | SWHC013-02 | DEER2020 | D20v1 | 2020-11-09 | Cap-Tons | 1 |  | None | 18.8 | 0.0172 | 0 | 18.8 | 0.0172 | 0 | [6 empty] | DEER:HVAC_Split-Package_AC | Annual
Any | NE-HVAC-airAC-SpltPkg-65to134kBtuh-11p5eer-woutPreEcono | ESe | New | CZ11 | cDXGF | SWHC013-02 | DEER2020 | D20v1 | 2020-11-09 | Cap-Tons | 1 |  | None | 19.5 | 0.00718 | 0 | 19.5 | 0.00718 | 0 | [6 empty] | DEER:HVAC_Split-Package_AC | Annual
Any | NE-HVAC-airAC-SpltPkg-65to134kBtuh-11p5eer-woutPreEcono | MBT | New | CZ07 | cDXGF | SWHC013-02 | DEER2020 | D20v1 | 2020-11-09 | Cap-Tons | 1 |  | None | 22.3 | 0.0115 | 0 | 22.3 | 0.0115 | 0 | [6 empty] | DEER:HVAC_Split-Package_AC | Annual
Any | NE-HVAC-airAC-SpltPkg-65to134kBtuh-11p5eer-woutPreEcono | MBT | New | CZ08 | cDXGF | SWHC013-02 | DEER2020 | D20v1 | 2020-11-09 | Cap-Tons | 1 |  | None | 29.9 | 0.0149 | 0 | 29.9 | 0.0149 | 0 | [6 empty] | DEER:HVAC_Split-Package_AC | Annual
Any | NE-HVAC-airAC-SpltPkg-65to134kBtuh-11p5eer-woutPreEcono | MBT | New | CZ09 | cDXGF | SWHC013-02 | DEER2020 | D20v1 | 2020-11-09 | Cap-Tons | 1 |  | None | 26.1 | 0.0188 | 0 | 26.1 | 0.0188 | 0 | [6 empty] | DEER:HVAC_Split-Package_AC | Annual
Any | NE-HVAC-airAC-SpltPkg-65to134kBtuh-11p5eer-woutPreEcono | MBT | New | CZ10 | cDXGF | SWHC013-02 | DEER2020 | D20v1 | 2020-11-09 | Cap-Tons | 1 |  | None | 30.5 | 0.0203 | 0 | 30.5 | 0.0203 | 0 | [6 empty] | DEER:HVAC_Split-Package_AC | Annual
Any | NE-HVAC-airAC-SpltPkg-65to134kBtuh-11p5eer-woutPreEcono | MBT | New | CZ11 | cDXGF | SWHC013-02 | DEER2020 | D20v1 | 2020-11-09 | Cap-Tons | 1 |  | None | 27.6 | 0.0222 | 0 | 27.6 | 0.0222 | 0 | [6 empty] | DEER:HVAC_Split-Package_AC | Annual
Any | NE-HVAC-airAC-SpltPkg-65to134kBtuh-11p5eer-woutPreEcono | MBT | New | CZ12 | cDXGF | SWHC013-02 | DEER2020 | D20v1 | 2020-11-09 | Cap-Tons | 1 |  | None | 24.9 | 0.0214 | 0 | 24.9 | 0.0214 | 0 | [6 empty] | DEER:HVAC_Split-Package_AC | Annual
Any | NE-HVAC-airAC-SpltPkg-65to134kBtuh-11p5eer-woutPreEcono | MBT | New | CZ13 | cDXGF | SWHC013-02 | DEER2020 | D20v1 | 2020-11-09 | Cap-Tons | 1 |  | None | 28.8 | 0.0197 | 0 | 28.8 | 0.0197 | 0 | [6 empty] | DEER:HVAC_Split-Package_AC | Annual
Any | NE-HVAC-airAC-SpltPkg-65to134kBtuh-11p5eer-woutPreEcono | MBT | New | CZ14 | cDXGF | SWHC013-02 | DEER2020 | D20v1 | 2020-11-09 | Cap-Tons | 1 |  | None | 28.7 | 0.018 | 0 | 28.7 | 0.018 | 0 | [6 empty] | DEER:HVAC_Split-Package_AC | Annual
Any | NE-HVAC-airAC-SpltPkg-65to134kBtuh-11p5eer-woutPreEcono | MBT | New | CZ15 | cDXGF | SWHC013-02 | DEER2020 | D20v1 | 2020-11-09 | Cap-Tons | 1 |  | None | 40.5 | 0.0188 | 0 | 40.5 | 0.0188 | 0 | [6 empty] | DEER:HVAC_Split-Package_AC | Annual
Any | NE-HVAC-airAC-SpltPkg-65to134kBtuh-11p5eer-woutPreEcono | MBT | New | CZ16 | cDXGF | SWHC013-02 | DEER2020 | D20v1 | 2020-11-09 | Cap-Tons | 1 |  | None | 16 | 0.0123 | 0 | 16 | 0.0123 | 0 | [6 empty] | DEER:HVAC_Split-Package_AC | Annual
Any | NE-HVAC-airAC-SpltPkg-65to134kBtuh-11p5eer-woutPreEcono | MLI | Ex | CZ01 | cDXGF | SWHC013-02 | DEER2020 | D20v1 | 2020-11-09 | Cap-Tons | 1 |  | None | 347 | 0.055 | 9.35 | 2.96 | 0.00181 | 0 | [6 empty] | DEER:HVAC_Split-Package_AC | Annual
Any | NE-HVAC-airAC-SpltPkg-65to134kBtuh-11p5eer-woutPreEcono | MLI | Ex | CZ02 | cDXGF | SWHC013-02 | DEER2020 | D20v1 | 2020-11-09 | Cap-Tons | 1 |  | None | 392 | 0.101 | 6.07 | 13.6 | 0.016 | 0 | [6 empty] | DEER:HVAC_Split-Package_AC | Annual
Any | NE-HVAC-airAC-SpltPkg-65to134kBtuh-11p5eer-woutPreEcono | MLI | Ex | CZ03 | cDXGF | SWHC013-02 | DEER2020 | D20v1 | 2020-11-09 | Cap-Tons | 1 |  | None | 359 | 0.0777 | 3.7 | 5.41 | 0.00745 | 0 | [6 empty] | DEER:HVAC_Split-Package_AC | Annual
Any | NE-HVAC-airAC-SpltPkg-65to134kBtuh-11p5eer-woutPreEcono | MLI | Ex | CZ04 | cDXGF | SWHC013-02 | DEER2020 | D20v1 | 2020-11-09 | Cap-Tons | 1 |  | None | 380 | 0.0975 | 3.82 | 13.8 | 0.0132 | 0 | [6 empty] | DEER:HVAC_Split-Package_AC | Annual
Any | NE-HVAC-airAC-SpltPkg-65to134kBtuh-11p5eer-woutPreEcono | MLI | Ex | CZ05 | cDXGF | SWHC013-02 | DEER2020 | D20v1 | 2020-11-09 | Cap-Tons | 1 |  | None | 354 | 0.0634 | 4.01 | 5.79 | 0.00406 | 0 | [6 empty] | DEER:HVAC_Split-Package_AC | Annual
Any | NE-HVAC-airAC-SpltPkg-65to134kBtuh-11p5eer-woutPreEcono | MLI | Ex | CZ06 | cDXGF | SWHC013-02 | DEER2020 | D20v1 | 2020-11-09 | Cap-Tons | 1 |  | None | 357 | 0.0818 | 1.02 | 13.7 | 0.0103 | 0 | [6 empty] | DEER:HVAC_Split-Package_AC | Annual
Any | NE-HVAC-airAC-SpltPkg-65to134kBtuh-11p5eer-woutPreEcono | MLI | Ex | CZ07 | cDXGF | SWHC013-02 | DEER2020 | D20v1 | 2020-11-09 | Cap-Tons | 1 |  | None | 352 | 0.0737 | 0.63 | 10.7 | 0.008 | 0 | [6 empty] | DEER:HVAC_Split-Package_AC | Annual
Any | NE-HVAC-airAC-SpltPkg-65to134kBtuh-11p5eer-woutPreEcono | MLI | Ex | CZ08 | cDXGF | SWHC013-02 | DEER2020 | D20v1 | 2020-11-09 | Cap-Tons | 1 |  | None | 378 | 0.0872 | 1.21 | 18.3 | 0.0113 | 0 | [6 empty] | DEER:HVAC_Split-Package_AC | Annual
Any | NE-HVAC-airAC-SpltPkg-65to134kBtuh-11p5eer-woutPreEcono | MLI | Ex | CZ09 | cDXGF | SWHC013-02 | DEER2020 | D20v1 | 2020-11-09 | Cap-Tons | 1 |  | None | 386 | 0.102 | 1.01 | 17.3 | 0.0146 | 0 | [6 empty] | DEER:HVAC_Split-Package_AC | Annual
Any | NE-HVAC-airAC-SpltPkg-65to134kBtuh-11p5eer-woutPreEcono | MLI | Ex | CZ10 | cDXGF | SWHC013-02 | DEER2020 | D20v1 | 2020-11-09 | Cap-Tons | 1 |  | None | 403 | 0.105 | 1.45 | 20.7 | 0.0165 | 0 | [6 empty] | DEER:HVAC_Split-Package_AC | Annual
Any | NE-HVAC-airAC-SpltPkg-65to134kBtuh-11p5eer-woutPreEcono | MLI | Ex | CZ11 | cDXGF | SWHC013-02 | DEER2020 | D20v1 | 2020-11-09 | Cap-Tons | 1 |  | None | 416 | 0.105 | 2.88 | 21.3 | 0.0179 | 0 | [6 empty] | DEER:HVAC_Split-Package_AC | Annual
Any | NE-HVAC-airAC-SpltPkg-65to134kBtuh-11p5eer-woutPreEcono | MLI | Ex | CZ12 | cDXGF | SWHC013-02 | DEER2020 | D20v1 | 2020-11-09 | Cap-Tons | 1 |  | None | 402 | 0.105 | 3.52 | 17 | 0.0168 | 0 | [6 empty] | DEER:HVAC_Split-Package_AC | Annual
Any | NE-HVAC-airAC-SpltPkg-65to134kBtuh-11p5eer-woutPreEcono | MLI | Ex | CZ13 | cDXGF | SWHC013-02 | DEER2020 | D20v1 | 2020-11-09 | Cap-Tons | 1 |  | None | 423 | 0.107 | 2.57 | 22.9 | 0.0156 | 0 | [6 empty] | DEER:HVAC_Split-Package_AC | Annual
Any | NE-HVAC-airAC-SpltPkg-65to134kBtuh-11p5eer-woutPreEcono | MLI | Ex | CZ14 | cDXGF | SWHC013-02 | DEER2020 | D20v1 | 2020-11-09 | Cap-Tons | 1 |  | None | 420 | 0.104 | 3.27 | 22.5 | 0.0144 | 0 | [6 empty] | DEER:HVAC_Split-Package_AC | Annual
Any | NE-HVAC-airAC-SpltPkg-65to134kBtuh-11p5eer-woutPreEcono | MLI | Ex | CZ15 | cDXGF | SWHC013-02 | DEER2020 | D20v1 | 2020-11-09 | Cap-Tons | 1 |  | None | 458 | 0.114 | 0.0395 | 37.8 | 0.0159 | 0 | [6 empty] | DEER:HVAC_Split-Package_AC | Annual
Any | NE-HVAC-airAC-SpltPkg-65to134kBtuh-11p5eer-woutPreEcono | MLI | Ex | CZ16 | cDXGF | SWHC013-02 | DEER2020 | D20v1 | 2020-11-09 | Cap-Tons | 1 |  | None | 402 | 0.0782 | 10.4 | 10.6 | 0.00902 | 0 | [6 empty] | DEER:HVAC_Split-Package_AC | Annual
Any | NE-HVAC-airAC-SpltPkg-65to134kBtuh-11p5eer-woutPreEcono | MLI | New | CZ01 | cDXGF | SWHC013-02 | DEER2020 | D20v1 | 2020-11-09 | Cap-Tons | 1 |  | None | 2.83 | 0.0015 | 0 | 2.83 | 0.0015 | 0 | [6 empty] | DEER:HVAC_Split-Package_AC | Annual
Any | NE-HVAC-airAC-SpltPkg-65to134kBtuh-11p5eer-woutPreEcono | MLI | New | CZ02 | cDXGF | SWHC013-02 | DEER2020 | D20v1 | 2020-11-09 | Cap-Tons | 1 |  | None | 12.7 | 0.0159 | 0 | 12.7 | 0.0159 | 0 | [6 empty] | DEER:HVAC_Split-Package_AC | Annual
Any | NE-HVAC-airAC-SpltPkg-65to134kBtuh-11p5eer-woutPreEcono | MLI | New | CZ03 | cDXGF | SWHC013-02 | DEER2020 | D20v1 | 2020-11-09 | Cap-Tons | 1 |  | None | 4.52 | 0.00669 | 0 | 4.52 | 0.00669 | 0 | [6 empty] | DEER:HVAC_Split-Package_AC | Annual
Any | NE-HVAC-airAC-SpltPkg-65to134kBtuh-11p5eer-woutPreEcono | MLI | New | CZ04 | cDXGF | SWHC013-02 | DEER2020 | D20v1 | 2020-11-09 | Cap-Tons | 1 |  | None | 12.8 | 0.0132 | 0 | 12.8 | 0.0132 | 0 | [6 empty] | DEER:HVAC_Split-Package_AC | Annual
Any | NE-HVAC-airAC-SpltPkg-65to134kBtuh-11p5eer-woutPreEcono | MLI | New | CZ05 | cDXGF | SWHC013-02 | DEER2020 | D20v1 | 2020-11-09 | Cap-Tons | 1 |  | None | 4.83 | 0.00359 | 0 | 4.83 | 0.00359 | 0 | [6 empty] | DEER:HVAC_Split-Package_AC | Annual
Any | NE-HVAC-airAC-SpltPkg-65to134kBtuh-11p5eer-woutPreEcono | MLI | New | CZ06 | cDXGF | SWHC013-02 | DEER2020 | D20v1 | 2020-11-09 | Cap-Tons | 1 |  | None | 12.3 | 0.0102 | 0 | 12.3 | 0.0102 | 0 | [6 empty] | DEER:HVAC_Split-Package_AC | Annual
Any | NE-HVAC-airAC-SpltPkg-65to134kBtuh-11p5eer-woutPreEcono | MLI | New | CZ07 | cDXGF | SWHC013-02 | DEER2020 | D20v1 | 2020-11-09 | Cap-Tons | 1 |  | None | 9.46 | 0.00773 | 0 | 9.46 | 0.00773 | 0 | [6 empty] | DEER:HVAC_Split-Package_AC | Annual
Any | NE-HVAC-airAC-SpltPkg-65to134kBtuh-11p5eer-woutPreEcono | MLI | New | CZ08 | cDXGF | SWHC013-02 | DEER2020 | D20v1 | 2020-11-09 | Cap-Tons | 1 |  | None | 17 | 0.0112 | 0 | 17 | 0.0112 | 0 | [6 empty] | DEER:HVAC_Split-Package_AC | Annual
Any | NE-HVAC-airAC-SpltPkg-65to134kBtuh-11p5eer-woutPreEcono | MLI | New | CZ09 | cDXGF | SWHC013-02 | DEER2020 | D20v1 | 2020-11-09 | Cap-Tons | 1 |  | None | 16 | 0.0144 | 0 | 16 | 0.0144 | 0 | [6 empty] | DEER:HVAC_Split-Package_AC | Annual
Any | NE-HVAC-airAC-SpltPkg-65to134kBtuh-11p5eer-woutPreEcono | MLI | New | CZ10 | cDXGF | SWHC013-02 | DEER2020 | D20v1 | 2020-11-09 | Cap-Tons | 1 |  | None | 19.6 | 0.0164 | 0 | 19.6 | 0.0164 | 0 | [6 empty] | DEER:HVAC_Split-Package_AC | Annual
Any | NE-HVAC-airAC-SpltPkg-65to134kBtuh-11p5eer-woutPreEcono | MLI | New | CZ11 | cDXGF | SWHC013-02 | DEER2020 | D20v1 | 2020-11-09 | Cap-Tons | 1 |  | None | 20.5 | 0.0172 | 0 | 20.5 | 0.0172 | 0 | [6 empty] | DEER:HVAC_Split-Package_AC | Annual
Any | NE-HVAC-airAC-SpltPkg-65to134kBtuh-11p5eer-woutPreEcono | MLI | New | CZ12 | cDXGF | SWHC013-02 | DEER2020 | D20v1 | 2020-11-09 | Cap-Tons | 1 |  | None | 16.2 | 0.0164 | 0 | 16.2 | 0.0164 | 0 | [6 empty] | DEER:HVAC_Split-Package_AC | Annual
Any | NE-HVAC-airAC-SpltPkg-65to134kBtuh-11p5eer-woutPreEcono | MLI | New | CZ13 | cDXGF | SWHC013-02 | DEER2020 | D20v1 | 2020-11-09 | Cap-Tons | 1 |  | None | 21.9 | 0.0152 | 0 | 21.9 | 0.0152 | 0 | [6 empty] | DEER:HVAC_Split-Package_AC | Annual
Any | NE-HVAC-airAC-SpltPkg-65to134kBtuh-11p5eer-woutPreEcono | MLI | New | CZ14 | cDXGF | SWHC013-02 | DEER2020 | D20v1 | 2020-11-09 | Cap-Tons | 1 |  | None | 21.6 | 0.014 | 0 | 21.6 | 0.014 | 0 | [6 empty] | DEER:HVAC_Split-Package_AC | Annual
Any | NE-HVAC-airAC-SpltPkg-65to134kBtuh-11p5eer-woutPreEcono | MLI | New | CZ15 | cDXGF | SWHC013-02 | DEER2020 | D20v1 | 2020-11-09 | Cap-Tons | 1 |  | None | 35.5 | 0.0151 | 0 | 35.5 | 0.0151 | 0 | [6 empty] | DEER:HVAC_Split-Package_AC | Annual
Any | NE-HVAC-airAC-SpltPkg-65to134kBtuh-11p5eer-woutPreEcono | MLI | New | CZ16 | cDXGF | SWHC013-02 | DEER2020 | D20v1 | 2020-11-09 | Cap-Tons | 1 |  | None | 10.4 | 0.00882 | 0 | 10.4 | 0.00882 | 0 | [6 empty] | DEER:HVAC_Split-Package_AC | Annual
Any | NE-HVAC-airAC-SpltPkg-65to134kBtuh-11p5eer-woutPreEcono | Mtl | Ex | CZ01 | cDXGF | SWHC013-02 | DEER2020 | D20v1 | 2020-11-09 | Cap-Tons | 1 |  | None | 947 | 0.126 | 33.1 | 4.16 | 0.00404 | 0 | [6 empty] | DEER:HVAC_Split-Package_AC | Annual
Any | NE-HVAC-airAC-SpltPkg-65to134kBtuh-11p5eer-woutPreEcono | Mtl | Ex | CZ02 | cDXGF | SWHC013-02 | DEER2020 | D20v1 | 2020-11-09 | Cap-Tons | 1 |  | None | 963 | 0.147 | 31.9 | 30.3 | 0.0311 | 0 | [6 empty] | DEER:HVAC_Split-Package_AC | Annual
Any | NE-HVAC-airAC-SpltPkg-65to134kBtuh-11p5eer-woutPreEcono | Mtl | Ex | CZ03 | cDXGF | SWHC013-02 | DEER2020 | D20v1 | 2020-11-09 | Cap-Tons | 1 |  | None | 1000 | 0.131 | 16.6 | 10.6 | 0.0142 | 0 | [6 empty] | DEER:HVAC_Split-Package_AC | Annual
Any | NE-HVAC-airAC-SpltPkg-65to134kBtuh-11p5eer-woutPreEcono | Mtl | Ex | CZ04 | cDXGF | SWHC013-02 | DEER2020 | D20v1 | 2020-11-09 | Cap-Tons | 1 |  | None | 973 | 0.15 | 23.3 | 33.6 | 0.0268 | 0 | [6 empty] | DEER:HVAC_Split-Package_AC | Annual
Any | NE-HVAC-airAC-SpltPkg-65to134kBtuh-11p5eer-woutPreEcono | Mtl | Ex | CZ05 | cDXGF | SWHC013-02 | DEER2020 | D20v1 | 2020-11-09 | Cap-Tons | 1 |  | None | 933 | 0.117 | 19.1 | 11.1 | 0.00825 | 0 | [6 empty] | DEER:HVAC_Split-Package_AC | Annual
Any | NE-HVAC-airAC-SpltPkg-65to134kBtuh-11p5eer-woutPreEcono | Mtl | Ex | CZ06 | cDXGF | SWHC013-02 | DEER2020 | D20v1 | 2020-11-09 | Cap-Tons | 1 |  | None | 989 | 0.145 | 7.24 | 29.4 | 0.0176 | 0 | [6 empty] | DEER:HVAC_Split-Package_AC | Annual
Any | NE-HVAC-airAC-SpltPkg-65to134kBtuh-11p5eer-woutPreEcono | Mtl | Ex | CZ07 | cDXGF | SWHC013-02 | DEER2020 | D20v1 | 2020-11-09 | Cap-Tons | 1 |  | None | 1000 | 0.125 | 2.77 | 25.9 | 0.0145 | 0 | [6 empty] | DEER:HVAC_Split-Package_AC | Annual
Any | NE-HVAC-airAC-SpltPkg-65to134kBtuh-11p5eer-woutPreEcono | Mtl | Ex | CZ08 | cDXGF | SWHC013-02 | DEER2020 | D20v1 | 2020-11-09 | Cap-Tons | 1 |  | None | 995 | 0.141 | 8.37 | 47.3 | 0.023 | 0 | [6 empty] | DEER:HVAC_Split-Package_AC | Annual
Any | NE-HVAC-airAC-SpltPkg-65to134kBtuh-11p5eer-woutPreEcono | Mtl | Ex | CZ09 | cDXGF | SWHC013-02 | DEER2020 | D20v1 | 2020-11-09 | Cap-Tons | 1 |  | None | 981 | 0.154 | 8.27 | 43.1 | 0.0285 | 0 | [6 empty] | DEER:HVAC_Split-Package_AC | Annual
Any | NE-HVAC-airAC-SpltPkg-65to134kBtuh-11p5eer-woutPreEcono | Mtl | Ex | CZ10 | cDXGF | SWHC013-02 | DEER2020 | D20v1 | 2020-11-09 | Cap-Tons | 1 |  | None | 1030 | 0.167 | 12.9 | 46.7 | 0.0299 | 0 | [6 empty] | DEER:HVAC_Split-Package_AC | Annual
Any | NE-HVAC-airAC-SpltPkg-65to134kBtuh-11p5eer-woutPreEcono | Mtl | Ex | CZ11 | cDXGF | SWHC013-02 | DEER2020 | D20v1 | 2020-11-09 | Cap-Tons | 1 |  | None | 1040 | 0.175 | 19.5 | 48.9 | 0.0341 | 0 | [6 empty] | DEER:HVAC_Split-Package_AC | Annual
Any | NE-HVAC-airAC-SpltPkg-65to134kBtuh-11p5eer-woutPreEcono | Mtl | Ex | CZ12 | cDXGF | SWHC013-02 | DEER2020 | D20v1 | 2020-11-09 | Cap-Tons | 1 |  | None | 994 | 0.162 | 22 | 39.3 | 0.0335 | 0 | [6 empty] | DEER:HVAC_Split-Package_AC | Annual
Any | NE-HVAC-airAC-SpltPkg-65to134kBtuh-11p5eer-woutPreEcono | Mtl | Ex | CZ13 | cDXGF | SWHC013-02 | DEER2020 | D20v1 | 2020-11-09 | Cap-Tons | 1 |  | None | 1050 | 0.178 | 17.7 | 51 | 0.0303 | 0 | [6 empty] | DEER:HVAC_Split-Package_AC | Annual
Any | NE-HVAC-airAC-SpltPkg-65to134kBtuh-11p5eer-woutPreEcono | Mtl | Ex | CZ14 | cDXGF | SWHC013-02 | DEER2020 | D20v1 | 2020-11-09 | Cap-Tons | 1 |  | None | 1010 | 0.171 | 21.6 | 49.2 | 0.0276 | 0 | [6 empty] | DEER:HVAC_Split-Package_AC | Annual
Any | NE-HVAC-airAC-SpltPkg-65to134kBtuh-11p5eer-woutPreEcono | Mtl | Ex | CZ15 | cDXGF | SWHC013-02 | DEER2020 | D20v1 | 2020-11-09 | Cap-Tons | 1 |  | None | 1150 | 0.206 | 2.83 | 76.8 | 0.0284 | 0 | [6 empty] | DEER:HVAC_Split-Package_AC | Annual
Any | NE-HVAC-airAC-SpltPkg-65to134kBtuh-11p5eer-woutPreEcono | Mtl | Ex | CZ16 | cDXGF | SWHC013-02 | DEER2020 | D20v1 | 2020-11-09 | Cap-Tons | 1 |  | None | 894 | 0.126 | 35.2 | 18.3 | 0.016 | 0 | [6 empty] | DEER:HVAC_Split-Package_AC | Annual
Any | NE-HVAC-airAC-SpltPkg-65to134kBtuh-11p5eer-woutPreEcono | Mtl | New | CZ01 | cDXGF | SWHC013-02 | DEER2020 | D20v1 | 2020-11-09 | Cap-Tons | 1 |  | None | 4.04 | 0.00395 | 0 | 4.04 | 0.00395 | 0 | [6 empty] | DEER:HVAC_Split-Package_AC | Annual
Any | NE-HVAC-airAC-SpltPkg-65to134kBtuh-11p5eer-woutPreEcono | Mtl | New | CZ02 | cDXGF | SWHC013-02 | DEER2020 | D20v1 | 2020-11-09 | Cap-Tons | 1 |  | None | 31.1 | 0.0313 | 0 | 31.1 | 0.0313 | 0 | [6 empty] | DEER:HVAC_Split-Package_AC | Annual
Any | NE-HVAC-airAC-SpltPkg-65to134kBtuh-11p5eer-woutPreEcono | Mtl | New | CZ03 | cDXGF | SWHC013-02 | DEER2020 | D20v1 | 2020-11-09 | Cap-Tons | 1 |  | None | 10.7 | 0.0138 | 0 | 10.7 | 0.0138 | 0 | [6 empty] | DEER:HVAC_Split-Package_AC | Annual
Any | NE-HVAC-airAC-SpltPkg-65to134kBtuh-11p5eer-woutPreEcono | Mtl | New | CZ04 | cDXGF | SWHC013-02 | DEER2020 | D20v1 | 2020-11-09 | Cap-Tons | 1 |  | None | 34.6 | 0.0272 | 0 | 34.6 | 0.0272 | 0 | [6 empty] | DEER:HVAC_Split-Package_AC | Annual
Any | NE-HVAC-airAC-SpltPkg-65to134kBtuh-11p5eer-woutPreEcono | Mtl | New | CZ05 | cDXGF | SWHC013-02 | DEER2020 | D20v1 | 2020-11-09 | Cap-Tons | 1 |  | None | 11 | 0.00815 | 0 | 11 | 0.00815 | 0 | [6 empty] | DEER:HVAC_Split-Package_AC | Annual
Any | NE-HVAC-airAC-SpltPkg-65to134kBtuh-11p5eer-woutPreEcono | Mtl | New | CZ06 | cDXGF | SWHC013-02 | DEER2020 | D20v1 | 2020-11-09 | Cap-Tons | 1 |  | None | 28.2 | 0.0173 | 0 | 28.2 | 0.0173 | 0 | [6 empty] | DEER:HVAC_Split-Package_AC | Annual
Any | NE-HVAC-airAC-SpltPkg-65to134kBtuh-11p5eer-woutPreEcono | Mtl | New | CZ07 | cDXGF | SWHC013-02 | DEER2020 | D20v1 | 2020-11-09 | Cap-Tons | 1 |  | None | 24.9 | 0.0143 | 0 | 24.9 | 0.0143 | 0 | [6 empty] | DEER:HVAC_Split-Package_AC | Annual
Any | NE-HVAC-airAC-SpltPkg-65to134kBtuh-11p5eer-woutPreEcono | Mtl | New | CZ08 | cDXGF | SWHC013-02 | DEER2020 | D20v1 | 2020-11-09 | Cap-Tons | 1 |  | None | 46.5 | 0.023 | 0 | 46.5 | 0.023 | 0 | [6 empty] | DEER:HVAC_Split-Package_AC | Annual
Any | NE-HVAC-airAC-SpltPkg-65to134kBtuh-11p5eer-woutPreEcono | Mtl | New | CZ09 | cDXGF | SWHC013-02 | DEER2020 | D20v1 | 2020-11-09 | Cap-Tons | 1 |  | None | 41.8 | 0.0283 | 0 | 41.8 | 0.0283 | 0 | [6 empty] | DEER:HVAC_Split-Package_AC | Annual
Any | NE-HVAC-airAC-SpltPkg-65to134kBtuh-11p5eer-woutPreEcono | Mtl | New | CZ10 | cDXGF | SWHC013-02 | DEER2020 | D20v1 | 2020-11-09 | Cap-Tons | 1 |  | None | 47.1 | 0.0303 | 0 | 47.1 | 0.0303 | 0 | [6 empty] | DEER:HVAC_Split-Package_AC | Annual
Any | NE-HVAC-airAC-SpltPkg-65to134kBtuh-11p5eer-woutPreEcono | Mtl | New | CZ11 | cDXGF | SWHC013-02 | DEER2020 | D20v1 | 2020-11-09 | Cap-Tons | 1 |  | None | 49.7 | 0.0342 | 0 | 49.7 | 0.0342 | 0 | [6 empty] | DEER:HVAC_Split-Package_AC | Annual
Any | NE-HVAC-airAC-SpltPkg-65to134kBtuh-11p5eer-woutPreEcono | Mtl | New | CZ12 | cDXGF | SWHC013-02 | DEER2020 | D20v1 | 2020-11-09 | Cap-Tons | 1 |  | None | 39.8 | 0.0337 | 0 | 39.8 | 0.0337 | 0 | [6 empty] | DEER:HVAC_Split-Package_AC | Annual
Any | NE-HVAC-airAC-SpltPkg-65to134kBtuh-11p5eer-woutPreEcono | Mtl | New | CZ13 | cDXGF | SWHC013-02 | DEER2020 | D20v1 | 2020-11-09 | Cap-Tons | 1 |  | None | 51.3 | 0.0305 | 0 | 51.3 | 0.0305 | 0 | [6 empty] | DEER:HVAC_Split-Package_AC | Annual
Any | NE-HVAC-airAC-SpltPkg-65to134kBtuh-11p5eer-woutPreEcono | Mtl | New | CZ14 | cDXGF | SWHC013-02 | DEER2020 | D20v1 | 2020-11-09 | Cap-Tons | 1 |  | None | 49.5 | 0.0275 | 0 | 49.5 | 0.0275 | 0 | [6 empty] | DEER:HVAC_Split-Package_AC | Annual
Any | NE-HVAC-airAC-SpltPkg-65to134kBtuh-11p5eer-woutPreEcono | Mtl | New | CZ15 | cDXGF | SWHC013-02 | DEER2020 | D20v1 | 2020-11-09 | Cap-Tons | 1 |  | None | 76.5 | 0.028 | 0 | 76.5 | 0.028 | 0 | [6 empty] | DEER:HVAC_Split-Package_AC | Annual
Any | NE-HVAC-airAC-SpltPkg-65to134kBtuh-11p5eer-woutPreEcono | Mtl | New | CZ16 | cDXGF | SWHC013-02 | DEER2020 | D20v1 | 2020-11-09 | Cap-Tons | 1 |  | None | 18.1 | 0.0156 | 0 | 18.1 | 0.0156 | 0 | [6 empty] | DEER:HVAC_Split-Package_AC | Annual
Any | NE-HVAC-airAC-SpltPkg-65to134kBtuh-11p5eer-woutPreEcono | Nrs | Ex | CZ01 | cDXGF | SWHC013-02 | DEER2020 | D20v1 | 2020-11-09 | Cap-Tons | 1 |  | None | 827 | 0.121 | 17.5 | 3.19 | 0.00294 | 0 | [6 empty] | DEER:HVAC_Split-Package_AC | Annual
Any | NE-HVAC-airAC-SpltPkg-65to134kBtuh-11p5eer-woutPreEcono | Nrs | Ex | CZ02 | cDXGF | SWHC013-02 | DEER2020 | D20v1 | 2020-11-09 | Cap-Tons | 1 |  | None | 828 | 0.15 | 11.7 | 17.3 | 0.019 | 0 | [6 empty] | DEER:HVAC_Split-Package_AC | Annual
Any | NE-HVAC-airAC-SpltPkg-65to134kBtuh-11p5eer-woutPreEcono | Nrs | Ex | CZ03 | cDXGF | SWHC013-02 | DEER2020 | D20v1 | 2020-11-09 | Cap-Tons | 1 |  | None | 791 | 0.105 | 7.31 | 7.75 | 0.0112 | 0 | [6 empty] | DEER:HVAC_Split-Package_AC | Annual
Any | NE-HVAC-airAC-SpltPkg-65to134kBtuh-11p5eer-woutPreEcono | Nrs | Ex | CZ04 | cDXGF | SWHC013-02 | DEER2020 | D20v1 | 2020-11-09 | Cap-Tons | 1 |  | None | 860 | 0.141 | 7.69 | 19.1 | 0.0171 | 0 | [6 empty] | DEER:HVAC_Split-Package_AC | Annual
Any | NE-HVAC-airAC-SpltPkg-65to134kBtuh-11p5eer-woutPreEcono | Nrs | Ex | CZ05 | cDXGF | SWHC013-02 | DEER2020 | D20v1 | 2020-11-09 | Cap-Tons | 1 |  | None | 784 | 0.101 | 11.3 | 8.47 | 0.00669 | 0 | [6 empty] | DEER:HVAC_Split-Package_AC | Annual
Any | NE-HVAC-airAC-SpltPkg-65to134kBtuh-11p5eer-woutPreEcono | Nrs | Ex | CZ06 | cDXGF | SWHC013-02 | DEER2020 | D20v1 | 2020-11-09 | Cap-Tons | 1 |  | None | 874 | 0.131 | 4.05 | 21 | 0.0151 | 0 | [6 empty] | DEER:HVAC_Split-Package_AC | Annual
Any | NE-HVAC-airAC-SpltPkg-65to134kBtuh-11p5eer-woutPreEcono | Nrs | Ex | CZ07 | cDXGF | SWHC013-02 | DEER2020 | D20v1 | 2020-11-09 | Cap-Tons | 1 |  | None | 842 | 0.11 | 3.21 | 17.2 | 0.0121 | 0 | [6 empty] | DEER:HVAC_Split-Package_AC | Annual
Any | NE-HVAC-airAC-SpltPkg-65to134kBtuh-11p5eer-woutPreEcono | Nrs | Ex | CZ08 | cDXGF | SWHC013-02 | DEER2020 | D20v1 | 2020-11-09 | Cap-Tons | 1 |  | None | 888 | 0.136 | 3.1 | 25.8 | 0.0151 | 0 | [6 empty] | DEER:HVAC_Split-Package_AC | Annual
Any | NE-HVAC-airAC-SpltPkg-65to134kBtuh-11p5eer-woutPreEcono | Nrs | Ex | CZ09 | cDXGF | SWHC013-02 | DEER2020 | D20v1 | 2020-11-09 | Cap-Tons | 1 |  | None | 869 | 0.154 | 3.92 | 29.4 | 0.0221 | 0 | [6 empty] | DEER:HVAC_Split-Package_AC | Annual
Any | NE-HVAC-airAC-SpltPkg-65to134kBtuh-11p5eer-woutPreEcono | Nrs | Ex | CZ10 | cDXGF | SWHC013-02 | DEER2020 | D20v1 | 2020-11-09 | Cap-Tons | 1 |  | None | 837 | 0.152 | 5.31 | 30.8 | 0.0218 | 0 | [6 empty] | DEER:HVAC_Split-Package_AC | Annual
Any | NE-HVAC-airAC-SpltPkg-65to134kBtuh-11p5eer-woutPreEcono | Nrs | Ex | CZ11 | cDXGF | SWHC013-02 | DEER2020 | D20v1 | 2020-11-09 | Cap-Tons | 1 |  | None | 844 | 0.156 | 11 | 34.8 | 0.0263 | 0 | [6 empty] | DEER:HVAC_Split-Package_AC | Annual
Any | NE-HVAC-airAC-SpltPkg-65to134kBtuh-11p5eer-woutPreEcono | Nrs | Ex | CZ12 | cDXGF | SWHC013-02 | DEER2020 | D20v1 | 2020-11-09 | Cap-Tons | 1 |  | None | 851 | 0.159 | 9.39 | 25.7 | 0.0235 | 0 | [6 empty] | DEER:HVAC_Split-Package_AC | Annual
Any | NE-HVAC-airAC-SpltPkg-65to134kBtuh-11p5eer-woutPreEcono | Nrs | Ex | CZ13 | cDXGF | SWHC013-02 | DEER2020 | D20v1 | 2020-11-09 | Cap-Tons | 1 |  | None | 914 | 0.169 | 8.82 | 35.9 | 0.0236 | 0 | [6 empty] | DEER:HVAC_Split-Package_AC | Annual
Any | NE-HVAC-airAC-SpltPkg-65to134kBtuh-11p5eer-woutPreEcono | Nrs | Ex | CZ14 | cDXGF | SWHC013-02 | DEER2020 | D20v1 | 2020-11-09 | Cap-Tons | 1 |  | None | 799 | 0.142 | 11.8 | 35.1 | 0.0212 | 0 | [6 empty] | DEER:HVAC_Split-Package_AC | Annual
Any | NE-HVAC-airAC-SpltPkg-65to134kBtuh-11p5eer-woutPreEcono | Nrs | Ex | CZ15 | cDXGF | SWHC013-02 | DEER2020 | D20v1 | 2020-11-09 | Cap-Tons | 1 |  | None | 845 | 0.157 | 2.61 | 63.8 | 0.0258 | 0 | [6 empty] | DEER:HVAC_Split-Package_AC | Annual
Any | NE-HVAC-airAC-SpltPkg-65to134kBtuh-11p5eer-woutPreEcono | Nrs | Ex | CZ16 | cDXGF | SWHC013-02 | DEER2020 | D20v1 | 2020-11-09 | Cap-Tons | 1 |  | None | 788 | 0.119 | 21.8 | 13 | 0.0127 | 0 | [6 empty] | DEER:HVAC_Split-Package_AC | Annual
Any | NE-HVAC-airAC-SpltPkg-65to134kBtuh-11p5eer-woutPreEcono | Nrs | New | CZ01 | cDXGF | SWHC013-02 | DEER2020 | D20v1 | 2020-11-09 | Cap-Tons | 1 |  | None | 2.88 | 0.00236 | 0 | 2.88 | 0.00236 | 0 | [6 empty] | DEER:HVAC_Split-Package_AC | Annual
Any | NE-HVAC-airAC-SpltPkg-65to134kBtuh-11p5eer-woutPreEcono | Nrs | New | CZ02 | cDXGF | SWHC013-02 | DEER2020 | D20v1 | 2020-11-09 | Cap-Tons | 1 |  | None | 15.1 | 0.0171 | 0 | 15.1 | 0.0171 | 0 | [6 empty] | DEER:HVAC_Split-Package_AC | Annual
Any | NE-HVAC-airAC-SpltPkg-65to134kBtuh-11p5eer-woutPreEcono | Nrs | New | CZ03 | cDXGF | SWHC013-02 | DEER2020 | D20v1 | 2020-11-09 | Cap-Tons | 1 |  | None | 5.66 | 0.00938 | 0 | 5.66 | 0.00938 | 0 | [6 empty] | DEER:HVAC_Split-Package_AC | Annual
Any | NE-HVAC-airAC-SpltPkg-65to134kBtuh-11p5eer-woutPreEcono | Nrs | New | CZ04 | cDXGF | SWHC013-02 | DEER2020 | D20v1 | 2020-11-09 | Cap-Tons | 1 |  | None | 15.5 | 0.0151 | 0 | 15.5 | 0.0151 | 0 | [6 empty] | DEER:HVAC_Split-Package_AC | Annual
Any | NE-HVAC-airAC-SpltPkg-65to134kBtuh-11p5eer-woutPreEcono | Nrs | New | CZ05 | cDXGF | SWHC013-02 | DEER2020 | D20v1 | 2020-11-09 | Cap-Tons | 1 |  | None | 6.04 | 0.00537 | 0 | 6.04 | 0.00537 | 0 | [6 empty] | DEER:HVAC_Split-Package_AC | Annual
Any | NE-HVAC-airAC-SpltPkg-65to134kBtuh-11p5eer-woutPreEcono | Nrs | New | CZ06 | cDXGF | SWHC013-02 | DEER2020 | D20v1 | 2020-11-09 | Cap-Tons | 1 |  | None | 16.7 | 0.0133 | 0 | 16.7 | 0.0133 | 0 | [6 empty] | DEER:HVAC_Split-Package_AC | Annual
Any | NE-HVAC-airAC-SpltPkg-65to134kBtuh-11p5eer-woutPreEcono | Nrs | New | CZ07 | cDXGF | SWHC013-02 | DEER2020 | D20v1 | 2020-11-09 | Cap-Tons | 1 |  | None | 12.8 | 0.0103 | 0 | 12.8 | 0.0103 | 0 | [6 empty] | DEER:HVAC_Split-Package_AC | Annual
Any | NE-HVAC-airAC-SpltPkg-65to134kBtuh-11p5eer-woutPreEcono | Nrs | New | CZ08 | cDXGF | SWHC013-02 | DEER2020 | D20v1 | 2020-11-09 | Cap-Tons | 1 |  | None | 21.3 | 0.0136 | 0 | 21.3 | 0.0136 | 0 | [6 empty] | DEER:HVAC_Split-Package_AC | Annual
Any | NE-HVAC-airAC-SpltPkg-65to134kBtuh-11p5eer-woutPreEcono | Nrs | New | CZ09 | cDXGF | SWHC013-02 | DEER2020 | D20v1 | 2020-11-09 | Cap-Tons | 1 |  | None | 25 | 0.0201 | 0 | 25 | 0.0201 | 0 | [6 empty] | DEER:HVAC_Split-Package_AC | Annual
Any | NE-HVAC-airAC-SpltPkg-65to134kBtuh-11p5eer-woutPreEcono | Nrs | New | CZ10 | cDXGF | SWHC013-02 | DEER2020 | D20v1 | 2020-11-09 | Cap-Tons | 1 |  | None | 27.3 | 0.02 | 0 | 27.3 | 0.02 | 0 | [6 empty] | DEER:HVAC_Split-Package_AC | Annual
Any | NE-HVAC-airAC-SpltPkg-65to134kBtuh-11p5eer-woutPreEcono | Nrs | New | CZ11 | cDXGF | SWHC013-02 | DEER2020 | D20v1 | 2020-11-09 | Cap-Tons | 1 |  | None | 31.1 | 0.0239 | 0 | 31.1 | 0.0239 | 0 | [6 empty] | DEER:HVAC_Split-Package_AC | Annual
Any | NE-HVAC-airAC-SpltPkg-65to134kBtuh-11p5eer-woutPreEcono | Nrs | New | CZ12 | cDXGF | SWHC013-02 | DEER2020 | D20v1 | 2020-11-09 | Cap-Tons | 1 |  | None | 22.8 | 0.0215 | 0 | 22.8 | 0.0215 | 0 | [6 empty] | DEER:HVAC_Split-Package_AC | Annual
Any | NE-HVAC-airAC-SpltPkg-65to134kBtuh-11p5eer-woutPreEcono | Nrs | New | CZ13 | cDXGF | SWHC013-02 | DEER2020 | D20v1 | 2020-11-09 | Cap-Tons | 1 |  | None | 32.4 | 0.0218 | 0 | 32.4 | 0.0218 | 0 | [6 empty] | DEER:HVAC_Split-Package_AC | Annual
Any | NE-HVAC-airAC-SpltPkg-65to134kBtuh-11p5eer-woutPreEcono | Nrs | New | CZ14 | cDXGF | SWHC013-02 | DEER2020 | D20v1 | 2020-11-09 | Cap-Tons | 1 |  | None | 31.6 | 0.0195 | 0 | 31.6 | 0.0195 | 0 | [6 empty] | DEER:HVAC_Split-Package_AC | Annual
Any | NE-HVAC-airAC-SpltPkg-65to134kBtuh-11p5eer-woutPreEcono | Nrs | New | CZ15 | cDXGF | SWHC013-02 | DEER2020 | D20v1 | 2020-11-09 | Cap-Tons | 1 |  | None | 59.2 | 0.0244 | 0 | 59.2 | 0.0244 | 0 | [6 empty] | DEER:HVAC_Split-Package_AC | Annual
Any | NE-HVAC-airAC-SpltPkg-65to134kBtuh-11p5eer-woutPreEcono | Nrs | New | CZ16 | cDXGF | SWHC013-02 | DEER2020 | D20v1 | 2020-11-09 | Cap-Tons | 1 |  | None | 11.4 | 0.0113 | 0 | 11.4 | 0.0113 | 0 | [6 empty] | DEER:HVAC_Split-Package_AC | Annual
Any | NE-HVAC-airAC-SpltPkg-65to134kBtuh-11p5eer-woutPreEcono | OfL | Ex | CZ01 | cDXGF | SWHC013-02 | DEER2020 | D20v1 | 2020-11-09 | Cap-Tons | 1 |  | None | 609 | 0.0724 | 3.22 | 4.97 | 0.00334 | 0 | [6 empty] | DEER:HVAC_Split-Package_AC | Annual
Any | NE-HVAC-airAC-SpltPkg-65to134kBtuh-11p5eer-woutPreEcono | OfL | Ex | CZ02 | cDXGF | SWHC013-02 | DEER2020 | D20v1 | 2020-11-09 | Cap-Tons | 1 |  | None | 567 | 0.0641 | 2.22 | 24 | 0.0139 | 0 | [6 empty] | DEER:HVAC_Split-Package_AC | Annual
Any | NE-HVAC-airAC-SpltPkg-65to134kBtuh-11p5eer-woutPreEcono | OfL | Ex | CZ03 | cDXGF | SWHC013-02 | DEER2020 | D20v1 | 2020-11-09 | Cap-Tons | 1 |  | None | 555 | 0.0545 | 1.03 | 11.1 | 0.00744 | 0 | [6 empty] | DEER:HVAC_Split-Package_AC | Annual
Any | NE-HVAC-airAC-SpltPkg-65to134kBtuh-11p5eer-woutPreEcono | OfL | Ex | CZ04 | cDXGF | SWHC013-02 | DEER2020 | D20v1 | 2020-11-09 | Cap-Tons | 1 |  | None | 542 | 0.0603 | 1.29 | 24.8 | 0.012 | 0 | [6 empty] | DEER:HVAC_Split-Package_AC | Annual
Any | NE-HVAC-airAC-SpltPkg-65to134kBtuh-11p5eer-woutPreEcono | OfL | Ex | CZ05 | cDXGF | SWHC013-02 | DEER2020 | D20v1 | 2020-11-09 | Cap-Tons | 1 |  | None | 558 | 0.0515 | 1.03 | 12.8 | 0.00586 | 0 | [6 empty] | DEER:HVAC_Split-Package_AC | Annual
Any | NE-HVAC-airAC-SpltPkg-65to134kBtuh-11p5eer-woutPreEcono | OfL | Ex | CZ06 | cDXGF | SWHC013-02 | DEER2020 | D20v1 | 2020-11-09 | Cap-Tons | 1 |  | None | 517 | 0.056 | 0.238 | 23.2 | 0.00831 | 0 | [6 empty] | DEER:HVAC_Split-Package_AC | Annual
Any | NE-HVAC-airAC-SpltPkg-65to134kBtuh-11p5eer-woutPreEcono | OfL | Ex | CZ07 | cDXGF | SWHC013-02 | DEER2020 | D20v1 | 2020-11-09 | Cap-Tons | 1 |  | None | 556 | 0.0533 | 0.116 | 19.7 | 0.00724 | 0 | [6 empty] | DEER:HVAC_Split-Package_AC | Annual
Any | NE-HVAC-airAC-SpltPkg-65to134kBtuh-11p5eer-woutPreEcono | OfL | Ex | CZ08 | cDXGF | SWHC013-02 | DEER2020 | D20v1 | 2020-11-09 | Cap-Tons | 1 |  | None | 515 | 0.0561 | 0.287 | 30.9 | 0.00968 | 0 | [6 empty] | DEER:HVAC_Split-Package_AC | Annual
Any | NE-HVAC-airAC-SpltPkg-65to134kBtuh-11p5eer-woutPreEcono | OfL | Ex | CZ09 | cDXGF | SWHC013-02 | DEER2020 | D20v1 | 2020-11-09 | Cap-Tons | 1 |  | None | 507 | 0.0621 | 0.368 | 28 | 0.0123 | 0 | [6 empty] | DEER:HVAC_Split-Package_AC | Annual
Any | NE-HVAC-airAC-SpltPkg-65to134kBtuh-11p5eer-woutPreEcono | OfL | Ex | CZ10 | cDXGF | SWHC013-02 | DEER2020 | D20v1 | 2020-11-09 | Cap-Tons | 1 |  | None | 550 | 0.0648 | 0.462 | 32.9 | 0.0135 | 0 | [6 empty] | DEER:HVAC_Split-Package_AC | Annual
Any | NE-HVAC-airAC-SpltPkg-65to134kBtuh-11p5eer-woutPreEcono | OfL | Ex | CZ11 | cDXGF | SWHC013-02 | DEER2020 | D20v1 | 2020-11-09 | Cap-Tons | 1 |  | None | 530 | 0.0702 | 1.6 | 30.7 | 0.0149 | 0 | [6 empty] | DEER:HVAC_Split-Package_AC | Annual
Any | NE-HVAC-airAC-SpltPkg-65to134kBtuh-11p5eer-woutPreEcono | OfL | Ex | CZ12 | cDXGF | SWHC013-02 | DEER2020 | D20v1 | 2020-11-09 | Cap-Tons | 1 |  | None | 553 | 0.0688 | 1.68 | 26.8 | 0.0141 | 0 | [6 empty] | DEER:HVAC_Split-Package_AC | Annual
Any | NE-HVAC-airAC-SpltPkg-65to134kBtuh-11p5eer-woutPreEcono | OfL | Ex | CZ13 | cDXGF | SWHC013-02 | DEER2020 | D20v1 | 2020-11-09 | Cap-Tons | 1 |  | None | 523 | 0.0666 | 1.38 | 31.6 | 0.0127 | 0 | [6 empty] | DEER:HVAC_Split-Package_AC | Annual
Any | NE-HVAC-airAC-SpltPkg-65to134kBtuh-11p5eer-woutPreEcono | OfL | Ex | CZ14 | cDXGF | SWHC013-02 | DEER2020 | D20v1 | 2020-11-09 | Cap-Tons | 1 |  | None | 524 | 0.0676 | 1.55 | 31.8 | 0.012 | 0 | [6 empty] | DEER:HVAC_Split-Package_AC | Annual
Any | NE-HVAC-airAC-SpltPkg-65to134kBtuh-11p5eer-woutPreEcono | OfL | Ex | CZ15 | cDXGF | SWHC013-02 | DEER2020 | D20v1 | 2020-11-09 | Cap-Tons | 1 |  | None | 533 | 0.0755 | 0.0791 | 46.2 | 0.0124 | 0 | [6 empty] | DEER:HVAC_Split-Package_AC | Annual
Any | NE-HVAC-airAC-SpltPkg-65to134kBtuh-11p5eer-woutPreEcono | OfL | Ex | CZ16 | cDXGF | SWHC013-02 | DEER2020 | D20v1 | 2020-11-09 | Cap-Tons | 1 |  | None | 489 | 0.0541 | 5.67 | 15.5 | 0.00804 | 0 | [6 empty] | DEER:HVAC_Split-Package_AC | Annual
Any | NE-HVAC-airAC-SpltPkg-65to134kBtuh-11p5eer-woutPreEcono | OfL | New | CZ01 | cDXGF | SWHC013-02 | DEER2020 | D20v1 | 2020-11-09 | Cap-Tons | 1 |  | None | 4.44 | 0.00298 | 0 | 4.44 | 0.00298 | 0 | [6 empty] | DEER:HVAC_Split-Package_AC | Annual
Any | NE-HVAC-airAC-SpltPkg-65to134kBtuh-11p5eer-woutPreEcono | OfL | New | CZ02 | cDXGF | SWHC013-02 | DEER2020 | D20v1 | 2020-11-09 | Cap-Tons | 1 |  | None | 22.7 | 0.0135 | 0 | 22.7 | 0.0135 | 0 | [6 empty] | DEER:HVAC_Split-Package_AC | Annual
Any | NE-HVAC-airAC-SpltPkg-65to134kBtuh-11p5eer-woutPreEcono | OfL | New | CZ03 | cDXGF | SWHC013-02 | DEER2020 | D20v1 | 2020-11-09 | Cap-Tons | 1 |  | None | 10.5 | 0.00705 | 0 | 10.5 | 0.00705 | 0 | [6 empty] | DEER:HVAC_Split-Package_AC | Annual
Any | NE-HVAC-airAC-SpltPkg-65to134kBtuh-11p5eer-woutPreEcono | OfL | New | CZ04 | cDXGF | SWHC013-02 | DEER2020 | D20v1 | 2020-11-09 | Cap-Tons | 1 |  | None | 24.1 | 0.0116 | 0 | 24.1 | 0.0116 | 0 | [6 empty] | DEER:HVAC_Split-Package_AC | Annual
Any | NE-HVAC-airAC-SpltPkg-65to134kBtuh-11p5eer-woutPreEcono | OfL | New | CZ05 | cDXGF | SWHC013-02 | DEER2020 | D20v1 | 2020-11-09 | Cap-Tons | 1 |  | None | 12.2 | 0.00572 | 0 | 12.2 | 0.00572 | 0 | [6 empty] | DEER:HVAC_Split-Package_AC | Annual
Any | NE-HVAC-airAC-SpltPkg-65to134kBtuh-11p5eer-woutPreEcono | OfL | New | CZ06 | cDXGF | SWHC013-02 | DEER2020 | D20v1 | 2020-11-09 | Cap-Tons | 1 |  | None | 22.4 | 0.00801 | 0 | 22.4 | 0.00801 | 0 | [6 empty] | DEER:HVAC_Split-Package_AC | Annual
Any | NE-HVAC-airAC-SpltPkg-65to134kBtuh-11p5eer-woutPreEcono | OfL | New | CZ07 | cDXGF | SWHC013-02 | DEER2020 | D20v1 | 2020-11-09 | Cap-Tons | 1 |  | None | 18.9 | 0.00706 | 0 | 18.9 | 0.00706 | 0 | [6 empty] | DEER:HVAC_Split-Package_AC | Annual
Any | NE-HVAC-airAC-SpltPkg-65to134kBtuh-11p5eer-woutPreEcono | OfL | New | CZ08 | cDXGF | SWHC013-02 | DEER2020 | D20v1 | 2020-11-09 | Cap-Tons | 1 |  | None | 30 | 0.00944 | 0 | 30 | 0.00944 | 0 | [6 empty] | DEER:HVAC_Split-Package_AC | Annual
Any | NE-HVAC-airAC-SpltPkg-65to134kBtuh-11p5eer-woutPreEcono | OfL | New | CZ09 | cDXGF | SWHC013-02 | DEER2020 | D20v1 | 2020-11-09 | Cap-Tons | 1 |  | None | 26.7 | 0.0118 | 0 | 26.7 | 0.0118 | 0 | [6 empty] | DEER:HVAC_Split-Package_AC | Annual
Any | NE-HVAC-airAC-SpltPkg-65to134kBtuh-11p5eer-woutPreEcono | OfL | New | CZ10 | cDXGF | SWHC013-02 | DEER2020 | D20v1 | 2020-11-09 | Cap-Tons | 1 |  | None | 31.2 | 0.0132 | 0 | 31.2 | 0.0132 | 0 | [6 empty] | DEER:HVAC_Split-Package_AC | Annual
Any | NE-HVAC-airAC-SpltPkg-65to134kBtuh-11p5eer-woutPreEcono | OfL | New | CZ11 | cDXGF | SWHC013-02 | DEER2020 | D20v1 | 2020-11-09 | Cap-Tons | 1 |  | None | 29.2 | 0.0143 | 0 | 29.2 | 0.0143 | 0 | [6 empty] | DEER:HVAC_Split-Package_AC | Annual
Any | NE-HVAC-airAC-SpltPkg-65to134kBtuh-11p5eer-woutPreEcono | OfL | New | CZ12 | cDXGF | SWHC013-02 | DEER2020 | D20v1 | 2020-11-09 | Cap-Tons | 1 |  | None | 25.4 | 0.0136 | 0 | 25.4 | 0.0136 | 0 | [6 empty] | DEER:HVAC_Split-Package_AC | Annual
Any | NE-HVAC-airAC-SpltPkg-65to134kBtuh-11p5eer-woutPreEcono | OfL | New | CZ13 | cDXGF | SWHC013-02 | DEER2020 | D20v1 | 2020-11-09 | Cap-Tons | 1 |  | None | 30.2 | 0.0122 | 0 | 30.2 | 0.0122 | 0 | [6 empty] | DEER:HVAC_Split-Package_AC | Annual
Any | NE-HVAC-airAC-SpltPkg-65to134kBtuh-11p5eer-woutPreEcono | OfL | New | CZ14 | cDXGF | SWHC013-02 | DEER2020 | D20v1 | 2020-11-09 | Cap-Tons | 1 |  | None | 30.3 | 0.0116 | 0 | 30.3 | 0.0116 | 0 | [6 empty] | DEER:HVAC_Split-Package_AC | Annual
Any | NE-HVAC-airAC-SpltPkg-65to134kBtuh-11p5eer-woutPreEcono | OfL | New | CZ15 | cDXGF | SWHC013-02 | DEER2020 | D20v1 | 2020-11-09 | Cap-Tons | 1 |  | None | 44.4 | 0.012 | 0 | 44.4 | 0.012 | 0 | [6 empty] | DEER:HVAC_Split-Package_AC | Annual
Any | NE-HVAC-airAC-SpltPkg-65to134kBtuh-11p5eer-woutPreEcono | OfL | New | CZ16 | cDXGF | SWHC013-02 | DEER2020 | D20v1 | 2020-11-09 | Cap-Tons | 1 |  | None | 14.6 | 0.00747 | 0 | 14.6 | 0.00747 | 0 | [6 empty] | DEER:HVAC_Split-Package_AC | Annual
Any | NE-HVAC-airAC-SpltPkg-65to134kBtuh-11p5eer-woutPreEcono | OfS | Ex | CZ01 | cDXGF | SWHC013-02 | DEER2020 | D20v1 | 2020-11-09 | Cap-Tons | 1 |  | None | 452 | 0.0602 | 4.49 | 4.55 | 0.00294 | 0 | [6 empty] | DEER:HVAC_Split-Package_AC | Annual
Any | NE-HVAC-airAC-SpltPkg-65to134kBtuh-11p5eer-woutPreEcono | OfS | Ex | CZ02 | cDXGF | SWHC013-02 | DEER2020 | D20v1 | 2020-11-09 | Cap-Tons | 1 |  | None | 454 | 0.0619 | 3.26 | 21.2 | 0.0136 | 0 | [6 empty] | DEER:HVAC_Split-Package_AC | Annual
Any | NE-HVAC-airAC-SpltPkg-65to134kBtuh-11p5eer-woutPreEcono | OfS | Ex | CZ03 | cDXGF | SWHC013-02 | DEER2020 | D20v1 | 2020-11-09 | Cap-Tons | 1 |  | None | 431 | 0.0501 | 1.37 | 9.73 | 0.00721 | 0 | [6 empty] | DEER:HVAC_Split-Package_AC | Annual
Any | NE-HVAC-airAC-SpltPkg-65to134kBtuh-11p5eer-woutPreEcono | OfS | Ex | CZ04 | cDXGF | SWHC013-02 | DEER2020 | D20v1 | 2020-11-09 | Cap-Tons | 1 |  | None | 443 | 0.058 | 1.6 | 21.6 | 0.0115 | 0 | [6 empty] | DEER:HVAC_Split-Package_AC | Annual
Any | NE-HVAC-airAC-SpltPkg-65to134kBtuh-11p5eer-woutPreEcono | OfS | Ex | CZ05 | cDXGF | SWHC013-02 | DEER2020 | D20v1 | 2020-11-09 | Cap-Tons | 1 |  | None | 445 | 0.0472 | 1.42 | 11.1 | 0.00533 | 0 | [6 empty] | DEER:HVAC_Split-Package_AC | Annual
Any | NE-HVAC-airAC-SpltPkg-65to134kBtuh-11p5eer-woutPreEcono | OfS | Ex | CZ06 | cDXGF | SWHC013-02 | DEER2020 | D20v1 | 2020-11-09 | Cap-Tons | 1 |  | None | 421 | 0.0519 | 0.371 | 20.8 | 0.0084 | 0 | [6 empty] | DEER:HVAC_Split-Package_AC | Annual
Any | NE-HVAC-airAC-SpltPkg-65to134kBtuh-11p5eer-woutPreEcono | OfS | Ex | CZ07 | cDXGF | SWHC013-02 | DEER2020 | D20v1 | 2020-11-09 | Cap-Tons | 1 |  | None | 458 | 0.0502 | 0.278 | 17.4 | 0.00713 | 0 | [6 empty] | DEER:HVAC_Split-Package_AC | Annual
Any | NE-HVAC-airAC-SpltPkg-65to134kBtuh-11p5eer-woutPreEcono | OfS | Ex | CZ08 | cDXGF | SWHC013-02 | DEER2020 | D20v1 | 2020-11-09 | Cap-Tons | 1 |  | None | 426 | 0.0531 | 0.527 | 27.1 | 0.00952 | 0 | [6 empty] | DEER:HVAC_Split-Package_AC | Annual
Any | NE-HVAC-airAC-SpltPkg-65to134kBtuh-11p5eer-woutPreEcono | OfS | Ex | CZ09 | cDXGF | SWHC013-02 | DEER2020 | D20v1 | 2020-11-09 | Cap-Tons | 1 |  | None | 445 | 0.0623 | 0.519 | 25.1 | 0.0122 | 0 | [6 empty] | DEER:HVAC_Split-Package_AC | Annual
Any | NE-HVAC-airAC-SpltPkg-65to134kBtuh-11p5eer-woutPreEcono | OfS | Ex | CZ10 | cDXGF | SWHC013-02 | DEER2020 | D20v1 | 2020-11-09 | Cap-Tons | 1 |  | None | 474 | 0.0647 | 0.826 | 29.6 | 0.0132 | 0 | [6 empty] | DEER:HVAC_Split-Package_AC | Annual
Any | NE-HVAC-airAC-SpltPkg-65to134kBtuh-11p5eer-woutPreEcono | OfS | Ex | CZ11 | cDXGF | SWHC013-02 | DEER2020 | D20v1 | 2020-11-09 | Cap-Tons | 1 |  | None | 470 | 0.0701 | 2.03 | 28.5 | 0.0152 | 0 | [6 empty] | DEER:HVAC_Split-Package_AC | Annual
Any | NE-HVAC-airAC-SpltPkg-65to134kBtuh-11p5eer-woutPreEcono | OfS | Ex | CZ12 | cDXGF | SWHC013-02 | DEER2020 | D20v1 | 2020-11-09 | Cap-Tons | 1 |  | None | 464 | 0.0673 | 2.24 | 24.3 | 0.014 | 0 | [6 empty] | DEER:HVAC_Split-Package_AC | Annual
Any | NE-HVAC-airAC-SpltPkg-65to134kBtuh-11p5eer-woutPreEcono | OfS | Ex | CZ13 | cDXGF | SWHC013-02 | DEER2020 | D20v1 | 2020-11-09 | Cap-Tons | 1 |  | None | 477 | 0.0689 | 1.81 | 29.3 | 0.0126 | 0 | [6 empty] | DEER:HVAC_Split-Package_AC | Annual
Any | NE-HVAC-airAC-SpltPkg-65to134kBtuh-11p5eer-woutPreEcono | OfS | Ex | CZ14 | cDXGF | SWHC013-02 | DEER2020 | D20v1 | 2020-11-09 | Cap-Tons | 1 |  | None | 473 | 0.0682 | 1.96 | 29.5 | 0.012 | 0 | [6 empty] | DEER:HVAC_Split-Package_AC | Annual
Any | NE-HVAC-airAC-SpltPkg-65to134kBtuh-11p5eer-woutPreEcono | OfS | Ex | CZ15 | cDXGF | SWHC013-02 | DEER2020 | D20v1 | 2020-11-09 | Cap-Tons | 1 |  | None | 489 | 0.0739 | 0.11 | 44.7 | 0.0128 | 0 | [6 empty] | DEER:HVAC_Split-Package_AC | Annual
Any | NE-HVAC-airAC-SpltPkg-65to134kBtuh-11p5eer-woutPreEcono | OfS | Ex | CZ16 | cDXGF | SWHC013-02 | DEER2020 | D20v1 | 2020-11-09 | Cap-Tons | 1 |  | None | 455 | 0.0546 | 6.91 | 14.8 | 0.00842 | 0 | [6 empty] | DEER:HVAC_Split-Package_AC | Annual
Any | NE-HVAC-airAC-SpltPkg-65to134kBtuh-11p5eer-woutPreEcono | OfS | New | CZ01 | cDXGF | SWHC013-02 | DEER2020 | D20v1 | 2020-11-09 | Cap-Tons | 1 |  | None | 4.22 | 0.0027 | 0 | 4.22 | 0.0027 | 0 | [6 empty] | DEER:HVAC_Split-Package_AC | Annual
Any | NE-HVAC-airAC-SpltPkg-65to134kBtuh-11p5eer-woutPreEcono | OfS | New | CZ02 | cDXGF | SWHC013-02 | DEER2020 | D20v1 | 2020-11-09 | Cap-Tons | 1 |  | None | 20.5 | 0.0132 | 0 | 20.5 | 0.0132 | 0 | [6 empty] | DEER:HVAC_Split-Package_AC | Annual
Any | NE-HVAC-airAC-SpltPkg-65to134kBtuh-11p5eer-woutPreEcono | OfS | New | CZ03 | cDXGF | SWHC013-02 | DEER2020 | D20v1 | 2020-11-09 | Cap-Tons | 1 |  | None | 9.69 | 0.00699 | 0 | 9.69 | 0.00699 | 0 | [6 empty] | DEER:HVAC_Split-Package_AC | Annual
Any | NE-HVAC-airAC-SpltPkg-65to134kBtuh-11p5eer-woutPreEcono | OfS | New | CZ04 | cDXGF | SWHC013-02 | DEER2020 | D20v1 | 2020-11-09 | Cap-Tons | 1 |  | None | 21.4 | 0.0112 | 0 | 21.4 | 0.0112 | 0 | [6 empty] | DEER:HVAC_Split-Package_AC | Annual
Any | NE-HVAC-airAC-SpltPkg-65to134kBtuh-11p5eer-woutPreEcono | OfS | New | CZ05 | cDXGF | SWHC013-02 | DEER2020 | D20v1 | 2020-11-09 | Cap-Tons | 1 |  | None | 11 | 0.00534 | 0 | 11 | 0.00534 | 0 | [6 empty] | DEER:HVAC_Split-Package_AC | Annual
Any | NE-HVAC-airAC-SpltPkg-65to134kBtuh-11p5eer-woutPreEcono | OfS | New | CZ06 | cDXGF | SWHC013-02 | DEER2020 | D20v1 | 2020-11-09 | Cap-Tons | 1 |  | None | 20.9 | 0.00839 | 0 | 20.9 | 0.00839 | 0 | [6 empty] | DEER:HVAC_Split-Package_AC | Annual
Any | NE-HVAC-airAC-SpltPkg-65to134kBtuh-11p5eer-woutPreEcono | OfS | New | CZ07 | cDXGF | SWHC013-02 | DEER2020 | D20v1 | 2020-11-09 | Cap-Tons | 1 |  | None | 17.5 | 0.00723 | 0 | 17.5 | 0.00723 | 0 | [6 empty] | DEER:HVAC_Split-Package_AC | Annual
Any | NE-HVAC-airAC-SpltPkg-65to134kBtuh-11p5eer-woutPreEcono | OfS | New | CZ08 | cDXGF | SWHC013-02 | DEER2020 | D20v1 | 2020-11-09 | Cap-Tons | 1 |  | None | 26.4 | 0.00933 | 0 | 26.4 | 0.00933 | 0 | [6 empty] | DEER:HVAC_Split-Package_AC | Annual
Any | NE-HVAC-airAC-SpltPkg-65to134kBtuh-11p5eer-woutPreEcono | OfS | New | CZ09 | cDXGF | SWHC013-02 | DEER2020 | D20v1 | 2020-11-09 | Cap-Tons | 1 |  | None | 24.3 | 0.0116 | 0 | 24.3 | 0.0116 | 0 | [6 empty] | DEER:HVAC_Split-Package_AC | Annual
Any | NE-HVAC-airAC-SpltPkg-65to134kBtuh-11p5eer-woutPreEcono | OfS | New | CZ10 | cDXGF | SWHC013-02 | DEER2020 | D20v1 | 2020-11-09 | Cap-Tons | 1 |  | None | 28.5 | 0.0129 | 0 | 28.5 | 0.0129 | 0 | [6 empty] | DEER:HVAC_Split-Package_AC | Annual
Any | NE-HVAC-airAC-SpltPkg-65to134kBtuh-11p5eer-woutPreEcono | OfS | New | CZ11 | cDXGF | SWHC013-02 | DEER2020 | D20v1 | 2020-11-09 | Cap-Tons | 1 |  | None | 27.4 | 0.014 | 0 | 27.4 | 0.014 | 0 | [6 empty] | DEER:HVAC_Split-Package_AC | Annual
Any | NE-HVAC-airAC-SpltPkg-65to134kBtuh-11p5eer-woutPreEcono | OfS | New | CZ12 | cDXGF | SWHC013-02 | DEER2020 | D20v1 | 2020-11-09 | Cap-Tons | 1 |  | None | 23.4 | 0.0133 | 0 | 23.4 | 0.0133 | 0 | [6 empty] | DEER:HVAC_Split-Package_AC | Annual
Any | NE-HVAC-airAC-SpltPkg-65to134kBtuh-11p5eer-woutPreEcono | OfS | New | CZ13 | cDXGF | SWHC013-02 | DEER2020 | D20v1 | 2020-11-09 | Cap-Tons | 1 |  | None | 28.1 | 0.0119 | 0 | 28.1 | 0.0119 | 0 | [6 empty] | DEER:HVAC_Split-Package_AC | Annual
Any | NE-HVAC-airAC-SpltPkg-65to134kBtuh-11p5eer-woutPreEcono | OfS | New | CZ14 | cDXGF | SWHC013-02 | DEER2020 | D20v1 | 2020-11-09 | Cap-Tons | 1 |  | None | 28.4 | 0.0115 | 0 | 28.4 | 0.0115 | 0 | [6 empty] | DEER:HVAC_Split-Package_AC | Annual
Any | NE-HVAC-airAC-SpltPkg-65to134kBtuh-11p5eer-woutPreEcono | OfS | New | CZ15 | cDXGF | SWHC013-02 | DEER2020 | D20v1 | 2020-11-09 | Cap-Tons | 1 |  | None | 42.8 | 0.0119 | 0 | 42.8 | 0.0119 | 0 | [6 empty] | DEER:HVAC_Split-Package_AC | Annual
Any | NE-HVAC-airAC-SpltPkg-65to134kBtuh-11p5eer-woutPreEcono | OfS | New | CZ16 | cDXGF | SWHC013-02 | DEER2020 | D20v1 | 2020-11-09 | Cap-Tons | 1 |  | None | 14.2 | 0.00775 | 0 | 14.2 | 0.00775 | 0 | [6 empty] | DEER:HVAC_Split-Package_AC | Annual
Any | NE-HVAC-airAC-SpltPkg-65to134kBtuh-11p5eer-woutPreEcono | RFF | Ex | CZ01 | cDXGF | SWHC013-02 | DEER2020 | D20v1 | 2020-11-09 | Cap-Tons | 1 |  | None | 414 | 0.0616 | 55.2 | 4.91 | 0.00632 | 0 | [6 empty] | DEER:HVAC_Split-Package_AC | Annual
Any | NE-HVAC-airAC-SpltPkg-65to134kBtuh-11p5eer-woutPreEcono | RFF | Ex | CZ02 | cDXGF | SWHC013-02 | DEER2020 | D20v1 | 2020-11-09 | Cap-Tons | 1 |  | None | 499 | 0.106 | 33.5 | 35.5 | 0.038 | 0 | [6 empty] | DEER:HVAC_Split-Package_AC | Annual
Any | NE-HVAC-airAC-SpltPkg-65to134kBtuh-11p5eer-woutPreEcono | RFF | Ex | CZ03 | cDXGF | SWHC013-02 | DEER2020 | D20v1 | 2020-11-09 | Cap-Tons | 1 |  | None | 446 | 0.104 | 25.4 | 14.3 | 0.0182 | 0 | [6 empty] | DEER:HVAC_Split-Package_AC | Annual
Any | NE-HVAC-airAC-SpltPkg-65to134kBtuh-11p5eer-woutPreEcono | RFF | Ex | CZ04 | cDXGF | SWHC013-02 | DEER2020 | D20v1 | 2020-11-09 | Cap-Tons | 1 |  | None | 513 | 0.114 | 23.3 | 38.3 | 0.0327 | 0 | [6 empty] | DEER:HVAC_Split-Package_AC | Annual
Any | NE-HVAC-airAC-SpltPkg-65to134kBtuh-11p5eer-woutPreEcono | RFF | Ex | CZ05 | cDXGF | SWHC013-02 | DEER2020 | D20v1 | 2020-11-09 | Cap-Tons | 1 |  | None | 451 | 0.0859 | 30.2 | 14.4 | 0.0116 | 0 | [6 empty] | DEER:HVAC_Split-Package_AC | Annual
Any | NE-HVAC-airAC-SpltPkg-65to134kBtuh-11p5eer-woutPreEcono | RFF | Ex | CZ06 | cDXGF | SWHC013-02 | DEER2020 | D20v1 | 2020-11-09 | Cap-Tons | 1 |  | None | 489 | 0.121 | 10.6 | 32.3 | 0.0228 | 0 | [6 empty] | DEER:HVAC_Split-Package_AC | Annual
Any | NE-HVAC-airAC-SpltPkg-65to134kBtuh-11p5eer-woutPreEcono | RFF | Ex | CZ07 | cDXGF | SWHC013-02 | DEER2020 | D20v1 | 2020-11-09 | Cap-Tons | 1 |  | None | 490 | 0.107 | 7.13 | 30 | 0.0191 | 0 | [6 empty] | DEER:HVAC_Split-Package_AC | Annual
Any | NE-HVAC-airAC-SpltPkg-65to134kBtuh-11p5eer-woutPreEcono | RFF | Ex | CZ08 | cDXGF | SWHC013-02 | DEER2020 | D20v1 | 2020-11-09 | Cap-Tons | 1 |  | None | 515 | 0.112 | 10.6 | 49.1 | 0.0273 | 0 | [6 empty] | DEER:HVAC_Split-Package_AC | Annual
Any | NE-HVAC-airAC-SpltPkg-65to134kBtuh-11p5eer-woutPreEcono | RFF | Ex | CZ09 | cDXGF | SWHC013-02 | DEER2020 | D20v1 | 2020-11-09 | Cap-Tons | 1 |  | None | 592 | 0.135 | 9.91 | 41.5 | 0.0322 | 0 | [6 empty] | DEER:HVAC_Split-Package_AC | Annual
Any | NE-HVAC-airAC-SpltPkg-65to134kBtuh-11p5eer-woutPreEcono | RFF | Ex | CZ10 | cDXGF | SWHC013-02 | DEER2020 | D20v1 | 2020-11-09 | Cap-Tons | 1 |  | None | 639 | 0.138 | 13.8 | 51 | 0.0361 | 0 | [6 empty] | DEER:HVAC_Split-Package_AC | Annual
Any | NE-HVAC-airAC-SpltPkg-65to134kBtuh-11p5eer-woutPreEcono | RFF | Ex | CZ11 | cDXGF | SWHC013-02 | DEER2020 | D20v1 | 2020-11-09 | Cap-Tons | 1 |  | None | 643 | 0.149 | 19.8 | 50.2 | 0.0363 | 0 | [6 empty] | DEER:HVAC_Split-Package_AC | Annual
Any | NE-HVAC-airAC-SpltPkg-65to134kBtuh-11p5eer-woutPreEcono | RFF | Ex | CZ12 | cDXGF | SWHC013-02 | DEER2020 | D20v1 | 2020-11-09 | Cap-Tons | 1 |  | None | 601 | 0.133 | 23.3 | 42.3 | 0.0378 | 0 | [6 empty] | DEER:HVAC_Split-Package_AC | Annual
Any | NE-HVAC-airAC-SpltPkg-65to134kBtuh-11p5eer-woutPreEcono | RFF | Ex | CZ13 | cDXGF | SWHC013-02 | DEER2020 | D20v1 | 2020-11-09 | Cap-Tons | 1 |  | None | 657 | 0.144 | 18.3 | 53.4 | 0.0347 | 0 | [6 empty] | DEER:HVAC_Split-Package_AC | Annual
Any | NE-HVAC-airAC-SpltPkg-65to134kBtuh-11p5eer-woutPreEcono | RFF | Ex | CZ14 | cDXGF | SWHC013-02 | DEER2020 | D20v1 | 2020-11-09 | Cap-Tons | 1 |  | None | 671 | 0.163 | 22 | 49.3 | 0.0302 | 0 | [6 empty] | DEER:HVAC_Split-Package_AC | Annual
Any | NE-HVAC-airAC-SpltPkg-65to134kBtuh-11p5eer-woutPreEcono | RFF | Ex | CZ15 | cDXGF | SWHC013-02 | DEER2020 | D20v1 | 2020-11-09 | Cap-Tons | 1 |  | None | 808 | 0.185 | 2.98 | 76.8 | 0.0316 | 0 | [6 empty] | DEER:HVAC_Split-Package_AC | Annual
Any | NE-HVAC-airAC-SpltPkg-65to134kBtuh-11p5eer-woutPreEcono | RFF | Ex | CZ16 | cDXGF | SWHC013-02 | DEER2020 | D20v1 | 2020-11-09 | Cap-Tons | 1 |  | None | 556 | 0.127 | 50.9 | 22.7 | 0.0208 | 0 | [6 empty] | DEER:HVAC_Split-Package_AC | Annual
Any | NE-HVAC-airAC-SpltPkg-65to134kBtuh-11p5eer-woutPreEcono | RFF | New | CZ01 | cDXGF | SWHC013-02 | DEER2020 | D20v1 | 2020-11-09 | Cap-Tons | 1 |  | None | 3.98 | 0.00522 | 0 | 3.98 | 0.00522 | 0 | [6 empty] | DEER:HVAC_Split-Package_AC | Annual
Any | NE-HVAC-airAC-SpltPkg-65to134kBtuh-11p5eer-woutPreEcono | RFF | New | CZ02 | cDXGF | SWHC013-02 | DEER2020 | D20v1 | 2020-11-09 | Cap-Tons | 1 |  | None | 31.9 | 0.0373 | 0 | 31.9 | 0.0373 | 0 | [6 empty] | DEER:HVAC_Split-Package_AC | Annual
Any | NE-HVAC-airAC-SpltPkg-65to134kBtuh-11p5eer-woutPreEcono | RFF | New | CZ03 | cDXGF | SWHC013-02 | DEER2020 | D20v1 | 2020-11-09 | Cap-Tons | 1 |  | None | 12.5 | 0.0174 | 0 | 12.5 | 0.0174 | 0 | [6 empty] | DEER:HVAC_Split-Package_AC | Annual
Any | NE-HVAC-airAC-SpltPkg-65to134kBtuh-11p5eer-woutPreEcono | RFF | New | CZ04 | cDXGF | SWHC013-02 | DEER2020 | D20v1 | 2020-11-09 | Cap-Tons | 1 |  | None | 34.8 | 0.0325 | 0 | 34.8 | 0.0325 | 0 | [6 empty] | DEER:HVAC_Split-Package_AC | Annual
Any | NE-HVAC-airAC-SpltPkg-65to134kBtuh-11p5eer-woutPreEcono | RFF | New | CZ05 | cDXGF | SWHC013-02 | DEER2020 | D20v1 | 2020-11-09 | Cap-Tons | 1 |  | None | 12.4 | 0.0108 | 0 | 12.4 | 0.0108 | 0 | [6 empty] | DEER:HVAC_Split-Package_AC | Annual
Any | NE-HVAC-airAC-SpltPkg-65to134kBtuh-11p5eer-woutPreEcono | RFF | New | CZ06 | cDXGF | SWHC013-02 | DEER2020 | D20v1 | 2020-11-09 | Cap-Tons | 1 |  | None | 30.1 | 0.0229 | 0 | 30.1 | 0.0229 | 0 | [6 empty] | DEER:HVAC_Split-Package_AC | Annual
Any | NE-HVAC-airAC-SpltPkg-65to134kBtuh-11p5eer-woutPreEcono | RFF | New | CZ07 | cDXGF | SWHC013-02 | DEER2020 | D20v1 | 2020-11-09 | Cap-Tons | 1 |  | None | 27.5 | 0.0189 | 0 | 27.5 | 0.0189 | 0 | [6 empty] | DEER:HVAC_Split-Package_AC | Annual
Any | NE-HVAC-airAC-SpltPkg-65to134kBtuh-11p5eer-woutPreEcono | RFF | New | CZ08 | cDXGF | SWHC013-02 | DEER2020 | D20v1 | 2020-11-09 | Cap-Tons | 1 |  | None | 45.5 | 0.0268 | 0 | 45.5 | 0.0268 | 0 | [6 empty] | DEER:HVAC_Split-Package_AC | Annual
Any | NE-HVAC-airAC-SpltPkg-65to134kBtuh-11p5eer-woutPreEcono | RFF | New | CZ09 | cDXGF | SWHC013-02 | DEER2020 | D20v1 | 2020-11-09 | Cap-Tons | 1 |  | None | 38.9 | 0.0317 | 0 | 38.9 | 0.0317 | 0 | [6 empty] | DEER:HVAC_Split-Package_AC | Annual
Any | NE-HVAC-airAC-SpltPkg-65to134kBtuh-11p5eer-woutPreEcono | RFF | New | CZ10 | cDXGF | SWHC013-02 | DEER2020 | D20v1 | 2020-11-09 | Cap-Tons | 1 |  | None | 47.4 | 0.0351 | 0 | 47.4 | 0.0351 | 0 | [6 empty] | DEER:HVAC_Split-Package_AC | Annual
Any | NE-HVAC-airAC-SpltPkg-65to134kBtuh-11p5eer-woutPreEcono | RFF | New | CZ11 | cDXGF | SWHC013-02 | DEER2020 | D20v1 | 2020-11-09 | Cap-Tons | 1 |  | None | 48 | 0.0353 | 0 | 48 | 0.0353 | 0 | [6 empty] | DEER:HVAC_Split-Package_AC | Annual
Any | NE-HVAC-airAC-SpltPkg-65to134kBtuh-11p5eer-woutPreEcono | RFF | New | CZ12 | cDXGF | SWHC013-02 | DEER2020 | D20v1 | 2020-11-09 | Cap-Tons | 1 |  | None | 39.8 | 0.0369 | 0 | 39.8 | 0.0369 | 0 | [6 empty] | DEER:HVAC_Split-Package_AC | Annual
Any | NE-HVAC-airAC-SpltPkg-65to134kBtuh-11p5eer-woutPreEcono | RFF | New | CZ13 | cDXGF | SWHC013-02 | DEER2020 | D20v1 | 2020-11-09 | Cap-Tons | 1 |  | None | 51 | 0.0338 | 0 | 51 | 0.0338 | 0 | [6 empty] | DEER:HVAC_Split-Package_AC | Annual
Any | NE-HVAC-airAC-SpltPkg-65to134kBtuh-11p5eer-woutPreEcono | RFF | New | CZ14 | cDXGF | SWHC013-02 | DEER2020 | D20v1 | 2020-11-09 | Cap-Tons | 1 |  | None | 47 | 0.029 | 0 | 47 | 0.029 | 0 | [6 empty] | DEER:HVAC_Split-Package_AC | Annual
Any | NE-HVAC-airAC-SpltPkg-65to134kBtuh-11p5eer-woutPreEcono | RFF | New | CZ15 | cDXGF | SWHC013-02 | DEER2020 | D20v1 | 2020-11-09 | Cap-Tons | 1 |  | None | 73.1 | 0.0302 | 0 | 73.1 | 0.0302 | 0 | [6 empty] | DEER:HVAC_Split-Package_AC | Annual
Any | NE-HVAC-airAC-SpltPkg-65to134kBtuh-11p5eer-woutPreEcono | RFF | New | CZ16 | cDXGF | SWHC013-02 | DEER2020 | D20v1 | 2020-11-09 | Cap-Tons | 1 |  | None | 21.9 | 0.0203 | 0 | 21.9 | 0.0203 | 0 | [6 empty] | DEER:HVAC_Split-Package_AC | Annual
Any | NE-HVAC-airAC-SpltPkg-65to134kBtuh-11p5eer-woutPreEcono | RSD | Ex | CZ01 | cDXGF | SWHC013-02 | DEER2020 | D20v1 | 2020-11-09 | Cap-Tons | 1 |  | None | 327 | 0.0533 | 29.8 | 5.43 | 0.0064 | 0 | [6 empty] | DEER:HVAC_Split-Package_AC | Annual
Any | NE-HVAC-airAC-SpltPkg-65to134kBtuh-11p5eer-woutPreEcono | RSD | Ex | CZ02 | cDXGF | SWHC013-02 | DEER2020 | D20v1 | 2020-11-09 | Cap-Tons | 1 |  | None | 410 | 0.127 | 17.7 | 35.5 | 0.0353 | 0 | [6 empty] | DEER:HVAC_Split-Package_AC | Annual
Any | NE-HVAC-airAC-SpltPkg-65to134kBtuh-11p5eer-woutPreEcono | RSD | Ex | CZ03 | cDXGF | SWHC013-02 | DEER2020 | D20v1 | 2020-11-09 | Cap-Tons | 1 |  | None | 338 | 0.104 | 15.4 | 18.5 | 0.0191 | 0 | [6 empty] | DEER:HVAC_Split-Package_AC | Annual
Any | NE-HVAC-airAC-SpltPkg-65to134kBtuh-11p5eer-woutPreEcono | RSD | Ex | CZ04 | cDXGF | SWHC013-02 | DEER2020 | D20v1 | 2020-11-09 | Cap-Tons | 1 |  | None | 425 | 0.123 | 10.9 | 39.5 | 0.0315 | 0 | [6 empty] | DEER:HVAC_Split-Package_AC | Annual
Any | NE-HVAC-airAC-SpltPkg-65to134kBtuh-11p5eer-woutPreEcono | RSD | Ex | CZ05 | cDXGF | SWHC013-02 | DEER2020 | D20v1 | 2020-11-09 | Cap-Tons | 1 |  | None | 342 | 0.0834 | 14.8 | 18.5 | 0.0122 | 0 | [6 empty] | DEER:HVAC_Split-Package_AC | Annual
Any | NE-HVAC-airAC-SpltPkg-65to134kBtuh-11p5eer-woutPreEcono | RSD | Ex | CZ06 | cDXGF | SWHC013-02 | DEER2020 | D20v1 | 2020-11-09 | Cap-Tons | 1 |  | None | 370 | 0.116 | 4.41 | 37.2 | 0.0237 | 0 | [6 empty] | DEER:HVAC_Split-Package_AC | Annual
Any | NE-HVAC-airAC-SpltPkg-65to134kBtuh-11p5eer-woutPreEcono | RSD | Ex | CZ07 | cDXGF | SWHC013-02 | DEER2020 | D20v1 | 2020-11-09 | Cap-Tons | 1 |  | None | 351 | 0.0984 | 1.65 | 34.6 | 0.0201 | 0 | [6 empty] | DEER:HVAC_Split-Package_AC | Annual
Any | NE-HVAC-airAC-SpltPkg-65to134kBtuh-11p5eer-woutPreEcono | RSD | Ex | CZ08 | cDXGF | SWHC013-02 | DEER2020 | D20v1 | 2020-11-09 | Cap-Tons | 1 |  | None | 419 | 0.121 | 3.5 | 46.1 | 0.025 | 0 | [6 empty] | DEER:HVAC_Split-Package_AC | Annual
Any | NE-HVAC-airAC-SpltPkg-65to134kBtuh-11p5eer-woutPreEcono | RSD | Ex | CZ09 | cDXGF | SWHC013-02 | DEER2020 | D20v1 | 2020-11-09 | Cap-Tons | 1 |  | None | 486 | 0.143 | 4.33 | 40 | 0.0308 | 0 | [6 empty] | DEER:HVAC_Split-Package_AC | Annual
Any | NE-HVAC-airAC-SpltPkg-65to134kBtuh-11p5eer-woutPreEcono | RSD | Ex | CZ10 | cDXGF | SWHC013-02 | DEER2020 | D20v1 | 2020-11-09 | Cap-Tons | 1 |  | None | 520 | 0.159 | 6.52 | 47.7 | 0.0332 | 0 | [6 empty] | DEER:HVAC_Split-Package_AC | Annual
Any | NE-HVAC-airAC-SpltPkg-65to134kBtuh-11p5eer-woutPreEcono | RSD | Ex | CZ11 | cDXGF | SWHC013-02 | DEER2020 | D20v1 | 2020-11-09 | Cap-Tons | 1 |  | None | 525 | 0.171 | 14 | 44.7 | 0.0339 | 0 | [6 empty] | DEER:HVAC_Split-Package_AC | Annual
Any | NE-HVAC-airAC-SpltPkg-65to134kBtuh-11p5eer-woutPreEcono | RSD | Ex | CZ12 | cDXGF | SWHC013-02 | DEER2020 | D20v1 | 2020-11-09 | Cap-Tons | 1 |  | None | 492 | 0.151 | 16.1 | 40.4 | 0.0359 | 0 | [6 empty] | DEER:HVAC_Split-Package_AC | Annual
Any | NE-HVAC-airAC-SpltPkg-65to134kBtuh-11p5eer-woutPreEcono | RSD | Ex | CZ13 | cDXGF | SWHC013-02 | DEER2020 | D20v1 | 2020-11-09 | Cap-Tons | 1 |  | None | 534 | 0.161 | 13.4 | 47 | 0.033 | 0 | [6 empty] | DEER:HVAC_Split-Package_AC | Annual
Any | NE-HVAC-airAC-SpltPkg-65to134kBtuh-11p5eer-woutPreEcono | RSD | Ex | CZ14 | cDXGF | SWHC013-02 | DEER2020 | D20v1 | 2020-11-09 | Cap-Tons | 1 |  | None | 552 | 0.186 | 14.3 | 44 | 0.0273 | 0 | [6 empty] | DEER:HVAC_Split-Package_AC | Annual
Any | NE-HVAC-airAC-SpltPkg-65to134kBtuh-11p5eer-woutPreEcono | RSD | Ex | CZ15 | cDXGF | SWHC013-02 | DEER2020 | D20v1 | 2020-11-09 | Cap-Tons | 1 |  | None | 667 | 0.213 | 1.01 | 63.5 | 0.0283 | 0 | [6 empty] | DEER:HVAC_Split-Package_AC | Annual
Any | NE-HVAC-airAC-SpltPkg-65to134kBtuh-11p5eer-woutPreEcono | RSD | Ex | CZ16 | cDXGF | SWHC013-02 | DEER2020 | D20v1 | 2020-11-09 | Cap-Tons | 1 |  | None | 429 | 0.136 | 47.8 | 22.2 | 0.0205 | 0 | [6 empty] | DEER:HVAC_Split-Package_AC | Annual
Any | NE-HVAC-airAC-SpltPkg-65to134kBtuh-11p5eer-woutPreEcono | RSD | New | CZ01 | cDXGF | SWHC013-02 | DEER2020 | D20v1 | 2020-11-09 | Cap-Tons | 1 |  | None | 3.75 | 0.00391 | 0 | 3.75 | 0.00391 | 0 | [6 empty] | DEER:HVAC_Split-Package_AC | Annual
Any | NE-HVAC-airAC-SpltPkg-65to134kBtuh-11p5eer-woutPreEcono | RSD | New | CZ02 | cDXGF | SWHC013-02 | DEER2020 | D20v1 | 2020-11-09 | Cap-Tons | 1 |  | None | 31 | 0.0346 | 0 | 31 | 0.0346 | 0 | [6 empty] | DEER:HVAC_Split-Package_AC | Annual
Any | NE-HVAC-airAC-SpltPkg-65to134kBtuh-11p5eer-woutPreEcono | RSD | New | CZ03 | cDXGF | SWHC013-02 | DEER2020 | D20v1 | 2020-11-09 | Cap-Tons | 1 |  | None | 13.6 | 0.0173 | 0 | 13.6 | 0.0173 | 0 | [6 empty] | DEER:HVAC_Split-Package_AC | Annual
Any | NE-HVAC-airAC-SpltPkg-65to134kBtuh-11p5eer-woutPreEcono | RSD | New | CZ04 | cDXGF | SWHC013-02 | DEER2020 | D20v1 | 2020-11-09 | Cap-Tons | 1 |  | None | 33.8 | 0.0307 | 0 | 33.8 | 0.0307 | 0 | [6 empty] | DEER:HVAC_Split-Package_AC | Annual
Any | NE-HVAC-airAC-SpltPkg-65to134kBtuh-11p5eer-woutPreEcono | RSD | New | CZ05 | cDXGF | SWHC013-02 | DEER2020 | D20v1 | 2020-11-09 | Cap-Tons | 1 |  | None | 12.6 | 0.0105 | 0 | 12.6 | 0.0105 | 0 | [6 empty] | DEER:HVAC_Split-Package_AC | Annual
Any | NE-HVAC-airAC-SpltPkg-65to134kBtuh-11p5eer-woutPreEcono | RSD | New | CZ06 | cDXGF | SWHC013-02 | DEER2020 | D20v1 | 2020-11-09 | Cap-Tons | 1 |  | None | 32.1 | 0.0242 | 0 | 32.1 | 0.0242 | 0 | [6 empty] | DEER:HVAC_Split-Package_AC | Annual
Any | NE-HVAC-airAC-SpltPkg-65to134kBtuh-11p5eer-woutPreEcono | RSD | New | CZ07 | cDXGF | SWHC013-02 | DEER2020 | D20v1 | 2020-11-09 | Cap-Tons | 1 |  | None | 27.8 | 0.0192 | 0 | 27.8 | 0.0192 | 0 | [6 empty] | DEER:HVAC_Split-Package_AC | Annual
Any | NE-HVAC-airAC-SpltPkg-65to134kBtuh-11p5eer-woutPreEcono | RSD | New | CZ08 | cDXGF | SWHC013-02 | DEER2020 | D20v1 | 2020-11-09 | Cap-Tons | 1 |  | None | 40.5 | 0.0241 | 0 | 40.5 | 0.0241 | 0 | [6 empty] | DEER:HVAC_Split-Package_AC | Annual
Any | NE-HVAC-airAC-SpltPkg-65to134kBtuh-11p5eer-woutPreEcono | RSD | New | CZ09 | cDXGF | SWHC013-02 | DEER2020 | D20v1 | 2020-11-09 | Cap-Tons | 1 |  | None | 36.5 | 0.0298 | 0 | 36.5 | 0.0298 | 0 | [6 empty] | DEER:HVAC_Split-Package_AC | Annual
Any | NE-HVAC-airAC-SpltPkg-65to134kBtuh-11p5eer-woutPreEcono | RSD | New | CZ10 | cDXGF | SWHC013-02 | DEER2020 | D20v1 | 2020-11-09 | Cap-Tons | 1 |  | None | 44 | 0.0325 | 0 | 44 | 0.0325 | 0 | [6 empty] | DEER:HVAC_Split-Package_AC | Annual
Any | NE-HVAC-airAC-SpltPkg-65to134kBtuh-11p5eer-woutPreEcono | RSD | New | CZ11 | cDXGF | SWHC013-02 | DEER2020 | D20v1 | 2020-11-09 | Cap-Tons | 1 |  | None | 42.5 | 0.033 | 0 | 42.5 | 0.033 | 0 | [6 empty] | DEER:HVAC_Split-Package_AC | Annual
Any | NE-HVAC-airAC-SpltPkg-65to134kBtuh-11p5eer-woutPreEcono | RSD | New | CZ12 | cDXGF | SWHC013-02 | DEER2020 | D20v1 | 2020-11-09 | Cap-Tons | 1 |  | None | 37.6 | 0.0353 | 0 | 37.6 | 0.0353 | 0 | [6 empty] | DEER:HVAC_Split-Package_AC | Annual
Any | NE-HVAC-airAC-SpltPkg-65to134kBtuh-11p5eer-woutPreEcono | RSD | New | CZ13 | cDXGF | SWHC013-02 | DEER2020 | D20v1 | 2020-11-09 | Cap-Tons | 1 |  | None | 44.4 | 0.0321 | 0 | 44.4 | 0.0321 | 0 | [6 empty] | DEER:HVAC_Split-Package_AC | Annual
Any | NE-HVAC-airAC-SpltPkg-65to134kBtuh-11p5eer-woutPreEcono | RSD | New | CZ14 | cDXGF | SWHC013-02 | DEER2020 | D20v1 | 2020-11-09 | Cap-Tons | 1 |  | None | 41.5 | 0.0262 | 0 | 41.5 | 0.0262 | 0 | [6 empty] | DEER:HVAC_Split-Package_AC | Annual
Any | NE-HVAC-airAC-SpltPkg-65to134kBtuh-11p5eer-woutPreEcono | RSD | New | CZ15 | cDXGF | SWHC013-02 | DEER2020 | D20v1 | 2020-11-09 | Cap-Tons | 1 |  | None | 60.2 | 0.027 | 0 | 60.2 | 0.027 | 0 | [6 empty] | DEER:HVAC_Split-Package_AC | Annual
Any | NE-HVAC-airAC-SpltPkg-65to134kBtuh-11p5eer-woutPreEcono | RSD | New | CZ16 | cDXGF | SWHC013-02 | DEER2020 | D20v1 | 2020-11-09 | Cap-Tons | 1 |  | None | 20.1 | 0.0199 | 0 | 20.1 | 0.0199 | 0 | [6 empty] | DEER:HVAC_Split-Package_AC | Annual
Any | NE-HVAC-airAC-SpltPkg-65to134kBtuh-11p5eer-woutPreEcono | Rt3 | Ex | CZ01 | cDXGF | SWHC013-02 | DEER2020 | D20v1 | 2020-11-09 | Cap-Tons | 1 |  | None | 588 | 0.149 | 13.9 | 7.67 | 0.00921 | 0 | [6 empty] | DEER:HVAC_Split-Package_AC | Annual
Any | NE-HVAC-airAC-SpltPkg-65to134kBtuh-11p5eer-woutPreEcono | Rt3 | Ex | CZ02 | cDXGF | SWHC013-02 | DEER2020 | D20v1 | 2020-11-09 | Cap-Tons | 1 |  | None | 658 | 0.143 | 7.04 | 33.6 | 0.0328 | 0 | [6 empty] | DEER:HVAC_Split-Package_AC | Annual
Any | NE-HVAC-airAC-SpltPkg-65to134kBtuh-11p5eer-woutPreEcono | Rt3 | Ex | CZ03 | cDXGF | SWHC013-02 | DEER2020 | D20v1 | 2020-11-09 | Cap-Tons | 1 |  | None | 635 | 0.121 | 5.1 | 20.6 | 0.0218 | 0 | [6 empty] | DEER:HVAC_Split-Package_AC | Annual
Any | NE-HVAC-airAC-SpltPkg-65to134kBtuh-11p5eer-woutPreEcono | Rt3 | Ex | CZ04 | cDXGF | SWHC013-02 | DEER2020 | D20v1 | 2020-11-09 | Cap-Tons | 1 |  | None | 665 | 0.141 | 3.93 | 36 | 0.0296 | 0 | [6 empty] | DEER:HVAC_Split-Package_AC | Annual
Any | NE-HVAC-airAC-SpltPkg-65to134kBtuh-11p5eer-woutPreEcono | Rt3 | Ex | CZ05 | cDXGF | SWHC013-02 | DEER2020 | D20v1 | 2020-11-09 | Cap-Tons | 1 |  | None | 654 | 0.128 | 4.27 | 21.2 | 0.0145 | 0 | [6 empty] | DEER:HVAC_Split-Package_AC | Annual
Any | NE-HVAC-airAC-SpltPkg-65to134kBtuh-11p5eer-woutPreEcono | Rt3 | Ex | CZ06 | cDXGF | SWHC013-02 | DEER2020 | D20v1 | 2020-11-09 | Cap-Tons | 1 |  | None | 663 | 0.123 | 0.999 | 42.7 | 0.0279 | 0 | [6 empty] | DEER:HVAC_Split-Package_AC | Annual
Any | NE-HVAC-airAC-SpltPkg-65to134kBtuh-11p5eer-woutPreEcono | Rt3 | Ex | CZ07 | cDXGF | SWHC013-02 | DEER2020 | D20v1 | 2020-11-09 | Cap-Tons | 1 |  | None | 702 | 0.118 | 0.3 | 39.6 | 0.0244 | 0 | [6 empty] | DEER:HVAC_Split-Package_AC | Annual
Any | NE-HVAC-airAC-SpltPkg-65to134kBtuh-11p5eer-woutPreEcono | Rt3 | Ex | CZ08 | cDXGF | SWHC013-02 | DEER2020 | D20v1 | 2020-11-09 | Cap-Tons | 1 |  | None | 692 | 0.133 | 0.717 | 45.9 | 0.0262 | 0 | [6 empty] | DEER:HVAC_Split-Package_AC | Annual
Any | NE-HVAC-airAC-SpltPkg-65to134kBtuh-11p5eer-woutPreEcono | Rt3 | Ex | CZ09 | cDXGF | SWHC013-02 | DEER2020 | D20v1 | 2020-11-09 | Cap-Tons | 1 |  | None | 697 | 0.153 | 1.01 | 38.7 | 0.0301 | 0 | [6 empty] | DEER:HVAC_Split-Package_AC | Annual
Any | NE-HVAC-airAC-SpltPkg-65to134kBtuh-11p5eer-woutPreEcono | Rt3 | Ex | CZ10 | cDXGF | SWHC013-02 | DEER2020 | D20v1 | 2020-11-09 | Cap-Tons | 1 |  | None | 718 | 0.154 | 1.26 | 45.9 | 0.0326 | 0 | [6 empty] | DEER:HVAC_Split-Package_AC | Annual
Any | NE-HVAC-airAC-SpltPkg-65to134kBtuh-11p5eer-woutPreEcono | Rt3 | Ex | CZ11 | cDXGF | SWHC013-02 | DEER2020 | D20v1 | 2020-11-09 | Cap-Tons | 1 |  | None | 677 | 0.175 | 4.91 | 42.8 | 0.0328 | 0 | [6 empty] | DEER:HVAC_Split-Package_AC | Annual
Any | NE-HVAC-airAC-SpltPkg-65to134kBtuh-11p5eer-woutPreEcono | Rt3 | Ex | CZ12 | cDXGF | SWHC013-02 | DEER2020 | D20v1 | 2020-11-09 | Cap-Tons | 1 |  | None | 688 | 0.167 | 5.46 | 38.2 | 0.0329 | 0 | [6 empty] | DEER:HVAC_Split-Package_AC | Annual
Any | NE-HVAC-airAC-SpltPkg-65to134kBtuh-11p5eer-woutPreEcono | Rt3 | Ex | CZ13 | cDXGF | SWHC013-02 | DEER2020 | D20v1 | 2020-11-09 | Cap-Tons | 1 |  | None | 684 | 0.168 | 4.43 | 44.9 | 0.031 | 0 | [6 empty] | DEER:HVAC_Split-Package_AC | Annual
Any | NE-HVAC-airAC-SpltPkg-65to134kBtuh-11p5eer-woutPreEcono | Rt3 | Ex | CZ14 | cDXGF | SWHC013-02 | DEER2020 | D20v1 | 2020-11-09 | Cap-Tons | 1 |  | None | 667 | 0.176 | 4.83 | 43.2 | 0.0271 | 0 | [6 empty] | DEER:HVAC_Split-Package_AC | Annual
Any | NE-HVAC-airAC-SpltPkg-65to134kBtuh-11p5eer-woutPreEcono | Rt3 | Ex | CZ15 | cDXGF | SWHC013-02 | DEER2020 | D20v1 | 2020-11-09 | Cap-Tons | 1 |  | None | 745 | 0.194 | 0.155 | 63.5 | 0.0294 | 0 | [6 empty] | DEER:HVAC_Split-Package_AC | Annual
Any | NE-HVAC-airAC-SpltPkg-65to134kBtuh-11p5eer-woutPreEcono | Rt3 | Ex | CZ16 | cDXGF | SWHC013-02 | DEER2020 | D20v1 | 2020-11-09 | Cap-Tons | 1 |  | None | 578 | 0.137 | 25.3 | 25.8 | 0.0228 | 0 | [6 empty] | DEER:HVAC_Split-Package_AC | Annual
Any | NE-HVAC-airAC-SpltPkg-65to134kBtuh-11p5eer-woutPreEcono | Rt3 | New | CZ01 | cDXGF | SWHC013-02 | DEER2020 | D20v1 | 2020-11-09 | Cap-Tons | 1 |  | None | 6.56 | 0.00829 | 0 | 6.56 | 0.00829 | 0 | [6 empty] | DEER:HVAC_Split-Package_AC | Annual
Any | NE-HVAC-airAC-SpltPkg-65to134kBtuh-11p5eer-woutPreEcono | Rt3 | New | CZ02 | cDXGF | SWHC013-02 | DEER2020 | D20v1 | 2020-11-09 | Cap-Tons | 1 |  | None | 31.1 | 0.0322 | 0 | 31.1 | 0.0322 | 0 | [6 empty] | DEER:HVAC_Split-Package_AC | Annual
Any | NE-HVAC-airAC-SpltPkg-65to134kBtuh-11p5eer-woutPreEcono | Rt3 | New | CZ03 | cDXGF | SWHC013-02 | DEER2020 | D20v1 | 2020-11-09 | Cap-Tons | 1 |  | None | 18 | 0.021 | 0 | 18 | 0.021 | 0 | [6 empty] | DEER:HVAC_Split-Package_AC | Annual
Any | NE-HVAC-airAC-SpltPkg-65to134kBtuh-11p5eer-woutPreEcono | Rt3 | New | CZ04 | cDXGF | SWHC013-02 | DEER2020 | D20v1 | 2020-11-09 | Cap-Tons | 1 |  | None | 33.2 | 0.029 | 0 | 33.2 | 0.029 | 0 | [6 empty] | DEER:HVAC_Split-Package_AC | Annual
Any | NE-HVAC-airAC-SpltPkg-65to134kBtuh-11p5eer-woutPreEcono | Rt3 | New | CZ05 | cDXGF | SWHC013-02 | DEER2020 | D20v1 | 2020-11-09 | Cap-Tons | 1 |  | None | 18.2 | 0.0137 | 0 | 18.2 | 0.0137 | 0 | [6 empty] | DEER:HVAC_Split-Package_AC | Annual
Any | NE-HVAC-airAC-SpltPkg-65to134kBtuh-11p5eer-woutPreEcono | Rt3 | New | CZ06 | cDXGF | SWHC013-02 | DEER2020 | D20v1 | 2020-11-09 | Cap-Tons | 1 |  | None | 39.1 | 0.0275 | 0 | 39.1 | 0.0275 | 0 | [6 empty] | DEER:HVAC_Split-Package_AC | Annual
Any | NE-HVAC-airAC-SpltPkg-65to134kBtuh-11p5eer-woutPreEcono | Rt3 | New | CZ07 | cDXGF | SWHC013-02 | DEER2020 | D20v1 | 2020-11-09 | Cap-Tons | 1 |  | None | 36 | 0.0239 | 0 | 36 | 0.0239 | 0 | [6 empty] | DEER:HVAC_Split-Package_AC | Annual
Any | NE-HVAC-airAC-SpltPkg-65to134kBtuh-11p5eer-woutPreEcono | Rt3 | New | CZ08 | cDXGF | SWHC013-02 | DEER2020 | D20v1 | 2020-11-09 | Cap-Tons | 1 |  | None | 42.3 | 0.0257 | 0 | 42.3 | 0.0257 | 0 | [6 empty] | DEER:HVAC_Split-Package_AC | Annual
Any | NE-HVAC-airAC-SpltPkg-65to134kBtuh-11p5eer-woutPreEcono | Rt3 | New | CZ09 | cDXGF | SWHC013-02 | DEER2020 | D20v1 | 2020-11-09 | Cap-Tons | 1 |  | None | 36 | 0.0295 | 0 | 36 | 0.0295 | 0 | [6 empty] | DEER:HVAC_Split-Package_AC | Annual
Any | NE-HVAC-airAC-SpltPkg-65to134kBtuh-11p5eer-woutPreEcono | Rt3 | New | CZ10 | cDXGF | SWHC013-02 | DEER2020 | D20v1 | 2020-11-09 | Cap-Tons | 1 |  | None | 43 | 0.032 | 0 | 43 | 0.032 | 0 | [6 empty] | DEER:HVAC_Split-Package_AC | Annual
Any | NE-HVAC-airAC-SpltPkg-65to134kBtuh-11p5eer-woutPreEcono | Rt3 | New | CZ11 | cDXGF | SWHC013-02 | DEER2020 | D20v1 | 2020-11-09 | Cap-Tons | 1 |  | None | 41.2 | 0.0319 | 0 | 41.2 | 0.0319 | 0 | [6 empty] | DEER:HVAC_Split-Package_AC | Annual
Any | NE-HVAC-airAC-SpltPkg-65to134kBtuh-11p5eer-woutPreEcono | Rt3 | New | CZ12 | cDXGF | SWHC013-02 | DEER2020 | D20v1 | 2020-11-09 | Cap-Tons | 1 |  | None | 36.3 | 0.032 | 0 | 36.3 | 0.032 | 0 | [6 empty] | DEER:HVAC_Split-Package_AC | Annual
Any | NE-HVAC-airAC-SpltPkg-65to134kBtuh-11p5eer-woutPreEcono | Rt3 | New | CZ13 | cDXGF | SWHC013-02 | DEER2020 | D20v1 | 2020-11-09 | Cap-Tons | 1 |  | None | 43 | 0.03 | 0 | 43 | 0.03 | 0 | [6 empty] | DEER:HVAC_Split-Package_AC | Annual
Any | NE-HVAC-airAC-SpltPkg-65to134kBtuh-11p5eer-woutPreEcono | Rt3 | New | CZ14 | cDXGF | SWHC013-02 | DEER2020 | D20v1 | 2020-11-09 | Cap-Tons | 1 |  | None | 41.5 | 0.026 | 0 | 41.5 | 0.026 | 0 | [6 empty] | DEER:HVAC_Split-Package_AC | Annual
Any | NE-HVAC-airAC-SpltPkg-65to134kBtuh-11p5eer-woutPreEcono | Rt3 | New | CZ15 | cDXGF | SWHC013-02 | DEER2020 | D20v1 | 2020-11-09 | Cap-Tons | 1 |  | None | 60.2 | 0.0281 | 0 | 60.2 | 0.0281 | 0 | [6 empty] | DEER:HVAC_Split-Package_AC | Annual
Any | NE-HVAC-airAC-SpltPkg-65to134kBtuh-11p5eer-woutPreEcono | Rt3 | New | CZ16 | cDXGF | SWHC013-02 | DEER2020 | D20v1 | 2020-11-09 | Cap-Tons | 1 |  | None | 25.1 | 0.022 | 0 | 25.1 | 0.022 | 0 | [6 empty] | DEER:HVAC_Split-Package_AC | Annual
Any | NE-HVAC-airAC-SpltPkg-65to134kBtuh-11p5eer-woutPreEcono | RtL | Ex | CZ01 | cDXGF | SWHC013-02 | DEER2020 | D20v1 | 2020-11-09 | Cap-Tons | 1 |  | None | 565 | 0.119 | 22.3 | 12.4 | 0.00999 | 0 | [6 empty] | DEER:HVAC_Split-Package_AC | Annual
Any | NE-HVAC-airAC-SpltPkg-65to134kBtuh-11p5eer-woutPreEcono | RtL | Ex | CZ02 | cDXGF | SWHC013-02 | DEER2020 | D20v1 | 2020-11-09 | Cap-Tons | 1 |  | None | 665 | 0.145 | 12.2 | 36.4 | 0.0329 | 0 | [6 empty] | DEER:HVAC_Split-Package_AC | Annual
Any | NE-HVAC-airAC-SpltPkg-65to134kBtuh-11p5eer-woutPreEcono | RtL | Ex | CZ03 | cDXGF | SWHC013-02 | DEER2020 | D20v1 | 2020-11-09 | Cap-Tons | 1 |  | None | 602 | 0.115 | 9.3 | 26.6 | 0.0218 | 0 | [6 empty] | DEER:HVAC_Split-Package_AC | Annual
Any | NE-HVAC-airAC-SpltPkg-65to134kBtuh-11p5eer-woutPreEcono | RtL | Ex | CZ04 | cDXGF | SWHC013-02 | DEER2020 | D20v1 | 2020-11-09 | Cap-Tons | 1 |  | None | 667 | 0.142 | 7.72 | 41 | 0.0297 | 0 | [6 empty] | DEER:HVAC_Split-Package_AC | Annual
Any | NE-HVAC-airAC-SpltPkg-65to134kBtuh-11p5eer-woutPreEcono | RtL | Ex | CZ05 | cDXGF | SWHC013-02 | DEER2020 | D20v1 | 2020-11-09 | Cap-Tons | 1 |  | None | 608 | 0.114 | 10.1 | 26.9 | 0.0141 | 0 | [6 empty] | DEER:HVAC_Split-Package_AC | Annual
Any | NE-HVAC-airAC-SpltPkg-65to134kBtuh-11p5eer-woutPreEcono | RtL | Ex | CZ06 | cDXGF | SWHC013-02 | DEER2020 | D20v1 | 2020-11-09 | Cap-Tons | 1 |  | None | 616 | 0.117 | 3.7 | 49.9 | 0.0285 | 0 | [6 empty] | DEER:HVAC_Split-Package_AC | Annual
Any | NE-HVAC-airAC-SpltPkg-65to134kBtuh-11p5eer-woutPreEcono | RtL | Ex | CZ07 | cDXGF | SWHC013-02 | DEER2020 | D20v1 | 2020-11-09 | Cap-Tons | 1 |  | None | 637 | 0.111 | 2.28 | 46.3 | 0.024 | 0 | [6 empty] | DEER:HVAC_Split-Package_AC | Annual
Any | NE-HVAC-airAC-SpltPkg-65to134kBtuh-11p5eer-woutPreEcono | RtL | Ex | CZ08 | cDXGF | SWHC013-02 | DEER2020 | D20v1 | 2020-11-09 | Cap-Tons | 1 |  | None | 682 | 0.139 | 2.53 | 47.8 | 0.0247 | 0 | [6 empty] | DEER:HVAC_Split-Package_AC | Annual
Any | NE-HVAC-airAC-SpltPkg-65to134kBtuh-11p5eer-woutPreEcono | RtL | Ex | CZ09 | cDXGF | SWHC013-02 | DEER2020 | D20v1 | 2020-11-09 | Cap-Tons | 1 |  | None | 705 | 0.157 | 2.63 | 41.3 | 0.0299 | 0 | [6 empty] | DEER:HVAC_Split-Package_AC | Annual
Any | NE-HVAC-airAC-SpltPkg-65to134kBtuh-11p5eer-woutPreEcono | RtL | Ex | CZ10 | cDXGF | SWHC013-02 | DEER2020 | D20v1 | 2020-11-09 | Cap-Tons | 1 |  | None | 734 | 0.16 | 3.35 | 48.8 | 0.0321 | 0 | [6 empty] | DEER:HVAC_Split-Package_AC | Annual
Any | NE-HVAC-airAC-SpltPkg-65to134kBtuh-11p5eer-woutPreEcono | RtL | Ex | CZ11 | cDXGF | SWHC013-02 | DEER2020 | D20v1 | 2020-11-09 | Cap-Tons | 1 |  | None | 714 | 0.171 | 8.49 | 46.2 | 0.0347 | 0 | [6 empty] | DEER:HVAC_Split-Package_AC | Annual
Any | NE-HVAC-airAC-SpltPkg-65to134kBtuh-11p5eer-woutPreEcono | RtL | Ex | CZ12 | cDXGF | SWHC013-02 | DEER2020 | D20v1 | 2020-11-09 | Cap-Tons | 1 |  | None | 716 | 0.168 | 9.09 | 41 | 0.0338 | 0 | [6 empty] | DEER:HVAC_Split-Package_AC | Annual
Any | NE-HVAC-airAC-SpltPkg-65to134kBtuh-11p5eer-woutPreEcono | RtL | Ex | CZ13 | cDXGF | SWHC013-02 | DEER2020 | D20v1 | 2020-11-09 | Cap-Tons | 1 |  | None | 724 | 0.168 | 7.61 | 48.2 | 0.0319 | 0 | [6 empty] | DEER:HVAC_Split-Package_AC | Annual
Any | NE-HVAC-airAC-SpltPkg-65to134kBtuh-11p5eer-woutPreEcono | RtL | Ex | CZ14 | cDXGF | SWHC013-02 | DEER2020 | D20v1 | 2020-11-09 | Cap-Tons | 1 |  | None | 706 | 0.181 | 8.72 | 46.2 | 0.0275 | 0 | [6 empty] | DEER:HVAC_Split-Package_AC | Annual
Any | NE-HVAC-airAC-SpltPkg-65to134kBtuh-11p5eer-woutPreEcono | RtL | Ex | CZ15 | cDXGF | SWHC013-02 | DEER2020 | D20v1 | 2020-11-09 | Cap-Tons | 1 |  | None | 804 | 0.202 | 0.56 | 66.3 | 0.0295 | 0 | [6 empty] | DEER:HVAC_Split-Package_AC | Annual
Any | NE-HVAC-airAC-SpltPkg-65to134kBtuh-11p5eer-woutPreEcono | RtL | Ex | CZ16 | cDXGF | SWHC013-02 | DEER2020 | D20v1 | 2020-11-09 | Cap-Tons | 1 |  | None | 580 | 0.132 | 40.5 | 28 | 0.0234 | 0 | [6 empty] | DEER:HVAC_Split-Package_AC | Annual
Any | NE-HVAC-airAC-SpltPkg-65to134kBtuh-11p5eer-woutPreEcono | RtL | New | CZ01 | cDXGF | SWHC013-02 | DEER2020 | D20v1 | 2020-11-09 | Cap-Tons | 1 |  | None | 12.3 | 0.0101 | 0 | 12.3 | 0.0101 | 0 | [6 empty] | DEER:HVAC_Split-Package_AC | Annual
Any | NE-HVAC-airAC-SpltPkg-65to134kBtuh-11p5eer-woutPreEcono | RtL | New | CZ02 | cDXGF | SWHC013-02 | DEER2020 | D20v1 | 2020-11-09 | Cap-Tons | 1 |  | None | 35.7 | 0.0334 | 0 | 35.7 | 0.0334 | 0 | [6 empty] | DEER:HVAC_Split-Package_AC | Annual
Any | NE-HVAC-airAC-SpltPkg-65to134kBtuh-11p5eer-woutPreEcono | RtL | New | CZ03 | cDXGF | SWHC013-02 | DEER2020 | D20v1 | 2020-11-09 | Cap-Tons | 1 |  | None | 26.1 | 0.0216 | 0 | 26.1 | 0.0216 | 0 | [6 empty] | DEER:HVAC_Split-Package_AC | Annual
Any | NE-HVAC-airAC-SpltPkg-65to134kBtuh-11p5eer-woutPreEcono | RtL | New | CZ04 | cDXGF | SWHC013-02 | DEER2020 | D20v1 | 2020-11-09 | Cap-Tons | 1 |  | None | 40.1 | 0.0301 | 0 | 40.1 | 0.0301 | 0 | [6 empty] | DEER:HVAC_Split-Package_AC | Annual
Any | NE-HVAC-airAC-SpltPkg-65to134kBtuh-11p5eer-woutPreEcono | RtL | New | CZ05 | cDXGF | SWHC013-02 | DEER2020 | D20v1 | 2020-11-09 | Cap-Tons | 1 |  | None | 26.5 | 0.0143 | 0 | 26.5 | 0.0143 | 0 | [6 empty] | DEER:HVAC_Split-Package_AC | Annual
Any | NE-HVAC-airAC-SpltPkg-65to134kBtuh-11p5eer-woutPreEcono | RtL | New | CZ06 | cDXGF | SWHC013-02 | DEER2020 | D20v1 | 2020-11-09 | Cap-Tons | 1 |  | None | 49.3 | 0.029 | 0 | 49.3 | 0.029 | 0 | [6 empty] | DEER:HVAC_Split-Package_AC | Annual
Any | NE-HVAC-airAC-SpltPkg-65to134kBtuh-11p5eer-woutPreEcono | RtL | New | CZ07 | cDXGF | SWHC013-02 | DEER2020 | D20v1 | 2020-11-09 | Cap-Tons | 1 |  | None | 45.8 | 0.0243 | 0 | 45.8 | 0.0243 | 0 | [6 empty] | DEER:HVAC_Split-Package_AC | Annual
Any | NE-HVAC-airAC-SpltPkg-65to134kBtuh-11p5eer-woutPreEcono | RtL | New | CZ08 | cDXGF | SWHC013-02 | DEER2020 | D20v1 | 2020-11-09 | Cap-Tons | 1 |  | None | 46.8 | 0.025 | 0 | 46.8 | 0.025 | 0 | [6 empty] | DEER:HVAC_Split-Package_AC | Annual
Any | NE-HVAC-airAC-SpltPkg-65to134kBtuh-11p5eer-woutPreEcono | RtL | New | CZ09 | cDXGF | SWHC013-02 | DEER2020 | D20v1 | 2020-11-09 | Cap-Tons | 1 |  | None | 40.2 | 0.0301 | 0 | 40.2 | 0.0301 | 0 | [6 empty] | DEER:HVAC_Split-Package_AC | Annual
Any | NE-HVAC-airAC-SpltPkg-65to134kBtuh-11p5eer-woutPreEcono | RtL | New | CZ10 | cDXGF | SWHC013-02 | DEER2020 | D20v1 | 2020-11-09 | Cap-Tons | 1 |  | None | 47.7 | 0.0324 | 0 | 47.7 | 0.0324 | 0 | [6 empty] | DEER:HVAC_Split-Package_AC | Annual
Any | NE-HVAC-airAC-SpltPkg-65to134kBtuh-11p5eer-woutPreEcono | RtL | New | CZ11 | cDXGF | SWHC013-02 | DEER2020 | D20v1 | 2020-11-09 | Cap-Tons | 1 |  | None | 46.1 | 0.035 | 0 | 46.1 | 0.035 | 0 | [6 empty] | DEER:HVAC_Split-Package_AC | Annual
Any | NE-HVAC-airAC-SpltPkg-65to134kBtuh-11p5eer-woutPreEcono | RtL | New | CZ12 | cDXGF | SWHC013-02 | DEER2020 | D20v1 | 2020-11-09 | Cap-Tons | 1 |  | None | 40.7 | 0.0342 | 0 | 40.7 | 0.0342 | 0 | [6 empty] | DEER:HVAC_Split-Package_AC | Annual
Any | NE-HVAC-airAC-SpltPkg-65to134kBtuh-11p5eer-woutPreEcono | RtL | New | CZ13 | cDXGF | SWHC013-02 | DEER2020 | D20v1 | 2020-11-09 | Cap-Tons | 1 |  | None | 47.6 | 0.032 | 0 | 47.6 | 0.032 | 0 | [6 empty] | DEER:HVAC_Split-Package_AC | Annual
Any | NE-HVAC-airAC-SpltPkg-65to134kBtuh-11p5eer-woutPreEcono | RtL | New | CZ14 | cDXGF | SWHC013-02 | DEER2020 | D20v1 | 2020-11-09 | Cap-Tons | 1 |  | None | 45.8 | 0.0274 | 0 | 45.8 | 0.0274 | 0 | [6 empty] | DEER:HVAC_Split-Package_AC | Annual
Any | NE-HVAC-airAC-SpltPkg-65to134kBtuh-11p5eer-woutPreEcono | RtL | New | CZ15 | cDXGF | SWHC013-02 | DEER2020 | D20v1 | 2020-11-09 | Cap-Tons | 1 |  | None | 64.6 | 0.0288 | 0 | 64.6 | 0.0288 | 0 | [6 empty] | DEER:HVAC_Split-Package_AC | Annual
Any | NE-HVAC-airAC-SpltPkg-65to134kBtuh-11p5eer-woutPreEcono | RtL | New | CZ16 | cDXGF | SWHC013-02 | DEER2020 | D20v1 | 2020-11-09 | Cap-Tons | 1 |  | None | 28.4 | 0.0234 | 0 | 28.4 | 0.0234 | 0 | [6 empty] | DEER:HVAC_Split-Package_AC | Annual
Any | NE-HVAC-airAC-SpltPkg-65to134kBtuh-11p5eer-woutPreEcono | RtS | Ex | CZ01 | cDXGF | SWHC013-02 | DEER2020 | D20v1 | 2020-11-09 | Cap-Tons | 1 |  | None | 467 | 0.112 | 25.9 | 4.72 | 0.00494 | 0 | [6 empty] | DEER:HVAC_Split-Package_AC | Annual
Any | NE-HVAC-airAC-SpltPkg-65to134kBtuh-11p5eer-woutPreEcono | RtS | Ex | CZ02 | cDXGF | SWHC013-02 | DEER2020 | D20v1 | 2020-11-09 | Cap-Tons | 1 |  | None | 559 | 0.152 | 12.2 | 27.7 | 0.0308 | 0 | [6 empty] | DEER:HVAC_Split-Package_AC | Annual
Any | NE-HVAC-airAC-SpltPkg-65to134kBtuh-11p5eer-woutPreEcono | RtS | Ex | CZ03 | cDXGF | SWHC013-02 | DEER2020 | D20v1 | 2020-11-09 | Cap-Tons | 1 |  | None | 507 | 0.125 | 11.4 | 13.5 | 0.0178 | 0 | [6 empty] | DEER:HVAC_Split-Package_AC | Annual
Any | NE-HVAC-airAC-SpltPkg-65to134kBtuh-11p5eer-woutPreEcono | RtS | Ex | CZ04 | cDXGF | SWHC013-02 | DEER2020 | D20v1 | 2020-11-09 | Cap-Tons | 1 |  | None | 559 | 0.155 | 8 | 28.5 | 0.026 | 0 | [6 empty] | DEER:HVAC_Split-Package_AC | Annual
Any | NE-HVAC-airAC-SpltPkg-65to134kBtuh-11p5eer-woutPreEcono | RtS | Ex | CZ05 | cDXGF | SWHC013-02 | DEER2020 | D20v1 | 2020-11-09 | Cap-Tons | 1 |  | None | 516 | 0.116 | 10.4 | 13.8 | 0.0101 | 0 | [6 empty] | DEER:HVAC_Split-Package_AC | Annual
Any | NE-HVAC-airAC-SpltPkg-65to134kBtuh-11p5eer-woutPreEcono | RtS | Ex | CZ06 | cDXGF | SWHC013-02 | DEER2020 | D20v1 | 2020-11-09 | Cap-Tons | 1 |  | None | 542 | 0.137 | 3.57 | 31.6 | 0.0241 | 0 | [6 empty] | DEER:HVAC_Split-Package_AC | Annual
Any | NE-HVAC-airAC-SpltPkg-65to134kBtuh-11p5eer-woutPreEcono | RtS | Ex | CZ07 | cDXGF | SWHC013-02 | DEER2020 | D20v1 | 2020-11-09 | Cap-Tons | 1 |  | None | 571 | 0.13 | 2.69 | 27.8 | 0.0197 | 0 | [6 empty] | DEER:HVAC_Split-Package_AC | Annual
Any | NE-HVAC-airAC-SpltPkg-65to134kBtuh-11p5eer-woutPreEcono | RtS | Ex | CZ08 | cDXGF | SWHC013-02 | DEER2020 | D20v1 | 2020-11-09 | Cap-Tons | 1 |  | None | 578 | 0.148 | 2.56 | 36.1 | 0.0224 | 0 | [6 empty] | DEER:HVAC_Split-Package_AC | Annual
Any | NE-HVAC-airAC-SpltPkg-65to134kBtuh-11p5eer-woutPreEcono | RtS | Ex | CZ09 | cDXGF | SWHC013-02 | DEER2020 | D20v1 | 2020-11-09 | Cap-Tons | 1 |  | None | 585 | 0.164 | 2.51 | 32.3 | 0.0273 | 0 | [6 empty] | DEER:HVAC_Split-Package_AC | Annual
Any | NE-HVAC-airAC-SpltPkg-65to134kBtuh-11p5eer-woutPreEcono | RtS | Ex | CZ10 | cDXGF | SWHC013-02 | DEER2020 | D20v1 | 2020-11-09 | Cap-Tons | 1 |  | None | 615 | 0.166 | 3.31 | 39.1 | 0.0299 | 0 | [6 empty] | DEER:HVAC_Split-Package_AC | Annual
Any | NE-HVAC-airAC-SpltPkg-65to134kBtuh-11p5eer-woutPreEcono | RtS | Ex | CZ11 | cDXGF | SWHC013-02 | DEER2020 | D20v1 | 2020-11-09 | Cap-Tons | 1 |  | None | 599 | 0.169 | 6.88 | 38.9 | 0.0334 | 0 | [6 empty] | DEER:HVAC_Split-Package_AC | Annual
Any | NE-HVAC-airAC-SpltPkg-65to134kBtuh-11p5eer-woutPreEcono | RtS | Ex | CZ12 | cDXGF | SWHC013-02 | DEER2020 | D20v1 | 2020-11-09 | Cap-Tons | 1 |  | None | 600 | 0.172 | 8.44 | 33.5 | 0.0317 | 0 | [6 empty] | DEER:HVAC_Split-Package_AC | Annual
Any | NE-HVAC-airAC-SpltPkg-65to134kBtuh-11p5eer-woutPreEcono | RtS | Ex | CZ13 | cDXGF | SWHC013-02 | DEER2020 | D20v1 | 2020-11-09 | Cap-Tons | 1 |  | None | 608 | 0.174 | 6.38 | 40.7 | 0.0298 | 0 | [6 empty] | DEER:HVAC_Split-Package_AC | Annual
Any | NE-HVAC-airAC-SpltPkg-65to134kBtuh-11p5eer-woutPreEcono | RtS | Ex | CZ14 | cDXGF | SWHC013-02 | DEER2020 | D20v1 | 2020-11-09 | Cap-Tons | 1 |  | None | 598 | 0.178 | 6.58 | 39.4 | 0.0262 | 0 | [6 empty] | DEER:HVAC_Split-Package_AC | Annual
Any | NE-HVAC-airAC-SpltPkg-65to134kBtuh-11p5eer-woutPreEcono | RtS | Ex | CZ15 | cDXGF | SWHC013-02 | DEER2020 | D20v1 | 2020-11-09 | Cap-Tons | 1 |  | None | 672 | 0.191 | 0.457 | 60.3 | 0.0295 | 0 | [6 empty] | DEER:HVAC_Split-Package_AC | Annual
Any | NE-HVAC-airAC-SpltPkg-65to134kBtuh-11p5eer-woutPreEcono | RtS | Ex | CZ16 | cDXGF | SWHC013-02 | DEER2020 | D20v1 | 2020-11-09 | Cap-Tons | 1 |  | None | 531 | 0.138 | 29.2 | 21.8 | 0.0214 | 0 | [6 empty] | DEER:HVAC_Split-Package_AC | Annual
Any | NE-HVAC-airAC-SpltPkg-65to134kBtuh-11p5eer-woutPreEcono | RtS | New | CZ01 | cDXGF | SWHC013-02 | DEER2020 | D20v1 | 2020-11-09 | Cap-Tons | 1 |  | None | 3.85 | 0.00397 | 0 | 3.85 | 0.00397 | 0 | [6 empty] | DEER:HVAC_Split-Package_AC | Annual
Any | NE-HVAC-airAC-SpltPkg-65to134kBtuh-11p5eer-woutPreEcono | RtS | New | CZ02 | cDXGF | SWHC013-02 | DEER2020 | D20v1 | 2020-11-09 | Cap-Tons | 1 |  | None | 25.6 | 0.0302 | 0 | 25.6 | 0.0302 | 0 | [6 empty] | DEER:HVAC_Split-Package_AC | Annual
Any | NE-HVAC-airAC-SpltPkg-65to134kBtuh-11p5eer-woutPreEcono | RtS | New | CZ03 | cDXGF | SWHC013-02 | DEER2020 | D20v1 | 2020-11-09 | Cap-Tons | 1 |  | None | 11.6 | 0.0165 | 0 | 11.6 | 0.0165 | 0 | [6 empty] | DEER:HVAC_Split-Package_AC | Annual
Any | NE-HVAC-airAC-SpltPkg-65to134kBtuh-11p5eer-woutPreEcono | RtS | New | CZ04 | cDXGF | SWHC013-02 | DEER2020 | D20v1 | 2020-11-09 | Cap-Tons | 1 |  | None | 26.6 | 0.0257 | 0 | 26.6 | 0.0257 | 0 | [6 empty] | DEER:HVAC_Split-Package_AC | Annual
Any | NE-HVAC-airAC-SpltPkg-65to134kBtuh-11p5eer-woutPreEcono | RtS | New | CZ05 | cDXGF | SWHC013-02 | DEER2020 | D20v1 | 2020-11-09 | Cap-Tons | 1 |  | None | 11.8 | 0.00925 | 0 | 11.8 | 0.00925 | 0 | [6 empty] | DEER:HVAC_Split-Package_AC | Annual
Any | NE-HVAC-airAC-SpltPkg-65to134kBtuh-11p5eer-woutPreEcono | RtS | New | CZ06 | cDXGF | SWHC013-02 | DEER2020 | D20v1 | 2020-11-09 | Cap-Tons | 1 |  | None | 29.1 | 0.0238 | 0 | 29.1 | 0.0238 | 0 | [6 empty] | DEER:HVAC_Split-Package_AC | Annual
Any | NE-HVAC-airAC-SpltPkg-65to134kBtuh-11p5eer-woutPreEcono | RtS | New | CZ07 | cDXGF | SWHC013-02 | DEER2020 | D20v1 | 2020-11-09 | Cap-Tons | 1 |  | None | 25.1 | 0.019 | 0 | 25.1 | 0.019 | 0 | [6 empty] | DEER:HVAC_Split-Package_AC | Annual
Any | NE-HVAC-airAC-SpltPkg-65to134kBtuh-11p5eer-woutPreEcono | RtS | New | CZ08 | cDXGF | SWHC013-02 | DEER2020 | D20v1 | 2020-11-09 | Cap-Tons | 1 |  | None | 33.9 | 0.0221 | 0 | 33.9 | 0.0221 | 0 | [6 empty] | DEER:HVAC_Split-Package_AC | Annual
Any | NE-HVAC-airAC-SpltPkg-65to134kBtuh-11p5eer-woutPreEcono | RtS | New | CZ09 | cDXGF | SWHC013-02 | DEER2020 | D20v1 | 2020-11-09 | Cap-Tons | 1 |  | None | 30.4 | 0.0268 | 0 | 30.4 | 0.0268 | 0 | [6 empty] | DEER:HVAC_Split-Package_AC | Annual
Any | NE-HVAC-airAC-SpltPkg-65to134kBtuh-11p5eer-woutPreEcono | RtS | New | CZ10 | cDXGF | SWHC013-02 | DEER2020 | D20v1 | 2020-11-09 | Cap-Tons | 1 |  | None | 36.8 | 0.0293 | 0 | 36.8 | 0.0293 | 0 | [6 empty] | DEER:HVAC_Split-Package_AC | Annual
Any | NE-HVAC-airAC-SpltPkg-65to134kBtuh-11p5eer-woutPreEcono | RtS | New | CZ11 | cDXGF | SWHC013-02 | DEER2020 | D20v1 | 2020-11-09 | Cap-Tons | 1 |  | None | 37.4 | 0.0324 | 0 | 37.4 | 0.0324 | 0 | [6 empty] | DEER:HVAC_Split-Package_AC | Annual
Any | NE-HVAC-airAC-SpltPkg-65to134kBtuh-11p5eer-woutPreEcono | RtS | New | CZ12 | cDXGF | SWHC013-02 | DEER2020 | D20v1 | 2020-11-09 | Cap-Tons | 1 |  | None | 31.8 | 0.031 | 0 | 31.8 | 0.031 | 0 | [6 empty] | DEER:HVAC_Split-Package_AC | Annual
Any | NE-HVAC-airAC-SpltPkg-65to134kBtuh-11p5eer-woutPreEcono | RtS | New | CZ13 | cDXGF | SWHC013-02 | DEER2020 | D20v1 | 2020-11-09 | Cap-Tons | 1 |  | None | 38.9 | 0.0288 | 0 | 38.9 | 0.0288 | 0 | [6 empty] | DEER:HVAC_Split-Package_AC | Annual
Any | NE-HVAC-airAC-SpltPkg-65to134kBtuh-11p5eer-woutPreEcono | RtS | New | CZ14 | cDXGF | SWHC013-02 | DEER2020 | D20v1 | 2020-11-09 | Cap-Tons | 1 |  | None | 37.6 | 0.0252 | 0 | 37.6 | 0.0252 | 0 | [6 empty] | DEER:HVAC_Split-Package_AC | Annual
Any | NE-HVAC-airAC-SpltPkg-65to134kBtuh-11p5eer-woutPreEcono | RtS | New | CZ15 | cDXGF | SWHC013-02 | DEER2020 | D20v1 | 2020-11-09 | Cap-Tons | 1 |  | None | 57.2 | 0.0282 | 0 | 57.2 | 0.0282 | 0 | [6 empty] | DEER:HVAC_Split-Package_AC | Annual
Any | NE-HVAC-airAC-SpltPkg-65to134kBtuh-11p5eer-woutPreEcono | RtS | New | CZ16 | cDXGF | SWHC013-02 | DEER2020 | D20v1 | 2020-11-09 | Cap-Tons | 1 |  | None | 19.7 | 0.0194 | 0 | 19.7 | 0.0194 | 0 | [6 empty] | DEER:HVAC_Split-Package_AC | Annual
Any | NE-HVAC-airAC-SpltPkg-65to134kBtuh-11p5eer-woutPreEcono | SCn | Ex | CZ01 | cDXGF | SWHC013-02 | DEER2020 | D20v1 | 2020-11-09 | Cap-Tons | 1 |  | None | 446 | 0.0477 | 19.5 | 2.84 | 0.00027 | 0 | [6 empty] | DEER:HVAC_Split-Package_AC | Annual
Any | NE-HVAC-airAC-SpltPkg-65to134kBtuh-11p5eer-woutPreEcono | SCn | Ex | CZ02 | cDXGF | SWHC013-02 | DEER2020 | D20v1 | 2020-11-09 | Cap-Tons | 1 |  | None | 442 | 0.105 | 18.8 | 9.59 | 0.0166 | 0 | [6 empty] | DEER:HVAC_Split-Package_AC | Annual
Any | NE-HVAC-airAC-SpltPkg-65to134kBtuh-11p5eer-woutPreEcono | SCn | Ex | CZ03 | cDXGF | SWHC013-02 | DEER2020 | D20v1 | 2020-11-09 | Cap-Tons | 1 |  | None | 370 | 0.0573 | 9.15 | 2.7 | 0.00288 | 0 | [6 empty] | DEER:HVAC_Split-Package_AC | Annual
Any | NE-HVAC-airAC-SpltPkg-65to134kBtuh-11p5eer-woutPreEcono | SCn | Ex | CZ04 | cDXGF | SWHC013-02 | DEER2020 | D20v1 | 2020-11-09 | Cap-Tons | 1 |  | None | 429 | 0.108 | 14.1 | 10.3 | 0.0133 | 0 | [6 empty] | DEER:HVAC_Split-Package_AC | Annual
Any | NE-HVAC-airAC-SpltPkg-65to134kBtuh-11p5eer-woutPreEcono | SCn | Ex | CZ05 | cDXGF | SWHC013-02 | DEER2020 | D20v1 | 2020-11-09 | Cap-Tons | 1 |  | None | 404 | 0.0539 | 9.68 | 2.98 | 0.00092 | 0 | [6 empty] | DEER:HVAC_Split-Package_AC | Annual
Any | NE-HVAC-airAC-SpltPkg-65to134kBtuh-11p5eer-woutPreEcono | SCn | Ex | CZ06 | cDXGF | SWHC013-02 | DEER2020 | D20v1 | 2020-11-09 | Cap-Tons | 1 |  | None | 396 | 0.0858 | 3.82 | 8.01 | 0.00965 | 0 | [6 empty] | DEER:HVAC_Split-Package_AC | Annual
Any | NE-HVAC-airAC-SpltPkg-65to134kBtuh-11p5eer-woutPreEcono | SCn | Ex | CZ07 | cDXGF | SWHC013-02 | DEER2020 | D20v1 | 2020-11-09 | Cap-Tons | 1 |  | None | 376 | 0.0675 | 3.46 | 5.67 | 0.00632 | 0 | [6 empty] | DEER:HVAC_Split-Package_AC | Annual
Any | NE-HVAC-airAC-SpltPkg-65to134kBtuh-11p5eer-woutPreEcono | SCn | Ex | CZ08 | cDXGF | SWHC013-02 | DEER2020 | D20v1 | 2020-11-09 | Cap-Tons | 1 |  | None | 418 | 0.0934 | 4.39 | 15.1 | 0.0116 | 0 | [6 empty] | DEER:HVAC_Split-Package_AC | Annual
Any | NE-HVAC-airAC-SpltPkg-65to134kBtuh-11p5eer-woutPreEcono | SCn | Ex | CZ09 | cDXGF | SWHC013-02 | DEER2020 | D20v1 | 2020-11-09 | Cap-Tons | 1 |  | None | 449 | 0.113 | 3.61 | 15.1 | 0.0154 | 0 | [6 empty] | DEER:HVAC_Split-Package_AC | Annual
Any | NE-HVAC-airAC-SpltPkg-65to134kBtuh-11p5eer-woutPreEcono | SCn | Ex | CZ10 | cDXGF | SWHC013-02 | DEER2020 | D20v1 | 2020-11-09 | Cap-Tons | 1 |  | None | 452 | 0.109 | 4.98 | 19.9 | 0.018 | 0 | [6 empty] | DEER:HVAC_Split-Package_AC | Annual
Any | NE-HVAC-airAC-SpltPkg-65to134kBtuh-11p5eer-woutPreEcono | SCn | Ex | CZ11 | cDXGF | SWHC013-02 | DEER2020 | D20v1 | 2020-11-09 | Cap-Tons | 1 |  | None | 517 | 0.112 | 8.78 | 22.5 | 0.0186 | 0 | [6 empty] | DEER:HVAC_Split-Package_AC | Annual
Any | NE-HVAC-airAC-SpltPkg-65to134kBtuh-11p5eer-woutPreEcono | SCn | Ex | CZ12 | cDXGF | SWHC013-02 | DEER2020 | D20v1 | 2020-11-09 | Cap-Tons | 1 |  | None | 469 | 0.108 | 10.9 | 15.7 | 0.0171 | 0 | [6 empty] | DEER:HVAC_Split-Package_AC | Annual
Any | NE-HVAC-airAC-SpltPkg-65to134kBtuh-11p5eer-woutPreEcono | SCn | Ex | CZ13 | cDXGF | SWHC013-02 | DEER2020 | D20v1 | 2020-11-09 | Cap-Tons | 1 |  | None | 529 | 0.121 | 8.31 | 24.6 | 0.0159 | 0 | [6 empty] | DEER:HVAC_Split-Package_AC | Annual
Any | NE-HVAC-airAC-SpltPkg-65to134kBtuh-11p5eer-woutPreEcono | SCn | Ex | CZ14 | cDXGF | SWHC013-02 | DEER2020 | D20v1 | 2020-11-09 | Cap-Tons | 1 |  | None | 504 | 0.112 | 9.2 | 24.4 | 0.0151 | 0 | [6 empty] | DEER:HVAC_Split-Package_AC | Annual
Any | NE-HVAC-airAC-SpltPkg-65to134kBtuh-11p5eer-woutPreEcono | SCn | Ex | CZ15 | cDXGF | SWHC013-02 | DEER2020 | D20v1 | 2020-11-09 | Cap-Tons | 1 |  | None | 562 | 0.123 | 0.614 | 40.3 | 0.0154 | 0 | [6 empty] | DEER:HVAC_Split-Package_AC | Annual
Any | NE-HVAC-airAC-SpltPkg-65to134kBtuh-11p5eer-woutPreEcono | SCn | Ex | CZ16 | cDXGF | SWHC013-02 | DEER2020 | D20v1 | 2020-11-09 | Cap-Tons | 1 |  | None | 448 | 0.0725 | 21.3 | 7.56 | 0.0069 | 0 | [6 empty] | DEER:HVAC_Split-Package_AC | Annual
Any | NE-HVAC-airAC-SpltPkg-65to134kBtuh-11p5eer-woutPreEcono | SCn | New | CZ01 | cDXGF | SWHC013-02 | DEER2020 | D20v1 | 2020-11-09 | Cap-Tons | 1 |  | None | 2.73 | 0.00024 | 0 | 2.73 | 0.00024 | 0 | [6 empty] | DEER:HVAC_Split-Package_AC | Annual
Any | NE-HVAC-airAC-SpltPkg-65to134kBtuh-11p5eer-woutPreEcono | SCn | New | CZ02 | cDXGF | SWHC013-02 | DEER2020 | D20v1 | 2020-11-09 | Cap-Tons | 1 |  | None | 8.81 | 0.0169 | 0 | 8.81 | 0.0169 | 0 | [6 empty] | DEER:HVAC_Split-Package_AC | Annual
Any | NE-HVAC-airAC-SpltPkg-65to134kBtuh-11p5eer-woutPreEcono | SCn | New | CZ03 | cDXGF | SWHC013-02 | DEER2020 | D20v1 | 2020-11-09 | Cap-Tons | 1 |  | None | 2.29 | 0.00183 | 0 | 2.29 | 0.00183 | 0 | [6 empty] | DEER:HVAC_Split-Package_AC | Annual
Any | NE-HVAC-airAC-SpltPkg-65to134kBtuh-11p5eer-woutPreEcono | SCn | New | CZ04 | cDXGF | SWHC013-02 | DEER2020 | D20v1 | 2020-11-09 | Cap-Tons | 1 |  | None | 9.2 | 0.0133 | 0 | 9.2 | 0.0133 | 0 | [6 empty] | DEER:HVAC_Split-Package_AC | Annual
Any | NE-HVAC-airAC-SpltPkg-65to134kBtuh-11p5eer-woutPreEcono | SCn | New | CZ05 | cDXGF | SWHC013-02 | DEER2020 | D20v1 | 2020-11-09 | Cap-Tons | 1 |  | None | 2.67 | 0.00059 | 0 | 2.67 | 0.00059 | 0 | [6 empty] | DEER:HVAC_Split-Package_AC | Annual
Any | NE-HVAC-airAC-SpltPkg-65to134kBtuh-11p5eer-woutPreEcono | SCn | New | CZ06 | cDXGF | SWHC013-02 | DEER2020 | D20v1 | 2020-11-09 | Cap-Tons | 1 |  | None | 6.16 | 0.00855 | 0 | 6.16 | 0.00855 | 0 | [6 empty] | DEER:HVAC_Split-Package_AC | Annual
Any | NE-HVAC-airAC-SpltPkg-65to134kBtuh-11p5eer-woutPreEcono | SCn | New | CZ07 | cDXGF | SWHC013-02 | DEER2020 | D20v1 | 2020-11-09 | Cap-Tons | 1 |  | None | 4.22 | 0.00532 | 0 | 4.22 | 0.00532 | 0 | [6 empty] | DEER:HVAC_Split-Package_AC | Annual
Any | NE-HVAC-airAC-SpltPkg-65to134kBtuh-11p5eer-woutPreEcono | SCn | New | CZ08 | cDXGF | SWHC013-02 | DEER2020 | D20v1 | 2020-11-09 | Cap-Tons | 1 |  | None | 13.9 | 0.0118 | 0 | 13.9 | 0.0118 | 0 | [6 empty] | DEER:HVAC_Split-Package_AC | Annual
Any | NE-HVAC-airAC-SpltPkg-65to134kBtuh-11p5eer-woutPreEcono | SCn | New | CZ09 | cDXGF | SWHC013-02 | DEER2020 | D20v1 | 2020-11-09 | Cap-Tons | 1 |  | None | 14.2 | 0.0158 | 0 | 14.2 | 0.0158 | 0 | [6 empty] | DEER:HVAC_Split-Package_AC | Annual
Any | NE-HVAC-airAC-SpltPkg-65to134kBtuh-11p5eer-woutPreEcono | SCn | New | CZ10 | cDXGF | SWHC013-02 | DEER2020 | D20v1 | 2020-11-09 | Cap-Tons | 1 |  | None | 19 | 0.0183 | 0 | 19 | 0.0183 | 0 | [6 empty] | DEER:HVAC_Split-Package_AC | Annual
Any | NE-HVAC-airAC-SpltPkg-65to134kBtuh-11p5eer-woutPreEcono | SCn | New | CZ11 | cDXGF | SWHC013-02 | DEER2020 | D20v1 | 2020-11-09 | Cap-Tons | 1 |  | None | 22.4 | 0.0186 | 0 | 22.4 | 0.0186 | 0 | [6 empty] | DEER:HVAC_Split-Package_AC | Annual
Any | NE-HVAC-airAC-SpltPkg-65to134kBtuh-11p5eer-woutPreEcono | SCn | New | CZ12 | cDXGF | SWHC013-02 | DEER2020 | D20v1 | 2020-11-09 | Cap-Tons | 1 |  | None | 15.1 | 0.0171 | 0 | 15.1 | 0.0171 | 0 | [6 empty] | DEER:HVAC_Split-Package_AC | Annual
Any | NE-HVAC-airAC-SpltPkg-65to134kBtuh-11p5eer-woutPreEcono | SCn | New | CZ13 | cDXGF | SWHC013-02 | DEER2020 | D20v1 | 2020-11-09 | Cap-Tons | 1 |  | None | 24.4 | 0.016 | 0 | 24.4 | 0.016 | 0 | [6 empty] | DEER:HVAC_Split-Package_AC | Annual
Any | NE-HVAC-airAC-SpltPkg-65to134kBtuh-11p5eer-woutPreEcono | SCn | New | CZ14 | cDXGF | SWHC013-02 | DEER2020 | D20v1 | 2020-11-09 | Cap-Tons | 1 |  | None | 24.7 | 0.0153 | 0 | 24.7 | 0.0153 | 0 | [6 empty] | DEER:HVAC_Split-Package_AC | Annual
Any | NE-HVAC-airAC-SpltPkg-65to134kBtuh-11p5eer-woutPreEcono | SCn | New | CZ15 | cDXGF | SWHC013-02 | DEER2020 | D20v1 | 2020-11-09 | Cap-Tons | 1 |  | None | 39.6 | 0.0151 | 0 | 39.6 | 0.0151 | 0 | [6 empty] | DEER:HVAC_Split-Package_AC | Annual
Any | NE-HVAC-airAC-SpltPkg-65to134kBtuh-11p5eer-woutPreEcono | SCn | New | CZ16 | cDXGF | SWHC013-02 | DEER2020 | D20v1 | 2020-11-09 | Cap-Tons | 1 |  | None | 6.8 | 0.00578 | 0 | 6.8 | 0.00578 | 0 | [6 empty] | DEER:HVAC_Split-Package_AC | Annual
Any | NE-HVAC-airAC-SpltPkg-65to134kBtuh-11p5eer-woutPreEcono | WRf | Ex | CZ01 | cDXGF | SWHC013-02 | DEER2020 | D20v1 | 2020-11-09 | Cap-Tons | 1 |  | None | 1150 | 0.123 | 5.28 | 9.31 | 0.00759 | 0 | [6 empty] | DEER:HVAC_Split-Package_AC | Annual
Any | NE-HVAC-airAC-SpltPkg-65to134kBtuh-11p5eer-woutPreEcono | WRf | Ex | CZ02 | cDXGF | SWHC013-02 | DEER2020 | D20v1 | 2020-11-09 | Cap-Tons | 1 |  | None | 871 | 0.133 | 1.99 | 28.6 | 0.0178 | 0 | [6 empty] | DEER:HVAC_Split-Package_AC | Annual
Any | NE-HVAC-airAC-SpltPkg-65to134kBtuh-11p5eer-woutPreEcono | WRf | Ex | CZ03 | cDXGF | SWHC013-02 | DEER2020 | D20v1 | 2020-11-09 | Cap-Tons | 1 |  | None | 938 | 0.0893 | 1.9 | 23.4 | 0.0123 | 0 | [6 empty] | DEER:HVAC_Split-Package_AC | Annual
Any | NE-HVAC-airAC-SpltPkg-65to134kBtuh-11p5eer-woutPreEcono | WRf | Ex | CZ04 | cDXGF | SWHC013-02 | DEER2020 | D20v1 | 2020-11-09 | Cap-Tons | 1 |  | None | 880 | 0.118 | 1.32 | 33.5 | 0.0158 | 0 | [6 empty] | DEER:HVAC_Split-Package_AC | Annual
Any | NE-HVAC-airAC-SpltPkg-65to134kBtuh-11p5eer-woutPreEcono | WRf | Ex | CZ05 | cDXGF | SWHC013-02 | DEER2020 | D20v1 | 2020-11-09 | Cap-Tons | 1 |  | None | 1010 | 0.0844 | 1.91 | 27 | 0.01 | 0 | [6 empty] | DEER:HVAC_Split-Package_AC | Annual
Any | NE-HVAC-airAC-SpltPkg-65to134kBtuh-11p5eer-woutPreEcono | WRf | Ex | CZ06 | cDXGF | SWHC013-02 | DEER2020 | D20v1 | 2020-11-09 | Cap-Tons | 1 |  | None | 759 | 0.0952 | 0.612 | 41 | 0.0133 | 0 | [6 empty] | DEER:HVAC_Split-Package_AC | Annual
Any | NE-HVAC-airAC-SpltPkg-65to134kBtuh-11p5eer-woutPreEcono | WRf | Ex | CZ07 | cDXGF | SWHC013-02 | DEER2020 | D20v1 | 2020-11-09 | Cap-Tons | 1 |  | None | 886 | 0.0854 | 0.971 | 42.7 | 0.0125 | 0 | [6 empty] | DEER:HVAC_Split-Package_AC | Annual
Any | NE-HVAC-airAC-SpltPkg-65to134kBtuh-11p5eer-woutPreEcono | WRf | Ex | CZ08 | cDXGF | SWHC013-02 | DEER2020 | D20v1 | 2020-11-09 | Cap-Tons | 1 |  | None | 867 | 0.0995 | 0.8 | 39.1 | 0.0125 | 0 | [6 empty] | DEER:HVAC_Split-Package_AC | Annual
Any | NE-HVAC-airAC-SpltPkg-65to134kBtuh-11p5eer-woutPreEcono | WRf | Ex | CZ09 | cDXGF | SWHC013-02 | DEER2020 | D20v1 | 2020-11-09 | Cap-Tons | 1 |  | None | 886 | 0.131 | 0.748 | 36.8 | 0.0168 | 0 | [6 empty] | DEER:HVAC_Split-Package_AC | Annual
Any | NE-HVAC-airAC-SpltPkg-65to134kBtuh-11p5eer-woutPreEcono | WRf | Ex | CZ10 | cDXGF | SWHC013-02 | DEER2020 | D20v1 | 2020-11-09 | Cap-Tons | 1 |  | None | 879 | 0.12 | 0.634 | 45.3 | 0.019 | 0 | [6 empty] | DEER:HVAC_Split-Package_AC | Annual
Any | NE-HVAC-airAC-SpltPkg-65to134kBtuh-11p5eer-woutPreEcono | WRf | Ex | CZ11 | cDXGF | SWHC013-02 | DEER2020 | D20v1 | 2020-11-09 | Cap-Tons | 1 |  | None | 868 | 0.147 | 1.15 | 38.9 | 0.021 | 0 | [6 empty] | DEER:HVAC_Split-Package_AC | Annual
Any | NE-HVAC-airAC-SpltPkg-65to134kBtuh-11p5eer-woutPreEcono | WRf | Ex | CZ12 | cDXGF | SWHC013-02 | DEER2020 | D20v1 | 2020-11-09 | Cap-Tons | 1 |  | None | 839 | 0.133 | 1.21 | 30.2 | 0.0177 | 0 | [6 empty] | DEER:HVAC_Split-Package_AC | Annual
Any | NE-HVAC-airAC-SpltPkg-65to134kBtuh-11p5eer-woutPreEcono | WRf | Ex | CZ13 | cDXGF | SWHC013-02 | DEER2020 | D20v1 | 2020-11-09 | Cap-Tons | 1 |  | None | 910 | 0.14 | 1.02 | 38.9 | 0.0183 | 0 | [6 empty] | DEER:HVAC_Split-Package_AC | Annual
Any | NE-HVAC-airAC-SpltPkg-65to134kBtuh-11p5eer-woutPreEcono | WRf | Ex | CZ14 | cDXGF | SWHC013-02 | DEER2020 | D20v1 | 2020-11-09 | Cap-Tons | 1 |  | None | 838 | 0.129 | 1.45 | 47.3 | 0.0195 | 0 | [6 empty] | DEER:HVAC_Split-Package_AC | Annual
Any | NE-HVAC-airAC-SpltPkg-65to134kBtuh-11p5eer-woutPreEcono | WRf | Ex | CZ15 | cDXGF | SWHC013-02 | DEER2020 | D20v1 | 2020-11-09 | Cap-Tons | 1 |  | None | 924 | 0.141 | -0.0574 | 67.3 | 0.0201 | 0 | [6 empty] | DEER:HVAC_Split-Package_AC | Annual
Any | NE-HVAC-airAC-SpltPkg-65to134kBtuh-11p5eer-woutPreEcono | WRf | Ex | CZ16 | cDXGF | SWHC013-02 | DEER2020 | D20v1 | 2020-11-09 | Cap-Tons | 1 |  | None | 775 | 0.107 | 8.27 | 25.5 | 0.0147 | 0 | [6 empty] | DEER:HVAC_Split-Package_AC | Annual
Any | NE-HVAC-airAC-SpltPkg-65to134kBtuh-11p5eer-woutPreEcono | WRf | New | CZ01 | cDXGF | SWHC013-02 | DEER2020 | D20v1 | 2020-11-09 | Cap-Tons | 1 |  | None | 10.3 | 0.00809 | 0 | 10.3 | 0.00809 | 0 | [6 empty] | DEER:HVAC_Split-Package_AC | Annual
Any | NE-HVAC-airAC-SpltPkg-65to134kBtuh-11p5eer-woutPreEcono | WRf | New | CZ02 | cDXGF | SWHC013-02 | DEER2020 | D20v1 | 2020-11-09 | Cap-Tons | 1 |  | None | 29.7 | 0.017 | 0 | 29.7 | 0.017 | 0 | [6 empty] | DEER:HVAC_Split-Package_AC | Annual
Any | NE-HVAC-airAC-SpltPkg-65to134kBtuh-11p5eer-woutPreEcono | WRf | New | CZ03 | cDXGF | SWHC013-02 | DEER2020 | D20v1 | 2020-11-09 | Cap-Tons | 1 |  | None | 25.6 | 0.0126 | 0 | 25.6 | 0.0126 | 0 | [6 empty] | DEER:HVAC_Split-Package_AC | Annual
Any | NE-HVAC-airAC-SpltPkg-65to134kBtuh-11p5eer-woutPreEcono | WRf | New | CZ04 | cDXGF | SWHC013-02 | DEER2020 | D20v1 | 2020-11-09 | Cap-Tons | 1 |  | None | 35.3 | 0.0157 | 0 | 35.3 | 0.0157 | 0 | [6 empty] | DEER:HVAC_Split-Package_AC | Annual
Any | NE-HVAC-airAC-SpltPkg-65to134kBtuh-11p5eer-woutPreEcono | WRf | New | CZ05 | cDXGF | SWHC013-02 | DEER2020 | D20v1 | 2020-11-09 | Cap-Tons | 1 |  | None | 29.1 | 0.0103 | 0 | 29.1 | 0.0103 | 0 | [6 empty] | DEER:HVAC_Split-Package_AC | Annual
Any | NE-HVAC-airAC-SpltPkg-65to134kBtuh-11p5eer-woutPreEcono | WRf | New | CZ06 | cDXGF | SWHC013-02 | DEER2020 | D20v1 | 2020-11-09 | Cap-Tons | 1 |  | None | 43.2 | 0.0131 | 0 | 43.2 | 0.0131 | 0 | [6 empty] | DEER:HVAC_Split-Package_AC | Annual
Any | NE-HVAC-airAC-SpltPkg-65to134kBtuh-11p5eer-woutPreEcono | WRf | New | CZ07 | cDXGF | SWHC013-02 | DEER2020 | D20v1 | 2020-11-09 | Cap-Tons | 1 |  | None | 44.9 | 0.0126 | 0 | 44.9 | 0.0126 | 0 | [6 empty] | DEER:HVAC_Split-Package_AC | Annual
Any | NE-HVAC-airAC-SpltPkg-65to134kBtuh-11p5eer-woutPreEcono | WRf | New | CZ08 | cDXGF | SWHC013-02 | DEER2020 | D20v1 | 2020-11-09 | Cap-Tons | 1 |  | None | 42.4 | 0.0121 | 0 | 42.4 | 0.0121 | 0 | [6 empty] | DEER:HVAC_Split-Package_AC | Annual
Any | NE-HVAC-airAC-SpltPkg-65to134kBtuh-11p5eer-woutPreEcono | WRf | New | CZ09 | cDXGF | SWHC013-02 | DEER2020 | D20v1 | 2020-11-09 | Cap-Tons | 1 |  | None | 40.3 | 0.0165 | 0 | 40.3 | 0.0165 | 0 | [6 empty] | DEER:HVAC_Split-Package_AC | Annual
Any | NE-HVAC-airAC-SpltPkg-65to134kBtuh-11p5eer-woutPreEcono | WRf | New | CZ10 | cDXGF | SWHC013-02 | DEER2020 | D20v1 | 2020-11-09 | Cap-Tons | 1 |  | None | 44.9 | 0.0179 | 0 | 44.9 | 0.0179 | 0 | [6 empty] | DEER:HVAC_Split-Package_AC | Annual
Any | NE-HVAC-airAC-SpltPkg-65to134kBtuh-11p5eer-woutPreEcono | WRf | New | CZ11 | cDXGF | SWHC013-02 | DEER2020 | D20v1 | 2020-11-09 | Cap-Tons | 1 |  | None | 39 | 0.019 | 0 | 39 | 0.019 | 0 | [6 empty] | DEER:HVAC_Split-Package_AC | Annual
Any | NE-HVAC-airAC-SpltPkg-65to134kBtuh-11p5eer-woutPreEcono | WRf | New | CZ12 | cDXGF | SWHC013-02 | DEER2020 | D20v1 | 2020-11-09 | Cap-Tons | 1 |  | None | 30.8 | 0.0162 | 0 | 30.8 | 0.0162 | 0 | [6 empty] | DEER:HVAC_Split-Package_AC | Annual
Any | NE-HVAC-airAC-SpltPkg-65to134kBtuh-11p5eer-woutPreEcono | WRf | New | CZ13 | cDXGF | SWHC013-02 | DEER2020 | D20v1 | 2020-11-09 | Cap-Tons | 1 |  | None | 38 | 0.0167 | 0 | 38 | 0.0167 | 0 | [6 empty] | DEER:HVAC_Split-Package_AC | Annual
Any | NE-HVAC-airAC-SpltPkg-65to134kBtuh-11p5eer-woutPreEcono | WRf | New | CZ14 | cDXGF | SWHC013-02 | DEER2020 | D20v1 | 2020-11-09 | Cap-Tons | 1 |  | None | 47.3 | 0.0185 | 0 | 47.3 | 0.0185 | 0 | [6 empty] | DEER:HVAC_Split-Package_AC | Annual
Any | NE-HVAC-airAC-SpltPkg-65to134kBtuh-11p5eer-woutPreEcono | WRf | New | CZ15 | cDXGF | SWHC013-02 | DEER2020 | D20v1 | 2020-11-09 | Cap-Tons | 1 |  | None | 58.5 | 0.0163 | 0 | 58.5 | 0.0163 | 0 | [6 empty] | DEER:HVAC_Split-Package_AC | Annual
Any | NE-HVAC-airAC-SpltPkg-65to134kBtuh-11p5eer-woutPreEcono | WRf | New | CZ16 | cDXGF | SWHC013-02 | DEER2020 | D20v1 | 2020-11-09 | Cap-Tons | 1 |  | None | 25.8 | 0.0143 | 0 | 25.8 | 0.0143 | 0 | [6 empty] | DEER:HVAC_Split-Package_AC | Annual
Any | NE-HVAC-airAC-SpltPkg-65to134kBtuh-11p5eer-woutPreEcono | ESe | New | CZ12 | cDXGF | SWHC013-02 | DEER2020 | D20v1 | 2020-11-09 | Cap-Tons | 1 |  | None | 17 | 0.00592 | 0 | 17 | 0.00592 | 0 | [6 empty] | DEER:HVAC_Split-Package_AC | Annual
Any | NE-HVAC-airAC-SpltPkg-65to134kBtuh-11p5eer-woutPreEcono | ESe | New | CZ13 | cDXGF | SWHC013-02 | DEER2020 | D20v1 | 2020-11-09 | Cap-Tons | 1 |  | None | 21.3 | 0.00596 | 0 | 21.3 | 0.00596 | 0 | [6 empty] | DEER:HVAC_Split-Package_AC | Annual
Any | NE-HVAC-airAC-SpltPkg-65to134kBtuh-11p5eer-woutPreEcono | ESe | New | CZ14 | cDXGF | SWHC013-02 | DEER2020 | D20v1 | 2020-11-09 | Cap-Tons | 1 |  | None | 19.3 | 0.0142 | 0 | 19.3 | 0.0142 | 0 | [6 empty] | DEER:HVAC_Split-Package_AC | Annual
Any | NE-HVAC-airAC-SpltPkg-65to134kBtuh-11p5eer-woutPreEcono | ESe | New | CZ15 | cDXGF | SWHC013-02 | DEER2020 | D20v1 | 2020-11-09 | Cap-Tons | 1 |  | None | 30.8 | 0.0147 | 0 | 30.8 | 0.0147 | 0 | [6 empty] | DEER:HVAC_Split-Package_AC | Annual
Any | NE-HVAC-airAC-SpltPkg-65to134kBtuh-11p5eer-woutPreEcono | ESe | New | CZ16 | cDXGF | SWHC013-02 | DEER2020 | D20v1 | 2020-11-09 | Cap-Tons | 1 |  | None | 8.8 | 0.00176 | 0 | 8.8 | 0.00176 | 0 | [6 empty] | DEER:HVAC_Split-Package_AC | Annual
Any | NE-HVAC-airAC-SpltPkg-65to134kBtuh-11p5eer-woutPreEcono | EUn | Ex | CZ01 | cDXGF | SWHC013-02 | DEER2020 | D20v1 | 2020-11-09 | Cap-Tons | 1 |  | None | 454 | 0.126 | 12.6 | 4.71 | 0.00721 | 0 | [6 empty] | DEER:HVAC_Split-Package_AC | Annual
Any | NE-HVAC-airAC-SpltPkg-65to134kBtuh-11p5eer-woutPreEcono | EUn | Ex | CZ02 | cDXGF | SWHC013-02 | DEER2020 | D20v1 | 2020-11-09 | Cap-Tons | 1 |  | None | 514 | 0.168 | 11.6 | 25.4 | 0.0275 | 0 | [6 empty] | DEER:HVAC_Split-Package_AC | Annual
Any | NE-HVAC-airAC-SpltPkg-65to134kBtuh-11p5eer-woutPreEcono | EUn | Ex | CZ03 | cDXGF | SWHC013-02 | DEER2020 | D20v1 | 2020-11-09 | Cap-Tons | 1 |  | None | 494 | 0.123 | 6.55 | 11 | 0.0133 | 0 | [6 empty] | DEER:HVAC_Split-Package_AC | Annual
Any | NE-HVAC-airAC-SpltPkg-65to134kBtuh-11p5eer-woutPreEcono | EUn | Ex | CZ04 | cDXGF | SWHC013-02 | DEER2020 | D20v1 | 2020-11-09 | Cap-Tons | 1 |  | None | 507 | 0.137 | 7.59 | 26.3 | 0.0296 | 0 | [6 empty] | DEER:HVAC_Split-Package_AC | Annual
Any | NE-HVAC-airAC-SpltPkg-65to134kBtuh-11p5eer-woutPreEcono | EUn | Ex | CZ05 | cDXGF | SWHC013-02 | DEER2020 | D20v1 | 2020-11-09 | Cap-Tons | 1 |  | None | 485 | 0.113 | 6.48 | 11.7 | 0.0114 | 0 | [6 empty] | DEER:HVAC_Split-Package_AC | Annual
Any | NE-HVAC-airAC-SpltPkg-65to134kBtuh-11p5eer-woutPreEcono | EUn | Ex | CZ06 | cDXGF | SWHC013-02 | DEER2020 | D20v1 | 2020-11-09 | Cap-Tons | 1 |  | None | 491 | 0.134 | 3.19 | 23.9 | 0.0218 | 0 | [6 empty] | DEER:HVAC_Split-Package_AC | Annual
Any | NE-HVAC-airAC-SpltPkg-65to134kBtuh-11p5eer-woutPreEcono | EUn | Ex | CZ07 | cDXGF | SWHC013-02 | DEER2020 | D20v1 | 2020-11-09 | Cap-Tons | 1 |  | None | 515 | 0.126 | 2.4 | 20.3 | 0.0181 | 0 | [6 empty] | DEER:HVAC_Split-Package_AC | Annual
Any | NE-HVAC-airAC-SpltPkg-65to134kBtuh-11p5eer-woutPreEcono | EUn | Ex | CZ08 | cDXGF | SWHC013-02 | DEER2020 | D20v1 | 2020-11-09 | Cap-Tons | 1 |  | None | 499 | 0.135 | 3.32 | 32.3 | 0.0243 | 0 | [6 empty] | DEER:HVAC_Split-Package_AC | Annual
Any | NE-HVAC-airAC-SpltPkg-65to134kBtuh-11p5eer-woutPreEcono | EUn | Ex | CZ09 | cDXGF | SWHC013-02 | DEER2020 | D20v1 | 2020-11-09 | Cap-Tons | 1 |  | None | 518 | 0.153 | 3.52 | 28.5 | 0.0295 | 0 | [6 empty] | DEER:HVAC_Split-Package_AC | Annual
Any | NE-HVAC-airAC-SpltPkg-65to134kBtuh-11p5eer-woutPreEcono | EUn | Ex | CZ10 | cDXGF | SWHC013-02 | DEER2020 | D20v1 | 2020-11-09 | Cap-Tons | 1 |  | None | 540 | 0.154 | 4.43 | 34.1 | 0.0322 | 0 | [6 empty] | DEER:HVAC_Split-Package_AC | Annual
Any | NE-HVAC-airAC-SpltPkg-65to134kBtuh-11p5eer-woutPreEcono | EUn | Ex | CZ11 | cDXGF | SWHC013-02 | DEER2020 | D20v1 | 2020-11-09 | Cap-Tons | 1 |  | None | 553 | 0.182 | 7.92 | 35.9 | 0.0314 | 0 | [6 empty] | DEER:HVAC_Split-Package_AC | Annual
Any | NE-HVAC-airAC-SpltPkg-65to134kBtuh-11p5eer-woutPreEcono | EUn | Ex | CZ12 | cDXGF | SWHC013-02 | DEER2020 | D20v1 | 2020-11-09 | Cap-Tons | 1 |  | None | 535 | 0.175 | 8.72 | 31.7 | 0.0311 | 0 | [6 empty] | DEER:HVAC_Split-Package_AC | Annual
Any | NE-HVAC-airAC-SpltPkg-65to134kBtuh-11p5eer-woutPreEcono | EUn | Ex | CZ13 | cDXGF | SWHC013-02 | DEER2020 | D20v1 | 2020-11-09 | Cap-Tons | 1 |  | None | 560 | 0.188 | 7.2 | 37.3 | 0.0279 | 0 | [6 empty] | DEER:HVAC_Split-Package_AC | Annual
Any | NE-HVAC-airAC-SpltPkg-65to134kBtuh-11p5eer-woutPreEcono | EUn | Ex | CZ14 | cDXGF | SWHC013-02 | DEER2020 | D20v1 | 2020-11-09 | Cap-Tons | 1 |  | None | 549 | 0.17 | 7.93 | 34.8 | 0.0287 | 0 | [6 empty] | DEER:HVAC_Split-Package_AC | Annual
Any | NE-HVAC-airAC-SpltPkg-65to134kBtuh-11p5eer-woutPreEcono | EUn | Ex | CZ15 | cDXGF | SWHC013-02 | DEER2020 | D20v1 | 2020-11-09 | Cap-Tons | 1 |  | None | 600 | 0.198 | 0.982 | 50.8 | 0.0287 | 0 | [6 empty] | DEER:HVAC_Split-Package_AC | Annual
Any | NE-HVAC-airAC-SpltPkg-65to134kBtuh-11p5eer-woutPreEcono | EUn | Ex | CZ16 | cDXGF | SWHC013-02 | DEER2020 | D20v1 | 2020-11-09 | Cap-Tons | 1 |  | None | 505 | 0.134 | 18.3 | 15.7 | 0.0161 | 0 | [6 empty] | DEER:HVAC_Split-Package_AC | Annual
Any | NE-HVAC-airAC-SpltPkg-65to134kBtuh-11p5eer-woutPreEcono | EUn | New | CZ01 | cDXGF | SWHC013-02 | DEER2020 | D20v1 | 2020-11-09 | Cap-Tons | 1 |  | None | 4.45 | 0.00699 | 0 | 4.45 | 0.00699 | 0 | [6 empty] | DEER:HVAC_Split-Package_AC | Annual
Any | NE-HVAC-airAC-SpltPkg-65to134kBtuh-11p5eer-woutPreEcono | EUn | New | CZ02 | cDXGF | SWHC013-02 | DEER2020 | D20v1 | 2020-11-09 | Cap-Tons | 1 |  | None | 24.2 | 0.0275 | 0 | 24.2 | 0.0275 | 0 | [6 empty] | DEER:HVAC_Split-Package_AC | Annual
Any | NE-HVAC-airAC-SpltPkg-65to134kBtuh-11p5eer-woutPreEcono | EUn | New | CZ03 | cDXGF | SWHC013-02 | DEER2020 | D20v1 | 2020-11-09 | Cap-Tons | 1 |  | None | 10.9 | 0.0131 | 0 | 10.9 | 0.0131 | 0 | [6 empty] | DEER:HVAC_Split-Package_AC | Annual
Any | NE-HVAC-airAC-SpltPkg-65to134kBtuh-11p5eer-woutPreEcono | EUn | New | CZ04 | cDXGF | SWHC013-02 | DEER2020 | D20v1 | 2020-11-09 | Cap-Tons | 1 |  | None | 25.3 | 0.03 | 0 | 25.3 | 0.03 | 0 | [6 empty] | DEER:HVAC_Split-Package_AC | Annual
Any | NE-HVAC-airAC-SpltPkg-65to134kBtuh-11p5eer-woutPreEcono | EUn | New | CZ05 | cDXGF | SWHC013-02 | DEER2020 | D20v1 | 2020-11-09 | Cap-Tons | 1 |  | None | 11.4 | 0.0117 | 0 | 11.4 | 0.0117 | 0 | [6 empty] | DEER:HVAC_Split-Package_AC | Annual
Any | NE-HVAC-airAC-SpltPkg-65to134kBtuh-11p5eer-woutPreEcono | EUn | New | CZ06 | cDXGF | SWHC013-02 | DEER2020 | D20v1 | 2020-11-09 | Cap-Tons | 1 |  | None | 23.9 | 0.0229 | 0 | 23.9 | 0.0229 | 0 | [6 empty] | DEER:HVAC_Split-Package_AC | Annual
Any | NE-HVAC-airAC-SpltPkg-65to134kBtuh-11p5eer-woutPreEcono | EUn | New | CZ07 | cDXGF | SWHC013-02 | DEER2020 | D20v1 | 2020-11-09 | Cap-Tons | 1 |  | None | 20.3 | 0.019 | 0 | 20.3 | 0.019 | 0 | [6 empty] | DEER:HVAC_Split-Package_AC | Annual
Any | NE-HVAC-airAC-SpltPkg-65to134kBtuh-11p5eer-woutPreEcono | EUn | New | CZ08 | cDXGF | SWHC013-02 | DEER2020 | D20v1 | 2020-11-09 | Cap-Tons | 1 |  | None | 31.2 | 0.0247 | 0 | 31.2 | 0.0247 | 0 | [6 empty] | DEER:HVAC_Split-Package_AC | Annual
Any | NE-HVAC-airAC-SpltPkg-65to134kBtuh-11p5eer-woutPreEcono | EUn | New | CZ09 | cDXGF | SWHC013-02 | DEER2020 | D20v1 | 2020-11-09 | Cap-Tons | 1 |  | None | 27.3 | 0.0297 | 0 | 27.3 | 0.0297 | 0 | [6 empty] | DEER:HVAC_Split-Package_AC | Annual
Any | NE-HVAC-airAC-SpltPkg-65to134kBtuh-11p5eer-woutPreEcono | EUn | New | CZ10 | cDXGF | SWHC013-02 | DEER2020 | D20v1 | 2020-11-09 | Cap-Tons | 1 |  | None | 32.5 | 0.0322 | 0 | 32.5 | 0.0322 | 0 | [6 empty] | DEER:HVAC_Split-Package_AC | Annual
Any | NE-HVAC-airAC-SpltPkg-65to134kBtuh-11p5eer-woutPreEcono | EUn | New | CZ11 | cDXGF | SWHC013-02 | DEER2020 | D20v1 | 2020-11-09 | Cap-Tons | 1 |  | None | 35 | 0.0309 | 0 | 35 | 0.0309 | 0 | [6 empty] | DEER:HVAC_Split-Package_AC | Annual
Any | NE-HVAC-airAC-SpltPkg-65to134kBtuh-11p5eer-woutPreEcono | EUn | New | CZ12 | cDXGF | SWHC013-02 | DEER2020 | D20v1 | 2020-11-09 | Cap-Tons | 1 |  | None | 30.6 | 0.0309 | 0 | 30.6 | 0.0309 | 0 | [6 empty] | DEER:HVAC_Split-Package_AC | Annual
Any | NE-HVAC-airAC-SpltPkg-65to134kBtuh-11p5eer-woutPreEcono | EUn | New | CZ13 | cDXGF | SWHC013-02 | DEER2020 | D20v1 | 2020-11-09 | Cap-Tons | 1 |  | None | 36 | 0.0273 | 0 | 36 | 0.0273 | 0 | [6 empty] | DEER:HVAC_Split-Package_AC | Annual
Any | NE-HVAC-airAC-SpltPkg-65to134kBtuh-11p5eer-woutPreEcono | EUn | New | CZ14 | cDXGF | SWHC013-02 | DEER2020 | D20v1 | 2020-11-09 | Cap-Tons | 1 |  | None | 33.7 | 0.0281 | 0 | 33.7 | 0.0281 | 0 | [6 empty] | DEER:HVAC_Split-Package_AC | Annual
Any | NE-HVAC-airAC-SpltPkg-65to134kBtuh-11p5eer-woutPreEcono | EUn | New | CZ15 | cDXGF | SWHC013-02 | DEER2020 | D20v1 | 2020-11-09 | Cap-Tons | 1 |  | None | 48.9 | 0.028 | 0 | 48.9 | 0.028 | 0 | [6 empty] | DEER:HVAC_Split-Package_AC | Annual
Any | NE-HVAC-airAC-SpltPkg-65to134kBtuh-11p5eer-woutPreEcono | EUn | New | CZ16 | cDXGF | SWHC013-02 | DEER2020 | D20v1 | 2020-11-09 | Cap-Tons | 1 |  | None | 15.3 | 0.0155 | 0 | 15.3 | 0.0155 | 0 | [6 empty] | DEER:HVAC_Split-Package_AC | Annual
Any | NE-HVAC-airAC-SpltPkg-65to134kBtuh-11p5eer-woutPreEcono | Gro | Ex | CZ01 | cDXGF | SWHC013-02 | DEER2020 | D20v1 | 2020-11-09 | Cap-Tons | 1 |  | None | 1020 | 0.166 | 50.4 | 0.441 | 0.00272 | 0 | [6 empty] | DEER:HVAC_Split-Package_AC | Annual
Any | NE-HVAC-airAC-SpltPkg-65to134kBtuh-11p5eer-woutPreEcono | Gro | Ex | CZ02 | cDXGF | SWHC013-02 | DEER2020 | D20v1 | 2020-11-09 | Cap-Tons | 1 |  | None | 701 | 0.193 | 13.4 | 10.6 | 0.0186 | 0 | [6 empty] | DEER:HVAC_Split-Package_AC | Annual
Any | NE-HVAC-airAC-SpltPkg-65to134kBtuh-11p5eer-woutPreEcono | Gro | Ex | CZ03 | cDXGF | SWHC013-02 | DEER2020 | D20v1 | 2020-11-09 | Cap-Tons | 1 |  | None | 861 | 0.167 | 13.7 | 4.55 | 0.0111 | 0 | [6 empty] | DEER:HVAC_Split-Package_AC | Annual
Any | NE-HVAC-airAC-SpltPkg-65to134kBtuh-11p5eer-woutPreEcono | Gro | Ex | CZ04 | cDXGF | SWHC013-02 | DEER2020 | D20v1 | 2020-11-09 | Cap-Tons | 1 |  | None | 723 | 0.185 | 8.56 | 12.5 | 0.0172 | 0 | [6 empty] | DEER:HVAC_Split-Package_AC | Annual
Any | NE-HVAC-airAC-SpltPkg-65to134kBtuh-11p5eer-woutPreEcono | Gro | Ex | CZ05 | cDXGF | SWHC013-02 | DEER2020 | D20v1 | 2020-11-09 | Cap-Tons | 1 |  | None | 946 | 0.151 | 18.6 | 4.32 | 0.00616 | 0 | [6 empty] | DEER:HVAC_Split-Package_AC | Annual
Any | NE-HVAC-airAC-SpltPkg-65to134kBtuh-11p5eer-woutPreEcono | Gro | Ex | CZ06 | cDXGF | SWHC013-02 | DEER2020 | D20v1 | 2020-11-09 | Cap-Tons | 1 |  | None | 814 | 0.184 | -1.92 | 13.3 | 0.0148 | 0 | [6 empty] | DEER:HVAC_Split-Package_AC | Annual
Any | NE-HVAC-airAC-SpltPkg-65to134kBtuh-11p5eer-woutPreEcono | Gro | Ex | CZ07 | cDXGF | SWHC013-02 | DEER2020 | D20v1 | 2020-11-09 | Cap-Tons | 1 |  | None | 1060 | 0.215 | -3.35 | 13.4 | 0.0134 | 0 | [6 empty] | DEER:HVAC_Split-Package_AC | Annual
Any | NE-HVAC-airAC-SpltPkg-65to134kBtuh-11p5eer-woutPreEcono | Gro | Ex | CZ08 | cDXGF | SWHC013-02 | DEER2020 | D20v1 | 2020-11-09 | Cap-Tons | 1 |  | None | 763 | 0.161 | -0.64 | 18.5 | 0.0147 | 0 | [6 empty] | DEER:HVAC_Split-Package_AC | Annual
Any | NE-HVAC-airAC-SpltPkg-65to134kBtuh-11p5eer-woutPreEcono | Gro | Ex | CZ09 | cDXGF | SWHC013-02 | DEER2020 | D20v1 | 2020-11-09 | Cap-Tons | 1 |  | None | 750 | 0.208 | -1.81 | 17.5 | 0.0198 | 0 | [6 empty] | DEER:HVAC_Split-Package_AC | Annual
Any | NE-HVAC-airAC-SpltPkg-65to134kBtuh-11p5eer-woutPreEcono | Gro | Ex | CZ10 | cDXGF | SWHC013-02 | DEER2020 | D20v1 | 2020-11-09 | Cap-Tons | 1 |  | None | 765 | 0.205 | 0.833 | 20.7 | 0.0212 | 0 | [6 empty] | DEER:HVAC_Split-Package_AC | Annual
Any | NE-HVAC-airAC-SpltPkg-65to134kBtuh-11p5eer-woutPreEcono | Gro | Ex | CZ11 | cDXGF | SWHC013-02 | DEER2020 | D20v1 | 2020-11-09 | Cap-Tons | 1 |  | None | 759 | 0.21 | 6.76 | 23 | 0.0236 | 0 | [6 empty] | DEER:HVAC_Split-Package_AC | Annual
Any | NE-HVAC-airAC-SpltPkg-65to134kBtuh-11p5eer-woutPreEcono | Gro | Ex | CZ12 | cDXGF | SWHC013-02 | DEER2020 | D20v1 | 2020-11-09 | Cap-Tons | 1 |  | None | 738 | 0.209 | 5.15 | 15.1 | 0.0201 | 0 | [6 empty] | DEER:HVAC_Split-Package_AC | Annual
Any | NE-HVAC-airAC-SpltPkg-65to134kBtuh-11p5eer-woutPreEcono | Gro | Ex | CZ13 | cDXGF | SWHC013-02 | DEER2020 | D20v1 | 2020-11-09 | Cap-Tons | 1 |  | None | 755 | 0.21 | 5.47 | 24.7 | 0.0214 | 0 | [6 empty] | DEER:HVAC_Split-Package_AC | Annual
Any | NE-HVAC-airAC-SpltPkg-65to134kBtuh-11p5eer-woutPreEcono | Gro | Ex | CZ14 | cDXGF | SWHC013-02 | DEER2020 | D20v1 | 2020-11-09 | Cap-Tons | 1 |  | None | 735 | 0.186 | 6.15 | 22.2 | 0.0175 | 0 | [6 empty] | DEER:HVAC_Split-Package_AC | Annual
Any | NE-HVAC-airAC-SpltPkg-65to134kBtuh-11p5eer-woutPreEcono | Gro | Ex | CZ15 | cDXGF | SWHC013-02 | DEER2020 | D20v1 | 2020-11-09 | Cap-Tons | 1 |  | None | 861 | 0.209 | -3.65 | 40.5 | 0.0203 | 0 | [6 empty] | DEER:HVAC_Split-Package_AC | Annual
Any | NE-HVAC-airAC-SpltPkg-65to134kBtuh-11p5eer-woutPreEcono | Gro | Ex | CZ16 | cDXGF | SWHC013-02 | DEER2020 | D20v1 | 2020-11-09 | Cap-Tons | 1 |  | None | 836 | 0.177 | 34.4 | 9.92 | 0.0155 | 0 | [6 empty] | DEER:HVAC_Split-Package_AC | Annual
Any | NE-HVAC-airAC-SpltPkg-65to134kBtuh-11p5eer-woutPreEcono | Gro | New | CZ01 | cDXGF | SWHC013-02 | DEER2020 | D20v1 | 2020-11-09 | Cap-Tons | 1 |  | None | 0.276 | 0.00251 | 0 | 0.276 | 0.00251 | 0 | [6 empty] | DEER:HVAC_Split-Package_AC | Annual
Any | NE-HVAC-airAC-SpltPkg-65to134kBtuh-11p5eer-woutPreEcono | Gro | New | CZ02 | cDXGF | SWHC013-02 | DEER2020 | D20v1 | 2020-11-09 | Cap-Tons | 1 |  | None | 10.4 | 0.0198 | 0 | 10.4 | 0.0198 | 0 | [6 empty] | DEER:HVAC_Split-Package_AC | Annual
Any | NE-HVAC-airAC-SpltPkg-65to134kBtuh-11p5eer-woutPreEcono | Gro | New | CZ03 | cDXGF | SWHC013-02 | DEER2020 | D20v1 | 2020-11-09 | Cap-Tons | 1 |  | None | 3.57 | 0.011 | 0 | 3.57 | 0.011 | 0 | [6 empty] | DEER:HVAC_Split-Package_AC | Annual
Any | NE-HVAC-airAC-SpltPkg-65to134kBtuh-11p5eer-woutPreEcono | Gro | New | CZ04 | cDXGF | SWHC013-02 | DEER2020 | D20v1 | 2020-11-09 | Cap-Tons | 1 |  | None | 12 | 0.0185 | 0 | 12 | 0.0185 | 0 | [6 empty] | DEER:HVAC_Split-Package_AC | Annual
Any | NE-HVAC-airAC-SpltPkg-65to134kBtuh-11p5eer-woutPreEcono | Gro | New | CZ05 | cDXGF | SWHC013-02 | DEER2020 | D20v1 | 2020-11-09 | Cap-Tons | 1 |  | None | 3.25 | 0.00585 | 0 | 3.25 | 0.00585 | 0 | [6 empty] | DEER:HVAC_Split-Package_AC | Annual
Any | NE-HVAC-airAC-SpltPkg-65to134kBtuh-11p5eer-woutPreEcono | Gro | New | CZ06 | cDXGF | SWHC013-02 | DEER2020 | D20v1 | 2020-11-09 | Cap-Tons | 1 |  | None | 12 | 0.0156 | 0 | 12 | 0.0156 | 0 | [6 empty] | DEER:HVAC_Split-Package_AC | Annual
Any | NE-HVAC-airAC-SpltPkg-65to134kBtuh-11p5eer-woutPreEcono | Gro | New | CZ07 | cDXGF | SWHC013-02 | DEER2020 | D20v1 | 2020-11-09 | Cap-Tons | 1 |  | None | 12.6 | 0.0149 | 0 | 12.6 | 0.0149 | 0 | [6 empty] | DEER:HVAC_Split-Package_AC | Annual
Any | NE-HVAC-airAC-SpltPkg-65to134kBtuh-11p5eer-woutPreEcono | Gro | New | CZ08 | cDXGF | SWHC013-02 | DEER2020 | D20v1 | 2020-11-09 | Cap-Tons | 1 |  | None | 18.6 | 0.0164 | 0 | 18.6 | 0.0164 | 0 | [6 empty] | DEER:HVAC_Split-Package_AC | Annual
Any | NE-HVAC-airAC-SpltPkg-65to134kBtuh-11p5eer-woutPreEcono | Gro | New | CZ09 | cDXGF | SWHC013-02 | DEER2020 | D20v1 | 2020-11-09 | Cap-Tons | 1 |  | None | 16.4 | 0.0202 | 0 | 16.4 | 0.0202 | 0 | [6 empty] | DEER:HVAC_Split-Package_AC | Annual
Any | NE-HVAC-airAC-SpltPkg-65to134kBtuh-11p5eer-woutPreEcono | Gro | New | CZ10 | cDXGF | SWHC013-02 | DEER2020 | D20v1 | 2020-11-09 | Cap-Tons | 1 |  | None | 21 | 0.0227 | 0 | 21 | 0.0227 | 0 | [6 empty] | DEER:HVAC_Split-Package_AC | Annual
Any | NE-HVAC-airAC-SpltPkg-65to134kBtuh-11p5eer-woutPreEcono | Gro | New | CZ11 | cDXGF | SWHC013-02 | DEER2020 | D20v1 | 2020-11-09 | Cap-Tons | 1 |  | None | 23.4 | 0.0237 | 0 | 23.4 | 0.0237 | 0 | [6 empty] | DEER:HVAC_Split-Package_AC | Annual
Any | NE-HVAC-airAC-SpltPkg-65to134kBtuh-11p5eer-woutPreEcono | Gro | New | CZ12 | cDXGF | SWHC013-02 | DEER2020 | D20v1 | 2020-11-09 | Cap-Tons | 1 |  | None | 15.5 | 0.0212 | 0 | 15.5 | 0.0212 | 0 | [6 empty] | DEER:HVAC_Split-Package_AC | Annual
Any | NE-HVAC-airAC-SpltPkg-65to134kBtuh-11p5eer-woutPreEcono | Gro | New | CZ13 | cDXGF | SWHC013-02 | DEER2020 | D20v1 | 2020-11-09 | Cap-Tons | 1 |  | None | 24.7 | 0.0223 | 0 | 24.7 | 0.0223 | 0 | [6 empty] | DEER:HVAC_Split-Package_AC | Annual
Any | NE-HVAC-airAC-SpltPkg-65to134kBtuh-11p5eer-woutPreEcono | Gro | New | CZ14 | cDXGF | SWHC013-02 | DEER2020 | D20v1 | 2020-11-09 | Cap-Tons | 1 |  | None | 21.5 | 0.0171 | 0 | 21.5 | 0.0171 | 0 | [6 empty] | DEER:HVAC_Split-Package_AC | Annual
Any | NE-HVAC-airAC-SpltPkg-65to134kBtuh-11p5eer-woutPreEcono | Gro | New | CZ15 | cDXGF | SWHC013-02 | DEER2020 | D20v1 | 2020-11-09 | Cap-Tons | 1 |  | None | 40.1 | 0.0202 | 0 | 40.1 | 0.0202 | 0 | [6 empty] | DEER:HVAC_Split-Package_AC | Annual
Any | NE-HVAC-airAC-SpltPkg-65to134kBtuh-11p5eer-woutPreEcono | Gro | New | CZ16 | cDXGF | SWHC013-02 | DEER2020 | D20v1 | 2020-11-09 | Cap-Tons | 1 |  | None | 9.07 | 0.0149 | 0 | 9.07 | 0.0149 | 0 | [6 empty] | DEER:HVAC_Split-Package_AC | Annual
Any | NE-HVAC-airAC-SpltPkg-65to134kBtuh-11p5eer-woutPreEcono | Hsp | Ex | CZ01 | cDXGF | SWHC013-02 | DEER2020 | D20v1 | 2020-11-09 | Cap-Tons | 1 |  | None | 835 | 0.142 | 22.2 | 2.99 | 0.003 | 0 | [6 empty] | DEER:HVAC_Split-Package_AC | Annual
Any | NE-HVAC-airAC-SpltPkg-65to134kBtuh-11p5eer-woutPreEcono | Hsp | Ex | CZ02 | cDXGF | SWHC013-02 | DEER2020 | D20v1 | 2020-11-09 | Cap-Tons | 1 |  | None | 870 | 0.167 | 14.4 | 17.3 | 0.0181 | 0 | [6 empty] | DEER:HVAC_Split-Package_AC | Annual
Any | NE-HVAC-airAC-SpltPkg-65to134kBtuh-11p5eer-woutPreEcono | Hsp | Ex | CZ03 | cDXGF | SWHC013-02 | DEER2020 | D20v1 | 2020-11-09 | Cap-Tons | 1 |  | None | 833 | 0.116 | 9.19 | 7.81 | 0.0114 | 0 | [6 empty] | DEER:HVAC_Split-Package_AC | Annual
Any | NE-HVAC-airAC-SpltPkg-65to134kBtuh-11p5eer-woutPreEcono | Hsp | Ex | CZ04 | cDXGF | SWHC013-02 | DEER2020 | D20v1 | 2020-11-09 | Cap-Tons | 1 |  | None | 909 | 0.156 | 10.4 | 19.4 | 0.0168 | 0 | [6 empty] | DEER:HVAC_Split-Package_AC | Annual
Any | NE-HVAC-airAC-SpltPkg-65to134kBtuh-11p5eer-woutPreEcono | Hsp | Ex | CZ05 | cDXGF | SWHC013-02 | DEER2020 | D20v1 | 2020-11-09 | Cap-Tons | 1 |  | None | 862 | 0.116 | 12.1 | 7.88 | 0.00714 | 0 | [6 empty] | DEER:HVAC_Split-Package_AC | Annual
Any | NE-HVAC-airAC-SpltPkg-65to134kBtuh-11p5eer-woutPreEcono | Hsp | Ex | CZ06 | cDXGF | SWHC013-02 | DEER2020 | D20v1 | 2020-11-09 | Cap-Tons | 1 |  | None | 967 | 0.146 | 4.95 | 22.8 | 0.0154 | 0 | [6 empty] | DEER:HVAC_Split-Package_AC | Annual
Any | NE-HVAC-airAC-SpltPkg-65to134kBtuh-11p5eer-woutPreEcono | Hsp | Ex | CZ07 | cDXGF | SWHC013-02 | DEER2020 | D20v1 | 2020-11-09 | Cap-Tons | 1 |  | None | 991 | 0.131 | 1.85 | 19.9 | 0.0127 | 0 | [6 empty] | DEER:HVAC_Split-Package_AC | Annual
Any | NE-HVAC-airAC-SpltPkg-65to134kBtuh-11p5eer-woutPreEcono | Hsp | Ex | CZ08 | cDXGF | SWHC013-02 | DEER2020 | D20v1 | 2020-11-09 | Cap-Tons | 1 |  | None | 997 | 0.15 | 3.6 | 28 | 0.0155 | 0 | [6 empty] | DEER:HVAC_Split-Package_AC | Annual
Any | NE-HVAC-airAC-SpltPkg-65to134kBtuh-11p5eer-woutPreEcono | Hsp | Ex | CZ09 | cDXGF | SWHC013-02 | DEER2020 | D20v1 | 2020-11-09 | Cap-Tons | 1 |  | None | 967 | 0.17 | 5.07 | 31.4 | 0.0221 | 0 | [6 empty] | DEER:HVAC_Split-Package_AC | Annual
Any | NE-HVAC-airAC-SpltPkg-65to134kBtuh-11p5eer-woutPreEcono | Hsp | Ex | CZ10 | cDXGF | SWHC013-02 | DEER2020 | D20v1 | 2020-11-09 | Cap-Tons | 1 |  | None | 931 | 0.167 | 6.38 | 32.1 | 0.0216 | 0 | [6 empty] | DEER:HVAC_Split-Package_AC | Annual
Any | NE-HVAC-airAC-SpltPkg-65to134kBtuh-11p5eer-woutPreEcono | Hsp | Ex | CZ11 | cDXGF | SWHC013-02 | DEER2020 | D20v1 | 2020-11-09 | Cap-Tons | 1 |  | None | 963 | 0.181 | 13.1 | 36.2 | 0.0251 | 0 | [6 empty] | DEER:HVAC_Split-Package_AC | Annual
Any | NE-HVAC-airAC-SpltPkg-65to134kBtuh-11p5eer-woutPreEcono | Hsp | Ex | CZ12 | cDXGF | SWHC013-02 | DEER2020 | D20v1 | 2020-11-09 | Cap-Tons | 1 |  | None | 924 | 0.179 | 12 | 26.5 | 0.0222 | 0 | [6 empty] | DEER:HVAC_Split-Package_AC | Annual
Any | NE-HVAC-airAC-SpltPkg-65to134kBtuh-11p5eer-woutPreEcono | Hsp | Ex | CZ13 | cDXGF | SWHC013-02 | DEER2020 | D20v1 | 2020-11-09 | Cap-Tons | 1 |  | None | 991 | 0.186 | 11.7 | 38 | 0.0226 | 0 | [6 empty] | DEER:HVAC_Split-Package_AC | Annual
Any | NE-HVAC-airAC-SpltPkg-65to134kBtuh-11p5eer-woutPreEcono | Hsp | Ex | CZ14 | cDXGF | SWHC013-02 | DEER2020 | D20v1 | 2020-11-09 | Cap-Tons | 1 |  | None | 907 | 0.165 | 14.6 | 36 | 0.0204 | 0 | [6 empty] | DEER:HVAC_Split-Package_AC | Annual
Any | NE-HVAC-airAC-SpltPkg-65to134kBtuh-11p5eer-woutPreEcono | Hsp | Ex | CZ15 | cDXGF | SWHC013-02 | DEER2020 | D20v1 | 2020-11-09 | Cap-Tons | 1 |  | None | 1000 | 0.179 | 2.19 | 67.3 | 0.0258 | 0 | [6 empty] | DEER:HVAC_Split-Package_AC | Annual
Any | NE-HVAC-airAC-SpltPkg-65to134kBtuh-11p5eer-woutPreEcono | Hsp | Ex | CZ16 | cDXGF | SWHC013-02 | DEER2020 | D20v1 | 2020-11-09 | Cap-Tons | 1 |  | None | 833 | 0.128 | 29.6 | 14.9 | 0.0125 | 0 | [6 empty] | DEER:HVAC_Split-Package_AC | Annual
Any | NE-HVAC-airAC-SpltPkg-65to134kBtuh-11p5eer-woutPreEcono | Hsp | New | CZ01 | cDXGF | SWHC013-02 | DEER2020 | D20v1 | 2020-11-09 | Cap-Tons | 1 |  | None | 2.8 | 0.00238 | 0 | 2.8 | 0.00238 | 0 | [6 empty] | DEER:HVAC_Split-Package_AC | Annual
Any | NE-HVAC-airAC-SpltPkg-65to134kBtuh-11p5eer-woutPreEcono | Hsp | New | CZ02 | cDXGF | SWHC013-02 | DEER2020 | D20v1 | 2020-11-09 | Cap-Tons | 1 |  | None | 15.3 | 0.0167 | 0 | 15.3 | 0.0167 | 0 | [6 empty] | DEER:HVAC_Split-Package_AC | Annual
Any | NE-HVAC-airAC-SpltPkg-65to134kBtuh-11p5eer-woutPreEcono | Hsp | New | CZ03 | cDXGF | SWHC013-02 | DEER2020 | D20v1 | 2020-11-09 | Cap-Tons | 1 |  | None | 6.04 | 0.01 | 0 | 6.04 | 0.01 | 0 | [6 empty] | DEER:HVAC_Split-Package_AC | Annual
Any | NE-HVAC-airAC-SpltPkg-65to134kBtuh-11p5eer-woutPreEcono | Hsp | New | CZ04 | cDXGF | SWHC013-02 | DEER2020 | D20v1 | 2020-11-09 | Cap-Tons | 1 |  | None | 16.4 | 0.0151 | 0 | 16.4 | 0.0151 | 0 | [6 empty] | DEER:HVAC_Split-Package_AC | Annual
Any | NE-HVAC-airAC-SpltPkg-65to134kBtuh-11p5eer-woutPreEcono | Hsp | New | CZ05 | cDXGF | SWHC013-02 | DEER2020 | D20v1 | 2020-11-09 | Cap-Tons | 1 |  | None | 5.95 | 0.00603 | 0 | 5.95 | 0.00603 | 0 | [6 empty] | DEER:HVAC_Split-Package_AC | Annual
Any | NE-HVAC-airAC-SpltPkg-65to134kBtuh-11p5eer-woutPreEcono | Hsp | New | CZ06 | cDXGF | SWHC013-02 | DEER2020 | D20v1 | 2020-11-09 | Cap-Tons | 1 |  | None | 18.8 | 0.0137 | 0 | 18.8 | 0.0137 | 0 | [6 empty] | DEER:HVAC_Split-Package_AC | Annual
Any | NE-HVAC-airAC-SpltPkg-65to134kBtuh-11p5eer-woutPreEcono | Hsp | New | CZ07 | cDXGF | SWHC013-02 | DEER2020 | D20v1 | 2020-11-09 | Cap-Tons | 1 |  | None | 15.9 | 0.0114 | 0 | 15.9 | 0.0114 | 0 | [6 empty] | DEER:HVAC_Split-Package_AC | Annual
Any | NE-HVAC-airAC-SpltPkg-65to134kBtuh-11p5eer-woutPreEcono | Hsp | New | CZ08 | cDXGF | SWHC013-02 | DEER2020 | D20v1 | 2020-11-09 | Cap-Tons | 1 |  | None | 23.7 | 0.014 | 0 | 23.7 | 0.014 | 0 | [6 empty] | DEER:HVAC_Split-Package_AC | Annual
Any | NE-HVAC-airAC-SpltPkg-65to134kBtuh-11p5eer-woutPreEcono | Hsp | New | CZ09 | cDXGF | SWHC013-02 | DEER2020 | D20v1 | 2020-11-09 | Cap-Tons | 1 |  | None | 27.3 | 0.0203 | 0 | 27.3 | 0.0203 | 0 | [6 empty] | DEER:HVAC_Split-Package_AC | Annual
Any | NE-HVAC-airAC-SpltPkg-65to134kBtuh-11p5eer-woutPreEcono | Hsp | New | CZ10 | cDXGF | SWHC013-02 | DEER2020 | D20v1 | 2020-11-09 | Cap-Tons | 1 |  | None | 28.8 | 0.0201 | 0 | 28.8 | 0.0201 | 0 | [6 empty] | DEER:HVAC_Split-Package_AC | Annual
Any | NE-HVAC-airAC-SpltPkg-65to134kBtuh-11p5eer-woutPreEcono | Hsp | New | CZ11 | cDXGF | SWHC013-02 | DEER2020 | D20v1 | 2020-11-09 | Cap-Tons | 1 |  | None | 32.1 | 0.0225 | 0 | 32.1 | 0.0225 | 0 | [6 empty] | DEER:HVAC_Split-Package_AC | Annual
Any | NE-HVAC-airAC-SpltPkg-65to134kBtuh-11p5eer-woutPreEcono | Hsp | New | CZ12 | cDXGF | SWHC013-02 | DEER2020 | D20v1 | 2020-11-09 | Cap-Tons | 1 |  | None | 23.7 | 0.0203 | 0 | 23.7 | 0.0203 | 0 | [6 empty] | DEER:HVAC_Split-Package_AC | Annual
Any | NE-HVAC-airAC-SpltPkg-65to134kBtuh-11p5eer-woutPreEcono | Hsp | New | CZ13 | cDXGF | SWHC013-02 | DEER2020 | D20v1 | 2020-11-09 | Cap-Tons | 1 |  | None | 33.9 | 0.0205 | 0 | 33.9 | 0.0205 | 0 | [6 empty] | DEER:HVAC_Split-Package_AC | Annual
Any | NE-HVAC-airAC-SpltPkg-65to134kBtuh-11p5eer-woutPreEcono | Hsp | New | CZ14 | cDXGF | SWHC013-02 | DEER2020 | D20v1 | 2020-11-09 | Cap-Tons | 1 |  | None | 32 | 0.0182 | 0 | 32 | 0.0182 | 0 | [6 empty] | DEER:HVAC_Split-Package_AC | Annual
Any | NE-HVAC-airAC-SpltPkg-65to134kBtuh-11p5eer-woutPreEcono | Hsp | New | CZ15 | cDXGF | SWHC013-02 | DEER2020 | D20v1 | 2020-11-09 | Cap-Tons | 1 |  | None | 62 | 0.0242 | 0 | 62 | 0.0242 | 0 | [6 empty] | DEER:HVAC_Split-Package_AC | Annual
Any | NE-HVAC-airAC-SpltPkg-65to134kBtuh-11p5eer-woutPreEcono | Hsp | New | CZ16 | cDXGF | SWHC013-02 | DEER2020 | D20v1 | 2020-11-09 | Cap-Tons | 1 |  | None | 13 | 0.011 | 0 | 13 | 0.011 | 0 | [6 empty] | DEER:HVAC_Split-Package_AC | Annual
Any | NE-HVAC-airAC-SpltPkg-65to134kBtuh-11p5eer-woutPreEcono | Htl | Ex | CZ01 | cDXGF | SWHC013-02 | DEER2020 | D20v1 | 2020-11-09 | Cap-Tons | 1 |  | None | 652 | 0.1 | 23.1 | 3.54 | 0.00378 | 0 | [6 empty] | DEER:HVAC_Split-Package_AC | Annual
Any | NE-HVAC-airAC-SpltPkg-65to134kBtuh-11p5eer-woutPreEcono | Htl | Ex | CZ02 | cDXGF | SWHC013-02 | DEER2020 | D20v1 | 2020-11-09 | Cap-Tons | 1 |  | None | 669 | 0.138 | 24.4 | 28.1 | 0.0326 | 0 | [6 empty] | DEER:HVAC_Split-Package_AC | Annual
Any | NE-HVAC-airAC-SpltPkg-65to134kBtuh-11p5eer-woutPreEcono | Htl | Ex | CZ03 | cDXGF | SWHC013-02 | DEER2020 | D20v1 | 2020-11-09 | Cap-Tons | 1 |  | None | 677 | 0.129 | 11.6 | 9.46 | 0.0148 | 0 | [6 empty] | DEER:HVAC_Split-Package_AC | Annual
Any | NE-HVAC-airAC-SpltPkg-65to134kBtuh-11p5eer-woutPreEcono | Htl | Ex | CZ04 | cDXGF | SWHC013-02 | DEER2020 | D20v1 | 2020-11-09 | Cap-Tons | 1 |  | None | 665 | 0.14 | 17.3 | 30.3 | 0.0277 | 0 | [6 empty] | DEER:HVAC_Split-Package_AC | Annual
Any | NE-HVAC-airAC-SpltPkg-65to134kBtuh-11p5eer-woutPreEcono | Htl | Ex | CZ05 | cDXGF | SWHC013-02 | DEER2020 | D20v1 | 2020-11-09 | Cap-Tons | 1 |  | None | 579 | 0.0954 | 14.2 | 9.84 | 0.00852 | 0 | [6 empty] | DEER:HVAC_Split-Package_AC | Annual
Any | NE-HVAC-airAC-SpltPkg-65to134kBtuh-11p5eer-woutPreEcono | Htl | Ex | CZ06 | cDXGF | SWHC013-02 | DEER2020 | D20v1 | 2020-11-09 | Cap-Tons | 1 |  | None | 637 | 0.126 | 6.4 | 25.2 | 0.0204 | 0 | [6 empty] | DEER:HVAC_Split-Package_AC | Annual
Any | NE-HVAC-airAC-SpltPkg-65to134kBtuh-11p5eer-woutPreEcono | Htl | Ex | CZ07 | cDXGF | SWHC013-02 | DEER2020 | D20v1 | 2020-11-09 | Cap-Tons | 1 |  | None | 618 | 0.109 | 3.71 | 20.8 | 0.0154 | 0 | [6 empty] | DEER:HVAC_Split-Package_AC | Annual
Any | NE-HVAC-airAC-SpltPkg-65to134kBtuh-11p5eer-woutPreEcono | Htl | Ex | CZ08 | cDXGF | SWHC013-02 | DEER2020 | D20v1 | 2020-11-09 | Cap-Tons | 1 |  | None | 680 | 0.137 | 7.78 | 38.7 | 0.0227 | 0 | [6 empty] | DEER:HVAC_Split-Package_AC | Annual
Any | NE-HVAC-airAC-SpltPkg-65to134kBtuh-11p5eer-woutPreEcono | Htl | Ex | CZ09 | cDXGF | SWHC013-02 | DEER2020 | D20v1 | 2020-11-09 | Cap-Tons | 1 |  | None | 660 | 0.143 | 7.29 | 35.1 | 0.029 | 0 | [6 empty] | DEER:HVAC_Split-Package_AC | Annual
Any | NE-HVAC-airAC-SpltPkg-65to134kBtuh-11p5eer-woutPreEcono | Htl | Ex | CZ10 | cDXGF | SWHC013-02 | DEER2020 | D20v1 | 2020-11-09 | Cap-Tons | 1 |  | None | 719 | 0.155 | 10.1 | 41.9 | 0.0313 | 0 | [6 empty] | DEER:HVAC_Split-Package_AC | Annual
Any | NE-HVAC-airAC-SpltPkg-65to134kBtuh-11p5eer-woutPreEcono | Htl | Ex | CZ11 | cDXGF | SWHC013-02 | DEER2020 | D20v1 | 2020-11-09 | Cap-Tons | 1 |  | None | 747 | 0.152 | 15.2 | 44.9 | 0.036 | 0 | [6 empty] | DEER:HVAC_Split-Package_AC | Annual
Any | NE-HVAC-airAC-SpltPkg-65to134kBtuh-11p5eer-woutPreEcono | Htl | Ex | CZ12 | cDXGF | SWHC013-02 | DEER2020 | D20v1 | 2020-11-09 | Cap-Tons | 1 |  | None | 704 | 0.149 | 17.1 | 36 | 0.0346 | 0 | [6 empty] | DEER:HVAC_Split-Package_AC | Annual
Any | NE-HVAC-airAC-SpltPkg-65to134kBtuh-11p5eer-woutPreEcono | Htl | Ex | CZ13 | cDXGF | SWHC013-02 | DEER2020 | D20v1 | 2020-11-09 | Cap-Tons | 1 |  | None | 756 | 0.168 | 13.6 | 46 | 0.0309 | 0 | [6 empty] | DEER:HVAC_Split-Package_AC | Annual
Any | NE-HVAC-airAC-SpltPkg-65to134kBtuh-11p5eer-woutPreEcono | Htl | Ex | CZ14 | cDXGF | SWHC013-02 | DEER2020 | D20v1 | 2020-11-09 | Cap-Tons | 1 |  | None | 725 | 0.158 | 15.5 | 44.1 | 0.0277 | 0 | [6 empty] | DEER:HVAC_Split-Package_AC | Annual
Any | NE-HVAC-airAC-SpltPkg-65to134kBtuh-11p5eer-woutPreEcono | Htl | Ex | CZ15 | cDXGF | SWHC013-02 | DEER2020 | D20v1 | 2020-11-09 | Cap-Tons | 1 |  | None | 872 | 0.189 | 1.71 | 69.6 | 0.0294 | 0 | [6 empty] | DEER:HVAC_Split-Package_AC | Annual
Any | NE-HVAC-airAC-SpltPkg-65to134kBtuh-11p5eer-woutPreEcono | Htl | Ex | CZ16 | cDXGF | SWHC013-02 | DEER2020 | D20v1 | 2020-11-09 | Cap-Tons | 1 |  | None | 664 | 0.121 | 24.7 | 18.3 | 0.0181 | 0 | [6 empty] | DEER:HVAC_Split-Package_AC | Annual
Any | NE-HVAC-airAC-SpltPkg-65to134kBtuh-11p5eer-woutPreEcono | Htl | New | CZ01 | cDXGF | SWHC013-02 | DEER2020 | D20v1 | 2020-11-09 | Cap-Tons | 1 |  | None | 3.24 | 0.00346 | 0 | 3.24 | 0.00346 | 0 | [6 empty] | DEER:HVAC_Split-Package_AC | Annual
Any | NE-HVAC-airAC-SpltPkg-65to134kBtuh-11p5eer-woutPreEcono | Htl | New | CZ02 | cDXGF | SWHC013-02 | DEER2020 | D20v1 | 2020-11-09 | Cap-Tons | 1 |  | None | 26.6 | 0.0326 | 0 | 26.6 | 0.0326 | 0 | [6 empty] | DEER:HVAC_Split-Package_AC | Annual
Any | NE-HVAC-airAC-SpltPkg-65to134kBtuh-11p5eer-woutPreEcono | Htl | New | CZ03 | cDXGF | SWHC013-02 | DEER2020 | D20v1 | 2020-11-09 | Cap-Tons | 1 |  | None | 8.56 | 0.0145 | 0 | 8.56 | 0.0145 | 0 | [6 empty] | DEER:HVAC_Split-Package_AC | Annual
Any | NE-HVAC-airAC-SpltPkg-65to134kBtuh-11p5eer-woutPreEcono | Htl | New | CZ04 | cDXGF | SWHC013-02 | DEER2020 | D20v1 | 2020-11-09 | Cap-Tons | 1 |  | None | 28.6 | 0.028 | 0 | 28.6 | 0.028 | 0 | [6 empty] | DEER:HVAC_Split-Package_AC | Annual
Any | NE-HVAC-airAC-SpltPkg-65to134kBtuh-11p5eer-woutPreEcono | Htl | New | CZ05 | cDXGF | SWHC013-02 | DEER2020 | D20v1 | 2020-11-09 | Cap-Tons | 1 |  | None | 8.6 | 0.00821 | 0 | 8.6 | 0.00821 | 0 | [6 empty] | DEER:HVAC_Split-Package_AC | Annual
Any | NE-HVAC-airAC-SpltPkg-65to134kBtuh-11p5eer-woutPreEcono | Htl | New | CZ06 | cDXGF | SWHC013-02 | DEER2020 | D20v1 | 2020-11-09 | Cap-Tons | 1 |  | None | 23.5 | 0.0208 | 0 | 23.5 | 0.0208 | 0 | [6 empty] | DEER:HVAC_Split-Package_AC | Annual
Any | NE-HVAC-airAC-SpltPkg-65to134kBtuh-11p5eer-woutPreEcono | Htl | New | CZ07 | cDXGF | SWHC013-02 | DEER2020 | D20v1 | 2020-11-09 | Cap-Tons | 1 |  | None | 19 | 0.0154 | 0 | 19 | 0.0154 | 0 | [6 empty] | DEER:HVAC_Split-Package_AC | Annual
Any | NE-HVAC-airAC-SpltPkg-65to134kBtuh-11p5eer-woutPreEcono | Htl | New | CZ08 | cDXGF | SWHC013-02 | DEER2020 | D20v1 | 2020-11-09 | Cap-Tons | 1 |  | None | 36.7 | 0.0229 | 0 | 36.7 | 0.0229 | 0 | [6 empty] | DEER:HVAC_Split-Package_AC | Annual
Any | NE-HVAC-airAC-SpltPkg-65to134kBtuh-11p5eer-woutPreEcono | Htl | New | CZ09 | cDXGF | SWHC013-02 | DEER2020 | D20v1 | 2020-11-09 | Cap-Tons | 1 |  | None | 33.3 | 0.029 | 0 | 33.3 | 0.029 | 0 | [6 empty] | DEER:HVAC_Split-Package_AC | Annual
Any | NE-HVAC-airAC-SpltPkg-65to134kBtuh-11p5eer-woutPreEcono | Htl | New | CZ10 | cDXGF | SWHC013-02 | DEER2020 | D20v1 | 2020-11-09 | Cap-Tons | 1 |  | None | 40.2 | 0.0314 | 0 | 40.2 | 0.0314 | 0 | [6 empty] | DEER:HVAC_Split-Package_AC | Annual
Any | NE-HVAC-airAC-SpltPkg-65to134kBtuh-11p5eer-woutPreEcono | Htl | New | CZ11 | cDXGF | SWHC013-02 | DEER2020 | D20v1 | 2020-11-09 | Cap-Tons | 1 |  | None | 43.8 | 0.0357 | 0 | 43.8 | 0.0357 | 0 | [6 empty] | DEER:HVAC_Split-Package_AC | Annual
Any | NE-HVAC-airAC-SpltPkg-65to134kBtuh-11p5eer-woutPreEcono | Htl | New | CZ12 | cDXGF | SWHC013-02 | DEER2020 | D20v1 | 2020-11-09 | Cap-Tons | 1 |  | None | 34.8 | 0.0344 | 0 | 34.8 | 0.0344 | 0 | [6 empty] | DEER:HVAC_Split-Package_AC | Annual
Any | NE-HVAC-airAC-SpltPkg-65to134kBtuh-11p5eer-woutPreEcono | Htl | New | CZ13 | cDXGF | SWHC013-02 | DEER2020 | D20v1 | 2020-11-09 | Cap-Tons | 1 |  | None | 44.7 | 0.0305 | 0 | 44.7 | 0.0305 | 0 | [6 empty] | DEER:HVAC_Split-Package_AC | Annual
Any | NE-HVAC-airAC-SpltPkg-65to134kBtuh-11p5eer-woutPreEcono | Htl | New | CZ14 | cDXGF | SWHC013-02 | DEER2020 | D20v1 | 2020-11-09 | Cap-Tons | 1 |  | None | 43.1 | 0.0272 | 0 | 43.1 | 0.0272 | 0 | [6 empty] | DEER:HVAC_Split-Package_AC | Annual
Any | NE-HVAC-airAC-SpltPkg-65to134kBtuh-11p5eer-woutPreEcono | Htl | New | CZ15 | cDXGF | SWHC013-02 | DEER2020 | D20v1 | 2020-11-09 | Cap-Tons | 1 |  | None | 67.5 | 0.0287 | 0 | 67.5 | 0.0287 | 0 | [6 empty] | DEER:HVAC_Split-Package_AC | Annual
Any | NE-HVAC-airAC-SpltPkg-65to134kBtuh-11p5eer-woutPreEcono | Htl | New | CZ16 | cDXGF | SWHC013-02 | DEER2020 | D20v1 | 2020-11-09 | Cap-Tons | 1 |  | None | 17.6 | 0.0176 | 0 | 17.6 | 0.0176 | 0 | [6 empty] | DEER:HVAC_Split-Package_AC | Annual
Any | NE-HVAC-airAC-SpltPkg-65to134kBtuh-11p5eer-woutPreEcono | Com | Ex | CZ01 | cDXGF | SWHC013-02 | DEER2020 | D20v1 | 2020-11-09 | Cap-Tons | 1 |  | None | 557 | 0.092 | 17.3 | 4.5 | 0.004 | 0 | [6 empty] | DEER:HVAC_Split-Package_AC | Annual
Any | NE-HVAC-airAC-SpltPkg-65to134kBtuh-11p5eer-woutPreEcono | Com | Ex | CZ02 | cDXGF | SWHC013-02 | DEER2020 | D20v1 | 2020-11-09 | Cap-Tons | 1 |  | None | 561 | 0.115 | 10.8 | 22.2 | 0.021 | 0 | [6 empty] | DEER:HVAC_Split-Package_AC | Annual
Any | NE-HVAC-airAC-SpltPkg-65to134kBtuh-11p5eer-woutPreEcono | Com | Ex | CZ03 | cDXGF | SWHC013-02 | DEER2020 | D20v1 | 2020-11-09 | Cap-Tons | 1 |  | None | 539 | 0.084 | 5.99 | 11.2 | 0.011 | 0 | [6 empty] | DEER:HVAC_Split-Package_AC | Annual
Any | NE-HVAC-airAC-SpltPkg-65to134kBtuh-11p5eer-woutPreEcono | MBT | Ex | CZ01 | cDXGF | SWHC013-02 | DEER2020 | D20v1 | 2020-11-09 | Cap-Tons | 1 |  | None | 479 | 0.0911 | 10.2 | 6.46 | 0.00381 | 0 | [6 empty] | DEER:HVAC_Split-Package_AC | Annual
Any | NE-HVAC-airAC-SpltPkg-65to134kBtuh-11p5eer-woutPreEcono | MBT | Ex | CZ02 | cDXGF | SWHC013-02 | DEER2020 | D20v1 | 2020-11-09 | Cap-Tons | 1 |  | None | 501 | 0.143 | 7.38 | 22.5 | 0.0207 | 0 | [6 empty] | DEER:HVAC_Split-Package_AC | Annual
Any | NE-HVAC-airAC-SpltPkg-65to134kBtuh-11p5eer-woutPreEcono | MBT | Ex | CZ03 | cDXGF | SWHC013-02 | DEER2020 | D20v1 | 2020-11-09 | Cap-Tons | 1 |  | None | 506 | 0.11 | 4.52 | 13.2 | 0.0111 | 0 | [6 empty] | DEER:HVAC_Split-Package_AC | Annual
Any | NE-HVAC-airAC-SpltPkg-65to134kBtuh-11p5eer-woutPreEcono | MBT | Ex | CZ04 | cDXGF | SWHC013-02 | DEER2020 | D20v1 | 2020-11-09 | Cap-Tons | 1 |  | None | 487 | 0.133 | 4.76 | 24.7 | 0.0179 | 0 | [6 empty] | DEER:HVAC_Split-Package_AC | Annual
Any | NE-HVAC-airAC-SpltPkg-65to134kBtuh-11p5eer-woutPreEcono | MBT | Ex | CZ05 | cDXGF | SWHC013-02 | DEER2020 | D20v1 | 2020-11-09 | Cap-Tons | 1 |  | None | 470 | 0.0875 | 4.84 | 14.3 | 0.00746 | 0 | [6 empty] | DEER:HVAC_Split-Package_AC | Annual
Any | NE-HVAC-airAC-SpltPkg-65to134kBtuh-11p5eer-woutPreEcono | MBT | Ex | CZ06 | cDXGF | SWHC013-02 | DEER2020 | D20v1 | 2020-11-09 | Cap-Tons | 1 |  | None | 443 | 0.112 | 2.17 | 25.3 | 0.0146 | 0 | [6 empty] | DEER:HVAC_Split-Package_AC | Annual
Any | NE-HVAC-airAC-SpltPkg-65to134kBtuh-11p5eer-woutPreEcono | MBT | Ex | CZ07 | cDXGF | SWHC013-02 | DEER2020 | D20v1 | 2020-11-09 | Cap-Tons | 1 |  | None | 455 | 0.0993 | 1.65 | 22.1 | 0.0116 | 0 | [6 empty] | DEER:HVAC_Split-Package_AC | Annual
Any | NE-HVAC-airAC-SpltPkg-65to134kBtuh-11p5eer-woutPreEcono | MBT | Ex | CZ08 | cDXGF | SWHC013-02 | DEER2020 | D20v1 | 2020-11-09 | Cap-Tons | 1 |  | None | 469 | 0.121 | 1.99 | 29.7 | 0.015 | 0 | [6 empty] | DEER:HVAC_Split-Package_AC | Annual
Any | NE-HVAC-airAC-SpltPkg-65to134kBtuh-11p5eer-woutPreEcono | MBT | Ex | CZ09 | cDXGF | SWHC013-02 | DEER2020 | D20v1 | 2020-11-09 | Cap-Tons | 1 |  | None | 483 | 0.147 | 3 | 26.3 | 0.019 | 0 | [6 empty] | DEER:HVAC_Split-Package_AC | Annual
Any | NE-HVAC-airAC-SpltPkg-65to134kBtuh-11p5eer-woutPreEcono | MBT | Ex | CZ10 | cDXGF | SWHC013-02 | DEER2020 | D20v1 | 2020-11-09 | Cap-Tons | 1 |  | None | 503 | 0.153 | 3.22 | 30.5 | 0.0204 | 0 | [6 empty] | DEER:HVAC_Split-Package_AC | Annual
Any | NE-HVAC-airAC-SpltPkg-65to134kBtuh-11p5eer-woutPreEcono | MBT | Ex | CZ11 | cDXGF | SWHC013-02 | DEER2020 | D20v1 | 2020-11-09 | Cap-Tons | 1 |  | None | 499 | 0.157 | 5.77 | 27.9 | 0.0225 | 0 | [6 empty] | DEER:HVAC_Split-Package_AC | Annual
Any | NE-HVAC-airAC-SpltPkg-65to134kBtuh-11p5eer-woutPreEcono | MBT | Ex | CZ12 | cDXGF | SWHC013-02 | DEER2020 | D20v1 | 2020-11-09 | Cap-Tons | 1 |  | None | 509 | 0.157 | 6.02 | 24.8 | 0.0215 | 0 | [6 empty] | DEER:HVAC_Split-Package_AC | Annual
Any | NE-HVAC-airAC-SpltPkg-65to134kBtuh-11p5eer-woutPreEcono | MBT | Ex | CZ13 | cDXGF | SWHC013-02 | DEER2020 | D20v1 | 2020-11-09 | Cap-Tons | 1 |  | None | 507 | 0.16 | 5.37 | 29.3 | 0.02 | 0 | [6 empty] | DEER:HVAC_Split-Package_AC | Annual
Any | NE-HVAC-airAC-SpltPkg-65to134kBtuh-11p5eer-woutPreEcono | MBT | Ex | CZ14 | cDXGF | SWHC013-02 | DEER2020 | D20v1 | 2020-11-09 | Cap-Tons | 1 |  | None | 493 | 0.15 | 6.19 | 29.2 | 0.0183 | 0 | [6 empty] | DEER:HVAC_Split-Package_AC | Annual
Any | NE-HVAC-airAC-SpltPkg-65to134kBtuh-11p5eer-woutPreEcono | MBT | Ex | CZ15 | cDXGF | SWHC013-02 | DEER2020 | D20v1 | 2020-11-09 | Cap-Tons | 1 |  | None | 520 | 0.167 | 0.991 | 42.4 | 0.0194 | 0 | [6 empty] | DEER:HVAC_Split-Package_AC | Annual
Any | NE-HVAC-airAC-SpltPkg-65to134kBtuh-11p5eer-woutPreEcono | MBT | Ex | CZ16 | cDXGF | SWHC013-02 | DEER2020 | D20v1 | 2020-11-09 | Cap-Tons | 1 |  | None | 448 | 0.111 | 13.8 | 16.1 | 0.0127 | 0 | [6 empty] | DEER:HVAC_Split-Package_AC | Annual
Any | NE-HVAC-airAC-SpltPkg-65to134kBtuh-11p5eer-woutPreEcono | MBT | New | CZ01 | cDXGF | SWHC013-02 | DEER2020 | D20v1 | 2020-11-09 | Cap-Tons | 1 |  | None | 6.82 | 0.00382 | 0 | 6.82 | 0.00382 | 0 | [6 empty] | DEER:HVAC_Split-Package_AC | Annual
Any | NE-HVAC-airAC-SpltPkg-65to134kBtuh-11p5eer-woutPreEcono | MBT | New | CZ02 | cDXGF | SWHC013-02 | DEER2020 | D20v1 | 2020-11-09 | Cap-Tons | 1 |  | None | 22.9 | 0.0209 | 0 | 22.9 | 0.0209 | 0 | [6 empty] | DEER:HVAC_Split-Package_AC | Annual
Any | NE-HVAC-airAC-SpltPkg-65to134kBtuh-11p5eer-woutPreEcono | MBT | New | CZ03 | cDXGF | SWHC013-02 | DEER2020 | D20v1 | 2020-11-09 | Cap-Tons | 1 |  | None | 13.5 | 0.0107 | 0 | 13.5 | 0.0107 | 0 | [6 empty] | DEER:HVAC_Split-Package_AC | Annual
Any | NE-HVAC-airAC-SpltPkg-65to134kBtuh-11p5eer-woutPreEcono | MBT | New | CZ04 | cDXGF | SWHC013-02 | DEER2020 | D20v1 | 2020-11-09 | Cap-Tons | 1 |  | None | 25.3 | 0.0182 | 0 | 25.3 | 0.0182 | 0 | [6 empty] | DEER:HVAC_Split-Package_AC | Annual
Any | NE-HVAC-airAC-SpltPkg-65to134kBtuh-11p5eer-woutPreEcono | MBT | New | CZ05 | cDXGF | SWHC013-02 | DEER2020 | D20v1 | 2020-11-09 | Cap-Tons | 1 |  | None | 14.7 | 0.00741 | 0 | 14.7 | 0.00741 | 0 | [6 empty] | DEER:HVAC_Split-Package_AC | Annual
Any | NE-HVAC-airAC-SpltPkg-65to134kBtuh-11p5eer-woutPreEcono | MBT | New | CZ06 | cDXGF | SWHC013-02 | DEER2020 | D20v1 | 2020-11-09 | Cap-Tons | 1 |  | None | 25.6 | 0.0146 | 0 | 25.6 | 0.0146 | 0 | [6 empty] | DEER:HVAC_Split-Package_AC | Annual
Any | NE-HVAC-airAC-SpltPkg-65to134kBtuh-12p0eer-woutPreEcono | Htl | New | CZ15 | cDXGF | SWHC013-02 | DEER2020 | D20v1 | 2020-11-09 | Cap-Tons | 1 |  | None | 131 | 0.0555 | 0 | 131 | 0.0555 | 0 | [6 empty] | DEER:HVAC_Split-Package_AC | Annual
Any | NE-HVAC-airAC-SpltPkg-65to134kBtuh-12p0eer-woutPreEcono | Asm | Ex | CZ12 | cDXGF | SWHC013-02 | DEER2020 | D20v1 | 2020-11-09 | Cap-Tons | 1 |  | None | 500 | 0.183 | 14.5 | 65.1 | 0.0693 | 0 | [6 empty] | DEER:HVAC_Split-Package_AC | Annual
Any | NE-HVAC-airAC-SpltPkg-65to134kBtuh-12p0eer-woutPreEcono | Asm | Ex | CZ13 | cDXGF | SWHC013-02 | DEER2020 | D20v1 | 2020-11-09 | Cap-Tons | 1 |  | None | 542 | 0.197 | 15.4 | 77.8 | 0.0616 | 0 | [6 empty] | DEER:HVAC_Split-Package_AC | Annual
Any | NE-HVAC-airAC-SpltPkg-65to134kBtuh-12p0eer-woutPreEcono | Asm | Ex | CZ14 | cDXGF | SWHC013-02 | DEER2020 | D20v1 | 2020-11-09 | Cap-Tons | 1 |  | None | 547 | 0.208 | 16.1 | 74.2 | 0.0514 | 0 | [6 empty] | DEER:HVAC_Split-Package_AC | Annual
Any | NE-HVAC-airAC-SpltPkg-65to134kBtuh-12p0eer-woutPreEcono | Asm | Ex | CZ15 | cDXGF | SWHC013-02 | DEER2020 | D20v1 | 2020-11-09 | Cap-Tons | 1 |  | None | 654 | 0.236 | 2.79 | 110 | 0.0528 | 0 | [6 empty] | DEER:HVAC_Split-Package_AC | Annual
Any | NE-HVAC-airAC-SpltPkg-65to134kBtuh-12p0eer-woutPreEcono | Asm | Ex | CZ16 | cDXGF | SWHC013-02 | DEER2020 | D20v1 | 2020-11-09 | Cap-Tons | 1 |  | None | 439 | 0.152 | 24.2 | 33.1 | 0.0368 | 0 | [6 empty] | DEER:HVAC_Split-Package_AC | Annual
Any | NE-HVAC-airAC-SpltPkg-65to134kBtuh-12p0eer-woutPreEcono | Asm | New | CZ01 | cDXGF | SWHC013-02 | DEER2020 | D20v1 | 2020-11-09 | Cap-Tons | 1 |  | None | 5.76 | 0.00922 | 0 | 5.76 | 0.00922 | 0 | [6 empty] | DEER:HVAC_Split-Package_AC | Annual
Any | NE-HVAC-airAC-SpltPkg-65to134kBtuh-12p0eer-woutPreEcono | Asm | New | CZ02 | cDXGF | SWHC013-02 | DEER2020 | D20v1 | 2020-11-09 | Cap-Tons | 1 |  | None | 59.2 | 0.0673 | 0 | 59.2 | 0.0673 | 0 | [6 empty] | DEER:HVAC_Split-Package_AC | Annual
Any | NE-HVAC-airAC-SpltPkg-65to134kBtuh-12p0eer-woutPreEcono | Asm | New | CZ03 | cDXGF | SWHC013-02 | DEER2020 | D20v1 | 2020-11-09 | Cap-Tons | 1 |  | None | 19.2 | 0.0321 | 0 | 19.2 | 0.0321 | 0 | [6 empty] | DEER:HVAC_Split-Package_AC | Annual
Any | NE-HVAC-airAC-SpltPkg-65to134kBtuh-12p0eer-woutPreEcono | Asm | New | CZ04 | cDXGF | SWHC013-02 | DEER2020 | D20v1 | 2020-11-09 | Cap-Tons | 1 |  | None | 64.6 | 0.0588 | 0 | 64.6 | 0.0588 | 0 | [6 empty] | DEER:HVAC_Split-Package_AC | Annual
Any | NE-HVAC-airAC-SpltPkg-65to134kBtuh-12p0eer-woutPreEcono | Asm | New | CZ05 | cDXGF | SWHC013-02 | DEER2020 | D20v1 | 2020-11-09 | Cap-Tons | 1 |  | None | 20.3 | 0.0197 | 0 | 20.3 | 0.0197 | 0 | [6 empty] | DEER:HVAC_Split-Package_AC | Annual
Any | NE-HVAC-airAC-SpltPkg-65to134kBtuh-12p0eer-woutPreEcono | Asm | New | CZ06 | cDXGF | SWHC013-02 | DEER2020 | D20v1 | 2020-11-09 | Cap-Tons | 1 |  | None | 47.3 | 0.045 | 0 | 47.3 | 0.045 | 0 | [6 empty] | DEER:HVAC_Split-Package_AC | Annual
Any | NE-HVAC-airAC-SpltPkg-65to134kBtuh-12p0eer-woutPreEcono | Asm | New | CZ07 | cDXGF | SWHC013-02 | DEER2020 | D20v1 | 2020-11-09 | Cap-Tons | 1 |  | None | 37.7 | 0.0347 | 0 | 37.7 | 0.0347 | 0 | [6 empty] | DEER:HVAC_Split-Package_AC | Annual
Any | NE-HVAC-airAC-SpltPkg-65to134kBtuh-12p0eer-woutPreEcono | Asm | New | CZ08 | cDXGF | SWHC013-02 | DEER2020 | D20v1 | 2020-11-09 | Cap-Tons | 1 |  | None | 65.9 | 0.0471 | 0 | 65.9 | 0.0471 | 0 | [6 empty] | DEER:HVAC_Split-Package_AC | Annual
Any | NE-HVAC-airAC-SpltPkg-65to134kBtuh-12p0eer-woutPreEcono | Asm | New | CZ09 | cDXGF | SWHC013-02 | DEER2020 | D20v1 | 2020-11-09 | Cap-Tons | 1 |  | None | 60.4 | 0.0582 | 0 | 60.4 | 0.0582 | 0 | [6 empty] | DEER:HVAC_Split-Package_AC | Annual
Any | NE-HVAC-airAC-SpltPkg-65to134kBtuh-12p0eer-woutPreEcono | Asm | New | CZ10 | cDXGF | SWHC013-02 | DEER2020 | D20v1 | 2020-11-09 | Cap-Tons | 1 |  | None | 74.2 | 0.0644 | 0 | 74.2 | 0.0644 | 0 | [6 empty] | DEER:HVAC_Split-Package_AC | Annual
Any | NE-HVAC-airAC-SpltPkg-65to134kBtuh-12p0eer-woutPreEcono | Asm | New | CZ11 | cDXGF | SWHC013-02 | DEER2020 | D20v1 | 2020-11-09 | Cap-Tons | 1 |  | None | 73.6 | 0.0639 | 0 | 73.6 | 0.0639 | 0 | [6 empty] | DEER:HVAC_Split-Package_AC | Annual
Any | NE-HVAC-airAC-SpltPkg-65to134kBtuh-12p0eer-woutPreEcono | Asm | New | CZ12 | cDXGF | SWHC013-02 | DEER2020 | D20v1 | 2020-11-09 | Cap-Tons | 1 |  | None | 64.1 | 0.069 | 0 | 64.1 | 0.069 | 0 | [6 empty] | DEER:HVAC_Split-Package_AC | Annual
Any | NE-HVAC-airAC-SpltPkg-65to134kBtuh-12p0eer-woutPreEcono | Asm | New | CZ13 | cDXGF | SWHC013-02 | DEER2020 | D20v1 | 2020-11-09 | Cap-Tons | 1 |  | None | 76.5 | 0.0611 | 0 | 76.5 | 0.0611 | 0 | [6 empty] | DEER:HVAC_Split-Package_AC | Annual
Any | NE-HVAC-airAC-SpltPkg-65to134kBtuh-12p0eer-woutPreEcono | Asm | New | CZ14 | cDXGF | SWHC013-02 | DEER2020 | D20v1 | 2020-11-09 | Cap-Tons | 1 |  | None | 73 | 0.0502 | 0 | 73 | 0.0502 | 0 | [6 empty] | DEER:HVAC_Split-Package_AC | Annual
Any | NE-HVAC-airAC-SpltPkg-65to134kBtuh-12p0eer-woutPreEcono | Asm | New | CZ15 | cDXGF | SWHC013-02 | DEER2020 | D20v1 | 2020-11-09 | Cap-Tons | 1 |  | None | 107 | 0.0516 | 0 | 107 | 0.0516 | 0 | [6 empty] | DEER:HVAC_Split-Package_AC | Annual
Any | NE-HVAC-airAC-SpltPkg-65to134kBtuh-12p0eer-woutPreEcono | Asm | New | CZ16 | cDXGF | SWHC013-02 | DEER2020 | D20v1 | 2020-11-09 | Cap-Tons | 1 |  | None | 32.6 | 0.0367 | 0 | 32.6 | 0.0367 | 0 | [6 empty] | DEER:HVAC_Split-Package_AC | Annual
Any | NE-HVAC-airAC-SpltPkg-65to134kBtuh-12p0eer-woutPreEcono | Com | New | CZ02 | cDXGF | SWHC013-02 | DEER2020 | D20v1 | 2020-11-09 | Cap-Tons | 1 |  | None | 40.8 | 0.041 | 0 | 40.8 | 0.041 | 0 | [6 empty] | DEER:HVAC_Split-Package_AC | Annual
Any | NE-HVAC-airAC-SpltPkg-65to134kBtuh-12p0eer-woutPreEcono | Com | New | CZ03 | cDXGF | SWHC013-02 | DEER2020 | D20v1 | 2020-11-09 | Cap-Tons | 1 |  | None | 19.8 | 0.02 | 0 | 19.8 | 0.02 | 0 | [6 empty] | DEER:HVAC_Split-Package_AC | Annual
Any | NE-HVAC-airAC-SpltPkg-65to134kBtuh-12p0eer-woutPreEcono | Com | New | CZ04 | cDXGF | SWHC013-02 | DEER2020 | D20v1 | 2020-11-09 | Cap-Tons | 1 |  | None | 45.2 | 0.035 | 0 | 45.2 | 0.035 | 0 | [6 empty] | DEER:HVAC_Split-Package_AC | Annual
Any | NE-HVAC-airAC-SpltPkg-65to134kBtuh-12p0eer-woutPreEcono | Com | New | CZ05 | cDXGF | SWHC013-02 | DEER2020 | D20v1 | 2020-11-09 | Cap-Tons | 1 |  | None | 21.5 | 0.016 | 0 | 21.5 | 0.016 | 0 | [6 empty] | DEER:HVAC_Split-Package_AC | Annual
Any | NE-HVAC-airAC-SpltPkg-65to134kBtuh-12p0eer-woutPreEcono | Com | New | CZ06 | cDXGF | SWHC013-02 | DEER2020 | D20v1 | 2020-11-09 | Cap-Tons | 1 |  | None | 47.9 | 0.033 | 0 | 47.9 | 0.033 | 0 | [6 empty] | DEER:HVAC_Split-Package_AC | Annual
Any | NE-HVAC-airAC-SpltPkg-65to134kBtuh-12p0eer-woutPreEcono | Com | New | CZ07 | cDXGF | SWHC013-02 | DEER2020 | D20v1 | 2020-11-09 | Cap-Tons | 1 |  | None | 39.8 | 0.026 | 0 | 39.8 | 0.026 | 0 | [6 empty] | DEER:HVAC_Split-Package_AC | Annual
Any | NE-HVAC-airAC-SpltPkg-65to134kBtuh-12p0eer-woutPreEcono | Com | New | CZ08 | cDXGF | SWHC013-02 | DEER2020 | D20v1 | 2020-11-09 | Cap-Tons | 1 |  | None | 55.9 | 0.033 | 0 | 55.9 | 0.033 | 0 | [6 empty] | DEER:HVAC_Split-Package_AC | Annual
Any | NE-HVAC-airAC-SpltPkg-65to134kBtuh-12p0eer-woutPreEcono | Com | New | CZ09 | cDXGF | SWHC013-02 | DEER2020 | D20v1 | 2020-11-09 | Cap-Tons | 1 |  | None | 52.1 | 0.04 | 0 | 52.1 | 0.04 | 0 | [6 empty] | DEER:HVAC_Split-Package_AC | Annual
Any | NE-HVAC-airAC-SpltPkg-65to134kBtuh-12p0eer-woutPreEcono | Com | New | CZ10 | cDXGF | SWHC013-02 | DEER2020 | D20v1 | 2020-11-09 | Cap-Tons | 1 |  | None | 56.1 | 0.044 | 0 | 56.1 | 0.044 | 0 | [6 empty] | DEER:HVAC_Split-Package_AC | Annual
Any | NE-HVAC-airAC-SpltPkg-65to134kBtuh-12p0eer-woutPreEcono | Com | New | CZ11 | cDXGF | SWHC013-02 | DEER2020 | D20v1 | 2020-11-09 | Cap-Tons | 1 |  | None | 58.2 | 0.044 | 0 | 58.2 | 0.044 | 0 | [6 empty] | DEER:HVAC_Split-Package_AC | Annual
Any | NE-HVAC-airAC-SpltPkg-65to134kBtuh-12p0eer-woutPreEcono | Com | New | CZ12 | cDXGF | SWHC013-02 | DEER2020 | D20v1 | 2020-11-09 | Cap-Tons | 1 |  | None | 48.4 | 0.041 | 0 | 48.4 | 0.041 | 0 | [6 empty] | DEER:HVAC_Split-Package_AC | Annual
Any | NE-HVAC-airAC-SpltPkg-65to134kBtuh-12p0eer-woutPreEcono | Com | New | CZ13 | cDXGF | SWHC013-02 | DEER2020 | D20v1 | 2020-11-09 | Cap-Tons | 1 |  | None | 61.3 | 0.039 | 0 | 61.3 | 0.039 | 0 | [6 empty] | DEER:HVAC_Split-Package_AC | Annual
Any | NE-HVAC-airAC-SpltPkg-65to134kBtuh-12p0eer-woutPreEcono | Com | New | CZ14 | cDXGF | SWHC013-02 | DEER2020 | D20v1 | 2020-11-09 | Cap-Tons | 1 |  | None | 61.7 | 0.039 | 0 | 61.7 | 0.039 | 0 | [6 empty] | DEER:HVAC_Split-Package_AC | Annual
Any | NE-HVAC-airAC-SpltPkg-65to134kBtuh-12p0eer-woutPreEcono | Com | New | CZ15 | cDXGF | SWHC013-02 | DEER2020 | D20v1 | 2020-11-09 | Cap-Tons | 1 |  | None | 98.5 | 0.042 | 0 | 98.5 | 0.042 | 0 | [6 empty] | DEER:HVAC_Split-Package_AC | Annual
Any | NE-HVAC-airAC-SpltPkg-65to134kBtuh-12p0eer-woutPreEcono | Com | New | CZ16 | cDXGF | SWHC013-02 | DEER2020 | D20v1 | 2020-11-09 | Cap-Tons | 1 |  | None | 26.9 | 0.025 | 0 | 26.9 | 0.025 | 0 | [6 empty] | DEER:HVAC_Split-Package_AC | Annual
Any | NE-HVAC-airAC-SpltPkg-65to134kBtuh-12p0eer-woutPreEcono | ECC | New | CZ08 | cDXGF | SWHC013-02 | DEER2020 | D20v1 | 2020-11-09 | Cap-Tons | 1 |  | None | 51.8 | 0.044 | 0 | 51.8 | 0.044 | 0 | [6 empty] | DEER:HVAC_Split-Package_AC | Annual
Any | NE-HVAC-airAC-SpltPkg-65to134kBtuh-12p0eer-woutPreEcono | ECC | New | CZ09 | cDXGF | SWHC013-02 | DEER2020 | D20v1 | 2020-11-09 | Cap-Tons | 1 |  | None | 45.4 | 0.0532 | 0 | 45.4 | 0.0532 | 0 | [6 empty] | DEER:HVAC_Split-Package_AC | Annual
Any | NE-HVAC-airAC-SpltPkg-65to134kBtuh-12p0eer-woutPreEcono | ECC | New | CZ10 | cDXGF | SWHC013-02 | DEER2020 | D20v1 | 2020-11-09 | Cap-Tons | 1 |  | None | 54.1 | 0.0577 | 0 | 54.1 | 0.0577 | 0 | [6 empty] | DEER:HVAC_Split-Package_AC | Annual
Any | NE-HVAC-airAC-SpltPkg-65to134kBtuh-12p0eer-woutPreEcono | ECC | New | CZ11 | cDXGF | SWHC013-02 | DEER2020 | D20v1 | 2020-11-09 | Cap-Tons | 1 |  | None | 57.3 | 0.0438 | 0 | 57.3 | 0.0438 | 0 | [6 empty] | DEER:HVAC_Split-Package_AC | Annual
Any | NE-HVAC-airAC-SpltPkg-65to134kBtuh-12p0eer-woutPreEcono | ECC | New | CZ12 | cDXGF | SWHC013-02 | DEER2020 | D20v1 | 2020-11-09 | Cap-Tons | 1 |  | None | 49.8 | 0.0432 | 0 | 49.8 | 0.0432 | 0 | [6 empty] | DEER:HVAC_Split-Package_AC | Annual
Any | NE-HVAC-airAC-SpltPkg-65to134kBtuh-12p0eer-woutPreEcono | ECC | New | CZ13 | cDXGF | SWHC013-02 | DEER2020 | D20v1 | 2020-11-09 | Cap-Tons | 1 |  | None | 60.2 | 0.0392 | 0 | 60.2 | 0.0392 | 0 | [6 empty] | DEER:HVAC_Split-Package_AC | Annual
Any | NE-HVAC-airAC-SpltPkg-65to134kBtuh-12p0eer-woutPreEcono | ECC | New | CZ14 | cDXGF | SWHC013-02 | DEER2020 | D20v1 | 2020-11-09 | Cap-Tons | 1 |  | None | 54.5 | 0.0498 | 0 | 54.5 | 0.0498 | 0 | [6 empty] | DEER:HVAC_Split-Package_AC | Annual
Any | NE-HVAC-airAC-SpltPkg-65to134kBtuh-12p0eer-woutPreEcono | ECC | New | CZ15 | cDXGF | SWHC013-02 | DEER2020 | D20v1 | 2020-11-09 | Cap-Tons | 1 |  | None | 83.3 | 0.0509 | 0 | 83.3 | 0.0509 | 0 | [6 empty] | DEER:HVAC_Split-Package_AC | Annual
Any | NE-HVAC-airAC-SpltPkg-65to134kBtuh-12p0eer-woutPreEcono | ECC | New | CZ16 | cDXGF | SWHC013-02 | DEER2020 | D20v1 | 2020-11-09 | Cap-Tons | 1 |  | None | 24.4 | 0.0211 | 0 | 24.4 | 0.0211 | 0 | [6 empty] | DEER:HVAC_Split-Package_AC | Annual
Any | NE-HVAC-airAC-SpltPkg-65to134kBtuh-12p0eer-woutPreEcono | EPr | New | CZ14 | cDXGF | SWHC013-02 | DEER2020 | D20v1 | 2020-11-09 | Cap-Tons | 1 |  | None | 33.8 | 0.029 | 0 | 33.8 | 0.029 | 0 | [6 empty] | DEER:HVAC_Split-Package_AC | Annual
Any | NE-HVAC-airAC-SpltPkg-65to134kBtuh-12p0eer-woutPreEcono | EPr | New | CZ15 | cDXGF | SWHC013-02 | DEER2020 | D20v1 | 2020-11-09 | Cap-Tons | 1 |  | None | 53 | 0.029 | 0 | 53 | 0.029 | 0 | [6 empty] | DEER:HVAC_Split-Package_AC | Annual
Any | NE-HVAC-airAC-SpltPkg-65to134kBtuh-12p0eer-woutPreEcono | EPr | New | CZ16 | cDXGF | SWHC013-02 | DEER2020 | D20v1 | 2020-11-09 | Cap-Tons | 1 |  | None | 14 | 0.00052 | 0 | 14 | 0.00052 | 0 | [6 empty] | DEER:HVAC_Split-Package_AC | Annual
Any | NE-HVAC-airAC-SpltPkg-65to134kBtuh-12p0eer-woutPreEcono | ESe | Ex | CZ01 | cDXGF | SWHC013-02 | DEER2020 | D20v1 | 2020-11-09 | Cap-Tons | 1 |  | None | 290 | 0.0625 | 16.3 | 5.6 | 0.00539 | 0 | [6 empty] | DEER:HVAC_Split-Package_AC | Annual
Any | NE-HVAC-airAC-SpltPkg-65to134kBtuh-12p0eer-woutPreEcono | ESe | Ex | CZ02 | cDXGF | SWHC013-02 | DEER2020 | D20v1 | 2020-11-09 | Cap-Tons | 1 |  | None | 336 | 0.0138 | 12.9 | 27.3 | 0.0101 | 0 | [6 empty] | DEER:HVAC_Split-Package_AC | Annual
Any | NE-HVAC-airAC-SpltPkg-65to134kBtuh-12p0eer-woutPreEcono | ESe | Ex | CZ03 | cDXGF | SWHC013-02 | DEER2020 | D20v1 | 2020-11-09 | Cap-Tons | 1 |  | None | 310 | 0.00485 | 6.79 | 13.6 | 0.00285 | 0 | [6 empty] | DEER:HVAC_Split-Package_AC | Annual
Any | NE-HVAC-airAC-SpltPkg-65to134kBtuh-12p0eer-woutPreEcono | ESe | Ex | CZ04 | cDXGF | SWHC013-02 | DEER2020 | D20v1 | 2020-11-09 | Cap-Tons | 1 |  | None | 349 | 0.117 | 7.8 | 31.5 | 0.0305 | 0 | [6 empty] | DEER:HVAC_Split-Package_AC | Annual
Any | NE-HVAC-airAC-SpltPkg-65to134kBtuh-12p0eer-woutPreEcono | ESe | Ex | CZ05 | cDXGF | SWHC013-02 | DEER2020 | D20v1 | 2020-11-09 | Cap-Tons | 1 |  | None | 322 | 0.072 | 6.48 | 15.8 | 0.0121 | 0 | [6 empty] | DEER:HVAC_Split-Package_AC | Annual
Any | NE-HVAC-airAC-SpltPkg-65to134kBtuh-12p0eer-woutPreEcono | ESe | Ex | CZ06 | cDXGF | SWHC013-02 | DEER2020 | D20v1 | 2020-11-09 | Cap-Tons | 1 |  | None | 338 | 0.0996 | 3.11 | 28.9 | 0.0228 | 0 | [6 empty] | DEER:HVAC_Split-Package_AC | Annual
Any | NE-HVAC-airAC-SpltPkg-65to134kBtuh-12p0eer-woutPreEcono | EUn | Ex | CZ01 | cDXGF | SWHC013-02 | DEER2020 | D20v1 | 2020-11-09 | Cap-Tons | 1 |  | None | 457 | 0.132 | 12.6 | 8.02 | 0.014 | 0 | [6 empty] | DEER:HVAC_Split-Package_AC | Annual
Any | NE-HVAC-airAC-SpltPkg-65to134kBtuh-12p0eer-woutPreEcono | EUn | Ex | CZ02 | cDXGF | SWHC013-02 | DEER2020 | D20v1 | 2020-11-09 | Cap-Tons | 1 |  | None | 537 | 0.194 | 11.6 | 48.4 | 0.0532 | 0 | [6 empty] | DEER:HVAC_Split-Package_AC | Annual
Any | NE-HVAC-airAC-SpltPkg-65to134kBtuh-12p0eer-woutPreEcono | EUn | Ex | CZ03 | cDXGF | SWHC013-02 | DEER2020 | D20v1 | 2020-11-09 | Cap-Tons | 1 |  | None | 503 | 0.135 | 6.55 | 20.8 | 0.0257 | 0 | [6 empty] | DEER:HVAC_Split-Package_AC | Annual
Any | NE-HVAC-airAC-SpltPkg-65to134kBtuh-12p0eer-woutPreEcono | EUn | Ex | CZ04 | cDXGF | SWHC013-02 | DEER2020 | D20v1 | 2020-11-09 | Cap-Tons | 1 |  | None | 531 | 0.164 | 7.59 | 50.5 | 0.0573 | 0 | [6 empty] | DEER:HVAC_Split-Package_AC | Annual
Any | NE-HVAC-airAC-SpltPkg-65to134kBtuh-12p0eer-woutPreEcono | EUn | Ex | CZ05 | cDXGF | SWHC013-02 | DEER2020 | D20v1 | 2020-11-09 | Cap-Tons | 1 |  | None | 495 | 0.124 | 6.48 | 22.1 | 0.0221 | 0 | [6 empty] | DEER:HVAC_Split-Package_AC | Annual
Any | NE-HVAC-airAC-SpltPkg-65to134kBtuh-12p0eer-woutPreEcono | EUn | Ex | CZ06 | cDXGF | SWHC013-02 | DEER2020 | D20v1 | 2020-11-09 | Cap-Tons | 1 |  | None | 513 | 0.154 | 3.19 | 46.1 | 0.0423 | 0 | [6 empty] | DEER:HVAC_Split-Package_AC | Annual
Any | NE-HVAC-airAC-SpltPkg-65to134kBtuh-12p0eer-woutPreEcono | EUn | Ex | CZ07 | cDXGF | SWHC013-02 | DEER2020 | D20v1 | 2020-11-09 | Cap-Tons | 1 |  | None | 533 | 0.143 | 2.4 | 39.1 | 0.035 | 0 | [6 empty] | DEER:HVAC_Split-Package_AC | Annual
Any | NE-HVAC-airAC-SpltPkg-65to134kBtuh-12p0eer-woutPreEcono | EUn | Ex | CZ08 | cDXGF | SWHC013-02 | DEER2020 | D20v1 | 2020-11-09 | Cap-Tons | 1 |  | None | 529 | 0.158 | 3.32 | 62.3 | 0.0471 | 0 | [6 empty] | DEER:HVAC_Split-Package_AC | Annual
Any | NE-HVAC-airAC-SpltPkg-65to134kBtuh-12p0eer-woutPreEcono | EUn | Ex | CZ09 | cDXGF | SWHC013-02 | DEER2020 | D20v1 | 2020-11-09 | Cap-Tons | 1 |  | None | 545 | 0.18 | 3.52 | 54.9 | 0.057 | 0 | [6 empty] | DEER:HVAC_Split-Package_AC | Annual
Any | NE-HVAC-airAC-SpltPkg-65to134kBtuh-12p0eer-woutPreEcono | EUn | Ex | CZ10 | cDXGF | SWHC013-02 | DEER2020 | D20v1 | 2020-11-09 | Cap-Tons | 1 |  | None | 571 | 0.184 | 4.43 | 65.6 | 0.0623 | 0 | [6 empty] | DEER:HVAC_Split-Package_AC | Annual
Any | NE-HVAC-airAC-SpltPkg-65to134kBtuh-12p0eer-woutPreEcono | EUn | Ex | CZ11 | cDXGF | SWHC013-02 | DEER2020 | D20v1 | 2020-11-09 | Cap-Tons | 1 |  | None | 586 | 0.212 | 7.92 | 68.9 | 0.0607 | 0 | [6 empty] | DEER:HVAC_Split-Package_AC | Annual
Any | NE-HVAC-airAC-SpltPkg-65to134kBtuh-12p0eer-woutPreEcono | EUn | Ex | CZ12 | cDXGF | SWHC013-02 | DEER2020 | D20v1 | 2020-11-09 | Cap-Tons | 1 |  | None | 564 | 0.204 | 8.72 | 60.6 | 0.0603 | 0 | [6 empty] | DEER:HVAC_Split-Package_AC | Annual
Any | NE-HVAC-airAC-SpltPkg-65to134kBtuh-12p0eer-woutPreEcono | Gro | Ex | CZ01 | cDXGF | SWHC013-02 | DEER2020 | D20v1 | 2020-11-09 | Cap-Tons | 1 |  | None | 1020 | 0.169 | 50.4 | 0.85 | 0.00528 | 0 | [6 empty] | DEER:HVAC_Split-Package_AC | Annual
Any | NE-HVAC-airAC-SpltPkg-65to134kBtuh-12p0eer-woutPreEcono | Gro | Ex | CZ02 | cDXGF | SWHC013-02 | DEER2020 | D20v1 | 2020-11-09 | Cap-Tons | 1 |  | None | 711 | 0.21 | 13.4 | 20.6 | 0.0361 | 0 | [6 empty] | DEER:HVAC_Split-Package_AC | Annual
Any | NE-HVAC-airAC-SpltPkg-65to134kBtuh-12p0eer-woutPreEcono | Gro | Ex | CZ03 | cDXGF | SWHC013-02 | DEER2020 | D20v1 | 2020-11-09 | Cap-Tons | 1 |  | None | 869 | 0.178 | 13.7 | 8.82 | 0.0215 | 0 | [6 empty] | DEER:HVAC_Split-Package_AC | Annual
Any | NE-HVAC-airAC-SpltPkg-65to134kBtuh-12p0eer-woutPreEcono | Gro | Ex | CZ04 | cDXGF | SWHC013-02 | DEER2020 | D20v1 | 2020-11-09 | Cap-Tons | 1 |  | None | 735 | 0.201 | 8.56 | 24.2 | 0.0332 | 0 | [6 empty] | DEER:HVAC_Split-Package_AC | Annual
Any | NE-HVAC-airAC-SpltPkg-65to134kBtuh-12p0eer-woutPreEcono | Gro | Ex | CZ05 | cDXGF | SWHC013-02 | DEER2020 | D20v1 | 2020-11-09 | Cap-Tons | 1 |  | None | 951 | 0.157 | 18.6 | 8.4 | 0.0119 | 0 | [6 empty] | DEER:HVAC_Split-Package_AC | Annual
Any | NE-HVAC-airAC-SpltPkg-65to134kBtuh-12p0eer-woutPreEcono | Gro | Ex | CZ06 | cDXGF | SWHC013-02 | DEER2020 | D20v1 | 2020-11-09 | Cap-Tons | 1 |  | None | 824 | 0.198 | -1.92 | 25.7 | 0.0286 | 0 | [6 empty] | DEER:HVAC_Split-Package_AC | Annual
Any | NE-HVAC-airAC-SpltPkg-65to134kBtuh-12p0eer-woutPreEcono | Gro | Ex | CZ07 | cDXGF | SWHC013-02 | DEER2020 | D20v1 | 2020-11-09 | Cap-Tons | 1 |  | None | 1080 | 0.227 | -3.35 | 26 | 0.026 | 0 | [6 empty] | DEER:HVAC_Split-Package_AC | Annual
Any | NE-HVAC-airAC-SpltPkg-65to134kBtuh-12p0eer-woutPreEcono | Gro | Ex | CZ08 | cDXGF | SWHC013-02 | DEER2020 | D20v1 | 2020-11-09 | Cap-Tons | 1 |  | None | 781 | 0.175 | -0.64 | 35.9 | 0.0285 | 0 | [6 empty] | DEER:HVAC_Split-Package_AC | Annual
Any | NE-HVAC-airAC-SpltPkg-65to134kBtuh-12p0eer-woutPreEcono | Gro | Ex | CZ09 | cDXGF | SWHC013-02 | DEER2020 | D20v1 | 2020-11-09 | Cap-Tons | 1 |  | None | 767 | 0.227 | -1.81 | 34 | 0.0382 | 0 | [6 empty] | DEER:HVAC_Split-Package_AC | Annual
Any | NE-HVAC-airAC-SpltPkg-65to134kBtuh-12p0eer-woutPreEcono | Gro | Ex | CZ10 | cDXGF | SWHC013-02 | DEER2020 | D20v1 | 2020-11-09 | Cap-Tons | 1 |  | None | 785 | 0.225 | 0.833 | 40 | 0.041 | 0 | [6 empty] | DEER:HVAC_Split-Package_AC | Annual
Any | NE-HVAC-airAC-SpltPkg-65to134kBtuh-12p0eer-woutPreEcono | Gro | Ex | CZ11 | cDXGF | SWHC013-02 | DEER2020 | D20v1 | 2020-11-09 | Cap-Tons | 1 |  | None | 780 | 0.232 | 6.76 | 44.5 | 0.0456 | 0 | [6 empty] | DEER:HVAC_Split-Package_AC | Annual
Any | NE-HVAC-airAC-SpltPkg-65to134kBtuh-12p0eer-woutPreEcono | Gro | Ex | CZ12 | cDXGF | SWHC013-02 | DEER2020 | D20v1 | 2020-11-09 | Cap-Tons | 1 |  | None | 752 | 0.228 | 5.15 | 29.2 | 0.039 | 0 | [6 empty] | DEER:HVAC_Split-Package_AC | Annual
Any | NE-HVAC-airAC-SpltPkg-65to134kBtuh-12p0eer-woutPreEcono | Gro | Ex | CZ13 | cDXGF | SWHC013-02 | DEER2020 | D20v1 | 2020-11-09 | Cap-Tons | 1 |  | None | 778 | 0.23 | 5.47 | 47.8 | 0.0414 | 0 | [6 empty] | DEER:HVAC_Split-Package_AC | Annual
Any | NE-HVAC-airAC-SpltPkg-65to134kBtuh-12p0eer-woutPreEcono | Gro | Ex | CZ14 | cDXGF | SWHC013-02 | DEER2020 | D20v1 | 2020-11-09 | Cap-Tons | 1 |  | None | 755 | 0.203 | 6.15 | 42.9 | 0.0338 | 0 | [6 empty] | DEER:HVAC_Split-Package_AC | Annual
Any | NE-HVAC-airAC-SpltPkg-65to134kBtuh-12p0eer-woutPreEcono | Gro | Ex | CZ15 | cDXGF | SWHC013-02 | DEER2020 | D20v1 | 2020-11-09 | Cap-Tons | 1 |  | None | 898 | 0.228 | -3.65 | 78.5 | 0.0393 | 0 | [6 empty] | DEER:HVAC_Split-Package_AC | Annual
Any | NE-HVAC-airAC-SpltPkg-65to134kBtuh-12p0eer-woutPreEcono | Gro | Ex | CZ16 | cDXGF | SWHC013-02 | DEER2020 | D20v1 | 2020-11-09 | Cap-Tons | 1 |  | None | 843 | 0.191 | 34.4 | 19.2 | 0.0299 | 0 | [6 empty] | DEER:HVAC_Split-Package_AC | Annual
Any | NE-HVAC-airAC-SpltPkg-65to134kBtuh-12p0eer-woutPreEcono | Gro | New | CZ01 | cDXGF | SWHC013-02 | DEER2020 | D20v1 | 2020-11-09 | Cap-Tons | 1 |  | None | 0.552 | 0.00486 | 0 | 0.552 | 0.00486 | 0 | [6 empty] | DEER:HVAC_Split-Package_AC | Annual
Any | NE-HVAC-airAC-SpltPkg-65to134kBtuh-12p0eer-woutPreEcono | Gro | New | CZ02 | cDXGF | SWHC013-02 | DEER2020 | D20v1 | 2020-11-09 | Cap-Tons | 1 |  | None | 20.1 | 0.0383 | 0 | 20.1 | 0.0383 | 0 | [6 empty] | DEER:HVAC_Split-Package_AC | Annual
Any | NE-HVAC-airAC-SpltPkg-65to134kBtuh-12p0eer-woutPreEcono | Hsp | Ex | CZ01 | cDXGF | SWHC013-02 | DEER2020 | D20v1 | 2020-11-09 | Cap-Tons | 1 |  | None | 837 | 0.144 | 22.2 | 4.68 | 0.0058 | 0 | [6 empty] | DEER:HVAC_Split-Package_AC | Annual
Any | NE-HVAC-airAC-SpltPkg-65to134kBtuh-12p0eer-woutPreEcono | Hsp | Ex | CZ02 | cDXGF | SWHC013-02 | DEER2020 | D20v1 | 2020-11-09 | Cap-Tons | 1 |  | None | 888 | 0.184 | 14.4 | 32.6 | 0.0351 | 0 | [6 empty] | DEER:HVAC_Split-Package_AC | Annual
Any | NE-HVAC-airAC-SpltPkg-65to134kBtuh-12p0eer-woutPreEcono | Hsp | Ex | CZ03 | cDXGF | SWHC013-02 | DEER2020 | D20v1 | 2020-11-09 | Cap-Tons | 1 |  | None | 836 | 0.126 | 9.19 | 14.6 | 0.022 | 0 | [6 empty] | DEER:HVAC_Split-Package_AC | Annual
Any | NE-HVAC-airAC-SpltPkg-65to134kBtuh-12p0eer-woutPreEcono | Hsp | Ex | CZ04 | cDXGF | SWHC013-02 | DEER2020 | D20v1 | 2020-11-09 | Cap-Tons | 1 |  | None | 928 | 0.172 | 10.4 | 37 | 0.0326 | 0 | [6 empty] | DEER:HVAC_Split-Package_AC | Annual
Any | NE-HVAC-airAC-SpltPkg-65to134kBtuh-12p0eer-woutPreEcono | Hsp | Ex | CZ05 | cDXGF | SWHC013-02 | DEER2020 | D20v1 | 2020-11-09 | Cap-Tons | 1 |  | None | 870 | 0.123 | 12.1 | 14.6 | 0.0139 | 0 | [6 empty] | DEER:HVAC_Split-Package_AC | Annual
Any | NE-HVAC-airAC-SpltPkg-65to134kBtuh-12p0eer-woutPreEcono | Hsp | Ex | CZ06 | cDXGF | SWHC013-02 | DEER2020 | D20v1 | 2020-11-09 | Cap-Tons | 1 |  | None | 987 | 0.16 | 4.95 | 43.7 | 0.0298 | 0 | [6 empty] | DEER:HVAC_Split-Package_AC | Annual
Any | NE-HVAC-airAC-SpltPkg-65to134kBtuh-12p0eer-woutPreEcono | Hsp | Ex | CZ07 | cDXGF | SWHC013-02 | DEER2020 | D20v1 | 2020-11-09 | Cap-Tons | 1 |  | None | 1010 | 0.143 | 1.85 | 38.4 | 0.0246 | 0 | [6 empty] | DEER:HVAC_Split-Package_AC | Annual
Any | NE-HVAC-airAC-SpltPkg-65to134kBtuh-12p0eer-woutPreEcono | Hsp | Ex | CZ08 | cDXGF | SWHC013-02 | DEER2020 | D20v1 | 2020-11-09 | Cap-Tons | 1 |  | None | 1030 | 0.165 | 3.6 | 54.1 | 0.03 | 0 | [6 empty] | DEER:HVAC_Split-Package_AC | Annual
Any | NE-HVAC-airAC-SpltPkg-65to134kBtuh-12p0eer-woutPreEcono | Hsp | Ex | CZ09 | cDXGF | SWHC013-02 | DEER2020 | D20v1 | 2020-11-09 | Cap-Tons | 1 |  | None | 996 | 0.19 | 5.07 | 60.5 | 0.0428 | 0 | [6 empty] | DEER:HVAC_Split-Package_AC | Annual
Any | NE-HVAC-airAC-SpltPkg-65to134kBtuh-12p0eer-woutPreEcono | Hsp | Ex | CZ10 | cDXGF | SWHC013-02 | DEER2020 | D20v1 | 2020-11-09 | Cap-Tons | 1 |  | None | 961 | 0.188 | 6.38 | 61.7 | 0.0417 | 0 | [6 empty] | DEER:HVAC_Split-Package_AC | Annual
Any | NE-HVAC-airAC-SpltPkg-65to134kBtuh-12p0eer-woutPreEcono | Hsp | Ex | CZ11 | cDXGF | SWHC013-02 | DEER2020 | D20v1 | 2020-11-09 | Cap-Tons | 1 |  | None | 993 | 0.204 | 13.1 | 69.4 | 0.0486 | 0 | [6 empty] | DEER:HVAC_Split-Package_AC | Annual
Any | NE-HVAC-airAC-SpltPkg-65to134kBtuh-12p0eer-woutPreEcono | Hsp | Ex | CZ12 | cDXGF | SWHC013-02 | DEER2020 | D20v1 | 2020-11-09 | Cap-Tons | 1 |  | None | 951 | 0.199 | 12 | 50.6 | 0.043 | 0 | [6 empty] | DEER:HVAC_Split-Package_AC | Annual
Any | NE-HVAC-airAC-SpltPkg-65to134kBtuh-12p0eer-woutPreEcono | Hsp | Ex | CZ13 | cDXGF | SWHC013-02 | DEER2020 | D20v1 | 2020-11-09 | Cap-Tons | 1 |  | None | 1030 | 0.207 | 11.7 | 73 | 0.0439 | 0 | [6 empty] | DEER:HVAC_Split-Package_AC | Annual
Any | NE-HVAC-airAC-SpltPkg-65to134kBtuh-12p0eer-woutPreEcono | Hsp | Ex | CZ14 | cDXGF | SWHC013-02 | DEER2020 | D20v1 | 2020-11-09 | Cap-Tons | 1 |  | None | 944 | 0.185 | 14.6 | 68.9 | 0.0394 | 0 | [6 empty] | DEER:HVAC_Split-Package_AC | Annual
Any | NE-HVAC-airAC-SpltPkg-65to134kBtuh-12p0eer-woutPreEcono | Hsp | Ex | CZ15 | cDXGF | SWHC013-02 | DEER2020 | D20v1 | 2020-11-09 | Cap-Tons | 1 |  | None | 1060 | 0.204 | 2.19 | 130 | 0.05 | 0 | [6 empty] | DEER:HVAC_Split-Package_AC | Annual
Any | NE-HVAC-airAC-SpltPkg-65to134kBtuh-12p0eer-woutPreEcono | Hsp | Ex | CZ16 | cDXGF | SWHC013-02 | DEER2020 | D20v1 | 2020-11-09 | Cap-Tons | 1 |  | None | 844 | 0.14 | 29.6 | 27.5 | 0.0242 | 0 | [6 empty] | DEER:HVAC_Split-Package_AC | Annual
Any | NE-HVAC-airAC-SpltPkg-65to134kBtuh-12p0eer-woutPreEcono | Hsp | New | CZ01 | cDXGF | SWHC013-02 | DEER2020 | D20v1 | 2020-11-09 | Cap-Tons | 1 |  | None | 4.31 | 0.00461 | 0 | 4.31 | 0.00461 | 0 | [6 empty] | DEER:HVAC_Split-Package_AC | Annual
Any | NE-HVAC-airAC-SpltPkg-65to134kBtuh-12p0eer-woutPreEcono | Hsp | New | CZ02 | cDXGF | SWHC013-02 | DEER2020 | D20v1 | 2020-11-09 | Cap-Tons | 1 |  | None | 28.7 | 0.0323 | 0 | 28.7 | 0.0323 | 0 | [6 empty] | DEER:HVAC_Split-Package_AC | Annual
Any | NE-HVAC-airAC-SpltPkg-65to134kBtuh-12p0eer-woutPreEcono | Hsp | New | CZ03 | cDXGF | SWHC013-02 | DEER2020 | D20v1 | 2020-11-09 | Cap-Tons | 1 |  | None | 11.2 | 0.0194 | 0 | 11.2 | 0.0194 | 0 | [6 empty] | DEER:HVAC_Split-Package_AC | Annual
Any | NE-HVAC-airAC-SpltPkg-65to134kBtuh-12p0eer-woutPreEcono | Hsp | New | CZ04 | cDXGF | SWHC013-02 | DEER2020 | D20v1 | 2020-11-09 | Cap-Tons | 1 |  | None | 31.1 | 0.0292 | 0 | 31.1 | 0.0292 | 0 | [6 empty] | DEER:HVAC_Split-Package_AC | Annual
Any | NE-HVAC-airAC-SpltPkg-65to134kBtuh-12p0eer-woutPreEcono | Hsp | New | CZ05 | cDXGF | SWHC013-02 | DEER2020 | D20v1 | 2020-11-09 | Cap-Tons | 1 |  | None | 10.8 | 0.0117 | 0 | 10.8 | 0.0117 | 0 | [6 empty] | DEER:HVAC_Split-Package_AC | Annual
Any | NE-HVAC-airAC-SpltPkg-65to134kBtuh-12p0eer-woutPreEcono | Hsp | New | CZ06 | cDXGF | SWHC013-02 | DEER2020 | D20v1 | 2020-11-09 | Cap-Tons | 1 |  | None | 36 | 0.0266 | 0 | 36 | 0.0266 | 0 | [6 empty] | DEER:HVAC_Split-Package_AC | Annual
Any | NE-HVAC-airAC-SpltPkg-65to134kBtuh-12p0eer-woutPreEcono | Hsp | New | CZ07 | cDXGF | SWHC013-02 | DEER2020 | D20v1 | 2020-11-09 | Cap-Tons | 1 |  | None | 30.7 | 0.022 | 0 | 30.7 | 0.022 | 0 | [6 empty] | DEER:HVAC_Split-Package_AC | Annual
Any | NE-HVAC-airAC-SpltPkg-65to134kBtuh-12p0eer-woutPreEcono | Hsp | New | CZ08 | cDXGF | SWHC013-02 | DEER2020 | D20v1 | 2020-11-09 | Cap-Tons | 1 |  | None | 45.6 | 0.027 | 0 | 45.6 | 0.027 | 0 | [6 empty] | DEER:HVAC_Split-Package_AC | Annual
Any | NE-HVAC-airAC-SpltPkg-65to134kBtuh-12p0eer-woutPreEcono | Htl | Ex | CZ01 | cDXGF | SWHC013-02 | DEER2020 | D20v1 | 2020-11-09 | Cap-Tons | 1 |  | None | 654 | 0.104 | 23.1 | 5.76 | 0.00733 | 0 | [6 empty] | DEER:HVAC_Split-Package_AC | Annual
Any | NE-HVAC-airAC-SpltPkg-65to134kBtuh-12p0eer-woutPreEcono | Htl | Ex | CZ02 | cDXGF | SWHC013-02 | DEER2020 | D20v1 | 2020-11-09 | Cap-Tons | 1 |  | None | 694 | 0.169 | 24.4 | 53.6 | 0.0629 | 0 | [6 empty] | DEER:HVAC_Split-Package_AC | Annual
Any | NE-HVAC-airAC-SpltPkg-65to134kBtuh-12p0eer-woutPreEcono | Htl | Ex | CZ03 | cDXGF | SWHC013-02 | DEER2020 | D20v1 | 2020-11-09 | Cap-Tons | 1 |  | None | 685 | 0.143 | 11.6 | 17.8 | 0.0287 | 0 | [6 empty] | DEER:HVAC_Split-Package_AC | Annual
Any | NE-HVAC-airAC-SpltPkg-65to134kBtuh-12p0eer-woutPreEcono | Htl | Ex | CZ04 | cDXGF | SWHC013-02 | DEER2020 | D20v1 | 2020-11-09 | Cap-Tons | 1 |  | None | 693 | 0.166 | 17.3 | 58 | 0.0536 | 0 | [6 empty] | DEER:HVAC_Split-Package_AC | Annual
Any | NE-HVAC-airAC-SpltPkg-65to134kBtuh-12p0eer-woutPreEcono | Htl | Ex | CZ05 | cDXGF | SWHC013-02 | DEER2020 | D20v1 | 2020-11-09 | Cap-Tons | 1 |  | None | 587 | 0.103 | 14.2 | 18.4 | 0.0165 | 0 | [6 empty] | DEER:HVAC_Split-Package_AC | Annual
Any | NE-HVAC-airAC-SpltPkg-65to134kBtuh-12p0eer-woutPreEcono | Htl | Ex | CZ06 | cDXGF | SWHC013-02 | DEER2020 | D20v1 | 2020-11-09 | Cap-Tons | 1 |  | None | 660 | 0.145 | 6.4 | 48.6 | 0.0395 | 0 | [6 empty] | DEER:HVAC_Split-Package_AC | Annual
Any | NE-HVAC-airAC-SpltPkg-65to134kBtuh-12p0eer-woutPreEcono | Htl | Ex | CZ07 | cDXGF | SWHC013-02 | DEER2020 | D20v1 | 2020-11-09 | Cap-Tons | 1 |  | None | 637 | 0.124 | 3.71 | 40.3 | 0.0299 | 0 | [6 empty] | DEER:HVAC_Split-Package_AC | Annual
Any | NE-HVAC-airAC-SpltPkg-65to134kBtuh-12p0eer-woutPreEcono | Htl | Ex | CZ08 | cDXGF | SWHC013-02 | DEER2020 | D20v1 | 2020-11-09 | Cap-Tons | 1 |  | None | 716 | 0.158 | 7.78 | 74.7 | 0.044 | 0 | [6 empty] | DEER:HVAC_Split-Package_AC | Annual
Any | NE-HVAC-airAC-SpltPkg-65to134kBtuh-12p0eer-woutPreEcono | Htl | Ex | CZ09 | cDXGF | SWHC013-02 | DEER2020 | D20v1 | 2020-11-09 | Cap-Tons | 1 |  | None | 693 | 0.171 | 7.29 | 67.7 | 0.0562 | 0 | [6 empty] | DEER:HVAC_Split-Package_AC | Annual
Any | NE-HVAC-airAC-SpltPkg-65to134kBtuh-12p0eer-woutPreEcono | Htl | Ex | CZ10 | cDXGF | SWHC013-02 | DEER2020 | D20v1 | 2020-11-09 | Cap-Tons | 1 |  | None | 758 | 0.184 | 10.1 | 80.8 | 0.0607 | 0 | [6 empty] | DEER:HVAC_Split-Package_AC | Annual
Any | NE-HVAC-airAC-SpltPkg-65to134kBtuh-12p0eer-woutPreEcono | Htl | Ex | CZ11 | cDXGF | SWHC013-02 | DEER2020 | D20v1 | 2020-11-09 | Cap-Tons | 1 |  | None | 788 | 0.185 | 15.2 | 86.2 | 0.0697 | 0 | [6 empty] | DEER:HVAC_Split-Package_AC | Annual
Any | NE-HVAC-airAC-SpltPkg-65to134kBtuh-12p0eer-woutPreEcono | Htl | Ex | CZ12 | cDXGF | SWHC013-02 | DEER2020 | D20v1 | 2020-11-09 | Cap-Tons | 1 |  | None | 737 | 0.181 | 17.1 | 69 | 0.0669 | 0 | [6 empty] | DEER:HVAC_Split-Package_AC | Annual
Any | NE-HVAC-airAC-SpltPkg-65to134kBtuh-12p0eer-woutPreEcono | Htl | Ex | CZ13 | cDXGF | SWHC013-02 | DEER2020 | D20v1 | 2020-11-09 | Cap-Tons | 1 |  | None | 799 | 0.197 | 13.6 | 88.4 | 0.0598 | 0 | [6 empty] | DEER:HVAC_Split-Package_AC | Annual
Any | NE-HVAC-airAC-SpltPkg-65to134kBtuh-12p0eer-woutPreEcono | Htl | Ex | CZ14 | cDXGF | SWHC013-02 | DEER2020 | D20v1 | 2020-11-09 | Cap-Tons | 1 |  | None | 766 | 0.184 | 15.5 | 84.6 | 0.0537 | 0 | [6 empty] | DEER:HVAC_Split-Package_AC | Annual
Any | NE-HVAC-airAC-SpltPkg-65to134kBtuh-12p0eer-woutPreEcono | Htl | Ex | CZ15 | cDXGF | SWHC013-02 | DEER2020 | D20v1 | 2020-11-09 | Cap-Tons | 1 |  | None | 940 | 0.216 | 1.71 | 134 | 0.0568 | 0 | [6 empty] | DEER:HVAC_Split-Package_AC | Annual
Any | NE-HVAC-airAC-SpltPkg-65to134kBtuh-12p0eer-woutPreEcono | Htl | Ex | CZ16 | cDXGF | SWHC013-02 | DEER2020 | D20v1 | 2020-11-09 | Cap-Tons | 1 |  | None | 680 | 0.138 | 24.7 | 34.1 | 0.0351 | 0 | [6 empty] | DEER:HVAC_Split-Package_AC | Annual
Any | NE-HVAC-airAC-SpltPkg-65to134kBtuh-12p0eer-woutPreEcono | Htl | New | CZ01 | cDXGF | SWHC013-02 | DEER2020 | D20v1 | 2020-11-09 | Cap-Tons | 1 |  | None | 5.17 | 0.0067 | 0 | 5.17 | 0.0067 | 0 | [6 empty] | DEER:HVAC_Split-Package_AC | Annual
Any | NE-HVAC-airAC-SpltPkg-65to134kBtuh-12p0eer-woutPreEcono | Htl | New | CZ02 | cDXGF | SWHC013-02 | DEER2020 | D20v1 | 2020-11-09 | Cap-Tons | 1 |  | None | 50.5 | 0.0632 | 0 | 50.5 | 0.0632 | 0 | [6 empty] | DEER:HVAC_Split-Package_AC | Annual
Any | NE-HVAC-airAC-SpltPkg-65to134kBtuh-12p0eer-woutPreEcono | Htl | New | CZ03 | cDXGF | SWHC013-02 | DEER2020 | D20v1 | 2020-11-09 | Cap-Tons | 1 |  | None | 16.1 | 0.028 | 0 | 16.1 | 0.028 | 0 | [6 empty] | DEER:HVAC_Split-Package_AC | Annual
Any | NE-HVAC-airAC-SpltPkg-65to134kBtuh-12p0eer-woutPreEcono | Htl | New | CZ04 | cDXGF | SWHC013-02 | DEER2020 | D20v1 | 2020-11-09 | Cap-Tons | 1 |  | None | 54.8 | 0.0543 | 0 | 54.8 | 0.0543 | 0 | [6 empty] | DEER:HVAC_Split-Package_AC | Annual
Any | NE-HVAC-airAC-SpltPkg-65to134kBtuh-12p0eer-woutPreEcono | Htl | New | CZ05 | cDXGF | SWHC013-02 | DEER2020 | D20v1 | 2020-11-09 | Cap-Tons | 1 |  | None | 16 | 0.0159 | 0 | 16 | 0.0159 | 0 | [6 empty] | DEER:HVAC_Split-Package_AC | Annual
Any | NE-HVAC-airAC-SpltPkg-65to134kBtuh-12p0eer-woutPreEcono | Htl | New | CZ06 | cDXGF | SWHC013-02 | DEER2020 | D20v1 | 2020-11-09 | Cap-Tons | 1 |  | None | 45.2 | 0.0402 | 0 | 45.2 | 0.0402 | 0 | [6 empty] | DEER:HVAC_Split-Package_AC | Annual
Any | NE-HVAC-airAC-SpltPkg-65to134kBtuh-12p0eer-woutPreEcono | Htl | New | CZ07 | cDXGF | SWHC013-02 | DEER2020 | D20v1 | 2020-11-09 | Cap-Tons | 1 |  | None | 36.7 | 0.0297 | 0 | 36.7 | 0.0297 | 0 | [6 empty] | DEER:HVAC_Split-Package_AC | Annual
Any | NE-HVAC-airAC-SpltPkg-65to134kBtuh-12p0eer-woutPreEcono | Htl | New | CZ08 | cDXGF | SWHC013-02 | DEER2020 | D20v1 | 2020-11-09 | Cap-Tons | 1 |  | None | 70.9 | 0.0444 | 0 | 70.9 | 0.0444 | 0 | [6 empty] | DEER:HVAC_Split-Package_AC | Annual
Any | NE-HVAC-airAC-SpltPkg-65to134kBtuh-12p0eer-woutPreEcono | Htl | New | CZ09 | cDXGF | SWHC013-02 | DEER2020 | D20v1 | 2020-11-09 | Cap-Tons | 1 |  | None | 64.2 | 0.0562 | 0 | 64.2 | 0.0562 | 0 | [6 empty] | DEER:HVAC_Split-Package_AC | Annual
Any | NE-HVAC-airAC-SpltPkg-65to134kBtuh-12p0eer-woutPreEcono | Htl | New | CZ10 | cDXGF | SWHC013-02 | DEER2020 | D20v1 | 2020-11-09 | Cap-Tons | 1 |  | None | 77.3 | 0.0607 | 0 | 77.3 | 0.0607 | 0 | [6 empty] | DEER:HVAC_Split-Package_AC | Annual
Any | NE-HVAC-airAC-SpltPkg-65to134kBtuh-12p0eer-woutPreEcono | Htl | New | CZ11 | cDXGF | SWHC013-02 | DEER2020 | D20v1 | 2020-11-09 | Cap-Tons | 1 |  | None | 84 | 0.0691 | 0 | 84 | 0.0691 | 0 | [6 empty] | DEER:HVAC_Split-Package_AC | Annual
Any | NE-HVAC-airAC-SpltPkg-65to134kBtuh-12p0eer-woutPreEcono | Htl | New | CZ12 | cDXGF | SWHC013-02 | DEER2020 | D20v1 | 2020-11-09 | Cap-Tons | 1 |  | None | 66.6 | 0.0667 | 0 | 66.6 | 0.0667 | 0 | [6 empty] | DEER:HVAC_Split-Package_AC | Annual
Any | NE-HVAC-airAC-SpltPkg-65to134kBtuh-12p0eer-woutPreEcono | Htl | New | CZ13 | cDXGF | SWHC013-02 | DEER2020 | D20v1 | 2020-11-09 | Cap-Tons | 1 |  | None | 85.9 | 0.059 | 0 | 85.9 | 0.059 | 0 | [6 empty] | DEER:HVAC_Split-Package_AC | Annual
Any | NE-HVAC-airAC-SpltPkg-65to134kBtuh-12p0eer-woutPreEcono | Htl | New | CZ14 | cDXGF | SWHC013-02 | DEER2020 | D20v1 | 2020-11-09 | Cap-Tons | 1 |  | None | 82.6 | 0.0527 | 0 | 82.6 | 0.0527 | 0 | [6 empty] | DEER:HVAC_Split-Package_AC | Annual
Any | NE-HVAC-airAC-SpltPkg-65to134kBtuh-12p0eer-woutPreEcono | MBT | Ex | CZ02 | cDXGF | SWHC013-02 | DEER2020 | D20v1 | 2020-11-09 | Cap-Tons | 1 |  | None | 521 | 0.163 | 7.38 | 42.8 | 0.0401 | 0 | [6 empty] | DEER:HVAC_Split-Package_AC | Annual
Any | NE-HVAC-airAC-SpltPkg-65to134kBtuh-12p0eer-woutPreEcono | MBT | Ex | CZ03 | cDXGF | SWHC013-02 | DEER2020 | D20v1 | 2020-11-09 | Cap-Tons | 1 |  | None | 518 | 0.12 | 4.52 | 25 | 0.0215 | 0 | [6 empty] | DEER:HVAC_Split-Package_AC | Annual
Any | NE-HVAC-airAC-SpltPkg-65to134kBtuh-12p0eer-woutPreEcono | MBT | Ex | CZ04 | cDXGF | SWHC013-02 | DEER2020 | D20v1 | 2020-11-09 | Cap-Tons | 1 |  | None | 509 | 0.149 | 4.76 | 47.2 | 0.0346 | 0 | [6 empty] | DEER:HVAC_Split-Package_AC | Annual
Any | NE-HVAC-airAC-SpltPkg-65to134kBtuh-12p0eer-woutPreEcono | MBT | Ex | CZ05 | cDXGF | SWHC013-02 | DEER2020 | D20v1 | 2020-11-09 | Cap-Tons | 1 |  | None | 482 | 0.0945 | 4.84 | 27 | 0.0145 | 0 | [6 empty] | DEER:HVAC_Split-Package_AC | Annual
Any | NE-HVAC-airAC-SpltPkg-65to134kBtuh-12p0eer-woutPreEcono | MBT | Ex | CZ06 | cDXGF | SWHC013-02 | DEER2020 | D20v1 | 2020-11-09 | Cap-Tons | 1 |  | None | 467 | 0.125 | 2.17 | 48.7 | 0.0283 | 0 | [6 empty] | DEER:HVAC_Split-Package_AC | Annual
Any | NE-HVAC-airAC-SpltPkg-65to134kBtuh-12p0eer-woutPreEcono | MBT | Ex | CZ07 | cDXGF | SWHC013-02 | DEER2020 | D20v1 | 2020-11-09 | Cap-Tons | 1 |  | None | 475 | 0.11 | 1.65 | 42.7 | 0.0225 | 0 | [6 empty] | DEER:HVAC_Split-Package_AC | Annual
Any | NE-HVAC-airAC-SpltPkg-65to134kBtuh-12p0eer-woutPreEcono | MBT | Ex | CZ08 | cDXGF | SWHC013-02 | DEER2020 | D20v1 | 2020-11-09 | Cap-Tons | 1 |  | None | 497 | 0.135 | 1.99 | 57.4 | 0.029 | 0 | [6 empty] | DEER:HVAC_Split-Package_AC | Annual
Any | NE-HVAC-airAC-SpltPkg-65to134kBtuh-12p0eer-woutPreEcono | MBT | Ex | CZ09 | cDXGF | SWHC013-02 | DEER2020 | D20v1 | 2020-11-09 | Cap-Tons | 1 |  | None | 507 | 0.165 | 3 | 50.5 | 0.0368 | 0 | [6 empty] | DEER:HVAC_Split-Package_AC | Annual
Any | NE-HVAC-airAC-SpltPkg-65to134kBtuh-12p0eer-woutPreEcono | MBT | Ex | CZ10 | cDXGF | SWHC013-02 | DEER2020 | D20v1 | 2020-11-09 | Cap-Tons | 1 |  | None | 532 | 0.172 | 3.22 | 58.7 | 0.0395 | 0 | [6 empty] | DEER:HVAC_Split-Package_AC | Annual
Any | NE-HVAC-airAC-SpltPkg-65to134kBtuh-12p0eer-woutPreEcono | MBT | Ex | CZ11 | cDXGF | SWHC013-02 | DEER2020 | D20v1 | 2020-11-09 | Cap-Tons | 1 |  | None | 524 | 0.178 | 5.77 | 53.3 | 0.0436 | 0 | [6 empty] | DEER:HVAC_Split-Package_AC | Annual
Any | NE-HVAC-airAC-SpltPkg-65to134kBtuh-12p0eer-woutPreEcono | MBT | Ex | CZ12 | cDXGF | SWHC013-02 | DEER2020 | D20v1 | 2020-11-09 | Cap-Tons | 1 |  | None | 531 | 0.177 | 6.02 | 47.4 | 0.0415 | 0 | [6 empty] | DEER:HVAC_Split-Package_AC | Annual
Any | NE-HVAC-airAC-SpltPkg-65to134kBtuh-12p0eer-woutPreEcono | MBT | Ex | CZ13 | cDXGF | SWHC013-02 | DEER2020 | D20v1 | 2020-11-09 | Cap-Tons | 1 |  | None | 533 | 0.178 | 5.37 | 56.2 | 0.0387 | 0 | [6 empty] | DEER:HVAC_Split-Package_AC | Annual
Any | NE-HVAC-airAC-SpltPkg-65to134kBtuh-12p0eer-woutPreEcono | MBT | Ex | CZ14 | cDXGF | SWHC013-02 | DEER2020 | D20v1 | 2020-11-09 | Cap-Tons | 1 |  | None | 520 | 0.167 | 6.19 | 55.7 | 0.0353 | 0 | [6 empty] | DEER:HVAC_Split-Package_AC | Annual
Any | NE-HVAC-airAC-SpltPkg-65to134kBtuh-12p0eer-woutPreEcono | MBT | Ex | CZ15 | cDXGF | SWHC013-02 | DEER2020 | D20v1 | 2020-11-09 | Cap-Tons | 1 |  | None | 560 | 0.185 | 0.991 | 81.9 | 0.0376 | 0 | [6 empty] | DEER:HVAC_Split-Package_AC | Annual
Any | NE-HVAC-airAC-SpltPkg-65to134kBtuh-12p0eer-woutPreEcono | MBT | Ex | CZ16 | cDXGF | SWHC013-02 | DEER2020 | D20v1 | 2020-11-09 | Cap-Tons | 1 |  | None | 462 | 0.123 | 13.8 | 29.9 | 0.0245 | 0 | [6 empty] | DEER:HVAC_Split-Package_AC | Annual
Any | NE-HVAC-airAC-SpltPkg-65to134kBtuh-12p0eer-woutPreEcono | MBT | New | CZ01 | cDXGF | SWHC013-02 | DEER2020 | D20v1 | 2020-11-09 | Cap-Tons | 1 |  | None | 12.1 | 0.00739 | 0 | 12.1 | 0.00739 | 0 | [6 empty] | DEER:HVAC_Split-Package_AC | Annual
Any | NE-HVAC-airAC-SpltPkg-65to134kBtuh-12p0eer-woutPreEcono | MBT | New | CZ02 | cDXGF | SWHC013-02 | DEER2020 | D20v1 | 2020-11-09 | Cap-Tons | 1 |  | None | 43.6 | 0.0404 | 0 | 43.6 | 0.0404 | 0 | [6 empty] | DEER:HVAC_Split-Package_AC | Annual
Any | NE-HVAC-airAC-SpltPkg-65to134kBtuh-12p0eer-woutPreEcono | MBT | New | CZ03 | cDXGF | SWHC013-02 | DEER2020 | D20v1 | 2020-11-09 | Cap-Tons | 1 |  | None | 25.6 | 0.0207 | 0 | 25.6 | 0.0207 | 0 | [6 empty] | DEER:HVAC_Split-Package_AC | Annual
Any | NE-HVAC-airAC-SpltPkg-65to134kBtuh-12p0eer-woutPreEcono | MBT | New | CZ04 | cDXGF | SWHC013-02 | DEER2020 | D20v1 | 2020-11-09 | Cap-Tons | 1 |  | None | 48.3 | 0.0352 | 0 | 48.3 | 0.0352 | 0 | [6 empty] | DEER:HVAC_Split-Package_AC | Annual
Any | NE-HVAC-airAC-SpltPkg-65to134kBtuh-12p0eer-woutPreEcono | MBT | New | CZ05 | cDXGF | SWHC013-02 | DEER2020 | D20v1 | 2020-11-09 | Cap-Tons | 1 |  | None | 27.8 | 0.0143 | 0 | 27.8 | 0.0143 | 0 | [6 empty] | DEER:HVAC_Split-Package_AC | Annual
Any | NE-HVAC-airAC-SpltPkg-65to134kBtuh-12p0eer-woutPreEcono | MBT | New | CZ06 | cDXGF | SWHC013-02 | DEER2020 | D20v1 | 2020-11-09 | Cap-Tons | 1 |  | None | 49.3 | 0.0282 | 0 | 49.3 | 0.0282 | 0 | [6 empty] | DEER:HVAC_Split-Package_AC | Annual
Any | NE-HVAC-airAC-SpltPkg-65to134kBtuh-12p0eer-woutPreEcono | MBT | New | CZ07 | cDXGF | SWHC013-02 | DEER2020 | D20v1 | 2020-11-09 | Cap-Tons | 1 |  | None | 43.1 | 0.0222 | 0 | 43.1 | 0.0222 | 0 | [6 empty] | DEER:HVAC_Split-Package_AC | Annual
Any | NE-HVAC-airAC-SpltPkg-65to134kBtuh-12p0eer-woutPreEcono | MBT | New | CZ08 | cDXGF | SWHC013-02 | DEER2020 | D20v1 | 2020-11-09 | Cap-Tons | 1 |  | None | 57.6 | 0.0289 | 0 | 57.6 | 0.0289 | 0 | [6 empty] | DEER:HVAC_Split-Package_AC | Annual
Any | NE-HVAC-airAC-SpltPkg-65to134kBtuh-12p0eer-woutPreEcono | MBT | New | CZ09 | cDXGF | SWHC013-02 | DEER2020 | D20v1 | 2020-11-09 | Cap-Tons | 1 |  | None | 50.2 | 0.0364 | 0 | 50.2 | 0.0364 | 0 | [6 empty] | DEER:HVAC_Split-Package_AC | Annual
Any | NE-HVAC-airAC-SpltPkg-65to134kBtuh-12p0eer-woutPreEcono | MBT | New | CZ10 | cDXGF | SWHC013-02 | DEER2020 | D20v1 | 2020-11-09 | Cap-Tons | 1 |  | None | 58.6 | 0.0393 | 0 | 58.6 | 0.0393 | 0 | [6 empty] | DEER:HVAC_Split-Package_AC | Annual
Any | NE-HVAC-airAC-SpltPkg-65to134kBtuh-12p0eer-woutPreEcono | MBT | New | CZ11 | cDXGF | SWHC013-02 | DEER2020 | D20v1 | 2020-11-09 | Cap-Tons | 1 |  | None | 52.6 | 0.0431 | 0 | 52.6 | 0.0431 | 0 | [6 empty] | DEER:HVAC_Split-Package_AC | Annual
Any | NE-HVAC-airAC-SpltPkg-65to134kBtuh-12p0eer-woutPreEcono | MBT | New | CZ12 | cDXGF | SWHC013-02 | DEER2020 | D20v1 | 2020-11-09 | Cap-Tons | 1 |  | None | 47.4 | 0.0414 | 0 | 47.4 | 0.0414 | 0 | [6 empty] | DEER:HVAC_Split-Package_AC | Annual
Any | NE-HVAC-airAC-SpltPkg-65to134kBtuh-12p0eer-woutPreEcono | MBT | New | CZ13 | cDXGF | SWHC013-02 | DEER2020 | D20v1 | 2020-11-09 | Cap-Tons | 1 |  | None | 55 | 0.0381 | 0 | 55 | 0.0381 | 0 | [6 empty] | DEER:HVAC_Split-Package_AC | Annual
Any | NE-HVAC-airAC-SpltPkg-65to134kBtuh-12p0eer-woutPreEcono | MBT | New | CZ14 | cDXGF | SWHC013-02 | DEER2020 | D20v1 | 2020-11-09 | Cap-Tons | 1 |  | None | 54.8 | 0.0348 | 0 | 54.8 | 0.0348 | 0 | [6 empty] | DEER:HVAC_Split-Package_AC | Annual
Any | NE-HVAC-airAC-SpltPkg-65to134kBtuh-12p0eer-woutPreEcono | MBT | New | CZ15 | cDXGF | SWHC013-02 | DEER2020 | D20v1 | 2020-11-09 | Cap-Tons | 1 |  | None | 78.2 | 0.0363 | 0 | 78.2 | 0.0363 | 0 | [6 empty] | DEER:HVAC_Split-Package_AC | Annual
Any | NE-HVAC-airAC-SpltPkg-65to134kBtuh-12p0eer-woutPreEcono | MBT | New | CZ16 | cDXGF | SWHC013-02 | DEER2020 | D20v1 | 2020-11-09 | Cap-Tons | 1 |  | None | 29.6 | 0.0238 | 0 | 29.6 | 0.0238 | 0 | [6 empty] | DEER:HVAC_Split-Package_AC | Annual
Any | NE-HVAC-airAC-SpltPkg-65to134kBtuh-12p0eer-woutPreEcono | MLI | Ex | CZ01 | cDXGF | SWHC013-02 | DEER2020 | D20v1 | 2020-11-09 | Cap-Tons | 1 |  | None | 349 | 0.0566 | 9.35 | 4.62 | 0.0035 | 0 | [6 empty] | DEER:HVAC_Split-Package_AC | Annual
Any | NE-HVAC-airAC-SpltPkg-65to134kBtuh-12p0eer-woutPreEcono | MLI | Ex | CZ02 | cDXGF | SWHC013-02 | DEER2020 | D20v1 | 2020-11-09 | Cap-Tons | 1 |  | None | 403 | 0.115 | 6.07 | 25.6 | 0.0309 | 0 | [6 empty] | DEER:HVAC_Split-Package_AC | Annual
Any | NE-HVAC-airAC-SpltPkg-65to134kBtuh-12p0eer-woutPreEcono | MLI | Ex | CZ03 | cDXGF | SWHC013-02 | DEER2020 | D20v1 | 2020-11-09 | Cap-Tons | 1 |  | None | 363 | 0.0847 | 3.7 | 9.97 | 0.0144 | 0 | [6 empty] | DEER:HVAC_Split-Package_AC | Annual
Any | NE-HVAC-airAC-SpltPkg-65to134kBtuh-12p0eer-woutPreEcono | MLI | Ex | CZ04 | cDXGF | SWHC013-02 | DEER2020 | D20v1 | 2020-11-09 | Cap-Tons | 1 |  | None | 392 | 0.11 | 3.82 | 26.2 | 0.0256 | 0 | [6 empty] | DEER:HVAC_Split-Package_AC | Annual
Any | NE-HVAC-airAC-SpltPkg-65to134kBtuh-12p0eer-woutPreEcono | MLI | Ex | CZ05 | cDXGF | SWHC013-02 | DEER2020 | D20v1 | 2020-11-09 | Cap-Tons | 1 |  | None | 359 | 0.0672 | 4.01 | 10.5 | 0.00785 | 0 | [6 empty] | DEER:HVAC_Split-Package_AC | Annual
Any | NE-HVAC-airAC-SpltPkg-65to134kBtuh-12p0eer-woutPreEcono | MLI | Ex | CZ06 | cDXGF | SWHC013-02 | DEER2020 | D20v1 | 2020-11-09 | Cap-Tons | 1 |  | None | 369 | 0.091 | 1.02 | 26.2 | 0.02 | 0 | [6 empty] | DEER:HVAC_Split-Package_AC | Annual
Any | NE-HVAC-airAC-SpltPkg-65to134kBtuh-12p0eer-woutPreEcono | MLI | Ex | CZ07 | cDXGF | SWHC013-02 | DEER2020 | D20v1 | 2020-11-09 | Cap-Tons | 1 |  | None | 362 | 0.0812 | 0.63 | 20.6 | 0.0155 | 0 | [6 empty] | DEER:HVAC_Split-Package_AC | Annual
Any | NE-HVAC-airAC-SpltPkg-65to134kBtuh-12p0eer-woutPreEcono | MLI | Ex | CZ08 | cDXGF | SWHC013-02 | DEER2020 | D20v1 | 2020-11-09 | Cap-Tons | 1 |  | None | 395 | 0.0974 | 1.21 | 35.3 | 0.0219 | 0 | [6 empty] | DEER:HVAC_Split-Package_AC | Annual
Any | NE-HVAC-airAC-SpltPkg-65to134kBtuh-12p0eer-woutPreEcono | MLI | Ex | CZ09 | cDXGF | SWHC013-02 | DEER2020 | D20v1 | 2020-11-09 | Cap-Tons | 1 |  | None | 402 | 0.116 | 1.01 | 33.1 | 0.0282 | 0 | [6 empty] | DEER:HVAC_Split-Package_AC | Annual
Any | NE-HVAC-airAC-SpltPkg-65to134kBtuh-12p0eer-woutPreEcono | MLI | Ex | CZ10 | cDXGF | SWHC013-02 | DEER2020 | D20v1 | 2020-11-09 | Cap-Tons | 1 |  | None | 422 | 0.12 | 1.45 | 39.7 | 0.0319 | 0 | [6 empty] | DEER:HVAC_Split-Package_AC | Annual
Any | NE-HVAC-airAC-SpltPkg-65to134kBtuh-12p0eer-woutPreEcono | MLI | Ex | CZ11 | cDXGF | SWHC013-02 | DEER2020 | D20v1 | 2020-11-09 | Cap-Tons | 1 |  | None | 435 | 0.122 | 2.88 | 40.5 | 0.0347 | 0 | [6 empty] | DEER:HVAC_Split-Package_AC | Annual
Any | NE-HVAC-airAC-SpltPkg-65to134kBtuh-12p0eer-woutPreEcono | MLI | Ex | CZ12 | cDXGF | SWHC013-02 | DEER2020 | D20v1 | 2020-11-09 | Cap-Tons | 1 |  | None | 417 | 0.121 | 3.52 | 32.3 | 0.0325 | 0 | [6 empty] | DEER:HVAC_Split-Package_AC | Annual
Any | NE-HVAC-airAC-SpltPkg-65to134kBtuh-12p0eer-woutPreEcono | MLI | Ex | CZ13 | cDXGF | SWHC013-02 | DEER2020 | D20v1 | 2020-11-09 | Cap-Tons | 1 |  | None | 443 | 0.122 | 2.57 | 43.7 | 0.0301 | 0 | [6 empty] | DEER:HVAC_Split-Package_AC | Annual
Any | NE-HVAC-airAC-SpltPkg-65to134kBtuh-12p0eer-woutPreEcono | MLI | Ex | CZ14 | cDXGF | SWHC013-02 | DEER2020 | D20v1 | 2020-11-09 | Cap-Tons | 1 |  | None | 440 | 0.117 | 3.27 | 42.8 | 0.0279 | 0 | [6 empty] | DEER:HVAC_Split-Package_AC | Annual
Any | NE-HVAC-airAC-SpltPkg-65to134kBtuh-12p0eer-woutPreEcono | MLI | Ex | CZ15 | cDXGF | SWHC013-02 | DEER2020 | D20v1 | 2020-11-09 | Cap-Tons | 1 |  | None | 493 | 0.128 | 0.0395 | 72.9 | 0.0309 | 0 | [6 empty] | DEER:HVAC_Split-Package_AC | Annual
Any | NE-HVAC-airAC-SpltPkg-65to134kBtuh-12p0eer-woutPreEcono | MLI | Ex | CZ16 | cDXGF | SWHC013-02 | DEER2020 | D20v1 | 2020-11-09 | Cap-Tons | 1 |  | None | 410 | 0.0866 | 10.4 | 19.1 | 0.0175 | 0 | [6 empty] | DEER:HVAC_Split-Package_AC | Annual
Any | NE-HVAC-airAC-SpltPkg-65to134kBtuh-12p0eer-woutPreEcono | MLI | New | CZ01 | cDXGF | SWHC013-02 | DEER2020 | D20v1 | 2020-11-09 | Cap-Tons | 1 |  | None | 4.38 | 0.00289 | 0 | 4.38 | 0.00289 | 0 | [6 empty] | DEER:HVAC_Split-Package_AC | Annual
Any | NE-HVAC-airAC-SpltPkg-65to134kBtuh-12p0eer-woutPreEcono | MLI | New | CZ02 | cDXGF | SWHC013-02 | DEER2020 | D20v1 | 2020-11-09 | Cap-Tons | 1 |  | None | 23.7 | 0.0308 | 0 | 23.7 | 0.0308 | 0 | [6 empty] | DEER:HVAC_Split-Package_AC | Annual
Any | NE-HVAC-airAC-SpltPkg-65to134kBtuh-12p0eer-woutPreEcono | MLI | New | CZ03 | cDXGF | SWHC013-02 | DEER2020 | D20v1 | 2020-11-09 | Cap-Tons | 1 |  | None | 8.25 | 0.013 | 0 | 8.25 | 0.013 | 0 | [6 empty] | DEER:HVAC_Split-Package_AC | Annual
Any | NE-HVAC-airAC-SpltPkg-65to134kBtuh-12p0eer-woutPreEcono | MLI | New | CZ04 | cDXGF | SWHC013-02 | DEER2020 | D20v1 | 2020-11-09 | Cap-Tons | 1 |  | None | 24.2 | 0.0255 | 0 | 24.2 | 0.0255 | 0 | [6 empty] | DEER:HVAC_Split-Package_AC | Annual
Any | NE-HVAC-airAC-SpltPkg-65to134kBtuh-12p0eer-woutPreEcono | MLI | New | CZ05 | cDXGF | SWHC013-02 | DEER2020 | D20v1 | 2020-11-09 | Cap-Tons | 1 |  | None | 8.68 | 0.00697 | 0 | 8.68 | 0.00697 | 0 | [6 empty] | DEER:HVAC_Split-Package_AC | Annual
Any | NE-HVAC-airAC-SpltPkg-65to134kBtuh-12p0eer-woutPreEcono | MLI | New | CZ06 | cDXGF | SWHC013-02 | DEER2020 | D20v1 | 2020-11-09 | Cap-Tons | 1 |  | None | 23.6 | 0.0196 | 0 | 23.6 | 0.0196 | 0 | [6 empty] | DEER:HVAC_Split-Package_AC | Annual
Any | NE-HVAC-airAC-SpltPkg-65to134kBtuh-12p0eer-woutPreEcono | MLI | New | CZ07 | cDXGF | SWHC013-02 | DEER2020 | D20v1 | 2020-11-09 | Cap-Tons | 1 |  | None | 18.3 | 0.015 | 0 | 18.3 | 0.015 | 0 | [6 empty] | DEER:HVAC_Split-Package_AC | Annual
Any | NE-HVAC-airAC-SpltPkg-65to134kBtuh-12p0eer-woutPreEcono | MLI | New | CZ08 | cDXGF | SWHC013-02 | DEER2020 | D20v1 | 2020-11-09 | Cap-Tons | 1 |  | None | 32.8 | 0.0218 | 0 | 32.8 | 0.0218 | 0 | [6 empty] | DEER:HVAC_Split-Package_AC | Annual
Any | NE-HVAC-airAC-SpltPkg-65to134kBtuh-12p0eer-woutPreEcono | MLI | New | CZ09 | cDXGF | SWHC013-02 | DEER2020 | D20v1 | 2020-11-09 | Cap-Tons | 1 |  | None | 30.7 | 0.0279 | 0 | 30.7 | 0.0279 | 0 | [6 empty] | DEER:HVAC_Split-Package_AC | Annual
Any | NE-HVAC-airAC-SpltPkg-65to134kBtuh-12p0eer-woutPreEcono | MLI | New | CZ10 | cDXGF | SWHC013-02 | DEER2020 | D20v1 | 2020-11-09 | Cap-Tons | 1 |  | None | 37.4 | 0.0317 | 0 | 37.4 | 0.0317 | 0 | [6 empty] | DEER:HVAC_Split-Package_AC | Annual
Any | NE-HVAC-airAC-SpltPkg-65to134kBtuh-12p0eer-woutPreEcono | MLI | New | CZ11 | cDXGF | SWHC013-02 | DEER2020 | D20v1 | 2020-11-09 | Cap-Tons | 1 |  | None | 38.9 | 0.0333 | 0 | 38.9 | 0.0333 | 0 | [6 empty] | DEER:HVAC_Split-Package_AC | Annual
Any | NE-HVAC-airAC-SpltPkg-65to134kBtuh-12p0eer-woutPreEcono | MLI | New | CZ12 | cDXGF | SWHC013-02 | DEER2020 | D20v1 | 2020-11-09 | Cap-Tons | 1 |  | None | 30.6 | 0.0318 | 0 | 30.6 | 0.0318 | 0 | [6 empty] | DEER:HVAC_Split-Package_AC | Annual
Any | NE-HVAC-airAC-SpltPkg-65to134kBtuh-12p0eer-woutPreEcono | MLI | New | CZ13 | cDXGF | SWHC013-02 | DEER2020 | D20v1 | 2020-11-09 | Cap-Tons | 1 |  | None | 41.6 | 0.0295 | 0 | 41.6 | 0.0295 | 0 | [6 empty] | DEER:HVAC_Split-Package_AC | Annual
Any | NE-HVAC-airAC-SpltPkg-65to134kBtuh-12p0eer-woutPreEcono | MLI | New | CZ14 | cDXGF | SWHC013-02 | DEER2020 | D20v1 | 2020-11-09 | Cap-Tons | 1 |  | None | 40.9 | 0.027 | 0 | 40.9 | 0.027 | 0 | [6 empty] | DEER:HVAC_Split-Package_AC | Annual
Any | NE-HVAC-airAC-SpltPkg-65to134kBtuh-12p0eer-woutPreEcono | MLI | New | CZ15 | cDXGF | SWHC013-02 | DEER2020 | D20v1 | 2020-11-09 | Cap-Tons | 1 |  | None | 68.6 | 0.0292 | 0 | 68.6 | 0.0292 | 0 | [6 empty] | DEER:HVAC_Split-Package_AC | Annual
Any | NE-HVAC-airAC-SpltPkg-65to134kBtuh-12p0eer-woutPreEcono | MLI | New | CZ16 | cDXGF | SWHC013-02 | DEER2020 | D20v1 | 2020-11-09 | Cap-Tons | 1 |  | None | 18.8 | 0.0171 | 0 | 18.8 | 0.0171 | 0 | [6 empty] | DEER:HVAC_Split-Package_AC | Annual
Any | NE-HVAC-airAC-SpltPkg-65to134kBtuh-12p0eer-woutPreEcono | Mtl | Ex | CZ01 | cDXGF | SWHC013-02 | DEER2020 | D20v1 | 2020-11-09 | Cap-Tons | 1 |  | None | 948 | 0.13 | 33.1 | 6.95 | 0.00778 | 0 | [6 empty] | DEER:HVAC_Split-Package_AC | Annual
Any | NE-HVAC-airAC-SpltPkg-65to134kBtuh-12p0eer-woutPreEcono | Mtl | Ex | CZ02 | cDXGF | SWHC013-02 | DEER2020 | D20v1 | 2020-11-09 | Cap-Tons | 1 |  | None | 993 | 0.176 | 31.9 | 57.8 | 0.06 | 0 | [6 empty] | DEER:HVAC_Split-Package_AC | Annual
Any | NE-HVAC-airAC-SpltPkg-65to134kBtuh-12p0eer-woutPreEcono | Mtl | Ex | CZ03 | cDXGF | SWHC013-02 | DEER2020 | D20v1 | 2020-11-09 | Cap-Tons | 1 |  | None | 1010 | 0.144 | 16.6 | 20 | 0.0274 | 0 | [6 empty] | DEER:HVAC_Split-Package_AC | Annual
Any | NE-HVAC-airAC-SpltPkg-65to134kBtuh-12p0eer-woutPreEcono | Mtl | Ex | CZ04 | cDXGF | SWHC013-02 | DEER2020 | D20v1 | 2020-11-09 | Cap-Tons | 1 |  | None | 1000 | 0.175 | 23.3 | 64.4 | 0.0519 | 0 | [6 empty] | DEER:HVAC_Split-Package_AC | Annual
Any | NE-HVAC-airAC-SpltPkg-65to134kBtuh-12p0eer-woutPreEcono | Mtl | Ex | CZ05 | cDXGF | SWHC013-02 | DEER2020 | D20v1 | 2020-11-09 | Cap-Tons | 1 |  | None | 943 | 0.125 | 19.1 | 20.8 | 0.0159 | 0 | [6 empty] | DEER:HVAC_Split-Package_AC | Annual
Any | NE-HVAC-airAC-SpltPkg-65to134kBtuh-12p0eer-woutPreEcono | Mtl | Ex | CZ06 | cDXGF | SWHC013-02 | DEER2020 | D20v1 | 2020-11-09 | Cap-Tons | 1 |  | None | 1020 | 0.162 | 7.24 | 56.6 | 0.0339 | 0 | [6 empty] | DEER:HVAC_Split-Package_AC | Annual
Any | NE-HVAC-airAC-SpltPkg-65to134kBtuh-12p0eer-woutPreEcono | Mtl | Ex | CZ07 | cDXGF | SWHC013-02 | DEER2020 | D20v1 | 2020-11-09 | Cap-Tons | 1 |  | None | 1020 | 0.138 | 2.77 | 50 | 0.0279 | 0 | [6 empty] | DEER:HVAC_Split-Package_AC | Annual
Any | NE-HVAC-airAC-SpltPkg-65to134kBtuh-12p0eer-woutPreEcono | Mtl | Ex | CZ08 | cDXGF | SWHC013-02 | DEER2020 | D20v1 | 2020-11-09 | Cap-Tons | 1 |  | None | 1040 | 0.163 | 8.37 | 91.4 | 0.0446 | 0 | [6 empty] | DEER:HVAC_Split-Package_AC | Annual
Any | NE-HVAC-airAC-SpltPkg-65to134kBtuh-12p0eer-woutPreEcono | Mtl | Ex | CZ09 | cDXGF | SWHC013-02 | DEER2020 | D20v1 | 2020-11-09 | Cap-Tons | 1 |  | None | 1020 | 0.181 | 8.27 | 83.2 | 0.0551 | 0 | [6 empty] | DEER:HVAC_Split-Package_AC | Annual
Any | NE-HVAC-airAC-SpltPkg-65to134kBtuh-12p0eer-woutPreEcono | Mtl | Ex | CZ10 | cDXGF | SWHC013-02 | DEER2020 | D20v1 | 2020-11-09 | Cap-Tons | 1 |  | None | 1070 | 0.195 | 12.9 | 89.9 | 0.058 | 0 | [6 empty] | DEER:HVAC_Split-Package_AC | Annual
Any | NE-HVAC-airAC-SpltPkg-65to134kBtuh-12p0eer-woutPreEcono | Mtl | Ex | CZ11 | cDXGF | SWHC013-02 | DEER2020 | D20v1 | 2020-11-09 | Cap-Tons | 1 |  | None | 1090 | 0.207 | 19.5 | 93.9 | 0.066 | 0 | [6 empty] | DEER:HVAC_Split-Package_AC | Annual
Any | NE-HVAC-airAC-SpltPkg-65to134kBtuh-12p0eer-woutPreEcono | Mtl | Ex | CZ12 | cDXGF | SWHC013-02 | DEER2020 | D20v1 | 2020-11-09 | Cap-Tons | 1 |  | None | 1030 | 0.193 | 22 | 75.3 | 0.0649 | 0 | [6 empty] | DEER:HVAC_Split-Package_AC | Annual
Any | NE-HVAC-airAC-SpltPkg-65to134kBtuh-12p0eer-woutPreEcono | Mtl | Ex | CZ13 | cDXGF | SWHC013-02 | DEER2020 | D20v1 | 2020-11-09 | Cap-Tons | 1 |  | None | 1100 | 0.206 | 17.7 | 98 | 0.0588 | 0 | [6 empty] | DEER:HVAC_Split-Package_AC | Annual
Any | NE-HVAC-airAC-SpltPkg-65to134kBtuh-12p0eer-woutPreEcono | Mtl | Ex | CZ14 | cDXGF | SWHC013-02 | DEER2020 | D20v1 | 2020-11-09 | Cap-Tons | 1 |  | None | 1060 | 0.197 | 21.6 | 94.4 | 0.0535 | 0 | [6 empty] | DEER:HVAC_Split-Package_AC | Annual
Any | NE-HVAC-airAC-SpltPkg-65to134kBtuh-12p0eer-woutPreEcono | Mtl | Ex | CZ15 | cDXGF | SWHC013-02 | DEER2020 | D20v1 | 2020-11-09 | Cap-Tons | 1 |  | None | 1220 | 0.232 | 2.83 | 149 | 0.055 | 0 | [6 empty] | DEER:HVAC_Split-Package_AC | Annual
Any | NE-HVAC-airAC-SpltPkg-65to134kBtuh-12p0eer-woutPreEcono | Mtl | Ex | CZ16 | cDXGF | SWHC013-02 | DEER2020 | D20v1 | 2020-11-09 | Cap-Tons | 1 |  | None | 905 | 0.141 | 35.2 | 34 | 0.0309 | 0 | [6 empty] | DEER:HVAC_Split-Package_AC | Annual
Any | NE-HVAC-airAC-SpltPkg-65to134kBtuh-12p0eer-woutPreEcono | Mtl | New | CZ01 | cDXGF | SWHC013-02 | DEER2020 | D20v1 | 2020-11-09 | Cap-Tons | 1 |  | None | 6.71 | 0.00765 | 0 | 6.71 | 0.00765 | 0 | [6 empty] | DEER:HVAC_Split-Package_AC | Annual
Any | NE-HVAC-airAC-SpltPkg-65to134kBtuh-12p0eer-woutPreEcono | Mtl | New | CZ02 | cDXGF | SWHC013-02 | DEER2020 | D20v1 | 2020-11-09 | Cap-Tons | 1 |  | None | 59.4 | 0.0607 | 0 | 59.4 | 0.0607 | 0 | [6 empty] | DEER:HVAC_Split-Package_AC | Annual
Any | NE-HVAC-airAC-SpltPkg-65to134kBtuh-12p0eer-woutPreEcono | Mtl | New | CZ03 | cDXGF | SWHC013-02 | DEER2020 | D20v1 | 2020-11-09 | Cap-Tons | 1 |  | None | 20.1 | 0.0268 | 0 | 20.1 | 0.0268 | 0 | [6 empty] | DEER:HVAC_Split-Package_AC | Annual
Any | NE-HVAC-airAC-SpltPkg-65to134kBtuh-12p0eer-woutPreEcono | Mtl | New | CZ04 | cDXGF | SWHC013-02 | DEER2020 | D20v1 | 2020-11-09 | Cap-Tons | 1 |  | None | 66.3 | 0.0526 | 0 | 66.3 | 0.0526 | 0 | [6 empty] | DEER:HVAC_Split-Package_AC | Annual
Any | NE-HVAC-airAC-SpltPkg-65to134kBtuh-12p0eer-woutPreEcono | Mtl | New | CZ05 | cDXGF | SWHC013-02 | DEER2020 | D20v1 | 2020-11-09 | Cap-Tons | 1 |  | None | 20.6 | 0.0158 | 0 | 20.6 | 0.0158 | 0 | [6 empty] | DEER:HVAC_Split-Package_AC | Annual
Any | NE-HVAC-airAC-SpltPkg-65to134kBtuh-12p0eer-woutPreEcono | Mtl | New | CZ06 | cDXGF | SWHC013-02 | DEER2020 | D20v1 | 2020-11-09 | Cap-Tons | 1 |  | None | 54.3 | 0.0333 | 0 | 54.3 | 0.0333 | 0 | [6 empty] | DEER:HVAC_Split-Package_AC | Annual
Any | NE-HVAC-airAC-SpltPkg-65to134kBtuh-12p0eer-woutPreEcono | Mtl | New | CZ07 | cDXGF | SWHC013-02 | DEER2020 | D20v1 | 2020-11-09 | Cap-Tons | 1 |  | None | 48.1 | 0.0277 | 0 | 48.1 | 0.0277 | 0 | [6 empty] | DEER:HVAC_Split-Package_AC | Annual
Any | NE-HVAC-airAC-SpltPkg-65to134kBtuh-12p0eer-woutPreEcono | Mtl | New | CZ08 | cDXGF | SWHC013-02 | DEER2020 | D20v1 | 2020-11-09 | Cap-Tons | 1 |  | None | 89.8 | 0.0444 | 0 | 89.8 | 0.0444 | 0 | [6 empty] | DEER:HVAC_Split-Package_AC | Annual
Any | NE-HVAC-airAC-SpltPkg-65to134kBtuh-12p0eer-woutPreEcono | Mtl | New | CZ09 | cDXGF | SWHC013-02 | DEER2020 | D20v1 | 2020-11-09 | Cap-Tons | 1 |  | None | 80.5 | 0.0549 | 0 | 80.5 | 0.0549 | 0 | [6 empty] | DEER:HVAC_Split-Package_AC | Annual
Any | NE-HVAC-airAC-SpltPkg-65to134kBtuh-12p0eer-woutPreEcono | Mtl | New | CZ10 | cDXGF | SWHC013-02 | DEER2020 | D20v1 | 2020-11-09 | Cap-Tons | 1 |  | None | 90.8 | 0.0584 | 0 | 90.8 | 0.0584 | 0 | [6 empty] | DEER:HVAC_Split-Package_AC | Annual
Any | NE-HVAC-airAC-SpltPkg-65to134kBtuh-12p0eer-woutPreEcono | Mtl | New | CZ11 | cDXGF | SWHC013-02 | DEER2020 | D20v1 | 2020-11-09 | Cap-Tons | 1 |  | None | 95.5 | 0.0662 | 0 | 95.5 | 0.0662 | 0 | [6 empty] | DEER:HVAC_Split-Package_AC | Annual
Any | NE-HVAC-airAC-SpltPkg-65to134kBtuh-12p0eer-woutPreEcono | Mtl | New | CZ12 | cDXGF | SWHC013-02 | DEER2020 | D20v1 | 2020-11-09 | Cap-Tons | 1 |  | None | 76.4 | 0.0653 | 0 | 76.4 | 0.0653 | 0 | [6 empty] | DEER:HVAC_Split-Package_AC | Annual
Any | NE-HVAC-airAC-SpltPkg-65to134kBtuh-12p0eer-woutPreEcono | Mtl | New | CZ13 | cDXGF | SWHC013-02 | DEER2020 | D20v1 | 2020-11-09 | Cap-Tons | 1 |  | None | 98.7 | 0.0589 | 0 | 98.7 | 0.0589 | 0 | [6 empty] | DEER:HVAC_Split-Package_AC | Annual
Any | NE-HVAC-airAC-SpltPkg-65to134kBtuh-12p0eer-woutPreEcono | Mtl | New | CZ14 | cDXGF | SWHC013-02 | DEER2020 | D20v1 | 2020-11-09 | Cap-Tons | 1 |  | None | 95 | 0.0532 | 0 | 95 | 0.0532 | 0 | [6 empty] | DEER:HVAC_Split-Package_AC | Annual
Any | NE-HVAC-airAC-SpltPkg-65to134kBtuh-12p0eer-woutPreEcono | Mtl | New | CZ15 | cDXGF | SWHC013-02 | DEER2020 | D20v1 | 2020-11-09 | Cap-Tons | 1 |  | None | 148 | 0.0542 | 0 | 148 | 0.0542 | 0 | [6 empty] | DEER:HVAC_Split-Package_AC | Annual
Any | NE-HVAC-airAC-SpltPkg-65to134kBtuh-12p0eer-woutPreEcono | Mtl | New | CZ16 | cDXGF | SWHC013-02 | DEER2020 | D20v1 | 2020-11-09 | Cap-Tons | 1 |  | None | 33.6 | 0.0303 | 0 | 33.6 | 0.0303 | 0 | [6 empty] | DEER:HVAC_Split-Package_AC | Annual
Any | NE-HVAC-airAC-SpltPkg-65to134kBtuh-12p0eer-woutPreEcono | Nrs | Ex | CZ01 | cDXGF | SWHC013-02 | DEER2020 | D20v1 | 2020-11-09 | Cap-Tons | 1 |  | None | 829 | 0.124 | 17.5 | 5.07 | 0.00569 | 0 | [6 empty] | DEER:HVAC_Split-Package_AC | Annual
Any | NE-HVAC-airAC-SpltPkg-65to134kBtuh-12p0eer-woutPreEcono | Nrs | Ex | CZ02 | cDXGF | SWHC013-02 | DEER2020 | D20v1 | 2020-11-09 | Cap-Tons | 1 |  | None | 847 | 0.168 | 11.7 | 32.7 | 0.0369 | 0 | [6 empty] | DEER:HVAC_Split-Package_AC | Annual
Any | NE-HVAC-airAC-SpltPkg-65to134kBtuh-12p0eer-woutPreEcono | Nrs | Ex | CZ03 | cDXGF | SWHC013-02 | DEER2020 | D20v1 | 2020-11-09 | Cap-Tons | 1 |  | None | 796 | 0.115 | 7.31 | 14.5 | 0.0217 | 0 | [6 empty] | DEER:HVAC_Split-Package_AC | Annual
Any | NE-HVAC-airAC-SpltPkg-65to134kBtuh-12p0eer-woutPreEcono | Nrs | Ex | CZ04 | cDXGF | SWHC013-02 | DEER2020 | D20v1 | 2020-11-09 | Cap-Tons | 1 |  | None | 875 | 0.157 | 7.69 | 36.3 | 0.0332 | 0 | [6 empty] | DEER:HVAC_Split-Package_AC | Annual
Any | NE-HVAC-airAC-SpltPkg-65to134kBtuh-12p0eer-woutPreEcono | Nrs | Ex | CZ05 | cDXGF | SWHC013-02 | DEER2020 | D20v1 | 2020-11-09 | Cap-Tons | 1 |  | None | 791 | 0.107 | 11.3 | 15.7 | 0.013 | 0 | [6 empty] | DEER:HVAC_Split-Package_AC | Annual
Any | NE-HVAC-airAC-SpltPkg-65to134kBtuh-12p0eer-woutPreEcono | Nrs | Ex | CZ06 | cDXGF | SWHC013-02 | DEER2020 | D20v1 | 2020-11-09 | Cap-Tons | 1 |  | None | 893 | 0.145 | 4.05 | 40.4 | 0.0292 | 0 | [6 empty] | DEER:HVAC_Split-Package_AC | Annual
Any | NE-HVAC-airAC-SpltPkg-65to134kBtuh-12p0eer-woutPreEcono | Nrs | Ex | CZ07 | cDXGF | SWHC013-02 | DEER2020 | D20v1 | 2020-11-09 | Cap-Tons | 1 |  | None | 855 | 0.121 | 3.21 | 33.1 | 0.0233 | 0 | [6 empty] | DEER:HVAC_Split-Package_AC | Annual
Any | NE-HVAC-airAC-SpltPkg-65to134kBtuh-12p0eer-woutPreEcono | Nrs | Ex | CZ08 | cDXGF | SWHC013-02 | DEER2020 | D20v1 | 2020-11-09 | Cap-Tons | 1 |  | None | 916 | 0.15 | 3.1 | 49.7 | 0.0293 | 0 | [6 empty] | DEER:HVAC_Split-Package_AC | Annual
Any | NE-HVAC-airAC-SpltPkg-65to134kBtuh-12p0eer-woutPreEcono | Nrs | Ex | CZ09 | cDXGF | SWHC013-02 | DEER2020 | D20v1 | 2020-11-09 | Cap-Tons | 1 |  | None | 898 | 0.175 | 3.92 | 56.7 | 0.0429 | 0 | [6 empty] | DEER:HVAC_Split-Package_AC | Annual
Any | NE-HVAC-airAC-SpltPkg-65to134kBtuh-12p0eer-woutPreEcono | Nrs | Ex | CZ10 | cDXGF | SWHC013-02 | DEER2020 | D20v1 | 2020-11-09 | Cap-Tons | 1 |  | None | 866 | 0.173 | 5.31 | 59.1 | 0.0421 | 0 | [6 empty] | DEER:HVAC_Split-Package_AC | Annual
Any | NE-HVAC-airAC-SpltPkg-65to134kBtuh-12p0eer-woutPreEcono | Nrs | Ex | CZ11 | cDXGF | SWHC013-02 | DEER2020 | D20v1 | 2020-11-09 | Cap-Tons | 1 |  | None | 874 | 0.18 | 11 | 66.6 | 0.0508 | 0 | [6 empty] | DEER:HVAC_Split-Package_AC | Annual
Any | NE-HVAC-airAC-SpltPkg-65to134kBtuh-12p0eer-woutPreEcono | Nrs | Ex | CZ12 | cDXGF | SWHC013-02 | DEER2020 | D20v1 | 2020-11-09 | Cap-Tons | 1 |  | None | 874 | 0.181 | 9.39 | 49.1 | 0.0456 | 0 | [6 empty] | DEER:HVAC_Split-Package_AC | Annual
Any | NE-HVAC-airAC-SpltPkg-65to134kBtuh-12p0eer-woutPreEcono | Nrs | Ex | CZ13 | cDXGF | SWHC013-02 | DEER2020 | D20v1 | 2020-11-09 | Cap-Tons | 1 |  | None | 945 | 0.191 | 8.82 | 68.7 | 0.0457 | 0 | [6 empty] | DEER:HVAC_Split-Package_AC | Annual
Any | NE-HVAC-airAC-SpltPkg-65to134kBtuh-12p0eer-woutPreEcono | Nrs | Ex | CZ14 | cDXGF | SWHC013-02 | DEER2020 | D20v1 | 2020-11-09 | Cap-Tons | 1 |  | None | 829 | 0.162 | 11.8 | 67.2 | 0.0411 | 0 | [6 empty] | DEER:HVAC_Split-Package_AC | Annual
Any | NE-HVAC-airAC-SpltPkg-65to134kBtuh-12p0eer-woutPreEcono | Nrs | Ex | CZ15 | cDXGF | SWHC013-02 | DEER2020 | D20v1 | 2020-11-09 | Cap-Tons | 1 |  | None | 904 | 0.182 | 2.61 | 123 | 0.0499 | 0 | [6 empty] | DEER:HVAC_Split-Package_AC | Annual
Any | NE-HVAC-airAC-SpltPkg-65to134kBtuh-12p0eer-woutPreEcono | Nrs | Ex | CZ16 | cDXGF | SWHC013-02 | DEER2020 | D20v1 | 2020-11-09 | Cap-Tons | 1 |  | None | 798 | 0.131 | 21.8 | 23.8 | 0.0246 | 0 | [6 empty] | DEER:HVAC_Split-Package_AC | Annual
Any | NE-HVAC-airAC-SpltPkg-65to134kBtuh-12p0eer-woutPreEcono | Nrs | New | CZ01 | cDXGF | SWHC013-02 | DEER2020 | D20v1 | 2020-11-09 | Cap-Tons | 1 |  | None | 4.47 | 0.00457 | 0 | 4.47 | 0.00457 | 0 | [6 empty] | DEER:HVAC_Split-Package_AC | Annual
Any | NE-HVAC-airAC-SpltPkg-65to134kBtuh-12p0eer-woutPreEcono | Nrs | New | CZ02 | cDXGF | SWHC013-02 | DEER2020 | D20v1 | 2020-11-09 | Cap-Tons | 1 |  | None | 28.3 | 0.0332 | 0 | 28.3 | 0.0332 | 0 | [6 empty] | DEER:HVAC_Split-Package_AC | Annual
Any | NE-HVAC-airAC-SpltPkg-65to134kBtuh-12p0eer-woutPreEcono | Nrs | New | CZ03 | cDXGF | SWHC013-02 | DEER2020 | D20v1 | 2020-11-09 | Cap-Tons | 1 |  | None | 10.4 | 0.0182 | 0 | 10.4 | 0.0182 | 0 | [6 empty] | DEER:HVAC_Split-Package_AC | Annual
Any | NE-HVAC-airAC-SpltPkg-65to134kBtuh-12p0eer-woutPreEcono | Nrs | New | CZ04 | cDXGF | SWHC013-02 | DEER2020 | D20v1 | 2020-11-09 | Cap-Tons | 1 |  | None | 29.5 | 0.0291 | 0 | 29.5 | 0.0291 | 0 | [6 empty] | DEER:HVAC_Split-Package_AC | Annual
Any | NE-HVAC-airAC-SpltPkg-65to134kBtuh-12p0eer-woutPreEcono | Nrs | New | CZ05 | cDXGF | SWHC013-02 | DEER2020 | D20v1 | 2020-11-09 | Cap-Tons | 1 |  | None | 11 | 0.0104 | 0 | 11 | 0.0104 | 0 | [6 empty] | DEER:HVAC_Split-Package_AC | Annual
Any | NE-HVAC-airAC-SpltPkg-65to134kBtuh-12p0eer-woutPreEcono | Nrs | New | CZ06 | cDXGF | SWHC013-02 | DEER2020 | D20v1 | 2020-11-09 | Cap-Tons | 1 |  | None | 32 | 0.0257 | 0 | 32 | 0.0257 | 0 | [6 empty] | DEER:HVAC_Split-Package_AC | Annual
Any | NE-HVAC-airAC-SpltPkg-65to134kBtuh-12p0eer-woutPreEcono | Nrs | New | CZ07 | cDXGF | SWHC013-02 | DEER2020 | D20v1 | 2020-11-09 | Cap-Tons | 1 |  | None | 24.8 | 0.02 | 0 | 24.8 | 0.02 | 0 | [6 empty] | DEER:HVAC_Split-Package_AC | Annual
Any | NE-HVAC-airAC-SpltPkg-65to134kBtuh-12p0eer-woutPreEcono | Nrs | New | CZ08 | cDXGF | SWHC013-02 | DEER2020 | D20v1 | 2020-11-09 | Cap-Tons | 1 |  | None | 41 | 0.0263 | 0 | 41 | 0.0263 | 0 | [6 empty] | DEER:HVAC_Split-Package_AC | Annual
Any | NE-HVAC-airAC-SpltPkg-65to134kBtuh-12p0eer-woutPreEcono | Nrs | New | CZ09 | cDXGF | SWHC013-02 | DEER2020 | D20v1 | 2020-11-09 | Cap-Tons | 1 |  | None | 48 | 0.0389 | 0 | 48 | 0.0389 | 0 | [6 empty] | DEER:HVAC_Split-Package_AC | Annual
Any | NE-HVAC-airAC-SpltPkg-65to134kBtuh-12p0eer-woutPreEcono | Nrs | New | CZ10 | cDXGF | SWHC013-02 | DEER2020 | D20v1 | 2020-11-09 | Cap-Tons | 1 |  | None | 52.4 | 0.0387 | 0 | 52.4 | 0.0387 | 0 | [6 empty] | DEER:HVAC_Split-Package_AC | Annual
Any | NE-HVAC-airAC-SpltPkg-65to134kBtuh-12p0eer-woutPreEcono | Nrs | New | CZ11 | cDXGF | SWHC013-02 | DEER2020 | D20v1 | 2020-11-09 | Cap-Tons | 1 |  | None | 59.5 | 0.0463 | 0 | 59.5 | 0.0463 | 0 | [6 empty] | DEER:HVAC_Split-Package_AC | Annual
Any | NE-HVAC-airAC-SpltPkg-65to134kBtuh-12p0eer-woutPreEcono | Nrs | New | CZ12 | cDXGF | SWHC013-02 | DEER2020 | D20v1 | 2020-11-09 | Cap-Tons | 1 |  | None | 43.4 | 0.0416 | 0 | 43.4 | 0.0416 | 0 | [6 empty] | DEER:HVAC_Split-Package_AC | Annual
Any | NE-HVAC-airAC-SpltPkg-65to134kBtuh-12p0eer-woutPreEcono | Nrs | New | CZ13 | cDXGF | SWHC013-02 | DEER2020 | D20v1 | 2020-11-09 | Cap-Tons | 1 |  | None | 62 | 0.0421 | 0 | 62 | 0.0421 | 0 | [6 empty] | DEER:HVAC_Split-Package_AC | Annual
Any | NE-HVAC-airAC-SpltPkg-65to134kBtuh-12p0eer-woutPreEcono | Nrs | New | CZ14 | cDXGF | SWHC013-02 | DEER2020 | D20v1 | 2020-11-09 | Cap-Tons | 1 |  | None | 60.3 | 0.0378 | 0 | 60.3 | 0.0378 | 0 | [6 empty] | DEER:HVAC_Split-Package_AC | Annual
Any | NE-HVAC-airAC-SpltPkg-65to134kBtuh-12p0eer-woutPreEcono | Nrs | New | CZ15 | cDXGF | SWHC013-02 | DEER2020 | D20v1 | 2020-11-09 | Cap-Tons | 1 |  | None | 114 | 0.0473 | 0 | 114 | 0.0473 | 0 | [6 empty] | DEER:HVAC_Split-Package_AC | Annual
Any | NE-HVAC-airAC-SpltPkg-65to134kBtuh-12p0eer-woutPreEcono | Nrs | New | CZ16 | cDXGF | SWHC013-02 | DEER2020 | D20v1 | 2020-11-09 | Cap-Tons | 1 |  | None | 20.6 | 0.0218 | 0 | 20.6 | 0.0218 | 0 | [6 empty] | DEER:HVAC_Split-Package_AC | Annual
Any | NE-HVAC-airAC-SpltPkg-65to134kBtuh-12p0eer-woutPreEcono | OfL | Ex | CZ01 | cDXGF | SWHC013-02 | DEER2020 | D20v1 | 2020-11-09 | Cap-Tons | 1 |  | None | 612 | 0.0755 | 3.22 | 8.52 | 0.00646 | 0 | [6 empty] | DEER:HVAC_Split-Package_AC | Annual
Any | NE-HVAC-airAC-SpltPkg-65to134kBtuh-12p0eer-woutPreEcono | OfL | Ex | CZ02 | cDXGF | SWHC013-02 | DEER2020 | D20v1 | 2020-11-09 | Cap-Tons | 1 |  | None | 589 | 0.077 | 2.22 | 45.5 | 0.0269 | 0 | [6 empty] | DEER:HVAC_Split-Package_AC | Annual
Any | NE-HVAC-airAC-SpltPkg-65to134kBtuh-12p0eer-woutPreEcono | OfL | Ex | CZ03 | cDXGF | SWHC013-02 | DEER2020 | D20v1 | 2020-11-09 | Cap-Tons | 1 |  | None | 565 | 0.0615 | 1.03 | 21.1 | 0.0144 | 0 | [6 empty] | DEER:HVAC_Split-Package_AC | Annual
Any | NE-HVAC-airAC-SpltPkg-65to134kBtuh-12p0eer-woutPreEcono | OfL | Ex | CZ04 | cDXGF | SWHC013-02 | DEER2020 | D20v1 | 2020-11-09 | Cap-Tons | 1 |  | None | 565 | 0.0715 | 1.29 | 47.4 | 0.0232 | 0 | [6 empty] | DEER:HVAC_Split-Package_AC | Annual
Any | NE-HVAC-airAC-SpltPkg-65to134kBtuh-12p0eer-woutPreEcono | OfL | Ex | CZ05 | cDXGF | SWHC013-02 | DEER2020 | D20v1 | 2020-11-09 | Cap-Tons | 1 |  | None | 569 | 0.057 | 1.03 | 24.1 | 0.0114 | 0 | [6 empty] | DEER:HVAC_Split-Package_AC | Annual
Any | NE-HVAC-airAC-SpltPkg-65to134kBtuh-12p0eer-woutPreEcono | OfL | Ex | CZ06 | cDXGF | SWHC013-02 | DEER2020 | D20v1 | 2020-11-09 | Cap-Tons | 1 |  | None | 538 | 0.0638 | 0.238 | 44.6 | 0.0161 | 0 | [6 empty] | DEER:HVAC_Split-Package_AC | Annual
Any | NE-HVAC-airAC-SpltPkg-65to134kBtuh-12p0eer-woutPreEcono | OfL | Ex | CZ07 | cDXGF | SWHC013-02 | DEER2020 | D20v1 | 2020-11-09 | Cap-Tons | 1 |  | None | 574 | 0.0601 | 0.116 | 38.1 | 0.0141 | 0 | [6 empty] | DEER:HVAC_Split-Package_AC | Annual
Any | NE-HVAC-airAC-SpltPkg-65to134kBtuh-12p0eer-woutPreEcono | OfL | Ex | CZ08 | cDXGF | SWHC013-02 | DEER2020 | D20v1 | 2020-11-09 | Cap-Tons | 1 |  | None | 543 | 0.0652 | 0.287 | 59.6 | 0.0187 | 0 | [6 empty] | DEER:HVAC_Split-Package_AC | Annual
Any | NE-HVAC-airAC-SpltPkg-65to134kBtuh-12p0eer-woutPreEcono | OfL | Ex | CZ09 | cDXGF | SWHC013-02 | DEER2020 | D20v1 | 2020-11-09 | Cap-Tons | 1 |  | None | 533 | 0.0736 | 0.368 | 53.8 | 0.0238 | 0 | [6 empty] | DEER:HVAC_Split-Package_AC | Annual
Any | NE-HVAC-airAC-SpltPkg-65to134kBtuh-12p0eer-woutPreEcono | OfL | Ex | CZ10 | cDXGF | SWHC013-02 | DEER2020 | D20v1 | 2020-11-09 | Cap-Tons | 1 |  | None | 580 | 0.0774 | 0.462 | 63.3 | 0.0261 | 0 | [6 empty] | DEER:HVAC_Split-Package_AC | Annual
Any | NE-HVAC-airAC-SpltPkg-65to134kBtuh-12p0eer-woutPreEcono | OfL | Ex | CZ11 | cDXGF | SWHC013-02 | DEER2020 | D20v1 | 2020-11-09 | Cap-Tons | 1 |  | None | 558 | 0.0841 | 1.6 | 58.7 | 0.0289 | 0 | [6 empty] | DEER:HVAC_Split-Package_AC | Annual
Any | NE-HVAC-airAC-SpltPkg-65to134kBtuh-12p0eer-woutPreEcono | OfL | Ex | CZ12 | cDXGF | SWHC013-02 | DEER2020 | D20v1 | 2020-11-09 | Cap-Tons | 1 |  | None | 578 | 0.0821 | 1.68 | 51.1 | 0.0274 | 0 | [6 empty] | DEER:HVAC_Split-Package_AC | Annual
Any | NE-HVAC-airAC-SpltPkg-65to134kBtuh-12p0eer-woutPreEcono | OfL | Ex | CZ13 | cDXGF | SWHC013-02 | DEER2020 | D20v1 | 2020-11-09 | Cap-Tons | 1 |  | None | 552 | 0.0784 | 1.38 | 60.4 | 0.0245 | 0 | [6 empty] | DEER:HVAC_Split-Package_AC | Annual
Any | NE-HVAC-airAC-SpltPkg-65to134kBtuh-12p0eer-woutPreEcono | OfL | Ex | CZ14 | cDXGF | SWHC013-02 | DEER2020 | D20v1 | 2020-11-09 | Cap-Tons | 1 |  | None | 553 | 0.0789 | 1.55 | 60.7 | 0.0232 | 0 | [6 empty] | DEER:HVAC_Split-Package_AC | Annual
Any | NE-HVAC-airAC-SpltPkg-65to134kBtuh-12p0eer-woutPreEcono | OfL | Ex | CZ15 | cDXGF | SWHC013-02 | DEER2020 | D20v1 | 2020-11-09 | Cap-Tons | 1 |  | None | 576 | 0.0872 | 0.0791 | 89.2 | 0.0241 | 0 | [6 empty] | DEER:HVAC_Split-Package_AC | Annual
Any | NE-HVAC-airAC-SpltPkg-65to134kBtuh-12p0eer-woutPreEcono | OfL | Ex | CZ16 | cDXGF | SWHC013-02 | DEER2020 | D20v1 | 2020-11-09 | Cap-Tons | 1 |  | None | 502 | 0.0616 | 5.67 | 28.7 | 0.0156 | 0 | [6 empty] | DEER:HVAC_Split-Package_AC | Annual
Any | NE-HVAC-airAC-SpltPkg-65to134kBtuh-12p0eer-woutPreEcono | OfL | New | CZ01 | cDXGF | SWHC013-02 | DEER2020 | D20v1 | 2020-11-09 | Cap-Tons | 1 |  | None | 7.49 | 0.00577 | 0 | 7.49 | 0.00577 | 0 | [6 empty] | DEER:HVAC_Split-Package_AC | Annual
Any | NE-HVAC-airAC-SpltPkg-65to134kBtuh-12p0eer-woutPreEcono | OfL | New | CZ02 | cDXGF | SWHC013-02 | DEER2020 | D20v1 | 2020-11-09 | Cap-Tons | 1 |  | None | 43.1 | 0.0261 | 0 | 43.1 | 0.0261 | 0 | [6 empty] | DEER:HVAC_Split-Package_AC | Annual
Any | NE-HVAC-airAC-SpltPkg-65to134kBtuh-12p0eer-woutPreEcono | OfL | New | CZ03 | cDXGF | SWHC013-02 | DEER2020 | D20v1 | 2020-11-09 | Cap-Tons | 1 |  | None | 19.8 | 0.0137 | 0 | 19.8 | 0.0137 | 0 | [6 empty] | DEER:HVAC_Split-Package_AC | Annual
Any | NE-HVAC-airAC-SpltPkg-65to134kBtuh-12p0eer-woutPreEcono | OfL | New | CZ04 | cDXGF | SWHC013-02 | DEER2020 | D20v1 | 2020-11-09 | Cap-Tons | 1 |  | None | 46 | 0.0224 | 0 | 46 | 0.0224 | 0 | [6 empty] | DEER:HVAC_Split-Package_AC | Annual
Any | NE-HVAC-airAC-SpltPkg-65to134kBtuh-12p0eer-woutPreEcono | OfL | New | CZ05 | cDXGF | SWHC013-02 | DEER2020 | D20v1 | 2020-11-09 | Cap-Tons | 1 |  | None | 23 | 0.0111 | 0 | 23 | 0.0111 | 0 | [6 empty] | DEER:HVAC_Split-Package_AC | Annual
Any | NE-HVAC-airAC-SpltPkg-65to134kBtuh-12p0eer-woutPreEcono | OfL | New | CZ06 | cDXGF | SWHC013-02 | DEER2020 | D20v1 | 2020-11-09 | Cap-Tons | 1 |  | None | 43.1 | 0.0155 | 0 | 43.1 | 0.0155 | 0 | [6 empty] | DEER:HVAC_Split-Package_AC | Annual
Any | NE-HVAC-airAC-SpltPkg-65to134kBtuh-12p0eer-woutPreEcono | OfL | New | CZ07 | cDXGF | SWHC013-02 | DEER2020 | D20v1 | 2020-11-09 | Cap-Tons | 1 |  | None | 36.6 | 0.0137 | 0 | 36.6 | 0.0137 | 0 | [6 empty] | DEER:HVAC_Split-Package_AC | Annual
Any | NE-HVAC-airAC-SpltPkg-65to134kBtuh-12p0eer-woutPreEcono | OfL | New | CZ08 | cDXGF | SWHC013-02 | DEER2020 | D20v1 | 2020-11-09 | Cap-Tons | 1 |  | None | 57.8 | 0.0183 | 0 | 57.8 | 0.0183 | 0 | [6 empty] | DEER:HVAC_Split-Package_AC | Annual
Any | NE-HVAC-airAC-SpltPkg-65to134kBtuh-12p0eer-woutPreEcono | OfL | New | CZ09 | cDXGF | SWHC013-02 | DEER2020 | D20v1 | 2020-11-09 | Cap-Tons | 1 |  | None | 51.3 | 0.0229 | 0 | 51.3 | 0.0229 | 0 | [6 empty] | DEER:HVAC_Split-Package_AC | Annual
Any | NE-HVAC-airAC-SpltPkg-65to134kBtuh-12p0eer-woutPreEcono | OfL | New | CZ10 | cDXGF | SWHC013-02 | DEER2020 | D20v1 | 2020-11-09 | Cap-Tons | 1 |  | None | 60.1 | 0.0256 | 0 | 60.1 | 0.0256 | 0 | [6 empty] | DEER:HVAC_Split-Package_AC | Annual
Any | NE-HVAC-airAC-SpltPkg-65to134kBtuh-12p0eer-woutPreEcono | OfL | New | CZ11 | cDXGF | SWHC013-02 | DEER2020 | D20v1 | 2020-11-09 | Cap-Tons | 1 |  | None | 55.8 | 0.0277 | 0 | 55.8 | 0.0277 | 0 | [6 empty] | DEER:HVAC_Split-Package_AC | Annual
Any | NE-HVAC-airAC-SpltPkg-65to134kBtuh-12p0eer-woutPreEcono | OfL | New | CZ12 | cDXGF | SWHC013-02 | DEER2020 | D20v1 | 2020-11-09 | Cap-Tons | 1 |  | None | 48.4 | 0.0263 | 0 | 48.4 | 0.0263 | 0 | [6 empty] | DEER:HVAC_Split-Package_AC | Annual
Any | NE-HVAC-airAC-SpltPkg-65to134kBtuh-12p0eer-woutPreEcono | OfL | New | CZ13 | cDXGF | SWHC013-02 | DEER2020 | D20v1 | 2020-11-09 | Cap-Tons | 1 |  | None | 57.7 | 0.0237 | 0 | 57.7 | 0.0237 | 0 | [6 empty] | DEER:HVAC_Split-Package_AC | Annual
Any | NE-HVAC-airAC-SpltPkg-65to134kBtuh-12p0eer-woutPreEcono | OfL | New | CZ14 | cDXGF | SWHC013-02 | DEER2020 | D20v1 | 2020-11-09 | Cap-Tons | 1 |  | None | 57.9 | 0.0224 | 0 | 57.9 | 0.0224 | 0 | [6 empty] | DEER:HVAC_Split-Package_AC | Annual
Any | NE-HVAC-airAC-SpltPkg-65to134kBtuh-12p0eer-woutPreEcono | OfL | New | CZ15 | cDXGF | SWHC013-02 | DEER2020 | D20v1 | 2020-11-09 | Cap-Tons | 1 |  | None | 85.8 | 0.0233 | 0 | 85.8 | 0.0233 | 0 | [6 empty] | DEER:HVAC_Split-Package_AC | Annual
Any | NE-HVAC-airAC-SpltPkg-65to134kBtuh-12p0eer-woutPreEcono | OfL | New | CZ16 | cDXGF | SWHC013-02 | DEER2020 | D20v1 | 2020-11-09 | Cap-Tons | 1 |  | None | 26.8 | 0.0145 | 0 | 26.8 | 0.0145 | 0 | [6 empty] | DEER:HVAC_Split-Package_AC | Annual
Any | NE-HVAC-airAC-SpltPkg-65to134kBtuh-12p0eer-woutPreEcono | OfS | Ex | CZ01 | cDXGF | SWHC013-02 | DEER2020 | D20v1 | 2020-11-09 | Cap-Tons | 1 |  | None | 455 | 0.063 | 4.49 | 7.71 | 0.00569 | 0 | [6 empty] | DEER:HVAC_Split-Package_AC | Annual
Any | NE-HVAC-airAC-SpltPkg-65to134kBtuh-12p0eer-woutPreEcono | OfS | Ex | CZ02 | cDXGF | SWHC013-02 | DEER2020 | D20v1 | 2020-11-09 | Cap-Tons | 1 |  | None | 473 | 0.0747 | 3.26 | 40.1 | 0.0264 | 0 | [6 empty] | DEER:HVAC_Split-Package_AC | Annual
Any | NE-HVAC-airAC-SpltPkg-65to134kBtuh-12p0eer-woutPreEcono | OfS | Ex | CZ03 | cDXGF | SWHC013-02 | DEER2020 | D20v1 | 2020-11-09 | Cap-Tons | 1 |  | None | 440 | 0.0568 | 1.37 | 18.3 | 0.0139 | 0 | [6 empty] | DEER:HVAC_Split-Package_AC | Annual
Any | NE-HVAC-airAC-SpltPkg-65to134kBtuh-12p0eer-woutPreEcono | OfS | Ex | CZ04 | cDXGF | SWHC013-02 | DEER2020 | D20v1 | 2020-11-09 | Cap-Tons | 1 |  | None | 463 | 0.0689 | 1.6 | 41.2 | 0.0223 | 0 | [6 empty] | DEER:HVAC_Split-Package_AC | Annual
Any | NE-HVAC-airAC-SpltPkg-65to134kBtuh-12p0eer-woutPreEcono | OfS | Ex | CZ05 | cDXGF | SWHC013-02 | DEER2020 | D20v1 | 2020-11-09 | Cap-Tons | 1 |  | None | 455 | 0.0521 | 1.42 | 20.8 | 0.0103 | 0 | [6 empty] | DEER:HVAC_Split-Package_AC | Annual
Any | NE-HVAC-airAC-SpltPkg-65to134kBtuh-12p0eer-woutPreEcono | OfS | Ex | CZ06 | cDXGF | SWHC013-02 | DEER2020 | D20v1 | 2020-11-09 | Cap-Tons | 1 |  | None | 440 | 0.0598 | 0.371 | 40.1 | 0.0163 | 0 | [6 empty] | DEER:HVAC_Split-Package_AC | Annual
Any | NE-HVAC-airAC-SpltPkg-65to134kBtuh-12p0eer-woutPreEcono | OfS | Ex | CZ07 | cDXGF | SWHC013-02 | DEER2020 | D20v1 | 2020-11-09 | Cap-Tons | 1 |  | None | 474 | 0.0569 | 0.278 | 33.6 | 0.0139 | 0 | [6 empty] | DEER:HVAC_Split-Package_AC | Annual
Any | NE-HVAC-airAC-SpltPkg-65to134kBtuh-12p0eer-woutPreEcono | OfS | Ex | CZ08 | cDXGF | SWHC013-02 | DEER2020 | D20v1 | 2020-11-09 | Cap-Tons | 1 |  | None | 451 | 0.0619 | 0.527 | 52.2 | 0.0184 | 0 | [6 empty] | DEER:HVAC_Split-Package_AC | Annual
Any | NE-HVAC-airAC-SpltPkg-65to134kBtuh-12p0eer-woutPreEcono | OfS | Ex | CZ09 | cDXGF | SWHC013-02 | DEER2020 | D20v1 | 2020-11-09 | Cap-Tons | 1 |  | None | 468 | 0.0737 | 0.519 | 48.3 | 0.0235 | 0 | [6 empty] | DEER:HVAC_Split-Package_AC | Annual
Any | NE-HVAC-airAC-SpltPkg-65to134kBtuh-12p0eer-woutPreEcono | OfS | Ex | CZ10 | cDXGF | SWHC013-02 | DEER2020 | D20v1 | 2020-11-09 | Cap-Tons | 1 |  | None | 501 | 0.0771 | 0.826 | 56.8 | 0.0256 | 0 | [6 empty] | DEER:HVAC_Split-Package_AC | Annual
Any | NE-HVAC-airAC-SpltPkg-65to134kBtuh-12p0eer-woutPreEcono | OfS | Ex | CZ11 | cDXGF | SWHC013-02 | DEER2020 | D20v1 | 2020-11-09 | Cap-Tons | 1 |  | None | 496 | 0.0843 | 2.03 | 54.3 | 0.0295 | 0 | [6 empty] | DEER:HVAC_Split-Package_AC | Annual
Any | NE-HVAC-airAC-SpltPkg-65to134kBtuh-12p0eer-woutPreEcono | OfS | Ex | CZ12 | cDXGF | SWHC013-02 | DEER2020 | D20v1 | 2020-11-09 | Cap-Tons | 1 |  | None | 486 | 0.0803 | 2.24 | 46.3 | 0.0272 | 0 | [6 empty] | DEER:HVAC_Split-Package_AC | Annual
Any | NE-HVAC-airAC-SpltPkg-65to134kBtuh-12p0eer-woutPreEcono | OfS | Ex | CZ13 | cDXGF | SWHC013-02 | DEER2020 | D20v1 | 2020-11-09 | Cap-Tons | 1 |  | None | 504 | 0.0806 | 1.81 | 55.9 | 0.0244 | 0 | [6 empty] | DEER:HVAC_Split-Package_AC | Annual
Any | NE-HVAC-airAC-SpltPkg-65to134kBtuh-12p0eer-woutPreEcono | OfS | Ex | CZ14 | cDXGF | SWHC013-02 | DEER2020 | D20v1 | 2020-11-09 | Cap-Tons | 1 |  | None | 500 | 0.0795 | 1.96 | 56.4 | 0.0233 | 0 | [6 empty] | DEER:HVAC_Split-Package_AC | Annual
Any | NE-HVAC-airAC-SpltPkg-65to134kBtuh-12p0eer-woutPreEcono | OfS | Ex | CZ15 | cDXGF | SWHC013-02 | DEER2020 | D20v1 | 2020-11-09 | Cap-Tons | 1 |  | None | 531 | 0.0859 | 0.11 | 86.5 | 0.0248 | 0 | [6 empty] | DEER:HVAC_Split-Package_AC | Annual
Any | NE-HVAC-airAC-SpltPkg-65to134kBtuh-12p0eer-woutPreEcono | OfS | Ex | CZ16 | cDXGF | SWHC013-02 | DEER2020 | D20v1 | 2020-11-09 | Cap-Tons | 1 |  | None | 467 | 0.0625 | 6.91 | 27.2 | 0.0163 | 0 | [6 empty] | DEER:HVAC_Split-Package_AC | Annual
Any | NE-HVAC-airAC-SpltPkg-65to134kBtuh-12p0eer-woutPreEcono | OfS | New | CZ01 | cDXGF | SWHC013-02 | DEER2020 | D20v1 | 2020-11-09 | Cap-Tons | 1 |  | None | 7.07 | 0.00523 | 0 | 7.07 | 0.00523 | 0 | [6 empty] | DEER:HVAC_Split-Package_AC | Annual
Any | NE-HVAC-airAC-SpltPkg-65to134kBtuh-12p0eer-woutPreEcono | OfS | New | CZ02 | cDXGF | SWHC013-02 | DEER2020 | D20v1 | 2020-11-09 | Cap-Tons | 1 |  | None | 38.8 | 0.0255 | 0 | 38.8 | 0.0255 | 0 | [6 empty] | DEER:HVAC_Split-Package_AC | Annual
Any | NE-HVAC-airAC-SpltPkg-65to134kBtuh-12p0eer-woutPreEcono | OfS | New | CZ03 | cDXGF | SWHC013-02 | DEER2020 | D20v1 | 2020-11-09 | Cap-Tons | 1 |  | None | 18.3 | 0.0135 | 0 | 18.3 | 0.0135 | 0 | [6 empty] | DEER:HVAC_Split-Package_AC | Annual
Any | NE-HVAC-airAC-SpltPkg-65to134kBtuh-12p0eer-woutPreEcono | OfS | New | CZ04 | cDXGF | SWHC013-02 | DEER2020 | D20v1 | 2020-11-09 | Cap-Tons | 1 |  | None | 40.9 | 0.0217 | 0 | 40.9 | 0.0217 | 0 | [6 empty] | DEER:HVAC_Split-Package_AC | Annual
Any | NE-HVAC-airAC-SpltPkg-65to134kBtuh-12p0eer-woutPreEcono | OfS | New | CZ05 | cDXGF | SWHC013-02 | DEER2020 | D20v1 | 2020-11-09 | Cap-Tons | 1 |  | None | 20.5 | 0.0103 | 0 | 20.5 | 0.0103 | 0 | [6 empty] | DEER:HVAC_Split-Package_AC | Annual
Any | NE-HVAC-airAC-SpltPkg-65to134kBtuh-12p0eer-woutPreEcono | OfS | New | CZ06 | cDXGF | SWHC013-02 | DEER2020 | D20v1 | 2020-11-09 | Cap-Tons | 1 |  | None | 40.2 | 0.0162 | 0 | 40.2 | 0.0162 | 0 | [6 empty] | DEER:HVAC_Split-Package_AC | Annual
Any | NE-HVAC-airAC-SpltPkg-65to134kBtuh-12p0eer-woutPreEcono | OfS | New | CZ07 | cDXGF | SWHC013-02 | DEER2020 | D20v1 | 2020-11-09 | Cap-Tons | 1 |  | None | 33.9 | 0.014 | 0 | 33.9 | 0.014 | 0 | [6 empty] | DEER:HVAC_Split-Package_AC | Annual
Any | NE-HVAC-airAC-SpltPkg-65to134kBtuh-12p0eer-woutPreEcono | OfS | New | CZ08 | cDXGF | SWHC013-02 | DEER2020 | D20v1 | 2020-11-09 | Cap-Tons | 1 |  | None | 51 | 0.0181 | 0 | 51 | 0.0181 | 0 | [6 empty] | DEER:HVAC_Split-Package_AC | Annual
Any | NE-HVAC-airAC-SpltPkg-65to134kBtuh-12p0eer-woutPreEcono | OfS | New | CZ09 | cDXGF | SWHC013-02 | DEER2020 | D20v1 | 2020-11-09 | Cap-Tons | 1 |  | None | 46.8 | 0.0225 | 0 | 46.8 | 0.0225 | 0 | [6 empty] | DEER:HVAC_Split-Package_AC | Annual
Any | NE-HVAC-airAC-SpltPkg-65to134kBtuh-12p0eer-woutPreEcono | OfS | New | CZ10 | cDXGF | SWHC013-02 | DEER2020 | D20v1 | 2020-11-09 | Cap-Tons | 1 |  | None | 54.7 | 0.0249 | 0 | 54.7 | 0.0249 | 0 | [6 empty] | DEER:HVAC_Split-Package_AC | Annual
Any | NE-HVAC-airAC-SpltPkg-65to134kBtuh-12p0eer-woutPreEcono | OfS | New | CZ11 | cDXGF | SWHC013-02 | DEER2020 | D20v1 | 2020-11-09 | Cap-Tons | 1 |  | None | 52.3 | 0.0271 | 0 | 52.3 | 0.0271 | 0 | [6 empty] | DEER:HVAC_Split-Package_AC | Annual
Any | NE-HVAC-airAC-SpltPkg-65to134kBtuh-12p0eer-woutPreEcono | OfS | New | CZ12 | cDXGF | SWHC013-02 | DEER2020 | D20v1 | 2020-11-09 | Cap-Tons | 1 |  | None | 44.6 | 0.0257 | 0 | 44.6 | 0.0257 | 0 | [6 empty] | DEER:HVAC_Split-Package_AC | Annual
Any | NE-HVAC-airAC-SpltPkg-65to134kBtuh-12p0eer-woutPreEcono | OfS | New | CZ13 | cDXGF | SWHC013-02 | DEER2020 | D20v1 | 2020-11-09 | Cap-Tons | 1 |  | None | 53.7 | 0.023 | 0 | 53.7 | 0.023 | 0 | [6 empty] | DEER:HVAC_Split-Package_AC | Annual
Any | NE-HVAC-airAC-SpltPkg-65to134kBtuh-12p0eer-woutPreEcono | OfS | New | CZ14 | cDXGF | SWHC013-02 | DEER2020 | D20v1 | 2020-11-09 | Cap-Tons | 1 |  | None | 54.2 | 0.0221 | 0 | 54.2 | 0.0221 | 0 | [6 empty] | DEER:HVAC_Split-Package_AC | Annual
Any | NE-HVAC-airAC-SpltPkg-65to134kBtuh-12p0eer-woutPreEcono | OfS | New | CZ15 | cDXGF | SWHC013-02 | DEER2020 | D20v1 | 2020-11-09 | Cap-Tons | 1 |  | None | 82.6 | 0.0231 | 0 | 82.6 | 0.0231 | 0 | [6 empty] | DEER:HVAC_Split-Package_AC | Annual
Any | NE-HVAC-airAC-SpltPkg-65to134kBtuh-12p0eer-woutPreEcono | OfS | New | CZ16 | cDXGF | SWHC013-02 | DEER2020 | D20v1 | 2020-11-09 | Cap-Tons | 1 |  | None | 26.2 | 0.015 | 0 | 26.2 | 0.015 | 0 | [6 empty] | DEER:HVAC_Split-Package_AC | Annual
Any | NE-HVAC-airAC-SpltPkg-65to134kBtuh-12p0eer-woutPreEcono | RFF | Ex | CZ01 | cDXGF | SWHC013-02 | DEER2020 | D20v1 | 2020-11-09 | Cap-Tons | 1 |  | None | 418 | 0.0676 | 55.2 | 8.4 | 0.0123 | 0 | [6 empty] | DEER:HVAC_Split-Package_AC | Annual
Any | NE-HVAC-airAC-SpltPkg-65to134kBtuh-12p0eer-woutPreEcono | RFF | Ex | CZ02 | cDXGF | SWHC013-02 | DEER2020 | D20v1 | 2020-11-09 | Cap-Tons | 1 |  | None | 532 | 0.142 | 33.5 | 67.9 | 0.0736 | 0 | [6 empty] | DEER:HVAC_Split-Package_AC | Annual
Any | NE-HVAC-airAC-SpltPkg-65to134kBtuh-12p0eer-woutPreEcono | RFF | Ex | CZ03 | cDXGF | SWHC013-02 | DEER2020 | D20v1 | 2020-11-09 | Cap-Tons | 1 |  | None | 459 | 0.121 | 25.4 | 27.1 | 0.0353 | 0 | [6 empty] | DEER:HVAC_Split-Package_AC | Annual
Any | NE-HVAC-airAC-SpltPkg-65to134kBtuh-12p0eer-woutPreEcono | RFF | Ex | CZ04 | cDXGF | SWHC013-02 | DEER2020 | D20v1 | 2020-11-09 | Cap-Tons | 1 |  | None | 548 | 0.145 | 23.3 | 73.6 | 0.0635 | 0 | [6 empty] | DEER:HVAC_Split-Package_AC | Annual
Any | NE-HVAC-airAC-SpltPkg-65to134kBtuh-12p0eer-woutPreEcono | RFF | Ex | CZ05 | cDXGF | SWHC013-02 | DEER2020 | D20v1 | 2020-11-09 | Cap-Tons | 1 |  | None | 463 | 0.0967 | 30.2 | 27.3 | 0.0224 | 0 | [6 empty] | DEER:HVAC_Split-Package_AC | Annual
Any | NE-HVAC-airAC-SpltPkg-65to134kBtuh-12p0eer-woutPreEcono | RFF | Ex | CZ06 | cDXGF | SWHC013-02 | DEER2020 | D20v1 | 2020-11-09 | Cap-Tons | 1 |  | None | 519 | 0.142 | 10.6 | 62.2 | 0.0441 | 0 | [6 empty] | DEER:HVAC_Split-Package_AC | Annual
Any | NE-HVAC-airAC-SpltPkg-65to134kBtuh-12p0eer-woutPreEcono | RFF | Ex | CZ07 | cDXGF | SWHC013-02 | DEER2020 | D20v1 | 2020-11-09 | Cap-Tons | 1 |  | None | 518 | 0.125 | 7.13 | 57.9 | 0.037 | 0 | [6 empty] | DEER:HVAC_Split-Package_AC | Annual
Any | NE-HVAC-airAC-SpltPkg-65to134kBtuh-12p0eer-woutPreEcono | RFF | Ex | CZ08 | cDXGF | SWHC013-02 | DEER2020 | D20v1 | 2020-11-09 | Cap-Tons | 1 |  | None | 561 | 0.138 | 10.6 | 94.8 | 0.0527 | 0 | [6 empty] | DEER:HVAC_Split-Package_AC | Annual
Any | NE-HVAC-airAC-SpltPkg-65to134kBtuh-12p0eer-woutPreEcono | RFF | Ex | CZ09 | cDXGF | SWHC013-02 | DEER2020 | D20v1 | 2020-11-09 | Cap-Tons | 1 |  | None | 631 | 0.164 | 9.91 | 80 | 0.0623 | 0 | [6 empty] | DEER:HVAC_Split-Package_AC | Annual
Any | NE-HVAC-airAC-SpltPkg-65to134kBtuh-12p0eer-woutPreEcono | RFF | Ex | CZ10 | cDXGF | SWHC013-02 | DEER2020 | D20v1 | 2020-11-09 | Cap-Tons | 1 |  | None | 686 | 0.172 | 13.8 | 98.3 | 0.0699 | 0 | [6 empty] | DEER:HVAC_Split-Package_AC | Annual
Any | NE-HVAC-airAC-SpltPkg-65to134kBtuh-12p0eer-woutPreEcono | RFF | Ex | CZ11 | cDXGF | SWHC013-02 | DEER2020 | D20v1 | 2020-11-09 | Cap-Tons | 1 |  | None | 689 | 0.183 | 19.8 | 96.5 | 0.0701 | 0 | [6 empty] | DEER:HVAC_Split-Package_AC | Annual
Any | NE-HVAC-airAC-SpltPkg-65to134kBtuh-12p0eer-woutPreEcono | RFF | Ex | CZ12 | cDXGF | SWHC013-02 | DEER2020 | D20v1 | 2020-11-09 | Cap-Tons | 1 |  | None | 640 | 0.169 | 23.3 | 81.2 | 0.0731 | 0 | [6 empty] | DEER:HVAC_Split-Package_AC | Annual
Any | NE-HVAC-airAC-SpltPkg-65to134kBtuh-12p0eer-woutPreEcono | RFF | Ex | CZ13 | cDXGF | SWHC013-02 | DEER2020 | D20v1 | 2020-11-09 | Cap-Tons | 1 |  | None | 706 | 0.177 | 18.3 | 103 | 0.0671 | 0 | [6 empty] | DEER:HVAC_Split-Package_AC | Annual
Any | NE-HVAC-airAC-SpltPkg-65to134kBtuh-12p0eer-woutPreEcono | RFF | Ex | CZ14 | cDXGF | SWHC013-02 | DEER2020 | D20v1 | 2020-11-09 | Cap-Tons | 1 |  | None | 717 | 0.191 | 22 | 94.7 | 0.0585 | 0 | [6 empty] | DEER:HVAC_Split-Package_AC | Annual
Any | NE-HVAC-airAC-SpltPkg-65to134kBtuh-12p0eer-woutPreEcono | RFF | Ex | CZ15 | cDXGF | SWHC013-02 | DEER2020 | D20v1 | 2020-11-09 | Cap-Tons | 1 |  | None | 879 | 0.214 | 2.98 | 148 | 0.0612 | 0 | [6 empty] | DEER:HVAC_Split-Package_AC | Annual
Any | NE-HVAC-airAC-SpltPkg-65to134kBtuh-12p0eer-woutPreEcono | RFF | Ex | CZ16 | cDXGF | SWHC013-02 | DEER2020 | D20v1 | 2020-11-09 | Cap-Tons | 1 |  | None | 575 | 0.147 | 50.9 | 42.6 | 0.0403 | 0 | [6 empty] | DEER:HVAC_Split-Package_AC | Annual
Any | NE-HVAC-airAC-SpltPkg-65to134kBtuh-12p0eer-woutPreEcono | RFF | New | CZ01 | cDXGF | SWHC013-02 | DEER2020 | D20v1 | 2020-11-09 | Cap-Tons | 1 |  | None | 6.6 | 0.0101 | 0 | 6.6 | 0.0101 | 0 | [6 empty] | DEER:HVAC_Split-Package_AC | Annual
Any | NE-HVAC-airAC-SpltPkg-65to134kBtuh-12p0eer-woutPreEcono | RFF | New | CZ02 | cDXGF | SWHC013-02 | DEER2020 | D20v1 | 2020-11-09 | Cap-Tons | 1 |  | None | 60.9 | 0.072 | 0 | 60.9 | 0.072 | 0 | [6 empty] | DEER:HVAC_Split-Package_AC | Annual
Any | NE-HVAC-airAC-SpltPkg-65to134kBtuh-12p0eer-woutPreEcono | RFF | New | CZ03 | cDXGF | SWHC013-02 | DEER2020 | D20v1 | 2020-11-09 | Cap-Tons | 1 |  | None | 23.7 | 0.0336 | 0 | 23.7 | 0.0336 | 0 | [6 empty] | DEER:HVAC_Split-Package_AC | Annual
Any | NE-HVAC-airAC-SpltPkg-65to134kBtuh-12p0eer-woutPreEcono | RFF | New | CZ04 | cDXGF | SWHC013-02 | DEER2020 | D20v1 | 2020-11-09 | Cap-Tons | 1 |  | None | 66.8 | 0.0626 | 0 | 66.8 | 0.0626 | 0 | [6 empty] | DEER:HVAC_Split-Package_AC | Annual
Any | NE-HVAC-airAC-SpltPkg-65to134kBtuh-12p0eer-woutPreEcono | RFF | New | CZ05 | cDXGF | SWHC013-02 | DEER2020 | D20v1 | 2020-11-09 | Cap-Tons | 1 |  | None | 23.4 | 0.021 | 0 | 23.4 | 0.021 | 0 | [6 empty] | DEER:HVAC_Split-Package_AC | Annual
Any | NE-HVAC-airAC-SpltPkg-65to134kBtuh-12p0eer-woutPreEcono | RFF | New | CZ06 | cDXGF | SWHC013-02 | DEER2020 | D20v1 | 2020-11-09 | Cap-Tons | 1 |  | None | 58.1 | 0.0442 | 0 | 58.1 | 0.0442 | 0 | [6 empty] | DEER:HVAC_Split-Package_AC | Annual
Any | NE-HVAC-airAC-SpltPkg-65to134kBtuh-12p0eer-woutPreEcono | RFF | New | CZ07 | cDXGF | SWHC013-02 | DEER2020 | D20v1 | 2020-11-09 | Cap-Tons | 1 |  | None | 53.2 | 0.0366 | 0 | 53.2 | 0.0366 | 0 | [6 empty] | DEER:HVAC_Split-Package_AC | Annual
Any | NE-HVAC-airAC-SpltPkg-65to134kBtuh-12p0eer-woutPreEcono | RFF | New | CZ08 | cDXGF | SWHC013-02 | DEER2020 | D20v1 | 2020-11-09 | Cap-Tons | 1 |  | None | 88 | 0.052 | 0 | 88 | 0.052 | 0 | [6 empty] | DEER:HVAC_Split-Package_AC | Annual
Any | NE-HVAC-airAC-SpltPkg-65to134kBtuh-12p0eer-woutPreEcono | RFF | New | CZ09 | cDXGF | SWHC013-02 | DEER2020 | D20v1 | 2020-11-09 | Cap-Tons | 1 |  | None | 75 | 0.0614 | 0 | 75 | 0.0614 | 0 | [6 empty] | DEER:HVAC_Split-Package_AC | Annual
Any | NE-HVAC-airAC-SpltPkg-65to134kBtuh-12p0eer-woutPreEcono | RFF | New | CZ10 | cDXGF | SWHC013-02 | DEER2020 | D20v1 | 2020-11-09 | Cap-Tons | 1 |  | None | 91.4 | 0.0682 | 0 | 91.4 | 0.0682 | 0 | [6 empty] | DEER:HVAC_Split-Package_AC | Annual
Any | NE-HVAC-airAC-SpltPkg-65to134kBtuh-12p0eer-woutPreEcono | RFF | New | CZ11 | cDXGF | SWHC013-02 | DEER2020 | D20v1 | 2020-11-09 | Cap-Tons | 1 |  | None | 92.2 | 0.0685 | 0 | 92.2 | 0.0685 | 0 | [6 empty] | DEER:HVAC_Split-Package_AC | Annual
Any | NE-HVAC-airAC-SpltPkg-65to134kBtuh-12p0eer-woutPreEcono | RFF | New | CZ12 | cDXGF | SWHC013-02 | DEER2020 | D20v1 | 2020-11-09 | Cap-Tons | 1 |  | None | 76.4 | 0.0714 | 0 | 76.4 | 0.0714 | 0 | [6 empty] | DEER:HVAC_Split-Package_AC | Annual
Any | NE-HVAC-airAC-SpltPkg-65to134kBtuh-12p0eer-woutPreEcono | RFF | New | CZ13 | cDXGF | SWHC013-02 | DEER2020 | D20v1 | 2020-11-09 | Cap-Tons | 1 |  | None | 98.1 | 0.0653 | 0 | 98.1 | 0.0653 | 0 | [6 empty] | DEER:HVAC_Split-Package_AC | Annual
Any | NE-HVAC-airAC-SpltPkg-65to134kBtuh-12p0eer-woutPreEcono | RFF | New | CZ14 | cDXGF | SWHC013-02 | DEER2020 | D20v1 | 2020-11-09 | Cap-Tons | 1 |  | None | 90.1 | 0.0559 | 0 | 90.1 | 0.0559 | 0 | [6 empty] | DEER:HVAC_Split-Package_AC | Annual
Any | NE-HVAC-airAC-SpltPkg-65to134kBtuh-12p0eer-woutPreEcono | RFF | New | CZ15 | cDXGF | SWHC013-02 | DEER2020 | D20v1 | 2020-11-09 | Cap-Tons | 1 |  | None | 141 | 0.0585 | 0 | 141 | 0.0585 | 0 | [6 empty] | DEER:HVAC_Split-Package_AC | Annual
Any | NE-HVAC-airAC-SpltPkg-65to134kBtuh-12p0eer-woutPreEcono | RFF | New | CZ16 | cDXGF | SWHC013-02 | DEER2020 | D20v1 | 2020-11-09 | Cap-Tons | 1 |  | None | 41 | 0.0392 | 0 | 41 | 0.0392 | 0 | [6 empty] | DEER:HVAC_Split-Package_AC | Annual
Any | NE-HVAC-airAC-SpltPkg-65to134kBtuh-12p0eer-woutPreEcono | RSD | Ex | CZ01 | cDXGF | SWHC013-02 | DEER2020 | D20v1 | 2020-11-09 | Cap-Tons | 1 |  | None | 331 | 0.0594 | 29.8 | 9.41 | 0.0124 | 0 | [6 empty] | DEER:HVAC_Split-Package_AC | Annual
Any | NE-HVAC-airAC-SpltPkg-65to134kBtuh-12p0eer-woutPreEcono | RSD | Ex | CZ02 | cDXGF | SWHC013-02 | DEER2020 | D20v1 | 2020-11-09 | Cap-Tons | 1 |  | None | 442 | 0.16 | 17.7 | 67.9 | 0.0683 | 0 | [6 empty] | DEER:HVAC_Split-Package_AC | Annual
Any | NE-HVAC-airAC-SpltPkg-65to134kBtuh-12p0eer-woutPreEcono | RSD | Ex | CZ03 | cDXGF | SWHC013-02 | DEER2020 | D20v1 | 2020-11-09 | Cap-Tons | 1 |  | None | 354 | 0.122 | 15.4 | 35.3 | 0.0369 | 0 | [6 empty] | DEER:HVAC_Split-Package_AC | Annual
Any | NE-HVAC-airAC-SpltPkg-65to134kBtuh-12p0eer-woutPreEcono | RSD | Ex | CZ04 | cDXGF | SWHC013-02 | DEER2020 | D20v1 | 2020-11-09 | Cap-Tons | 1 |  | None | 461 | 0.153 | 10.9 | 75.9 | 0.061 | 0 | [6 empty] | DEER:HVAC_Split-Package_AC | Annual
Any | NE-HVAC-airAC-SpltPkg-65to134kBtuh-12p0eer-woutPreEcono | RSD | Ex | CZ05 | cDXGF | SWHC013-02 | DEER2020 | D20v1 | 2020-11-09 | Cap-Tons | 1 |  | None | 358 | 0.0945 | 14.8 | 35.1 | 0.0236 | 0 | [6 empty] | DEER:HVAC_Split-Package_AC | Annual
Any | NE-HVAC-airAC-SpltPkg-65to134kBtuh-12p0eer-woutPreEcono | RSD | Ex | CZ06 | cDXGF | SWHC013-02 | DEER2020 | D20v1 | 2020-11-09 | Cap-Tons | 1 |  | None | 404 | 0.139 | 4.41 | 71.8 | 0.0458 | 0 | [6 empty] | DEER:HVAC_Split-Package_AC | Annual
Any | NE-HVAC-airAC-SpltPkg-65to134kBtuh-12p0eer-woutPreEcono | RSD | Ex | CZ07 | cDXGF | SWHC013-02 | DEER2020 | D20v1 | 2020-11-09 | Cap-Tons | 1 |  | None | 384 | 0.117 | 1.65 | 67 | 0.0389 | 0 | [6 empty] | DEER:HVAC_Split-Package_AC | Annual
Any | NE-HVAC-airAC-SpltPkg-65to134kBtuh-12p0eer-woutPreEcono | RSD | Ex | CZ08 | cDXGF | SWHC013-02 | DEER2020 | D20v1 | 2020-11-09 | Cap-Tons | 1 |  | None | 462 | 0.145 | 3.5 | 89 | 0.0483 | 0 | [6 empty] | DEER:HVAC_Split-Package_AC | Annual
Any | NE-HVAC-airAC-SpltPkg-65to134kBtuh-12p0eer-woutPreEcono | RSD | Ex | CZ09 | cDXGF | SWHC013-02 | DEER2020 | D20v1 | 2020-11-09 | Cap-Tons | 1 |  | None | 523 | 0.172 | 4.33 | 77.1 | 0.0596 | 0 | [6 empty] | DEER:HVAC_Split-Package_AC | Annual
Any | NE-HVAC-airAC-SpltPkg-65to134kBtuh-12p0eer-woutPreEcono | RSD | Ex | CZ10 | cDXGF | SWHC013-02 | DEER2020 | D20v1 | 2020-11-09 | Cap-Tons | 1 |  | None | 564 | 0.19 | 6.52 | 91.9 | 0.0644 | 0 | [6 empty] | DEER:HVAC_Split-Package_AC | Annual
Any | NE-HVAC-airAC-SpltPkg-65to134kBtuh-12p0eer-woutPreEcono | RSD | Ex | CZ11 | cDXGF | SWHC013-02 | DEER2020 | D20v1 | 2020-11-09 | Cap-Tons | 1 |  | None | 566 | 0.202 | 14 | 85.8 | 0.0657 | 0 | [6 empty] | DEER:HVAC_Split-Package_AC | Annual
Any | NE-HVAC-airAC-SpltPkg-65to134kBtuh-12p0eer-woutPreEcono | RSD | Ex | CZ12 | cDXGF | SWHC013-02 | DEER2020 | D20v1 | 2020-11-09 | Cap-Tons | 1 |  | None | 529 | 0.185 | 16.1 | 77.6 | 0.0695 | 0 | [6 empty] | DEER:HVAC_Split-Package_AC | Annual
Any | NE-HVAC-airAC-SpltPkg-65to134kBtuh-12p0eer-woutPreEcono | RSD | Ex | CZ13 | cDXGF | SWHC013-02 | DEER2020 | D20v1 | 2020-11-09 | Cap-Tons | 1 |  | None | 577 | 0.192 | 13.4 | 90.3 | 0.0638 | 0 | [6 empty] | DEER:HVAC_Split-Package_AC | Annual
Any | NE-HVAC-airAC-SpltPkg-65to134kBtuh-12p0eer-woutPreEcono | RSD | Ex | CZ14 | cDXGF | SWHC013-02 | DEER2020 | D20v1 | 2020-11-09 | Cap-Tons | 1 |  | None | 593 | 0.211 | 14.3 | 84.3 | 0.053 | 0 | [6 empty] | DEER:HVAC_Split-Package_AC | Annual
Any | NE-HVAC-airAC-SpltPkg-65to134kBtuh-12p0eer-woutPreEcono | RSD | Ex | CZ15 | cDXGF | SWHC013-02 | DEER2020 | D20v1 | 2020-11-09 | Cap-Tons | 1 |  | None | 726 | 0.24 | 1.01 | 123 | 0.0548 | 0 | [6 empty] | DEER:HVAC_Split-Package_AC | Annual
Any | NE-HVAC-airAC-SpltPkg-65to134kBtuh-12p0eer-woutPreEcono | RSD | Ex | CZ16 | cDXGF | SWHC013-02 | DEER2020 | D20v1 | 2020-11-09 | Cap-Tons | 1 |  | None | 448 | 0.156 | 47.8 | 41.7 | 0.0397 | 0 | [6 empty] | DEER:HVAC_Split-Package_AC | Annual
Any | NE-HVAC-airAC-SpltPkg-65to134kBtuh-12p0eer-woutPreEcono | RSD | New | CZ01 | cDXGF | SWHC013-02 | DEER2020 | D20v1 | 2020-11-09 | Cap-Tons | 1 |  | None | 6.16 | 0.00763 | 0 | 6.16 | 0.00763 | 0 | [6 empty] | DEER:HVAC_Split-Package_AC | Annual
Any | NE-HVAC-airAC-SpltPkg-65to134kBtuh-12p0eer-woutPreEcono | RSD | New | CZ02 | cDXGF | SWHC013-02 | DEER2020 | D20v1 | 2020-11-09 | Cap-Tons | 1 |  | None | 59.1 | 0.0671 | 0 | 59.1 | 0.0671 | 0 | [6 empty] | DEER:HVAC_Split-Package_AC | Annual
Any | NE-HVAC-airAC-SpltPkg-65to134kBtuh-12p0eer-woutPreEcono | RSD | New | CZ03 | cDXGF | SWHC013-02 | DEER2020 | D20v1 | 2020-11-09 | Cap-Tons | 1 |  | None | 25.8 | 0.0335 | 0 | 25.8 | 0.0335 | 0 | [6 empty] | DEER:HVAC_Split-Package_AC | Annual
Any | NE-HVAC-airAC-SpltPkg-65to134kBtuh-12p0eer-woutPreEcono | RSD | New | CZ04 | cDXGF | SWHC013-02 | DEER2020 | D20v1 | 2020-11-09 | Cap-Tons | 1 |  | None | 64.8 | 0.0594 | 0 | 64.8 | 0.0594 | 0 | [6 empty] | DEER:HVAC_Split-Package_AC | Annual
Any | NE-HVAC-airAC-SpltPkg-65to134kBtuh-12p0eer-woutPreEcono | RSD | New | CZ05 | cDXGF | SWHC013-02 | DEER2020 | D20v1 | 2020-11-09 | Cap-Tons | 1 |  | None | 23.8 | 0.0202 | 0 | 23.8 | 0.0202 | 0 | [6 empty] | DEER:HVAC_Split-Package_AC | Annual
Any | NE-HVAC-airAC-SpltPkg-65to134kBtuh-12p0eer-woutPreEcono | RSD | New | CZ06 | cDXGF | SWHC013-02 | DEER2020 | D20v1 | 2020-11-09 | Cap-Tons | 1 |  | None | 61.8 | 0.0469 | 0 | 61.8 | 0.0469 | 0 | [6 empty] | DEER:HVAC_Split-Package_AC | Annual
Any | NE-HVAC-airAC-SpltPkg-65to134kBtuh-12p0eer-woutPreEcono | RSD | New | CZ07 | cDXGF | SWHC013-02 | DEER2020 | D20v1 | 2020-11-09 | Cap-Tons | 1 |  | None | 53.8 | 0.0373 | 0 | 53.8 | 0.0373 | 0 | [6 empty] | DEER:HVAC_Split-Package_AC | Annual
Any | NE-HVAC-airAC-SpltPkg-65to134kBtuh-12p0eer-woutPreEcono | RSD | New | CZ08 | cDXGF | SWHC013-02 | DEER2020 | D20v1 | 2020-11-09 | Cap-Tons | 1 |  | None | 78.1 | 0.0466 | 0 | 78.1 | 0.0466 | 0 | [6 empty] | DEER:HVAC_Split-Package_AC | Annual
Any | NE-HVAC-airAC-SpltPkg-65to134kBtuh-12p0eer-woutPreEcono | RSD | New | CZ09 | cDXGF | SWHC013-02 | DEER2020 | D20v1 | 2020-11-09 | Cap-Tons | 1 |  | None | 70.3 | 0.0578 | 0 | 70.3 | 0.0578 | 0 | [6 empty] | DEER:HVAC_Split-Package_AC | Annual
Any | NE-HVAC-airAC-SpltPkg-65to134kBtuh-12p0eer-woutPreEcono | RSD | New | CZ10 | cDXGF | SWHC013-02 | DEER2020 | D20v1 | 2020-11-09 | Cap-Tons | 1 |  | None | 84.8 | 0.0629 | 0 | 84.8 | 0.0629 | 0 | [6 empty] | DEER:HVAC_Split-Package_AC | Annual
Any | NE-HVAC-airAC-SpltPkg-65to134kBtuh-12p0eer-woutPreEcono | RSD | New | CZ11 | cDXGF | SWHC013-02 | DEER2020 | D20v1 | 2020-11-09 | Cap-Tons | 1 |  | None | 81.5 | 0.064 | 0 | 81.5 | 0.064 | 0 | [6 empty] | DEER:HVAC_Split-Package_AC | Annual
Any | NE-HVAC-airAC-SpltPkg-65to134kBtuh-12p0eer-woutPreEcono | RSD | New | CZ12 | cDXGF | SWHC013-02 | DEER2020 | D20v1 | 2020-11-09 | Cap-Tons | 1 |  | None | 72.1 | 0.0682 | 0 | 72.1 | 0.0682 | 0 | [6 empty] | DEER:HVAC_Split-Package_AC | Annual
Any | NE-HVAC-airAC-SpltPkg-65to134kBtuh-12p0eer-woutPreEcono | RSD | New | CZ13 | cDXGF | SWHC013-02 | DEER2020 | D20v1 | 2020-11-09 | Cap-Tons | 1 |  | None | 85.3 | 0.0621 | 0 | 85.3 | 0.0621 | 0 | [6 empty] | DEER:HVAC_Split-Package_AC | Annual
Any | NE-HVAC-airAC-SpltPkg-65to134kBtuh-12p0eer-woutPreEcono | RSD | New | CZ14 | cDXGF | SWHC013-02 | DEER2020 | D20v1 | 2020-11-09 | Cap-Tons | 1 |  | None | 79.5 | 0.0507 | 0 | 79.5 | 0.0507 | 0 | [6 empty] | DEER:HVAC_Split-Package_AC | Annual
Any | NE-HVAC-airAC-SpltPkg-65to134kBtuh-12p0eer-woutPreEcono | RSD | New | CZ15 | cDXGF | SWHC013-02 | DEER2020 | D20v1 | 2020-11-09 | Cap-Tons | 1 |  | None | 116 | 0.0523 | 0 | 116 | 0.0523 | 0 | [6 empty] | DEER:HVAC_Split-Package_AC | Annual
Any | NE-HVAC-airAC-SpltPkg-65to134kBtuh-12p0eer-woutPreEcono | RSD | New | CZ16 | cDXGF | SWHC013-02 | DEER2020 | D20v1 | 2020-11-09 | Cap-Tons | 1 |  | None | 37.5 | 0.0383 | 0 | 37.5 | 0.0383 | 0 | [6 empty] | DEER:HVAC_Split-Package_AC | Annual
Any | NE-HVAC-airAC-SpltPkg-65to134kBtuh-12p0eer-woutPreEcono | Rt3 | Ex | CZ01 | cDXGF | SWHC013-02 | DEER2020 | D20v1 | 2020-11-09 | Cap-Tons | 1 |  | None | 594 | 0.158 | 13.9 | 13.8 | 0.0178 | 0 | [6 empty] | DEER:HVAC_Split-Package_AC | Annual
Any | NE-HVAC-airAC-SpltPkg-65to134kBtuh-12p0eer-woutPreEcono | Rt3 | Ex | CZ02 | cDXGF | SWHC013-02 | DEER2020 | D20v1 | 2020-11-09 | Cap-Tons | 1 |  | None | 689 | 0.174 | 7.04 | 64.3 | 0.0634 | 0 | [6 empty] | DEER:HVAC_Split-Package_AC | Annual
Any | NE-HVAC-airAC-SpltPkg-65to134kBtuh-12p0eer-woutPreEcono | Rt3 | Ex | CZ03 | cDXGF | SWHC013-02 | DEER2020 | D20v1 | 2020-11-09 | Cap-Tons | 1 |  | None | 654 | 0.141 | 5.1 | 39.3 | 0.0422 | 0 | [6 empty] | DEER:HVAC_Split-Package_AC | Annual
Any | NE-HVAC-airAC-SpltPkg-65to134kBtuh-12p0eer-woutPreEcono | Rt3 | Ex | CZ04 | cDXGF | SWHC013-02 | DEER2020 | D20v1 | 2020-11-09 | Cap-Tons | 1 |  | None | 698 | 0.168 | 3.93 | 69.2 | 0.0574 | 0 | [6 empty] | DEER:HVAC_Split-Package_AC | Annual
Any | NE-HVAC-airAC-SpltPkg-65to134kBtuh-12p0eer-woutPreEcono | Rt3 | Ex | CZ05 | cDXGF | SWHC013-02 | DEER2020 | D20v1 | 2020-11-09 | Cap-Tons | 1 |  | None | 673 | 0.141 | 4.27 | 40.3 | 0.0282 | 0 | [6 empty] | DEER:HVAC_Split-Package_AC | Annual
Any | NE-HVAC-airAC-SpltPkg-65to134kBtuh-12p0eer-woutPreEcono | Rt3 | Ex | CZ06 | cDXGF | SWHC013-02 | DEER2020 | D20v1 | 2020-11-09 | Cap-Tons | 1 |  | None | 702 | 0.15 | 0.999 | 82.3 | 0.054 | 0 | [6 empty] | DEER:HVAC_Split-Package_AC | Annual
Any | NE-HVAC-airAC-SpltPkg-65to134kBtuh-12p0eer-woutPreEcono | Rt3 | Ex | CZ07 | cDXGF | SWHC013-02 | DEER2020 | D20v1 | 2020-11-09 | Cap-Tons | 1 |  | None | 739 | 0.141 | 0.3 | 76.5 | 0.0471 | 0 | [6 empty] | DEER:HVAC_Split-Package_AC | Annual
Any | NE-HVAC-airAC-SpltPkg-65to134kBtuh-12p0eer-woutPreEcono | Rt3 | Ex | CZ08 | cDXGF | SWHC013-02 | DEER2020 | D20v1 | 2020-11-09 | Cap-Tons | 1 |  | None | 735 | 0.158 | 0.717 | 88.5 | 0.0509 | 0 | [6 empty] | DEER:HVAC_Split-Package_AC | Annual
Any | NE-HVAC-airAC-SpltPkg-65to134kBtuh-12p0eer-woutPreEcono | Rt3 | Ex | CZ09 | cDXGF | SWHC013-02 | DEER2020 | D20v1 | 2020-11-09 | Cap-Tons | 1 |  | None | 733 | 0.181 | 1.01 | 74.6 | 0.0582 | 0 | [6 empty] | DEER:HVAC_Split-Package_AC | Annual
Any | NE-HVAC-airAC-SpltPkg-65to134kBtuh-12p0eer-woutPreEcono | Rt3 | Ex | CZ10 | cDXGF | SWHC013-02 | DEER2020 | D20v1 | 2020-11-09 | Cap-Tons | 1 |  | None | 760 | 0.184 | 1.26 | 88.4 | 0.0631 | 0 | [6 empty] | DEER:HVAC_Split-Package_AC | Annual
Any | NE-HVAC-airAC-SpltPkg-65to134kBtuh-12p0eer-woutPreEcono | Rt3 | Ex | CZ11 | cDXGF | SWHC013-02 | DEER2020 | D20v1 | 2020-11-09 | Cap-Tons | 1 |  | None | 716 | 0.206 | 4.91 | 82.2 | 0.0634 | 0 | [6 empty] | DEER:HVAC_Split-Package_AC | Annual
Any | NE-HVAC-airAC-SpltPkg-65to134kBtuh-12p0eer-woutPreEcono | Rt3 | Ex | CZ12 | cDXGF | SWHC013-02 | DEER2020 | D20v1 | 2020-11-09 | Cap-Tons | 1 |  | None | 723 | 0.198 | 5.46 | 73.3 | 0.0637 | 0 | [6 empty] | DEER:HVAC_Split-Package_AC | Annual
Any | NE-HVAC-airAC-SpltPkg-65to134kBtuh-12p0eer-woutPreEcono | Rt3 | Ex | CZ13 | cDXGF | SWHC013-02 | DEER2020 | D20v1 | 2020-11-09 | Cap-Tons | 1 |  | None | 726 | 0.197 | 4.43 | 86.3 | 0.06 | 0 | [6 empty] | DEER:HVAC_Split-Package_AC | Annual
Any | NE-HVAC-airAC-SpltPkg-65to134kBtuh-12p0eer-woutPreEcono | Rt3 | Ex | CZ14 | cDXGF | SWHC013-02 | DEER2020 | D20v1 | 2020-11-09 | Cap-Tons | 1 |  | None | 707 | 0.202 | 4.83 | 82.8 | 0.0525 | 0 | [6 empty] | DEER:HVAC_Split-Package_AC | Annual
Any | NE-HVAC-airAC-SpltPkg-65to134kBtuh-12p0eer-woutPreEcono | Rt3 | Ex | CZ15 | cDXGF | SWHC013-02 | DEER2020 | D20v1 | 2020-11-09 | Cap-Tons | 1 |  | None | 804 | 0.222 | 0.155 | 123 | 0.0569 | 0 | [6 empty] | DEER:HVAC_Split-Package_AC | Annual
Any | NE-HVAC-airAC-SpltPkg-65to134kBtuh-12p0eer-woutPreEcono | Rt3 | Ex | CZ16 | cDXGF | SWHC013-02 | DEER2020 | D20v1 | 2020-11-09 | Cap-Tons | 1 |  | None | 601 | 0.158 | 25.3 | 48.6 | 0.0441 | 0 | [6 empty] | DEER:HVAC_Split-Package_AC | Annual
Any | NE-HVAC-airAC-SpltPkg-65to134kBtuh-12p0eer-woutPreEcono | Rt3 | New | CZ01 | cDXGF | SWHC013-02 | DEER2020 | D20v1 | 2020-11-09 | Cap-Tons | 1 |  | None | 11.6 | 0.0161 | 0 | 11.6 | 0.0161 | 0 | [6 empty] | DEER:HVAC_Split-Package_AC | Annual
Any | NE-HVAC-airAC-SpltPkg-65to134kBtuh-12p0eer-woutPreEcono | Rt3 | New | CZ02 | cDXGF | SWHC013-02 | DEER2020 | D20v1 | 2020-11-09 | Cap-Tons | 1 |  | None | 59.3 | 0.0623 | 0 | 59.3 | 0.0623 | 0 | [6 empty] | DEER:HVAC_Split-Package_AC | Annual
Any | NE-HVAC-airAC-SpltPkg-65to134kBtuh-12p0eer-woutPreEcono | Rt3 | New | CZ03 | cDXGF | SWHC013-02 | DEER2020 | D20v1 | 2020-11-09 | Cap-Tons | 1 |  | None | 34.4 | 0.0407 | 0 | 34.4 | 0.0407 | 0 | [6 empty] | DEER:HVAC_Split-Package_AC | Annual
Any | NE-HVAC-airAC-SpltPkg-65to134kBtuh-12p0eer-woutPreEcono | Rt3 | New | CZ04 | cDXGF | SWHC013-02 | DEER2020 | D20v1 | 2020-11-09 | Cap-Tons | 1 |  | None | 63.6 | 0.0562 | 0 | 63.6 | 0.0562 | 0 | [6 empty] | DEER:HVAC_Split-Package_AC | Annual
Any | NE-HVAC-airAC-SpltPkg-65to134kBtuh-12p0eer-woutPreEcono | Rt3 | New | CZ05 | cDXGF | SWHC013-02 | DEER2020 | D20v1 | 2020-11-09 | Cap-Tons | 1 |  | None | 34.5 | 0.0265 | 0 | 34.5 | 0.0265 | 0 | [6 empty] | DEER:HVAC_Split-Package_AC | Annual
Any | NE-HVAC-airAC-SpltPkg-65to134kBtuh-12p0eer-woutPreEcono | Rt3 | New | CZ06 | cDXGF | SWHC013-02 | DEER2020 | D20v1 | 2020-11-09 | Cap-Tons | 1 |  | None | 75.4 | 0.0533 | 0 | 75.4 | 0.0533 | 0 | [6 empty] | DEER:HVAC_Split-Package_AC | Annual
Any | NE-HVAC-airAC-SpltPkg-65to134kBtuh-12p0eer-woutPreEcono | Rt3 | New | CZ07 | cDXGF | SWHC013-02 | DEER2020 | D20v1 | 2020-11-09 | Cap-Tons | 1 |  | None | 69.6 | 0.0463 | 0 | 69.6 | 0.0463 | 0 | [6 empty] | DEER:HVAC_Split-Package_AC | Annual
Any | NE-HVAC-airAC-SpltPkg-65to134kBtuh-12p0eer-woutPreEcono | Rt3 | New | CZ08 | cDXGF | SWHC013-02 | DEER2020 | D20v1 | 2020-11-09 | Cap-Tons | 1 |  | None | 81.7 | 0.0497 | 0 | 81.7 | 0.0497 | 0 | [6 empty] | DEER:HVAC_Split-Package_AC | Annual
Any | NE-HVAC-airAC-SpltPkg-65to134kBtuh-12p0eer-woutPreEcono | Rt3 | New | CZ09 | cDXGF | SWHC013-02 | DEER2020 | D20v1 | 2020-11-09 | Cap-Tons | 1 |  | None | 69.4 | 0.057 | 0 | 69.4 | 0.057 | 0 | [6 empty] | DEER:HVAC_Split-Package_AC | Annual
Any | NE-HVAC-airAC-SpltPkg-65to134kBtuh-12p0eer-woutPreEcono | Rt3 | New | CZ10 | cDXGF | SWHC013-02 | DEER2020 | D20v1 | 2020-11-09 | Cap-Tons | 1 |  | None | 82.8 | 0.0619 | 0 | 82.8 | 0.0619 | 0 | [6 empty] | DEER:HVAC_Split-Package_AC | Annual
Any | NE-HVAC-airAC-SpltPkg-65to134kBtuh-12p0eer-woutPreEcono | Rt3 | New | CZ11 | cDXGF | SWHC013-02 | DEER2020 | D20v1 | 2020-11-09 | Cap-Tons | 1 |  | None | 79.1 | 0.0617 | 0 | 79.1 | 0.0617 | 0 | [6 empty] | DEER:HVAC_Split-Package_AC | Annual
Any | NE-HVAC-airAC-SpltPkg-65to134kBtuh-12p0eer-woutPreEcono | Rt3 | New | CZ12 | cDXGF | SWHC013-02 | DEER2020 | D20v1 | 2020-11-09 | Cap-Tons | 1 |  | None | 69.5 | 0.062 | 0 | 69.5 | 0.062 | 0 | [6 empty] | DEER:HVAC_Split-Package_AC | Annual
Any | NE-HVAC-airAC-SpltPkg-65to134kBtuh-12p0eer-woutPreEcono | Rt3 | New | CZ13 | cDXGF | SWHC013-02 | DEER2020 | D20v1 | 2020-11-09 | Cap-Tons | 1 |  | None | 82.5 | 0.0582 | 0 | 82.5 | 0.0582 | 0 | [6 empty] | DEER:HVAC_Split-Package_AC | Annual
Any | NE-HVAC-airAC-SpltPkg-65to134kBtuh-12p0eer-woutPreEcono | Rt3 | New | CZ14 | cDXGF | SWHC013-02 | DEER2020 | D20v1 | 2020-11-09 | Cap-Tons | 1 |  | None | 79.6 | 0.0503 | 0 | 79.6 | 0.0503 | 0 | [6 empty] | DEER:HVAC_Split-Package_AC | Annual
Any | NE-HVAC-airAC-SpltPkg-65to134kBtuh-12p0eer-woutPreEcono | Rt3 | New | CZ15 | cDXGF | SWHC013-02 | DEER2020 | D20v1 | 2020-11-09 | Cap-Tons | 1 |  | None | 116 | 0.0543 | 0 | 116 | 0.0543 | 0 | [6 empty] | DEER:HVAC_Split-Package_AC | Annual
Any | NE-HVAC-airAC-SpltPkg-65to134kBtuh-12p0eer-woutPreEcono | Rt3 | New | CZ16 | cDXGF | SWHC013-02 | DEER2020 | D20v1 | 2020-11-09 | Cap-Tons | 1 |  | None | 47.2 | 0.0425 | 0 | 47.2 | 0.0425 | 0 | [6 empty] | DEER:HVAC_Split-Package_AC | Annual
Any | NE-HVAC-airAC-SpltPkg-65to134kBtuh-12p0eer-woutPreEcono | RtL | Ex | CZ01 | cDXGF | SWHC013-02 | DEER2020 | D20v1 | 2020-11-09 | Cap-Tons | 1 |  | None | 575 | 0.129 | 22.3 | 22.8 | 0.0194 | 0 | [6 empty] | DEER:HVAC_Split-Package_AC | Annual
Any | NE-HVAC-airAC-SpltPkg-65to134kBtuh-12p0eer-woutPreEcono | RtL | Ex | CZ02 | cDXGF | SWHC013-02 | DEER2020 | D20v1 | 2020-11-09 | Cap-Tons | 1 |  | None | 698 | 0.176 | 12.2 | 69.6 | 0.0637 | 0 | [6 empty] | DEER:HVAC_Split-Package_AC | Annual
Any | NE-HVAC-airAC-SpltPkg-65to134kBtuh-12p0eer-woutPreEcono | RtL | Ex | CZ03 | cDXGF | SWHC013-02 | DEER2020 | D20v1 | 2020-11-09 | Cap-Tons | 1 |  | None | 627 | 0.135 | 9.3 | 50.9 | 0.0421 | 0 | [6 empty] | DEER:HVAC_Split-Package_AC | Annual
Any | NE-HVAC-airAC-SpltPkg-65to134kBtuh-12p0eer-woutPreEcono | RtL | Ex | CZ04 | cDXGF | SWHC013-02 | DEER2020 | D20v1 | 2020-11-09 | Cap-Tons | 1 |  | None | 705 | 0.17 | 7.72 | 78.7 | 0.0575 | 0 | [6 empty] | DEER:HVAC_Split-Package_AC | Annual
Any | NE-HVAC-airAC-SpltPkg-65to134kBtuh-12p0eer-woutPreEcono | RtL | Ex | CZ05 | cDXGF | SWHC013-02 | DEER2020 | D20v1 | 2020-11-09 | Cap-Tons | 1 |  | None | 632 | 0.128 | 10.1 | 51.4 | 0.0274 | 0 | [6 empty] | DEER:HVAC_Split-Package_AC | Annual
Any | NE-HVAC-airAC-SpltPkg-65to134kBtuh-12p0eer-woutPreEcono | RtL | Ex | CZ06 | cDXGF | SWHC013-02 | DEER2020 | D20v1 | 2020-11-09 | Cap-Tons | 1 |  | None | 662 | 0.143 | 3.7 | 96.4 | 0.0552 | 0 | [6 empty] | DEER:HVAC_Split-Package_AC | Annual
Any | NE-HVAC-airAC-SpltPkg-65to134kBtuh-12p0eer-woutPreEcono | RtL | Ex | CZ07 | cDXGF | SWHC013-02 | DEER2020 | D20v1 | 2020-11-09 | Cap-Tons | 1 |  | None | 680 | 0.134 | 2.28 | 89.5 | 0.0465 | 0 | [6 empty] | DEER:HVAC_Split-Package_AC | Annual
Any | NE-HVAC-airAC-SpltPkg-65to134kBtuh-12p0eer-woutPreEcono | RtL | Ex | CZ08 | cDXGF | SWHC013-02 | DEER2020 | D20v1 | 2020-11-09 | Cap-Tons | 1 |  | None | 727 | 0.162 | 2.53 | 92.3 | 0.0479 | 0 | [6 empty] | DEER:HVAC_Split-Package_AC | Annual
Any | NE-HVAC-airAC-SpltPkg-65to134kBtuh-12p0eer-woutPreEcono | RtL | Ex | CZ09 | cDXGF | SWHC013-02 | DEER2020 | D20v1 | 2020-11-09 | Cap-Tons | 1 |  | None | 743 | 0.185 | 2.63 | 79.5 | 0.0579 | 0 | [6 empty] | DEER:HVAC_Split-Package_AC | Annual
Any | NE-HVAC-airAC-SpltPkg-65to134kBtuh-12p0eer-woutPreEcono | RtL | Ex | CZ10 | cDXGF | SWHC013-02 | DEER2020 | D20v1 | 2020-11-09 | Cap-Tons | 1 |  | None | 779 | 0.19 | 3.35 | 94.1 | 0.0622 | 0 | [6 empty] | DEER:HVAC_Split-Package_AC | Annual
Any | NE-HVAC-airAC-SpltPkg-65to134kBtuh-12p0eer-woutPreEcono | RtL | Ex | CZ11 | cDXGF | SWHC013-02 | DEER2020 | D20v1 | 2020-11-09 | Cap-Tons | 1 |  | None | 757 | 0.203 | 8.49 | 88.6 | 0.0672 | 0 | [6 empty] | DEER:HVAC_Split-Package_AC | Annual
Any | NE-HVAC-airAC-SpltPkg-65to134kBtuh-12p0eer-woutPreEcono | RtL | Ex | CZ12 | cDXGF | SWHC013-02 | DEER2020 | D20v1 | 2020-11-09 | Cap-Tons | 1 |  | None | 754 | 0.199 | 9.09 | 78.7 | 0.0655 | 0 | [6 empty] | DEER:HVAC_Split-Package_AC | Annual
Any | NE-HVAC-airAC-SpltPkg-65to134kBtuh-12p0eer-woutPreEcono | RtL | Ex | CZ13 | cDXGF | SWHC013-02 | DEER2020 | D20v1 | 2020-11-09 | Cap-Tons | 1 |  | None | 769 | 0.198 | 7.61 | 92.7 | 0.0617 | 0 | [6 empty] | DEER:HVAC_Split-Package_AC | Annual
Any | NE-HVAC-airAC-SpltPkg-65to134kBtuh-12p0eer-woutPreEcono | RtL | Ex | CZ14 | cDXGF | SWHC013-02 | DEER2020 | D20v1 | 2020-11-09 | Cap-Tons | 1 |  | None | 748 | 0.206 | 8.72 | 88.6 | 0.0531 | 0 | [6 empty] | DEER:HVAC_Split-Package_AC | Annual
Any | NE-HVAC-airAC-SpltPkg-65to134kBtuh-12p0eer-woutPreEcono | RtL | Ex | CZ15 | cDXGF | SWHC013-02 | DEER2020 | D20v1 | 2020-11-09 | Cap-Tons | 1 |  | None | 865 | 0.23 | 0.56 | 128 | 0.057 | 0 | [6 empty] | DEER:HVAC_Split-Package_AC | Annual
Any | NE-HVAC-airAC-SpltPkg-65to134kBtuh-12p0eer-woutPreEcono | RtL | Ex | CZ16 | cDXGF | SWHC013-02 | DEER2020 | D20v1 | 2020-11-09 | Cap-Tons | 1 |  | None | 605 | 0.153 | 40.5 | 52.8 | 0.0453 | 0 | [6 empty] | DEER:HVAC_Split-Package_AC | Annual
Any | NE-HVAC-airAC-SpltPkg-65to134kBtuh-12p0eer-woutPreEcono | RtL | New | CZ01 | cDXGF | SWHC013-02 | DEER2020 | D20v1 | 2020-11-09 | Cap-Tons | 1 |  | None | 22.7 | 0.0196 | 0 | 22.7 | 0.0196 | 0 | [6 empty] | DEER:HVAC_Split-Package_AC | Annual
Any | NE-HVAC-airAC-SpltPkg-65to134kBtuh-12p0eer-woutPreEcono | RtL | New | CZ02 | cDXGF | SWHC013-02 | DEER2020 | D20v1 | 2020-11-09 | Cap-Tons | 1 |  | None | 68.2 | 0.0646 | 0 | 68.2 | 0.0646 | 0 | [6 empty] | DEER:HVAC_Split-Package_AC | Annual
Any | NE-HVAC-airAC-SpltPkg-65to134kBtuh-12p0eer-woutPreEcono | RtL | New | CZ03 | cDXGF | SWHC013-02 | DEER2020 | D20v1 | 2020-11-09 | Cap-Tons | 1 |  | None | 50 | 0.0418 | 0 | 50 | 0.0418 | 0 | [6 empty] | DEER:HVAC_Split-Package_AC | Annual
Any | NE-HVAC-airAC-SpltPkg-65to134kBtuh-12p0eer-woutPreEcono | RtL | New | CZ04 | cDXGF | SWHC013-02 | DEER2020 | D20v1 | 2020-11-09 | Cap-Tons | 1 |  | None | 77.1 | 0.0584 | 0 | 77.1 | 0.0584 | 0 | [6 empty] | DEER:HVAC_Split-Package_AC | Annual
Any | NE-HVAC-airAC-SpltPkg-65to134kBtuh-12p0eer-woutPreEcono | RtL | New | CZ05 | cDXGF | SWHC013-02 | DEER2020 | D20v1 | 2020-11-09 | Cap-Tons | 1 |  | None | 50.6 | 0.0276 | 0 | 50.6 | 0.0276 | 0 | [6 empty] | DEER:HVAC_Split-Package_AC | Annual
Any | NE-HVAC-airAC-SpltPkg-65to134kBtuh-12p0eer-woutPreEcono | RtL | New | CZ06 | cDXGF | SWHC013-02 | DEER2020 | D20v1 | 2020-11-09 | Cap-Tons | 1 |  | None | 95.2 | 0.0562 | 0 | 95.2 | 0.0562 | 0 | [6 empty] | DEER:HVAC_Split-Package_AC | Annual
Any | NE-HVAC-airAC-SpltPkg-65to134kBtuh-12p0eer-woutPreEcono | RtL | New | CZ07 | cDXGF | SWHC013-02 | DEER2020 | D20v1 | 2020-11-09 | Cap-Tons | 1 |  | None | 88.5 | 0.0471 | 0 | 88.5 | 0.0471 | 0 | [6 empty] | DEER:HVAC_Split-Package_AC | Annual
Any | NE-HVAC-airAC-SpltPkg-65to134kBtuh-12p0eer-woutPreEcono | RtL | New | CZ08 | cDXGF | SWHC013-02 | DEER2020 | D20v1 | 2020-11-09 | Cap-Tons | 1 |  | None | 90.4 | 0.0483 | 0 | 90.4 | 0.0483 | 0 | [6 empty] | DEER:HVAC_Split-Package_AC | Annual
Any | NE-HVAC-airAC-SpltPkg-65to134kBtuh-12p0eer-woutPreEcono | RtL | New | CZ09 | cDXGF | SWHC013-02 | DEER2020 | D20v1 | 2020-11-09 | Cap-Tons | 1 |  | None | 77.5 | 0.0582 | 0 | 77.5 | 0.0582 | 0 | [6 empty] | DEER:HVAC_Split-Package_AC | Annual
Any | NE-HVAC-airAC-SpltPkg-65to134kBtuh-12p0eer-woutPreEcono | RtL | New | CZ10 | cDXGF | SWHC013-02 | DEER2020 | D20v1 | 2020-11-09 | Cap-Tons | 1 |  | None | 92 | 0.0627 | 0 | 92 | 0.0627 | 0 | [6 empty] | DEER:HVAC_Split-Package_AC | Annual
Any | NE-HVAC-airAC-SpltPkg-65to134kBtuh-12p0eer-woutPreEcono | RtL | New | CZ11 | cDXGF | SWHC013-02 | DEER2020 | D20v1 | 2020-11-09 | Cap-Tons | 1 |  | None | 88.5 | 0.0678 | 0 | 88.5 | 0.0678 | 0 | [6 empty] | DEER:HVAC_Split-Package_AC | Annual
Any | NE-HVAC-airAC-SpltPkg-65to134kBtuh-12p0eer-woutPreEcono | RtL | New | CZ12 | cDXGF | SWHC013-02 | DEER2020 | D20v1 | 2020-11-09 | Cap-Tons | 1 |  | None | 78.1 | 0.0662 | 0 | 78.1 | 0.0662 | 0 | [6 empty] | DEER:HVAC_Split-Package_AC | Annual
Any | NE-HVAC-airAC-SpltPkg-65to134kBtuh-12p0eer-woutPreEcono | RtL | New | CZ13 | cDXGF | SWHC013-02 | DEER2020 | D20v1 | 2020-11-09 | Cap-Tons | 1 |  | None | 91.5 | 0.0619 | 0 | 91.5 | 0.0619 | 0 | [6 empty] | DEER:HVAC_Split-Package_AC | Annual
Any | NE-HVAC-airAC-SpltPkg-65to134kBtuh-12p0eer-woutPreEcono | RtL | New | CZ14 | cDXGF | SWHC013-02 | DEER2020 | D20v1 | 2020-11-09 | Cap-Tons | 1 |  | None | 87.8 | 0.053 | 0 | 87.8 | 0.053 | 0 | [6 empty] | DEER:HVAC_Split-Package_AC | Annual
Any | NE-HVAC-airAC-SpltPkg-65to134kBtuh-12p0eer-woutPreEcono | RtL | New | CZ15 | cDXGF | SWHC013-02 | DEER2020 | D20v1 | 2020-11-09 | Cap-Tons | 1 |  | None | 125 | 0.0557 | 0 | 125 | 0.0557 | 0 | [6 empty] | DEER:HVAC_Split-Package_AC | Annual
Any | NE-HVAC-airAC-SpltPkg-65to134kBtuh-12p0eer-woutPreEcono | RtL | New | CZ16 | cDXGF | SWHC013-02 | DEER2020 | D20v1 | 2020-11-09 | Cap-Tons | 1 |  | None | 53.5 | 0.0454 | 0 | 53.5 | 0.0454 | 0 | [6 empty] | DEER:HVAC_Split-Package_AC | Annual
Any | NE-HVAC-airAC-SpltPkg-65to134kBtuh-12p0eer-woutPreEcono | RtS | Ex | CZ01 | cDXGF | SWHC013-02 | DEER2020 | D20v1 | 2020-11-09 | Cap-Tons | 1 |  | None | 470 | 0.116 | 25.9 | 8.04 | 0.00962 | 0 | [6 empty] | DEER:HVAC_Split-Package_AC | Annual
Any | NE-HVAC-airAC-SpltPkg-65to134kBtuh-12p0eer-woutPreEcono | RtS | Ex | CZ02 | cDXGF | SWHC013-02 | DEER2020 | D20v1 | 2020-11-09 | Cap-Tons | 1 |  | None | 584 | 0.181 | 12.2 | 52.7 | 0.0597 | 0 | [6 empty] | DEER:HVAC_Split-Package_AC | Annual
Any | NE-HVAC-airAC-SpltPkg-65to134kBtuh-12p0eer-woutPreEcono | RtS | Ex | CZ03 | cDXGF | SWHC013-02 | DEER2020 | D20v1 | 2020-11-09 | Cap-Tons | 1 |  | None | 519 | 0.141 | 11.4 | 25.7 | 0.0345 | 0 | [6 empty] | DEER:HVAC_Split-Package_AC | Annual
Any | NE-HVAC-airAC-SpltPkg-65to134kBtuh-12p0eer-woutPreEcono | RtS | Ex | CZ04 | cDXGF | SWHC013-02 | DEER2020 | D20v1 | 2020-11-09 | Cap-Tons | 1 |  | None | 585 | 0.179 | 8 | 54.7 | 0.0504 | 0 | [6 empty] | DEER:HVAC_Split-Package_AC | Annual
Any | NE-HVAC-airAC-SpltPkg-65to134kBtuh-12p0eer-woutPreEcono | RtS | Ex | CZ05 | cDXGF | SWHC013-02 | DEER2020 | D20v1 | 2020-11-09 | Cap-Tons | 1 |  | None | 528 | 0.126 | 10.4 | 26.1 | 0.0195 | 0 | [6 empty] | DEER:HVAC_Split-Package_AC | Annual
Any | NE-HVAC-airAC-SpltPkg-65to134kBtuh-12p0eer-woutPreEcono | RtS | Ex | CZ06 | cDXGF | SWHC013-02 | DEER2020 | D20v1 | 2020-11-09 | Cap-Tons | 1 |  | None | 571 | 0.16 | 3.57 | 60.9 | 0.0467 | 0 | [6 empty] | DEER:HVAC_Split-Package_AC | Annual
Any | NE-HVAC-airAC-SpltPkg-65to134kBtuh-12p0eer-woutPreEcono | RtS | Ex | CZ07 | cDXGF | SWHC013-02 | DEER2020 | D20v1 | 2020-11-09 | Cap-Tons | 1 |  | None | 597 | 0.148 | 2.69 | 53.7 | 0.0381 | 0 | [6 empty] | DEER:HVAC_Split-Package_AC | Annual
Any | NE-HVAC-airAC-SpltPkg-65to134kBtuh-12p0eer-woutPreEcono | RtS | Ex | CZ08 | cDXGF | SWHC013-02 | DEER2020 | D20v1 | 2020-11-09 | Cap-Tons | 1 |  | None | 612 | 0.169 | 2.56 | 69.6 | 0.0434 | 0 | [6 empty] | DEER:HVAC_Split-Package_AC | Annual
Any | NE-HVAC-airAC-SpltPkg-65to134kBtuh-12p0eer-woutPreEcono | RtS | Ex | CZ09 | cDXGF | SWHC013-02 | DEER2020 | D20v1 | 2020-11-09 | Cap-Tons | 1 |  | None | 615 | 0.189 | 2.51 | 62.1 | 0.0529 | 0 | [6 empty] | DEER:HVAC_Split-Package_AC | Annual
Any | NE-HVAC-airAC-SpltPkg-65to134kBtuh-12p0eer-woutPreEcono | RtS | Ex | CZ10 | cDXGF | SWHC013-02 | DEER2020 | D20v1 | 2020-11-09 | Cap-Tons | 1 |  | None | 651 | 0.194 | 3.31 | 75.2 | 0.058 | 0 | [6 empty] | DEER:HVAC_Split-Package_AC | Annual
Any | NE-HVAC-airAC-SpltPkg-65to134kBtuh-12p0eer-woutPreEcono | RtS | Ex | CZ11 | cDXGF | SWHC013-02 | DEER2020 | D20v1 | 2020-11-09 | Cap-Tons | 1 |  | None | 635 | 0.201 | 6.88 | 74.6 | 0.0647 | 0 | [6 empty] | DEER:HVAC_Split-Package_AC | Annual
Any | NE-HVAC-airAC-SpltPkg-65to134kBtuh-12p0eer-woutPreEcono | RtS | Ex | CZ12 | cDXGF | SWHC013-02 | DEER2020 | D20v1 | 2020-11-09 | Cap-Tons | 1 |  | None | 630 | 0.202 | 8.44 | 64.1 | 0.0615 | 0 | [6 empty] | DEER:HVAC_Split-Package_AC | Annual
Any | NE-HVAC-airAC-SpltPkg-65to134kBtuh-12p0eer-woutPreEcono | RtS | Ex | CZ13 | cDXGF | SWHC013-02 | DEER2020 | D20v1 | 2020-11-09 | Cap-Tons | 1 |  | None | 645 | 0.202 | 6.38 | 78 | 0.0576 | 0 | [6 empty] | DEER:HVAC_Split-Package_AC | Annual
Any | NE-HVAC-airAC-SpltPkg-65to134kBtuh-12p0eer-woutPreEcono | RtS | Ex | CZ14 | cDXGF | SWHC013-02 | DEER2020 | D20v1 | 2020-11-09 | Cap-Tons | 1 |  | None | 634 | 0.202 | 6.58 | 75.5 | 0.0507 | 0 | [6 empty] | DEER:HVAC_Split-Package_AC | Annual
Any | NE-HVAC-airAC-SpltPkg-65to134kBtuh-12p0eer-woutPreEcono | RtS | Ex | CZ15 | cDXGF | SWHC013-02 | DEER2020 | D20v1 | 2020-11-09 | Cap-Tons | 1 |  | None | 729 | 0.219 | 0.457 | 117 | 0.0571 | 0 | [6 empty] | DEER:HVAC_Split-Package_AC | Annual
Any | NE-HVAC-airAC-SpltPkg-65to134kBtuh-12p0eer-woutPreEcono | RtS | Ex | CZ16 | cDXGF | SWHC013-02 | DEER2020 | D20v1 | 2020-11-09 | Cap-Tons | 1 |  | None | 549 | 0.158 | 29.2 | 40.8 | 0.0414 | 0 | [6 empty] | DEER:HVAC_Split-Package_AC | Annual
Any | NE-HVAC-airAC-SpltPkg-65to134kBtuh-12p0eer-woutPreEcono | RtS | New | CZ01 | cDXGF | SWHC013-02 | DEER2020 | D20v1 | 2020-11-09 | Cap-Tons | 1 |  | None | 6.36 | 0.00759 | 0 | 6.36 | 0.00759 | 0 | [6 empty] | DEER:HVAC_Split-Package_AC | Annual
Any | NE-HVAC-airAC-SpltPkg-65to134kBtuh-12p0eer-woutPreEcono | RtS | New | CZ02 | cDXGF | SWHC013-02 | DEER2020 | D20v1 | 2020-11-09 | Cap-Tons | 1 |  | None | 48.7 | 0.0585 | 0 | 48.7 | 0.0585 | 0 | [6 empty] | DEER:HVAC_Split-Package_AC | Annual
Any | NE-HVAC-airAC-SpltPkg-65to134kBtuh-12p0eer-woutPreEcono | RtS | New | CZ03 | cDXGF | SWHC013-02 | DEER2020 | D20v1 | 2020-11-09 | Cap-Tons | 1 |  | None | 22.1 | 0.0318 | 0 | 22.1 | 0.0318 | 0 | [6 empty] | DEER:HVAC_Split-Package_AC | Annual
Any | NE-HVAC-airAC-SpltPkg-65to134kBtuh-12p0eer-woutPreEcono | RtS | New | CZ04 | cDXGF | SWHC013-02 | DEER2020 | D20v1 | 2020-11-09 | Cap-Tons | 1 |  | None | 51 | 0.0497 | 0 | 51 | 0.0497 | 0 | [6 empty] | DEER:HVAC_Split-Package_AC | Annual
Any | NE-HVAC-airAC-SpltPkg-65to134kBtuh-12p0eer-woutPreEcono | RtS | New | CZ05 | cDXGF | SWHC013-02 | DEER2020 | D20v1 | 2020-11-09 | Cap-Tons | 1 |  | None | 22.1 | 0.0179 | 0 | 22.1 | 0.0179 | 0 | [6 empty] | DEER:HVAC_Split-Package_AC | Annual
Any | NE-HVAC-airAC-SpltPkg-65to134kBtuh-12p0eer-woutPreEcono | RtS | New | CZ06 | cDXGF | SWHC013-02 | DEER2020 | D20v1 | 2020-11-09 | Cap-Tons | 1 |  | None | 56.1 | 0.046 | 0 | 56.1 | 0.046 | 0 | [6 empty] | DEER:HVAC_Split-Package_AC | Annual
Any | NE-HVAC-airAC-SpltPkg-65to134kBtuh-12p0eer-woutPreEcono | RtS | New | CZ07 | cDXGF | SWHC013-02 | DEER2020 | D20v1 | 2020-11-09 | Cap-Tons | 1 |  | None | 48.4 | 0.0368 | 0 | 48.4 | 0.0368 | 0 | [6 empty] | DEER:HVAC_Split-Package_AC | Annual
Any | NE-HVAC-airAC-SpltPkg-65to134kBtuh-12p0eer-woutPreEcono | RtS | New | CZ08 | cDXGF | SWHC013-02 | DEER2020 | D20v1 | 2020-11-09 | Cap-Tons | 1 |  | None | 65.4 | 0.0427 | 0 | 65.4 | 0.0427 | 0 | [6 empty] | DEER:HVAC_Split-Package_AC | Annual
Any | NE-HVAC-airAC-SpltPkg-65to134kBtuh-12p0eer-woutPreEcono | RtS | New | CZ09 | cDXGF | SWHC013-02 | DEER2020 | D20v1 | 2020-11-09 | Cap-Tons | 1 |  | None | 58.6 | 0.0518 | 0 | 58.6 | 0.0518 | 0 | [6 empty] | DEER:HVAC_Split-Package_AC | Annual
Any | NE-HVAC-airAC-SpltPkg-65to134kBtuh-12p0eer-woutPreEcono | RtS | New | CZ10 | cDXGF | SWHC013-02 | DEER2020 | D20v1 | 2020-11-09 | Cap-Tons | 1 |  | None | 70.9 | 0.0568 | 0 | 70.9 | 0.0568 | 0 | [6 empty] | DEER:HVAC_Split-Package_AC | Annual
Any | NE-HVAC-airAC-SpltPkg-65to134kBtuh-12p0eer-woutPreEcono | RtS | New | CZ11 | cDXGF | SWHC013-02 | DEER2020 | D20v1 | 2020-11-09 | Cap-Tons | 1 |  | None | 71.6 | 0.0628 | 0 | 71.6 | 0.0628 | 0 | [6 empty] | DEER:HVAC_Split-Package_AC | Annual
Any | NE-HVAC-airAC-SpltPkg-65to134kBtuh-12p0eer-woutPreEcono | RtS | New | CZ12 | cDXGF | SWHC013-02 | DEER2020 | D20v1 | 2020-11-09 | Cap-Tons | 1 |  | None | 60.8 | 0.06 | 0 | 60.8 | 0.06 | 0 | [6 empty] | DEER:HVAC_Split-Package_AC | Annual
Any | NE-HVAC-airAC-SpltPkg-65to134kBtuh-12p0eer-woutPreEcono | RtS | New | CZ13 | cDXGF | SWHC013-02 | DEER2020 | D20v1 | 2020-11-09 | Cap-Tons | 1 |  | None | 74.6 | 0.0558 | 0 | 74.6 | 0.0558 | 0 | [6 empty] | DEER:HVAC_Split-Package_AC | Annual
Any | NE-HVAC-airAC-SpltPkg-65to134kBtuh-12p0eer-woutPreEcono | RtS | New | CZ14 | cDXGF | SWHC013-02 | DEER2020 | D20v1 | 2020-11-09 | Cap-Tons | 1 |  | None | 72.1 | 0.0487 | 0 | 72.1 | 0.0487 | 0 | [6 empty] | DEER:HVAC_Split-Package_AC | Annual
Any | NE-HVAC-airAC-SpltPkg-65to134kBtuh-12p0eer-woutPreEcono | RtS | New | CZ15 | cDXGF | SWHC013-02 | DEER2020 | D20v1 | 2020-11-09 | Cap-Tons | 1 |  | None | 111 | 0.0545 | 0 | 111 | 0.0545 | 0 | [6 empty] | DEER:HVAC_Split-Package_AC | Annual
Any | NE-HVAC-airAC-SpltPkg-65to134kBtuh-12p0eer-woutPreEcono | RtS | New | CZ16 | cDXGF | SWHC013-02 | DEER2020 | D20v1 | 2020-11-09 | Cap-Tons | 1 |  | None | 36.7 | 0.0375 | 0 | 36.7 | 0.0375 | 0 | [6 empty] | DEER:HVAC_Split-Package_AC | Annual
Any | NE-HVAC-airAC-SpltPkg-65to134kBtuh-12p0eer-woutPreEcono | SCn | Ex | CZ01 | cDXGF | SWHC013-02 | DEER2020 | D20v1 | 2020-11-09 | Cap-Tons | 1 |  | None | 447 | 0.048 | 19.5 | 4.4 | 0.00053 | 0 | [6 empty] | DEER:HVAC_Split-Package_AC | Annual
Any | NE-HVAC-airAC-SpltPkg-65to134kBtuh-12p0eer-woutPreEcono | SCn | Ex | CZ02 | cDXGF | SWHC013-02 | DEER2020 | D20v1 | 2020-11-09 | Cap-Tons | 1 |  | None | 450 | 0.121 | 18.8 | 17.7 | 0.0322 | 0 | [6 empty] | DEER:HVAC_Split-Package_AC | Annual
Any | NE-HVAC-airAC-SpltPkg-65to134kBtuh-12p0eer-woutPreEcono | SCn | Ex | CZ03 | cDXGF | SWHC013-02 | DEER2020 | D20v1 | 2020-11-09 | Cap-Tons | 1 |  | None | 372 | 0.06 | 9.15 | 4.72 | 0.00557 | 0 | [6 empty] | DEER:HVAC_Split-Package_AC | Annual
Any | NE-HVAC-airAC-SpltPkg-65to134kBtuh-12p0eer-woutPreEcono | SCn | Ex | CZ04 | cDXGF | SWHC013-02 | DEER2020 | D20v1 | 2020-11-09 | Cap-Tons | 1 |  | None | 438 | 0.12 | 14.1 | 19.4 | 0.0258 | 0 | [6 empty] | DEER:HVAC_Split-Package_AC | Annual
Any | NE-HVAC-airAC-SpltPkg-65to134kBtuh-12p0eer-woutPreEcono | SCn | Ex | CZ05 | cDXGF | SWHC013-02 | DEER2020 | D20v1 | 2020-11-09 | Cap-Tons | 1 |  | None | 406 | 0.0548 | 9.68 | 5.09 | 0.00178 | 0 | [6 empty] | DEER:HVAC_Split-Package_AC | Annual
Any | NE-HVAC-airAC-SpltPkg-65to134kBtuh-12p0eer-woutPreEcono | SCn | Ex | CZ06 | cDXGF | SWHC013-02 | DEER2020 | D20v1 | 2020-11-09 | Cap-Tons | 1 |  | None | 403 | 0.0948 | 3.82 | 15.3 | 0.0187 | 0 | [6 empty] | DEER:HVAC_Split-Package_AC | Annual
Any | NE-HVAC-airAC-SpltPkg-65to134kBtuh-12p0eer-woutPreEcono | SCn | Ex | CZ07 | cDXGF | SWHC013-02 | DEER2020 | D20v1 | 2020-11-09 | Cap-Tons | 1 |  | None | 382 | 0.0735 | 3.46 | 10.9 | 0.0122 | 0 | [6 empty] | DEER:HVAC_Split-Package_AC | Annual
Any | NE-HVAC-airAC-SpltPkg-65to134kBtuh-12p0eer-woutPreEcono | SCn | Ex | CZ08 | cDXGF | SWHC013-02 | DEER2020 | D20v1 | 2020-11-09 | Cap-Tons | 1 |  | None | 432 | 0.104 | 4.39 | 29 | 0.0223 | 0 | [6 empty] | DEER:HVAC_Split-Package_AC | Annual
Any | NE-HVAC-airAC-SpltPkg-65to134kBtuh-12p0eer-woutPreEcono | SCn | Ex | CZ09 | cDXGF | SWHC013-02 | DEER2020 | D20v1 | 2020-11-09 | Cap-Tons | 1 |  | None | 463 | 0.127 | 3.61 | 28.8 | 0.0297 | 0 | [6 empty] | DEER:HVAC_Split-Package_AC | Annual
Any | NE-HVAC-airAC-SpltPkg-65to134kBtuh-12p0eer-woutPreEcono | SCn | Ex | CZ10 | cDXGF | SWHC013-02 | DEER2020 | D20v1 | 2020-11-09 | Cap-Tons | 1 |  | None | 470 | 0.126 | 4.98 | 38 | 0.0349 | 0 | [6 empty] | DEER:HVAC_Split-Package_AC | Annual
Any | NE-HVAC-airAC-SpltPkg-65to134kBtuh-12p0eer-woutPreEcono | SCn | Ex | CZ11 | cDXGF | SWHC013-02 | DEER2020 | D20v1 | 2020-11-09 | Cap-Tons | 1 |  | None | 537 | 0.129 | 8.78 | 42.8 | 0.0361 | 0 | [6 empty] | DEER:HVAC_Split-Package_AC | Annual
Any | NE-HVAC-airAC-SpltPkg-65to134kBtuh-12p0eer-woutPreEcono | SCn | Ex | CZ12 | cDXGF | SWHC013-02 | DEER2020 | D20v1 | 2020-11-09 | Cap-Tons | 1 |  | None | 483 | 0.124 | 10.9 | 29.8 | 0.0332 | 0 | [6 empty] | DEER:HVAC_Split-Package_AC | Annual
Any | NE-HVAC-airAC-SpltPkg-65to134kBtuh-12p0eer-woutPreEcono | SCn | Ex | CZ13 | cDXGF | SWHC013-02 | DEER2020 | D20v1 | 2020-11-09 | Cap-Tons | 1 |  | None | 552 | 0.136 | 8.31 | 47 | 0.0308 | 0 | [6 empty] | DEER:HVAC_Split-Package_AC | Annual
Any | NE-HVAC-airAC-SpltPkg-65to134kBtuh-12p0eer-woutPreEcono | SCn | Ex | CZ14 | cDXGF | SWHC013-02 | DEER2020 | D20v1 | 2020-11-09 | Cap-Tons | 1 |  | None | 526 | 0.126 | 9.2 | 46.4 | 0.0292 | 0 | [6 empty] | DEER:HVAC_Split-Package_AC | Annual
Any | NE-HVAC-airAC-SpltPkg-65to134kBtuh-12p0eer-woutPreEcono | SCn | Ex | CZ15 | cDXGF | SWHC013-02 | DEER2020 | D20v1 | 2020-11-09 | Cap-Tons | 1 |  | None | 599 | 0.137 | 0.614 | 77.8 | 0.0297 | 0 | [6 empty] | DEER:HVAC_Split-Package_AC | Annual
Any | NE-HVAC-airAC-SpltPkg-65to134kBtuh-12p0eer-woutPreEcono | SCn | Ex | CZ16 | cDXGF | SWHC013-02 | DEER2020 | D20v1 | 2020-11-09 | Cap-Tons | 1 |  | None | 454 | 0.079 | 21.3 | 13.3 | 0.0134 | 0 | [6 empty] | DEER:HVAC_Split-Package_AC | Annual
Any | NE-HVAC-airAC-SpltPkg-65to134kBtuh-12p0eer-woutPreEcono | SCn | New | CZ01 | cDXGF | SWHC013-02 | DEER2020 | D20v1 | 2020-11-09 | Cap-Tons | 1 |  | None | 4.18 | 0.00047 | 0 | 4.18 | 0.00047 | 0 | [6 empty] | DEER:HVAC_Split-Package_AC | Annual
Any | NE-HVAC-airAC-SpltPkg-65to134kBtuh-12p0eer-woutPreEcono | SCn | New | CZ02 | cDXGF | SWHC013-02 | DEER2020 | D20v1 | 2020-11-09 | Cap-Tons | 1 |  | None | 16.2 | 0.0327 | 0 | 16.2 | 0.0327 | 0 | [6 empty] | DEER:HVAC_Split-Package_AC | Annual
Any | NE-HVAC-airAC-SpltPkg-65to134kBtuh-12p0eer-woutPreEcono | SCn | New | CZ03 | cDXGF | SWHC013-02 | DEER2020 | D20v1 | 2020-11-09 | Cap-Tons | 1 |  | None | 3.93 | 0.00353 | 0 | 3.93 | 0.00353 | 0 | [6 empty] | DEER:HVAC_Split-Package_AC | Annual
Any | NE-HVAC-airAC-SpltPkg-65to134kBtuh-12p0eer-woutPreEcono | SCn | New | CZ04 | cDXGF | SWHC013-02 | DEER2020 | D20v1 | 2020-11-09 | Cap-Tons | 1 |  | None | 17.2 | 0.0258 | 0 | 17.2 | 0.0258 | 0 | [6 empty] | DEER:HVAC_Split-Package_AC | Annual
Any | NE-HVAC-airAC-SpltPkg-65to134kBtuh-12p0eer-woutPreEcono | SCn | New | CZ05 | cDXGF | SWHC013-02 | DEER2020 | D20v1 | 2020-11-09 | Cap-Tons | 1 |  | None | 4.5 | 0.00114 | 0 | 4.5 | 0.00114 | 0 | [6 empty] | DEER:HVAC_Split-Package_AC | Annual
Any | NE-HVAC-airAC-SpltPkg-65to134kBtuh-12p0eer-woutPreEcono | SCn | New | CZ06 | cDXGF | SWHC013-02 | DEER2020 | D20v1 | 2020-11-09 | Cap-Tons | 1 |  | None | 11.6 | 0.0166 | 0 | 11.6 | 0.0166 | 0 | [6 empty] | DEER:HVAC_Split-Package_AC | Annual
Any | NE-HVAC-airAC-SpltPkg-65to134kBtuh-12p0eer-woutPreEcono | SCn | New | CZ07 | cDXGF | SWHC013-02 | DEER2020 | D20v1 | 2020-11-09 | Cap-Tons | 1 |  | None | 8.1 | 0.0103 | 0 | 8.1 | 0.0103 | 0 | [6 empty] | DEER:HVAC_Split-Package_AC | Annual
Any | NE-HVAC-airAC-SpltPkg-65to134kBtuh-12p0eer-woutPreEcono | SCn | New | CZ08 | cDXGF | SWHC013-02 | DEER2020 | D20v1 | 2020-11-09 | Cap-Tons | 1 |  | None | 26.7 | 0.0229 | 0 | 26.7 | 0.0229 | 0 | [6 empty] | DEER:HVAC_Split-Package_AC | Annual
Any | NE-HVAC-airAC-SpltPkg-65to134kBtuh-12p0eer-woutPreEcono | SCn | New | CZ09 | cDXGF | SWHC013-02 | DEER2020 | D20v1 | 2020-11-09 | Cap-Tons | 1 |  | None | 27.1 | 0.0306 | 0 | 27.1 | 0.0306 | 0 | [6 empty] | DEER:HVAC_Split-Package_AC | Annual
Any | NE-HVAC-airAC-SpltPkg-65to134kBtuh-12p0eer-woutPreEcono | SCn | New | CZ10 | cDXGF | SWHC013-02 | DEER2020 | D20v1 | 2020-11-09 | Cap-Tons | 1 |  | None | 36.4 | 0.0354 | 0 | 36.4 | 0.0354 | 0 | [6 empty] | DEER:HVAC_Split-Package_AC | Annual
Any | NE-HVAC-airAC-SpltPkg-65to134kBtuh-12p0eer-woutPreEcono | SCn | New | CZ11 | cDXGF | SWHC013-02 | DEER2020 | D20v1 | 2020-11-09 | Cap-Tons | 1 |  | None | 42.7 | 0.036 | 0 | 42.7 | 0.036 | 0 | [6 empty] | DEER:HVAC_Split-Package_AC | Annual
Any | NE-HVAC-airAC-SpltPkg-65to134kBtuh-12p0eer-woutPreEcono | SCn | New | CZ12 | cDXGF | SWHC013-02 | DEER2020 | D20v1 | 2020-11-09 | Cap-Tons | 1 |  | None | 28.5 | 0.0331 | 0 | 28.5 | 0.0331 | 0 | [6 empty] | DEER:HVAC_Split-Package_AC | Annual
Any | NE-HVAC-airAC-SpltPkg-65to134kBtuh-12p0eer-woutPreEcono | SCn | New | CZ13 | cDXGF | SWHC013-02 | DEER2020 | D20v1 | 2020-11-09 | Cap-Tons | 1 |  | None | 46.5 | 0.0309 | 0 | 46.5 | 0.0309 | 0 | [6 empty] | DEER:HVAC_Split-Package_AC | Annual
Any | NE-HVAC-airAC-SpltPkg-65to134kBtuh-12p0eer-woutPreEcono | SCn | New | CZ14 | cDXGF | SWHC013-02 | DEER2020 | D20v1 | 2020-11-09 | Cap-Tons | 1 |  | None | 47 | 0.0295 | 0 | 47 | 0.0295 | 0 | [6 empty] | DEER:HVAC_Split-Package_AC | Annual
Any | NE-HVAC-airAC-SpltPkg-65to134kBtuh-12p0eer-woutPreEcono | SCn | New | CZ15 | cDXGF | SWHC013-02 | DEER2020 | D20v1 | 2020-11-09 | Cap-Tons | 1 |  | None | 76.6 | 0.0292 | 0 | 76.6 | 0.0292 | 0 | [6 empty] | DEER:HVAC_Split-Package_AC | Annual
Any | NE-HVAC-airAC-SpltPkg-65to134kBtuh-12p0eer-woutPreEcono | SCn | New | CZ16 | cDXGF | SWHC013-02 | DEER2020 | D20v1 | 2020-11-09 | Cap-Tons | 1 |  | None | 11.8 | 0.0112 | 0 | 11.8 | 0.0112 | 0 | [6 empty] | DEER:HVAC_Split-Package_AC | Annual
Any | NE-HVAC-airAC-SpltPkg-65to134kBtuh-12p0eer-woutPreEcono | WRf | Ex | CZ01 | cDXGF | SWHC013-02 | DEER2020 | D20v1 | 2020-11-09 | Cap-Tons | 1 |  | None | 1160 | 0.13 | 5.28 | 17.9 | 0.0147 | 0 | [6 empty] | DEER:HVAC_Split-Package_AC | Annual
Any | NE-HVAC-airAC-SpltPkg-65to134kBtuh-12p0eer-woutPreEcono | WRf | Ex | CZ02 | cDXGF | SWHC013-02 | DEER2020 | D20v1 | 2020-11-09 | Cap-Tons | 1 |  | None | 899 | 0.15 | 1.99 | 55.3 | 0.0344 | 0 | [6 empty] | DEER:HVAC_Split-Package_AC | Annual
Any | NE-HVAC-airAC-SpltPkg-65to134kBtuh-12p0eer-woutPreEcono | WRf | Ex | CZ03 | cDXGF | SWHC013-02 | DEER2020 | D20v1 | 2020-11-09 | Cap-Tons | 1 |  | None | 962 | 0.101 | 1.9 | 45.3 | 0.0237 | 0 | [6 empty] | DEER:HVAC_Split-Package_AC | Annual
Any | NE-HVAC-airAC-SpltPkg-65to134kBtuh-12p0eer-woutPreEcono | WRf | Ex | CZ04 | cDXGF | SWHC013-02 | DEER2020 | D20v1 | 2020-11-09 | Cap-Tons | 1 |  | None | 910 | 0.133 | 1.32 | 64.9 | 0.0305 | 0 | [6 empty] | DEER:HVAC_Split-Package_AC | Annual
Any | NE-HVAC-airAC-SpltPkg-65to134kBtuh-12p0eer-woutPreEcono | WRf | Ex | CZ05 | cDXGF | SWHC013-02 | DEER2020 | D20v1 | 2020-11-09 | Cap-Tons | 1 |  | None | 1030 | 0.0939 | 1.91 | 52.2 | 0.0194 | 0 | [6 empty] | DEER:HVAC_Split-Package_AC | Annual
Any | NE-HVAC-airAC-SpltPkg-65to134kBtuh-12p0eer-woutPreEcono | WRf | Ex | CZ06 | cDXGF | SWHC013-02 | DEER2020 | D20v1 | 2020-11-09 | Cap-Tons | 1 |  | None | 797 | 0.108 | 0.612 | 79.3 | 0.0258 | 0 | [6 empty] | DEER:HVAC_Split-Package_AC | Annual
Any | NE-HVAC-airAC-SpltPkg-65to134kBtuh-12p0eer-woutPreEcono | WRf | Ex | CZ07 | cDXGF | SWHC013-02 | DEER2020 | D20v1 | 2020-11-09 | Cap-Tons | 1 |  | None | 926 | 0.0972 | 0.971 | 82.7 | 0.0242 | 0 | [6 empty] | DEER:HVAC_Split-Package_AC | Annual
Any | NE-HVAC-airAC-SpltPkg-65to134kBtuh-12p0eer-woutPreEcono | WRf | Ex | CZ08 | cDXGF | SWHC013-02 | DEER2020 | D20v1 | 2020-11-09 | Cap-Tons | 1 |  | None | 907 | 0.111 | 0.8 | 75.8 | 0.0242 | 0 | [6 empty] | DEER:HVAC_Split-Package_AC | Annual
Any | NE-HVAC-airAC-SpltPkg-65to134kBtuh-12p0eer-woutPreEcono | WRf | Ex | CZ09 | cDXGF | SWHC013-02 | DEER2020 | D20v1 | 2020-11-09 | Cap-Tons | 1 |  | None | 923 | 0.146 | 0.748 | 71.3 | 0.0325 | 0 | [6 empty] | DEER:HVAC_Split-Package_AC | Annual
Any | NE-HVAC-airAC-SpltPkg-65to134kBtuh-12p0eer-woutPreEcono | WRf | Ex | CZ10 | cDXGF | SWHC013-02 | DEER2020 | D20v1 | 2020-11-09 | Cap-Tons | 1 |  | None | 926 | 0.137 | 0.634 | 87.7 | 0.0368 | 0 | [6 empty] | DEER:HVAC_Split-Package_AC | Annual
Any | NE-HVAC-airAC-SpltPkg-65to134kBtuh-12p0eer-woutPreEcono | WRf | Ex | CZ11 | cDXGF | SWHC013-02 | DEER2020 | D20v1 | 2020-11-09 | Cap-Tons | 1 |  | None | 908 | 0.166 | 1.15 | 75.3 | 0.0407 | 0 | [6 empty] | DEER:HVAC_Split-Package_AC | Annual
Any | NE-HVAC-airAC-SpltPkg-65to134kBtuh-12p0eer-woutPreEcono | WRf | Ex | CZ12 | cDXGF | SWHC013-02 | DEER2020 | D20v1 | 2020-11-09 | Cap-Tons | 1 |  | None | 866 | 0.15 | 1.21 | 58.4 | 0.0344 | 0 | [6 empty] | DEER:HVAC_Split-Package_AC | Annual
Any | NE-HVAC-airAC-SpltPkg-65to134kBtuh-12p0eer-woutPreEcono | WRf | Ex | CZ13 | cDXGF | SWHC013-02 | DEER2020 | D20v1 | 2020-11-09 | Cap-Tons | 1 |  | None | 941 | 0.157 | 1.02 | 75.2 | 0.0355 | 0 | [6 empty] | DEER:HVAC_Split-Package_AC | Annual
Any | NE-HVAC-airAC-SpltPkg-65to134kBtuh-12p0eer-woutPreEcono | WRf | Ex | CZ14 | cDXGF | SWHC013-02 | DEER2020 | D20v1 | 2020-11-09 | Cap-Tons | 1 |  | None | 880 | 0.147 | 1.45 | 91.5 | 0.0378 | 0 | [6 empty] | DEER:HVAC_Split-Package_AC | Annual
Any | NE-HVAC-airAC-SpltPkg-65to134kBtuh-12p0eer-woutPreEcono | WRf | Ex | CZ15 | cDXGF | SWHC013-02 | DEER2020 | D20v1 | 2020-11-09 | Cap-Tons | 1 |  | None | 985 | 0.16 | -0.0574 | 130 | 0.0389 | 0 | [6 empty] | DEER:HVAC_Split-Package_AC | Annual
Any | NE-HVAC-airAC-SpltPkg-65to134kBtuh-12p0eer-woutPreEcono | WRf | Ex | CZ16 | cDXGF | SWHC013-02 | DEER2020 | D20v1 | 2020-11-09 | Cap-Tons | 1 |  | None | 800 | 0.121 | 8.27 | 49.3 | 0.0285 | 0 | [6 empty] | DEER:HVAC_Split-Package_AC | Annual
Any | NE-HVAC-airAC-SpltPkg-65to134kBtuh-12p0eer-woutPreEcono | WRf | New | CZ01 | cDXGF | SWHC013-02 | DEER2020 | D20v1 | 2020-11-09 | Cap-Tons | 1 |  | None | 20.1 | 0.0156 | 0 | 20.1 | 0.0156 | 0 | [6 empty] | DEER:HVAC_Split-Package_AC | Annual
Any | NE-HVAC-airAC-SpltPkg-65to134kBtuh-12p0eer-woutPreEcono | WRf | New | CZ02 | cDXGF | SWHC013-02 | DEER2020 | D20v1 | 2020-11-09 | Cap-Tons | 1 |  | None | 57.4 | 0.0329 | 0 | 57.4 | 0.0329 | 0 | [6 empty] | DEER:HVAC_Split-Package_AC | Annual
Any | NE-HVAC-airAC-SpltPkg-65to134kBtuh-12p0eer-woutPreEcono | WRf | New | CZ03 | cDXGF | SWHC013-02 | DEER2020 | D20v1 | 2020-11-09 | Cap-Tons | 1 |  | None | 49.6 | 0.0245 | 0 | 49.6 | 0.0245 | 0 | [6 empty] | DEER:HVAC_Split-Package_AC | Annual
Any | NE-HVAC-airAC-SpltPkg-65to134kBtuh-12p0eer-woutPreEcono | WRf | New | CZ04 | cDXGF | SWHC013-02 | DEER2020 | D20v1 | 2020-11-09 | Cap-Tons | 1 |  | None | 68.2 | 0.0304 | 0 | 68.2 | 0.0304 | 0 | [6 empty] | DEER:HVAC_Split-Package_AC | Annual
Any | NE-HVAC-airAC-SpltPkg-65to134kBtuh-12p0eer-woutPreEcono | WRf | New | CZ05 | cDXGF | SWHC013-02 | DEER2020 | D20v1 | 2020-11-09 | Cap-Tons | 1 |  | None | 56.4 | 0.0199 | 0 | 56.4 | 0.0199 | 0 | [6 empty] | DEER:HVAC_Split-Package_AC | Annual
Any | NE-HVAC-airAC-SpltPkg-65to134kBtuh-12p0eer-woutPreEcono | WRf | New | CZ06 | cDXGF | SWHC013-02 | DEER2020 | D20v1 | 2020-11-09 | Cap-Tons | 1 |  | None | 83.5 | 0.0252 | 0 | 83.5 | 0.0252 | 0 | [6 empty] | DEER:HVAC_Split-Package_AC | Annual
Any | NE-HVAC-airAC-SpltPkg-65to134kBtuh-12p0eer-woutPreEcono | WRf | New | CZ07 | cDXGF | SWHC013-02 | DEER2020 | D20v1 | 2020-11-09 | Cap-Tons | 1 |  | None | 86.9 | 0.0244 | 0 | 86.9 | 0.0244 | 0 | [6 empty] | DEER:HVAC_Split-Package_AC | Annual
Any | NE-HVAC-airAC-SpltPkg-65to134kBtuh-12p0eer-woutPreEcono | WRf | New | CZ08 | cDXGF | SWHC013-02 | DEER2020 | D20v1 | 2020-11-09 | Cap-Tons | 1 |  | None | 82 | 0.0234 | 0 | 82 | 0.0234 | 0 | [6 empty] | DEER:HVAC_Split-Package_AC | Annual
Any | NE-HVAC-airAC-SpltPkg-65to134kBtuh-12p0eer-woutPreEcono | WRf | New | CZ09 | cDXGF | SWHC013-02 | DEER2020 | D20v1 | 2020-11-09 | Cap-Tons | 1 |  | None | 78.2 | 0.0319 | 0 | 78.2 | 0.0319 | 0 | [6 empty] | DEER:HVAC_Split-Package_AC | Annual
Any | NE-HVAC-airAC-SpltPkg-65to134kBtuh-12p0eer-woutPreEcono | WRf | New | CZ10 | cDXGF | SWHC013-02 | DEER2020 | D20v1 | 2020-11-09 | Cap-Tons | 1 |  | None | 87 | 0.0347 | 0 | 87 | 0.0347 | 0 | [6 empty] | DEER:HVAC_Split-Package_AC | Annual
Any | NE-HVAC-airAC-SpltPkg-65to134kBtuh-12p0eer-woutPreEcono | WRf | New | CZ11 | cDXGF | SWHC013-02 | DEER2020 | D20v1 | 2020-11-09 | Cap-Tons | 1 |  | None | 75.6 | 0.0368 | 0 | 75.6 | 0.0368 | 0 | [6 empty] | DEER:HVAC_Split-Package_AC | Annual
Any | NE-HVAC-airAC-SpltPkg-65to134kBtuh-12p0eer-woutPreEcono | WRf | New | CZ12 | cDXGF | SWHC013-02 | DEER2020 | D20v1 | 2020-11-09 | Cap-Tons | 1 |  | None | 59.6 | 0.0314 | 0 | 59.6 | 0.0314 | 0 | [6 empty] | DEER:HVAC_Split-Package_AC | Annual
Any | NE-HVAC-airAC-SpltPkg-65to134kBtuh-12p0eer-woutPreEcono | WRf | New | CZ13 | cDXGF | SWHC013-02 | DEER2020 | D20v1 | 2020-11-09 | Cap-Tons | 1 |  | None | 73.6 | 0.0324 | 0 | 73.6 | 0.0324 | 0 | [6 empty] | DEER:HVAC_Split-Package_AC | Annual
Any | NE-HVAC-airAC-SpltPkg-65to134kBtuh-12p0eer-woutPreEcono | WRf | New | CZ14 | cDXGF | SWHC013-02 | DEER2020 | D20v1 | 2020-11-09 | Cap-Tons | 1 |  | None | 91.7 | 0.0359 | 0 | 91.7 | 0.0359 | 0 | [6 empty] | DEER:HVAC_Split-Package_AC | Annual
Any | NE-HVAC-airAC-SpltPkg-65to134kBtuh-12p0eer-woutPreEcono | WRf | New | CZ15 | cDXGF | SWHC013-02 | DEER2020 | D20v1 | 2020-11-09 | Cap-Tons | 1 |  | None | 113 | 0.0317 | 0 | 113 | 0.0317 | 0 | [6 empty] | DEER:HVAC_Split-Package_AC | Annual
Any | NE-HVAC-airAC-SpltPkg-65to134kBtuh-12p0eer-woutPreEcono | WRf | New | CZ16 | cDXGF | SWHC013-02 | DEER2020 | D20v1 | 2020-11-09 | Cap-Tons | 1 |  | None | 50.1 | 0.0278 | 0 | 50.1 | 0.0278 | 0 | [6 empty] | DEER:HVAC_Split-Package_AC | Annual
Any | NE-HVAC-airAC-SpltPkg-65to134kBtuh-12p0eer-woutPreEcono | Asm | Ex | CZ01 | cDXGF | SWHC013-02 | DEER2020 | D20v1 | 2020-11-09 | Cap-Tons | 1 |  | None | 374 | 0.0903 | 9.31 | 6.03 | 0.00931 | 0 | [6 empty] | DEER:HVAC_Split-Package_AC | Annual
Any | NE-HVAC-airAC-SpltPkg-65to134kBtuh-12p0eer-woutPreEcono | Asm | Ex | CZ02 | cDXGF | SWHC013-02 | DEER2020 | D20v1 | 2020-11-09 | Cap-Tons | 1 |  | None | 436 | 0.159 | 5.99 | 53.5 | 0.0684 | 0 | [6 empty] | DEER:HVAC_Split-Package_AC | Annual
Any | NE-HVAC-airAC-SpltPkg-65to134kBtuh-12p0eer-woutPreEcono | Asm | Ex | CZ03 | cDXGF | SWHC013-02 | DEER2020 | D20v1 | 2020-11-09 | Cap-Tons | 1 |  | None | 410 | 0.138 | 10.8 | 22.4 | 0.0321 | 0 | [6 empty] | DEER:HVAC_Split-Package_AC | Annual
Any | NE-HVAC-airAC-SpltPkg-65to134kBtuh-12p0eer-woutPreEcono | Asm | Ex | CZ04 | cDXGF | SWHC013-02 | DEER2020 | D20v1 | 2020-11-09 | Cap-Tons | 1 |  | None | 465 | 0.154 | 3.75 | 57.8 | 0.0593 | 0 | [6 empty] | DEER:HVAC_Split-Package_AC | Annual
Any | NE-HVAC-airAC-SpltPkg-65to134kBtuh-12p0eer-woutPreEcono | Asm | Ex | CZ05 | cDXGF | SWHC013-02 | DEER2020 | D20v1 | 2020-11-09 | Cap-Tons | 1 |  | None | 410 | 0.107 | 8.79 | 23 | 0.0195 | 0 | [6 empty] | DEER:HVAC_Split-Package_AC | Annual
Any | NE-HVAC-airAC-SpltPkg-65to134kBtuh-12p0eer-woutPreEcono | Asm | Ex | CZ06 | cDXGF | SWHC013-02 | DEER2020 | D20v1 | 2020-11-09 | Cap-Tons | 1 |  | None | 422 | 0.142 | 5.58 | 50.4 | 0.0421 | 0 | [6 empty] | DEER:HVAC_Split-Package_AC | Annual
Any | NE-HVAC-airAC-SpltPkg-65to134kBtuh-12p0eer-woutPreEcono | Asm | Ex | CZ07 | cDXGF | SWHC013-02 | DEER2020 | D20v1 | 2020-11-09 | Cap-Tons | 1 |  | None | 402 | 0.123 | 4.47 | 42 | 0.0333 | 0 | [6 empty] | DEER:HVAC_Split-Package_AC | Annual
Any | NE-HVAC-airAC-SpltPkg-65to134kBtuh-12p0eer-woutPreEcono | Asm | Ex | CZ08 | cDXGF | SWHC013-02 | DEER2020 | D20v1 | 2020-11-09 | Cap-Tons | 1 |  | None | 458 | 0.149 | 4.05 | 70.5 | 0.0465 | 0 | [6 empty] | DEER:HVAC_Split-Package_AC | Annual
Any | NE-HVAC-airAC-SpltPkg-65to134kBtuh-12p0eer-woutPreEcono | Asm | Ex | CZ09 | cDXGF | SWHC013-02 | DEER2020 | D20v1 | 2020-11-09 | Cap-Tons | 1 |  | None | 478 | 0.174 | 8.03 | 63.9 | 0.0578 | 0 | [6 empty] | DEER:HVAC_Split-Package_AC | Annual
Any | NE-HVAC-airAC-SpltPkg-65to134kBtuh-12p0eer-woutPreEcono | Asm | Ex | CZ10 | cDXGF | SWHC013-02 | DEER2020 | D20v1 | 2020-11-09 | Cap-Tons | 1 |  | None | 508 | 0.178 | 8.23 | 76.1 | 0.0644 | 0 | [6 empty] | DEER:HVAC_Split-Package_AC | Annual
Any | NE-HVAC-airAC-SpltPkg-65to134kBtuh-12p0eer-woutPreEcono | Asm | Ex | CZ11 | cDXGF | SWHC013-02 | DEER2020 | D20v1 | 2020-11-09 | Cap-Tons | 1 |  | None | 541 | 0.207 | 16.3 | 74.4 | 0.0644 | 0 | [6 empty] | DEER:HVAC_Split-Package_AC | Annual
Any | NE-HVAC-airAC-SpltPkg-65to134kBtuh-12p0eer-woutPreEcono | Com | Ex | CZ01 | cDXGF | SWHC013-02 | DEER2020 | D20v1 | 2020-11-09 | Cap-Tons | 1 |  | None | 560 | 0.096 | 17.3 | 7.7 | 0.008 | 0 | [6 empty] | DEER:HVAC_Split-Package_AC | Annual
Any | NE-HVAC-airAC-SpltPkg-65to134kBtuh-12p0eer-woutPreEcono | Com | Ex | CZ02 | cDXGF | SWHC013-02 | DEER2020 | D20v1 | 2020-11-09 | Cap-Tons | 1 |  | None | 581 | 0.135 | 10.8 | 42.2 | 0.041 | 0 | [6 empty] | DEER:HVAC_Split-Package_AC | Annual
Any | NE-HVAC-airAC-SpltPkg-65to134kBtuh-12p0eer-woutPreEcono | Com | Ex | CZ03 | cDXGF | SWHC013-02 | DEER2020 | D20v1 | 2020-11-09 | Cap-Tons | 1 |  | None | 549 | 0.094 | 5.99 | 21.3 | 0.02 | 0 | [6 empty] | DEER:HVAC_Split-Package_AC | Annual
Any | NE-HVAC-airAC-SpltPkg-65to134kBtuh-12p0eer-woutPreEcono | Com | Ex | CZ04 | cDXGF | SWHC013-02 | DEER2020 | D20v1 | 2020-11-09 | Cap-Tons | 1 |  | None | 562 | 0.119 | 5.7 | 46.1 | 0.035 | 0 | [6 empty] | DEER:HVAC_Split-Package_AC | Annual
Any | NE-HVAC-airAC-SpltPkg-65to134kBtuh-12p0eer-woutPreEcono | Com | Ex | CZ05 | cDXGF | SWHC013-02 | DEER2020 | D20v1 | 2020-11-09 | Cap-Tons | 1 |  | None | 575 | 0.101 | 8.43 | 22.9 | 0.016 | 0 | [6 empty] | DEER:HVAC_Split-Package_AC | Annual
Any | NE-HVAC-airAC-SpltPkg-65to134kBtuh-12p0eer-woutPreEcono | Com | Ex | CZ06 | cDXGF | SWHC013-02 | DEER2020 | D20v1 | 2020-11-09 | Cap-Tons | 1 |  | None | 562 | 0.122 | 2.69 | 49.9 | 0.033 | 0 | [6 empty] | DEER:HVAC_Split-Package_AC | Annual
Any | NE-HVAC-airAC-SpltPkg-65to134kBtuh-12p0eer-woutPreEcono | Com | Ex | CZ07 | cDXGF | SWHC013-02 | DEER2020 | D20v1 | 2020-11-09 | Cap-Tons | 1 |  | None | 601 | 0.111 | 1.6 | 41.6 | 0.025 | 0 | [6 empty] | DEER:HVAC_Split-Package_AC | Annual
Any | NE-HVAC-airAC-SpltPkg-65to134kBtuh-12p0eer-woutPreEcono | Com | Ex | CZ08 | cDXGF | SWHC013-02 | DEER2020 | D20v1 | 2020-11-09 | Cap-Tons | 1 |  | None | 561 | 0.124 | 2.49 | 58 | 0.032 | 0 | [6 empty] | DEER:HVAC_Split-Package_AC | Annual
Any | NE-HVAC-airAC-SpltPkg-65to134kBtuh-12p0eer-woutPreEcono | Com | Ex | CZ09 | cDXGF | SWHC013-02 | DEER2020 | D20v1 | 2020-11-09 | Cap-Tons | 1 |  | None | 587 | 0.145 | 2.67 | 54.2 | 0.04 | 0 | [6 empty] | DEER:HVAC_Split-Package_AC | Annual
Any | NE-HVAC-airAC-SpltPkg-65to134kBtuh-12p0eer-woutPreEcono | Com | Ex | CZ10 | cDXGF | SWHC013-02 | DEER2020 | D20v1 | 2020-11-09 | Cap-Tons | 1 |  | None | 565 | 0.15 | 3.89 | 58.8 | 0.044 | 0 | [6 empty] | DEER:HVAC_Split-Package_AC | Annual
Any | NE-HVAC-airAC-SpltPkg-65to134kBtuh-12p0eer-woutPreEcono | Com | Ex | CZ11 | cDXGF | SWHC013-02 | DEER2020 | D20v1 | 2020-11-09 | Cap-Tons | 1 |  | None | 601 | 0.151 | 7.63 | 59.8 | 0.045 | 0 | [6 empty] | DEER:HVAC_Split-Package_AC | Annual
Any | NE-HVAC-airAC-SpltPkg-65to134kBtuh-12p0eer-woutPreEcono | Com | Ex | CZ12 | cDXGF | SWHC013-02 | DEER2020 | D20v1 | 2020-11-09 | Cap-Tons | 1 |  | None | 587 | 0.138 | 7.41 | 50.2 | 0.041 | 0 | [6 empty] | DEER:HVAC_Split-Package_AC | Annual
Any | NE-HVAC-airAC-SpltPkg-65to134kBtuh-12p0eer-woutPreEcono | Com | Ex | CZ13 | cDXGF | SWHC013-02 | DEER2020 | D20v1 | 2020-11-09 | Cap-Tons | 1 |  | None | 620 | 0.146 | 6.49 | 63.2 | 0.039 | 0 | [6 empty] | DEER:HVAC_Split-Package_AC | Annual
Any | NE-HVAC-airAC-SpltPkg-65to134kBtuh-12p0eer-woutPreEcono | Com | Ex | CZ14 | cDXGF | SWHC013-02 | DEER2020 | D20v1 | 2020-11-09 | Cap-Tons | 1 |  | None | 589 | 0.164 | 7.91 | 63.5 | 0.04 | 0 | [6 empty] | DEER:HVAC_Split-Package_AC | Annual
Any | NE-HVAC-airAC-SpltPkg-65to134kBtuh-12p0eer-woutPreEcono | Com | Ex | CZ15 | cDXGF | SWHC013-02 | DEER2020 | D20v1 | 2020-11-09 | Cap-Tons | 1 |  | None | 698 | 0.183 | 0.96 | 102 | 0.044 | 0 | [6 empty] | DEER:HVAC_Split-Package_AC | Annual
Any | NE-HVAC-airAC-SpltPkg-65to134kBtuh-12p0eer-woutPreEcono | Com | Ex | CZ16 | cDXGF | SWHC013-02 | DEER2020 | D20v1 | 2020-11-09 | Cap-Tons | 1 |  | None | 512 | 0.115 | 21.1 | 27.7 | 0.025 | 0 | [6 empty] | DEER:HVAC_Split-Package_AC | Annual
Any | NE-HVAC-airAC-SpltPkg-65to134kBtuh-12p0eer-woutPreEcono | Com | New | CZ01 | cDXGF | SWHC013-02 | DEER2020 | D20v1 | 2020-11-09 | Cap-Tons | 1 |  | None | 7.4 | 0.008 | 0 | 7.4 | 0.008 | 0 | [6 empty] | DEER:HVAC_Split-Package_AC | Annual
Any | NE-HVAC-airAC-SpltPkg-65to134kBtuh-12p0eer-woutPreEcono | ECC | Ex | CZ01 | cDXGF | SWHC013-02 | DEER2020 | D20v1 | 2020-11-09 | Cap-Tons | 1 |  | None | 362 | 0.114 | 16.2 | 6.97 | 0.0129 | 0 | [6 empty] | DEER:HVAC_Split-Package_AC | Annual
Any | NE-HVAC-airAC-SpltPkg-65to134kBtuh-12p0eer-woutPreEcono | ECC | Ex | CZ02 | cDXGF | SWHC013-02 | DEER2020 | D20v1 | 2020-11-09 | Cap-Tons | 1 |  | None | 463 | 0.166 | 11.3 | 41.6 | 0.04 | 0 | [6 empty] | DEER:HVAC_Split-Package_AC | Annual
Any | NE-HVAC-airAC-SpltPkg-65to134kBtuh-12p0eer-woutPreEcono | ECC | Ex | CZ03 | cDXGF | SWHC013-02 | DEER2020 | D20v1 | 2020-11-09 | Cap-Tons | 1 |  | None | 417 | 0.109 | 7.13 | 17.8 | 0.0192 | 0 | [6 empty] | DEER:HVAC_Split-Package_AC | Annual
Any | NE-HVAC-airAC-SpltPkg-65to134kBtuh-12p0eer-woutPreEcono | ECC | Ex | CZ04 | cDXGF | SWHC013-02 | DEER2020 | D20v1 | 2020-11-09 | Cap-Tons | 1 |  | None | 460 | 0.169 | 7.29 | 43.8 | 0.0534 | 0 | [6 empty] | DEER:HVAC_Split-Package_AC | Annual
Any | NE-HVAC-airAC-SpltPkg-65to134kBtuh-12p0eer-woutPreEcono | ECC | Ex | CZ05 | cDXGF | SWHC013-02 | DEER2020 | D20v1 | 2020-11-09 | Cap-Tons | 1 |  | None | 416 | 0.122 | 7.24 | 18.9 | 0.0209 | 0 | [6 empty] | DEER:HVAC_Split-Package_AC | Annual
Any | NE-HVAC-airAC-SpltPkg-65to134kBtuh-12p0eer-woutPreEcono | ECC | Ex | CZ06 | cDXGF | SWHC013-02 | DEER2020 | D20v1 | 2020-11-09 | Cap-Tons | 1 |  | None | 446 | 0.155 | 2.44 | 41.2 | 0.0401 | 0 | [6 empty] | DEER:HVAC_Split-Package_AC | Annual
Any | NE-HVAC-airAC-SpltPkg-65to134kBtuh-12p0eer-woutPreEcono | ECC | Ex | CZ07 | cDXGF | SWHC013-02 | DEER2020 | D20v1 | 2020-11-09 | Cap-Tons | 1 |  | None | 465 | 0.142 | 1.55 | 35.5 | 0.0334 | 0 | [6 empty] | DEER:HVAC_Split-Package_AC | Annual
Any | NE-HVAC-airAC-SpltPkg-65to134kBtuh-12p0eer-woutPreEcono | ECC | Ex | CZ08 | cDXGF | SWHC013-02 | DEER2020 | D20v1 | 2020-11-09 | Cap-Tons | 1 |  | None | 472 | 0.158 | 2.41 | 55.2 | 0.0443 | 0 | [6 empty] | DEER:HVAC_Split-Package_AC | Annual
Any | NE-HVAC-airAC-SpltPkg-65to134kBtuh-12p0eer-woutPreEcono | ECC | Ex | CZ09 | cDXGF | SWHC013-02 | DEER2020 | D20v1 | 2020-11-09 | Cap-Tons | 1 |  | None | 485 | 0.183 | 2.46 | 48.9 | 0.0542 | 0 | [6 empty] | DEER:HVAC_Split-Package_AC | Annual
Any | NE-HVAC-airAC-SpltPkg-65to134kBtuh-12p0eer-woutPreEcono | ECC | Ex | CZ10 | cDXGF | SWHC013-02 | DEER2020 | D20v1 | 2020-11-09 | Cap-Tons | 1 |  | None | 511 | 0.188 | 3.31 | 58 | 0.0588 | 0 | [6 empty] | DEER:HVAC_Split-Package_AC | Annual
Any | NE-HVAC-airAC-SpltPkg-65to134kBtuh-12p0eer-woutPreEcono | ECC | Ex | CZ11 | cDXGF | SWHC013-02 | DEER2020 | D20v1 | 2020-11-09 | Cap-Tons | 1 |  | None | 517 | 0.174 | 7.12 | 61.5 | 0.0465 | 0 | [6 empty] | DEER:HVAC_Split-Package_AC | Annual
Any | NE-HVAC-airAC-SpltPkg-65to134kBtuh-12p0eer-woutPreEcono | ECC | Ex | CZ12 | cDXGF | SWHC013-02 | DEER2020 | D20v1 | 2020-11-09 | Cap-Tons | 1 |  | None | 501 | 0.172 | 8.18 | 53.1 | 0.0452 | 0 | [6 empty] | DEER:HVAC_Split-Package_AC | Annual
Any | NE-HVAC-airAC-SpltPkg-65to134kBtuh-12p0eer-woutPreEcono | ECC | Ex | CZ13 | cDXGF | SWHC013-02 | DEER2020 | D20v1 | 2020-11-09 | Cap-Tons | 1 |  | None | 528 | 0.176 | 6.3 | 64.5 | 0.0415 | 0 | [6 empty] | DEER:HVAC_Split-Package_AC | Annual
Any | NE-HVAC-airAC-SpltPkg-65to134kBtuh-12p0eer-woutPreEcono | ECC | Ex | CZ14 | cDXGF | SWHC013-02 | DEER2020 | D20v1 | 2020-11-09 | Cap-Tons | 1 |  | None | 510 | 0.195 | 6.65 | 58.9 | 0.0526 | 0 | [6 empty] | DEER:HVAC_Split-Package_AC | Annual
Any | NE-HVAC-airAC-SpltPkg-65to134kBtuh-12p0eer-woutPreEcono | ECC | Ex | CZ15 | cDXGF | SWHC013-02 | DEER2020 | D20v1 | 2020-11-09 | Cap-Tons | 1 |  | None | 575 | 0.22 | 0.63 | 90.5 | 0.0539 | 0 | [6 empty] | DEER:HVAC_Split-Package_AC | Annual
Any | NE-HVAC-airAC-SpltPkg-65to134kBtuh-12p0eer-woutPreEcono | ECC | Ex | CZ16 | cDXGF | SWHC013-02 | DEER2020 | D20v1 | 2020-11-09 | Cap-Tons | 1 |  | None | 452 | 0.12 | 18.8 | 25.8 | 0.0228 | 0 | [6 empty] | DEER:HVAC_Split-Package_AC | Annual
Any | NE-HVAC-airAC-SpltPkg-65to134kBtuh-12p0eer-woutPreEcono | ECC | New | CZ01 | cDXGF | SWHC013-02 | DEER2020 | D20v1 | 2020-11-09 | Cap-Tons | 1 |  | None | 6.42 | 0.0124 | 0 | 6.42 | 0.0124 | 0 | [6 empty] | DEER:HVAC_Split-Package_AC | Annual
Any | NE-HVAC-airAC-SpltPkg-65to134kBtuh-12p0eer-woutPreEcono | ECC | New | CZ02 | cDXGF | SWHC013-02 | DEER2020 | D20v1 | 2020-11-09 | Cap-Tons | 1 |  | None | 38.5 | 0.0385 | 0 | 38.5 | 0.0385 | 0 | [6 empty] | DEER:HVAC_Split-Package_AC | Annual
Any | NE-HVAC-airAC-SpltPkg-65to134kBtuh-12p0eer-woutPreEcono | ECC | New | CZ03 | cDXGF | SWHC013-02 | DEER2020 | D20v1 | 2020-11-09 | Cap-Tons | 1 |  | None | 17.2 | 0.0185 | 0 | 17.2 | 0.0185 | 0 | [6 empty] | DEER:HVAC_Split-Package_AC | Annual
Any | NE-HVAC-airAC-SpltPkg-65to134kBtuh-12p0eer-woutPreEcono | ECC | New | CZ04 | cDXGF | SWHC013-02 | DEER2020 | D20v1 | 2020-11-09 | Cap-Tons | 1 |  | None | 41.1 | 0.0531 | 0 | 41.1 | 0.0531 | 0 | [6 empty] | DEER:HVAC_Split-Package_AC | Annual
Any | NE-HVAC-airAC-SpltPkg-65to134kBtuh-12p0eer-woutPreEcono | ECC | New | CZ05 | cDXGF | SWHC013-02 | DEER2020 | D20v1 | 2020-11-09 | Cap-Tons | 1 |  | None | 18 | 0.0213 | 0 | 18 | 0.0213 | 0 | [6 empty] | DEER:HVAC_Split-Package_AC | Annual
Any | NE-HVAC-airAC-SpltPkg-65to134kBtuh-12p0eer-woutPreEcono | ECC | New | CZ06 | cDXGF | SWHC013-02 | DEER2020 | D20v1 | 2020-11-09 | Cap-Tons | 1 |  | None | 40.7 | 0.0418 | 0 | 40.7 | 0.0418 | 0 | [6 empty] | DEER:HVAC_Split-Package_AC | Annual
Any | NE-HVAC-airAC-SpltPkg-65to134kBtuh-12p0eer-woutPreEcono | ECC | New | CZ07 | cDXGF | SWHC013-02 | DEER2020 | D20v1 | 2020-11-09 | Cap-Tons | 1 |  | None | 35.1 | 0.0349 | 0 | 35.1 | 0.0349 | 0 | [6 empty] | DEER:HVAC_Split-Package_AC | Annual
Any | NE-HVAC-airAC-SpltPkg-65to134kBtuh-12p0eer-woutPreEcono | EPr | Ex | CZ01 | cDXGF | SWHC013-02 | DEER2020 | D20v1 | 2020-11-09 | Cap-Tons | 1 |  | None | 249 | 0.0543 | 13.3 | 5.39 | 0.00505 | 0 | [6 empty] | DEER:HVAC_Split-Package_AC | Annual
Any | NE-HVAC-airAC-SpltPkg-65to134kBtuh-12p0eer-woutPreEcono | EPr | Ex | CZ02 | cDXGF | SWHC013-02 | DEER2020 | D20v1 | 2020-11-09 | Cap-Tons | 1 |  | None | 281 | 0.00436 | 12.3 | 26.7 | 0.00327 | 0 | [6 empty] | DEER:HVAC_Split-Package_AC | Annual
Any | NE-HVAC-airAC-SpltPkg-65to134kBtuh-12p0eer-woutPreEcono | EPr | Ex | CZ03 | cDXGF | SWHC013-02 | DEER2020 | D20v1 | 2020-11-09 | Cap-Tons | 1 |  | None | 246 | 0.0006 | 7.93 | 12 | 0.00026 | 0 | [6 empty] | DEER:HVAC_Split-Package_AC | Annual
Any | NE-HVAC-airAC-SpltPkg-65to134kBtuh-12p0eer-woutPreEcono | EPr | Ex | CZ04 | cDXGF | SWHC013-02 | DEER2020 | D20v1 | 2020-11-09 | Cap-Tons | 1 |  | None | 277 | 0.118 | 8.33 | 27.9 | 0.0298 | 0 | [6 empty] | DEER:HVAC_Split-Package_AC | Annual
Any | NE-HVAC-airAC-SpltPkg-65to134kBtuh-12p0eer-woutPreEcono | EPr | Ex | CZ05 | cDXGF | SWHC013-02 | DEER2020 | D20v1 | 2020-11-09 | Cap-Tons | 1 |  | None | 245 | 0.0648 | 7.22 | 13.9 | 0.0105 | 0 | [6 empty] | DEER:HVAC_Split-Package_AC | Annual
Any | NE-HVAC-airAC-SpltPkg-65to134kBtuh-12p0eer-woutPreEcono | EPr | Ex | CZ06 | cDXGF | SWHC013-02 | DEER2020 | D20v1 | 2020-11-09 | Cap-Tons | 1 |  | None | 254 | 0.0954 | 3.63 | 25.3 | 0.023 | 0 | [6 empty] | DEER:HVAC_Split-Package_AC | Annual
Any | NE-HVAC-airAC-SpltPkg-65to134kBtuh-12p0eer-woutPreEcono | EPr | Ex | CZ07 | cDXGF | SWHC013-02 | DEER2020 | D20v1 | 2020-11-09 | Cap-Tons | 1 |  | None | 247 | 0.0834 | 3.18 | 20.9 | 0.0176 | 0 | [6 empty] | DEER:HVAC_Split-Package_AC | Annual
Any | NE-HVAC-airAC-SpltPkg-65to134kBtuh-12p0eer-woutPreEcono | EPr | Ex | CZ08 | cDXGF | SWHC013-02 | DEER2020 | D20v1 | 2020-11-09 | Cap-Tons | 1 |  | None | 274 | 0.108 | 3.35 | 32.5 | 0.0233 | 0 | [6 empty] | DEER:HVAC_Split-Package_AC | Annual
Any | NE-HVAC-airAC-SpltPkg-65to134kBtuh-12p0eer-woutPreEcono | EPr | Ex | CZ09 | cDXGF | SWHC013-02 | DEER2020 | D20v1 | 2020-11-09 | Cap-Tons | 1 |  | None | 300 | 0.13 | 2.97 | 28.4 | 0.031 | 0 | [6 empty] | DEER:HVAC_Split-Package_AC | Annual
Any | NE-HVAC-airAC-SpltPkg-65to134kBtuh-12p0eer-woutPreEcono | EPr | Ex | CZ10 | cDXGF | SWHC013-02 | DEER2020 | D20v1 | 2020-11-09 | Cap-Tons | 1 |  | None | 314 | 0.138 | 3.8 | 35.4 | 0.0341 | 0 | [6 empty] | DEER:HVAC_Split-Package_AC | Annual
Any | NE-HVAC-airAC-SpltPkg-65to134kBtuh-12p0eer-woutPreEcono | EPr | Ex | CZ11 | cDXGF | SWHC013-02 | DEER2020 | D20v1 | 2020-11-09 | Cap-Tons | 1 |  | None | 306 | 0.00854 | 7.66 | 36 | 0.0151 | 0 | [6 empty] | DEER:HVAC_Split-Package_AC | Annual
Any | NE-HVAC-airAC-SpltPkg-65to134kBtuh-12p0eer-woutPreEcono | EPr | Ex | CZ12 | cDXGF | SWHC013-02 | DEER2020 | D20v1 | 2020-11-09 | Cap-Tons | 1 |  | None | 298 | 0.00777 | 9.39 | 32.4 | 0.00884 | 0 | [6 empty] | DEER:HVAC_Split-Package_AC | Annual
Any | NE-HVAC-airAC-SpltPkg-65to134kBtuh-12p0eer-woutPreEcono | EPr | Ex | CZ13 | cDXGF | SWHC013-02 | DEER2020 | D20v1 | 2020-11-09 | Cap-Tons | 1 |  | None | 311 | 0.00718 | 6.85 | 39.6 | 0.0114 | 0 | [6 empty] | DEER:HVAC_Split-Package_AC | Annual
Any | NE-HVAC-airAC-SpltPkg-65to134kBtuh-12p0eer-woutPreEcono | EPr | Ex | CZ14 | cDXGF | SWHC013-02 | DEER2020 | D20v1 | 2020-11-09 | Cap-Tons | 1 |  | None | 333 | 0.137 | 6.61 | 36.9 | 0.0303 | 0 | [6 empty] | DEER:HVAC_Split-Package_AC | Annual
Any | NE-HVAC-airAC-SpltPkg-65to134kBtuh-12p0eer-woutPreEcono | EPr | Ex | CZ15 | cDXGF | SWHC013-02 | DEER2020 | D20v1 | 2020-11-09 | Cap-Tons | 1 |  | None | 365 | 0.146 | 0.739 | 58.6 | 0.0308 | 0 | [6 empty] | DEER:HVAC_Split-Package_AC | Annual
Any | NE-HVAC-airAC-SpltPkg-65to134kBtuh-12p0eer-woutPreEcono | EPr | Ex | CZ16 | cDXGF | SWHC013-02 | DEER2020 | D20v1 | 2020-11-09 | Cap-Tons | 1 |  | None | 299 | 0.00326 | 20.4 | 14.9 | 0.00202 | 0 | [6 empty] | DEER:HVAC_Split-Package_AC | Annual
Any | NE-HVAC-airAC-SpltPkg-65to134kBtuh-12p0eer-woutPreEcono | EPr | New | CZ01 | cDXGF | SWHC013-02 | DEER2020 | D20v1 | 2020-11-09 | Cap-Tons | 1 |  | None | 5.08 | 0.00448 | 0 | 5.08 | 0.00448 | 0 | [6 empty] | DEER:HVAC_Split-Package_AC | Annual
Any | NE-HVAC-airAC-SpltPkg-65to134kBtuh-12p0eer-woutPreEcono | EPr | New | CZ02 | cDXGF | SWHC013-02 | DEER2020 | D20v1 | 2020-11-09 | Cap-Tons | 1 |  | None | 25.6 | 0.00064 | 0 | 25.6 | 0.00064 | 0 | [6 empty] | DEER:HVAC_Split-Package_AC | Annual
Any | NE-HVAC-airAC-SpltPkg-65to134kBtuh-12p0eer-woutPreEcono | EPr | New | CZ03 | cDXGF | SWHC013-02 | DEER2020 | D20v1 | 2020-11-09 | Cap-Tons | 1 |  | None | 11.7 | 0.00015 | 0 | 11.7 | 0.00015 | 0 | [6 empty] | DEER:HVAC_Split-Package_AC | Annual
Any | NE-HVAC-airAC-SpltPkg-65to134kBtuh-12p0eer-woutPreEcono | EPr | New | CZ04 | cDXGF | SWHC013-02 | DEER2020 | D20v1 | 2020-11-09 | Cap-Tons | 1 |  | None | 27.3 | 0.0296 | 0 | 27.3 | 0.0296 | 0 | [6 empty] | DEER:HVAC_Split-Package_AC | Annual
Any | NE-HVAC-airAC-SpltPkg-65to134kBtuh-12p0eer-woutPreEcono | EPr | New | CZ05 | cDXGF | SWHC013-02 | DEER2020 | D20v1 | 2020-11-09 | Cap-Tons | 1 |  | None | 13.4 | 0.00998 | 0 | 13.4 | 0.00998 | 0 | [6 empty] | DEER:HVAC_Split-Package_AC | Annual
Any | NE-HVAC-airAC-SpltPkg-65to134kBtuh-12p0eer-woutPreEcono | EPr | New | CZ06 | cDXGF | SWHC013-02 | DEER2020 | D20v1 | 2020-11-09 | Cap-Tons | 1 |  | None | 24.4 | 0.0231 | 0 | 24.4 | 0.0231 | 0 | [6 empty] | DEER:HVAC_Split-Package_AC | Annual
Any | NE-HVAC-airAC-SpltPkg-65to134kBtuh-12p0eer-woutPreEcono | EPr | New | CZ07 | cDXGF | SWHC013-02 | DEER2020 | D20v1 | 2020-11-09 | Cap-Tons | 1 |  | None | 20.1 | 0.0173 | 0 | 20.1 | 0.0173 | 0 | [6 empty] | DEER:HVAC_Split-Package_AC | Annual
Any | NE-HVAC-airAC-SpltPkg-65to134kBtuh-12p0eer-woutPreEcono | EPr | New | CZ08 | cDXGF | SWHC013-02 | DEER2020 | D20v1 | 2020-11-09 | Cap-Tons | 1 |  | None | 31 | 0.0229 | 0 | 31 | 0.0229 | 0 | [6 empty] | DEER:HVAC_Split-Package_AC | Annual
Any | NE-HVAC-airAC-SpltPkg-65to134kBtuh-12p0eer-woutPreEcono | EPr | New | CZ09 | cDXGF | SWHC013-02 | DEER2020 | D20v1 | 2020-11-09 | Cap-Tons | 1 |  | None | 26.9 | 0.0302 | 0 | 26.9 | 0.0302 | 0 | [6 empty] | DEER:HVAC_Split-Package_AC | Annual
Any | NE-HVAC-airAC-SpltPkg-65to134kBtuh-12p0eer-woutPreEcono | EPr | New | CZ10 | cDXGF | SWHC013-02 | DEER2020 | D20v1 | 2020-11-09 | Cap-Tons | 1 |  | None | 33.3 | 0.0331 | 0 | 33.3 | 0.0331 | 0 | [6 empty] | DEER:HVAC_Split-Package_AC | Annual
Any | NE-HVAC-airAC-SpltPkg-65to134kBtuh-12p0eer-woutPreEcono | EPr | New | CZ11 | cDXGF | SWHC013-02 | DEER2020 | D20v1 | 2020-11-09 | Cap-Tons | 1 |  | None | 33 | 0.0105 | 0 | 33 | 0.0105 | 0 | [6 empty] | DEER:HVAC_Split-Package_AC | Annual
Any | NE-HVAC-airAC-SpltPkg-65to134kBtuh-12p0eer-woutPreEcono | EPr | New | CZ12 | cDXGF | SWHC013-02 | DEER2020 | D20v1 | 2020-11-09 | Cap-Tons | 1 |  | None | 30.4 | 0.00416 | 0 | 30.4 | 0.00416 | 0 | [6 empty] | DEER:HVAC_Split-Package_AC | Annual
Any | NE-HVAC-airAC-SpltPkg-65to134kBtuh-12p0eer-woutPreEcono | EPr | New | CZ13 | cDXGF | SWHC013-02 | DEER2020 | D20v1 | 2020-11-09 | Cap-Tons | 1 |  | None | 36.1 | 0.00778 | 0 | 36.1 | 0.00778 | 0 | [6 empty] | DEER:HVAC_Split-Package_AC | Annual
Any | NE-HVAC-airAC-SpltPkg-65to134kBtuh-12p0eer-woutPreEcono | ERC | Ex | CZ01 | cDXGF | SWHC013-02 | DEER2020 | D20v1 | 2020-11-09 | Cap-Tons | 1 |  | None | 204 | 0.00204 | 17.4 | 6.07 | 0.00097 | 0 | [6 empty] | DEER:HVAC_Split-Package_AC | Annual
Any | NE-HVAC-airAC-SpltPkg-65to134kBtuh-12p0eer-woutPreEcono | ERC | Ex | CZ02 | cDXGF | SWHC013-02 | DEER2020 | D20v1 | 2020-11-09 | Cap-Tons | 1 |  | None | 227 | 0.0159 | 11.1 | 24.3 | 0.0102 | 0 | [6 empty] | DEER:HVAC_Split-Package_AC | Annual
Any | NE-HVAC-airAC-SpltPkg-65to134kBtuh-12p0eer-woutPreEcono | ERC | Ex | CZ03 | cDXGF | SWHC013-02 | DEER2020 | D20v1 | 2020-11-09 | Cap-Tons | 1 |  | None | 194 | 0.0014 | 7.86 | 13.5 | 0.00061 | 0 | [6 empty] | DEER:HVAC_Split-Package_AC | Annual
Any | NE-HVAC-airAC-SpltPkg-65to134kBtuh-12p0eer-woutPreEcono | ERC | Ex | CZ04 | cDXGF | SWHC013-02 | DEER2020 | D20v1 | 2020-11-09 | Cap-Tons | 1 |  | None | 222 | 0.0263 | 6.79 | 26.1 | 0.0129 | 0 | [6 empty] | DEER:HVAC_Split-Package_AC | Annual
Any | NE-HVAC-airAC-SpltPkg-65to134kBtuh-12p0eer-woutPreEcono | ERC | Ex | CZ05 | cDXGF | SWHC013-02 | DEER2020 | D20v1 | 2020-11-09 | Cap-Tons | 1 |  | None | 205 | 0.00702 | 7.59 | 18.3 | 0.00299 | 0 | [6 empty] | DEER:HVAC_Split-Package_AC | Annual
Any | NE-HVAC-airAC-SpltPkg-65to134kBtuh-12p0eer-woutPreEcono | ERC | Ex | CZ06 | cDXGF | SWHC013-02 | DEER2020 | D20v1 | 2020-11-09 | Cap-Tons | 1 |  | None | 208 | 0.0169 | 2.88 | 28.2 | 0.00886 | 0 | [6 empty] | DEER:HVAC_Split-Package_AC | Annual
Any | NE-HVAC-airAC-SpltPkg-65to134kBtuh-12p0eer-woutPreEcono | ERC | Ex | CZ07 | cDXGF | SWHC013-02 | DEER2020 | D20v1 | 2020-11-09 | Cap-Tons | 1 |  | None | 196 | 0.0127 | 2.58 | 24.2 | 0.00572 | 0 | [6 empty] | DEER:HVAC_Split-Package_AC | Annual
Any | NE-HVAC-airAC-SpltPkg-65to134kBtuh-12p0eer-woutPreEcono | ERC | Ex | CZ08 | cDXGF | SWHC013-02 | DEER2020 | D20v1 | 2020-11-09 | Cap-Tons | 1 |  | None | 219 | 0.0184 | 3.03 | 33.6 | 0.00987 | 0 | [6 empty] | DEER:HVAC_Split-Package_AC | Annual
Any | NE-HVAC-airAC-SpltPkg-65to134kBtuh-12p0eer-woutPreEcono | ERC | Ex | CZ09 | cDXGF | SWHC013-02 | DEER2020 | D20v1 | 2020-11-09 | Cap-Tons | 1 |  | None | 240 | 0.0242 | 2.86 | 28 | 0.014 | 0 | [6 empty] | DEER:HVAC_Split-Package_AC | Annual
Any | NE-HVAC-airAC-SpltPkg-65to134kBtuh-12p0eer-woutPreEcono | ERC | Ex | CZ10 | cDXGF | SWHC013-02 | DEER2020 | D20v1 | 2020-11-09 | Cap-Tons | 1 |  | None | 249 | 0.0277 | 3.5 | 34.4 | 0.0157 | 0 | [6 empty] | DEER:HVAC_Split-Package_AC | Annual
Any | NE-HVAC-airAC-SpltPkg-65to134kBtuh-12p0eer-woutPreEcono | ERC | Ex | CZ11 | cDXGF | SWHC013-02 | DEER2020 | D20v1 | 2020-11-09 | Cap-Tons | 1 |  | None | 258 | 0.0188 | 6.62 | 35.8 | 0.0223 | 0 | [6 empty] | DEER:HVAC_Split-Package_AC | Annual
Any | NE-HVAC-airAC-SpltPkg-65to134kBtuh-12p0eer-woutPreEcono | ERC | Ex | CZ12 | cDXGF | SWHC013-02 | DEER2020 | D20v1 | 2020-11-09 | Cap-Tons | 1 |  | None | 241 | 0.0211 | 7.98 | 29.8 | 0.0172 | 0 | [6 empty] | DEER:HVAC_Split-Package_AC | Annual
Any | NE-HVAC-airAC-SpltPkg-65to134kBtuh-12p0eer-woutPreEcono | ERC | Ex | CZ13 | cDXGF | SWHC013-02 | DEER2020 | D20v1 | 2020-11-09 | Cap-Tons | 1 |  | None | 262 | 0.0161 | 5.87 | 38.8 | 0.0173 | 0 | [6 empty] | DEER:HVAC_Split-Package_AC | Annual
Any | NE-HVAC-airAC-SpltPkg-65to134kBtuh-12p0eer-woutPreEcono | ERC | Ex | CZ14 | cDXGF | SWHC013-02 | DEER2020 | D20v1 | 2020-11-09 | Cap-Tons | 1 |  | None | 276 | 0.026 | 5.83 | 36.3 | 0.0158 | 0 | [6 empty] | DEER:HVAC_Split-Package_AC | Annual
Any | NE-HVAC-airAC-SpltPkg-65to134kBtuh-12p0eer-woutPreEcono | ERC | Ex | CZ15 | cDXGF | SWHC013-02 | DEER2020 | D20v1 | 2020-11-09 | Cap-Tons | 1 |  | None | 302 | 0.0258 | 0.839 | 62.4 | 0.0182 | 0 | [6 empty] | DEER:HVAC_Split-Package_AC | Annual
Any | NE-HVAC-airAC-SpltPkg-65to134kBtuh-12p0eer-woutPreEcono | ERC | Ex | CZ16 | cDXGF | SWHC013-02 | DEER2020 | D20v1 | 2020-11-09 | Cap-Tons | 1 |  | None | 257 | 0.00602 | 18.2 | 14.6 | 0.00395 | 0 | [6 empty] | DEER:HVAC_Split-Package_AC | Annual
Any | NE-HVAC-airAC-SpltPkg-65to134kBtuh-12p0eer-woutPreEcono | ERC | New | CZ01 | cDXGF | SWHC013-02 | DEER2020 | D20v1 | 2020-11-09 | Cap-Tons | 1 |  | None | 5.58 | 0.00046 | 0 | 5.58 | 0.00046 | 0 | [6 empty] | DEER:HVAC_Split-Package_AC | Annual
Any | NE-HVAC-airAC-SpltPkg-65to134kBtuh-12p0eer-woutPreEcono | ERC | New | CZ02 | cDXGF | SWHC013-02 | DEER2020 | D20v1 | 2020-11-09 | Cap-Tons | 1 |  | None | 22.1 | 0.00581 | 0 | 22.1 | 0.00581 | 0 | [6 empty] | DEER:HVAC_Split-Package_AC | Annual
Any | NE-HVAC-airAC-SpltPkg-65to134kBtuh-12p0eer-woutPreEcono | ERC | New | CZ03 | cDXGF | SWHC013-02 | DEER2020 | D20v1 | 2020-11-09 | Cap-Tons | 1 |  | None | 11.9 | 0 | 0 | 11.9 | 0 | 0 | [6 empty] | DEER:HVAC_Split-Package_AC | Annual
Any | NE-HVAC-airAC-SpltPkg-65to134kBtuh-12p0eer-woutPreEcono | ERC | New | CZ04 | cDXGF | SWHC013-02 | DEER2020 | D20v1 | 2020-11-09 | Cap-Tons | 1 |  | None | 23.4 | 0.0099 | 0 | 23.4 | 0.0099 | 0 | [6 empty] | DEER:HVAC_Split-Package_AC | Annual
Any | NE-HVAC-airAC-SpltPkg-65to134kBtuh-12p0eer-woutPreEcono | ERC | New | CZ05 | cDXGF | SWHC013-02 | DEER2020 | D20v1 | 2020-11-09 | Cap-Tons | 1 |  | None | 16.4 | 0.00147 | 0 | 16.4 | 0.00147 | 0 | [6 empty] | DEER:HVAC_Split-Package_AC | Annual
Any | NE-HVAC-airAC-SpltPkg-65to134kBtuh-12p0eer-woutPreEcono | ERC | New | CZ06 | cDXGF | SWHC013-02 | DEER2020 | D20v1 | 2020-11-09 | Cap-Tons | 1 |  | None | 25.6 | 0.00679 | 0 | 25.6 | 0.00679 | 0 | [6 empty] | DEER:HVAC_Split-Package_AC | Annual
Any | NE-HVAC-airAC-SpltPkg-65to134kBtuh-12p0eer-woutPreEcono | ERC | New | CZ07 | cDXGF | SWHC013-02 | DEER2020 | D20v1 | 2020-11-09 | Cap-Tons | 1 |  | None | 21.5 | 0.00372 | 0 | 21.5 | 0.00372 | 0 | [6 empty] | DEER:HVAC_Split-Package_AC | Annual
Any | NE-HVAC-airAC-SpltPkg-65to134kBtuh-12p0eer-woutPreEcono | ERC | New | CZ08 | cDXGF | SWHC013-02 | DEER2020 | D20v1 | 2020-11-09 | Cap-Tons | 1 |  | None | 29.6 | 0.00792 | 0 | 29.6 | 0.00792 | 0 | [6 empty] | DEER:HVAC_Split-Package_AC | Annual
Any | NE-HVAC-airAC-SpltPkg-65to134kBtuh-12p0eer-woutPreEcono | ERC | New | CZ09 | cDXGF | SWHC013-02 | DEER2020 | D20v1 | 2020-11-09 | Cap-Tons | 1 |  | None | 24.2 | 0.011 | 0 | 24.2 | 0.011 | 0 | [6 empty] | DEER:HVAC_Split-Package_AC | Annual
Any | NE-HVAC-airAC-SpltPkg-65to134kBtuh-12p0eer-woutPreEcono | ERC | New | CZ10 | cDXGF | SWHC013-02 | DEER2020 | D20v1 | 2020-11-09 | Cap-Tons | 1 |  | None | 31 | 0.0135 | 0 | 31 | 0.0135 | 0 | [6 empty] | DEER:HVAC_Split-Package_AC | Annual
Any | NE-HVAC-airAC-SpltPkg-65to134kBtuh-12p0eer-woutPreEcono | ERC | New | CZ11 | cDXGF | SWHC013-02 | DEER2020 | D20v1 | 2020-11-09 | Cap-Tons | 1 |  | None | 31.9 | 0.0186 | 0 | 31.9 | 0.0186 | 0 | [6 empty] | DEER:HVAC_Split-Package_AC | Annual
Any | NE-HVAC-airAC-SpltPkg-65to134kBtuh-12p0eer-woutPreEcono | ERC | New | CZ12 | cDXGF | SWHC013-02 | DEER2020 | D20v1 | 2020-11-09 | Cap-Tons | 1 |  | None | 26.7 | 0.0141 | 0 | 26.7 | 0.0141 | 0 | [6 empty] | DEER:HVAC_Split-Package_AC | Annual
Any | NE-HVAC-airAC-SpltPkg-65to134kBtuh-12p0eer-woutPreEcono | ERC | New | CZ13 | cDXGF | SWHC013-02 | DEER2020 | D20v1 | 2020-11-09 | Cap-Tons | 1 |  | None | 35.2 | 0.0147 | 0 | 35.2 | 0.0147 | 0 | [6 empty] | DEER:HVAC_Split-Package_AC | Annual
Any | NE-HVAC-airAC-SpltPkg-65to134kBtuh-12p0eer-woutPreEcono | ERC | New | CZ14 | cDXGF | SWHC013-02 | DEER2020 | D20v1 | 2020-11-09 | Cap-Tons | 1 |  | None | 32.8 | 0.0135 | 0 | 32.8 | 0.0135 | 0 | [6 empty] | DEER:HVAC_Split-Package_AC | Annual
Any | NE-HVAC-airAC-SpltPkg-65to134kBtuh-12p0eer-woutPreEcono | ERC | New | CZ15 | cDXGF | SWHC013-02 | DEER2020 | D20v1 | 2020-11-09 | Cap-Tons | 1 |  | None | 56.3 | 0.0153 | 0 | 56.3 | 0.0153 | 0 | [6 empty] | DEER:HVAC_Split-Package_AC | Annual
Any | NE-HVAC-airAC-SpltPkg-65to134kBtuh-12p0eer-woutPreEcono | ERC | New | CZ16 | cDXGF | SWHC013-02 | DEER2020 | D20v1 | 2020-11-09 | Cap-Tons | 1 |  | None | 13.8 | 0.00192 | 0 | 13.8 | 0.00192 | 0 | [6 empty] | DEER:HVAC_Split-Package_AC | Annual
Any | NE-HVAC-airAC-SpltPkg-65to134kBtuh-12p0eer-woutPreEcono | ESe | Ex | CZ07 | cDXGF | SWHC013-02 | DEER2020 | D20v1 | 2020-11-09 | Cap-Tons | 1 |  | None | 348 | 0.0881 | 2.31 | 25.2 | 0.0186 | 0 | [6 empty] | DEER:HVAC_Split-Package_AC | Annual
Any | NE-HVAC-airAC-SpltPkg-65to134kBtuh-12p0eer-woutPreEcono | ESe | Ex | CZ08 | cDXGF | SWHC013-02 | DEER2020 | D20v1 | 2020-11-09 | Cap-Tons | 1 |  | None | 354 | 0.108 | 3 | 39.7 | 0.0247 | 0 | [6 empty] | DEER:HVAC_Split-Package_AC | Annual
Any | NE-HVAC-airAC-SpltPkg-65to134kBtuh-12p0eer-woutPreEcono | ESe | Ex | CZ09 | cDXGF | SWHC013-02 | DEER2020 | D20v1 | 2020-11-09 | Cap-Tons | 1 |  | None | 367 | 0.127 | 2.99 | 35.2 | 0.032 | 0 | [6 empty] | DEER:HVAC_Split-Package_AC | Annual
Any | NE-HVAC-airAC-SpltPkg-65to134kBtuh-12p0eer-woutPreEcono | ESe | Ex | CZ10 | cDXGF | SWHC013-02 | DEER2020 | D20v1 | 2020-11-09 | Cap-Tons | 1 |  | None | 371 | 0.137 | 4.24 | 39.1 | 0.0341 | 0 | [6 empty] | DEER:HVAC_Split-Package_AC | Annual
Any | NE-HVAC-airAC-SpltPkg-65to134kBtuh-12p0eer-woutPreEcono | ESe | Ex | CZ11 | cDXGF | SWHC013-02 | DEER2020 | D20v1 | 2020-11-09 | Cap-Tons | 1 |  | None | 368 | 0.0194 | 8.09 | 41.1 | 0.0177 | 0 | [6 empty] | DEER:HVAC_Split-Package_AC | Annual
Any | NE-HVAC-airAC-SpltPkg-65to134kBtuh-12p0eer-woutPreEcono | ESe | Ex | CZ12 | cDXGF | SWHC013-02 | DEER2020 | D20v1 | 2020-11-09 | Cap-Tons | 1 |  | None | 358 | 0.019 | 9.58 | 35 | 0.0147 | 0 | [6 empty] | DEER:HVAC_Split-Package_AC | Annual
Any | NE-HVAC-airAC-SpltPkg-65to134kBtuh-12p0eer-woutPreEcono | ESe | Ex | CZ13 | cDXGF | SWHC013-02 | DEER2020 | D20v1 | 2020-11-09 | Cap-Tons | 1 |  | None | 372 | 0.0173 | 7.11 | 44.8 | 0.0145 | 0 | [6 empty] | DEER:HVAC_Split-Package_AC | Annual
Any | NE-HVAC-airAC-SpltPkg-65to134kBtuh-12p0eer-woutPreEcono | ESe | Ex | CZ14 | cDXGF | SWHC013-02 | DEER2020 | D20v1 | 2020-11-09 | Cap-Tons | 1 |  | None | 379 | 0.138 | 7.52 | 40.5 | 0.0293 | 0 | [6 empty] | DEER:HVAC_Split-Package_AC | Annual
Any | NE-HVAC-airAC-SpltPkg-65to134kBtuh-12p0eer-woutPreEcono | ESe | Ex | CZ15 | cDXGF | SWHC013-02 | DEER2020 | D20v1 | 2020-11-09 | Cap-Tons | 1 |  | None | 419 | 0.147 | 0.943 | 66.6 | 0.0305 | 0 | [6 empty] | DEER:HVAC_Split-Package_AC | Annual
Any | NE-HVAC-airAC-SpltPkg-65to134kBtuh-12p0eer-woutPreEcono | ESe | Ex | CZ16 | cDXGF | SWHC013-02 | DEER2020 | D20v1 | 2020-11-09 | Cap-Tons | 1 |  | None | 351 | 0.00811 | 19.5 | 16.7 | 0.00622 | 0 | [6 empty] | DEER:HVAC_Split-Package_AC | Annual
Any | NE-HVAC-airAC-SpltPkg-65to134kBtuh-12p0eer-woutPreEcono | ESe | New | CZ01 | cDXGF | SWHC013-02 | DEER2020 | D20v1 | 2020-11-09 | Cap-Tons | 1 |  | None | 5.35 | 0.00501 | 0 | 5.35 | 0.00501 | 0 | [6 empty] | DEER:HVAC_Split-Package_AC | Annual
Any | NE-HVAC-airAC-SpltPkg-65to134kBtuh-12p0eer-woutPreEcono | ESe | New | CZ02 | cDXGF | SWHC013-02 | DEER2020 | D20v1 | 2020-11-09 | Cap-Tons | 1 |  | None | 25.4 | 0.00689 | 0 | 25.4 | 0.00689 | 0 | [6 empty] | DEER:HVAC_Split-Package_AC | Annual
Any | NE-HVAC-airAC-SpltPkg-65to134kBtuh-12p0eer-woutPreEcono | ESe | New | CZ03 | cDXGF | SWHC013-02 | DEER2020 | D20v1 | 2020-11-09 | Cap-Tons | 1 |  | None | 12.1 | 0.00076 | 0 | 12.1 | 0.00076 | 0 | [6 empty] | DEER:HVAC_Split-Package_AC | Annual
Any | NE-HVAC-airAC-SpltPkg-65to134kBtuh-12p0eer-woutPreEcono | ESe | New | CZ04 | cDXGF | SWHC013-02 | DEER2020 | D20v1 | 2020-11-09 | Cap-Tons | 1 |  | None | 27.2 | 0.0289 | 0 | 27.2 | 0.0289 | 0 | [6 empty] | DEER:HVAC_Split-Package_AC | Annual
Any | NE-HVAC-airAC-SpltPkg-65to134kBtuh-12p0eer-woutPreEcono | ESe | New | CZ05 | cDXGF | SWHC013-02 | DEER2020 | D20v1 | 2020-11-09 | Cap-Tons | 1 |  | None | 13.9 | 0.0112 | 0 | 13.9 | 0.0112 | 0 | [6 empty] | DEER:HVAC_Split-Package_AC | Annual
Any | NE-HVAC-airAC-SpltPkg-65to134kBtuh-12p0eer-woutPreEcono | ESe | New | CZ06 | cDXGF | SWHC013-02 | DEER2020 | D20v1 | 2020-11-09 | Cap-Tons | 1 |  | None | 25.6 | 0.0229 | 0 | 25.6 | 0.0229 | 0 | [6 empty] | DEER:HVAC_Split-Package_AC | Annual
Any | NE-HVAC-airAC-SpltPkg-65to134kBtuh-12p0eer-woutPreEcono | ESe | New | CZ07 | cDXGF | SWHC013-02 | DEER2020 | D20v1 | 2020-11-09 | Cap-Tons | 1 |  | None | 22.3 | 0.0184 | 0 | 22.3 | 0.0184 | 0 | [6 empty] | DEER:HVAC_Split-Package_AC | Annual
Any | NE-HVAC-airAC-SpltPkg-65to134kBtuh-12p0eer-woutPreEcono | ESe | New | CZ08 | cDXGF | SWHC013-02 | DEER2020 | D20v1 | 2020-11-09 | Cap-Tons | 1 |  | None | 33.3 | 0.0234 | 0 | 33.3 | 0.0234 | 0 | [6 empty] | DEER:HVAC_Split-Package_AC | Annual
Any | NE-HVAC-airAC-SpltPkg-65to134kBtuh-12p0eer-woutPreEcono | ESe | New | CZ09 | cDXGF | SWHC013-02 | DEER2020 | D20v1 | 2020-11-09 | Cap-Tons | 1 |  | None | 29.1 | 0.0301 | 0 | 29.1 | 0.0301 | 0 | [6 empty] | DEER:HVAC_Split-Package_AC | Annual
Any | NE-HVAC-airAC-SpltPkg-65to134kBtuh-12p0eer-woutPreEcono | ESe | New | CZ10 | cDXGF | SWHC013-02 | DEER2020 | D20v1 | 2020-11-09 | Cap-Tons | 1 |  | None | 35.9 | 0.0332 | 0 | 35.9 | 0.0332 | 0 | [6 empty] | DEER:HVAC_Split-Package_AC | Annual
Any | NE-HVAC-airAC-SpltPkg-65to134kBtuh-12p0eer-woutPreEcono | ESe | New | CZ11 | cDXGF | SWHC013-02 | DEER2020 | D20v1 | 2020-11-09 | Cap-Tons | 1 |  | None | 36.9 | 0.0139 | 0 | 36.9 | 0.0139 | 0 | [6 empty] | DEER:HVAC_Split-Package_AC | Annual
Any | NE-HVAC-airAC-SpltPkg-65to134kBtuh-12p0eer-woutPreEcono | ESe | New | CZ12 | cDXGF | SWHC013-02 | DEER2020 | D20v1 | 2020-11-09 | Cap-Tons | 1 |  | None | 32.2 | 0.0115 | 0 | 32.2 | 0.0115 | 0 | [6 empty] | DEER:HVAC_Split-Package_AC | Annual
Any | NE-HVAC-airAC-SpltPkg-65to134kBtuh-12p0eer-woutPreEcono | ESe | New | CZ13 | cDXGF | SWHC013-02 | DEER2020 | D20v1 | 2020-11-09 | Cap-Tons | 1 |  | None | 40.6 | 0.0115 | 0 | 40.6 | 0.0115 | 0 | [6 empty] | DEER:HVAC_Split-Package_AC | Annual
Any | NE-HVAC-airAC-SpltPkg-65to134kBtuh-12p0eer-woutPreEcono | ESe | New | CZ14 | cDXGF | SWHC013-02 | DEER2020 | D20v1 | 2020-11-09 | Cap-Tons | 1 |  | None | 36.5 | 0.0275 | 0 | 36.5 | 0.0275 | 0 | [6 empty] | DEER:HVAC_Split-Package_AC | Annual
Any | NE-HVAC-airAC-SpltPkg-65to134kBtuh-12p0eer-woutPreEcono | ESe | New | CZ15 | cDXGF | SWHC013-02 | DEER2020 | D20v1 | 2020-11-09 | Cap-Tons | 1 |  | None | 59.4 | 0.0284 | 0 | 59.4 | 0.0284 | 0 | [6 empty] | DEER:HVAC_Split-Package_AC | Annual
Any | NE-HVAC-airAC-SpltPkg-65to134kBtuh-12p0eer-woutPreEcono | ESe | New | CZ16 | cDXGF | SWHC013-02 | DEER2020 | D20v1 | 2020-11-09 | Cap-Tons | 1 |  | None | 15.6 | 0.00341 | 0 | 15.6 | 0.00341 | 0 | [6 empty] | DEER:HVAC_Split-Package_AC | Annual
Any | NE-HVAC-airAC-SpltPkg-65to134kBtuh-12p0eer-woutPreEcono | EUn | Ex | CZ13 | cDXGF | SWHC013-02 | DEER2020 | D20v1 | 2020-11-09 | Cap-Tons | 1 |  | None | 594 | 0.214 | 7.2 | 71.6 | 0.054 | 0 | [6 empty] | DEER:HVAC_Split-Package_AC | Annual
Any | NE-HVAC-airAC-SpltPkg-65to134kBtuh-12p0eer-woutPreEcono | EUn | Ex | CZ14 | cDXGF | SWHC013-02 | DEER2020 | D20v1 | 2020-11-09 | Cap-Tons | 1 |  | None | 581 | 0.197 | 7.93 | 66.6 | 0.0556 | 0 | [6 empty] | DEER:HVAC_Split-Package_AC | Annual
Any | NE-HVAC-airAC-SpltPkg-65to134kBtuh-12p0eer-woutPreEcono | EUn | Ex | CZ15 | cDXGF | SWHC013-02 | DEER2020 | D20v1 | 2020-11-09 | Cap-Tons | 1 |  | None | 648 | 0.225 | 0.982 | 98.2 | 0.0555 | 0 | [6 empty] | DEER:HVAC_Split-Package_AC | Annual
Any | NE-HVAC-airAC-SpltPkg-65to134kBtuh-12p0eer-woutPreEcono | EUn | Ex | CZ16 | cDXGF | SWHC013-02 | DEER2020 | D20v1 | 2020-11-09 | Cap-Tons | 1 |  | None | 519 | 0.149 | 18.3 | 29 | 0.0312 | 0 | [6 empty] | DEER:HVAC_Split-Package_AC | Annual
Any | NE-HVAC-airAC-SpltPkg-65to134kBtuh-12p0eer-woutPreEcono | EUn | New | CZ01 | cDXGF | SWHC013-02 | DEER2020 | D20v1 | 2020-11-09 | Cap-Tons | 1 |  | None | 7.52 | 0.0135 | 0 | 7.52 | 0.0135 | 0 | [6 empty] | DEER:HVAC_Split-Package_AC | Annual
Any | NE-HVAC-airAC-SpltPkg-65to134kBtuh-12p0eer-woutPreEcono | EUn | New | CZ02 | cDXGF | SWHC013-02 | DEER2020 | D20v1 | 2020-11-09 | Cap-Tons | 1 |  | None | 45.9 | 0.0532 | 0 | 45.9 | 0.0532 | 0 | [6 empty] | DEER:HVAC_Split-Package_AC | Annual
Any | NE-HVAC-airAC-SpltPkg-65to134kBtuh-12p0eer-woutPreEcono | EUn | New | CZ03 | cDXGF | SWHC013-02 | DEER2020 | D20v1 | 2020-11-09 | Cap-Tons | 1 |  | None | 20.6 | 0.0254 | 0 | 20.6 | 0.0254 | 0 | [6 empty] | DEER:HVAC_Split-Package_AC | Annual
Any | NE-HVAC-airAC-SpltPkg-65to134kBtuh-12p0eer-woutPreEcono | EUn | New | CZ04 | cDXGF | SWHC013-02 | DEER2020 | D20v1 | 2020-11-09 | Cap-Tons | 1 |  | None | 48.4 | 0.058 | 0 | 48.4 | 0.058 | 0 | [6 empty] | DEER:HVAC_Split-Package_AC | Annual
Any | NE-HVAC-airAC-SpltPkg-65to134kBtuh-12p0eer-woutPreEcono | EUn | New | CZ05 | cDXGF | SWHC013-02 | DEER2020 | D20v1 | 2020-11-09 | Cap-Tons | 1 |  | None | 21.4 | 0.0226 | 0 | 21.4 | 0.0226 | 0 | [6 empty] | DEER:HVAC_Split-Package_AC | Annual
Any | NE-HVAC-airAC-SpltPkg-65to134kBtuh-12p0eer-woutPreEcono | EUn | New | CZ06 | cDXGF | SWHC013-02 | DEER2020 | D20v1 | 2020-11-09 | Cap-Tons | 1 |  | None | 45.9 | 0.0443 | 0 | 45.9 | 0.0443 | 0 | [6 empty] | DEER:HVAC_Split-Package_AC | Annual
Any | NE-HVAC-airAC-SpltPkg-65to134kBtuh-12p0eer-woutPreEcono | EUn | New | CZ07 | cDXGF | SWHC013-02 | DEER2020 | D20v1 | 2020-11-09 | Cap-Tons | 1 |  | None | 39.2 | 0.0367 | 0 | 39.2 | 0.0367 | 0 | [6 empty] | DEER:HVAC_Split-Package_AC | Annual
Any | NE-HVAC-airAC-SpltPkg-65to134kBtuh-12p0eer-woutPreEcono | EUn | New | CZ08 | cDXGF | SWHC013-02 | DEER2020 | D20v1 | 2020-11-09 | Cap-Tons | 1 |  | None | 60.3 | 0.0478 | 0 | 60.3 | 0.0478 | 0 | [6 empty] | DEER:HVAC_Split-Package_AC | Annual
Any | NE-HVAC-airAC-SpltPkg-65to134kBtuh-12p0eer-woutPreEcono | EUn | New | CZ09 | cDXGF | SWHC013-02 | DEER2020 | D20v1 | 2020-11-09 | Cap-Tons | 1 |  | None | 52.5 | 0.0575 | 0 | 52.5 | 0.0575 | 0 | [6 empty] | DEER:HVAC_Split-Package_AC | Annual
Any | NE-HVAC-airAC-SpltPkg-65to134kBtuh-12p0eer-woutPreEcono | EUn | New | CZ10 | cDXGF | SWHC013-02 | DEER2020 | D20v1 | 2020-11-09 | Cap-Tons | 1 |  | None | 62.6 | 0.0623 | 0 | 62.6 | 0.0623 | 0 | [6 empty] | DEER:HVAC_Split-Package_AC | Annual
Any | NE-HVAC-airAC-SpltPkg-65to134kBtuh-12p0eer-woutPreEcono | EUn | New | CZ11 | cDXGF | SWHC013-02 | DEER2020 | D20v1 | 2020-11-09 | Cap-Tons | 1 |  | None | 66.9 | 0.0598 | 0 | 66.9 | 0.0598 | 0 | [6 empty] | DEER:HVAC_Split-Package_AC | Annual
Any | NE-HVAC-airAC-SpltPkg-65to134kBtuh-12p0eer-woutPreEcono | EUn | New | CZ12 | cDXGF | SWHC013-02 | DEER2020 | D20v1 | 2020-11-09 | Cap-Tons | 1 |  | None | 58.5 | 0.0599 | 0 | 58.5 | 0.0599 | 0 | [6 empty] | DEER:HVAC_Split-Package_AC | Annual
Any | NE-HVAC-airAC-SpltPkg-65to134kBtuh-12p0eer-woutPreEcono | EUn | New | CZ13 | cDXGF | SWHC013-02 | DEER2020 | D20v1 | 2020-11-09 | Cap-Tons | 1 |  | None | 69.1 | 0.0529 | 0 | 69.1 | 0.0529 | 0 | [6 empty] | DEER:HVAC_Split-Package_AC | Annual
Any | NE-HVAC-airAC-SpltPkg-65to134kBtuh-12p0eer-woutPreEcono | EUn | New | CZ14 | cDXGF | SWHC013-02 | DEER2020 | D20v1 | 2020-11-09 | Cap-Tons | 1 |  | None | 64.5 | 0.0543 | 0 | 64.5 | 0.0543 | 0 | [6 empty] | DEER:HVAC_Split-Package_AC | Annual
Any | NE-HVAC-airAC-SpltPkg-65to134kBtuh-12p0eer-woutPreEcono | EUn | New | CZ15 | cDXGF | SWHC013-02 | DEER2020 | D20v1 | 2020-11-09 | Cap-Tons | 1 |  | None | 94.4 | 0.0541 | 0 | 94.4 | 0.0541 | 0 | [6 empty] | DEER:HVAC_Split-Package_AC | Annual
Any | NE-HVAC-airAC-SpltPkg-65to134kBtuh-12p0eer-woutPreEcono | EUn | New | CZ16 | cDXGF | SWHC013-02 | DEER2020 | D20v1 | 2020-11-09 | Cap-Tons | 1 |  | None | 28.2 | 0.03 | 0 | 28.2 | 0.03 | 0 | [6 empty] | DEER:HVAC_Split-Package_AC | Annual
Any | NE-HVAC-airAC-SpltPkg-65to134kBtuh-12p0eer-woutPreEcono | Gro | New | CZ03 | cDXGF | SWHC013-02 | DEER2020 | D20v1 | 2020-11-09 | Cap-Tons | 1 |  | None | 6.9 | 0.0213 | 0 | 6.9 | 0.0213 | 0 | [6 empty] | DEER:HVAC_Split-Package_AC | Annual
Any | NE-HVAC-airAC-SpltPkg-65to134kBtuh-12p0eer-woutPreEcono | Gro | New | CZ04 | cDXGF | SWHC013-02 | DEER2020 | D20v1 | 2020-11-09 | Cap-Tons | 1 |  | None | 23.3 | 0.0359 | 0 | 23.3 | 0.0359 | 0 | [6 empty] | DEER:HVAC_Split-Package_AC | Annual
Any | NE-HVAC-airAC-SpltPkg-65to134kBtuh-12p0eer-woutPreEcono | Gro | New | CZ05 | cDXGF | SWHC013-02 | DEER2020 | D20v1 | 2020-11-09 | Cap-Tons | 1 |  | None | 6.28 | 0.0113 | 0 | 6.28 | 0.0113 | 0 | [6 empty] | DEER:HVAC_Split-Package_AC | Annual
Any | NE-HVAC-airAC-SpltPkg-65to134kBtuh-12p0eer-woutPreEcono | Gro | New | CZ06 | cDXGF | SWHC013-02 | DEER2020 | D20v1 | 2020-11-09 | Cap-Tons | 1 |  | None | 23.3 | 0.0302 | 0 | 23.3 | 0.0302 | 0 | [6 empty] | DEER:HVAC_Split-Package_AC | Annual
Any | NE-HVAC-airAC-SpltPkg-65to134kBtuh-12p0eer-woutPreEcono | Gro | New | CZ07 | cDXGF | SWHC013-02 | DEER2020 | D20v1 | 2020-11-09 | Cap-Tons | 1 |  | None | 24.4 | 0.0289 | 0 | 24.4 | 0.0289 | 0 | [6 empty] | DEER:HVAC_Split-Package_AC | Annual
Any | NE-HVAC-airAC-SpltPkg-65to134kBtuh-12p0eer-woutPreEcono | Gro | New | CZ08 | cDXGF | SWHC013-02 | DEER2020 | D20v1 | 2020-11-09 | Cap-Tons | 1 |  | None | 36.1 | 0.0317 | 0 | 36.1 | 0.0317 | 0 | [6 empty] | DEER:HVAC_Split-Package_AC | Annual
Any | NE-HVAC-airAC-SpltPkg-65to134kBtuh-12p0eer-woutPreEcono | Gro | New | CZ09 | cDXGF | SWHC013-02 | DEER2020 | D20v1 | 2020-11-09 | Cap-Tons | 1 |  | None | 31.7 | 0.0391 | 0 | 31.7 | 0.0391 | 0 | [6 empty] | DEER:HVAC_Split-Package_AC | Annual
Any | NE-HVAC-airAC-SpltPkg-65to134kBtuh-12p0eer-woutPreEcono | Gro | New | CZ10 | cDXGF | SWHC013-02 | DEER2020 | D20v1 | 2020-11-09 | Cap-Tons | 1 |  | None | 40.7 | 0.0439 | 0 | 40.7 | 0.0439 | 0 | [6 empty] | DEER:HVAC_Split-Package_AC | Annual
Any | NE-HVAC-airAC-SpltPkg-65to134kBtuh-12p0eer-woutPreEcono | Gro | New | CZ11 | cDXGF | SWHC013-02 | DEER2020 | D20v1 | 2020-11-09 | Cap-Tons | 1 |  | None | 45.3 | 0.0459 | 0 | 45.3 | 0.0459 | 0 | [6 empty] | DEER:HVAC_Split-Package_AC | Annual
Any | NE-HVAC-airAC-SpltPkg-65to134kBtuh-12p0eer-woutPreEcono | Gro | New | CZ12 | cDXGF | SWHC013-02 | DEER2020 | D20v1 | 2020-11-09 | Cap-Tons | 1 |  | None | 30 | 0.0411 | 0 | 30 | 0.0411 | 0 | [6 empty] | DEER:HVAC_Split-Package_AC | Annual
Any | NE-HVAC-airAC-SpltPkg-65to134kBtuh-12p0eer-woutPreEcono | Gro | New | CZ13 | cDXGF | SWHC013-02 | DEER2020 | D20v1 | 2020-11-09 | Cap-Tons | 1 |  | None | 47.8 | 0.0431 | 0 | 47.8 | 0.0431 | 0 | [6 empty] | DEER:HVAC_Split-Package_AC | Annual
Any | NE-HVAC-airAC-SpltPkg-65to134kBtuh-12p0eer-woutPreEcono | Gro | New | CZ14 | cDXGF | SWHC013-02 | DEER2020 | D20v1 | 2020-11-09 | Cap-Tons | 1 |  | None | 41.5 | 0.0332 | 0 | 41.5 | 0.0332 | 0 | [6 empty] | DEER:HVAC_Split-Package_AC | Annual
Any | NE-HVAC-airAC-SpltPkg-65to134kBtuh-12p0eer-woutPreEcono | Gro | New | CZ15 | cDXGF | SWHC013-02 | DEER2020 | D20v1 | 2020-11-09 | Cap-Tons | 1 |  | None | 77.7 | 0.039 | 0 | 77.7 | 0.039 | 0 | [6 empty] | DEER:HVAC_Split-Package_AC | Annual
Any | NE-HVAC-airAC-SpltPkg-65to134kBtuh-12p0eer-woutPreEcono | Gro | New | CZ16 | cDXGF | SWHC013-02 | DEER2020 | D20v1 | 2020-11-09 | Cap-Tons | 1 |  | None | 17.6 | 0.0289 | 0 | 17.6 | 0.0289 | 0 | [6 empty] | DEER:HVAC_Split-Package_AC | Annual
Any | NE-HVAC-airAC-SpltPkg-65to134kBtuh-12p0eer-woutPreEcono | Hsp | New | CZ09 | cDXGF | SWHC013-02 | DEER2020 | D20v1 | 2020-11-09 | Cap-Tons | 1 |  | None | 52.5 | 0.0393 | 0 | 52.5 | 0.0393 | 0 | [6 empty] | DEER:HVAC_Split-Package_AC | Annual
Any | NE-HVAC-airAC-SpltPkg-65to134kBtuh-12p0eer-woutPreEcono | Hsp | New | CZ10 | cDXGF | SWHC013-02 | DEER2020 | D20v1 | 2020-11-09 | Cap-Tons | 1 |  | None | 55.4 | 0.0389 | 0 | 55.4 | 0.0389 | 0 | [6 empty] | DEER:HVAC_Split-Package_AC | Annual
Any | NE-HVAC-airAC-SpltPkg-65to134kBtuh-12p0eer-woutPreEcono | Hsp | New | CZ11 | cDXGF | SWHC013-02 | DEER2020 | D20v1 | 2020-11-09 | Cap-Tons | 1 |  | None | 61.3 | 0.0435 | 0 | 61.3 | 0.0435 | 0 | [6 empty] | DEER:HVAC_Split-Package_AC | Annual
Any | NE-HVAC-airAC-SpltPkg-65to134kBtuh-12p0eer-woutPreEcono | Hsp | New | CZ12 | cDXGF | SWHC013-02 | DEER2020 | D20v1 | 2020-11-09 | Cap-Tons | 1 |  | None | 45.1 | 0.0393 | 0 | 45.1 | 0.0393 | 0 | [6 empty] | DEER:HVAC_Split-Package_AC | Annual
Any | NE-HVAC-airAC-SpltPkg-65to134kBtuh-12p0eer-woutPreEcono | Hsp | New | CZ13 | cDXGF | SWHC013-02 | DEER2020 | D20v1 | 2020-11-09 | Cap-Tons | 1 |  | None | 65 | 0.0396 | 0 | 65 | 0.0396 | 0 | [6 empty] | DEER:HVAC_Split-Package_AC | Annual
Any | NE-HVAC-airAC-SpltPkg-65to134kBtuh-12p0eer-woutPreEcono | Hsp | New | CZ14 | cDXGF | SWHC013-02 | DEER2020 | D20v1 | 2020-11-09 | Cap-Tons | 1 |  | None | 61.2 | 0.0353 | 0 | 61.2 | 0.0353 | 0 | [6 empty] | DEER:HVAC_Split-Package_AC | Annual
Any | NE-HVAC-airAC-SpltPkg-65to134kBtuh-12p0eer-woutPreEcono | Hsp | New | CZ15 | cDXGF | SWHC013-02 | DEER2020 | D20v1 | 2020-11-09 | Cap-Tons | 1 |  | None | 120 | 0.0468 | 0 | 120 | 0.0468 | 0 | [6 empty] | DEER:HVAC_Split-Package_AC | Annual
Any | NE-HVAC-airAC-SpltPkg-65to134kBtuh-12p0eer-woutPreEcono | Hsp | New | CZ16 | cDXGF | SWHC013-02 | DEER2020 | D20v1 | 2020-11-09 | Cap-Tons | 1 |  | None | 23.8 | 0.0213 | 0 | 23.8 | 0.0213 | 0 | [6 empty] | DEER:HVAC_Split-Package_AC | Annual
Any | NE-HVAC-airAC-SpltPkg-65to134kBtuh-12p0eer-woutPreEcono | Htl | New | CZ16 | cDXGF | SWHC013-02 | DEER2020 | D20v1 | 2020-11-09 | Cap-Tons | 1 |  | None | 32.7 | 0.0341 | 0 | 32.7 | 0.0341 | 0 | [6 empty] | DEER:HVAC_Split-Package_AC | Annual
Any | NE-HVAC-airAC-SpltPkg-65to134kBtuh-12p0eer-woutPreEcono | MBT | Ex | CZ01 | cDXGF | SWHC013-02 | DEER2020 | D20v1 | 2020-11-09 | Cap-Tons | 1 |  | None | 484 | 0.0949 | 10.2 | 11.4 | 0.00738 | 0 | [6 empty] | DEER:HVAC_Split-Package_AC | Annual
Any | NE-HVAC-airAC-SpltPkg-65to134kBtuh-12p5eer-woutPreEcono | Asm | New | CZ10 | cDXGF | SWHC013-02 | DEER2020 | D20v1 | 2020-11-09 | Cap-Tons | 1 |  | None | 106 | 0.0925 | 0 | 106 | 0.0925 | 0 | [6 empty] | DEER:HVAC_Split-Package_AC | Annual
Any | NE-HVAC-airAC-SpltPkg-65to134kBtuh-12p5eer-woutPreEcono | Asm | Ex | CZ01 | cDXGF | SWHC013-02 | DEER2020 | D20v1 | 2020-11-09 | Cap-Tons | 1 |  | None | 377 | 0.0943 | 9.31 | 8.27 | 0.0134 | 0 | [6 empty] | DEER:HVAC_Split-Package_AC | Annual
Any | NE-HVAC-airAC-SpltPkg-65to134kBtuh-12p5eer-woutPreEcono | Asm | Ex | CZ02 | cDXGF | SWHC013-02 | DEER2020 | D20v1 | 2020-11-09 | Cap-Tons | 1 |  | None | 459 | 0.189 | 5.99 | 76.4 | 0.0982 | 0 | [6 empty] | DEER:HVAC_Split-Package_AC | Annual
Any | NE-HVAC-airAC-SpltPkg-65to134kBtuh-12p5eer-woutPreEcono | Asm | Ex | CZ03 | cDXGF | SWHC013-02 | DEER2020 | D20v1 | 2020-11-09 | Cap-Tons | 1 |  | None | 419 | 0.152 | 10.8 | 32 | 0.0461 | 0 | [6 empty] | DEER:HVAC_Split-Package_AC | Annual
Any | NE-HVAC-airAC-SpltPkg-65to134kBtuh-12p5eer-woutPreEcono | Asm | Ex | CZ04 | cDXGF | SWHC013-02 | DEER2020 | D20v1 | 2020-11-09 | Cap-Tons | 1 |  | None | 490 | 0.18 | 3.75 | 82.8 | 0.0851 | 0 | [6 empty] | DEER:HVAC_Split-Package_AC | Annual
Any | NE-HVAC-airAC-SpltPkg-65to134kBtuh-12p5eer-woutPreEcono | Asm | Ex | CZ05 | cDXGF | SWHC013-02 | DEER2020 | D20v1 | 2020-11-09 | Cap-Tons | 1 |  | None | 419 | 0.115 | 8.79 | 32.8 | 0.028 | 0 | [6 empty] | DEER:HVAC_Split-Package_AC | Annual
Any | NE-HVAC-airAC-SpltPkg-65to134kBtuh-12p5eer-woutPreEcono | Asm | Ex | CZ06 | cDXGF | SWHC013-02 | DEER2020 | D20v1 | 2020-11-09 | Cap-Tons | 1 |  | None | 443 | 0.16 | 5.58 | 72.2 | 0.0604 | 0 | [6 empty] | DEER:HVAC_Split-Package_AC | Annual
Any | NE-HVAC-airAC-SpltPkg-65to134kBtuh-12p5eer-woutPreEcono | Asm | Ex | CZ07 | cDXGF | SWHC013-02 | DEER2020 | D20v1 | 2020-11-09 | Cap-Tons | 1 |  | None | 421 | 0.137 | 4.47 | 60.3 | 0.0478 | 0 | [6 empty] | DEER:HVAC_Split-Package_AC | Annual
Any | NE-HVAC-airAC-SpltPkg-65to134kBtuh-12p5eer-woutPreEcono | Asm | Ex | CZ08 | cDXGF | SWHC013-02 | DEER2020 | D20v1 | 2020-11-09 | Cap-Tons | 1 |  | None | 488 | 0.169 | 4.05 | 101 | 0.0667 | 0 | [6 empty] | DEER:HVAC_Split-Package_AC | Annual
Any | NE-HVAC-airAC-SpltPkg-65to134kBtuh-12p5eer-woutPreEcono | Asm | Ex | CZ09 | cDXGF | SWHC013-02 | DEER2020 | D20v1 | 2020-11-09 | Cap-Tons | 1 |  | None | 506 | 0.2 | 8.03 | 91.6 | 0.0829 | 0 | [6 empty] | DEER:HVAC_Split-Package_AC | Annual
Any | NE-HVAC-airAC-SpltPkg-65to134kBtuh-12p5eer-woutPreEcono | Asm | Ex | CZ10 | cDXGF | SWHC013-02 | DEER2020 | D20v1 | 2020-11-09 | Cap-Tons | 1 |  | None | 541 | 0.206 | 8.23 | 109 | 0.0924 | 0 | [6 empty] | DEER:HVAC_Split-Package_AC | Annual
Any | NE-HVAC-airAC-SpltPkg-65to134kBtuh-12p5eer-woutPreEcono | Asm | Ex | CZ11 | cDXGF | SWHC013-02 | DEER2020 | D20v1 | 2020-11-09 | Cap-Tons | 1 |  | None | 573 | 0.235 | 16.3 | 106 | 0.0925 | 0 | [6 empty] | DEER:HVAC_Split-Package_AC | Annual
Any | NE-HVAC-airAC-SpltPkg-65to134kBtuh-12p5eer-woutPreEcono | Asm | Ex | CZ12 | cDXGF | SWHC013-02 | DEER2020 | D20v1 | 2020-11-09 | Cap-Tons | 1 |  | None | 528 | 0.213 | 14.5 | 93.2 | 0.0995 | 0 | [6 empty] | DEER:HVAC_Split-Package_AC | Annual
Any | NE-HVAC-airAC-SpltPkg-65to134kBtuh-12p5eer-woutPreEcono | Asm | Ex | CZ13 | cDXGF | SWHC013-02 | DEER2020 | D20v1 | 2020-11-09 | Cap-Tons | 1 |  | None | 575 | 0.223 | 15.4 | 111 | 0.0885 | 0 | [6 empty] | DEER:HVAC_Split-Package_AC | Annual
Any | NE-HVAC-airAC-SpltPkg-65to134kBtuh-12p5eer-woutPreEcono | Asm | Ex | CZ14 | cDXGF | SWHC013-02 | DEER2020 | D20v1 | 2020-11-09 | Cap-Tons | 1 |  | None | 578 | 0.23 | 16.1 | 106 | 0.0738 | 0 | [6 empty] | DEER:HVAC_Split-Package_AC | Annual
Any | NE-HVAC-airAC-SpltPkg-65to134kBtuh-12p5eer-woutPreEcono | Asm | Ex | CZ15 | cDXGF | SWHC013-02 | DEER2020 | D20v1 | 2020-11-09 | Cap-Tons | 1 |  | None | 702 | 0.259 | 2.79 | 157 | 0.0758 | 0 | [6 empty] | DEER:HVAC_Split-Package_AC | Annual
Any | NE-HVAC-airAC-SpltPkg-65to134kBtuh-12p5eer-woutPreEcono | Asm | Ex | CZ16 | cDXGF | SWHC013-02 | DEER2020 | D20v1 | 2020-11-09 | Cap-Tons | 1 |  | None | 453 | 0.168 | 24.2 | 47 | 0.0529 | 0 | [6 empty] | DEER:HVAC_Split-Package_AC | Annual
Any | NE-HVAC-airAC-SpltPkg-65to134kBtuh-12p5eer-woutPreEcono | Asm | New | CZ01 | cDXGF | SWHC013-02 | DEER2020 | D20v1 | 2020-11-09 | Cap-Tons | 1 |  | None | 7.88 | 0.0132 | 0 | 7.88 | 0.0132 | 0 | [6 empty] | DEER:HVAC_Split-Package_AC | Annual
Any | NE-HVAC-airAC-SpltPkg-65to134kBtuh-12p5eer-woutPreEcono | Asm | New | CZ02 | cDXGF | SWHC013-02 | DEER2020 | D20v1 | 2020-11-09 | Cap-Tons | 1 |  | None | 84.6 | 0.0966 | 0 | 84.6 | 0.0966 | 0 | [6 empty] | DEER:HVAC_Split-Package_AC | Annual
Any | NE-HVAC-airAC-SpltPkg-65to134kBtuh-12p5eer-woutPreEcono | Asm | New | CZ03 | cDXGF | SWHC013-02 | DEER2020 | D20v1 | 2020-11-09 | Cap-Tons | 1 |  | None | 27.4 | 0.0461 | 0 | 27.4 | 0.0461 | 0 | [6 empty] | DEER:HVAC_Split-Package_AC | Annual
Any | NE-HVAC-airAC-SpltPkg-65to134kBtuh-12p5eer-woutPreEcono | Asm | New | CZ04 | cDXGF | SWHC013-02 | DEER2020 | D20v1 | 2020-11-09 | Cap-Tons | 1 |  | None | 92.6 | 0.0844 | 0 | 92.6 | 0.0844 | 0 | [6 empty] | DEER:HVAC_Split-Package_AC | Annual
Any | NE-HVAC-airAC-SpltPkg-65to134kBtuh-12p5eer-woutPreEcono | Asm | New | CZ05 | cDXGF | SWHC013-02 | DEER2020 | D20v1 | 2020-11-09 | Cap-Tons | 1 |  | None | 29 | 0.0283 | 0 | 29 | 0.0283 | 0 | [6 empty] | DEER:HVAC_Split-Package_AC | Annual
Any | NE-HVAC-airAC-SpltPkg-65to134kBtuh-12p5eer-woutPreEcono | Asm | New | CZ06 | cDXGF | SWHC013-02 | DEER2020 | D20v1 | 2020-11-09 | Cap-Tons | 1 |  | None | 67.8 | 0.0645 | 0 | 67.8 | 0.0645 | 0 | [6 empty] | DEER:HVAC_Split-Package_AC | Annual
Any | NE-HVAC-airAC-SpltPkg-65to134kBtuh-12p5eer-woutPreEcono | Asm | New | CZ07 | cDXGF | SWHC013-02 | DEER2020 | D20v1 | 2020-11-09 | Cap-Tons | 1 |  | None | 54.1 | 0.0498 | 0 | 54.1 | 0.0498 | 0 | [6 empty] | DEER:HVAC_Split-Package_AC | Annual
Any | NE-HVAC-airAC-SpltPkg-65to134kBtuh-12p5eer-woutPreEcono | Asm | New | CZ08 | cDXGF | SWHC013-02 | DEER2020 | D20v1 | 2020-11-09 | Cap-Tons | 1 |  | None | 94.5 | 0.0676 | 0 | 94.5 | 0.0676 | 0 | [6 empty] | DEER:HVAC_Split-Package_AC | Annual
Any | NE-HVAC-airAC-SpltPkg-65to134kBtuh-12p5eer-woutPreEcono | Asm | New | CZ09 | cDXGF | SWHC013-02 | DEER2020 | D20v1 | 2020-11-09 | Cap-Tons | 1 |  | None | 86.6 | 0.0835 | 0 | 86.6 | 0.0835 | 0 | [6 empty] | DEER:HVAC_Split-Package_AC | Annual
Any | NE-HVAC-airAC-SpltPkg-65to134kBtuh-12p5eer-woutPreEcono | Com | Ex | CZ01 | cDXGF | SWHC013-02 | DEER2020 | D20v1 | 2020-11-09 | Cap-Tons | 1 |  | None | 563 | 0.0989 | 17.3 | 10.7 | 0.011 | 0 | [6 empty] | DEER:HVAC_Split-Package_AC | Annual
Any | NE-HVAC-airAC-SpltPkg-65to134kBtuh-12p5eer-woutPreEcono | Com | Ex | CZ02 | cDXGF | SWHC013-02 | DEER2020 | D20v1 | 2020-11-09 | Cap-Tons | 1 |  | None | 599 | 0.152 | 10.8 | 60.2 | 0.0585 | 0 | [6 empty] | DEER:HVAC_Split-Package_AC | Annual
Any | NE-HVAC-airAC-SpltPkg-65to134kBtuh-12p5eer-woutPreEcono | Com | Ex | CZ03 | cDXGF | SWHC013-02 | DEER2020 | D20v1 | 2020-11-09 | Cap-Tons | 1 |  | None | 558 | 0.103 | 5.99 | 30.4 | 0.0293 | 0 | [6 empty] | DEER:HVAC_Split-Package_AC | Annual
Any | NE-HVAC-airAC-SpltPkg-65to134kBtuh-12p5eer-woutPreEcono | Com | Ex | CZ04 | cDXGF | SWHC013-02 | DEER2020 | D20v1 | 2020-11-09 | Cap-Tons | 1 |  | None | 582 | 0.134 | 5.7 | 66 | 0.0498 | 0 | [6 empty] | DEER:HVAC_Split-Package_AC | Annual
Any | NE-HVAC-airAC-SpltPkg-65to134kBtuh-12p5eer-woutPreEcono | Com | Ex | CZ05 | cDXGF | SWHC013-02 | DEER2020 | D20v1 | 2020-11-09 | Cap-Tons | 1 |  | None | 585 | 0.108 | 8.43 | 32.6 | 0.0233 | 0 | [6 empty] | DEER:HVAC_Split-Package_AC | Annual
Any | NE-HVAC-airAC-SpltPkg-65to134kBtuh-12p5eer-woutPreEcono | Com | Ex | CZ06 | cDXGF | SWHC013-02 | DEER2020 | D20v1 | 2020-11-09 | Cap-Tons | 1 |  | None | 583 | 0.137 | 2.69 | 71.6 | 0.0469 | 0 | [6 empty] | DEER:HVAC_Split-Package_AC | Annual
Any | NE-HVAC-airAC-SpltPkg-65to134kBtuh-12p5eer-woutPreEcono | Com | Ex | CZ07 | cDXGF | SWHC013-02 | DEER2020 | D20v1 | 2020-11-09 | Cap-Tons | 1 |  | None | 620 | 0.122 | 1.6 | 59.6 | 0.0366 | 0 | [6 empty] | DEER:HVAC_Split-Package_AC | Annual
Any | NE-HVAC-airAC-SpltPkg-65to134kBtuh-12p5eer-woutPreEcono | Com | Ex | CZ08 | cDXGF | SWHC013-02 | DEER2020 | D20v1 | 2020-11-09 | Cap-Tons | 1 |  | None | 586 | 0.138 | 2.49 | 83.2 | 0.0463 | 0 | [6 empty] | DEER:HVAC_Split-Package_AC | Annual
Any | NE-HVAC-airAC-SpltPkg-65to134kBtuh-12p5eer-woutPreEcono | Com | Ex | CZ09 | cDXGF | SWHC013-02 | DEER2020 | D20v1 | 2020-11-09 | Cap-Tons | 1 |  | None | 611 | 0.162 | 2.67 | 77.8 | 0.0581 | 0 | [6 empty] | DEER:HVAC_Split-Package_AC | Annual
Any | NE-HVAC-airAC-SpltPkg-65to134kBtuh-12p5eer-woutPreEcono | Com | Ex | CZ10 | cDXGF | SWHC013-02 | DEER2020 | D20v1 | 2020-11-09 | Cap-Tons | 1 |  | None | 591 | 0.169 | 3.89 | 84.3 | 0.0632 | 0 | [6 empty] | DEER:HVAC_Split-Package_AC | Annual
Any | NE-HVAC-airAC-SpltPkg-65to134kBtuh-12p5eer-woutPreEcono | Com | Ex | CZ11 | cDXGF | SWHC013-02 | DEER2020 | D20v1 | 2020-11-09 | Cap-Tons | 1 |  | None | 627 | 0.171 | 7.63 | 85.6 | 0.0647 | 0 | [6 empty] | DEER:HVAC_Split-Package_AC | Annual
Any | NE-HVAC-airAC-SpltPkg-65to134kBtuh-12p5eer-woutPreEcono | Com | Ex | CZ12 | cDXGF | SWHC013-02 | DEER2020 | D20v1 | 2020-11-09 | Cap-Tons | 1 |  | None | 609 | 0.156 | 7.41 | 71.8 | 0.059 | 0 | [6 empty] | DEER:HVAC_Split-Package_AC | Annual
Any | NE-HVAC-airAC-SpltPkg-65to134kBtuh-12p5eer-woutPreEcono | Com | Ex | CZ13 | cDXGF | SWHC013-02 | DEER2020 | D20v1 | 2020-11-09 | Cap-Tons | 1 |  | None | 647 | 0.163 | 6.49 | 90.5 | 0.0563 | 0 | [6 empty] | DEER:HVAC_Split-Package_AC | Annual
Any | NE-HVAC-airAC-SpltPkg-65to134kBtuh-12p5eer-woutPreEcono | Com | Ex | CZ14 | cDXGF | SWHC013-02 | DEER2020 | D20v1 | 2020-11-09 | Cap-Tons | 1 |  | None | 616 | 0.182 | 7.91 | 90.8 | 0.0579 | 0 | [6 empty] | DEER:HVAC_Split-Package_AC | Annual
Any | NE-HVAC-airAC-SpltPkg-65to134kBtuh-12p5eer-woutPreEcono | Com | Ex | CZ15 | cDXGF | SWHC013-02 | DEER2020 | D20v1 | 2020-11-09 | Cap-Tons | 1 |  | None | 743 | 0.203 | 0.964 | 147 | 0.0626 | 0 | [6 empty] | DEER:HVAC_Split-Package_AC | Annual
Any | NE-HVAC-airAC-SpltPkg-65to134kBtuh-12p5eer-woutPreEcono | Com | Ex | CZ16 | cDXGF | SWHC013-02 | DEER2020 | D20v1 | 2020-11-09 | Cap-Tons | 1 |  | None | 524 | 0.126 | 21 | 39.4 | 0.0363 | 0 | [6 empty] | DEER:HVAC_Split-Package_AC | Annual
Any | NE-HVAC-airAC-SpltPkg-65to134kBtuh-12p5eer-woutPreEcono | Com | New | CZ01 | cDXGF | SWHC013-02 | DEER2020 | D20v1 | 2020-11-09 | Cap-Tons | 1 |  | None | 10.2 | 0.0108 | 0 | 10.2 | 0.0108 | 0 | [6 empty] | DEER:HVAC_Split-Package_AC | Annual
Any | NE-HVAC-airAC-SpltPkg-65to134kBtuh-12p5eer-woutPreEcono | Com | New | CZ02 | cDXGF | SWHC013-02 | DEER2020 | D20v1 | 2020-11-09 | Cap-Tons | 1 |  | None | 58.4 | 0.0589 | 0 | 58.4 | 0.0589 | 0 | [6 empty] | DEER:HVAC_Split-Package_AC | Annual
Any | NE-HVAC-airAC-SpltPkg-65to134kBtuh-12p5eer-woutPreEcono | Com | New | CZ03 | cDXGF | SWHC013-02 | DEER2020 | D20v1 | 2020-11-09 | Cap-Tons | 1 |  | None | 28.3 | 0.0281 | 0 | 28.3 | 0.0281 | 0 | [6 empty] | DEER:HVAC_Split-Package_AC | Annual
Any | NE-HVAC-airAC-SpltPkg-65to134kBtuh-12p5eer-woutPreEcono | Com | New | CZ04 | cDXGF | SWHC013-02 | DEER2020 | D20v1 | 2020-11-09 | Cap-Tons | 1 |  | None | 64.7 | 0.0499 | 0 | 64.7 | 0.0499 | 0 | [6 empty] | DEER:HVAC_Split-Package_AC | Annual
Any | NE-HVAC-airAC-SpltPkg-65to134kBtuh-12p5eer-woutPreEcono | Com | New | CZ05 | cDXGF | SWHC013-02 | DEER2020 | D20v1 | 2020-11-09 | Cap-Tons | 1 |  | None | 30.7 | 0.0229 | 0 | 30.7 | 0.0229 | 0 | [6 empty] | DEER:HVAC_Split-Package_AC | Annual
Any | NE-HVAC-airAC-SpltPkg-65to134kBtuh-12p5eer-woutPreEcono | Com | New | CZ06 | cDXGF | SWHC013-02 | DEER2020 | D20v1 | 2020-11-09 | Cap-Tons | 1 |  | None | 68.8 | 0.0477 | 0 | 68.8 | 0.0477 | 0 | [6 empty] | DEER:HVAC_Split-Package_AC | Annual
Any | NE-HVAC-airAC-SpltPkg-65to134kBtuh-12p5eer-woutPreEcono | Com | New | CZ07 | cDXGF | SWHC013-02 | DEER2020 | D20v1 | 2020-11-09 | Cap-Tons | 1 |  | None | 57 | 0.037 | 0 | 57 | 0.037 | 0 | [6 empty] | DEER:HVAC_Split-Package_AC | Annual
Any | NE-HVAC-airAC-SpltPkg-65to134kBtuh-12p5eer-woutPreEcono | Com | New | CZ08 | cDXGF | SWHC013-02 | DEER2020 | D20v1 | 2020-11-09 | Cap-Tons | 1 |  | None | 80.2 | 0.0468 | 0 | 80.2 | 0.0468 | 0 | [6 empty] | DEER:HVAC_Split-Package_AC | Annual
Any | NE-HVAC-airAC-SpltPkg-65to134kBtuh-12p5eer-woutPreEcono | Com | New | CZ09 | cDXGF | SWHC013-02 | DEER2020 | D20v1 | 2020-11-09 | Cap-Tons | 1 |  | None | 74.7 | 0.0576 | 0 | 74.7 | 0.0576 | 0 | [6 empty] | DEER:HVAC_Split-Package_AC | Annual
Any | NE-HVAC-airAC-SpltPkg-65to134kBtuh-12p5eer-woutPreEcono | Com | New | CZ10 | cDXGF | SWHC013-02 | DEER2020 | D20v1 | 2020-11-09 | Cap-Tons | 1 |  | None | 80.3 | 0.0629 | 0 | 80.3 | 0.0629 | 0 | [6 empty] | DEER:HVAC_Split-Package_AC | Annual
Any | NE-HVAC-airAC-SpltPkg-65to134kBtuh-12p5eer-woutPreEcono | Com | New | CZ11 | cDXGF | SWHC013-02 | DEER2020 | D20v1 | 2020-11-09 | Cap-Tons | 1 |  | None | 83.3 | 0.0632 | 0 | 83.3 | 0.0632 | 0 | [6 empty] | DEER:HVAC_Split-Package_AC | Annual
Any | NE-HVAC-airAC-SpltPkg-65to134kBtuh-12p5eer-woutPreEcono | Com | New | CZ12 | cDXGF | SWHC013-02 | DEER2020 | D20v1 | 2020-11-09 | Cap-Tons | 1 |  | None | 69.3 | 0.0583 | 0 | 69.3 | 0.0583 | 0 | [6 empty] | DEER:HVAC_Split-Package_AC | Annual
Any | NE-HVAC-airAC-SpltPkg-65to134kBtuh-12p5eer-woutPreEcono | Com | New | CZ13 | cDXGF | SWHC013-02 | DEER2020 | D20v1 | 2020-11-09 | Cap-Tons | 1 |  | None | 87.8 | 0.0553 | 0 | 87.8 | 0.0553 | 0 | [6 empty] | DEER:HVAC_Split-Package_AC | Annual
Any | NE-HVAC-airAC-SpltPkg-65to134kBtuh-12p5eer-woutPreEcono | Com | New | CZ14 | cDXGF | SWHC013-02 | DEER2020 | D20v1 | 2020-11-09 | Cap-Tons | 1 |  | None | 88.3 | 0.0565 | 0 | 88.3 | 0.0565 | 0 | [6 empty] | DEER:HVAC_Split-Package_AC | Annual
Any | NE-HVAC-airAC-SpltPkg-65to134kBtuh-12p5eer-woutPreEcono | Com | New | CZ15 | cDXGF | SWHC013-02 | DEER2020 | D20v1 | 2020-11-09 | Cap-Tons | 1 |  | None | 141 | 0.0605 | 0 | 141 | 0.0605 | 0 | [6 empty] | DEER:HVAC_Split-Package_AC | Annual
Any | NE-HVAC-airAC-SpltPkg-65to134kBtuh-12p5eer-woutPreEcono | Com | New | CZ16 | cDXGF | SWHC013-02 | DEER2020 | D20v1 | 2020-11-09 | Cap-Tons | 1 |  | None | 38.1 | 0.0353 | 0 | 38.1 | 0.0353 | 0 | [6 empty] | DEER:HVAC_Split-Package_AC | Annual
Any | NE-HVAC-airAC-SpltPkg-65to134kBtuh-12p5eer-woutPreEcono | ECC | Ex | CZ01 | cDXGF | SWHC013-02 | DEER2020 | D20v1 | 2020-11-09 | Cap-Tons | 1 |  | None | 364 | 0.12 | 16.2 | 9.62 | 0.0185 | 0 | [6 empty] | DEER:HVAC_Split-Package_AC | Annual
Any | NE-HVAC-airAC-SpltPkg-65to134kBtuh-12p5eer-woutPreEcono | ECC | Ex | CZ02 | cDXGF | SWHC013-02 | DEER2020 | D20v1 | 2020-11-09 | Cap-Tons | 1 |  | None | 481 | 0.184 | 11.3 | 59.4 | 0.0574 | 0 | [6 empty] | DEER:HVAC_Split-Package_AC | Annual
Any | NE-HVAC-airAC-SpltPkg-65to134kBtuh-12p5eer-woutPreEcono | ECC | Ex | CZ03 | cDXGF | SWHC013-02 | DEER2020 | D20v1 | 2020-11-09 | Cap-Tons | 1 |  | None | 425 | 0.117 | 7.13 | 25.4 | 0.0276 | 0 | [6 empty] | DEER:HVAC_Split-Package_AC | Annual
Any | NE-HVAC-airAC-SpltPkg-65to134kBtuh-12p5eer-woutPreEcono | ECC | Ex | CZ04 | cDXGF | SWHC013-02 | DEER2020 | D20v1 | 2020-11-09 | Cap-Tons | 1 |  | None | 478 | 0.192 | 7.29 | 62.7 | 0.0766 | 0 | [6 empty] | DEER:HVAC_Split-Package_AC | Annual
Any | NE-HVAC-airAC-SpltPkg-65to134kBtuh-12p5eer-woutPreEcono | ECC | Ex | CZ05 | cDXGF | SWHC013-02 | DEER2020 | D20v1 | 2020-11-09 | Cap-Tons | 1 |  | None | 424 | 0.131 | 7.24 | 26.9 | 0.03 | 0 | [6 empty] | DEER:HVAC_Split-Package_AC | Annual
Any | NE-HVAC-airAC-SpltPkg-65to134kBtuh-12p5eer-woutPreEcono | ECC | Ex | CZ06 | cDXGF | SWHC013-02 | DEER2020 | D20v1 | 2020-11-09 | Cap-Tons | 1 |  | None | 464 | 0.173 | 2.44 | 59.1 | 0.0576 | 0 | [6 empty] | DEER:HVAC_Split-Package_AC | Annual
Any | NE-HVAC-airAC-SpltPkg-65to134kBtuh-12p5eer-woutPreEcono | ECC | Ex | CZ07 | cDXGF | SWHC013-02 | DEER2020 | D20v1 | 2020-11-09 | Cap-Tons | 1 |  | None | 480 | 0.157 | 1.55 | 50.9 | 0.0481 | 0 | [6 empty] | DEER:HVAC_Split-Package_AC | Annual
Any | NE-HVAC-airAC-SpltPkg-65to134kBtuh-12p5eer-woutPreEcono | ECC | Ex | CZ08 | cDXGF | SWHC013-02 | DEER2020 | D20v1 | 2020-11-09 | Cap-Tons | 1 |  | None | 496 | 0.178 | 2.41 | 79.2 | 0.0636 | 0 | [6 empty] | DEER:HVAC_Split-Package_AC | Annual
Any | NE-HVAC-airAC-SpltPkg-65to134kBtuh-12p5eer-woutPreEcono | ECC | Ex | CZ09 | cDXGF | SWHC013-02 | DEER2020 | D20v1 | 2020-11-09 | Cap-Tons | 1 |  | None | 506 | 0.206 | 2.46 | 70 | 0.0778 | 0 | [6 empty] | DEER:HVAC_Split-Package_AC | Annual
Any | NE-HVAC-airAC-SpltPkg-65to134kBtuh-12p5eer-woutPreEcono | ECC | Ex | CZ10 | cDXGF | SWHC013-02 | DEER2020 | D20v1 | 2020-11-09 | Cap-Tons | 1 |  | None | 537 | 0.213 | 3.31 | 83.1 | 0.0844 | 0 | [6 empty] | DEER:HVAC_Split-Package_AC | Annual
Any | NE-HVAC-airAC-SpltPkg-65to134kBtuh-12p5eer-woutPreEcono | ECC | Ex | CZ11 | cDXGF | SWHC013-02 | DEER2020 | D20v1 | 2020-11-09 | Cap-Tons | 1 |  | None | 543 | 0.194 | 7.12 | 87.9 | 0.0667 | 0 | [6 empty] | DEER:HVAC_Split-Package_AC | Annual
Any | NE-HVAC-airAC-SpltPkg-65to134kBtuh-12p5eer-woutPreEcono | ECC | Ex | CZ12 | cDXGF | SWHC013-02 | DEER2020 | D20v1 | 2020-11-09 | Cap-Tons | 1 |  | None | 524 | 0.192 | 8.18 | 76.1 | 0.0649 | 0 | [6 empty] | DEER:HVAC_Split-Package_AC | Annual
Any | NE-HVAC-airAC-SpltPkg-65to134kBtuh-12p5eer-woutPreEcono | ECC | Ex | CZ13 | cDXGF | SWHC013-02 | DEER2020 | D20v1 | 2020-11-09 | Cap-Tons | 1 |  | None | 556 | 0.195 | 6.3 | 92.3 | 0.0596 | 0 | [6 empty] | DEER:HVAC_Split-Package_AC | Annual
Any | NE-HVAC-airAC-SpltPkg-65to134kBtuh-12p5eer-woutPreEcono | ECC | Ex | CZ14 | cDXGF | SWHC013-02 | DEER2020 | D20v1 | 2020-11-09 | Cap-Tons | 1 |  | None | 536 | 0.218 | 6.65 | 84.2 | 0.0755 | 0 | [6 empty] | DEER:HVAC_Split-Package_AC | Annual
Any | NE-HVAC-airAC-SpltPkg-65to134kBtuh-12p5eer-woutPreEcono | ECC | Ex | CZ15 | cDXGF | SWHC013-02 | DEER2020 | D20v1 | 2020-11-09 | Cap-Tons | 1 |  | None | 615 | 0.243 | 0.63 | 130 | 0.0773 | 0 | [6 empty] | DEER:HVAC_Split-Package_AC | Annual
Any | NE-HVAC-airAC-SpltPkg-65to134kBtuh-12p5eer-woutPreEcono | ECC | Ex | CZ16 | cDXGF | SWHC013-02 | DEER2020 | D20v1 | 2020-11-09 | Cap-Tons | 1 |  | None | 462 | 0.129 | 18.8 | 36.6 | 0.0327 | 0 | [6 empty] | DEER:HVAC_Split-Package_AC | Annual
Any | NE-HVAC-airAC-SpltPkg-65to134kBtuh-12p5eer-woutPreEcono | ECC | New | CZ01 | cDXGF | SWHC013-02 | DEER2020 | D20v1 | 2020-11-09 | Cap-Tons | 1 |  | None | 8.83 | 0.0179 | 0 | 8.83 | 0.0179 | 0 | [6 empty] | DEER:HVAC_Split-Package_AC | Annual
Any | NE-HVAC-airAC-SpltPkg-65to134kBtuh-12p5eer-woutPreEcono | ECC | New | CZ02 | cDXGF | SWHC013-02 | DEER2020 | D20v1 | 2020-11-09 | Cap-Tons | 1 |  | None | 55 | 0.0553 | 0 | 55 | 0.0553 | 0 | [6 empty] | DEER:HVAC_Split-Package_AC | Annual
Any | NE-HVAC-airAC-SpltPkg-65to134kBtuh-12p5eer-woutPreEcono | ECC | New | CZ03 | cDXGF | SWHC013-02 | DEER2020 | D20v1 | 2020-11-09 | Cap-Tons | 1 |  | None | 24.5 | 0.0266 | 0 | 24.5 | 0.0266 | 0 | [6 empty] | DEER:HVAC_Split-Package_AC | Annual
Any | NE-HVAC-airAC-SpltPkg-65to134kBtuh-12p5eer-woutPreEcono | ECC | New | CZ04 | cDXGF | SWHC013-02 | DEER2020 | D20v1 | 2020-11-09 | Cap-Tons | 1 |  | None | 58.7 | 0.0762 | 0 | 58.7 | 0.0762 | 0 | [6 empty] | DEER:HVAC_Split-Package_AC | Annual
Any | NE-HVAC-airAC-SpltPkg-65to134kBtuh-12p5eer-woutPreEcono | ECC | New | CZ05 | cDXGF | SWHC013-02 | DEER2020 | D20v1 | 2020-11-09 | Cap-Tons | 1 |  | None | 25.6 | 0.0305 | 0 | 25.6 | 0.0305 | 0 | [6 empty] | DEER:HVAC_Split-Package_AC | Annual
Any | NE-HVAC-airAC-SpltPkg-65to134kBtuh-12p5eer-woutPreEcono | ECC | New | CZ06 | cDXGF | SWHC013-02 | DEER2020 | D20v1 | 2020-11-09 | Cap-Tons | 1 |  | None | 58.3 | 0.0601 | 0 | 58.3 | 0.0601 | 0 | [6 empty] | DEER:HVAC_Split-Package_AC | Annual
Any | NE-HVAC-airAC-SpltPkg-65to134kBtuh-12p5eer-woutPreEcono | ECC | New | CZ07 | cDXGF | SWHC013-02 | DEER2020 | D20v1 | 2020-11-09 | Cap-Tons | 1 |  | None | 50.4 | 0.0502 | 0 | 50.4 | 0.0502 | 0 | [6 empty] | DEER:HVAC_Split-Package_AC | Annual
Any | NE-HVAC-airAC-SpltPkg-65to134kBtuh-12p5eer-woutPreEcono | ECC | New | CZ08 | cDXGF | SWHC013-02 | DEER2020 | D20v1 | 2020-11-09 | Cap-Tons | 1 |  | None | 74.3 | 0.0631 | 0 | 74.3 | 0.0631 | 0 | [6 empty] | DEER:HVAC_Split-Package_AC | Annual
Any | NE-HVAC-airAC-SpltPkg-65to134kBtuh-12p5eer-woutPreEcono | ECC | New | CZ09 | cDXGF | SWHC013-02 | DEER2020 | D20v1 | 2020-11-09 | Cap-Tons | 1 |  | None | 65 | 0.0764 | 0 | 65 | 0.0764 | 0 | [6 empty] | DEER:HVAC_Split-Package_AC | Annual
Any | NE-HVAC-airAC-SpltPkg-65to134kBtuh-12p5eer-woutPreEcono | ECC | New | CZ10 | cDXGF | SWHC013-02 | DEER2020 | D20v1 | 2020-11-09 | Cap-Tons | 1 |  | None | 77.5 | 0.0828 | 0 | 77.5 | 0.0828 | 0 | [6 empty] | DEER:HVAC_Split-Package_AC | Annual
Any | NE-HVAC-airAC-SpltPkg-65to134kBtuh-12p5eer-woutPreEcono | ECC | New | CZ11 | cDXGF | SWHC013-02 | DEER2020 | D20v1 | 2020-11-09 | Cap-Tons | 1 |  | None | 82 | 0.0629 | 0 | 82 | 0.0629 | 0 | [6 empty] | DEER:HVAC_Split-Package_AC | Annual
Any | NE-HVAC-airAC-SpltPkg-65to134kBtuh-12p5eer-woutPreEcono | ECC | New | CZ12 | cDXGF | SWHC013-02 | DEER2020 | D20v1 | 2020-11-09 | Cap-Tons | 1 |  | None | 71.3 | 0.0621 | 0 | 71.3 | 0.0621 | 0 | [6 empty] | DEER:HVAC_Split-Package_AC | Annual
Any | NE-HVAC-airAC-SpltPkg-65to134kBtuh-12p5eer-woutPreEcono | ECC | New | CZ13 | cDXGF | SWHC013-02 | DEER2020 | D20v1 | 2020-11-09 | Cap-Tons | 1 |  | None | 86.2 | 0.0562 | 0 | 86.2 | 0.0562 | 0 | [6 empty] | DEER:HVAC_Split-Package_AC | Annual
Any | NE-HVAC-airAC-SpltPkg-65to134kBtuh-12p5eer-woutPreEcono | ECC | New | CZ14 | cDXGF | SWHC013-02 | DEER2020 | D20v1 | 2020-11-09 | Cap-Tons | 1 |  | None | 78 | 0.0715 | 0 | 78 | 0.0715 | 0 | [6 empty] | DEER:HVAC_Split-Package_AC | Annual
Any | NE-HVAC-airAC-SpltPkg-65to134kBtuh-12p5eer-woutPreEcono | ECC | New | CZ15 | cDXGF | SWHC013-02 | DEER2020 | D20v1 | 2020-11-09 | Cap-Tons | 1 |  | None | 120 | 0.0731 | 0 | 120 | 0.0731 | 0 | [6 empty] | DEER:HVAC_Split-Package_AC | Annual
Any | NE-HVAC-airAC-SpltPkg-65to134kBtuh-12p5eer-woutPreEcono | ECC | New | CZ16 | cDXGF | SWHC013-02 | DEER2020 | D20v1 | 2020-11-09 | Cap-Tons | 1 |  | None | 34.6 | 0.0304 | 0 | 34.6 | 0.0304 | 0 | [6 empty] | DEER:HVAC_Split-Package_AC | Annual
Any | NE-HVAC-airAC-SpltPkg-65to134kBtuh-12p5eer-woutPreEcono | EPr | Ex | CZ01 | cDXGF | SWHC013-02 | DEER2020 | D20v1 | 2020-11-09 | Cap-Tons | 1 |  | None | 251 | 0.0566 | 13.3 | 7.35 | 0.00726 | 0 | [6 empty] | DEER:HVAC_Split-Package_AC | Annual
Any | NE-HVAC-airAC-SpltPkg-65to134kBtuh-12p5eer-woutPreEcono | EPr | Ex | CZ02 | cDXGF | SWHC013-02 | DEER2020 | D20v1 | 2020-11-09 | Cap-Tons | 1 |  | None | 293 | 0.00578 | 12.3 | 38.1 | 0.0047 | 0 | [6 empty] | DEER:HVAC_Split-Package_AC | Annual
Any | NE-HVAC-airAC-SpltPkg-65to134kBtuh-12p5eer-woutPreEcono | EPr | Ex | CZ03 | cDXGF | SWHC013-02 | DEER2020 | D20v1 | 2020-11-09 | Cap-Tons | 1 |  | None | 251 | 0.00071 | 7.93 | 17.1 | 0.00038 | 0 | [6 empty] | DEER:HVAC_Split-Package_AC | Annual
Any | NE-HVAC-airAC-SpltPkg-65to134kBtuh-12p5eer-woutPreEcono | EPr | Ex | CZ04 | cDXGF | SWHC013-02 | DEER2020 | D20v1 | 2020-11-09 | Cap-Tons | 1 |  | None | 289 | 0.131 | 8.33 | 39.9 | 0.0427 | 0 | [6 empty] | DEER:HVAC_Split-Package_AC | Annual
Any | NE-HVAC-airAC-SpltPkg-65to134kBtuh-12p5eer-woutPreEcono | EPr | Ex | CZ05 | cDXGF | SWHC013-02 | DEER2020 | D20v1 | 2020-11-09 | Cap-Tons | 1 |  | None | 251 | 0.0694 | 7.22 | 19.7 | 0.015 | 0 | [6 empty] | DEER:HVAC_Split-Package_AC | Annual
Any | NE-HVAC-airAC-SpltPkg-65to134kBtuh-12p5eer-woutPreEcono | EPr | Ex | CZ06 | cDXGF | SWHC013-02 | DEER2020 | D20v1 | 2020-11-09 | Cap-Tons | 1 |  | None | 265 | 0.105 | 3.63 | 36.1 | 0.033 | 0 | [6 empty] | DEER:HVAC_Split-Package_AC | Annual
Any | NE-HVAC-airAC-SpltPkg-65to134kBtuh-12p5eer-woutPreEcono | EPr | Ex | CZ07 | cDXGF | SWHC013-02 | DEER2020 | D20v1 | 2020-11-09 | Cap-Tons | 1 |  | None | 256 | 0.091 | 3.18 | 30 | 0.0253 | 0 | [6 empty] | DEER:HVAC_Split-Package_AC | Annual
Any | NE-HVAC-airAC-SpltPkg-65to134kBtuh-12p5eer-woutPreEcono | EPr | Ex | CZ08 | cDXGF | SWHC013-02 | DEER2020 | D20v1 | 2020-11-09 | Cap-Tons | 1 |  | None | 288 | 0.118 | 3.35 | 46.6 | 0.0335 | 0 | [6 empty] | DEER:HVAC_Split-Package_AC | Annual
Any | NE-HVAC-airAC-SpltPkg-65to134kBtuh-12p5eer-woutPreEcono | EPr | Ex | CZ09 | cDXGF | SWHC013-02 | DEER2020 | D20v1 | 2020-11-09 | Cap-Tons | 1 |  | None | 313 | 0.144 | 2.97 | 40.7 | 0.0445 | 0 | [6 empty] | DEER:HVAC_Split-Package_AC | Annual
Any | NE-HVAC-airAC-SpltPkg-65to134kBtuh-12p5eer-woutPreEcono | EPr | Ex | CZ10 | cDXGF | SWHC013-02 | DEER2020 | D20v1 | 2020-11-09 | Cap-Tons | 1 |  | None | 330 | 0.153 | 3.8 | 50.7 | 0.049 | 0 | [6 empty] | DEER:HVAC_Split-Package_AC | Annual
Any | NE-HVAC-airAC-SpltPkg-65to134kBtuh-12p5eer-woutPreEcono | EPr | Ex | CZ11 | cDXGF | SWHC013-02 | DEER2020 | D20v1 | 2020-11-09 | Cap-Tons | 1 |  | None | 321 | 0.0151 | 7.66 | 51.5 | 0.0217 | 0 | [6 empty] | DEER:HVAC_Split-Package_AC | Annual
Any | NE-HVAC-airAC-SpltPkg-65to134kBtuh-12p5eer-woutPreEcono | EPr | Ex | CZ12 | cDXGF | SWHC013-02 | DEER2020 | D20v1 | 2020-11-09 | Cap-Tons | 1 |  | None | 312 | 0.0116 | 9.39 | 46.3 | 0.0127 | 0 | [6 empty] | DEER:HVAC_Split-Package_AC | Annual
Any | NE-HVAC-airAC-SpltPkg-65to134kBtuh-12p5eer-woutPreEcono | EPr | Ex | CZ13 | cDXGF | SWHC013-02 | DEER2020 | D20v1 | 2020-11-09 | Cap-Tons | 1 |  | None | 327 | 0.0121 | 6.85 | 56.5 | 0.0163 | 0 | [6 empty] | DEER:HVAC_Split-Package_AC | Annual
Any | NE-HVAC-airAC-SpltPkg-65to134kBtuh-12p5eer-woutPreEcono | EPr | Ex | CZ14 | cDXGF | SWHC013-02 | DEER2020 | D20v1 | 2020-11-09 | Cap-Tons | 1 |  | None | 349 | 0.15 | 6.61 | 52.8 | 0.0434 | 0 | [6 empty] | DEER:HVAC_Split-Package_AC | Annual
Any | NE-HVAC-airAC-SpltPkg-65to134kBtuh-12p5eer-woutPreEcono | EPr | Ex | CZ15 | cDXGF | SWHC013-02 | DEER2020 | D20v1 | 2020-11-09 | Cap-Tons | 1 |  | None | 391 | 0.16 | 0.739 | 84.1 | 0.0441 | 0 | [6 empty] | DEER:HVAC_Split-Package_AC | Annual
Any | NE-HVAC-airAC-SpltPkg-65to134kBtuh-12p5eer-woutPreEcono | EPr | Ex | CZ16 | cDXGF | SWHC013-02 | DEER2020 | D20v1 | 2020-11-09 | Cap-Tons | 1 |  | None | 305 | 0.00414 | 20.4 | 20.9 | 0.0029 | 0 | [6 empty] | DEER:HVAC_Split-Package_AC | Annual
Any | NE-HVAC-airAC-SpltPkg-65to134kBtuh-12p5eer-woutPreEcono | EPr | New | CZ01 | cDXGF | SWHC013-02 | DEER2020 | D20v1 | 2020-11-09 | Cap-Tons | 1 |  | None | 6.9 | 0.00643 | 0 | 6.9 | 0.00643 | 0 | [6 empty] | DEER:HVAC_Split-Package_AC | Annual
Any | NE-HVAC-airAC-SpltPkg-65to134kBtuh-12p5eer-woutPreEcono | EPr | New | CZ02 | cDXGF | SWHC013-02 | DEER2020 | D20v1 | 2020-11-09 | Cap-Tons | 1 |  | None | 36.4 | 0.00093 | 0 | 36.4 | 0.00093 | 0 | [6 empty] | DEER:HVAC_Split-Package_AC | Annual
Any | NE-HVAC-airAC-SpltPkg-65to134kBtuh-12p5eer-woutPreEcono | EPr | New | CZ03 | cDXGF | SWHC013-02 | DEER2020 | D20v1 | 2020-11-09 | Cap-Tons | 1 |  | None | 16.6 | 0.00021 | 0 | 16.6 | 0.00021 | 0 | [6 empty] | DEER:HVAC_Split-Package_AC | Annual
Any | NE-HVAC-airAC-SpltPkg-65to134kBtuh-12p5eer-woutPreEcono | EPr | New | CZ04 | cDXGF | SWHC013-02 | DEER2020 | D20v1 | 2020-11-09 | Cap-Tons | 1 |  | None | 38.9 | 0.0425 | 0 | 38.9 | 0.0425 | 0 | [6 empty] | DEER:HVAC_Split-Package_AC | Annual
Any | NE-HVAC-airAC-SpltPkg-65to134kBtuh-12p5eer-woutPreEcono | EPr | New | CZ05 | cDXGF | SWHC013-02 | DEER2020 | D20v1 | 2020-11-09 | Cap-Tons | 1 |  | None | 19.1 | 0.0143 | 0 | 19.1 | 0.0143 | 0 | [6 empty] | DEER:HVAC_Split-Package_AC | Annual
Any | NE-HVAC-airAC-SpltPkg-65to134kBtuh-12p5eer-woutPreEcono | EPr | New | CZ06 | cDXGF | SWHC013-02 | DEER2020 | D20v1 | 2020-11-09 | Cap-Tons | 1 |  | None | 35 | 0.0331 | 0 | 35 | 0.0331 | 0 | [6 empty] | DEER:HVAC_Split-Package_AC | Annual
Any | NE-HVAC-airAC-SpltPkg-65to134kBtuh-12p5eer-woutPreEcono | EPr | New | CZ07 | cDXGF | SWHC013-02 | DEER2020 | D20v1 | 2020-11-09 | Cap-Tons | 1 |  | None | 28.9 | 0.0248 | 0 | 28.9 | 0.0248 | 0 | [6 empty] | DEER:HVAC_Split-Package_AC | Annual
Any | NE-HVAC-airAC-SpltPkg-65to134kBtuh-12p5eer-woutPreEcono | EPr | New | CZ08 | cDXGF | SWHC013-02 | DEER2020 | D20v1 | 2020-11-09 | Cap-Tons | 1 |  | None | 44.5 | 0.0329 | 0 | 44.5 | 0.0329 | 0 | [6 empty] | DEER:HVAC_Split-Package_AC | Annual
Any | NE-HVAC-airAC-SpltPkg-65to134kBtuh-12p5eer-woutPreEcono | EPr | New | CZ09 | cDXGF | SWHC013-02 | DEER2020 | D20v1 | 2020-11-09 | Cap-Tons | 1 |  | None | 38.5 | 0.0434 | 0 | 38.5 | 0.0434 | 0 | [6 empty] | DEER:HVAC_Split-Package_AC | Annual
Any | NE-HVAC-airAC-SpltPkg-65to134kBtuh-12p5eer-woutPreEcono | EPr | New | CZ10 | cDXGF | SWHC013-02 | DEER2020 | D20v1 | 2020-11-09 | Cap-Tons | 1 |  | None | 47.6 | 0.0475 | 0 | 47.6 | 0.0475 | 0 | [6 empty] | DEER:HVAC_Split-Package_AC | Annual
Any | NE-HVAC-airAC-SpltPkg-65to134kBtuh-12p5eer-woutPreEcono | EPr | New | CZ11 | cDXGF | SWHC013-02 | DEER2020 | D20v1 | 2020-11-09 | Cap-Tons | 1 |  | None | 47.1 | 0.0151 | 0 | 47.1 | 0.0151 | 0 | [6 empty] | DEER:HVAC_Split-Package_AC | Annual
Any | NE-HVAC-airAC-SpltPkg-65to134kBtuh-12p5eer-woutPreEcono | EPr | New | CZ12 | cDXGF | SWHC013-02 | DEER2020 | D20v1 | 2020-11-09 | Cap-Tons | 1 |  | None | 43.4 | 0.00597 | 0 | 43.4 | 0.00597 | 0 | [6 empty] | DEER:HVAC_Split-Package_AC | Annual
Any | NE-HVAC-airAC-SpltPkg-65to134kBtuh-12p5eer-woutPreEcono | EPr | New | CZ13 | cDXGF | SWHC013-02 | DEER2020 | D20v1 | 2020-11-09 | Cap-Tons | 1 |  | None | 51.5 | 0.0112 | 0 | 51.5 | 0.0112 | 0 | [6 empty] | DEER:HVAC_Split-Package_AC | Annual
Any | NE-HVAC-airAC-SpltPkg-65to134kBtuh-12p5eer-woutPreEcono | EPr | New | CZ14 | cDXGF | SWHC013-02 | DEER2020 | D20v1 | 2020-11-09 | Cap-Tons | 1 |  | None | 48.2 | 0.0417 | 0 | 48.2 | 0.0417 | 0 | [6 empty] | DEER:HVAC_Split-Package_AC | Annual
Any | NE-HVAC-airAC-SpltPkg-65to134kBtuh-12p5eer-woutPreEcono | EPr | New | CZ15 | cDXGF | SWHC013-02 | DEER2020 | D20v1 | 2020-11-09 | Cap-Tons | 1 |  | None | 76.1 | 0.0416 | 0 | 76.1 | 0.0416 | 0 | [6 empty] | DEER:HVAC_Split-Package_AC | Annual
Any | NE-HVAC-airAC-SpltPkg-65to134kBtuh-12p5eer-woutPreEcono | EPr | New | CZ16 | cDXGF | SWHC013-02 | DEER2020 | D20v1 | 2020-11-09 | Cap-Tons | 1 |  | None | 19.6 | 0.00074 | 0 | 19.6 | 0.00074 | 0 | [6 empty] | DEER:HVAC_Split-Package_AC | Annual
Any | NE-HVAC-airAC-SpltPkg-65to134kBtuh-12p5eer-woutPreEcono | ERC | Ex | CZ01 | cDXGF | SWHC013-02 | DEER2020 | D20v1 | 2020-11-09 | Cap-Tons | 1 |  | None | 206 | 0.00243 | 17.4 | 8.32 | 0.00136 | 0 | [6 empty] | DEER:HVAC_Split-Package_AC | Annual
Any | NE-HVAC-airAC-SpltPkg-65to134kBtuh-12p5eer-woutPreEcono | ERC | Ex | CZ02 | cDXGF | SWHC013-02 | DEER2020 | D20v1 | 2020-11-09 | Cap-Tons | 1 |  | None | 237 | 0.0203 | 11.1 | 34.5 | 0.0145 | 0 | [6 empty] | DEER:HVAC_Split-Package_AC | Annual
Any | NE-HVAC-airAC-SpltPkg-65to134kBtuh-12p5eer-woutPreEcono | ERC | Ex | CZ03 | cDXGF | SWHC013-02 | DEER2020 | D20v1 | 2020-11-09 | Cap-Tons | 1 |  | None | 200 | 0.00168 | 7.86 | 19.1 | 0.00089 | 0 | [6 empty] | DEER:HVAC_Split-Package_AC | Annual
Any | NE-HVAC-airAC-SpltPkg-65to134kBtuh-12p5eer-woutPreEcono | ERC | Ex | CZ04 | cDXGF | SWHC013-02 | DEER2020 | D20v1 | 2020-11-09 | Cap-Tons | 1 |  | None | 233 | 0.0319 | 6.79 | 37.3 | 0.0184 | 0 | [6 empty] | DEER:HVAC_Split-Package_AC | Annual
Any | NE-HVAC-airAC-SpltPkg-65to134kBtuh-12p5eer-woutPreEcono | ERC | Ex | CZ05 | cDXGF | SWHC013-02 | DEER2020 | D20v1 | 2020-11-09 | Cap-Tons | 1 |  | None | 213 | 0.00832 | 7.59 | 26 | 0.00428 | 0 | [6 empty] | DEER:HVAC_Split-Package_AC | Annual
Any | NE-HVAC-airAC-SpltPkg-65to134kBtuh-12p5eer-woutPreEcono | ERC | Ex | CZ06 | cDXGF | SWHC013-02 | DEER2020 | D20v1 | 2020-11-09 | Cap-Tons | 1 |  | None | 221 | 0.0207 | 2.88 | 40.4 | 0.0127 | 0 | [6 empty] | DEER:HVAC_Split-Package_AC | Annual
Any | NE-HVAC-airAC-SpltPkg-65to134kBtuh-12p5eer-woutPreEcono | ERC | Ex | CZ07 | cDXGF | SWHC013-02 | DEER2020 | D20v1 | 2020-11-09 | Cap-Tons | 1 |  | None | 207 | 0.0153 | 2.58 | 34.7 | 0.00828 | 0 | [6 empty] | DEER:HVAC_Split-Package_AC | Annual
Any | NE-HVAC-airAC-SpltPkg-65to134kBtuh-12p5eer-woutPreEcono | ERC | Ex | CZ08 | cDXGF | SWHC013-02 | DEER2020 | D20v1 | 2020-11-09 | Cap-Tons | 1 |  | None | 233 | 0.0226 | 3.03 | 48.2 | 0.0141 | 0 | [6 empty] | DEER:HVAC_Split-Package_AC | Annual
Any | NE-HVAC-airAC-SpltPkg-65to134kBtuh-12p5eer-woutPreEcono | ERC | Ex | CZ09 | cDXGF | SWHC013-02 | DEER2020 | D20v1 | 2020-11-09 | Cap-Tons | 1 |  | None | 252 | 0.0304 | 2.86 | 40 | 0.0201 | 0 | [6 empty] | DEER:HVAC_Split-Package_AC | Annual
Any | NE-HVAC-airAC-SpltPkg-65to134kBtuh-12p5eer-woutPreEcono | ERC | Ex | CZ10 | cDXGF | SWHC013-02 | DEER2020 | D20v1 | 2020-11-09 | Cap-Tons | 1 |  | None | 264 | 0.0345 | 3.5 | 49.2 | 0.0225 | 0 | [6 empty] | DEER:HVAC_Split-Package_AC | Annual
Any | NE-HVAC-airAC-SpltPkg-65to134kBtuh-12p5eer-woutPreEcono | ERC | Ex | CZ11 | cDXGF | SWHC013-02 | DEER2020 | D20v1 | 2020-11-09 | Cap-Tons | 1 |  | None | 273 | 0.0286 | 6.62 | 51.1 | 0.0321 | 0 | [6 empty] | DEER:HVAC_Split-Package_AC | Annual
Any | NE-HVAC-airAC-SpltPkg-65to134kBtuh-12p5eer-woutPreEcono | ERC | Ex | CZ12 | cDXGF | SWHC013-02 | DEER2020 | D20v1 | 2020-11-09 | Cap-Tons | 1 |  | None | 254 | 0.0286 | 7.98 | 42.5 | 0.0246 | 0 | [6 empty] | DEER:HVAC_Split-Package_AC | Annual
Any | NE-HVAC-airAC-SpltPkg-65to134kBtuh-12p5eer-woutPreEcono | ERC | Ex | CZ13 | cDXGF | SWHC013-02 | DEER2020 | D20v1 | 2020-11-09 | Cap-Tons | 1 |  | None | 279 | 0.0237 | 5.87 | 55.5 | 0.0249 | 0 | [6 empty] | DEER:HVAC_Split-Package_AC | Annual
Any | NE-HVAC-airAC-SpltPkg-65to134kBtuh-12p5eer-woutPreEcono | ERC | Ex | CZ14 | cDXGF | SWHC013-02 | DEER2020 | D20v1 | 2020-11-09 | Cap-Tons | 1 |  | None | 291 | 0.0329 | 5.83 | 51.9 | 0.0227 | 0 | [6 empty] | DEER:HVAC_Split-Package_AC | Annual
Any | NE-HVAC-airAC-SpltPkg-65to134kBtuh-12p5eer-woutPreEcono | ERC | Ex | CZ15 | cDXGF | SWHC013-02 | DEER2020 | D20v1 | 2020-11-09 | Cap-Tons | 1 |  | None | 329 | 0.0337 | 0.839 | 89.5 | 0.0261 | 0 | [6 empty] | DEER:HVAC_Split-Package_AC | Annual
Any | NE-HVAC-airAC-SpltPkg-65to134kBtuh-12p5eer-woutPreEcono | ERC | Ex | CZ16 | cDXGF | SWHC013-02 | DEER2020 | D20v1 | 2020-11-09 | Cap-Tons | 1 |  | None | 262 | 0.00778 | 18.2 | 20.6 | 0.0057 | 0 | [6 empty] | DEER:HVAC_Split-Package_AC | Annual
Any | NE-HVAC-airAC-SpltPkg-65to134kBtuh-12p5eer-woutPreEcono | ERC | New | CZ01 | cDXGF | SWHC013-02 | DEER2020 | D20v1 | 2020-11-09 | Cap-Tons | 1 |  | None | 7.62 | 0.00069 | 0 | 7.62 | 0.00069 | 0 | [6 empty] | DEER:HVAC_Split-Package_AC | Annual
Any | NE-HVAC-airAC-SpltPkg-65to134kBtuh-12p5eer-woutPreEcono | ERC | New | CZ02 | cDXGF | SWHC013-02 | DEER2020 | D20v1 | 2020-11-09 | Cap-Tons | 1 |  | None | 31.5 | 0.00831 | 0 | 31.5 | 0.00831 | 0 | [6 empty] | DEER:HVAC_Split-Package_AC | Annual
Any | NE-HVAC-airAC-SpltPkg-65to134kBtuh-12p5eer-woutPreEcono | ERC | New | CZ03 | cDXGF | SWHC013-02 | DEER2020 | D20v1 | 2020-11-09 | Cap-Tons | 1 |  | None | 16.9 | 0 | 0 | 16.9 | 0 | 0 | [6 empty] | DEER:HVAC_Split-Package_AC | Annual
Any | NE-HVAC-airAC-SpltPkg-65to134kBtuh-12p5eer-woutPreEcono | ERC | New | CZ04 | cDXGF | SWHC013-02 | DEER2020 | D20v1 | 2020-11-09 | Cap-Tons | 1 |  | None | 33.4 | 0.0141 | 0 | 33.4 | 0.0141 | 0 | [6 empty] | DEER:HVAC_Split-Package_AC | Annual
Any | NE-HVAC-airAC-SpltPkg-65to134kBtuh-12p5eer-woutPreEcono | ERC | New | CZ05 | cDXGF | SWHC013-02 | DEER2020 | D20v1 | 2020-11-09 | Cap-Tons | 1 |  | None | 23.3 | 0.00231 | 0 | 23.3 | 0.00231 | 0 | [6 empty] | DEER:HVAC_Split-Package_AC | Annual
Any | NE-HVAC-airAC-SpltPkg-65to134kBtuh-12p5eer-woutPreEcono | ERC | New | CZ06 | cDXGF | SWHC013-02 | DEER2020 | D20v1 | 2020-11-09 | Cap-Tons | 1 |  | None | 36.7 | 0.00983 | 0 | 36.7 | 0.00983 | 0 | [6 empty] | DEER:HVAC_Split-Package_AC | Annual
Any | NE-HVAC-airAC-SpltPkg-65to134kBtuh-12p5eer-woutPreEcono | ERC | New | CZ07 | cDXGF | SWHC013-02 | DEER2020 | D20v1 | 2020-11-09 | Cap-Tons | 1 |  | None | 30.9 | 0.00539 | 0 | 30.9 | 0.00539 | 0 | [6 empty] | DEER:HVAC_Split-Package_AC | Annual
Any | NE-HVAC-airAC-SpltPkg-65to134kBtuh-12p5eer-woutPreEcono | ERC | New | CZ08 | cDXGF | SWHC013-02 | DEER2020 | D20v1 | 2020-11-09 | Cap-Tons | 1 |  | None | 42.4 | 0.0114 | 0 | 42.4 | 0.0114 | 0 | [6 empty] | DEER:HVAC_Split-Package_AC | Annual
Any | NE-HVAC-airAC-SpltPkg-65to134kBtuh-12p5eer-woutPreEcono | ERC | New | CZ09 | cDXGF | SWHC013-02 | DEER2020 | D20v1 | 2020-11-09 | Cap-Tons | 1 |  | None | 34.6 | 0.0158 | 0 | 34.6 | 0.0158 | 0 | [6 empty] | DEER:HVAC_Split-Package_AC | Annual
Any | NE-HVAC-airAC-SpltPkg-65to134kBtuh-12p5eer-woutPreEcono | ERC | New | CZ10 | cDXGF | SWHC013-02 | DEER2020 | D20v1 | 2020-11-09 | Cap-Tons | 1 |  | None | 44.4 | 0.0194 | 0 | 44.4 | 0.0194 | 0 | [6 empty] | DEER:HVAC_Split-Package_AC | Annual
Any | NE-HVAC-airAC-SpltPkg-65to134kBtuh-12p5eer-woutPreEcono | ERC | New | CZ11 | cDXGF | SWHC013-02 | DEER2020 | D20v1 | 2020-11-09 | Cap-Tons | 1 |  | None | 45.6 | 0.0269 | 0 | 45.6 | 0.0269 | 0 | [6 empty] | DEER:HVAC_Split-Package_AC | Annual
Any | NE-HVAC-airAC-SpltPkg-65to134kBtuh-12p5eer-woutPreEcono | ERC | New | CZ12 | cDXGF | SWHC013-02 | DEER2020 | D20v1 | 2020-11-09 | Cap-Tons | 1 |  | None | 38.1 | 0.0202 | 0 | 38.1 | 0.0202 | 0 | [6 empty] | DEER:HVAC_Split-Package_AC | Annual
Any | NE-HVAC-airAC-SpltPkg-65to134kBtuh-12p5eer-woutPreEcono | ERC | New | CZ13 | cDXGF | SWHC013-02 | DEER2020 | D20v1 | 2020-11-09 | Cap-Tons | 1 |  | None | 50.3 | 0.0212 | 0 | 50.3 | 0.0212 | 0 | [6 empty] | DEER:HVAC_Split-Package_AC | Annual
Any | NE-HVAC-airAC-SpltPkg-65to134kBtuh-12p5eer-woutPreEcono | ERC | New | CZ14 | cDXGF | SWHC013-02 | DEER2020 | D20v1 | 2020-11-09 | Cap-Tons | 1 |  | None | 46.8 | 0.0194 | 0 | 46.8 | 0.0194 | 0 | [6 empty] | DEER:HVAC_Split-Package_AC | Annual
Any | NE-HVAC-airAC-SpltPkg-65to134kBtuh-12p5eer-woutPreEcono | ERC | New | CZ15 | cDXGF | SWHC013-02 | DEER2020 | D20v1 | 2020-11-09 | Cap-Tons | 1 |  | None | 80.8 | 0.022 | 0 | 80.8 | 0.022 | 0 | [6 empty] | DEER:HVAC_Split-Package_AC | Annual
Any | NE-HVAC-airAC-SpltPkg-65to134kBtuh-12p5eer-woutPreEcono | ERC | New | CZ16 | cDXGF | SWHC013-02 | DEER2020 | D20v1 | 2020-11-09 | Cap-Tons | 1 |  | None | 19.3 | 0.00287 | 0 | 19.3 | 0.00287 | 0 | [6 empty] | DEER:HVAC_Split-Package_AC | Annual
Any | NE-HVAC-airAC-SpltPkg-65to134kBtuh-12p5eer-woutPreEcono | ESe | Ex | CZ01 | cDXGF | SWHC013-02 | DEER2020 | D20v1 | 2020-11-09 | Cap-Tons | 1 |  | None | 292 | 0.0649 | 16.3 | 7.65 | 0.00774 | 0 | [6 empty] | DEER:HVAC_Split-Package_AC | Annual
Any | NE-HVAC-airAC-SpltPkg-65to134kBtuh-12p5eer-woutPreEcono | ESe | Ex | CZ02 | cDXGF | SWHC013-02 | DEER2020 | D20v1 | 2020-11-09 | Cap-Tons | 1 |  | None | 348 | 0.0182 | 12.9 | 39 | 0.0145 | 0 | [6 empty] | DEER:HVAC_Split-Package_AC | Annual
Any | NE-HVAC-airAC-SpltPkg-65to134kBtuh-12p5eer-woutPreEcono | ESe | Ex | CZ03 | cDXGF | SWHC013-02 | DEER2020 | D20v1 | 2020-11-09 | Cap-Tons | 1 |  | None | 316 | 0.00609 | 6.79 | 19.3 | 0.00409 | 0 | [6 empty] | DEER:HVAC_Split-Package_AC | Annual
Any | NE-HVAC-airAC-SpltPkg-65to134kBtuh-12p5eer-woutPreEcono | ESe | Ex | CZ04 | cDXGF | SWHC013-02 | DEER2020 | D20v1 | 2020-11-09 | Cap-Tons | 1 |  | None | 363 | 0.13 | 7.8 | 45 | 0.0438 | 0 | [6 empty] | DEER:HVAC_Split-Package_AC | Annual
Any | NE-HVAC-airAC-SpltPkg-65to134kBtuh-12p5eer-woutPreEcono | ESe | Ex | CZ05 | cDXGF | SWHC013-02 | DEER2020 | D20v1 | 2020-11-09 | Cap-Tons | 1 |  | None | 329 | 0.0772 | 6.48 | 22.4 | 0.0174 | 0 | [6 empty] | DEER:HVAC_Split-Package_AC | Annual
Any | NE-HVAC-airAC-SpltPkg-65to134kBtuh-12p5eer-woutPreEcono | ESe | Ex | CZ06 | cDXGF | SWHC013-02 | DEER2020 | D20v1 | 2020-11-09 | Cap-Tons | 1 |  | None | 349 | 0.109 | 3.11 | 41.4 | 0.0328 | 0 | [6 empty] | DEER:HVAC_Split-Package_AC | Annual
Any | NE-HVAC-airAC-SpltPkg-65to134kBtuh-12p5eer-woutPreEcono | ESe | Ex | CZ07 | cDXGF | SWHC013-02 | DEER2020 | D20v1 | 2020-11-09 | Cap-Tons | 1 |  | None | 359 | 0.0962 | 2.31 | 36.2 | 0.0267 | 0 | [6 empty] | DEER:HVAC_Split-Package_AC | Annual
Any | NE-HVAC-airAC-SpltPkg-65to134kBtuh-12p5eer-woutPreEcono | ESe | Ex | CZ08 | cDXGF | SWHC013-02 | DEER2020 | D20v1 | 2020-11-09 | Cap-Tons | 1 |  | None | 372 | 0.119 | 3 | 56.8 | 0.0355 | 0 | [6 empty] | DEER:HVAC_Split-Package_AC | Annual
Any | NE-HVAC-airAC-SpltPkg-65to134kBtuh-12p5eer-woutPreEcono | ESe | Ex | CZ09 | cDXGF | SWHC013-02 | DEER2020 | D20v1 | 2020-11-09 | Cap-Tons | 1 |  | None | 382 | 0.141 | 2.99 | 50.3 | 0.046 | 0 | [6 empty] | DEER:HVAC_Split-Package_AC | Annual
Any | NE-HVAC-airAC-SpltPkg-65to134kBtuh-12p5eer-woutPreEcono | ESe | Ex | CZ10 | cDXGF | SWHC013-02 | DEER2020 | D20v1 | 2020-11-09 | Cap-Tons | 1 |  | None | 388 | 0.152 | 4.24 | 56 | 0.0489 | 0 | [6 empty] | DEER:HVAC_Split-Package_AC | Annual
Any | NE-HVAC-airAC-SpltPkg-65to134kBtuh-12p5eer-woutPreEcono | ESe | Ex | CZ11 | cDXGF | SWHC013-02 | DEER2020 | D20v1 | 2020-11-09 | Cap-Tons | 1 |  | None | 385 | 0.027 | 8.09 | 58.7 | 0.0253 | 0 | [6 empty] | DEER:HVAC_Split-Package_AC | Annual
Any | NE-HVAC-airAC-SpltPkg-65to134kBtuh-12p5eer-woutPreEcono | ESe | Ex | CZ12 | cDXGF | SWHC013-02 | DEER2020 | D20v1 | 2020-11-09 | Cap-Tons | 1 |  | None | 373 | 0.0255 | 9.58 | 49.9 | 0.0212 | 0 | [6 empty] | DEER:HVAC_Split-Package_AC | Annual
Any | NE-HVAC-airAC-SpltPkg-65to134kBtuh-12p5eer-woutPreEcono | ESe | Ex | CZ13 | cDXGF | SWHC013-02 | DEER2020 | D20v1 | 2020-11-09 | Cap-Tons | 1 |  | None | 392 | 0.0236 | 7.11 | 64 | 0.0207 | 0 | [6 empty] | DEER:HVAC_Split-Package_AC | Annual
Any | NE-HVAC-airAC-SpltPkg-65to134kBtuh-12p5eer-woutPreEcono | ESe | Ex | CZ14 | cDXGF | SWHC013-02 | DEER2020 | D20v1 | 2020-11-09 | Cap-Tons | 1 |  | None | 396 | 0.151 | 7.52 | 57.9 | 0.0421 | 0 | [6 empty] | DEER:HVAC_Split-Package_AC | Annual
Any | NE-HVAC-airAC-SpltPkg-65to134kBtuh-12p5eer-woutPreEcono | ESe | Ex | CZ15 | cDXGF | SWHC013-02 | DEER2020 | D20v1 | 2020-11-09 | Cap-Tons | 1 |  | None | 448 | 0.16 | 0.943 | 95.6 | 0.0437 | 0 | [6 empty] | DEER:HVAC_Split-Package_AC | Annual
Any | NE-HVAC-airAC-SpltPkg-65to134kBtuh-12p5eer-woutPreEcono | ESe | Ex | CZ16 | cDXGF | SWHC013-02 | DEER2020 | D20v1 | 2020-11-09 | Cap-Tons | 1 |  | None | 358 | 0.0108 | 19.5 | 23.5 | 0.00892 | 0 | [6 empty] | DEER:HVAC_Split-Package_AC | Annual
Any | NE-HVAC-airAC-SpltPkg-65to134kBtuh-12p5eer-woutPreEcono | ESe | New | CZ01 | cDXGF | SWHC013-02 | DEER2020 | D20v1 | 2020-11-09 | Cap-Tons | 1 |  | None | 7.29 | 0.00719 | 0 | 7.29 | 0.00719 | 0 | [6 empty] | DEER:HVAC_Split-Package_AC | Annual
Any | NE-HVAC-airAC-SpltPkg-65to134kBtuh-12p5eer-woutPreEcono | ESe | New | CZ02 | cDXGF | SWHC013-02 | DEER2020 | D20v1 | 2020-11-09 | Cap-Tons | 1 |  | None | 36.1 | 0.0099 | 0 | 36.1 | 0.0099 | 0 | [6 empty] | DEER:HVAC_Split-Package_AC | Annual
Any | NE-HVAC-airAC-SpltPkg-65to134kBtuh-12p5eer-woutPreEcono | ESe | New | CZ03 | cDXGF | SWHC013-02 | DEER2020 | D20v1 | 2020-11-09 | Cap-Tons | 1 |  | None | 17.2 | 0.00109 | 0 | 17.2 | 0.00109 | 0 | [6 empty] | DEER:HVAC_Split-Package_AC | Annual
Any | NE-HVAC-airAC-SpltPkg-65to134kBtuh-12p5eer-woutPreEcono | ESe | New | CZ04 | cDXGF | SWHC013-02 | DEER2020 | D20v1 | 2020-11-09 | Cap-Tons | 1 |  | None | 38.9 | 0.0415 | 0 | 38.9 | 0.0415 | 0 | [6 empty] | DEER:HVAC_Split-Package_AC | Annual
Any | NE-HVAC-airAC-SpltPkg-65to134kBtuh-12p5eer-woutPreEcono | MBT | Ex | CZ16 | cDXGF | SWHC013-02 | DEER2020 | D20v1 | 2020-11-09 | Cap-Tons | 1 |  | None | 475 | 0.134 | 13.8 | 42.4 | 0.0352 | 0 | [6 empty] | DEER:HVAC_Split-Package_AC | Annual
Any | NE-HVAC-airAC-SpltPkg-65to134kBtuh-12p5eer-woutPreEcono | MBT | New | CZ01 | cDXGF | SWHC013-02 | DEER2020 | D20v1 | 2020-11-09 | Cap-Tons | 1 |  | None | 17 | 0.0106 | 0 | 17 | 0.0106 | 0 | [6 empty] | DEER:HVAC_Split-Package_AC | Annual
Any | NE-HVAC-airAC-SpltPkg-65to134kBtuh-12p5eer-woutPreEcono | MBT | New | CZ02 | cDXGF | SWHC013-02 | DEER2020 | D20v1 | 2020-11-09 | Cap-Tons | 1 |  | None | 62.2 | 0.0579 | 0 | 62.2 | 0.0579 | 0 | [6 empty] | DEER:HVAC_Split-Package_AC | Annual
Any | NE-HVAC-airAC-SpltPkg-65to134kBtuh-12p5eer-woutPreEcono | MBT | New | CZ03 | cDXGF | SWHC013-02 | DEER2020 | D20v1 | 2020-11-09 | Cap-Tons | 1 |  | None | 36.5 | 0.0298 | 0 | 36.5 | 0.0298 | 0 | [6 empty] | DEER:HVAC_Split-Package_AC | Annual
Any | NE-HVAC-airAC-SpltPkg-65to134kBtuh-12p5eer-woutPreEcono | MBT | New | CZ04 | cDXGF | SWHC013-02 | DEER2020 | D20v1 | 2020-11-09 | Cap-Tons | 1 |  | None | 69.2 | 0.0506 | 0 | 69.2 | 0.0506 | 0 | [6 empty] | DEER:HVAC_Split-Package_AC | Annual
Any | NE-HVAC-airAC-SpltPkg-65to134kBtuh-12p5eer-woutPreEcono | MBT | New | CZ05 | cDXGF | SWHC013-02 | DEER2020 | D20v1 | 2020-11-09 | Cap-Tons | 1 |  | None | 39.7 | 0.0206 | 0 | 39.7 | 0.0206 | 0 | [6 empty] | DEER:HVAC_Split-Package_AC | Annual
Any | NE-HVAC-airAC-SpltPkg-65to134kBtuh-12p5eer-woutPreEcono | MBT | New | CZ06 | cDXGF | SWHC013-02 | DEER2020 | D20v1 | 2020-11-09 | Cap-Tons | 1 |  | None | 70.7 | 0.0405 | 0 | 70.7 | 0.0405 | 0 | [6 empty] | DEER:HVAC_Split-Package_AC | Annual
Any | NE-HVAC-airAC-SpltPkg-65to134kBtuh-12p5eer-woutPreEcono | MBT | New | CZ07 | cDXGF | SWHC013-02 | DEER2020 | D20v1 | 2020-11-09 | Cap-Tons | 1 |  | None | 61.9 | 0.0319 | 0 | 61.9 | 0.0319 | 0 | [6 empty] | DEER:HVAC_Split-Package_AC | Annual
Any | NE-HVAC-airAC-SpltPkg-65to134kBtuh-12p5eer-woutPreEcono | MBT | New | CZ08 | cDXGF | SWHC013-02 | DEER2020 | D20v1 | 2020-11-09 | Cap-Tons | 1 |  | None | 82.7 | 0.0414 | 0 | 82.7 | 0.0414 | 0 | [6 empty] | DEER:HVAC_Split-Package_AC | Annual
Any | NE-HVAC-airAC-SpltPkg-65to134kBtuh-12p5eer-woutPreEcono | MBT | New | CZ09 | cDXGF | SWHC013-02 | DEER2020 | D20v1 | 2020-11-09 | Cap-Tons | 1 |  | None | 72 | 0.0523 | 0 | 72 | 0.0523 | 0 | [6 empty] | DEER:HVAC_Split-Package_AC | Annual
Any | NE-HVAC-airAC-SpltPkg-65to134kBtuh-12p5eer-woutPreEcono | MBT | New | CZ10 | cDXGF | SWHC013-02 | DEER2020 | D20v1 | 2020-11-09 | Cap-Tons | 1 |  | None | 84 | 0.0564 | 0 | 84 | 0.0564 | 0 | [6 empty] | DEER:HVAC_Split-Package_AC | Annual
Any | NE-HVAC-airAC-SpltPkg-65to134kBtuh-12p5eer-woutPreEcono | MBT | New | CZ11 | cDXGF | SWHC013-02 | DEER2020 | D20v1 | 2020-11-09 | Cap-Tons | 1 |  | None | 75.3 | 0.0618 | 0 | 75.3 | 0.0618 | 0 | [6 empty] | DEER:HVAC_Split-Package_AC | Annual
Any | NE-HVAC-airAC-SpltPkg-65to134kBtuh-12p5eer-woutPreEcono | MBT | New | CZ12 | cDXGF | SWHC013-02 | DEER2020 | D20v1 | 2020-11-09 | Cap-Tons | 1 |  | None | 67.9 | 0.0594 | 0 | 67.9 | 0.0594 | 0 | [6 empty] | DEER:HVAC_Split-Package_AC | Annual
Any | NE-HVAC-airAC-SpltPkg-65to134kBtuh-12p5eer-woutPreEcono | MBT | New | CZ13 | cDXGF | SWHC013-02 | DEER2020 | D20v1 | 2020-11-09 | Cap-Tons | 1 |  | None | 78.8 | 0.0548 | 0 | 78.8 | 0.0548 | 0 | [6 empty] | DEER:HVAC_Split-Package_AC | Annual
Any | NE-HVAC-airAC-SpltPkg-65to134kBtuh-12p5eer-woutPreEcono | MBT | New | CZ14 | cDXGF | SWHC013-02 | DEER2020 | D20v1 | 2020-11-09 | Cap-Tons | 1 |  | None | 78.4 | 0.05 | 0 | 78.4 | 0.05 | 0 | [6 empty] | DEER:HVAC_Split-Package_AC | Annual
Any | NE-HVAC-airAC-SpltPkg-65to134kBtuh-12p5eer-woutPreEcono | MBT | New | CZ15 | cDXGF | SWHC013-02 | DEER2020 | D20v1 | 2020-11-09 | Cap-Tons | 1 |  | None | 112 | 0.0521 | 0 | 112 | 0.0521 | 0 | [6 empty] | DEER:HVAC_Split-Package_AC | Annual
Any | NE-HVAC-airAC-SpltPkg-65to134kBtuh-12p5eer-woutPreEcono | MBT | New | CZ16 | cDXGF | SWHC013-02 | DEER2020 | D20v1 | 2020-11-09 | Cap-Tons | 1 |  | None | 42 | 0.0342 | 0 | 42 | 0.0342 | 0 | [6 empty] | DEER:HVAC_Split-Package_AC | Annual
Any | NE-HVAC-airAC-SpltPkg-65to134kBtuh-12p5eer-woutPreEcono | MLI | Ex | CZ01 | cDXGF | SWHC013-02 | DEER2020 | D20v1 | 2020-11-09 | Cap-Tons | 1 |  | None | 350 | 0.0582 | 9.35 | 6.25 | 0.00503 | 0 | [6 empty] | DEER:HVAC_Split-Package_AC | Annual
Any | NE-HVAC-airAC-SpltPkg-65to134kBtuh-12p5eer-woutPreEcono | MLI | Ex | CZ02 | cDXGF | SWHC013-02 | DEER2020 | D20v1 | 2020-11-09 | Cap-Tons | 1 |  | None | 414 | 0.129 | 6.07 | 36.3 | 0.0444 | 0 | [6 empty] | DEER:HVAC_Split-Package_AC | Annual
Any | NE-HVAC-airAC-SpltPkg-65to134kBtuh-12p5eer-woutPreEcono | MLI | Ex | CZ03 | cDXGF | SWHC013-02 | DEER2020 | D20v1 | 2020-11-09 | Cap-Tons | 1 |  | None | 367 | 0.0911 | 3.7 | 14.1 | 0.0207 | 0 | [6 empty] | DEER:HVAC_Split-Package_AC | Annual
Any | NE-HVAC-airAC-SpltPkg-65to134kBtuh-12p5eer-woutPreEcono | MLI | Ex | CZ04 | cDXGF | SWHC013-02 | DEER2020 | D20v1 | 2020-11-09 | Cap-Tons | 1 |  | None | 403 | 0.121 | 3.82 | 37.3 | 0.0368 | 0 | [6 empty] | DEER:HVAC_Split-Package_AC | Annual
Any | NE-HVAC-airAC-SpltPkg-65to134kBtuh-12p5eer-woutPreEcono | MLI | Ex | CZ05 | cDXGF | SWHC013-02 | DEER2020 | D20v1 | 2020-11-09 | Cap-Tons | 1 |  | None | 364 | 0.0707 | 4.01 | 14.9 | 0.0113 | 0 | [6 empty] | DEER:HVAC_Split-Package_AC | Annual
Any | NE-HVAC-airAC-SpltPkg-65to134kBtuh-12p5eer-woutPreEcono | MLI | Ex | CZ06 | cDXGF | SWHC013-02 | DEER2020 | D20v1 | 2020-11-09 | Cap-Tons | 1 |  | None | 381 | 0.0999 | 1.02 | 37.5 | 0.0287 | 0 | [6 empty] | DEER:HVAC_Split-Package_AC | Annual
Any | NE-HVAC-airAC-SpltPkg-65to134kBtuh-12p5eer-woutPreEcono | MLI | Ex | CZ07 | cDXGF | SWHC013-02 | DEER2020 | D20v1 | 2020-11-09 | Cap-Tons | 1 |  | None | 371 | 0.0881 | 0.63 | 29.7 | 0.0222 | 0 | [6 empty] | DEER:HVAC_Split-Package_AC | Annual
Any | NE-HVAC-airAC-SpltPkg-65to134kBtuh-12p5eer-woutPreEcono | MLI | Ex | CZ08 | cDXGF | SWHC013-02 | DEER2020 | D20v1 | 2020-11-09 | Cap-Tons | 1 |  | None | 410 | 0.107 | 1.21 | 50.6 | 0.0315 | 0 | [6 empty] | DEER:HVAC_Split-Package_AC | Annual
Any | NE-HVAC-airAC-SpltPkg-65to134kBtuh-12p5eer-woutPreEcono | MLI | Ex | CZ09 | cDXGF | SWHC013-02 | DEER2020 | D20v1 | 2020-11-09 | Cap-Tons | 1 |  | None | 416 | 0.128 | 1.01 | 47.4 | 0.0405 | 0 | [6 empty] | DEER:HVAC_Split-Package_AC | Annual
Any | NE-HVAC-airAC-SpltPkg-65to134kBtuh-12p5eer-woutPreEcono | MLI | Ex | CZ10 | cDXGF | SWHC013-02 | DEER2020 | D20v1 | 2020-11-09 | Cap-Tons | 1 |  | None | 439 | 0.134 | 1.45 | 56.8 | 0.0458 | 0 | [6 empty] | DEER:HVAC_Split-Package_AC | Annual
Any | NE-HVAC-airAC-SpltPkg-65to134kBtuh-12p5eer-woutPreEcono | MLI | Ex | CZ11 | cDXGF | SWHC013-02 | DEER2020 | D20v1 | 2020-11-09 | Cap-Tons | 1 |  | None | 452 | 0.137 | 2.88 | 57.8 | 0.0499 | 0 | [6 empty] | DEER:HVAC_Split-Package_AC | Annual
Any | NE-HVAC-airAC-SpltPkg-65to134kBtuh-12p5eer-woutPreEcono | MLI | Ex | CZ12 | cDXGF | SWHC013-02 | DEER2020 | D20v1 | 2020-11-09 | Cap-Tons | 1 |  | None | 431 | 0.135 | 3.52 | 46.1 | 0.0467 | 0 | [6 empty] | DEER:HVAC_Split-Package_AC | Annual
Any | NE-HVAC-airAC-SpltPkg-65to134kBtuh-12p5eer-woutPreEcono | MLI | Ex | CZ13 | cDXGF | SWHC013-02 | DEER2020 | D20v1 | 2020-11-09 | Cap-Tons | 1 |  | None | 462 | 0.135 | 2.57 | 62.5 | 0.0432 | 0 | [6 empty] | DEER:HVAC_Split-Package_AC | Annual
Any | NE-HVAC-airAC-SpltPkg-65to134kBtuh-12p5eer-woutPreEcono | MLI | Ex | CZ14 | cDXGF | SWHC013-02 | DEER2020 | D20v1 | 2020-11-09 | Cap-Tons | 1 |  | None | 458 | 0.13 | 3.27 | 61.1 | 0.04 | 0 | [6 empty] | DEER:HVAC_Split-Package_AC | Annual
Any | NE-HVAC-airAC-SpltPkg-65to134kBtuh-12p5eer-woutPreEcono | MLI | Ex | CZ15 | cDXGF | SWHC013-02 | DEER2020 | D20v1 | 2020-11-09 | Cap-Tons | 1 |  | None | 525 | 0.142 | 0.0395 | 105 | 0.0443 | 0 | [6 empty] | DEER:HVAC_Split-Package_AC | Annual
Any | NE-HVAC-airAC-SpltPkg-65to134kBtuh-12p5eer-woutPreEcono | MLI | Ex | CZ16 | cDXGF | SWHC013-02 | DEER2020 | D20v1 | 2020-11-09 | Cap-Tons | 1 |  | None | 418 | 0.0943 | 10.4 | 27 | 0.0251 | 0 | [6 empty] | DEER:HVAC_Split-Package_AC | Annual
Any | NE-HVAC-airAC-SpltPkg-65to134kBtuh-12p5eer-woutPreEcono | MLI | New | CZ01 | cDXGF | SWHC013-02 | DEER2020 | D20v1 | 2020-11-09 | Cap-Tons | 1 |  | None | 5.9 | 0.00415 | 0 | 5.9 | 0.00415 | 0 | [6 empty] | DEER:HVAC_Split-Package_AC | Annual
Any | NE-HVAC-airAC-SpltPkg-65to134kBtuh-12p5eer-woutPreEcono | MLI | New | CZ02 | cDXGF | SWHC013-02 | DEER2020 | D20v1 | 2020-11-09 | Cap-Tons | 1 |  | None | 33.7 | 0.0442 | 0 | 33.7 | 0.0442 | 0 | [6 empty] | DEER:HVAC_Split-Package_AC | Annual
Any | NE-HVAC-airAC-SpltPkg-65to134kBtuh-12p5eer-woutPreEcono | MLI | New | CZ03 | cDXGF | SWHC013-02 | DEER2020 | D20v1 | 2020-11-09 | Cap-Tons | 1 |  | None | 11.7 | 0.0186 | 0 | 11.7 | 0.0186 | 0 | [6 empty] | DEER:HVAC_Split-Package_AC | Annual
Any | NE-HVAC-airAC-SpltPkg-65to134kBtuh-12p5eer-woutPreEcono | MLI | New | CZ04 | cDXGF | SWHC013-02 | DEER2020 | D20v1 | 2020-11-09 | Cap-Tons | 1 |  | None | 34.5 | 0.0366 | 0 | 34.5 | 0.0366 | 0 | [6 empty] | DEER:HVAC_Split-Package_AC | Annual
Any | NE-HVAC-airAC-SpltPkg-65to134kBtuh-12p5eer-woutPreEcono | MLI | New | CZ05 | cDXGF | SWHC013-02 | DEER2020 | D20v1 | 2020-11-09 | Cap-Tons | 1 |  | None | 12.2 | 0.01 | 0 | 12.2 | 0.01 | 0 | [6 empty] | DEER:HVAC_Split-Package_AC | Annual
Any | NE-HVAC-airAC-SpltPkg-65to134kBtuh-12p5eer-woutPreEcono | MLI | New | CZ06 | cDXGF | SWHC013-02 | DEER2020 | D20v1 | 2020-11-09 | Cap-Tons | 1 |  | None | 33.8 | 0.0282 | 0 | 33.8 | 0.0282 | 0 | [6 empty] | DEER:HVAC_Split-Package_AC | Annual
Any | NE-HVAC-airAC-SpltPkg-65to134kBtuh-12p5eer-woutPreEcono | MLI | New | CZ07 | cDXGF | SWHC013-02 | DEER2020 | D20v1 | 2020-11-09 | Cap-Tons | 1 |  | None | 26.2 | 0.0215 | 0 | 26.2 | 0.0215 | 0 | [6 empty] | DEER:HVAC_Split-Package_AC | Annual
Any | NE-HVAC-airAC-SpltPkg-65to134kBtuh-12p5eer-woutPreEcono | MLI | New | CZ08 | cDXGF | SWHC013-02 | DEER2020 | D20v1 | 2020-11-09 | Cap-Tons | 1 |  | None | 47 | 0.0312 | 0 | 47 | 0.0312 | 0 | [6 empty] | DEER:HVAC_Split-Package_AC | Annual
Any | NE-HVAC-airAC-SpltPkg-65to134kBtuh-12p5eer-woutPreEcono | MLI | New | CZ09 | cDXGF | SWHC013-02 | DEER2020 | D20v1 | 2020-11-09 | Cap-Tons | 1 |  | None | 44 | 0.04 | 0 | 44 | 0.04 | 0 | [6 empty] | DEER:HVAC_Split-Package_AC | Annual
Any | NE-HVAC-airAC-SpltPkg-65to134kBtuh-12p5eer-woutPreEcono | MLI | New | CZ10 | cDXGF | SWHC013-02 | DEER2020 | D20v1 | 2020-11-09 | Cap-Tons | 1 |  | None | 53.6 | 0.0456 | 0 | 53.6 | 0.0456 | 0 | [6 empty] | DEER:HVAC_Split-Package_AC | Annual
Any | NE-HVAC-airAC-SpltPkg-65to134kBtuh-12p5eer-woutPreEcono | MLI | New | CZ11 | cDXGF | SWHC013-02 | DEER2020 | D20v1 | 2020-11-09 | Cap-Tons | 1 |  | None | 55.6 | 0.0478 | 0 | 55.6 | 0.0478 | 0 | [6 empty] | DEER:HVAC_Split-Package_AC | Annual
Any | NE-HVAC-airAC-SpltPkg-65to134kBtuh-12p5eer-woutPreEcono | MLI | New | CZ12 | cDXGF | SWHC013-02 | DEER2020 | D20v1 | 2020-11-09 | Cap-Tons | 1 |  | None | 43.8 | 0.0457 | 0 | 43.8 | 0.0457 | 0 | [6 empty] | DEER:HVAC_Split-Package_AC | Annual
Any | NE-HVAC-airAC-SpltPkg-65to134kBtuh-12p5eer-woutPreEcono | MLI | New | CZ13 | cDXGF | SWHC013-02 | DEER2020 | D20v1 | 2020-11-09 | Cap-Tons | 1 |  | None | 59.5 | 0.0423 | 0 | 59.5 | 0.0423 | 0 | [6 empty] | DEER:HVAC_Split-Package_AC | Annual
Any | NE-HVAC-airAC-SpltPkg-65to134kBtuh-12p5eer-woutPreEcono | MLI | New | CZ14 | cDXGF | SWHC013-02 | DEER2020 | D20v1 | 2020-11-09 | Cap-Tons | 1 |  | None | 58.5 | 0.0388 | 0 | 58.5 | 0.0388 | 0 | [6 empty] | DEER:HVAC_Split-Package_AC | Annual
Any | NE-HVAC-airAC-SpltPkg-65to134kBtuh-12p5eer-woutPreEcono | MLI | New | CZ15 | cDXGF | SWHC013-02 | DEER2020 | D20v1 | 2020-11-09 | Cap-Tons | 1 |  | None | 98.4 | 0.0419 | 0 | 98.4 | 0.0419 | 0 | [6 empty] | DEER:HVAC_Split-Package_AC | Annual
Any | NE-HVAC-airAC-SpltPkg-65to134kBtuh-12p5eer-woutPreEcono | MLI | New | CZ16 | cDXGF | SWHC013-02 | DEER2020 | D20v1 | 2020-11-09 | Cap-Tons | 1 |  | None | 26.5 | 0.0245 | 0 | 26.5 | 0.0245 | 0 | [6 empty] | DEER:HVAC_Split-Package_AC | Annual
Any | NE-HVAC-airAC-SpltPkg-65to134kBtuh-12p5eer-woutPreEcono | Mtl | Ex | CZ01 | cDXGF | SWHC013-02 | DEER2020 | D20v1 | 2020-11-09 | Cap-Tons | 1 |  | None | 955 | 0.133 | 33.1 | 9.59 | 0.0112 | 0 | [6 empty] | DEER:HVAC_Split-Package_AC | Annual
Any | NE-HVAC-airAC-SpltPkg-65to134kBtuh-12p5eer-woutPreEcono | Mtl | Ex | CZ02 | cDXGF | SWHC013-02 | DEER2020 | D20v1 | 2020-11-09 | Cap-Tons | 1 |  | None | 1020 | 0.203 | 31.9 | 82.7 | 0.0862 | 0 | [6 empty] | DEER:HVAC_Split-Package_AC | Annual
Any | NE-HVAC-airAC-SpltPkg-65to134kBtuh-12p5eer-woutPreEcono | Mtl | Ex | CZ03 | cDXGF | SWHC013-02 | DEER2020 | D20v1 | 2020-11-09 | Cap-Tons | 1 |  | None | 1010 | 0.157 | 16.6 | 28.6 | 0.0393 | 0 | [6 empty] | DEER:HVAC_Split-Package_AC | Annual
Any | NE-HVAC-airAC-SpltPkg-65to134kBtuh-12p5eer-woutPreEcono | Mtl | Ex | CZ04 | cDXGF | SWHC013-02 | DEER2020 | D20v1 | 2020-11-09 | Cap-Tons | 1 |  | None | 1030 | 0.197 | 23.3 | 92.3 | 0.0744 | 0 | [6 empty] | DEER:HVAC_Split-Package_AC | Annual
Any | NE-HVAC-airAC-SpltPkg-65to134kBtuh-12p5eer-woutPreEcono | Mtl | Ex | CZ05 | cDXGF | SWHC013-02 | DEER2020 | D20v1 | 2020-11-09 | Cap-Tons | 1 |  | None | 947 | 0.132 | 19.1 | 29.7 | 0.0229 | 0 | [6 empty] | DEER:HVAC_Split-Package_AC | Annual
Any | NE-HVAC-airAC-SpltPkg-65to134kBtuh-12p5eer-woutPreEcono | Mtl | Ex | CZ06 | cDXGF | SWHC013-02 | DEER2020 | D20v1 | 2020-11-09 | Cap-Tons | 1 |  | None | 1040 | 0.177 | 7.24 | 81.2 | 0.0487 | 0 | [6 empty] | DEER:HVAC_Split-Package_AC | Annual
Any | NE-HVAC-airAC-SpltPkg-65to134kBtuh-12p5eer-woutPreEcono | Mtl | Ex | CZ07 | cDXGF | SWHC013-02 | DEER2020 | D20v1 | 2020-11-09 | Cap-Tons | 1 |  | None | 1050 | 0.151 | 2.77 | 71.8 | 0.0402 | 0 | [6 empty] | DEER:HVAC_Split-Package_AC | Annual
Any | NE-HVAC-airAC-SpltPkg-65to134kBtuh-12p5eer-woutPreEcono | Mtl | Ex | CZ08 | cDXGF | SWHC013-02 | DEER2020 | D20v1 | 2020-11-09 | Cap-Tons | 1 |  | None | 1080 | 0.182 | 8.37 | 131 | 0.0641 | 0 | [6 empty] | DEER:HVAC_Split-Package_AC | Annual
Any | NE-HVAC-airAC-SpltPkg-65to134kBtuh-12p5eer-woutPreEcono | Mtl | Ex | CZ09 | cDXGF | SWHC013-02 | DEER2020 | D20v1 | 2020-11-09 | Cap-Tons | 1 |  | None | 1050 | 0.205 | 8.27 | 119 | 0.0792 | 0 | [6 empty] | DEER:HVAC_Split-Package_AC | Annual
Any | NE-HVAC-airAC-SpltPkg-65to134kBtuh-12p5eer-woutPreEcono | Mtl | Ex | CZ10 | cDXGF | SWHC013-02 | DEER2020 | D20v1 | 2020-11-09 | Cap-Tons | 1 |  | None | 1110 | 0.22 | 12.9 | 129 | 0.0833 | 0 | [6 empty] | DEER:HVAC_Split-Package_AC | Annual
Any | NE-HVAC-airAC-SpltPkg-65to134kBtuh-12p5eer-woutPreEcono | Mtl | Ex | CZ11 | cDXGF | SWHC013-02 | DEER2020 | D20v1 | 2020-11-09 | Cap-Tons | 1 |  | None | 1130 | 0.235 | 19.5 | 135 | 0.0949 | 0 | [6 empty] | DEER:HVAC_Split-Package_AC | Annual
Any | NE-HVAC-airAC-SpltPkg-65to134kBtuh-12p5eer-woutPreEcono | Mtl | Ex | CZ12 | cDXGF | SWHC013-02 | DEER2020 | D20v1 | 2020-11-09 | Cap-Tons | 1 |  | None | 1060 | 0.221 | 22 | 108 | 0.0931 | 0 | [6 empty] | DEER:HVAC_Split-Package_AC | Annual
Any | NE-HVAC-airAC-SpltPkg-65to134kBtuh-12p5eer-woutPreEcono | Mtl | Ex | CZ13 | cDXGF | SWHC013-02 | DEER2020 | D20v1 | 2020-11-09 | Cap-Tons | 1 |  | None | 1140 | 0.232 | 17.7 | 140 | 0.0843 | 0 | [6 empty] | DEER:HVAC_Split-Package_AC | Annual
Any | NE-HVAC-airAC-SpltPkg-65to134kBtuh-12p5eer-woutPreEcono | Mtl | Ex | CZ14 | cDXGF | SWHC013-02 | DEER2020 | D20v1 | 2020-11-09 | Cap-Tons | 1 |  | None | 1100 | 0.22 | 21.6 | 135 | 0.0768 | 0 | [6 empty] | DEER:HVAC_Split-Package_AC | Annual
Any | NE-HVAC-airAC-SpltPkg-65to134kBtuh-12p5eer-woutPreEcono | Mtl | Ex | CZ15 | cDXGF | SWHC013-02 | DEER2020 | D20v1 | 2020-11-09 | Cap-Tons | 1 |  | None | 1280 | 0.256 | 2.83 | 213 | 0.0789 | 0 | [6 empty] | DEER:HVAC_Split-Package_AC | Annual
Any | NE-HVAC-airAC-SpltPkg-65to134kBtuh-12p5eer-woutPreEcono | Mtl | Ex | CZ16 | cDXGF | SWHC013-02 | DEER2020 | D20v1 | 2020-11-09 | Cap-Tons | 1 |  | None | 924 | 0.154 | 35.2 | 48.4 | 0.0443 | 0 | [6 empty] | DEER:HVAC_Split-Package_AC | Annual
Any | NE-HVAC-airAC-SpltPkg-65to134kBtuh-12p5eer-woutPreEcono | Mtl | New | CZ01 | cDXGF | SWHC013-02 | DEER2020 | D20v1 | 2020-11-09 | Cap-Tons | 1 |  | None | 9.25 | 0.011 | 0 | 9.25 | 0.011 | 0 | [6 empty] | DEER:HVAC_Split-Package_AC | Annual
Any | NE-HVAC-airAC-SpltPkg-65to134kBtuh-12p5eer-woutPreEcono | Mtl | New | CZ02 | cDXGF | SWHC013-02 | DEER2020 | D20v1 | 2020-11-09 | Cap-Tons | 1 |  | None | 85 | 0.0872 | 0 | 85 | 0.0872 | 0 | [6 empty] | DEER:HVAC_Split-Package_AC | Annual
Any | NE-HVAC-airAC-SpltPkg-65to134kBtuh-12p5eer-woutPreEcono | Mtl | New | CZ03 | cDXGF | SWHC013-02 | DEER2020 | D20v1 | 2020-11-09 | Cap-Tons | 1 |  | None | 28.7 | 0.0385 | 0 | 28.7 | 0.0385 | 0 | [6 empty] | DEER:HVAC_Split-Package_AC | Annual
Any | NE-HVAC-airAC-SpltPkg-65to134kBtuh-12p5eer-woutPreEcono | Mtl | New | CZ04 | cDXGF | SWHC013-02 | DEER2020 | D20v1 | 2020-11-09 | Cap-Tons | 1 |  | None | 95 | 0.0755 | 0 | 95 | 0.0755 | 0 | [6 empty] | DEER:HVAC_Split-Package_AC | Annual
Any | NE-HVAC-airAC-SpltPkg-65to134kBtuh-12p5eer-woutPreEcono | Mtl | New | CZ05 | cDXGF | SWHC013-02 | DEER2020 | D20v1 | 2020-11-09 | Cap-Tons | 1 |  | None | 29.4 | 0.0227 | 0 | 29.4 | 0.0227 | 0 | [6 empty] | DEER:HVAC_Split-Package_AC | Annual
Any | NE-HVAC-airAC-SpltPkg-65to134kBtuh-12p5eer-woutPreEcono | Mtl | New | CZ06 | cDXGF | SWHC013-02 | DEER2020 | D20v1 | 2020-11-09 | Cap-Tons | 1 |  | None | 77.9 | 0.0479 | 0 | 77.9 | 0.0479 | 0 | [6 empty] | DEER:HVAC_Split-Package_AC | Annual
Any | NE-HVAC-airAC-SpltPkg-65to134kBtuh-12p5eer-woutPreEcono | Mtl | New | CZ07 | cDXGF | SWHC013-02 | DEER2020 | D20v1 | 2020-11-09 | Cap-Tons | 1 |  | None | 69 | 0.0398 | 0 | 69 | 0.0398 | 0 | [6 empty] | DEER:HVAC_Split-Package_AC | Annual
Any | NE-HVAC-airAC-SpltPkg-65to134kBtuh-12p5eer-woutPreEcono | Mtl | New | CZ08 | cDXGF | SWHC013-02 | DEER2020 | D20v1 | 2020-11-09 | Cap-Tons | 1 |  | None | 129 | 0.0638 | 0 | 129 | 0.0638 | 0 | [6 empty] | DEER:HVAC_Split-Package_AC | Annual
Any | NE-HVAC-airAC-SpltPkg-65to134kBtuh-12p5eer-woutPreEcono | Mtl | New | CZ09 | cDXGF | SWHC013-02 | DEER2020 | D20v1 | 2020-11-09 | Cap-Tons | 1 |  | None | 115 | 0.0789 | 0 | 115 | 0.0789 | 0 | [6 empty] | DEER:HVAC_Split-Package_AC | Annual
Any | NE-HVAC-airAC-SpltPkg-65to134kBtuh-12p5eer-woutPreEcono | Mtl | New | CZ10 | cDXGF | SWHC013-02 | DEER2020 | D20v1 | 2020-11-09 | Cap-Tons | 1 |  | None | 130 | 0.0839 | 0 | 130 | 0.0839 | 0 | [6 empty] | DEER:HVAC_Split-Package_AC | Annual
Any | NE-HVAC-airAC-SpltPkg-65to134kBtuh-12p5eer-woutPreEcono | Mtl | New | CZ11 | cDXGF | SWHC013-02 | DEER2020 | D20v1 | 2020-11-09 | Cap-Tons | 1 |  | None | 137 | 0.0949 | 0 | 137 | 0.0949 | 0 | [6 empty] | DEER:HVAC_Split-Package_AC | Annual
Any | NE-HVAC-airAC-SpltPkg-65to134kBtuh-12p5eer-woutPreEcono | Mtl | New | CZ12 | cDXGF | SWHC013-02 | DEER2020 | D20v1 | 2020-11-09 | Cap-Tons | 1 |  | None | 109 | 0.0936 | 0 | 109 | 0.0936 | 0 | [6 empty] | DEER:HVAC_Split-Package_AC | Annual
Any | NE-HVAC-airAC-SpltPkg-65to134kBtuh-12p5eer-woutPreEcono | Mtl | New | CZ13 | cDXGF | SWHC013-02 | DEER2020 | D20v1 | 2020-11-09 | Cap-Tons | 1 |  | None | 141 | 0.0846 | 0 | 141 | 0.0846 | 0 | [6 empty] | DEER:HVAC_Split-Package_AC | Annual
Any | NE-HVAC-airAC-SpltPkg-65to134kBtuh-12p5eer-woutPreEcono | Mtl | New | CZ14 | cDXGF | SWHC013-02 | DEER2020 | D20v1 | 2020-11-09 | Cap-Tons | 1 |  | None | 136 | 0.0764 | 0 | 136 | 0.0764 | 0 | [6 empty] | DEER:HVAC_Split-Package_AC | Annual
Any | NE-HVAC-airAC-SpltPkg-65to134kBtuh-12p5eer-woutPreEcono | Mtl | New | CZ15 | cDXGF | SWHC013-02 | DEER2020 | D20v1 | 2020-11-09 | Cap-Tons | 1 |  | None | 212 | 0.0779 | 0 | 212 | 0.0779 | 0 | [6 empty] | DEER:HVAC_Split-Package_AC | Annual
Any | NE-HVAC-airAC-SpltPkg-65to134kBtuh-12p5eer-woutPreEcono | Mtl | New | CZ16 | cDXGF | SWHC013-02 | DEER2020 | D20v1 | 2020-11-09 | Cap-Tons | 1 |  | None | 47.8 | 0.0434 | 0 | 47.8 | 0.0434 | 0 | [6 empty] | DEER:HVAC_Split-Package_AC | Annual
Any | NE-HVAC-airAC-SpltPkg-65to134kBtuh-12p5eer-woutPreEcono | Nrs | Ex | CZ01 | cDXGF | SWHC013-02 | DEER2020 | D20v1 | 2020-11-09 | Cap-Tons | 1 |  | None | 831 | 0.126 | 17.5 | 6.89 | 0.00818 | 0 | [6 empty] | DEER:HVAC_Split-Package_AC | Annual
Any | NE-HVAC-airAC-SpltPkg-65to134kBtuh-12p5eer-woutPreEcono | Nrs | Ex | CZ02 | cDXGF | SWHC013-02 | DEER2020 | D20v1 | 2020-11-09 | Cap-Tons | 1 |  | None | 858 | 0.184 | 11.7 | 46.7 | 0.0529 | 0 | [6 empty] | DEER:HVAC_Split-Package_AC | Annual
Any | NE-HVAC-airAC-SpltPkg-65to134kBtuh-12p5eer-woutPreEcono | Nrs | Ex | CZ03 | cDXGF | SWHC013-02 | DEER2020 | D20v1 | 2020-11-09 | Cap-Tons | 1 |  | None | 805 | 0.125 | 7.31 | 20.6 | 0.0311 | 0 | [6 empty] | DEER:HVAC_Split-Package_AC | Annual
Any | NE-HVAC-airAC-SpltPkg-65to134kBtuh-12p5eer-woutPreEcono | Nrs | Ex | CZ04 | cDXGF | SWHC013-02 | DEER2020 | D20v1 | 2020-11-09 | Cap-Tons | 1 |  | None | 891 | 0.172 | 7.69 | 51.9 | 0.0477 | 0 | [6 empty] | DEER:HVAC_Split-Package_AC | Annual
Any | NE-HVAC-airAC-SpltPkg-65to134kBtuh-12p5eer-woutPreEcono | Nrs | Ex | CZ05 | cDXGF | SWHC013-02 | DEER2020 | D20v1 | 2020-11-09 | Cap-Tons | 1 |  | None | 798 | 0.113 | 11.3 | 22.3 | 0.0186 | 0 | [6 empty] | DEER:HVAC_Split-Package_AC | Annual
Any | NE-HVAC-airAC-SpltPkg-65to134kBtuh-12p5eer-woutPreEcono | Nrs | Ex | CZ06 | cDXGF | SWHC013-02 | DEER2020 | D20v1 | 2020-11-09 | Cap-Tons | 1 |  | None | 913 | 0.158 | 4.05 | 57.8 | 0.0419 | 0 | [6 empty] | DEER:HVAC_Split-Package_AC | Annual
Any | NE-HVAC-airAC-SpltPkg-65to134kBtuh-12p5eer-woutPreEcono | Nrs | Ex | CZ07 | cDXGF | SWHC013-02 | DEER2020 | D20v1 | 2020-11-09 | Cap-Tons | 1 |  | None | 873 | 0.132 | 3.21 | 47.6 | 0.0335 | 0 | [6 empty] | DEER:HVAC_Split-Package_AC | Annual
Any | NE-HVAC-airAC-SpltPkg-65to134kBtuh-12p5eer-woutPreEcono | Nrs | Ex | CZ08 | cDXGF | SWHC013-02 | DEER2020 | D20v1 | 2020-11-09 | Cap-Tons | 1 |  | None | 936 | 0.163 | 3.1 | 71.3 | 0.0421 | 0 | [6 empty] | DEER:HVAC_Split-Package_AC | Annual
Any | NE-HVAC-airAC-SpltPkg-65to134kBtuh-12p5eer-woutPreEcono | Nrs | Ex | CZ09 | cDXGF | SWHC013-02 | DEER2020 | D20v1 | 2020-11-09 | Cap-Tons | 1 |  | None | 926 | 0.193 | 3.92 | 81.3 | 0.0615 | 0 | [6 empty] | DEER:HVAC_Split-Package_AC | Annual
Any | NE-HVAC-airAC-SpltPkg-65to134kBtuh-12p5eer-woutPreEcono | Nrs | Ex | CZ10 | cDXGF | SWHC013-02 | DEER2020 | D20v1 | 2020-11-09 | Cap-Tons | 1 |  | None | 891 | 0.191 | 5.31 | 84.8 | 0.0605 | 0 | [6 empty] | DEER:HVAC_Split-Package_AC | Annual
Any | NE-HVAC-airAC-SpltPkg-65to134kBtuh-12p5eer-woutPreEcono | Nrs | Ex | CZ11 | cDXGF | SWHC013-02 | DEER2020 | D20v1 | 2020-11-09 | Cap-Tons | 1 |  | None | 903 | 0.203 | 11 | 95.4 | 0.073 | 0 | [6 empty] | DEER:HVAC_Split-Package_AC | Annual
Any | NE-HVAC-airAC-SpltPkg-65to134kBtuh-12p5eer-woutPreEcono | Nrs | Ex | CZ12 | cDXGF | SWHC013-02 | DEER2020 | D20v1 | 2020-11-09 | Cap-Tons | 1 |  | None | 898 | 0.201 | 9.39 | 70.2 | 0.0654 | 0 | [6 empty] | DEER:HVAC_Split-Package_AC | Annual
Any | NE-HVAC-airAC-SpltPkg-65to134kBtuh-12p5eer-woutPreEcono | Nrs | Ex | CZ13 | cDXGF | SWHC013-02 | DEER2020 | D20v1 | 2020-11-09 | Cap-Tons | 1 |  | None | 974 | 0.211 | 8.82 | 98.4 | 0.0656 | 0 | [6 empty] | DEER:HVAC_Split-Package_AC | Annual
Any | NE-HVAC-airAC-SpltPkg-65to134kBtuh-12p5eer-woutPreEcono | Nrs | Ex | CZ14 | cDXGF | SWHC013-02 | DEER2020 | D20v1 | 2020-11-09 | Cap-Tons | 1 |  | None | 859 | 0.18 | 11.8 | 96.1 | 0.059 | 0 | [6 empty] | DEER:HVAC_Split-Package_AC | Annual
Any | NE-HVAC-airAC-SpltPkg-65to134kBtuh-12p5eer-woutPreEcono | Nrs | Ex | CZ15 | cDXGF | SWHC013-02 | DEER2020 | D20v1 | 2020-11-09 | Cap-Tons | 1 |  | None | 955 | 0.204 | 2.61 | 177 | 0.0717 | 0 | [6 empty] | DEER:HVAC_Split-Package_AC | Annual
Any | NE-HVAC-airAC-SpltPkg-65to134kBtuh-12p5eer-woutPreEcono | Nrs | Ex | CZ16 | cDXGF | SWHC013-02 | DEER2020 | D20v1 | 2020-11-09 | Cap-Tons | 1 |  | None | 808 | 0.142 | 21.8 | 33.6 | 0.0353 | 0 | [6 empty] | DEER:HVAC_Split-Package_AC | Annual
Any | NE-HVAC-airAC-SpltPkg-65to134kBtuh-12p5eer-woutPreEcono | Nrs | New | CZ01 | cDXGF | SWHC013-02 | DEER2020 | D20v1 | 2020-11-09 | Cap-Tons | 1 |  | None | 6.03 | 0.00656 | 0 | 6.03 | 0.00656 | 0 | [6 empty] | DEER:HVAC_Split-Package_AC | Annual
Any | NE-HVAC-airAC-SpltPkg-65to134kBtuh-12p5eer-woutPreEcono | Nrs | New | CZ02 | cDXGF | SWHC013-02 | DEER2020 | D20v1 | 2020-11-09 | Cap-Tons | 1 |  | None | 40.3 | 0.0476 | 0 | 40.3 | 0.0476 | 0 | [6 empty] | DEER:HVAC_Split-Package_AC | Annual
Any | NE-HVAC-airAC-SpltPkg-65to134kBtuh-12p5eer-woutPreEcono | Nrs | New | CZ03 | cDXGF | SWHC013-02 | DEER2020 | D20v1 | 2020-11-09 | Cap-Tons | 1 |  | None | 14.8 | 0.0261 | 0 | 14.8 | 0.0261 | 0 | [6 empty] | DEER:HVAC_Split-Package_AC | Annual
Any | NE-HVAC-airAC-SpltPkg-65to134kBtuh-12p5eer-woutPreEcono | Nrs | New | CZ04 | cDXGF | SWHC013-02 | DEER2020 | D20v1 | 2020-11-09 | Cap-Tons | 1 |  | None | 42.1 | 0.0418 | 0 | 42.1 | 0.0418 | 0 | [6 empty] | DEER:HVAC_Split-Package_AC | Annual
Any | NE-HVAC-airAC-SpltPkg-65to134kBtuh-12p5eer-woutPreEcono | Nrs | New | CZ05 | cDXGF | SWHC013-02 | DEER2020 | D20v1 | 2020-11-09 | Cap-Tons | 1 |  | None | 15.6 | 0.0149 | 0 | 15.6 | 0.0149 | 0 | [6 empty] | DEER:HVAC_Split-Package_AC | Annual
Any | NE-HVAC-airAC-SpltPkg-65to134kBtuh-12p5eer-woutPreEcono | Nrs | New | CZ06 | cDXGF | SWHC013-02 | DEER2020 | D20v1 | 2020-11-09 | Cap-Tons | 1 |  | None | 45.9 | 0.037 | 0 | 45.9 | 0.037 | 0 | [6 empty] | DEER:HVAC_Split-Package_AC | Annual
Any | NE-HVAC-airAC-SpltPkg-65to134kBtuh-12p5eer-woutPreEcono | Nrs | New | CZ07 | cDXGF | SWHC013-02 | DEER2020 | D20v1 | 2020-11-09 | Cap-Tons | 1 |  | None | 35.5 | 0.0287 | 0 | 35.5 | 0.0287 | 0 | [6 empty] | DEER:HVAC_Split-Package_AC | Annual
Any | NE-HVAC-airAC-SpltPkg-65to134kBtuh-12p5eer-woutPreEcono | Nrs | New | CZ08 | cDXGF | SWHC013-02 | DEER2020 | D20v1 | 2020-11-09 | Cap-Tons | 1 |  | None | 58.8 | 0.0378 | 0 | 58.8 | 0.0378 | 0 | [6 empty] | DEER:HVAC_Split-Package_AC | Annual
Any | NE-HVAC-airAC-SpltPkg-65to134kBtuh-12p5eer-woutPreEcono | Nrs | New | CZ09 | cDXGF | SWHC013-02 | DEER2020 | D20v1 | 2020-11-09 | Cap-Tons | 1 |  | None | 68.8 | 0.0558 | 0 | 68.8 | 0.0558 | 0 | [6 empty] | DEER:HVAC_Split-Package_AC | Annual
Any | NE-HVAC-airAC-SpltPkg-65to134kBtuh-12p5eer-woutPreEcono | Nrs | New | CZ10 | cDXGF | SWHC013-02 | DEER2020 | D20v1 | 2020-11-09 | Cap-Tons | 1 |  | None | 75.1 | 0.0556 | 0 | 75.1 | 0.0556 | 0 | [6 empty] | DEER:HVAC_Split-Package_AC | Annual
Any | NE-HVAC-airAC-SpltPkg-65to134kBtuh-12p5eer-woutPreEcono | Nrs | New | CZ11 | cDXGF | SWHC013-02 | DEER2020 | D20v1 | 2020-11-09 | Cap-Tons | 1 |  | None | 85.1 | 0.0665 | 0 | 85.1 | 0.0665 | 0 | [6 empty] | DEER:HVAC_Split-Package_AC | Annual
Any | NE-HVAC-airAC-SpltPkg-65to134kBtuh-12p5eer-woutPreEcono | Nrs | New | CZ12 | cDXGF | SWHC013-02 | DEER2020 | D20v1 | 2020-11-09 | Cap-Tons | 1 |  | None | 62.1 | 0.0597 | 0 | 62.1 | 0.0597 | 0 | [6 empty] | DEER:HVAC_Split-Package_AC | Annual
Any | NE-HVAC-airAC-SpltPkg-65to134kBtuh-12p5eer-woutPreEcono | Nrs | New | CZ13 | cDXGF | SWHC013-02 | DEER2020 | D20v1 | 2020-11-09 | Cap-Tons | 1 |  | None | 88.8 | 0.0605 | 0 | 88.8 | 0.0605 | 0 | [6 empty] | DEER:HVAC_Split-Package_AC | Annual
Any | NE-HVAC-airAC-SpltPkg-65to134kBtuh-12p5eer-woutPreEcono | Nrs | New | CZ14 | cDXGF | SWHC013-02 | DEER2020 | D20v1 | 2020-11-09 | Cap-Tons | 1 |  | None | 86.3 | 0.0542 | 0 | 86.3 | 0.0542 | 0 | [6 empty] | DEER:HVAC_Split-Package_AC | Annual
Any | NE-HVAC-airAC-SpltPkg-65to134kBtuh-12p5eer-woutPreEcono | Nrs | New | CZ15 | cDXGF | SWHC013-02 | DEER2020 | D20v1 | 2020-11-09 | Cap-Tons | 1 |  | None | 164 | 0.0679 | 0 | 164 | 0.0679 | 0 | [6 empty] | DEER:HVAC_Split-Package_AC | Annual
Any | NE-HVAC-airAC-SpltPkg-65to134kBtuh-12p5eer-woutPreEcono | Nrs | New | CZ16 | cDXGF | SWHC013-02 | DEER2020 | D20v1 | 2020-11-09 | Cap-Tons | 1 |  | None | 29.1 | 0.0314 | 0 | 29.1 | 0.0314 | 0 | [6 empty] | DEER:HVAC_Split-Package_AC | Annual
Any | NE-HVAC-airAC-SpltPkg-65to134kBtuh-12p5eer-woutPreEcono | OfL | Ex | CZ01 | cDXGF | SWHC013-02 | DEER2020 | D20v1 | 2020-11-09 | Cap-Tons | 1 |  | None | 616 | 0.0783 | 3.22 | 11.8 | 0.00928 | 0 | [6 empty] | DEER:HVAC_Split-Package_AC | Annual
Any | NE-HVAC-airAC-SpltPkg-65to134kBtuh-12p5eer-woutPreEcono | OfL | Ex | CZ02 | cDXGF | SWHC013-02 | DEER2020 | D20v1 | 2020-11-09 | Cap-Tons | 1 |  | None | 608 | 0.0887 | 2.22 | 65 | 0.0386 | 0 | [6 empty] | DEER:HVAC_Split-Package_AC | Annual
Any | NE-HVAC-airAC-SpltPkg-65to134kBtuh-12p5eer-woutPreEcono | OfL | Ex | CZ03 | cDXGF | SWHC013-02 | DEER2020 | D20v1 | 2020-11-09 | Cap-Tons | 1 |  | None | 574 | 0.0678 | 1.03 | 30 | 0.0207 | 0 | [6 empty] | DEER:HVAC_Split-Package_AC | Annual
Any | NE-HVAC-airAC-SpltPkg-65to134kBtuh-12p5eer-woutPreEcono | OfL | Ex | CZ04 | cDXGF | SWHC013-02 | DEER2020 | D20v1 | 2020-11-09 | Cap-Tons | 1 |  | None | 585 | 0.0815 | 1.29 | 67.8 | 0.0333 | 0 | [6 empty] | DEER:HVAC_Split-Package_AC | Annual
Any | NE-HVAC-airAC-SpltPkg-65to134kBtuh-12p5eer-woutPreEcono | OfL | Ex | CZ05 | cDXGF | SWHC013-02 | DEER2020 | D20v1 | 2020-11-09 | Cap-Tons | 1 |  | None | 580 | 0.0619 | 1.03 | 34.3 | 0.0163 | 0 | [6 empty] | DEER:HVAC_Split-Package_AC | Annual
Any | NE-HVAC-airAC-SpltPkg-65to134kBtuh-12p5eer-woutPreEcono | OfL | Ex | CZ06 | cDXGF | SWHC013-02 | DEER2020 | D20v1 | 2020-11-09 | Cap-Tons | 1 |  | None | 557 | 0.0708 | 0.238 | 63.9 | 0.0231 | 0 | [6 empty] | DEER:HVAC_Split-Package_AC | Annual
Any | NE-HVAC-airAC-SpltPkg-65to134kBtuh-12p5eer-woutPreEcono | OfL | Ex | CZ07 | cDXGF | SWHC013-02 | DEER2020 | D20v1 | 2020-11-09 | Cap-Tons | 1 |  | None | 591 | 0.0662 | 0.116 | 54.6 | 0.0201 | 0 | [6 empty] | DEER:HVAC_Split-Package_AC | Annual
Any | NE-HVAC-airAC-SpltPkg-65to134kBtuh-12p5eer-woutPreEcono | OfL | Ex | CZ08 | cDXGF | SWHC013-02 | DEER2020 | D20v1 | 2020-11-09 | Cap-Tons | 1 |  | None | 570 | 0.0733 | 0.287 | 85.5 | 0.0269 | 0 | [6 empty] | DEER:HVAC_Split-Package_AC | Annual
Any | NE-HVAC-airAC-SpltPkg-65to134kBtuh-12p5eer-woutPreEcono | OfL | Ex | CZ09 | cDXGF | SWHC013-02 | DEER2020 | D20v1 | 2020-11-09 | Cap-Tons | 1 |  | None | 556 | 0.0841 | 0.368 | 77.1 | 0.0342 | 0 | [6 empty] | DEER:HVAC_Split-Package_AC | Annual
Any | NE-HVAC-airAC-SpltPkg-65to134kBtuh-12p5eer-woutPreEcono | OfL | Ex | CZ10 | cDXGF | SWHC013-02 | DEER2020 | D20v1 | 2020-11-09 | Cap-Tons | 1 |  | None | 608 | 0.089 | 0.462 | 90.8 | 0.0375 | 0 | [6 empty] | DEER:HVAC_Split-Package_AC | Annual
Any | NE-HVAC-airAC-SpltPkg-65to134kBtuh-12p5eer-woutPreEcono | OfL | Ex | CZ11 | cDXGF | SWHC013-02 | DEER2020 | D20v1 | 2020-11-09 | Cap-Tons | 1 |  | None | 583 | 0.0966 | 1.6 | 84 | 0.0415 | 0 | [6 empty] | DEER:HVAC_Split-Package_AC | Annual
Any | NE-HVAC-airAC-SpltPkg-65to134kBtuh-12p5eer-woutPreEcono | OfL | Ex | CZ12 | cDXGF | SWHC013-02 | DEER2020 | D20v1 | 2020-11-09 | Cap-Tons | 1 |  | None | 600 | 0.094 | 1.68 | 73.1 | 0.0393 | 0 | [6 empty] | DEER:HVAC_Split-Package_AC | Annual
Any | NE-HVAC-airAC-SpltPkg-65to134kBtuh-12p5eer-woutPreEcono | OfL | Ex | CZ13 | cDXGF | SWHC013-02 | DEER2020 | D20v1 | 2020-11-09 | Cap-Tons | 1 |  | None | 578 | 0.0889 | 1.38 | 86.5 | 0.0352 | 0 | [6 empty] | DEER:HVAC_Split-Package_AC | Annual
Any | NE-HVAC-airAC-SpltPkg-65to134kBtuh-12p5eer-woutPreEcono | OfL | Ex | CZ14 | cDXGF | SWHC013-02 | DEER2020 | D20v1 | 2020-11-09 | Cap-Tons | 1 |  | None | 579 | 0.0889 | 1.55 | 86.9 | 0.0334 | 0 | [6 empty] | DEER:HVAC_Split-Package_AC | Annual
Any | NE-HVAC-airAC-SpltPkg-65to134kBtuh-12p5eer-woutPreEcono | OfL | Ex | CZ15 | cDXGF | SWHC013-02 | DEER2020 | D20v1 | 2020-11-09 | Cap-Tons | 1 |  | None | 615 | 0.0979 | 0.0791 | 128 | 0.0346 | 0 | [6 empty] | DEER:HVAC_Split-Package_AC | Annual
Any | NE-HVAC-airAC-SpltPkg-65to134kBtuh-12p5eer-woutPreEcono | OfL | Ex | CZ16 | cDXGF | SWHC013-02 | DEER2020 | D20v1 | 2020-11-09 | Cap-Tons | 1 |  | None | 514 | 0.0684 | 5.67 | 40.7 | 0.0224 | 0 | [6 empty] | DEER:HVAC_Split-Package_AC | Annual
Any | NE-HVAC-airAC-SpltPkg-65to134kBtuh-12p5eer-woutPreEcono | OfL | New | CZ01 | cDXGF | SWHC013-02 | DEER2020 | D20v1 | 2020-11-09 | Cap-Tons | 1 |  | None | 10.4 | 0.00828 | 0 | 10.4 | 0.00828 | 0 | [6 empty] | DEER:HVAC_Split-Package_AC | Annual
Any | NE-HVAC-airAC-SpltPkg-65to134kBtuh-12p5eer-woutPreEcono | OfL | New | CZ02 | cDXGF | SWHC013-02 | DEER2020 | D20v1 | 2020-11-09 | Cap-Tons | 1 |  | None | 61.6 | 0.0375 | 0 | 61.6 | 0.0375 | 0 | [6 empty] | DEER:HVAC_Split-Package_AC | Annual
Any | NE-HVAC-airAC-SpltPkg-65to134kBtuh-12p5eer-woutPreEcono | OfL | New | CZ03 | cDXGF | SWHC013-02 | DEER2020 | D20v1 | 2020-11-09 | Cap-Tons | 1 |  | None | 28.3 | 0.0196 | 0 | 28.3 | 0.0196 | 0 | [6 empty] | DEER:HVAC_Split-Package_AC | Annual
Any | NE-HVAC-airAC-SpltPkg-65to134kBtuh-12p5eer-woutPreEcono | OfL | New | CZ04 | cDXGF | SWHC013-02 | DEER2020 | D20v1 | 2020-11-09 | Cap-Tons | 1 |  | None | 65.9 | 0.0322 | 0 | 65.9 | 0.0322 | 0 | [6 empty] | DEER:HVAC_Split-Package_AC | Annual
Any | NE-HVAC-airAC-SpltPkg-65to134kBtuh-12p5eer-woutPreEcono | OfL | New | CZ05 | cDXGF | SWHC013-02 | DEER2020 | D20v1 | 2020-11-09 | Cap-Tons | 1 |  | None | 32.8 | 0.0159 | 0 | 32.8 | 0.0159 | 0 | [6 empty] | DEER:HVAC_Split-Package_AC | Annual
Any | NE-HVAC-airAC-SpltPkg-65to134kBtuh-12p5eer-woutPreEcono | OfL | New | CZ06 | cDXGF | SWHC013-02 | DEER2020 | D20v1 | 2020-11-09 | Cap-Tons | 1 |  | None | 61.8 | 0.0223 | 0 | 61.8 | 0.0223 | 0 | [6 empty] | DEER:HVAC_Split-Package_AC | Annual
Any | NE-HVAC-airAC-SpltPkg-65to134kBtuh-12p5eer-woutPreEcono | OfL | New | CZ07 | cDXGF | SWHC013-02 | DEER2020 | D20v1 | 2020-11-09 | Cap-Tons | 1 |  | None | 52.5 | 0.0196 | 0 | 52.5 | 0.0196 | 0 | [6 empty] | DEER:HVAC_Split-Package_AC | Annual
Any | NE-HVAC-airAC-SpltPkg-65to134kBtuh-12p5eer-woutPreEcono | OfL | New | CZ08 | cDXGF | SWHC013-02 | DEER2020 | D20v1 | 2020-11-09 | Cap-Tons | 1 |  | None | 82.9 | 0.0262 | 0 | 82.9 | 0.0262 | 0 | [6 empty] | DEER:HVAC_Split-Package_AC | Annual
Any | NE-HVAC-airAC-SpltPkg-65to134kBtuh-12p5eer-woutPreEcono | OfL | New | CZ09 | cDXGF | SWHC013-02 | DEER2020 | D20v1 | 2020-11-09 | Cap-Tons | 1 |  | None | 73.6 | 0.0329 | 0 | 73.6 | 0.0329 | 0 | [6 empty] | DEER:HVAC_Split-Package_AC | Annual
Any | NE-HVAC-airAC-SpltPkg-65to134kBtuh-12p5eer-woutPreEcono | OfL | New | CZ10 | cDXGF | SWHC013-02 | DEER2020 | D20v1 | 2020-11-09 | Cap-Tons | 1 |  | None | 86.1 | 0.0367 | 0 | 86.1 | 0.0367 | 0 | [6 empty] | DEER:HVAC_Split-Package_AC | Annual
Any | NE-HVAC-airAC-SpltPkg-65to134kBtuh-12p5eer-woutPreEcono | OfL | New | CZ11 | cDXGF | SWHC013-02 | DEER2020 | D20v1 | 2020-11-09 | Cap-Tons | 1 |  | None | 79.8 | 0.0397 | 0 | 79.8 | 0.0397 | 0 | [6 empty] | DEER:HVAC_Split-Package_AC | Annual
Any | NE-HVAC-airAC-SpltPkg-65to134kBtuh-12p5eer-woutPreEcono | OfL | New | CZ12 | cDXGF | SWHC013-02 | DEER2020 | D20v1 | 2020-11-09 | Cap-Tons | 1 |  | None | 69.3 | 0.0378 | 0 | 69.3 | 0.0378 | 0 | [6 empty] | DEER:HVAC_Split-Package_AC | Annual
Any | NE-HVAC-airAC-SpltPkg-65to134kBtuh-12p5eer-woutPreEcono | OfL | New | CZ13 | cDXGF | SWHC013-02 | DEER2020 | D20v1 | 2020-11-09 | Cap-Tons | 1 |  | None | 82.6 | 0.034 | 0 | 82.6 | 0.034 | 0 | [6 empty] | DEER:HVAC_Split-Package_AC | Annual
Any | NE-HVAC-airAC-SpltPkg-65to134kBtuh-12p5eer-woutPreEcono | OfL | New | CZ14 | cDXGF | SWHC013-02 | DEER2020 | D20v1 | 2020-11-09 | Cap-Tons | 1 |  | None | 82.9 | 0.0322 | 0 | 82.9 | 0.0322 | 0 | [6 empty] | DEER:HVAC_Split-Package_AC | Annual
Any | NE-HVAC-airAC-SpltPkg-65to134kBtuh-12p5eer-woutPreEcono | OfL | New | CZ15 | cDXGF | SWHC013-02 | DEER2020 | D20v1 | 2020-11-09 | Cap-Tons | 1 |  | None | 123 | 0.0334 | 0 | 123 | 0.0334 | 0 | [6 empty] | DEER:HVAC_Split-Package_AC | Annual
Any | NE-HVAC-airAC-SpltPkg-65to134kBtuh-12p5eer-woutPreEcono | OfL | New | CZ16 | cDXGF | SWHC013-02 | DEER2020 | D20v1 | 2020-11-09 | Cap-Tons | 1 |  | None | 38 | 0.0208 | 0 | 38 | 0.0208 | 0 | [6 empty] | DEER:HVAC_Split-Package_AC | Annual
Any | NE-HVAC-airAC-SpltPkg-65to134kBtuh-12p5eer-woutPreEcono | OfS | Ex | CZ01 | cDXGF | SWHC013-02 | DEER2020 | D20v1 | 2020-11-09 | Cap-Tons | 1 |  | None | 458 | 0.0655 | 4.49 | 10.7 | 0.00816 | 0 | [6 empty] | DEER:HVAC_Split-Package_AC | Annual
Any | NE-HVAC-airAC-SpltPkg-65to134kBtuh-12p5eer-woutPreEcono | OfS | Ex | CZ02 | cDXGF | SWHC013-02 | DEER2020 | D20v1 | 2020-11-09 | Cap-Tons | 1 |  | None | 490 | 0.0861 | 3.26 | 57.3 | 0.0379 | 0 | [6 empty] | DEER:HVAC_Split-Package_AC | Annual
Any | NE-HVAC-airAC-SpltPkg-65to134kBtuh-12p5eer-woutPreEcono | OfS | Ex | CZ03 | cDXGF | SWHC013-02 | DEER2020 | D20v1 | 2020-11-09 | Cap-Tons | 1 |  | None | 448 | 0.0629 | 1.37 | 26.1 | 0.02 | 0 | [6 empty] | DEER:HVAC_Split-Package_AC | Annual
Any | NE-HVAC-airAC-SpltPkg-65to134kBtuh-12p5eer-woutPreEcono | OfS | Ex | CZ04 | cDXGF | SWHC013-02 | DEER2020 | D20v1 | 2020-11-09 | Cap-Tons | 1 |  | None | 481 | 0.0785 | 1.6 | 58.9 | 0.032 | 0 | [6 empty] | DEER:HVAC_Split-Package_AC | Annual
Any | NE-HVAC-airAC-SpltPkg-65to134kBtuh-12p5eer-woutPreEcono | OfS | Ex | CZ05 | cDXGF | SWHC013-02 | DEER2020 | D20v1 | 2020-11-09 | Cap-Tons | 1 |  | None | 464 | 0.0567 | 1.42 | 29.6 | 0.0148 | 0 | [6 empty] | DEER:HVAC_Split-Package_AC | Annual
Any | NE-HVAC-airAC-SpltPkg-65to134kBtuh-12p5eer-woutPreEcono | OfS | Ex | CZ06 | cDXGF | SWHC013-02 | DEER2020 | D20v1 | 2020-11-09 | Cap-Tons | 1 |  | None | 458 | 0.0669 | 0.371 | 57.4 | 0.0234 | 0 | [6 empty] | DEER:HVAC_Split-Package_AC | Annual
Any | NE-HVAC-airAC-SpltPkg-65to134kBtuh-12p5eer-woutPreEcono | OfS | Ex | CZ07 | cDXGF | SWHC013-02 | DEER2020 | D20v1 | 2020-11-09 | Cap-Tons | 1 |  | None | 489 | 0.0629 | 0.278 | 48.2 | 0.0198 | 0 | [6 empty] | DEER:HVAC_Split-Package_AC | Annual
Any | NE-HVAC-airAC-SpltPkg-65to134kBtuh-12p5eer-woutPreEcono | OfS | Ex | CZ08 | cDXGF | SWHC013-02 | DEER2020 | D20v1 | 2020-11-09 | Cap-Tons | 1 |  | None | 474 | 0.07 | 0.527 | 74.9 | 0.0264 | 0 | [6 empty] | DEER:HVAC_Split-Package_AC | Annual
Any | NE-HVAC-airAC-SpltPkg-65to134kBtuh-12p5eer-woutPreEcono | OfS | Ex | CZ09 | cDXGF | SWHC013-02 | DEER2020 | D20v1 | 2020-11-09 | Cap-Tons | 1 |  | None | 489 | 0.0839 | 0.519 | 69.3 | 0.0338 | 0 | [6 empty] | DEER:HVAC_Split-Package_AC | Annual
Any | NE-HVAC-airAC-SpltPkg-65to134kBtuh-12p5eer-woutPreEcono | OfS | Ex | CZ10 | cDXGF | SWHC013-02 | DEER2020 | D20v1 | 2020-11-09 | Cap-Tons | 1 |  | None | 526 | 0.088 | 0.826 | 81.3 | 0.0367 | 0 | [6 empty] | DEER:HVAC_Split-Package_AC | Annual
Any | NE-HVAC-airAC-SpltPkg-65to134kBtuh-12p5eer-woutPreEcono | OfS | Ex | CZ11 | cDXGF | SWHC013-02 | DEER2020 | D20v1 | 2020-11-09 | Cap-Tons | 1 |  | None | 520 | 0.0971 | 2.03 | 77.7 | 0.0423 | 0 | [6 empty] | DEER:HVAC_Split-Package_AC | Annual
Any | NE-HVAC-airAC-SpltPkg-65to134kBtuh-12p5eer-woutPreEcono | OfS | Ex | CZ12 | cDXGF | SWHC013-02 | DEER2020 | D20v1 | 2020-11-09 | Cap-Tons | 1 |  | None | 506 | 0.0922 | 2.24 | 66.2 | 0.0391 | 0 | [6 empty] | DEER:HVAC_Split-Package_AC | Annual
Any | NE-HVAC-airAC-SpltPkg-65to134kBtuh-12p5eer-woutPreEcono | OfS | Ex | CZ13 | cDXGF | SWHC013-02 | DEER2020 | D20v1 | 2020-11-09 | Cap-Tons | 1 |  | None | 528 | 0.0912 | 1.81 | 80.1 | 0.035 | 0 | [6 empty] | DEER:HVAC_Split-Package_AC | Annual
Any | NE-HVAC-airAC-SpltPkg-65to134kBtuh-12p5eer-woutPreEcono | OfS | Ex | CZ14 | cDXGF | SWHC013-02 | DEER2020 | D20v1 | 2020-11-09 | Cap-Tons | 1 |  | None | 525 | 0.0894 | 1.96 | 80.6 | 0.0334 | 0 | [6 empty] | DEER:HVAC_Split-Package_AC | Annual
Any | NE-HVAC-airAC-SpltPkg-65to134kBtuh-12p5eer-woutPreEcono | OfS | Ex | CZ15 | cDXGF | SWHC013-02 | DEER2020 | D20v1 | 2020-11-09 | Cap-Tons | 1 |  | None | 568 | 0.0967 | 0.11 | 124 | 0.0356 | 0 | [6 empty] | DEER:HVAC_Split-Package_AC | Annual
Any | NE-HVAC-airAC-SpltPkg-65to134kBtuh-12p5eer-woutPreEcono | OfS | Ex | CZ16 | cDXGF | SWHC013-02 | DEER2020 | D20v1 | 2020-11-09 | Cap-Tons | 1 |  | None | 479 | 0.0696 | 6.91 | 38.6 | 0.0234 | 0 | [6 empty] | DEER:HVAC_Split-Package_AC | Annual
Any | NE-HVAC-airAC-SpltPkg-65to134kBtuh-12p5eer-woutPreEcono | OfS | New | CZ01 | cDXGF | SWHC013-02 | DEER2020 | D20v1 | 2020-11-09 | Cap-Tons | 1 |  | None | 9.77 | 0.00757 | 0 | 9.77 | 0.00757 | 0 | [6 empty] | DEER:HVAC_Split-Package_AC | Annual
Any | NE-HVAC-airAC-SpltPkg-65to134kBtuh-12p5eer-woutPreEcono | OfS | New | CZ02 | cDXGF | SWHC013-02 | DEER2020 | D20v1 | 2020-11-09 | Cap-Tons | 1 |  | None | 55.4 | 0.0365 | 0 | 55.4 | 0.0365 | 0 | [6 empty] | DEER:HVAC_Split-Package_AC | Annual
Any | NE-HVAC-airAC-SpltPkg-65to134kBtuh-12p5eer-woutPreEcono | OfS | New | CZ03 | cDXGF | SWHC013-02 | DEER2020 | D20v1 | 2020-11-09 | Cap-Tons | 1 |  | None | 26 | 0.0194 | 0 | 26 | 0.0194 | 0 | [6 empty] | DEER:HVAC_Split-Package_AC | Annual
Any | NE-HVAC-airAC-SpltPkg-65to134kBtuh-12p5eer-woutPreEcono | OfS | New | CZ04 | cDXGF | SWHC013-02 | DEER2020 | D20v1 | 2020-11-09 | Cap-Tons | 1 |  | None | 58.6 | 0.0311 | 0 | 58.6 | 0.0311 | 0 | [6 empty] | DEER:HVAC_Split-Package_AC | Annual
Any | NE-HVAC-airAC-SpltPkg-65to134kBtuh-12p5eer-woutPreEcono | OfS | New | CZ05 | cDXGF | SWHC013-02 | DEER2020 | D20v1 | 2020-11-09 | Cap-Tons | 1 |  | None | 29.3 | 0.0148 | 0 | 29.3 | 0.0148 | 0 | [6 empty] | DEER:HVAC_Split-Package_AC | Annual
Any | NE-HVAC-airAC-SpltPkg-65to134kBtuh-12p5eer-woutPreEcono | OfS | New | CZ06 | cDXGF | SWHC013-02 | DEER2020 | D20v1 | 2020-11-09 | Cap-Tons | 1 |  | None | 57.6 | 0.0233 | 0 | 57.6 | 0.0233 | 0 | [6 empty] | DEER:HVAC_Split-Package_AC | Annual
Any | NE-HVAC-airAC-SpltPkg-65to134kBtuh-12p5eer-woutPreEcono | OfS | New | CZ07 | cDXGF | SWHC013-02 | DEER2020 | D20v1 | 2020-11-09 | Cap-Tons | 1 |  | None | 48.6 | 0.0201 | 0 | 48.6 | 0.0201 | 0 | [6 empty] | DEER:HVAC_Split-Package_AC | Annual
Any | NE-HVAC-airAC-SpltPkg-65to134kBtuh-12p5eer-woutPreEcono | OfS | New | CZ08 | cDXGF | SWHC013-02 | DEER2020 | D20v1 | 2020-11-09 | Cap-Tons | 1 |  | None | 73.1 | 0.0259 | 0 | 73.1 | 0.0259 | 0 | [6 empty] | DEER:HVAC_Split-Package_AC | Annual
Any | NE-HVAC-airAC-SpltPkg-65to134kBtuh-12p5eer-woutPreEcono | OfS | New | CZ09 | cDXGF | SWHC013-02 | DEER2020 | D20v1 | 2020-11-09 | Cap-Tons | 1 |  | None | 67.1 | 0.0323 | 0 | 67.1 | 0.0323 | 0 | [6 empty] | DEER:HVAC_Split-Package_AC | Annual
Any | NE-HVAC-airAC-SpltPkg-65to134kBtuh-12p5eer-woutPreEcono | OfS | New | CZ10 | cDXGF | SWHC013-02 | DEER2020 | D20v1 | 2020-11-09 | Cap-Tons | 1 |  | None | 78.3 | 0.0358 | 0 | 78.3 | 0.0358 | 0 | [6 empty] | DEER:HVAC_Split-Package_AC | Annual
Any | NE-HVAC-airAC-SpltPkg-65to134kBtuh-12p5eer-woutPreEcono | OfS | New | CZ11 | cDXGF | SWHC013-02 | DEER2020 | D20v1 | 2020-11-09 | Cap-Tons | 1 |  | None | 74.8 | 0.0388 | 0 | 74.8 | 0.0388 | 0 | [6 empty] | DEER:HVAC_Split-Package_AC | Annual
Any | NE-HVAC-airAC-SpltPkg-65to134kBtuh-12p5eer-woutPreEcono | OfS | New | CZ12 | cDXGF | SWHC013-02 | DEER2020 | D20v1 | 2020-11-09 | Cap-Tons | 1 |  | None | 63.7 | 0.0369 | 0 | 63.7 | 0.0369 | 0 | [6 empty] | DEER:HVAC_Split-Package_AC | Annual
Any | NE-HVAC-airAC-SpltPkg-65to134kBtuh-12p5eer-woutPreEcono | OfS | New | CZ13 | cDXGF | SWHC013-02 | DEER2020 | D20v1 | 2020-11-09 | Cap-Tons | 1 |  | None | 76.8 | 0.0331 | 0 | 76.8 | 0.0331 | 0 | [6 empty] | DEER:HVAC_Split-Package_AC | Annual
Any | NE-HVAC-airAC-SpltPkg-65to134kBtuh-12p5eer-woutPreEcono | OfS | New | CZ14 | cDXGF | SWHC013-02 | DEER2020 | D20v1 | 2020-11-09 | Cap-Tons | 1 |  | None | 77.5 | 0.0318 | 0 | 77.5 | 0.0318 | 0 | [6 empty] | DEER:HVAC_Split-Package_AC | Annual
Any | NE-HVAC-airAC-SpltPkg-65to134kBtuh-12p5eer-woutPreEcono | OfS | New | CZ15 | cDXGF | SWHC013-02 | DEER2020 | D20v1 | 2020-11-09 | Cap-Tons | 1 |  | None | 119 | 0.0332 | 0 | 119 | 0.0332 | 0 | [6 empty] | DEER:HVAC_Split-Package_AC | Annual
Any | NE-HVAC-airAC-SpltPkg-65to134kBtuh-12p5eer-woutPreEcono | OfS | New | CZ16 | cDXGF | SWHC013-02 | DEER2020 | D20v1 | 2020-11-09 | Cap-Tons | 1 |  | None | 37.1 | 0.0215 | 0 | 37.1 | 0.0215 | 0 | [6 empty] | DEER:HVAC_Split-Package_AC | Annual
Any | NE-HVAC-airAC-SpltPkg-65to134kBtuh-12p5eer-woutPreEcono | RFF | Ex | CZ01 | cDXGF | SWHC013-02 | DEER2020 | D20v1 | 2020-11-09 | Cap-Tons | 1 |  | None | 421 | 0.073 | 55.2 | 11.7 | 0.0177 | 0 | [6 empty] | DEER:HVAC_Split-Package_AC | Annual
Any | NE-HVAC-airAC-SpltPkg-65to134kBtuh-12p5eer-woutPreEcono | RFF | Ex | CZ02 | cDXGF | SWHC013-02 | DEER2020 | D20v1 | 2020-11-09 | Cap-Tons | 1 |  | None | 561 | 0.174 | 33.5 | 97.2 | 0.106 | 0 | [6 empty] | DEER:HVAC_Split-Package_AC | Annual
Any | NE-HVAC-airAC-SpltPkg-65to134kBtuh-12p5eer-woutPreEcono | RFF | Ex | CZ03 | cDXGF | SWHC013-02 | DEER2020 | D20v1 | 2020-11-09 | Cap-Tons | 1 |  | None | 470 | 0.136 | 25.4 | 38.7 | 0.0506 | 0 | [6 empty] | DEER:HVAC_Split-Package_AC | Annual
Any | NE-HVAC-airAC-SpltPkg-65to134kBtuh-12p5eer-woutPreEcono | RFF | Ex | CZ04 | cDXGF | SWHC013-02 | DEER2020 | D20v1 | 2020-11-09 | Cap-Tons | 1 |  | None | 580 | 0.173 | 23.3 | 105 | 0.0912 | 0 | [6 empty] | DEER:HVAC_Split-Package_AC | Annual
Any | NE-HVAC-airAC-SpltPkg-65to134kBtuh-12p5eer-woutPreEcono | RFF | Ex | CZ05 | cDXGF | SWHC013-02 | DEER2020 | D20v1 | 2020-11-09 | Cap-Tons | 1 |  | None | 475 | 0.107 | 30.2 | 38.9 | 0.0321 | 0 | [6 empty] | DEER:HVAC_Split-Package_AC | Annual
Any | NE-HVAC-airAC-SpltPkg-65to134kBtuh-12p5eer-woutPreEcono | RFF | Ex | CZ06 | cDXGF | SWHC013-02 | DEER2020 | D20v1 | 2020-11-09 | Cap-Tons | 1 |  | None | 546 | 0.161 | 10.6 | 89.3 | 0.0634 | 0 | [6 empty] | DEER:HVAC_Split-Package_AC | Annual
Any | NE-HVAC-airAC-SpltPkg-65to134kBtuh-12p5eer-woutPreEcono | RFF | Ex | CZ07 | cDXGF | SWHC013-02 | DEER2020 | D20v1 | 2020-11-09 | Cap-Tons | 1 |  | None | 544 | 0.141 | 7.13 | 83.1 | 0.0531 | 0 | [6 empty] | DEER:HVAC_Split-Package_AC | Annual
Any | NE-HVAC-airAC-SpltPkg-65to134kBtuh-12p5eer-woutPreEcono | RFF | Ex | CZ08 | cDXGF | SWHC013-02 | DEER2020 | D20v1 | 2020-11-09 | Cap-Tons | 1 |  | None | 602 | 0.161 | 10.6 | 136 | 0.0758 | 0 | [6 empty] | DEER:HVAC_Split-Package_AC | Annual
Any | NE-HVAC-airAC-SpltPkg-65to134kBtuh-12p5eer-woutPreEcono | RFF | Ex | CZ09 | cDXGF | SWHC013-02 | DEER2020 | D20v1 | 2020-11-09 | Cap-Tons | 1 |  | None | 665 | 0.192 | 9.91 | 115 | 0.0894 | 0 | [6 empty] | DEER:HVAC_Split-Package_AC | Annual
Any | NE-HVAC-airAC-SpltPkg-65to134kBtuh-12p5eer-woutPreEcono | RFF | Ex | CZ10 | cDXGF | SWHC013-02 | DEER2020 | D20v1 | 2020-11-09 | Cap-Tons | 1 |  | None | 729 | 0.202 | 13.8 | 141 | 0.1 | 0 | [6 empty] | DEER:HVAC_Split-Package_AC | Annual
Any | NE-HVAC-airAC-SpltPkg-65to134kBtuh-12p5eer-woutPreEcono | RFF | Ex | CZ11 | cDXGF | SWHC013-02 | DEER2020 | D20v1 | 2020-11-09 | Cap-Tons | 1 |  | None | 731 | 0.214 | 19.8 | 138 | 0.101 | 0 | [6 empty] | DEER:HVAC_Split-Package_AC | Annual
Any | NE-HVAC-airAC-SpltPkg-65to134kBtuh-12p5eer-woutPreEcono | RFF | Ex | CZ12 | cDXGF | SWHC013-02 | DEER2020 | D20v1 | 2020-11-09 | Cap-Tons | 1 |  | None | 675 | 0.2 | 23.3 | 116 | 0.105 | 0 | [6 empty] | DEER:HVAC_Split-Package_AC | Annual
Any | NE-HVAC-airAC-SpltPkg-65to134kBtuh-12p5eer-woutPreEcono | RFF | Ex | CZ13 | cDXGF | SWHC013-02 | DEER2020 | D20v1 | 2020-11-09 | Cap-Tons | 1 |  | None | 750 | 0.206 | 18.3 | 147 | 0.0964 | 0 | [6 empty] | DEER:HVAC_Split-Package_AC | Annual
Any | NE-HVAC-airAC-SpltPkg-65to134kBtuh-12p5eer-woutPreEcono | RFF | Ex | CZ14 | cDXGF | SWHC013-02 | DEER2020 | D20v1 | 2020-11-09 | Cap-Tons | 1 |  | None | 758 | 0.217 | 22 | 135 | 0.084 | 0 | [6 empty] | DEER:HVAC_Split-Package_AC | Annual
Any | NE-HVAC-airAC-SpltPkg-65to134kBtuh-12p5eer-woutPreEcono | RFF | Ex | CZ15 | cDXGF | SWHC013-02 | DEER2020 | D20v1 | 2020-11-09 | Cap-Tons | 1 |  | None | 945 | 0.241 | 2.98 | 213 | 0.0878 | 0 | [6 empty] | DEER:HVAC_Split-Package_AC | Annual
Any | NE-HVAC-airAC-SpltPkg-65to134kBtuh-12p5eer-woutPreEcono | RFF | Ex | CZ16 | cDXGF | SWHC013-02 | DEER2020 | D20v1 | 2020-11-09 | Cap-Tons | 1 |  | None | 593 | 0.164 | 50.9 | 60.7 | 0.0578 | 0 | [6 empty] | DEER:HVAC_Split-Package_AC | Annual
Any | NE-HVAC-airAC-SpltPkg-65to134kBtuh-12p5eer-woutPreEcono | RFF | New | CZ01 | cDXGF | SWHC013-02 | DEER2020 | D20v1 | 2020-11-09 | Cap-Tons | 1 |  | None | 9.08 | 0.0145 | 0 | 9.08 | 0.0145 | 0 | [6 empty] | DEER:HVAC_Split-Package_AC | Annual
Any | NE-HVAC-airAC-SpltPkg-65to134kBtuh-12p5eer-woutPreEcono | RFF | New | CZ02 | cDXGF | SWHC013-02 | DEER2020 | D20v1 | 2020-11-09 | Cap-Tons | 1 |  | None | 87.1 | 0.103 | 0 | 87.1 | 0.103 | 0 | [6 empty] | DEER:HVAC_Split-Package_AC | Annual
Any | NE-HVAC-airAC-SpltPkg-65to134kBtuh-12p5eer-woutPreEcono | RFF | New | CZ03 | cDXGF | SWHC013-02 | DEER2020 | D20v1 | 2020-11-09 | Cap-Tons | 1 |  | None | 33.9 | 0.0484 | 0 | 33.9 | 0.0484 | 0 | [6 empty] | DEER:HVAC_Split-Package_AC | Annual
Any | NE-HVAC-airAC-SpltPkg-65to134kBtuh-12p5eer-woutPreEcono | RFF | New | CZ04 | cDXGF | SWHC013-02 | DEER2020 | D20v1 | 2020-11-09 | Cap-Tons | 1 |  | None | 95.7 | 0.0899 | 0 | 95.7 | 0.0899 | 0 | [6 empty] | DEER:HVAC_Split-Package_AC | Annual
Any | NE-HVAC-airAC-SpltPkg-65to134kBtuh-12p5eer-woutPreEcono | RFF | New | CZ05 | cDXGF | SWHC013-02 | DEER2020 | D20v1 | 2020-11-09 | Cap-Tons | 1 |  | None | 33.3 | 0.0303 | 0 | 33.3 | 0.0303 | 0 | [6 empty] | DEER:HVAC_Split-Package_AC | Annual
Any | NE-HVAC-airAC-SpltPkg-65to134kBtuh-12p5eer-woutPreEcono | RFF | New | CZ06 | cDXGF | SWHC013-02 | DEER2020 | D20v1 | 2020-11-09 | Cap-Tons | 1 |  | None | 83.3 | 0.0636 | 0 | 83.3 | 0.0636 | 0 | [6 empty] | DEER:HVAC_Split-Package_AC | Annual
Any | NE-HVAC-airAC-SpltPkg-65to134kBtuh-12p5eer-woutPreEcono | RFF | New | CZ07 | cDXGF | SWHC013-02 | DEER2020 | D20v1 | 2020-11-09 | Cap-Tons | 1 |  | None | 76.4 | 0.0524 | 0 | 76.4 | 0.0524 | 0 | [6 empty] | DEER:HVAC_Split-Package_AC | Annual
Any | NE-HVAC-airAC-SpltPkg-65to134kBtuh-12p5eer-woutPreEcono | RFF | New | CZ08 | cDXGF | SWHC013-02 | DEER2020 | D20v1 | 2020-11-09 | Cap-Tons | 1 |  | None | 126 | 0.0745 | 0 | 126 | 0.0745 | 0 | [6 empty] | DEER:HVAC_Split-Package_AC | Annual
Any | NE-HVAC-airAC-SpltPkg-65to134kBtuh-12p5eer-woutPreEcono | RFF | New | CZ09 | cDXGF | SWHC013-02 | DEER2020 | D20v1 | 2020-11-09 | Cap-Tons | 1 |  | None | 108 | 0.0881 | 0 | 108 | 0.0881 | 0 | [6 empty] | DEER:HVAC_Split-Package_AC | Annual
Any | NE-HVAC-airAC-SpltPkg-65to134kBtuh-12p5eer-woutPreEcono | RFF | New | CZ10 | cDXGF | SWHC013-02 | DEER2020 | D20v1 | 2020-11-09 | Cap-Tons | 1 |  | None | 131 | 0.0979 | 0 | 131 | 0.0979 | 0 | [6 empty] | DEER:HVAC_Split-Package_AC | Annual
Any | NE-HVAC-airAC-SpltPkg-65to134kBtuh-12p5eer-woutPreEcono | RFF | New | CZ11 | cDXGF | SWHC013-02 | DEER2020 | D20v1 | 2020-11-09 | Cap-Tons | 1 |  | None | 132 | 0.0982 | 0 | 132 | 0.0982 | 0 | [6 empty] | DEER:HVAC_Split-Package_AC | Annual
Any | NE-HVAC-airAC-SpltPkg-65to134kBtuh-12p5eer-woutPreEcono | RFF | New | CZ12 | cDXGF | SWHC013-02 | DEER2020 | D20v1 | 2020-11-09 | Cap-Tons | 1 |  | None | 109 | 0.103 | 0 | 109 | 0.103 | 0 | [6 empty] | DEER:HVAC_Split-Package_AC | Annual
Any | NE-HVAC-airAC-SpltPkg-65to134kBtuh-12p5eer-woutPreEcono | RFF | New | CZ13 | cDXGF | SWHC013-02 | DEER2020 | D20v1 | 2020-11-09 | Cap-Tons | 1 |  | None | 141 | 0.0937 | 0 | 141 | 0.0937 | 0 | [6 empty] | DEER:HVAC_Split-Package_AC | Annual
Any | NE-HVAC-airAC-SpltPkg-65to134kBtuh-12p5eer-woutPreEcono | RFF | New | CZ14 | cDXGF | SWHC013-02 | DEER2020 | D20v1 | 2020-11-09 | Cap-Tons | 1 |  | None | 129 | 0.0802 | 0 | 129 | 0.0802 | 0 | [6 empty] | DEER:HVAC_Split-Package_AC | Annual
Any | NE-HVAC-airAC-SpltPkg-65to134kBtuh-12p5eer-woutPreEcono | RFF | New | CZ15 | cDXGF | SWHC013-02 | DEER2020 | D20v1 | 2020-11-09 | Cap-Tons | 1 |  | None | 203 | 0.084 | 0 | 203 | 0.084 | 0 | [6 empty] | DEER:HVAC_Split-Package_AC | Annual
Any | NE-HVAC-airAC-SpltPkg-65to134kBtuh-12p5eer-woutPreEcono | RFF | New | CZ16 | cDXGF | SWHC013-02 | DEER2020 | D20v1 | 2020-11-09 | Cap-Tons | 1 |  | None | 58.4 | 0.0564 | 0 | 58.4 | 0.0564 | 0 | [6 empty] | DEER:HVAC_Split-Package_AC | Annual
Any | NE-HVAC-airAC-SpltPkg-65to134kBtuh-12p5eer-woutPreEcono | RSD | Ex | CZ01 | cDXGF | SWHC013-02 | DEER2020 | D20v1 | 2020-11-09 | Cap-Tons | 1 |  | None | 335 | 0.0647 | 29.8 | 13.1 | 0.0178 | 0 | [6 empty] | DEER:HVAC_Split-Package_AC | Annual
Any | NE-HVAC-airAC-SpltPkg-65to134kBtuh-12p5eer-woutPreEcono | RSD | Ex | CZ02 | cDXGF | SWHC013-02 | DEER2020 | D20v1 | 2020-11-09 | Cap-Tons | 1 |  | None | 471 | 0.19 | 17.7 | 97.1 | 0.0981 | 0 | [6 empty] | DEER:HVAC_Split-Package_AC | Annual
Any | NE-HVAC-airAC-SpltPkg-65to134kBtuh-12p5eer-woutPreEcono | RSD | Ex | CZ03 | cDXGF | SWHC013-02 | DEER2020 | D20v1 | 2020-11-09 | Cap-Tons | 1 |  | None | 370 | 0.137 | 15.4 | 50.5 | 0.0529 | 0 | [6 empty] | DEER:HVAC_Split-Package_AC | Annual
Any | NE-HVAC-airAC-SpltPkg-65to134kBtuh-12p5eer-woutPreEcono | RSD | Ex | CZ04 | cDXGF | SWHC013-02 | DEER2020 | D20v1 | 2020-11-09 | Cap-Tons | 1 |  | None | 494 | 0.18 | 10.9 | 109 | 0.0875 | 0 | [6 empty] | DEER:HVAC_Split-Package_AC | Annual
Any | NE-HVAC-airAC-SpltPkg-65to134kBtuh-12p5eer-woutPreEcono | RSD | Ex | CZ05 | cDXGF | SWHC013-02 | DEER2020 | D20v1 | 2020-11-09 | Cap-Tons | 1 |  | None | 373 | 0.105 | 14.8 | 50.2 | 0.0338 | 0 | [6 empty] | DEER:HVAC_Split-Package_AC | Annual
Any | NE-HVAC-airAC-SpltPkg-65to134kBtuh-12p5eer-woutPreEcono | RSD | Ex | CZ06 | cDXGF | SWHC013-02 | DEER2020 | D20v1 | 2020-11-09 | Cap-Tons | 1 |  | None | 436 | 0.159 | 4.41 | 103 | 0.0659 | 0 | [6 empty] | DEER:HVAC_Split-Package_AC | Annual
Any | NE-HVAC-airAC-SpltPkg-65to134kBtuh-12p5eer-woutPreEcono | RSD | Ex | CZ07 | cDXGF | SWHC013-02 | DEER2020 | D20v1 | 2020-11-09 | Cap-Tons | 1 |  | None | 412 | 0.134 | 1.65 | 96 | 0.0558 | 0 | [6 empty] | DEER:HVAC_Split-Package_AC | Annual
Any | NE-HVAC-airAC-SpltPkg-65to134kBtuh-12p5eer-woutPreEcono | RSD | Ex | CZ08 | cDXGF | SWHC013-02 | DEER2020 | D20v1 | 2020-11-09 | Cap-Tons | 1 |  | None | 501 | 0.166 | 3.5 | 128 | 0.0693 | 0 | [6 empty] | DEER:HVAC_Split-Package_AC | Annual
Any | NE-HVAC-airAC-SpltPkg-65to134kBtuh-12p5eer-woutPreEcono | RSD | Ex | CZ09 | cDXGF | SWHC013-02 | DEER2020 | D20v1 | 2020-11-09 | Cap-Tons | 1 |  | None | 557 | 0.198 | 4.33 | 111 | 0.0855 | 0 | [6 empty] | DEER:HVAC_Split-Package_AC | Annual
Any | NE-HVAC-airAC-SpltPkg-65to134kBtuh-12p5eer-woutPreEcono | RSD | Ex | CZ10 | cDXGF | SWHC013-02 | DEER2020 | D20v1 | 2020-11-09 | Cap-Tons | 1 |  | None | 603 | 0.218 | 6.52 | 132 | 0.0923 | 0 | [6 empty] | DEER:HVAC_Split-Package_AC | Annual
Any | NE-HVAC-airAC-SpltPkg-65to134kBtuh-12p5eer-woutPreEcono | RSD | Ex | CZ11 | cDXGF | SWHC013-02 | DEER2020 | D20v1 | 2020-11-09 | Cap-Tons | 1 |  | None | 603 | 0.231 | 14 | 123 | 0.0943 | 0 | [6 empty] | DEER:HVAC_Split-Package_AC | Annual
Any | NE-HVAC-airAC-SpltPkg-65to134kBtuh-12p5eer-woutPreEcono | RSD | Ex | CZ12 | cDXGF | SWHC013-02 | DEER2020 | D20v1 | 2020-11-09 | Cap-Tons | 1 |  | None | 562 | 0.215 | 16.1 | 111 | 0.0998 | 0 | [6 empty] | DEER:HVAC_Split-Package_AC | Annual
Any | NE-HVAC-airAC-SpltPkg-65to134kBtuh-12p5eer-woutPreEcono | RSD | Ex | CZ13 | cDXGF | SWHC013-02 | DEER2020 | D20v1 | 2020-11-09 | Cap-Tons | 1 |  | None | 616 | 0.22 | 13.4 | 129 | 0.0916 | 0 | [6 empty] | DEER:HVAC_Split-Package_AC | Annual
Any | NE-HVAC-airAC-SpltPkg-65to134kBtuh-12p5eer-woutPreEcono | RSD | Ex | CZ14 | cDXGF | SWHC013-02 | DEER2020 | D20v1 | 2020-11-09 | Cap-Tons | 1 |  | None | 629 | 0.234 | 14.3 | 121 | 0.076 | 0 | [6 empty] | DEER:HVAC_Split-Package_AC | Annual
Any | NE-HVAC-airAC-SpltPkg-65to134kBtuh-12p5eer-woutPreEcono | RSD | Ex | CZ15 | cDXGF | SWHC013-02 | DEER2020 | D20v1 | 2020-11-09 | Cap-Tons | 1 |  | None | 779 | 0.264 | 1.01 | 176 | 0.0787 | 0 | [6 empty] | DEER:HVAC_Split-Package_AC | Annual
Any | NE-HVAC-airAC-SpltPkg-65to134kBtuh-12p5eer-woutPreEcono | RSD | Ex | CZ16 | cDXGF | SWHC013-02 | DEER2020 | D20v1 | 2020-11-09 | Cap-Tons | 1 |  | None | 466 | 0.173 | 47.8 | 59.3 | 0.0571 | 0 | [6 empty] | DEER:HVAC_Split-Package_AC | Annual
Any | NE-HVAC-airAC-SpltPkg-65to134kBtuh-12p5eer-woutPreEcono | RSD | New | CZ01 | cDXGF | SWHC013-02 | DEER2020 | D20v1 | 2020-11-09 | Cap-Tons | 1 |  | None | 8.45 | 0.0109 | 0 | 8.45 | 0.0109 | 0 | [6 empty] | DEER:HVAC_Split-Package_AC | Annual
Any | NE-HVAC-airAC-SpltPkg-65to134kBtuh-12p5eer-woutPreEcono | RSD | New | CZ02 | cDXGF | SWHC013-02 | DEER2020 | D20v1 | 2020-11-09 | Cap-Tons | 1 |  | None | 84.5 | 0.0963 | 0 | 84.5 | 0.0963 | 0 | [6 empty] | DEER:HVAC_Split-Package_AC | Annual
Any | NE-HVAC-airAC-SpltPkg-65to134kBtuh-12p5eer-woutPreEcono | RSD | New | CZ03 | cDXGF | SWHC013-02 | DEER2020 | D20v1 | 2020-11-09 | Cap-Tons | 1 |  | None | 36.9 | 0.0481 | 0 | 36.9 | 0.0481 | 0 | [6 empty] | DEER:HVAC_Split-Package_AC | Annual
Any | NE-HVAC-airAC-SpltPkg-65to134kBtuh-12p5eer-woutPreEcono | RSD | New | CZ04 | cDXGF | SWHC013-02 | DEER2020 | D20v1 | 2020-11-09 | Cap-Tons | 1 |  | None | 92.8 | 0.0853 | 0 | 92.8 | 0.0853 | 0 | [6 empty] | DEER:HVAC_Split-Package_AC | Annual
Any | NE-HVAC-airAC-SpltPkg-65to134kBtuh-12p5eer-woutPreEcono | RSD | New | CZ05 | cDXGF | SWHC013-02 | DEER2020 | D20v1 | 2020-11-09 | Cap-Tons | 1 |  | None | 33.9 | 0.029 | 0 | 33.9 | 0.029 | 0 | [6 empty] | DEER:HVAC_Split-Package_AC | Annual
Any | NE-HVAC-airAC-SpltPkg-65to134kBtuh-12p5eer-woutPreEcono | RSD | New | CZ06 | cDXGF | SWHC013-02 | DEER2020 | D20v1 | 2020-11-09 | Cap-Tons | 1 |  | None | 88.7 | 0.0672 | 0 | 88.7 | 0.0672 | 0 | [6 empty] | DEER:HVAC_Split-Package_AC | Annual
Any | NE-HVAC-airAC-SpltPkg-65to134kBtuh-12p5eer-woutPreEcono | RSD | New | CZ07 | cDXGF | SWHC013-02 | DEER2020 | D20v1 | 2020-11-09 | Cap-Tons | 1 |  | None | 77.1 | 0.0535 | 0 | 77.1 | 0.0535 | 0 | [6 empty] | DEER:HVAC_Split-Package_AC | Annual
Any | NE-HVAC-airAC-SpltPkg-65to134kBtuh-12p5eer-woutPreEcono | RSD | New | CZ08 | cDXGF | SWHC013-02 | DEER2020 | D20v1 | 2020-11-09 | Cap-Tons | 1 |  | None | 112 | 0.0668 | 0 | 112 | 0.0668 | 0 | [6 empty] | DEER:HVAC_Split-Package_AC | Annual
Any | NE-HVAC-airAC-SpltPkg-65to134kBtuh-12p5eer-woutPreEcono | RSD | New | CZ09 | cDXGF | SWHC013-02 | DEER2020 | D20v1 | 2020-11-09 | Cap-Tons | 1 |  | None | 101 | 0.0829 | 0 | 101 | 0.0829 | 0 | [6 empty] | DEER:HVAC_Split-Package_AC | Annual
Any | NE-HVAC-airAC-SpltPkg-65to134kBtuh-12p5eer-woutPreEcono | RSD | New | CZ10 | cDXGF | SWHC013-02 | DEER2020 | D20v1 | 2020-11-09 | Cap-Tons | 1 |  | None | 122 | 0.0903 | 0 | 122 | 0.0903 | 0 | [6 empty] | DEER:HVAC_Split-Package_AC | Annual
Any | NE-HVAC-airAC-SpltPkg-65to134kBtuh-12p5eer-woutPreEcono | RSD | New | CZ11 | cDXGF | SWHC013-02 | DEER2020 | D20v1 | 2020-11-09 | Cap-Tons | 1 |  | None | 117 | 0.0919 | 0 | 117 | 0.0919 | 0 | [6 empty] | DEER:HVAC_Split-Package_AC | Annual
Any | NE-HVAC-airAC-SpltPkg-65to134kBtuh-12p5eer-woutPreEcono | RSD | New | CZ12 | cDXGF | SWHC013-02 | DEER2020 | D20v1 | 2020-11-09 | Cap-Tons | 1 |  | None | 103 | 0.098 | 0 | 103 | 0.098 | 0 | [6 empty] | DEER:HVAC_Split-Package_AC | Annual
Any | NE-HVAC-airAC-SpltPkg-65to134kBtuh-12p5eer-woutPreEcono | RSD | New | CZ13 | cDXGF | SWHC013-02 | DEER2020 | D20v1 | 2020-11-09 | Cap-Tons | 1 |  | None | 122 | 0.0892 | 0 | 122 | 0.0892 | 0 | [6 empty] | DEER:HVAC_Split-Package_AC | Annual
Any | NE-HVAC-airAC-SpltPkg-65to134kBtuh-12p5eer-woutPreEcono | RSD | New | CZ14 | cDXGF | SWHC013-02 | DEER2020 | D20v1 | 2020-11-09 | Cap-Tons | 1 |  | None | 114 | 0.0729 | 0 | 114 | 0.0729 | 0 | [6 empty] | DEER:HVAC_Split-Package_AC | Annual
Any | NE-HVAC-airAC-SpltPkg-65to134kBtuh-12p5eer-woutPreEcono | RSD | New | CZ15 | cDXGF | SWHC013-02 | DEER2020 | D20v1 | 2020-11-09 | Cap-Tons | 1 |  | None | 167 | 0.0751 | 0 | 167 | 0.0751 | 0 | [6 empty] | DEER:HVAC_Split-Package_AC | Annual
Any | NE-HVAC-airAC-SpltPkg-65to134kBtuh-12p5eer-woutPreEcono | RSD | New | CZ16 | cDXGF | SWHC013-02 | DEER2020 | D20v1 | 2020-11-09 | Cap-Tons | 1 |  | None | 53.4 | 0.055 | 0 | 53.4 | 0.055 | 0 | [6 empty] | DEER:HVAC_Split-Package_AC | Annual
Any | NE-HVAC-airAC-SpltPkg-65to134kBtuh-12p5eer-woutPreEcono | Rt3 | Ex | CZ01 | cDXGF | SWHC013-02 | DEER2020 | D20v1 | 2020-11-09 | Cap-Tons | 1 |  | None | 599 | 0.166 | 13.9 | 19.3 | 0.0256 | 0 | [6 empty] | DEER:HVAC_Split-Package_AC | Annual
Any | NE-HVAC-airAC-SpltPkg-65to134kBtuh-12p5eer-woutPreEcono | Rt3 | Ex | CZ02 | cDXGF | SWHC013-02 | DEER2020 | D20v1 | 2020-11-09 | Cap-Tons | 1 |  | None | 717 | 0.202 | 7.04 | 92 | 0.0911 | 0 | [6 empty] | DEER:HVAC_Split-Package_AC | Annual
Any | NE-HVAC-airAC-SpltPkg-65to134kBtuh-12p5eer-woutPreEcono | Rt3 | Ex | CZ03 | cDXGF | SWHC013-02 | DEER2020 | D20v1 | 2020-11-09 | Cap-Tons | 1 |  | None | 671 | 0.159 | 5.1 | 56.3 | 0.0606 | 0 | [6 empty] | DEER:HVAC_Split-Package_AC | Annual
Any | NE-HVAC-airAC-SpltPkg-65to134kBtuh-12p5eer-woutPreEcono | Rt3 | Ex | CZ04 | cDXGF | SWHC013-02 | DEER2020 | D20v1 | 2020-11-09 | Cap-Tons | 1 |  | None | 728 | 0.193 | 3.93 | 99.1 | 0.0824 | 0 | [6 empty] | DEER:HVAC_Split-Package_AC | Annual
Any | NE-HVAC-airAC-SpltPkg-65to134kBtuh-12p5eer-woutPreEcono | Rt3 | Ex | CZ05 | cDXGF | SWHC013-02 | DEER2020 | D20v1 | 2020-11-09 | Cap-Tons | 1 |  | None | 690 | 0.153 | 4.27 | 57.6 | 0.0404 | 0 | [6 empty] | DEER:HVAC_Split-Package_AC | Annual
Any | NE-HVAC-airAC-SpltPkg-65to134kBtuh-12p5eer-woutPreEcono | Rt3 | Ex | CZ06 | cDXGF | SWHC013-02 | DEER2020 | D20v1 | 2020-11-09 | Cap-Tons | 1 |  | None | 738 | 0.173 | 0.999 | 118 | 0.0775 | 0 | [6 empty] | DEER:HVAC_Split-Package_AC | Annual
Any | NE-HVAC-airAC-SpltPkg-65to134kBtuh-12p5eer-woutPreEcono | Rt3 | Ex | CZ07 | cDXGF | SWHC013-02 | DEER2020 | D20v1 | 2020-11-09 | Cap-Tons | 1 |  | None | 772 | 0.161 | 0.3 | 110 | 0.0676 | 0 | [6 empty] | DEER:HVAC_Split-Package_AC | Annual
Any | NE-HVAC-airAC-SpltPkg-65to134kBtuh-12p5eer-woutPreEcono | Rt3 | Ex | CZ08 | cDXGF | SWHC013-02 | DEER2020 | D20v1 | 2020-11-09 | Cap-Tons | 1 |  | None | 773 | 0.18 | 0.717 | 127 | 0.073 | 0 | [6 empty] | DEER:HVAC_Split-Package_AC | Annual
Any | NE-HVAC-airAC-SpltPkg-65to134kBtuh-12p5eer-woutPreEcono | Rt3 | Ex | CZ09 | cDXGF | SWHC013-02 | DEER2020 | D20v1 | 2020-11-09 | Cap-Tons | 1 |  | None | 766 | 0.206 | 1.01 | 107 | 0.0836 | 0 | [6 empty] | DEER:HVAC_Split-Package_AC | Annual
Any | NE-HVAC-airAC-SpltPkg-65to134kBtuh-12p5eer-woutPreEcono | Rt3 | Ex | CZ10 | cDXGF | SWHC013-02 | DEER2020 | D20v1 | 2020-11-09 | Cap-Tons | 1 |  | None | 799 | 0.212 | 1.26 | 127 | 0.0906 | 0 | [6 empty] | DEER:HVAC_Split-Package_AC | Annual
Any | NE-HVAC-airAC-SpltPkg-65to134kBtuh-12p5eer-woutPreEcono | Rt3 | Ex | CZ11 | cDXGF | SWHC013-02 | DEER2020 | D20v1 | 2020-11-09 | Cap-Tons | 1 |  | None | 752 | 0.233 | 4.91 | 117 | 0.091 | 0 | [6 empty] | DEER:HVAC_Split-Package_AC | Annual
Any | NE-HVAC-airAC-SpltPkg-65to134kBtuh-12p5eer-woutPreEcono | Rt3 | Ex | CZ12 | cDXGF | SWHC013-02 | DEER2020 | D20v1 | 2020-11-09 | Cap-Tons | 1 |  | None | 754 | 0.226 | 5.46 | 105 | 0.0914 | 0 | [6 empty] | DEER:HVAC_Split-Package_AC | Annual
Any | NE-HVAC-airAC-SpltPkg-65to134kBtuh-12p5eer-woutPreEcono | Rt3 | Ex | CZ13 | cDXGF | SWHC013-02 | DEER2020 | D20v1 | 2020-11-09 | Cap-Tons | 1 |  | None | 763 | 0.223 | 4.43 | 124 | 0.0861 | 0 | [6 empty] | DEER:HVAC_Split-Package_AC | Annual
Any | NE-HVAC-airAC-SpltPkg-65to134kBtuh-12p5eer-woutPreEcono | Rt3 | Ex | CZ14 | cDXGF | SWHC013-02 | DEER2020 | D20v1 | 2020-11-09 | Cap-Tons | 1 |  | None | 742 | 0.224 | 4.83 | 118 | 0.0753 | 0 | [6 empty] | DEER:HVAC_Split-Package_AC | Annual
Any | NE-HVAC-airAC-SpltPkg-65to134kBtuh-12p5eer-woutPreEcono | Rt3 | Ex | CZ15 | cDXGF | SWHC013-02 | DEER2020 | D20v1 | 2020-11-09 | Cap-Tons | 1 |  | None | 856 | 0.246 | 0.155 | 176 | 0.0817 | 0 | [6 empty] | DEER:HVAC_Split-Package_AC | Annual
Any | NE-HVAC-airAC-SpltPkg-65to134kBtuh-12p5eer-woutPreEcono | Rt3 | Ex | CZ16 | cDXGF | SWHC013-02 | DEER2020 | D20v1 | 2020-11-09 | Cap-Tons | 1 |  | None | 622 | 0.178 | 25.3 | 69.3 | 0.0633 | 0 | [6 empty] | DEER:HVAC_Split-Package_AC | Annual
Any | NE-HVAC-airAC-SpltPkg-65to134kBtuh-12p5eer-woutPreEcono | Rt3 | New | CZ01 | cDXGF | SWHC013-02 | DEER2020 | D20v1 | 2020-11-09 | Cap-Tons | 1 |  | None | 16.3 | 0.0231 | 0 | 16.3 | 0.0231 | 0 | [6 empty] | DEER:HVAC_Split-Package_AC | Annual
Any | NE-HVAC-airAC-SpltPkg-65to134kBtuh-12p5eer-woutPreEcono | Rt3 | New | CZ02 | cDXGF | SWHC013-02 | DEER2020 | D20v1 | 2020-11-09 | Cap-Tons | 1 |  | None | 84.9 | 0.0895 | 0 | 84.9 | 0.0895 | 0 | [6 empty] | DEER:HVAC_Split-Package_AC | Annual
Any | NE-HVAC-airAC-SpltPkg-65to134kBtuh-12p5eer-woutPreEcono | Rt3 | New | CZ03 | cDXGF | SWHC013-02 | DEER2020 | D20v1 | 2020-11-09 | Cap-Tons | 1 |  | None | 49.2 | 0.0584 | 0 | 49.2 | 0.0584 | 0 | [6 empty] | DEER:HVAC_Split-Package_AC | Annual
Any | NE-HVAC-airAC-SpltPkg-65to134kBtuh-12p5eer-woutPreEcono | Rt3 | New | CZ04 | cDXGF | SWHC013-02 | DEER2020 | D20v1 | 2020-11-09 | Cap-Tons | 1 |  | None | 91.1 | 0.0807 | 0 | 91.1 | 0.0807 | 0 | [6 empty] | DEER:HVAC_Split-Package_AC | Annual
Any | NE-HVAC-airAC-SpltPkg-65to134kBtuh-12p5eer-woutPreEcono | Rt3 | New | CZ05 | cDXGF | SWHC013-02 | DEER2020 | D20v1 | 2020-11-09 | Cap-Tons | 1 |  | None | 49.4 | 0.038 | 0 | 49.4 | 0.038 | 0 | [6 empty] | DEER:HVAC_Split-Package_AC | Annual
Any | NE-HVAC-airAC-SpltPkg-65to134kBtuh-12p5eer-woutPreEcono | Rt3 | New | CZ06 | cDXGF | SWHC013-02 | DEER2020 | D20v1 | 2020-11-09 | Cap-Tons | 1 |  | None | 108 | 0.0765 | 0 | 108 | 0.0765 | 0 | [6 empty] | DEER:HVAC_Split-Package_AC | Annual
Any | NE-HVAC-airAC-SpltPkg-65to134kBtuh-12p5eer-woutPreEcono | Rt3 | New | CZ07 | cDXGF | SWHC013-02 | DEER2020 | D20v1 | 2020-11-09 | Cap-Tons | 1 |  | None | 99.8 | 0.0664 | 0 | 99.8 | 0.0664 | 0 | [6 empty] | DEER:HVAC_Split-Package_AC | Annual
Any | NE-HVAC-airAC-SpltPkg-65to134kBtuh-12p5eer-woutPreEcono | Rt3 | New | CZ08 | cDXGF | SWHC013-02 | DEER2020 | D20v1 | 2020-11-09 | Cap-Tons | 1 |  | None | 117 | 0.0713 | 0 | 117 | 0.0713 | 0 | [6 empty] | DEER:HVAC_Split-Package_AC | Annual
Any | NE-HVAC-airAC-SpltPkg-65to134kBtuh-12p5eer-woutPreEcono | Rt3 | New | CZ09 | cDXGF | SWHC013-02 | DEER2020 | D20v1 | 2020-11-09 | Cap-Tons | 1 |  | None | 99.6 | 0.0819 | 0 | 99.6 | 0.0819 | 0 | [6 empty] | DEER:HVAC_Split-Package_AC | Annual
Any | NE-HVAC-airAC-SpltPkg-65to134kBtuh-12p5eer-woutPreEcono | Rt3 | New | CZ10 | cDXGF | SWHC013-02 | DEER2020 | D20v1 | 2020-11-09 | Cap-Tons | 1 |  | None | 119 | 0.0889 | 0 | 119 | 0.0889 | 0 | [6 empty] | DEER:HVAC_Split-Package_AC | Annual
Any | NE-HVAC-airAC-SpltPkg-65to134kBtuh-12p5eer-woutPreEcono | Rt3 | New | CZ11 | cDXGF | SWHC013-02 | DEER2020 | D20v1 | 2020-11-09 | Cap-Tons | 1 |  | None | 113 | 0.0886 | 0 | 113 | 0.0886 | 0 | [6 empty] | DEER:HVAC_Split-Package_AC | Annual
Any | NE-HVAC-airAC-SpltPkg-65to134kBtuh-12p5eer-woutPreEcono | Rt3 | New | CZ12 | cDXGF | SWHC013-02 | DEER2020 | D20v1 | 2020-11-09 | Cap-Tons | 1 |  | None | 99.5 | 0.089 | 0 | 99.5 | 0.089 | 0 | [6 empty] | DEER:HVAC_Split-Package_AC | Annual
Any | NE-HVAC-airAC-SpltPkg-65to134kBtuh-12p5eer-woutPreEcono | Rt3 | New | CZ13 | cDXGF | SWHC013-02 | DEER2020 | D20v1 | 2020-11-09 | Cap-Tons | 1 |  | None | 118 | 0.0835 | 0 | 118 | 0.0835 | 0 | [6 empty] | DEER:HVAC_Split-Package_AC | Annual
Any | NE-HVAC-airAC-SpltPkg-65to134kBtuh-12p5eer-woutPreEcono | Rt3 | New | CZ14 | cDXGF | SWHC013-02 | DEER2020 | D20v1 | 2020-11-09 | Cap-Tons | 1 |  | None | 114 | 0.0723 | 0 | 114 | 0.0723 | 0 | [6 empty] | DEER:HVAC_Split-Package_AC | Annual
Any | NE-HVAC-airAC-SpltPkg-65to134kBtuh-12p5eer-woutPreEcono | Rt3 | New | CZ15 | cDXGF | SWHC013-02 | DEER2020 | D20v1 | 2020-11-09 | Cap-Tons | 1 |  | None | 167 | 0.078 | 0 | 167 | 0.078 | 0 | [6 empty] | DEER:HVAC_Split-Package_AC | Annual
Any | NE-HVAC-airAC-SpltPkg-65to134kBtuh-12p5eer-woutPreEcono | Rt3 | New | CZ16 | cDXGF | SWHC013-02 | DEER2020 | D20v1 | 2020-11-09 | Cap-Tons | 1 |  | None | 67.3 | 0.061 | 0 | 67.3 | 0.061 | 0 | [6 empty] | DEER:HVAC_Split-Package_AC | Annual
Any | NE-HVAC-airAC-SpltPkg-65to134kBtuh-12p5eer-woutPreEcono | RtL | Ex | CZ01 | cDXGF | SWHC013-02 | DEER2020 | D20v1 | 2020-11-09 | Cap-Tons | 1 |  | None | 585 | 0.137 | 22.3 | 32.3 | 0.0278 | 0 | [6 empty] | DEER:HVAC_Split-Package_AC | Annual
Any | NE-HVAC-airAC-SpltPkg-65to134kBtuh-12p5eer-woutPreEcono | RtL | Ex | CZ02 | cDXGF | SWHC013-02 | DEER2020 | D20v1 | 2020-11-09 | Cap-Tons | 1 |  | None | 728 | 0.204 | 12.2 | 99.5 | 0.0915 | 0 | [6 empty] | DEER:HVAC_Split-Package_AC | Annual
Any | NE-HVAC-airAC-SpltPkg-65to134kBtuh-12p5eer-woutPreEcono | RtL | Ex | CZ03 | cDXGF | SWHC013-02 | DEER2020 | D20v1 | 2020-11-09 | Cap-Tons | 1 |  | None | 649 | 0.154 | 9.3 | 73 | 0.0604 | 0 | [6 empty] | DEER:HVAC_Split-Package_AC | Annual
Any | NE-HVAC-airAC-SpltPkg-65to134kBtuh-12p5eer-woutPreEcono | RtL | Ex | CZ04 | cDXGF | SWHC013-02 | DEER2020 | D20v1 | 2020-11-09 | Cap-Tons | 1 |  | None | 739 | 0.195 | 7.72 | 113 | 0.0826 | 0 | [6 empty] | DEER:HVAC_Split-Package_AC | Annual
Any | NE-HVAC-airAC-SpltPkg-65to134kBtuh-12p5eer-woutPreEcono | RtL | Ex | CZ05 | cDXGF | SWHC013-02 | DEER2020 | D20v1 | 2020-11-09 | Cap-Tons | 1 |  | None | 655 | 0.139 | 10.1 | 73.5 | 0.0394 | 0 | [6 empty] | DEER:HVAC_Split-Package_AC | Annual
Any | NE-HVAC-airAC-SpltPkg-65to134kBtuh-12p5eer-woutPreEcono | RtL | Ex | CZ06 | cDXGF | SWHC013-02 | DEER2020 | D20v1 | 2020-11-09 | Cap-Tons | 1 |  | None | 704 | 0.167 | 3.7 | 138 | 0.0792 | 0 | [6 empty] | DEER:HVAC_Split-Package_AC | Annual
Any | NE-HVAC-airAC-SpltPkg-65to134kBtuh-12p5eer-woutPreEcono | RtL | Ex | CZ07 | cDXGF | SWHC013-02 | DEER2020 | D20v1 | 2020-11-09 | Cap-Tons | 1 |  | None | 719 | 0.154 | 2.28 | 128 | 0.0667 | 0 | [6 empty] | DEER:HVAC_Split-Package_AC | Annual
Any | NE-HVAC-airAC-SpltPkg-65to134kBtuh-12p5eer-woutPreEcono | RtL | Ex | CZ08 | cDXGF | SWHC013-02 | DEER2020 | D20v1 | 2020-11-09 | Cap-Tons | 1 |  | None | 767 | 0.183 | 2.53 | 132 | 0.0687 | 0 | [6 empty] | DEER:HVAC_Split-Package_AC | Annual
Any | NE-HVAC-airAC-SpltPkg-65to134kBtuh-12p5eer-woutPreEcono | RtL | Ex | CZ09 | cDXGF | SWHC013-02 | DEER2020 | D20v1 | 2020-11-09 | Cap-Tons | 1 |  | None | 778 | 0.21 | 2.63 | 114 | 0.0831 | 0 | [6 empty] | DEER:HVAC_Split-Package_AC | Annual
Any | NE-HVAC-airAC-SpltPkg-65to134kBtuh-12p5eer-woutPreEcono | RtL | Ex | CZ10 | cDXGF | SWHC013-02 | DEER2020 | D20v1 | 2020-11-09 | Cap-Tons | 1 |  | None | 820 | 0.218 | 3.35 | 135 | 0.0893 | 0 | [6 empty] | DEER:HVAC_Split-Package_AC | Annual
Any | NE-HVAC-airAC-SpltPkg-65to134kBtuh-12p5eer-woutPreEcono | RtL | Ex | CZ11 | cDXGF | SWHC013-02 | DEER2020 | D20v1 | 2020-11-09 | Cap-Tons | 1 |  | None | 795 | 0.232 | 8.49 | 127 | 0.0965 | 0 | [6 empty] | DEER:HVAC_Split-Package_AC | Annual
Any | NE-HVAC-airAC-SpltPkg-65to134kBtuh-12p5eer-woutPreEcono | RtL | Ex | CZ12 | cDXGF | SWHC013-02 | DEER2020 | D20v1 | 2020-11-09 | Cap-Tons | 1 |  | None | 787 | 0.228 | 9.09 | 113 | 0.094 | 0 | [6 empty] | DEER:HVAC_Split-Package_AC | Annual
Any | NE-HVAC-airAC-SpltPkg-65to134kBtuh-12p5eer-woutPreEcono | RtL | Ex | CZ13 | cDXGF | SWHC013-02 | DEER2020 | D20v1 | 2020-11-09 | Cap-Tons | 1 |  | None | 809 | 0.225 | 7.61 | 133 | 0.0886 | 0 | [6 empty] | DEER:HVAC_Split-Package_AC | Annual
Any | NE-HVAC-airAC-SpltPkg-65to134kBtuh-12p5eer-woutPreEcono | RtL | Ex | CZ14 | cDXGF | SWHC013-02 | DEER2020 | D20v1 | 2020-11-09 | Cap-Tons | 1 |  | None | 786 | 0.229 | 8.72 | 127 | 0.0763 | 0 | [6 empty] | DEER:HVAC_Split-Package_AC | Annual
Any | NE-HVAC-airAC-SpltPkg-65to134kBtuh-12p5eer-woutPreEcono | RtL | Ex | CZ15 | cDXGF | SWHC013-02 | DEER2020 | D20v1 | 2020-11-09 | Cap-Tons | 1 |  | None | 923 | 0.255 | 0.56 | 184 | 0.0819 | 0 | [6 empty] | DEER:HVAC_Split-Package_AC | Annual
Any | NE-HVAC-airAC-SpltPkg-65to134kBtuh-12p5eer-woutPreEcono | RtL | Ex | CZ16 | cDXGF | SWHC013-02 | DEER2020 | D20v1 | 2020-11-09 | Cap-Tons | 1 |  | None | 628 | 0.173 | 40.5 | 75.3 | 0.065 | 0 | [6 empty] | DEER:HVAC_Split-Package_AC | Annual
Any | NE-HVAC-airAC-SpltPkg-65to134kBtuh-12p5eer-woutPreEcono | RtL | New | CZ01 | cDXGF | SWHC013-02 | DEER2020 | D20v1 | 2020-11-09 | Cap-Tons | 1 |  | None | 32.2 | 0.0281 | 0 | 32.2 | 0.0281 | 0 | [6 empty] | DEER:HVAC_Split-Package_AC | Annual
Any | NE-HVAC-airAC-SpltPkg-65to134kBtuh-12p5eer-woutPreEcono | RtL | New | CZ02 | cDXGF | SWHC013-02 | DEER2020 | D20v1 | 2020-11-09 | Cap-Tons | 1 |  | None | 97.7 | 0.0928 | 0 | 97.7 | 0.0928 | 0 | [6 empty] | DEER:HVAC_Split-Package_AC | Annual
Any | NE-HVAC-airAC-SpltPkg-65to134kBtuh-12p5eer-woutPreEcono | RtL | New | CZ03 | cDXGF | SWHC013-02 | DEER2020 | D20v1 | 2020-11-09 | Cap-Tons | 1 |  | None | 71.6 | 0.06 | 0 | 71.6 | 0.06 | 0 | [6 empty] | DEER:HVAC_Split-Package_AC | Annual
Any | NE-HVAC-airAC-SpltPkg-65to134kBtuh-12p5eer-woutPreEcono | RtL | New | CZ04 | cDXGF | SWHC013-02 | DEER2020 | D20v1 | 2020-11-09 | Cap-Tons | 1 |  | None | 111 | 0.0838 | 0 | 111 | 0.0838 | 0 | [6 empty] | DEER:HVAC_Split-Package_AC | Annual
Any | NE-HVAC-airAC-SpltPkg-65to134kBtuh-12p5eer-woutPreEcono | RtL | New | CZ05 | cDXGF | SWHC013-02 | DEER2020 | D20v1 | 2020-11-09 | Cap-Tons | 1 |  | None | 72.4 | 0.0396 | 0 | 72.4 | 0.0396 | 0 | [6 empty] | DEER:HVAC_Split-Package_AC | Annual
Any | NE-HVAC-airAC-SpltPkg-65to134kBtuh-12p5eer-woutPreEcono | RtL | New | CZ06 | cDXGF | SWHC013-02 | DEER2020 | D20v1 | 2020-11-09 | Cap-Tons | 1 |  | None | 137 | 0.0807 | 0 | 137 | 0.0807 | 0 | [6 empty] | DEER:HVAC_Split-Package_AC | Annual
Any | NE-HVAC-airAC-SpltPkg-65to134kBtuh-12p5eer-woutPreEcono | RtL | New | CZ07 | cDXGF | SWHC013-02 | DEER2020 | D20v1 | 2020-11-09 | Cap-Tons | 1 |  | None | 127 | 0.0676 | 0 | 127 | 0.0676 | 0 | [6 empty] | DEER:HVAC_Split-Package_AC | Annual
Any | NE-HVAC-airAC-SpltPkg-65to134kBtuh-12p5eer-woutPreEcono | RtL | New | CZ08 | cDXGF | SWHC013-02 | DEER2020 | D20v1 | 2020-11-09 | Cap-Tons | 1 |  | None | 130 | 0.0694 | 0 | 130 | 0.0694 | 0 | [6 empty] | DEER:HVAC_Split-Package_AC | Annual
Any | NE-HVAC-airAC-SpltPkg-65to134kBtuh-12p5eer-woutPreEcono | RtL | New | CZ09 | cDXGF | SWHC013-02 | DEER2020 | D20v1 | 2020-11-09 | Cap-Tons | 1 |  | None | 111 | 0.0836 | 0 | 111 | 0.0836 | 0 | [6 empty] | DEER:HVAC_Split-Package_AC | Annual
Any | NE-HVAC-airAC-SpltPkg-65to134kBtuh-12p5eer-woutPreEcono | RtL | New | CZ10 | cDXGF | SWHC013-02 | DEER2020 | D20v1 | 2020-11-09 | Cap-Tons | 1 |  | None | 132 | 0.09 | 0 | 132 | 0.09 | 0 | [6 empty] | DEER:HVAC_Split-Package_AC | Annual
Any | NE-HVAC-airAC-SpltPkg-65to134kBtuh-12p5eer-woutPreEcono | RtL | New | CZ11 | cDXGF | SWHC013-02 | DEER2020 | D20v1 | 2020-11-09 | Cap-Tons | 1 |  | None | 127 | 0.0973 | 0 | 127 | 0.0973 | 0 | [6 empty] | DEER:HVAC_Split-Package_AC | Annual
Any | NE-HVAC-airAC-SpltPkg-65to134kBtuh-12p5eer-woutPreEcono | RtL | New | CZ12 | cDXGF | SWHC013-02 | DEER2020 | D20v1 | 2020-11-09 | Cap-Tons | 1 |  | None | 112 | 0.0951 | 0 | 112 | 0.0951 | 0 | [6 empty] | DEER:HVAC_Split-Package_AC | Annual
Any | NE-HVAC-airAC-SpltPkg-65to134kBtuh-12p5eer-woutPreEcono | RtL | New | CZ13 | cDXGF | SWHC013-02 | DEER2020 | D20v1 | 2020-11-09 | Cap-Tons | 1 |  | None | 131 | 0.0888 | 0 | 131 | 0.0888 | 0 | [6 empty] | DEER:HVAC_Split-Package_AC | Annual
Any | NE-HVAC-airAC-SpltPkg-65to134kBtuh-12p5eer-woutPreEcono | RtL | New | CZ14 | cDXGF | SWHC013-02 | DEER2020 | D20v1 | 2020-11-09 | Cap-Tons | 1 |  | None | 126 | 0.0761 | 0 | 126 | 0.0761 | 0 | [6 empty] | DEER:HVAC_Split-Package_AC | Annual
Any | NE-HVAC-airAC-SpltPkg-65to134kBtuh-12p5eer-woutPreEcono | RtL | New | CZ15 | cDXGF | SWHC013-02 | DEER2020 | D20v1 | 2020-11-09 | Cap-Tons | 1 |  | None | 179 | 0.0799 | 0 | 179 | 0.0799 | 0 | [6 empty] | DEER:HVAC_Split-Package_AC | Annual
Any | NE-HVAC-airAC-SpltPkg-65to134kBtuh-12p5eer-woutPreEcono | RtL | New | CZ16 | cDXGF | SWHC013-02 | DEER2020 | D20v1 | 2020-11-09 | Cap-Tons | 1 |  | None | 76.3 | 0.0651 | 0 | 76.3 | 0.0651 | 0 | [6 empty] | DEER:HVAC_Split-Package_AC | Annual
Any | NE-HVAC-airAC-SpltPkg-65to134kBtuh-12p5eer-woutPreEcono | RtS | Ex | CZ01 | cDXGF | SWHC013-02 | DEER2020 | D20v1 | 2020-11-09 | Cap-Tons | 1 |  | None | 473 | 0.12 | 25.9 | 11.1 | 0.0138 | 0 | [6 empty] | DEER:HVAC_Split-Package_AC | Annual
Any | NE-HVAC-airAC-SpltPkg-65to134kBtuh-12p5eer-woutPreEcono | RtS | Ex | CZ02 | cDXGF | SWHC013-02 | DEER2020 | D20v1 | 2020-11-09 | Cap-Tons | 1 |  | None | 607 | 0.207 | 12.2 | 75.4 | 0.0857 | 0 | [6 empty] | DEER:HVAC_Split-Package_AC | Annual
Any | NE-HVAC-airAC-SpltPkg-65to134kBtuh-12p5eer-woutPreEcono | RtS | Ex | CZ03 | cDXGF | SWHC013-02 | DEER2020 | D20v1 | 2020-11-09 | Cap-Tons | 1 |  | None | 530 | 0.157 | 11.4 | 36.7 | 0.0494 | 0 | [6 empty] | DEER:HVAC_Split-Package_AC | Annual
Any | NE-HVAC-airAC-SpltPkg-65to134kBtuh-12p5eer-woutPreEcono | RtS | Ex | CZ04 | cDXGF | SWHC013-02 | DEER2020 | D20v1 | 2020-11-09 | Cap-Tons | 1 |  | None | 609 | 0.201 | 8 | 78.3 | 0.0723 | 0 | [6 empty] | DEER:HVAC_Split-Package_AC | Annual
Any | NE-HVAC-airAC-SpltPkg-65to134kBtuh-12p5eer-woutPreEcono | RtS | Ex | CZ05 | cDXGF | SWHC013-02 | DEER2020 | D20v1 | 2020-11-09 | Cap-Tons | 1 |  | None | 539 | 0.134 | 10.4 | 37.2 | 0.0279 | 0 | [6 empty] | DEER:HVAC_Split-Package_AC | Annual
Any | NE-HVAC-airAC-SpltPkg-65to134kBtuh-12p5eer-woutPreEcono | RtS | Ex | CZ06 | cDXGF | SWHC013-02 | DEER2020 | D20v1 | 2020-11-09 | Cap-Tons | 1 |  | None | 597 | 0.18 | 3.57 | 87.3 | 0.0672 | 0 | [6 empty] | DEER:HVAC_Split-Package_AC | Annual
Any | NE-HVAC-airAC-SpltPkg-65to134kBtuh-12p5eer-woutPreEcono | RtS | Ex | CZ07 | cDXGF | SWHC013-02 | DEER2020 | D20v1 | 2020-11-09 | Cap-Tons | 1 |  | None | 620 | 0.165 | 2.69 | 77.1 | 0.0548 | 0 | [6 empty] | DEER:HVAC_Split-Package_AC | Annual
Any | NE-HVAC-airAC-SpltPkg-65to134kBtuh-12p5eer-woutPreEcono | RtS | Ex | CZ08 | cDXGF | SWHC013-02 | DEER2020 | D20v1 | 2020-11-09 | Cap-Tons | 1 |  | None | 642 | 0.188 | 2.56 | 100 | 0.0622 | 0 | [6 empty] | DEER:HVAC_Split-Package_AC | Annual
Any | NE-HVAC-airAC-SpltPkg-65to134kBtuh-12p5eer-woutPreEcono | RtS | Ex | CZ09 | cDXGF | SWHC013-02 | DEER2020 | D20v1 | 2020-11-09 | Cap-Tons | 1 |  | None | 641 | 0.212 | 2.51 | 89.1 | 0.0759 | 0 | [6 empty] | DEER:HVAC_Split-Package_AC | Annual
Any | NE-HVAC-airAC-SpltPkg-65to134kBtuh-12p5eer-woutPreEcono | RtS | Ex | CZ10 | cDXGF | SWHC013-02 | DEER2020 | D20v1 | 2020-11-09 | Cap-Tons | 1 |  | None | 684 | 0.219 | 3.31 | 108 | 0.0833 | 0 | [6 empty] | DEER:HVAC_Split-Package_AC | Annual
Any | NE-HVAC-airAC-SpltPkg-65to134kBtuh-12p5eer-woutPreEcono | RtS | Ex | CZ11 | cDXGF | SWHC013-02 | DEER2020 | D20v1 | 2020-11-09 | Cap-Tons | 1 |  | None | 667 | 0.229 | 6.88 | 107 | 0.0928 | 0 | [6 empty] | DEER:HVAC_Split-Package_AC | Annual
Any | NE-HVAC-airAC-SpltPkg-65to134kBtuh-12p5eer-woutPreEcono | RtS | Ex | CZ12 | cDXGF | SWHC013-02 | DEER2020 | D20v1 | 2020-11-09 | Cap-Tons | 1 |  | None | 658 | 0.229 | 8.44 | 91.8 | 0.0883 | 0 | [6 empty] | DEER:HVAC_Split-Package_AC | Annual
Any | NE-HVAC-airAC-SpltPkg-65to134kBtuh-12p5eer-woutPreEcono | RtS | Ex | CZ13 | cDXGF | SWHC013-02 | DEER2020 | D20v1 | 2020-11-09 | Cap-Tons | 1 |  | None | 679 | 0.227 | 6.38 | 112 | 0.0828 | 0 | [6 empty] | DEER:HVAC_Split-Package_AC | Annual
Any | NE-HVAC-airAC-SpltPkg-65to134kBtuh-12p5eer-woutPreEcono | RtS | Ex | CZ14 | cDXGF | SWHC013-02 | DEER2020 | D20v1 | 2020-11-09 | Cap-Tons | 1 |  | None | 666 | 0.224 | 6.58 | 108 | 0.0729 | 0 | [6 empty] | DEER:HVAC_Split-Package_AC | Annual
Any | NE-HVAC-airAC-SpltPkg-65to134kBtuh-12p5eer-woutPreEcono | RtS | Ex | CZ15 | cDXGF | SWHC013-02 | DEER2020 | D20v1 | 2020-11-09 | Cap-Tons | 1 |  | None | 780 | 0.243 | 0.457 | 168 | 0.082 | 0 | [6 empty] | DEER:HVAC_Split-Package_AC | Annual
Any | NE-HVAC-airAC-SpltPkg-65to134kBtuh-12p5eer-woutPreEcono | RtS | Ex | CZ16 | cDXGF | SWHC013-02 | DEER2020 | D20v1 | 2020-11-09 | Cap-Tons | 1 |  | None | 567 | 0.176 | 29.2 | 58.1 | 0.0593 | 0 | [6 empty] | DEER:HVAC_Split-Package_AC | Annual
Any | NE-HVAC-airAC-SpltPkg-65to134kBtuh-12p5eer-woutPreEcono | RtS | New | CZ01 | cDXGF | SWHC013-02 | DEER2020 | D20v1 | 2020-11-09 | Cap-Tons | 1 |  | None | 8.74 | 0.0109 | 0 | 8.74 | 0.0109 | 0 | [6 empty] | DEER:HVAC_Split-Package_AC | Annual
Any | NE-HVAC-airAC-SpltPkg-65to134kBtuh-12p5eer-woutPreEcono | RtS | New | CZ02 | cDXGF | SWHC013-02 | DEER2020 | D20v1 | 2020-11-09 | Cap-Tons | 1 |  | None | 69.7 | 0.084 | 0 | 69.7 | 0.084 | 0 | [6 empty] | DEER:HVAC_Split-Package_AC | Annual
Any | NE-HVAC-airAC-SpltPkg-65to134kBtuh-12p5eer-woutPreEcono | RtS | New | CZ03 | cDXGF | SWHC013-02 | DEER2020 | D20v1 | 2020-11-09 | Cap-Tons | 1 |  | None | 31.5 | 0.0457 | 0 | 31.5 | 0.0457 | 0 | [6 empty] | DEER:HVAC_Split-Package_AC | Annual
Any | NE-HVAC-airAC-SpltPkg-65to134kBtuh-12p5eer-woutPreEcono | RtS | New | CZ04 | cDXGF | SWHC013-02 | DEER2020 | D20v1 | 2020-11-09 | Cap-Tons | 1 |  | None | 73 | 0.0714 | 0 | 73 | 0.0714 | 0 | [6 empty] | DEER:HVAC_Split-Package_AC | Annual
Any | NE-HVAC-airAC-SpltPkg-65to134kBtuh-12p5eer-woutPreEcono | RtS | New | CZ05 | cDXGF | SWHC013-02 | DEER2020 | D20v1 | 2020-11-09 | Cap-Tons | 1 |  | None | 31.5 | 0.0256 | 0 | 31.5 | 0.0256 | 0 | [6 empty] | DEER:HVAC_Split-Package_AC | Annual
Any | NE-HVAC-airAC-SpltPkg-65to134kBtuh-12p5eer-woutPreEcono | RtS | New | CZ06 | cDXGF | SWHC013-02 | DEER2020 | D20v1 | 2020-11-09 | Cap-Tons | 1 |  | None | 80.5 | 0.066 | 0 | 80.5 | 0.066 | 0 | [6 empty] | DEER:HVAC_Split-Package_AC | Annual
Any | NE-HVAC-airAC-SpltPkg-65to134kBtuh-12p5eer-woutPreEcono | RtS | New | CZ07 | cDXGF | SWHC013-02 | DEER2020 | D20v1 | 2020-11-09 | Cap-Tons | 1 |  | None | 69.5 | 0.0528 | 0 | 69.5 | 0.0528 | 0 | [6 empty] | DEER:HVAC_Split-Package_AC | Annual
Any | NE-HVAC-airAC-SpltPkg-65to134kBtuh-12p5eer-woutPreEcono | RtS | New | CZ08 | cDXGF | SWHC013-02 | DEER2020 | D20v1 | 2020-11-09 | Cap-Tons | 1 |  | None | 93.8 | 0.0613 | 0 | 93.8 | 0.0613 | 0 | [6 empty] | DEER:HVAC_Split-Package_AC | Annual
Any | NE-HVAC-airAC-SpltPkg-65to134kBtuh-12p5eer-woutPreEcono | RtS | New | CZ09 | cDXGF | SWHC013-02 | DEER2020 | D20v1 | 2020-11-09 | Cap-Tons | 1 |  | None | 84 | 0.0744 | 0 | 84 | 0.0744 | 0 | [6 empty] | DEER:HVAC_Split-Package_AC | Annual
Any | NE-HVAC-airAC-SpltPkg-65to134kBtuh-12p5eer-woutPreEcono | RtS | New | CZ10 | cDXGF | SWHC013-02 | DEER2020 | D20v1 | 2020-11-09 | Cap-Tons | 1 |  | None | 102 | 0.0815 | 0 | 102 | 0.0815 | 0 | [6 empty] | DEER:HVAC_Split-Package_AC | Annual
Any | NE-HVAC-airAC-SpltPkg-65to134kBtuh-12p5eer-woutPreEcono | RtS | New | CZ11 | cDXGF | SWHC013-02 | DEER2020 | D20v1 | 2020-11-09 | Cap-Tons | 1 |  | None | 103 | 0.0901 | 0 | 103 | 0.0901 | 0 | [6 empty] | DEER:HVAC_Split-Package_AC | Annual
Any | NE-HVAC-airAC-SpltPkg-65to134kBtuh-12p5eer-woutPreEcono | RtS | New | CZ12 | cDXGF | SWHC013-02 | DEER2020 | D20v1 | 2020-11-09 | Cap-Tons | 1 |  | None | 87.1 | 0.0861 | 0 | 87.1 | 0.0861 | 0 | [6 empty] | DEER:HVAC_Split-Package_AC | Annual
Any | NE-HVAC-airAC-SpltPkg-65to134kBtuh-12p5eer-woutPreEcono | RtS | New | CZ13 | cDXGF | SWHC013-02 | DEER2020 | D20v1 | 2020-11-09 | Cap-Tons | 1 |  | None | 107 | 0.08 | 0 | 107 | 0.08 | 0 | [6 empty] | DEER:HVAC_Split-Package_AC | Annual
Any | NE-HVAC-airAC-SpltPkg-65to134kBtuh-12p5eer-woutPreEcono | RtS | New | CZ14 | cDXGF | SWHC013-02 | DEER2020 | D20v1 | 2020-11-09 | Cap-Tons | 1 |  | None | 103 | 0.07 | 0 | 103 | 0.07 | 0 | [6 empty] | DEER:HVAC_Split-Package_AC | Annual
Any | NE-HVAC-airAC-SpltPkg-65to134kBtuh-12p5eer-woutPreEcono | RtS | New | CZ15 | cDXGF | SWHC013-02 | DEER2020 | D20v1 | 2020-11-09 | Cap-Tons | 1 |  | None | 159 | 0.0783 | 0 | 159 | 0.0783 | 0 | [6 empty] | DEER:HVAC_Split-Package_AC | Annual
Any | NE-HVAC-airAC-SpltPkg-65to134kBtuh-12p5eer-woutPreEcono | RtS | New | CZ16 | cDXGF | SWHC013-02 | DEER2020 | D20v1 | 2020-11-09 | Cap-Tons | 1 |  | None | 52.2 | 0.0538 | 0 | 52.2 | 0.0538 | 0 | [6 empty] | DEER:HVAC_Split-Package_AC | Annual
Any | NE-HVAC-airAC-SpltPkg-65to134kBtuh-12p5eer-woutPreEcono | SCn | Ex | CZ01 | cDXGF | SWHC013-02 | DEER2020 | D20v1 | 2020-11-09 | Cap-Tons | 1 |  | None | 449 | 0.0482 | 19.5 | 5.93 | 0.00076 | 0 | [6 empty] | DEER:HVAC_Split-Package_AC | Annual
Any | NE-HVAC-airAC-SpltPkg-65to134kBtuh-12p5eer-woutPreEcono | SCn | Ex | CZ02 | cDXGF | SWHC013-02 | DEER2020 | D20v1 | 2020-11-09 | Cap-Tons | 1 |  | None | 457 | 0.135 | 18.8 | 25.1 | 0.0462 | 0 | [6 empty] | DEER:HVAC_Split-Package_AC | Annual
Any | NE-HVAC-airAC-SpltPkg-65to134kBtuh-12p5eer-woutPreEcono | SCn | Ex | CZ03 | cDXGF | SWHC013-02 | DEER2020 | D20v1 | 2020-11-09 | Cap-Tons | 1 |  | None | 374 | 0.0624 | 9.15 | 6.59 | 0.008 | 0 | [6 empty] | DEER:HVAC_Split-Package_AC | Annual
Any | NE-HVAC-airAC-SpltPkg-65to134kBtuh-12p5eer-woutPreEcono | SCn | Ex | CZ04 | cDXGF | SWHC013-02 | DEER2020 | D20v1 | 2020-11-09 | Cap-Tons | 1 |  | None | 446 | 0.131 | 14.1 | 27.6 | 0.0371 | 0 | [6 empty] | DEER:HVAC_Split-Package_AC | Annual
Any | NE-HVAC-airAC-SpltPkg-65to134kBtuh-12p5eer-woutPreEcono | SCn | Ex | CZ05 | cDXGF | SWHC013-02 | DEER2020 | D20v1 | 2020-11-09 | Cap-Tons | 1 |  | None | 408 | 0.0556 | 9.68 | 7.07 | 0.00255 | 0 | [6 empty] | DEER:HVAC_Split-Package_AC | Annual
Any | NE-HVAC-airAC-SpltPkg-65to134kBtuh-12p5eer-woutPreEcono | SCn | Ex | CZ06 | cDXGF | SWHC013-02 | DEER2020 | D20v1 | 2020-11-09 | Cap-Tons | 1 |  | None | 410 | 0.103 | 3.82 | 21.7 | 0.0269 | 0 | [6 empty] | DEER:HVAC_Split-Package_AC | Annual
Any | NE-HVAC-airAC-SpltPkg-65to134kBtuh-12p5eer-woutPreEcono | SCn | Ex | CZ07 | cDXGF | SWHC013-02 | DEER2020 | D20v1 | 2020-11-09 | Cap-Tons | 1 |  | None | 387 | 0.0788 | 3.46 | 15.6 | 0.0176 | 0 | [6 empty] | DEER:HVAC_Split-Package_AC | Annual
Any | NE-HVAC-airAC-SpltPkg-65to134kBtuh-12p5eer-woutPreEcono | SCn | Ex | CZ08 | cDXGF | SWHC013-02 | DEER2020 | D20v1 | 2020-11-09 | Cap-Tons | 1 |  | None | 445 | 0.114 | 4.39 | 41.5 | 0.0321 | 0 | [6 empty] | DEER:HVAC_Split-Package_AC | Annual
Any | NE-HVAC-airAC-SpltPkg-65to134kBtuh-12p5eer-woutPreEcono | SCn | Ex | CZ09 | cDXGF | SWHC013-02 | DEER2020 | D20v1 | 2020-11-09 | Cap-Tons | 1 |  | None | 475 | 0.141 | 3.61 | 41.3 | 0.0426 | 0 | [6 empty] | DEER:HVAC_Split-Package_AC | Annual
Any | NE-HVAC-airAC-SpltPkg-65to134kBtuh-12p5eer-woutPreEcono | SCn | Ex | CZ10 | cDXGF | SWHC013-02 | DEER2020 | D20v1 | 2020-11-09 | Cap-Tons | 1 |  | None | 486 | 0.141 | 4.98 | 54.4 | 0.0502 | 0 | [6 empty] | DEER:HVAC_Split-Package_AC | Annual
Any | NE-HVAC-airAC-SpltPkg-65to134kBtuh-12p5eer-woutPreEcono | SCn | Ex | CZ11 | cDXGF | SWHC013-02 | DEER2020 | D20v1 | 2020-11-09 | Cap-Tons | 1 |  | None | 556 | 0.145 | 8.78 | 61.2 | 0.0518 | 0 | [6 empty] | DEER:HVAC_Split-Package_AC | Annual
Any | NE-HVAC-airAC-SpltPkg-65to134kBtuh-12p5eer-woutPreEcono | SCn | Ex | CZ12 | cDXGF | SWHC013-02 | DEER2020 | D20v1 | 2020-11-09 | Cap-Tons | 1 |  | None | 496 | 0.139 | 10.9 | 42.4 | 0.0476 | 0 | [6 empty] | DEER:HVAC_Split-Package_AC | Annual
Any | NE-HVAC-airAC-SpltPkg-65to134kBtuh-12p5eer-woutPreEcono | SCn | Ex | CZ13 | cDXGF | SWHC013-02 | DEER2020 | D20v1 | 2020-11-09 | Cap-Tons | 1 |  | None | 572 | 0.149 | 8.31 | 67.2 | 0.0442 | 0 | [6 empty] | DEER:HVAC_Split-Package_AC | Annual
Any | NE-HVAC-airAC-SpltPkg-65to134kBtuh-12p5eer-woutPreEcono | SCn | Ex | CZ14 | cDXGF | SWHC013-02 | DEER2020 | D20v1 | 2020-11-09 | Cap-Tons | 1 |  | None | 546 | 0.139 | 9.2 | 66.4 | 0.0418 | 0 | [6 empty] | DEER:HVAC_Split-Package_AC | Annual
Any | NE-HVAC-airAC-SpltPkg-65to134kBtuh-12p5eer-woutPreEcono | SCn | Ex | CZ15 | cDXGF | SWHC013-02 | DEER2020 | D20v1 | 2020-11-09 | Cap-Tons | 1 |  | None | 633 | 0.15 | 0.614 | 111 | 0.0427 | 0 | [6 empty] | DEER:HVAC_Split-Package_AC | Annual
Any | NE-HVAC-airAC-SpltPkg-65to134kBtuh-12p5eer-woutPreEcono | SCn | Ex | CZ16 | cDXGF | SWHC013-02 | DEER2020 | D20v1 | 2020-11-09 | Cap-Tons | 1 |  | None | 459 | 0.0848 | 21.3 | 18.5 | 0.0192 | 0 | [6 empty] | DEER:HVAC_Split-Package_AC | Annual
Any | NE-HVAC-airAC-SpltPkg-65to134kBtuh-12p5eer-woutPreEcono | SCn | New | CZ01 | cDXGF | SWHC013-02 | DEER2020 | D20v1 | 2020-11-09 | Cap-Tons | 1 |  | None | 5.62 | 0.00067 | 0 | 5.62 | 0.00067 | 0 | [6 empty] | DEER:HVAC_Split-Package_AC | Annual
Any | NE-HVAC-airAC-SpltPkg-65to134kBtuh-12p5eer-woutPreEcono | SCn | New | CZ02 | cDXGF | SWHC013-02 | DEER2020 | D20v1 | 2020-11-09 | Cap-Tons | 1 |  | None | 22.9 | 0.047 | 0 | 22.9 | 0.047 | 0 | [6 empty] | DEER:HVAC_Split-Package_AC | Annual
Any | NE-HVAC-airAC-SpltPkg-65to134kBtuh-12p5eer-woutPreEcono | SCn | New | CZ03 | cDXGF | SWHC013-02 | DEER2020 | D20v1 | 2020-11-09 | Cap-Tons | 1 |  | None | 5.46 | 0.00507 | 0 | 5.46 | 0.00507 | 0 | [6 empty] | DEER:HVAC_Split-Package_AC | Annual
Any | NE-HVAC-airAC-SpltPkg-65to134kBtuh-12p5eer-woutPreEcono | SCn | New | CZ04 | cDXGF | SWHC013-02 | DEER2020 | D20v1 | 2020-11-09 | Cap-Tons | 1 |  | None | 24.5 | 0.037 | 0 | 24.5 | 0.037 | 0 | [6 empty] | DEER:HVAC_Split-Package_AC | Annual
Any | NE-HVAC-airAC-SpltPkg-65to134kBtuh-12p5eer-woutPreEcono | SCn | New | CZ05 | cDXGF | SWHC013-02 | DEER2020 | D20v1 | 2020-11-09 | Cap-Tons | 1 |  | None | 6.22 | 0.00163 | 0 | 6.22 | 0.00163 | 0 | [6 empty] | DEER:HVAC_Split-Package_AC | Annual
Any | NE-HVAC-airAC-SpltPkg-65to134kBtuh-12p5eer-woutPreEcono | SCn | New | CZ06 | cDXGF | SWHC013-02 | DEER2020 | D20v1 | 2020-11-09 | Cap-Tons | 1 |  | None | 16.6 | 0.0238 | 0 | 16.6 | 0.0238 | 0 | [6 empty] | DEER:HVAC_Split-Package_AC | Annual
Any | NE-HVAC-airAC-SpltPkg-65to134kBtuh-12p5eer-woutPreEcono | SCn | New | CZ07 | cDXGF | SWHC013-02 | DEER2020 | D20v1 | 2020-11-09 | Cap-Tons | 1 |  | None | 11.6 | 0.0148 | 0 | 11.6 | 0.0148 | 0 | [6 empty] | DEER:HVAC_Split-Package_AC | Annual
Any | NE-HVAC-airAC-SpltPkg-65to134kBtuh-12p5eer-woutPreEcono | SCn | New | CZ08 | cDXGF | SWHC013-02 | DEER2020 | D20v1 | 2020-11-09 | Cap-Tons | 1 |  | None | 38.2 | 0.0329 | 0 | 38.2 | 0.0329 | 0 | [6 empty] | DEER:HVAC_Split-Package_AC | Annual
Any | NE-HVAC-airAC-SpltPkg-65to134kBtuh-12p5eer-woutPreEcono | SCn | New | CZ09 | cDXGF | SWHC013-02 | DEER2020 | D20v1 | 2020-11-09 | Cap-Tons | 1 |  | None | 38.8 | 0.0439 | 0 | 38.8 | 0.0439 | 0 | [6 empty] | DEER:HVAC_Split-Package_AC | Annual
Any | NE-HVAC-airAC-SpltPkg-65to134kBtuh-12p5eer-woutPreEcono | SCn | New | CZ10 | cDXGF | SWHC013-02 | DEER2020 | D20v1 | 2020-11-09 | Cap-Tons | 1 |  | None | 52 | 0.0508 | 0 | 52 | 0.0508 | 0 | [6 empty] | DEER:HVAC_Split-Package_AC | Annual
Any | NE-HVAC-airAC-SpltPkg-65to134kBtuh-12p5eer-woutPreEcono | SCn | New | CZ11 | cDXGF | SWHC013-02 | DEER2020 | D20v1 | 2020-11-09 | Cap-Tons | 1 |  | None | 61 | 0.0516 | 0 | 61 | 0.0516 | 0 | [6 empty] | DEER:HVAC_Split-Package_AC | Annual
Any | NE-HVAC-airAC-SpltPkg-65to134kBtuh-12p5eer-woutPreEcono | SCn | New | CZ12 | cDXGF | SWHC013-02 | DEER2020 | D20v1 | 2020-11-09 | Cap-Tons | 1 |  | None | 40.6 | 0.0476 | 0 | 40.6 | 0.0476 | 0 | [6 empty] | DEER:HVAC_Split-Package_AC | Annual
Any | NE-HVAC-airAC-SpltPkg-65to134kBtuh-12p5eer-woutPreEcono | SCn | New | CZ13 | cDXGF | SWHC013-02 | DEER2020 | D20v1 | 2020-11-09 | Cap-Tons | 1 |  | None | 66.5 | 0.0444 | 0 | 66.5 | 0.0444 | 0 | [6 empty] | DEER:HVAC_Split-Package_AC | Annual
Any | NE-HVAC-airAC-SpltPkg-65to134kBtuh-12p5eer-woutPreEcono | SCn | New | CZ14 | cDXGF | SWHC013-02 | DEER2020 | D20v1 | 2020-11-09 | Cap-Tons | 1 |  | None | 67.2 | 0.0424 | 0 | 67.2 | 0.0424 | 0 | [6 empty] | DEER:HVAC_Split-Package_AC | Annual
Any | NE-HVAC-airAC-SpltPkg-65to134kBtuh-12p5eer-woutPreEcono | SCn | New | CZ15 | cDXGF | SWHC013-02 | DEER2020 | D20v1 | 2020-11-09 | Cap-Tons | 1 |  | None | 110 | 0.042 | 0 | 110 | 0.042 | 0 | [6 empty] | DEER:HVAC_Split-Package_AC | Annual
Any | NE-HVAC-airAC-SpltPkg-65to134kBtuh-12p5eer-woutPreEcono | SCn | New | CZ16 | cDXGF | SWHC013-02 | DEER2020 | D20v1 | 2020-11-09 | Cap-Tons | 1 |  | None | 16.4 | 0.0161 | 0 | 16.4 | 0.0161 | 0 | [6 empty] | DEER:HVAC_Split-Package_AC | Annual
Any | NE-HVAC-airAC-SpltPkg-65to134kBtuh-12p5eer-woutPreEcono | WRf | Ex | CZ01 | cDXGF | SWHC013-02 | DEER2020 | D20v1 | 2020-11-09 | Cap-Tons | 1 |  | None | 1170 | 0.137 | 5.28 | 25.6 | 0.0211 | 0 | [6 empty] | DEER:HVAC_Split-Package_AC | Annual
Any | NE-HVAC-airAC-SpltPkg-65to134kBtuh-12p5eer-woutPreEcono | WRf | Ex | CZ02 | cDXGF | SWHC013-02 | DEER2020 | D20v1 | 2020-11-09 | Cap-Tons | 1 |  | None | 922 | 0.164 | 1.99 | 79.5 | 0.0494 | 0 | [6 empty] | DEER:HVAC_Split-Package_AC | Annual
Any | NE-HVAC-airAC-SpltPkg-65to134kBtuh-12p5eer-woutPreEcono | WRf | Ex | CZ03 | cDXGF | SWHC013-02 | DEER2020 | D20v1 | 2020-11-09 | Cap-Tons | 1 |  | None | 979 | 0.111 | 1.9 | 65 | 0.0341 | 0 | [6 empty] | DEER:HVAC_Split-Package_AC | Annual
Any | NE-HVAC-airAC-SpltPkg-65to134kBtuh-12p5eer-woutPreEcono | WRf | Ex | CZ04 | cDXGF | SWHC013-02 | DEER2020 | D20v1 | 2020-11-09 | Cap-Tons | 1 |  | None | 938 | 0.146 | 1.32 | 93.2 | 0.0439 | 0 | [6 empty] | DEER:HVAC_Split-Package_AC | Annual
Any | NE-HVAC-airAC-SpltPkg-65to134kBtuh-12p5eer-woutPreEcono | WRf | Ex | CZ05 | cDXGF | SWHC013-02 | DEER2020 | D20v1 | 2020-11-09 | Cap-Tons | 1 |  | None | 1060 | 0.102 | 1.91 | 74.9 | 0.0278 | 0 | [6 empty] | DEER:HVAC_Split-Package_AC | Annual
Any | NE-HVAC-airAC-SpltPkg-65to134kBtuh-12p5eer-woutPreEcono | WRf | Ex | CZ06 | cDXGF | SWHC013-02 | DEER2020 | D20v1 | 2020-11-09 | Cap-Tons | 1 |  | None | 832 | 0.119 | 0.612 | 114 | 0.037 | 0 | [6 empty] | DEER:HVAC_Split-Package_AC | Annual
Any | NE-HVAC-airAC-SpltPkg-65to134kBtuh-12p5eer-woutPreEcono | WRf | Ex | CZ07 | cDXGF | SWHC013-02 | DEER2020 | D20v1 | 2020-11-09 | Cap-Tons | 1 |  | None | 957 | 0.108 | 0.971 | 119 | 0.0347 | 0 | [6 empty] | DEER:HVAC_Split-Package_AC | Annual
Any | NE-HVAC-airAC-SpltPkg-65to134kBtuh-12p5eer-woutPreEcono | WRf | Ex | CZ08 | cDXGF | SWHC013-02 | DEER2020 | D20v1 | 2020-11-09 | Cap-Tons | 1 |  | None | 938 | 0.122 | 0.8 | 109 | 0.0347 | 0 | [6 empty] | DEER:HVAC_Split-Package_AC | Annual
Any | NE-HVAC-airAC-SpltPkg-65to134kBtuh-12p5eer-woutPreEcono | WRf | Ex | CZ09 | cDXGF | SWHC013-02 | DEER2020 | D20v1 | 2020-11-09 | Cap-Tons | 1 |  | None | 954 | 0.16 | 0.748 | 102 | 0.0466 | 0 | [6 empty] | DEER:HVAC_Split-Package_AC | Annual
Any | NE-HVAC-airAC-SpltPkg-65to134kBtuh-12p5eer-woutPreEcono | WRf | Ex | CZ10 | cDXGF | SWHC013-02 | DEER2020 | D20v1 | 2020-11-09 | Cap-Tons | 1 |  | None | 958 | 0.153 | 0.634 | 126 | 0.0529 | 0 | [6 empty] | DEER:HVAC_Split-Package_AC | Annual
Any | NE-HVAC-airAC-SpltPkg-65to134kBtuh-12p5eer-woutPreEcono | WRf | Ex | CZ11 | cDXGF | SWHC013-02 | DEER2020 | D20v1 | 2020-11-09 | Cap-Tons | 1 |  | None | 939 | 0.184 | 1.15 | 108 | 0.0585 | 0 | [6 empty] | DEER:HVAC_Split-Package_AC | Annual
Any | NE-HVAC-airAC-SpltPkg-65to134kBtuh-12p5eer-woutPreEcono | WRf | Ex | CZ12 | cDXGF | SWHC013-02 | DEER2020 | D20v1 | 2020-11-09 | Cap-Tons | 1 |  | None | 890 | 0.165 | 1.21 | 83.9 | 0.0493 | 0 | [6 empty] | DEER:HVAC_Split-Package_AC | Annual
Any | NE-HVAC-airAC-SpltPkg-65to134kBtuh-12p5eer-woutPreEcono | WRf | Ex | CZ13 | cDXGF | SWHC013-02 | DEER2020 | D20v1 | 2020-11-09 | Cap-Tons | 1 |  | None | 980 | 0.172 | 1.02 | 108 | 0.051 | 0 | [6 empty] | DEER:HVAC_Split-Package_AC | Annual
Any | NE-HVAC-airAC-SpltPkg-65to134kBtuh-12p5eer-woutPreEcono | WRf | Ex | CZ14 | cDXGF | SWHC013-02 | DEER2020 | D20v1 | 2020-11-09 | Cap-Tons | 1 |  | None | 921 | 0.164 | 1.45 | 131 | 0.0543 | 0 | [6 empty] | DEER:HVAC_Split-Package_AC | Annual
Any | NE-HVAC-airAC-SpltPkg-65to134kBtuh-12p5eer-woutPreEcono | WRf | Ex | CZ15 | cDXGF | SWHC013-02 | DEER2020 | D20v1 | 2020-11-09 | Cap-Tons | 1 |  | None | 1040 | 0.177 | -0.0574 | 187 | 0.0558 | 0 | [6 empty] | DEER:HVAC_Split-Package_AC | Annual
Any | NE-HVAC-airAC-SpltPkg-65to134kBtuh-12p5eer-woutPreEcono | WRf | Ex | CZ16 | cDXGF | SWHC013-02 | DEER2020 | D20v1 | 2020-11-09 | Cap-Tons | 1 |  | None | 821 | 0.134 | 8.27 | 70.8 | 0.0409 | 0 | [6 empty] | DEER:HVAC_Split-Package_AC | Annual
Any | NE-HVAC-airAC-SpltPkg-65to134kBtuh-12p5eer-woutPreEcono | WRf | New | CZ01 | cDXGF | SWHC013-02 | DEER2020 | D20v1 | 2020-11-09 | Cap-Tons | 1 |  | None | 28.8 | 0.0224 | 0 | 28.8 | 0.0224 | 0 | [6 empty] | DEER:HVAC_Split-Package_AC | Annual
Any | NE-HVAC-airAC-SpltPkg-65to134kBtuh-12p5eer-woutPreEcono | WRf | New | CZ02 | cDXGF | SWHC013-02 | DEER2020 | D20v1 | 2020-11-09 | Cap-Tons | 1 |  | None | 82.4 | 0.0471 | 0 | 82.4 | 0.0471 | 0 | [6 empty] | DEER:HVAC_Split-Package_AC | Annual
Any | NE-HVAC-airAC-SpltPkg-65to134kBtuh-12p5eer-woutPreEcono | WRf | New | CZ03 | cDXGF | SWHC013-02 | DEER2020 | D20v1 | 2020-11-09 | Cap-Tons | 1 |  | None | 71.1 | 0.0352 | 0 | 71.1 | 0.0352 | 0 | [6 empty] | DEER:HVAC_Split-Package_AC | Annual
Any | NE-HVAC-airAC-SpltPkg-65to134kBtuh-12p5eer-woutPreEcono | WRf | New | CZ04 | cDXGF | SWHC013-02 | DEER2020 | D20v1 | 2020-11-09 | Cap-Tons | 1 |  | None | 97.8 | 0.0436 | 0 | 97.8 | 0.0436 | 0 | [6 empty] | DEER:HVAC_Split-Package_AC | Annual
Any | NE-HVAC-airAC-SpltPkg-65to134kBtuh-12p5eer-woutPreEcono | WRf | New | CZ05 | cDXGF | SWHC013-02 | DEER2020 | D20v1 | 2020-11-09 | Cap-Tons | 1 |  | None | 80.9 | 0.0286 | 0 | 80.9 | 0.0286 | 0 | [6 empty] | DEER:HVAC_Split-Package_AC | Annual
Any | NE-HVAC-airAC-SpltPkg-65to134kBtuh-12p5eer-woutPreEcono | WRf | New | CZ06 | cDXGF | SWHC013-02 | DEER2020 | D20v1 | 2020-11-09 | Cap-Tons | 1 |  | None | 120 | 0.0362 | 0 | 120 | 0.0362 | 0 | [6 empty] | DEER:HVAC_Split-Package_AC | Annual
Any | NE-HVAC-airAC-SpltPkg-65to134kBtuh-12p5eer-woutPreEcono | WRf | New | CZ07 | cDXGF | SWHC013-02 | DEER2020 | D20v1 | 2020-11-09 | Cap-Tons | 1 |  | None | 125 | 0.0351 | 0 | 125 | 0.0351 | 0 | [6 empty] | DEER:HVAC_Split-Package_AC | Annual
Any | NE-HVAC-airAC-SpltPkg-65to134kBtuh-12p5eer-woutPreEcono | WRf | New | CZ08 | cDXGF | SWHC013-02 | DEER2020 | D20v1 | 2020-11-09 | Cap-Tons | 1 |  | None | 118 | 0.0336 | 0 | 118 | 0.0336 | 0 | [6 empty] | DEER:HVAC_Split-Package_AC | Annual
Any | NE-HVAC-airAC-SpltPkg-65to134kBtuh-12p5eer-woutPreEcono | WRf | New | CZ09 | cDXGF | SWHC013-02 | DEER2020 | D20v1 | 2020-11-09 | Cap-Tons | 1 |  | None | 112 | 0.0458 | 0 | 112 | 0.0458 | 0 | [6 empty] | DEER:HVAC_Split-Package_AC | Annual
Any | NE-HVAC-airAC-SpltPkg-65to134kBtuh-12p5eer-woutPreEcono | WRf | New | CZ10 | cDXGF | SWHC013-02 | DEER2020 | D20v1 | 2020-11-09 | Cap-Tons | 1 |  | None | 125 | 0.0498 | 0 | 125 | 0.0498 | 0 | [6 empty] | DEER:HVAC_Split-Package_AC | Annual
Any | NE-HVAC-airAC-SpltPkg-65to134kBtuh-12p5eer-woutPreEcono | WRf | New | CZ11 | cDXGF | SWHC013-02 | DEER2020 | D20v1 | 2020-11-09 | Cap-Tons | 1 |  | None | 109 | 0.0528 | 0 | 109 | 0.0528 | 0 | [6 empty] | DEER:HVAC_Split-Package_AC | Annual
Any | NE-HVAC-airAC-SpltPkg-65to134kBtuh-12p5eer-woutPreEcono | WRf | New | CZ12 | cDXGF | SWHC013-02 | DEER2020 | D20v1 | 2020-11-09 | Cap-Tons | 1 |  | None | 85.6 | 0.0451 | 0 | 85.6 | 0.0451 | 0 | [6 empty] | DEER:HVAC_Split-Package_AC | Annual
Any | NE-HVAC-airAC-SpltPkg-65to134kBtuh-12p5eer-woutPreEcono | WRf | New | CZ13 | cDXGF | SWHC013-02 | DEER2020 | D20v1 | 2020-11-09 | Cap-Tons | 1 |  | None | 106 | 0.0464 | 0 | 106 | 0.0464 | 0 | [6 empty] | DEER:HVAC_Split-Package_AC | Annual
Any | NE-HVAC-airAC-SpltPkg-65to134kBtuh-12p5eer-woutPreEcono | WRf | New | CZ14 | cDXGF | SWHC013-02 | DEER2020 | D20v1 | 2020-11-09 | Cap-Tons | 1 |  | None | 132 | 0.0516 | 0 | 132 | 0.0516 | 0 | [6 empty] | DEER:HVAC_Split-Package_AC | Annual
Any | NE-HVAC-airAC-SpltPkg-65to134kBtuh-12p5eer-woutPreEcono | WRf | New | CZ15 | cDXGF | SWHC013-02 | DEER2020 | D20v1 | 2020-11-09 | Cap-Tons | 1 |  | None | 163 | 0.0455 | 0 | 163 | 0.0455 | 0 | [6 empty] | DEER:HVAC_Split-Package_AC | Annual
Any | NE-HVAC-airAC-SpltPkg-65to134kBtuh-12p5eer-woutPreEcono | WRf | New | CZ16 | cDXGF | SWHC013-02 | DEER2020 | D20v1 | 2020-11-09 | Cap-Tons | 1 |  | None | 71.9 | 0.04 | 0 | 71.9 | 0.04 | 0 | [6 empty] | DEER:HVAC_Split-Package_AC | Annual
Any | NE-HVAC-airAC-SpltPkg-65to134kBtuh-12p5eer-woutPreEcono | ESe | New | CZ05 | cDXGF | SWHC013-02 | DEER2020 | D20v1 | 2020-11-09 | Cap-Tons | 1 |  | None | 19.8 | 0.0161 | 0 | 19.8 | 0.0161 | 0 | [6 empty] | DEER:HVAC_Split-Package_AC | Annual
Any | NE-HVAC-airAC-SpltPkg-65to134kBtuh-12p5eer-woutPreEcono | ESe | New | CZ06 | cDXGF | SWHC013-02 | DEER2020 | D20v1 | 2020-11-09 | Cap-Tons | 1 |  | None | 36.7 | 0.0329 | 0 | 36.7 | 0.0329 | 0 | [6 empty] | DEER:HVAC_Split-Package_AC | Annual
Any | NE-HVAC-airAC-SpltPkg-65to134kBtuh-12p5eer-woutPreEcono | ESe | New | CZ07 | cDXGF | SWHC013-02 | DEER2020 | D20v1 | 2020-11-09 | Cap-Tons | 1 |  | None | 32 | 0.0264 | 0 | 32 | 0.0264 | 0 | [6 empty] | DEER:HVAC_Split-Package_AC | Annual
Any | NE-HVAC-airAC-SpltPkg-65to134kBtuh-12p5eer-woutPreEcono | ESe | New | CZ08 | cDXGF | SWHC013-02 | DEER2020 | D20v1 | 2020-11-09 | Cap-Tons | 1 |  | None | 47.7 | 0.0336 | 0 | 47.7 | 0.0336 | 0 | [6 empty] | DEER:HVAC_Split-Package_AC | Annual
Any | NE-HVAC-airAC-SpltPkg-65to134kBtuh-12p5eer-woutPreEcono | ESe | New | CZ09 | cDXGF | SWHC013-02 | DEER2020 | D20v1 | 2020-11-09 | Cap-Tons | 1 |  | None | 41.7 | 0.0433 | 0 | 41.7 | 0.0433 | 0 | [6 empty] | DEER:HVAC_Split-Package_AC | Annual
Any | NE-HVAC-airAC-SpltPkg-65to134kBtuh-12p5eer-woutPreEcono | ESe | New | CZ10 | cDXGF | SWHC013-02 | DEER2020 | D20v1 | 2020-11-09 | Cap-Tons | 1 |  | None | 51.4 | 0.0477 | 0 | 51.4 | 0.0477 | 0 | [6 empty] | DEER:HVAC_Split-Package_AC | Annual
Any | NE-HVAC-airAC-SpltPkg-65to134kBtuh-12p5eer-woutPreEcono | ESe | New | CZ11 | cDXGF | SWHC013-02 | DEER2020 | D20v1 | 2020-11-09 | Cap-Tons | 1 |  | None | 52.8 | 0.02 | 0 | 52.8 | 0.02 | 0 | [6 empty] | DEER:HVAC_Split-Package_AC | Annual
Any | NE-HVAC-airAC-SpltPkg-65to134kBtuh-12p5eer-woutPreEcono | ESe | New | CZ12 | cDXGF | SWHC013-02 | DEER2020 | D20v1 | 2020-11-09 | Cap-Tons | 1 |  | None | 45.9 | 0.0165 | 0 | 45.9 | 0.0165 | 0 | [6 empty] | DEER:HVAC_Split-Package_AC | Annual
Any | NE-HVAC-airAC-SpltPkg-65to134kBtuh-12p5eer-woutPreEcono | ESe | New | CZ13 | cDXGF | SWHC013-02 | DEER2020 | D20v1 | 2020-11-09 | Cap-Tons | 1 |  | None | 58.1 | 0.0166 | 0 | 58.1 | 0.0166 | 0 | [6 empty] | DEER:HVAC_Split-Package_AC | Annual
Any | NE-HVAC-airAC-SpltPkg-65to134kBtuh-12p5eer-woutPreEcono | ESe | New | CZ14 | cDXGF | SWHC013-02 | DEER2020 | D20v1 | 2020-11-09 | Cap-Tons | 1 |  | None | 52.1 | 0.0394 | 0 | 52.1 | 0.0394 | 0 | [6 empty] | DEER:HVAC_Split-Package_AC | Annual
Any | NE-HVAC-airAC-SpltPkg-65to134kBtuh-12p5eer-woutPreEcono | ESe | New | CZ15 | cDXGF | SWHC013-02 | DEER2020 | D20v1 | 2020-11-09 | Cap-Tons | 1 |  | None | 85.2 | 0.0407 | 0 | 85.2 | 0.0407 | 0 | [6 empty] | DEER:HVAC_Split-Package_AC | Annual
Any | NE-HVAC-airAC-SpltPkg-65to134kBtuh-12p5eer-woutPreEcono | ESe | New | CZ16 | cDXGF | SWHC013-02 | DEER2020 | D20v1 | 2020-11-09 | Cap-Tons | 1 |  | None | 22 | 0.00489 | 0 | 22 | 0.00489 | 0 | [6 empty] | DEER:HVAC_Split-Package_AC | Annual
Any | NE-HVAC-airAC-SpltPkg-65to134kBtuh-12p5eer-woutPreEcono | EUn | Ex | CZ01 | cDXGF | SWHC013-02 | DEER2020 | D20v1 | 2020-11-09 | Cap-Tons | 1 |  | None | 460 | 0.138 | 12.6 | 11.1 | 0.0201 | 0 | [6 empty] | DEER:HVAC_Split-Package_AC | Annual
Any | NE-HVAC-airAC-SpltPkg-65to134kBtuh-12p5eer-woutPreEcono | EUn | Ex | CZ02 | cDXGF | SWHC013-02 | DEER2020 | D20v1 | 2020-11-09 | Cap-Tons | 1 |  | None | 558 | 0.217 | 11.6 | 69.2 | 0.0764 | 0 | [6 empty] | DEER:HVAC_Split-Package_AC | Annual
Any | NE-HVAC-airAC-SpltPkg-65to134kBtuh-12p5eer-woutPreEcono | EUn | Ex | CZ03 | cDXGF | SWHC013-02 | DEER2020 | D20v1 | 2020-11-09 | Cap-Tons | 1 |  | None | 512 | 0.146 | 6.55 | 29.8 | 0.0369 | 0 | [6 empty] | DEER:HVAC_Split-Package_AC | Annual
Any | NE-HVAC-airAC-SpltPkg-65to134kBtuh-12p5eer-woutPreEcono | EUn | Ex | CZ04 | cDXGF | SWHC013-02 | DEER2020 | D20v1 | 2020-11-09 | Cap-Tons | 1 |  | None | 553 | 0.189 | 7.59 | 72.2 | 0.0823 | 0 | [6 empty] | DEER:HVAC_Split-Package_AC | Annual
Any | NE-HVAC-airAC-SpltPkg-65to134kBtuh-12p5eer-woutPreEcono | EUn | Ex | CZ05 | cDXGF | SWHC013-02 | DEER2020 | D20v1 | 2020-11-09 | Cap-Tons | 1 |  | None | 504 | 0.134 | 6.48 | 31.4 | 0.0318 | 0 | [6 empty] | DEER:HVAC_Split-Package_AC | Annual
Any | NE-HVAC-airAC-SpltPkg-65to134kBtuh-12p5eer-woutPreEcono | EUn | Ex | CZ06 | cDXGF | SWHC013-02 | DEER2020 | D20v1 | 2020-11-09 | Cap-Tons | 1 |  | None | 533 | 0.173 | 3.19 | 66 | 0.0607 | 0 | [6 empty] | DEER:HVAC_Split-Package_AC | Annual
Any | NE-HVAC-airAC-SpltPkg-65to134kBtuh-12p5eer-woutPreEcono | EUn | Ex | CZ07 | cDXGF | SWHC013-02 | DEER2020 | D20v1 | 2020-11-09 | Cap-Tons | 1 |  | None | 550 | 0.158 | 2.4 | 56.1 | 0.0503 | 0 | [6 empty] | DEER:HVAC_Split-Package_AC | Annual
Any | NE-HVAC-airAC-SpltPkg-65to134kBtuh-12p5eer-woutPreEcono | EUn | Ex | CZ08 | cDXGF | SWHC013-02 | DEER2020 | D20v1 | 2020-11-09 | Cap-Tons | 1 |  | None | 556 | 0.179 | 3.32 | 89.3 | 0.0676 | 0 | [6 empty] | DEER:HVAC_Split-Package_AC | Annual
Any | NE-HVAC-airAC-SpltPkg-65to134kBtuh-12p5eer-woutPreEcono | EUn | Ex | CZ09 | cDXGF | SWHC013-02 | DEER2020 | D20v1 | 2020-11-09 | Cap-Tons | 1 |  | None | 568 | 0.205 | 3.52 | 78.7 | 0.0819 | 0 | [6 empty] | DEER:HVAC_Split-Package_AC | Annual
Any | NE-HVAC-airAC-SpltPkg-65to134kBtuh-12p5eer-woutPreEcono | EUn | Ex | CZ10 | cDXGF | SWHC013-02 | DEER2020 | D20v1 | 2020-11-09 | Cap-Tons | 1 |  | None | 600 | 0.211 | 4.43 | 93.9 | 0.0893 | 0 | [6 empty] | DEER:HVAC_Split-Package_AC | Annual
Any | NE-HVAC-airAC-SpltPkg-65to134kBtuh-12p5eer-woutPreEcono | EUn | Ex | CZ11 | cDXGF | SWHC013-02 | DEER2020 | D20v1 | 2020-11-09 | Cap-Tons | 1 |  | None | 615 | 0.238 | 7.92 | 98.6 | 0.0871 | 0 | [6 empty] | DEER:HVAC_Split-Package_AC | Annual
Any | NE-HVAC-airAC-SpltPkg-65to134kBtuh-12p5eer-woutPreEcono | EUn | Ex | CZ12 | cDXGF | SWHC013-02 | DEER2020 | D20v1 | 2020-11-09 | Cap-Tons | 1 |  | None | 590 | 0.23 | 8.72 | 86.8 | 0.0865 | 0 | [6 empty] | DEER:HVAC_Split-Package_AC | Annual
Any | NE-HVAC-airAC-SpltPkg-65to134kBtuh-12p5eer-woutPreEcono | EUn | Ex | CZ13 | cDXGF | SWHC013-02 | DEER2020 | D20v1 | 2020-11-09 | Cap-Tons | 1 |  | None | 625 | 0.237 | 7.2 | 102 | 0.0775 | 0 | [6 empty] | DEER:HVAC_Split-Package_AC | Annual
Any | NE-HVAC-airAC-SpltPkg-65to134kBtuh-12p5eer-woutPreEcono | EUn | Ex | CZ14 | cDXGF | SWHC013-02 | DEER2020 | D20v1 | 2020-11-09 | Cap-Tons | 1 |  | None | 609 | 0.221 | 7.93 | 95.4 | 0.0798 | 0 | [6 empty] | DEER:HVAC_Split-Package_AC | Annual
Any | NE-HVAC-airAC-SpltPkg-65to134kBtuh-12p5eer-woutPreEcono | EUn | Ex | CZ15 | cDXGF | SWHC013-02 | DEER2020 | D20v1 | 2020-11-09 | Cap-Tons | 1 |  | None | 690 | 0.25 | 0.982 | 141 | 0.0797 | 0 | [6 empty] | DEER:HVAC_Split-Package_AC | Annual
Any | NE-HVAC-airAC-SpltPkg-65to134kBtuh-12p5eer-woutPreEcono | EUn | Ex | CZ16 | cDXGF | SWHC013-02 | DEER2020 | D20v1 | 2020-11-09 | Cap-Tons | 1 |  | None | 531 | 0.163 | 18.3 | 41.2 | 0.0448 | 0 | [6 empty] | DEER:HVAC_Split-Package_AC | Annual
Any | NE-HVAC-airAC-SpltPkg-65to134kBtuh-12p5eer-woutPreEcono | EUn | New | CZ01 | cDXGF | SWHC013-02 | DEER2020 | D20v1 | 2020-11-09 | Cap-Tons | 1 |  | None | 10.4 | 0.0194 | 0 | 10.4 | 0.0194 | 0 | [6 empty] | DEER:HVAC_Split-Package_AC | Annual
Any | NE-HVAC-airAC-SpltPkg-65to134kBtuh-12p5eer-woutPreEcono | EUn | New | CZ02 | cDXGF | SWHC013-02 | DEER2020 | D20v1 | 2020-11-09 | Cap-Tons | 1 |  | None | 65.6 | 0.0764 | 0 | 65.6 | 0.0764 | 0 | [6 empty] | DEER:HVAC_Split-Package_AC | Annual
Any | NE-HVAC-airAC-SpltPkg-65to134kBtuh-12p5eer-woutPreEcono | EUn | New | CZ03 | cDXGF | SWHC013-02 | DEER2020 | D20v1 | 2020-11-09 | Cap-Tons | 1 |  | None | 29.4 | 0.0364 | 0 | 29.4 | 0.0364 | 0 | [6 empty] | DEER:HVAC_Split-Package_AC | Annual
Any | NE-HVAC-airAC-SpltPkg-65to134kBtuh-12p5eer-woutPreEcono | EUn | New | CZ04 | cDXGF | SWHC013-02 | DEER2020 | D20v1 | 2020-11-09 | Cap-Tons | 1 |  | None | 69.3 | 0.0833 | 0 | 69.3 | 0.0833 | 0 | [6 empty] | DEER:HVAC_Split-Package_AC | Annual
Any | NE-HVAC-airAC-SpltPkg-65to134kBtuh-12p5eer-woutPreEcono | EUn | New | CZ05 | cDXGF | SWHC013-02 | DEER2020 | D20v1 | 2020-11-09 | Cap-Tons | 1 |  | None | 30.5 | 0.0324 | 0 | 30.5 | 0.0324 | 0 | [6 empty] | DEER:HVAC_Split-Package_AC | Annual
Any | NE-HVAC-airAC-SpltPkg-65to134kBtuh-12p5eer-woutPreEcono | EUn | New | CZ06 | cDXGF | SWHC013-02 | DEER2020 | D20v1 | 2020-11-09 | Cap-Tons | 1 |  | None | 65.8 | 0.0636 | 0 | 65.8 | 0.0636 | 0 | [6 empty] | DEER:HVAC_Split-Package_AC | Annual
Any | NE-HVAC-airAC-SpltPkg-65to134kBtuh-12p5eer-woutPreEcono | EUn | New | CZ07 | cDXGF | SWHC013-02 | DEER2020 | D20v1 | 2020-11-09 | Cap-Tons | 1 |  | None | 56.2 | 0.0527 | 0 | 56.2 | 0.0527 | 0 | [6 empty] | DEER:HVAC_Split-Package_AC | Annual
Any | NE-HVAC-airAC-SpltPkg-65to134kBtuh-12p5eer-woutPreEcono | EUn | New | CZ08 | cDXGF | SWHC013-02 | DEER2020 | D20v1 | 2020-11-09 | Cap-Tons | 1 |  | None | 86.5 | 0.0687 | 0 | 86.5 | 0.0687 | 0 | [6 empty] | DEER:HVAC_Split-Package_AC | Annual
Any | NE-HVAC-airAC-SpltPkg-65to134kBtuh-12p5eer-woutPreEcono | EUn | New | CZ09 | cDXGF | SWHC013-02 | DEER2020 | D20v1 | 2020-11-09 | Cap-Tons | 1 |  | None | 75.3 | 0.0825 | 0 | 75.3 | 0.0825 | 0 | [6 empty] | DEER:HVAC_Split-Package_AC | Annual
Any | NE-HVAC-airAC-SpltPkg-65to134kBtuh-12p5eer-woutPreEcono | EUn | New | CZ10 | cDXGF | SWHC013-02 | DEER2020 | D20v1 | 2020-11-09 | Cap-Tons | 1 |  | None | 89.7 | 0.0895 | 0 | 89.7 | 0.0895 | 0 | [6 empty] | DEER:HVAC_Split-Package_AC | Annual
Any | NE-HVAC-airAC-SpltPkg-65to134kBtuh-12p5eer-woutPreEcono | EUn | New | CZ11 | cDXGF | SWHC013-02 | DEER2020 | D20v1 | 2020-11-09 | Cap-Tons | 1 |  | None | 95.8 | 0.0858 | 0 | 95.8 | 0.0858 | 0 | [6 empty] | DEER:HVAC_Split-Package_AC | Annual
Any | NE-HVAC-airAC-SpltPkg-65to134kBtuh-12p5eer-woutPreEcono | EUn | New | CZ12 | cDXGF | SWHC013-02 | DEER2020 | D20v1 | 2020-11-09 | Cap-Tons | 1 |  | None | 83.7 | 0.086 | 0 | 83.7 | 0.086 | 0 | [6 empty] | DEER:HVAC_Split-Package_AC | Annual
Any | NE-HVAC-airAC-SpltPkg-65to134kBtuh-12p5eer-woutPreEcono | EUn | New | CZ13 | cDXGF | SWHC013-02 | DEER2020 | D20v1 | 2020-11-09 | Cap-Tons | 1 |  | None | 98.9 | 0.076 | 0 | 98.9 | 0.076 | 0 | [6 empty] | DEER:HVAC_Split-Package_AC | Annual
Any | NE-HVAC-airAC-SpltPkg-65to134kBtuh-12p5eer-woutPreEcono | EUn | New | CZ14 | cDXGF | SWHC013-02 | DEER2020 | D20v1 | 2020-11-09 | Cap-Tons | 1 |  | None | 92.2 | 0.078 | 0 | 92.2 | 0.078 | 0 | [6 empty] | DEER:HVAC_Split-Package_AC | Annual
Any | NE-HVAC-airAC-SpltPkg-65to134kBtuh-12p5eer-woutPreEcono | EUn | New | CZ15 | cDXGF | SWHC013-02 | DEER2020 | D20v1 | 2020-11-09 | Cap-Tons | 1 |  | None | 136 | 0.0777 | 0 | 136 | 0.0777 | 0 | [6 empty] | DEER:HVAC_Split-Package_AC | Annual
Any | NE-HVAC-airAC-SpltPkg-65to134kBtuh-12p5eer-woutPreEcono | EUn | New | CZ16 | cDXGF | SWHC013-02 | DEER2020 | D20v1 | 2020-11-09 | Cap-Tons | 1 |  | None | 40 | 0.0431 | 0 | 40 | 0.0431 | 0 | [6 empty] | DEER:HVAC_Split-Package_AC | Annual
Any | NE-HVAC-airAC-SpltPkg-65to134kBtuh-12p5eer-woutPreEcono | Gro | Ex | CZ01 | cDXGF | SWHC013-02 | DEER2020 | D20v1 | 2020-11-09 | Cap-Tons | 1 |  | None | 1020 | 0.171 | 50.4 | 1.23 | 0.00756 | 0 | [6 empty] | DEER:HVAC_Split-Package_AC | Annual
Any | NE-HVAC-airAC-SpltPkg-65to134kBtuh-12p5eer-woutPreEcono | Gro | Ex | CZ02 | cDXGF | SWHC013-02 | DEER2020 | D20v1 | 2020-11-09 | Cap-Tons | 1 |  | None | 720 | 0.226 | 13.4 | 29.5 | 0.0518 | 0 | [6 empty] | DEER:HVAC_Split-Package_AC | Annual
Any | NE-HVAC-airAC-SpltPkg-65to134kBtuh-12p5eer-woutPreEcono | Gro | Ex | CZ03 | cDXGF | SWHC013-02 | DEER2020 | D20v1 | 2020-11-09 | Cap-Tons | 1 |  | None | 871 | 0.187 | 13.7 | 12.7 | 0.0309 | 0 | [6 empty] | DEER:HVAC_Split-Package_AC | Annual
Any | NE-HVAC-airAC-SpltPkg-65to134kBtuh-12p5eer-woutPreEcono | Gro | Ex | CZ04 | cDXGF | SWHC013-02 | DEER2020 | D20v1 | 2020-11-09 | Cap-Tons | 1 |  | None | 745 | 0.216 | 8.56 | 34.7 | 0.0476 | 0 | [6 empty] | DEER:HVAC_Split-Package_AC | Annual
Any | NE-HVAC-airAC-SpltPkg-65to134kBtuh-12p5eer-woutPreEcono | Gro | Ex | CZ05 | cDXGF | SWHC013-02 | DEER2020 | D20v1 | 2020-11-09 | Cap-Tons | 1 |  | None | 956 | 0.162 | 18.6 | 12 | 0.0172 | 0 | [6 empty] | DEER:HVAC_Split-Package_AC | Annual
Any | NE-HVAC-airAC-SpltPkg-65to134kBtuh-12p5eer-woutPreEcono | Gro | Ex | CZ06 | cDXGF | SWHC013-02 | DEER2020 | D20v1 | 2020-11-09 | Cap-Tons | 1 |  | None | 836 | 0.21 | -1.92 | 37 | 0.0411 | 0 | [6 empty] | DEER:HVAC_Split-Package_AC | Annual
Any | NE-HVAC-airAC-SpltPkg-65to134kBtuh-12p5eer-woutPreEcono | Gro | Ex | CZ07 | cDXGF | SWHC013-02 | DEER2020 | D20v1 | 2020-11-09 | Cap-Tons | 1 |  | None | 1090 | 0.239 | -3.35 | 37.3 | 0.0373 | 0 | [6 empty] | DEER:HVAC_Split-Package_AC | Annual
Any | NE-HVAC-airAC-SpltPkg-65to134kBtuh-12p5eer-woutPreEcono | Gro | Ex | CZ08 | cDXGF | SWHC013-02 | DEER2020 | D20v1 | 2020-11-09 | Cap-Tons | 1 |  | None | 797 | 0.187 | -0.64 | 51.5 | 0.0409 | 0 | [6 empty] | DEER:HVAC_Split-Package_AC | Annual
Any | NE-HVAC-airAC-SpltPkg-65to134kBtuh-12p5eer-woutPreEcono | Gro | Ex | CZ09 | cDXGF | SWHC013-02 | DEER2020 | D20v1 | 2020-11-09 | Cap-Tons | 1 |  | None | 782 | 0.244 | -1.81 | 48.8 | 0.0549 | 0 | [6 empty] | DEER:HVAC_Split-Package_AC | Annual
Any | NE-HVAC-airAC-SpltPkg-65to134kBtuh-12p5eer-woutPreEcono | Gro | Ex | CZ10 | cDXGF | SWHC013-02 | DEER2020 | D20v1 | 2020-11-09 | Cap-Tons | 1 |  | None | 802 | 0.243 | 0.833 | 57.5 | 0.059 | 0 | [6 empty] | DEER:HVAC_Split-Package_AC | Annual
Any | NE-HVAC-airAC-SpltPkg-65to134kBtuh-12p5eer-woutPreEcono | Gro | Ex | CZ11 | cDXGF | SWHC013-02 | DEER2020 | D20v1 | 2020-11-09 | Cap-Tons | 1 |  | None | 800 | 0.252 | 6.76 | 63.9 | 0.0654 | 0 | [6 empty] | DEER:HVAC_Split-Package_AC | Annual
Any | NE-HVAC-airAC-SpltPkg-65to134kBtuh-12p5eer-woutPreEcono | Gro | Ex | CZ12 | cDXGF | SWHC013-02 | DEER2020 | D20v1 | 2020-11-09 | Cap-Tons | 1 |  | None | 765 | 0.245 | 5.15 | 42 | 0.056 | 0 | [6 empty] | DEER:HVAC_Split-Package_AC | Annual
Any | NE-HVAC-airAC-SpltPkg-65to134kBtuh-12p5eer-woutPreEcono | Gro | Ex | CZ13 | cDXGF | SWHC013-02 | DEER2020 | D20v1 | 2020-11-09 | Cap-Tons | 1 |  | None | 799 | 0.248 | 5.47 | 68.5 | 0.0594 | 0 | [6 empty] | DEER:HVAC_Split-Package_AC | Annual
Any | NE-HVAC-airAC-SpltPkg-65to134kBtuh-12p5eer-woutPreEcono | Gro | Ex | CZ14 | cDXGF | SWHC013-02 | DEER2020 | D20v1 | 2020-11-09 | Cap-Tons | 1 |  | None | 774 | 0.218 | 6.15 | 61.6 | 0.0486 | 0 | [6 empty] | DEER:HVAC_Split-Package_AC | Annual
Any | NE-HVAC-airAC-SpltPkg-65to134kBtuh-12p5eer-woutPreEcono | Gro | Ex | CZ15 | cDXGF | SWHC013-02 | DEER2020 | D20v1 | 2020-11-09 | Cap-Tons | 1 |  | None | 932 | 0.245 | -3.65 | 113 | 0.0564 | 0 | [6 empty] | DEER:HVAC_Split-Package_AC | Annual
Any | NE-HVAC-airAC-SpltPkg-65to134kBtuh-12p5eer-woutPreEcono | Gro | Ex | CZ16 | cDXGF | SWHC013-02 | DEER2020 | D20v1 | 2020-11-09 | Cap-Tons | 1 |  | None | 853 | 0.205 | 34.4 | 27.6 | 0.0429 | 0 | [6 empty] | DEER:HVAC_Split-Package_AC | Annual
Any | NE-HVAC-airAC-SpltPkg-65to134kBtuh-12p5eer-woutPreEcono | Gro | New | CZ01 | cDXGF | SWHC013-02 | DEER2020 | D20v1 | 2020-11-09 | Cap-Tons | 1 |  | None | 0.783 | 0.00697 | 0 | 0.783 | 0.00697 | 0 | [6 empty] | DEER:HVAC_Split-Package_AC | Annual
Any | NE-HVAC-airAC-SpltPkg-65to134kBtuh-12p5eer-woutPreEcono | Gro | New | CZ02 | cDXGF | SWHC013-02 | DEER2020 | D20v1 | 2020-11-09 | Cap-Tons | 1 |  | None | 28.8 | 0.0549 | 0 | 28.8 | 0.0549 | 0 | [6 empty] | DEER:HVAC_Split-Package_AC | Annual
Any | NE-HVAC-airAC-SpltPkg-65to134kBtuh-12p5eer-woutPreEcono | Gro | New | CZ03 | cDXGF | SWHC013-02 | DEER2020 | D20v1 | 2020-11-09 | Cap-Tons | 1 |  | None | 9.92 | 0.0305 | 0 | 9.92 | 0.0305 | 0 | [6 empty] | DEER:HVAC_Split-Package_AC | Annual
Any | NE-HVAC-airAC-SpltPkg-65to134kBtuh-12p5eer-woutPreEcono | Gro | New | CZ04 | cDXGF | SWHC013-02 | DEER2020 | D20v1 | 2020-11-09 | Cap-Tons | 1 |  | None | 33.4 | 0.0515 | 0 | 33.4 | 0.0515 | 0 | [6 empty] | DEER:HVAC_Split-Package_AC | Annual
Any | NE-HVAC-airAC-SpltPkg-65to134kBtuh-12p5eer-woutPreEcono | Gro | New | CZ05 | cDXGF | SWHC013-02 | DEER2020 | D20v1 | 2020-11-09 | Cap-Tons | 1 |  | None | 9.03 | 0.0163 | 0 | 9.03 | 0.0163 | 0 | [6 empty] | DEER:HVAC_Split-Package_AC | Annual
Any | NE-HVAC-airAC-SpltPkg-65to134kBtuh-12p5eer-woutPreEcono | Gro | New | CZ06 | cDXGF | SWHC013-02 | DEER2020 | D20v1 | 2020-11-09 | Cap-Tons | 1 |  | None | 33.4 | 0.0434 | 0 | 33.4 | 0.0434 | 0 | [6 empty] | DEER:HVAC_Split-Package_AC | Annual
Any | NE-HVAC-airAC-SpltPkg-65to134kBtuh-12p5eer-woutPreEcono | Gro | New | CZ07 | cDXGF | SWHC013-02 | DEER2020 | D20v1 | 2020-11-09 | Cap-Tons | 1 |  | None | 35 | 0.0415 | 0 | 35 | 0.0415 | 0 | [6 empty] | DEER:HVAC_Split-Package_AC | Annual
Any | NE-HVAC-airAC-SpltPkg-65to134kBtuh-12p5eer-woutPreEcono | Gro | New | CZ08 | cDXGF | SWHC013-02 | DEER2020 | D20v1 | 2020-11-09 | Cap-Tons | 1 |  | None | 51.8 | 0.0455 | 0 | 51.8 | 0.0455 | 0 | [6 empty] | DEER:HVAC_Split-Package_AC | Annual
Any | NE-HVAC-airAC-SpltPkg-65to134kBtuh-12p5eer-woutPreEcono | Gro | New | CZ09 | cDXGF | SWHC013-02 | DEER2020 | D20v1 | 2020-11-09 | Cap-Tons | 1 |  | None | 45.5 | 0.0561 | 0 | 45.5 | 0.0561 | 0 | [6 empty] | DEER:HVAC_Split-Package_AC | Annual
Any | NE-HVAC-airAC-SpltPkg-65to134kBtuh-12p5eer-woutPreEcono | Gro | New | CZ10 | cDXGF | SWHC013-02 | DEER2020 | D20v1 | 2020-11-09 | Cap-Tons | 1 |  | None | 58.4 | 0.063 | 0 | 58.4 | 0.063 | 0 | [6 empty] | DEER:HVAC_Split-Package_AC | Annual
Any | NE-HVAC-airAC-SpltPkg-65to134kBtuh-12p5eer-woutPreEcono | Gro | New | CZ11 | cDXGF | SWHC013-02 | DEER2020 | D20v1 | 2020-11-09 | Cap-Tons | 1 |  | None | 65 | 0.0659 | 0 | 65 | 0.0659 | 0 | [6 empty] | DEER:HVAC_Split-Package_AC | Annual
Any | NE-HVAC-airAC-SpltPkg-65to134kBtuh-12p5eer-woutPreEcono | Gro | New | CZ12 | cDXGF | SWHC013-02 | DEER2020 | D20v1 | 2020-11-09 | Cap-Tons | 1 |  | None | 43 | 0.0589 | 0 | 43 | 0.0589 | 0 | [6 empty] | DEER:HVAC_Split-Package_AC | Annual
Any | NE-HVAC-airAC-SpltPkg-65to134kBtuh-12p5eer-woutPreEcono | Gro | New | CZ13 | cDXGF | SWHC013-02 | DEER2020 | D20v1 | 2020-11-09 | Cap-Tons | 1 |  | None | 68.6 | 0.0619 | 0 | 68.6 | 0.0619 | 0 | [6 empty] | DEER:HVAC_Split-Package_AC | Annual
Any | NE-HVAC-airAC-SpltPkg-65to134kBtuh-12p5eer-woutPreEcono | Gro | New | CZ14 | cDXGF | SWHC013-02 | DEER2020 | D20v1 | 2020-11-09 | Cap-Tons | 1 |  | None | 59.6 | 0.0477 | 0 | 59.6 | 0.0477 | 0 | [6 empty] | DEER:HVAC_Split-Package_AC | Annual
Any | NE-HVAC-airAC-SpltPkg-65to134kBtuh-12p5eer-woutPreEcono | Gro | New | CZ15 | cDXGF | SWHC013-02 | DEER2020 | D20v1 | 2020-11-09 | Cap-Tons | 1 |  | None | 112 | 0.056 | 0 | 112 | 0.056 | 0 | [6 empty] | DEER:HVAC_Split-Package_AC | Annual
Any | NE-HVAC-airAC-SpltPkg-65to134kBtuh-12p5eer-woutPreEcono | Gro | New | CZ16 | cDXGF | SWHC013-02 | DEER2020 | D20v1 | 2020-11-09 | Cap-Tons | 1 |  | None | 25.2 | 0.0415 | 0 | 25.2 | 0.0415 | 0 | [6 empty] | DEER:HVAC_Split-Package_AC | Annual
Any | NE-HVAC-airAC-SpltPkg-65to134kBtuh-12p5eer-woutPreEcono | Hsp | Ex | CZ01 | cDXGF | SWHC013-02 | DEER2020 | D20v1 | 2020-11-09 | Cap-Tons | 1 |  | None | 838 | 0.147 | 22.2 | 6.34 | 0.00832 | 0 | [6 empty] | DEER:HVAC_Split-Package_AC | Annual
Any | NE-HVAC-airAC-SpltPkg-65to134kBtuh-12p5eer-woutPreEcono | Hsp | Ex | CZ02 | cDXGF | SWHC013-02 | DEER2020 | D20v1 | 2020-11-09 | Cap-Tons | 1 |  | None | 900 | 0.199 | 14.4 | 46.5 | 0.0503 | 0 | [6 empty] | DEER:HVAC_Split-Package_AC | Annual
Any | NE-HVAC-airAC-SpltPkg-65to134kBtuh-12p5eer-woutPreEcono | Hsp | Ex | CZ03 | cDXGF | SWHC013-02 | DEER2020 | D20v1 | 2020-11-09 | Cap-Tons | 1 |  | None | 844 | 0.136 | 9.19 | 20.8 | 0.0315 | 0 | [6 empty] | DEER:HVAC_Split-Package_AC | Annual
Any | NE-HVAC-airAC-SpltPkg-65to134kBtuh-12p5eer-woutPreEcono | Hsp | Ex | CZ04 | cDXGF | SWHC013-02 | DEER2020 | D20v1 | 2020-11-09 | Cap-Tons | 1 |  | None | 941 | 0.186 | 10.4 | 52.9 | 0.0467 | 0 | [6 empty] | DEER:HVAC_Split-Package_AC | Annual
Any | NE-HVAC-airAC-SpltPkg-65to134kBtuh-12p5eer-woutPreEcono | Hsp | Ex | CZ05 | cDXGF | SWHC013-02 | DEER2020 | D20v1 | 2020-11-09 | Cap-Tons | 1 |  | None | 879 | 0.129 | 12.1 | 20.7 | 0.0198 | 0 | [6 empty] | DEER:HVAC_Split-Package_AC | Annual
Any | NE-HVAC-airAC-SpltPkg-65to134kBtuh-12p5eer-woutPreEcono | Hsp | Ex | CZ06 | cDXGF | SWHC013-02 | DEER2020 | D20v1 | 2020-11-09 | Cap-Tons | 1 |  | None | 1010 | 0.173 | 4.95 | 62.7 | 0.0427 | 0 | [6 empty] | DEER:HVAC_Split-Package_AC | Annual
Any | NE-HVAC-airAC-SpltPkg-65to134kBtuh-12p5eer-woutPreEcono | Hsp | Ex | CZ07 | cDXGF | SWHC013-02 | DEER2020 | D20v1 | 2020-11-09 | Cap-Tons | 1 |  | None | 1030 | 0.154 | 1.85 | 55.2 | 0.0354 | 0 | [6 empty] | DEER:HVAC_Split-Package_AC | Annual
Any | NE-HVAC-airAC-SpltPkg-65to134kBtuh-12p5eer-woutPreEcono | Hsp | Ex | CZ08 | cDXGF | SWHC013-02 | DEER2020 | D20v1 | 2020-11-09 | Cap-Tons | 1 |  | None | 1050 | 0.178 | 3.6 | 77.5 | 0.0431 | 0 | [6 empty] | DEER:HVAC_Split-Package_AC | Annual
Any | NE-HVAC-airAC-SpltPkg-65to134kBtuh-12p5eer-woutPreEcono | Hsp | Ex | CZ09 | cDXGF | SWHC013-02 | DEER2020 | D20v1 | 2020-11-09 | Cap-Tons | 1 |  | None | 1020 | 0.209 | 5.07 | 86.7 | 0.0614 | 0 | [6 empty] | DEER:HVAC_Split-Package_AC | Annual
Any | NE-HVAC-airAC-SpltPkg-65to134kBtuh-12p5eer-woutPreEcono | Hsp | Ex | CZ10 | cDXGF | SWHC013-02 | DEER2020 | D20v1 | 2020-11-09 | Cap-Tons | 1 |  | None | 990 | 0.206 | 6.38 | 88.5 | 0.0599 | 0 | [6 empty] | DEER:HVAC_Split-Package_AC | Annual
Any | NE-HVAC-airAC-SpltPkg-65to134kBtuh-12p5eer-woutPreEcono | Hsp | Ex | CZ11 | cDXGF | SWHC013-02 | DEER2020 | D20v1 | 2020-11-09 | Cap-Tons | 1 |  | None | 1020 | 0.226 | 13.1 | 99.3 | 0.0697 | 0 | [6 empty] | DEER:HVAC_Split-Package_AC | Annual
Any | NE-HVAC-airAC-SpltPkg-65to134kBtuh-12p5eer-woutPreEcono | Hsp | Ex | CZ12 | cDXGF | SWHC013-02 | DEER2020 | D20v1 | 2020-11-09 | Cap-Tons | 1 |  | None | 971 | 0.218 | 12 | 72.5 | 0.0616 | 0 | [6 empty] | DEER:HVAC_Split-Package_AC | Annual
Any | NE-HVAC-airAC-SpltPkg-65to134kBtuh-12p5eer-woutPreEcono | Hsp | Ex | CZ13 | cDXGF | SWHC013-02 | DEER2020 | D20v1 | 2020-11-09 | Cap-Tons | 1 |  | None | 1060 | 0.226 | 11.7 | 105 | 0.0629 | 0 | [6 empty] | DEER:HVAC_Split-Package_AC | Annual
Any | NE-HVAC-airAC-SpltPkg-65to134kBtuh-12p5eer-woutPreEcono | Hsp | Ex | CZ14 | cDXGF | SWHC013-02 | DEER2020 | D20v1 | 2020-11-09 | Cap-Tons | 1 |  | None | 973 | 0.201 | 14.6 | 98.7 | 0.0566 | 0 | [6 empty] | DEER:HVAC_Split-Package_AC | Annual
Any | NE-HVAC-airAC-SpltPkg-65to134kBtuh-12p5eer-woutPreEcono | Hsp | Ex | CZ15 | cDXGF | SWHC013-02 | DEER2020 | D20v1 | 2020-11-09 | Cap-Tons | 1 |  | None | 1120 | 0.225 | 2.19 | 187 | 0.0717 | 0 | [6 empty] | DEER:HVAC_Split-Package_AC | Annual
Any | NE-HVAC-airAC-SpltPkg-65to134kBtuh-12p5eer-woutPreEcono | Hsp | Ex | CZ16 | cDXGF | SWHC013-02 | DEER2020 | D20v1 | 2020-11-09 | Cap-Tons | 1 |  | None | 854 | 0.15 | 29.6 | 38.9 | 0.0348 | 0 | [6 empty] | DEER:HVAC_Split-Package_AC | Annual
Any | NE-HVAC-airAC-SpltPkg-65to134kBtuh-12p5eer-woutPreEcono | Hsp | New | CZ01 | cDXGF | SWHC013-02 | DEER2020 | D20v1 | 2020-11-09 | Cap-Tons | 1 |  | None | 5.8 | 0.00662 | 0 | 5.8 | 0.00662 | 0 | [6 empty] | DEER:HVAC_Split-Package_AC | Annual
Any | NE-HVAC-airAC-SpltPkg-65to134kBtuh-12p5eer-woutPreEcono | Hsp | New | CZ02 | cDXGF | SWHC013-02 | DEER2020 | D20v1 | 2020-11-09 | Cap-Tons | 1 |  | None | 40.9 | 0.0463 | 0 | 40.9 | 0.0463 | 0 | [6 empty] | DEER:HVAC_Split-Package_AC | Annual
Any | NE-HVAC-airAC-SpltPkg-65to134kBtuh-12p5eer-woutPreEcono | Hsp | New | CZ03 | cDXGF | SWHC013-02 | DEER2020 | D20v1 | 2020-11-09 | Cap-Tons | 1 |  | None | 15.9 | 0.0278 | 0 | 15.9 | 0.0278 | 0 | [6 empty] | DEER:HVAC_Split-Package_AC | Annual
Any | NE-HVAC-airAC-SpltPkg-65to134kBtuh-12p5eer-woutPreEcono | Hsp | New | CZ04 | cDXGF | SWHC013-02 | DEER2020 | D20v1 | 2020-11-09 | Cap-Tons | 1 |  | None | 44.4 | 0.0419 | 0 | 44.4 | 0.0419 | 0 | [6 empty] | DEER:HVAC_Split-Package_AC | Annual
Any | NE-HVAC-airAC-SpltPkg-65to134kBtuh-12p5eer-woutPreEcono | Hsp | New | CZ05 | cDXGF | SWHC013-02 | DEER2020 | D20v1 | 2020-11-09 | Cap-Tons | 1 |  | None | 15.3 | 0.0168 | 0 | 15.3 | 0.0168 | 0 | [6 empty] | DEER:HVAC_Split-Package_AC | Annual
Any | NE-HVAC-airAC-SpltPkg-65to134kBtuh-12p5eer-woutPreEcono | Hsp | New | CZ06 | cDXGF | SWHC013-02 | DEER2020 | D20v1 | 2020-11-09 | Cap-Tons | 1 |  | None | 51.6 | 0.0382 | 0 | 51.6 | 0.0382 | 0 | [6 empty] | DEER:HVAC_Split-Package_AC | Annual
Any | NE-HVAC-airAC-SpltPkg-65to134kBtuh-12p5eer-woutPreEcono | Hsp | New | CZ07 | cDXGF | SWHC013-02 | DEER2020 | D20v1 | 2020-11-09 | Cap-Tons | 1 |  | None | 44 | 0.0316 | 0 | 44 | 0.0316 | 0 | [6 empty] | DEER:HVAC_Split-Package_AC | Annual
Any | NE-HVAC-airAC-SpltPkg-65to134kBtuh-12p5eer-woutPreEcono | Hsp | New | CZ08 | cDXGF | SWHC013-02 | DEER2020 | D20v1 | 2020-11-09 | Cap-Tons | 1 |  | None | 65.4 | 0.0388 | 0 | 65.4 | 0.0388 | 0 | [6 empty] | DEER:HVAC_Split-Package_AC | Annual
Any | NE-HVAC-airAC-SpltPkg-65to134kBtuh-12p5eer-woutPreEcono | Hsp | New | CZ09 | cDXGF | SWHC013-02 | DEER2020 | D20v1 | 2020-11-09 | Cap-Tons | 1 |  | None | 75.3 | 0.0564 | 0 | 75.3 | 0.0564 | 0 | [6 empty] | DEER:HVAC_Split-Package_AC | Annual
Any | NE-HVAC-airAC-SpltPkg-65to134kBtuh-12p5eer-woutPreEcono | Hsp | New | CZ10 | cDXGF | SWHC013-02 | DEER2020 | D20v1 | 2020-11-09 | Cap-Tons | 1 |  | None | 79.4 | 0.0558 | 0 | 79.4 | 0.0558 | 0 | [6 empty] | DEER:HVAC_Split-Package_AC | Annual
Any | NE-HVAC-airAC-SpltPkg-65to134kBtuh-12p5eer-woutPreEcono | Hsp | New | CZ11 | cDXGF | SWHC013-02 | DEER2020 | D20v1 | 2020-11-09 | Cap-Tons | 1 |  | None | 87.7 | 0.0625 | 0 | 87.7 | 0.0625 | 0 | [6 empty] | DEER:HVAC_Split-Package_AC | Annual
Any | NE-HVAC-airAC-SpltPkg-65to134kBtuh-12p5eer-woutPreEcono | Hsp | New | CZ12 | cDXGF | SWHC013-02 | DEER2020 | D20v1 | 2020-11-09 | Cap-Tons | 1 |  | None | 64.5 | 0.0564 | 0 | 64.5 | 0.0564 | 0 | [6 empty] | DEER:HVAC_Split-Package_AC | Annual
Any | NE-HVAC-airAC-SpltPkg-65to134kBtuh-12p5eer-woutPreEcono | Hsp | New | CZ13 | cDXGF | SWHC013-02 | DEER2020 | D20v1 | 2020-11-09 | Cap-Tons | 1 |  | None | 93.1 | 0.0569 | 0 | 93.1 | 0.0569 | 0 | [6 empty] | DEER:HVAC_Split-Package_AC | Annual
Any | NE-HVAC-airAC-SpltPkg-65to134kBtuh-12p5eer-woutPreEcono | Hsp | New | CZ14 | cDXGF | SWHC013-02 | DEER2020 | D20v1 | 2020-11-09 | Cap-Tons | 1 |  | None | 87.6 | 0.0507 | 0 | 87.6 | 0.0507 | 0 | [6 empty] | DEER:HVAC_Split-Package_AC | Annual
Any | NE-HVAC-airAC-SpltPkg-65to134kBtuh-12p5eer-woutPreEcono | Hsp | New | CZ15 | cDXGF | SWHC013-02 | DEER2020 | D20v1 | 2020-11-09 | Cap-Tons | 1 |  | None | 172 | 0.0673 | 0 | 172 | 0.0673 | 0 | [6 empty] | DEER:HVAC_Split-Package_AC | Annual
Any | NE-HVAC-airAC-SpltPkg-65to134kBtuh-12p5eer-woutPreEcono | Hsp | New | CZ16 | cDXGF | SWHC013-02 | DEER2020 | D20v1 | 2020-11-09 | Cap-Tons | 1 |  | None | 33.7 | 0.0306 | 0 | 33.7 | 0.0306 | 0 | [6 empty] | DEER:HVAC_Split-Package_AC | Annual
Any | NE-HVAC-airAC-SpltPkg-65to134kBtuh-12p5eer-woutPreEcono | Htl | Ex | CZ01 | cDXGF | SWHC013-02 | DEER2020 | D20v1 | 2020-11-09 | Cap-Tons | 1 |  | None | 656 | 0.107 | 23.1 | 7.87 | 0.0106 | 0 | [6 empty] | DEER:HVAC_Split-Package_AC | Annual
Any | NE-HVAC-airAC-SpltPkg-65to134kBtuh-12p5eer-woutPreEcono | Htl | Ex | CZ02 | cDXGF | SWHC013-02 | DEER2020 | D20v1 | 2020-11-09 | Cap-Tons | 1 |  | None | 717 | 0.196 | 24.4 | 76.6 | 0.0904 | 0 | [6 empty] | DEER:HVAC_Split-Package_AC | Annual
Any | NE-HVAC-airAC-SpltPkg-65to134kBtuh-12p5eer-woutPreEcono | Htl | Ex | CZ03 | cDXGF | SWHC013-02 | DEER2020 | D20v1 | 2020-11-09 | Cap-Tons | 1 |  | None | 693 | 0.156 | 11.6 | 25.4 | 0.0412 | 0 | [6 empty] | DEER:HVAC_Split-Package_AC | Annual
Any | NE-HVAC-airAC-SpltPkg-65to134kBtuh-12p5eer-woutPreEcono | Htl | Ex | CZ04 | cDXGF | SWHC013-02 | DEER2020 | D20v1 | 2020-11-09 | Cap-Tons | 1 |  | None | 718 | 0.189 | 17.3 | 83.1 | 0.077 | 0 | [6 empty] | DEER:HVAC_Split-Package_AC | Annual
Any | NE-HVAC-airAC-SpltPkg-65to134kBtuh-12p5eer-woutPreEcono | Htl | Ex | CZ05 | cDXGF | SWHC013-02 | DEER2020 | D20v1 | 2020-11-09 | Cap-Tons | 1 |  | None | 595 | 0.11 | 14.2 | 26.1 | 0.0237 | 0 | [6 empty] | DEER:HVAC_Split-Package_AC | Annual
Any | NE-HVAC-airAC-SpltPkg-65to134kBtuh-12p5eer-woutPreEcono | Htl | Ex | CZ06 | cDXGF | SWHC013-02 | DEER2020 | D20v1 | 2020-11-09 | Cap-Tons | 1 |  | None | 681 | 0.162 | 6.4 | 69.6 | 0.0567 | 0 | [6 empty] | DEER:HVAC_Split-Package_AC | Annual
Any | NE-HVAC-airAC-SpltPkg-65to134kBtuh-12p5eer-woutPreEcono | Htl | Ex | CZ07 | cDXGF | SWHC013-02 | DEER2020 | D20v1 | 2020-11-09 | Cap-Tons | 1 |  | None | 655 | 0.137 | 3.71 | 57.8 | 0.0428 | 0 | [6 empty] | DEER:HVAC_Split-Package_AC | Annual
Any | NE-HVAC-airAC-SpltPkg-65to134kBtuh-12p5eer-woutPreEcono | Htl | Ex | CZ08 | cDXGF | SWHC013-02 | DEER2020 | D20v1 | 2020-11-09 | Cap-Tons | 1 |  | None | 748 | 0.177 | 7.78 | 107 | 0.0632 | 0 | [6 empty] | DEER:HVAC_Split-Package_AC | Annual
Any | NE-HVAC-airAC-SpltPkg-65to134kBtuh-12p5eer-woutPreEcono | Htl | Ex | CZ09 | cDXGF | SWHC013-02 | DEER2020 | D20v1 | 2020-11-09 | Cap-Tons | 1 |  | None | 722 | 0.195 | 7.29 | 97.1 | 0.0807 | 0 | [6 empty] | DEER:HVAC_Split-Package_AC | Annual
Any | NE-HVAC-airAC-SpltPkg-65to134kBtuh-12p5eer-woutPreEcono | Htl | Ex | CZ10 | cDXGF | SWHC013-02 | DEER2020 | D20v1 | 2020-11-09 | Cap-Tons | 1 |  | None | 793 | 0.21 | 10.1 | 116 | 0.0871 | 0 | [6 empty] | DEER:HVAC_Split-Package_AC | Annual
Any | NE-HVAC-airAC-SpltPkg-65to134kBtuh-12p5eer-woutPreEcono | Htl | Ex | CZ11 | cDXGF | SWHC013-02 | DEER2020 | D20v1 | 2020-11-09 | Cap-Tons | 1 |  | None | 828 | 0.215 | 15.2 | 123 | 0.1 | 0 | [6 empty] | DEER:HVAC_Split-Package_AC | Annual
Any | NE-HVAC-airAC-SpltPkg-65to134kBtuh-12p5eer-woutPreEcono | Htl | Ex | CZ12 | cDXGF | SWHC013-02 | DEER2020 | D20v1 | 2020-11-09 | Cap-Tons | 1 |  | None | 767 | 0.21 | 17.1 | 98.9 | 0.0961 | 0 | [6 empty] | DEER:HVAC_Split-Package_AC | Annual
Any | NE-HVAC-airAC-SpltPkg-65to134kBtuh-12p5eer-woutPreEcono | Htl | Ex | CZ13 | cDXGF | SWHC013-02 | DEER2020 | D20v1 | 2020-11-09 | Cap-Tons | 1 |  | None | 834 | 0.223 | 13.6 | 127 | 0.0858 | 0 | [6 empty] | DEER:HVAC_Split-Package_AC | Annual
Any | NE-HVAC-airAC-SpltPkg-65to134kBtuh-12p5eer-woutPreEcono | Htl | Ex | CZ14 | cDXGF | SWHC013-02 | DEER2020 | D20v1 | 2020-11-09 | Cap-Tons | 1 |  | None | 800 | 0.208 | 15.5 | 121 | 0.0771 | 0 | [6 empty] | DEER:HVAC_Split-Package_AC | Annual
Any | NE-HVAC-airAC-SpltPkg-65to134kBtuh-12p5eer-woutPreEcono | Htl | Ex | CZ15 | cDXGF | SWHC013-02 | DEER2020 | D20v1 | 2020-11-09 | Cap-Tons | 1 |  | None | 998 | 0.241 | 1.71 | 193 | 0.0815 | 0 | [6 empty] | DEER:HVAC_Split-Package_AC | Annual
Any | NE-HVAC-airAC-SpltPkg-65to134kBtuh-12p5eer-woutPreEcono | Htl | Ex | CZ16 | cDXGF | SWHC013-02 | DEER2020 | D20v1 | 2020-11-09 | Cap-Tons | 1 |  | None | 695 | 0.153 | 24.7 | 48.5 | 0.0503 | 0 | [6 empty] | DEER:HVAC_Split-Package_AC | Annual
Any | NE-HVAC-airAC-SpltPkg-65to134kBtuh-12p5eer-woutPreEcono | Htl | New | CZ01 | cDXGF | SWHC013-02 | DEER2020 | D20v1 | 2020-11-09 | Cap-Tons | 1 |  | None | 7.03 | 0.00961 | 0 | 7.03 | 0.00961 | 0 | [6 empty] | DEER:HVAC_Split-Package_AC | Annual
Any | NE-HVAC-airAC-SpltPkg-65to134kBtuh-12p5eer-woutPreEcono | Htl | New | CZ02 | cDXGF | SWHC013-02 | DEER2020 | D20v1 | 2020-11-09 | Cap-Tons | 1 |  | None | 72.3 | 0.0907 | 0 | 72.3 | 0.0907 | 0 | [6 empty] | DEER:HVAC_Split-Package_AC | Annual
Any | NE-HVAC-airAC-SpltPkg-65to134kBtuh-12p5eer-woutPreEcono | Htl | New | CZ03 | cDXGF | SWHC013-02 | DEER2020 | D20v1 | 2020-11-09 | Cap-Tons | 1 |  | None | 22.9 | 0.0403 | 0 | 22.9 | 0.0403 | 0 | [6 empty] | DEER:HVAC_Split-Package_AC | Annual
Any | NE-HVAC-airAC-SpltPkg-65to134kBtuh-12p5eer-woutPreEcono | Htl | New | CZ04 | cDXGF | SWHC013-02 | DEER2020 | D20v1 | 2020-11-09 | Cap-Tons | 1 |  | None | 78.5 | 0.0779 | 0 | 78.5 | 0.0779 | 0 | [6 empty] | DEER:HVAC_Split-Package_AC | Annual
Any | NE-HVAC-airAC-SpltPkg-65to134kBtuh-12p5eer-woutPreEcono | Htl | New | CZ05 | cDXGF | SWHC013-02 | DEER2020 | D20v1 | 2020-11-09 | Cap-Tons | 1 |  | None | 22.7 | 0.0228 | 0 | 22.7 | 0.0228 | 0 | [6 empty] | DEER:HVAC_Split-Package_AC | Annual
Any | NE-HVAC-airAC-SpltPkg-65to134kBtuh-12p5eer-woutPreEcono | Htl | New | CZ06 | cDXGF | SWHC013-02 | DEER2020 | D20v1 | 2020-11-09 | Cap-Tons | 1 |  | None | 64.8 | 0.0577 | 0 | 64.8 | 0.0577 | 0 | [6 empty] | DEER:HVAC_Split-Package_AC | Annual
Any | NE-HVAC-airAC-SpltPkg-65to134kBtuh-12p5eer-woutPreEcono | Htl | New | CZ07 | cDXGF | SWHC013-02 | DEER2020 | D20v1 | 2020-11-09 | Cap-Tons | 1 |  | None | 52.7 | 0.0427 | 0 | 52.7 | 0.0427 | 0 | [6 empty] | DEER:HVAC_Split-Package_AC | Annual
Any | NE-HVAC-airAC-SpltPkg-65to134kBtuh-12p5eer-woutPreEcono | Htl | New | CZ08 | cDXGF | SWHC013-02 | DEER2020 | D20v1 | 2020-11-09 | Cap-Tons | 1 |  | None | 102 | 0.0638 | 0 | 102 | 0.0638 | 0 | [6 empty] | DEER:HVAC_Split-Package_AC | Annual
Any | NE-HVAC-airAC-SpltPkg-65to134kBtuh-12p5eer-woutPreEcono | Htl | New | CZ09 | cDXGF | SWHC013-02 | DEER2020 | D20v1 | 2020-11-09 | Cap-Tons | 1 |  | None | 92 | 0.0806 | 0 | 92 | 0.0806 | 0 | [6 empty] | DEER:HVAC_Split-Package_AC | Annual
Any | NE-HVAC-airAC-SpltPkg-65to134kBtuh-12p5eer-woutPreEcono | Htl | New | CZ10 | cDXGF | SWHC013-02 | DEER2020 | D20v1 | 2020-11-09 | Cap-Tons | 1 |  | None | 111 | 0.0872 | 0 | 111 | 0.0872 | 0 | [6 empty] | DEER:HVAC_Split-Package_AC | Annual
Any | NE-HVAC-airAC-SpltPkg-65to134kBtuh-12p5eer-woutPreEcono | Htl | New | CZ11 | cDXGF | SWHC013-02 | DEER2020 | D20v1 | 2020-11-09 | Cap-Tons | 1 |  | None | 120 | 0.0992 | 0 | 120 | 0.0992 | 0 | [6 empty] | DEER:HVAC_Split-Package_AC | Annual
Any | NE-HVAC-airAC-SpltPkg-65to134kBtuh-12p5eer-woutPreEcono | Htl | New | CZ12 | cDXGF | SWHC013-02 | DEER2020 | D20v1 | 2020-11-09 | Cap-Tons | 1 |  | None | 95.4 | 0.0957 | 0 | 95.4 | 0.0957 | 0 | [6 empty] | DEER:HVAC_Split-Package_AC | Annual
Any | NE-HVAC-airAC-SpltPkg-65to134kBtuh-12p5eer-woutPreEcono | Htl | New | CZ13 | cDXGF | SWHC013-02 | DEER2020 | D20v1 | 2020-11-09 | Cap-Tons | 1 |  | None | 123 | 0.0847 | 0 | 123 | 0.0847 | 0 | [6 empty] | DEER:HVAC_Split-Package_AC | Annual
Any | NE-HVAC-airAC-SpltPkg-65to134kBtuh-12p5eer-woutPreEcono | Htl | New | CZ14 | cDXGF | SWHC013-02 | DEER2020 | D20v1 | 2020-11-09 | Cap-Tons | 1 |  | None | 118 | 0.0756 | 0 | 118 | 0.0756 | 0 | [6 empty] | DEER:HVAC_Split-Package_AC | Annual
Any | NE-HVAC-airAC-SpltPkg-65to134kBtuh-12p5eer-woutPreEcono | Htl | New | CZ15 | cDXGF | SWHC013-02 | DEER2020 | D20v1 | 2020-11-09 | Cap-Tons | 1 |  | None | 187 | 0.0797 | 0 | 187 | 0.0797 | 0 | [6 empty] | DEER:HVAC_Split-Package_AC | Annual
Any | NE-HVAC-airAC-SpltPkg-65to134kBtuh-12p5eer-woutPreEcono | Htl | New | CZ16 | cDXGF | SWHC013-02 | DEER2020 | D20v1 | 2020-11-09 | Cap-Tons | 1 |  | None | 46.5 | 0.049 | 0 | 46.5 | 0.049 | 0 | [6 empty] | DEER:HVAC_Split-Package_AC | Annual
Any | NE-HVAC-airAC-SpltPkg-65to134kBtuh-12p5eer-woutPreEcono | Asm | New | CZ11 | cDXGF | SWHC013-02 | DEER2020 | D20v1 | 2020-11-09 | Cap-Tons | 1 |  | None | 105 | 0.0918 | 0 | 105 | 0.0918 | 0 | [6 empty] | DEER:HVAC_Split-Package_AC | Annual
Any | NE-HVAC-airAC-SpltPkg-65to134kBtuh-12p5eer-woutPreEcono | Asm | New | CZ12 | cDXGF | SWHC013-02 | DEER2020 | D20v1 | 2020-11-09 | Cap-Tons | 1 |  | None | 91.7 | 0.0991 | 0 | 91.7 | 0.0991 | 0 | [6 empty] | DEER:HVAC_Split-Package_AC | Annual
Any | NE-HVAC-airAC-SpltPkg-65to134kBtuh-12p5eer-woutPreEcono | Asm | New | CZ13 | cDXGF | SWHC013-02 | DEER2020 | D20v1 | 2020-11-09 | Cap-Tons | 1 |  | None | 110 | 0.0877 | 0 | 110 | 0.0877 | 0 | [6 empty] | DEER:HVAC_Split-Package_AC | Annual
Any | NE-HVAC-airAC-SpltPkg-65to134kBtuh-12p5eer-woutPreEcono | Asm | New | CZ14 | cDXGF | SWHC013-02 | DEER2020 | D20v1 | 2020-11-09 | Cap-Tons | 1 |  | None | 104 | 0.072 | 0 | 104 | 0.072 | 0 | [6 empty] | DEER:HVAC_Split-Package_AC | Annual
Any | NE-HVAC-airAC-SpltPkg-65to134kBtuh-12p5eer-woutPreEcono | Asm | New | CZ15 | cDXGF | SWHC013-02 | DEER2020 | D20v1 | 2020-11-09 | Cap-Tons | 1 |  | None | 154 | 0.074 | 0 | 154 | 0.074 | 0 | [6 empty] | DEER:HVAC_Split-Package_AC | Annual
Any | NE-HVAC-airAC-SpltPkg-65to134kBtuh-12p5eer-woutPreEcono | Asm | New | CZ16 | cDXGF | SWHC013-02 | DEER2020 | D20v1 | 2020-11-09 | Cap-Tons | 1 |  | None | 46.3 | 0.0526 | 0 | 46.3 | 0.0526 | 0 | [6 empty] | DEER:HVAC_Split-Package_AC | Annual
Any | NE-HVAC-airAC-SpltPkg-65to134kBtuh-12p5eer-woutPreEcono | MBT | Ex | CZ01 | cDXGF | SWHC013-02 | DEER2020 | D20v1 | 2020-11-09 | Cap-Tons | 1 |  | None | 489 | 0.0981 | 10.2 | 16 | 0.0106 | 0 | [6 empty] | DEER:HVAC_Split-Package_AC | Annual
Any | NE-HVAC-airAC-SpltPkg-65to134kBtuh-12p5eer-woutPreEcono | MBT | Ex | CZ02 | cDXGF | SWHC013-02 | DEER2020 | D20v1 | 2020-11-09 | Cap-Tons | 1 |  | None | 539 | 0.18 | 7.38 | 61 | 0.0575 | 0 | [6 empty] | DEER:HVAC_Split-Package_AC | Annual
Any | NE-HVAC-airAC-SpltPkg-65to134kBtuh-12p5eer-woutPreEcono | MBT | Ex | CZ03 | cDXGF | SWHC013-02 | DEER2020 | D20v1 | 2020-11-09 | Cap-Tons | 1 |  | None | 528 | 0.13 | 4.52 | 35.7 | 0.0309 | 0 | [6 empty] | DEER:HVAC_Split-Package_AC | Annual
Any | NE-HVAC-airAC-SpltPkg-65to134kBtuh-12p5eer-woutPreEcono | MBT | Ex | CZ04 | cDXGF | SWHC013-02 | DEER2020 | D20v1 | 2020-11-09 | Cap-Tons | 1 |  | None | 530 | 0.164 | 4.76 | 67.5 | 0.0497 | 0 | [6 empty] | DEER:HVAC_Split-Package_AC | Annual
Any | NE-HVAC-airAC-SpltPkg-65to134kBtuh-12p5eer-woutPreEcono | MBT | Ex | CZ05 | cDXGF | SWHC013-02 | DEER2020 | D20v1 | 2020-11-09 | Cap-Tons | 1 |  | None | 494 | 0.101 | 4.84 | 38.5 | 0.0207 | 0 | [6 empty] | DEER:HVAC_Split-Package_AC | Annual
Any | NE-HVAC-airAC-SpltPkg-65to134kBtuh-12p5eer-woutPreEcono | MBT | Ex | CZ06 | cDXGF | SWHC013-02 | DEER2020 | D20v1 | 2020-11-09 | Cap-Tons | 1 |  | None | 488 | 0.138 | 2.17 | 69.8 | 0.0406 | 0 | [6 empty] | DEER:HVAC_Split-Package_AC | Annual
Any | NE-HVAC-airAC-SpltPkg-65to134kBtuh-12p5eer-woutPreEcono | MBT | Ex | CZ07 | cDXGF | SWHC013-02 | DEER2020 | D20v1 | 2020-11-09 | Cap-Tons | 1 |  | None | 494 | 0.12 | 1.65 | 61.4 | 0.0323 | 0 | [6 empty] | DEER:HVAC_Split-Package_AC | Annual
Any | NE-HVAC-airAC-SpltPkg-65to134kBtuh-12p5eer-woutPreEcono | MBT | Ex | CZ08 | cDXGF | SWHC013-02 | DEER2020 | D20v1 | 2020-11-09 | Cap-Tons | 1 |  | None | 522 | 0.147 | 1.99 | 82.3 | 0.0416 | 0 | [6 empty] | DEER:HVAC_Split-Package_AC | Annual
Any | NE-HVAC-airAC-SpltPkg-65to134kBtuh-12p5eer-woutPreEcono | MBT | Ex | CZ09 | cDXGF | SWHC013-02 | DEER2020 | D20v1 | 2020-11-09 | Cap-Tons | 1 |  | None | 529 | 0.181 | 3 | 72.4 | 0.0528 | 0 | [6 empty] | DEER:HVAC_Split-Package_AC | Annual
Any | NE-HVAC-airAC-SpltPkg-65to134kBtuh-12p5eer-woutPreEcono | MBT | Ex | CZ10 | cDXGF | SWHC013-02 | DEER2020 | D20v1 | 2020-11-09 | Cap-Tons | 1 |  | None | 557 | 0.189 | 3.22 | 84.1 | 0.0567 | 0 | [6 empty] | DEER:HVAC_Split-Package_AC | Annual
Any | NE-HVAC-airAC-SpltPkg-65to134kBtuh-12p5eer-woutPreEcono | MBT | Ex | CZ11 | cDXGF | SWHC013-02 | DEER2020 | D20v1 | 2020-11-09 | Cap-Tons | 1 |  | None | 547 | 0.197 | 5.77 | 76.3 | 0.0625 | 0 | [6 empty] | DEER:HVAC_Split-Package_AC | Annual
Any | NE-HVAC-airAC-SpltPkg-65to134kBtuh-12p5eer-woutPreEcono | MBT | Ex | CZ12 | cDXGF | SWHC013-02 | DEER2020 | D20v1 | 2020-11-09 | Cap-Tons | 1 |  | None | 552 | 0.195 | 6.02 | 67.8 | 0.0596 | 0 | [6 empty] | DEER:HVAC_Split-Package_AC | Annual
Any | NE-HVAC-airAC-SpltPkg-65to134kBtuh-12p5eer-woutPreEcono | MBT | Ex | CZ13 | cDXGF | SWHC013-02 | DEER2020 | D20v1 | 2020-11-09 | Cap-Tons | 1 |  | None | 558 | 0.195 | 5.37 | 80.4 | 0.0556 | 0 | [6 empty] | DEER:HVAC_Split-Package_AC | Annual
Any | NE-HVAC-airAC-SpltPkg-65to134kBtuh-12p5eer-woutPreEcono | MBT | Ex | CZ14 | cDXGF | SWHC013-02 | DEER2020 | D20v1 | 2020-11-09 | Cap-Tons | 1 |  | None | 544 | 0.183 | 6.19 | 79.6 | 0.0507 | 0 | [6 empty] | DEER:HVAC_Split-Package_AC | Annual
Any | NE-HVAC-airAC-SpltPkg-65to134kBtuh-12p5eer-woutPreEcono | MBT | Ex | CZ15 | cDXGF | SWHC013-02 | DEER2020 | D20v1 | 2020-11-09 | Cap-Tons | 1 |  | None | 595 | 0.202 | 0.991 | 117 | 0.054 | 0 | [6 empty] | DEER:HVAC_Split-Package_AC | Annual
Any | NE-HVAC-airAC-SpltPkg-65to134kBtuh-13p0eer-woutPreEcono | Asm | Ex | CZ05 | cDXGF | SWHC013-02 | DEER2020 | D20v1 | 2020-11-09 | Cap-Tons | 1 |  | None | 428 | 0.123 | 8.79 | 41.9 | 0.0359 | 0 | [6 empty] | DEER:HVAC_Split-Package_AC | Annual
Any | NE-HVAC-airAC-SpltPkg-65to134kBtuh-13p0eer-woutPreEcono | Asm | Ex | CZ01 | cDXGF | SWHC013-02 | DEER2020 | D20v1 | 2020-11-09 | Cap-Tons | 1 |  | None | 379 | 0.0983 | 9.31 | 10.4 | 0.0172 | 0 | [6 empty] | DEER:HVAC_Split-Package_AC | Annual
Any | NE-HVAC-airAC-SpltPkg-65to134kBtuh-13p0eer-woutPreEcono | Asm | Ex | CZ02 | cDXGF | SWHC013-02 | DEER2020 | D20v1 | 2020-11-09 | Cap-Tons | 1 |  | None | 481 | 0.217 | 5.99 | 97.7 | 0.125 | 0 | [6 empty] | DEER:HVAC_Split-Package_AC | Annual
Any | NE-HVAC-airAC-SpltPkg-65to134kBtuh-13p0eer-woutPreEcono | Asm | Ex | CZ03 | cDXGF | SWHC013-02 | DEER2020 | D20v1 | 2020-11-09 | Cap-Tons | 1 |  | None | 428 | 0.165 | 10.8 | 40.9 | 0.059 | 0 | [6 empty] | DEER:HVAC_Split-Package_AC | Annual
Any | NE-HVAC-airAC-SpltPkg-65to134kBtuh-13p0eer-woutPreEcono | Asm | Ex | CZ04 | cDXGF | SWHC013-02 | DEER2020 | D20v1 | 2020-11-09 | Cap-Tons | 1 |  | None | 513 | 0.204 | 3.75 | 106 | 0.109 | 0 | [6 empty] | DEER:HVAC_Split-Package_AC | Annual
Any | NE-HVAC-airAC-SpltPkg-65to134kBtuh-13p0eer-woutPreEcono | Com | Ex | CZ01 | cDXGF | SWHC013-02 | DEER2020 | D20v1 | 2020-11-09 | Cap-Tons | 1 |  | None | 566 | 0.102 | 17.3 | 13.6 | 0.014 | 0 | [6 empty] | DEER:HVAC_Split-Package_AC | Annual
Any | NE-HVAC-airAC-SpltPkg-65to134kBtuh-13p0eer-woutPreEcono | Com | Ex | CZ02 | cDXGF | SWHC013-02 | DEER2020 | D20v1 | 2020-11-09 | Cap-Tons | 1 |  | None | 616 | 0.169 | 10.8 | 77 | 0.075 | 0 | [6 empty] | DEER:HVAC_Split-Package_AC | Annual
Any | NE-HVAC-airAC-SpltPkg-65to134kBtuh-13p0eer-woutPreEcono | Com | Ex | CZ03 | cDXGF | SWHC013-02 | DEER2020 | D20v1 | 2020-11-09 | Cap-Tons | 1 |  | None | 567 | 0.111 | 5.99 | 38.8 | 0.038 | 0 | [6 empty] | DEER:HVAC_Split-Package_AC | Annual
Any | NE-HVAC-airAC-SpltPkg-65to134kBtuh-13p0eer-woutPreEcono | Com | Ex | CZ04 | cDXGF | SWHC013-02 | DEER2020 | D20v1 | 2020-11-09 | Cap-Tons | 1 |  | None | 600 | 0.148 | 5.7 | 84.4 | 0.064 | 0 | [6 empty] | DEER:HVAC_Split-Package_AC | Annual
Any | NE-HVAC-airAC-SpltPkg-65to134kBtuh-13p0eer-woutPreEcono | Com | Ex | CZ05 | cDXGF | SWHC013-02 | DEER2020 | D20v1 | 2020-11-09 | Cap-Tons | 1 |  | None | 594 | 0.114 | 8.43 | 41.7 | 0.03 | 0 | [6 empty] | DEER:HVAC_Split-Package_AC | Annual
Any | NE-HVAC-airAC-SpltPkg-65to134kBtuh-13p0eer-woutPreEcono | Com | Ex | CZ06 | cDXGF | SWHC013-02 | DEER2020 | D20v1 | 2020-11-09 | Cap-Tons | 1 |  | None | 604 | 0.15 | 2.69 | 91.6 | 0.06 | 0 | [6 empty] | DEER:HVAC_Split-Package_AC | Annual
Any | NE-HVAC-airAC-SpltPkg-65to134kBtuh-13p0eer-woutPreEcono | Com | Ex | CZ07 | cDXGF | SWHC013-02 | DEER2020 | D20v1 | 2020-11-09 | Cap-Tons | 1 |  | None | 636 | 0.132 | 1.6 | 76.3 | 0.047 | 0 | [6 empty] | DEER:HVAC_Split-Package_AC | Annual
Any | NE-HVAC-airAC-SpltPkg-65to134kBtuh-13p0eer-woutPreEcono | Com | Ex | CZ08 | cDXGF | SWHC013-02 | DEER2020 | D20v1 | 2020-11-09 | Cap-Tons | 1 |  | None | 610 | 0.151 | 2.49 | 107 | 0.059 | 0 | [6 empty] | DEER:HVAC_Split-Package_AC | Annual
Any | NE-HVAC-airAC-SpltPkg-65to134kBtuh-13p0eer-woutPreEcono | Com | Ex | CZ09 | cDXGF | SWHC013-02 | DEER2020 | D20v1 | 2020-11-09 | Cap-Tons | 1 |  | None | 633 | 0.179 | 2.67 | 99.5 | 0.074 | 0 | [6 empty] | DEER:HVAC_Split-Package_AC | Annual
Any | NE-HVAC-airAC-SpltPkg-65to134kBtuh-13p0eer-woutPreEcono | Com | Ex | CZ10 | cDXGF | SWHC013-02 | DEER2020 | D20v1 | 2020-11-09 | Cap-Tons | 1 |  | None | 614 | 0.187 | 3.89 | 108 | 0.081 | 0 | [6 empty] | DEER:HVAC_Split-Package_AC | Annual
Any | NE-HVAC-airAC-SpltPkg-65to134kBtuh-13p0eer-woutPreEcono | Com | Ex | CZ11 | cDXGF | SWHC013-02 | DEER2020 | D20v1 | 2020-11-09 | Cap-Tons | 1 |  | None | 651 | 0.189 | 7.63 | 110 | 0.083 | 0 | [6 empty] | DEER:HVAC_Split-Package_AC | Annual
Any | NE-HVAC-airAC-SpltPkg-65to134kBtuh-13p0eer-woutPreEcono | Com | Ex | CZ12 | cDXGF | SWHC013-02 | DEER2020 | D20v1 | 2020-11-09 | Cap-Tons | 1 |  | None | 629 | 0.173 | 7.41 | 91.8 | 0.076 | 0 | [6 empty] | DEER:HVAC_Split-Package_AC | Annual
Any | NE-HVAC-airAC-SpltPkg-65to134kBtuh-13p0eer-woutPreEcono | Com | Ex | CZ13 | cDXGF | SWHC013-02 | DEER2020 | D20v1 | 2020-11-09 | Cap-Tons | 1 |  | None | 673 | 0.179 | 6.49 | 116 | 0.072 | 0 | [6 empty] | DEER:HVAC_Split-Package_AC | Annual
Any | NE-HVAC-airAC-SpltPkg-65to134kBtuh-13p0eer-woutPreEcono | Com | Ex | CZ14 | cDXGF | SWHC013-02 | DEER2020 | D20v1 | 2020-11-09 | Cap-Tons | 1 |  | None | 642 | 0.198 | 7.91 | 116 | 0.074 | 0 | [6 empty] | DEER:HVAC_Split-Package_AC | Annual
Any | NE-HVAC-airAC-SpltPkg-65to134kBtuh-13p0eer-woutPreEcono | Com | Ex | CZ15 | cDXGF | SWHC013-02 | DEER2020 | D20v1 | 2020-11-09 | Cap-Tons | 1 |  | None | 784 | 0.22 | 0.96 | 188 | 0.08 | 0 | [6 empty] | DEER:HVAC_Split-Package_AC | Annual
Any | NE-HVAC-airAC-SpltPkg-65to134kBtuh-13p0eer-woutPreEcono | Com | Ex | CZ16 | cDXGF | SWHC013-02 | DEER2020 | D20v1 | 2020-11-09 | Cap-Tons | 1 |  | None | 534 | 0.137 | 21.1 | 50.2 | 0.047 | 0 | [6 empty] | DEER:HVAC_Split-Package_AC | Annual
Any | NE-HVAC-airAC-SpltPkg-65to134kBtuh-13p0eer-woutPreEcono | Com | New | CZ01 | cDXGF | SWHC013-02 | DEER2020 | D20v1 | 2020-11-09 | Cap-Tons | 1 |  | None | 12.9 | 0.014 | 0 | 12.9 | 0.014 | 0 | [6 empty] | DEER:HVAC_Split-Package_AC | Annual
Any | NE-HVAC-airAC-SpltPkg-65to134kBtuh-13p0eer-woutPreEcono | Com | New | CZ02 | cDXGF | SWHC013-02 | DEER2020 | D20v1 | 2020-11-09 | Cap-Tons | 1 |  | None | 74.6 | 0.075 | 0 | 74.6 | 0.075 | 0 | [6 empty] | DEER:HVAC_Split-Package_AC | Annual
Any | NE-HVAC-airAC-SpltPkg-65to134kBtuh-13p0eer-woutPreEcono | Com | New | CZ03 | cDXGF | SWHC013-02 | DEER2020 | D20v1 | 2020-11-09 | Cap-Tons | 1 |  | None | 36.1 | 0.036 | 0 | 36.1 | 0.036 | 0 | [6 empty] | DEER:HVAC_Split-Package_AC | Annual
Any | NE-HVAC-airAC-SpltPkg-65to134kBtuh-13p0eer-woutPreEcono | Com | New | CZ04 | cDXGF | SWHC013-02 | DEER2020 | D20v1 | 2020-11-09 | Cap-Tons | 1 |  | None | 82.7 | 0.064 | 0 | 82.7 | 0.064 | 0 | [6 empty] | DEER:HVAC_Split-Package_AC | Annual
Any | NE-HVAC-airAC-SpltPkg-65to134kBtuh-13p0eer-woutPreEcono | Com | New | CZ05 | cDXGF | SWHC013-02 | DEER2020 | D20v1 | 2020-11-09 | Cap-Tons | 1 |  | None | 39.2 | 0.029 | 0 | 39.2 | 0.029 | 0 | [6 empty] | DEER:HVAC_Split-Package_AC | Annual
Any | NE-HVAC-airAC-SpltPkg-65to134kBtuh-13p0eer-woutPreEcono | Com | New | CZ06 | cDXGF | SWHC013-02 | DEER2020 | D20v1 | 2020-11-09 | Cap-Tons | 1 |  | None | 87.9 | 0.061 | 0 | 87.9 | 0.061 | 0 | [6 empty] | DEER:HVAC_Split-Package_AC | Annual
Any | NE-HVAC-airAC-SpltPkg-65to134kBtuh-13p0eer-woutPreEcono | Com | New | CZ07 | cDXGF | SWHC013-02 | DEER2020 | D20v1 | 2020-11-09 | Cap-Tons | 1 |  | None | 73 | 0.047 | 0 | 73 | 0.047 | 0 | [6 empty] | DEER:HVAC_Split-Package_AC | Annual
Any | NE-HVAC-airAC-SpltPkg-65to134kBtuh-13p0eer-woutPreEcono | Com | New | CZ08 | cDXGF | SWHC013-02 | DEER2020 | D20v1 | 2020-11-09 | Cap-Tons | 1 |  | None | 103 | 0.06 | 0 | 103 | 0.06 | 0 | [6 empty] | DEER:HVAC_Split-Package_AC | Annual
Any | NE-HVAC-airAC-SpltPkg-65to134kBtuh-13p0eer-woutPreEcono | Com | New | CZ09 | cDXGF | SWHC013-02 | DEER2020 | D20v1 | 2020-11-09 | Cap-Tons | 1 |  | None | 95.6 | 0.074 | 0 | 95.6 | 0.074 | 0 | [6 empty] | DEER:HVAC_Split-Package_AC | Annual
Any | NE-HVAC-airAC-SpltPkg-65to134kBtuh-13p0eer-woutPreEcono | Com | New | CZ10 | cDXGF | SWHC013-02 | DEER2020 | D20v1 | 2020-11-09 | Cap-Tons | 1 |  | None | 103 | 0.081 | 0 | 103 | 0.081 | 0 | [6 empty] | DEER:HVAC_Split-Package_AC | Annual
Any | NE-HVAC-airAC-SpltPkg-65to134kBtuh-13p0eer-woutPreEcono | Com | New | CZ11 | cDXGF | SWHC013-02 | DEER2020 | D20v1 | 2020-11-09 | Cap-Tons | 1 |  | None | 107 | 0.081 | 0 | 107 | 0.081 | 0 | [6 empty] | DEER:HVAC_Split-Package_AC | Annual
Any | NE-HVAC-airAC-SpltPkg-65to134kBtuh-13p0eer-woutPreEcono | Com | New | CZ12 | cDXGF | SWHC013-02 | DEER2020 | D20v1 | 2020-11-09 | Cap-Tons | 1 |  | None | 88.5 | 0.075 | 0 | 88.5 | 0.075 | 0 | [6 empty] | DEER:HVAC_Split-Package_AC | Annual
Any | NE-HVAC-airAC-SpltPkg-65to134kBtuh-13p0eer-woutPreEcono | Com | New | CZ13 | cDXGF | SWHC013-02 | DEER2020 | D20v1 | 2020-11-09 | Cap-Tons | 1 |  | None | 112 | 0.071 | 0 | 112 | 0.071 | 0 | [6 empty] | DEER:HVAC_Split-Package_AC | Annual
Any | NE-HVAC-airAC-SpltPkg-65to134kBtuh-13p0eer-woutPreEcono | Com | New | CZ14 | cDXGF | SWHC013-02 | DEER2020 | D20v1 | 2020-11-09 | Cap-Tons | 1 |  | None | 113 | 0.072 | 0 | 113 | 0.072 | 0 | [6 empty] | DEER:HVAC_Split-Package_AC | Annual
Any | NE-HVAC-airAC-SpltPkg-65to134kBtuh-13p0eer-woutPreEcono | Com | New | CZ15 | cDXGF | SWHC013-02 | DEER2020 | D20v1 | 2020-11-09 | Cap-Tons | 1 |  | None | 181 | 0.077 | 0 | 181 | 0.077 | 0 | [6 empty] | DEER:HVAC_Split-Package_AC | Annual
Any | NE-HVAC-airAC-SpltPkg-65to134kBtuh-13p0eer-woutPreEcono | Com | New | CZ16 | cDXGF | SWHC013-02 | DEER2020 | D20v1 | 2020-11-09 | Cap-Tons | 1 |  | None | 48.6 | 0.045 | 0 | 48.6 | 0.045 | 0 | [6 empty] | DEER:HVAC_Split-Package_AC | Annual
Any | NE-HVAC-airAC-SpltPkg-65to134kBtuh-13p0eer-woutPreEcono | ECC | Ex | CZ01 | cDXGF | SWHC013-02 | DEER2020 | D20v1 | 2020-11-09 | Cap-Tons | 1 |  | None | 367 | 0.125 | 16.2 | 12.2 | 0.0237 | 0 | [6 empty] | DEER:HVAC_Split-Package_AC | Annual
Any | NE-HVAC-airAC-SpltPkg-65to134kBtuh-13p0eer-woutPreEcono | ECC | Ex | CZ02 | cDXGF | SWHC013-02 | DEER2020 | D20v1 | 2020-11-09 | Cap-Tons | 1 |  | None | 497 | 0.2 | 11.3 | 75.9 | 0.0735 | 0 | [6 empty] | DEER:HVAC_Split-Package_AC | Annual
Any | NE-HVAC-airAC-SpltPkg-65to134kBtuh-13p0eer-woutPreEcono | ECC | Ex | CZ03 | cDXGF | SWHC013-02 | DEER2020 | D20v1 | 2020-11-09 | Cap-Tons | 1 |  | None | 432 | 0.125 | 7.13 | 32.4 | 0.0352 | 0 | [6 empty] | DEER:HVAC_Split-Package_AC | Annual
Any | NE-HVAC-airAC-SpltPkg-65to134kBtuh-13p0eer-woutPreEcono | ECC | Ex | CZ04 | cDXGF | SWHC013-02 | DEER2020 | D20v1 | 2020-11-09 | Cap-Tons | 1 |  | None | 496 | 0.213 | 7.29 | 80.2 | 0.0981 | 0 | [6 empty] | DEER:HVAC_Split-Package_AC | Annual
Any | NE-HVAC-airAC-SpltPkg-65to134kBtuh-13p0eer-woutPreEcono | ECC | Ex | CZ05 | cDXGF | SWHC013-02 | DEER2020 | D20v1 | 2020-11-09 | Cap-Tons | 1 |  | None | 432 | 0.139 | 7.24 | 34.4 | 0.0384 | 0 | [6 empty] | DEER:HVAC_Split-Package_AC | Annual
Any | NE-HVAC-airAC-SpltPkg-65to134kBtuh-13p0eer-woutPreEcono | ECC | Ex | CZ06 | cDXGF | SWHC013-02 | DEER2020 | D20v1 | 2020-11-09 | Cap-Tons | 1 |  | None | 480 | 0.189 | 2.44 | 75.6 | 0.0737 | 0 | [6 empty] | DEER:HVAC_Split-Package_AC | Annual
Any | NE-HVAC-airAC-SpltPkg-65to134kBtuh-13p0eer-woutPreEcono | ECC | Ex | CZ07 | cDXGF | SWHC013-02 | DEER2020 | D20v1 | 2020-11-09 | Cap-Tons | 1 |  | None | 494 | 0.17 | 1.55 | 65.1 | 0.0615 | 0 | [6 empty] | DEER:HVAC_Split-Package_AC | Annual
Any | NE-HVAC-airAC-SpltPkg-65to134kBtuh-13p0eer-woutPreEcono | ECC | Ex | CZ08 | cDXGF | SWHC013-02 | DEER2020 | D20v1 | 2020-11-09 | Cap-Tons | 1 |  | None | 518 | 0.196 | 2.41 | 101 | 0.0814 | 0 | [6 empty] | DEER:HVAC_Split-Package_AC | Annual
Any | NE-HVAC-airAC-SpltPkg-65to134kBtuh-13p0eer-woutPreEcono | ECC | Ex | CZ09 | cDXGF | SWHC013-02 | DEER2020 | D20v1 | 2020-11-09 | Cap-Tons | 1 |  | None | 526 | 0.228 | 2.46 | 89.6 | 0.0995 | 0 | [6 empty] | DEER:HVAC_Split-Package_AC | Annual
Any | NE-HVAC-airAC-SpltPkg-65to134kBtuh-13p0eer-woutPreEcono | ECC | Ex | CZ10 | cDXGF | SWHC013-02 | DEER2020 | D20v1 | 2020-11-09 | Cap-Tons | 1 |  | None | 560 | 0.237 | 3.31 | 107 | 0.108 | 0 | [6 empty] | DEER:HVAC_Split-Package_AC | Annual
Any | NE-HVAC-airAC-SpltPkg-65to134kBtuh-13p0eer-woutPreEcono | ECC | Ex | CZ11 | cDXGF | SWHC013-02 | DEER2020 | D20v1 | 2020-11-09 | Cap-Tons | 1 |  | None | 568 | 0.212 | 7.12 | 112 | 0.0854 | 0 | [6 empty] | DEER:HVAC_Split-Package_AC | Annual
Any | NE-HVAC-airAC-SpltPkg-65to134kBtuh-13p0eer-woutPreEcono | ECC | Ex | CZ12 | cDXGF | SWHC013-02 | DEER2020 | D20v1 | 2020-11-09 | Cap-Tons | 1 |  | None | 545 | 0.21 | 8.18 | 97.3 | 0.0831 | 0 | [6 empty] | DEER:HVAC_Split-Package_AC | Annual
Any | NE-HVAC-airAC-SpltPkg-65to134kBtuh-13p0eer-woutPreEcono | ECC | Ex | CZ13 | cDXGF | SWHC013-02 | DEER2020 | D20v1 | 2020-11-09 | Cap-Tons | 1 |  | None | 582 | 0.211 | 6.3 | 118 | 0.0762 | 0 | [6 empty] | DEER:HVAC_Split-Package_AC | Annual
Any | NE-HVAC-airAC-SpltPkg-65to134kBtuh-13p0eer-woutPreEcono | ECC | Ex | CZ14 | cDXGF | SWHC013-02 | DEER2020 | D20v1 | 2020-11-09 | Cap-Tons | 1 |  | None | 559 | 0.239 | 6.65 | 108 | 0.0966 | 0 | [6 empty] | DEER:HVAC_Split-Package_AC | Annual
Any | NE-HVAC-airAC-SpltPkg-65to134kBtuh-13p0eer-woutPreEcono | ECC | Ex | CZ15 | cDXGF | SWHC013-02 | DEER2020 | D20v1 | 2020-11-09 | Cap-Tons | 1 |  | None | 651 | 0.265 | 0.63 | 166 | 0.0991 | 0 | [6 empty] | DEER:HVAC_Split-Package_AC | Annual
Any | NE-HVAC-airAC-SpltPkg-65to134kBtuh-13p0eer-woutPreEcono | ECC | Ex | CZ16 | cDXGF | SWHC013-02 | DEER2020 | D20v1 | 2020-11-09 | Cap-Tons | 1 |  | None | 473 | 0.139 | 18.8 | 46.7 | 0.0419 | 0 | [6 empty] | DEER:HVAC_Split-Package_AC | Annual
Any | NE-HVAC-airAC-SpltPkg-65to134kBtuh-13p0eer-woutPreEcono | ECC | New | CZ01 | cDXGF | SWHC013-02 | DEER2020 | D20v1 | 2020-11-09 | Cap-Tons | 1 |  | None | 11.1 | 0.0229 | 0 | 11.1 | 0.0229 | 0 | [6 empty] | DEER:HVAC_Split-Package_AC | Annual
Any | NE-HVAC-airAC-SpltPkg-65to134kBtuh-13p0eer-woutPreEcono | ECC | New | CZ02 | cDXGF | SWHC013-02 | DEER2020 | D20v1 | 2020-11-09 | Cap-Tons | 1 |  | None | 70.3 | 0.0708 | 0 | 70.3 | 0.0708 | 0 | [6 empty] | DEER:HVAC_Split-Package_AC | Annual
Any | NE-HVAC-airAC-SpltPkg-65to134kBtuh-13p0eer-woutPreEcono | ECC | New | CZ03 | cDXGF | SWHC013-02 | DEER2020 | D20v1 | 2020-11-09 | Cap-Tons | 1 |  | None | 31.3 | 0.034 | 0 | 31.3 | 0.034 | 0 | [6 empty] | DEER:HVAC_Split-Package_AC | Annual
Any | NE-HVAC-airAC-SpltPkg-65to134kBtuh-13p0eer-woutPreEcono | ECC | New | CZ04 | cDXGF | SWHC013-02 | DEER2020 | D20v1 | 2020-11-09 | Cap-Tons | 1 |  | None | 75.1 | 0.0976 | 0 | 75.1 | 0.0976 | 0 | [6 empty] | DEER:HVAC_Split-Package_AC | Annual
Any | NE-HVAC-airAC-SpltPkg-65to134kBtuh-13p0eer-woutPreEcono | ECC | New | CZ05 | cDXGF | SWHC013-02 | DEER2020 | D20v1 | 2020-11-09 | Cap-Tons | 1 |  | None | 32.7 | 0.0391 | 0 | 32.7 | 0.0391 | 0 | [6 empty] | DEER:HVAC_Split-Package_AC | Annual
Any | NE-HVAC-airAC-SpltPkg-65to134kBtuh-13p0eer-woutPreEcono | ECC | New | CZ06 | cDXGF | SWHC013-02 | DEER2020 | D20v1 | 2020-11-09 | Cap-Tons | 1 |  | None | 74.6 | 0.0769 | 0 | 74.6 | 0.0769 | 0 | [6 empty] | DEER:HVAC_Split-Package_AC | Annual
Any | NE-HVAC-airAC-SpltPkg-65to134kBtuh-13p0eer-woutPreEcono | ECC | New | CZ07 | cDXGF | SWHC013-02 | DEER2020 | D20v1 | 2020-11-09 | Cap-Tons | 1 |  | None | 64.5 | 0.0642 | 0 | 64.5 | 0.0642 | 0 | [6 empty] | DEER:HVAC_Split-Package_AC | Annual
Any | NE-HVAC-airAC-SpltPkg-65to134kBtuh-13p0eer-woutPreEcono | ECC | New | CZ08 | cDXGF | SWHC013-02 | DEER2020 | D20v1 | 2020-11-09 | Cap-Tons | 1 |  | None | 95.1 | 0.0808 | 0 | 95.1 | 0.0808 | 0 | [6 empty] | DEER:HVAC_Split-Package_AC | Annual
Any | NE-HVAC-airAC-SpltPkg-65to134kBtuh-13p0eer-woutPreEcono | ECC | New | CZ09 | cDXGF | SWHC013-02 | DEER2020 | D20v1 | 2020-11-09 | Cap-Tons | 1 |  | None | 83.2 | 0.0978 | 0 | 83.2 | 0.0978 | 0 | [6 empty] | DEER:HVAC_Split-Package_AC | Annual
Any | NE-HVAC-airAC-SpltPkg-65to134kBtuh-13p0eer-woutPreEcono | ECC | New | CZ10 | cDXGF | SWHC013-02 | DEER2020 | D20v1 | 2020-11-09 | Cap-Tons | 1 |  | None | 99.2 | 0.106 | 0 | 99.2 | 0.106 | 0 | [6 empty] | DEER:HVAC_Split-Package_AC | Annual
Any | NE-HVAC-airAC-SpltPkg-65to134kBtuh-13p0eer-woutPreEcono | ECC | New | CZ11 | cDXGF | SWHC013-02 | DEER2020 | D20v1 | 2020-11-09 | Cap-Tons | 1 |  | None | 105 | 0.0805 | 0 | 105 | 0.0805 | 0 | [6 empty] | DEER:HVAC_Split-Package_AC | Annual
Any | NE-HVAC-airAC-SpltPkg-65to134kBtuh-13p0eer-woutPreEcono | ECC | New | CZ12 | cDXGF | SWHC013-02 | DEER2020 | D20v1 | 2020-11-09 | Cap-Tons | 1 |  | None | 91.1 | 0.0795 | 0 | 91.1 | 0.0795 | 0 | [6 empty] | DEER:HVAC_Split-Package_AC | Annual
Any | NE-HVAC-airAC-SpltPkg-65to134kBtuh-13p0eer-woutPreEcono | ECC | New | CZ13 | cDXGF | SWHC013-02 | DEER2020 | D20v1 | 2020-11-09 | Cap-Tons | 1 |  | None | 110 | 0.072 | 0 | 110 | 0.072 | 0 | [6 empty] | DEER:HVAC_Split-Package_AC | Annual
Any | NE-HVAC-airAC-SpltPkg-65to134kBtuh-13p0eer-woutPreEcono | ECC | New | CZ14 | cDXGF | SWHC013-02 | DEER2020 | D20v1 | 2020-11-09 | Cap-Tons | 1 |  | None | 99.8 | 0.0915 | 0 | 99.8 | 0.0915 | 0 | [6 empty] | DEER:HVAC_Split-Package_AC | Annual
Any | NE-HVAC-airAC-SpltPkg-65to134kBtuh-13p0eer-woutPreEcono | ECC | New | CZ15 | cDXGF | SWHC013-02 | DEER2020 | D20v1 | 2020-11-09 | Cap-Tons | 1 |  | None | 153 | 0.0936 | 0 | 153 | 0.0936 | 0 | [6 empty] | DEER:HVAC_Split-Package_AC | Annual
Any | NE-HVAC-airAC-SpltPkg-65to134kBtuh-13p0eer-woutPreEcono | ECC | New | CZ16 | cDXGF | SWHC013-02 | DEER2020 | D20v1 | 2020-11-09 | Cap-Tons | 1 |  | None | 44.1 | 0.0389 | 0 | 44.1 | 0.0389 | 0 | [6 empty] | DEER:HVAC_Split-Package_AC | Annual
Any | NE-HVAC-airAC-SpltPkg-65to134kBtuh-13p0eer-woutPreEcono | EPr | Ex | CZ01 | cDXGF | SWHC013-02 | DEER2020 | D20v1 | 2020-11-09 | Cap-Tons | 1 |  | None | 253 | 0.0586 | 13.3 | 9.25 | 0.00929 | 0 | [6 empty] | DEER:HVAC_Split-Package_AC | Annual
Any | NE-HVAC-airAC-SpltPkg-65to134kBtuh-13p0eer-woutPreEcono | EPr | Ex | CZ02 | cDXGF | SWHC013-02 | DEER2020 | D20v1 | 2020-11-09 | Cap-Tons | 1 |  | None | 303 | 0.0071 | 12.3 | 48.6 | 0.00601 | 0 | [6 empty] | DEER:HVAC_Split-Package_AC | Annual
Any | NE-HVAC-airAC-SpltPkg-65to134kBtuh-13p0eer-woutPreEcono | EPr | Ex | CZ03 | cDXGF | SWHC013-02 | DEER2020 | D20v1 | 2020-11-09 | Cap-Tons | 1 |  | None | 256 | 0.00082 | 7.93 | 21.8 | 0.00049 | 0 | [6 empty] | DEER:HVAC_Split-Package_AC | Annual
Any | NE-HVAC-airAC-SpltPkg-65to134kBtuh-13p0eer-woutPreEcono | EPr | Ex | CZ04 | cDXGF | SWHC013-02 | DEER2020 | D20v1 | 2020-11-09 | Cap-Tons | 1 |  | None | 300 | 0.143 | 8.33 | 51 | 0.0546 | 0 | [6 empty] | DEER:HVAC_Split-Package_AC | Annual
Any | NE-HVAC-airAC-SpltPkg-65to134kBtuh-13p0eer-woutPreEcono | EPr | Ex | CZ05 | cDXGF | SWHC013-02 | DEER2020 | D20v1 | 2020-11-09 | Cap-Tons | 1 |  | None | 257 | 0.0736 | 7.22 | 25.1 | 0.0192 | 0 | [6 empty] | DEER:HVAC_Split-Package_AC | Annual
Any | NE-HVAC-airAC-SpltPkg-65to134kBtuh-13p0eer-woutPreEcono | EPr | Ex | CZ06 | cDXGF | SWHC013-02 | DEER2020 | D20v1 | 2020-11-09 | Cap-Tons | 1 |  | None | 275 | 0.115 | 3.63 | 46.3 | 0.0423 | 0 | [6 empty] | DEER:HVAC_Split-Package_AC | Annual
Any | NE-HVAC-airAC-SpltPkg-65to134kBtuh-13p0eer-woutPreEcono | EPr | Ex | CZ07 | cDXGF | SWHC013-02 | DEER2020 | D20v1 | 2020-11-09 | Cap-Tons | 1 |  | None | 265 | 0.098 | 3.18 | 38.4 | 0.0324 | 0 | [6 empty] | DEER:HVAC_Split-Package_AC | Annual
Any | NE-HVAC-airAC-SpltPkg-65to134kBtuh-13p0eer-woutPreEcono | EPr | Ex | CZ08 | cDXGF | SWHC013-02 | DEER2020 | D20v1 | 2020-11-09 | Cap-Tons | 1 |  | None | 301 | 0.127 | 3.35 | 59.6 | 0.0429 | 0 | [6 empty] | DEER:HVAC_Split-Package_AC | Annual
Any | NE-HVAC-airAC-SpltPkg-65to134kBtuh-13p0eer-woutPreEcono | EPr | Ex | CZ09 | cDXGF | SWHC013-02 | DEER2020 | D20v1 | 2020-11-09 | Cap-Tons | 1 |  | None | 324 | 0.156 | 2.97 | 52 | 0.057 | 0 | [6 empty] | DEER:HVAC_Split-Package_AC | Annual
Any | NE-HVAC-airAC-SpltPkg-65to134kBtuh-13p0eer-woutPreEcono | EPr | Ex | CZ10 | cDXGF | SWHC013-02 | DEER2020 | D20v1 | 2020-11-09 | Cap-Tons | 1 |  | None | 344 | 0.167 | 3.8 | 64.9 | 0.0627 | 0 | [6 empty] | DEER:HVAC_Split-Package_AC | Annual
Any | NE-HVAC-airAC-SpltPkg-65to134kBtuh-13p0eer-woutPreEcono | EPr | Ex | CZ11 | cDXGF | SWHC013-02 | DEER2020 | D20v1 | 2020-11-09 | Cap-Tons | 1 |  | None | 336 | 0.0212 | 7.66 | 65.8 | 0.0277 | 0 | [6 empty] | DEER:HVAC_Split-Package_AC | Annual
Any | NE-HVAC-airAC-SpltPkg-65to134kBtuh-13p0eer-woutPreEcono | EPr | Ex | CZ12 | cDXGF | SWHC013-02 | DEER2020 | D20v1 | 2020-11-09 | Cap-Tons | 1 |  | None | 325 | 0.0152 | 9.39 | 59.1 | 0.0163 | 0 | [6 empty] | DEER:HVAC_Split-Package_AC | Annual
Any | NE-HVAC-airAC-SpltPkg-65to134kBtuh-13p0eer-woutPreEcono | EPr | Ex | CZ13 | cDXGF | SWHC013-02 | DEER2020 | D20v1 | 2020-11-09 | Cap-Tons | 1 |  | None | 343 | 0.0167 | 6.85 | 72.3 | 0.0209 | 0 | [6 empty] | DEER:HVAC_Split-Package_AC | Annual
Any | NE-HVAC-airAC-SpltPkg-65to134kBtuh-13p0eer-woutPreEcono | EPr | Ex | CZ14 | cDXGF | SWHC013-02 | DEER2020 | D20v1 | 2020-11-09 | Cap-Tons | 1 |  | None | 364 | 0.162 | 6.61 | 67.4 | 0.0556 | 0 | [6 empty] | DEER:HVAC_Split-Package_AC | Annual
Any | NE-HVAC-airAC-SpltPkg-65to134kBtuh-13p0eer-woutPreEcono | EPr | Ex | CZ15 | cDXGF | SWHC013-02 | DEER2020 | D20v1 | 2020-11-09 | Cap-Tons | 1 |  | None | 414 | 0.172 | 0.739 | 108 | 0.0565 | 0 | [6 empty] | DEER:HVAC_Split-Package_AC | Annual
Any | NE-HVAC-airAC-SpltPkg-65to134kBtuh-13p0eer-woutPreEcono | EPr | Ex | CZ16 | cDXGF | SWHC013-02 | DEER2020 | D20v1 | 2020-11-09 | Cap-Tons | 1 |  | None | 311 | 0.00495 | 20.4 | 26.5 | 0.00371 | 0 | [6 empty] | DEER:HVAC_Split-Package_AC | Annual
Any | NE-HVAC-airAC-SpltPkg-65to134kBtuh-13p0eer-woutPreEcono | EPr | New | CZ01 | cDXGF | SWHC013-02 | DEER2020 | D20v1 | 2020-11-09 | Cap-Tons | 1 |  | None | 8.68 | 0.00823 | 0 | 8.68 | 0.00823 | 0 | [6 empty] | DEER:HVAC_Split-Package_AC | Annual
Any | NE-HVAC-airAC-SpltPkg-65to134kBtuh-13p0eer-woutPreEcono | EPr | New | CZ02 | cDXGF | SWHC013-02 | DEER2020 | D20v1 | 2020-11-09 | Cap-Tons | 1 |  | None | 46.5 | 0.00118 | 0 | 46.5 | 0.00118 | 0 | [6 empty] | DEER:HVAC_Split-Package_AC | Annual
Any | NE-HVAC-airAC-SpltPkg-65to134kBtuh-13p0eer-woutPreEcono | EPr | New | CZ03 | cDXGF | SWHC013-02 | DEER2020 | D20v1 | 2020-11-09 | Cap-Tons | 1 |  | None | 21.2 | 0.00028 | 0 | 21.2 | 0.00028 | 0 | [6 empty] | DEER:HVAC_Split-Package_AC | Annual
Any | NE-HVAC-airAC-SpltPkg-65to134kBtuh-13p0eer-woutPreEcono | EPr | New | CZ04 | cDXGF | SWHC013-02 | DEER2020 | D20v1 | 2020-11-09 | Cap-Tons | 1 |  | None | 49.8 | 0.0544 | 0 | 49.8 | 0.0544 | 0 | [6 empty] | DEER:HVAC_Split-Package_AC | Annual
Any | NE-HVAC-airAC-SpltPkg-65to134kBtuh-13p0eer-woutPreEcono | EPr | New | CZ05 | cDXGF | SWHC013-02 | DEER2020 | D20v1 | 2020-11-09 | Cap-Tons | 1 |  | None | 24.3 | 0.0183 | 0 | 24.3 | 0.0183 | 0 | [6 empty] | DEER:HVAC_Split-Package_AC | Annual
Any | NE-HVAC-airAC-SpltPkg-65to134kBtuh-13p0eer-woutPreEcono | EPr | New | CZ06 | cDXGF | SWHC013-02 | DEER2020 | D20v1 | 2020-11-09 | Cap-Tons | 1 |  | None | 44.7 | 0.0424 | 0 | 44.7 | 0.0424 | 0 | [6 empty] | DEER:HVAC_Split-Package_AC | Annual
Any | NE-HVAC-airAC-SpltPkg-65to134kBtuh-13p0eer-woutPreEcono | EPr | New | CZ07 | cDXGF | SWHC013-02 | DEER2020 | D20v1 | 2020-11-09 | Cap-Tons | 1 |  | None | 37 | 0.0318 | 0 | 37 | 0.0318 | 0 | [6 empty] | DEER:HVAC_Split-Package_AC | Annual
Any | NE-HVAC-airAC-SpltPkg-65to134kBtuh-13p0eer-woutPreEcono | EPr | New | CZ08 | cDXGF | SWHC013-02 | DEER2020 | D20v1 | 2020-11-09 | Cap-Tons | 1 |  | None | 56.9 | 0.0421 | 0 | 56.9 | 0.0421 | 0 | [6 empty] | DEER:HVAC_Split-Package_AC | Annual
Any | NE-HVAC-airAC-SpltPkg-65to134kBtuh-13p0eer-woutPreEcono | EPr | New | CZ09 | cDXGF | SWHC013-02 | DEER2020 | D20v1 | 2020-11-09 | Cap-Tons | 1 |  | None | 49.3 | 0.0556 | 0 | 49.3 | 0.0556 | 0 | [6 empty] | DEER:HVAC_Split-Package_AC | Annual
Any | NE-HVAC-airAC-SpltPkg-65to134kBtuh-13p0eer-woutPreEcono | EPr | New | CZ10 | cDXGF | SWHC013-02 | DEER2020 | D20v1 | 2020-11-09 | Cap-Tons | 1 |  | None | 60.9 | 0.0608 | 0 | 60.9 | 0.0608 | 0 | [6 empty] | DEER:HVAC_Split-Package_AC | Annual
Any | NE-HVAC-airAC-SpltPkg-65to134kBtuh-13p0eer-woutPreEcono | EPr | New | CZ11 | cDXGF | SWHC013-02 | DEER2020 | D20v1 | 2020-11-09 | Cap-Tons | 1 |  | None | 60.2 | 0.0193 | 0 | 60.2 | 0.0193 | 0 | [6 empty] | DEER:HVAC_Split-Package_AC | Annual
Any | NE-HVAC-airAC-SpltPkg-65to134kBtuh-13p0eer-woutPreEcono | EPr | New | CZ12 | cDXGF | SWHC013-02 | DEER2020 | D20v1 | 2020-11-09 | Cap-Tons | 1 |  | None | 55.5 | 0.00764 | 0 | 55.5 | 0.00764 | 0 | [6 empty] | DEER:HVAC_Split-Package_AC | Annual
Any | NE-HVAC-airAC-SpltPkg-65to134kBtuh-13p0eer-woutPreEcono | EPr | New | CZ13 | cDXGF | SWHC013-02 | DEER2020 | D20v1 | 2020-11-09 | Cap-Tons | 1 |  | None | 65.9 | 0.0143 | 0 | 65.9 | 0.0143 | 0 | [6 empty] | DEER:HVAC_Split-Package_AC | Annual
Any | NE-HVAC-airAC-SpltPkg-65to134kBtuh-13p0eer-woutPreEcono | EPr | New | CZ14 | cDXGF | SWHC013-02 | DEER2020 | D20v1 | 2020-11-09 | Cap-Tons | 1 |  | None | 61.6 | 0.0533 | 0 | 61.6 | 0.0533 | 0 | [6 empty] | DEER:HVAC_Split-Package_AC | Annual
Any | NE-HVAC-airAC-SpltPkg-65to134kBtuh-13p0eer-woutPreEcono | EPr | New | CZ15 | cDXGF | SWHC013-02 | DEER2020 | D20v1 | 2020-11-09 | Cap-Tons | 1 |  | None | 97.4 | 0.0533 | 0 | 97.4 | 0.0533 | 0 | [6 empty] | DEER:HVAC_Split-Package_AC | Annual
Any | NE-HVAC-airAC-SpltPkg-65to134kBtuh-13p0eer-woutPreEcono | EPr | New | CZ16 | cDXGF | SWHC013-02 | DEER2020 | D20v1 | 2020-11-09 | Cap-Tons | 1 |  | None | 24.9 | 0.00094 | 0 | 24.9 | 0.00094 | 0 | [6 empty] | DEER:HVAC_Split-Package_AC | Annual
Any | NE-HVAC-airAC-SpltPkg-65to134kBtuh-13p0eer-woutPreEcono | ERC | Ex | CZ01 | cDXGF | SWHC013-02 | DEER2020 | D20v1 | 2020-11-09 | Cap-Tons | 1 |  | None | 208 | 0.00265 | 17.4 | 10.5 | 0.00157 | 0 | [6 empty] | DEER:HVAC_Split-Package_AC | Annual
Any | NE-HVAC-airAC-SpltPkg-65to134kBtuh-13p0eer-woutPreEcono | ERC | Ex | CZ02 | cDXGF | SWHC013-02 | DEER2020 | D20v1 | 2020-11-09 | Cap-Tons | 1 |  | None | 247 | 0.0244 | 11.1 | 44.1 | 0.0187 | 0 | [6 empty] | DEER:HVAC_Split-Package_AC | Annual
Any | NE-HVAC-airAC-SpltPkg-65to134kBtuh-13p0eer-woutPreEcono | ERC | Ex | CZ03 | cDXGF | SWHC013-02 | DEER2020 | D20v1 | 2020-11-09 | Cap-Tons | 1 |  | None | 205 | 0.00189 | 7.86 | 24.4 | 0.0011 | 0 | [6 empty] | DEER:HVAC_Split-Package_AC | Annual
Any | NE-HVAC-airAC-SpltPkg-65to134kBtuh-13p0eer-woutPreEcono | ERC | Ex | CZ04 | cDXGF | SWHC013-02 | DEER2020 | D20v1 | 2020-11-09 | Cap-Tons | 1 |  | None | 243 | 0.037 | 6.79 | 47.7 | 0.0235 | 0 | [6 empty] | DEER:HVAC_Split-Package_AC | Annual
Any | NE-HVAC-airAC-SpltPkg-65to134kBtuh-13p0eer-woutPreEcono | ERC | Ex | CZ05 | cDXGF | SWHC013-02 | DEER2020 | D20v1 | 2020-11-09 | Cap-Tons | 1 |  | None | 220 | 0.00952 | 7.59 | 33.2 | 0.00546 | 0 | [6 empty] | DEER:HVAC_Split-Package_AC | Annual
Any | NE-HVAC-airAC-SpltPkg-65to134kBtuh-13p0eer-woutPreEcono | ERC | Ex | CZ06 | cDXGF | SWHC013-02 | DEER2020 | D20v1 | 2020-11-09 | Cap-Tons | 1 |  | None | 232 | 0.0243 | 2.88 | 51.7 | 0.0163 | 0 | [6 empty] | DEER:HVAC_Split-Package_AC | Annual
Any | NE-HVAC-airAC-SpltPkg-65to134kBtuh-13p0eer-woutPreEcono | ERC | Ex | CZ07 | cDXGF | SWHC013-02 | DEER2020 | D20v1 | 2020-11-09 | Cap-Tons | 1 |  | None | 217 | 0.0176 | 2.58 | 44.4 | 0.0106 | 0 | [6 empty] | DEER:HVAC_Split-Package_AC | Annual
Any | NE-HVAC-airAC-SpltPkg-65to134kBtuh-13p0eer-woutPreEcono | ERC | Ex | CZ08 | cDXGF | SWHC013-02 | DEER2020 | D20v1 | 2020-11-09 | Cap-Tons | 1 |  | None | 246 | 0.0266 | 3.03 | 61.7 | 0.0181 | 0 | [6 empty] | DEER:HVAC_Split-Package_AC | Annual
Any | NE-HVAC-airAC-SpltPkg-65to134kBtuh-13p0eer-woutPreEcono | ERC | Ex | CZ09 | cDXGF | SWHC013-02 | DEER2020 | D20v1 | 2020-11-09 | Cap-Tons | 1 |  | None | 263 | 0.0359 | 2.86 | 51.2 | 0.0257 | 0 | [6 empty] | DEER:HVAC_Split-Package_AC | Annual
Any | NE-HVAC-airAC-SpltPkg-65to134kBtuh-13p0eer-woutPreEcono | ERC | Ex | CZ10 | cDXGF | SWHC013-02 | DEER2020 | D20v1 | 2020-11-09 | Cap-Tons | 1 |  | None | 278 | 0.0409 | 3.5 | 62.9 | 0.0289 | 0 | [6 empty] | DEER:HVAC_Split-Package_AC | Annual
Any | NE-HVAC-airAC-SpltPkg-65to134kBtuh-13p0eer-woutPreEcono | ERC | Ex | CZ11 | cDXGF | SWHC013-02 | DEER2020 | D20v1 | 2020-11-09 | Cap-Tons | 1 |  | None | 287 | 0.0376 | 6.62 | 65.4 | 0.0411 | 0 | [6 empty] | DEER:HVAC_Split-Package_AC | Annual
Any | NE-HVAC-airAC-SpltPkg-65to134kBtuh-13p0eer-woutPreEcono | ERC | Ex | CZ12 | cDXGF | SWHC013-02 | DEER2020 | D20v1 | 2020-11-09 | Cap-Tons | 1 |  | None | 266 | 0.0355 | 7.98 | 54.3 | 0.0315 | 0 | [6 empty] | DEER:HVAC_Split-Package_AC | Annual
Any | NE-HVAC-airAC-SpltPkg-65to134kBtuh-13p0eer-woutPreEcono | ERC | Ex | CZ13 | cDXGF | SWHC013-02 | DEER2020 | D20v1 | 2020-11-09 | Cap-Tons | 1 |  | None | 294 | 0.0306 | 5.87 | 70.9 | 0.0318 | 0 | [6 empty] | DEER:HVAC_Split-Package_AC | Annual
Any | NE-HVAC-airAC-SpltPkg-65to134kBtuh-13p0eer-woutPreEcono | ERC | Ex | CZ14 | cDXGF | SWHC013-02 | DEER2020 | D20v1 | 2020-11-09 | Cap-Tons | 1 |  | None | 306 | 0.0393 | 5.83 | 66.3 | 0.029 | 0 | [6 empty] | DEER:HVAC_Split-Package_AC | Annual
Any | NE-HVAC-airAC-SpltPkg-65to134kBtuh-13p0eer-woutPreEcono | ERC | Ex | CZ15 | cDXGF | SWHC013-02 | DEER2020 | D20v1 | 2020-11-09 | Cap-Tons | 1 |  | None | 354 | 0.041 | 0.839 | 115 | 0.0334 | 0 | [6 empty] | DEER:HVAC_Split-Package_AC | Annual
Any | NE-HVAC-airAC-SpltPkg-65to134kBtuh-13p0eer-woutPreEcono | ERC | Ex | CZ16 | cDXGF | SWHC013-02 | DEER2020 | D20v1 | 2020-11-09 | Cap-Tons | 1 |  | None | 268 | 0.0094 | 18.2 | 26.1 | 0.00729 | 0 | [6 empty] | DEER:HVAC_Split-Package_AC | Annual
Any | NE-HVAC-airAC-SpltPkg-65to134kBtuh-13p0eer-woutPreEcono | ERC | New | CZ01 | cDXGF | SWHC013-02 | DEER2020 | D20v1 | 2020-11-09 | Cap-Tons | 1 |  | None | 9.61 | 0.00069 | 0 | 9.61 | 0.00069 | 0 | [6 empty] | DEER:HVAC_Split-Package_AC | Annual
Any | NE-HVAC-airAC-SpltPkg-65to134kBtuh-13p0eer-woutPreEcono | ERC | New | CZ02 | cDXGF | SWHC013-02 | DEER2020 | D20v1 | 2020-11-09 | Cap-Tons | 1 |  | None | 40.1 | 0.0108 | 0 | 40.1 | 0.0108 | 0 | [6 empty] | DEER:HVAC_Split-Package_AC | Annual
Any | NE-HVAC-airAC-SpltPkg-65to134kBtuh-13p0eer-woutPreEcono | ERC | New | CZ03 | cDXGF | SWHC013-02 | DEER2020 | D20v1 | 2020-11-09 | Cap-Tons | 1 |  | None | 21.5 | 0 | 0 | 21.5 | 0 | 0 | [6 empty] | DEER:HVAC_Split-Package_AC | Annual
Any | NE-HVAC-airAC-SpltPkg-65to134kBtuh-13p0eer-woutPreEcono | ERC | New | CZ04 | cDXGF | SWHC013-02 | DEER2020 | D20v1 | 2020-11-09 | Cap-Tons | 1 |  | None | 42.7 | 0.018 | 0 | 42.7 | 0.018 | 0 | [6 empty] | DEER:HVAC_Split-Package_AC | Annual
Any | NE-HVAC-airAC-SpltPkg-65to134kBtuh-13p0eer-woutPreEcono | ERC | New | CZ05 | cDXGF | SWHC013-02 | DEER2020 | D20v1 | 2020-11-09 | Cap-Tons | 1 |  | None | 29.8 | 0.00294 | 0 | 29.8 | 0.00294 | 0 | [6 empty] | DEER:HVAC_Split-Package_AC | Annual
Any | NE-HVAC-airAC-SpltPkg-65to134kBtuh-13p0eer-woutPreEcono | ERC | New | CZ06 | cDXGF | SWHC013-02 | DEER2020 | D20v1 | 2020-11-09 | Cap-Tons | 1 |  | None | 46.9 | 0.0127 | 0 | 46.9 | 0.0127 | 0 | [6 empty] | DEER:HVAC_Split-Package_AC | Annual
Any | NE-HVAC-airAC-SpltPkg-65to134kBtuh-13p0eer-woutPreEcono | ERC | New | CZ07 | cDXGF | SWHC013-02 | DEER2020 | D20v1 | 2020-11-09 | Cap-Tons | 1 |  | None | 39.5 | 0.00688 | 0 | 39.5 | 0.00688 | 0 | [6 empty] | DEER:HVAC_Split-Package_AC | Annual
Any | NE-HVAC-airAC-SpltPkg-65to134kBtuh-13p0eer-woutPreEcono | ERC | New | CZ08 | cDXGF | SWHC013-02 | DEER2020 | D20v1 | 2020-11-09 | Cap-Tons | 1 |  | None | 54.2 | 0.0146 | 0 | 54.2 | 0.0146 | 0 | [6 empty] | DEER:HVAC_Split-Package_AC | Annual
Any | NE-HVAC-airAC-SpltPkg-65to134kBtuh-13p0eer-woutPreEcono | ERC | New | CZ09 | cDXGF | SWHC013-02 | DEER2020 | D20v1 | 2020-11-09 | Cap-Tons | 1 |  | None | 44.2 | 0.0203 | 0 | 44.2 | 0.0203 | 0 | [6 empty] | DEER:HVAC_Split-Package_AC | Annual
Any | NE-HVAC-airAC-SpltPkg-65to134kBtuh-13p0eer-woutPreEcono | ERC | New | CZ10 | cDXGF | SWHC013-02 | DEER2020 | D20v1 | 2020-11-09 | Cap-Tons | 1 |  | None | 56.8 | 0.0248 | 0 | 56.8 | 0.0248 | 0 | [6 empty] | DEER:HVAC_Split-Package_AC | Annual
Any | NE-HVAC-airAC-SpltPkg-65to134kBtuh-13p0eer-woutPreEcono | ERC | New | CZ11 | cDXGF | SWHC013-02 | DEER2020 | D20v1 | 2020-11-09 | Cap-Tons | 1 |  | None | 58.3 | 0.0344 | 0 | 58.3 | 0.0344 | 0 | [6 empty] | DEER:HVAC_Split-Package_AC | Annual
Any | NE-HVAC-airAC-SpltPkg-65to134kBtuh-13p0eer-woutPreEcono | ERC | New | CZ12 | cDXGF | SWHC013-02 | DEER2020 | D20v1 | 2020-11-09 | Cap-Tons | 1 |  | None | 48.7 | 0.026 | 0 | 48.7 | 0.026 | 0 | [6 empty] | DEER:HVAC_Split-Package_AC | Annual
Any | NE-HVAC-airAC-SpltPkg-65to134kBtuh-13p0eer-woutPreEcono | ERC | New | CZ13 | cDXGF | SWHC013-02 | DEER2020 | D20v1 | 2020-11-09 | Cap-Tons | 1 |  | None | 64.4 | 0.0273 | 0 | 64.4 | 0.0273 | 0 | [6 empty] | DEER:HVAC_Split-Package_AC | Annual
Any | NE-HVAC-airAC-SpltPkg-65to134kBtuh-13p0eer-woutPreEcono | ERC | New | CZ14 | cDXGF | SWHC013-02 | DEER2020 | D20v1 | 2020-11-09 | Cap-Tons | 1 |  | None | 59.8 | 0.0249 | 0 | 59.8 | 0.0249 | 0 | [6 empty] | DEER:HVAC_Split-Package_AC | Annual
Any | NE-HVAC-airAC-SpltPkg-65to134kBtuh-13p0eer-woutPreEcono | ERC | New | CZ15 | cDXGF | SWHC013-02 | DEER2020 | D20v1 | 2020-11-09 | Cap-Tons | 1 |  | None | 103 | 0.0282 | 0 | 103 | 0.0282 | 0 | [6 empty] | DEER:HVAC_Split-Package_AC | Annual
Any | NE-HVAC-airAC-SpltPkg-65to134kBtuh-13p0eer-woutPreEcono | ERC | New | CZ16 | cDXGF | SWHC013-02 | DEER2020 | D20v1 | 2020-11-09 | Cap-Tons | 1 |  | None | 24.5 | 0.00364 | 0 | 24.5 | 0.00364 | 0 | [6 empty] | DEER:HVAC_Split-Package_AC | Annual
Any | NE-HVAC-airAC-SpltPkg-65to134kBtuh-13p0eer-woutPreEcono | MBT | Ex | CZ01 | cDXGF | SWHC013-02 | DEER2020 | D20v1 | 2020-11-09 | Cap-Tons | 1 |  | None | 493 | 0.101 | 10.2 | 20.3 | 0.0136 | 0 | [6 empty] | DEER:HVAC_Split-Package_AC | Annual
Any | NE-HVAC-airAC-SpltPkg-65to134kBtuh-13p0eer-woutPreEcono | MBT | Ex | CZ02 | cDXGF | SWHC013-02 | DEER2020 | D20v1 | 2020-11-09 | Cap-Tons | 1 |  | None | 557 | 0.196 | 7.38 | 78.1 | 0.0736 | 0 | [6 empty] | DEER:HVAC_Split-Package_AC | Annual
Any | NE-HVAC-airAC-SpltPkg-65to134kBtuh-13p0eer-woutPreEcono | MBT | Ex | CZ03 | cDXGF | SWHC013-02 | DEER2020 | D20v1 | 2020-11-09 | Cap-Tons | 1 |  | None | 539 | 0.138 | 4.52 | 45.7 | 0.0395 | 0 | [6 empty] | DEER:HVAC_Split-Package_AC | Annual
Any | NE-HVAC-airAC-SpltPkg-65to134kBtuh-13p0eer-woutPreEcono | MBT | Ex | CZ04 | cDXGF | SWHC013-02 | DEER2020 | D20v1 | 2020-11-09 | Cap-Tons | 1 |  | None | 549 | 0.178 | 4.76 | 86.4 | 0.0637 | 0 | [6 empty] | DEER:HVAC_Split-Package_AC | Annual
Any | NE-HVAC-airAC-SpltPkg-65to134kBtuh-13p0eer-woutPreEcono | MBT | Ex | CZ05 | cDXGF | SWHC013-02 | DEER2020 | D20v1 | 2020-11-09 | Cap-Tons | 1 |  | None | 505 | 0.107 | 4.84 | 49.2 | 0.0265 | 0 | [6 empty] | DEER:HVAC_Split-Package_AC | Annual
Any | NE-HVAC-airAC-SpltPkg-65to134kBtuh-13p0eer-woutPreEcono | MBT | Ex | CZ06 | cDXGF | SWHC013-02 | DEER2020 | D20v1 | 2020-11-09 | Cap-Tons | 1 |  | None | 507 | 0.149 | 2.17 | 89.3 | 0.052 | 0 | [6 empty] | DEER:HVAC_Split-Package_AC | Annual
Any | NE-HVAC-airAC-SpltPkg-65to134kBtuh-13p0eer-woutPreEcono | MBT | Ex | CZ07 | cDXGF | SWHC013-02 | DEER2020 | D20v1 | 2020-11-09 | Cap-Tons | 1 |  | None | 511 | 0.129 | 1.65 | 78.6 | 0.0414 | 0 | [6 empty] | DEER:HVAC_Split-Package_AC | Annual
Any | NE-HVAC-airAC-SpltPkg-65to134kBtuh-13p0eer-woutPreEcono | MBT | Ex | CZ08 | cDXGF | SWHC013-02 | DEER2020 | D20v1 | 2020-11-09 | Cap-Tons | 1 |  | None | 545 | 0.159 | 1.99 | 105 | 0.0533 | 0 | [6 empty] | DEER:HVAC_Split-Package_AC | Annual
Any | NE-HVAC-airAC-SpltPkg-65to134kBtuh-13p0eer-woutPreEcono | MBT | Ex | CZ09 | cDXGF | SWHC013-02 | DEER2020 | D20v1 | 2020-11-09 | Cap-Tons | 1 |  | None | 549 | 0.196 | 3 | 92.7 | 0.0677 | 0 | [6 empty] | DEER:HVAC_Split-Package_AC | Annual
Any | NE-HVAC-airAC-SpltPkg-65to134kBtuh-13p0eer-woutPreEcono | MBT | Ex | CZ10 | cDXGF | SWHC013-02 | DEER2020 | D20v1 | 2020-11-09 | Cap-Tons | 1 |  | None | 581 | 0.205 | 3.22 | 108 | 0.0726 | 0 | [6 empty] | DEER:HVAC_Split-Package_AC | Annual
Any | NE-HVAC-airAC-SpltPkg-65to134kBtuh-13p0eer-woutPreEcono | MBT | Ex | CZ11 | cDXGF | SWHC013-02 | DEER2020 | D20v1 | 2020-11-09 | Cap-Tons | 1 |  | None | 569 | 0.215 | 5.77 | 97.6 | 0.08 | 0 | [6 empty] | DEER:HVAC_Split-Package_AC | Annual
Any | NE-HVAC-airAC-SpltPkg-65to134kBtuh-13p0eer-woutPreEcono | MBT | Ex | CZ12 | cDXGF | SWHC013-02 | DEER2020 | D20v1 | 2020-11-09 | Cap-Tons | 1 |  | None | 571 | 0.212 | 6.02 | 86.6 | 0.0763 | 0 | [6 empty] | DEER:HVAC_Split-Package_AC | Annual
Any | NE-HVAC-airAC-SpltPkg-65to134kBtuh-13p0eer-woutPreEcono | MBT | Ex | CZ13 | cDXGF | SWHC013-02 | DEER2020 | D20v1 | 2020-11-09 | Cap-Tons | 1 |  | None | 580 | 0.211 | 5.37 | 103 | 0.0712 | 0 | [6 empty] | DEER:HVAC_Split-Package_AC | Annual
Any | NE-HVAC-airAC-SpltPkg-65to134kBtuh-13p0eer-woutPreEcono | MBT | Ex | CZ14 | cDXGF | SWHC013-02 | DEER2020 | D20v1 | 2020-11-09 | Cap-Tons | 1 |  | None | 566 | 0.197 | 6.19 | 102 | 0.0649 | 0 | [6 empty] | DEER:HVAC_Split-Package_AC | Annual
Any | NE-HVAC-airAC-SpltPkg-65to134kBtuh-13p0eer-woutPreEcono | MBT | Ex | CZ15 | cDXGF | SWHC013-02 | DEER2020 | D20v1 | 2020-11-09 | Cap-Tons | 1 |  | None | 628 | 0.217 | 0.991 | 150 | 0.0692 | 0 | [6 empty] | DEER:HVAC_Split-Package_AC | Annual
Any | NE-HVAC-airAC-SpltPkg-65to134kBtuh-13p0eer-woutPreEcono | MBT | Ex | CZ16 | cDXGF | SWHC013-02 | DEER2020 | D20v1 | 2020-11-09 | Cap-Tons | 1 |  | None | 486 | 0.144 | 13.8 | 54.1 | 0.0451 | 0 | [6 empty] | DEER:HVAC_Split-Package_AC | Annual
Any | NE-HVAC-airAC-SpltPkg-65to134kBtuh-13p0eer-woutPreEcono | MBT | New | CZ01 | cDXGF | SWHC013-02 | DEER2020 | D20v1 | 2020-11-09 | Cap-Tons | 1 |  | None | 21.6 | 0.0136 | 0 | 21.6 | 0.0136 | 0 | [6 empty] | DEER:HVAC_Split-Package_AC | Annual
Any | NE-HVAC-airAC-SpltPkg-65to134kBtuh-13p0eer-woutPreEcono | MBT | New | CZ02 | cDXGF | SWHC013-02 | DEER2020 | D20v1 | 2020-11-09 | Cap-Tons | 1 |  | None | 79.5 | 0.0742 | 0 | 79.5 | 0.0742 | 0 | [6 empty] | DEER:HVAC_Split-Package_AC | Annual
Any | NE-HVAC-airAC-SpltPkg-65to134kBtuh-13p0eer-woutPreEcono | MBT | New | CZ03 | cDXGF | SWHC013-02 | DEER2020 | D20v1 | 2020-11-09 | Cap-Tons | 1 |  | None | 46.7 | 0.0381 | 0 | 46.7 | 0.0381 | 0 | [6 empty] | DEER:HVAC_Split-Package_AC | Annual
Any | NE-HVAC-airAC-SpltPkg-65to134kBtuh-13p0eer-woutPreEcono | MBT | New | CZ04 | cDXGF | SWHC013-02 | DEER2020 | D20v1 | 2020-11-09 | Cap-Tons | 1 |  | None | 88.5 | 0.0647 | 0 | 88.5 | 0.0647 | 0 | [6 empty] | DEER:HVAC_Split-Package_AC | Annual
Any | NE-HVAC-airAC-SpltPkg-65to134kBtuh-13p0eer-woutPreEcono | MBT | New | CZ05 | cDXGF | SWHC013-02 | DEER2020 | D20v1 | 2020-11-09 | Cap-Tons | 1 |  | None | 50.8 | 0.0264 | 0 | 50.8 | 0.0264 | 0 | [6 empty] | DEER:HVAC_Split-Package_AC | Annual
Any | NE-HVAC-airAC-SpltPkg-65to134kBtuh-13p0eer-woutPreEcono | MBT | New | CZ06 | cDXGF | SWHC013-02 | DEER2020 | D20v1 | 2020-11-09 | Cap-Tons | 1 |  | None | 90.5 | 0.0519 | 0 | 90.5 | 0.0519 | 0 | [6 empty] | DEER:HVAC_Split-Package_AC | Annual
Any | NE-HVAC-airAC-SpltPkg-65to134kBtuh-13p0eer-woutPreEcono | MBT | New | CZ07 | cDXGF | SWHC013-02 | DEER2020 | D20v1 | 2020-11-09 | Cap-Tons | 1 |  | None | 79.2 | 0.0409 | 0 | 79.2 | 0.0409 | 0 | [6 empty] | DEER:HVAC_Split-Package_AC | Annual
Any | NE-HVAC-airAC-SpltPkg-65to134kBtuh-13p0eer-woutPreEcono | MBT | New | CZ08 | cDXGF | SWHC013-02 | DEER2020 | D20v1 | 2020-11-09 | Cap-Tons | 1 |  | None | 106 | 0.053 | 0 | 106 | 0.053 | 0 | [6 empty] | DEER:HVAC_Split-Package_AC | Annual
Any | NE-HVAC-airAC-SpltPkg-65to134kBtuh-13p0eer-woutPreEcono | MBT | New | CZ09 | cDXGF | SWHC013-02 | DEER2020 | D20v1 | 2020-11-09 | Cap-Tons | 1 |  | None | 92.1 | 0.0669 | 0 | 92.1 | 0.0669 | 0 | [6 empty] | DEER:HVAC_Split-Package_AC | Annual
Any | NE-HVAC-airAC-SpltPkg-65to134kBtuh-13p0eer-woutPreEcono | MBT | New | CZ10 | cDXGF | SWHC013-02 | DEER2020 | D20v1 | 2020-11-09 | Cap-Tons | 1 |  | None | 107 | 0.0722 | 0 | 107 | 0.0722 | 0 | [6 empty] | DEER:HVAC_Split-Package_AC | Annual
Any | NE-HVAC-airAC-SpltPkg-65to134kBtuh-13p0eer-woutPreEcono | MBT | New | CZ11 | cDXGF | SWHC013-02 | DEER2020 | D20v1 | 2020-11-09 | Cap-Tons | 1 |  | None | 96.3 | 0.0792 | 0 | 96.3 | 0.0792 | 0 | [6 empty] | DEER:HVAC_Split-Package_AC | Annual
Any | NE-HVAC-airAC-SpltPkg-65to134kBtuh-13p0eer-woutPreEcono | MBT | New | CZ12 | cDXGF | SWHC013-02 | DEER2020 | D20v1 | 2020-11-09 | Cap-Tons | 1 |  | None | 86.8 | 0.076 | 0 | 86.8 | 0.076 | 0 | [6 empty] | DEER:HVAC_Split-Package_AC | Annual
Any | NE-HVAC-airAC-SpltPkg-65to134kBtuh-13p0eer-woutPreEcono | MBT | New | CZ13 | cDXGF | SWHC013-02 | DEER2020 | D20v1 | 2020-11-09 | Cap-Tons | 1 |  | None | 101 | 0.0701 | 0 | 101 | 0.0701 | 0 | [6 empty] | DEER:HVAC_Split-Package_AC | Annual
Any | NE-HVAC-airAC-SpltPkg-65to134kBtuh-13p0eer-woutPreEcono | MBT | New | CZ14 | cDXGF | SWHC013-02 | DEER2020 | D20v1 | 2020-11-09 | Cap-Tons | 1 |  | None | 100 | 0.0639 | 0 | 100 | 0.0639 | 0 | [6 empty] | DEER:HVAC_Split-Package_AC | Annual
Any | NE-HVAC-airAC-SpltPkg-65to134kBtuh-13p0eer-woutPreEcono | MBT | New | CZ15 | cDXGF | SWHC013-02 | DEER2020 | D20v1 | 2020-11-09 | Cap-Tons | 1 |  | None | 144 | 0.0667 | 0 | 144 | 0.0667 | 0 | [6 empty] | DEER:HVAC_Split-Package_AC | Annual
Any | NE-HVAC-airAC-SpltPkg-65to134kBtuh-13p0eer-woutPreEcono | MBT | New | CZ16 | cDXGF | SWHC013-02 | DEER2020 | D20v1 | 2020-11-09 | Cap-Tons | 1 |  | None | 53.6 | 0.0437 | 0 | 53.6 | 0.0437 | 0 | [6 empty] | DEER:HVAC_Split-Package_AC | Annual
Any | NE-HVAC-airAC-SpltPkg-65to134kBtuh-13p0eer-woutPreEcono | MLI | Ex | CZ01 | cDXGF | SWHC013-02 | DEER2020 | D20v1 | 2020-11-09 | Cap-Tons | 1 |  | None | 352 | 0.0596 | 9.35 | 7.84 | 0.00643 | 0 | [6 empty] | DEER:HVAC_Split-Package_AC | Annual
Any | NE-HVAC-airAC-SpltPkg-65to134kBtuh-13p0eer-woutPreEcono | MLI | Ex | CZ02 | cDXGF | SWHC013-02 | DEER2020 | D20v1 | 2020-11-09 | Cap-Tons | 1 |  | None | 424 | 0.141 | 6.07 | 46.4 | 0.0569 | 0 | [6 empty] | DEER:HVAC_Split-Package_AC | Annual
Any | NE-HVAC-airAC-SpltPkg-65to134kBtuh-13p0eer-woutPreEcono | MLI | Ex | CZ03 | cDXGF | SWHC013-02 | DEER2020 | D20v1 | 2020-11-09 | Cap-Tons | 1 |  | None | 371 | 0.0971 | 3.7 | 18 | 0.0265 | 0 | [6 empty] | DEER:HVAC_Split-Package_AC | Annual
Any | NE-HVAC-airAC-SpltPkg-65to134kBtuh-13p0eer-woutPreEcono | MLI | Ex | CZ04 | cDXGF | SWHC013-02 | DEER2020 | D20v1 | 2020-11-09 | Cap-Tons | 1 |  | None | 413 | 0.131 | 3.82 | 47.7 | 0.0471 | 0 | [6 empty] | DEER:HVAC_Split-Package_AC | Annual
Any | NE-HVAC-airAC-SpltPkg-65to134kBtuh-13p0eer-woutPreEcono | MLI | Ex | CZ05 | cDXGF | SWHC013-02 | DEER2020 | D20v1 | 2020-11-09 | Cap-Tons | 1 |  | None | 368 | 0.0738 | 4.01 | 19 | 0.0144 | 0 | [6 empty] | DEER:HVAC_Split-Package_AC | Annual
Any | NE-HVAC-airAC-SpltPkg-65to134kBtuh-13p0eer-woutPreEcono | MLI | Ex | CZ06 | cDXGF | SWHC013-02 | DEER2020 | D20v1 | 2020-11-09 | Cap-Tons | 1 |  | None | 391 | 0.108 | 1.02 | 48 | 0.0367 | 0 | [6 empty] | DEER:HVAC_Split-Package_AC | Annual
Any | NE-HVAC-airAC-SpltPkg-65to134kBtuh-13p0eer-woutPreEcono | MLI | Ex | CZ07 | cDXGF | SWHC013-02 | DEER2020 | D20v1 | 2020-11-09 | Cap-Tons | 1 |  | None | 380 | 0.0942 | 0.63 | 37.9 | 0.0285 | 0 | [6 empty] | DEER:HVAC_Split-Package_AC | Annual
Any | NE-HVAC-airAC-SpltPkg-65to134kBtuh-13p0eer-woutPreEcono | MLI | Ex | CZ08 | cDXGF | SWHC013-02 | DEER2020 | D20v1 | 2020-11-09 | Cap-Tons | 1 |  | None | 424 | 0.116 | 1.21 | 64.7 | 0.0403 | 0 | [6 empty] | DEER:HVAC_Split-Package_AC | Annual
Any | NE-HVAC-airAC-SpltPkg-65to134kBtuh-13p0eer-woutPreEcono | MLI | Ex | CZ09 | cDXGF | SWHC013-02 | DEER2020 | D20v1 | 2020-11-09 | Cap-Tons | 1 |  | None | 430 | 0.139 | 1.01 | 60.7 | 0.0518 | 0 | [6 empty] | DEER:HVAC_Split-Package_AC | Annual
Any | NE-HVAC-airAC-SpltPkg-65to134kBtuh-13p0eer-woutPreEcono | MLI | Ex | CZ10 | cDXGF | SWHC013-02 | DEER2020 | D20v1 | 2020-11-09 | Cap-Tons | 1 |  | None | 455 | 0.147 | 1.45 | 72.7 | 0.0586 | 0 | [6 empty] | DEER:HVAC_Split-Package_AC | Annual
Any | NE-HVAC-airAC-SpltPkg-65to134kBtuh-13p0eer-woutPreEcono | MLI | Ex | CZ11 | cDXGF | SWHC013-02 | DEER2020 | D20v1 | 2020-11-09 | Cap-Tons | 1 |  | None | 468 | 0.151 | 2.88 | 74 | 0.0639 | 0 | [6 empty] | DEER:HVAC_Split-Package_AC | Annual
Any | NE-HVAC-airAC-SpltPkg-65to134kBtuh-13p0eer-woutPreEcono | MLI | Ex | CZ12 | cDXGF | SWHC013-02 | DEER2020 | D20v1 | 2020-11-09 | Cap-Tons | 1 |  | None | 444 | 0.148 | 3.52 | 58.9 | 0.0598 | 0 | [6 empty] | DEER:HVAC_Split-Package_AC | Annual
Any | NE-HVAC-airAC-SpltPkg-65to134kBtuh-13p0eer-woutPreEcono | MLI | Ex | CZ13 | cDXGF | SWHC013-02 | DEER2020 | D20v1 | 2020-11-09 | Cap-Tons | 1 |  | None | 480 | 0.147 | 2.57 | 79.9 | 0.0553 | 0 | [6 empty] | DEER:HVAC_Split-Package_AC | Annual
Any | NE-HVAC-airAC-SpltPkg-65to134kBtuh-13p0eer-woutPreEcono | MLI | Ex | CZ14 | cDXGF | SWHC013-02 | DEER2020 | D20v1 | 2020-11-09 | Cap-Tons | 1 |  | None | 475 | 0.141 | 3.27 | 78.1 | 0.0512 | 0 | [6 empty] | DEER:HVAC_Split-Package_AC | Annual
Any | NE-HVAC-airAC-SpltPkg-65to134kBtuh-13p0eer-woutPreEcono | MLI | Ex | CZ15 | cDXGF | SWHC013-02 | DEER2020 | D20v1 | 2020-11-09 | Cap-Tons | 1 |  | None | 554 | 0.154 | 0.0395 | 134 | 0.0567 | 0 | [6 empty] | DEER:HVAC_Split-Package_AC | Annual
Any | NE-HVAC-airAC-SpltPkg-65to134kBtuh-13p0eer-woutPreEcono | MLI | Ex | CZ16 | cDXGF | SWHC013-02 | DEER2020 | D20v1 | 2020-11-09 | Cap-Tons | 1 |  | None | 425 | 0.101 | 10.4 | 34.3 | 0.0321 | 0 | [6 empty] | DEER:HVAC_Split-Package_AC | Annual
Any | NE-HVAC-airAC-SpltPkg-65to134kBtuh-13p0eer-woutPreEcono | MLI | New | CZ01 | cDXGF | SWHC013-02 | DEER2020 | D20v1 | 2020-11-09 | Cap-Tons | 1 |  | None | 7.4 | 0.00531 | 0 | 7.4 | 0.00531 | 0 | [6 empty] | DEER:HVAC_Split-Package_AC | Annual
Any | NE-HVAC-airAC-SpltPkg-65to134kBtuh-13p0eer-woutPreEcono | MLI | New | CZ02 | cDXGF | SWHC013-02 | DEER2020 | D20v1 | 2020-11-09 | Cap-Tons | 1 |  | None | 43.1 | 0.0566 | 0 | 43.1 | 0.0566 | 0 | [6 empty] | DEER:HVAC_Split-Package_AC | Annual
Any | NE-HVAC-airAC-SpltPkg-65to134kBtuh-13p0eer-woutPreEcono | MLI | New | CZ03 | cDXGF | SWHC013-02 | DEER2020 | D20v1 | 2020-11-09 | Cap-Tons | 1 |  | None | 14.9 | 0.0238 | 0 | 14.9 | 0.0238 | 0 | [6 empty] | DEER:HVAC_Split-Package_AC | Annual
Any | NE-HVAC-airAC-SpltPkg-65to134kBtuh-13p0eer-woutPreEcono | MLI | New | CZ04 | cDXGF | SWHC013-02 | DEER2020 | D20v1 | 2020-11-09 | Cap-Tons | 1 |  | None | 44.1 | 0.0469 | 0 | 44.1 | 0.0469 | 0 | [6 empty] | DEER:HVAC_Split-Package_AC | Annual
Any | NE-HVAC-airAC-SpltPkg-65to134kBtuh-13p0eer-woutPreEcono | MLI | New | CZ05 | cDXGF | SWHC013-02 | DEER2020 | D20v1 | 2020-11-09 | Cap-Tons | 1 |  | None | 15.5 | 0.0128 | 0 | 15.5 | 0.0128 | 0 | [6 empty] | DEER:HVAC_Split-Package_AC | Annual
Any | NE-HVAC-airAC-SpltPkg-65to134kBtuh-13p0eer-woutPreEcono | MLI | New | CZ06 | cDXGF | SWHC013-02 | DEER2020 | D20v1 | 2020-11-09 | Cap-Tons | 1 |  | None | 43.2 | 0.0361 | 0 | 43.2 | 0.0361 | 0 | [6 empty] | DEER:HVAC_Split-Package_AC | Annual
Any | NE-HVAC-airAC-SpltPkg-65to134kBtuh-13p0eer-woutPreEcono | MLI | New | CZ07 | cDXGF | SWHC013-02 | DEER2020 | D20v1 | 2020-11-09 | Cap-Tons | 1 |  | None | 33.5 | 0.0275 | 0 | 33.5 | 0.0275 | 0 | [6 empty] | DEER:HVAC_Split-Package_AC | Annual
Any | NE-HVAC-airAC-SpltPkg-65to134kBtuh-13p0eer-woutPreEcono | MLI | New | CZ08 | cDXGF | SWHC013-02 | DEER2020 | D20v1 | 2020-11-09 | Cap-Tons | 1 |  | None | 60.1 | 0.04 | 0 | 60.1 | 0.04 | 0 | [6 empty] | DEER:HVAC_Split-Package_AC | Annual
Any | NE-HVAC-airAC-SpltPkg-65to134kBtuh-13p0eer-woutPreEcono | MLI | New | CZ09 | cDXGF | SWHC013-02 | DEER2020 | D20v1 | 2020-11-09 | Cap-Tons | 1 |  | None | 56.3 | 0.0512 | 0 | 56.3 | 0.0512 | 0 | [6 empty] | DEER:HVAC_Split-Package_AC | Annual
Any | NE-HVAC-airAC-SpltPkg-65to134kBtuh-13p0eer-woutPreEcono | MLI | New | CZ10 | cDXGF | SWHC013-02 | DEER2020 | D20v1 | 2020-11-09 | Cap-Tons | 1 |  | None | 68.6 | 0.0583 | 0 | 68.6 | 0.0583 | 0 | [6 empty] | DEER:HVAC_Split-Package_AC | Annual
Any | NE-HVAC-airAC-SpltPkg-65to134kBtuh-13p0eer-woutPreEcono | MLI | New | CZ11 | cDXGF | SWHC013-02 | DEER2020 | D20v1 | 2020-11-09 | Cap-Tons | 1 |  | None | 71 | 0.0612 | 0 | 71 | 0.0612 | 0 | [6 empty] | DEER:HVAC_Split-Package_AC | Annual
Any | NE-HVAC-airAC-SpltPkg-65to134kBtuh-13p0eer-woutPreEcono | MLI | New | CZ12 | cDXGF | SWHC013-02 | DEER2020 | D20v1 | 2020-11-09 | Cap-Tons | 1 |  | None | 55.9 | 0.0585 | 0 | 55.9 | 0.0585 | 0 | [6 empty] | DEER:HVAC_Split-Package_AC | Annual
Any | NE-HVAC-airAC-SpltPkg-65to134kBtuh-13p0eer-woutPreEcono | MLI | New | CZ13 | cDXGF | SWHC013-02 | DEER2020 | D20v1 | 2020-11-09 | Cap-Tons | 1 |  | None | 76.1 | 0.0542 | 0 | 76.1 | 0.0542 | 0 | [6 empty] | DEER:HVAC_Split-Package_AC | Annual
Any | NE-HVAC-airAC-SpltPkg-65to134kBtuh-13p0eer-woutPreEcono | MLI | New | CZ14 | cDXGF | SWHC013-02 | DEER2020 | D20v1 | 2020-11-09 | Cap-Tons | 1 |  | None | 74.7 | 0.0497 | 0 | 74.7 | 0.0497 | 0 | [6 empty] | DEER:HVAC_Split-Package_AC | Annual
Any | NE-HVAC-airAC-SpltPkg-65to134kBtuh-13p0eer-woutPreEcono | MLI | New | CZ15 | cDXGF | SWHC013-02 | DEER2020 | D20v1 | 2020-11-09 | Cap-Tons | 1 |  | None | 126 | 0.0537 | 0 | 126 | 0.0537 | 0 | [6 empty] | DEER:HVAC_Split-Package_AC | Annual
Any | NE-HVAC-airAC-SpltPkg-65to134kBtuh-13p0eer-woutPreEcono | MLI | New | CZ16 | cDXGF | SWHC013-02 | DEER2020 | D20v1 | 2020-11-09 | Cap-Tons | 1 |  | None | 33.7 | 0.0314 | 0 | 33.7 | 0.0314 | 0 | [6 empty] | DEER:HVAC_Split-Package_AC | Annual
Any | NE-HVAC-airAC-SpltPkg-65to134kBtuh-13p0eer-woutPreEcono | Mtl | Ex | CZ01 | cDXGF | SWHC013-02 | DEER2020 | D20v1 | 2020-11-09 | Cap-Tons | 1 |  | None | 956 | 0.136 | 33.1 | 12.2 | 0.0143 | 0 | [6 empty] | DEER:HVAC_Split-Package_AC | Annual
Any | NE-HVAC-airAC-SpltPkg-65to134kBtuh-13p0eer-woutPreEcono | Mtl | Ex | CZ02 | cDXGF | SWHC013-02 | DEER2020 | D20v1 | 2020-11-09 | Cap-Tons | 1 |  | None | 1040 | 0.227 | 31.9 | 106 | 0.111 | 0 | [6 empty] | DEER:HVAC_Split-Package_AC | Annual
Any | NE-HVAC-airAC-SpltPkg-65to134kBtuh-13p0eer-woutPreEcono | Mtl | Ex | CZ03 | cDXGF | SWHC013-02 | DEER2020 | D20v1 | 2020-11-09 | Cap-Tons | 1 |  | None | 1020 | 0.168 | 16.6 | 36.5 | 0.0503 | 0 | [6 empty] | DEER:HVAC_Split-Package_AC | Annual
Any | NE-HVAC-airAC-SpltPkg-65to134kBtuh-13p0eer-woutPreEcono | Mtl | Ex | CZ04 | cDXGF | SWHC013-02 | DEER2020 | D20v1 | 2020-11-09 | Cap-Tons | 1 |  | None | 1050 | 0.218 | 23.3 | 118 | 0.0952 | 0 | [6 empty] | DEER:HVAC_Split-Package_AC | Annual
Any | NE-HVAC-airAC-SpltPkg-65to134kBtuh-13p0eer-woutPreEcono | Mtl | Ex | CZ05 | cDXGF | SWHC013-02 | DEER2020 | D20v1 | 2020-11-09 | Cap-Tons | 1 |  | None | 957 | 0.138 | 19.1 | 37.9 | 0.0293 | 0 | [6 empty] | DEER:HVAC_Split-Package_AC | Annual
Any | NE-HVAC-airAC-SpltPkg-65to134kBtuh-13p0eer-woutPreEcono | Mtl | Ex | CZ06 | cDXGF | SWHC013-02 | DEER2020 | D20v1 | 2020-11-09 | Cap-Tons | 1 |  | None | 1060 | 0.19 | 7.24 | 104 | 0.0623 | 0 | [6 empty] | DEER:HVAC_Split-Package_AC | Annual
Any | NE-HVAC-airAC-SpltPkg-65to134kBtuh-13p0eer-woutPreEcono | Mtl | Ex | CZ07 | cDXGF | SWHC013-02 | DEER2020 | D20v1 | 2020-11-09 | Cap-Tons | 1 |  | None | 1070 | 0.162 | 2.77 | 91.9 | 0.0514 | 0 | [6 empty] | DEER:HVAC_Split-Package_AC | Annual
Any | NE-HVAC-airAC-SpltPkg-65to134kBtuh-13p0eer-woutPreEcono | Mtl | Ex | CZ08 | cDXGF | SWHC013-02 | DEER2020 | D20v1 | 2020-11-09 | Cap-Tons | 1 |  | None | 1120 | 0.2 | 8.37 | 168 | 0.082 | 0 | [6 empty] | DEER:HVAC_Split-Package_AC | Annual
Any | NE-HVAC-airAC-SpltPkg-65to134kBtuh-13p0eer-woutPreEcono | Mtl | Ex | CZ09 | cDXGF | SWHC013-02 | DEER2020 | D20v1 | 2020-11-09 | Cap-Tons | 1 |  | None | 1090 | 0.228 | 8.27 | 153 | 0.101 | 0 | [6 empty] | DEER:HVAC_Split-Package_AC | Annual
Any | NE-HVAC-airAC-SpltPkg-65to134kBtuh-13p0eer-woutPreEcono | Mtl | Ex | CZ10 | cDXGF | SWHC013-02 | DEER2020 | D20v1 | 2020-11-09 | Cap-Tons | 1 |  | None | 1150 | 0.243 | 12.9 | 165 | 0.106 | 0 | [6 empty] | DEER:HVAC_Split-Package_AC | Annual
Any | NE-HVAC-airAC-SpltPkg-65to134kBtuh-13p0eer-woutPreEcono | Mtl | Ex | CZ11 | cDXGF | SWHC013-02 | DEER2020 | D20v1 | 2020-11-09 | Cap-Tons | 1 |  | None | 1160 | 0.262 | 19.5 | 172 | 0.121 | 0 | [6 empty] | DEER:HVAC_Split-Package_AC | Annual
Any | NE-HVAC-airAC-SpltPkg-65to134kBtuh-13p0eer-woutPreEcono | Mtl | Ex | CZ12 | cDXGF | SWHC013-02 | DEER2020 | D20v1 | 2020-11-09 | Cap-Tons | 1 |  | None | 1090 | 0.248 | 22 | 138 | 0.119 | 0 | [6 empty] | DEER:HVAC_Split-Package_AC | Annual
Any | NE-HVAC-airAC-SpltPkg-65to134kBtuh-13p0eer-woutPreEcono | Mtl | Ex | CZ13 | cDXGF | SWHC013-02 | DEER2020 | D20v1 | 2020-11-09 | Cap-Tons | 1 |  | None | 1180 | 0.256 | 17.7 | 180 | 0.108 | 0 | [6 empty] | DEER:HVAC_Split-Package_AC | Annual
Any | NE-HVAC-airAC-SpltPkg-65to134kBtuh-13p0eer-woutPreEcono | Mtl | Ex | CZ14 | cDXGF | SWHC013-02 | DEER2020 | D20v1 | 2020-11-09 | Cap-Tons | 1 |  | None | 1140 | 0.242 | 21.6 | 173 | 0.0984 | 0 | [6 empty] | DEER:HVAC_Split-Package_AC | Annual
Any | NE-HVAC-airAC-SpltPkg-65to134kBtuh-13p0eer-woutPreEcono | Mtl | Ex | CZ15 | cDXGF | SWHC013-02 | DEER2020 | D20v1 | 2020-11-09 | Cap-Tons | 1 |  | None | 1340 | 0.279 | 2.83 | 273 | 0.101 | 0 | [6 empty] | DEER:HVAC_Split-Package_AC | Annual
Any | NE-HVAC-airAC-SpltPkg-65to134kBtuh-13p0eer-woutPreEcono | Mtl | Ex | CZ16 | cDXGF | SWHC013-02 | DEER2020 | D20v1 | 2020-11-09 | Cap-Tons | 1 |  | None | 935 | 0.167 | 35.2 | 61.7 | 0.0567 | 0 | [6 empty] | DEER:HVAC_Split-Package_AC | Annual
Any | NE-HVAC-airAC-SpltPkg-65to134kBtuh-13p0eer-woutPreEcono | Mtl | New | CZ01 | cDXGF | SWHC013-02 | DEER2020 | D20v1 | 2020-11-09 | Cap-Tons | 1 |  | None | 11.7 | 0.014 | 0 | 11.7 | 0.014 | 0 | [6 empty] | DEER:HVAC_Split-Package_AC | Annual
Any | NE-HVAC-airAC-SpltPkg-65to134kBtuh-13p0eer-woutPreEcono | Mtl | New | CZ02 | cDXGF | SWHC013-02 | DEER2020 | D20v1 | 2020-11-09 | Cap-Tons | 1 |  | None | 109 | 0.112 | 0 | 109 | 0.112 | 0 | [6 empty] | DEER:HVAC_Split-Package_AC | Annual
Any | NE-HVAC-airAC-SpltPkg-65to134kBtuh-13p0eer-woutPreEcono | Mtl | New | CZ03 | cDXGF | SWHC013-02 | DEER2020 | D20v1 | 2020-11-09 | Cap-Tons | 1 |  | None | 36.7 | 0.0492 | 0 | 36.7 | 0.0492 | 0 | [6 empty] | DEER:HVAC_Split-Package_AC | Annual
Any | NE-HVAC-airAC-SpltPkg-65to134kBtuh-13p0eer-woutPreEcono | Mtl | New | CZ04 | cDXGF | SWHC013-02 | DEER2020 | D20v1 | 2020-11-09 | Cap-Tons | 1 |  | None | 122 | 0.0966 | 0 | 122 | 0.0966 | 0 | [6 empty] | DEER:HVAC_Split-Package_AC | Annual
Any | NE-HVAC-airAC-SpltPkg-65to134kBtuh-13p0eer-woutPreEcono | Mtl | New | CZ05 | cDXGF | SWHC013-02 | DEER2020 | D20v1 | 2020-11-09 | Cap-Tons | 1 |  | None | 37.5 | 0.029 | 0 | 37.5 | 0.029 | 0 | [6 empty] | DEER:HVAC_Split-Package_AC | Annual
Any | NE-HVAC-airAC-SpltPkg-65to134kBtuh-13p0eer-woutPreEcono | Mtl | New | CZ06 | cDXGF | SWHC013-02 | DEER2020 | D20v1 | 2020-11-09 | Cap-Tons | 1 |  | None | 99.6 | 0.0613 | 0 | 99.6 | 0.0613 | 0 | [6 empty] | DEER:HVAC_Split-Package_AC | Annual
Any | NE-HVAC-airAC-SpltPkg-65to134kBtuh-13p0eer-woutPreEcono | Mtl | New | CZ07 | cDXGF | SWHC013-02 | DEER2020 | D20v1 | 2020-11-09 | Cap-Tons | 1 |  | None | 88.3 | 0.051 | 0 | 88.3 | 0.051 | 0 | [6 empty] | DEER:HVAC_Split-Package_AC | Annual
Any | NE-HVAC-airAC-SpltPkg-65to134kBtuh-13p0eer-woutPreEcono | Mtl | New | CZ08 | cDXGF | SWHC013-02 | DEER2020 | D20v1 | 2020-11-09 | Cap-Tons | 1 |  | None | 165 | 0.0816 | 0 | 165 | 0.0816 | 0 | [6 empty] | DEER:HVAC_Split-Package_AC | Annual
Any | NE-HVAC-airAC-SpltPkg-65to134kBtuh-13p0eer-woutPreEcono | Mtl | New | CZ09 | cDXGF | SWHC013-02 | DEER2020 | D20v1 | 2020-11-09 | Cap-Tons | 1 |  | None | 148 | 0.101 | 0 | 148 | 0.101 | 0 | [6 empty] | DEER:HVAC_Split-Package_AC | Annual
Any | NE-HVAC-airAC-SpltPkg-65to134kBtuh-13p0eer-woutPreEcono | Mtl | New | CZ10 | cDXGF | SWHC013-02 | DEER2020 | D20v1 | 2020-11-09 | Cap-Tons | 1 |  | None | 167 | 0.107 | 0 | 167 | 0.107 | 0 | [6 empty] | DEER:HVAC_Split-Package_AC | Annual
Any | NE-HVAC-airAC-SpltPkg-65to134kBtuh-13p0eer-woutPreEcono | Mtl | New | CZ11 | cDXGF | SWHC013-02 | DEER2020 | D20v1 | 2020-11-09 | Cap-Tons | 1 |  | None | 175 | 0.122 | 0 | 175 | 0.122 | 0 | [6 empty] | DEER:HVAC_Split-Package_AC | Annual
Any | NE-HVAC-airAC-SpltPkg-65to134kBtuh-13p0eer-woutPreEcono | Mtl | New | CZ12 | cDXGF | SWHC013-02 | DEER2020 | D20v1 | 2020-11-09 | Cap-Tons | 1 |  | None | 140 | 0.12 | 0 | 140 | 0.12 | 0 | [6 empty] | DEER:HVAC_Split-Package_AC | Annual
Any | NE-HVAC-airAC-SpltPkg-65to134kBtuh-13p0eer-woutPreEcono | Mtl | New | CZ13 | cDXGF | SWHC013-02 | DEER2020 | D20v1 | 2020-11-09 | Cap-Tons | 1 |  | None | 181 | 0.108 | 0 | 181 | 0.108 | 0 | [6 empty] | DEER:HVAC_Split-Package_AC | Annual
Any | NE-HVAC-airAC-SpltPkg-65to134kBtuh-13p0eer-woutPreEcono | Mtl | New | CZ14 | cDXGF | SWHC013-02 | DEER2020 | D20v1 | 2020-11-09 | Cap-Tons | 1 |  | None | 174 | 0.0979 | 0 | 174 | 0.0979 | 0 | [6 empty] | DEER:HVAC_Split-Package_AC | Annual
Any | NE-HVAC-airAC-SpltPkg-65to134kBtuh-13p0eer-woutPreEcono | Mtl | New | CZ15 | cDXGF | SWHC013-02 | DEER2020 | D20v1 | 2020-11-09 | Cap-Tons | 1 |  | None | 272 | 0.0997 | 0 | 272 | 0.0997 | 0 | [6 empty] | DEER:HVAC_Split-Package_AC | Annual
Any | NE-HVAC-airAC-SpltPkg-65to134kBtuh-13p0eer-woutPreEcono | Mtl | New | CZ16 | cDXGF | SWHC013-02 | DEER2020 | D20v1 | 2020-11-09 | Cap-Tons | 1 |  | None | 61 | 0.0556 | 0 | 61 | 0.0556 | 0 | [6 empty] | DEER:HVAC_Split-Package_AC | Annual
Any | NE-HVAC-airAC-SpltPkg-65to134kBtuh-13p0eer-woutPreEcono | Nrs | Ex | CZ01 | cDXGF | SWHC013-02 | DEER2020 | D20v1 | 2020-11-09 | Cap-Tons | 1 |  | None | 833 | 0.129 | 17.5 | 8.67 | 0.0105 | 0 | [6 empty] | DEER:HVAC_Split-Package_AC | Annual
Any | NE-HVAC-airAC-SpltPkg-65to134kBtuh-13p0eer-woutPreEcono | Nrs | Ex | CZ02 | cDXGF | SWHC013-02 | DEER2020 | D20v1 | 2020-11-09 | Cap-Tons | 1 |  | None | 869 | 0.199 | 11.7 | 59.7 | 0.0677 | 0 | [6 empty] | DEER:HVAC_Split-Package_AC | Annual
Any | NE-HVAC-airAC-SpltPkg-65to134kBtuh-13p0eer-woutPreEcono | Nrs | Ex | CZ03 | cDXGF | SWHC013-02 | DEER2020 | D20v1 | 2020-11-09 | Cap-Tons | 1 |  | None | 807 | 0.134 | 7.31 | 26.4 | 0.0398 | 0 | [6 empty] | DEER:HVAC_Split-Package_AC | Annual
Any | NE-HVAC-airAC-SpltPkg-65to134kBtuh-13p0eer-woutPreEcono | Nrs | Ex | CZ04 | cDXGF | SWHC013-02 | DEER2020 | D20v1 | 2020-11-09 | Cap-Tons | 1 |  | None | 904 | 0.185 | 7.69 | 66.4 | 0.061 | 0 | [6 empty] | DEER:HVAC_Split-Package_AC | Annual
Any | NE-HVAC-airAC-SpltPkg-65to134kBtuh-13p0eer-woutPreEcono | Nrs | Ex | CZ05 | cDXGF | SWHC013-02 | DEER2020 | D20v1 | 2020-11-09 | Cap-Tons | 1 |  | None | 804 | 0.118 | 11.3 | 28.5 | 0.0238 | 0 | [6 empty] | DEER:HVAC_Split-Package_AC | Annual
Any | NE-HVAC-airAC-SpltPkg-65to134kBtuh-13p0eer-woutPreEcono | Nrs | Ex | CZ06 | cDXGF | SWHC013-02 | DEER2020 | D20v1 | 2020-11-09 | Cap-Tons | 1 |  | None | 931 | 0.169 | 4.05 | 74 | 0.0536 | 0 | [6 empty] | DEER:HVAC_Split-Package_AC | Annual
Any | NE-HVAC-airAC-SpltPkg-65to134kBtuh-13p0eer-woutPreEcono | Nrs | Ex | CZ07 | cDXGF | SWHC013-02 | DEER2020 | D20v1 | 2020-11-09 | Cap-Tons | 1 |  | None | 884 | 0.141 | 3.21 | 60.8 | 0.0428 | 0 | [6 empty] | DEER:HVAC_Split-Package_AC | Annual
Any | NE-HVAC-airAC-SpltPkg-65to134kBtuh-13p0eer-woutPreEcono | Nrs | Ex | CZ08 | cDXGF | SWHC013-02 | DEER2020 | D20v1 | 2020-11-09 | Cap-Tons | 1 |  | None | 956 | 0.175 | 3.1 | 91.2 | 0.0538 | 0 | [6 empty] | DEER:HVAC_Split-Package_AC | Annual
Any | NE-HVAC-airAC-SpltPkg-65to134kBtuh-13p0eer-woutPreEcono | Nrs | Ex | CZ09 | cDXGF | SWHC013-02 | DEER2020 | D20v1 | 2020-11-09 | Cap-Tons | 1 |  | None | 946 | 0.211 | 3.92 | 104 | 0.0788 | 0 | [6 empty] | DEER:HVAC_Split-Package_AC | Annual
Any | NE-HVAC-airAC-SpltPkg-65to134kBtuh-13p0eer-woutPreEcono | Nrs | Ex | CZ10 | cDXGF | SWHC013-02 | DEER2020 | D20v1 | 2020-11-09 | Cap-Tons | 1 |  | None | 917 | 0.208 | 5.31 | 108 | 0.0774 | 0 | [6 empty] | DEER:HVAC_Split-Package_AC | Annual
Any | NE-HVAC-airAC-SpltPkg-65to134kBtuh-13p0eer-woutPreEcono | Nrs | Ex | CZ11 | cDXGF | SWHC013-02 | DEER2020 | D20v1 | 2020-11-09 | Cap-Tons | 1 |  | None | 932 | 0.223 | 11 | 122 | 0.0934 | 0 | [6 empty] | DEER:HVAC_Split-Package_AC | Annual
Any | NE-HVAC-airAC-SpltPkg-65to134kBtuh-13p0eer-woutPreEcono | Nrs | Ex | CZ12 | cDXGF | SWHC013-02 | DEER2020 | D20v1 | 2020-11-09 | Cap-Tons | 1 |  | None | 918 | 0.219 | 9.39 | 89.7 | 0.0837 | 0 | [6 empty] | DEER:HVAC_Split-Package_AC | Annual
Any | NE-HVAC-airAC-SpltPkg-65to134kBtuh-13p0eer-woutPreEcono | Nrs | Ex | CZ13 | cDXGF | SWHC013-02 | DEER2020 | D20v1 | 2020-11-09 | Cap-Tons | 1 |  | None | 1000 | 0.229 | 8.82 | 126 | 0.084 | 0 | [6 empty] | DEER:HVAC_Split-Package_AC | Annual
Any | NE-HVAC-airAC-SpltPkg-65to134kBtuh-13p0eer-woutPreEcono | Nrs | Ex | CZ14 | cDXGF | SWHC013-02 | DEER2020 | D20v1 | 2020-11-09 | Cap-Tons | 1 |  | None | 884 | 0.196 | 11.8 | 123 | 0.0756 | 0 | [6 empty] | DEER:HVAC_Split-Package_AC | Annual
Any | NE-HVAC-airAC-SpltPkg-65to134kBtuh-13p0eer-woutPreEcono | Nrs | Ex | CZ15 | cDXGF | SWHC013-02 | DEER2020 | D20v1 | 2020-11-09 | Cap-Tons | 1 |  | None | 1010 | 0.224 | 2.61 | 227 | 0.0918 | 0 | [6 empty] | DEER:HVAC_Split-Package_AC | Annual
Any | NE-HVAC-airAC-SpltPkg-65to134kBtuh-13p0eer-woutPreEcono | Nrs | Ex | CZ16 | cDXGF | SWHC013-02 | DEER2020 | D20v1 | 2020-11-09 | Cap-Tons | 1 |  | None | 817 | 0.152 | 21.8 | 42.9 | 0.0451 | 0 | [6 empty] | DEER:HVAC_Split-Package_AC | Annual
Any | NE-HVAC-airAC-SpltPkg-65to134kBtuh-13p0eer-woutPreEcono | Nrs | New | CZ01 | cDXGF | SWHC013-02 | DEER2020 | D20v1 | 2020-11-09 | Cap-Tons | 1 |  | None | 7.57 | 0.00841 | 0 | 7.57 | 0.00841 | 0 | [6 empty] | DEER:HVAC_Split-Package_AC | Annual
Any | NE-HVAC-airAC-SpltPkg-65to134kBtuh-13p0eer-woutPreEcono | Nrs | New | CZ02 | cDXGF | SWHC013-02 | DEER2020 | D20v1 | 2020-11-09 | Cap-Tons | 1 |  | None | 51.4 | 0.061 | 0 | 51.4 | 0.061 | 0 | [6 empty] | DEER:HVAC_Split-Package_AC | Annual
Any | NE-HVAC-airAC-SpltPkg-65to134kBtuh-13p0eer-woutPreEcono | Nrs | New | CZ03 | cDXGF | SWHC013-02 | DEER2020 | D20v1 | 2020-11-09 | Cap-Tons | 1 |  | None | 18.9 | 0.0334 | 0 | 18.9 | 0.0334 | 0 | [6 empty] | DEER:HVAC_Split-Package_AC | Annual
Any | NE-HVAC-airAC-SpltPkg-65to134kBtuh-13p0eer-woutPreEcono | Nrs | New | CZ04 | cDXGF | SWHC013-02 | DEER2020 | D20v1 | 2020-11-09 | Cap-Tons | 1 |  | None | 53.8 | 0.0535 | 0 | 53.8 | 0.0535 | 0 | [6 empty] | DEER:HVAC_Split-Package_AC | Annual
Any | NE-HVAC-airAC-SpltPkg-65to134kBtuh-13p0eer-woutPreEcono | Nrs | New | CZ05 | cDXGF | SWHC013-02 | DEER2020 | D20v1 | 2020-11-09 | Cap-Tons | 1 |  | None | 19.8 | 0.0191 | 0 | 19.8 | 0.0191 | 0 | [6 empty] | DEER:HVAC_Split-Package_AC | Annual
Any | NE-HVAC-airAC-SpltPkg-65to134kBtuh-13p0eer-woutPreEcono | Nrs | New | CZ06 | cDXGF | SWHC013-02 | DEER2020 | D20v1 | 2020-11-09 | Cap-Tons | 1 |  | None | 58.7 | 0.0473 | 0 | 58.7 | 0.0473 | 0 | [6 empty] | DEER:HVAC_Split-Package_AC | Annual
Any | NE-HVAC-airAC-SpltPkg-65to134kBtuh-13p0eer-woutPreEcono | Nrs | New | CZ07 | cDXGF | SWHC013-02 | DEER2020 | D20v1 | 2020-11-09 | Cap-Tons | 1 |  | None | 45.4 | 0.0368 | 0 | 45.4 | 0.0368 | 0 | [6 empty] | DEER:HVAC_Split-Package_AC | Annual
Any | NE-HVAC-airAC-SpltPkg-65to134kBtuh-13p0eer-woutPreEcono | Nrs | New | CZ08 | cDXGF | SWHC013-02 | DEER2020 | D20v1 | 2020-11-09 | Cap-Tons | 1 |  | None | 75.3 | 0.0484 | 0 | 75.3 | 0.0484 | 0 | [6 empty] | DEER:HVAC_Split-Package_AC | Annual
Any | NE-HVAC-airAC-SpltPkg-65to134kBtuh-13p0eer-woutPreEcono | Nrs | New | CZ09 | cDXGF | SWHC013-02 | DEER2020 | D20v1 | 2020-11-09 | Cap-Tons | 1 |  | None | 88 | 0.0714 | 0 | 88 | 0.0714 | 0 | [6 empty] | DEER:HVAC_Split-Package_AC | Annual
Any | NE-HVAC-airAC-SpltPkg-65to134kBtuh-13p0eer-woutPreEcono | Nrs | New | CZ10 | cDXGF | SWHC013-02 | DEER2020 | D20v1 | 2020-11-09 | Cap-Tons | 1 |  | None | 96.1 | 0.0712 | 0 | 96.1 | 0.0712 | 0 | [6 empty] | DEER:HVAC_Split-Package_AC | Annual
Any | NE-HVAC-airAC-SpltPkg-65to134kBtuh-13p0eer-woutPreEcono | Nrs | New | CZ11 | cDXGF | SWHC013-02 | DEER2020 | D20v1 | 2020-11-09 | Cap-Tons | 1 |  | None | 109 | 0.0852 | 0 | 109 | 0.0852 | 0 | [6 empty] | DEER:HVAC_Split-Package_AC | Annual
Any | NE-HVAC-airAC-SpltPkg-65to134kBtuh-13p0eer-woutPreEcono | Nrs | New | CZ12 | cDXGF | SWHC013-02 | DEER2020 | D20v1 | 2020-11-09 | Cap-Tons | 1 |  | None | 79.4 | 0.0764 | 0 | 79.4 | 0.0764 | 0 | [6 empty] | DEER:HVAC_Split-Package_AC | Annual
Any | NE-HVAC-airAC-SpltPkg-65to134kBtuh-13p0eer-woutPreEcono | Nrs | New | CZ13 | cDXGF | SWHC013-02 | DEER2020 | D20v1 | 2020-11-09 | Cap-Tons | 1 |  | None | 114 | 0.0774 | 0 | 114 | 0.0774 | 0 | [6 empty] | DEER:HVAC_Split-Package_AC | Annual
Any | NE-HVAC-airAC-SpltPkg-65to134kBtuh-13p0eer-woutPreEcono | Nrs | New | CZ14 | cDXGF | SWHC013-02 | DEER2020 | D20v1 | 2020-11-09 | Cap-Tons | 1 |  | None | 110 | 0.0694 | 0 | 110 | 0.0694 | 0 | [6 empty] | DEER:HVAC_Split-Package_AC | Annual
Any | NE-HVAC-airAC-SpltPkg-65to134kBtuh-13p0eer-woutPreEcono | Nrs | New | CZ15 | cDXGF | SWHC013-02 | DEER2020 | D20v1 | 2020-11-09 | Cap-Tons | 1 |  | None | 210 | 0.0869 | 0 | 210 | 0.0869 | 0 | [6 empty] | DEER:HVAC_Split-Package_AC | Annual
Any | NE-HVAC-airAC-SpltPkg-65to134kBtuh-13p0eer-woutPreEcono | Nrs | New | CZ16 | cDXGF | SWHC013-02 | DEER2020 | D20v1 | 2020-11-09 | Cap-Tons | 1 |  | None | 37.1 | 0.0401 | 0 | 37.1 | 0.0401 | 0 | [6 empty] | DEER:HVAC_Split-Package_AC | Annual
Any | NE-HVAC-airAC-SpltPkg-65to134kBtuh-13p0eer-woutPreEcono | OfL | Ex | CZ01 | cDXGF | SWHC013-02 | DEER2020 | D20v1 | 2020-11-09 | Cap-Tons | 1 |  | None | 619 | 0.0809 | 3.22 | 15 | 0.0119 | 0 | [6 empty] | DEER:HVAC_Split-Package_AC | Annual
Any | NE-HVAC-airAC-SpltPkg-65to134kBtuh-13p0eer-woutPreEcono | OfL | Ex | CZ02 | cDXGF | SWHC013-02 | DEER2020 | D20v1 | 2020-11-09 | Cap-Tons | 1 |  | None | 626 | 0.0996 | 2.22 | 83.1 | 0.0493 | 0 | [6 empty] | DEER:HVAC_Split-Package_AC | Annual
Any | NE-HVAC-airAC-SpltPkg-65to134kBtuh-13p0eer-woutPreEcono | OfL | Ex | CZ03 | cDXGF | SWHC013-02 | DEER2020 | D20v1 | 2020-11-09 | Cap-Tons | 1 |  | None | 582 | 0.0736 | 1.03 | 38.4 | 0.0265 | 0 | [6 empty] | DEER:HVAC_Split-Package_AC | Annual
Any | NE-HVAC-airAC-SpltPkg-65to134kBtuh-13p0eer-woutPreEcono | OfL | Ex | CZ04 | cDXGF | SWHC013-02 | DEER2020 | D20v1 | 2020-11-09 | Cap-Tons | 1 |  | None | 604 | 0.0907 | 1.29 | 86.7 | 0.0426 | 0 | [6 empty] | DEER:HVAC_Split-Package_AC | Annual
Any | NE-HVAC-airAC-SpltPkg-65to134kBtuh-13p0eer-woutPreEcono | OfL | Ex | CZ05 | cDXGF | SWHC013-02 | DEER2020 | D20v1 | 2020-11-09 | Cap-Tons | 1 |  | None | 589 | 0.0665 | 1.03 | 43.8 | 0.0209 | 0 | [6 empty] | DEER:HVAC_Split-Package_AC | Annual
Any | NE-HVAC-airAC-SpltPkg-65to134kBtuh-13p0eer-woutPreEcono | OfL | Ex | CZ06 | cDXGF | SWHC013-02 | DEER2020 | D20v1 | 2020-11-09 | Cap-Tons | 1 |  | None | 575 | 0.0772 | 0.238 | 81.8 | 0.0296 | 0 | [6 empty] | DEER:HVAC_Split-Package_AC | Annual
Any | NE-HVAC-airAC-SpltPkg-65to134kBtuh-13p0eer-woutPreEcono | OfL | Ex | CZ07 | cDXGF | SWHC013-02 | DEER2020 | D20v1 | 2020-11-09 | Cap-Tons | 1 |  | None | 606 | 0.0718 | 0.116 | 69.9 | 0.0257 | 0 | [6 empty] | DEER:HVAC_Split-Package_AC | Annual
Any | NE-HVAC-airAC-SpltPkg-65to134kBtuh-13p0eer-woutPreEcono | OfL | Ex | CZ08 | cDXGF | SWHC013-02 | DEER2020 | D20v1 | 2020-11-09 | Cap-Tons | 1 |  | None | 594 | 0.0809 | 0.287 | 110 | 0.0344 | 0 | [6 empty] | DEER:HVAC_Split-Package_AC | Annual
Any | NE-HVAC-airAC-SpltPkg-65to134kBtuh-13p0eer-woutPreEcono | OfL | Ex | CZ09 | cDXGF | SWHC013-02 | DEER2020 | D20v1 | 2020-11-09 | Cap-Tons | 1 |  | None | 578 | 0.0938 | 0.368 | 98.8 | 0.0438 | 0 | [6 empty] | DEER:HVAC_Split-Package_AC | Annual
Any | NE-HVAC-airAC-SpltPkg-65to134kBtuh-13p0eer-woutPreEcono | OfL | Ex | CZ10 | cDXGF | SWHC013-02 | DEER2020 | D20v1 | 2020-11-09 | Cap-Tons | 1 |  | None | 633 | 0.0991 | 0.462 | 116 | 0.0479 | 0 | [6 empty] | DEER:HVAC_Split-Package_AC | Annual
Any | NE-HVAC-airAC-SpltPkg-65to134kBtuh-13p0eer-woutPreEcono | OfL | Ex | CZ11 | cDXGF | SWHC013-02 | DEER2020 | D20v1 | 2020-11-09 | Cap-Tons | 1 |  | None | 606 | 0.108 | 1.6 | 108 | 0.0531 | 0 | [6 empty] | DEER:HVAC_Split-Package_AC | Annual
Any | NE-HVAC-airAC-SpltPkg-65to134kBtuh-13p0eer-woutPreEcono | OfL | Ex | CZ12 | cDXGF | SWHC013-02 | DEER2020 | D20v1 | 2020-11-09 | Cap-Tons | 1 |  | None | 620 | 0.105 | 1.68 | 93.5 | 0.0503 | 0 | [6 empty] | DEER:HVAC_Split-Package_AC | Annual
Any | NE-HVAC-airAC-SpltPkg-65to134kBtuh-13p0eer-woutPreEcono | OfL | Ex | CZ13 | cDXGF | SWHC013-02 | DEER2020 | D20v1 | 2020-11-09 | Cap-Tons | 1 |  | None | 602 | 0.0987 | 1.38 | 111 | 0.045 | 0 | [6 empty] | DEER:HVAC_Split-Package_AC | Annual
Any | NE-HVAC-airAC-SpltPkg-65to134kBtuh-13p0eer-woutPreEcono | OfL | Ex | CZ14 | cDXGF | SWHC013-02 | DEER2020 | D20v1 | 2020-11-09 | Cap-Tons | 1 |  | None | 603 | 0.0985 | 1.55 | 111 | 0.0428 | 0 | [6 empty] | DEER:HVAC_Split-Package_AC | Annual
Any | NE-HVAC-airAC-SpltPkg-65to134kBtuh-13p0eer-woutPreEcono | OfL | Ex | CZ15 | cDXGF | SWHC013-02 | DEER2020 | D20v1 | 2020-11-09 | Cap-Tons | 1 |  | None | 651 | 0.107 | 0.0791 | 164 | 0.0444 | 0 | [6 empty] | DEER:HVAC_Split-Package_AC | Annual
Any | NE-HVAC-airAC-SpltPkg-65to134kBtuh-13p0eer-woutPreEcono | OfL | Ex | CZ16 | cDXGF | SWHC013-02 | DEER2020 | D20v1 | 2020-11-09 | Cap-Tons | 1 |  | None | 526 | 0.0746 | 5.67 | 51.9 | 0.0286 | 0 | [6 empty] | DEER:HVAC_Split-Package_AC | Annual
Any | NE-HVAC-airAC-SpltPkg-65to134kBtuh-13p0eer-woutPreEcono | OfL | New | CZ01 | cDXGF | SWHC013-02 | DEER2020 | D20v1 | 2020-11-09 | Cap-Tons | 1 |  | None | 13.1 | 0.0106 | 0 | 13.1 | 0.0106 | 0 | [6 empty] | DEER:HVAC_Split-Package_AC | Annual
Any | NE-HVAC-airAC-SpltPkg-65to134kBtuh-13p0eer-woutPreEcono | OfL | New | CZ02 | cDXGF | SWHC013-02 | DEER2020 | D20v1 | 2020-11-09 | Cap-Tons | 1 |  | None | 78.7 | 0.048 | 0 | 78.7 | 0.048 | 0 | [6 empty] | DEER:HVAC_Split-Package_AC | Annual
Any | NE-HVAC-airAC-SpltPkg-65to134kBtuh-13p0eer-woutPreEcono | OfL | New | CZ03 | cDXGF | SWHC013-02 | DEER2020 | D20v1 | 2020-11-09 | Cap-Tons | 1 |  | None | 36.1 | 0.0251 | 0 | 36.1 | 0.0251 | 0 | [6 empty] | DEER:HVAC_Split-Package_AC | Annual
Any | NE-HVAC-airAC-SpltPkg-65to134kBtuh-13p0eer-woutPreEcono | OfL | New | CZ04 | cDXGF | SWHC013-02 | DEER2020 | D20v1 | 2020-11-09 | Cap-Tons | 1 |  | None | 84.2 | 0.0412 | 0 | 84.2 | 0.0412 | 0 | [6 empty] | DEER:HVAC_Split-Package_AC | Annual
Any | NE-HVAC-airAC-SpltPkg-65to134kBtuh-13p0eer-woutPreEcono | OfL | New | CZ05 | cDXGF | SWHC013-02 | DEER2020 | D20v1 | 2020-11-09 | Cap-Tons | 1 |  | None | 41.9 | 0.0204 | 0 | 41.9 | 0.0204 | 0 | [6 empty] | DEER:HVAC_Split-Package_AC | Annual
Any | NE-HVAC-airAC-SpltPkg-65to134kBtuh-13p0eer-woutPreEcono | OfL | New | CZ06 | cDXGF | SWHC013-02 | DEER2020 | D20v1 | 2020-11-09 | Cap-Tons | 1 |  | None | 79 | 0.0285 | 0 | 79 | 0.0285 | 0 | [6 empty] | DEER:HVAC_Split-Package_AC | Annual
Any | NE-HVAC-airAC-SpltPkg-65to134kBtuh-13p0eer-woutPreEcono | OfL | New | CZ07 | cDXGF | SWHC013-02 | DEER2020 | D20v1 | 2020-11-09 | Cap-Tons | 1 |  | None | 67.2 | 0.0251 | 0 | 67.2 | 0.0251 | 0 | [6 empty] | DEER:HVAC_Split-Package_AC | Annual
Any | NE-HVAC-airAC-SpltPkg-65to134kBtuh-13p0eer-woutPreEcono | OfL | New | CZ08 | cDXGF | SWHC013-02 | DEER2020 | D20v1 | 2020-11-09 | Cap-Tons | 1 |  | None | 106 | 0.0336 | 0 | 106 | 0.0336 | 0 | [6 empty] | DEER:HVAC_Split-Package_AC | Annual
Any | NE-HVAC-airAC-SpltPkg-65to134kBtuh-13p0eer-woutPreEcono | OfL | New | CZ09 | cDXGF | SWHC013-02 | DEER2020 | D20v1 | 2020-11-09 | Cap-Tons | 1 |  | None | 94.1 | 0.0421 | 0 | 94.1 | 0.0421 | 0 | [6 empty] | DEER:HVAC_Split-Package_AC | Annual
Any | NE-HVAC-airAC-SpltPkg-65to134kBtuh-13p0eer-woutPreEcono | OfL | New | CZ10 | cDXGF | SWHC013-02 | DEER2020 | D20v1 | 2020-11-09 | Cap-Tons | 1 |  | None | 110 | 0.047 | 0 | 110 | 0.047 | 0 | [6 empty] | DEER:HVAC_Split-Package_AC | Annual
Any | NE-HVAC-airAC-SpltPkg-65to134kBtuh-13p0eer-woutPreEcono | OfL | New | CZ11 | cDXGF | SWHC013-02 | DEER2020 | D20v1 | 2020-11-09 | Cap-Tons | 1 |  | None | 102 | 0.0508 | 0 | 102 | 0.0508 | 0 | [6 empty] | DEER:HVAC_Split-Package_AC | Annual
Any | NE-HVAC-airAC-SpltPkg-65to134kBtuh-13p0eer-woutPreEcono | OfL | New | CZ12 | cDXGF | SWHC013-02 | DEER2020 | D20v1 | 2020-11-09 | Cap-Tons | 1 |  | None | 88.6 | 0.0484 | 0 | 88.6 | 0.0484 | 0 | [6 empty] | DEER:HVAC_Split-Package_AC | Annual
Any | NE-HVAC-airAC-SpltPkg-65to134kBtuh-13p0eer-woutPreEcono | OfL | New | CZ13 | cDXGF | SWHC013-02 | DEER2020 | D20v1 | 2020-11-09 | Cap-Tons | 1 |  | None | 106 | 0.0435 | 0 | 106 | 0.0435 | 0 | [6 empty] | DEER:HVAC_Split-Package_AC | Annual
Any | NE-HVAC-airAC-SpltPkg-65to134kBtuh-13p0eer-woutPreEcono | OfL | New | CZ14 | cDXGF | SWHC013-02 | DEER2020 | D20v1 | 2020-11-09 | Cap-Tons | 1 |  | None | 106 | 0.0412 | 0 | 106 | 0.0412 | 0 | [6 empty] | DEER:HVAC_Split-Package_AC | Annual
Any | NE-HVAC-airAC-SpltPkg-65to134kBtuh-13p0eer-woutPreEcono | OfL | New | CZ15 | cDXGF | SWHC013-02 | DEER2020 | D20v1 | 2020-11-09 | Cap-Tons | 1 |  | None | 158 | 0.0428 | 0 | 158 | 0.0428 | 0 | [6 empty] | DEER:HVAC_Split-Package_AC | Annual
Any | NE-HVAC-airAC-SpltPkg-65to134kBtuh-13p0eer-woutPreEcono | OfL | New | CZ16 | cDXGF | SWHC013-02 | DEER2020 | D20v1 | 2020-11-09 | Cap-Tons | 1 |  | None | 48.5 | 0.0266 | 0 | 48.5 | 0.0266 | 0 | [6 empty] | DEER:HVAC_Split-Package_AC | Annual
Any | NE-HVAC-airAC-SpltPkg-65to134kBtuh-13p0eer-woutPreEcono | OfS | Ex | CZ01 | cDXGF | SWHC013-02 | DEER2020 | D20v1 | 2020-11-09 | Cap-Tons | 1 |  | None | 461 | 0.0678 | 4.49 | 13.5 | 0.0104 | 0 | [6 empty] | DEER:HVAC_Split-Package_AC | Annual
Any | NE-HVAC-airAC-SpltPkg-65to134kBtuh-13p0eer-woutPreEcono | OfS | Ex | CZ02 | cDXGF | SWHC013-02 | DEER2020 | D20v1 | 2020-11-09 | Cap-Tons | 1 |  | None | 506 | 0.0969 | 3.26 | 73.2 | 0.0485 | 0 | [6 empty] | DEER:HVAC_Split-Package_AC | Annual
Any | NE-HVAC-airAC-SpltPkg-65to134kBtuh-13p0eer-woutPreEcono | OfS | Ex | CZ03 | cDXGF | SWHC013-02 | DEER2020 | D20v1 | 2020-11-09 | Cap-Tons | 1 |  | None | 455 | 0.0685 | 1.37 | 33.4 | 0.0257 | 0 | [6 empty] | DEER:HVAC_Split-Package_AC | Annual
Any | NE-HVAC-airAC-SpltPkg-65to134kBtuh-13p0eer-woutPreEcono | OfS | Ex | CZ04 | cDXGF | SWHC013-02 | DEER2020 | D20v1 | 2020-11-09 | Cap-Tons | 1 |  | None | 497 | 0.0877 | 1.6 | 75.4 | 0.041 | 0 | [6 empty] | DEER:HVAC_Split-Package_AC | Annual
Any | NE-HVAC-airAC-SpltPkg-65to134kBtuh-13p0eer-woutPreEcono | OfS | Ex | CZ05 | cDXGF | SWHC013-02 | DEER2020 | D20v1 | 2020-11-09 | Cap-Tons | 1 |  | None | 472 | 0.0608 | 1.42 | 37.8 | 0.019 | 0 | [6 empty] | DEER:HVAC_Split-Package_AC | Annual
Any | NE-HVAC-airAC-SpltPkg-65to134kBtuh-13p0eer-woutPreEcono | OfS | Ex | CZ06 | cDXGF | SWHC013-02 | DEER2020 | D20v1 | 2020-11-09 | Cap-Tons | 1 |  | None | 473 | 0.0734 | 0.371 | 73.5 | 0.0299 | 0 | [6 empty] | DEER:HVAC_Split-Package_AC | Annual
Any | NE-HVAC-airAC-SpltPkg-65to134kBtuh-13p0eer-woutPreEcono | OfS | Ex | CZ07 | cDXGF | SWHC013-02 | DEER2020 | D20v1 | 2020-11-09 | Cap-Tons | 1 |  | None | 503 | 0.0685 | 0.278 | 61.7 | 0.0254 | 0 | [6 empty] | DEER:HVAC_Split-Package_AC | Annual
Any | NE-HVAC-airAC-SpltPkg-65to134kBtuh-13p0eer-woutPreEcono | OfS | Ex | CZ08 | cDXGF | SWHC013-02 | DEER2020 | D20v1 | 2020-11-09 | Cap-Tons | 1 |  | None | 495 | 0.0774 | 0.527 | 95.9 | 0.0338 | 0 | [6 empty] | DEER:HVAC_Split-Package_AC | Annual
Any | NE-HVAC-airAC-SpltPkg-65to134kBtuh-13p0eer-woutPreEcono | OfS | Ex | CZ09 | cDXGF | SWHC013-02 | DEER2020 | D20v1 | 2020-11-09 | Cap-Tons | 1 |  | None | 508 | 0.0936 | 0.519 | 88.6 | 0.0433 | 0 | [6 empty] | DEER:HVAC_Split-Package_AC | Annual
Any | NE-HVAC-airAC-SpltPkg-65to134kBtuh-13p0eer-woutPreEcono | OfS | Ex | CZ10 | cDXGF | SWHC013-02 | DEER2020 | D20v1 | 2020-11-09 | Cap-Tons | 1 |  | None | 549 | 0.0987 | 0.826 | 104 | 0.0469 | 0 | [6 empty] | DEER:HVAC_Split-Package_AC | Annual
Any | NE-HVAC-airAC-SpltPkg-65to134kBtuh-13p0eer-woutPreEcono | OfS | Ex | CZ11 | cDXGF | SWHC013-02 | DEER2020 | D20v1 | 2020-11-09 | Cap-Tons | 1 |  | None | 541 | 0.109 | 2.03 | 99.4 | 0.0542 | 0 | [6 empty] | DEER:HVAC_Split-Package_AC | Annual
Any | NE-HVAC-airAC-SpltPkg-65to134kBtuh-13p0eer-woutPreEcono | OfS | Ex | CZ12 | cDXGF | SWHC013-02 | DEER2020 | D20v1 | 2020-11-09 | Cap-Tons | 1 |  | None | 525 | 0.103 | 2.24 | 84.6 | 0.05 | 0 | [6 empty] | DEER:HVAC_Split-Package_AC | Annual
Any | NE-HVAC-airAC-SpltPkg-65to134kBtuh-13p0eer-woutPreEcono | OfS | Ex | CZ13 | cDXGF | SWHC013-02 | DEER2020 | D20v1 | 2020-11-09 | Cap-Tons | 1 |  | None | 551 | 0.101 | 1.81 | 103 | 0.0448 | 0 | [6 empty] | DEER:HVAC_Split-Package_AC | Annual
Any | NE-HVAC-airAC-SpltPkg-65to134kBtuh-13p0eer-woutPreEcono | OfS | Ex | CZ14 | cDXGF | SWHC013-02 | DEER2020 | D20v1 | 2020-11-09 | Cap-Tons | 1 |  | None | 547 | 0.0991 | 1.96 | 103 | 0.0427 | 0 | [6 empty] | DEER:HVAC_Split-Package_AC | Annual
Any | NE-HVAC-airAC-SpltPkg-65to134kBtuh-13p0eer-woutPreEcono | OfS | Ex | CZ15 | cDXGF | SWHC013-02 | DEER2020 | D20v1 | 2020-11-09 | Cap-Tons | 1 |  | None | 603 | 0.107 | 0.11 | 159 | 0.0457 | 0 | [6 empty] | DEER:HVAC_Split-Package_AC | Annual
Any | NE-HVAC-airAC-SpltPkg-65to134kBtuh-13p0eer-woutPreEcono | OfS | Ex | CZ16 | cDXGF | SWHC013-02 | DEER2020 | D20v1 | 2020-11-09 | Cap-Tons | 1 |  | None | 489 | 0.0761 | 6.91 | 49.2 | 0.0299 | 0 | [6 empty] | DEER:HVAC_Split-Package_AC | Annual
Any | NE-HVAC-airAC-SpltPkg-65to134kBtuh-13p0eer-woutPreEcono | OfS | New | CZ01 | cDXGF | SWHC013-02 | DEER2020 | D20v1 | 2020-11-09 | Cap-Tons | 1 |  | None | 12.4 | 0.00966 | 0 | 12.4 | 0.00966 | 0 | [6 empty] | DEER:HVAC_Split-Package_AC | Annual
Any | NE-HVAC-airAC-SpltPkg-65to134kBtuh-13p0eer-woutPreEcono | OfS | New | CZ02 | cDXGF | SWHC013-02 | DEER2020 | D20v1 | 2020-11-09 | Cap-Tons | 1 |  | None | 70.8 | 0.0468 | 0 | 70.8 | 0.0468 | 0 | [6 empty] | DEER:HVAC_Split-Package_AC | Annual
Any | NE-HVAC-airAC-SpltPkg-65to134kBtuh-13p0eer-woutPreEcono | OfS | New | CZ03 | cDXGF | SWHC013-02 | DEER2020 | D20v1 | 2020-11-09 | Cap-Tons | 1 |  | None | 33.3 | 0.0249 | 0 | 33.3 | 0.0249 | 0 | [6 empty] | DEER:HVAC_Split-Package_AC | Annual
Any | NE-HVAC-airAC-SpltPkg-65to134kBtuh-13p0eer-woutPreEcono | OfS | New | CZ04 | cDXGF | SWHC013-02 | DEER2020 | D20v1 | 2020-11-09 | Cap-Tons | 1 |  | None | 74.9 | 0.0399 | 0 | 74.9 | 0.0399 | 0 | [6 empty] | DEER:HVAC_Split-Package_AC | Annual
Any | NE-HVAC-airAC-SpltPkg-65to134kBtuh-13p0eer-woutPreEcono | OfS | New | CZ05 | cDXGF | SWHC013-02 | DEER2020 | D20v1 | 2020-11-09 | Cap-Tons | 1 |  | None | 37.4 | 0.0189 | 0 | 37.4 | 0.0189 | 0 | [6 empty] | DEER:HVAC_Split-Package_AC | Annual
Any | NE-HVAC-airAC-SpltPkg-65to134kBtuh-13p0eer-woutPreEcono | OfS | New | CZ06 | cDXGF | SWHC013-02 | DEER2020 | D20v1 | 2020-11-09 | Cap-Tons | 1 |  | None | 73.7 | 0.0298 | 0 | 73.7 | 0.0298 | 0 | [6 empty] | DEER:HVAC_Split-Package_AC | Annual
Any | NE-HVAC-airAC-SpltPkg-65to134kBtuh-13p0eer-woutPreEcono | OfS | New | CZ07 | cDXGF | SWHC013-02 | DEER2020 | D20v1 | 2020-11-09 | Cap-Tons | 1 |  | None | 62.2 | 0.0257 | 0 | 62.2 | 0.0257 | 0 | [6 empty] | DEER:HVAC_Split-Package_AC | Annual
Any | NE-HVAC-airAC-SpltPkg-65to134kBtuh-13p0eer-woutPreEcono | OfS | New | CZ08 | cDXGF | SWHC013-02 | DEER2020 | D20v1 | 2020-11-09 | Cap-Tons | 1 |  | None | 93.5 | 0.0332 | 0 | 93.5 | 0.0332 | 0 | [6 empty] | DEER:HVAC_Split-Package_AC | Annual
Any | NE-HVAC-airAC-SpltPkg-65to134kBtuh-13p0eer-woutPreEcono | OfS | New | CZ09 | cDXGF | SWHC013-02 | DEER2020 | D20v1 | 2020-11-09 | Cap-Tons | 1 |  | None | 85.8 | 0.0413 | 0 | 85.8 | 0.0413 | 0 | [6 empty] | DEER:HVAC_Split-Package_AC | Annual
Any | NE-HVAC-airAC-SpltPkg-65to134kBtuh-13p0eer-woutPreEcono | OfS | New | CZ10 | cDXGF | SWHC013-02 | DEER2020 | D20v1 | 2020-11-09 | Cap-Tons | 1 |  | None | 100 | 0.0458 | 0 | 100 | 0.0458 | 0 | [6 empty] | DEER:HVAC_Split-Package_AC | Annual
Any | NE-HVAC-airAC-SpltPkg-65to134kBtuh-13p0eer-woutPreEcono | OfS | New | CZ11 | cDXGF | SWHC013-02 | DEER2020 | D20v1 | 2020-11-09 | Cap-Tons | 1 |  | None | 95.7 | 0.0497 | 0 | 95.7 | 0.0497 | 0 | [6 empty] | DEER:HVAC_Split-Package_AC | Annual
Any | NE-HVAC-airAC-SpltPkg-65to134kBtuh-13p0eer-woutPreEcono | OfS | New | CZ12 | cDXGF | SWHC013-02 | DEER2020 | D20v1 | 2020-11-09 | Cap-Tons | 1 |  | None | 81.5 | 0.0472 | 0 | 81.5 | 0.0472 | 0 | [6 empty] | DEER:HVAC_Split-Package_AC | Annual
Any | NE-HVAC-airAC-SpltPkg-65to134kBtuh-13p0eer-woutPreEcono | OfS | New | CZ13 | cDXGF | SWHC013-02 | DEER2020 | D20v1 | 2020-11-09 | Cap-Tons | 1 |  | None | 98.3 | 0.0424 | 0 | 98.3 | 0.0424 | 0 | [6 empty] | DEER:HVAC_Split-Package_AC | Annual
Any | NE-HVAC-airAC-SpltPkg-65to134kBtuh-13p0eer-woutPreEcono | OfS | New | CZ14 | cDXGF | SWHC013-02 | DEER2020 | D20v1 | 2020-11-09 | Cap-Tons | 1 |  | None | 99.1 | 0.0407 | 0 | 99.1 | 0.0407 | 0 | [6 empty] | DEER:HVAC_Split-Package_AC | Annual
Any | NE-HVAC-airAC-SpltPkg-65to134kBtuh-13p0eer-woutPreEcono | OfS | New | CZ15 | cDXGF | SWHC013-02 | DEER2020 | D20v1 | 2020-11-09 | Cap-Tons | 1 |  | None | 152 | 0.0425 | 0 | 152 | 0.0425 | 0 | [6 empty] | DEER:HVAC_Split-Package_AC | Annual
Any | NE-HVAC-airAC-SpltPkg-65to134kBtuh-13p0eer-woutPreEcono | OfS | New | CZ16 | cDXGF | SWHC013-02 | DEER2020 | D20v1 | 2020-11-09 | Cap-Tons | 1 |  | None | 47.3 | 0.0276 | 0 | 47.3 | 0.0276 | 0 | [6 empty] | DEER:HVAC_Split-Package_AC | Annual
Any | NE-HVAC-airAC-SpltPkg-65to134kBtuh-13p0eer-woutPreEcono | RFF | Ex | CZ01 | cDXGF | SWHC013-02 | DEER2020 | D20v1 | 2020-11-09 | Cap-Tons | 1 |  | None | 424 | 0.0779 | 55.2 | 14.8 | 0.0226 | 0 | [6 empty] | DEER:HVAC_Split-Package_AC | Annual
Any | NE-HVAC-airAC-SpltPkg-65to134kBtuh-13p0eer-woutPreEcono | RFF | Ex | CZ02 | cDXGF | SWHC013-02 | DEER2020 | D20v1 | 2020-11-09 | Cap-Tons | 1 |  | None | 588 | 0.203 | 33.5 | 124 | 0.135 | 0 | [6 empty] | DEER:HVAC_Split-Package_AC | Annual
Any | NE-HVAC-airAC-SpltPkg-65to134kBtuh-13p0eer-woutPreEcono | RFF | Ex | CZ03 | cDXGF | SWHC013-02 | DEER2020 | D20v1 | 2020-11-09 | Cap-Tons | 1 |  | None | 481 | 0.151 | 25.4 | 49.5 | 0.0647 | 0 | [6 empty] | DEER:HVAC_Split-Package_AC | Annual
Any | NE-HVAC-airAC-SpltPkg-65to134kBtuh-13p0eer-woutPreEcono | RFF | Ex | CZ04 | cDXGF | SWHC013-02 | DEER2020 | D20v1 | 2020-11-09 | Cap-Tons | 1 |  | None | 609 | 0.198 | 23.3 | 135 | 0.117 | 0 | [6 empty] | DEER:HVAC_Split-Package_AC | Annual
Any | NE-HVAC-airAC-SpltPkg-65to134kBtuh-13p0eer-woutPreEcono | RFF | Ex | CZ05 | cDXGF | SWHC013-02 | DEER2020 | D20v1 | 2020-11-09 | Cap-Tons | 1 |  | None | 486 | 0.116 | 30.2 | 49.7 | 0.0411 | 0 | [6 empty] | DEER:HVAC_Split-Package_AC | Annual
Any | NE-HVAC-airAC-SpltPkg-65to134kBtuh-13p0eer-woutPreEcono | RFF | Ex | CZ06 | cDXGF | SWHC013-02 | DEER2020 | D20v1 | 2020-11-09 | Cap-Tons | 1 |  | None | 571 | 0.179 | 10.6 | 114 | 0.081 | 0 | [6 empty] | DEER:HVAC_Split-Package_AC | Annual
Any | NE-HVAC-airAC-SpltPkg-65to134kBtuh-13p0eer-woutPreEcono | RFF | Ex | CZ07 | cDXGF | SWHC013-02 | DEER2020 | D20v1 | 2020-11-09 | Cap-Tons | 1 |  | None | 567 | 0.156 | 7.13 | 106 | 0.0679 | 0 | [6 empty] | DEER:HVAC_Split-Package_AC | Annual
Any | NE-HVAC-airAC-SpltPkg-65to134kBtuh-13p0eer-woutPreEcono | RFF | Ex | CZ08 | cDXGF | SWHC013-02 | DEER2020 | D20v1 | 2020-11-09 | Cap-Tons | 1 |  | None | 640 | 0.182 | 10.6 | 174 | 0.097 | 0 | [6 empty] | DEER:HVAC_Split-Package_AC | Annual
Any | NE-HVAC-airAC-SpltPkg-65to134kBtuh-13p0eer-woutPreEcono | RFF | Ex | CZ09 | cDXGF | SWHC013-02 | DEER2020 | D20v1 | 2020-11-09 | Cap-Tons | 1 |  | None | 698 | 0.217 | 9.91 | 147 | 0.115 | 0 | [6 empty] | DEER:HVAC_Split-Package_AC | Annual
Any | NE-HVAC-airAC-SpltPkg-65to134kBtuh-13p0eer-woutPreEcono | RFF | Ex | CZ10 | cDXGF | SWHC013-02 | DEER2020 | D20v1 | 2020-11-09 | Cap-Tons | 1 |  | None | 768 | 0.23 | 13.8 | 180 | 0.129 | 0 | [6 empty] | DEER:HVAC_Split-Package_AC | Annual
Any | NE-HVAC-airAC-SpltPkg-65to134kBtuh-13p0eer-woutPreEcono | RFF | Ex | CZ11 | cDXGF | SWHC013-02 | DEER2020 | D20v1 | 2020-11-09 | Cap-Tons | 1 |  | None | 769 | 0.242 | 19.8 | 177 | 0.129 | 0 | [6 empty] | DEER:HVAC_Split-Package_AC | Annual
Any | NE-HVAC-airAC-SpltPkg-65to134kBtuh-13p0eer-woutPreEcono | RFF | Ex | CZ12 | cDXGF | SWHC013-02 | DEER2020 | D20v1 | 2020-11-09 | Cap-Tons | 1 |  | None | 708 | 0.229 | 23.3 | 149 | 0.135 | 0 | [6 empty] | DEER:HVAC_Split-Package_AC | Annual
Any | NE-HVAC-airAC-SpltPkg-65to134kBtuh-13p0eer-woutPreEcono | RFF | Ex | CZ13 | cDXGF | SWHC013-02 | DEER2020 | D20v1 | 2020-11-09 | Cap-Tons | 1 |  | None | 791 | 0.233 | 18.3 | 188 | 0.123 | 0 | [6 empty] | DEER:HVAC_Split-Package_AC | Annual
Any | NE-HVAC-airAC-SpltPkg-65to134kBtuh-13p0eer-woutPreEcono | RFF | Ex | CZ14 | cDXGF | SWHC013-02 | DEER2020 | D20v1 | 2020-11-09 | Cap-Tons | 1 |  | None | 795 | 0.241 | 22 | 173 | 0.107 | 0 | [6 empty] | DEER:HVAC_Split-Package_AC | Annual
Any | NE-HVAC-airAC-SpltPkg-65to134kBtuh-13p0eer-woutPreEcono | RFF | Ex | CZ15 | cDXGF | SWHC013-02 | DEER2020 | D20v1 | 2020-11-09 | Cap-Tons | 1 |  | None | 1000 | 0.266 | 2.98 | 273 | 0.113 | 0 | [6 empty] | DEER:HVAC_Split-Package_AC | Annual
Any | NE-HVAC-airAC-SpltPkg-65to134kBtuh-13p0eer-woutPreEcono | RFF | Ex | CZ16 | cDXGF | SWHC013-02 | DEER2020 | D20v1 | 2020-11-09 | Cap-Tons | 1 |  | None | 611 | 0.18 | 50.9 | 77.5 | 0.074 | 0 | [6 empty] | DEER:HVAC_Split-Package_AC | Annual
Any | NE-HVAC-airAC-SpltPkg-65to134kBtuh-13p0eer-woutPreEcono | RFF | New | CZ01 | cDXGF | SWHC013-02 | DEER2020 | D20v1 | 2020-11-09 | Cap-Tons | 1 |  | None | 11.5 | 0.0186 | 0 | 11.5 | 0.0186 | 0 | [6 empty] | DEER:HVAC_Split-Package_AC | Annual
Any | NE-HVAC-airAC-SpltPkg-65to134kBtuh-13p0eer-woutPreEcono | RFF | New | CZ02 | cDXGF | SWHC013-02 | DEER2020 | D20v1 | 2020-11-09 | Cap-Tons | 1 |  | None | 111 | 0.132 | 0 | 111 | 0.132 | 0 | [6 empty] | DEER:HVAC_Split-Package_AC | Annual
Any | NE-HVAC-airAC-SpltPkg-65to134kBtuh-13p0eer-woutPreEcono | RFF | New | CZ03 | cDXGF | SWHC013-02 | DEER2020 | D20v1 | 2020-11-09 | Cap-Tons | 1 |  | None | 43.3 | 0.0619 | 0 | 43.3 | 0.0619 | 0 | [6 empty] | DEER:HVAC_Split-Package_AC | Annual
Any | NE-HVAC-airAC-SpltPkg-65to134kBtuh-13p0eer-woutPreEcono | RFF | New | CZ04 | cDXGF | SWHC013-02 | DEER2020 | D20v1 | 2020-11-09 | Cap-Tons | 1 |  | None | 122 | 0.115 | 0 | 122 | 0.115 | 0 | [6 empty] | DEER:HVAC_Split-Package_AC | Annual
Any | NE-HVAC-airAC-SpltPkg-65to134kBtuh-13p0eer-woutPreEcono | RFF | New | CZ05 | cDXGF | SWHC013-02 | DEER2020 | D20v1 | 2020-11-09 | Cap-Tons | 1 |  | None | 42.5 | 0.0389 | 0 | 42.5 | 0.0389 | 0 | [6 empty] | DEER:HVAC_Split-Package_AC | Annual
Any | NE-HVAC-airAC-SpltPkg-65to134kBtuh-13p0eer-woutPreEcono | RFF | New | CZ06 | cDXGF | SWHC013-02 | DEER2020 | D20v1 | 2020-11-09 | Cap-Tons | 1 |  | None | 107 | 0.0814 | 0 | 107 | 0.0814 | 0 | [6 empty] | DEER:HVAC_Split-Package_AC | Annual
Any | NE-HVAC-airAC-SpltPkg-65to134kBtuh-13p0eer-woutPreEcono | RFF | New | CZ07 | cDXGF | SWHC013-02 | DEER2020 | D20v1 | 2020-11-09 | Cap-Tons | 1 |  | None | 97.8 | 0.0672 | 0 | 97.8 | 0.0672 | 0 | [6 empty] | DEER:HVAC_Split-Package_AC | Annual
Any | NE-HVAC-airAC-SpltPkg-65to134kBtuh-13p0eer-woutPreEcono | RFF | New | CZ08 | cDXGF | SWHC013-02 | DEER2020 | D20v1 | 2020-11-09 | Cap-Tons | 1 |  | None | 162 | 0.0954 | 0 | 162 | 0.0954 | 0 | [6 empty] | DEER:HVAC_Split-Package_AC | Annual
Any | NE-HVAC-airAC-SpltPkg-65to134kBtuh-13p0eer-woutPreEcono | RFF | New | CZ09 | cDXGF | SWHC013-02 | DEER2020 | D20v1 | 2020-11-09 | Cap-Tons | 1 |  | None | 138 | 0.113 | 0 | 138 | 0.113 | 0 | [6 empty] | DEER:HVAC_Split-Package_AC | Annual
Any | NE-HVAC-airAC-SpltPkg-65to134kBtuh-13p0eer-woutPreEcono | RFF | New | CZ10 | cDXGF | SWHC013-02 | DEER2020 | D20v1 | 2020-11-09 | Cap-Tons | 1 |  | None | 168 | 0.125 | 0 | 168 | 0.125 | 0 | [6 empty] | DEER:HVAC_Split-Package_AC | Annual
Any | NE-HVAC-airAC-SpltPkg-65to134kBtuh-13p0eer-woutPreEcono | RFF | New | CZ11 | cDXGF | SWHC013-02 | DEER2020 | D20v1 | 2020-11-09 | Cap-Tons | 1 |  | None | 169 | 0.126 | 0 | 169 | 0.126 | 0 | [6 empty] | DEER:HVAC_Split-Package_AC | Annual
Any | NE-HVAC-airAC-SpltPkg-65to134kBtuh-13p0eer-woutPreEcono | RFF | New | CZ12 | cDXGF | SWHC013-02 | DEER2020 | D20v1 | 2020-11-09 | Cap-Tons | 1 |  | None | 140 | 0.131 | 0 | 140 | 0.131 | 0 | [6 empty] | DEER:HVAC_Split-Package_AC | Annual
Any | NE-HVAC-airAC-SpltPkg-65to134kBtuh-13p0eer-woutPreEcono | RFF | New | CZ13 | cDXGF | SWHC013-02 | DEER2020 | D20v1 | 2020-11-09 | Cap-Tons | 1 |  | None | 180 | 0.12 | 0 | 180 | 0.12 | 0 | [6 empty] | DEER:HVAC_Split-Package_AC | Annual
Any | NE-HVAC-airAC-SpltPkg-65to134kBtuh-13p0eer-woutPreEcono | RFF | New | CZ14 | cDXGF | SWHC013-02 | DEER2020 | D20v1 | 2020-11-09 | Cap-Tons | 1 |  | None | 165 | 0.103 | 0 | 165 | 0.103 | 0 | [6 empty] | DEER:HVAC_Split-Package_AC | Annual
Any | NE-HVAC-airAC-SpltPkg-65to134kBtuh-13p0eer-woutPreEcono | RFF | New | CZ15 | cDXGF | SWHC013-02 | DEER2020 | D20v1 | 2020-11-09 | Cap-Tons | 1 |  | None | 260 | 0.108 | 0 | 260 | 0.108 | 0 | [6 empty] | DEER:HVAC_Split-Package_AC | Annual
Any | NE-HVAC-airAC-SpltPkg-65to134kBtuh-13p0eer-woutPreEcono | RFF | New | CZ16 | cDXGF | SWHC013-02 | DEER2020 | D20v1 | 2020-11-09 | Cap-Tons | 1 |  | None | 74.6 | 0.0721 | 0 | 74.6 | 0.0721 | 0 | [6 empty] | DEER:HVAC_Split-Package_AC | Annual
Any | NE-HVAC-airAC-SpltPkg-65to134kBtuh-13p0eer-woutPreEcono | RSD | Ex | CZ01 | cDXGF | SWHC013-02 | DEER2020 | D20v1 | 2020-11-09 | Cap-Tons | 1 |  | None | 338 | 0.0697 | 29.8 | 16.6 | 0.0228 | 0 | [6 empty] | DEER:HVAC_Split-Package_AC | Annual
Any | NE-HVAC-airAC-SpltPkg-65to134kBtuh-13p0eer-woutPreEcono | RSD | Ex | CZ02 | cDXGF | SWHC013-02 | DEER2020 | D20v1 | 2020-11-09 | Cap-Tons | 1 |  | None | 498 | 0.217 | 17.7 | 124 | 0.126 | 0 | [6 empty] | DEER:HVAC_Split-Package_AC | Annual
Any | NE-HVAC-airAC-SpltPkg-65to134kBtuh-13p0eer-woutPreEcono | RSD | Ex | CZ03 | cDXGF | SWHC013-02 | DEER2020 | D20v1 | 2020-11-09 | Cap-Tons | 1 |  | None | 383 | 0.152 | 15.4 | 64.6 | 0.0677 | 0 | [6 empty] | DEER:HVAC_Split-Package_AC | Annual
Any | NE-HVAC-airAC-SpltPkg-65to134kBtuh-13p0eer-woutPreEcono | RSD | Ex | CZ04 | cDXGF | SWHC013-02 | DEER2020 | D20v1 | 2020-11-09 | Cap-Tons | 1 |  | None | 525 | 0.204 | 10.9 | 139 | 0.112 | 0 | [6 empty] | DEER:HVAC_Split-Package_AC | Annual
Any | NE-HVAC-airAC-SpltPkg-65to134kBtuh-13p0eer-woutPreEcono | RSD | Ex | CZ05 | cDXGF | SWHC013-02 | DEER2020 | D20v1 | 2020-11-09 | Cap-Tons | 1 |  | None | 387 | 0.114 | 14.8 | 64.1 | 0.0433 | 0 | [6 empty] | DEER:HVAC_Split-Package_AC | Annual
Any | NE-HVAC-airAC-SpltPkg-65to134kBtuh-13p0eer-woutPreEcono | RSD | Ex | CZ06 | cDXGF | SWHC013-02 | DEER2020 | D20v1 | 2020-11-09 | Cap-Tons | 1 |  | None | 464 | 0.177 | 4.41 | 132 | 0.0843 | 0 | [6 empty] | DEER:HVAC_Split-Package_AC | Annual
Any | NE-HVAC-airAC-SpltPkg-65to134kBtuh-13p0eer-woutPreEcono | RSD | Ex | CZ07 | cDXGF | SWHC013-02 | DEER2020 | D20v1 | 2020-11-09 | Cap-Tons | 1 |  | None | 439 | 0.15 | 1.65 | 123 | 0.0715 | 0 | [6 empty] | DEER:HVAC_Split-Package_AC | Annual
Any | NE-HVAC-airAC-SpltPkg-65to134kBtuh-13p0eer-woutPreEcono | RSD | Ex | CZ08 | cDXGF | SWHC013-02 | DEER2020 | D20v1 | 2020-11-09 | Cap-Tons | 1 |  | None | 536 | 0.185 | 3.5 | 163 | 0.0888 | 0 | [6 empty] | DEER:HVAC_Split-Package_AC | Annual
Any | NE-HVAC-airAC-SpltPkg-65to134kBtuh-13p0eer-woutPreEcono | RSD | Ex | CZ09 | cDXGF | SWHC013-02 | DEER2020 | D20v1 | 2020-11-09 | Cap-Tons | 1 |  | None | 588 | 0.222 | 4.33 | 141 | 0.11 | 0 | [6 empty] | DEER:HVAC_Split-Package_AC | Annual
Any | NE-HVAC-airAC-SpltPkg-65to134kBtuh-13p0eer-woutPreEcono | RSD | Ex | CZ10 | cDXGF | SWHC013-02 | DEER2020 | D20v1 | 2020-11-09 | Cap-Tons | 1 |  | None | 641 | 0.244 | 6.52 | 169 | 0.118 | 0 | [6 empty] | DEER:HVAC_Split-Package_AC | Annual
Any | NE-HVAC-airAC-SpltPkg-65to134kBtuh-13p0eer-woutPreEcono | RSD | Ex | CZ11 | cDXGF | SWHC013-02 | DEER2020 | D20v1 | 2020-11-09 | Cap-Tons | 1 |  | None | 637 | 0.258 | 14 | 157 | 0.121 | 0 | [6 empty] | DEER:HVAC_Split-Package_AC | Annual
Any | NE-HVAC-airAC-SpltPkg-65to134kBtuh-13p0eer-woutPreEcono | RSD | Ex | CZ12 | cDXGF | SWHC013-02 | DEER2020 | D20v1 | 2020-11-09 | Cap-Tons | 1 |  | None | 593 | 0.243 | 16.1 | 142 | 0.128 | 0 | [6 empty] | DEER:HVAC_Split-Package_AC | Annual
Any | NE-HVAC-airAC-SpltPkg-65to134kBtuh-13p0eer-woutPreEcono | RSD | Ex | CZ13 | cDXGF | SWHC013-02 | DEER2020 | D20v1 | 2020-11-09 | Cap-Tons | 1 |  | None | 653 | 0.245 | 13.4 | 165 | 0.118 | 0 | [6 empty] | DEER:HVAC_Split-Package_AC | Annual
Any | NE-HVAC-airAC-SpltPkg-65to134kBtuh-13p0eer-woutPreEcono | RSD | Ex | CZ14 | cDXGF | SWHC013-02 | DEER2020 | D20v1 | 2020-11-09 | Cap-Tons | 1 |  | None | 663 | 0.256 | 14.3 | 154 | 0.0973 | 0 | [6 empty] | DEER:HVAC_Split-Package_AC | Annual
Any | NE-HVAC-airAC-SpltPkg-65to134kBtuh-13p0eer-woutPreEcono | RSD | Ex | CZ15 | cDXGF | SWHC013-02 | DEER2020 | D20v1 | 2020-11-09 | Cap-Tons | 1 |  | None | 828 | 0.286 | 1.01 | 225 | 0.101 | 0 | [6 empty] | DEER:HVAC_Split-Package_AC | Annual
Any | NE-HVAC-airAC-SpltPkg-65to134kBtuh-13p0eer-woutPreEcono | RSD | Ex | CZ16 | cDXGF | SWHC013-02 | DEER2020 | D20v1 | 2020-11-09 | Cap-Tons | 1 |  | None | 482 | 0.189 | 47.8 | 75.8 | 0.073 | 0 | [6 empty] | DEER:HVAC_Split-Package_AC | Annual
Any | NE-HVAC-airAC-SpltPkg-65to134kBtuh-13p0eer-woutPreEcono | RSD | New | CZ01 | cDXGF | SWHC013-02 | DEER2020 | D20v1 | 2020-11-09 | Cap-Tons | 1 |  | None | 10.7 | 0.0141 | 0 | 10.7 | 0.0141 | 0 | [6 empty] | DEER:HVAC_Split-Package_AC | Annual
Any | NE-HVAC-airAC-SpltPkg-65to134kBtuh-13p0eer-woutPreEcono | RSD | New | CZ02 | cDXGF | SWHC013-02 | DEER2020 | D20v1 | 2020-11-09 | Cap-Tons | 1 |  | None | 108 | 0.123 | 0 | 108 | 0.123 | 0 | [6 empty] | DEER:HVAC_Split-Package_AC | Annual
Any | NE-HVAC-airAC-SpltPkg-65to134kBtuh-13p0eer-woutPreEcono | RSD | New | CZ03 | cDXGF | SWHC013-02 | DEER2020 | D20v1 | 2020-11-09 | Cap-Tons | 1 |  | None | 47.2 | 0.0615 | 0 | 47.2 | 0.0615 | 0 | [6 empty] | DEER:HVAC_Split-Package_AC | Annual
Any | NE-HVAC-airAC-SpltPkg-65to134kBtuh-13p0eer-woutPreEcono | RSD | New | CZ04 | cDXGF | SWHC013-02 | DEER2020 | D20v1 | 2020-11-09 | Cap-Tons | 1 |  | None | 119 | 0.109 | 0 | 119 | 0.109 | 0 | [6 empty] | DEER:HVAC_Split-Package_AC | Annual
Any | NE-HVAC-airAC-SpltPkg-65to134kBtuh-13p0eer-woutPreEcono | RSD | New | CZ05 | cDXGF | SWHC013-02 | DEER2020 | D20v1 | 2020-11-09 | Cap-Tons | 1 |  | None | 43.3 | 0.0371 | 0 | 43.3 | 0.0371 | 0 | [6 empty] | DEER:HVAC_Split-Package_AC | Annual
Any | NE-HVAC-airAC-SpltPkg-65to134kBtuh-13p0eer-woutPreEcono | RSD | New | CZ06 | cDXGF | SWHC013-02 | DEER2020 | D20v1 | 2020-11-09 | Cap-Tons | 1 |  | None | 113 | 0.0861 | 0 | 113 | 0.0861 | 0 | [6 empty] | DEER:HVAC_Split-Package_AC | Annual
Any | NE-HVAC-airAC-SpltPkg-65to134kBtuh-13p0eer-woutPreEcono | RSD | New | CZ07 | cDXGF | SWHC013-02 | DEER2020 | D20v1 | 2020-11-09 | Cap-Tons | 1 |  | None | 98.7 | 0.0686 | 0 | 98.7 | 0.0686 | 0 | [6 empty] | DEER:HVAC_Split-Package_AC | Annual
Any | NE-HVAC-airAC-SpltPkg-65to134kBtuh-13p0eer-woutPreEcono | RSD | New | CZ08 | cDXGF | SWHC013-02 | DEER2020 | D20v1 | 2020-11-09 | Cap-Tons | 1 |  | None | 143 | 0.0855 | 0 | 143 | 0.0855 | 0 | [6 empty] | DEER:HVAC_Split-Package_AC | Annual
Any | NE-HVAC-airAC-SpltPkg-65to134kBtuh-13p0eer-woutPreEcono | RSD | New | CZ09 | cDXGF | SWHC013-02 | DEER2020 | D20v1 | 2020-11-09 | Cap-Tons | 1 |  | None | 129 | 0.106 | 0 | 129 | 0.106 | 0 | [6 empty] | DEER:HVAC_Split-Package_AC | Annual
Any | NE-HVAC-airAC-SpltPkg-65to134kBtuh-13p0eer-woutPreEcono | RSD | New | CZ10 | cDXGF | SWHC013-02 | DEER2020 | D20v1 | 2020-11-09 | Cap-Tons | 1 |  | None | 156 | 0.116 | 0 | 156 | 0.116 | 0 | [6 empty] | DEER:HVAC_Split-Package_AC | Annual
Any | NE-HVAC-airAC-SpltPkg-65to134kBtuh-13p0eer-woutPreEcono | RSD | New | CZ11 | cDXGF | SWHC013-02 | DEER2020 | D20v1 | 2020-11-09 | Cap-Tons | 1 |  | None | 149 | 0.118 | 0 | 149 | 0.118 | 0 | [6 empty] | DEER:HVAC_Split-Package_AC | Annual
Any | NE-HVAC-airAC-SpltPkg-65to134kBtuh-13p0eer-woutPreEcono | RSD | New | CZ12 | cDXGF | SWHC013-02 | DEER2020 | D20v1 | 2020-11-09 | Cap-Tons | 1 |  | None | 132 | 0.125 | 0 | 132 | 0.125 | 0 | [6 empty] | DEER:HVAC_Split-Package_AC | Annual
Any | NE-HVAC-airAC-SpltPkg-65to134kBtuh-13p0eer-woutPreEcono | RSD | New | CZ13 | cDXGF | SWHC013-02 | DEER2020 | D20v1 | 2020-11-09 | Cap-Tons | 1 |  | None | 156 | 0.114 | 0 | 156 | 0.114 | 0 | [6 empty] | DEER:HVAC_Split-Package_AC | Annual
Any | NE-HVAC-airAC-SpltPkg-65to134kBtuh-13p0eer-woutPreEcono | RSD | New | CZ14 | cDXGF | SWHC013-02 | DEER2020 | D20v1 | 2020-11-09 | Cap-Tons | 1 |  | None | 146 | 0.0933 | 0 | 146 | 0.0933 | 0 | [6 empty] | DEER:HVAC_Split-Package_AC | Annual
Any | NE-HVAC-airAC-SpltPkg-65to134kBtuh-13p0eer-woutPreEcono | RSD | New | CZ15 | cDXGF | SWHC013-02 | DEER2020 | D20v1 | 2020-11-09 | Cap-Tons | 1 |  | None | 214 | 0.0961 | 0 | 214 | 0.0961 | 0 | [6 empty] | DEER:HVAC_Split-Package_AC | Annual
Any | NE-HVAC-airAC-SpltPkg-65to134kBtuh-13p0eer-woutPreEcono | RSD | New | CZ16 | cDXGF | SWHC013-02 | DEER2020 | D20v1 | 2020-11-09 | Cap-Tons | 1 |  | None | 68.2 | 0.0704 | 0 | 68.2 | 0.0704 | 0 | [6 empty] | DEER:HVAC_Split-Package_AC | Annual
Any | NE-HVAC-airAC-SpltPkg-65to134kBtuh-13p0eer-woutPreEcono | Rt3 | Ex | CZ01 | cDXGF | SWHC013-02 | DEER2020 | D20v1 | 2020-11-09 | Cap-Tons | 1 |  | None | 604 | 0.173 | 13.9 | 24.6 | 0.0328 | 0 | [6 empty] | DEER:HVAC_Split-Package_AC | Annual
Any | NE-HVAC-airAC-SpltPkg-65to134kBtuh-13p0eer-woutPreEcono | Rt3 | Ex | CZ02 | cDXGF | SWHC013-02 | DEER2020 | D20v1 | 2020-11-09 | Cap-Tons | 1 |  | None | 742 | 0.227 | 7.04 | 118 | 0.117 | 0 | [6 empty] | DEER:HVAC_Split-Package_AC | Annual
Any | NE-HVAC-airAC-SpltPkg-65to134kBtuh-13p0eer-woutPreEcono | Rt3 | Ex | CZ03 | cDXGF | SWHC013-02 | DEER2020 | D20v1 | 2020-11-09 | Cap-Tons | 1 |  | None | 686 | 0.177 | 5.1 | 72 | 0.0776 | 0 | [6 empty] | DEER:HVAC_Split-Package_AC | Annual
Any | NE-HVAC-airAC-SpltPkg-65to134kBtuh-13p0eer-woutPreEcono | Rt3 | Ex | CZ04 | cDXGF | SWHC013-02 | DEER2020 | D20v1 | 2020-11-09 | Cap-Tons | 1 |  | None | 756 | 0.216 | 3.93 | 127 | 0.106 | 0 | [6 empty] | DEER:HVAC_Split-Package_AC | Annual
Any | NE-HVAC-airAC-SpltPkg-65to134kBtuh-13p0eer-woutPreEcono | Rt3 | Ex | CZ05 | cDXGF | SWHC013-02 | DEER2020 | D20v1 | 2020-11-09 | Cap-Tons | 1 |  | None | 707 | 0.165 | 4.27 | 73.6 | 0.0518 | 0 | [6 empty] | DEER:HVAC_Split-Package_AC | Annual
Any | NE-HVAC-airAC-SpltPkg-65to134kBtuh-13p0eer-woutPreEcono | Rt3 | Ex | CZ06 | cDXGF | SWHC013-02 | DEER2020 | D20v1 | 2020-11-09 | Cap-Tons | 1 |  | None | 771 | 0.195 | 0.999 | 151 | 0.0992 | 0 | [6 empty] | DEER:HVAC_Split-Package_AC | Annual
Any | NE-HVAC-airAC-SpltPkg-65to134kBtuh-13p0eer-woutPreEcono | Rt3 | Ex | CZ07 | cDXGF | SWHC013-02 | DEER2020 | D20v1 | 2020-11-09 | Cap-Tons | 1 |  | None | 803 | 0.18 | 0.3 | 141 | 0.0866 | 0 | [6 empty] | DEER:HVAC_Split-Package_AC | Annual
Any | NE-HVAC-airAC-SpltPkg-65to134kBtuh-13p0eer-woutPreEcono | Rt3 | Ex | CZ08 | cDXGF | SWHC013-02 | DEER2020 | D20v1 | 2020-11-09 | Cap-Tons | 1 |  | None | 809 | 0.2 | 0.717 | 163 | 0.0935 | 0 | [6 empty] | DEER:HVAC_Split-Package_AC | Annual
Any | NE-HVAC-airAC-SpltPkg-65to134kBtuh-13p0eer-woutPreEcono | Rt3 | Ex | CZ09 | cDXGF | SWHC013-02 | DEER2020 | D20v1 | 2020-11-09 | Cap-Tons | 1 |  | None | 796 | 0.23 | 1.01 | 137 | 0.107 | 0 | [6 empty] | DEER:HVAC_Split-Package_AC | Annual
Any | NE-HVAC-airAC-SpltPkg-65to134kBtuh-13p0eer-woutPreEcono | Rt3 | Ex | CZ10 | cDXGF | SWHC013-02 | DEER2020 | D20v1 | 2020-11-09 | Cap-Tons | 1 |  | None | 834 | 0.237 | 1.26 | 162 | 0.116 | 0 | [6 empty] | DEER:HVAC_Split-Package_AC | Annual
Any | NE-HVAC-airAC-SpltPkg-65to134kBtuh-13p0eer-woutPreEcono | Rt3 | Ex | CZ11 | cDXGF | SWHC013-02 | DEER2020 | D20v1 | 2020-11-09 | Cap-Tons | 1 |  | None | 785 | 0.259 | 4.91 | 150 | 0.116 | 0 | [6 empty] | DEER:HVAC_Split-Package_AC | Annual
Any | NE-HVAC-airAC-SpltPkg-65to134kBtuh-13p0eer-woutPreEcono | Rt3 | Ex | CZ12 | cDXGF | SWHC013-02 | DEER2020 | D20v1 | 2020-11-09 | Cap-Tons | 1 |  | None | 784 | 0.252 | 5.46 | 134 | 0.117 | 0 | [6 empty] | DEER:HVAC_Split-Package_AC | Annual
Any | NE-HVAC-airAC-SpltPkg-65to134kBtuh-13p0eer-woutPreEcono | Rt3 | Ex | CZ13 | cDXGF | SWHC013-02 | DEER2020 | D20v1 | 2020-11-09 | Cap-Tons | 1 |  | None | 797 | 0.247 | 4.43 | 158 | 0.11 | 0 | [6 empty] | DEER:HVAC_Split-Package_AC | Annual
Any | NE-HVAC-airAC-SpltPkg-65to134kBtuh-13p0eer-woutPreEcono | Rt3 | Ex | CZ14 | cDXGF | SWHC013-02 | DEER2020 | D20v1 | 2020-11-09 | Cap-Tons | 1 |  | None | 776 | 0.245 | 4.83 | 152 | 0.0964 | 0 | [6 empty] | DEER:HVAC_Split-Package_AC | Annual
Any | NE-HVAC-airAC-SpltPkg-65to134kBtuh-13p0eer-woutPreEcono | Rt3 | Ex | CZ15 | cDXGF | SWHC013-02 | DEER2020 | D20v1 | 2020-11-09 | Cap-Tons | 1 |  | None | 906 | 0.269 | 0.155 | 225 | 0.105 | 0 | [6 empty] | DEER:HVAC_Split-Package_AC | Annual
Any | NE-HVAC-airAC-SpltPkg-65to134kBtuh-13p0eer-woutPreEcono | Rt3 | Ex | CZ16 | cDXGF | SWHC013-02 | DEER2020 | D20v1 | 2020-11-09 | Cap-Tons | 1 |  | None | 641 | 0.196 | 25.3 | 88.5 | 0.0811 | 0 | [6 empty] | DEER:HVAC_Split-Package_AC | Annual
Any | NE-HVAC-airAC-SpltPkg-65to134kBtuh-13p0eer-woutPreEcono | Rt3 | New | CZ01 | cDXGF | SWHC013-02 | DEER2020 | D20v1 | 2020-11-09 | Cap-Tons | 1 |  | None | 20.7 | 0.0295 | 0 | 20.7 | 0.0295 | 0 | [6 empty] | DEER:HVAC_Split-Package_AC | Annual
Any | NE-HVAC-airAC-SpltPkg-65to134kBtuh-13p0eer-woutPreEcono | Rt3 | New | CZ02 | cDXGF | SWHC013-02 | DEER2020 | D20v1 | 2020-11-09 | Cap-Tons | 1 |  | None | 109 | 0.115 | 0 | 109 | 0.115 | 0 | [6 empty] | DEER:HVAC_Split-Package_AC | Annual
Any | NE-HVAC-airAC-SpltPkg-65to134kBtuh-13p0eer-woutPreEcono | Rt3 | New | CZ03 | cDXGF | SWHC013-02 | DEER2020 | D20v1 | 2020-11-09 | Cap-Tons | 1 |  | None | 62.9 | 0.0748 | 0 | 62.9 | 0.0748 | 0 | [6 empty] | DEER:HVAC_Split-Package_AC | Annual
Any | NE-HVAC-airAC-SpltPkg-65to134kBtuh-13p0eer-woutPreEcono | Rt3 | New | CZ04 | cDXGF | SWHC013-02 | DEER2020 | D20v1 | 2020-11-09 | Cap-Tons | 1 |  | None | 117 | 0.103 | 0 | 117 | 0.103 | 0 | [6 empty] | DEER:HVAC_Split-Package_AC | Annual
Any | NE-HVAC-airAC-SpltPkg-65to134kBtuh-13p0eer-woutPreEcono | Rt3 | New | CZ05 | cDXGF | SWHC013-02 | DEER2020 | D20v1 | 2020-11-09 | Cap-Tons | 1 |  | None | 63.1 | 0.0487 | 0 | 63.1 | 0.0487 | 0 | [6 empty] | DEER:HVAC_Split-Package_AC | Annual
Any | NE-HVAC-airAC-SpltPkg-65to134kBtuh-13p0eer-woutPreEcono | Rt3 | New | CZ06 | cDXGF | SWHC013-02 | DEER2020 | D20v1 | 2020-11-09 | Cap-Tons | 1 |  | None | 138 | 0.0979 | 0 | 138 | 0.0979 | 0 | [6 empty] | DEER:HVAC_Split-Package_AC | Annual
Any | NE-HVAC-airAC-SpltPkg-65to134kBtuh-13p0eer-woutPreEcono | Rt3 | New | CZ07 | cDXGF | SWHC013-02 | DEER2020 | D20v1 | 2020-11-09 | Cap-Tons | 1 |  | None | 128 | 0.0851 | 0 | 128 | 0.0851 | 0 | [6 empty] | DEER:HVAC_Split-Package_AC | Annual
Any | NE-HVAC-airAC-SpltPkg-65to134kBtuh-13p0eer-woutPreEcono | Rt3 | New | CZ08 | cDXGF | SWHC013-02 | DEER2020 | D20v1 | 2020-11-09 | Cap-Tons | 1 |  | None | 150 | 0.0913 | 0 | 150 | 0.0913 | 0 | [6 empty] | DEER:HVAC_Split-Package_AC | Annual
Any | NE-HVAC-airAC-SpltPkg-65to134kBtuh-13p0eer-woutPreEcono | Rt3 | New | CZ09 | cDXGF | SWHC013-02 | DEER2020 | D20v1 | 2020-11-09 | Cap-Tons | 1 |  | None | 127 | 0.105 | 0 | 127 | 0.105 | 0 | [6 empty] | DEER:HVAC_Split-Package_AC | Annual
Any | NE-HVAC-airAC-SpltPkg-65to134kBtuh-13p0eer-woutPreEcono | Rt3 | New | CZ10 | cDXGF | SWHC013-02 | DEER2020 | D20v1 | 2020-11-09 | Cap-Tons | 1 |  | None | 152 | 0.114 | 0 | 152 | 0.114 | 0 | [6 empty] | DEER:HVAC_Split-Package_AC | Annual
Any | NE-HVAC-airAC-SpltPkg-65to134kBtuh-13p0eer-woutPreEcono | Rt3 | New | CZ11 | cDXGF | SWHC013-02 | DEER2020 | D20v1 | 2020-11-09 | Cap-Tons | 1 |  | None | 145 | 0.113 | 0 | 145 | 0.113 | 0 | [6 empty] | DEER:HVAC_Split-Package_AC | Annual
Any | NE-HVAC-airAC-SpltPkg-65to134kBtuh-13p0eer-woutPreEcono | Rt3 | New | CZ12 | cDXGF | SWHC013-02 | DEER2020 | D20v1 | 2020-11-09 | Cap-Tons | 1 |  | None | 127 | 0.114 | 0 | 127 | 0.114 | 0 | [6 empty] | DEER:HVAC_Split-Package_AC | Annual
Any | NE-HVAC-airAC-SpltPkg-65to134kBtuh-13p0eer-woutPreEcono | Rt3 | New | CZ13 | cDXGF | SWHC013-02 | DEER2020 | D20v1 | 2020-11-09 | Cap-Tons | 1 |  | None | 151 | 0.107 | 0 | 151 | 0.107 | 0 | [6 empty] | DEER:HVAC_Split-Package_AC | Annual
Any | NE-HVAC-airAC-SpltPkg-65to134kBtuh-13p0eer-woutPreEcono | Rt3 | New | CZ14 | cDXGF | SWHC013-02 | DEER2020 | D20v1 | 2020-11-09 | Cap-Tons | 1 |  | None | 146 | 0.0925 | 0 | 146 | 0.0925 | 0 | [6 empty] | DEER:HVAC_Split-Package_AC | Annual
Any | NE-HVAC-airAC-SpltPkg-65to134kBtuh-13p0eer-woutPreEcono | Rt3 | New | CZ15 | cDXGF | SWHC013-02 | DEER2020 | D20v1 | 2020-11-09 | Cap-Tons | 1 |  | None | 214 | 0.0999 | 0 | 214 | 0.0999 | 0 | [6 empty] | DEER:HVAC_Split-Package_AC | Annual
Any | NE-HVAC-airAC-SpltPkg-65to134kBtuh-13p0eer-woutPreEcono | Rt3 | New | CZ16 | cDXGF | SWHC013-02 | DEER2020 | D20v1 | 2020-11-09 | Cap-Tons | 1 |  | None | 85.9 | 0.0781 | 0 | 85.9 | 0.0781 | 0 | [6 empty] | DEER:HVAC_Split-Package_AC | Annual
Any | NE-HVAC-airAC-SpltPkg-65to134kBtuh-13p0eer-woutPreEcono | RtL | Ex | CZ01 | cDXGF | SWHC013-02 | DEER2020 | D20v1 | 2020-11-09 | Cap-Tons | 1 |  | None | 594 | 0.145 | 22.3 | 41.3 | 0.0355 | 0 | [6 empty] | DEER:HVAC_Split-Package_AC | Annual
Any | NE-HVAC-airAC-SpltPkg-65to134kBtuh-13p0eer-woutPreEcono | RtL | Ex | CZ02 | cDXGF | SWHC013-02 | DEER2020 | D20v1 | 2020-11-09 | Cap-Tons | 1 |  | None | 756 | 0.23 | 12.2 | 127 | 0.117 | 0 | [6 empty] | DEER:HVAC_Split-Package_AC | Annual
Any | NE-HVAC-airAC-SpltPkg-65to134kBtuh-13p0eer-woutPreEcono | RtL | Ex | CZ03 | cDXGF | SWHC013-02 | DEER2020 | D20v1 | 2020-11-09 | Cap-Tons | 1 |  | None | 669 | 0.171 | 9.3 | 93.4 | 0.0774 | 0 | [6 empty] | DEER:HVAC_Split-Package_AC | Annual
Any | NE-HVAC-airAC-SpltPkg-65to134kBtuh-13p0eer-woutPreEcono | RtL | Ex | CZ04 | cDXGF | SWHC013-02 | DEER2020 | D20v1 | 2020-11-09 | Cap-Tons | 1 |  | None | 771 | 0.218 | 7.72 | 144 | 0.106 | 0 | [6 empty] | DEER:HVAC_Split-Package_AC | Annual
Any | NE-HVAC-airAC-SpltPkg-65to134kBtuh-13p0eer-woutPreEcono | RtL | Ex | CZ05 | cDXGF | SWHC013-02 | DEER2020 | D20v1 | 2020-11-09 | Cap-Tons | 1 |  | None | 675 | 0.15 | 10.1 | 94 | 0.0504 | 0 | [6 empty] | DEER:HVAC_Split-Package_AC | Annual
Any | NE-HVAC-airAC-SpltPkg-65to134kBtuh-13p0eer-woutPreEcono | RtL | Ex | CZ06 | cDXGF | SWHC013-02 | DEER2020 | D20v1 | 2020-11-09 | Cap-Tons | 1 |  | None | 742 | 0.19 | 3.7 | 176 | 0.101 | 0 | [6 empty] | DEER:HVAC_Split-Package_AC | Annual
Any | NE-HVAC-airAC-SpltPkg-65to134kBtuh-13p0eer-woutPreEcono | RtL | Ex | CZ07 | cDXGF | SWHC013-02 | DEER2020 | D20v1 | 2020-11-09 | Cap-Tons | 1 |  | None | 755 | 0.173 | 2.28 | 164 | 0.0855 | 0 | [6 empty] | DEER:HVAC_Split-Package_AC | Annual
Any | NE-HVAC-airAC-SpltPkg-65to134kBtuh-13p0eer-woutPreEcono | RtL | Ex | CZ08 | cDXGF | SWHC013-02 | DEER2020 | D20v1 | 2020-11-09 | Cap-Tons | 1 |  | None | 804 | 0.202 | 2.53 | 170 | 0.088 | 0 | [6 empty] | DEER:HVAC_Split-Package_AC | Annual
Any | NE-HVAC-airAC-SpltPkg-65to134kBtuh-13p0eer-woutPreEcono | RtL | Ex | CZ09 | cDXGF | SWHC013-02 | DEER2020 | D20v1 | 2020-11-09 | Cap-Tons | 1 |  | None | 810 | 0.233 | 2.63 | 146 | 0.106 | 0 | [6 empty] | DEER:HVAC_Split-Package_AC | Annual
Any | NE-HVAC-airAC-SpltPkg-65to134kBtuh-13p0eer-woutPreEcono | RtL | Ex | CZ10 | cDXGF | SWHC013-02 | DEER2020 | D20v1 | 2020-11-09 | Cap-Tons | 1 |  | None | 858 | 0.243 | 3.35 | 173 | 0.114 | 0 | [6 empty] | DEER:HVAC_Split-Package_AC | Annual
Any | NE-HVAC-airAC-SpltPkg-65to134kBtuh-13p0eer-woutPreEcono | RtL | Ex | CZ11 | cDXGF | SWHC013-02 | DEER2020 | D20v1 | 2020-11-09 | Cap-Tons | 1 |  | None | 830 | 0.259 | 8.49 | 163 | 0.124 | 0 | [6 empty] | DEER:HVAC_Split-Package_AC | Annual
Any | NE-HVAC-airAC-SpltPkg-65to134kBtuh-13p0eer-woutPreEcono | RtL | Ex | CZ12 | cDXGF | SWHC013-02 | DEER2020 | D20v1 | 2020-11-09 | Cap-Tons | 1 |  | None | 819 | 0.255 | 9.09 | 144 | 0.12 | 0 | [6 empty] | DEER:HVAC_Split-Package_AC | Annual
Any | NE-HVAC-airAC-SpltPkg-65to134kBtuh-13p0eer-woutPreEcono | RtL | Ex | CZ13 | cDXGF | SWHC013-02 | DEER2020 | D20v1 | 2020-11-09 | Cap-Tons | 1 |  | None | 846 | 0.25 | 7.61 | 170 | 0.113 | 0 | [6 empty] | DEER:HVAC_Split-Package_AC | Annual
Any | NE-HVAC-airAC-SpltPkg-65to134kBtuh-13p0eer-woutPreEcono | RtL | Ex | CZ14 | cDXGF | SWHC013-02 | DEER2020 | D20v1 | 2020-11-09 | Cap-Tons | 1 |  | None | 822 | 0.251 | 8.72 | 162 | 0.0976 | 0 | [6 empty] | DEER:HVAC_Split-Package_AC | Annual
Any | NE-HVAC-airAC-SpltPkg-65to134kBtuh-13p0eer-woutPreEcono | RtL | Ex | CZ15 | cDXGF | SWHC013-02 | DEER2020 | D20v1 | 2020-11-09 | Cap-Tons | 1 |  | None | 974 | 0.277 | 0.56 | 236 | 0.105 | 0 | [6 empty] | DEER:HVAC_Split-Package_AC | Annual
Any | NE-HVAC-airAC-SpltPkg-65to134kBtuh-13p0eer-woutPreEcono | RtL | Ex | CZ16 | cDXGF | SWHC013-02 | DEER2020 | D20v1 | 2020-11-09 | Cap-Tons | 1 |  | None | 649 | 0.191 | 40.5 | 96.3 | 0.0832 | 0 | [6 empty] | DEER:HVAC_Split-Package_AC | Annual
Any | NE-HVAC-airAC-SpltPkg-65to134kBtuh-13p0eer-woutPreEcono | RtL | New | CZ01 | cDXGF | SWHC013-02 | DEER2020 | D20v1 | 2020-11-09 | Cap-Tons | 1 |  | None | 41 | 0.036 | 0 | 41 | 0.036 | 0 | [6 empty] | DEER:HVAC_Split-Package_AC | Annual
Any | NE-HVAC-airAC-SpltPkg-65to134kBtuh-13p0eer-woutPreEcono | RtL | New | CZ02 | cDXGF | SWHC013-02 | DEER2020 | D20v1 | 2020-11-09 | Cap-Tons | 1 |  | None | 125 | 0.119 | 0 | 125 | 0.119 | 0 | [6 empty] | DEER:HVAC_Split-Package_AC | Annual
Any | NE-HVAC-airAC-SpltPkg-65to134kBtuh-13p0eer-woutPreEcono | RtL | New | CZ03 | cDXGF | SWHC013-02 | DEER2020 | D20v1 | 2020-11-09 | Cap-Tons | 1 |  | None | 91.6 | 0.0768 | 0 | 91.6 | 0.0768 | 0 | [6 empty] | DEER:HVAC_Split-Package_AC | Annual
Any | NE-HVAC-airAC-SpltPkg-65to134kBtuh-13p0eer-woutPreEcono | RtL | New | CZ04 | cDXGF | SWHC013-02 | DEER2020 | D20v1 | 2020-11-09 | Cap-Tons | 1 |  | None | 141 | 0.107 | 0 | 141 | 0.107 | 0 | [6 empty] | DEER:HVAC_Split-Package_AC | Annual
Any | NE-HVAC-airAC-SpltPkg-65to134kBtuh-13p0eer-woutPreEcono | RtL | New | CZ05 | cDXGF | SWHC013-02 | DEER2020 | D20v1 | 2020-11-09 | Cap-Tons | 1 |  | None | 92.6 | 0.0508 | 0 | 92.6 | 0.0508 | 0 | [6 empty] | DEER:HVAC_Split-Package_AC | Annual
Any | NE-HVAC-airAC-SpltPkg-65to134kBtuh-13p0eer-woutPreEcono | RtL | New | CZ06 | cDXGF | SWHC013-02 | DEER2020 | D20v1 | 2020-11-09 | Cap-Tons | 1 |  | None | 175 | 0.103 | 0 | 175 | 0.103 | 0 | [6 empty] | DEER:HVAC_Split-Package_AC | Annual
Any | NE-HVAC-airAC-SpltPkg-65to134kBtuh-13p0eer-woutPreEcono | RtL | New | CZ07 | cDXGF | SWHC013-02 | DEER2020 | D20v1 | 2020-11-09 | Cap-Tons | 1 |  | None | 163 | 0.0865 | 0 | 163 | 0.0865 | 0 | [6 empty] | DEER:HVAC_Split-Package_AC | Annual
Any | NE-HVAC-airAC-SpltPkg-65to134kBtuh-13p0eer-woutPreEcono | RtL | New | CZ08 | cDXGF | SWHC013-02 | DEER2020 | D20v1 | 2020-11-09 | Cap-Tons | 1 |  | None | 166 | 0.0888 | 0 | 166 | 0.0888 | 0 | [6 empty] | DEER:HVAC_Split-Package_AC | Annual
Any | NE-HVAC-airAC-SpltPkg-65to134kBtuh-13p0eer-woutPreEcono | RtL | New | CZ09 | cDXGF | SWHC013-02 | DEER2020 | D20v1 | 2020-11-09 | Cap-Tons | 1 |  | None | 142 | 0.107 | 0 | 142 | 0.107 | 0 | [6 empty] | DEER:HVAC_Split-Package_AC | Annual
Any | NE-HVAC-airAC-SpltPkg-65to134kBtuh-13p0eer-woutPreEcono | RtL | New | CZ10 | cDXGF | SWHC013-02 | DEER2020 | D20v1 | 2020-11-09 | Cap-Tons | 1 |  | None | 169 | 0.115 | 0 | 169 | 0.115 | 0 | [6 empty] | DEER:HVAC_Split-Package_AC | Annual
Any | NE-HVAC-airAC-SpltPkg-65to134kBtuh-13p0eer-woutPreEcono | RtL | New | CZ11 | cDXGF | SWHC013-02 | DEER2020 | D20v1 | 2020-11-09 | Cap-Tons | 1 |  | None | 162 | 0.125 | 0 | 162 | 0.125 | 0 | [6 empty] | DEER:HVAC_Split-Package_AC | Annual
Any | NE-HVAC-airAC-SpltPkg-65to134kBtuh-13p0eer-woutPreEcono | RtL | New | CZ12 | cDXGF | SWHC013-02 | DEER2020 | D20v1 | 2020-11-09 | Cap-Tons | 1 |  | None | 143 | 0.122 | 0 | 143 | 0.122 | 0 | [6 empty] | DEER:HVAC_Split-Package_AC | Annual
Any | NE-HVAC-airAC-SpltPkg-65to134kBtuh-13p0eer-woutPreEcono | RtL | New | CZ13 | cDXGF | SWHC013-02 | DEER2020 | D20v1 | 2020-11-09 | Cap-Tons | 1 |  | None | 168 | 0.114 | 0 | 168 | 0.114 | 0 | [6 empty] | DEER:HVAC_Split-Package_AC | Annual
Any | NE-HVAC-airAC-SpltPkg-65to134kBtuh-13p0eer-woutPreEcono | RtL | New | CZ14 | cDXGF | SWHC013-02 | DEER2020 | D20v1 | 2020-11-09 | Cap-Tons | 1 |  | None | 161 | 0.0974 | 0 | 161 | 0.0974 | 0 | [6 empty] | DEER:HVAC_Split-Package_AC | Annual
Any | NE-HVAC-airAC-SpltPkg-65to134kBtuh-13p0eer-woutPreEcono | RtL | New | CZ15 | cDXGF | SWHC013-02 | DEER2020 | D20v1 | 2020-11-09 | Cap-Tons | 1 |  | None | 229 | 0.102 | 0 | 229 | 0.102 | 0 | [6 empty] | DEER:HVAC_Split-Package_AC | Annual
Any | NE-HVAC-airAC-SpltPkg-65to134kBtuh-13p0eer-woutPreEcono | RtL | New | CZ16 | cDXGF | SWHC013-02 | DEER2020 | D20v1 | 2020-11-09 | Cap-Tons | 1 |  | None | 97.5 | 0.0833 | 0 | 97.5 | 0.0833 | 0 | [6 empty] | DEER:HVAC_Split-Package_AC | Annual
Any | NE-HVAC-airAC-SpltPkg-65to134kBtuh-13p0eer-woutPreEcono | RtS | Ex | CZ01 | cDXGF | SWHC013-02 | DEER2020 | D20v1 | 2020-11-09 | Cap-Tons | 1 |  | None | 476 | 0.124 | 25.9 | 14.2 | 0.0177 | 0 | [6 empty] | DEER:HVAC_Split-Package_AC | Annual
Any | NE-HVAC-airAC-SpltPkg-65to134kBtuh-13p0eer-woutPreEcono | RtS | Ex | CZ02 | cDXGF | SWHC013-02 | DEER2020 | D20v1 | 2020-11-09 | Cap-Tons | 1 |  | None | 628 | 0.231 | 12.2 | 96.4 | 0.11 | 0 | [6 empty] | DEER:HVAC_Split-Package_AC | Annual
Any | NE-HVAC-airAC-SpltPkg-65to134kBtuh-13p0eer-woutPreEcono | RtS | Ex | CZ03 | cDXGF | SWHC013-02 | DEER2020 | D20v1 | 2020-11-09 | Cap-Tons | 1 |  | None | 540 | 0.171 | 11.4 | 46.8 | 0.0633 | 0 | [6 empty] | DEER:HVAC_Split-Package_AC | Annual
Any | NE-HVAC-airAC-SpltPkg-65to134kBtuh-13p0eer-woutPreEcono | RtS | Ex | CZ04 | cDXGF | SWHC013-02 | DEER2020 | D20v1 | 2020-11-09 | Cap-Tons | 1 |  | None | 630 | 0.222 | 8 | 99.9 | 0.0925 | 0 | [6 empty] | DEER:HVAC_Split-Package_AC | Annual
Any | NE-HVAC-airAC-SpltPkg-65to134kBtuh-13p0eer-woutPreEcono | RtS | Ex | CZ05 | cDXGF | SWHC013-02 | DEER2020 | D20v1 | 2020-11-09 | Cap-Tons | 1 |  | None | 549 | 0.142 | 10.4 | 47.6 | 0.0358 | 0 | [6 empty] | DEER:HVAC_Split-Package_AC | Annual
Any | NE-HVAC-airAC-SpltPkg-65to134kBtuh-13p0eer-woutPreEcono | RtS | Ex | CZ06 | cDXGF | SWHC013-02 | DEER2020 | D20v1 | 2020-11-09 | Cap-Tons | 1 |  | None | 622 | 0.199 | 3.57 | 112 | 0.086 | 0 | [6 empty] | DEER:HVAC_Split-Package_AC | Annual
Any | NE-HVAC-airAC-SpltPkg-65to134kBtuh-13p0eer-woutPreEcono | RtS | Ex | CZ07 | cDXGF | SWHC013-02 | DEER2020 | D20v1 | 2020-11-09 | Cap-Tons | 1 |  | None | 642 | 0.18 | 2.69 | 98.7 | 0.0701 | 0 | [6 empty] | DEER:HVAC_Split-Package_AC | Annual
Any | NE-HVAC-airAC-SpltPkg-65to134kBtuh-13p0eer-woutPreEcono | RtS | Ex | CZ08 | cDXGF | SWHC013-02 | DEER2020 | D20v1 | 2020-11-09 | Cap-Tons | 1 |  | None | 670 | 0.205 | 2.56 | 128 | 0.0796 | 0 | [6 empty] | DEER:HVAC_Split-Package_AC | Annual
Any | NE-HVAC-airAC-SpltPkg-65to134kBtuh-13p0eer-woutPreEcono | RtS | Ex | CZ09 | cDXGF | SWHC013-02 | DEER2020 | D20v1 | 2020-11-09 | Cap-Tons | 1 |  | None | 666 | 0.233 | 2.51 | 114 | 0.0972 | 0 | [6 empty] | DEER:HVAC_Split-Package_AC | Annual
Any | NE-HVAC-airAC-SpltPkg-65to134kBtuh-13p0eer-woutPreEcono | RtS | Ex | CZ10 | cDXGF | SWHC013-02 | DEER2020 | D20v1 | 2020-11-09 | Cap-Tons | 1 |  | None | 714 | 0.243 | 3.31 | 138 | 0.107 | 0 | [6 empty] | DEER:HVAC_Split-Package_AC | Annual
Any | NE-HVAC-airAC-SpltPkg-65to134kBtuh-13p0eer-woutPreEcono | RtS | Ex | CZ11 | cDXGF | SWHC013-02 | DEER2020 | D20v1 | 2020-11-09 | Cap-Tons | 1 |  | None | 697 | 0.255 | 6.88 | 137 | 0.119 | 0 | [6 empty] | DEER:HVAC_Split-Package_AC | Annual
Any | NE-HVAC-airAC-SpltPkg-65to134kBtuh-13p0eer-woutPreEcono | RtS | Ex | CZ12 | cDXGF | SWHC013-02 | DEER2020 | D20v1 | 2020-11-09 | Cap-Tons | 1 |  | None | 683 | 0.254 | 8.44 | 117 | 0.113 | 0 | [6 empty] | DEER:HVAC_Split-Package_AC | Annual
Any | NE-HVAC-airAC-SpltPkg-65to134kBtuh-13p0eer-woutPreEcono | RtS | Ex | CZ13 | cDXGF | SWHC013-02 | DEER2020 | D20v1 | 2020-11-09 | Cap-Tons | 1 |  | None | 710 | 0.25 | 6.38 | 143 | 0.106 | 0 | [6 empty] | DEER:HVAC_Split-Package_AC | Annual
Any | NE-HVAC-airAC-SpltPkg-65to134kBtuh-13p0eer-woutPreEcono | RtS | Ex | CZ14 | cDXGF | SWHC013-02 | DEER2020 | D20v1 | 2020-11-09 | Cap-Tons | 1 |  | None | 696 | 0.245 | 6.58 | 138 | 0.0933 | 0 | [6 empty] | DEER:HVAC_Split-Package_AC | Annual
Any | NE-HVAC-airAC-SpltPkg-65to134kBtuh-13p0eer-woutPreEcono | RtS | Ex | CZ15 | cDXGF | SWHC013-02 | DEER2020 | D20v1 | 2020-11-09 | Cap-Tons | 1 |  | None | 826 | 0.266 | 0.457 | 214 | 0.105 | 0 | [6 empty] | DEER:HVAC_Split-Package_AC | Annual
Any | NE-HVAC-airAC-SpltPkg-65to134kBtuh-13p0eer-woutPreEcono | RtS | Ex | CZ16 | cDXGF | SWHC013-02 | DEER2020 | D20v1 | 2020-11-09 | Cap-Tons | 1 |  | None | 583 | 0.193 | 29.2 | 74.1 | 0.076 | 0 | [6 empty] | DEER:HVAC_Split-Package_AC | Annual
Any | NE-HVAC-airAC-SpltPkg-65to134kBtuh-13p0eer-woutPreEcono | RtS | New | CZ01 | cDXGF | SWHC013-02 | DEER2020 | D20v1 | 2020-11-09 | Cap-Tons | 1 |  | None | 11 | 0.0139 | 0 | 11 | 0.0139 | 0 | [6 empty] | DEER:HVAC_Split-Package_AC | Annual
Any | NE-HVAC-airAC-SpltPkg-65to134kBtuh-13p0eer-woutPreEcono | RtS | New | CZ02 | cDXGF | SWHC013-02 | DEER2020 | D20v1 | 2020-11-09 | Cap-Tons | 1 |  | None | 89.1 | 0.108 | 0 | 89.1 | 0.108 | 0 | [6 empty] | DEER:HVAC_Split-Package_AC | Annual
Any | NE-HVAC-airAC-SpltPkg-65to134kBtuh-13p0eer-woutPreEcono | RtS | New | CZ03 | cDXGF | SWHC013-02 | DEER2020 | D20v1 | 2020-11-09 | Cap-Tons | 1 |  | None | 40.2 | 0.0585 | 0 | 40.2 | 0.0585 | 0 | [6 empty] | DEER:HVAC_Split-Package_AC | Annual
Any | NE-HVAC-airAC-SpltPkg-65to134kBtuh-13p0eer-woutPreEcono | RtS | New | CZ04 | cDXGF | SWHC013-02 | DEER2020 | D20v1 | 2020-11-09 | Cap-Tons | 1 |  | None | 93.4 | 0.0914 | 0 | 93.4 | 0.0914 | 0 | [6 empty] | DEER:HVAC_Split-Package_AC | Annual
Any | NE-HVAC-airAC-SpltPkg-65to134kBtuh-13p0eer-woutPreEcono | RtS | New | CZ05 | cDXGF | SWHC013-02 | DEER2020 | D20v1 | 2020-11-09 | Cap-Tons | 1 |  | None | 40.2 | 0.0328 | 0 | 40.2 | 0.0328 | 0 | [6 empty] | DEER:HVAC_Split-Package_AC | Annual
Any | NE-HVAC-airAC-SpltPkg-65to134kBtuh-13p0eer-woutPreEcono | RtS | New | CZ06 | cDXGF | SWHC013-02 | DEER2020 | D20v1 | 2020-11-09 | Cap-Tons | 1 |  | None | 103 | 0.0845 | 0 | 103 | 0.0845 | 0 | [6 empty] | DEER:HVAC_Split-Package_AC | Annual
Any | NE-HVAC-airAC-SpltPkg-65to134kBtuh-13p0eer-woutPreEcono | RtS | New | CZ07 | cDXGF | SWHC013-02 | DEER2020 | D20v1 | 2020-11-09 | Cap-Tons | 1 |  | None | 89 | 0.0676 | 0 | 89 | 0.0676 | 0 | [6 empty] | DEER:HVAC_Split-Package_AC | Annual
Any | NE-HVAC-airAC-SpltPkg-65to134kBtuh-13p0eer-woutPreEcono | RtS | New | CZ08 | cDXGF | SWHC013-02 | DEER2020 | D20v1 | 2020-11-09 | Cap-Tons | 1 |  | None | 120 | 0.0785 | 0 | 120 | 0.0785 | 0 | [6 empty] | DEER:HVAC_Split-Package_AC | Annual
Any | NE-HVAC-airAC-SpltPkg-65to134kBtuh-13p0eer-woutPreEcono | RtS | New | CZ09 | cDXGF | SWHC013-02 | DEER2020 | D20v1 | 2020-11-09 | Cap-Tons | 1 |  | None | 107 | 0.0952 | 0 | 107 | 0.0952 | 0 | [6 empty] | DEER:HVAC_Split-Package_AC | Annual
Any | NE-HVAC-airAC-SpltPkg-65to134kBtuh-13p0eer-woutPreEcono | RtS | New | CZ10 | cDXGF | SWHC013-02 | DEER2020 | D20v1 | 2020-11-09 | Cap-Tons | 1 |  | None | 130 | 0.104 | 0 | 130 | 0.104 | 0 | [6 empty] | DEER:HVAC_Split-Package_AC | Annual
Any | NE-HVAC-airAC-SpltPkg-65to134kBtuh-13p0eer-woutPreEcono | RtS | New | CZ11 | cDXGF | SWHC013-02 | DEER2020 | D20v1 | 2020-11-09 | Cap-Tons | 1 |  | None | 131 | 0.115 | 0 | 131 | 0.115 | 0 | [6 empty] | DEER:HVAC_Split-Package_AC | Annual
Any | NE-HVAC-airAC-SpltPkg-65to134kBtuh-13p0eer-woutPreEcono | RtS | New | CZ12 | cDXGF | SWHC013-02 | DEER2020 | D20v1 | 2020-11-09 | Cap-Tons | 1 |  | None | 111 | 0.11 | 0 | 111 | 0.11 | 0 | [6 empty] | DEER:HVAC_Split-Package_AC | Annual
Any | NE-HVAC-airAC-SpltPkg-65to134kBtuh-13p0eer-woutPreEcono | RtS | New | CZ13 | cDXGF | SWHC013-02 | DEER2020 | D20v1 | 2020-11-09 | Cap-Tons | 1 |  | None | 137 | 0.102 | 0 | 137 | 0.102 | 0 | [6 empty] | DEER:HVAC_Split-Package_AC | Annual
Any | NE-HVAC-airAC-SpltPkg-65to134kBtuh-13p0eer-woutPreEcono | RtS | New | CZ14 | cDXGF | SWHC013-02 | DEER2020 | D20v1 | 2020-11-09 | Cap-Tons | 1 |  | None | 132 | 0.0895 | 0 | 132 | 0.0895 | 0 | [6 empty] | DEER:HVAC_Split-Package_AC | Annual
Any | NE-HVAC-airAC-SpltPkg-65to134kBtuh-13p0eer-woutPreEcono | RtS | New | CZ15 | cDXGF | SWHC013-02 | DEER2020 | D20v1 | 2020-11-09 | Cap-Tons | 1 |  | None | 203 | 0.1 | 0 | 203 | 0.1 | 0 | [6 empty] | DEER:HVAC_Split-Package_AC | Annual
Any | NE-HVAC-airAC-SpltPkg-65to134kBtuh-13p0eer-woutPreEcono | RtS | New | CZ16 | cDXGF | SWHC013-02 | DEER2020 | D20v1 | 2020-11-09 | Cap-Tons | 1 |  | None | 66.7 | 0.0689 | 0 | 66.7 | 0.0689 | 0 | [6 empty] | DEER:HVAC_Split-Package_AC | Annual
Any | NE-HVAC-airAC-SpltPkg-65to134kBtuh-13p0eer-woutPreEcono | SCn | Ex | CZ01 | cDXGF | SWHC013-02 | DEER2020 | D20v1 | 2020-11-09 | Cap-Tons | 1 |  | None | 450 | 0.0484 | 19.5 | 7.43 | 0.00097 | 0 | [6 empty] | DEER:HVAC_Split-Package_AC | Annual
Any | NE-HVAC-airAC-SpltPkg-65to134kBtuh-13p0eer-woutPreEcono | SCn | Ex | CZ02 | cDXGF | SWHC013-02 | DEER2020 | D20v1 | 2020-11-09 | Cap-Tons | 1 |  | None | 464 | 0.148 | 18.8 | 32 | 0.0592 | 0 | [6 empty] | DEER:HVAC_Split-Package_AC | Annual
Any | NE-HVAC-airAC-SpltPkg-65to134kBtuh-13p0eer-woutPreEcono | SCn | Ex | CZ03 | cDXGF | SWHC013-02 | DEER2020 | D20v1 | 2020-11-09 | Cap-Tons | 1 |  | None | 376 | 0.0646 | 9.15 | 8.37 | 0.0103 | 0 | [6 empty] | DEER:HVAC_Split-Package_AC | Annual
Any | NE-HVAC-airAC-SpltPkg-65to134kBtuh-13p0eer-woutPreEcono | SCn | Ex | CZ04 | cDXGF | SWHC013-02 | DEER2020 | D20v1 | 2020-11-09 | Cap-Tons | 1 |  | None | 453 | 0.142 | 14.1 | 35.2 | 0.0475 | 0 | [6 empty] | DEER:HVAC_Split-Package_AC | Annual
Any | NE-HVAC-airAC-SpltPkg-65to134kBtuh-13p0eer-woutPreEcono | SCn | Ex | CZ05 | cDXGF | SWHC013-02 | DEER2020 | D20v1 | 2020-11-09 | Cap-Tons | 1 |  | None | 409 | 0.0563 | 9.68 | 8.96 | 0.00327 | 0 | [6 empty] | DEER:HVAC_Split-Package_AC | Annual
Any | NE-HVAC-airAC-SpltPkg-65to134kBtuh-13p0eer-woutPreEcono | SCn | Ex | CZ06 | cDXGF | SWHC013-02 | DEER2020 | D20v1 | 2020-11-09 | Cap-Tons | 1 |  | None | 416 | 0.111 | 3.82 | 27.8 | 0.0344 | 0 | [6 empty] | DEER:HVAC_Split-Package_AC | Annual
Any | NE-HVAC-airAC-SpltPkg-65to134kBtuh-13p0eer-woutPreEcono | SCn | Ex | CZ07 | cDXGF | SWHC013-02 | DEER2020 | D20v1 | 2020-11-09 | Cap-Tons | 1 |  | None | 391 | 0.0837 | 3.46 | 20.1 | 0.0225 | 0 | [6 empty] | DEER:HVAC_Split-Package_AC | Annual
Any | NE-HVAC-airAC-SpltPkg-65to134kBtuh-13p0eer-woutPreEcono | SCn | Ex | CZ08 | cDXGF | SWHC013-02 | DEER2020 | D20v1 | 2020-11-09 | Cap-Tons | 1 |  | None | 456 | 0.123 | 4.39 | 53.1 | 0.0411 | 0 | [6 empty] | DEER:HVAC_Split-Package_AC | Annual
Any | NE-HVAC-airAC-SpltPkg-65to134kBtuh-13p0eer-woutPreEcono | SCn | Ex | CZ09 | cDXGF | SWHC013-02 | DEER2020 | D20v1 | 2020-11-09 | Cap-Tons | 1 |  | None | 487 | 0.153 | 3.61 | 52.9 | 0.0545 | 0 | [6 empty] | DEER:HVAC_Split-Package_AC | Annual
Any | NE-HVAC-airAC-SpltPkg-65to134kBtuh-13p0eer-woutPreEcono | SCn | Ex | CZ10 | cDXGF | SWHC013-02 | DEER2020 | D20v1 | 2020-11-09 | Cap-Tons | 1 |  | None | 501 | 0.155 | 4.98 | 69.7 | 0.0642 | 0 | [6 empty] | DEER:HVAC_Split-Package_AC | Annual
Any | NE-HVAC-airAC-SpltPkg-65to134kBtuh-13p0eer-woutPreEcono | SCn | Ex | CZ11 | cDXGF | SWHC013-02 | DEER2020 | D20v1 | 2020-11-09 | Cap-Tons | 1 |  | None | 573 | 0.159 | 8.78 | 78.2 | 0.0662 | 0 | [6 empty] | DEER:HVAC_Split-Package_AC | Annual
Any | NE-HVAC-airAC-SpltPkg-65to134kBtuh-13p0eer-woutPreEcono | SCn | Ex | CZ12 | cDXGF | SWHC013-02 | DEER2020 | D20v1 | 2020-11-09 | Cap-Tons | 1 |  | None | 508 | 0.152 | 10.9 | 54.2 | 0.061 | 0 | [6 empty] | DEER:HVAC_Split-Package_AC | Annual
Any | NE-HVAC-airAC-SpltPkg-65to134kBtuh-13p0eer-woutPreEcono | SCn | Ex | CZ13 | cDXGF | SWHC013-02 | DEER2020 | D20v1 | 2020-11-09 | Cap-Tons | 1 |  | None | 591 | 0.161 | 8.31 | 85.9 | 0.0565 | 0 | [6 empty] | DEER:HVAC_Split-Package_AC | Annual
Any | NE-HVAC-airAC-SpltPkg-65to134kBtuh-13p0eer-woutPreEcono | SCn | Ex | CZ14 | cDXGF | SWHC013-02 | DEER2020 | D20v1 | 2020-11-09 | Cap-Tons | 1 |  | None | 565 | 0.151 | 9.2 | 84.9 | 0.0535 | 0 | [6 empty] | DEER:HVAC_Split-Package_AC | Annual
Any | NE-HVAC-airAC-SpltPkg-65to134kBtuh-13p0eer-woutPreEcono | SCn | Ex | CZ15 | cDXGF | SWHC013-02 | DEER2020 | D20v1 | 2020-11-09 | Cap-Tons | 1 |  | None | 664 | 0.162 | 0.614 | 143 | 0.0546 | 0 | [6 empty] | DEER:HVAC_Split-Package_AC | Annual
Any | NE-HVAC-airAC-SpltPkg-65to134kBtuh-13p0eer-woutPreEcono | SCn | Ex | CZ16 | cDXGF | SWHC013-02 | DEER2020 | D20v1 | 2020-11-09 | Cap-Tons | 1 |  | None | 464 | 0.0902 | 21.3 | 23.6 | 0.0246 | 0 | [6 empty] | DEER:HVAC_Split-Package_AC | Annual
Any | NE-HVAC-airAC-SpltPkg-65to134kBtuh-13p0eer-woutPreEcono | SCn | New | CZ01 | cDXGF | SWHC013-02 | DEER2020 | D20v1 | 2020-11-09 | Cap-Tons | 1 |  | None | 7.04 | 0.00086 | 0 | 7.04 | 0.00086 | 0 | [6 empty] | DEER:HVAC_Split-Package_AC | Annual
Any | NE-HVAC-airAC-SpltPkg-65to134kBtuh-13p0eer-woutPreEcono | SCn | New | CZ02 | cDXGF | SWHC013-02 | DEER2020 | D20v1 | 2020-11-09 | Cap-Tons | 1 |  | None | 29.3 | 0.0602 | 0 | 29.3 | 0.0602 | 0 | [6 empty] | DEER:HVAC_Split-Package_AC | Annual
Any | NE-HVAC-airAC-SpltPkg-65to134kBtuh-13p0eer-woutPreEcono | SCn | New | CZ03 | cDXGF | SWHC013-02 | DEER2020 | D20v1 | 2020-11-09 | Cap-Tons | 1 |  | None | 6.92 | 0.00649 | 0 | 6.92 | 0.00649 | 0 | [6 empty] | DEER:HVAC_Split-Package_AC | Annual
Any | NE-HVAC-airAC-SpltPkg-65to134kBtuh-13p0eer-woutPreEcono | SCn | New | CZ04 | cDXGF | SWHC013-02 | DEER2020 | D20v1 | 2020-11-09 | Cap-Tons | 1 |  | None | 31.3 | 0.0474 | 0 | 31.3 | 0.0474 | 0 | [6 empty] | DEER:HVAC_Split-Package_AC | Annual
Any | NE-HVAC-airAC-SpltPkg-65to134kBtuh-13p0eer-woutPreEcono | SCn | New | CZ05 | cDXGF | SWHC013-02 | DEER2020 | D20v1 | 2020-11-09 | Cap-Tons | 1 |  | None | 7.87 | 0.00209 | 0 | 7.87 | 0.00209 | 0 | [6 empty] | DEER:HVAC_Split-Package_AC | Annual
Any | NE-HVAC-airAC-SpltPkg-65to134kBtuh-13p0eer-woutPreEcono | SCn | New | CZ06 | cDXGF | SWHC013-02 | DEER2020 | D20v1 | 2020-11-09 | Cap-Tons | 1 |  | None | 21.2 | 0.0304 | 0 | 21.2 | 0.0304 | 0 | [6 empty] | DEER:HVAC_Split-Package_AC | Annual
Any | NE-HVAC-airAC-SpltPkg-65to134kBtuh-13p0eer-woutPreEcono | SCn | New | CZ07 | cDXGF | SWHC013-02 | DEER2020 | D20v1 | 2020-11-09 | Cap-Tons | 1 |  | None | 14.8 | 0.0189 | 0 | 14.8 | 0.0189 | 0 | [6 empty] | DEER:HVAC_Split-Package_AC | Annual
Any | NE-HVAC-airAC-SpltPkg-65to134kBtuh-13p0eer-woutPreEcono | SCn | New | CZ08 | cDXGF | SWHC013-02 | DEER2020 | D20v1 | 2020-11-09 | Cap-Tons | 1 |  | None | 48.9 | 0.0421 | 0 | 48.9 | 0.0421 | 0 | [6 empty] | DEER:HVAC_Split-Package_AC | Annual
Any | NE-HVAC-airAC-SpltPkg-65to134kBtuh-13p0eer-woutPreEcono | SCn | New | CZ09 | cDXGF | SWHC013-02 | DEER2020 | D20v1 | 2020-11-09 | Cap-Tons | 1 |  | None | 49.6 | 0.0562 | 0 | 49.6 | 0.0562 | 0 | [6 empty] | DEER:HVAC_Split-Package_AC | Annual
Any | NE-HVAC-airAC-SpltPkg-65to134kBtuh-13p0eer-woutPreEcono | SCn | New | CZ10 | cDXGF | SWHC013-02 | DEER2020 | D20v1 | 2020-11-09 | Cap-Tons | 1 |  | None | 66.6 | 0.0651 | 0 | 66.6 | 0.0651 | 0 | [6 empty] | DEER:HVAC_Split-Package_AC | Annual
Any | NE-HVAC-airAC-SpltPkg-65to134kBtuh-13p0eer-woutPreEcono | SCn | New | CZ11 | cDXGF | SWHC013-02 | DEER2020 | D20v1 | 2020-11-09 | Cap-Tons | 1 |  | None | 78 | 0.0661 | 0 | 78 | 0.0661 | 0 | [6 empty] | DEER:HVAC_Split-Package_AC | Annual
Any | NE-HVAC-airAC-SpltPkg-65to134kBtuh-13p0eer-woutPreEcono | SCn | New | CZ12 | cDXGF | SWHC013-02 | DEER2020 | D20v1 | 2020-11-09 | Cap-Tons | 1 |  | None | 51.9 | 0.0609 | 0 | 51.9 | 0.0609 | 0 | [6 empty] | DEER:HVAC_Split-Package_AC | Annual
Any | NE-HVAC-airAC-SpltPkg-65to134kBtuh-13p0eer-woutPreEcono | SCn | New | CZ13 | cDXGF | SWHC013-02 | DEER2020 | D20v1 | 2020-11-09 | Cap-Tons | 1 |  | None | 85.1 | 0.0568 | 0 | 85.1 | 0.0568 | 0 | [6 empty] | DEER:HVAC_Split-Package_AC | Annual
Any | NE-HVAC-airAC-SpltPkg-65to134kBtuh-13p0eer-woutPreEcono | SCn | New | CZ14 | cDXGF | SWHC013-02 | DEER2020 | D20v1 | 2020-11-09 | Cap-Tons | 1 |  | None | 85.9 | 0.0543 | 0 | 85.9 | 0.0543 | 0 | [6 empty] | DEER:HVAC_Split-Package_AC | Annual
Any | NE-HVAC-airAC-SpltPkg-65to134kBtuh-13p0eer-woutPreEcono | SCn | New | CZ15 | cDXGF | SWHC013-02 | DEER2020 | D20v1 | 2020-11-09 | Cap-Tons | 1 |  | None | 141 | 0.0538 | 0 | 141 | 0.0538 | 0 | [6 empty] | DEER:HVAC_Split-Package_AC | Annual
Any | NE-HVAC-airAC-SpltPkg-65to134kBtuh-13p0eer-woutPreEcono | SCn | New | CZ16 | cDXGF | SWHC013-02 | DEER2020 | D20v1 | 2020-11-09 | Cap-Tons | 1 |  | None | 20.8 | 0.0206 | 0 | 20.8 | 0.0206 | 0 | [6 empty] | DEER:HVAC_Split-Package_AC | Annual
Any | NE-HVAC-airAC-SpltPkg-65to134kBtuh-13p0eer-woutPreEcono | WRf | Ex | CZ01 | cDXGF | SWHC013-02 | DEER2020 | D20v1 | 2020-11-09 | Cap-Tons | 1 |  | None | 1170 | 0.142 | 5.28 | 32.9 | 0.0271 | 0 | [6 empty] | DEER:HVAC_Split-Package_AC | Annual
Any | NE-HVAC-airAC-SpltPkg-65to134kBtuh-13p0eer-woutPreEcono | WRf | Ex | CZ02 | cDXGF | SWHC013-02 | DEER2020 | D20v1 | 2020-11-09 | Cap-Tons | 1 |  | None | 944 | 0.178 | 1.99 | 102 | 0.0632 | 0 | [6 empty] | DEER:HVAC_Split-Package_AC | Annual
Any | NE-HVAC-airAC-SpltPkg-65to134kBtuh-13p0eer-woutPreEcono | WRf | Ex | CZ03 | cDXGF | SWHC013-02 | DEER2020 | D20v1 | 2020-11-09 | Cap-Tons | 1 |  | None | 996 | 0.121 | 1.9 | 83.2 | 0.0436 | 0 | [6 empty] | DEER:HVAC_Split-Package_AC | Annual
Any | NE-HVAC-airAC-SpltPkg-65to134kBtuh-13p0eer-woutPreEcono | WRf | Ex | CZ04 | cDXGF | SWHC013-02 | DEER2020 | D20v1 | 2020-11-09 | Cap-Tons | 1 |  | None | 968 | 0.158 | 1.32 | 119 | 0.0562 | 0 | [6 empty] | DEER:HVAC_Split-Package_AC | Annual
Any | NE-HVAC-airAC-SpltPkg-65to134kBtuh-13p0eer-woutPreEcono | WRf | Ex | CZ05 | cDXGF | SWHC013-02 | DEER2020 | D20v1 | 2020-11-09 | Cap-Tons | 1 |  | None | 1080 | 0.11 | 1.91 | 95.9 | 0.0356 | 0 | [6 empty] | DEER:HVAC_Split-Package_AC | Annual
Any | NE-HVAC-airAC-SpltPkg-65to134kBtuh-13p0eer-woutPreEcono | WRf | Ex | CZ06 | cDXGF | SWHC013-02 | DEER2020 | D20v1 | 2020-11-09 | Cap-Tons | 1 |  | None | 863 | 0.129 | 0.612 | 146 | 0.0474 | 0 | [6 empty] | DEER:HVAC_Split-Package_AC | Annual
Any | NE-HVAC-airAC-SpltPkg-65to134kBtuh-13p0eer-woutPreEcono | WRf | Ex | CZ07 | cDXGF | SWHC013-02 | DEER2020 | D20v1 | 2020-11-09 | Cap-Tons | 1 |  | None | 996 | 0.117 | 0.971 | 152 | 0.0444 | 0 | [6 empty] | DEER:HVAC_Split-Package_AC | Annual
Any | NE-HVAC-airAC-SpltPkg-65to134kBtuh-13p0eer-woutPreEcono | WRf | Ex | CZ08 | cDXGF | SWHC013-02 | DEER2020 | D20v1 | 2020-11-09 | Cap-Tons | 1 |  | None | 968 | 0.131 | 0.8 | 139 | 0.0443 | 0 | [6 empty] | DEER:HVAC_Split-Package_AC | Annual
Any | NE-HVAC-airAC-SpltPkg-65to134kBtuh-13p0eer-woutPreEcono | WRf | Ex | CZ09 | cDXGF | SWHC013-02 | DEER2020 | D20v1 | 2020-11-09 | Cap-Tons | 1 |  | None | 979 | 0.173 | 0.748 | 131 | 0.0597 | 0 | [6 empty] | DEER:HVAC_Split-Package_AC | Annual
Any | NE-HVAC-airAC-SpltPkg-65to134kBtuh-13p0eer-woutPreEcono | WRf | Ex | CZ10 | cDXGF | SWHC013-02 | DEER2020 | D20v1 | 2020-11-09 | Cap-Tons | 1 |  | None | 997 | 0.168 | 0.634 | 161 | 0.0677 | 0 | [6 empty] | DEER:HVAC_Split-Package_AC | Annual
Any | NE-HVAC-airAC-SpltPkg-65to134kBtuh-13p0eer-woutPreEcono | WRf | Ex | CZ11 | cDXGF | SWHC013-02 | DEER2020 | D20v1 | 2020-11-09 | Cap-Tons | 1 |  | None | 969 | 0.201 | 1.15 | 138 | 0.0748 | 0 | [6 empty] | DEER:HVAC_Split-Package_AC | Annual
Any | NE-HVAC-airAC-SpltPkg-65to134kBtuh-13p0eer-woutPreEcono | WRf | Ex | CZ12 | cDXGF | SWHC013-02 | DEER2020 | D20v1 | 2020-11-09 | Cap-Tons | 1 |  | None | 917 | 0.179 | 1.21 | 108 | 0.0631 | 0 | [6 empty] | DEER:HVAC_Split-Package_AC | Annual
Any | NE-HVAC-airAC-SpltPkg-65to134kBtuh-13p0eer-woutPreEcono | WRf | Ex | CZ13 | cDXGF | SWHC013-02 | DEER2020 | D20v1 | 2020-11-09 | Cap-Tons | 1 |  | None | 1010 | 0.187 | 1.02 | 138 | 0.0653 | 0 | [6 empty] | DEER:HVAC_Split-Package_AC | Annual
Any | NE-HVAC-airAC-SpltPkg-65to134kBtuh-13p0eer-woutPreEcono | WRf | Ex | CZ14 | cDXGF | SWHC013-02 | DEER2020 | D20v1 | 2020-11-09 | Cap-Tons | 1 |  | None | 958 | 0.179 | 1.45 | 168 | 0.0695 | 0 | [6 empty] | DEER:HVAC_Split-Package_AC | Annual
Any | NE-HVAC-airAC-SpltPkg-65to134kBtuh-13p0eer-woutPreEcono | WRf | Ex | CZ15 | cDXGF | SWHC013-02 | DEER2020 | D20v1 | 2020-11-09 | Cap-Tons | 1 |  | None | 1100 | 0.193 | -0.0574 | 239 | 0.0714 | 0 | [6 empty] | DEER:HVAC_Split-Package_AC | Annual
Any | NE-HVAC-airAC-SpltPkg-65to134kBtuh-13p0eer-woutPreEcono | WRf | Ex | CZ16 | cDXGF | SWHC013-02 | DEER2020 | D20v1 | 2020-11-09 | Cap-Tons | 1 |  | None | 841 | 0.145 | 8.27 | 90.6 | 0.0524 | 0 | [6 empty] | DEER:HVAC_Split-Package_AC | Annual
Any | NE-HVAC-airAC-SpltPkg-65to134kBtuh-13p0eer-woutPreEcono | WRf | New | CZ01 | cDXGF | SWHC013-02 | DEER2020 | D20v1 | 2020-11-09 | Cap-Tons | 1 |  | None | 36.9 | 0.0287 | 0 | 36.9 | 0.0287 | 0 | [6 empty] | DEER:HVAC_Split-Package_AC | Annual
Any | NE-HVAC-airAC-SpltPkg-65to134kBtuh-13p0eer-woutPreEcono | WRf | New | CZ02 | cDXGF | SWHC013-02 | DEER2020 | D20v1 | 2020-11-09 | Cap-Tons | 1 |  | None | 106 | 0.0604 | 0 | 106 | 0.0604 | 0 | [6 empty] | DEER:HVAC_Split-Package_AC | Annual
Any | NE-HVAC-airAC-SpltPkg-65to134kBtuh-13p0eer-woutPreEcono | WRf | New | CZ03 | cDXGF | SWHC013-02 | DEER2020 | D20v1 | 2020-11-09 | Cap-Tons | 1 |  | None | 91.1 | 0.0452 | 0 | 91.1 | 0.0452 | 0 | [6 empty] | DEER:HVAC_Split-Package_AC | Annual
Any | NE-HVAC-airAC-SpltPkg-65to134kBtuh-13p0eer-woutPreEcono | WRf | New | CZ04 | cDXGF | SWHC013-02 | DEER2020 | D20v1 | 2020-11-09 | Cap-Tons | 1 |  | None | 125 | 0.0558 | 0 | 125 | 0.0558 | 0 | [6 empty] | DEER:HVAC_Split-Package_AC | Annual
Any | NE-HVAC-airAC-SpltPkg-65to134kBtuh-13p0eer-woutPreEcono | WRf | New | CZ05 | cDXGF | SWHC013-02 | DEER2020 | D20v1 | 2020-11-09 | Cap-Tons | 1 |  | None | 104 | 0.0366 | 0 | 104 | 0.0366 | 0 | [6 empty] | DEER:HVAC_Split-Package_AC | Annual
Any | NE-HVAC-airAC-SpltPkg-65to134kBtuh-13p0eer-woutPreEcono | WRf | New | CZ06 | cDXGF | SWHC013-02 | DEER2020 | D20v1 | 2020-11-09 | Cap-Tons | 1 |  | None | 154 | 0.0463 | 0 | 154 | 0.0463 | 0 | [6 empty] | DEER:HVAC_Split-Package_AC | Annual
Any | NE-HVAC-airAC-SpltPkg-65to134kBtuh-13p0eer-woutPreEcono | WRf | New | CZ07 | cDXGF | SWHC013-02 | DEER2020 | D20v1 | 2020-11-09 | Cap-Tons | 1 |  | None | 160 | 0.0448 | 0 | 160 | 0.0448 | 0 | [6 empty] | DEER:HVAC_Split-Package_AC | Annual
Any | NE-HVAC-airAC-SpltPkg-65to134kBtuh-13p0eer-woutPreEcono | WRf | New | CZ08 | cDXGF | SWHC013-02 | DEER2020 | D20v1 | 2020-11-09 | Cap-Tons | 1 |  | None | 151 | 0.043 | 0 | 151 | 0.043 | 0 | [6 empty] | DEER:HVAC_Split-Package_AC | Annual
Any | NE-HVAC-airAC-SpltPkg-65to134kBtuh-13p0eer-woutPreEcono | WRf | New | CZ09 | cDXGF | SWHC013-02 | DEER2020 | D20v1 | 2020-11-09 | Cap-Tons | 1 |  | None | 144 | 0.0586 | 0 | 144 | 0.0586 | 0 | [6 empty] | DEER:HVAC_Split-Package_AC | Annual
Any | NE-HVAC-airAC-SpltPkg-65to134kBtuh-13p0eer-woutPreEcono | WRf | New | CZ10 | cDXGF | SWHC013-02 | DEER2020 | D20v1 | 2020-11-09 | Cap-Tons | 1 |  | None | 160 | 0.0638 | 0 | 160 | 0.0638 | 0 | [6 empty] | DEER:HVAC_Split-Package_AC | Annual
Any | NE-HVAC-airAC-SpltPkg-65to134kBtuh-13p0eer-woutPreEcono | WRf | New | CZ11 | cDXGF | SWHC013-02 | DEER2020 | D20v1 | 2020-11-09 | Cap-Tons | 1 |  | None | 139 | 0.0676 | 0 | 139 | 0.0676 | 0 | [6 empty] | DEER:HVAC_Split-Package_AC | Annual
Any | NE-HVAC-airAC-SpltPkg-65to134kBtuh-13p0eer-woutPreEcono | WRf | New | CZ12 | cDXGF | SWHC013-02 | DEER2020 | D20v1 | 2020-11-09 | Cap-Tons | 1 |  | None | 110 | 0.0577 | 0 | 110 | 0.0577 | 0 | [6 empty] | DEER:HVAC_Split-Package_AC | Annual
Any | NE-HVAC-airAC-SpltPkg-65to134kBtuh-13p0eer-woutPreEcono | WRf | New | CZ13 | cDXGF | SWHC013-02 | DEER2020 | D20v1 | 2020-11-09 | Cap-Tons | 1 |  | None | 135 | 0.0594 | 0 | 135 | 0.0594 | 0 | [6 empty] | DEER:HVAC_Split-Package_AC | Annual
Any | NE-HVAC-airAC-SpltPkg-65to134kBtuh-13p0eer-woutPreEcono | WRf | New | CZ14 | cDXGF | SWHC013-02 | DEER2020 | D20v1 | 2020-11-09 | Cap-Tons | 1 |  | None | 169 | 0.0661 | 0 | 169 | 0.0661 | 0 | [6 empty] | DEER:HVAC_Split-Package_AC | Annual
Any | NE-HVAC-airAC-SpltPkg-65to134kBtuh-13p0eer-woutPreEcono | WRf | New | CZ15 | cDXGF | SWHC013-02 | DEER2020 | D20v1 | 2020-11-09 | Cap-Tons | 1 |  | None | 208 | 0.0582 | 0 | 208 | 0.0582 | 0 | [6 empty] | DEER:HVAC_Split-Package_AC | Annual
Any | NE-HVAC-airAC-SpltPkg-65to134kBtuh-13p0eer-woutPreEcono | WRf | New | CZ16 | cDXGF | SWHC013-02 | DEER2020 | D20v1 | 2020-11-09 | Cap-Tons | 1 |  | None | 92 | 0.0511 | 0 | 92 | 0.0511 | 0 | [6 empty] | DEER:HVAC_Split-Package_AC | Annual
Any | NE-HVAC-airAC-SpltPkg-65to134kBtuh-13p0eer-woutPreEcono | ESe | Ex | CZ01 | cDXGF | SWHC013-02 | DEER2020 | D20v1 | 2020-11-09 | Cap-Tons | 1 |  | None | 294 | 0.067 | 16.3 | 9.64 | 0.0099 | 0 | [6 empty] | DEER:HVAC_Split-Package_AC | Annual
Any | NE-HVAC-airAC-SpltPkg-65to134kBtuh-13p0eer-woutPreEcono | ESe | Ex | CZ02 | cDXGF | SWHC013-02 | DEER2020 | D20v1 | 2020-11-09 | Cap-Tons | 1 |  | None | 359 | 0.0222 | 12.9 | 49.7 | 0.0185 | 0 | [6 empty] | DEER:HVAC_Split-Package_AC | Annual
Any | NE-HVAC-airAC-SpltPkg-65to134kBtuh-13p0eer-woutPreEcono | ESe | Ex | CZ03 | cDXGF | SWHC013-02 | DEER2020 | D20v1 | 2020-11-09 | Cap-Tons | 1 |  | None | 322 | 0.00724 | 6.79 | 24.7 | 0.00524 | 0 | [6 empty] | DEER:HVAC_Split-Package_AC | Annual
Any | NE-HVAC-airAC-SpltPkg-65to134kBtuh-13p0eer-woutPreEcono | ESe | Ex | CZ04 | cDXGF | SWHC013-02 | DEER2020 | D20v1 | 2020-11-09 | Cap-Tons | 1 |  | None | 375 | 0.143 | 7.8 | 57.5 | 0.0561 | 0 | [6 empty] | DEER:HVAC_Split-Package_AC | Annual
Any | NE-HVAC-airAC-SpltPkg-65to134kBtuh-13p0eer-woutPreEcono | ESe | Ex | CZ05 | cDXGF | SWHC013-02 | DEER2020 | D20v1 | 2020-11-09 | Cap-Tons | 1 |  | None | 335 | 0.0821 | 6.48 | 28.6 | 0.0223 | 0 | [6 empty] | DEER:HVAC_Split-Package_AC | Annual
Any | NE-HVAC-airAC-SpltPkg-65to134kBtuh-13p0eer-woutPreEcono | ESe | Ex | CZ06 | cDXGF | SWHC013-02 | DEER2020 | D20v1 | 2020-11-09 | Cap-Tons | 1 |  | None | 361 | 0.119 | 3.11 | 52.9 | 0.042 | 0 | [6 empty] | DEER:HVAC_Split-Package_AC | Annual
Any | NE-HVAC-airAC-SpltPkg-65to134kBtuh-13p0eer-woutPreEcono | ESe | Ex | CZ07 | cDXGF | SWHC013-02 | DEER2020 | D20v1 | 2020-11-09 | Cap-Tons | 1 |  | None | 370 | 0.103 | 2.31 | 46.4 | 0.0341 | 0 | [6 empty] | DEER:HVAC_Split-Package_AC | Annual
Any | NE-HVAC-airAC-SpltPkg-65to134kBtuh-13p0eer-woutPreEcono | ESe | Ex | CZ08 | cDXGF | SWHC013-02 | DEER2020 | D20v1 | 2020-11-09 | Cap-Tons | 1 |  | None | 387 | 0.129 | 3 | 72.8 | 0.0455 | 0 | [6 empty] | DEER:HVAC_Split-Package_AC | Annual
Any | NE-HVAC-airAC-SpltPkg-65to134kBtuh-13p0eer-woutPreEcono | ESe | Ex | CZ09 | cDXGF | SWHC013-02 | DEER2020 | D20v1 | 2020-11-09 | Cap-Tons | 1 |  | None | 396 | 0.154 | 2.99 | 64.4 | 0.0588 | 0 | [6 empty] | DEER:HVAC_Split-Package_AC | Annual
Any | NE-HVAC-airAC-SpltPkg-65to134kBtuh-13p0eer-woutPreEcono | ESe | Ex | CZ10 | cDXGF | SWHC013-02 | DEER2020 | D20v1 | 2020-11-09 | Cap-Tons | 1 |  | None | 404 | 0.166 | 4.24 | 71.7 | 0.0626 | 0 | [6 empty] | DEER:HVAC_Split-Package_AC | Annual
Any | NE-HVAC-airAC-SpltPkg-65to134kBtuh-13p0eer-woutPreEcono | ESe | Ex | CZ11 | cDXGF | SWHC013-02 | DEER2020 | D20v1 | 2020-11-09 | Cap-Tons | 1 |  | None | 402 | 0.0341 | 8.09 | 75 | 0.0324 | 0 | [6 empty] | DEER:HVAC_Split-Package_AC | Annual
Any | NE-HVAC-airAC-SpltPkg-65to134kBtuh-13p0eer-woutPreEcono | ESe | Ex | CZ12 | cDXGF | SWHC013-02 | DEER2020 | D20v1 | 2020-11-09 | Cap-Tons | 1 |  | None | 387 | 0.0314 | 9.58 | 63.8 | 0.0271 | 0 | [6 empty] | DEER:HVAC_Split-Package_AC | Annual
Any | NE-HVAC-airAC-SpltPkg-65to134kBtuh-13p0eer-woutPreEcono | ESe | Ex | CZ13 | cDXGF | SWHC013-02 | DEER2020 | D20v1 | 2020-11-09 | Cap-Tons | 1 |  | None | 409 | 0.0294 | 7.11 | 81.9 | 0.0266 | 0 | [6 empty] | DEER:HVAC_Split-Package_AC | Annual
Any | NE-HVAC-airAC-SpltPkg-65to134kBtuh-13p0eer-woutPreEcono | ESe | Ex | CZ14 | cDXGF | SWHC013-02 | DEER2020 | D20v1 | 2020-11-09 | Cap-Tons | 1 |  | None | 413 | 0.163 | 7.52 | 74 | 0.0539 | 0 | [6 empty] | DEER:HVAC_Split-Package_AC | Annual
Any | NE-HVAC-airAC-SpltPkg-65to134kBtuh-13p0eer-woutPreEcono | ESe | Ex | CZ15 | cDXGF | SWHC013-02 | DEER2020 | D20v1 | 2020-11-09 | Cap-Tons | 1 |  | None | 475 | 0.172 | 0.943 | 122 | 0.056 | 0 | [6 empty] | DEER:HVAC_Split-Package_AC | Annual
Any | NE-HVAC-airAC-SpltPkg-65to134kBtuh-13p0eer-woutPreEcono | ESe | Ex | CZ16 | cDXGF | SWHC013-02 | DEER2020 | D20v1 | 2020-11-09 | Cap-Tons | 1 |  | None | 364 | 0.0133 | 19.5 | 29.9 | 0.0114 | 0 | [6 empty] | DEER:HVAC_Split-Package_AC | Annual
Any | NE-HVAC-airAC-SpltPkg-65to134kBtuh-13p0eer-woutPreEcono | ESe | New | CZ01 | cDXGF | SWHC013-02 | DEER2020 | D20v1 | 2020-11-09 | Cap-Tons | 1 |  | None | 9.17 | 0.00921 | 0 | 9.17 | 0.00921 | 0 | [6 empty] | DEER:HVAC_Split-Package_AC | Annual
Any | NE-HVAC-airAC-SpltPkg-65to134kBtuh-13p0eer-woutPreEcono | ESe | New | CZ02 | cDXGF | SWHC013-02 | DEER2020 | D20v1 | 2020-11-09 | Cap-Tons | 1 |  | None | 46.1 | 0.0127 | 0 | 46.1 | 0.0127 | 0 | [6 empty] | DEER:HVAC_Split-Package_AC | Annual
Any | NE-HVAC-airAC-SpltPkg-65to134kBtuh-13p0eer-woutPreEcono | ESe | New | CZ03 | cDXGF | SWHC013-02 | DEER2020 | D20v1 | 2020-11-09 | Cap-Tons | 1 |  | None | 21.9 | 0.0014 | 0 | 21.9 | 0.0014 | 0 | [6 empty] | DEER:HVAC_Split-Package_AC | Annual
Any | NE-HVAC-airAC-SpltPkg-65to134kBtuh-13p0eer-woutPreEcono | ESe | New | CZ04 | cDXGF | SWHC013-02 | DEER2020 | D20v1 | 2020-11-09 | Cap-Tons | 1 |  | None | 49.7 | 0.0531 | 0 | 49.7 | 0.0531 | 0 | [6 empty] | DEER:HVAC_Split-Package_AC | Annual
Any | NE-HVAC-airAC-SpltPkg-65to134kBtuh-13p0eer-woutPreEcono | ESe | New | CZ05 | cDXGF | SWHC013-02 | DEER2020 | D20v1 | 2020-11-09 | Cap-Tons | 1 |  | None | 25.2 | 0.0206 | 0 | 25.2 | 0.0206 | 0 | [6 empty] | DEER:HVAC_Split-Package_AC | Annual
Any | NE-HVAC-airAC-SpltPkg-65to134kBtuh-13p0eer-woutPreEcono | ESe | New | CZ06 | cDXGF | SWHC013-02 | DEER2020 | D20v1 | 2020-11-09 | Cap-Tons | 1 |  | None | 47 | 0.0421 | 0 | 47 | 0.0421 | 0 | [6 empty] | DEER:HVAC_Split-Package_AC | Annual
Any | NE-HVAC-airAC-SpltPkg-65to134kBtuh-13p0eer-woutPreEcono | ESe | New | CZ07 | cDXGF | SWHC013-02 | DEER2020 | D20v1 | 2020-11-09 | Cap-Tons | 1 |  | None | 40.9 | 0.0338 | 0 | 40.9 | 0.0338 | 0 | [6 empty] | DEER:HVAC_Split-Package_AC | Annual
Any | NE-HVAC-airAC-SpltPkg-65to134kBtuh-13p0eer-woutPreEcono | ESe | New | CZ08 | cDXGF | SWHC013-02 | DEER2020 | D20v1 | 2020-11-09 | Cap-Tons | 1 |  | None | 61 | 0.0431 | 0 | 61 | 0.0431 | 0 | [6 empty] | DEER:HVAC_Split-Package_AC | Annual
Any | NE-HVAC-airAC-SpltPkg-65to134kBtuh-13p0eer-woutPreEcono | ESe | New | CZ09 | cDXGF | SWHC013-02 | DEER2020 | D20v1 | 2020-11-09 | Cap-Tons | 1 |  | None | 53.3 | 0.0554 | 0 | 53.3 | 0.0554 | 0 | [6 empty] | DEER:HVAC_Split-Package_AC | Annual
Any | NE-HVAC-airAC-SpltPkg-65to134kBtuh-13p0eer-woutPreEcono | ESe | New | CZ10 | cDXGF | SWHC013-02 | DEER2020 | D20v1 | 2020-11-09 | Cap-Tons | 1 |  | None | 65.7 | 0.061 | 0 | 65.7 | 0.061 | 0 | [6 empty] | DEER:HVAC_Split-Package_AC | Annual
Any | NE-HVAC-airAC-SpltPkg-65to134kBtuh-13p0eer-woutPreEcono | ESe | New | CZ11 | cDXGF | SWHC013-02 | DEER2020 | D20v1 | 2020-11-09 | Cap-Tons | 1 |  | None | 67.5 | 0.0256 | 0 | 67.5 | 0.0256 | 0 | [6 empty] | DEER:HVAC_Split-Package_AC | Annual
Any | NE-HVAC-airAC-SpltPkg-65to134kBtuh-13p0eer-woutPreEcono | ESe | New | CZ12 | cDXGF | SWHC013-02 | DEER2020 | D20v1 | 2020-11-09 | Cap-Tons | 1 |  | None | 58.7 | 0.0211 | 0 | 58.7 | 0.0211 | 0 | [6 empty] | DEER:HVAC_Split-Package_AC | Annual
Any | NE-HVAC-airAC-SpltPkg-65to134kBtuh-13p0eer-woutPreEcono | ESe | New | CZ13 | cDXGF | SWHC013-02 | DEER2020 | D20v1 | 2020-11-09 | Cap-Tons | 1 |  | None | 74.2 | 0.0212 | 0 | 74.2 | 0.0212 | 0 | [6 empty] | DEER:HVAC_Split-Package_AC | Annual
Any | NE-HVAC-airAC-SpltPkg-65to134kBtuh-13p0eer-woutPreEcono | ESe | New | CZ14 | cDXGF | SWHC013-02 | DEER2020 | D20v1 | 2020-11-09 | Cap-Tons | 1 |  | None | 66.6 | 0.0505 | 0 | 66.6 | 0.0505 | 0 | [6 empty] | DEER:HVAC_Split-Package_AC | Annual
Any | NE-HVAC-airAC-SpltPkg-65to134kBtuh-13p0eer-woutPreEcono | ESe | New | CZ15 | cDXGF | SWHC013-02 | DEER2020 | D20v1 | 2020-11-09 | Cap-Tons | 1 |  | None | 109 | 0.0521 | 0 | 109 | 0.0521 | 0 | [6 empty] | DEER:HVAC_Split-Package_AC | Annual
Any | NE-HVAC-airAC-SpltPkg-65to134kBtuh-13p0eer-woutPreEcono | ESe | New | CZ16 | cDXGF | SWHC013-02 | DEER2020 | D20v1 | 2020-11-09 | Cap-Tons | 1 |  | None | 28 | 0.00626 | 0 | 28 | 0.00626 | 0 | [6 empty] | DEER:HVAC_Split-Package_AC | Annual
Any | NE-HVAC-airAC-SpltPkg-65to134kBtuh-13p0eer-woutPreEcono | EUn | Ex | CZ01 | cDXGF | SWHC013-02 | DEER2020 | D20v1 | 2020-11-09 | Cap-Tons | 1 |  | None | 463 | 0.144 | 12.6 | 14.1 | 0.0257 | 0 | [6 empty] | DEER:HVAC_Split-Package_AC | Annual
Any | NE-HVAC-airAC-SpltPkg-65to134kBtuh-13p0eer-woutPreEcono | EUn | Ex | CZ02 | cDXGF | SWHC013-02 | DEER2020 | D20v1 | 2020-11-09 | Cap-Tons | 1 |  | None | 577 | 0.238 | 11.6 | 88.5 | 0.0977 | 0 | [6 empty] | DEER:HVAC_Split-Package_AC | Annual
Any | NE-HVAC-airAC-SpltPkg-65to134kBtuh-13p0eer-woutPreEcono | EUn | Ex | CZ03 | cDXGF | SWHC013-02 | DEER2020 | D20v1 | 2020-11-09 | Cap-Tons | 1 |  | None | 520 | 0.157 | 6.55 | 38 | 0.0472 | 0 | [6 empty] | DEER:HVAC_Split-Package_AC | Annual
Any | NE-HVAC-airAC-SpltPkg-65to134kBtuh-13p0eer-woutPreEcono | EUn | Ex | CZ04 | cDXGF | SWHC013-02 | DEER2020 | D20v1 | 2020-11-09 | Cap-Tons | 1 |  | None | 573 | 0.212 | 7.59 | 92.3 | 0.105 | 0 | [6 empty] | DEER:HVAC_Split-Package_AC | Annual
Any | NE-HVAC-airAC-SpltPkg-65to134kBtuh-13p0eer-woutPreEcono | EUn | Ex | CZ05 | cDXGF | SWHC013-02 | DEER2020 | D20v1 | 2020-11-09 | Cap-Tons | 1 |  | None | 513 | 0.143 | 6.48 | 40.1 | 0.0407 | 0 | [6 empty] | DEER:HVAC_Split-Package_AC | Annual
Any | NE-HVAC-airAC-SpltPkg-65to134kBtuh-13p0eer-woutPreEcono | EUn | Ex | CZ06 | cDXGF | SWHC013-02 | DEER2020 | D20v1 | 2020-11-09 | Cap-Tons | 1 |  | None | 552 | 0.19 | 3.19 | 84.5 | 0.0777 | 0 | [6 empty] | DEER:HVAC_Split-Package_AC | Annual
Any | NE-HVAC-airAC-SpltPkg-65to134kBtuh-13p0eer-woutPreEcono | EUn | Ex | CZ07 | cDXGF | SWHC013-02 | DEER2020 | D20v1 | 2020-11-09 | Cap-Tons | 1 |  | None | 566 | 0.172 | 2.4 | 71.8 | 0.0644 | 0 | [6 empty] | DEER:HVAC_Split-Package_AC | Annual
Any | NE-HVAC-airAC-SpltPkg-65to134kBtuh-13p0eer-woutPreEcono | EUn | Ex | CZ08 | cDXGF | SWHC013-02 | DEER2020 | D20v1 | 2020-11-09 | Cap-Tons | 1 |  | None | 581 | 0.198 | 3.32 | 114 | 0.0865 | 0 | [6 empty] | DEER:HVAC_Split-Package_AC | Annual
Any | NE-HVAC-airAC-SpltPkg-65to134kBtuh-13p0eer-woutPreEcono | EUn | Ex | CZ09 | cDXGF | SWHC013-02 | DEER2020 | D20v1 | 2020-11-09 | Cap-Tons | 1 |  | None | 590 | 0.228 | 3.52 | 101 | 0.104 | 0 | [6 empty] | DEER:HVAC_Split-Package_AC | Annual
Any | NE-HVAC-airAC-SpltPkg-65to134kBtuh-13p0eer-woutPreEcono | EUn | Ex | CZ10 | cDXGF | SWHC013-02 | DEER2020 | D20v1 | 2020-11-09 | Cap-Tons | 1 |  | None | 626 | 0.236 | 4.43 | 120 | 0.114 | 0 | [6 empty] | DEER:HVAC_Split-Package_AC | Annual
Any | NE-HVAC-airAC-SpltPkg-65to134kBtuh-13p0eer-woutPreEcono | EUn | Ex | CZ11 | cDXGF | SWHC013-02 | DEER2020 | D20v1 | 2020-11-09 | Cap-Tons | 1 |  | None | 643 | 0.263 | 7.92 | 126 | 0.111 | 0 | [6 empty] | DEER:HVAC_Split-Package_AC | Annual
Any | NE-HVAC-airAC-SpltPkg-65to134kBtuh-13p0eer-woutPreEcono | EUn | Ex | CZ12 | cDXGF | SWHC013-02 | DEER2020 | D20v1 | 2020-11-09 | Cap-Tons | 1 |  | None | 615 | 0.254 | 8.72 | 111 | 0.111 | 0 | [6 empty] | DEER:HVAC_Split-Package_AC | Annual
Any | NE-HVAC-airAC-SpltPkg-65to134kBtuh-13p0eer-woutPreEcono | EUn | Ex | CZ13 | cDXGF | SWHC013-02 | DEER2020 | D20v1 | 2020-11-09 | Cap-Tons | 1 |  | None | 654 | 0.259 | 7.2 | 131 | 0.0992 | 0 | [6 empty] | DEER:HVAC_Split-Package_AC | Annual
Any | NE-HVAC-airAC-SpltPkg-65to134kBtuh-13p0eer-woutPreEcono | EUn | Ex | CZ14 | cDXGF | SWHC013-02 | DEER2020 | D20v1 | 2020-11-09 | Cap-Tons | 1 |  | None | 636 | 0.244 | 7.93 | 122 | 0.102 | 0 | [6 empty] | DEER:HVAC_Split-Package_AC | Annual
Any | NE-HVAC-airAC-SpltPkg-65to134kBtuh-13p0eer-woutPreEcono | EUn | Ex | CZ15 | cDXGF | SWHC013-02 | DEER2020 | D20v1 | 2020-11-09 | Cap-Tons | 1 |  | None | 730 | 0.272 | 0.982 | 180 | 0.102 | 0 | [6 empty] | DEER:HVAC_Split-Package_AC | Annual
Any | NE-HVAC-airAC-SpltPkg-65to134kBtuh-13p0eer-woutPreEcono | EUn | Ex | CZ16 | cDXGF | SWHC013-02 | DEER2020 | D20v1 | 2020-11-09 | Cap-Tons | 1 |  | None | 542 | 0.175 | 18.3 | 52.5 | 0.0574 | 0 | [6 empty] | DEER:HVAC_Split-Package_AC | Annual
Any | NE-HVAC-airAC-SpltPkg-65to134kBtuh-13p0eer-woutPreEcono | EUn | New | CZ01 | cDXGF | SWHC013-02 | DEER2020 | D20v1 | 2020-11-09 | Cap-Tons | 1 |  | None | 13.2 | 0.0249 | 0 | 13.2 | 0.0249 | 0 | [6 empty] | DEER:HVAC_Split-Package_AC | Annual
Any | NE-HVAC-airAC-SpltPkg-65to134kBtuh-13p0eer-woutPreEcono | EUn | New | CZ02 | cDXGF | SWHC013-02 | DEER2020 | D20v1 | 2020-11-09 | Cap-Tons | 1 |  | None | 83.8 | 0.0978 | 0 | 83.8 | 0.0978 | 0 | [6 empty] | DEER:HVAC_Split-Package_AC | Annual
Any | NE-HVAC-airAC-SpltPkg-65to134kBtuh-13p0eer-woutPreEcono | EUn | New | CZ03 | cDXGF | SWHC013-02 | DEER2020 | D20v1 | 2020-11-09 | Cap-Tons | 1 |  | None | 37.6 | 0.0466 | 0 | 37.6 | 0.0466 | 0 | [6 empty] | DEER:HVAC_Split-Package_AC | Annual
Any | NE-HVAC-airAC-SpltPkg-65to134kBtuh-13p0eer-woutPreEcono | EUn | New | CZ04 | cDXGF | SWHC013-02 | DEER2020 | D20v1 | 2020-11-09 | Cap-Tons | 1 |  | None | 88.6 | 0.107 | 0 | 88.6 | 0.107 | 0 | [6 empty] | DEER:HVAC_Split-Package_AC | Annual
Any | NE-HVAC-airAC-SpltPkg-65to134kBtuh-13p0eer-woutPreEcono | EUn | New | CZ05 | cDXGF | SWHC013-02 | DEER2020 | D20v1 | 2020-11-09 | Cap-Tons | 1 |  | None | 38.9 | 0.0415 | 0 | 38.9 | 0.0415 | 0 | [6 empty] | DEER:HVAC_Split-Package_AC | Annual
Any | NE-HVAC-airAC-SpltPkg-65to134kBtuh-13p0eer-woutPreEcono | EUn | New | CZ06 | cDXGF | SWHC013-02 | DEER2020 | D20v1 | 2020-11-09 | Cap-Tons | 1 |  | None | 84.2 | 0.0814 | 0 | 84.2 | 0.0814 | 0 | [6 empty] | DEER:HVAC_Split-Package_AC | Annual
Any | NE-HVAC-airAC-SpltPkg-65to134kBtuh-13p0eer-woutPreEcono | EUn | New | CZ07 | cDXGF | SWHC013-02 | DEER2020 | D20v1 | 2020-11-09 | Cap-Tons | 1 |  | None | 72 | 0.0675 | 0 | 72 | 0.0675 | 0 | [6 empty] | DEER:HVAC_Split-Package_AC | Annual
Any | NE-HVAC-airAC-SpltPkg-65to134kBtuh-13p0eer-woutPreEcono | EUn | New | CZ08 | cDXGF | SWHC013-02 | DEER2020 | D20v1 | 2020-11-09 | Cap-Tons | 1 |  | None | 111 | 0.0879 | 0 | 111 | 0.0879 | 0 | [6 empty] | DEER:HVAC_Split-Package_AC | Annual
Any | NE-HVAC-airAC-SpltPkg-65to134kBtuh-13p0eer-woutPreEcono | EUn | New | CZ09 | cDXGF | SWHC013-02 | DEER2020 | D20v1 | 2020-11-09 | Cap-Tons | 1 |  | None | 96.3 | 0.106 | 0 | 96.3 | 0.106 | 0 | [6 empty] | DEER:HVAC_Split-Package_AC | Annual
Any | NE-HVAC-airAC-SpltPkg-65to134kBtuh-13p0eer-woutPreEcono | EUn | New | CZ10 | cDXGF | SWHC013-02 | DEER2020 | D20v1 | 2020-11-09 | Cap-Tons | 1 |  | None | 115 | 0.115 | 0 | 115 | 0.115 | 0 | [6 empty] | DEER:HVAC_Split-Package_AC | Annual
Any | NE-HVAC-airAC-SpltPkg-65to134kBtuh-13p0eer-woutPreEcono | EUn | New | CZ11 | cDXGF | SWHC013-02 | DEER2020 | D20v1 | 2020-11-09 | Cap-Tons | 1 |  | None | 123 | 0.11 | 0 | 123 | 0.11 | 0 | [6 empty] | DEER:HVAC_Split-Package_AC | Annual
Any | NE-HVAC-airAC-SpltPkg-65to134kBtuh-13p0eer-woutPreEcono | EUn | New | CZ12 | cDXGF | SWHC013-02 | DEER2020 | D20v1 | 2020-11-09 | Cap-Tons | 1 |  | None | 107 | 0.11 | 0 | 107 | 0.11 | 0 | [6 empty] | DEER:HVAC_Split-Package_AC | Annual
Any | NE-HVAC-airAC-SpltPkg-65to134kBtuh-13p0eer-woutPreEcono | EUn | New | CZ13 | cDXGF | SWHC013-02 | DEER2020 | D20v1 | 2020-11-09 | Cap-Tons | 1 |  | None | 127 | 0.0973 | 0 | 127 | 0.0973 | 0 | [6 empty] | DEER:HVAC_Split-Package_AC | Annual
Any | NE-HVAC-airAC-SpltPkg-65to134kBtuh-13p0eer-woutPreEcono | EUn | New | CZ14 | cDXGF | SWHC013-02 | DEER2020 | D20v1 | 2020-11-09 | Cap-Tons | 1 |  | None | 118 | 0.0998 | 0 | 118 | 0.0998 | 0 | [6 empty] | DEER:HVAC_Split-Package_AC | Annual
Any | NE-HVAC-airAC-SpltPkg-65to134kBtuh-13p0eer-woutPreEcono | EUn | New | CZ15 | cDXGF | SWHC013-02 | DEER2020 | D20v1 | 2020-11-09 | Cap-Tons | 1 |  | None | 173 | 0.0995 | 0 | 173 | 0.0995 | 0 | [6 empty] | DEER:HVAC_Split-Package_AC | Annual
Any | NE-HVAC-airAC-SpltPkg-65to134kBtuh-13p0eer-woutPreEcono | EUn | New | CZ16 | cDXGF | SWHC013-02 | DEER2020 | D20v1 | 2020-11-09 | Cap-Tons | 1 |  | None | 51 | 0.0552 | 0 | 51 | 0.0552 | 0 | [6 empty] | DEER:HVAC_Split-Package_AC | Annual
Any | NE-HVAC-airAC-SpltPkg-65to134kBtuh-13p0eer-woutPreEcono | Gro | Ex | CZ01 | cDXGF | SWHC013-02 | DEER2020 | D20v1 | 2020-11-09 | Cap-Tons | 1 |  | None | 1020 | 0.173 | 50.4 | 1.57 | 0.00968 | 0 | [6 empty] | DEER:HVAC_Split-Package_AC | Annual
Any | NE-HVAC-airAC-SpltPkg-65to134kBtuh-13p0eer-woutPreEcono | Gro | Ex | CZ02 | cDXGF | SWHC013-02 | DEER2020 | D20v1 | 2020-11-09 | Cap-Tons | 1 |  | None | 728 | 0.241 | 13.4 | 37.8 | 0.0663 | 0 | [6 empty] | DEER:HVAC_Split-Package_AC | Annual
Any | NE-HVAC-airAC-SpltPkg-65to134kBtuh-13p0eer-woutPreEcono | Gro | Ex | CZ03 | cDXGF | SWHC013-02 | DEER2020 | D20v1 | 2020-11-09 | Cap-Tons | 1 |  | None | 875 | 0.196 | 13.7 | 16.2 | 0.0396 | 0 | [6 empty] | DEER:HVAC_Split-Package_AC | Annual
Any | NE-HVAC-airAC-SpltPkg-65to134kBtuh-13p0eer-woutPreEcono | Gro | Ex | CZ04 | cDXGF | SWHC013-02 | DEER2020 | D20v1 | 2020-11-09 | Cap-Tons | 1 |  | None | 755 | 0.229 | 8.56 | 44.5 | 0.061 | 0 | [6 empty] | DEER:HVAC_Split-Package_AC | Annual
Any | NE-HVAC-airAC-SpltPkg-65to134kBtuh-13p0eer-woutPreEcono | Gro | Ex | CZ05 | cDXGF | SWHC013-02 | DEER2020 | D20v1 | 2020-11-09 | Cap-Tons | 1 |  | None | 961 | 0.167 | 18.6 | 15.4 | 0.0219 | 0 | [6 empty] | DEER:HVAC_Split-Package_AC | Annual
Any | NE-HVAC-airAC-SpltPkg-65to134kBtuh-13p0eer-woutPreEcono | Gro | Ex | CZ06 | cDXGF | SWHC013-02 | DEER2020 | D20v1 | 2020-11-09 | Cap-Tons | 1 |  | None | 846 | 0.222 | -1.92 | 47.3 | 0.0526 | 0 | [6 empty] | DEER:HVAC_Split-Package_AC | Annual
Any | NE-HVAC-airAC-SpltPkg-65to134kBtuh-13p0eer-woutPreEcono | Gro | Ex | CZ07 | cDXGF | SWHC013-02 | DEER2020 | D20v1 | 2020-11-09 | Cap-Tons | 1 |  | None | 1090 | 0.249 | -3.35 | 47.8 | 0.0478 | 0 | [6 empty] | DEER:HVAC_Split-Package_AC | Annual
Any | NE-HVAC-airAC-SpltPkg-65to134kBtuh-13p0eer-woutPreEcono | Gro | Ex | CZ08 | cDXGF | SWHC013-02 | DEER2020 | D20v1 | 2020-11-09 | Cap-Tons | 1 |  | None | 811 | 0.199 | -0.64 | 65.9 | 0.0524 | 0 | [6 empty] | DEER:HVAC_Split-Package_AC | Annual
Any | NE-HVAC-airAC-SpltPkg-65to134kBtuh-13p0eer-woutPreEcono | Gro | Ex | CZ09 | cDXGF | SWHC013-02 | DEER2020 | D20v1 | 2020-11-09 | Cap-Tons | 1 |  | None | 795 | 0.259 | -1.81 | 62.4 | 0.0703 | 0 | [6 empty] | DEER:HVAC_Split-Package_AC | Annual
Any | NE-HVAC-airAC-SpltPkg-65to134kBtuh-13p0eer-woutPreEcono | Gro | Ex | CZ10 | cDXGF | SWHC013-02 | DEER2020 | D20v1 | 2020-11-09 | Cap-Tons | 1 |  | None | 818 | 0.259 | 0.833 | 73.6 | 0.0755 | 0 | [6 empty] | DEER:HVAC_Split-Package_AC | Annual
Any | NE-HVAC-airAC-SpltPkg-65to134kBtuh-13p0eer-woutPreEcono | Gro | Ex | CZ11 | cDXGF | SWHC013-02 | DEER2020 | D20v1 | 2020-11-09 | Cap-Tons | 1 |  | None | 818 | 0.27 | 6.76 | 81.8 | 0.0837 | 0 | [6 empty] | DEER:HVAC_Split-Package_AC | Annual
Any | NE-HVAC-airAC-SpltPkg-65to134kBtuh-13p0eer-woutPreEcono | Gro | Ex | CZ12 | cDXGF | SWHC013-02 | DEER2020 | D20v1 | 2020-11-09 | Cap-Tons | 1 |  | None | 777 | 0.261 | 5.15 | 53.7 | 0.0717 | 0 | [6 empty] | DEER:HVAC_Split-Package_AC | Annual
Any | NE-HVAC-airAC-SpltPkg-65to134kBtuh-13p0eer-woutPreEcono | Gro | Ex | CZ13 | cDXGF | SWHC013-02 | DEER2020 | D20v1 | 2020-11-09 | Cap-Tons | 1 |  | None | 820 | 0.265 | 5.47 | 87.7 | 0.0761 | 0 | [6 empty] | DEER:HVAC_Split-Package_AC | Annual
Any | NE-HVAC-airAC-SpltPkg-65to134kBtuh-13p0eer-woutPreEcono | Gro | Ex | CZ14 | cDXGF | SWHC013-02 | DEER2020 | D20v1 | 2020-11-09 | Cap-Tons | 1 |  | None | 791 | 0.231 | 6.15 | 78.9 | 0.0622 | 0 | [6 empty] | DEER:HVAC_Split-Package_AC | Annual
Any | NE-HVAC-airAC-SpltPkg-65to134kBtuh-13p0eer-woutPreEcono | Gro | Ex | CZ15 | cDXGF | SWHC013-02 | DEER2020 | D20v1 | 2020-11-09 | Cap-Tons | 1 |  | None | 963 | 0.261 | -3.65 | 144 | 0.0722 | 0 | [6 empty] | DEER:HVAC_Split-Package_AC | Annual
Any | NE-HVAC-airAC-SpltPkg-65to134kBtuh-13p0eer-woutPreEcono | Gro | Ex | CZ16 | cDXGF | SWHC013-02 | DEER2020 | D20v1 | 2020-11-09 | Cap-Tons | 1 |  | None | 859 | 0.217 | 34.4 | 35.3 | 0.0549 | 0 | [6 empty] | DEER:HVAC_Split-Package_AC | Annual
Any | NE-HVAC-airAC-SpltPkg-65to134kBtuh-13p0eer-woutPreEcono | Gro | New | CZ01 | cDXGF | SWHC013-02 | DEER2020 | D20v1 | 2020-11-09 | Cap-Tons | 1 |  | None | 1.01 | 0.00895 | 0 | 1.01 | 0.00895 | 0 | [6 empty] | DEER:HVAC_Split-Package_AC | Annual
Any | NE-HVAC-airAC-SpltPkg-65to134kBtuh-13p0eer-woutPreEcono | Gro | New | CZ02 | cDXGF | SWHC013-02 | DEER2020 | D20v1 | 2020-11-09 | Cap-Tons | 1 |  | None | 36.9 | 0.0703 | 0 | 36.9 | 0.0703 | 0 | [6 empty] | DEER:HVAC_Split-Package_AC | Annual
Any | NE-HVAC-airAC-SpltPkg-65to134kBtuh-13p0eer-woutPreEcono | Gro | New | CZ03 | cDXGF | SWHC013-02 | DEER2020 | D20v1 | 2020-11-09 | Cap-Tons | 1 |  | None | 12.7 | 0.0391 | 0 | 12.7 | 0.0391 | 0 | [6 empty] | DEER:HVAC_Split-Package_AC | Annual
Any | NE-HVAC-airAC-SpltPkg-65to134kBtuh-13p0eer-woutPreEcono | Gro | New | CZ04 | cDXGF | SWHC013-02 | DEER2020 | D20v1 | 2020-11-09 | Cap-Tons | 1 |  | None | 42.8 | 0.0659 | 0 | 42.8 | 0.0659 | 0 | [6 empty] | DEER:HVAC_Split-Package_AC | Annual
Any | NE-HVAC-airAC-SpltPkg-65to134kBtuh-13p0eer-woutPreEcono | Gro | New | CZ05 | cDXGF | SWHC013-02 | DEER2020 | D20v1 | 2020-11-09 | Cap-Tons | 1 |  | None | 11.6 | 0.0208 | 0 | 11.6 | 0.0208 | 0 | [6 empty] | DEER:HVAC_Split-Package_AC | Annual
Any | NE-HVAC-airAC-SpltPkg-65to134kBtuh-13p0eer-woutPreEcono | Gro | New | CZ06 | cDXGF | SWHC013-02 | DEER2020 | D20v1 | 2020-11-09 | Cap-Tons | 1 |  | None | 42.8 | 0.0556 | 0 | 42.8 | 0.0556 | 0 | [6 empty] | DEER:HVAC_Split-Package_AC | Annual
Any | NE-HVAC-airAC-SpltPkg-65to134kBtuh-13p0eer-woutPreEcono | Gro | New | CZ07 | cDXGF | SWHC013-02 | DEER2020 | D20v1 | 2020-11-09 | Cap-Tons | 1 |  | None | 44.9 | 0.0531 | 0 | 44.9 | 0.0531 | 0 | [6 empty] | DEER:HVAC_Split-Package_AC | Annual
Any | NE-HVAC-airAC-SpltPkg-65to134kBtuh-13p0eer-woutPreEcono | Gro | New | CZ08 | cDXGF | SWHC013-02 | DEER2020 | D20v1 | 2020-11-09 | Cap-Tons | 1 |  | None | 66.3 | 0.0583 | 0 | 66.3 | 0.0583 | 0 | [6 empty] | DEER:HVAC_Split-Package_AC | Annual
Any | NE-HVAC-airAC-SpltPkg-65to134kBtuh-13p0eer-woutPreEcono | Gro | New | CZ09 | cDXGF | SWHC013-02 | DEER2020 | D20v1 | 2020-11-09 | Cap-Tons | 1 |  | None | 58.3 | 0.0718 | 0 | 58.3 | 0.0718 | 0 | [6 empty] | DEER:HVAC_Split-Package_AC | Annual
Any | NE-HVAC-airAC-SpltPkg-65to134kBtuh-13p0eer-woutPreEcono | Gro | New | CZ10 | cDXGF | SWHC013-02 | DEER2020 | D20v1 | 2020-11-09 | Cap-Tons | 1 |  | None | 74.8 | 0.0807 | 0 | 74.8 | 0.0807 | 0 | [6 empty] | DEER:HVAC_Split-Package_AC | Annual
Any | NE-HVAC-airAC-SpltPkg-65to134kBtuh-13p0eer-woutPreEcono | Gro | New | CZ11 | cDXGF | SWHC013-02 | DEER2020 | D20v1 | 2020-11-09 | Cap-Tons | 1 |  | None | 83.3 | 0.0843 | 0 | 83.3 | 0.0843 | 0 | [6 empty] | DEER:HVAC_Split-Package_AC | Annual
Any | NE-HVAC-airAC-SpltPkg-65to134kBtuh-13p0eer-woutPreEcono | Gro | New | CZ12 | cDXGF | SWHC013-02 | DEER2020 | D20v1 | 2020-11-09 | Cap-Tons | 1 |  | None | 55.1 | 0.0755 | 0 | 55.1 | 0.0755 | 0 | [6 empty] | DEER:HVAC_Split-Package_AC | Annual
Any | NE-HVAC-airAC-SpltPkg-65to134kBtuh-13p0eer-woutPreEcono | Gro | New | CZ13 | cDXGF | SWHC013-02 | DEER2020 | D20v1 | 2020-11-09 | Cap-Tons | 1 |  | None | 87.9 | 0.0793 | 0 | 87.9 | 0.0793 | 0 | [6 empty] | DEER:HVAC_Split-Package_AC | Annual
Any | NE-HVAC-airAC-SpltPkg-65to134kBtuh-13p0eer-woutPreEcono | Gro | New | CZ14 | cDXGF | SWHC013-02 | DEER2020 | D20v1 | 2020-11-09 | Cap-Tons | 1 |  | None | 76.3 | 0.061 | 0 | 76.3 | 0.061 | 0 | [6 empty] | DEER:HVAC_Split-Package_AC | Annual
Any | NE-HVAC-airAC-SpltPkg-65to134kBtuh-13p0eer-woutPreEcono | Gro | New | CZ15 | cDXGF | SWHC013-02 | DEER2020 | D20v1 | 2020-11-09 | Cap-Tons | 1 |  | None | 143 | 0.0717 | 0 | 143 | 0.0717 | 0 | [6 empty] | DEER:HVAC_Split-Package_AC | Annual
Any | NE-HVAC-airAC-SpltPkg-65to134kBtuh-13p0eer-woutPreEcono | Gro | New | CZ16 | cDXGF | SWHC013-02 | DEER2020 | D20v1 | 2020-11-09 | Cap-Tons | 1 |  | None | 32.3 | 0.0531 | 0 | 32.3 | 0.0531 | 0 | [6 empty] | DEER:HVAC_Split-Package_AC | Annual
Any | NE-HVAC-airAC-SpltPkg-65to134kBtuh-13p0eer-woutPreEcono | Hsp | Ex | CZ01 | cDXGF | SWHC013-02 | DEER2020 | D20v1 | 2020-11-09 | Cap-Tons | 1 |  | None | 840 | 0.149 | 22.2 | 7.96 | 0.0106 | 0 | [6 empty] | DEER:HVAC_Split-Package_AC | Annual
Any | NE-HVAC-airAC-SpltPkg-65to134kBtuh-13p0eer-woutPreEcono | Hsp | Ex | CZ02 | cDXGF | SWHC013-02 | DEER2020 | D20v1 | 2020-11-09 | Cap-Tons | 1 |  | None | 917 | 0.213 | 14.4 | 59.4 | 0.0644 | 0 | [6 empty] | DEER:HVAC_Split-Package_AC | Annual
Any | NE-HVAC-airAC-SpltPkg-65to134kBtuh-13p0eer-woutPreEcono | Hsp | Ex | CZ03 | cDXGF | SWHC013-02 | DEER2020 | D20v1 | 2020-11-09 | Cap-Tons | 1 |  | None | 847 | 0.144 | 9.19 | 26.6 | 0.0403 | 0 | [6 empty] | DEER:HVAC_Split-Package_AC | Annual
Any | NE-HVAC-airAC-SpltPkg-65to134kBtuh-13p0eer-woutPreEcono | Hsp | Ex | CZ04 | cDXGF | SWHC013-02 | DEER2020 | D20v1 | 2020-11-09 | Cap-Tons | 1 |  | None | 958 | 0.199 | 10.4 | 67.6 | 0.0598 | 0 | [6 empty] | DEER:HVAC_Split-Package_AC | Annual
Any | NE-HVAC-airAC-SpltPkg-65to134kBtuh-13p0eer-woutPreEcono | Hsp | Ex | CZ05 | cDXGF | SWHC013-02 | DEER2020 | D20v1 | 2020-11-09 | Cap-Tons | 1 |  | None | 881 | 0.134 | 12.1 | 26.4 | 0.0254 | 0 | [6 empty] | DEER:HVAC_Split-Package_AC | Annual
Any | NE-HVAC-airAC-SpltPkg-65to134kBtuh-13p0eer-woutPreEcono | Hsp | Ex | CZ06 | cDXGF | SWHC013-02 | DEER2020 | D20v1 | 2020-11-09 | Cap-Tons | 1 |  | None | 1030 | 0.185 | 4.95 | 80.2 | 0.0547 | 0 | [6 empty] | DEER:HVAC_Split-Package_AC | Annual
Any | NE-HVAC-airAC-SpltPkg-65to134kBtuh-13p0eer-woutPreEcono | Hsp | Ex | CZ07 | cDXGF | SWHC013-02 | DEER2020 | D20v1 | 2020-11-09 | Cap-Tons | 1 |  | None | 1050 | 0.164 | 1.85 | 70.6 | 0.0454 | 0 | [6 empty] | DEER:HVAC_Split-Package_AC | Annual
Any | NE-HVAC-airAC-SpltPkg-65to134kBtuh-13p0eer-woutPreEcono | Hsp | Ex | CZ08 | cDXGF | SWHC013-02 | DEER2020 | D20v1 | 2020-11-09 | Cap-Tons | 1 |  | None | 1070 | 0.19 | 3.6 | 99.1 | 0.0552 | 0 | [6 empty] | DEER:HVAC_Split-Package_AC | Annual
Any | NE-HVAC-airAC-SpltPkg-65to134kBtuh-13p0eer-woutPreEcono | Hsp | Ex | CZ09 | cDXGF | SWHC013-02 | DEER2020 | D20v1 | 2020-11-09 | Cap-Tons | 1 |  | None | 1050 | 0.226 | 5.07 | 111 | 0.0786 | 0 | [6 empty] | DEER:HVAC_Split-Package_AC | Annual
Any | NE-HVAC-airAC-SpltPkg-65to134kBtuh-13p0eer-woutPreEcono | Hsp | Ex | CZ10 | cDXGF | SWHC013-02 | DEER2020 | D20v1 | 2020-11-09 | Cap-Tons | 1 |  | None | 1010 | 0.223 | 6.38 | 113 | 0.0767 | 0 | [6 empty] | DEER:HVAC_Split-Package_AC | Annual
Any | NE-HVAC-airAC-SpltPkg-65to134kBtuh-13p0eer-woutPreEcono | Hsp | Ex | CZ11 | cDXGF | SWHC013-02 | DEER2020 | D20v1 | 2020-11-09 | Cap-Tons | 1 |  | None | 1050 | 0.245 | 13.1 | 127 | 0.0893 | 0 | [6 empty] | DEER:HVAC_Split-Package_AC | Annual
Any | NE-HVAC-airAC-SpltPkg-65to134kBtuh-13p0eer-woutPreEcono | Hsp | Ex | CZ12 | cDXGF | SWHC013-02 | DEER2020 | D20v1 | 2020-11-09 | Cap-Tons | 1 |  | None | 991 | 0.235 | 12 | 92.6 | 0.0789 | 0 | [6 empty] | DEER:HVAC_Split-Package_AC | Annual
Any | NE-HVAC-airAC-SpltPkg-65to134kBtuh-13p0eer-woutPreEcono | Hsp | Ex | CZ13 | cDXGF | SWHC013-02 | DEER2020 | D20v1 | 2020-11-09 | Cap-Tons | 1 |  | None | 1090 | 0.243 | 11.7 | 134 | 0.0805 | 0 | [6 empty] | DEER:HVAC_Split-Package_AC | Annual
Any | NE-HVAC-airAC-SpltPkg-65to134kBtuh-13p0eer-woutPreEcono | Hsp | Ex | CZ14 | cDXGF | SWHC013-02 | DEER2020 | D20v1 | 2020-11-09 | Cap-Tons | 1 |  | None | 997 | 0.218 | 14.6 | 126 | 0.0725 | 0 | [6 empty] | DEER:HVAC_Split-Package_AC | Annual
Any | NE-HVAC-airAC-SpltPkg-65to134kBtuh-13p0eer-woutPreEcono | Hsp | Ex | CZ15 | cDXGF | SWHC013-02 | DEER2020 | D20v1 | 2020-11-09 | Cap-Tons | 1 |  | None | 1170 | 0.245 | 2.19 | 239 | 0.0918 | 0 | [6 empty] | DEER:HVAC_Split-Package_AC | Annual
Any | NE-HVAC-airAC-SpltPkg-65to134kBtuh-13p0eer-woutPreEcono | Hsp | Ex | CZ16 | cDXGF | SWHC013-02 | DEER2020 | D20v1 | 2020-11-09 | Cap-Tons | 1 |  | None | 865 | 0.16 | 29.6 | 49.6 | 0.0445 | 0 | [6 empty] | DEER:HVAC_Split-Package_AC | Annual
Any | NE-HVAC-airAC-SpltPkg-65to134kBtuh-13p0eer-woutPreEcono | Hsp | New | CZ01 | cDXGF | SWHC013-02 | DEER2020 | D20v1 | 2020-11-09 | Cap-Tons | 1 |  | None | 7.27 | 0.00848 | 0 | 7.27 | 0.00848 | 0 | [6 empty] | DEER:HVAC_Split-Package_AC | Annual
Any | NE-HVAC-airAC-SpltPkg-65to134kBtuh-13p0eer-woutPreEcono | Hsp | New | CZ02 | cDXGF | SWHC013-02 | DEER2020 | D20v1 | 2020-11-09 | Cap-Tons | 1 |  | None | 52.2 | 0.0593 | 0 | 52.2 | 0.0593 | 0 | [6 empty] | DEER:HVAC_Split-Package_AC | Annual
Any | NE-HVAC-airAC-SpltPkg-65to134kBtuh-13p0eer-woutPreEcono | Hsp | New | CZ03 | cDXGF | SWHC013-02 | DEER2020 | D20v1 | 2020-11-09 | Cap-Tons | 1 |  | None | 20.3 | 0.0356 | 0 | 20.3 | 0.0356 | 0 | [6 empty] | DEER:HVAC_Split-Package_AC | Annual
Any | NE-HVAC-airAC-SpltPkg-65to134kBtuh-13p0eer-woutPreEcono | Hsp | New | CZ04 | cDXGF | SWHC013-02 | DEER2020 | D20v1 | 2020-11-09 | Cap-Tons | 1 |  | None | 56.8 | 0.0537 | 0 | 56.8 | 0.0537 | 0 | [6 empty] | DEER:HVAC_Split-Package_AC | Annual
Any | NE-HVAC-airAC-SpltPkg-65to134kBtuh-13p0eer-woutPreEcono | Hsp | New | CZ05 | cDXGF | SWHC013-02 | DEER2020 | D20v1 | 2020-11-09 | Cap-Tons | 1 |  | None | 19.5 | 0.0214 | 0 | 19.5 | 0.0214 | 0 | [6 empty] | DEER:HVAC_Split-Package_AC | Annual
Any | NE-HVAC-airAC-SpltPkg-65to134kBtuh-13p0eer-woutPreEcono | Hsp | New | CZ06 | cDXGF | SWHC013-02 | DEER2020 | D20v1 | 2020-11-09 | Cap-Tons | 1 |  | None | 66 | 0.0489 | 0 | 66 | 0.0489 | 0 | [6 empty] | DEER:HVAC_Split-Package_AC | Annual
Any | NE-HVAC-airAC-SpltPkg-65to134kBtuh-13p0eer-woutPreEcono | Hsp | New | CZ07 | cDXGF | SWHC013-02 | DEER2020 | D20v1 | 2020-11-09 | Cap-Tons | 1 |  | None | 56.3 | 0.0405 | 0 | 56.3 | 0.0405 | 0 | [6 empty] | DEER:HVAC_Split-Package_AC | Annual
Any | NE-HVAC-airAC-SpltPkg-65to134kBtuh-13p0eer-woutPreEcono | Hsp | New | CZ08 | cDXGF | SWHC013-02 | DEER2020 | D20v1 | 2020-11-09 | Cap-Tons | 1 |  | None | 83.7 | 0.0497 | 0 | 83.7 | 0.0497 | 0 | [6 empty] | DEER:HVAC_Split-Package_AC | Annual
Any | NE-HVAC-airAC-SpltPkg-65to134kBtuh-13p0eer-woutPreEcono | Hsp | New | CZ09 | cDXGF | SWHC013-02 | DEER2020 | D20v1 | 2020-11-09 | Cap-Tons | 1 |  | None | 96.3 | 0.0722 | 0 | 96.3 | 0.0722 | 0 | [6 empty] | DEER:HVAC_Split-Package_AC | Annual
Any | NE-HVAC-airAC-SpltPkg-65to134kBtuh-13p0eer-woutPreEcono | Hsp | New | CZ10 | cDXGF | SWHC013-02 | DEER2020 | D20v1 | 2020-11-09 | Cap-Tons | 1 |  | None | 102 | 0.0715 | 0 | 102 | 0.0715 | 0 | [6 empty] | DEER:HVAC_Split-Package_AC | Annual
Any | NE-HVAC-airAC-SpltPkg-65to134kBtuh-13p0eer-woutPreEcono | Hsp | New | CZ11 | cDXGF | SWHC013-02 | DEER2020 | D20v1 | 2020-11-09 | Cap-Tons | 1 |  | None | 112 | 0.08 | 0 | 112 | 0.08 | 0 | [6 empty] | DEER:HVAC_Split-Package_AC | Annual
Any | NE-HVAC-airAC-SpltPkg-65to134kBtuh-13p0eer-woutPreEcono | Hsp | New | CZ12 | cDXGF | SWHC013-02 | DEER2020 | D20v1 | 2020-11-09 | Cap-Tons | 1 |  | None | 82.5 | 0.0721 | 0 | 82.5 | 0.0721 | 0 | [6 empty] | DEER:HVAC_Split-Package_AC | Annual
Any | NE-HVAC-airAC-SpltPkg-65to134kBtuh-13p0eer-woutPreEcono | Hsp | New | CZ13 | cDXGF | SWHC013-02 | DEER2020 | D20v1 | 2020-11-09 | Cap-Tons | 1 |  | None | 119 | 0.0728 | 0 | 119 | 0.0728 | 0 | [6 empty] | DEER:HVAC_Split-Package_AC | Annual
Any | NE-HVAC-airAC-SpltPkg-65to134kBtuh-13p0eer-woutPreEcono | Hsp | New | CZ14 | cDXGF | SWHC013-02 | DEER2020 | D20v1 | 2020-11-09 | Cap-Tons | 1 |  | None | 112 | 0.0648 | 0 | 112 | 0.0648 | 0 | [6 empty] | DEER:HVAC_Split-Package_AC | Annual
Any | NE-HVAC-airAC-SpltPkg-65to134kBtuh-13p0eer-woutPreEcono | Hsp | New | CZ15 | cDXGF | SWHC013-02 | DEER2020 | D20v1 | 2020-11-09 | Cap-Tons | 1 |  | None | 220 | 0.0861 | 0 | 220 | 0.0861 | 0 | [6 empty] | DEER:HVAC_Split-Package_AC | Annual
Any | NE-HVAC-airAC-SpltPkg-65to134kBtuh-13p0eer-woutPreEcono | Hsp | New | CZ16 | cDXGF | SWHC013-02 | DEER2020 | D20v1 | 2020-11-09 | Cap-Tons | 1 |  | None | 42.9 | 0.0392 | 0 | 42.9 | 0.0392 | 0 | [6 empty] | DEER:HVAC_Split-Package_AC | Annual
Any | NE-HVAC-airAC-SpltPkg-65to134kBtuh-13p0eer-woutPreEcono | Htl | Ex | CZ01 | cDXGF | SWHC013-02 | DEER2020 | D20v1 | 2020-11-09 | Cap-Tons | 1 |  | None | 658 | 0.11 | 23.1 | 9.92 | 0.0135 | 0 | [6 empty] | DEER:HVAC_Split-Package_AC | Annual
Any | NE-HVAC-airAC-SpltPkg-65to134kBtuh-13p0eer-woutPreEcono | Htl | Ex | CZ02 | cDXGF | SWHC013-02 | DEER2020 | D20v1 | 2020-11-09 | Cap-Tons | 1 |  | None | 739 | 0.222 | 24.4 | 97.9 | 0.116 | 0 | [6 empty] | DEER:HVAC_Split-Package_AC | Annual
Any | NE-HVAC-airAC-SpltPkg-65to134kBtuh-13p0eer-woutPreEcono | Htl | Ex | CZ03 | cDXGF | SWHC013-02 | DEER2020 | D20v1 | 2020-11-09 | Cap-Tons | 1 |  | None | 700 | 0.167 | 11.6 | 32.4 | 0.0528 | 0 | [6 empty] | DEER:HVAC_Split-Package_AC | Annual
Any | NE-HVAC-airAC-SpltPkg-65to134kBtuh-13p0eer-woutPreEcono | Htl | Ex | CZ04 | cDXGF | SWHC013-02 | DEER2020 | D20v1 | 2020-11-09 | Cap-Tons | 1 |  | None | 741 | 0.211 | 17.3 | 106 | 0.0985 | 0 | [6 empty] | DEER:HVAC_Split-Package_AC | Annual
Any | NE-HVAC-airAC-SpltPkg-65to134kBtuh-13p0eer-woutPreEcono | Htl | Ex | CZ05 | cDXGF | SWHC013-02 | DEER2020 | D20v1 | 2020-11-09 | Cap-Tons | 1 |  | None | 602 | 0.117 | 14.2 | 33.3 | 0.0303 | 0 | [6 empty] | DEER:HVAC_Split-Package_AC | Annual
Any | NE-HVAC-airAC-SpltPkg-65to134kBtuh-13p0eer-woutPreEcono | Htl | Ex | CZ06 | cDXGF | SWHC013-02 | DEER2020 | D20v1 | 2020-11-09 | Cap-Tons | 1 |  | None | 701 | 0.178 | 6.4 | 89.1 | 0.0726 | 0 | [6 empty] | DEER:HVAC_Split-Package_AC | Annual
Any | NE-HVAC-airAC-SpltPkg-65to134kBtuh-13p0eer-woutPreEcono | Htl | Ex | CZ07 | cDXGF | SWHC013-02 | DEER2020 | D20v1 | 2020-11-09 | Cap-Tons | 1 |  | None | 671 | 0.149 | 3.71 | 74 | 0.0548 | 0 | [6 empty] | DEER:HVAC_Split-Package_AC | Annual
Any | NE-HVAC-airAC-SpltPkg-65to134kBtuh-13p0eer-woutPreEcono | Htl | Ex | CZ08 | cDXGF | SWHC013-02 | DEER2020 | D20v1 | 2020-11-09 | Cap-Tons | 1 |  | None | 778 | 0.195 | 7.78 | 137 | 0.0808 | 0 | [6 empty] | DEER:HVAC_Split-Package_AC | Annual
Any | NE-HVAC-airAC-SpltPkg-65to134kBtuh-13p0eer-woutPreEcono | Htl | Ex | CZ09 | cDXGF | SWHC013-02 | DEER2020 | D20v1 | 2020-11-09 | Cap-Tons | 1 |  | None | 749 | 0.218 | 7.29 | 124 | 0.103 | 0 | [6 empty] | DEER:HVAC_Split-Package_AC | Annual
Any | NE-HVAC-airAC-SpltPkg-65to134kBtuh-13p0eer-woutPreEcono | Htl | Ex | CZ10 | cDXGF | SWHC013-02 | DEER2020 | D20v1 | 2020-11-09 | Cap-Tons | 1 |  | None | 826 | 0.235 | 10.1 | 148 | 0.111 | 0 | [6 empty] | DEER:HVAC_Split-Package_AC | Annual
Any | NE-HVAC-airAC-SpltPkg-65to134kBtuh-13p0eer-woutPreEcono | Htl | Ex | CZ11 | cDXGF | SWHC013-02 | DEER2020 | D20v1 | 2020-11-09 | Cap-Tons | 1 |  | None | 859 | 0.243 | 15.2 | 158 | 0.128 | 0 | [6 empty] | DEER:HVAC_Split-Package_AC | Annual
Any | NE-HVAC-airAC-SpltPkg-65to134kBtuh-13p0eer-woutPreEcono | Htl | Ex | CZ12 | cDXGF | SWHC013-02 | DEER2020 | D20v1 | 2020-11-09 | Cap-Tons | 1 |  | None | 795 | 0.237 | 17.1 | 126 | 0.123 | 0 | [6 empty] | DEER:HVAC_Split-Package_AC | Annual
Any | NE-HVAC-airAC-SpltPkg-65to134kBtuh-13p0eer-woutPreEcono | Htl | Ex | CZ13 | cDXGF | SWHC013-02 | DEER2020 | D20v1 | 2020-11-09 | Cap-Tons | 1 |  | None | 873 | 0.246 | 13.6 | 162 | 0.11 | 0 | [6 empty] | DEER:HVAC_Split-Package_AC | Annual
Any | NE-HVAC-airAC-SpltPkg-65to134kBtuh-13p0eer-woutPreEcono | Htl | Ex | CZ14 | cDXGF | SWHC013-02 | DEER2020 | D20v1 | 2020-11-09 | Cap-Tons | 1 |  | None | 837 | 0.229 | 15.5 | 155 | 0.0987 | 0 | [6 empty] | DEER:HVAC_Split-Package_AC | Annual
Any | NE-HVAC-airAC-SpltPkg-65to134kBtuh-13p0eer-woutPreEcono | Htl | Ex | CZ15 | cDXGF | SWHC013-02 | DEER2020 | D20v1 | 2020-11-09 | Cap-Tons | 1 |  | None | 1050 | 0.264 | 1.71 | 247 | 0.104 | 0 | [6 empty] | DEER:HVAC_Split-Package_AC | Annual
Any | NE-HVAC-airAC-SpltPkg-65to134kBtuh-13p0eer-woutPreEcono | Htl | Ex | CZ16 | cDXGF | SWHC013-02 | DEER2020 | D20v1 | 2020-11-09 | Cap-Tons | 1 |  | None | 708 | 0.168 | 24.7 | 61.9 | 0.0644 | 0 | [6 empty] | DEER:HVAC_Split-Package_AC | Annual
Any | NE-HVAC-airAC-SpltPkg-65to134kBtuh-13p0eer-woutPreEcono | Htl | New | CZ01 | cDXGF | SWHC013-02 | DEER2020 | D20v1 | 2020-11-09 | Cap-Tons | 1 |  | None | 8.85 | 0.0123 | 0 | 8.85 | 0.0123 | 0 | [6 empty] | DEER:HVAC_Split-Package_AC | Annual
Any | NE-HVAC-airAC-SpltPkg-65to134kBtuh-13p0eer-woutPreEcono | Htl | New | CZ02 | cDXGF | SWHC013-02 | DEER2020 | D20v1 | 2020-11-09 | Cap-Tons | 1 |  | None | 92.4 | 0.116 | 0 | 92.4 | 0.116 | 0 | [6 empty] | DEER:HVAC_Split-Package_AC | Annual
Any | NE-HVAC-airAC-SpltPkg-65to134kBtuh-13p0eer-woutPreEcono | Htl | New | CZ03 | cDXGF | SWHC013-02 | DEER2020 | D20v1 | 2020-11-09 | Cap-Tons | 1 |  | None | 29.2 | 0.0516 | 0 | 29.2 | 0.0516 | 0 | [6 empty] | DEER:HVAC_Split-Package_AC | Annual
Any | NE-HVAC-airAC-SpltPkg-65to134kBtuh-13p0eer-woutPreEcono | Htl | New | CZ04 | cDXGF | SWHC013-02 | DEER2020 | D20v1 | 2020-11-09 | Cap-Tons | 1 |  | None | 100 | 0.0998 | 0 | 100 | 0.0998 | 0 | [6 empty] | DEER:HVAC_Split-Package_AC | Annual
Any | NE-HVAC-airAC-SpltPkg-65to134kBtuh-13p0eer-woutPreEcono | Htl | New | CZ05 | cDXGF | SWHC013-02 | DEER2020 | D20v1 | 2020-11-09 | Cap-Tons | 1 |  | None | 29 | 0.0292 | 0 | 29 | 0.0292 | 0 | [6 empty] | DEER:HVAC_Split-Package_AC | Annual
Any | NE-HVAC-airAC-SpltPkg-65to134kBtuh-13p0eer-woutPreEcono | Htl | New | CZ06 | cDXGF | SWHC013-02 | DEER2020 | D20v1 | 2020-11-09 | Cap-Tons | 1 |  | None | 82.9 | 0.0739 | 0 | 82.9 | 0.0739 | 0 | [6 empty] | DEER:HVAC_Split-Package_AC | Annual
Any | NE-HVAC-airAC-SpltPkg-65to134kBtuh-13p0eer-woutPreEcono | Htl | New | CZ07 | cDXGF | SWHC013-02 | DEER2020 | D20v1 | 2020-11-09 | Cap-Tons | 1 |  | None | 67.4 | 0.0546 | 0 | 67.4 | 0.0546 | 0 | [6 empty] | DEER:HVAC_Split-Package_AC | Annual
Any | NE-HVAC-airAC-SpltPkg-65to134kBtuh-13p0eer-woutPreEcono | Htl | New | CZ08 | cDXGF | SWHC013-02 | DEER2020 | D20v1 | 2020-11-09 | Cap-Tons | 1 |  | None | 130 | 0.0817 | 0 | 130 | 0.0817 | 0 | [6 empty] | DEER:HVAC_Split-Package_AC | Annual
Any | NE-HVAC-airAC-SpltPkg-65to134kBtuh-13p0eer-woutPreEcono | Htl | New | CZ09 | cDXGF | SWHC013-02 | DEER2020 | D20v1 | 2020-11-09 | Cap-Tons | 1 |  | None | 118 | 0.103 | 0 | 118 | 0.103 | 0 | [6 empty] | DEER:HVAC_Split-Package_AC | Annual
Any | NE-HVAC-airAC-SpltPkg-65to134kBtuh-13p0eer-woutPreEcono | Asm | Ex | CZ06 | cDXGF | SWHC013-02 | DEER2020 | D20v1 | 2020-11-09 | Cap-Tons | 1 |  | None | 464 | 0.177 | 5.58 | 92.4 | 0.0773 | 0 | [6 empty] | DEER:HVAC_Split-Package_AC | Annual
Any | NE-HVAC-airAC-SpltPkg-65to134kBtuh-13p0eer-woutPreEcono | Asm | Ex | CZ07 | cDXGF | SWHC013-02 | DEER2020 | D20v1 | 2020-11-09 | Cap-Tons | 1 |  | None | 438 | 0.151 | 4.47 | 77.2 | 0.0612 | 0 | [6 empty] | DEER:HVAC_Split-Package_AC | Annual
Any | NE-HVAC-airAC-SpltPkg-65to134kBtuh-13p0eer-woutPreEcono | Asm | Ex | CZ08 | cDXGF | SWHC013-02 | DEER2020 | D20v1 | 2020-11-09 | Cap-Tons | 1 |  | None | 516 | 0.187 | 4.05 | 130 | 0.0854 | 0 | [6 empty] | DEER:HVAC_Split-Package_AC | Annual
Any | NE-HVAC-airAC-SpltPkg-65to134kBtuh-13p0eer-woutPreEcono | Asm | Ex | CZ09 | cDXGF | SWHC013-02 | DEER2020 | D20v1 | 2020-11-09 | Cap-Tons | 1 |  | None | 532 | 0.223 | 8.03 | 117 | 0.106 | 0 | [6 empty] | DEER:HVAC_Split-Package_AC | Annual
Any | NE-HVAC-airAC-SpltPkg-65to134kBtuh-13p0eer-woutPreEcono | Asm | Ex | CZ10 | cDXGF | SWHC013-02 | DEER2020 | D20v1 | 2020-11-09 | Cap-Tons | 1 |  | None | 571 | 0.232 | 8.23 | 140 | 0.118 | 0 | [6 empty] | DEER:HVAC_Split-Package_AC | Annual
Any | NE-HVAC-airAC-SpltPkg-65to134kBtuh-13p0eer-woutPreEcono | Asm | Ex | CZ11 | cDXGF | SWHC013-02 | DEER2020 | D20v1 | 2020-11-09 | Cap-Tons | 1 |  | None | 603 | 0.26 | 16.3 | 136 | 0.118 | 0 | [6 empty] | DEER:HVAC_Split-Package_AC | Annual
Any | NE-HVAC-airAC-SpltPkg-65to134kBtuh-13p0eer-woutPreEcono | Asm | Ex | CZ12 | cDXGF | SWHC013-02 | DEER2020 | D20v1 | 2020-11-09 | Cap-Tons | 1 |  | None | 554 | 0.241 | 14.5 | 119 | 0.127 | 0 | [6 empty] | DEER:HVAC_Split-Package_AC | Annual
Any | NE-HVAC-airAC-SpltPkg-65to134kBtuh-13p0eer-woutPreEcono | Asm | Ex | CZ13 | cDXGF | SWHC013-02 | DEER2020 | D20v1 | 2020-11-09 | Cap-Tons | 1 |  | None | 606 | 0.248 | 15.4 | 142 | 0.114 | 0 | [6 empty] | DEER:HVAC_Split-Package_AC | Annual
Any | NE-HVAC-airAC-SpltPkg-65to134kBtuh-13p0eer-woutPreEcono | Asm | Ex | CZ14 | cDXGF | SWHC013-02 | DEER2020 | D20v1 | 2020-11-09 | Cap-Tons | 1 |  | None | 608 | 0.25 | 16.1 | 136 | 0.0944 | 0 | [6 empty] | DEER:HVAC_Split-Package_AC | Annual
Any | NE-HVAC-airAC-SpltPkg-65to134kBtuh-13p0eer-woutPreEcono | Asm | Ex | CZ15 | cDXGF | SWHC013-02 | DEER2020 | D20v1 | 2020-11-09 | Cap-Tons | 1 |  | None | 746 | 0.28 | 2.79 | 201 | 0.097 | 0 | [6 empty] | DEER:HVAC_Split-Package_AC | Annual
Any | NE-HVAC-airAC-SpltPkg-65to134kBtuh-13p0eer-woutPreEcono | Asm | Ex | CZ16 | cDXGF | SWHC013-02 | DEER2020 | D20v1 | 2020-11-09 | Cap-Tons | 1 |  | None | 466 | 0.183 | 24.2 | 59.9 | 0.0677 | 0 | [6 empty] | DEER:HVAC_Split-Package_AC | Annual
Any | NE-HVAC-airAC-SpltPkg-65to134kBtuh-13p0eer-woutPreEcono | Asm | New | CZ01 | cDXGF | SWHC013-02 | DEER2020 | D20v1 | 2020-11-09 | Cap-Tons | 1 |  | None | 9.94 | 0.0169 | 0 | 9.94 | 0.0169 | 0 | [6 empty] | DEER:HVAC_Split-Package_AC | Annual
Any | NE-HVAC-airAC-SpltPkg-65to134kBtuh-13p0eer-woutPreEcono | Asm | New | CZ02 | cDXGF | SWHC013-02 | DEER2020 | D20v1 | 2020-11-09 | Cap-Tons | 1 |  | None | 108 | 0.124 | 0 | 108 | 0.124 | 0 | [6 empty] | DEER:HVAC_Split-Package_AC | Annual
Any | NE-HVAC-airAC-SpltPkg-65to134kBtuh-13p0eer-woutPreEcono | Asm | New | CZ03 | cDXGF | SWHC013-02 | DEER2020 | D20v1 | 2020-11-09 | Cap-Tons | 1 |  | None | 35 | 0.0591 | 0 | 35 | 0.0591 | 0 | [6 empty] | DEER:HVAC_Split-Package_AC | Annual
Any | NE-HVAC-airAC-SpltPkg-65to134kBtuh-13p0eer-woutPreEcono | Asm | New | CZ04 | cDXGF | SWHC013-02 | DEER2020 | D20v1 | 2020-11-09 | Cap-Tons | 1 |  | None | 118 | 0.108 | 0 | 118 | 0.108 | 0 | [6 empty] | DEER:HVAC_Split-Package_AC | Annual
Any | NE-HVAC-airAC-SpltPkg-65to134kBtuh-13p0eer-woutPreEcono | Asm | New | CZ05 | cDXGF | SWHC013-02 | DEER2020 | D20v1 | 2020-11-09 | Cap-Tons | 1 |  | None | 37 | 0.0362 | 0 | 37 | 0.0362 | 0 | [6 empty] | DEER:HVAC_Split-Package_AC | Annual
Any | NE-HVAC-airAC-SpltPkg-65to134kBtuh-13p0eer-woutPreEcono | Asm | New | CZ06 | cDXGF | SWHC013-02 | DEER2020 | D20v1 | 2020-11-09 | Cap-Tons | 1 |  | None | 86.8 | 0.0826 | 0 | 86.8 | 0.0826 | 0 | [6 empty] | DEER:HVAC_Split-Package_AC | Annual
Any | NE-HVAC-airAC-SpltPkg-65to134kBtuh-13p0eer-woutPreEcono | Asm | New | CZ07 | cDXGF | SWHC013-02 | DEER2020 | D20v1 | 2020-11-09 | Cap-Tons | 1 |  | None | 69.3 | 0.0637 | 0 | 69.3 | 0.0637 | 0 | [6 empty] | DEER:HVAC_Split-Package_AC | Annual
Any | NE-HVAC-airAC-SpltPkg-65to134kBtuh-13p0eer-woutPreEcono | Asm | New | CZ08 | cDXGF | SWHC013-02 | DEER2020 | D20v1 | 2020-11-09 | Cap-Tons | 1 |  | None | 121 | 0.0865 | 0 | 121 | 0.0865 | 0 | [6 empty] | DEER:HVAC_Split-Package_AC | Annual
Any | NE-HVAC-airAC-SpltPkg-65to134kBtuh-13p0eer-woutPreEcono | Asm | New | CZ09 | cDXGF | SWHC013-02 | DEER2020 | D20v1 | 2020-11-09 | Cap-Tons | 1 |  | None | 111 | 0.107 | 0 | 111 | 0.107 | 0 | [6 empty] | DEER:HVAC_Split-Package_AC | Annual
Any | NE-HVAC-airAC-SpltPkg-65to134kBtuh-13p0eer-woutPreEcono | Asm | New | CZ10 | cDXGF | SWHC013-02 | DEER2020 | D20v1 | 2020-11-09 | Cap-Tons | 1 |  | None | 136 | 0.118 | 0 | 136 | 0.118 | 0 | [6 empty] | DEER:HVAC_Split-Package_AC | Annual
Any | NE-HVAC-airAC-SpltPkg-65to134kBtuh-13p0eer-woutPreEcono | Asm | New | CZ11 | cDXGF | SWHC013-02 | DEER2020 | D20v1 | 2020-11-09 | Cap-Tons | 1 |  | None | 135 | 0.118 | 0 | 135 | 0.118 | 0 | [6 empty] | DEER:HVAC_Split-Package_AC | Annual
Any | NE-HVAC-airAC-SpltPkg-65to134kBtuh-13p0eer-woutPreEcono | Asm | New | CZ12 | cDXGF | SWHC013-02 | DEER2020 | D20v1 | 2020-11-09 | Cap-Tons | 1 |  | None | 117 | 0.127 | 0 | 117 | 0.127 | 0 | [6 empty] | DEER:HVAC_Split-Package_AC | Annual
Any | NE-HVAC-airAC-SpltPkg-65to134kBtuh-13p0eer-woutPreEcono | Asm | New | CZ13 | cDXGF | SWHC013-02 | DEER2020 | D20v1 | 2020-11-09 | Cap-Tons | 1 |  | None | 140 | 0.112 | 0 | 140 | 0.112 | 0 | [6 empty] | DEER:HVAC_Split-Package_AC | Annual
Any | NE-HVAC-airAC-SpltPkg-65to134kBtuh-13p0eer-woutPreEcono | Asm | New | CZ14 | cDXGF | SWHC013-02 | DEER2020 | D20v1 | 2020-11-09 | Cap-Tons | 1 |  | None | 134 | 0.0922 | 0 | 134 | 0.0922 | 0 | [6 empty] | DEER:HVAC_Split-Package_AC | Annual
Any | NE-HVAC-airAC-SpltPkg-65to134kBtuh-13p0eer-woutPreEcono | Asm | New | CZ15 | cDXGF | SWHC013-02 | DEER2020 | D20v1 | 2020-11-09 | Cap-Tons | 1 |  | None | 197 | 0.0948 | 0 | 197 | 0.0948 | 0 | [6 empty] | DEER:HVAC_Split-Package_AC | Annual
Any | NE-HVAC-airAC-SpltPkg-65to134kBtuh-13p0eer-woutPreEcono | Asm | New | CZ16 | cDXGF | SWHC013-02 | DEER2020 | D20v1 | 2020-11-09 | Cap-Tons | 1 |  | None | 59.1 | 0.0674 | 0 | 59.1 | 0.0674 | 0 | [6 empty] | DEER:HVAC_Split-Package_AC | Annual
Any | NE-HVAC-airAC-SpltPkg-65to134kBtuh-13p0eer-woutPreEcono | Htl | New | CZ10 | cDXGF | SWHC013-02 | DEER2020 | D20v1 | 2020-11-09 | Cap-Tons | 1 |  | None | 142 | 0.112 | 0 | 142 | 0.112 | 0 | [6 empty] | DEER:HVAC_Split-Package_AC | Annual
Any | NE-HVAC-airAC-SpltPkg-65to134kBtuh-13p0eer-woutPreEcono | Htl | New | CZ11 | cDXGF | SWHC013-02 | DEER2020 | D20v1 | 2020-11-09 | Cap-Tons | 1 |  | None | 154 | 0.127 | 0 | 154 | 0.127 | 0 | [6 empty] | DEER:HVAC_Split-Package_AC | Annual
Any | NE-HVAC-airAC-SpltPkg-65to134kBtuh-13p0eer-woutPreEcono | Htl | New | CZ12 | cDXGF | SWHC013-02 | DEER2020 | D20v1 | 2020-11-09 | Cap-Tons | 1 |  | None | 122 | 0.123 | 0 | 122 | 0.123 | 0 | [6 empty] | DEER:HVAC_Split-Package_AC | Annual
Any | NE-HVAC-airAC-SpltPkg-65to134kBtuh-13p0eer-woutPreEcono | Htl | New | CZ13 | cDXGF | SWHC013-02 | DEER2020 | D20v1 | 2020-11-09 | Cap-Tons | 1 |  | None | 157 | 0.108 | 0 | 157 | 0.108 | 0 | [6 empty] | DEER:HVAC_Split-Package_AC | Annual
Any | NE-HVAC-airAC-SpltPkg-65to134kBtuh-13p0eer-woutPreEcono | Htl | New | CZ14 | cDXGF | SWHC013-02 | DEER2020 | D20v1 | 2020-11-09 | Cap-Tons | 1 |  | None | 151 | 0.0968 | 0 | 151 | 0.0968 | 0 | [6 empty] | DEER:HVAC_Split-Package_AC | Annual
Any | NE-HVAC-airAC-SpltPkg-65to134kBtuh-13p0eer-woutPreEcono | Htl | New | CZ15 | cDXGF | SWHC013-02 | DEER2020 | D20v1 | 2020-11-09 | Cap-Tons | 1 |  | None | 240 | 0.102 | 0 | 240 | 0.102 | 0 | [6 empty] | DEER:HVAC_Split-Package_AC | Annual
Any | NE-HVAC-airAC-SpltPkg-65to134kBtuh-13p0eer-woutPreEcono | Htl | New | CZ16 | cDXGF | SWHC013-02 | DEER2020 | D20v1 | 2020-11-09 | Cap-Tons | 1 |  | None | 59.4 | 0.0627 | 0 | 59.4 | 0.0627 | 0 | [6 empty] | DEER:HVAC_Split-Package_AC | Annual
Any | NE-HVAC-airAC-SpltPkg-135to239kBtuh-11p5eer | Htl | New | CZ07 | cDXGF | SWHC013-02 | DEER2020 | D20v1 | 2020-11-09 | Cap-Tons | 1 |  | None | 27.7 | 0.0223 | 0 | 27.7 | 0.0223 | 0 | [6 empty] | DEER:HVAC_Split-Package_AC | Annual
Any | NE-HVAC-airAC-SpltPkg-135to239kBtuh-11p5eer | Asm | Ex | CZ07 | cDXGF | SWHC013-02 | DEER2020 | D20v1 | 2020-11-09 | Cap-Tons | 1 |  | None | 306 | 0.125 | 4.37 | 31.6 | 0.0247 | 0 | [6 empty] | DEER:HVAC_Split-Package_AC | Annual
Any | NE-HVAC-airAC-SpltPkg-135to239kBtuh-11p5eer | Asm | Ex | CZ08 | cDXGF | SWHC013-02 | DEER2020 | D20v1 | 2020-11-09 | Cap-Tons | 1 |  | None | 395 | 0.157 | 3.69 | 53.8 | 0.0347 | 0 | [6 empty] | DEER:HVAC_Split-Package_AC | Annual
Any | NE-HVAC-airAC-SpltPkg-135to239kBtuh-11p5eer | Asm | Ex | CZ09 | cDXGF | SWHC013-02 | DEER2020 | D20v1 | 2020-11-09 | Cap-Tons | 1 |  | None | 403 | 0.184 | 7.89 | 48.2 | 0.0426 | 0 | [6 empty] | DEER:HVAC_Split-Package_AC | Annual
Any | NE-HVAC-airAC-SpltPkg-135to239kBtuh-11p5eer | Asm | Ex | CZ10 | cDXGF | SWHC013-02 | DEER2020 | D20v1 | 2020-11-09 | Cap-Tons | 1 |  | None | 446 | 0.189 | 8.27 | 57 | 0.0467 | 0 | [6 empty] | DEER:HVAC_Split-Package_AC | Annual
Any | NE-HVAC-airAC-SpltPkg-135to239kBtuh-11p5eer | Asm | Ex | CZ11 | cDXGF | SWHC013-02 | DEER2020 | D20v1 | 2020-11-09 | Cap-Tons | 1 |  | None | 475 | 0.212 | 16.2 | 55.6 | 0.0465 | 0 | [6 empty] | DEER:HVAC_Split-Package_AC | Annual
Any | NE-HVAC-airAC-SpltPkg-135to239kBtuh-11p5eer | Asm | Ex | CZ12 | cDXGF | SWHC013-02 | DEER2020 | D20v1 | 2020-11-09 | Cap-Tons | 1 |  | None | 431 | 0.194 | 14.4 | 48.7 | 0.0501 | 0 | [6 empty] | DEER:HVAC_Split-Package_AC | Annual
Any | NE-HVAC-airAC-SpltPkg-135to239kBtuh-11p5eer | Asm | Ex | CZ13 | cDXGF | SWHC013-02 | DEER2020 | D20v1 | 2020-11-09 | Cap-Tons | 1 |  | None | 477 | 0.207 | 15.3 | 58 | 0.0443 | 0 | [6 empty] | DEER:HVAC_Split-Package_AC | Annual
Any | NE-HVAC-airAC-SpltPkg-135to239kBtuh-11p5eer | Asm | Ex | CZ14 | cDXGF | SWHC013-02 | DEER2020 | D20v1 | 2020-11-09 | Cap-Tons | 1 |  | None | 482 | 0.218 | 15.9 | 55.8 | 0.0371 | 0 | [6 empty] | DEER:HVAC_Split-Package_AC | Annual
Any | NE-HVAC-airAC-SpltPkg-135to239kBtuh-11p5eer | Asm | Ex | CZ15 | cDXGF | SWHC013-02 | DEER2020 | D20v1 | 2020-11-09 | Cap-Tons | 1 |  | None | 617 | 0.237 | 2.89 | 85.1 | 0.0399 | 0 | [6 empty] | DEER:HVAC_Split-Package_AC | Annual
Any | NE-HVAC-airAC-SpltPkg-135to239kBtuh-11p5eer | Asm | Ex | CZ16 | cDXGF | SWHC013-02 | DEER2020 | D20v1 | 2020-11-09 | Cap-Tons | 1 |  | None | 337 | 0.157 | 23.9 | 25.1 | 0.0283 | 0 | [6 empty] | DEER:HVAC_Split-Package_AC | Annual
Any | NE-HVAC-airAC-SpltPkg-135to239kBtuh-11p5eer | Asm | New | CZ01 | cDXGF | SWHC013-02 | DEER2020 | D20v1 | 2020-11-09 | Cap-Tons | 1 |  | None | 4.03 | 0.00713 | 0 | 4.03 | 0.00713 | 0 | [6 empty] | DEER:HVAC_Split-Package_AC | Annual
Any | NE-HVAC-airAC-SpltPkg-135to239kBtuh-11p5eer | Asm | New | CZ02 | cDXGF | SWHC013-02 | DEER2020 | D20v1 | 2020-11-09 | Cap-Tons | 1 |  | None | 44.4 | 0.0493 | 0 | 44.4 | 0.0493 | 0 | [6 empty] | DEER:HVAC_Split-Package_AC | Annual
Any | NE-HVAC-airAC-SpltPkg-135to239kBtuh-11p5eer | Asm | New | CZ03 | cDXGF | SWHC013-02 | DEER2020 | D20v1 | 2020-11-09 | Cap-Tons | 1 |  | None | 14.5 | 0.0243 | 0 | 14.5 | 0.0243 | 0 | [6 empty] | DEER:HVAC_Split-Package_AC | Annual
Any | NE-HVAC-airAC-SpltPkg-135to239kBtuh-11p5eer | Asm | New | CZ04 | cDXGF | SWHC013-02 | DEER2020 | D20v1 | 2020-11-09 | Cap-Tons | 1 |  | None | 49 | 0.0434 | 0 | 49 | 0.0434 | 0 | [6 empty] | DEER:HVAC_Split-Package_AC | Annual
Any | NE-HVAC-airAC-SpltPkg-135to239kBtuh-11p5eer | Asm | New | CZ05 | cDXGF | SWHC013-02 | DEER2020 | D20v1 | 2020-11-09 | Cap-Tons | 1 |  | None | 15.4 | 0.0152 | 0 | 15.4 | 0.0152 | 0 | [6 empty] | DEER:HVAC_Split-Package_AC | Annual
Any | NE-HVAC-airAC-SpltPkg-135to239kBtuh-11p5eer | Asm | New | CZ06 | cDXGF | SWHC013-02 | DEER2020 | D20v1 | 2020-11-09 | Cap-Tons | 1 |  | None | 35.7 | 0.0334 | 0 | 35.7 | 0.0334 | 0 | [6 empty] | DEER:HVAC_Split-Package_AC | Annual
Any | NE-HVAC-airAC-SpltPkg-135to239kBtuh-11p5eer | Asm | New | CZ07 | cDXGF | SWHC013-02 | DEER2020 | D20v1 | 2020-11-09 | Cap-Tons | 1 |  | None | 28.4 | 0.0256 | 0 | 28.4 | 0.0256 | 0 | [6 empty] | DEER:HVAC_Split-Package_AC | Annual
Any | NE-HVAC-airAC-SpltPkg-135to239kBtuh-11p5eer | Asm | New | CZ08 | cDXGF | SWHC013-02 | DEER2020 | D20v1 | 2020-11-09 | Cap-Tons | 1 |  | None | 50.3 | 0.0354 | 0 | 50.3 | 0.0354 | 0 | [6 empty] | DEER:HVAC_Split-Package_AC | Annual
Any | NE-HVAC-airAC-SpltPkg-135to239kBtuh-11p5eer | Asm | New | CZ09 | cDXGF | SWHC013-02 | DEER2020 | D20v1 | 2020-11-09 | Cap-Tons | 1 |  | None | 46 | 0.0435 | 0 | 46 | 0.0435 | 0 | [6 empty] | DEER:HVAC_Split-Package_AC | Annual
Any | NE-HVAC-airAC-SpltPkg-135to239kBtuh-11p5eer | Asm | New | CZ10 | cDXGF | SWHC013-02 | DEER2020 | D20v1 | 2020-11-09 | Cap-Tons | 1 |  | None | 55.6 | 0.0468 | 0 | 55.6 | 0.0468 | 0 | [6 empty] | DEER:HVAC_Split-Package_AC | Annual
Any | NE-HVAC-airAC-SpltPkg-135to239kBtuh-11p5eer | Asm | New | CZ11 | cDXGF | SWHC013-02 | DEER2020 | D20v1 | 2020-11-09 | Cap-Tons | 1 |  | None | 54.7 | 0.0457 | 0 | 54.7 | 0.0457 | 0 | [6 empty] | DEER:HVAC_Split-Package_AC | Annual
Any | NE-HVAC-airAC-SpltPkg-135to239kBtuh-11p5eer | Asm | New | CZ12 | cDXGF | SWHC013-02 | DEER2020 | D20v1 | 2020-11-09 | Cap-Tons | 1 |  | None | 47.8 | 0.0499 | 0 | 47.8 | 0.0499 | 0 | [6 empty] | DEER:HVAC_Split-Package_AC | Annual
Any | NE-HVAC-airAC-SpltPkg-135to239kBtuh-11p5eer | Asm | New | CZ13 | cDXGF | SWHC013-02 | DEER2020 | D20v1 | 2020-11-09 | Cap-Tons | 1 |  | None | 56.8 | 0.0438 | 0 | 56.8 | 0.0438 | 0 | [6 empty] | DEER:HVAC_Split-Package_AC | Annual
Any | NE-HVAC-airAC-SpltPkg-135to239kBtuh-11p5eer | Asm | New | CZ14 | cDXGF | SWHC013-02 | DEER2020 | D20v1 | 2020-11-09 | Cap-Tons | 1 |  | None | 54.8 | 0.0362 | 0 | 54.8 | 0.0362 | 0 | [6 empty] | DEER:HVAC_Split-Package_AC | Annual
Any | NE-HVAC-airAC-SpltPkg-135to239kBtuh-11p5eer | Asm | New | CZ15 | cDXGF | SWHC013-02 | DEER2020 | D20v1 | 2020-11-09 | Cap-Tons | 1 |  | None | 85 | 0.04 | 0 | 85 | 0.04 | 0 | [6 empty] | DEER:HVAC_Split-Package_AC | Annual
Any | NE-HVAC-airAC-SpltPkg-135to239kBtuh-11p5eer | Asm | New | CZ16 | cDXGF | SWHC013-02 | DEER2020 | D20v1 | 2020-11-09 | Cap-Tons | 1 |  | None | 24.8 | 0.0283 | 0 | 24.8 | 0.0283 | 0 | [6 empty] | DEER:HVAC_Split-Package_AC | Annual
Any | NE-HVAC-airAC-SpltPkg-135to239kBtuh-11p5eer | Com | New | CZ01 | cDXGF | SWHC013-02 | DEER2020 | D20v1 | 2020-11-09 | Cap-Tons | 1 |  | None | 5.3 | 0.006 | 0 | 5.3 | 0.006 | 0 | [6 empty] | DEER:HVAC_Split-Package_AC | Annual
Any | NE-HVAC-airAC-SpltPkg-135to239kBtuh-11p5eer | Com | New | CZ02 | cDXGF | SWHC013-02 | DEER2020 | D20v1 | 2020-11-09 | Cap-Tons | 1 |  | None | 30.8 | 0.03 | 0 | 30.8 | 0.03 | 0 | [6 empty] | DEER:HVAC_Split-Package_AC | Annual
Any | NE-HVAC-airAC-SpltPkg-135to239kBtuh-11p5eer | Com | New | CZ03 | cDXGF | SWHC013-02 | DEER2020 | D20v1 | 2020-11-09 | Cap-Tons | 1 |  | None | 15 | 0.015 | 0 | 15 | 0.015 | 0 | [6 empty] | DEER:HVAC_Split-Package_AC | Annual
Any | NE-HVAC-airAC-SpltPkg-135to239kBtuh-11p5eer | Com | New | CZ04 | cDXGF | SWHC013-02 | DEER2020 | D20v1 | 2020-11-09 | Cap-Tons | 1 |  | None | 34.3 | 0.026 | 0 | 34.3 | 0.026 | 0 | [6 empty] | DEER:HVAC_Split-Package_AC | Annual
Any | NE-HVAC-airAC-SpltPkg-135to239kBtuh-11p5eer | Com | New | CZ05 | cDXGF | SWHC013-02 | DEER2020 | D20v1 | 2020-11-09 | Cap-Tons | 1 |  | None | 16.2 | 0.012 | 0 | 16.2 | 0.012 | 0 | [6 empty] | DEER:HVAC_Split-Package_AC | Annual
Any | NE-HVAC-airAC-SpltPkg-135to239kBtuh-11p5eer | Com | New | CZ06 | cDXGF | SWHC013-02 | DEER2020 | D20v1 | 2020-11-09 | Cap-Tons | 1 |  | None | 36.1 | 0.025 | 0 | 36.1 | 0.025 | 0 | [6 empty] | DEER:HVAC_Split-Package_AC | Annual
Any | NE-HVAC-airAC-SpltPkg-135to239kBtuh-11p5eer | Com | New | CZ07 | cDXGF | SWHC013-02 | DEER2020 | D20v1 | 2020-11-09 | Cap-Tons | 1 |  | None | 29.9 | 0.019 | 0 | 29.9 | 0.019 | 0 | [6 empty] | DEER:HVAC_Split-Package_AC | Annual
Any | NE-HVAC-airAC-SpltPkg-135to239kBtuh-11p5eer | Com | New | CZ08 | cDXGF | SWHC013-02 | DEER2020 | D20v1 | 2020-11-09 | Cap-Tons | 1 |  | None | 42.7 | 0.024 | 0 | 42.7 | 0.024 | 0 | [6 empty] | DEER:HVAC_Split-Package_AC | Annual
Any | NE-HVAC-airAC-SpltPkg-135to239kBtuh-11p5eer | Com | New | CZ09 | cDXGF | SWHC013-02 | DEER2020 | D20v1 | 2020-11-09 | Cap-Tons | 1 |  | None | 39.5 | 0.03 | 0 | 39.5 | 0.03 | 0 | [6 empty] | DEER:HVAC_Split-Package_AC | Annual
Any | NE-HVAC-airAC-SpltPkg-135to239kBtuh-11p5eer | Com | New | CZ10 | cDXGF | SWHC013-02 | DEER2020 | D20v1 | 2020-11-09 | Cap-Tons | 1 |  | None | 42.2 | 0.032 | 0 | 42.2 | 0.032 | 0 | [6 empty] | DEER:HVAC_Split-Package_AC | Annual
Any | NE-HVAC-airAC-SpltPkg-135to239kBtuh-11p5eer | Com | New | CZ11 | cDXGF | SWHC013-02 | DEER2020 | D20v1 | 2020-11-09 | Cap-Tons | 1 |  | None | 43.7 | 0.032 | 0 | 43.7 | 0.032 | 0 | [6 empty] | DEER:HVAC_Split-Package_AC | Annual
Any | NE-HVAC-airAC-SpltPkg-135to239kBtuh-11p5eer | Com | New | CZ12 | cDXGF | SWHC013-02 | DEER2020 | D20v1 | 2020-11-09 | Cap-Tons | 1 |  | None | 36.4 | 0.029 | 0 | 36.4 | 0.029 | 0 | [6 empty] | DEER:HVAC_Split-Package_AC | Annual
Any | NE-HVAC-airAC-SpltPkg-135to239kBtuh-11p5eer | Com | New | CZ13 | cDXGF | SWHC013-02 | DEER2020 | D20v1 | 2020-11-09 | Cap-Tons | 1 |  | None | 46 | 0.028 | 0 | 46 | 0.028 | 0 | [6 empty] | DEER:HVAC_Split-Package_AC | Annual
Any | NE-HVAC-airAC-SpltPkg-135to239kBtuh-11p5eer | Com | New | CZ14 | cDXGF | SWHC013-02 | DEER2020 | D20v1 | 2020-11-09 | Cap-Tons | 1 |  | None | 46.7 | 0.029 | 0 | 46.7 | 0.029 | 0 | [6 empty] | DEER:HVAC_Split-Package_AC | Annual
Any | NE-HVAC-airAC-SpltPkg-135to239kBtuh-11p5eer | Com | New | CZ15 | cDXGF | SWHC013-02 | DEER2020 | D20v1 | 2020-11-09 | Cap-Tons | 1 |  | None | 75 | 0.031 | 0 | 75 | 0.031 | 0 | [6 empty] | DEER:HVAC_Split-Package_AC | Annual
Any | NE-HVAC-airAC-SpltPkg-135to239kBtuh-11p5eer | Com | New | CZ16 | cDXGF | SWHC013-02 | DEER2020 | D20v1 | 2020-11-09 | Cap-Tons | 1 |  | None | 20.2 | 0.019 | 0 | 20.2 | 0.019 | 0 | [6 empty] | DEER:HVAC_Split-Package_AC | Annual
Any | NE-HVAC-airAC-SpltPkg-135to239kBtuh-11p5eer | ECC | New | CZ11 | cDXGF | SWHC013-02 | DEER2020 | D20v1 | 2020-11-09 | Cap-Tons | 1 |  | None | 43.2 | 0.0322 | 0 | 43.2 | 0.0322 | 0 | [6 empty] | DEER:HVAC_Split-Package_AC | Annual
Any | NE-HVAC-airAC-SpltPkg-135to239kBtuh-11p5eer | ECC | New | CZ12 | cDXGF | SWHC013-02 | DEER2020 | D20v1 | 2020-11-09 | Cap-Tons | 1 |  | None | 37.6 | 0.0317 | 0 | 37.6 | 0.0317 | 0 | [6 empty] | DEER:HVAC_Split-Package_AC | Annual
Any | NE-HVAC-airAC-SpltPkg-135to239kBtuh-11p5eer | ECC | New | CZ13 | cDXGF | SWHC013-02 | DEER2020 | D20v1 | 2020-11-09 | Cap-Tons | 1 |  | None | 45.3 | 0.0286 | 0 | 45.3 | 0.0286 | 0 | [6 empty] | DEER:HVAC_Split-Package_AC | Annual
Any | NE-HVAC-airAC-SpltPkg-135to239kBtuh-11p5eer | ECC | New | CZ14 | cDXGF | SWHC013-02 | DEER2020 | D20v1 | 2020-11-09 | Cap-Tons | 1 |  | None | 41.5 | 0.0366 | 0 | 41.5 | 0.0366 | 0 | [6 empty] | DEER:HVAC_Split-Package_AC | Annual
Any | NE-HVAC-airAC-SpltPkg-135to239kBtuh-11p5eer | ECC | New | CZ15 | cDXGF | SWHC013-02 | DEER2020 | D20v1 | 2020-11-09 | Cap-Tons | 1 |  | None | 63.3 | 0.0374 | 0 | 63.3 | 0.0374 | 0 | [6 empty] | DEER:HVAC_Split-Package_AC | Annual
Any | NE-HVAC-airAC-SpltPkg-135to239kBtuh-11p5eer | ECC | New | CZ16 | cDXGF | SWHC013-02 | DEER2020 | D20v1 | 2020-11-09 | Cap-Tons | 1 |  | None | 18.4 | 0.0165 | 0 | 18.4 | 0.0165 | 0 | [6 empty] | DEER:HVAC_Split-Package_AC | Annual
Any | NE-HVAC-airAC-SpltPkg-135to239kBtuh-11p5eer | ERC | Ex | CZ01 | cDXGF | SWHC013-02 | DEER2020 | D20v1 | 2020-11-09 | Cap-Tons | 1 |  | None | 120 | 0.00218 | 17.3 | 6.49 | 0.00079 | 0 | [6 empty] | DEER:HVAC_Split-Package_AC | Annual
Any | NE-HVAC-airAC-SpltPkg-135to239kBtuh-11p5eer | ERC | Ex | CZ02 | cDXGF | SWHC013-02 | DEER2020 | D20v1 | 2020-11-09 | Cap-Tons | 1 |  | None | 153 | 0.0161 | 11.1 | 21.2 | 0.00764 | 0 | [6 empty] | DEER:HVAC_Split-Package_AC | Annual
Any | NE-HVAC-airAC-SpltPkg-135to239kBtuh-11p5eer | ERC | Ex | CZ03 | cDXGF | SWHC013-02 | DEER2020 | D20v1 | 2020-11-09 | Cap-Tons | 1 |  | None | 125 | 0.00144 | 7.71 | 14.1 | 0.00046 | 0 | [6 empty] | DEER:HVAC_Split-Package_AC | Annual
Any | NE-HVAC-airAC-SpltPkg-135to239kBtuh-11p5eer | ERC | Ex | CZ04 | cDXGF | SWHC013-02 | DEER2020 | D20v1 | 2020-11-09 | Cap-Tons | 1 |  | None | 157 | 0.0267 | 6.73 | 23.5 | 0.00967 | 0 | [6 empty] | DEER:HVAC_Split-Package_AC | Annual
Any | NE-HVAC-airAC-SpltPkg-135to239kBtuh-11p5eer | ERC | Ex | CZ05 | cDXGF | SWHC013-02 | DEER2020 | D20v1 | 2020-11-09 | Cap-Tons | 1 |  | None | 131 | 0.00695 | 7.38 | 17.6 | 0.00226 | 0 | [6 empty] | DEER:HVAC_Split-Package_AC | Annual
Any | NE-HVAC-airAC-SpltPkg-135to239kBtuh-11p5eer | ERC | Ex | CZ06 | cDXGF | SWHC013-02 | DEER2020 | D20v1 | 2020-11-09 | Cap-Tons | 1 |  | None | 156 | 0.0164 | 2.76 | 25.1 | 0.00673 | 0 | [6 empty] | DEER:HVAC_Split-Package_AC | Annual
Any | NE-HVAC-airAC-SpltPkg-135to239kBtuh-11p5eer | ERC | Ex | CZ07 | cDXGF | SWHC013-02 | DEER2020 | D20v1 | 2020-11-09 | Cap-Tons | 1 |  | None | 138 | 0.0126 | 2.48 | 23.7 | 0.00436 | 0 | [6 empty] | DEER:HVAC_Split-Package_AC | Annual
Any | NE-HVAC-airAC-SpltPkg-135to239kBtuh-11p5eer | ERC | Ex | CZ08 | cDXGF | SWHC013-02 | DEER2020 | D20v1 | 2020-11-09 | Cap-Tons | 1 |  | None | 173 | 0.0184 | 2.99 | 29.6 | 0.00751 | 0 | [6 empty] | DEER:HVAC_Split-Package_AC | Annual
Any | NE-HVAC-airAC-SpltPkg-135to239kBtuh-11p5eer | ERC | Ex | CZ09 | cDXGF | SWHC013-02 | DEER2020 | D20v1 | 2020-11-09 | Cap-Tons | 1 |  | None | 186 | 0.0232 | 2.79 | 24.8 | 0.0105 | 0 | [6 empty] | DEER:HVAC_Split-Package_AC | Annual
Any | NE-HVAC-airAC-SpltPkg-135to239kBtuh-11p5eer | ESe | Ex | CZ01 | cDXGF | SWHC013-02 | DEER2020 | D20v1 | 2020-11-09 | Cap-Tons | 1 |  | None | 186 | 0.0435 | 16.1 | 3.91 | 0.00417 | 0 | [6 empty] | DEER:HVAC_Split-Package_AC | Annual
Any | NE-HVAC-airAC-SpltPkg-135to239kBtuh-11p5eer | ESe | Ex | CZ02 | cDXGF | SWHC013-02 | DEER2020 | D20v1 | 2020-11-09 | Cap-Tons | 1 |  | None | 221 | 0.0136 | 12.9 | 20.6 | 0.00763 | 0 | [6 empty] | DEER:HVAC_Split-Package_AC | Annual
Any | NE-HVAC-airAC-SpltPkg-135to239kBtuh-11p5eer | ESe | Ex | CZ03 | cDXGF | SWHC013-02 | DEER2020 | D20v1 | 2020-11-09 | Cap-Tons | 1 |  | None | 182 | 0.0056 | 6.68 | 10.2 | 0.00219 | 0 | [6 empty] | DEER:HVAC_Split-Package_AC | Annual
Any | NE-HVAC-airAC-SpltPkg-135to239kBtuh-11p5eer | ESe | Ex | CZ04 | cDXGF | SWHC013-02 | DEER2020 | D20v1 | 2020-11-09 | Cap-Tons | 1 |  | None | 221 | 0.125 | 7.79 | 23.9 | 0.0226 | 0 | [6 empty] | DEER:HVAC_Split-Package_AC | Annual
Any | NE-HVAC-airAC-SpltPkg-135to239kBtuh-11p5eer | ESe | Ex | CZ05 | cDXGF | SWHC013-02 | DEER2020 | D20v1 | 2020-11-09 | Cap-Tons | 1 |  | None | 182 | 0.066 | 6.39 | 11.8 | 0.0094 | 0 | [6 empty] | DEER:HVAC_Split-Package_AC | Annual
Any | NE-HVAC-airAC-SpltPkg-135to239kBtuh-11p5eer | ESe | Ex | CZ06 | cDXGF | SWHC013-02 | DEER2020 | D20v1 | 2020-11-09 | Cap-Tons | 1 |  | None | 207 | 0.102 | 3.06 | 21.8 | 0.0172 | 0 | [6 empty] | DEER:HVAC_Split-Package_AC | Annual
Any | NE-HVAC-airAC-SpltPkg-135to239kBtuh-11p5eer | ESe | Ex | CZ07 | cDXGF | SWHC013-02 | DEER2020 | D20v1 | 2020-11-09 | Cap-Tons | 1 |  | None | 189 | 0.0899 | 2.27 | 19.1 | 0.014 | 0 | [6 empty] | DEER:HVAC_Split-Package_AC | Annual
Any | NE-HVAC-airAC-SpltPkg-135to239kBtuh-11p5eer | ESe | Ex | CZ08 | cDXGF | SWHC013-02 | DEER2020 | D20v1 | 2020-11-09 | Cap-Tons | 1 |  | None | 227 | 0.113 | 3.02 | 30.4 | 0.0187 | 0 | [6 empty] | DEER:HVAC_Split-Package_AC | Annual
Any | NE-HVAC-airAC-SpltPkg-135to239kBtuh-11p5eer | ESe | Ex | CZ09 | cDXGF | SWHC013-02 | DEER2020 | D20v1 | 2020-11-09 | Cap-Tons | 1 |  | None | 250 | 0.134 | 2.93 | 26.7 | 0.0236 | 0 | [6 empty] | DEER:HVAC_Split-Package_AC | Annual
Any | NE-HVAC-airAC-SpltPkg-135to239kBtuh-11p5eer | ESe | Ex | CZ10 | cDXGF | SWHC013-02 | DEER2020 | D20v1 | 2020-11-09 | Cap-Tons | 1 |  | None | 260 | 0.143 | 4.2 | 29.6 | 0.0248 | 0 | [6 empty] | DEER:HVAC_Split-Package_AC | Annual
Any | NE-HVAC-airAC-SpltPkg-135to239kBtuh-11p5eer | ESe | Ex | CZ11 | cDXGF | SWHC013-02 | DEER2020 | D20v1 | 2020-11-09 | Cap-Tons | 1 |  | None | 258 | 0.0135 | 8 | 31 | 0.0133 | 0 | [6 empty] | DEER:HVAC_Split-Package_AC | Annual
Any | NE-HVAC-airAC-SpltPkg-135to239kBtuh-11p5eer | ESe | Ex | CZ12 | cDXGF | SWHC013-02 | DEER2020 | D20v1 | 2020-11-09 | Cap-Tons | 1 |  | None | 243 | 0.0172 | 9.54 | 26.3 | 0.011 | 0 | [6 empty] | DEER:HVAC_Split-Package_AC | Annual
Any | NE-HVAC-airAC-SpltPkg-135to239kBtuh-11p5eer | ESe | Ex | CZ13 | cDXGF | SWHC013-02 | DEER2020 | D20v1 | 2020-11-09 | Cap-Tons | 1 |  | None | 261 | 0.0149 | 7.03 | 33.7 | 0.0108 | 0 | [6 empty] | DEER:HVAC_Split-Package_AC | Annual
Any | NE-HVAC-airAC-SpltPkg-135to239kBtuh-11p5eer | ESe | Ex | CZ14 | cDXGF | SWHC013-02 | DEER2020 | D20v1 | 2020-11-09 | Cap-Tons | 1 |  | None | 273 | 0.139 | 7.44 | 30.7 | 0.0219 | 0 | [6 empty] | DEER:HVAC_Split-Package_AC | Annual
Any | NE-HVAC-airAC-SpltPkg-135to239kBtuh-11p5eer | ESe | Ex | CZ15 | cDXGF | SWHC013-02 | DEER2020 | D20v1 | 2020-11-09 | Cap-Tons | 1 |  | None | 348 | 0.148 | 0.919 | 50.6 | 0.0225 | 0 | [6 empty] | DEER:HVAC_Split-Package_AC | Annual
Any | NE-HVAC-airAC-SpltPkg-135to239kBtuh-11p5eer | ESe | Ex | CZ16 | cDXGF | SWHC013-02 | DEER2020 | D20v1 | 2020-11-09 | Cap-Tons | 1 |  | None | 210 | 0.008 | 19.3 | 12.4 | 0.00483 | 0 | [6 empty] | DEER:HVAC_Split-Package_AC | Annual
Any | NE-HVAC-airAC-SpltPkg-135to239kBtuh-11p5eer | ESe | New | CZ01 | cDXGF | SWHC013-02 | DEER2020 | D20v1 | 2020-11-09 | Cap-Tons | 1 |  | None | 3.72 | 0.00388 | 0 | 3.72 | 0.00388 | 0 | [6 empty] | DEER:HVAC_Split-Package_AC | Annual
Any | NE-HVAC-airAC-SpltPkg-135to239kBtuh-11p5eer | ESe | New | CZ02 | cDXGF | SWHC013-02 | DEER2020 | D20v1 | 2020-11-09 | Cap-Tons | 1 |  | None | 19.1 | 0.0052 | 0 | 19.1 | 0.0052 | 0 | [6 empty] | DEER:HVAC_Split-Package_AC | Annual
Any | NE-HVAC-airAC-SpltPkg-135to239kBtuh-11p5eer | ESe | New | CZ03 | cDXGF | SWHC013-02 | DEER2020 | D20v1 | 2020-11-09 | Cap-Tons | 1 |  | None | 9.07 | 0.00059 | 0 | 9.07 | 0.00059 | 0 | [6 empty] | DEER:HVAC_Split-Package_AC | Annual
Any | NE-HVAC-airAC-SpltPkg-135to239kBtuh-11p5eer | EUn | Ex | CZ01 | cDXGF | SWHC013-02 | DEER2020 | D20v1 | 2020-11-09 | Cap-Tons | 1 |  | None | 274 | 0.0577 | 12.4 | 5.76 | 0.0107 | 0 | [6 empty] | DEER:HVAC_Split-Package_AC | Annual
Any | NE-HVAC-airAC-SpltPkg-135to239kBtuh-11p5eer | EUn | Ex | CZ02 | cDXGF | SWHC013-02 | DEER2020 | D20v1 | 2020-11-09 | Cap-Tons | 1 |  | None | 353 | 0.204 | 11.4 | 36.4 | 0.039 | 0 | [6 empty] | DEER:HVAC_Split-Package_AC | Annual
Any | NE-HVAC-airAC-SpltPkg-135to239kBtuh-11p5eer | EUn | Ex | CZ03 | cDXGF | SWHC013-02 | DEER2020 | D20v1 | 2020-11-09 | Cap-Tons | 1 |  | None | 288 | 0.138 | 6.42 | 15.8 | 0.0197 | 0 | [6 empty] | DEER:HVAC_Split-Package_AC | Annual
Any | NE-HVAC-airAC-SpltPkg-135to239kBtuh-11p5eer | EUn | Ex | CZ04 | cDXGF | SWHC013-02 | DEER2020 | D20v1 | 2020-11-09 | Cap-Tons | 1 |  | None | 353 | 0.177 | 7.42 | 38.2 | 0.0422 | 0 | [6 empty] | DEER:HVAC_Split-Package_AC | Annual
Any | NE-HVAC-airAC-SpltPkg-135to239kBtuh-11p5eer | EUn | Ex | CZ05 | cDXGF | SWHC013-02 | DEER2020 | D20v1 | 2020-11-09 | Cap-Tons | 1 |  | None | 275 | 0.0997 | 6.37 | 16.6 | 0.0171 | 0 | [6 empty] | DEER:HVAC_Split-Package_AC | Annual
Any | NE-HVAC-airAC-SpltPkg-135to239kBtuh-11p5eer | EUn | Ex | CZ06 | cDXGF | SWHC013-02 | DEER2020 | D20v1 | 2020-11-09 | Cap-Tons | 1 |  | None | 336 | 0.159 | 3.14 | 34.9 | 0.0316 | 0 | [6 empty] | DEER:HVAC_Split-Package_AC | Annual
Any | NE-HVAC-airAC-SpltPkg-135to239kBtuh-11p5eer | EUn | Ex | CZ07 | cDXGF | SWHC013-02 | DEER2020 | D20v1 | 2020-11-09 | Cap-Tons | 1 |  | None | 307 | 0.147 | 2.36 | 29.5 | 0.0262 | 0 | [6 empty] | DEER:HVAC_Split-Package_AC | Annual
Any | NE-HVAC-airAC-SpltPkg-135to239kBtuh-11p5eer | EUn | Ex | CZ08 | cDXGF | SWHC013-02 | DEER2020 | D20v1 | 2020-11-09 | Cap-Tons | 1 |  | None | 368 | 0.167 | 3.27 | 47.6 | 0.0351 | 0 | [6 empty] | DEER:HVAC_Split-Package_AC | Annual
Any | NE-HVAC-airAC-SpltPkg-135to239kBtuh-11p5eer | EUn | Ex | CZ09 | cDXGF | SWHC013-02 | DEER2020 | D20v1 | 2020-11-09 | Cap-Tons | 1 |  | None | 397 | 0.192 | 3.45 | 41.6 | 0.0419 | 0 | [6 empty] | DEER:HVAC_Split-Package_AC | Annual
Any | NE-HVAC-airAC-SpltPkg-135to239kBtuh-11p5eer | EUn | Ex | CZ10 | cDXGF | SWHC013-02 | DEER2020 | D20v1 | 2020-11-09 | Cap-Tons | 1 |  | None | 417 | 0.196 | 4.37 | 49.4 | 0.0451 | 0 | [6 empty] | DEER:HVAC_Split-Package_AC | Annual
Any | NE-HVAC-airAC-SpltPkg-135to239kBtuh-11p5eer | EUn | Ex | CZ11 | cDXGF | SWHC013-02 | DEER2020 | D20v1 | 2020-11-09 | Cap-Tons | 1 |  | None | 439 | 0.215 | 7.7 | 51.7 | 0.0444 | 0 | [6 empty] | DEER:HVAC_Split-Package_AC | Annual
Any | NE-HVAC-airAC-SpltPkg-135to239kBtuh-11p5eer | EUn | Ex | CZ12 | cDXGF | SWHC013-02 | DEER2020 | D20v1 | 2020-11-09 | Cap-Tons | 1 |  | None | 400 | 0.213 | 8.5 | 45.4 | 0.0436 | 0 | [6 empty] | DEER:HVAC_Split-Package_AC | Annual
Any | NE-HVAC-airAC-SpltPkg-135to239kBtuh-11p5eer | EUn | Ex | CZ13 | cDXGF | SWHC013-02 | DEER2020 | D20v1 | 2020-11-09 | Cap-Tons | 1 |  | None | 443 | 0.223 | 7.11 | 53.7 | 0.0391 | 0 | [6 empty] | DEER:HVAC_Split-Package_AC | Annual
Any | NE-HVAC-airAC-SpltPkg-135to239kBtuh-11p5eer | EUn | Ex | CZ14 | cDXGF | SWHC013-02 | DEER2020 | D20v1 | 2020-11-09 | Cap-Tons | 1 |  | None | 439 | 0.208 | 7.79 | 50.4 | 0.0404 | 0 | [6 empty] | DEER:HVAC_Split-Package_AC | Annual
Any | NE-HVAC-airAC-SpltPkg-135to239kBtuh-11p5eer | EUn | Ex | CZ15 | cDXGF | SWHC013-02 | DEER2020 | D20v1 | 2020-11-09 | Cap-Tons | 1 |  | None | 560 | 0.23 | 0.969 | 74.5 | 0.0405 | 0 | [6 empty] | DEER:HVAC_Split-Package_AC | Annual
Any | NE-HVAC-airAC-SpltPkg-135to239kBtuh-11p5eer | EUn | Ex | CZ16 | cDXGF | SWHC013-02 | DEER2020 | D20v1 | 2020-11-09 | Cap-Tons | 1 |  | None | 323 | 0.153 | 18.1 | 21.9 | 0.0242 | 0 | [6 empty] | DEER:HVAC_Split-Package_AC | Annual
Any | NE-HVAC-airAC-SpltPkg-135to239kBtuh-11p5eer | EUn | New | CZ01 | cDXGF | SWHC013-02 | DEER2020 | D20v1 | 2020-11-09 | Cap-Tons | 1 |  | None | 5.37 | 0.0104 | 0 | 5.37 | 0.0104 | 0 | [6 empty] | DEER:HVAC_Split-Package_AC | Annual
Any | NE-HVAC-airAC-SpltPkg-135to239kBtuh-11p5eer | EUn | New | CZ02 | cDXGF | SWHC013-02 | DEER2020 | D20v1 | 2020-11-09 | Cap-Tons | 1 |  | None | 34.5 | 0.039 | 0 | 34.5 | 0.039 | 0 | [6 empty] | DEER:HVAC_Split-Package_AC | Annual
Any | NE-HVAC-airAC-SpltPkg-135to239kBtuh-11p5eer | EUn | New | CZ03 | cDXGF | SWHC013-02 | DEER2020 | D20v1 | 2020-11-09 | Cap-Tons | 1 |  | None | 15.6 | 0.0194 | 0 | 15.6 | 0.0194 | 0 | [6 empty] | DEER:HVAC_Split-Package_AC | Annual
Any | NE-HVAC-airAC-SpltPkg-135to239kBtuh-11p5eer | EUn | New | CZ04 | cDXGF | SWHC013-02 | DEER2020 | D20v1 | 2020-11-09 | Cap-Tons | 1 |  | None | 36.7 | 0.0427 | 0 | 36.7 | 0.0427 | 0 | [6 empty] | DEER:HVAC_Split-Package_AC | Annual
Any | NE-HVAC-airAC-SpltPkg-135to239kBtuh-11p5eer | EUn | New | CZ05 | cDXGF | SWHC013-02 | DEER2020 | D20v1 | 2020-11-09 | Cap-Tons | 1 |  | None | 16.2 | 0.0174 | 0 | 16.2 | 0.0174 | 0 | [6 empty] | DEER:HVAC_Split-Package_AC | Annual
Any | NE-HVAC-airAC-SpltPkg-135to239kBtuh-11p5eer | EUn | New | CZ06 | cDXGF | SWHC013-02 | DEER2020 | D20v1 | 2020-11-09 | Cap-Tons | 1 |  | None | 34.7 | 0.0331 | 0 | 34.7 | 0.0331 | 0 | [6 empty] | DEER:HVAC_Split-Package_AC | Annual
Any | NE-HVAC-airAC-SpltPkg-135to239kBtuh-11p5eer | EUn | New | CZ07 | cDXGF | SWHC013-02 | DEER2020 | D20v1 | 2020-11-09 | Cap-Tons | 1 |  | None | 29.6 | 0.0273 | 0 | 29.6 | 0.0273 | 0 | [6 empty] | DEER:HVAC_Split-Package_AC | Annual
Any | NE-HVAC-airAC-SpltPkg-135to239kBtuh-11p5eer | EUn | New | CZ08 | cDXGF | SWHC013-02 | DEER2020 | D20v1 | 2020-11-09 | Cap-Tons | 1 |  | None | 46.1 | 0.0356 | 0 | 46.1 | 0.0356 | 0 | [6 empty] | DEER:HVAC_Split-Package_AC | Annual
Any | NE-HVAC-airAC-SpltPkg-135to239kBtuh-11p5eer | EUn | New | CZ09 | cDXGF | SWHC013-02 | DEER2020 | D20v1 | 2020-11-09 | Cap-Tons | 1 |  | None | 39.8 | 0.0422 | 0 | 39.8 | 0.0422 | 0 | [6 empty] | DEER:HVAC_Split-Package_AC | Annual
Any | NE-HVAC-airAC-SpltPkg-135to239kBtuh-11p5eer | EUn | New | CZ10 | cDXGF | SWHC013-02 | DEER2020 | D20v1 | 2020-11-09 | Cap-Tons | 1 |  | None | 47.1 | 0.0451 | 0 | 47.1 | 0.0451 | 0 | [6 empty] | DEER:HVAC_Split-Package_AC | Annual
Any | NE-HVAC-airAC-SpltPkg-135to239kBtuh-11p5eer | EUn | New | CZ11 | cDXGF | SWHC013-02 | DEER2020 | D20v1 | 2020-11-09 | Cap-Tons | 1 |  | None | 50.1 | 0.0436 | 0 | 50.1 | 0.0436 | 0 | [6 empty] | DEER:HVAC_Split-Package_AC | Annual
Any | NE-HVAC-airAC-SpltPkg-135to239kBtuh-11p5eer | EUn | New | CZ12 | cDXGF | SWHC013-02 | DEER2020 | D20v1 | 2020-11-09 | Cap-Tons | 1 |  | None | 43.8 | 0.0435 | 0 | 43.8 | 0.0435 | 0 | [6 empty] | DEER:HVAC_Split-Package_AC | Annual
Any | NE-HVAC-airAC-SpltPkg-135to239kBtuh-11p5eer | EUn | New | CZ13 | cDXGF | SWHC013-02 | DEER2020 | D20v1 | 2020-11-09 | Cap-Tons | 1 |  | None | 51.7 | 0.0384 | 0 | 51.7 | 0.0384 | 0 | [6 empty] | DEER:HVAC_Split-Package_AC | Annual
Any | NE-HVAC-airAC-SpltPkg-135to239kBtuh-11p5eer | Gro | Ex | CZ03 | cDXGF | SWHC013-02 | DEER2020 | D20v1 | 2020-11-09 | Cap-Tons | 1 |  | None | 844 | 0.183 | 12.9 | 6.69 | 0.0164 | 0 | [6 empty] | DEER:HVAC_Split-Package_AC | Annual
Any | NE-HVAC-airAC-SpltPkg-135to239kBtuh-11p5eer | Gro | Ex | CZ04 | cDXGF | SWHC013-02 | DEER2020 | D20v1 | 2020-11-09 | Cap-Tons | 1 |  | None | 718 | 0.207 | 7.5 | 18.2 | 0.0246 | 0 | [6 empty] | DEER:HVAC_Split-Package_AC | Annual
Any | NE-HVAC-airAC-SpltPkg-135to239kBtuh-11p5eer | Gro | Ex | CZ05 | cDXGF | SWHC013-02 | DEER2020 | D20v1 | 2020-11-09 | Cap-Tons | 1 |  | None | 913 | 0.152 | 17.4 | 6.27 | 0.00901 | 0 | [6 empty] | DEER:HVAC_Split-Package_AC | Annual
Any | NE-HVAC-airAC-SpltPkg-135to239kBtuh-11p5eer | Gro | Ex | CZ06 | cDXGF | SWHC013-02 | DEER2020 | D20v1 | 2020-11-09 | Cap-Tons | 1 |  | None | 765 | 0.192 | -2.35 | 18.7 | 0.0208 | 0 | [6 empty] | DEER:HVAC_Split-Package_AC | Annual
Any | NE-HVAC-airAC-SpltPkg-135to239kBtuh-11p5eer | Gro | Ex | CZ07 | cDXGF | SWHC013-02 | DEER2020 | D20v1 | 2020-11-09 | Cap-Tons | 1 |  | None | 1000 | 0.226 | -4 | 19 | 0.0191 | 0 | [6 empty] | DEER:HVAC_Split-Package_AC | Annual
Any | NE-HVAC-airAC-SpltPkg-135to239kBtuh-11p5eer | Gro | Ex | CZ08 | cDXGF | SWHC013-02 | DEER2020 | D20v1 | 2020-11-09 | Cap-Tons | 1 |  | None | 752 | 0.18 | -1.43 | 26.8 | 0.0212 | 0 | [6 empty] | DEER:HVAC_Split-Package_AC | Annual
Any | NE-HVAC-airAC-SpltPkg-135to239kBtuh-11p5eer | Gro | Ex | CZ09 | cDXGF | SWHC013-02 | DEER2020 | D20v1 | 2020-11-09 | Cap-Tons | 1 |  | None | 748 | 0.231 | -2.49 | 25.6 | 0.0283 | 0 | [6 empty] | DEER:HVAC_Split-Package_AC | Annual
Any | NE-HVAC-airAC-SpltPkg-135to239kBtuh-11p5eer | Gro | Ex | CZ10 | cDXGF | SWHC013-02 | DEER2020 | D20v1 | 2020-11-09 | Cap-Tons | 1 |  | None | 766 | 0.229 | 0.111 | 30.2 | 0.03 | 0 | [6 empty] | DEER:HVAC_Split-Package_AC | Annual
Any | NE-HVAC-airAC-SpltPkg-135to239kBtuh-11p5eer | Gro | Ex | CZ11 | cDXGF | SWHC013-02 | DEER2020 | D20v1 | 2020-11-09 | Cap-Tons | 1 |  | None | 772 | 0.235 | 5.29 | 32.9 | 0.0328 | 0 | [6 empty] | DEER:HVAC_Split-Package_AC | Annual
Any | NE-HVAC-airAC-SpltPkg-135to239kBtuh-11p5eer | Gro | Ex | CZ12 | cDXGF | SWHC013-02 | DEER2020 | D20v1 | 2020-11-09 | Cap-Tons | 1 |  | None | 750 | 0.232 | 4.2 | 22.1 | 0.0285 | 0 | [6 empty] | DEER:HVAC_Split-Package_AC | Annual
Any | NE-HVAC-airAC-SpltPkg-135to239kBtuh-11p5eer | Gro | Ex | CZ13 | cDXGF | SWHC013-02 | DEER2020 | D20v1 | 2020-11-09 | Cap-Tons | 1 |  | None | 773 | 0.23 | 4.61 | 36.1 | 0.0304 | 0 | [6 empty] | DEER:HVAC_Split-Package_AC | Annual
Any | NE-HVAC-airAC-SpltPkg-135to239kBtuh-11p5eer | Gro | Ex | CZ14 | cDXGF | SWHC013-02 | DEER2020 | D20v1 | 2020-11-09 | Cap-Tons | 1 |  | None | 755 | 0.208 | 5.36 | 32.8 | 0.0256 | 0 | [6 empty] | DEER:HVAC_Split-Package_AC | Annual
Any | NE-HVAC-airAC-SpltPkg-135to239kBtuh-11p5eer | Gro | Ex | CZ15 | cDXGF | SWHC013-02 | DEER2020 | D20v1 | 2020-11-09 | Cap-Tons | 1 |  | None | 892 | 0.229 | -3.96 | 59.7 | 0.0294 | 0 | [6 empty] | DEER:HVAC_Split-Package_AC | Annual
Any | NE-HVAC-airAC-SpltPkg-135to239kBtuh-11p5eer | Gro | Ex | CZ16 | cDXGF | SWHC013-02 | DEER2020 | D20v1 | 2020-11-09 | Cap-Tons | 1 |  | None | 804 | 0.194 | 32.5 | 14.3 | 0.0224 | 0 | [6 empty] | DEER:HVAC_Split-Package_AC | Annual
Any | NE-HVAC-airAC-SpltPkg-135to239kBtuh-11p5eer | Gro | New | CZ01 | cDXGF | SWHC013-02 | DEER2020 | D20v1 | 2020-11-09 | Cap-Tons | 1 |  | None | 0.422 | 0.00377 | 0 | 0.422 | 0.00377 | 0 | [6 empty] | DEER:HVAC_Split-Package_AC | Annual
Any | NE-HVAC-airAC-SpltPkg-135to239kBtuh-11p5eer | Gro | New | CZ02 | cDXGF | SWHC013-02 | DEER2020 | D20v1 | 2020-11-09 | Cap-Tons | 1 |  | None | 15.1 | 0.0284 | 0 | 15.1 | 0.0284 | 0 | [6 empty] | DEER:HVAC_Split-Package_AC | Annual
Any | NE-HVAC-airAC-SpltPkg-135to239kBtuh-11p5eer | Gro | New | CZ03 | cDXGF | SWHC013-02 | DEER2020 | D20v1 | 2020-11-09 | Cap-Tons | 1 |  | None | 5.3 | 0.0163 | 0 | 5.3 | 0.0163 | 0 | [6 empty] | DEER:HVAC_Split-Package_AC | Annual
Any | NE-HVAC-airAC-SpltPkg-135to239kBtuh-11p5eer | Gro | New | CZ04 | cDXGF | SWHC013-02 | DEER2020 | D20v1 | 2020-11-09 | Cap-Tons | 1 |  | None | 17.5 | 0.0267 | 0 | 17.5 | 0.0267 | 0 | [6 empty] | DEER:HVAC_Split-Package_AC | Annual
Any | NE-HVAC-airAC-SpltPkg-135to239kBtuh-11p5eer | Gro | New | CZ05 | cDXGF | SWHC013-02 | DEER2020 | D20v1 | 2020-11-09 | Cap-Tons | 1 |  | None | 4.7 | 0.00853 | 0 | 4.7 | 0.00853 | 0 | [6 empty] | DEER:HVAC_Split-Package_AC | Annual
Any | NE-HVAC-airAC-SpltPkg-135to239kBtuh-11p5eer | Gro | New | CZ06 | cDXGF | SWHC013-02 | DEER2020 | D20v1 | 2020-11-09 | Cap-Tons | 1 |  | None | 16.9 | 0.022 | 0 | 16.9 | 0.022 | 0 | [6 empty] | DEER:HVAC_Split-Package_AC | Annual
Any | NE-HVAC-airAC-SpltPkg-135to239kBtuh-11p5eer | Gro | New | CZ07 | cDXGF | SWHC013-02 | DEER2020 | D20v1 | 2020-11-09 | Cap-Tons | 1 |  | None | 17.9 | 0.0212 | 0 | 17.9 | 0.0212 | 0 | [6 empty] | DEER:HVAC_Split-Package_AC | Annual
Any | NE-HVAC-airAC-SpltPkg-135to239kBtuh-11p5eer | Gro | New | CZ08 | cDXGF | SWHC013-02 | DEER2020 | D20v1 | 2020-11-09 | Cap-Tons | 1 |  | None | 27 | 0.0236 | 0 | 27 | 0.0236 | 0 | [6 empty] | DEER:HVAC_Split-Package_AC | Annual
Any | NE-HVAC-airAC-SpltPkg-135to239kBtuh-11p5eer | Gro | New | CZ09 | cDXGF | SWHC013-02 | DEER2020 | D20v1 | 2020-11-09 | Cap-Tons | 1 |  | None | 24.1 | 0.0292 | 0 | 24.1 | 0.0292 | 0 | [6 empty] | DEER:HVAC_Split-Package_AC | Annual
Any | NE-HVAC-airAC-SpltPkg-135to239kBtuh-11p5eer | Gro | New | CZ10 | cDXGF | SWHC013-02 | DEER2020 | D20v1 | 2020-11-09 | Cap-Tons | 1 |  | None | 30.7 | 0.0323 | 0 | 30.7 | 0.0323 | 0 | [6 empty] | DEER:HVAC_Split-Package_AC | Annual
Any | NE-HVAC-airAC-SpltPkg-135to239kBtuh-11p5eer | Gro | New | CZ11 | cDXGF | SWHC013-02 | DEER2020 | D20v1 | 2020-11-09 | Cap-Tons | 1 |  | None | 33.3 | 0.033 | 0 | 33.3 | 0.033 | 0 | [6 empty] | DEER:HVAC_Split-Package_AC | Annual
Any | NE-HVAC-airAC-SpltPkg-135to239kBtuh-11p5eer | Gro | New | CZ12 | cDXGF | SWHC013-02 | DEER2020 | D20v1 | 2020-11-09 | Cap-Tons | 1 |  | None | 22.7 | 0.0302 | 0 | 22.7 | 0.0302 | 0 | [6 empty] | DEER:HVAC_Split-Package_AC | Annual
Any | NE-HVAC-airAC-SpltPkg-135to239kBtuh-11p5eer | Gro | New | CZ13 | cDXGF | SWHC013-02 | DEER2020 | D20v1 | 2020-11-09 | Cap-Tons | 1 |  | None | 36.1 | 0.0317 | 0 | 36.1 | 0.0317 | 0 | [6 empty] | DEER:HVAC_Split-Package_AC | Annual
Any | NE-HVAC-airAC-SpltPkg-135to239kBtuh-11p5eer | Gro | New | CZ14 | cDXGF | SWHC013-02 | DEER2020 | D20v1 | 2020-11-09 | Cap-Tons | 1 |  | None | 31.8 | 0.0252 | 0 | 31.8 | 0.0252 | 0 | [6 empty] | DEER:HVAC_Split-Package_AC | Annual
Any | NE-HVAC-airAC-SpltPkg-135to239kBtuh-11p5eer | Gro | New | CZ15 | cDXGF | SWHC013-02 | DEER2020 | D20v1 | 2020-11-09 | Cap-Tons | 1 |  | None | 59.3 | 0.0293 | 0 | 59.3 | 0.0293 | 0 | [6 empty] | DEER:HVAC_Split-Package_AC | Annual
Any | NE-HVAC-airAC-SpltPkg-135to239kBtuh-11p5eer | Gro | New | CZ16 | cDXGF | SWHC013-02 | DEER2020 | D20v1 | 2020-11-09 | Cap-Tons | 1 |  | None | 13.1 | 0.0217 | 0 | 13.1 | 0.0217 | 0 | [6 empty] | DEER:HVAC_Split-Package_AC | Annual
Any | NE-HVAC-airAC-SpltPkg-135to239kBtuh-11p5eer | Hsp | Ex | CZ13 | cDXGF | SWHC013-02 | DEER2020 | D20v1 | 2020-11-09 | Cap-Tons | 1 |  | None | 849 | 0.214 | 11.4 | 55.3 | 0.032 | 0 | [6 empty] | DEER:HVAC_Split-Package_AC | Annual
Any | NE-HVAC-airAC-SpltPkg-135to239kBtuh-11p5eer | Hsp | Ex | CZ14 | cDXGF | SWHC013-02 | DEER2020 | D20v1 | 2020-11-09 | Cap-Tons | 1 |  | None | 800 | 0.187 | 14.3 | 52.6 | 0.0298 | 0 | [6 empty] | DEER:HVAC_Split-Package_AC | Annual
Any | NE-HVAC-airAC-SpltPkg-135to239kBtuh-11p5eer | Hsp | Ex | CZ15 | cDXGF | SWHC013-02 | DEER2020 | D20v1 | 2020-11-09 | Cap-Tons | 1 |  | None | 939 | 0.205 | 2.11 | 98.3 | 0.0366 | 0 | [6 empty] | DEER:HVAC_Split-Package_AC | Annual
Any | NE-HVAC-airAC-SpltPkg-135to239kBtuh-11p5eer | Hsp | Ex | CZ16 | cDXGF | SWHC013-02 | DEER2020 | D20v1 | 2020-11-09 | Cap-Tons | 1 |  | None | 656 | 0.143 | 29.1 | 20.7 | 0.0189 | 0 | [6 empty] | DEER:HVAC_Split-Package_AC | Annual
Any | NE-HVAC-airAC-SpltPkg-135to239kBtuh-11p5eer | Hsp | New | CZ01 | cDXGF | SWHC013-02 | DEER2020 | D20v1 | 2020-11-09 | Cap-Tons | 1 |  | None | 2.93 | 0.0036 | 0 | 2.93 | 0.0036 | 0 | [6 empty] | DEER:HVAC_Split-Package_AC | Annual
Any | NE-HVAC-airAC-SpltPkg-135to239kBtuh-11p5eer | Hsp | New | CZ02 | cDXGF | SWHC013-02 | DEER2020 | D20v1 | 2020-11-09 | Cap-Tons | 1 |  | None | 21.7 | 0.0243 | 0 | 21.7 | 0.0243 | 0 | [6 empty] | DEER:HVAC_Split-Package_AC | Annual
Any | NE-HVAC-airAC-SpltPkg-135to239kBtuh-11p5eer | Hsp | New | CZ03 | cDXGF | SWHC013-02 | DEER2020 | D20v1 | 2020-11-09 | Cap-Tons | 1 |  | None | 8.43 | 0.0149 | 0 | 8.43 | 0.0149 | 0 | [6 empty] | DEER:HVAC_Split-Package_AC | Annual
Any | NE-HVAC-airAC-SpltPkg-135to239kBtuh-11p5eer | Hsp | New | CZ04 | cDXGF | SWHC013-02 | DEER2020 | D20v1 | 2020-11-09 | Cap-Tons | 1 |  | None | 23.7 | 0.0221 | 0 | 23.7 | 0.0221 | 0 | [6 empty] | DEER:HVAC_Split-Package_AC | Annual
Any | NE-HVAC-airAC-SpltPkg-135to239kBtuh-11p5eer | Hsp | New | CZ05 | cDXGF | SWHC013-02 | DEER2020 | D20v1 | 2020-11-09 | Cap-Tons | 1 |  | None | 8.11 | 0.00909 | 0 | 8.11 | 0.00909 | 0 | [6 empty] | DEER:HVAC_Split-Package_AC | Annual
Any | NE-HVAC-airAC-SpltPkg-135to239kBtuh-11p5eer | Hsp | New | CZ06 | cDXGF | SWHC013-02 | DEER2020 | D20v1 | 2020-11-09 | Cap-Tons | 1 |  | None | 27.3 | 0.0203 | 0 | 27.3 | 0.0203 | 0 | [6 empty] | DEER:HVAC_Split-Package_AC | Annual
Any | NE-HVAC-airAC-SpltPkg-135to239kBtuh-11p5eer | Hsp | New | CZ07 | cDXGF | SWHC013-02 | DEER2020 | D20v1 | 2020-11-09 | Cap-Tons | 1 |  | None | 23.2 | 0.0167 | 0 | 23.2 | 0.0167 | 0 | [6 empty] | DEER:HVAC_Split-Package_AC | Annual
Any | NE-HVAC-airAC-SpltPkg-135to239kBtuh-11p5eer | Hsp | New | CZ08 | cDXGF | SWHC013-02 | DEER2020 | D20v1 | 2020-11-09 | Cap-Tons | 1 |  | None | 34.7 | 0.0206 | 0 | 34.7 | 0.0206 | 0 | [6 empty] | DEER:HVAC_Split-Package_AC | Annual
Any | NE-HVAC-airAC-SpltPkg-135to239kBtuh-11p5eer | Hsp | New | CZ09 | cDXGF | SWHC013-02 | DEER2020 | D20v1 | 2020-11-09 | Cap-Tons | 1 |  | None | 39.9 | 0.0292 | 0 | 39.9 | 0.0292 | 0 | [6 empty] | DEER:HVAC_Split-Package_AC | Annual
Any | NE-HVAC-airAC-SpltPkg-135to239kBtuh-11p5eer | Hsp | New | CZ10 | cDXGF | SWHC013-02 | DEER2020 | D20v1 | 2020-11-09 | Cap-Tons | 1 |  | None | 42.1 | 0.0286 | 0 | 42.1 | 0.0286 | 0 | [6 empty] | DEER:HVAC_Split-Package_AC | Annual
Any | NE-HVAC-airAC-SpltPkg-135to239kBtuh-11p5eer | Hsp | New | CZ11 | cDXGF | SWHC013-02 | DEER2020 | D20v1 | 2020-11-09 | Cap-Tons | 1 |  | None | 46.7 | 0.0325 | 0 | 46.7 | 0.0325 | 0 | [6 empty] | DEER:HVAC_Split-Package_AC | Annual
Any | NE-HVAC-airAC-SpltPkg-135to239kBtuh-11p5eer | Hsp | New | CZ12 | cDXGF | SWHC013-02 | DEER2020 | D20v1 | 2020-11-09 | Cap-Tons | 1 |  | None | 34.3 | 0.0289 | 0 | 34.3 | 0.0289 | 0 | [6 empty] | DEER:HVAC_Split-Package_AC | Annual
Any | NE-HVAC-airAC-SpltPkg-135to239kBtuh-11p5eer | Hsp | New | CZ13 | cDXGF | SWHC013-02 | DEER2020 | D20v1 | 2020-11-09 | Cap-Tons | 1 |  | None | 49.4 | 0.0291 | 0 | 49.4 | 0.0291 | 0 | [6 empty] | DEER:HVAC_Split-Package_AC | Annual
Any | NE-HVAC-airAC-SpltPkg-135to239kBtuh-11p5eer | Hsp | New | CZ14 | cDXGF | SWHC013-02 | DEER2020 | D20v1 | 2020-11-09 | Cap-Tons | 1 |  | None | 46.8 | 0.0268 | 0 | 46.8 | 0.0268 | 0 | [6 empty] | DEER:HVAC_Split-Package_AC | Annual
Any | NE-HVAC-airAC-SpltPkg-135to239kBtuh-11p5eer | Hsp | New | CZ15 | cDXGF | SWHC013-02 | DEER2020 | D20v1 | 2020-11-09 | Cap-Tons | 1 |  | None | 90.7 | 0.0345 | 0 | 90.7 | 0.0345 | 0 | [6 empty] | DEER:HVAC_Split-Package_AC | Annual
Any | NE-HVAC-airAC-SpltPkg-135to239kBtuh-11p5eer | Hsp | New | CZ16 | cDXGF | SWHC013-02 | DEER2020 | D20v1 | 2020-11-09 | Cap-Tons | 1 |  | None | 17.9 | 0.0167 | 0 | 17.9 | 0.0167 | 0 | [6 empty] | DEER:HVAC_Split-Package_AC | Annual
Any | NE-HVAC-airAC-SpltPkg-135to239kBtuh-11p5eer | MBT | Ex | CZ01 | cDXGF | SWHC013-02 | DEER2020 | D20v1 | 2020-11-09 | Cap-Tons | 1 |  | None | 208 | 0.0621 | 10 | 8.34 | 0.0057 | 0 | [6 empty] | DEER:HVAC_Split-Package_AC | Annual
Any | NE-HVAC-airAC-SpltPkg-135to239kBtuh-11p5eer | MBT | Ex | CZ02 | cDXGF | SWHC013-02 | DEER2020 | D20v1 | 2020-11-09 | Cap-Tons | 1 |  | None | 286 | 0.167 | 7.05 | 32.1 | 0.0297 | 0 | [6 empty] | DEER:HVAC_Split-Package_AC | Annual
Any | NE-HVAC-airAC-SpltPkg-135to239kBtuh-11p5eer | MBT | Ex | CZ03 | cDXGF | SWHC013-02 | DEER2020 | D20v1 | 2020-11-09 | Cap-Tons | 1 |  | None | 240 | 0.124 | 4.4 | 19 | 0.0164 | 0 | [6 empty] | DEER:HVAC_Split-Package_AC | Annual
Any | NE-HVAC-airAC-SpltPkg-135to239kBtuh-11p5eer | MBT | Ex | CZ04 | cDXGF | SWHC013-02 | DEER2020 | D20v1 | 2020-11-09 | Cap-Tons | 1 |  | None | 278 | 0.154 | 4.53 | 35.8 | 0.026 | 0 | [6 empty] | DEER:HVAC_Split-Package_AC | Annual
Any | NE-HVAC-airAC-SpltPkg-135to239kBtuh-11p5eer | MBT | Ex | CZ05 | cDXGF | SWHC013-02 | DEER2020 | D20v1 | 2020-11-09 | Cap-Tons | 1 |  | None | 223 | 0.0854 | 4.73 | 20.4 | 0.0112 | 0 | [6 empty] | DEER:HVAC_Split-Package_AC | Annual
Any | NE-HVAC-airAC-SpltPkg-135to239kBtuh-11p5eer | MBT | Ex | CZ06 | cDXGF | SWHC013-02 | DEER2020 | D20v1 | 2020-11-09 | Cap-Tons | 1 |  | None | 281 | 0.128 | 2.1 | 36.8 | 0.0214 | 0 | [6 empty] | DEER:HVAC_Split-Package_AC | Annual
Any | NE-HVAC-airAC-SpltPkg-135to239kBtuh-11p5eer | MBT | Ex | CZ07 | cDXGF | SWHC013-02 | DEER2020 | D20v1 | 2020-11-09 | Cap-Tons | 1 |  | None | 247 | 0.113 | 1.58 | 32.2 | 0.017 | 0 | [6 empty] | DEER:HVAC_Split-Package_AC | Annual
Any | NE-HVAC-airAC-SpltPkg-135to239kBtuh-11p5eer | MBT | Ex | CZ08 | cDXGF | SWHC013-02 | DEER2020 | D20v1 | 2020-11-09 | Cap-Tons | 1 |  | None | 315 | 0.139 | 2.03 | 43.7 | 0.0219 | 0 | [6 empty] | DEER:HVAC_Split-Package_AC | Annual
Any | NE-HVAC-airAC-SpltPkg-135to239kBtuh-11p5eer | MBT | Ex | CZ09 | cDXGF | SWHC013-02 | DEER2020 | D20v1 | 2020-11-09 | Cap-Tons | 1 |  | None | 340 | 0.17 | 2.91 | 38.2 | 0.0274 | 0 | [6 empty] | DEER:HVAC_Split-Package_AC | Annual
Any | NE-HVAC-airAC-SpltPkg-135to239kBtuh-11p5eer | MBT | Ex | CZ10 | cDXGF | SWHC013-02 | DEER2020 | D20v1 | 2020-11-09 | Cap-Tons | 1 |  | None | 350 | 0.178 | 3.32 | 43.9 | 0.0288 | 0 | [6 empty] | DEER:HVAC_Split-Package_AC | Annual
Any | NE-HVAC-airAC-SpltPkg-135to239kBtuh-11p5eer | MBT | Ex | CZ11 | cDXGF | SWHC013-02 | DEER2020 | D20v1 | 2020-11-09 | Cap-Tons | 1 |  | None | 364 | 0.179 | 5.85 | 39.9 | 0.0319 | 0 | [6 empty] | DEER:HVAC_Split-Package_AC | Annual
Any | NE-HVAC-airAC-SpltPkg-135to239kBtuh-11p5eer | MBT | Ex | CZ12 | cDXGF | SWHC013-02 | DEER2020 | D20v1 | 2020-11-09 | Cap-Tons | 1 |  | None | 338 | 0.182 | 6.14 | 35.4 | 0.0302 | 0 | [6 empty] | DEER:HVAC_Split-Package_AC | Annual
Any | NE-HVAC-airAC-SpltPkg-135to239kBtuh-11p5eer | MBT | Ex | CZ13 | cDXGF | SWHC013-02 | DEER2020 | D20v1 | 2020-11-09 | Cap-Tons | 1 |  | None | 366 | 0.182 | 5.46 | 41.9 | 0.0281 | 0 | [6 empty] | DEER:HVAC_Split-Package_AC | Annual
Any | NE-HVAC-airAC-SpltPkg-135to239kBtuh-11p5eer | MBT | Ex | CZ14 | cDXGF | SWHC013-02 | DEER2020 | D20v1 | 2020-11-09 | Cap-Tons | 1 |  | None | 372 | 0.169 | 6.23 | 41.9 | 0.0264 | 0 | [6 empty] | DEER:HVAC_Split-Package_AC | Annual
Any | NE-HVAC-airAC-SpltPkg-135to239kBtuh-11p5eer | MBT | Ex | CZ15 | cDXGF | SWHC013-02 | DEER2020 | D20v1 | 2020-11-09 | Cap-Tons | 1 |  | None | 462 | 0.184 | 0.985 | 62.3 | 0.0281 | 0 | [6 empty] | DEER:HVAC_Split-Package_AC | Annual
Any | NE-HVAC-airAC-SpltPkg-135to239kBtuh-11p5eer | MBT | Ex | CZ16 | cDXGF | SWHC013-02 | DEER2020 | D20v1 | 2020-11-09 | Cap-Tons | 1 |  | None | 280 | 0.126 | 13.6 | 22.4 | 0.019 | 0 | [6 empty] | DEER:HVAC_Split-Package_AC | Annual
Any | NE-HVAC-airAC-SpltPkg-135to239kBtuh-11p5eer | MBT | New | CZ01 | cDXGF | SWHC013-02 | DEER2020 | D20v1 | 2020-11-09 | Cap-Tons | 1 |  | None | 8.86 | 0.00571 | 0 | 8.86 | 0.00571 | 0 | [6 empty] | DEER:HVAC_Split-Package_AC | Annual
Any | NE-HVAC-airAC-SpltPkg-135to239kBtuh-11p5eer | MBT | New | CZ02 | cDXGF | SWHC013-02 | DEER2020 | D20v1 | 2020-11-09 | Cap-Tons | 1 |  | None | 32.8 | 0.0299 | 0 | 32.8 | 0.0299 | 0 | [6 empty] | DEER:HVAC_Split-Package_AC | Annual
Any | NE-HVAC-airAC-SpltPkg-135to239kBtuh-11p5eer | MBT | New | CZ03 | cDXGF | SWHC013-02 | DEER2020 | D20v1 | 2020-11-09 | Cap-Tons | 1 |  | None | 19.3 | 0.0158 | 0 | 19.3 | 0.0158 | 0 | [6 empty] | DEER:HVAC_Split-Package_AC | Annual
Any | NE-HVAC-airAC-SpltPkg-135to239kBtuh-11p5eer | MBT | New | CZ04 | cDXGF | SWHC013-02 | DEER2020 | D20v1 | 2020-11-09 | Cap-Tons | 1 |  | None | 36.7 | 0.0264 | 0 | 36.7 | 0.0264 | 0 | [6 empty] | DEER:HVAC_Split-Package_AC | Annual
Any | NE-HVAC-airAC-SpltPkg-135to239kBtuh-11p5eer | MBT | New | CZ05 | cDXGF | SWHC013-02 | DEER2020 | D20v1 | 2020-11-09 | Cap-Tons | 1 |  | None | 21.1 | 0.0111 | 0 | 21.1 | 0.0111 | 0 | [6 empty] | DEER:HVAC_Split-Package_AC | Annual
Any | NE-HVAC-airAC-SpltPkg-135to239kBtuh-11p5eer | MBT | New | CZ06 | cDXGF | SWHC013-02 | DEER2020 | D20v1 | 2020-11-09 | Cap-Tons | 1 |  | None | 37.2 | 0.0213 | 0 | 37.2 | 0.0213 | 0 | [6 empty] | DEER:HVAC_Split-Package_AC | Annual
Any | NE-HVAC-airAC-SpltPkg-135to239kBtuh-11p5eer | MBT | New | CZ07 | cDXGF | SWHC013-02 | DEER2020 | D20v1 | 2020-11-09 | Cap-Tons | 1 |  | None | 32.5 | 0.0167 | 0 | 32.5 | 0.0167 | 0 | [6 empty] | DEER:HVAC_Split-Package_AC | Annual
Any | NE-HVAC-airAC-SpltPkg-135to239kBtuh-11p5eer | MBT | New | CZ08 | cDXGF | SWHC013-02 | DEER2020 | D20v1 | 2020-11-09 | Cap-Tons | 1 |  | None | 43.9 | 0.0218 | 0 | 43.9 | 0.0218 | 0 | [6 empty] | DEER:HVAC_Split-Package_AC | Annual
Any | NE-HVAC-airAC-SpltPkg-135to239kBtuh-11p5eer | MBT | New | CZ09 | cDXGF | SWHC013-02 | DEER2020 | D20v1 | 2020-11-09 | Cap-Tons | 1 |  | None | 37.9 | 0.0272 | 0 | 37.9 | 0.0272 | 0 | [6 empty] | DEER:HVAC_Split-Package_AC | Annual
Any | NE-HVAC-airAC-SpltPkg-135to239kBtuh-11p5eer | MBT | New | CZ10 | cDXGF | SWHC013-02 | DEER2020 | D20v1 | 2020-11-09 | Cap-Tons | 1 |  | None | 43.9 | 0.0286 | 0 | 43.9 | 0.0286 | 0 | [6 empty] | DEER:HVAC_Split-Package_AC | Annual
Any | NE-HVAC-airAC-SpltPkg-135to239kBtuh-11p5eer | MBT | New | CZ11 | cDXGF | SWHC013-02 | DEER2020 | D20v1 | 2020-11-09 | Cap-Tons | 1 |  | None | 39.4 | 0.0314 | 0 | 39.4 | 0.0314 | 0 | [6 empty] | DEER:HVAC_Split-Package_AC | Annual
Any | NE-HVAC-airAC-SpltPkg-135to239kBtuh-11p5eer | MBT | New | CZ12 | cDXGF | SWHC013-02 | DEER2020 | D20v1 | 2020-11-09 | Cap-Tons | 1 |  | None | 35.5 | 0.0301 | 0 | 35.5 | 0.0301 | 0 | [6 empty] | DEER:HVAC_Split-Package_AC | Annual
Any | NE-HVAC-airAC-SpltPkg-135to239kBtuh-11p5eer | MBT | New | CZ13 | cDXGF | SWHC013-02 | DEER2020 | D20v1 | 2020-11-09 | Cap-Tons | 1 |  | None | 41.1 | 0.0277 | 0 | 41.1 | 0.0277 | 0 | [6 empty] | DEER:HVAC_Split-Package_AC | Annual
Any | NE-HVAC-airAC-SpltPkg-135to239kBtuh-11p5eer | MBT | New | CZ14 | cDXGF | SWHC013-02 | DEER2020 | D20v1 | 2020-11-09 | Cap-Tons | 1 |  | None | 41.2 | 0.026 | 0 | 41.2 | 0.026 | 0 | [6 empty] | DEER:HVAC_Split-Package_AC | Annual
Any | NE-HVAC-airAC-SpltPkg-135to239kBtuh-11p5eer | MBT | New | CZ15 | cDXGF | SWHC013-02 | DEER2020 | D20v1 | 2020-11-09 | Cap-Tons | 1 |  | None | 59.7 | 0.0273 | 0 | 59.7 | 0.0273 | 0 | [6 empty] | DEER:HVAC_Split-Package_AC | Annual
Any | NE-HVAC-airAC-SpltPkg-135to239kBtuh-11p5eer | MBT | New | CZ16 | cDXGF | SWHC013-02 | DEER2020 | D20v1 | 2020-11-09 | Cap-Tons | 1 |  | None | 22.2 | 0.0185 | 0 | 22.2 | 0.0185 | 0 | [6 empty] | DEER:HVAC_Split-Package_AC | Annual
Any | NE-HVAC-airAC-SpltPkg-135to239kBtuh-11p5eer | MLI | Ex | CZ01 | cDXGF | SWHC013-02 | DEER2020 | D20v1 | 2020-11-09 | Cap-Tons | 1 |  | None | 281 | 0.0527 | 9.07 | 3.16 | 0.00269 | 0 | [6 empty] | DEER:HVAC_Split-Package_AC | Annual
Any | NE-HVAC-airAC-SpltPkg-135to239kBtuh-11p5eer | MLI | Ex | CZ02 | cDXGF | SWHC013-02 | DEER2020 | D20v1 | 2020-11-09 | Cap-Tons | 1 |  | None | 318 | 0.12 | 5.82 | 19 | 0.0227 | 0 | [6 empty] | DEER:HVAC_Split-Package_AC | Annual
Any | NE-HVAC-airAC-SpltPkg-135to239kBtuh-11p5eer | MLI | Ex | CZ03 | cDXGF | SWHC013-02 | DEER2020 | D20v1 | 2020-11-09 | Cap-Tons | 1 |  | None | 285 | 0.0875 | 3.53 | 7.45 | 0.011 | 0 | [6 empty] | DEER:HVAC_Split-Package_AC | Annual
Any | NE-HVAC-airAC-SpltPkg-135to239kBtuh-11p5eer | MLI | Ex | CZ04 | cDXGF | SWHC013-02 | DEER2020 | D20v1 | 2020-11-09 | Cap-Tons | 1 |  | None | 311 | 0.113 | 3.68 | 19.7 | 0.0191 | 0 | [6 empty] | DEER:HVAC_Split-Package_AC | Annual
Any | NE-HVAC-airAC-SpltPkg-135to239kBtuh-11p5eer | MLI | Ex | CZ05 | cDXGF | SWHC013-02 | DEER2020 | D20v1 | 2020-11-09 | Cap-Tons | 1 |  | None | 277 | 0.0652 | 3.85 | 7.84 | 0.00608 | 0 | [6 empty] | DEER:HVAC_Split-Package_AC | Annual
Any | NE-HVAC-airAC-SpltPkg-135to239kBtuh-11p5eer | MLI | Ex | CZ06 | cDXGF | SWHC013-02 | DEER2020 | D20v1 | 2020-11-09 | Cap-Tons | 1 |  | None | 307 | 0.093 | 0.935 | 19.8 | 0.0151 | 0 | [6 empty] | DEER:HVAC_Split-Package_AC | Annual
Any | NE-HVAC-airAC-SpltPkg-135to239kBtuh-11p5eer | MLI | Ex | CZ07 | cDXGF | SWHC013-02 | DEER2020 | D20v1 | 2020-11-09 | Cap-Tons | 1 |  | None | 285 | 0.083 | 0.57 | 15.5 | 0.0117 | 0 | [6 empty] | DEER:HVAC_Split-Package_AC | Annual
Any | NE-HVAC-airAC-SpltPkg-135to239kBtuh-11p5eer | MLI | Ex | CZ08 | cDXGF | SWHC013-02 | DEER2020 | D20v1 | 2020-11-09 | Cap-Tons | 1 |  | None | 323 | 0.1 | 1.16 | 26.9 | 0.0166 | 0 | [6 empty] | DEER:HVAC_Split-Package_AC | Annual
Any | NE-HVAC-airAC-SpltPkg-135to239kBtuh-11p5eer | MLI | Ex | CZ09 | cDXGF | SWHC013-02 | DEER2020 | D20v1 | 2020-11-09 | Cap-Tons | 1 |  | None | 340 | 0.119 | 0.901 | 25 | 0.0209 | 0 | [6 empty] | DEER:HVAC_Split-Package_AC | Annual
Any | NE-HVAC-airAC-SpltPkg-135to239kBtuh-11p5eer | MLI | Ex | CZ10 | cDXGF | SWHC013-02 | DEER2020 | D20v1 | 2020-11-09 | Cap-Tons | 1 |  | None | 351 | 0.124 | 1.33 | 29.7 | 0.0231 | 0 | [6 empty] | DEER:HVAC_Split-Package_AC | Annual
Any | NE-HVAC-airAC-SpltPkg-135to239kBtuh-11p5eer | MLI | Ex | CZ11 | cDXGF | SWHC013-02 | DEER2020 | D20v1 | 2020-11-09 | Cap-Tons | 1 |  | None | 355 | 0.123 | 2.65 | 30.2 | 0.0254 | 0 | [6 empty] | DEER:HVAC_Split-Package_AC | Annual
Any | NE-HVAC-airAC-SpltPkg-135to239kBtuh-11p5eer | MLI | Ex | CZ12 | cDXGF | SWHC013-02 | DEER2020 | D20v1 | 2020-11-09 | Cap-Tons | 1 |  | None | 338 | 0.124 | 3.29 | 24.1 | 0.0235 | 0 | [6 empty] | DEER:HVAC_Split-Package_AC | Annual
Any | NE-HVAC-airAC-SpltPkg-135to239kBtuh-11p5eer | MLI | Ex | CZ13 | cDXGF | SWHC013-02 | DEER2020 | D20v1 | 2020-11-09 | Cap-Tons | 1 |  | None | 357 | 0.125 | 2.38 | 32.6 | 0.0218 | 0 | [6 empty] | DEER:HVAC_Split-Package_AC | Annual
Any | NE-HVAC-airAC-SpltPkg-135to239kBtuh-11p5eer | MLI | Ex | CZ14 | cDXGF | SWHC013-02 | DEER2020 | D20v1 | 2020-11-09 | Cap-Tons | 1 |  | None | 362 | 0.118 | 3.07 | 32.2 | 0.0209 | 0 | [6 empty] | DEER:HVAC_Split-Package_AC | Annual
Any | NE-HVAC-airAC-SpltPkg-135to239kBtuh-11p5eer | MLI | Ex | CZ15 | cDXGF | SWHC013-02 | DEER2020 | D20v1 | 2020-11-09 | Cap-Tons | 1 |  | None | 437 | 0.128 | -0.00284 | 54.7 | 0.0227 | 0 | [6 empty] | DEER:HVAC_Split-Package_AC | Annual
Any | NE-HVAC-airAC-SpltPkg-135to239kBtuh-11p5eer | MLI | Ex | CZ16 | cDXGF | SWHC013-02 | DEER2020 | D20v1 | 2020-11-09 | Cap-Tons | 1 |  | None | 298 | 0.0882 | 10.2 | 14.2 | 0.0135 | 0 | [6 empty] | DEER:HVAC_Split-Package_AC | Annual
Any | NE-HVAC-airAC-SpltPkg-135to239kBtuh-11p5eer | MLI | New | CZ01 | cDXGF | SWHC013-02 | DEER2020 | D20v1 | 2020-11-09 | Cap-Tons | 1 |  | None | 2.98 | 0.00222 | 0 | 2.98 | 0.00222 | 0 | [6 empty] | DEER:HVAC_Split-Package_AC | Annual
Any | NE-HVAC-airAC-SpltPkg-135to239kBtuh-11p5eer | MLI | New | CZ02 | cDXGF | SWHC013-02 | DEER2020 | D20v1 | 2020-11-09 | Cap-Tons | 1 |  | None | 17.7 | 0.0226 | 0 | 17.7 | 0.0226 | 0 | [6 empty] | DEER:HVAC_Split-Package_AC | Annual
Any | NE-HVAC-airAC-SpltPkg-135to239kBtuh-11p5eer | MLI | New | CZ03 | cDXGF | SWHC013-02 | DEER2020 | D20v1 | 2020-11-09 | Cap-Tons | 1 |  | None | 6.14 | 0.00986 | 0 | 6.14 | 0.00986 | 0 | [6 empty] | DEER:HVAC_Split-Package_AC | Annual
Any | NE-HVAC-airAC-SpltPkg-135to239kBtuh-11p5eer | MLI | New | CZ04 | cDXGF | SWHC013-02 | DEER2020 | D20v1 | 2020-11-09 | Cap-Tons | 1 |  | None | 18.2 | 0.0191 | 0 | 18.2 | 0.0191 | 0 | [6 empty] | DEER:HVAC_Split-Package_AC | Annual
Any | NE-HVAC-airAC-SpltPkg-135to239kBtuh-11p5eer | MLI | New | CZ05 | cDXGF | SWHC013-02 | DEER2020 | D20v1 | 2020-11-09 | Cap-Tons | 1 |  | None | 6.42 | 0.0054 | 0 | 6.42 | 0.0054 | 0 | [6 empty] | DEER:HVAC_Split-Package_AC | Annual
Any | NE-HVAC-airAC-SpltPkg-135to239kBtuh-11p5eer | MLI | New | CZ06 | cDXGF | SWHC013-02 | DEER2020 | D20v1 | 2020-11-09 | Cap-Tons | 1 |  | None | 17.8 | 0.0148 | 0 | 17.8 | 0.0148 | 0 | [6 empty] | DEER:HVAC_Split-Package_AC | Annual
Any | NE-HVAC-airAC-SpltPkg-135to239kBtuh-11p5eer | MLI | New | CZ07 | cDXGF | SWHC013-02 | DEER2020 | D20v1 | 2020-11-09 | Cap-Tons | 1 |  | None | 13.8 | 0.0112 | 0 | 13.8 | 0.0112 | 0 | [6 empty] | DEER:HVAC_Split-Package_AC | Annual
Any | NE-HVAC-airAC-SpltPkg-135to239kBtuh-11p5eer | MLI | New | CZ08 | cDXGF | SWHC013-02 | DEER2020 | D20v1 | 2020-11-09 | Cap-Tons | 1 |  | None | 25 | 0.0165 | 0 | 25 | 0.0165 | 0 | [6 empty] | DEER:HVAC_Split-Package_AC | Annual
Any | NE-HVAC-airAC-SpltPkg-135to239kBtuh-11p5eer | MLI | New | CZ09 | cDXGF | SWHC013-02 | DEER2020 | D20v1 | 2020-11-09 | Cap-Tons | 1 |  | None | 23.2 | 0.0206 | 0 | 23.2 | 0.0206 | 0 | [6 empty] | DEER:HVAC_Split-Package_AC | Annual
Any | NE-HVAC-airAC-SpltPkg-135to239kBtuh-11p5eer | MLI | New | CZ10 | cDXGF | SWHC013-02 | DEER2020 | D20v1 | 2020-11-09 | Cap-Tons | 1 |  | None | 28 | 0.023 | 0 | 28 | 0.023 | 0 | [6 empty] | DEER:HVAC_Split-Package_AC | Annual
Any | NE-HVAC-airAC-SpltPkg-135to239kBtuh-11p5eer | MLI | New | CZ11 | cDXGF | SWHC013-02 | DEER2020 | D20v1 | 2020-11-09 | Cap-Tons | 1 |  | None | 29.1 | 0.0244 | 0 | 29.1 | 0.0244 | 0 | [6 empty] | DEER:HVAC_Split-Package_AC | Annual
Any | NE-HVAC-airAC-SpltPkg-135to239kBtuh-11p5eer | MLI | New | CZ12 | cDXGF | SWHC013-02 | DEER2020 | D20v1 | 2020-11-09 | Cap-Tons | 1 |  | None | 22.9 | 0.0229 | 0 | 22.9 | 0.0229 | 0 | [6 empty] | DEER:HVAC_Split-Package_AC | Annual
Any | NE-HVAC-airAC-SpltPkg-135to239kBtuh-11p5eer | MLI | New | CZ13 | cDXGF | SWHC013-02 | DEER2020 | D20v1 | 2020-11-09 | Cap-Tons | 1 |  | None | 31.1 | 0.0214 | 0 | 31.1 | 0.0214 | 0 | [6 empty] | DEER:HVAC_Split-Package_AC | Annual
Any | NE-HVAC-airAC-SpltPkg-135to239kBtuh-11p5eer | MLI | New | CZ14 | cDXGF | SWHC013-02 | DEER2020 | D20v1 | 2020-11-09 | Cap-Tons | 1 |  | None | 30.9 | 0.0204 | 0 | 30.9 | 0.0204 | 0 | [6 empty] | DEER:HVAC_Split-Package_AC | Annual
Any | NE-HVAC-airAC-SpltPkg-135to239kBtuh-11p5eer | MLI | New | CZ15 | cDXGF | SWHC013-02 | DEER2020 | D20v1 | 2020-11-09 | Cap-Tons | 1 |  | None | 51.7 | 0.0215 | 0 | 51.7 | 0.0215 | 0 | [6 empty] | DEER:HVAC_Split-Package_AC | Annual
Any | NE-HVAC-airAC-SpltPkg-135to239kBtuh-11p5eer | MLI | New | CZ16 | cDXGF | SWHC013-02 | DEER2020 | D20v1 | 2020-11-09 | Cap-Tons | 1 |  | None | 14 | 0.0132 | 0 | 14 | 0.0132 | 0 | [6 empty] | DEER:HVAC_Split-Package_AC | Annual
Any | NE-HVAC-airAC-SpltPkg-135to239kBtuh-11p5eer | Mtl | Ex | CZ01 | cDXGF | SWHC013-02 | DEER2020 | D20v1 | 2020-11-09 | Cap-Tons | 1 |  | None | 710 | 0.0787 | 32.6 | 4.95 | 0.00595 | 0 | [6 empty] | DEER:HVAC_Split-Package_AC | Annual
Any | NE-HVAC-airAC-SpltPkg-135to239kBtuh-11p5eer | Mtl | Ex | CZ02 | cDXGF | SWHC013-02 | DEER2020 | D20v1 | 2020-11-09 | Cap-Tons | 1 |  | None | 728 | 0.185 | 30.9 | 43.8 | 0.0442 | 0 | [6 empty] | DEER:HVAC_Split-Package_AC | Annual
Any | NE-HVAC-airAC-SpltPkg-135to239kBtuh-11p5eer | Mtl | Ex | CZ03 | cDXGF | SWHC013-02 | DEER2020 | D20v1 | 2020-11-09 | Cap-Tons | 1 |  | None | 698 | 0.15 | 16.3 | 15.1 | 0.0208 | 0 | [6 empty] | DEER:HVAC_Split-Package_AC | Annual
Any | NE-HVAC-airAC-SpltPkg-135to239kBtuh-11p5eer | Mtl | Ex | CZ04 | cDXGF | SWHC013-02 | DEER2020 | D20v1 | 2020-11-09 | Cap-Tons | 1 |  | None | 711 | 0.181 | 23.3 | 49.2 | 0.0386 | 0 | [6 empty] | DEER:HVAC_Split-Package_AC | Annual
Any | NE-HVAC-airAC-SpltPkg-135to239kBtuh-11p5eer | Mtl | Ex | CZ05 | cDXGF | SWHC013-02 | DEER2020 | D20v1 | 2020-11-09 | Cap-Tons | 1 |  | None | 663 | 0.102 | 18.8 | 15.7 | 0.0123 | 0 | [6 empty] | DEER:HVAC_Split-Package_AC | Annual
Any | NE-HVAC-airAC-SpltPkg-135to239kBtuh-11p5eer | Mtl | Ex | CZ06 | cDXGF | SWHC013-02 | DEER2020 | D20v1 | 2020-11-09 | Cap-Tons | 1 |  | None | 720 | 0.165 | 7.1 | 42.8 | 0.0257 | 0 | [6 empty] | DEER:HVAC_Split-Package_AC | Annual
Any | NE-HVAC-airAC-SpltPkg-135to239kBtuh-11p5eer | Mtl | Ex | CZ07 | cDXGF | SWHC013-02 | DEER2020 | D20v1 | 2020-11-09 | Cap-Tons | 1 |  | None | 661 | 0.141 | 2.69 | 37.7 | 0.021 | 0 | [6 empty] | DEER:HVAC_Split-Package_AC | Annual
Any | NE-HVAC-airAC-SpltPkg-135to239kBtuh-11p5eer | Mtl | Ex | CZ08 | cDXGF | SWHC013-02 | DEER2020 | D20v1 | 2020-11-09 | Cap-Tons | 1 |  | None | 718 | 0.17 | 8.27 | 69.5 | 0.0334 | 0 | [6 empty] | DEER:HVAC_Split-Package_AC | Annual
Any | NE-HVAC-airAC-SpltPkg-135to239kBtuh-11p5eer | Mtl | Ex | CZ09 | cDXGF | SWHC013-02 | DEER2020 | D20v1 | 2020-11-09 | Cap-Tons | 1 |  | None | 761 | 0.189 | 8.03 | 62.8 | 0.0406 | 0 | [6 empty] | DEER:HVAC_Split-Package_AC | Annual
Any | NE-HVAC-airAC-SpltPkg-135to239kBtuh-11p5eer | Mtl | Ex | CZ10 | cDXGF | SWHC013-02 | DEER2020 | D20v1 | 2020-11-09 | Cap-Tons | 1 |  | None | 818 | 0.203 | 12.6 | 68 | 0.0424 | 0 | [6 empty] | DEER:HVAC_Split-Package_AC | Annual
Any | NE-HVAC-airAC-SpltPkg-135to239kBtuh-11p5eer | Mtl | Ex | CZ11 | cDXGF | SWHC013-02 | DEER2020 | D20v1 | 2020-11-09 | Cap-Tons | 1 |  | None | 870 | 0.21 | 19.2 | 70.9 | 0.0481 | 0 | [6 empty] | DEER:HVAC_Split-Package_AC | Annual
Any | NE-HVAC-airAC-SpltPkg-135to239kBtuh-11p5eer | Mtl | Ex | CZ12 | cDXGF | SWHC013-02 | DEER2020 | D20v1 | 2020-11-09 | Cap-Tons | 1 |  | None | 791 | 0.2 | 21.4 | 56.7 | 0.047 | 0 | [6 empty] | DEER:HVAC_Split-Package_AC | Annual
Any | NE-HVAC-airAC-SpltPkg-135to239kBtuh-11p5eer | Mtl | Ex | CZ13 | cDXGF | SWHC013-02 | DEER2020 | D20v1 | 2020-11-09 | Cap-Tons | 1 |  | None | 873 | 0.214 | 17.2 | 73.7 | 0.0426 | 0 | [6 empty] | DEER:HVAC_Split-Package_AC | Annual
Any | NE-HVAC-airAC-SpltPkg-135to239kBtuh-11p5eer | Mtl | Ex | CZ14 | cDXGF | SWHC013-02 | DEER2020 | D20v1 | 2020-11-09 | Cap-Tons | 1 |  | None | 852 | 0.201 | 20.9 | 71.1 | 0.0394 | 0 | [6 empty] | DEER:HVAC_Split-Package_AC | Annual
Any | NE-HVAC-airAC-SpltPkg-135to239kBtuh-11p5eer | Mtl | Ex | CZ15 | cDXGF | SWHC013-02 | DEER2020 | D20v1 | 2020-11-09 | Cap-Tons | 1 |  | None | 1050 | 0.234 | 2.69 | 111 | 0.0399 | 0 | [6 empty] | DEER:HVAC_Split-Package_AC | Annual
Any | NE-HVAC-airAC-SpltPkg-135to239kBtuh-11p5eer | Mtl | Ex | CZ16 | cDXGF | SWHC013-02 | DEER2020 | D20v1 | 2020-11-09 | Cap-Tons | 1 |  | None | 687 | 0.144 | 34.8 | 25.7 | 0.0237 | 0 | [6 empty] | DEER:HVAC_Split-Package_AC | Annual
Any | NE-HVAC-airAC-SpltPkg-135to239kBtuh-11p5eer | Mtl | New | CZ01 | cDXGF | SWHC013-02 | DEER2020 | D20v1 | 2020-11-09 | Cap-Tons | 1 |  | None | 4.76 | 0.00587 | 0 | 4.76 | 0.00587 | 0 | [6 empty] | DEER:HVAC_Split-Package_AC | Annual
Any | NE-HVAC-airAC-SpltPkg-135to239kBtuh-11p5eer | Mtl | New | CZ02 | cDXGF | SWHC013-02 | DEER2020 | D20v1 | 2020-11-09 | Cap-Tons | 1 |  | None | 45.1 | 0.0448 | 0 | 45.1 | 0.0448 | 0 | [6 empty] | DEER:HVAC_Split-Package_AC | Annual
Any | NE-HVAC-airAC-SpltPkg-135to239kBtuh-11p5eer | Mtl | New | CZ03 | cDXGF | SWHC013-02 | DEER2020 | D20v1 | 2020-11-09 | Cap-Tons | 1 |  | None | 15.2 | 0.0203 | 0 | 15.2 | 0.0203 | 0 | [6 empty] | DEER:HVAC_Split-Package_AC | Annual
Any | NE-HVAC-airAC-SpltPkg-135to239kBtuh-11p5eer | Mtl | New | CZ04 | cDXGF | SWHC013-02 | DEER2020 | D20v1 | 2020-11-09 | Cap-Tons | 1 |  | None | 50.6 | 0.039 | 0 | 50.6 | 0.039 | 0 | [6 empty] | DEER:HVAC_Split-Package_AC | Annual
Any | NE-HVAC-airAC-SpltPkg-135to239kBtuh-11p5eer | Mtl | New | CZ05 | cDXGF | SWHC013-02 | DEER2020 | D20v1 | 2020-11-09 | Cap-Tons | 1 |  | None | 15.6 | 0.0122 | 0 | 15.6 | 0.0122 | 0 | [6 empty] | DEER:HVAC_Split-Package_AC | Annual
Any | NE-HVAC-airAC-SpltPkg-135to239kBtuh-11p5eer | Mtl | New | CZ06 | cDXGF | SWHC013-02 | DEER2020 | D20v1 | 2020-11-09 | Cap-Tons | 1 |  | None | 41 | 0.0252 | 0 | 41 | 0.0252 | 0 | [6 empty] | DEER:HVAC_Split-Package_AC | Annual
Any | NE-HVAC-airAC-SpltPkg-135to239kBtuh-11p5eer | Mtl | New | CZ07 | cDXGF | SWHC013-02 | DEER2020 | D20v1 | 2020-11-09 | Cap-Tons | 1 |  | None | 36.2 | 0.0207 | 0 | 36.2 | 0.0207 | 0 | [6 empty] | DEER:HVAC_Split-Package_AC | Annual
Any | NE-HVAC-airAC-SpltPkg-135to239kBtuh-11p5eer | Mtl | New | CZ08 | cDXGF | SWHC013-02 | DEER2020 | D20v1 | 2020-11-09 | Cap-Tons | 1 |  | None | 68.3 | 0.0332 | 0 | 68.3 | 0.0332 | 0 | [6 empty] | DEER:HVAC_Split-Package_AC | Annual
Any | NE-HVAC-airAC-SpltPkg-135to239kBtuh-11p5eer | Mtl | New | CZ09 | cDXGF | SWHC013-02 | DEER2020 | D20v1 | 2020-11-09 | Cap-Tons | 1 |  | None | 60.6 | 0.0404 | 0 | 60.6 | 0.0404 | 0 | [6 empty] | DEER:HVAC_Split-Package_AC | Annual
Any | NE-HVAC-airAC-SpltPkg-135to239kBtuh-11p5eer | Mtl | New | CZ10 | cDXGF | SWHC013-02 | DEER2020 | D20v1 | 2020-11-09 | Cap-Tons | 1 |  | None | 68.7 | 0.0426 | 0 | 68.7 | 0.0426 | 0 | [6 empty] | DEER:HVAC_Split-Package_AC | Annual
Any | NE-HVAC-airAC-SpltPkg-135to239kBtuh-11p5eer | Mtl | New | CZ11 | cDXGF | SWHC013-02 | DEER2020 | D20v1 | 2020-11-09 | Cap-Tons | 1 |  | None | 72.2 | 0.0481 | 0 | 72.2 | 0.0481 | 0 | [6 empty] | DEER:HVAC_Split-Package_AC | Annual
Any | NE-HVAC-airAC-SpltPkg-135to239kBtuh-11p5eer | Mtl | New | CZ12 | cDXGF | SWHC013-02 | DEER2020 | D20v1 | 2020-11-09 | Cap-Tons | 1 |  | None | 57.6 | 0.0472 | 0 | 57.6 | 0.0472 | 0 | [6 empty] | DEER:HVAC_Split-Package_AC | Annual
Any | NE-HVAC-airAC-SpltPkg-135to239kBtuh-11p5eer | Mtl | New | CZ13 | cDXGF | SWHC013-02 | DEER2020 | D20v1 | 2020-11-09 | Cap-Tons | 1 |  | None | 74.2 | 0.0428 | 0 | 74.2 | 0.0428 | 0 | [6 empty] | DEER:HVAC_Split-Package_AC | Annual
Any | NE-HVAC-airAC-SpltPkg-135to239kBtuh-11p5eer | Mtl | New | CZ14 | cDXGF | SWHC013-02 | DEER2020 | D20v1 | 2020-11-09 | Cap-Tons | 1 |  | None | 71.6 | 0.0392 | 0 | 71.6 | 0.0392 | 0 | [6 empty] | DEER:HVAC_Split-Package_AC | Annual
Any | NE-HVAC-airAC-SpltPkg-135to239kBtuh-11p5eer | Mtl | New | CZ15 | cDXGF | SWHC013-02 | DEER2020 | D20v1 | 2020-11-09 | Cap-Tons | 1 |  | None | 110 | 0.0392 | 0 | 110 | 0.0392 | 0 | [6 empty] | DEER:HVAC_Split-Package_AC | Annual
Any | NE-HVAC-airAC-SpltPkg-135to239kBtuh-11p5eer | Mtl | New | CZ16 | cDXGF | SWHC013-02 | DEER2020 | D20v1 | 2020-11-09 | Cap-Tons | 1 |  | None | 25.4 | 0.0232 | 0 | 25.4 | 0.0232 | 0 | [6 empty] | DEER:HVAC_Split-Package_AC | Annual
Any | NE-HVAC-airAC-SpltPkg-135to239kBtuh-11p5eer | Nrs | Ex | CZ01 | cDXGF | SWHC013-02 | DEER2020 | D20v1 | 2020-11-09 | Cap-Tons | 1 |  | None | 632 | 0.0789 | 17 | 3.51 | 0.00438 | 0 | [6 empty] | DEER:HVAC_Split-Package_AC | Annual
Any | NE-HVAC-airAC-SpltPkg-135to239kBtuh-11p5eer | Nrs | Ex | CZ02 | cDXGF | SWHC013-02 | DEER2020 | D20v1 | 2020-11-09 | Cap-Tons | 1 |  | None | 663 | 0.173 | 11.4 | 24.7 | 0.0274 | 0 | [6 empty] | DEER:HVAC_Split-Package_AC | Annual
Any | NE-HVAC-airAC-SpltPkg-135to239kBtuh-11p5eer | Nrs | Ex | CZ03 | cDXGF | SWHC013-02 | DEER2020 | D20v1 | 2020-11-09 | Cap-Tons | 1 |  | None | 568 | 0.118 | 7.06 | 10.9 | 0.0165 | 0 | [6 empty] | DEER:HVAC_Split-Package_AC | Annual
Any | NE-HVAC-airAC-SpltPkg-135to239kBtuh-11p5eer | Nrs | Ex | CZ04 | cDXGF | SWHC013-02 | DEER2020 | D20v1 | 2020-11-09 | Cap-Tons | 1 |  | None | 663 | 0.163 | 7.46 | 27.5 | 0.0248 | 0 | [6 empty] | DEER:HVAC_Split-Package_AC | Annual
Any | NE-HVAC-airAC-SpltPkg-135to239kBtuh-11p5eer | Nrs | Ex | CZ05 | cDXGF | SWHC013-02 | DEER2020 | D20v1 | 2020-11-09 | Cap-Tons | 1 |  | None | 546 | 0.0895 | 11.1 | 11.8 | 0.00992 | 0 | [6 empty] | DEER:HVAC_Split-Package_AC | Annual
Any | NE-HVAC-airAC-SpltPkg-135to239kBtuh-11p5eer | Nrs | Ex | CZ06 | cDXGF | SWHC013-02 | DEER2020 | D20v1 | 2020-11-09 | Cap-Tons | 1 |  | None | 684 | 0.148 | 3.87 | 30.5 | 0.022 | 0 | [6 empty] | DEER:HVAC_Split-Package_AC | Annual
Any | NE-HVAC-airAC-SpltPkg-135to239kBtuh-11p5eer | Nrs | Ex | CZ07 | cDXGF | SWHC013-02 | DEER2020 | D20v1 | 2020-11-09 | Cap-Tons | 1 |  | None | 594 | 0.124 | 3.11 | 25 | 0.0175 | 0 | [6 empty] | DEER:HVAC_Split-Package_AC | Annual
Any | NE-HVAC-airAC-SpltPkg-135to239kBtuh-11p5eer | Nrs | Ex | CZ08 | cDXGF | SWHC013-02 | DEER2020 | D20v1 | 2020-11-09 | Cap-Tons | 1 |  | None | 711 | 0.155 | 2.94 | 37.7 | 0.022 | 0 | [6 empty] | DEER:HVAC_Split-Package_AC | Annual
Any | NE-HVAC-airAC-SpltPkg-135to239kBtuh-11p5eer | Nrs | Ex | CZ09 | cDXGF | SWHC013-02 | DEER2020 | D20v1 | 2020-11-09 | Cap-Tons | 1 |  | None | 725 | 0.179 | 3.75 | 43.1 | 0.032 | 0 | [6 empty] | DEER:HVAC_Split-Package_AC | Annual
Any | NE-HVAC-airAC-SpltPkg-135to239kBtuh-11p5eer | Nrs | Ex | CZ10 | cDXGF | SWHC013-02 | DEER2020 | D20v1 | 2020-11-09 | Cap-Tons | 1 |  | None | 707 | 0.177 | 5.14 | 44.8 | 0.0313 | 0 | [6 empty] | DEER:HVAC_Split-Package_AC | Annual
Any | NE-HVAC-airAC-SpltPkg-135to239kBtuh-11p5eer | Nrs | Ex | CZ11 | cDXGF | SWHC013-02 | DEER2020 | D20v1 | 2020-11-09 | Cap-Tons | 1 |  | None | 713 | 0.184 | 10.8 | 50.3 | 0.0372 | 0 | [6 empty] | DEER:HVAC_Split-Package_AC | Annual
Any | NE-HVAC-airAC-SpltPkg-135to239kBtuh-11p5eer | Nrs | Ex | CZ12 | cDXGF | SWHC013-02 | DEER2020 | D20v1 | 2020-11-09 | Cap-Tons | 1 |  | None | 703 | 0.186 | 9.14 | 37.1 | 0.0335 | 0 | [6 empty] | DEER:HVAC_Split-Package_AC | Annual
Any | NE-HVAC-airAC-SpltPkg-135to239kBtuh-11p5eer | Nrs | Ex | CZ13 | cDXGF | SWHC013-02 | DEER2020 | D20v1 | 2020-11-09 | Cap-Tons | 1 |  | None | 777 | 0.197 | 8.59 | 51.8 | 0.0337 | 0 | [6 empty] | DEER:HVAC_Split-Package_AC | Annual
Any | NE-HVAC-airAC-SpltPkg-135to239kBtuh-11p5eer | Nrs | Ex | CZ14 | cDXGF | SWHC013-02 | DEER2020 | D20v1 | 2020-11-09 | Cap-Tons | 1 |  | None | 681 | 0.166 | 11.6 | 50.9 | 0.0306 | 0 | [6 empty] | DEER:HVAC_Split-Package_AC | Annual
Any | NE-HVAC-airAC-SpltPkg-135to239kBtuh-11p5eer | Nrs | Ex | CZ15 | cDXGF | SWHC013-02 | DEER2020 | D20v1 | 2020-11-09 | Cap-Tons | 1 |  | None | 798 | 0.184 | 2.58 | 93.8 | 0.0368 | 0 | [6 empty] | DEER:HVAC_Split-Package_AC | Annual
Any | NE-HVAC-airAC-SpltPkg-135to239kBtuh-11p5eer | Nrs | Ex | CZ16 | cDXGF | SWHC013-02 | DEER2020 | D20v1 | 2020-11-09 | Cap-Tons | 1 |  | None | 612 | 0.134 | 21.4 | 17.9 | 0.019 | 0 | [6 empty] | DEER:HVAC_Split-Package_AC | Annual
Any | NE-HVAC-airAC-SpltPkg-135to239kBtuh-11p5eer | Nrs | New | CZ01 | cDXGF | SWHC013-02 | DEER2020 | D20v1 | 2020-11-09 | Cap-Tons | 1 |  | None | 3.05 | 0.00352 | 0 | 3.05 | 0.00352 | 0 | [6 empty] | DEER:HVAC_Split-Package_AC | Annual
Any | NE-HVAC-airAC-SpltPkg-135to239kBtuh-11p5eer | Nrs | New | CZ02 | cDXGF | SWHC013-02 | DEER2020 | D20v1 | 2020-11-09 | Cap-Tons | 1 |  | None | 21.3 | 0.0247 | 0 | 21.3 | 0.0247 | 0 | [6 empty] | DEER:HVAC_Split-Package_AC | Annual
Any | NE-HVAC-airAC-SpltPkg-135to239kBtuh-11p5eer | Nrs | New | CZ03 | cDXGF | SWHC013-02 | DEER2020 | D20v1 | 2020-11-09 | Cap-Tons | 1 |  | None | 7.82 | 0.0139 | 0 | 7.82 | 0.0139 | 0 | [6 empty] | DEER:HVAC_Split-Package_AC | Annual
Any | NE-HVAC-airAC-SpltPkg-135to239kBtuh-11p5eer | Nrs | New | CZ04 | cDXGF | SWHC013-02 | DEER2020 | D20v1 | 2020-11-09 | Cap-Tons | 1 |  | None | 22.4 | 0.0219 | 0 | 22.4 | 0.0219 | 0 | [6 empty] | DEER:HVAC_Split-Package_AC | Annual
Any | NE-HVAC-airAC-SpltPkg-135to239kBtuh-11p5eer | Nrs | New | CZ05 | cDXGF | SWHC013-02 | DEER2020 | D20v1 | 2020-11-09 | Cap-Tons | 1 |  | None | 8.21 | 0.00802 | 0 | 8.21 | 0.00802 | 0 | [6 empty] | DEER:HVAC_Split-Package_AC | Annual
Any | NE-HVAC-airAC-SpltPkg-135to239kBtuh-11p5eer | Nrs | New | CZ06 | cDXGF | SWHC013-02 | DEER2020 | D20v1 | 2020-11-09 | Cap-Tons | 1 |  | None | 24.2 | 0.0195 | 0 | 24.2 | 0.0195 | 0 | [6 empty] | DEER:HVAC_Split-Package_AC | Annual
Any | NE-HVAC-airAC-SpltPkg-135to239kBtuh-11p5eer | Nrs | New | CZ07 | cDXGF | SWHC013-02 | DEER2020 | D20v1 | 2020-11-09 | Cap-Tons | 1 |  | None | 18.7 | 0.0151 | 0 | 18.7 | 0.0151 | 0 | [6 empty] | DEER:HVAC_Split-Package_AC | Annual
Any | NE-HVAC-airAC-SpltPkg-135to239kBtuh-11p5eer | Nrs | New | CZ08 | cDXGF | SWHC013-02 | DEER2020 | D20v1 | 2020-11-09 | Cap-Tons | 1 |  | None | 31.2 | 0.0199 | 0 | 31.2 | 0.0199 | 0 | [6 empty] | DEER:HVAC_Split-Package_AC | Annual
Any | NE-HVAC-airAC-SpltPkg-135to239kBtuh-11p5eer | Nrs | New | CZ09 | cDXGF | SWHC013-02 | DEER2020 | D20v1 | 2020-11-09 | Cap-Tons | 1 |  | None | 36.6 | 0.0292 | 0 | 36.6 | 0.0292 | 0 | [6 empty] | DEER:HVAC_Split-Package_AC | Annual
Any | NE-HVAC-airAC-SpltPkg-135to239kBtuh-11p5eer | Nrs | New | CZ10 | cDXGF | SWHC013-02 | DEER2020 | D20v1 | 2020-11-09 | Cap-Tons | 1 |  | None | 39.8 | 0.0289 | 0 | 39.8 | 0.0289 | 0 | [6 empty] | DEER:HVAC_Split-Package_AC | Annual
Any | NE-HVAC-airAC-SpltPkg-135to239kBtuh-11p5eer | Nrs | New | CZ11 | cDXGF | SWHC013-02 | DEER2020 | D20v1 | 2020-11-09 | Cap-Tons | 1 |  | None | 45 | 0.034 | 0 | 45 | 0.034 | 0 | [6 empty] | DEER:HVAC_Split-Package_AC | Annual
Any | NE-HVAC-airAC-SpltPkg-135to239kBtuh-11p5eer | Nrs | New | CZ12 | cDXGF | SWHC013-02 | DEER2020 | D20v1 | 2020-11-09 | Cap-Tons | 1 |  | None | 32.8 | 0.0307 | 0 | 32.8 | 0.0307 | 0 | [6 empty] | DEER:HVAC_Split-Package_AC | Annual
Any | NE-HVAC-airAC-SpltPkg-135to239kBtuh-11p5eer | Nrs | New | CZ13 | cDXGF | SWHC013-02 | DEER2020 | D20v1 | 2020-11-09 | Cap-Tons | 1 |  | None | 46.8 | 0.0311 | 0 | 46.8 | 0.0311 | 0 | [6 empty] | DEER:HVAC_Split-Package_AC | Annual
Any | NE-HVAC-airAC-SpltPkg-135to239kBtuh-11p5eer | Nrs | New | CZ14 | cDXGF | SWHC013-02 | DEER2020 | D20v1 | 2020-11-09 | Cap-Tons | 1 |  | None | 45.8 | 0.0281 | 0 | 45.8 | 0.0281 | 0 | [6 empty] | DEER:HVAC_Split-Package_AC | Annual
Any | NE-HVAC-airAC-SpltPkg-135to239kBtuh-11p5eer | Nrs | New | CZ15 | cDXGF | SWHC013-02 | DEER2020 | D20v1 | 2020-11-09 | Cap-Tons | 1 |  | None | 87.1 | 0.0349 | 0 | 87.1 | 0.0349 | 0 | [6 empty] | DEER:HVAC_Split-Package_AC | Annual
Any | NE-HVAC-airAC-SpltPkg-135to239kBtuh-11p5eer | Nrs | New | CZ16 | cDXGF | SWHC013-02 | DEER2020 | D20v1 | 2020-11-09 | Cap-Tons | 1 |  | None | 15.4 | 0.0169 | 0 | 15.4 | 0.0169 | 0 | [6 empty] | DEER:HVAC_Split-Package_AC | Annual
Any | NE-HVAC-airAC-SpltPkg-135to239kBtuh-11p5eer | OfL | Ex | CZ01 | cDXGF | SWHC013-02 | DEER2020 | D20v1 | 2020-11-09 | Cap-Tons | 1 |  | None | 244 | 0.0296 | 3.19 | 6.15 | 0.00496 | 0 | [6 empty] | DEER:HVAC_Split-Package_AC | Annual
Any | NE-HVAC-airAC-SpltPkg-135to239kBtuh-11p5eer | OfL | Ex | CZ02 | cDXGF | SWHC013-02 | DEER2020 | D20v1 | 2020-11-09 | Cap-Tons | 1 |  | None | 283 | 0.0813 | 2.2 | 34.1 | 0.0195 | 0 | [6 empty] | DEER:HVAC_Split-Package_AC | Annual
Any | NE-HVAC-airAC-SpltPkg-135to239kBtuh-11p5eer | OfL | Ex | CZ03 | cDXGF | SWHC013-02 | DEER2020 | D20v1 | 2020-11-09 | Cap-Tons | 1 |  | None | 231 | 0.0638 | 1.02 | 16 | 0.011 | 0 | [6 empty] | DEER:HVAC_Split-Package_AC | Annual
Any | NE-HVAC-airAC-SpltPkg-135to239kBtuh-11p5eer | OfL | Ex | CZ04 | cDXGF | SWHC013-02 | DEER2020 | D20v1 | 2020-11-09 | Cap-Tons | 1 |  | None | 280 | 0.0762 | 1.27 | 35.8 | 0.0171 | 0 | [6 empty] | DEER:HVAC_Split-Package_AC | Annual
Any | NE-HVAC-airAC-SpltPkg-135to239kBtuh-11p5eer | OfL | Ex | CZ05 | cDXGF | SWHC013-02 | DEER2020 | D20v1 | 2020-11-09 | Cap-Tons | 1 |  | None | 233 | 0.0527 | 1.01 | 18.2 | 0.00875 | 0 | [6 empty] | DEER:HVAC_Split-Package_AC | Annual
Any | NE-HVAC-airAC-SpltPkg-135to239kBtuh-11p5eer | OfL | Ex | CZ06 | cDXGF | SWHC013-02 | DEER2020 | D20v1 | 2020-11-09 | Cap-Tons | 1 |  | None | 291 | 0.0659 | 0.234 | 33.8 | 0.0121 | 0 | [6 empty] | DEER:HVAC_Split-Package_AC | Annual
Any | NE-HVAC-airAC-SpltPkg-135to239kBtuh-11p5eer | OfL | Ex | CZ07 | cDXGF | SWHC013-02 | DEER2020 | D20v1 | 2020-11-09 | Cap-Tons | 1 |  | None | 256 | 0.0623 | 0.114 | 28.8 | 0.0105 | 0 | [6 empty] | DEER:HVAC_Split-Package_AC | Annual
Any | NE-HVAC-airAC-SpltPkg-135to239kBtuh-11p5eer | OfL | Ex | CZ08 | cDXGF | SWHC013-02 | DEER2020 | D20v1 | 2020-11-09 | Cap-Tons | 1 |  | None | 302 | 0.0685 | 0.288 | 45.5 | 0.0141 | 0 | [6 empty] | DEER:HVAC_Split-Package_AC | Annual
Any | NE-HVAC-airAC-SpltPkg-135to239kBtuh-11p5eer | OfL | Ex | CZ09 | cDXGF | SWHC013-02 | DEER2020 | D20v1 | 2020-11-09 | Cap-Tons | 1 |  | None | 316 | 0.077 | 0.358 | 40.7 | 0.0175 | 0 | [6 empty] | DEER:HVAC_Split-Package_AC | Annual
Any | NE-HVAC-airAC-SpltPkg-135to239kBtuh-11p5eer | OfL | Ex | CZ10 | cDXGF | SWHC013-02 | DEER2020 | D20v1 | 2020-11-09 | Cap-Tons | 1 |  | None | 334 | 0.0817 | 0.454 | 47.6 | 0.0188 | 0 | [6 empty] | DEER:HVAC_Split-Package_AC | Annual
Any | NE-HVAC-airAC-SpltPkg-135to239kBtuh-11p5eer | OfL | Ex | CZ11 | cDXGF | SWHC013-02 | DEER2020 | D20v1 | 2020-11-09 | Cap-Tons | 1 |  | None | 340 | 0.0847 | 1.54 | 43.8 | 0.0211 | 0 | [6 empty] | DEER:HVAC_Split-Package_AC | Annual
Any | NE-HVAC-airAC-SpltPkg-135to239kBtuh-11p5eer | OfL | Ex | CZ12 | cDXGF | SWHC013-02 | DEER2020 | D20v1 | 2020-11-09 | Cap-Tons | 1 |  | None | 317 | 0.0859 | 1.64 | 38.2 | 0.0197 | 0 | [6 empty] | DEER:HVAC_Split-Package_AC | Annual
Any | NE-HVAC-airAC-SpltPkg-135to239kBtuh-11p5eer | OfL | Ex | CZ13 | cDXGF | SWHC013-02 | DEER2020 | D20v1 | 2020-11-09 | Cap-Tons | 1 |  | None | 339 | 0.0813 | 1.34 | 45.1 | 0.0177 | 0 | [6 empty] | DEER:HVAC_Split-Package_AC | Annual
Any | NE-HVAC-airAC-SpltPkg-135to239kBtuh-11p5eer | OfL | Ex | CZ14 | cDXGF | SWHC013-02 | DEER2020 | D20v1 | 2020-11-09 | Cap-Tons | 1 |  | None | 345 | 0.0807 | 1.51 | 45.7 | 0.0172 | 0 | [6 empty] | DEER:HVAC_Split-Package_AC | Annual
Any | NE-HVAC-airAC-SpltPkg-135to239kBtuh-11p5eer | OfL | Ex | CZ15 | cDXGF | SWHC013-02 | DEER2020 | D20v1 | 2020-11-09 | Cap-Tons | 1 |  | None | 436 | 0.0886 | 0.0752 | 66.7 | 0.0175 | 0 | [6 empty] | DEER:HVAC_Split-Package_AC | Annual
Any | NE-HVAC-airAC-SpltPkg-135to239kBtuh-11p5eer | OfL | Ex | CZ16 | cDXGF | SWHC013-02 | DEER2020 | D20v1 | 2020-11-09 | Cap-Tons | 1 |  | None | 261 | 0.0628 | 5.57 | 21.6 | 0.0121 | 0 | [6 empty] | DEER:HVAC_Split-Package_AC | Annual
Any | NE-HVAC-airAC-SpltPkg-135to239kBtuh-11p5eer | OfL | New | CZ01 | cDXGF | SWHC013-02 | DEER2020 | D20v1 | 2020-11-09 | Cap-Tons | 1 |  | None | 5.35 | 0.00445 | 0 | 5.35 | 0.00445 | 0 | [6 empty] | DEER:HVAC_Split-Package_AC | Annual
Any | NE-HVAC-airAC-SpltPkg-135to239kBtuh-11p5eer | OfL | New | CZ02 | cDXGF | SWHC013-02 | DEER2020 | D20v1 | 2020-11-09 | Cap-Tons | 1 |  | None | 32.3 | 0.019 | 0 | 32.3 | 0.019 | 0 | [6 empty] | DEER:HVAC_Split-Package_AC | Annual
Any | NE-HVAC-airAC-SpltPkg-135to239kBtuh-11p5eer | OfL | New | CZ03 | cDXGF | SWHC013-02 | DEER2020 | D20v1 | 2020-11-09 | Cap-Tons | 1 |  | None | 15 | 0.0104 | 0 | 15 | 0.0104 | 0 | [6 empty] | DEER:HVAC_Split-Package_AC | Annual
Any | NE-HVAC-airAC-SpltPkg-135to239kBtuh-11p5eer | OfL | New | CZ04 | cDXGF | SWHC013-02 | DEER2020 | D20v1 | 2020-11-09 | Cap-Tons | 1 |  | None | 34.8 | 0.0165 | 0 | 34.8 | 0.0165 | 0 | [6 empty] | DEER:HVAC_Split-Package_AC | Annual
Any | NE-HVAC-airAC-SpltPkg-135to239kBtuh-11p5eer | OfL | New | CZ05 | cDXGF | SWHC013-02 | DEER2020 | D20v1 | 2020-11-09 | Cap-Tons | 1 |  | None | 17.5 | 0.00857 | 0 | 17.5 | 0.00857 | 0 | [6 empty] | DEER:HVAC_Split-Package_AC | Annual
Any | NE-HVAC-airAC-SpltPkg-135to239kBtuh-11p5eer | OfL | New | CZ06 | cDXGF | SWHC013-02 | DEER2020 | D20v1 | 2020-11-09 | Cap-Tons | 1 |  | None | 32.7 | 0.0117 | 0 | 32.7 | 0.0117 | 0 | [6 empty] | DEER:HVAC_Split-Package_AC | Annual
Any | NE-HVAC-airAC-SpltPkg-135to239kBtuh-11p5eer | OfL | New | CZ07 | cDXGF | SWHC013-02 | DEER2020 | D20v1 | 2020-11-09 | Cap-Tons | 1 |  | None | 27.7 | 0.0103 | 0 | 27.7 | 0.0103 | 0 | [6 empty] | DEER:HVAC_Split-Package_AC | Annual
Any | NE-HVAC-airAC-SpltPkg-135to239kBtuh-11p5eer | OfL | New | CZ08 | cDXGF | SWHC013-02 | DEER2020 | D20v1 | 2020-11-09 | Cap-Tons | 1 |  | None | 44.1 | 0.0137 | 0 | 44.1 | 0.0137 | 0 | [6 empty] | DEER:HVAC_Split-Package_AC | Annual
Any | NE-HVAC-airAC-SpltPkg-135to239kBtuh-11p5eer | OfL | New | CZ09 | cDXGF | SWHC013-02 | DEER2020 | D20v1 | 2020-11-09 | Cap-Tons | 1 |  | None | 39 | 0.0169 | 0 | 39 | 0.0169 | 0 | [6 empty] | DEER:HVAC_Split-Package_AC | Annual
Any | NE-HVAC-airAC-SpltPkg-135to239kBtuh-11p5eer | OfL | New | CZ10 | cDXGF | SWHC013-02 | DEER2020 | D20v1 | 2020-11-09 | Cap-Tons | 1 |  | None | 45.1 | 0.0184 | 0 | 45.1 | 0.0184 | 0 | [6 empty] | DEER:HVAC_Split-Package_AC | Annual
Any | NE-HVAC-airAC-SpltPkg-135to239kBtuh-11p5eer | OfL | New | CZ11 | cDXGF | SWHC013-02 | DEER2020 | D20v1 | 2020-11-09 | Cap-Tons | 1 |  | None | 41.6 | 0.0202 | 0 | 41.6 | 0.0202 | 0 | [6 empty] | DEER:HVAC_Split-Package_AC | Annual
Any | NE-HVAC-airAC-SpltPkg-135to239kBtuh-11p5eer | OfL | New | CZ12 | cDXGF | SWHC013-02 | DEER2020 | D20v1 | 2020-11-09 | Cap-Tons | 1 |  | None | 36.2 | 0.019 | 0 | 36.2 | 0.019 | 0 | [6 empty] | DEER:HVAC_Split-Package_AC | Annual
Any | NE-HVAC-airAC-SpltPkg-135to239kBtuh-11p5eer | OfL | New | CZ13 | cDXGF | SWHC013-02 | DEER2020 | D20v1 | 2020-11-09 | Cap-Tons | 1 |  | None | 43.1 | 0.0171 | 0 | 43.1 | 0.0171 | 0 | [6 empty] | DEER:HVAC_Split-Package_AC | Annual
Any | NE-HVAC-airAC-SpltPkg-135to239kBtuh-11p5eer | OfL | New | CZ14 | cDXGF | SWHC013-02 | DEER2020 | D20v1 | 2020-11-09 | Cap-Tons | 1 |  | None | 43.6 | 0.0166 | 0 | 43.6 | 0.0166 | 0 | [6 empty] | DEER:HVAC_Split-Package_AC | Annual
Any | NE-HVAC-airAC-SpltPkg-135to239kBtuh-11p5eer | OfL | New | CZ15 | cDXGF | SWHC013-02 | DEER2020 | D20v1 | 2020-11-09 | Cap-Tons | 1 |  | None | 64.1 | 0.0169 | 0 | 64.1 | 0.0169 | 0 | [6 empty] | DEER:HVAC_Split-Package_AC | Annual
Any | NE-HVAC-airAC-SpltPkg-135to239kBtuh-11p5eer | OfL | New | CZ16 | cDXGF | SWHC013-02 | DEER2020 | D20v1 | 2020-11-09 | Cap-Tons | 1 |  | None | 20.2 | 0.0112 | 0 | 20.2 | 0.0112 | 0 | [6 empty] | DEER:HVAC_Split-Package_AC | Annual
Any | NE-HVAC-airAC-SpltPkg-135to239kBtuh-11p5eer | OfS | Ex | CZ01 | cDXGF | SWHC013-02 | DEER2020 | D20v1 | 2020-11-09 | Cap-Tons | 1 |  | None | 235 | 0.0302 | 4.39 | 5.52 | 0.00436 | 0 | [6 empty] | DEER:HVAC_Split-Package_AC | Annual
Any | NE-HVAC-airAC-SpltPkg-135to239kBtuh-11p5eer | OfS | Ex | CZ02 | cDXGF | SWHC013-02 | DEER2020 | D20v1 | 2020-11-09 | Cap-Tons | 1 |  | None | 278 | 0.0782 | 3.17 | 30.1 | 0.0193 | 0 | [6 empty] | DEER:HVAC_Split-Package_AC | Annual
Any | NE-HVAC-airAC-SpltPkg-135to239kBtuh-11p5eer | OfS | Ex | CZ03 | cDXGF | SWHC013-02 | DEER2020 | D20v1 | 2020-11-09 | Cap-Tons | 1 |  | None | 227 | 0.0584 | 1.31 | 13.9 | 0.0106 | 0 | [6 empty] | DEER:HVAC_Split-Package_AC | Annual
Any | NE-HVAC-airAC-SpltPkg-135to239kBtuh-11p5eer | OfS | Ex | CZ04 | cDXGF | SWHC013-02 | DEER2020 | D20v1 | 2020-11-09 | Cap-Tons | 1 |  | None | 277 | 0.0725 | 1.54 | 31.2 | 0.0165 | 0 | [6 empty] | DEER:HVAC_Split-Package_AC | Annual
Any | NE-HVAC-airAC-SpltPkg-135to239kBtuh-11p5eer | OfS | Ex | CZ05 | cDXGF | SWHC013-02 | DEER2020 | D20v1 | 2020-11-09 | Cap-Tons | 1 |  | None | 232 | 0.0485 | 1.36 | 15.7 | 0.00796 | 0 | [6 empty] | DEER:HVAC_Split-Package_AC | Annual
Any | NE-HVAC-airAC-SpltPkg-135to239kBtuh-11p5eer | OfS | Ex | CZ06 | cDXGF | SWHC013-02 | DEER2020 | D20v1 | 2020-11-09 | Cap-Tons | 1 |  | None | 280 | 0.0614 | 0.34 | 30.3 | 0.0122 | 0 | [6 empty] | DEER:HVAC_Split-Package_AC | Annual
Any | NE-HVAC-airAC-SpltPkg-135to239kBtuh-11p5eer | OfS | Ex | CZ07 | cDXGF | SWHC013-02 | DEER2020 | D20v1 | 2020-11-09 | Cap-Tons | 1 |  | None | 255 | 0.0587 | 0.26 | 25.4 | 0.0104 | 0 | [6 empty] | DEER:HVAC_Split-Package_AC | Annual
Any | NE-HVAC-airAC-SpltPkg-135to239kBtuh-11p5eer | OfS | Ex | CZ08 | cDXGF | SWHC013-02 | DEER2020 | D20v1 | 2020-11-09 | Cap-Tons | 1 |  | None | 296 | 0.0648 | 0.501 | 39.7 | 0.0138 | 0 | [6 empty] | DEER:HVAC_Split-Package_AC | Annual
Any | NE-HVAC-airAC-SpltPkg-135to239kBtuh-11p5eer | OfS | Ex | CZ09 | cDXGF | SWHC013-02 | DEER2020 | D20v1 | 2020-11-09 | Cap-Tons | 1 |  | None | 319 | 0.0771 | 0.473 | 36.5 | 0.0173 | 0 | [6 empty] | DEER:HVAC_Split-Package_AC | Annual
Any | NE-HVAC-airAC-SpltPkg-135to239kBtuh-11p5eer | OfS | Ex | CZ10 | cDXGF | SWHC013-02 | DEER2020 | D20v1 | 2020-11-09 | Cap-Tons | 1 |  | None | 335 | 0.0807 | 0.786 | 42.7 | 0.0184 | 0 | [6 empty] | DEER:HVAC_Split-Package_AC | Annual
Any | NE-HVAC-airAC-SpltPkg-135to239kBtuh-11p5eer | OfS | Ex | CZ11 | cDXGF | SWHC013-02 | DEER2020 | D20v1 | 2020-11-09 | Cap-Tons | 1 |  | None | 342 | 0.085 | 1.9 | 40.6 | 0.0215 | 0 | [6 empty] | DEER:HVAC_Split-Package_AC | Annual
Any | NE-HVAC-airAC-SpltPkg-135to239kBtuh-11p5eer | OfS | Ex | CZ12 | cDXGF | SWHC013-02 | DEER2020 | D20v1 | 2020-11-09 | Cap-Tons | 1 |  | None | 312 | 0.0836 | 2.13 | 34.6 | 0.0196 | 0 | [6 empty] | DEER:HVAC_Split-Package_AC | Annual
Any | NE-HVAC-airAC-SpltPkg-135to239kBtuh-11p5eer | OfS | Ex | CZ13 | cDXGF | SWHC013-02 | DEER2020 | D20v1 | 2020-11-09 | Cap-Tons | 1 |  | None | 349 | 0.0834 | 1.71 | 41.8 | 0.0176 | 0 | [6 empty] | DEER:HVAC_Split-Package_AC | Annual
Any | NE-HVAC-airAC-SpltPkg-135to239kBtuh-11p5eer | OfS | Ex | CZ14 | cDXGF | SWHC013-02 | DEER2020 | D20v1 | 2020-11-09 | Cap-Tons | 1 |  | None | 349 | 0.0807 | 1.86 | 42.4 | 0.0172 | 0 | [6 empty] | DEER:HVAC_Split-Package_AC | Annual
Any | NE-HVAC-airAC-SpltPkg-135to239kBtuh-11p5eer | OfS | Ex | CZ15 | cDXGF | SWHC013-02 | DEER2020 | D20v1 | 2020-11-09 | Cap-Tons | 1 |  | None | 430 | 0.0872 | 0.0902 | 64.6 | 0.018 | 0 | [6 empty] | DEER:HVAC_Split-Package_AC | Annual
Any | NE-HVAC-airAC-SpltPkg-135to239kBtuh-11p5eer | OfS | Ex | CZ16 | cDXGF | SWHC013-02 | DEER2020 | D20v1 | 2020-11-09 | Cap-Tons | 1 |  | None | 270 | 0.0643 | 6.76 | 20.5 | 0.0126 | 0 | [6 empty] | DEER:HVAC_Split-Package_AC | Annual
Any | NE-HVAC-airAC-SpltPkg-135to239kBtuh-11p5eer | OfS | New | CZ01 | cDXGF | SWHC013-02 | DEER2020 | D20v1 | 2020-11-09 | Cap-Tons | 1 |  | None | 5.04 | 0.00406 | 0 | 5.04 | 0.00406 | 0 | [6 empty] | DEER:HVAC_Split-Package_AC | Annual
Any | NE-HVAC-airAC-SpltPkg-135to239kBtuh-11p5eer | OfS | New | CZ02 | cDXGF | SWHC013-02 | DEER2020 | D20v1 | 2020-11-09 | Cap-Tons | 1 |  | None | 29.1 | 0.0186 | 0 | 29.1 | 0.0186 | 0 | [6 empty] | DEER:HVAC_Split-Package_AC | Annual
Any | NE-HVAC-airAC-SpltPkg-135to239kBtuh-11p5eer | OfS | New | CZ03 | cDXGF | SWHC013-02 | DEER2020 | D20v1 | 2020-11-09 | Cap-Tons | 1 |  | None | 13.8 | 0.0103 | 0 | 13.8 | 0.0103 | 0 | [6 empty] | DEER:HVAC_Split-Package_AC | Annual
Any | NE-HVAC-airAC-SpltPkg-135to239kBtuh-11p5eer | OfS | New | CZ04 | cDXGF | SWHC013-02 | DEER2020 | D20v1 | 2020-11-09 | Cap-Tons | 1 |  | None | 31 | 0.016 | 0 | 31 | 0.016 | 0 | [6 empty] | DEER:HVAC_Split-Package_AC | Annual
Any | NE-HVAC-airAC-SpltPkg-135to239kBtuh-11p5eer | OfS | New | CZ05 | cDXGF | SWHC013-02 | DEER2020 | D20v1 | 2020-11-09 | Cap-Tons | 1 |  | None | 15.5 | 0.00796 | 0 | 15.5 | 0.00796 | 0 | [6 empty] | DEER:HVAC_Split-Package_AC | Annual
Any | NE-HVAC-airAC-SpltPkg-135to239kBtuh-11p5eer | OfS | New | CZ06 | cDXGF | SWHC013-02 | DEER2020 | D20v1 | 2020-11-09 | Cap-Tons | 1 |  | None | 30.4 | 0.0122 | 0 | 30.4 | 0.0122 | 0 | [6 empty] | DEER:HVAC_Split-Package_AC | Annual
Any | NE-HVAC-airAC-SpltPkg-135to239kBtuh-11p5eer | OfS | New | CZ07 | cDXGF | SWHC013-02 | DEER2020 | D20v1 | 2020-11-09 | Cap-Tons | 1 |  | None | 25.6 | 0.0105 | 0 | 25.6 | 0.0105 | 0 | [6 empty] | DEER:HVAC_Split-Package_AC | Annual
Any | NE-HVAC-airAC-SpltPkg-135to239kBtuh-11p5eer | OfS | New | CZ08 | cDXGF | SWHC013-02 | DEER2020 | D20v1 | 2020-11-09 | Cap-Tons | 1 |  | None | 38.8 | 0.0135 | 0 | 38.8 | 0.0135 | 0 | [6 empty] | DEER:HVAC_Split-Package_AC | Annual
Any | NE-HVAC-airAC-SpltPkg-135to239kBtuh-11p5eer | OfS | New | CZ09 | cDXGF | SWHC013-02 | DEER2020 | D20v1 | 2020-11-09 | Cap-Tons | 1 |  | None | 35.4 | 0.0165 | 0 | 35.4 | 0.0165 | 0 | [6 empty] | DEER:HVAC_Split-Package_AC | Annual
Any | NE-HVAC-airAC-SpltPkg-135to239kBtuh-11p5eer | OfS | New | CZ10 | cDXGF | SWHC013-02 | DEER2020 | D20v1 | 2020-11-09 | Cap-Tons | 1 |  | None | 41.1 | 0.0179 | 0 | 41.1 | 0.0179 | 0 | [6 empty] | DEER:HVAC_Split-Package_AC | Annual
Any | NE-HVAC-airAC-SpltPkg-135to239kBtuh-11p5eer | OfS | New | CZ11 | cDXGF | SWHC013-02 | DEER2020 | D20v1 | 2020-11-09 | Cap-Tons | 1 |  | None | 39.1 | 0.0198 | 0 | 39.1 | 0.0198 | 0 | [6 empty] | DEER:HVAC_Split-Package_AC | Annual
Any | NE-HVAC-airAC-SpltPkg-135to239kBtuh-11p5eer | OfS | New | CZ12 | cDXGF | SWHC013-02 | DEER2020 | D20v1 | 2020-11-09 | Cap-Tons | 1 |  | None | 33.3 | 0.0185 | 0 | 33.3 | 0.0185 | 0 | [6 empty] | DEER:HVAC_Split-Package_AC | Annual
Any | NE-HVAC-airAC-SpltPkg-135to239kBtuh-11p5eer | OfS | New | CZ13 | cDXGF | SWHC013-02 | DEER2020 | D20v1 | 2020-11-09 | Cap-Tons | 1 |  | None | 40.2 | 0.0166 | 0 | 40.2 | 0.0166 | 0 | [6 empty] | DEER:HVAC_Split-Package_AC | Annual
Any | NE-HVAC-airAC-SpltPkg-135to239kBtuh-11p5eer | OfS | New | CZ14 | cDXGF | SWHC013-02 | DEER2020 | D20v1 | 2020-11-09 | Cap-Tons | 1 |  | None | 40.8 | 0.0164 | 0 | 40.8 | 0.0164 | 0 | [6 empty] | DEER:HVAC_Split-Package_AC | Annual
Any | NE-HVAC-airAC-SpltPkg-135to239kBtuh-11p5eer | OfS | New | CZ15 | cDXGF | SWHC013-02 | DEER2020 | D20v1 | 2020-11-09 | Cap-Tons | 1 |  | None | 62.1 | 0.0168 | 0 | 62.1 | 0.0168 | 0 | [6 empty] | DEER:HVAC_Split-Package_AC | Annual
Any | NE-HVAC-airAC-SpltPkg-135to239kBtuh-11p5eer | OfS | New | CZ16 | cDXGF | SWHC013-02 | DEER2020 | D20v1 | 2020-11-09 | Cap-Tons | 1 |  | None | 19.7 | 0.0116 | 0 | 19.7 | 0.0116 | 0 | [6 empty] | DEER:HVAC_Split-Package_AC | Annual
Any | NE-HVAC-airAC-SpltPkg-135to239kBtuh-11p5eer | RFF | Ex | CZ01 | cDXGF | SWHC013-02 | DEER2020 | D20v1 | 2020-11-09 | Cap-Tons | 1 |  | None | 347 | 0.0351 | 54.8 | 6.03 | 0.00959 | 0 | [6 empty] | DEER:HVAC_Split-Package_AC | Annual
Any | NE-HVAC-airAC-SpltPkg-135to239kBtuh-11p5eer | RFF | Ex | CZ02 | cDXGF | SWHC013-02 | DEER2020 | D20v1 | 2020-11-09 | Cap-Tons | 1 |  | None | 437 | 0.154 | 33.1 | 51.4 | 0.0539 | 0 | [6 empty] | DEER:HVAC_Split-Package_AC | Annual
Any | NE-HVAC-airAC-SpltPkg-135to239kBtuh-11p5eer | RFF | Ex | CZ03 | cDXGF | SWHC013-02 | DEER2020 | D20v1 | 2020-11-09 | Cap-Tons | 1 |  | None | 336 | 0.124 | 25.1 | 20.4 | 0.0267 | 0 | [6 empty] | DEER:HVAC_Split-Package_AC | Annual
Any | NE-HVAC-airAC-SpltPkg-135to239kBtuh-11p5eer | RFF | Ex | CZ04 | cDXGF | SWHC013-02 | DEER2020 | D20v1 | 2020-11-09 | Cap-Tons | 1 |  | None | 446 | 0.158 | 23 | 56 | 0.0469 | 0 | [6 empty] | DEER:HVAC_Split-Package_AC | Annual
Any | NE-HVAC-airAC-SpltPkg-135to239kBtuh-11p5eer | RFF | Ex | CZ05 | cDXGF | SWHC013-02 | DEER2020 | D20v1 | 2020-11-09 | Cap-Tons | 1 |  | None | 342 | 0.0809 | 29.8 | 20.6 | 0.0171 | 0 | [6 empty] | DEER:HVAC_Split-Package_AC | Annual
Any | NE-HVAC-airAC-SpltPkg-135to239kBtuh-11p5eer | RFF | Ex | CZ06 | cDXGF | SWHC013-02 | DEER2020 | D20v1 | 2020-11-09 | Cap-Tons | 1 |  | None | 393 | 0.144 | 10.5 | 46.9 | 0.0331 | 0 | [6 empty] | DEER:HVAC_Split-Package_AC | Annual
Any | NE-HVAC-airAC-SpltPkg-135to239kBtuh-11p5eer | RFF | Ex | CZ07 | cDXGF | SWHC013-02 | DEER2020 | D20v1 | 2020-11-09 | Cap-Tons | 1 |  | None | 348 | 0.126 | 7.01 | 43.6 | 0.0277 | 0 | [6 empty] | DEER:HVAC_Split-Package_AC | Annual
Any | NE-HVAC-airAC-SpltPkg-135to239kBtuh-11p5eer | RFF | Ex | CZ08 | cDXGF | SWHC013-02 | DEER2020 | D20v1 | 2020-11-09 | Cap-Tons | 1 |  | None | 439 | 0.148 | 10.8 | 72.4 | 0.0393 | 0 | [6 empty] | DEER:HVAC_Split-Package_AC | Annual
Any | NE-HVAC-airAC-SpltPkg-135to239kBtuh-11p5eer | RFF | Ex | CZ09 | cDXGF | SWHC013-02 | DEER2020 | D20v1 | 2020-11-09 | Cap-Tons | 1 |  | None | 515 | 0.177 | 9.76 | 60.7 | 0.0457 | 0 | [6 empty] | DEER:HVAC_Split-Package_AC | Annual
Any | NE-HVAC-airAC-SpltPkg-135to239kBtuh-11p5eer | RFF | Ex | CZ10 | cDXGF | SWHC013-02 | DEER2020 | D20v1 | 2020-11-09 | Cap-Tons | 1 |  | None | 559 | 0.187 | 13.7 | 74.1 | 0.0508 | 0 | [6 empty] | DEER:HVAC_Split-Package_AC | Annual
Any | NE-HVAC-airAC-SpltPkg-135to239kBtuh-11p5eer | RFF | Ex | CZ11 | cDXGF | SWHC013-02 | DEER2020 | D20v1 | 2020-11-09 | Cap-Tons | 1 |  | None | 580 | 0.189 | 19.7 | 72.9 | 0.0511 | 0 | [6 empty] | DEER:HVAC_Split-Package_AC | Annual
Any | NE-HVAC-airAC-SpltPkg-135to239kBtuh-11p5eer | RFF | Ex | CZ12 | cDXGF | SWHC013-02 | DEER2020 | D20v1 | 2020-11-09 | Cap-Tons | 1 |  | None | 516 | 0.181 | 23.3 | 61.4 | 0.0528 | 0 | [6 empty] | DEER:HVAC_Split-Package_AC | Annual
Any | NE-HVAC-airAC-SpltPkg-135to239kBtuh-11p5eer | RFF | Ex | CZ13 | cDXGF | SWHC013-02 | DEER2020 | D20v1 | 2020-11-09 | Cap-Tons | 1 |  | None | 588 | 0.189 | 18.2 | 77.3 | 0.0485 | 0 | [6 empty] | DEER:HVAC_Split-Package_AC | Annual
Any | NE-HVAC-airAC-SpltPkg-135to239kBtuh-11p5eer | RFF | Ex | CZ14 | cDXGF | SWHC013-02 | DEER2020 | D20v1 | 2020-11-09 | Cap-Tons | 1 |  | None | 611 | 0.203 | 21.9 | 71.9 | 0.0427 | 0 | [6 empty] | DEER:HVAC_Split-Package_AC | Annual
Any | NE-HVAC-airAC-SpltPkg-135to239kBtuh-11p5eer | RFF | Ex | CZ15 | cDXGF | SWHC013-02 | DEER2020 | D20v1 | 2020-11-09 | Cap-Tons | 1 |  | None | 785 | 0.224 | 2.93 | 111 | 0.0439 | 0 | [6 empty] | DEER:HVAC_Split-Package_AC | Annual
Any | NE-HVAC-airAC-SpltPkg-135to239kBtuh-11p5eer | RFF | Ex | CZ16 | cDXGF | SWHC013-02 | DEER2020 | D20v1 | 2020-11-09 | Cap-Tons | 1 |  | None | 413 | 0.151 | 50.7 | 32.4 | 0.031 | 0 | [6 empty] | DEER:HVAC_Split-Package_AC | Annual
Any | NE-HVAC-airAC-SpltPkg-135to239kBtuh-11p5eer | RFF | New | CZ01 | cDXGF | SWHC013-02 | DEER2020 | D20v1 | 2020-11-09 | Cap-Tons | 1 |  | None | 4.67 | 0.00766 | 0 | 4.67 | 0.00766 | 0 | [6 empty] | DEER:HVAC_Split-Package_AC | Annual
Any | NE-HVAC-airAC-SpltPkg-135to239kBtuh-11p5eer | RFF | New | CZ02 | cDXGF | SWHC013-02 | DEER2020 | D20v1 | 2020-11-09 | Cap-Tons | 1 |  | None | 46.2 | 0.0528 | 0 | 46.2 | 0.0528 | 0 | [6 empty] | DEER:HVAC_Split-Package_AC | Annual
Any | NE-HVAC-airAC-SpltPkg-135to239kBtuh-11p5eer | RFF | New | CZ03 | cDXGF | SWHC013-02 | DEER2020 | D20v1 | 2020-11-09 | Cap-Tons | 1 |  | None | 17.9 | 0.0256 | 0 | 17.9 | 0.0256 | 0 | [6 empty] | DEER:HVAC_Split-Package_AC | Annual
Any | NE-HVAC-airAC-SpltPkg-135to239kBtuh-11p5eer | RFF | New | CZ04 | cDXGF | SWHC013-02 | DEER2020 | D20v1 | 2020-11-09 | Cap-Tons | 1 |  | None | 50.8 | 0.0463 | 0 | 50.8 | 0.0463 | 0 | [6 empty] | DEER:HVAC_Split-Package_AC | Annual
Any | NE-HVAC-airAC-SpltPkg-135to239kBtuh-11p5eer | RFF | New | CZ05 | cDXGF | SWHC013-02 | DEER2020 | D20v1 | 2020-11-09 | Cap-Tons | 1 |  | None | 17.6 | 0.0163 | 0 | 17.6 | 0.0163 | 0 | [6 empty] | DEER:HVAC_Split-Package_AC | Annual
Any | NE-HVAC-airAC-SpltPkg-135to239kBtuh-11p5eer | RFF | New | CZ06 | cDXGF | SWHC013-02 | DEER2020 | D20v1 | 2020-11-09 | Cap-Tons | 1 |  | None | 43.8 | 0.0331 | 0 | 43.8 | 0.0331 | 0 | [6 empty] | DEER:HVAC_Split-Package_AC | Annual
Any | NE-HVAC-airAC-SpltPkg-135to239kBtuh-11p5eer | RFF | New | CZ07 | cDXGF | SWHC013-02 | DEER2020 | D20v1 | 2020-11-09 | Cap-Tons | 1 |  | None | 40 | 0.0273 | 0 | 40 | 0.0273 | 0 | [6 empty] | DEER:HVAC_Split-Package_AC | Annual
Any | NE-HVAC-airAC-SpltPkg-135to239kBtuh-11p5eer | RFF | New | CZ08 | cDXGF | SWHC013-02 | DEER2020 | D20v1 | 2020-11-09 | Cap-Tons | 1 |  | None | 67 | 0.0385 | 0 | 67 | 0.0385 | 0 | [6 empty] | DEER:HVAC_Split-Package_AC | Annual
Any | NE-HVAC-airAC-SpltPkg-135to239kBtuh-11p5eer | RFF | New | CZ09 | cDXGF | SWHC013-02 | DEER2020 | D20v1 | 2020-11-09 | Cap-Tons | 1 |  | None | 56.9 | 0.0451 | 0 | 56.9 | 0.0451 | 0 | [6 empty] | DEER:HVAC_Split-Package_AC | Annual
Any | NE-HVAC-airAC-SpltPkg-135to239kBtuh-11p5eer | RFF | New | CZ10 | cDXGF | SWHC013-02 | DEER2020 | D20v1 | 2020-11-09 | Cap-Tons | 1 |  | None | 69 | 0.0496 | 0 | 69 | 0.0496 | 0 | [6 empty] | DEER:HVAC_Split-Package_AC | Annual
Any | NE-HVAC-airAC-SpltPkg-135to239kBtuh-11p5eer | RFF | New | CZ11 | cDXGF | SWHC013-02 | DEER2020 | D20v1 | 2020-11-09 | Cap-Tons | 1 |  | None | 69.7 | 0.0499 | 0 | 69.7 | 0.0499 | 0 | [6 empty] | DEER:HVAC_Split-Package_AC | Annual
Any | NE-HVAC-airAC-SpltPkg-135to239kBtuh-11p5eer | RFF | New | CZ12 | cDXGF | SWHC013-02 | DEER2020 | D20v1 | 2020-11-09 | Cap-Tons | 1 |  | None | 57.8 | 0.0518 | 0 | 57.8 | 0.0518 | 0 | [6 empty] | DEER:HVAC_Split-Package_AC | Annual
Any | NE-HVAC-airAC-SpltPkg-135to239kBtuh-11p5eer | RFF | New | CZ13 | cDXGF | SWHC013-02 | DEER2020 | D20v1 | 2020-11-09 | Cap-Tons | 1 |  | None | 73.8 | 0.0472 | 0 | 73.8 | 0.0472 | 0 | [6 empty] | DEER:HVAC_Split-Package_AC | Annual
Any | NE-HVAC-airAC-SpltPkg-135to239kBtuh-11p5eer | RFF | New | CZ14 | cDXGF | SWHC013-02 | DEER2020 | D20v1 | 2020-11-09 | Cap-Tons | 1 |  | None | 68.4 | 0.0408 | 0 | 68.4 | 0.0408 | 0 | [6 empty] | DEER:HVAC_Split-Package_AC | Annual
Any | NE-HVAC-airAC-SpltPkg-135to239kBtuh-11p5eer | RFF | New | CZ15 | cDXGF | SWHC013-02 | DEER2020 | D20v1 | 2020-11-09 | Cap-Tons | 1 |  | None | 106 | 0.0421 | 0 | 106 | 0.0421 | 0 | [6 empty] | DEER:HVAC_Split-Package_AC | Annual
Any | NE-HVAC-airAC-SpltPkg-135to239kBtuh-11p5eer | RFF | New | CZ16 | cDXGF | SWHC013-02 | DEER2020 | D20v1 | 2020-11-09 | Cap-Tons | 1 |  | None | 31.2 | 0.0301 | 0 | 31.2 | 0.0301 | 0 | [6 empty] | DEER:HVAC_Split-Package_AC | Annual
Any | NE-HVAC-airAC-SpltPkg-135to239kBtuh-11p5eer | RSD | Ex | CZ01 | cDXGF | SWHC013-02 | DEER2020 | D20v1 | 2020-11-09 | Cap-Tons | 1 |  | None | 252 | 0.0446 | 29.5 | 6.8 | 0.00954 | 0 | [6 empty] | DEER:HVAC_Split-Package_AC | Annual
Any | NE-HVAC-airAC-SpltPkg-135to239kBtuh-11p5eer | RSD | Ex | CZ02 | cDXGF | SWHC013-02 | DEER2020 | D20v1 | 2020-11-09 | Cap-Tons | 1 |  | None | 345 | 0.173 | 17.4 | 51.4 | 0.0501 | 0 | [6 empty] | DEER:HVAC_Split-Package_AC | Annual
Any | NE-HVAC-airAC-SpltPkg-135to239kBtuh-11p5eer | RSD | Ex | CZ03 | cDXGF | SWHC013-02 | DEER2020 | D20v1 | 2020-11-09 | Cap-Tons | 1 |  | None | 227 | 0.126 | 15.3 | 26.7 | 0.0276 | 0 | [6 empty] | DEER:HVAC_Split-Package_AC | Annual
Any | NE-HVAC-airAC-SpltPkg-135to239kBtuh-11p5eer | RSD | Ex | CZ04 | cDXGF | SWHC013-02 | DEER2020 | D20v1 | 2020-11-09 | Cap-Tons | 1 |  | None | 358 | 0.166 | 10.7 | 57.8 | 0.0451 | 0 | [6 empty] | DEER:HVAC_Split-Package_AC | Annual
Any | NE-HVAC-airAC-SpltPkg-135to239kBtuh-11p5eer | RSD | Ex | CZ05 | cDXGF | SWHC013-02 | DEER2020 | D20v1 | 2020-11-09 | Cap-Tons | 1 |  | None | 228 | 0.0818 | 14.6 | 26.6 | 0.0181 | 0 | [6 empty] | DEER:HVAC_Split-Package_AC | Annual
Any | NE-HVAC-airAC-SpltPkg-135to239kBtuh-11p5eer | RSD | Ex | CZ06 | cDXGF | SWHC013-02 | DEER2020 | D20v1 | 2020-11-09 | Cap-Tons | 1 |  | None | 278 | 0.142 | 4.33 | 54 | 0.0342 | 0 | [6 empty] | DEER:HVAC_Split-Package_AC | Annual
Any | NE-HVAC-airAC-SpltPkg-135to239kBtuh-11p5eer | RSD | Ex | CZ07 | cDXGF | SWHC013-02 | DEER2020 | D20v1 | 2020-11-09 | Cap-Tons | 1 |  | None | 221 | 0.119 | 1.6 | 50.2 | 0.0288 | 0 | [6 empty] | DEER:HVAC_Split-Package_AC | Annual
Any | NE-HVAC-airAC-SpltPkg-135to239kBtuh-11p5eer | RSD | Ex | CZ08 | cDXGF | SWHC013-02 | DEER2020 | D20v1 | 2020-11-09 | Cap-Tons | 1 |  | None | 342 | 0.153 | 3.47 | 68.1 | 0.0361 | 0 | [6 empty] | DEER:HVAC_Split-Package_AC | Annual
Any | NE-HVAC-airAC-SpltPkg-135to239kBtuh-11p5eer | RSD | Ex | CZ09 | cDXGF | SWHC013-02 | DEER2020 | D20v1 | 2020-11-09 | Cap-Tons | 1 |  | None | 405 | 0.184 | 4.27 | 58.4 | 0.0439 | 0 | [6 empty] | DEER:HVAC_Split-Package_AC | Annual
Any | NE-HVAC-airAC-SpltPkg-135to239kBtuh-11p5eer | RSD | Ex | CZ10 | cDXGF | SWHC013-02 | DEER2020 | D20v1 | 2020-11-09 | Cap-Tons | 1 |  | None | 454 | 0.204 | 6.42 | 69 | 0.0467 | 0 | [6 empty] | DEER:HVAC_Split-Package_AC | Annual
Any | NE-HVAC-airAC-SpltPkg-135to239kBtuh-11p5eer | RSD | Ex | CZ11 | cDXGF | SWHC013-02 | DEER2020 | D20v1 | 2020-11-09 | Cap-Tons | 1 |  | None | 480 | 0.207 | 13.9 | 64.6 | 0.0478 | 0 | [6 empty] | DEER:HVAC_Split-Package_AC | Annual
Any | NE-HVAC-airAC-SpltPkg-135to239kBtuh-11p5eer | RSD | Ex | CZ12 | cDXGF | SWHC013-02 | DEER2020 | D20v1 | 2020-11-09 | Cap-Tons | 1 |  | None | 422 | 0.198 | 16 | 58.5 | 0.0504 | 0 | [6 empty] | DEER:HVAC_Split-Package_AC | Annual
Any | NE-HVAC-airAC-SpltPkg-135to239kBtuh-11p5eer | RSD | Ex | CZ13 | cDXGF | SWHC013-02 | DEER2020 | D20v1 | 2020-11-09 | Cap-Tons | 1 |  | None | 487 | 0.203 | 13.3 | 67.6 | 0.0461 | 0 | [6 empty] | DEER:HVAC_Split-Package_AC | Annual
Any | NE-HVAC-airAC-SpltPkg-135to239kBtuh-11p5eer | RSD | Ex | CZ14 | cDXGF | SWHC013-02 | DEER2020 | D20v1 | 2020-11-09 | Cap-Tons | 1 |  | None | 507 | 0.223 | 14.1 | 63.7 | 0.0384 | 0 | [6 empty] | DEER:HVAC_Split-Package_AC | Annual
Any | NE-HVAC-airAC-SpltPkg-135to239kBtuh-11p5eer | RSD | Ex | CZ15 | cDXGF | SWHC013-02 | DEER2020 | D20v1 | 2020-11-09 | Cap-Tons | 1 |  | None | 646 | 0.244 | 0.995 | 92.5 | 0.04 | 0 | [6 empty] | DEER:HVAC_Split-Package_AC | Annual
Any | NE-HVAC-airAC-SpltPkg-135to239kBtuh-11p5eer | RSD | Ex | CZ16 | cDXGF | SWHC013-02 | DEER2020 | D20v1 | 2020-11-09 | Cap-Tons | 1 |  | None | 320 | 0.161 | 47.5 | 31.7 | 0.0304 | 0 | [6 empty] | DEER:HVAC_Split-Package_AC | Annual
Any | NE-HVAC-airAC-SpltPkg-135to239kBtuh-11p5eer | RSD | New | CZ01 | cDXGF | SWHC013-02 | DEER2020 | D20v1 | 2020-11-09 | Cap-Tons | 1 |  | None | 4.34 | 0.00592 | 0 | 4.34 | 0.00592 | 0 | [6 empty] | DEER:HVAC_Split-Package_AC | Annual
Any | NE-HVAC-airAC-SpltPkg-135to239kBtuh-11p5eer | RSD | New | CZ02 | cDXGF | SWHC013-02 | DEER2020 | D20v1 | 2020-11-09 | Cap-Tons | 1 |  | None | 44.6 | 0.0494 | 0 | 44.6 | 0.0494 | 0 | [6 empty] | DEER:HVAC_Split-Package_AC | Annual
Any | NE-HVAC-airAC-SpltPkg-135to239kBtuh-11p5eer | RSD | New | CZ03 | cDXGF | SWHC013-02 | DEER2020 | D20v1 | 2020-11-09 | Cap-Tons | 1 |  | None | 19.5 | 0.0253 | 0 | 19.5 | 0.0253 | 0 | [6 empty] | DEER:HVAC_Split-Package_AC | Annual
Any | NE-HVAC-airAC-SpltPkg-135to239kBtuh-11p5eer | RSD | New | CZ04 | cDXGF | SWHC013-02 | DEER2020 | D20v1 | 2020-11-09 | Cap-Tons | 1 |  | None | 49.2 | 0.0443 | 0 | 49.2 | 0.0443 | 0 | [6 empty] | DEER:HVAC_Split-Package_AC | Annual
Any | NE-HVAC-airAC-SpltPkg-135to239kBtuh-11p5eer | RSD | New | CZ05 | cDXGF | SWHC013-02 | DEER2020 | D20v1 | 2020-11-09 | Cap-Tons | 1 |  | None | 17.9 | 0.0156 | 0 | 17.9 | 0.0156 | 0 | [6 empty] | DEER:HVAC_Split-Package_AC | Annual
Any | NE-HVAC-airAC-SpltPkg-135to239kBtuh-11p5eer | RSD | New | CZ06 | cDXGF | SWHC013-02 | DEER2020 | D20v1 | 2020-11-09 | Cap-Tons | 1 |  | None | 46.6 | 0.0348 | 0 | 46.6 | 0.0348 | 0 | [6 empty] | DEER:HVAC_Split-Package_AC | Annual
Any | NE-HVAC-airAC-SpltPkg-135to239kBtuh-11p5eer | RSD | New | CZ07 | cDXGF | SWHC013-02 | DEER2020 | D20v1 | 2020-11-09 | Cap-Tons | 1 |  | None | 40.4 | 0.0276 | 0 | 40.4 | 0.0276 | 0 | [6 empty] | DEER:HVAC_Split-Package_AC | Annual
Any | NE-HVAC-airAC-SpltPkg-135to239kBtuh-11p5eer | RSD | New | CZ08 | cDXGF | SWHC013-02 | DEER2020 | D20v1 | 2020-11-09 | Cap-Tons | 1 |  | None | 60 | 0.0347 | 0 | 60 | 0.0347 | 0 | [6 empty] | DEER:HVAC_Split-Package_AC | Annual
Any | NE-HVAC-airAC-SpltPkg-135to239kBtuh-11p5eer | RSD | New | CZ09 | cDXGF | SWHC013-02 | DEER2020 | D20v1 | 2020-11-09 | Cap-Tons | 1 |  | None | 53.1 | 0.0427 | 0 | 53.1 | 0.0427 | 0 | [6 empty] | DEER:HVAC_Split-Package_AC | Annual
Any | NE-HVAC-airAC-SpltPkg-135to239kBtuh-11p5eer | RSD | New | CZ10 | cDXGF | SWHC013-02 | DEER2020 | D20v1 | 2020-11-09 | Cap-Tons | 1 |  | None | 63.5 | 0.0456 | 0 | 63.5 | 0.0456 | 0 | [6 empty] | DEER:HVAC_Split-Package_AC | Annual
Any | NE-HVAC-airAC-SpltPkg-135to239kBtuh-11p5eer | RSD | New | CZ11 | cDXGF | SWHC013-02 | DEER2020 | D20v1 | 2020-11-09 | Cap-Tons | 1 |  | None | 61.1 | 0.0464 | 0 | 61.1 | 0.0464 | 0 | [6 empty] | DEER:HVAC_Split-Package_AC | Annual
Any | NE-HVAC-airAC-SpltPkg-135to239kBtuh-11p5eer | RSD | New | CZ12 | cDXGF | SWHC013-02 | DEER2020 | D20v1 | 2020-11-09 | Cap-Tons | 1 |  | None | 54.1 | 0.0495 | 0 | 54.1 | 0.0495 | 0 | [6 empty] | DEER:HVAC_Split-Package_AC | Annual
Any | NE-HVAC-airAC-SpltPkg-135to239kBtuh-11p5eer | RSD | New | CZ13 | cDXGF | SWHC013-02 | DEER2020 | D20v1 | 2020-11-09 | Cap-Tons | 1 |  | None | 63.7 | 0.0448 | 0 | 63.7 | 0.0448 | 0 | [6 empty] | DEER:HVAC_Split-Package_AC | Annual
Any | NE-HVAC-airAC-SpltPkg-135to239kBtuh-11p5eer | RSD | New | CZ14 | cDXGF | SWHC013-02 | DEER2020 | D20v1 | 2020-11-09 | Cap-Tons | 1 |  | None | 59.9 | 0.0369 | 0 | 59.9 | 0.0369 | 0 | [6 empty] | DEER:HVAC_Split-Package_AC | Annual
Any | NE-HVAC-airAC-SpltPkg-135to239kBtuh-11p5eer | RSD | New | CZ15 | cDXGF | SWHC013-02 | DEER2020 | D20v1 | 2020-11-09 | Cap-Tons | 1 |  | None | 89.7 | 0.0393 | 0 | 89.7 | 0.0393 | 0 | [6 empty] | DEER:HVAC_Split-Package_AC | Annual
Any | NE-HVAC-airAC-SpltPkg-135to239kBtuh-11p5eer | RSD | New | CZ16 | cDXGF | SWHC013-02 | DEER2020 | D20v1 | 2020-11-09 | Cap-Tons | 1 |  | None | 28.5 | 0.0294 | 0 | 28.5 | 0.0294 | 0 | [6 empty] | DEER:HVAC_Split-Package_AC | Annual
Any | NE-HVAC-airAC-SpltPkg-135to239kBtuh-11p5eer | Rt3 | Ex | CZ01 | cDXGF | SWHC013-02 | DEER2020 | D20v1 | 2020-11-09 | Cap-Tons | 1 |  | None | 309 | 0.0533 | 13.7 | 10.1 | 0.0136 | 0 | [6 empty] | DEER:HVAC_Split-Package_AC | Annual
Any | NE-HVAC-airAC-SpltPkg-135to239kBtuh-11p5eer | Rt3 | Ex | CZ02 | cDXGF | SWHC013-02 | DEER2020 | D20v1 | 2020-11-09 | Cap-Tons | 1 |  | None | 418 | 0.187 | 6.98 | 48.4 | 0.0461 | 0 | [6 empty] | DEER:HVAC_Split-Package_AC | Annual
Any | NE-HVAC-airAC-SpltPkg-135to239kBtuh-11p5eer | Rt3 | Ex | CZ03 | cDXGF | SWHC013-02 | DEER2020 | D20v1 | 2020-11-09 | Cap-Tons | 1 |  | None | 303 | 0.15 | 5.05 | 29.9 | 0.0314 | 0 | [6 empty] | DEER:HVAC_Split-Package_AC | Annual
Any | NE-HVAC-airAC-SpltPkg-135to239kBtuh-11p5eer | Rt3 | Ex | CZ04 | cDXGF | SWHC013-02 | DEER2020 | D20v1 | 2020-11-09 | Cap-Tons | 1 |  | None | 415 | 0.181 | 3.92 | 52.5 | 0.0421 | 0 | [6 empty] | DEER:HVAC_Split-Package_AC | Annual
Any | NE-HVAC-airAC-SpltPkg-135to239kBtuh-11p5eer | Rt3 | Ex | CZ05 | cDXGF | SWHC013-02 | DEER2020 | D20v1 | 2020-11-09 | Cap-Tons | 1 |  | None | 302 | 0.108 | 4.25 | 30.6 | 0.0215 | 0 | [6 empty] | DEER:HVAC_Split-Package_AC | Annual
Any | NE-HVAC-airAC-SpltPkg-135to239kBtuh-11p5eer | Rt3 | Ex | CZ06 | cDXGF | SWHC013-02 | DEER2020 | D20v1 | 2020-11-09 | Cap-Tons | 1 |  | None | 393 | 0.159 | 0.999 | 61.8 | 0.0399 | 0 | [6 empty] | DEER:HVAC_Split-Package_AC | Annual
Any | NE-HVAC-airAC-SpltPkg-135to239kBtuh-11p5eer | Rt3 | Ex | CZ07 | cDXGF | SWHC013-02 | DEER2020 | D20v1 | 2020-11-09 | Cap-Tons | 1 |  | None | 327 | 0.151 | 0.302 | 57.5 | 0.0346 | 0 | [6 empty] | DEER:HVAC_Split-Package_AC | Annual
Any | NE-HVAC-airAC-SpltPkg-135to239kBtuh-11p5eer | Rt3 | Ex | CZ08 | cDXGF | SWHC013-02 | DEER2020 | D20v1 | 2020-11-09 | Cap-Tons | 1 |  | None | 436 | 0.169 | 0.727 | 67.7 | 0.0378 | 0 | [6 empty] | DEER:HVAC_Split-Package_AC | Annual
Any | NE-HVAC-airAC-SpltPkg-135to239kBtuh-11p5eer | Rt3 | Ex | CZ09 | cDXGF | SWHC013-02 | DEER2020 | D20v1 | 2020-11-09 | Cap-Tons | 1 |  | None | 490 | 0.192 | 0.995 | 56.6 | 0.0428 | 0 | [6 empty] | DEER:HVAC_Split-Package_AC | Annual
Any | NE-HVAC-airAC-SpltPkg-135to239kBtuh-11p5eer | Rt3 | Ex | CZ10 | cDXGF | SWHC013-02 | DEER2020 | D20v1 | 2020-11-09 | Cap-Tons | 1 |  | None | 514 | 0.197 | 1.25 | 66.7 | 0.0457 | 0 | [6 empty] | DEER:HVAC_Split-Package_AC | Annual
Any | NE-HVAC-airAC-SpltPkg-135to239kBtuh-11p5eer | Rt3 | Ex | CZ11 | cDXGF | SWHC013-02 | DEER2020 | D20v1 | 2020-11-09 | Cap-Tons | 1 |  | None | 536 | 0.208 | 4.81 | 61.9 | 0.0465 | 0 | [6 empty] | DEER:HVAC_Split-Package_AC | Annual
Any | NE-HVAC-airAC-SpltPkg-135to239kBtuh-11p5eer | Rt3 | Ex | CZ12 | cDXGF | SWHC013-02 | DEER2020 | D20v1 | 2020-11-09 | Cap-Tons | 1 |  | None | 498 | 0.209 | 5.37 | 55.2 | 0.0458 | 0 | [6 empty] | DEER:HVAC_Split-Package_AC | Annual
Any | NE-HVAC-airAC-SpltPkg-135to239kBtuh-11p5eer | Rt3 | Ex | CZ13 | cDXGF | SWHC013-02 | DEER2020 | D20v1 | 2020-11-09 | Cap-Tons | 1 |  | None | 537 | 0.207 | 4.33 | 64.7 | 0.0433 | 0 | [6 empty] | DEER:HVAC_Split-Package_AC | Annual
Any | NE-HVAC-airAC-SpltPkg-135to239kBtuh-11p5eer | Rt3 | Ex | CZ14 | cDXGF | SWHC013-02 | DEER2020 | D20v1 | 2020-11-09 | Cap-Tons | 1 |  | None | 546 | 0.208 | 4.73 | 62.8 | 0.0388 | 0 | [6 empty] | DEER:HVAC_Split-Package_AC | Annual
Any | NE-HVAC-airAC-SpltPkg-135to239kBtuh-11p5eer | Rt3 | Ex | CZ15 | cDXGF | SWHC013-02 | DEER2020 | D20v1 | 2020-11-09 | Cap-Tons | 1 |  | None | 663 | 0.227 | 0.152 | 92.3 | 0.0415 | 0 | [6 empty] | DEER:HVAC_Split-Package_AC | Annual
Any | NE-HVAC-airAC-SpltPkg-135to239kBtuh-11p5eer | Rt3 | Ex | CZ16 | cDXGF | SWHC013-02 | DEER2020 | D20v1 | 2020-11-09 | Cap-Tons | 1 |  | None | 386 | 0.164 | 25.1 | 36.7 | 0.0336 | 0 | [6 empty] | DEER:HVAC_Split-Package_AC | Annual
Any | NE-HVAC-airAC-SpltPkg-135to239kBtuh-11p5eer | Rt3 | New | CZ01 | cDXGF | SWHC013-02 | DEER2020 | D20v1 | 2020-11-09 | Cap-Tons | 1 |  | None | 8.5 | 0.0123 | 0 | 8.5 | 0.0123 | 0 | [6 empty] | DEER:HVAC_Split-Package_AC | Annual
Any | NE-HVAC-airAC-SpltPkg-135to239kBtuh-11p5eer | Rt3 | New | CZ02 | cDXGF | SWHC013-02 | DEER2020 | D20v1 | 2020-11-09 | Cap-Tons | 1 |  | None | 44.9 | 0.0454 | 0 | 44.9 | 0.0454 | 0 | [6 empty] | DEER:HVAC_Split-Package_AC | Annual
Any | NE-HVAC-airAC-SpltPkg-135to239kBtuh-11p5eer | Rt3 | New | CZ03 | cDXGF | SWHC013-02 | DEER2020 | D20v1 | 2020-11-09 | Cap-Tons | 1 |  | None | 26.1 | 0.0303 | 0 | 26.1 | 0.0303 | 0 | [6 empty] | DEER:HVAC_Split-Package_AC | Annual
Any | NE-HVAC-airAC-SpltPkg-135to239kBtuh-11p5eer | Rt3 | New | CZ04 | cDXGF | SWHC013-02 | DEER2020 | D20v1 | 2020-11-09 | Cap-Tons | 1 |  | None | 48.3 | 0.0413 | 0 | 48.3 | 0.0413 | 0 | [6 empty] | DEER:HVAC_Split-Package_AC | Annual
Any | NE-HVAC-airAC-SpltPkg-135to239kBtuh-11p5eer | Rt3 | New | CZ05 | cDXGF | SWHC013-02 | DEER2020 | D20v1 | 2020-11-09 | Cap-Tons | 1 |  | None | 26.2 | 0.0202 | 0 | 26.2 | 0.0202 | 0 | [6 empty] | DEER:HVAC_Split-Package_AC | Annual
Any | NE-HVAC-airAC-SpltPkg-135to239kBtuh-11p5eer | Rt3 | New | CZ06 | cDXGF | SWHC013-02 | DEER2020 | D20v1 | 2020-11-09 | Cap-Tons | 1 |  | None | 56.6 | 0.0395 | 0 | 56.6 | 0.0395 | 0 | [6 empty] | DEER:HVAC_Split-Package_AC | Annual
Any | NE-HVAC-airAC-SpltPkg-135to239kBtuh-11p5eer | Rt3 | New | CZ07 | cDXGF | SWHC013-02 | DEER2020 | D20v1 | 2020-11-09 | Cap-Tons | 1 |  | None | 52.2 | 0.034 | 0 | 52.2 | 0.034 | 0 | [6 empty] | DEER:HVAC_Split-Package_AC | Annual
Any | NE-HVAC-airAC-SpltPkg-135to239kBtuh-11p5eer | Rt3 | New | CZ08 | cDXGF | SWHC013-02 | DEER2020 | D20v1 | 2020-11-09 | Cap-Tons | 1 |  | None | 62.6 | 0.0369 | 0 | 62.6 | 0.0369 | 0 | [6 empty] | DEER:HVAC_Split-Package_AC | Annual
Any | NE-HVAC-airAC-SpltPkg-135to239kBtuh-11p5eer | Rt3 | New | CZ09 | cDXGF | SWHC013-02 | DEER2020 | D20v1 | 2020-11-09 | Cap-Tons | 1 |  | None | 52.8 | 0.0419 | 0 | 52.8 | 0.0419 | 0 | [6 empty] | DEER:HVAC_Split-Package_AC | Annual
Any | NE-HVAC-airAC-SpltPkg-135to239kBtuh-11p5eer | Rt3 | New | CZ10 | cDXGF | SWHC013-02 | DEER2020 | D20v1 | 2020-11-09 | Cap-Tons | 1 |  | None | 62.5 | 0.0449 | 0 | 62.5 | 0.0449 | 0 | [6 empty] | DEER:HVAC_Split-Package_AC | Annual
Any | NE-HVAC-airAC-SpltPkg-135to239kBtuh-11p5eer | Rt3 | New | CZ11 | cDXGF | SWHC013-02 | DEER2020 | D20v1 | 2020-11-09 | Cap-Tons | 1 |  | None | 59.7 | 0.0454 | 0 | 59.7 | 0.0454 | 0 | [6 empty] | DEER:HVAC_Split-Package_AC | Annual
Any | NE-HVAC-airAC-SpltPkg-135to239kBtuh-11p5eer | Rt3 | New | CZ12 | cDXGF | SWHC013-02 | DEER2020 | D20v1 | 2020-11-09 | Cap-Tons | 1 |  | None | 52.4 | 0.0448 | 0 | 52.4 | 0.0448 | 0 | [6 empty] | DEER:HVAC_Split-Package_AC | Annual
Any | NE-HVAC-airAC-SpltPkg-135to239kBtuh-11p5eer | Rt3 | New | CZ13 | cDXGF | SWHC013-02 | DEER2020 | D20v1 | 2020-11-09 | Cap-Tons | 1 |  | None | 62 | 0.0421 | 0 | 62 | 0.0421 | 0 | [6 empty] | DEER:HVAC_Split-Package_AC | Annual
Any | NE-HVAC-airAC-SpltPkg-135to239kBtuh-11p5eer | Rt3 | New | CZ14 | cDXGF | SWHC013-02 | DEER2020 | D20v1 | 2020-11-09 | Cap-Tons | 1 |  | None | 60.5 | 0.0374 | 0 | 60.5 | 0.0374 | 0 | [6 empty] | DEER:HVAC_Split-Package_AC | Annual
Any | NE-HVAC-airAC-SpltPkg-135to239kBtuh-11p5eer | Rt3 | New | CZ15 | cDXGF | SWHC013-02 | DEER2020 | D20v1 | 2020-11-09 | Cap-Tons | 1 |  | None | 87.8 | 0.0399 | 0 | 87.8 | 0.0399 | 0 | [6 empty] | DEER:HVAC_Split-Package_AC | Annual
Any | NE-HVAC-airAC-SpltPkg-135to239kBtuh-11p5eer | Rt3 | New | CZ16 | cDXGF | SWHC013-02 | DEER2020 | D20v1 | 2020-11-09 | Cap-Tons | 1 |  | None | 35.7 | 0.0324 | 0 | 35.7 | 0.0324 | 0 | [6 empty] | DEER:HVAC_Split-Package_AC | Annual
Any | NE-HVAC-airAC-SpltPkg-135to239kBtuh-11p5eer | RtL | Ex | CZ01 | cDXGF | SWHC013-02 | DEER2020 | D20v1 | 2020-11-09 | Cap-Tons | 1 |  | None | 297 | 0.0588 | 22.1 | 17.1 | 0.0147 | 0 | [6 empty] | DEER:HVAC_Split-Package_AC | Annual
Any | NE-HVAC-airAC-SpltPkg-135to239kBtuh-11p5eer | RtL | Ex | CZ02 | cDXGF | SWHC013-02 | DEER2020 | D20v1 | 2020-11-09 | Cap-Tons | 1 |  | None | 446 | 0.187 | 12.1 | 52.6 | 0.0467 | 0 | [6 empty] | DEER:HVAC_Split-Package_AC | Annual
Any | NE-HVAC-airAC-SpltPkg-135to239kBtuh-11p5eer | RtL | Ex | CZ03 | cDXGF | SWHC013-02 | DEER2020 | D20v1 | 2020-11-09 | Cap-Tons | 1 |  | None | 309 | 0.145 | 9.22 | 38.6 | 0.0312 | 0 | [6 empty] | DEER:HVAC_Split-Package_AC | Annual
Any | NE-HVAC-airAC-SpltPkg-135to239kBtuh-11p5eer | RtL | Ex | CZ04 | cDXGF | SWHC013-02 | DEER2020 | D20v1 | 2020-11-09 | Cap-Tons | 1 |  | None | 437 | 0.182 | 7.7 | 59.9 | 0.0424 | 0 | [6 empty] | DEER:HVAC_Split-Package_AC | Annual
Any | NE-HVAC-airAC-SpltPkg-135to239kBtuh-11p5eer | RtL | Ex | CZ05 | cDXGF | SWHC013-02 | DEER2020 | D20v1 | 2020-11-09 | Cap-Tons | 1 |  | None | 319 | 0.108 | 9.94 | 39 | 0.0209 | 0 | [6 empty] | DEER:HVAC_Split-Package_AC | Annual
Any | NE-HVAC-airAC-SpltPkg-135to239kBtuh-11p5eer | RtL | Ex | CZ06 | cDXGF | SWHC013-02 | DEER2020 | D20v1 | 2020-11-09 | Cap-Tons | 1 |  | None | 414 | 0.153 | 3.65 | 72.2 | 0.0408 | 0 | [6 empty] | DEER:HVAC_Split-Package_AC | Annual
Any | NE-HVAC-airAC-SpltPkg-135to239kBtuh-11p5eer | RtL | Ex | CZ07 | cDXGF | SWHC013-02 | DEER2020 | D20v1 | 2020-11-09 | Cap-Tons | 1 |  | None | 358 | 0.143 | 2.23 | 67.1 | 0.0341 | 0 | [6 empty] | DEER:HVAC_Split-Package_AC | Annual
Any | NE-HVAC-airAC-SpltPkg-135to239kBtuh-11p5eer | RtL | Ex | CZ08 | cDXGF | SWHC013-02 | DEER2020 | D20v1 | 2020-11-09 | Cap-Tons | 1 |  | None | 472 | 0.172 | 2.54 | 70.6 | 0.0357 | 0 | [6 empty] | DEER:HVAC_Split-Package_AC | Annual
Any | NE-HVAC-airAC-SpltPkg-135to239kBtuh-11p5eer | RtL | Ex | CZ09 | cDXGF | SWHC013-02 | DEER2020 | D20v1 | 2020-11-09 | Cap-Tons | 1 |  | None | 534 | 0.196 | 2.58 | 60.2 | 0.0425 | 0 | [6 empty] | DEER:HVAC_Split-Package_AC | Annual
Any | NE-HVAC-airAC-SpltPkg-135to239kBtuh-11p5eer | RtL | Ex | CZ10 | cDXGF | SWHC013-02 | DEER2020 | D20v1 | 2020-11-09 | Cap-Tons | 1 |  | None | 559 | 0.202 | 3.3 | 70.9 | 0.0451 | 0 | [6 empty] | DEER:HVAC_Split-Package_AC | Annual
Any | NE-HVAC-airAC-SpltPkg-135to239kBtuh-11p5eer | RtL | Ex | CZ11 | cDXGF | SWHC013-02 | DEER2020 | D20v1 | 2020-11-09 | Cap-Tons | 1 |  | None | 595 | 0.207 | 8.33 | 66.8 | 0.0489 | 0 | [6 empty] | DEER:HVAC_Split-Package_AC | Annual
Any | NE-HVAC-airAC-SpltPkg-135to239kBtuh-11p5eer | RtL | Ex | CZ12 | cDXGF | SWHC013-02 | DEER2020 | D20v1 | 2020-11-09 | Cap-Tons | 1 |  | None | 544 | 0.209 | 8.93 | 59.3 | 0.0475 | 0 | [6 empty] | DEER:HVAC_Split-Package_AC | Annual
Any | NE-HVAC-airAC-SpltPkg-135to239kBtuh-11p5eer | RtL | Ex | CZ13 | cDXGF | SWHC013-02 | DEER2020 | D20v1 | 2020-11-09 | Cap-Tons | 1 |  | None | 598 | 0.209 | 7.46 | 69.5 | 0.0445 | 0 | [6 empty] | DEER:HVAC_Split-Package_AC | Annual
Any | NE-HVAC-airAC-SpltPkg-135to239kBtuh-11p5eer | RtL | Ex | CZ14 | cDXGF | SWHC013-02 | DEER2020 | D20v1 | 2020-11-09 | Cap-Tons | 1 |  | None | 602 | 0.211 | 8.56 | 67.2 | 0.0395 | 0 | [6 empty] | DEER:HVAC_Split-Package_AC | Annual
Any | NE-HVAC-airAC-SpltPkg-135to239kBtuh-11p5eer | RtL | Ex | CZ15 | cDXGF | SWHC013-02 | DEER2020 | D20v1 | 2020-11-09 | Cap-Tons | 1 |  | None | 742 | 0.234 | 0.55 | 96.7 | 0.0417 | 0 | [6 empty] | DEER:HVAC_Split-Package_AC | Annual
Any | NE-HVAC-airAC-SpltPkg-135to239kBtuh-11p5eer | RtL | Ex | CZ16 | cDXGF | SWHC013-02 | DEER2020 | D20v1 | 2020-11-09 | Cap-Tons | 1 |  | None | 422 | 0.16 | 40.1 | 39.8 | 0.0344 | 0 | [6 empty] | DEER:HVAC_Split-Package_AC | Annual
Any | NE-HVAC-airAC-SpltPkg-135to239kBtuh-11p5eer | RtL | New | CZ01 | cDXGF | SWHC013-02 | DEER2020 | D20v1 | 2020-11-09 | Cap-Tons | 1 |  | None | 16.9 | 0.0149 | 0 | 16.9 | 0.0149 | 0 | [6 empty] | DEER:HVAC_Split-Package_AC | Annual
Any | NE-HVAC-airAC-SpltPkg-135to239kBtuh-11p5eer | RtL | New | CZ02 | cDXGF | SWHC013-02 | DEER2020 | D20v1 | 2020-11-09 | Cap-Tons | 1 |  | None | 51.6 | 0.0474 | 0 | 51.6 | 0.0474 | 0 | [6 empty] | DEER:HVAC_Split-Package_AC | Annual
Any | NE-HVAC-airAC-SpltPkg-135to239kBtuh-11p5eer | RtL | New | CZ03 | cDXGF | SWHC013-02 | DEER2020 | D20v1 | 2020-11-09 | Cap-Tons | 1 |  | None | 37.9 | 0.031 | 0 | 37.9 | 0.031 | 0 | [6 empty] | DEER:HVAC_Split-Package_AC | Annual
Any | NE-HVAC-airAC-SpltPkg-135to239kBtuh-11p5eer | RtL | New | CZ04 | cDXGF | SWHC013-02 | DEER2020 | D20v1 | 2020-11-09 | Cap-Tons | 1 |  | None | 58.7 | 0.0432 | 0 | 58.7 | 0.0432 | 0 | [6 empty] | DEER:HVAC_Split-Package_AC | Annual
Any | NE-HVAC-airAC-SpltPkg-135to239kBtuh-11p5eer | RtL | New | CZ05 | cDXGF | SWHC013-02 | DEER2020 | D20v1 | 2020-11-09 | Cap-Tons | 1 |  | None | 38.4 | 0.021 | 0 | 38.4 | 0.021 | 0 | [6 empty] | DEER:HVAC_Split-Package_AC | Annual
Any | NE-HVAC-airAC-SpltPkg-135to239kBtuh-11p5eer | RtL | New | CZ06 | cDXGF | SWHC013-02 | DEER2020 | D20v1 | 2020-11-09 | Cap-Tons | 1 |  | None | 71.3 | 0.0414 | 0 | 71.3 | 0.0414 | 0 | [6 empty] | DEER:HVAC_Split-Package_AC | Annual
Any | NE-HVAC-airAC-SpltPkg-135to239kBtuh-11p5eer | RtL | New | CZ07 | cDXGF | SWHC013-02 | DEER2020 | D20v1 | 2020-11-09 | Cap-Tons | 1 |  | None | 66.4 | 0.0345 | 0 | 66.4 | 0.0345 | 0 | [6 empty] | DEER:HVAC_Split-Package_AC | Annual
Any | NE-HVAC-airAC-SpltPkg-135to239kBtuh-11p5eer | RtL | New | CZ08 | cDXGF | SWHC013-02 | DEER2020 | D20v1 | 2020-11-09 | Cap-Tons | 1 |  | None | 69.2 | 0.0359 | 0 | 69.2 | 0.0359 | 0 | [6 empty] | DEER:HVAC_Split-Package_AC | Annual
Any | NE-HVAC-airAC-SpltPkg-135to239kBtuh-11p5eer | RtL | New | CZ09 | cDXGF | SWHC013-02 | DEER2020 | D20v1 | 2020-11-09 | Cap-Tons | 1 |  | None | 58.8 | 0.0428 | 0 | 58.8 | 0.0428 | 0 | [6 empty] | DEER:HVAC_Split-Package_AC | Annual
Any | NE-HVAC-airAC-SpltPkg-135to239kBtuh-11p5eer | RtL | New | CZ10 | cDXGF | SWHC013-02 | DEER2020 | D20v1 | 2020-11-09 | Cap-Tons | 1 |  | None | 69.2 | 0.0454 | 0 | 69.2 | 0.0454 | 0 | [6 empty] | DEER:HVAC_Split-Package_AC | Annual
Any | NE-HVAC-airAC-SpltPkg-135to239kBtuh-11p5eer | RtL | New | CZ11 | cDXGF | SWHC013-02 | DEER2020 | D20v1 | 2020-11-09 | Cap-Tons | 1 |  | None | 66.6 | 0.0492 | 0 | 66.6 | 0.0492 | 0 | [6 empty] | DEER:HVAC_Split-Package_AC | Annual
Any | NE-HVAC-airAC-SpltPkg-135to239kBtuh-11p5eer | RtL | New | CZ12 | cDXGF | SWHC013-02 | DEER2020 | D20v1 | 2020-11-09 | Cap-Tons | 1 |  | None | 58.8 | 0.048 | 0 | 58.8 | 0.048 | 0 | [6 empty] | DEER:HVAC_Split-Package_AC | Annual
Any | NE-HVAC-airAC-SpltPkg-135to239kBtuh-11p5eer | RtL | New | CZ13 | cDXGF | SWHC013-02 | DEER2020 | D20v1 | 2020-11-09 | Cap-Tons | 1 |  | None | 68.7 | 0.0446 | 0 | 68.7 | 0.0446 | 0 | [6 empty] | DEER:HVAC_Split-Package_AC | Annual
Any | NE-HVAC-airAC-SpltPkg-135to239kBtuh-11p5eer | RtL | New | CZ14 | cDXGF | SWHC013-02 | DEER2020 | D20v1 | 2020-11-09 | Cap-Tons | 1 |  | None | 66.6 | 0.0394 | 0 | 66.6 | 0.0394 | 0 | [6 empty] | DEER:HVAC_Split-Package_AC | Annual
Any | NE-HVAC-airAC-SpltPkg-135to239kBtuh-11p5eer | RtL | New | CZ15 | cDXGF | SWHC013-02 | DEER2020 | D20v1 | 2020-11-09 | Cap-Tons | 1 |  | None | 94.7 | 0.0411 | 0 | 94.7 | 0.0411 | 0 | [6 empty] | DEER:HVAC_Split-Package_AC | Annual
Any | NE-HVAC-airAC-SpltPkg-135to239kBtuh-11p5eer | RtL | New | CZ16 | cDXGF | SWHC013-02 | DEER2020 | D20v1 | 2020-11-09 | Cap-Tons | 1 |  | None | 40.3 | 0.0344 | 0 | 40.3 | 0.0344 | 0 | [6 empty] | DEER:HVAC_Split-Package_AC | Annual
Any | NE-HVAC-airAC-SpltPkg-135to239kBtuh-11p5eer | RtS | Ex | CZ01 | cDXGF | SWHC013-02 | DEER2020 | D20v1 | 2020-11-09 | Cap-Tons | 1 |  | None | 322 | 0.0847 | 25.6 | 14.4 | 0.0104 | 0 | [6 empty] | DEER:HVAC_Split-Package_AC | Annual
Any | NE-HVAC-airAC-SpltPkg-135to239kBtuh-11p5eer | RtS | Ex | CZ02 | cDXGF | SWHC013-02 | DEER2020 | D20v1 | 2020-11-09 | Cap-Tons | 1 |  | None | 456 | 0.19 | 12 | 49 | 0.0438 | 0 | [6 empty] | DEER:HVAC_Split-Package_AC | Annual
Any | NE-HVAC-airAC-SpltPkg-135to239kBtuh-11p5eer | RtS | Ex | CZ03 | cDXGF | SWHC013-02 | DEER2020 | D20v1 | 2020-11-09 | Cap-Tons | 1 |  | None | 372 | 0.148 | 11.2 | 31.6 | 0.0258 | 0 | [6 empty] | DEER:HVAC_Split-Package_AC | Annual
Any | NE-HVAC-airAC-SpltPkg-135to239kBtuh-11p5eer | RtS | Ex | CZ04 | cDXGF | SWHC013-02 | DEER2020 | D20v1 | 2020-11-09 | Cap-Tons | 1 |  | None | 469 | 0.19 | 7.88 | 51.3 | 0.0372 | 0 | [6 empty] | DEER:HVAC_Split-Package_AC | Annual
Any | NE-HVAC-airAC-SpltPkg-135to239kBtuh-11p5eer | RtS | Ex | CZ05 | cDXGF | SWHC013-02 | DEER2020 | D20v1 | 2020-11-09 | Cap-Tons | 1 |  | None | 372 | 0.116 | 10.2 | 31.9 | 0.0163 | 0 | [6 empty] | DEER:HVAC_Split-Package_AC | Annual
Any | NE-HVAC-airAC-SpltPkg-135to239kBtuh-11p5eer | RtS | Ex | CZ06 | cDXGF | SWHC013-02 | DEER2020 | D20v1 | 2020-11-09 | Cap-Tons | 1 |  | None | 452 | 0.166 | 3.45 | 56.3 | 0.0348 | 0 | [6 empty] | DEER:HVAC_Split-Package_AC | Annual
Any | NE-HVAC-airAC-SpltPkg-135to239kBtuh-11p5eer | RtS | Ex | CZ07 | cDXGF | SWHC013-02 | DEER2020 | D20v1 | 2020-11-09 | Cap-Tons | 1 |  | None | 429 | 0.155 | 2.61 | 56.2 | 0.0284 | 0 | [6 empty] | DEER:HVAC_Split-Package_AC | Annual
Any | NE-HVAC-airAC-SpltPkg-135to239kBtuh-11p5eer | RtS | Ex | CZ08 | cDXGF | SWHC013-02 | DEER2020 | D20v1 | 2020-11-09 | Cap-Tons | 1 |  | None | 499 | 0.176 | 2.52 | 63.7 | 0.0325 | 0 | [6 empty] | DEER:HVAC_Split-Package_AC | Annual
Any | NE-HVAC-airAC-SpltPkg-135to239kBtuh-11p5eer | RtS | Ex | CZ09 | cDXGF | SWHC013-02 | DEER2020 | D20v1 | 2020-11-09 | Cap-Tons | 1 |  | None | 514 | 0.198 | 2.42 | 55.5 | 0.0389 | 0 | [6 empty] | DEER:HVAC_Split-Package_AC | Annual
Any | NE-HVAC-airAC-SpltPkg-135to239kBtuh-11p5eer | RtS | Ex | CZ10 | cDXGF | SWHC013-02 | DEER2020 | D20v1 | 2020-11-09 | Cap-Tons | 1 |  | None | 548 | 0.205 | 3.21 | 65.7 | 0.0422 | 0 | [6 empty] | DEER:HVAC_Split-Package_AC | Annual
Any | NE-HVAC-airAC-SpltPkg-135to239kBtuh-11p5eer | RtS | Ex | CZ11 | cDXGF | SWHC013-02 | DEER2020 | D20v1 | 2020-11-09 | Cap-Tons | 1 |  | None | 547 | 0.203 | 6.68 | 62.5 | 0.0474 | 0 | [6 empty] | DEER:HVAC_Split-Package_AC | Annual
Any | NE-HVAC-airAC-SpltPkg-135to239kBtuh-11p5eer | RtS | Ex | CZ12 | cDXGF | SWHC013-02 | DEER2020 | D20v1 | 2020-11-09 | Cap-Tons | 1 |  | None | 528 | 0.211 | 8.24 | 56 | 0.0446 | 0 | [6 empty] | DEER:HVAC_Split-Package_AC | Annual
Any | NE-HVAC-airAC-SpltPkg-135to239kBtuh-11p5eer | RtS | Ex | CZ13 | cDXGF | SWHC013-02 | DEER2020 | D20v1 | 2020-11-09 | Cap-Tons | 1 |  | None | 554 | 0.209 | 6.21 | 65.7 | 0.0418 | 0 | [6 empty] | DEER:HVAC_Split-Package_AC | Annual
Any | NE-HVAC-airAC-SpltPkg-135to239kBtuh-11p5eer | RtS | Ex | CZ14 | cDXGF | SWHC013-02 | DEER2020 | D20v1 | 2020-11-09 | Cap-Tons | 1 |  | None | 551 | 0.205 | 6.4 | 62.7 | 0.038 | 0 | [6 empty] | DEER:HVAC_Split-Package_AC | Annual
Any | NE-HVAC-airAC-SpltPkg-135to239kBtuh-11p5eer | RtS | Ex | CZ15 | cDXGF | SWHC013-02 | DEER2020 | D20v1 | 2020-11-09 | Cap-Tons | 1 |  | None | 676 | 0.222 | 0.428 | 93.8 | 0.0419 | 0 | [6 empty] | DEER:HVAC_Split-Package_AC | Annual
Any | NE-HVAC-airAC-SpltPkg-135to239kBtuh-11p5eer | RtS | Ex | CZ16 | cDXGF | SWHC013-02 | DEER2020 | D20v1 | 2020-11-09 | Cap-Tons | 1 |  | None | 429 | 0.163 | 28.9 | 38.4 | 0.0316 | 0 | [6 empty] | DEER:HVAC_Split-Package_AC | Annual
Any | NE-HVAC-airAC-SpltPkg-135to239kBtuh-11p5eer | RtS | New | CZ01 | cDXGF | SWHC013-02 | DEER2020 | D20v1 | 2020-11-09 | Cap-Tons | 1 |  | None | 4.5 | 0.00591 | 0 | 4.5 | 0.00591 | 0 | [6 empty] | DEER:HVAC_Split-Package_AC | Annual
Any | NE-HVAC-airAC-SpltPkg-135to239kBtuh-11p5eer | RtS | New | CZ02 | cDXGF | SWHC013-02 | DEER2020 | D20v1 | 2020-11-09 | Cap-Tons | 1 |  | None | 36.7 | 0.0428 | 0 | 36.7 | 0.0428 | 0 | [6 empty] | DEER:HVAC_Split-Package_AC | Annual
Any | NE-HVAC-airAC-SpltPkg-135to239kBtuh-11p5eer | RtS | New | CZ03 | cDXGF | SWHC013-02 | DEER2020 | D20v1 | 2020-11-09 | Cap-Tons | 1 |  | None | 16.7 | 0.0239 | 0 | 16.7 | 0.0239 | 0 | [6 empty] | DEER:HVAC_Split-Package_AC | Annual
Any | NE-HVAC-airAC-SpltPkg-135to239kBtuh-11p5eer | RtS | New | CZ04 | cDXGF | SWHC013-02 | DEER2020 | D20v1 | 2020-11-09 | Cap-Tons | 1 |  | None | 38.7 | 0.0367 | 0 | 38.7 | 0.0367 | 0 | [6 empty] | DEER:HVAC_Split-Package_AC | Annual
Any | NE-HVAC-airAC-SpltPkg-135to239kBtuh-11p5eer | RtS | New | CZ05 | cDXGF | SWHC013-02 | DEER2020 | D20v1 | 2020-11-09 | Cap-Tons | 1 |  | None | 16.7 | 0.0137 | 0 | 16.7 | 0.0137 | 0 | [6 empty] | DEER:HVAC_Split-Package_AC | Annual
Any | NE-HVAC-airAC-SpltPkg-135to239kBtuh-11p5eer | RtS | New | CZ06 | cDXGF | SWHC013-02 | DEER2020 | D20v1 | 2020-11-09 | Cap-Tons | 1 |  | None | 42.3 | 0.0342 | 0 | 42.3 | 0.0342 | 0 | [6 empty] | DEER:HVAC_Split-Package_AC | Annual
Any | NE-HVAC-airAC-SpltPkg-135to239kBtuh-11p5eer | RtS | New | CZ07 | cDXGF | SWHC013-02 | DEER2020 | D20v1 | 2020-11-09 | Cap-Tons | 1 |  | None | 36.4 | 0.0273 | 0 | 36.4 | 0.0273 | 0 | [6 empty] | DEER:HVAC_Split-Package_AC | Annual
Any | NE-HVAC-airAC-SpltPkg-135to239kBtuh-11p5eer | RtS | New | CZ08 | cDXGF | SWHC013-02 | DEER2020 | D20v1 | 2020-11-09 | Cap-Tons | 1 |  | None | 50.1 | 0.032 | 0 | 50.1 | 0.032 | 0 | [6 empty] | DEER:HVAC_Split-Package_AC | Annual
Any | NE-HVAC-airAC-SpltPkg-135to239kBtuh-11p5eer | RtS | New | CZ09 | cDXGF | SWHC013-02 | DEER2020 | D20v1 | 2020-11-09 | Cap-Tons | 1 |  | None | 44.6 | 0.0382 | 0 | 44.6 | 0.0382 | 0 | [6 empty] | DEER:HVAC_Split-Package_AC | Annual
Any | NE-HVAC-airAC-SpltPkg-135to239kBtuh-11p5eer | RtS | New | CZ10 | cDXGF | SWHC013-02 | DEER2020 | D20v1 | 2020-11-09 | Cap-Tons | 1 |  | None | 53.6 | 0.0413 | 0 | 53.6 | 0.0413 | 0 | [6 empty] | DEER:HVAC_Split-Package_AC | Annual
Any | NE-HVAC-airAC-SpltPkg-135to239kBtuh-11p5eer | RtS | New | CZ11 | cDXGF | SWHC013-02 | DEER2020 | D20v1 | 2020-11-09 | Cap-Tons | 1 |  | None | 54 | 0.0461 | 0 | 54 | 0.0461 | 0 | [6 empty] | DEER:HVAC_Split-Package_AC | Annual
Any | NE-HVAC-airAC-SpltPkg-135to239kBtuh-11p5eer | RtS | New | CZ12 | cDXGF | SWHC013-02 | DEER2020 | D20v1 | 2020-11-09 | Cap-Tons | 1 |  | None | 45.9 | 0.0435 | 0 | 45.9 | 0.0435 | 0 | [6 empty] | DEER:HVAC_Split-Package_AC | Annual
Any | NE-HVAC-airAC-SpltPkg-135to239kBtuh-11p5eer | RtS | New | CZ13 | cDXGF | SWHC013-02 | DEER2020 | D20v1 | 2020-11-09 | Cap-Tons | 1 |  | None | 56.1 | 0.0404 | 0 | 56.1 | 0.0404 | 0 | [6 empty] | DEER:HVAC_Split-Package_AC | Annual
Any | NE-HVAC-airAC-SpltPkg-135to239kBtuh-11p5eer | RtS | New | CZ14 | cDXGF | SWHC013-02 | DEER2020 | D20v1 | 2020-11-09 | Cap-Tons | 1 |  | None | 54.7 | 0.0365 | 0 | 54.7 | 0.0365 | 0 | [6 empty] | DEER:HVAC_Split-Package_AC | Annual
Any | NE-HVAC-airAC-SpltPkg-135to239kBtuh-11p5eer | RtS | New | CZ15 | cDXGF | SWHC013-02 | DEER2020 | D20v1 | 2020-11-09 | Cap-Tons | 1 |  | None | 83.3 | 0.0403 | 0 | 83.3 | 0.0403 | 0 | [6 empty] | DEER:HVAC_Split-Package_AC | Annual
Any | NE-HVAC-airAC-SpltPkg-135to239kBtuh-11p5eer | RtS | New | CZ16 | cDXGF | SWHC013-02 | DEER2020 | D20v1 | 2020-11-09 | Cap-Tons | 1 |  | None | 27.7 | 0.0288 | 0 | 27.7 | 0.0288 | 0 | [6 empty] | DEER:HVAC_Split-Package_AC | Annual
Any | NE-HVAC-airAC-SpltPkg-135to239kBtuh-11p5eer | SCn | Ex | CZ01 | cDXGF | SWHC013-02 | DEER2020 | D20v1 | 2020-11-09 | Cap-Tons | 1 |  | None | 379 | 0.0482 | 18.7 | 3.96 | 0.00051 | 0 | [6 empty] | DEER:HVAC_Split-Package_AC | Annual
Any | NE-HVAC-airAC-SpltPkg-135to239kBtuh-11p5eer | SCn | Ex | CZ02 | cDXGF | SWHC013-02 | DEER2020 | D20v1 | 2020-11-09 | Cap-Tons | 1 |  | None | 394 | 0.124 | 19.1 | 15.3 | 0.0242 | 0 | [6 empty] | DEER:HVAC_Split-Package_AC | Annual
Any | NE-HVAC-airAC-SpltPkg-135to239kBtuh-11p5eer | SCn | Ex | CZ03 | cDXGF | SWHC013-02 | DEER2020 | D20v1 | 2020-11-09 | Cap-Tons | 1 |  | None | 347 | 0.0621 | 8.84 | 4.73 | 0.00423 | 0 | [6 empty] | DEER:HVAC_Split-Package_AC | Annual
Any | NE-HVAC-airAC-SpltPkg-135to239kBtuh-11p5eer | SCn | Ex | CZ04 | cDXGF | SWHC013-02 | DEER2020 | D20v1 | 2020-11-09 | Cap-Tons | 1 |  | None | 394 | 0.123 | 14.1 | 17.1 | 0.0199 | 0 | [6 empty] | DEER:HVAC_Split-Package_AC | Annual
Any | NE-HVAC-airAC-SpltPkg-135to239kBtuh-11p5eer | SCn | Ex | CZ05 | cDXGF | SWHC013-02 | DEER2020 | D20v1 | 2020-11-09 | Cap-Tons | 1 |  | None | 369 | 0.0566 | 9.56 | 4.89 | 0.0014 | 0 | [6 empty] | DEER:HVAC_Split-Package_AC | Annual
Any | NE-HVAC-airAC-SpltPkg-135to239kBtuh-11p5eer | SCn | Ex | CZ06 | cDXGF | SWHC013-02 | DEER2020 | D20v1 | 2020-11-09 | Cap-Tons | 1 |  | None | 385 | 0.0949 | 3.42 | 12.6 | 0.0142 | 0 | [6 empty] | DEER:HVAC_Split-Package_AC | Annual
Any | NE-HVAC-airAC-SpltPkg-135to239kBtuh-11p5eer | SCn | Ex | CZ07 | cDXGF | SWHC013-02 | DEER2020 | D20v1 | 2020-11-09 | Cap-Tons | 1 |  | None | 371 | 0.0749 | 3.28 | 9.83 | 0.00925 | 0 | [6 empty] | DEER:HVAC_Split-Package_AC | Annual
Any | NE-HVAC-airAC-SpltPkg-135to239kBtuh-11p5eer | SCn | Ex | CZ08 | cDXGF | SWHC013-02 | DEER2020 | D20v1 | 2020-11-09 | Cap-Tons | 1 |  | None | 411 | 0.107 | 4.31 | 24 | 0.017 | 0 | [6 empty] | DEER:HVAC_Split-Package_AC | Annual
Any | NE-HVAC-airAC-SpltPkg-135to239kBtuh-11p5eer | SCn | Ex | CZ09 | cDXGF | SWHC013-02 | DEER2020 | D20v1 | 2020-11-09 | Cap-Tons | 1 |  | None | 440 | 0.132 | 3.44 | 23.5 | 0.0222 | 0 | [6 empty] | DEER:HVAC_Split-Package_AC | Annual
Any | NE-HVAC-airAC-SpltPkg-135to239kBtuh-11p5eer | SCn | Ex | CZ10 | cDXGF | SWHC013-02 | DEER2020 | D20v1 | 2020-11-09 | Cap-Tons | 1 |  | None | 438 | 0.13 | 4.78 | 30.6 | 0.0253 | 0 | [6 empty] | DEER:HVAC_Split-Package_AC | Annual
Any | NE-HVAC-airAC-SpltPkg-135to239kBtuh-11p5eer | SCn | Ex | CZ11 | cDXGF | SWHC013-02 | DEER2020 | D20v1 | 2020-11-09 | Cap-Tons | 1 |  | None | 483 | 0.13 | 8.62 | 34.8 | 0.0264 | 0 | [6 empty] | DEER:HVAC_Split-Package_AC | Annual
Any | NE-HVAC-airAC-SpltPkg-135to239kBtuh-11p5eer | SCn | Ex | CZ12 | cDXGF | SWHC013-02 | DEER2020 | D20v1 | 2020-11-09 | Cap-Tons | 1 |  | None | 437 | 0.128 | 10.7 | 24.3 | 0.0242 | 0 | [6 empty] | DEER:HVAC_Split-Package_AC | Annual
Any | NE-HVAC-airAC-SpltPkg-135to239kBtuh-11p5eer | SCn | Ex | CZ13 | cDXGF | SWHC013-02 | DEER2020 | D20v1 | 2020-11-09 | Cap-Tons | 1 |  | None | 496 | 0.139 | 8.09 | 38.1 | 0.0224 | 0 | [6 empty] | DEER:HVAC_Split-Package_AC | Annual
Any | NE-HVAC-airAC-SpltPkg-135to239kBtuh-11p5eer | SCn | Ex | CZ14 | cDXGF | SWHC013-02 | DEER2020 | D20v1 | 2020-11-09 | Cap-Tons | 1 |  | None | 476 | 0.124 | 8.79 | 36.9 | 0.0219 | 0 | [6 empty] | DEER:HVAC_Split-Package_AC | Annual
Any | NE-HVAC-airAC-SpltPkg-135to239kBtuh-11p5eer | SCn | Ex | CZ15 | cDXGF | SWHC013-02 | DEER2020 | D20v1 | 2020-11-09 | Cap-Tons | 1 |  | None | 574 | 0.135 | 0.446 | 60.4 | 0.0219 | 0 | [6 empty] | DEER:HVAC_Split-Package_AC | Annual
Any | NE-HVAC-airAC-SpltPkg-135to239kBtuh-11p5eer | SCn | Ex | CZ16 | cDXGF | SWHC013-02 | DEER2020 | D20v1 | 2020-11-09 | Cap-Tons | 1 |  | None | 385 | 0.0809 | 21 | 11 | 0.0104 | 0 | [6 empty] | DEER:HVAC_Split-Package_AC | Annual
Any | NE-HVAC-airAC-SpltPkg-135to239kBtuh-11p5eer | SCn | New | CZ01 | cDXGF | SWHC013-02 | DEER2020 | D20v1 | 2020-11-09 | Cap-Tons | 1 |  | None | 2.83 | 0.00036 | 0 | 2.83 | 0.00036 | 0 | [6 empty] | DEER:HVAC_Split-Package_AC | Annual
Any | NE-HVAC-airAC-SpltPkg-135to239kBtuh-11p5eer | SCn | New | CZ02 | cDXGF | SWHC013-02 | DEER2020 | D20v1 | 2020-11-09 | Cap-Tons | 1 |  | None | 12.2 | 0.0248 | 0 | 12.2 | 0.0248 | 0 | [6 empty] | DEER:HVAC_Split-Package_AC | Annual
Any | NE-HVAC-airAC-SpltPkg-135to239kBtuh-11p5eer | SCn | New | CZ03 | cDXGF | SWHC013-02 | DEER2020 | D20v1 | 2020-11-09 | Cap-Tons | 1 |  | None | 2.83 | 0.00269 | 0 | 2.83 | 0.00269 | 0 | [6 empty] | DEER:HVAC_Split-Package_AC | Annual
Any | NE-HVAC-airAC-SpltPkg-135to239kBtuh-11p5eer | SCn | New | CZ04 | cDXGF | SWHC013-02 | DEER2020 | D20v1 | 2020-11-09 | Cap-Tons | 1 |  | None | 13.2 | 0.02 | 0 | 13.2 | 0.02 | 0 | [6 empty] | DEER:HVAC_Split-Package_AC | Annual
Any | NE-HVAC-airAC-SpltPkg-135to239kBtuh-11p5eer | SCn | New | CZ05 | cDXGF | SWHC013-02 | DEER2020 | D20v1 | 2020-11-09 | Cap-Tons | 1 |  | None | 3.21 | 0.00087 | 0 | 3.21 | 0.00087 | 0 | [6 empty] | DEER:HVAC_Split-Package_AC | Annual
Any | NE-HVAC-airAC-SpltPkg-135to239kBtuh-11p5eer | SCn | New | CZ06 | cDXGF | SWHC013-02 | DEER2020 | D20v1 | 2020-11-09 | Cap-Tons | 1 |  | None | 8.76 | 0.0126 | 0 | 8.76 | 0.0126 | 0 | [6 empty] | DEER:HVAC_Split-Package_AC | Annual
Any | NE-HVAC-airAC-SpltPkg-135to239kBtuh-11p5eer | SCn | New | CZ07 | cDXGF | SWHC013-02 | DEER2020 | D20v1 | 2020-11-09 | Cap-Tons | 1 |  | None | 6.12 | 0.00781 | 0 | 6.12 | 0.00781 | 0 | [6 empty] | DEER:HVAC_Split-Package_AC | Annual
Any | NE-HVAC-airAC-SpltPkg-135to239kBtuh-11p5eer | SCn | New | CZ08 | cDXGF | SWHC013-02 | DEER2020 | D20v1 | 2020-11-09 | Cap-Tons | 1 |  | None | 20.3 | 0.0173 | 0 | 20.3 | 0.0173 | 0 | [6 empty] | DEER:HVAC_Split-Package_AC | Annual
Any | NE-HVAC-airAC-SpltPkg-135to239kBtuh-11p5eer | SCn | New | CZ09 | cDXGF | SWHC013-02 | DEER2020 | D20v1 | 2020-11-09 | Cap-Tons | 1 |  | None | 20.4 | 0.0228 | 0 | 20.4 | 0.0228 | 0 | [6 empty] | DEER:HVAC_Split-Package_AC | Annual
Any | NE-HVAC-airAC-SpltPkg-135to239kBtuh-11p5eer | SCn | New | CZ10 | cDXGF | SWHC013-02 | DEER2020 | D20v1 | 2020-11-09 | Cap-Tons | 1 |  | None | 27.5 | 0.0256 | 0 | 27.5 | 0.0256 | 0 | [6 empty] | DEER:HVAC_Split-Package_AC | Annual
Any | NE-HVAC-airAC-SpltPkg-135to239kBtuh-11p5eer | SCn | New | CZ11 | cDXGF | SWHC013-02 | DEER2020 | D20v1 | 2020-11-09 | Cap-Tons | 1 |  | None | 32.5 | 0.0263 | 0 | 32.5 | 0.0263 | 0 | [6 empty] | DEER:HVAC_Split-Package_AC | Annual
Any | NE-HVAC-airAC-SpltPkg-135to239kBtuh-11p5eer | SCn | New | CZ12 | cDXGF | SWHC013-02 | DEER2020 | D20v1 | 2020-11-09 | Cap-Tons | 1 |  | None | 21.6 | 0.0243 | 0 | 21.6 | 0.0243 | 0 | [6 empty] | DEER:HVAC_Split-Package_AC | Annual
Any | NE-HVAC-airAC-SpltPkg-135to239kBtuh-11p5eer | SCn | New | CZ13 | cDXGF | SWHC013-02 | DEER2020 | D20v1 | 2020-11-09 | Cap-Tons | 1 |  | None | 35.2 | 0.0226 | 0 | 35.2 | 0.0226 | 0 | [6 empty] | DEER:HVAC_Split-Package_AC | Annual
Any | NE-HVAC-airAC-SpltPkg-135to239kBtuh-11p5eer | SCn | New | CZ14 | cDXGF | SWHC013-02 | DEER2020 | D20v1 | 2020-11-09 | Cap-Tons | 1 |  | None | 35.3 | 0.022 | 0 | 35.3 | 0.022 | 0 | [6 empty] | DEER:HVAC_Split-Package_AC | Annual
Any | NE-HVAC-airAC-SpltPkg-135to239kBtuh-11p5eer | SCn | New | CZ15 | cDXGF | SWHC013-02 | DEER2020 | D20v1 | 2020-11-09 | Cap-Tons | 1 |  | None | 57.4 | 0.0215 | 0 | 57.4 | 0.0215 | 0 | [6 empty] | DEER:HVAC_Split-Package_AC | Annual
Any | NE-HVAC-airAC-SpltPkg-135to239kBtuh-11p5eer | SCn | New | CZ16 | cDXGF | SWHC013-02 | DEER2020 | D20v1 | 2020-11-09 | Cap-Tons | 1 |  | None | 8.59 | 0.00868 | 0 | 8.59 | 0.00868 | 0 | [6 empty] | DEER:HVAC_Split-Package_AC | Annual
Any | NE-HVAC-airAC-SpltPkg-135to239kBtuh-11p5eer | WRf | Ex | CZ01 | cDXGF | SWHC013-02 | DEER2020 | D20v1 | 2020-11-09 | Cap-Tons | 1 |  | None | 598 | 0.103 | 5.17 | 60.3 | 0.0137 | 0 | [6 empty] | DEER:HVAC_Split-Package_AC | Annual
Any | NE-HVAC-airAC-SpltPkg-135to239kBtuh-11p5eer | WRf | Ex | CZ02 | cDXGF | SWHC013-02 | DEER2020 | D20v1 | 2020-11-09 | Cap-Tons | 1 |  | None | 569 | 0.152 | 1.8 | 67.7 | 0.0249 | 0 | [6 empty] | DEER:HVAC_Split-Package_AC | Annual
Any | NE-HVAC-airAC-SpltPkg-135to239kBtuh-11p5eer | WRf | Ex | CZ03 | cDXGF | SWHC013-02 | DEER2020 | D20v1 | 2020-11-09 | Cap-Tons | 1 |  | None | 540 | 0.103 | 1.73 | 66.5 | 0.0177 | 0 | [6 empty] | DEER:HVAC_Split-Package_AC | Annual
Any | NE-HVAC-airAC-SpltPkg-135to239kBtuh-11p5eer | WRf | Ex | CZ04 | cDXGF | SWHC013-02 | DEER2020 | D20v1 | 2020-11-09 | Cap-Tons | 1 |  | None | 597 | 0.135 | 1.16 | 73.6 | 0.0223 | 0 | [6 empty] | DEER:HVAC_Split-Package_AC | Annual
Any | NE-HVAC-airAC-SpltPkg-135to239kBtuh-11p5eer | WRf | Ex | CZ05 | cDXGF | SWHC013-02 | DEER2020 | D20v1 | 2020-11-09 | Cap-Tons | 1 |  | None | 597 | 0.0921 | 1.73 | 71.9 | 0.0145 | 0 | [6 empty] | DEER:HVAC_Split-Package_AC | Annual
Any | NE-HVAC-airAC-SpltPkg-135to239kBtuh-11p5eer | WRf | Ex | CZ06 | cDXGF | SWHC013-02 | DEER2020 | D20v1 | 2020-11-09 | Cap-Tons | 1 |  | None | 582 | 0.113 | 0.514 | 76.9 | 0.0191 | 0 | [6 empty] | DEER:HVAC_Split-Package_AC | Annual
Any | NE-HVAC-airAC-SpltPkg-135to239kBtuh-11p5eer | WRf | Ex | CZ07 | cDXGF | SWHC013-02 | DEER2020 | D20v1 | 2020-11-09 | Cap-Tons | 1 |  | None | 643 | 0.101 | 0.861 | 86 | 0.0182 | 0 | [6 empty] | DEER:HVAC_Split-Package_AC | Annual
Any | NE-HVAC-airAC-SpltPkg-135to239kBtuh-11p5eer | WRf | Ex | CZ08 | cDXGF | SWHC013-02 | DEER2020 | D20v1 | 2020-11-09 | Cap-Tons | 1 |  | None | 669 | 0.112 | 0.682 | 75.3 | 0.0178 | 0 | [6 empty] | DEER:HVAC_Split-Package_AC | Annual
Any | NE-HVAC-airAC-SpltPkg-135to239kBtuh-11p5eer | WRf | Ex | CZ09 | cDXGF | SWHC013-02 | DEER2020 | D20v1 | 2020-11-09 | Cap-Tons | 1 |  | None | 682 | 0.155 | 0.623 | 72.6 | 0.0236 | 0 | [6 empty] | DEER:HVAC_Split-Package_AC | Annual
Any | NE-HVAC-airAC-SpltPkg-135to239kBtuh-11p5eer | WRf | Ex | CZ10 | cDXGF | SWHC013-02 | DEER2020 | D20v1 | 2020-11-09 | Cap-Tons | 1 |  | None | 676 | 0.136 | 0.493 | 84.6 | 0.0262 | 0 | [6 empty] | DEER:HVAC_Split-Package_AC | Annual
Any | NE-HVAC-airAC-SpltPkg-135to239kBtuh-11p5eer | WRf | Ex | CZ11 | cDXGF | SWHC013-02 | DEER2020 | D20v1 | 2020-11-09 | Cap-Tons | 1 |  | None | 668 | 0.171 | 0.887 | 74.1 | 0.0291 | 0 | [6 empty] | DEER:HVAC_Split-Package_AC | Annual
Any | NE-HVAC-airAC-SpltPkg-135to239kBtuh-11p5eer | WRf | Ex | CZ12 | cDXGF | SWHC013-02 | DEER2020 | D20v1 | 2020-11-09 | Cap-Tons | 1 |  | None | 602 | 0.148 | 1.02 | 64.8 | 0.0247 | 0 | [6 empty] | DEER:HVAC_Split-Package_AC | Annual
Any | NE-HVAC-airAC-SpltPkg-135to239kBtuh-11p5eer | WRf | Ex | CZ13 | cDXGF | SWHC013-02 | DEER2020 | D20v1 | 2020-11-09 | Cap-Tons | 1 |  | None | 699 | 0.156 | 0.833 | 76.2 | 0.0257 | 0 | [6 empty] | DEER:HVAC_Split-Package_AC | Annual
Any | NE-HVAC-airAC-SpltPkg-135to239kBtuh-11p5eer | WRf | Ex | CZ14 | cDXGF | SWHC013-02 | DEER2020 | D20v1 | 2020-11-09 | Cap-Tons | 1 |  | None | 658 | 0.153 | 1.21 | 84.7 | 0.0271 | 0 | [6 empty] | DEER:HVAC_Split-Package_AC | Annual
Any | NE-HVAC-airAC-SpltPkg-135to239kBtuh-11p5eer | WRf | Ex | CZ15 | cDXGF | SWHC013-02 | DEER2020 | D20v1 | 2020-11-09 | Cap-Tons | 1 |  | None | 842 | 0.162 | -0.138 | 109 | 0.028 | 0 | [6 empty] | DEER:HVAC_Split-Package_AC | Annual
Any | NE-HVAC-airAC-SpltPkg-135to239kBtuh-11p5eer | WRf | Ex | CZ16 | cDXGF | SWHC013-02 | DEER2020 | D20v1 | 2020-11-09 | Cap-Tons | 1 |  | None | 517 | 0.124 | 7.92 | 58.5 | 0.0213 | 0 | [6 empty] | DEER:HVAC_Split-Package_AC | Annual
Any | NE-HVAC-airAC-SpltPkg-135to239kBtuh-11p5eer | WRf | New | CZ01 | cDXGF | SWHC013-02 | DEER2020 | D20v1 | 2020-11-09 | Cap-Tons | 1 |  | None | 15.2 | 0.0118 | 0 | 15.2 | 0.0118 | 0 | [6 empty] | DEER:HVAC_Split-Package_AC | Annual
Any | NE-HVAC-airAC-SpltPkg-135to239kBtuh-11p5eer | WRf | New | CZ02 | cDXGF | SWHC013-02 | DEER2020 | D20v1 | 2020-11-09 | Cap-Tons | 1 |  | None | 41.7 | 0.0234 | 0 | 41.7 | 0.0234 | 0 | [6 empty] | DEER:HVAC_Split-Package_AC | Annual
Any | NE-HVAC-airAC-SpltPkg-135to239kBtuh-11p5eer | WRf | New | CZ03 | cDXGF | SWHC013-02 | DEER2020 | D20v1 | 2020-11-09 | Cap-Tons | 1 |  | None | 36.6 | 0.0182 | 0 | 36.6 | 0.0182 | 0 | [6 empty] | DEER:HVAC_Split-Package_AC | Annual
Any | NE-HVAC-airAC-SpltPkg-135to239kBtuh-11p5eer | WRf | New | CZ04 | cDXGF | SWHC013-02 | DEER2020 | D20v1 | 2020-11-09 | Cap-Tons | 1 |  | None | 50.1 | 0.0222 | 0 | 50.1 | 0.0222 | 0 | [6 empty] | DEER:HVAC_Split-Package_AC | Annual
Any | NE-HVAC-airAC-SpltPkg-135to239kBtuh-11p5eer | WRf | New | CZ05 | cDXGF | SWHC013-02 | DEER2020 | D20v1 | 2020-11-09 | Cap-Tons | 1 |  | None | 41.3 | 0.0146 | 0 | 41.3 | 0.0146 | 0 | [6 empty] | DEER:HVAC_Split-Package_AC | Annual
Any | NE-HVAC-airAC-SpltPkg-135to239kBtuh-11p5eer | WRf | New | CZ06 | cDXGF | SWHC013-02 | DEER2020 | D20v1 | 2020-11-09 | Cap-Tons | 1 |  | None | 62 | 0.0187 | 0 | 62 | 0.0187 | 0 | [6 empty] | DEER:HVAC_Split-Package_AC | Annual
Any | NE-HVAC-airAC-SpltPkg-135to239kBtuh-11p5eer | WRf | New | CZ07 | cDXGF | SWHC013-02 | DEER2020 | D20v1 | 2020-11-09 | Cap-Tons | 1 |  | None | 65.1 | 0.0183 | 0 | 65.1 | 0.0183 | 0 | [6 empty] | DEER:HVAC_Split-Package_AC | Annual
Any | NE-HVAC-airAC-SpltPkg-135to239kBtuh-11p5eer | WRf | New | CZ08 | cDXGF | SWHC013-02 | DEER2020 | D20v1 | 2020-11-09 | Cap-Tons | 1 |  | None | 60.4 | 0.0172 | 0 | 60.4 | 0.0172 | 0 | [6 empty] | DEER:HVAC_Split-Package_AC | Annual
Any | NE-HVAC-airAC-SpltPkg-135to239kBtuh-11p5eer | WRf | New | CZ09 | cDXGF | SWHC013-02 | DEER2020 | D20v1 | 2020-11-09 | Cap-Tons | 1 |  | None | 57.6 | 0.0231 | 0 | 57.6 | 0.0231 | 0 | [6 empty] | DEER:HVAC_Split-Package_AC | Annual
Any | NE-HVAC-airAC-SpltPkg-135to239kBtuh-11p5eer | WRf | New | CZ10 | cDXGF | SWHC013-02 | DEER2020 | D20v1 | 2020-11-09 | Cap-Tons | 1 |  | None | 63.9 | 0.0249 | 0 | 63.9 | 0.0249 | 0 | [6 empty] | DEER:HVAC_Split-Package_AC | Annual
Any | NE-HVAC-airAC-SpltPkg-135to239kBtuh-11p5eer | WRf | New | CZ11 | cDXGF | SWHC013-02 | DEER2020 | D20v1 | 2020-11-09 | Cap-Tons | 1 |  | None | 55.1 | 0.0262 | 0 | 55.1 | 0.0262 | 0 | [6 empty] | DEER:HVAC_Split-Package_AC | Annual
Any | NE-HVAC-airAC-SpltPkg-135to239kBtuh-11p5eer | WRf | New | CZ12 | cDXGF | SWHC013-02 | DEER2020 | D20v1 | 2020-11-09 | Cap-Tons | 1 |  | None | 44.2 | 0.0226 | 0 | 44.2 | 0.0226 | 0 | [6 empty] | DEER:HVAC_Split-Package_AC | Annual
Any | NE-HVAC-airAC-SpltPkg-135to239kBtuh-11p5eer | WRf | New | CZ13 | cDXGF | SWHC013-02 | DEER2020 | D20v1 | 2020-11-09 | Cap-Tons | 1 |  | None | 54.6 | 0.0232 | 0 | 54.6 | 0.0232 | 0 | [6 empty] | DEER:HVAC_Split-Package_AC | Annual
Any | NE-HVAC-airAC-SpltPkg-135to239kBtuh-11p5eer | WRf | New | CZ14 | cDXGF | SWHC013-02 | DEER2020 | D20v1 | 2020-11-09 | Cap-Tons | 1 |  | None | 66.4 | 0.0256 | 0 | 66.4 | 0.0256 | 0 | [6 empty] | DEER:HVAC_Split-Package_AC | Annual
Any | NE-HVAC-airAC-SpltPkg-135to239kBtuh-11p5eer | WRf | New | CZ15 | cDXGF | SWHC013-02 | DEER2020 | D20v1 | 2020-11-09 | Cap-Tons | 1 |  | None | 85.2 | 0.0232 | 0 | 85.2 | 0.0232 | 0 | [6 empty] | DEER:HVAC_Split-Package_AC | Annual
Any | NE-HVAC-airAC-SpltPkg-135to239kBtuh-11p5eer | WRf | New | CZ16 | cDXGF | SWHC013-02 | DEER2020 | D20v1 | 2020-11-09 | Cap-Tons | 1 |  | None | 36.7 | 0.0206 | 0 | 36.7 | 0.0206 | 0 | [6 empty] | DEER:HVAC_Split-Package_AC | Annual
Any | NE-HVAC-airAC-SpltPkg-135to239kBtuh-11p5eer | Asm | Ex | CZ01 | cDXGF | SWHC013-02 | DEER2020 | D20v1 | 2020-11-09 | Cap-Tons | 1 |  | None | 291 | 0.0751 | 8.99 | 4.24 | 0.0072 | 0 | [6 empty] | DEER:HVAC_Split-Package_AC | Annual
Any | NE-HVAC-airAC-SpltPkg-135to239kBtuh-11p5eer | Asm | Ex | CZ02 | cDXGF | SWHC013-02 | DEER2020 | D20v1 | 2020-11-09 | Cap-Tons | 1 |  | None | 313 | 0.169 | 6.34 | 40.6 | 0.0504 | 0 | [6 empty] | DEER:HVAC_Split-Package_AC | Annual
Any | NE-HVAC-airAC-SpltPkg-135to239kBtuh-11p5eer | Asm | Ex | CZ03 | cDXGF | SWHC013-02 | DEER2020 | D20v1 | 2020-11-09 | Cap-Tons | 1 |  | None | 310 | 0.142 | 10.5 | 16.9 | 0.0243 | 0 | [6 empty] | DEER:HVAC_Split-Package_AC | Annual
Any | NE-HVAC-airAC-SpltPkg-135to239kBtuh-11p5eer | Asm | Ex | CZ04 | cDXGF | SWHC013-02 | DEER2020 | D20v1 | 2020-11-09 | Cap-Tons | 1 |  | None | 337 | 0.159 | 4.05 | 44.2 | 0.0441 | 0 | [6 empty] | DEER:HVAC_Split-Package_AC | Annual
Any | NE-HVAC-airAC-SpltPkg-135to239kBtuh-11p5eer | Asm | Ex | CZ05 | cDXGF | SWHC013-02 | DEER2020 | D20v1 | 2020-11-09 | Cap-Tons | 1 |  | None | 305 | 0.0991 | 8.62 | 17.4 | 0.0151 | 0 | [6 empty] | DEER:HVAC_Split-Package_AC | Annual
Any | NE-HVAC-airAC-SpltPkg-135to239kBtuh-11p5eer | Asm | Ex | CZ06 | cDXGF | SWHC013-02 | DEER2020 | D20v1 | 2020-11-09 | Cap-Tons | 1 |  | None | 341 | 0.144 | 5.48 | 38 | 0.0314 | 0 | [6 empty] | DEER:HVAC_Split-Package_AC | Annual
Any | NE-HVAC-airAC-SpltPkg-135to239kBtuh-11p5eer | Com | Ex | CZ01 | cDXGF | SWHC013-02 | DEER2020 | D20v1 | 2020-11-09 | Cap-Tons | 1 |  | None | 382 | 0.06 | 16.9 | 6.7 | 0.006 | 0 | [6 empty] | DEER:HVAC_Split-Package_AC | Annual
Any | NE-HVAC-airAC-SpltPkg-135to239kBtuh-11p5eer | Com | Ex | CZ02 | cDXGF | SWHC013-02 | DEER2020 | D20v1 | 2020-11-09 | Cap-Tons | 1 |  | None | 404 | 0.141 | 10.6 | 32.7 | 0.03 | 0 | [6 empty] | DEER:HVAC_Split-Package_AC | Annual
Any | NE-HVAC-airAC-SpltPkg-135to239kBtuh-11p5eer | Com | Ex | CZ03 | cDXGF | SWHC013-02 | DEER2020 | D20v1 | 2020-11-09 | Cap-Tons | 1 |  | None | 322 | 0.098 | 5.83 | 17.2 | 0.015 | 0 | [6 empty] | DEER:HVAC_Split-Package_AC | Annual
Any | NE-HVAC-airAC-SpltPkg-135to239kBtuh-11p5eer | Com | Ex | CZ04 | cDXGF | SWHC013-02 | DEER2020 | D20v1 | 2020-11-09 | Cap-Tons | 1 |  | None | 365 | 0.125 | 5.6 | 35.8 | 0.026 | 0 | [6 empty] | DEER:HVAC_Split-Package_AC | Annual
Any | NE-HVAC-airAC-SpltPkg-135to239kBtuh-11p5eer | Com | Ex | CZ05 | cDXGF | SWHC013-02 | DEER2020 | D20v1 | 2020-11-09 | Cap-Tons | 1 |  | None | 362 | 0.088 | 8.23 | 18.6 | 0.013 | 0 | [6 empty] | DEER:HVAC_Split-Package_AC | Annual
Any | NE-HVAC-airAC-SpltPkg-135to239kBtuh-11p5eer | Com | Ex | CZ06 | cDXGF | SWHC013-02 | DEER2020 | D20v1 | 2020-11-09 | Cap-Tons | 1 |  | None | 396 | 0.126 | 2.58 | 38.7 | 0.024 | 0 | [6 empty] | DEER:HVAC_Split-Package_AC | Annual
Any | NE-HVAC-airAC-SpltPkg-135to239kBtuh-11p5eer | Com | Ex | CZ07 | cDXGF | SWHC013-02 | DEER2020 | D20v1 | 2020-11-09 | Cap-Tons | 1 |  | None | 386 | 0.114 | 1.5 | 32.4 | 0.019 | 0 | [6 empty] | DEER:HVAC_Split-Package_AC | Annual
Any | NE-HVAC-airAC-SpltPkg-135to239kBtuh-11p5eer | Com | Ex | CZ08 | cDXGF | SWHC013-02 | DEER2020 | D20v1 | 2020-11-09 | Cap-Tons | 1 |  | None | 415 | 0.13 | 2.4 | 45.4 | 0.024 | 0 | [6 empty] | DEER:HVAC_Split-Package_AC | Annual
Any | NE-HVAC-airAC-SpltPkg-135to239kBtuh-11p5eer | Com | Ex | CZ09 | cDXGF | SWHC013-02 | DEER2020 | D20v1 | 2020-11-09 | Cap-Tons | 1 |  | None | 447 | 0.151 | 2.55 | 42 | 0.03 | 0 | [6 empty] | DEER:HVAC_Split-Package_AC | Annual
Any | NE-HVAC-airAC-SpltPkg-135to239kBtuh-11p5eer | Com | Ex | CZ10 | cDXGF | SWHC013-02 | DEER2020 | D20v1 | 2020-11-09 | Cap-Tons | 1 |  | None | 452 | 0.157 | 3.78 | 45.6 | 0.032 | 0 | [6 empty] | DEER:HVAC_Split-Package_AC | Annual
Any | NE-HVAC-airAC-SpltPkg-135to239kBtuh-11p5eer | Com | Ex | CZ11 | cDXGF | SWHC013-02 | DEER2020 | D20v1 | 2020-11-09 | Cap-Tons | 1 |  | None | 482 | 0.153 | 7.4 | 45.9 | 0.033 | 0 | [6 empty] | DEER:HVAC_Split-Package_AC | Annual
Any | NE-HVAC-airAC-SpltPkg-135to239kBtuh-11p5eer | Com | Ex | CZ12 | cDXGF | SWHC013-02 | DEER2020 | D20v1 | 2020-11-09 | Cap-Tons | 1 |  | None | 438 | 0.144 | 7.24 | 38.9 | 0.03 | 0 | [6 empty] | DEER:HVAC_Split-Package_AC | Annual
Any | NE-HVAC-airAC-SpltPkg-135to239kBtuh-11p5eer | Com | Ex | CZ13 | cDXGF | SWHC013-02 | DEER2020 | D20v1 | 2020-11-09 | Cap-Tons | 1 |  | None | 492 | 0.151 | 6.3 | 49 | 0.028 | 0 | [6 empty] | DEER:HVAC_Split-Package_AC | Annual
Any | NE-HVAC-airAC-SpltPkg-135to239kBtuh-11p5eer | Com | Ex | CZ14 | cDXGF | SWHC013-02 | DEER2020 | D20v1 | 2020-11-09 | Cap-Tons | 1 |  | None | 479 | 0.169 | 7.71 | 48.6 | 0.03 | 0 | [6 empty] | DEER:HVAC_Split-Package_AC | Annual
Any | NE-HVAC-airAC-SpltPkg-135to239kBtuh-11p5eer | Com | Ex | CZ15 | cDXGF | SWHC013-02 | DEER2020 | D20v1 | 2020-11-09 | Cap-Tons | 1 |  | None | 613 | 0.185 | 0.94 | 77.8 | 0.032 | 0 | [6 empty] | DEER:HVAC_Split-Package_AC | Annual
Any | NE-HVAC-airAC-SpltPkg-135to239kBtuh-11p5eer | Com | Ex | CZ16 | cDXGF | SWHC013-02 | DEER2020 | D20v1 | 2020-11-09 | Cap-Tons | 1 |  | None | 362 | 0.118 | 20.7 | 21.3 | 0.019 | 0 | [6 empty] | DEER:HVAC_Split-Package_AC | Annual
Any | NE-HVAC-airAC-SpltPkg-135to239kBtuh-11p5eer | ECC | Ex | CZ01 | cDXGF | SWHC013-02 | DEER2020 | D20v1 | 2020-11-09 | Cap-Tons | 1 |  | None | 230 | 0.0515 | 16 | 4.95 | 0.0099 | 0 | [6 empty] | DEER:HVAC_Split-Package_AC | Annual
Any | NE-HVAC-airAC-SpltPkg-135to239kBtuh-11p5eer | ECC | Ex | CZ02 | cDXGF | SWHC013-02 | DEER2020 | D20v1 | 2020-11-09 | Cap-Tons | 1 |  | None | 299 | 0.172 | 11.2 | 31.5 | 0.0295 | 0 | [6 empty] | DEER:HVAC_Split-Package_AC | Annual
Any | NE-HVAC-airAC-SpltPkg-135to239kBtuh-11p5eer | ECC | Ex | CZ03 | cDXGF | SWHC013-02 | DEER2020 | D20v1 | 2020-11-09 | Cap-Tons | 1 |  | None | 242 | 0.111 | 7.01 | 13.5 | 0.0147 | 0 | [6 empty] | DEER:HVAC_Split-Package_AC | Annual
Any | NE-HVAC-airAC-SpltPkg-135to239kBtuh-11p5eer | ECC | Ex | CZ04 | cDXGF | SWHC013-02 | DEER2020 | D20v1 | 2020-11-09 | Cap-Tons | 1 |  | None | 296 | 0.181 | 7.27 | 33.4 | 0.0394 | 0 | [6 empty] | DEER:HVAC_Split-Package_AC | Annual
Any | NE-HVAC-airAC-SpltPkg-135to239kBtuh-11p5eer | ECC | Ex | CZ05 | cDXGF | SWHC013-02 | DEER2020 | D20v1 | 2020-11-09 | Cap-Tons | 1 |  | None | 236 | 0.0979 | 7.12 | 14.3 | 0.0161 | 0 | [6 empty] | DEER:HVAC_Split-Package_AC | Annual
Any | NE-HVAC-airAC-SpltPkg-135to239kBtuh-11p5eer | ECC | Ex | CZ06 | cDXGF | SWHC013-02 | DEER2020 | D20v1 | 2020-11-09 | Cap-Tons | 1 |  | None | 283 | 0.161 | 2.39 | 31.2 | 0.03 | 0 | [6 empty] | DEER:HVAC_Split-Package_AC | Annual
Any | NE-HVAC-airAC-SpltPkg-135to239kBtuh-11p5eer | ECC | Ex | CZ07 | cDXGF | SWHC013-02 | DEER2020 | D20v1 | 2020-11-09 | Cap-Tons | 1 |  | None | 256 | 0.147 | 1.51 | 26.8 | 0.025 | 0 | [6 empty] | DEER:HVAC_Split-Package_AC | Annual
Any | NE-HVAC-airAC-SpltPkg-135to239kBtuh-11p5eer | ECC | Ex | CZ08 | cDXGF | SWHC013-02 | DEER2020 | D20v1 | 2020-11-09 | Cap-Tons | 1 |  | None | 309 | 0.168 | 2.41 | 42.4 | 0.0331 | 0 | [6 empty] | DEER:HVAC_Split-Package_AC | Annual
Any | NE-HVAC-airAC-SpltPkg-135to239kBtuh-11p5eer | ECC | Ex | CZ09 | cDXGF | SWHC013-02 | DEER2020 | D20v1 | 2020-11-09 | Cap-Tons | 1 |  | None | 339 | 0.193 | 2.41 | 37.1 | 0.04 | 0 | [6 empty] | DEER:HVAC_Split-Package_AC | Annual
Any | NE-HVAC-airAC-SpltPkg-135to239kBtuh-11p5eer | ECC | Ex | CZ10 | cDXGF | SWHC013-02 | DEER2020 | D20v1 | 2020-11-09 | Cap-Tons | 1 |  | None | 355 | 0.198 | 3.26 | 43.9 | 0.0429 | 0 | [6 empty] | DEER:HVAC_Split-Package_AC | Annual
Any | NE-HVAC-airAC-SpltPkg-135to239kBtuh-11p5eer | ECC | Ex | CZ11 | cDXGF | SWHC013-02 | DEER2020 | D20v1 | 2020-11-09 | Cap-Tons | 1 |  | None | 375 | 0.175 | 6.99 | 46.3 | 0.0341 | 0 | [6 empty] | DEER:HVAC_Split-Package_AC | Annual
Any | NE-HVAC-airAC-SpltPkg-135to239kBtuh-11p5eer | ECC | Ex | CZ12 | cDXGF | SWHC013-02 | DEER2020 | D20v1 | 2020-11-09 | Cap-Tons | 1 |  | None | 341 | 0.178 | 8.11 | 40.1 | 0.0329 | 0 | [6 empty] | DEER:HVAC_Split-Package_AC | Annual
Any | NE-HVAC-airAC-SpltPkg-135to239kBtuh-11p5eer | ECC | Ex | CZ13 | cDXGF | SWHC013-02 | DEER2020 | D20v1 | 2020-11-09 | Cap-Tons | 1 |  | None | 380 | 0.182 | 6.21 | 48.6 | 0.0302 | 0 | [6 empty] | DEER:HVAC_Split-Package_AC | Annual
Any | NE-HVAC-airAC-SpltPkg-135to239kBtuh-11p5eer | ECC | Ex | CZ14 | cDXGF | SWHC013-02 | DEER2020 | D20v1 | 2020-11-09 | Cap-Tons | 1 |  | None | 377 | 0.204 | 6.55 | 44.8 | 0.0385 | 0 | [6 empty] | DEER:HVAC_Split-Package_AC | Annual
Any | NE-HVAC-airAC-SpltPkg-135to239kBtuh-11p5eer | ECC | Ex | CZ15 | cDXGF | SWHC013-02 | DEER2020 | D20v1 | 2020-11-09 | Cap-Tons | 1 |  | None | 483 | 0.225 | 0.614 | 68.5 | 0.0392 | 0 | [6 empty] | DEER:HVAC_Split-Package_AC | Annual
Any | NE-HVAC-airAC-SpltPkg-135to239kBtuh-11p5eer | ECC | Ex | CZ16 | cDXGF | SWHC013-02 | DEER2020 | D20v1 | 2020-11-09 | Cap-Tons | 1 |  | None | 275 | 0.122 | 18.6 | 19.5 | 0.0177 | 0 | [6 empty] | DEER:HVAC_Split-Package_AC | Annual
Any | NE-HVAC-airAC-SpltPkg-135to239kBtuh-11p5eer | ECC | New | CZ01 | cDXGF | SWHC013-02 | DEER2020 | D20v1 | 2020-11-09 | Cap-Tons | 1 |  | None | 4.54 | 0.00955 | 0 | 4.54 | 0.00955 | 0 | [6 empty] | DEER:HVAC_Split-Package_AC | Annual
Any | NE-HVAC-airAC-SpltPkg-135to239kBtuh-11p5eer | ECC | New | CZ02 | cDXGF | SWHC013-02 | DEER2020 | D20v1 | 2020-11-09 | Cap-Tons | 1 |  | None | 29.2 | 0.0285 | 0 | 29.2 | 0.0285 | 0 | [6 empty] | DEER:HVAC_Split-Package_AC | Annual
Any | NE-HVAC-airAC-SpltPkg-135to239kBtuh-11p5eer | ECC | New | CZ03 | cDXGF | SWHC013-02 | DEER2020 | D20v1 | 2020-11-09 | Cap-Tons | 1 |  | None | 13 | 0.0142 | 0 | 13 | 0.0142 | 0 | [6 empty] | DEER:HVAC_Split-Package_AC | Annual
Any | NE-HVAC-airAC-SpltPkg-135to239kBtuh-11p5eer | ECC | New | CZ04 | cDXGF | SWHC013-02 | DEER2020 | D20v1 | 2020-11-09 | Cap-Tons | 1 |  | None | 31.5 | 0.0392 | 0 | 31.5 | 0.0392 | 0 | [6 empty] | DEER:HVAC_Split-Package_AC | Annual
Any | NE-HVAC-airAC-SpltPkg-135to239kBtuh-11p5eer | ECC | New | CZ05 | cDXGF | SWHC013-02 | DEER2020 | D20v1 | 2020-11-09 | Cap-Tons | 1 |  | None | 13.6 | 0.0164 | 0 | 13.6 | 0.0164 | 0 | [6 empty] | DEER:HVAC_Split-Package_AC | Annual
Any | NE-HVAC-airAC-SpltPkg-135to239kBtuh-11p5eer | ECC | New | CZ06 | cDXGF | SWHC013-02 | DEER2020 | D20v1 | 2020-11-09 | Cap-Tons | 1 |  | None | 30.8 | 0.0312 | 0 | 30.8 | 0.0312 | 0 | [6 empty] | DEER:HVAC_Split-Package_AC | Annual
Any | NE-HVAC-airAC-SpltPkg-135to239kBtuh-11p5eer | ECC | New | CZ07 | cDXGF | SWHC013-02 | DEER2020 | D20v1 | 2020-11-09 | Cap-Tons | 1 |  | None | 26.5 | 0.0259 | 0 | 26.5 | 0.0259 | 0 | [6 empty] | DEER:HVAC_Split-Package_AC | Annual
Any | NE-HVAC-airAC-SpltPkg-135to239kBtuh-11p5eer | ECC | New | CZ08 | cDXGF | SWHC013-02 | DEER2020 | D20v1 | 2020-11-09 | Cap-Tons | 1 |  | None | 39.9 | 0.0329 | 0 | 39.9 | 0.0329 | 0 | [6 empty] | DEER:HVAC_Split-Package_AC | Annual
Any | NE-HVAC-airAC-SpltPkg-135to239kBtuh-11p5eer | ECC | New | CZ09 | cDXGF | SWHC013-02 | DEER2020 | D20v1 | 2020-11-09 | Cap-Tons | 1 |  | None | 34.5 | 0.0394 | 0 | 34.5 | 0.0394 | 0 | [6 empty] | DEER:HVAC_Split-Package_AC | Annual
Any | NE-HVAC-airAC-SpltPkg-135to239kBtuh-11p5eer | ECC | New | CZ10 | cDXGF | SWHC013-02 | DEER2020 | D20v1 | 2020-11-09 | Cap-Tons | 1 |  | None | 40.9 | 0.042 | 0 | 40.9 | 0.042 | 0 | [6 empty] | DEER:HVAC_Split-Package_AC | Annual
Any | NE-HVAC-airAC-SpltPkg-135to239kBtuh-11p5eer | EPr | Ex | CZ01 | cDXGF | SWHC013-02 | DEER2020 | D20v1 | 2020-11-09 | Cap-Tons | 1 |  | None | 166 | 0.0465 | 13.1 | 3.75 | 0.00392 | 0 | [6 empty] | DEER:HVAC_Split-Package_AC | Annual
Any | NE-HVAC-airAC-SpltPkg-135to239kBtuh-11p5eer | EPr | Ex | CZ02 | cDXGF | SWHC013-02 | DEER2020 | D20v1 | 2020-11-09 | Cap-Tons | 1 |  | None | 194 | 0.0044 | 12.1 | 20.1 | 0.00247 | 0 | [6 empty] | DEER:HVAC_Split-Package_AC | Annual
Any | NE-HVAC-airAC-SpltPkg-135to239kBtuh-11p5eer | EPr | Ex | CZ03 | cDXGF | SWHC013-02 | DEER2020 | D20v1 | 2020-11-09 | Cap-Tons | 1 |  | None | 166 | 0.00065 | 7.81 | 9.02 | 0.0002 | 0 | [6 empty] | DEER:HVAC_Split-Package_AC | Annual
Any | NE-HVAC-airAC-SpltPkg-135to239kBtuh-11p5eer | EPr | Ex | CZ04 | cDXGF | SWHC013-02 | DEER2020 | D20v1 | 2020-11-09 | Cap-Tons | 1 |  | None | 196 | 0.125 | 8.24 | 21.2 | 0.0222 | 0 | [6 empty] | DEER:HVAC_Split-Package_AC | Annual
Any | NE-HVAC-airAC-SpltPkg-135to239kBtuh-11p5eer | EPr | Ex | CZ05 | cDXGF | SWHC013-02 | DEER2020 | D20v1 | 2020-11-09 | Cap-Tons | 1 |  | None | 156 | 0.0622 | 7.12 | 10.4 | 0.0081 | 0 | [6 empty] | DEER:HVAC_Split-Package_AC | Annual
Any | NE-HVAC-airAC-SpltPkg-135to239kBtuh-11p5eer | EPr | Ex | CZ06 | cDXGF | SWHC013-02 | DEER2020 | D20v1 | 2020-11-09 | Cap-Tons | 1 |  | None | 176 | 0.0981 | 3.58 | 19.1 | 0.0173 | 0 | [6 empty] | DEER:HVAC_Split-Package_AC | Annual
Any | NE-HVAC-airAC-SpltPkg-135to239kBtuh-11p5eer | EPr | Ex | CZ07 | cDXGF | SWHC013-02 | DEER2020 | D20v1 | 2020-11-09 | Cap-Tons | 1 |  | None | 158 | 0.0857 | 3.12 | 15.8 | 0.0132 | 0 | [6 empty] | DEER:HVAC_Split-Package_AC | Annual
Any | NE-HVAC-airAC-SpltPkg-135to239kBtuh-11p5eer | EPr | Ex | CZ08 | cDXGF | SWHC013-02 | DEER2020 | D20v1 | 2020-11-09 | Cap-Tons | 1 |  | None | 198 | 0.112 | 3.37 | 25 | 0.0177 | 0 | [6 empty] | DEER:HVAC_Split-Package_AC | Annual
Any | NE-HVAC-airAC-SpltPkg-135to239kBtuh-11p5eer | EPr | Ex | CZ09 | cDXGF | SWHC013-02 | DEER2020 | D20v1 | 2020-11-09 | Cap-Tons | 1 |  | None | 228 | 0.136 | 2.92 | 21.6 | 0.023 | 0 | [6 empty] | DEER:HVAC_Split-Package_AC | Annual
Any | NE-HVAC-airAC-SpltPkg-135to239kBtuh-11p5eer | EPr | Ex | CZ10 | cDXGF | SWHC013-02 | DEER2020 | D20v1 | 2020-11-09 | Cap-Tons | 1 |  | None | 237 | 0.144 | 3.69 | 26.7 | 0.025 | 0 | [6 empty] | DEER:HVAC_Split-Package_AC | Annual
Any | NE-HVAC-airAC-SpltPkg-135to239kBtuh-11p5eer | EPr | Ex | CZ11 | cDXGF | SWHC013-02 | DEER2020 | D20v1 | 2020-11-09 | Cap-Tons | 1 |  | None | 225 | 0.00328 | 7.6 | 27.2 | 0.0114 | 0 | [6 empty] | DEER:HVAC_Split-Package_AC | Annual
Any | NE-HVAC-airAC-SpltPkg-135to239kBtuh-11p5eer | EPr | Ex | CZ12 | cDXGF | SWHC013-02 | DEER2020 | D20v1 | 2020-11-09 | Cap-Tons | 1 |  | None | 214 | 0.0069 | 9.37 | 24.4 | 0.00659 | 0 | [6 empty] | DEER:HVAC_Split-Package_AC | Annual
Any | NE-HVAC-airAC-SpltPkg-135to239kBtuh-11p5eer | EPr | Ex | CZ13 | cDXGF | SWHC013-02 | DEER2020 | D20v1 | 2020-11-09 | Cap-Tons | 1 |  | None | 234 | 0.00632 | 6.65 | 29.6 | 0.00839 | 0 | [6 empty] | DEER:HVAC_Split-Package_AC | Annual
Any | NE-HVAC-airAC-SpltPkg-135to239kBtuh-11p5eer | EPr | Ex | CZ14 | cDXGF | SWHC013-02 | DEER2020 | D20v1 | 2020-11-09 | Cap-Tons | 1 |  | None | 250 | 0.137 | 6.51 | 27.9 | 0.0226 | 0 | [6 empty] | DEER:HVAC_Split-Package_AC | Annual
Any | NE-HVAC-airAC-SpltPkg-135to239kBtuh-11p5eer | EPr | Ex | CZ15 | cDXGF | SWHC013-02 | DEER2020 | D20v1 | 2020-11-09 | Cap-Tons | 1 |  | None | 317 | 0.148 | 0.734 | 44.7 | 0.0229 | 0 | [6 empty] | DEER:HVAC_Split-Package_AC | Annual
Any | NE-HVAC-airAC-SpltPkg-135to239kBtuh-11p5eer | EPr | Ex | CZ16 | cDXGF | SWHC013-02 | DEER2020 | D20v1 | 2020-11-09 | Cap-Tons | 1 |  | None | 188 | 0.00332 | 20.3 | 11 | 0.00157 | 0 | [6 empty] | DEER:HVAC_Split-Package_AC | Annual
Any | NE-HVAC-airAC-SpltPkg-135to239kBtuh-11p5eer | EPr | New | CZ01 | cDXGF | SWHC013-02 | DEER2020 | D20v1 | 2020-11-09 | Cap-Tons | 1 |  | None | 3.51 | 0.00347 | 0 | 3.51 | 0.00347 | 0 | [6 empty] | DEER:HVAC_Split-Package_AC | Annual
Any | NE-HVAC-airAC-SpltPkg-135to239kBtuh-11p5eer | EPr | New | CZ02 | cDXGF | SWHC013-02 | DEER2020 | D20v1 | 2020-11-09 | Cap-Tons | 1 |  | None | 19.3 | 0.0005 | 0 | 19.3 | 0.0005 | 0 | [6 empty] | DEER:HVAC_Split-Package_AC | Annual
Any | NE-HVAC-airAC-SpltPkg-135to239kBtuh-11p5eer | EPr | New | CZ03 | cDXGF | SWHC013-02 | DEER2020 | D20v1 | 2020-11-09 | Cap-Tons | 1 |  | None | 8.77 | 0.00011 | 0 | 8.77 | 0.00011 | 0 | [6 empty] | DEER:HVAC_Split-Package_AC | Annual
Any | NE-HVAC-airAC-SpltPkg-135to239kBtuh-11p5eer | EPr | New | CZ04 | cDXGF | SWHC013-02 | DEER2020 | D20v1 | 2020-11-09 | Cap-Tons | 1 |  | None | 20.8 | 0.0222 | 0 | 20.8 | 0.0222 | 0 | [6 empty] | DEER:HVAC_Split-Package_AC | Annual
Any | NE-HVAC-airAC-SpltPkg-135to239kBtuh-11p5eer | EPr | New | CZ05 | cDXGF | SWHC013-02 | DEER2020 | D20v1 | 2020-11-09 | Cap-Tons | 1 |  | None | 10.1 | 0.00774 | 0 | 10.1 | 0.00774 | 0 | [6 empty] | DEER:HVAC_Split-Package_AC | Annual
Any | NE-HVAC-airAC-SpltPkg-135to239kBtuh-11p5eer | EPr | New | CZ06 | cDXGF | SWHC013-02 | DEER2020 | D20v1 | 2020-11-09 | Cap-Tons | 1 |  | None | 18.4 | 0.0173 | 0 | 18.4 | 0.0173 | 0 | [6 empty] | DEER:HVAC_Split-Package_AC | Annual
Any | NE-HVAC-airAC-SpltPkg-135to239kBtuh-11p5eer | EPr | New | CZ07 | cDXGF | SWHC013-02 | DEER2020 | D20v1 | 2020-11-09 | Cap-Tons | 1 |  | None | 15.2 | 0.013 | 0 | 15.2 | 0.013 | 0 | [6 empty] | DEER:HVAC_Split-Package_AC | Annual
Any | NE-HVAC-airAC-SpltPkg-135to239kBtuh-11p5eer | EPr | New | CZ08 | cDXGF | SWHC013-02 | DEER2020 | D20v1 | 2020-11-09 | Cap-Tons | 1 |  | None | 23.8 | 0.0173 | 0 | 23.8 | 0.0173 | 0 | [6 empty] | DEER:HVAC_Split-Package_AC | Annual
Any | NE-HVAC-airAC-SpltPkg-135to239kBtuh-11p5eer | EPr | New | CZ09 | cDXGF | SWHC013-02 | DEER2020 | D20v1 | 2020-11-09 | Cap-Tons | 1 |  | None | 20.4 | 0.0225 | 0 | 20.4 | 0.0225 | 0 | [6 empty] | DEER:HVAC_Split-Package_AC | Annual
Any | NE-HVAC-airAC-SpltPkg-135to239kBtuh-11p5eer | EPr | New | CZ10 | cDXGF | SWHC013-02 | DEER2020 | D20v1 | 2020-11-09 | Cap-Tons | 1 |  | None | 25 | 0.0243 | 0 | 25 | 0.0243 | 0 | [6 empty] | DEER:HVAC_Split-Package_AC | Annual
Any | NE-HVAC-airAC-SpltPkg-135to239kBtuh-11p5eer | EPr | New | CZ11 | cDXGF | SWHC013-02 | DEER2020 | D20v1 | 2020-11-09 | Cap-Tons | 1 |  | None | 24.9 | 0.00794 | 0 | 24.9 | 0.00794 | 0 | [6 empty] | DEER:HVAC_Split-Package_AC | Annual
Any | NE-HVAC-airAC-SpltPkg-135to239kBtuh-11p5eer | EPr | New | CZ12 | cDXGF | SWHC013-02 | DEER2020 | D20v1 | 2020-11-09 | Cap-Tons | 1 |  | None | 23 | 0.00309 | 0 | 23 | 0.00309 | 0 | [6 empty] | DEER:HVAC_Split-Package_AC | Annual
Any | NE-HVAC-airAC-SpltPkg-135to239kBtuh-11p5eer | EPr | New | CZ13 | cDXGF | SWHC013-02 | DEER2020 | D20v1 | 2020-11-09 | Cap-Tons | 1 |  | None | 27 | 0.0057 | 0 | 27 | 0.0057 | 0 | [6 empty] | DEER:HVAC_Split-Package_AC | Annual
Any | NE-HVAC-airAC-SpltPkg-135to239kBtuh-11p5eer | EPr | New | CZ14 | cDXGF | SWHC013-02 | DEER2020 | D20v1 | 2020-11-09 | Cap-Tons | 1 |  | None | 25.5 | 0.0217 | 0 | 25.5 | 0.0217 | 0 | [6 empty] | DEER:HVAC_Split-Package_AC | Annual
Any | NE-HVAC-airAC-SpltPkg-135to239kBtuh-11p5eer | EPr | New | CZ15 | cDXGF | SWHC013-02 | DEER2020 | D20v1 | 2020-11-09 | Cap-Tons | 1 |  | None | 40.6 | 0.0216 | 0 | 40.6 | 0.0216 | 0 | [6 empty] | DEER:HVAC_Split-Package_AC | Annual
Any | NE-HVAC-airAC-SpltPkg-135to239kBtuh-11p5eer | EPr | New | CZ16 | cDXGF | SWHC013-02 | DEER2020 | D20v1 | 2020-11-09 | Cap-Tons | 1 |  | None | 10.3 | 0.0004 | 0 | 10.3 | 0.0004 | 0 | [6 empty] | DEER:HVAC_Split-Package_AC | Annual
Any | NE-HVAC-airAC-SpltPkg-135to239kBtuh-11p5eer | ERC | Ex | CZ10 | cDXGF | SWHC013-02 | DEER2020 | D20v1 | 2020-11-09 | Cap-Tons | 1 |  | None | 195 | 0.0269 | 3.4 | 29.3 | 0.0117 | 0 | [6 empty] | DEER:HVAC_Split-Package_AC | Annual
Any | NE-HVAC-airAC-SpltPkg-135to239kBtuh-11p5eer | ERC | Ex | CZ11 | cDXGF | SWHC013-02 | DEER2020 | D20v1 | 2020-11-09 | Cap-Tons | 1 |  | None | 192 | 0.0122 | 6.56 | 29.8 | 0.0171 | 0 | [6 empty] | DEER:HVAC_Split-Package_AC | Annual
Any | NE-HVAC-airAC-SpltPkg-135to239kBtuh-11p5eer | ERC | Ex | CZ12 | cDXGF | SWHC013-02 | DEER2020 | D20v1 | 2020-11-09 | Cap-Tons | 1 |  | None | 176 | 0.0198 | 7.94 | 25.5 | 0.0127 | 0 | [6 empty] | DEER:HVAC_Split-Package_AC | Annual
Any | NE-HVAC-airAC-SpltPkg-135to239kBtuh-11p5eer | ERC | Ex | CZ13 | cDXGF | SWHC013-02 | DEER2020 | D20v1 | 2020-11-09 | Cap-Tons | 1 |  | None | 197 | 0.0136 | 5.8 | 32.5 | 0.013 | 0 | [6 empty] | DEER:HVAC_Split-Package_AC | Annual
Any | NE-HVAC-airAC-SpltPkg-135to239kBtuh-11p5eer | ERC | Ex | CZ14 | cDXGF | SWHC013-02 | DEER2020 | D20v1 | 2020-11-09 | Cap-Tons | 1 |  | None | 206 | 0.027 | 5.76 | 30.1 | 0.0118 | 0 | [6 empty] | DEER:HVAC_Split-Package_AC | Annual
Any | NE-HVAC-airAC-SpltPkg-135to239kBtuh-11p5eer | ERC | Ex | CZ15 | cDXGF | SWHC013-02 | DEER2020 | D20v1 | 2020-11-09 | Cap-Tons | 1 |  | None | 271 | 0.0251 | 0.804 | 49.8 | 0.0133 | 0 | [6 empty] | DEER:HVAC_Split-Package_AC | Annual
Any | NE-HVAC-airAC-SpltPkg-135to239kBtuh-11p5eer | ERC | Ex | CZ16 | cDXGF | SWHC013-02 | DEER2020 | D20v1 | 2020-11-09 | Cap-Tons | 1 |  | None | 160 | 0.00541 | 18.1 | 12.9 | 0.00304 | 0 | [6 empty] | DEER:HVAC_Split-Package_AC | Annual
Any | NE-HVAC-airAC-SpltPkg-135to239kBtuh-11p5eer | ERC | New | CZ01 | cDXGF | SWHC013-02 | DEER2020 | D20v1 | 2020-11-09 | Cap-Tons | 1 |  | None | 3.89 | 0.00046 | 0 | 3.89 | 0.00046 | 0 | [6 empty] | DEER:HVAC_Split-Package_AC | Annual
Any | NE-HVAC-airAC-SpltPkg-135to239kBtuh-11p5eer | ERC | New | CZ02 | cDXGF | SWHC013-02 | DEER2020 | D20v1 | 2020-11-09 | Cap-Tons | 1 |  | None | 16.7 | 0.00442 | 0 | 16.7 | 0.00442 | 0 | [6 empty] | DEER:HVAC_Split-Package_AC | Annual
Any | NE-HVAC-airAC-SpltPkg-135to239kBtuh-11p5eer | ERC | New | CZ03 | cDXGF | SWHC013-02 | DEER2020 | D20v1 | 2020-11-09 | Cap-Tons | 1 |  | None | 8.89 | 0 | 0 | 8.89 | 0 | 0 | [6 empty] | DEER:HVAC_Split-Package_AC | Annual
Any | NE-HVAC-airAC-SpltPkg-135to239kBtuh-11p5eer | ERC | New | CZ04 | cDXGF | SWHC013-02 | DEER2020 | D20v1 | 2020-11-09 | Cap-Tons | 1 |  | None | 17.7 | 0.00742 | 0 | 17.7 | 0.00742 | 0 | [6 empty] | DEER:HVAC_Split-Package_AC | Annual
Any | NE-HVAC-airAC-SpltPkg-135to239kBtuh-11p5eer | ERC | New | CZ05 | cDXGF | SWHC013-02 | DEER2020 | D20v1 | 2020-11-09 | Cap-Tons | 1 |  | None | 12.3 | 0.00126 | 0 | 12.3 | 0.00126 | 0 | [6 empty] | DEER:HVAC_Split-Package_AC | Annual
Any | NE-HVAC-airAC-SpltPkg-135to239kBtuh-11p5eer | ERC | New | CZ06 | cDXGF | SWHC013-02 | DEER2020 | D20v1 | 2020-11-09 | Cap-Tons | 1 |  | None | 19.2 | 0.00518 | 0 | 19.2 | 0.00518 | 0 | [6 empty] | DEER:HVAC_Split-Package_AC | Annual
Any | NE-HVAC-airAC-SpltPkg-135to239kBtuh-11p5eer | ERC | New | CZ07 | cDXGF | SWHC013-02 | DEER2020 | D20v1 | 2020-11-09 | Cap-Tons | 1 |  | None | 16.2 | 0.00279 | 0 | 16.2 | 0.00279 | 0 | [6 empty] | DEER:HVAC_Split-Package_AC | Annual
Any | NE-HVAC-airAC-SpltPkg-135to239kBtuh-11p5eer | ERC | New | CZ08 | cDXGF | SWHC013-02 | DEER2020 | D20v1 | 2020-11-09 | Cap-Tons | 1 |  | None | 22.6 | 0.00612 | 0 | 22.6 | 0.00612 | 0 | [6 empty] | DEER:HVAC_Split-Package_AC | Annual
Any | NE-HVAC-airAC-SpltPkg-135to239kBtuh-11p5eer | ERC | New | CZ09 | cDXGF | SWHC013-02 | DEER2020 | D20v1 | 2020-11-09 | Cap-Tons | 1 |  | None | 18.3 | 0.00822 | 0 | 18.3 | 0.00822 | 0 | [6 empty] | DEER:HVAC_Split-Package_AC | Annual
Any | NE-HVAC-airAC-SpltPkg-135to239kBtuh-11p5eer | ERC | New | CZ10 | cDXGF | SWHC013-02 | DEER2020 | D20v1 | 2020-11-09 | Cap-Tons | 1 |  | None | 23.4 | 0.0101 | 0 | 23.4 | 0.0101 | 0 | [6 empty] | DEER:HVAC_Split-Package_AC | Annual
Any | NE-HVAC-airAC-SpltPkg-135to239kBtuh-11p5eer | ERC | New | CZ11 | cDXGF | SWHC013-02 | DEER2020 | D20v1 | 2020-11-09 | Cap-Tons | 1 |  | None | 24.1 | 0.0143 | 0 | 24.1 | 0.0143 | 0 | [6 empty] | DEER:HVAC_Split-Package_AC | Annual
Any | NE-HVAC-airAC-SpltPkg-135to239kBtuh-11p5eer | ERC | New | CZ12 | cDXGF | SWHC013-02 | DEER2020 | D20v1 | 2020-11-09 | Cap-Tons | 1 |  | None | 20.1 | 0.0105 | 0 | 20.1 | 0.0105 | 0 | [6 empty] | DEER:HVAC_Split-Package_AC | Annual
Any | NE-HVAC-airAC-SpltPkg-135to239kBtuh-11p5eer | ERC | New | CZ13 | cDXGF | SWHC013-02 | DEER2020 | D20v1 | 2020-11-09 | Cap-Tons | 1 |  | None | 26.5 | 0.0111 | 0 | 26.5 | 0.0111 | 0 | [6 empty] | DEER:HVAC_Split-Package_AC | Annual
Any | NE-HVAC-airAC-SpltPkg-135to239kBtuh-11p5eer | ERC | New | CZ14 | cDXGF | SWHC013-02 | DEER2020 | D20v1 | 2020-11-09 | Cap-Tons | 1 |  | None | 24.8 | 0.0101 | 0 | 24.8 | 0.0101 | 0 | [6 empty] | DEER:HVAC_Split-Package_AC | Annual
Any | NE-HVAC-airAC-SpltPkg-135to239kBtuh-11p5eer | ERC | New | CZ15 | cDXGF | SWHC013-02 | DEER2020 | D20v1 | 2020-11-09 | Cap-Tons | 1 |  | None | 42.6 | 0.0113 | 0 | 42.6 | 0.0113 | 0 | [6 empty] | DEER:HVAC_Split-Package_AC | Annual
Any | NE-HVAC-airAC-SpltPkg-135to239kBtuh-11p5eer | ERC | New | CZ16 | cDXGF | SWHC013-02 | DEER2020 | D20v1 | 2020-11-09 | Cap-Tons | 1 |  | None | 10.1 | 0.00153 | 0 | 10.1 | 0.00153 | 0 | [6 empty] | DEER:HVAC_Split-Package_AC | Annual
Any | NE-HVAC-airAC-SpltPkg-135to239kBtuh-11p5eer | ESe | New | CZ04 | cDXGF | SWHC013-02 | DEER2020 | D20v1 | 2020-11-09 | Cap-Tons | 1 |  | None | 20.7 | 0.0215 | 0 | 20.7 | 0.0215 | 0 | [6 empty] | DEER:HVAC_Split-Package_AC | Annual
Any | NE-HVAC-airAC-SpltPkg-135to239kBtuh-11p5eer | ESe | New | CZ05 | cDXGF | SWHC013-02 | DEER2020 | D20v1 | 2020-11-09 | Cap-Tons | 1 |  | None | 10.5 | 0.00869 | 0 | 10.5 | 0.00869 | 0 | [6 empty] | DEER:HVAC_Split-Package_AC | Annual
Any | NE-HVAC-airAC-SpltPkg-135to239kBtuh-11p5eer | ESe | New | CZ06 | cDXGF | SWHC013-02 | DEER2020 | D20v1 | 2020-11-09 | Cap-Tons | 1 |  | None | 19.4 | 0.0173 | 0 | 19.4 | 0.0173 | 0 | [6 empty] | DEER:HVAC_Split-Package_AC | Annual
Any | NE-HVAC-airAC-SpltPkg-135to239kBtuh-11p5eer | ESe | New | CZ07 | cDXGF | SWHC013-02 | DEER2020 | D20v1 | 2020-11-09 | Cap-Tons | 1 |  | None | 16.8 | 0.0138 | 0 | 16.8 | 0.0138 | 0 | [6 empty] | DEER:HVAC_Split-Package_AC | Annual
Any | NE-HVAC-airAC-SpltPkg-135to239kBtuh-11p5eer | ESe | New | CZ08 | cDXGF | SWHC013-02 | DEER2020 | D20v1 | 2020-11-09 | Cap-Tons | 1 |  | None | 25.6 | 0.0178 | 0 | 25.6 | 0.0178 | 0 | [6 empty] | DEER:HVAC_Split-Package_AC | Annual
Any | NE-HVAC-airAC-SpltPkg-135to239kBtuh-11p5eer | ESe | New | CZ09 | cDXGF | SWHC013-02 | DEER2020 | D20v1 | 2020-11-09 | Cap-Tons | 1 |  | None | 22.1 | 0.0224 | 0 | 22.1 | 0.0224 | 0 | [6 empty] | DEER:HVAC_Split-Package_AC | Annual
Any | NE-HVAC-airAC-SpltPkg-135to239kBtuh-11p5eer | ESe | New | CZ10 | cDXGF | SWHC013-02 | DEER2020 | D20v1 | 2020-11-09 | Cap-Tons | 1 |  | None | 27.1 | 0.0242 | 0 | 27.1 | 0.0242 | 0 | [6 empty] | DEER:HVAC_Split-Package_AC | Annual
Any | NE-HVAC-airAC-SpltPkg-135to239kBtuh-11p5eer | ESe | New | CZ11 | cDXGF | SWHC013-02 | DEER2020 | D20v1 | 2020-11-09 | Cap-Tons | 1 |  | None | 28 | 0.0105 | 0 | 28 | 0.0105 | 0 | [6 empty] | DEER:HVAC_Split-Package_AC | Annual
Any | NE-HVAC-airAC-SpltPkg-135to239kBtuh-11p5eer | ESe | New | CZ12 | cDXGF | SWHC013-02 | DEER2020 | D20v1 | 2020-11-09 | Cap-Tons | 1 |  | None | 24.2 | 0.00853 | 0 | 24.2 | 0.00853 | 0 | [6 empty] | DEER:HVAC_Split-Package_AC | Annual
Any | NE-HVAC-airAC-SpltPkg-135to239kBtuh-11p5eer | ESe | New | CZ13 | cDXGF | SWHC013-02 | DEER2020 | D20v1 | 2020-11-09 | Cap-Tons | 1 |  | None | 30.5 | 0.00857 | 0 | 30.5 | 0.00857 | 0 | [6 empty] | DEER:HVAC_Split-Package_AC | Annual
Any | NE-HVAC-airAC-SpltPkg-135to239kBtuh-11p5eer | ESe | New | CZ14 | cDXGF | SWHC013-02 | DEER2020 | D20v1 | 2020-11-09 | Cap-Tons | 1 |  | None | 27.7 | 0.0206 | 0 | 27.7 | 0.0206 | 0 | [6 empty] | DEER:HVAC_Split-Package_AC | Annual
Any | NE-HVAC-airAC-SpltPkg-135to239kBtuh-11p5eer | ESe | New | CZ15 | cDXGF | SWHC013-02 | DEER2020 | D20v1 | 2020-11-09 | Cap-Tons | 1 |  | None | 45.3 | 0.0211 | 0 | 45.3 | 0.0211 | 0 | [6 empty] | DEER:HVAC_Split-Package_AC | Annual
Any | NE-HVAC-airAC-SpltPkg-135to239kBtuh-11p5eer | ESe | New | CZ16 | cDXGF | SWHC013-02 | DEER2020 | D20v1 | 2020-11-09 | Cap-Tons | 1 |  | None | 11.6 | 0.00266 | 0 | 11.6 | 0.00266 | 0 | [6 empty] | DEER:HVAC_Split-Package_AC | Annual
Any | NE-HVAC-airAC-SpltPkg-135to239kBtuh-11p5eer | EUn | New | CZ14 | cDXGF | SWHC013-02 | DEER2020 | D20v1 | 2020-11-09 | Cap-Tons | 1 |  | None | 48.8 | 0.0395 | 0 | 48.8 | 0.0395 | 0 | [6 empty] | DEER:HVAC_Split-Package_AC | Annual
Any | NE-HVAC-airAC-SpltPkg-135to239kBtuh-11p5eer | EUn | New | CZ15 | cDXGF | SWHC013-02 | DEER2020 | D20v1 | 2020-11-09 | Cap-Tons | 1 |  | None | 72.2 | 0.0399 | 0 | 72.2 | 0.0399 | 0 | [6 empty] | DEER:HVAC_Split-Package_AC | Annual
Any | NE-HVAC-airAC-SpltPkg-135to239kBtuh-11p5eer | EUn | New | CZ16 | cDXGF | SWHC013-02 | DEER2020 | D20v1 | 2020-11-09 | Cap-Tons | 1 |  | None | 21.3 | 0.0233 | 0 | 21.3 | 0.0233 | 0 | [6 empty] | DEER:HVAC_Split-Package_AC | Annual
Any | NE-HVAC-airAC-SpltPkg-135to239kBtuh-11p5eer | Gro | Ex | CZ01 | cDXGF | SWHC013-02 | DEER2020 | D20v1 | 2020-11-09 | Cap-Tons | 1 |  | None | 1040 | 0.165 | 50.1 | 0.665 | 0.00408 | 0 | [6 empty] | DEER:HVAC_Split-Package_AC | Annual
Any | NE-HVAC-airAC-SpltPkg-135to239kBtuh-11p5eer | Gro | Ex | CZ02 | cDXGF | SWHC013-02 | DEER2020 | D20v1 | 2020-11-09 | Cap-Tons | 1 |  | None | 701 | 0.214 | 12.1 | 15.5 | 0.0268 | 0 | [6 empty] | DEER:HVAC_Split-Package_AC | Annual
Any | NE-HVAC-airAC-SpltPkg-135to239kBtuh-11p5eer | Hsp | Ex | CZ01 | cDXGF | SWHC013-02 | DEER2020 | D20v1 | 2020-11-09 | Cap-Tons | 1 |  | None | 687 | 0.0831 | 21.5 | 3.22 | 0.00451 | 0 | [6 empty] | DEER:HVAC_Split-Package_AC | Annual
Any | NE-HVAC-airAC-SpltPkg-135to239kBtuh-11p5eer | Hsp | Ex | CZ02 | cDXGF | SWHC013-02 | DEER2020 | D20v1 | 2020-11-09 | Cap-Tons | 1 |  | None | 710 | 0.187 | 14 | 24.8 | 0.0263 | 0 | [6 empty] | DEER:HVAC_Split-Package_AC | Annual
Any | NE-HVAC-airAC-SpltPkg-135to239kBtuh-11p5eer | Hsp | Ex | CZ03 | cDXGF | SWHC013-02 | DEER2020 | D20v1 | 2020-11-09 | Cap-Tons | 1 |  | None | 618 | 0.129 | 8.85 | 11 | 0.0169 | 0 | [6 empty] | DEER:HVAC_Split-Package_AC | Annual
Any | NE-HVAC-airAC-SpltPkg-135to239kBtuh-11p5eer | Hsp | Ex | CZ04 | cDXGF | SWHC013-02 | DEER2020 | D20v1 | 2020-11-09 | Cap-Tons | 1 |  | None | 710 | 0.178 | 10.1 | 28.2 | 0.0245 | 0 | [6 empty] | DEER:HVAC_Split-Package_AC | Annual
Any | NE-HVAC-airAC-SpltPkg-135to239kBtuh-11p5eer | Hsp | Ex | CZ05 | cDXGF | SWHC013-02 | DEER2020 | D20v1 | 2020-11-09 | Cap-Tons | 1 |  | None | 646 | 0.0995 | 11.8 | 11 | 0.0108 | 0 | [6 empty] | DEER:HVAC_Split-Package_AC | Annual
Any | NE-HVAC-airAC-SpltPkg-135to239kBtuh-11p5eer | Hsp | Ex | CZ06 | cDXGF | SWHC013-02 | DEER2020 | D20v1 | 2020-11-09 | Cap-Tons | 1 |  | None | 742 | 0.165 | 4.78 | 33.2 | 0.0226 | 0 | [6 empty] | DEER:HVAC_Split-Package_AC | Annual
Any | NE-HVAC-airAC-SpltPkg-135to239kBtuh-11p5eer | Hsp | Ex | CZ07 | cDXGF | SWHC013-02 | DEER2020 | D20v1 | 2020-11-09 | Cap-Tons | 1 |  | None | 696 | 0.147 | 1.76 | 29.1 | 0.0187 | 0 | [6 empty] | DEER:HVAC_Split-Package_AC | Annual
Any | NE-HVAC-airAC-SpltPkg-135to239kBtuh-11p5eer | Hsp | Ex | CZ08 | cDXGF | SWHC013-02 | DEER2020 | D20v1 | 2020-11-09 | Cap-Tons | 1 |  | None | 769 | 0.17 | 3.44 | 41.1 | 0.0227 | 0 | [6 empty] | DEER:HVAC_Split-Package_AC | Annual
Any | NE-HVAC-airAC-SpltPkg-135to239kBtuh-11p5eer | Hsp | Ex | CZ09 | cDXGF | SWHC013-02 | DEER2020 | D20v1 | 2020-11-09 | Cap-Tons | 1 |  | None | 790 | 0.198 | 4.88 | 46 | 0.0316 | 0 | [6 empty] | DEER:HVAC_Split-Package_AC | Annual
Any | NE-HVAC-airAC-SpltPkg-135to239kBtuh-11p5eer | Hsp | Ex | CZ10 | cDXGF | SWHC013-02 | DEER2020 | D20v1 | 2020-11-09 | Cap-Tons | 1 |  | None | 768 | 0.193 | 6.18 | 46.9 | 0.0306 | 0 | [6 empty] | DEER:HVAC_Split-Package_AC | Annual
Any | NE-HVAC-airAC-SpltPkg-135to239kBtuh-11p5eer | Hsp | Ex | CZ11 | cDXGF | SWHC013-02 | DEER2020 | D20v1 | 2020-11-09 | Cap-Tons | 1 |  | None | 833 | 0.207 | 12.7 | 52.7 | 0.036 | 0 | [6 empty] | DEER:HVAC_Split-Package_AC | Annual
Any | NE-HVAC-airAC-SpltPkg-135to239kBtuh-11p5eer | Hsp | Ex | CZ12 | cDXGF | SWHC013-02 | DEER2020 | D20v1 | 2020-11-09 | Cap-Tons | 1 |  | None | 760 | 0.204 | 11.6 | 38.4 | 0.0315 | 0 | [6 empty] | DEER:HVAC_Split-Package_AC | Annual
Any | NE-HVAC-airAC-SpltPkg-135to239kBtuh-11p5eer | Htl | Ex | CZ01 | cDXGF | SWHC013-02 | DEER2020 | D20v1 | 2020-11-09 | Cap-Tons | 1 |  | None | 542 | 0.0814 | 22.6 | 4.03 | 0.00567 | 0 | [6 empty] | DEER:HVAC_Split-Package_AC | Annual
Any | NE-HVAC-airAC-SpltPkg-135to239kBtuh-11p5eer | Htl | Ex | CZ02 | cDXGF | SWHC013-02 | DEER2020 | D20v1 | 2020-11-09 | Cap-Tons | 1 |  | None | 573 | 0.177 | 23.3 | 40.6 | 0.0463 | 0 | [6 empty] | DEER:HVAC_Split-Package_AC | Annual
Any | NE-HVAC-airAC-SpltPkg-135to239kBtuh-11p5eer | Htl | Ex | CZ03 | cDXGF | SWHC013-02 | DEER2020 | D20v1 | 2020-11-09 | Cap-Tons | 1 |  | None | 540 | 0.149 | 11.2 | 13.5 | 0.0218 | 0 | [6 empty] | DEER:HVAC_Split-Package_AC | Annual
Any | NE-HVAC-airAC-SpltPkg-135to239kBtuh-11p5eer | Htl | Ex | CZ04 | cDXGF | SWHC013-02 | DEER2020 | D20v1 | 2020-11-09 | Cap-Tons | 1 |  | None | 569 | 0.174 | 16.7 | 44.3 | 0.04 | 0 | [6 empty] | DEER:HVAC_Split-Package_AC | Annual
Any | NE-HVAC-airAC-SpltPkg-135to239kBtuh-11p5eer | Htl | Ex | CZ05 | cDXGF | SWHC013-02 | DEER2020 | D20v1 | 2020-11-09 | Cap-Tons | 1 |  | None | 447 | 0.0895 | 14 | 13.8 | 0.0127 | 0 | [6 empty] | DEER:HVAC_Split-Package_AC | Annual
Any | NE-HVAC-airAC-SpltPkg-135to239kBtuh-11p5eer | Htl | Ex | CZ06 | cDXGF | SWHC013-02 | DEER2020 | D20v1 | 2020-11-09 | Cap-Tons | 1 |  | None | 540 | 0.147 | 6.23 | 36.8 | 0.0297 | 0 | [6 empty] | DEER:HVAC_Split-Package_AC | Annual
Any | NE-HVAC-airAC-SpltPkg-135to239kBtuh-11p5eer | Htl | Ex | CZ07 | cDXGF | SWHC013-02 | DEER2020 | D20v1 | 2020-11-09 | Cap-Tons | 1 |  | None | 489 | 0.125 | 3.57 | 30.4 | 0.0224 | 0 | [6 empty] | DEER:HVAC_Split-Package_AC | Annual
Any | NE-HVAC-airAC-SpltPkg-135to239kBtuh-11p5eer | Htl | Ex | CZ08 | cDXGF | SWHC013-02 | DEER2020 | D20v1 | 2020-11-09 | Cap-Tons | 1 |  | None | 590 | 0.164 | 7.84 | 56.2 | 0.0327 | 0 | [6 empty] | DEER:HVAC_Split-Package_AC | Annual
Any | NE-HVAC-airAC-SpltPkg-135to239kBtuh-11p5eer | Htl | Ex | CZ09 | cDXGF | SWHC013-02 | DEER2020 | D20v1 | 2020-11-09 | Cap-Tons | 1 |  | None | 593 | 0.176 | 7.04 | 51.1 | 0.0416 | 0 | [6 empty] | DEER:HVAC_Split-Package_AC | Annual
Any | NE-HVAC-airAC-SpltPkg-135to239kBtuh-11p5eer | Htl | Ex | CZ10 | cDXGF | SWHC013-02 | DEER2020 | D20v1 | 2020-11-09 | Cap-Tons | 1 |  | None | 640 | 0.192 | 9.98 | 60.5 | 0.0442 | 0 | [6 empty] | DEER:HVAC_Split-Package_AC | Annual
Any | NE-HVAC-airAC-SpltPkg-135to239kBtuh-11p5eer | Htl | Ex | CZ11 | cDXGF | SWHC013-02 | DEER2020 | D20v1 | 2020-11-09 | Cap-Tons | 1 |  | None | 670 | 0.19 | 14.6 | 64.3 | 0.0501 | 0 | [6 empty] | DEER:HVAC_Split-Package_AC | Annual
Any | NE-HVAC-airAC-SpltPkg-135to239kBtuh-11p5eer | Htl | Ex | CZ12 | cDXGF | SWHC013-02 | DEER2020 | D20v1 | 2020-11-09 | Cap-Tons | 1 |  | None | 614 | 0.189 | 16.9 | 51.6 | 0.0484 | 0 | [6 empty] | DEER:HVAC_Split-Package_AC | Annual
Any | NE-HVAC-airAC-SpltPkg-135to239kBtuh-11p5eer | Htl | Ex | CZ13 | cDXGF | SWHC013-02 | DEER2020 | D20v1 | 2020-11-09 | Cap-Tons | 1 |  | None | 675 | 0.203 | 13.1 | 65.9 | 0.0435 | 0 | [6 empty] | DEER:HVAC_Split-Package_AC | Annual
Any | NE-HVAC-airAC-SpltPkg-135to239kBtuh-11p5eer | Htl | Ex | CZ14 | cDXGF | SWHC013-02 | DEER2020 | D20v1 | 2020-11-09 | Cap-Tons | 1 |  | None | 657 | 0.187 | 14.9 | 63.5 | 0.0395 | 0 | [6 empty] | DEER:HVAC_Split-Package_AC | Annual
Any | NE-HVAC-airAC-SpltPkg-135to239kBtuh-11p5eer | Htl | Ex | CZ15 | cDXGF | SWHC013-02 | DEER2020 | D20v1 | 2020-11-09 | Cap-Tons | 1 |  | None | 871 | 0.218 | 1.69 | 103 | 0.0421 | 0 | [6 empty] | DEER:HVAC_Split-Package_AC | Annual
Any | NE-HVAC-airAC-SpltPkg-135to239kBtuh-11p5eer | Htl | Ex | CZ16 | cDXGF | SWHC013-02 | DEER2020 | D20v1 | 2020-11-09 | Cap-Tons | 1 |  | None | 535 | 0.141 | 24.3 | 25.8 | 0.0269 | 0 | [6 empty] | DEER:HVAC_Split-Package_AC | Annual
Any | NE-HVAC-airAC-SpltPkg-135to239kBtuh-11p5eer | Htl | New | CZ01 | cDXGF | SWHC013-02 | DEER2020 | D20v1 | 2020-11-09 | Cap-Tons | 1 |  | None | 3.59 | 0.00517 | 0 | 3.59 | 0.00517 | 0 | [6 empty] | DEER:HVAC_Split-Package_AC | Annual
Any | NE-HVAC-airAC-SpltPkg-135to239kBtuh-11p5eer | Htl | New | CZ02 | cDXGF | SWHC013-02 | DEER2020 | D20v1 | 2020-11-09 | Cap-Tons | 1 |  | None | 38.4 | 0.0465 | 0 | 38.4 | 0.0465 | 0 | [6 empty] | DEER:HVAC_Split-Package_AC | Annual
Any | NE-HVAC-airAC-SpltPkg-135to239kBtuh-11p5eer | Htl | New | CZ03 | cDXGF | SWHC013-02 | DEER2020 | D20v1 | 2020-11-09 | Cap-Tons | 1 |  | None | 12.1 | 0.0213 | 0 | 12.1 | 0.0213 | 0 | [6 empty] | DEER:HVAC_Split-Package_AC | Annual
Any | NE-HVAC-airAC-SpltPkg-135to239kBtuh-11p5eer | Htl | New | CZ04 | cDXGF | SWHC013-02 | DEER2020 | D20v1 | 2020-11-09 | Cap-Tons | 1 |  | None | 42 | 0.0405 | 0 | 42 | 0.0405 | 0 | [6 empty] | DEER:HVAC_Split-Package_AC | Annual
Any | NE-HVAC-airAC-SpltPkg-135to239kBtuh-11p5eer | Htl | New | CZ05 | cDXGF | SWHC013-02 | DEER2020 | D20v1 | 2020-11-09 | Cap-Tons | 1 |  | None | 12 | 0.0123 | 0 | 12 | 0.0123 | 0 | [6 empty] | DEER:HVAC_Split-Package_AC | Annual
Any | NE-HVAC-airAC-SpltPkg-135to239kBtuh-11p5eer | Htl | New | CZ06 | cDXGF | SWHC013-02 | DEER2020 | D20v1 | 2020-11-09 | Cap-Tons | 1 |  | None | 34.3 | 0.0302 | 0 | 34.3 | 0.0302 | 0 | [6 empty] | DEER:HVAC_Split-Package_AC | Annual
Any | NE-HVAC-airAC-SpltPkg-135to239kBtuh-11p5eer | Htl | New | CZ08 | cDXGF | SWHC013-02 | DEER2020 | D20v1 | 2020-11-09 | Cap-Tons | 1 |  | None | 53.3 | 0.033 | 0 | 53.3 | 0.033 | 0 | [6 empty] | DEER:HVAC_Split-Package_AC | Annual
Any | NE-HVAC-airAC-SpltPkg-135to239kBtuh-11p5eer | Htl | New | CZ09 | cDXGF | SWHC013-02 | DEER2020 | D20v1 | 2020-11-09 | Cap-Tons | 1 |  | None | 48.5 | 0.0416 | 0 | 48.5 | 0.0416 | 0 | [6 empty] | DEER:HVAC_Split-Package_AC | Annual
Any | NE-HVAC-airAC-SpltPkg-135to239kBtuh-11p5eer | Htl | New | CZ10 | cDXGF | SWHC013-02 | DEER2020 | D20v1 | 2020-11-09 | Cap-Tons | 1 |  | None | 57.8 | 0.0441 | 0 | 57.8 | 0.0441 | 0 | [6 empty] | DEER:HVAC_Split-Package_AC | Annual
Any | NE-HVAC-airAC-SpltPkg-135to239kBtuh-11p5eer | Htl | New | CZ11 | cDXGF | SWHC013-02 | DEER2020 | D20v1 | 2020-11-09 | Cap-Tons | 1 |  | None | 62.5 | 0.0494 | 0 | 62.5 | 0.0494 | 0 | [6 empty] | DEER:HVAC_Split-Package_AC | Annual
Any | NE-HVAC-airAC-SpltPkg-135to239kBtuh-11p5eer | Htl | New | CZ12 | cDXGF | SWHC013-02 | DEER2020 | D20v1 | 2020-11-09 | Cap-Tons | 1 |  | None | 49.8 | 0.0483 | 0 | 49.8 | 0.0483 | 0 | [6 empty] | DEER:HVAC_Split-Package_AC | Annual
Any | NE-HVAC-airAC-SpltPkg-135to239kBtuh-11p5eer | Htl | New | CZ13 | cDXGF | SWHC013-02 | DEER2020 | D20v1 | 2020-11-09 | Cap-Tons | 1 |  | None | 63.8 | 0.0428 | 0 | 63.8 | 0.0428 | 0 | [6 empty] | DEER:HVAC_Split-Package_AC | Annual
Any | NE-HVAC-airAC-SpltPkg-135to239kBtuh-11p5eer | Htl | New | CZ14 | cDXGF | SWHC013-02 | DEER2020 | D20v1 | 2020-11-09 | Cap-Tons | 1 |  | None | 61.8 | 0.0386 | 0 | 61.8 | 0.0386 | 0 | [6 empty] | DEER:HVAC_Split-Package_AC | Annual
Any | NE-HVAC-airAC-SpltPkg-135to239kBtuh-11p5eer | Htl | New | CZ15 | cDXGF | SWHC013-02 | DEER2020 | D20v1 | 2020-11-09 | Cap-Tons | 1 |  | None | 100 | 0.0415 | 0 | 100 | 0.0415 | 0 | [6 empty] | DEER:HVAC_Split-Package_AC | Annual
Any | NE-HVAC-airAC-SpltPkg-135to239kBtuh-11p5eer | Htl | New | CZ16 | cDXGF | SWHC013-02 | DEER2020 | D20v1 | 2020-11-09 | Cap-Tons | 1 |  | None | 24.7 | 0.0262 | 0 | 24.7 | 0.0262 | 0 | [6 empty] | DEER:HVAC_Split-Package_AC | Annual
Any | NE-HVAC-airAC-SpltPkg-135to239kBtuh-12p0eer | Asm | Ex | CZ01 | cDXGF | SWHC013-02 | DEER2020 | D20v1 | 2020-11-09 | Cap-Tons | 1 |  | None | 293 | 0.0797 | 8.99 | 6.59 | 0.0118 | 0 | [6 empty] | DEER:HVAC_Split-Package_AC | Annual
Any | NE-HVAC-airAC-SpltPkg-135to239kBtuh-12p0eer | Asm | Ex | CZ02 | cDXGF | SWHC013-02 | DEER2020 | D20v1 | 2020-11-09 | Cap-Tons | 1 |  | None | 339 | 0.201 | 6.34 | 66.2 | 0.0823 | 0 | [6 empty] | DEER:HVAC_Split-Package_AC | Annual
Any | NE-HVAC-airAC-SpltPkg-135to239kBtuh-12p0eer | Asm | Ex | CZ03 | cDXGF | SWHC013-02 | DEER2020 | D20v1 | 2020-11-09 | Cap-Tons | 1 |  | None | 321 | 0.158 | 10.5 | 27.6 | 0.0397 | 0 | [6 empty] | DEER:HVAC_Split-Package_AC | Annual
Any | NE-HVAC-airAC-SpltPkg-135to239kBtuh-12p0eer | Asm | Ex | CZ04 | cDXGF | SWHC013-02 | DEER2020 | D20v1 | 2020-11-09 | Cap-Tons | 1 |  | None | 365 | 0.187 | 4.05 | 72.2 | 0.0722 | 0 | [6 empty] | DEER:HVAC_Split-Package_AC | Annual
Any | NE-HVAC-airAC-SpltPkg-135to239kBtuh-12p0eer | Asm | Ex | CZ05 | cDXGF | SWHC013-02 | DEER2020 | D20v1 | 2020-11-09 | Cap-Tons | 1 |  | None | 316 | 0.109 | 8.62 | 28.2 | 0.0246 | 0 | [6 empty] | DEER:HVAC_Split-Package_AC | Annual
Any | NE-HVAC-airAC-SpltPkg-135to239kBtuh-12p0eer | Asm | Ex | CZ06 | cDXGF | SWHC013-02 | DEER2020 | D20v1 | 2020-11-09 | Cap-Tons | 1 |  | None | 365 | 0.164 | 5.48 | 62.1 | 0.0514 | 0 | [6 empty] | DEER:HVAC_Split-Package_AC | Annual
Any | NE-HVAC-airAC-SpltPkg-135to239kBtuh-12p0eer | Asm | Ex | CZ07 | cDXGF | SWHC013-02 | DEER2020 | D20v1 | 2020-11-09 | Cap-Tons | 1 |  | None | 325 | 0.14 | 4.37 | 51.7 | 0.0403 | 0 | [6 empty] | DEER:HVAC_Split-Package_AC | Annual
Any | NE-HVAC-airAC-SpltPkg-135to239kBtuh-12p0eer | Asm | Ex | CZ08 | cDXGF | SWHC013-02 | DEER2020 | D20v1 | 2020-11-09 | Cap-Tons | 1 |  | None | 429 | 0.178 | 3.69 | 87.9 | 0.0567 | 0 | [6 empty] | DEER:HVAC_Split-Package_AC | Annual
Any | NE-HVAC-airAC-SpltPkg-135to239kBtuh-12p0eer | Asm | Ex | CZ09 | cDXGF | SWHC013-02 | DEER2020 | D20v1 | 2020-11-09 | Cap-Tons | 1 |  | None | 434 | 0.211 | 7.89 | 78.8 | 0.0697 | 0 | [6 empty] | DEER:HVAC_Split-Package_AC | Annual
Any | NE-HVAC-airAC-SpltPkg-135to239kBtuh-12p0eer | Asm | Ex | CZ10 | cDXGF | SWHC013-02 | DEER2020 | D20v1 | 2020-11-09 | Cap-Tons | 1 |  | None | 483 | 0.218 | 8.27 | 93.1 | 0.0764 | 0 | [6 empty] | DEER:HVAC_Split-Package_AC | Annual
Any | NE-HVAC-airAC-SpltPkg-135to239kBtuh-12p0eer | Asm | Ex | CZ11 | cDXGF | SWHC013-02 | DEER2020 | D20v1 | 2020-11-09 | Cap-Tons | 1 |  | None | 510 | 0.241 | 16.2 | 90.7 | 0.076 | 0 | [6 empty] | DEER:HVAC_Split-Package_AC | Annual
Any | NE-HVAC-airAC-SpltPkg-135to239kBtuh-12p0eer | Asm | Ex | CZ12 | cDXGF | SWHC013-02 | DEER2020 | D20v1 | 2020-11-09 | Cap-Tons | 1 |  | None | 462 | 0.226 | 14.4 | 79.5 | 0.082 | 0 | [6 empty] | DEER:HVAC_Split-Package_AC | Annual
Any | NE-HVAC-airAC-SpltPkg-135to239kBtuh-12p0eer | Asm | Ex | CZ13 | cDXGF | SWHC013-02 | DEER2020 | D20v1 | 2020-11-09 | Cap-Tons | 1 |  | None | 513 | 0.235 | 15.3 | 94.6 | 0.0725 | 0 | [6 empty] | DEER:HVAC_Split-Package_AC | Annual
Any | NE-HVAC-airAC-SpltPkg-135to239kBtuh-12p0eer | Asm | Ex | CZ14 | cDXGF | SWHC013-02 | DEER2020 | D20v1 | 2020-11-09 | Cap-Tons | 1 |  | None | 517 | 0.241 | 15.9 | 91 | 0.0607 | 0 | [6 empty] | DEER:HVAC_Split-Package_AC | Annual
Any | NE-HVAC-airAC-SpltPkg-135to239kBtuh-12p0eer | Asm | Ex | CZ15 | cDXGF | SWHC013-02 | DEER2020 | D20v1 | 2020-11-09 | Cap-Tons | 1 |  | None | 671 | 0.262 | 2.89 | 139 | 0.0653 | 0 | [6 empty] | DEER:HVAC_Split-Package_AC | Annual
Any | NE-HVAC-airAC-SpltPkg-135to239kBtuh-12p0eer | Asm | Ex | CZ16 | cDXGF | SWHC013-02 | DEER2020 | D20v1 | 2020-11-09 | Cap-Tons | 1 |  | None | 352 | 0.175 | 23.9 | 40.6 | 0.0463 | 0 | [6 empty] | DEER:HVAC_Split-Package_AC | Annual
Any | NE-HVAC-airAC-SpltPkg-135to239kBtuh-12p0eer | Asm | New | CZ01 | cDXGF | SWHC013-02 | DEER2020 | D20v1 | 2020-11-09 | Cap-Tons | 1 |  | None | 6.26 | 0.0117 | 0 | 6.26 | 0.0117 | 0 | [6 empty] | DEER:HVAC_Split-Package_AC | Annual
Any | NE-HVAC-airAC-SpltPkg-135to239kBtuh-12p0eer | Asm | New | CZ02 | cDXGF | SWHC013-02 | DEER2020 | D20v1 | 2020-11-09 | Cap-Tons | 1 |  | None | 72.4 | 0.0807 | 0 | 72.4 | 0.0807 | 0 | [6 empty] | DEER:HVAC_Split-Package_AC | Annual
Any | NE-HVAC-airAC-SpltPkg-135to239kBtuh-12p0eer | Asm | New | CZ03 | cDXGF | SWHC013-02 | DEER2020 | D20v1 | 2020-11-09 | Cap-Tons | 1 |  | None | 23.5 | 0.0397 | 0 | 23.5 | 0.0397 | 0 | [6 empty] | DEER:HVAC_Split-Package_AC | Annual
Any | NE-HVAC-airAC-SpltPkg-135to239kBtuh-12p0eer | Asm | New | CZ04 | cDXGF | SWHC013-02 | DEER2020 | D20v1 | 2020-11-09 | Cap-Tons | 1 |  | None | 79.9 | 0.071 | 0 | 79.9 | 0.071 | 0 | [6 empty] | DEER:HVAC_Split-Package_AC | Annual
Any | NE-HVAC-airAC-SpltPkg-135to239kBtuh-12p0eer | Asm | New | CZ05 | cDXGF | SWHC013-02 | DEER2020 | D20v1 | 2020-11-09 | Cap-Tons | 1 |  | None | 24.9 | 0.0249 | 0 | 24.9 | 0.0249 | 0 | [6 empty] | DEER:HVAC_Split-Package_AC | Annual
Any | NE-HVAC-airAC-SpltPkg-135to239kBtuh-12p0eer | Asm | New | CZ06 | cDXGF | SWHC013-02 | DEER2020 | D20v1 | 2020-11-09 | Cap-Tons | 1 |  | None | 58.4 | 0.0547 | 0 | 58.4 | 0.0547 | 0 | [6 empty] | DEER:HVAC_Split-Package_AC | Annual
Any | NE-HVAC-airAC-SpltPkg-135to239kBtuh-12p0eer | Asm | New | CZ07 | cDXGF | SWHC013-02 | DEER2020 | D20v1 | 2020-11-09 | Cap-Tons | 1 |  | None | 46.4 | 0.0419 | 0 | 46.4 | 0.0419 | 0 | [6 empty] | DEER:HVAC_Split-Package_AC | Annual
Any | NE-HVAC-airAC-SpltPkg-135to239kBtuh-12p0eer | Asm | New | CZ08 | cDXGF | SWHC013-02 | DEER2020 | D20v1 | 2020-11-09 | Cap-Tons | 1 |  | None | 82.3 | 0.0579 | 0 | 82.3 | 0.0579 | 0 | [6 empty] | DEER:HVAC_Split-Package_AC | Annual
Any | NE-HVAC-airAC-SpltPkg-135to239kBtuh-12p0eer | Asm | New | CZ09 | cDXGF | SWHC013-02 | DEER2020 | D20v1 | 2020-11-09 | Cap-Tons | 1 |  | None | 75.1 | 0.0711 | 0 | 75.1 | 0.0711 | 0 | [6 empty] | DEER:HVAC_Split-Package_AC | Annual
Any | NE-HVAC-airAC-SpltPkg-135to239kBtuh-12p0eer | Asm | New | CZ10 | cDXGF | SWHC013-02 | DEER2020 | D20v1 | 2020-11-09 | Cap-Tons | 1 |  | None | 90.8 | 0.0765 | 0 | 90.8 | 0.0765 | 0 | [6 empty] | DEER:HVAC_Split-Package_AC | Annual
Any | NE-HVAC-airAC-SpltPkg-135to239kBtuh-12p0eer | Asm | New | CZ11 | cDXGF | SWHC013-02 | DEER2020 | D20v1 | 2020-11-09 | Cap-Tons | 1 |  | None | 89.3 | 0.0748 | 0 | 89.3 | 0.0748 | 0 | [6 empty] | DEER:HVAC_Split-Package_AC | Annual
Any | NE-HVAC-airAC-SpltPkg-135to239kBtuh-12p0eer | Com | Ex | CZ01 | cDXGF | SWHC013-02 | DEER2020 | D20v1 | 2020-11-09 | Cap-Tons | 1 |  | None | 385 | 0.064 | 16.9 | 10.6 | 0.01 | 0 | [6 empty] | DEER:HVAC_Split-Package_AC | Annual
Any | NE-HVAC-airAC-SpltPkg-135to239kBtuh-12p0eer | Com | Ex | CZ02 | cDXGF | SWHC013-02 | DEER2020 | D20v1 | 2020-11-09 | Cap-Tons | 1 |  | None | 425 | 0.16 | 10.6 | 53.2 | 0.049 | 0 | [6 empty] | DEER:HVAC_Split-Package_AC | Annual
Any | NE-HVAC-airAC-SpltPkg-135to239kBtuh-12p0eer | Com | Ex | CZ03 | cDXGF | SWHC013-02 | DEER2020 | D20v1 | 2020-11-09 | Cap-Tons | 1 |  | None | 333 | 0.108 | 5.83 | 28 | 0.025 | 0 | [6 empty] | DEER:HVAC_Split-Package_AC | Annual
Any | NE-HVAC-airAC-SpltPkg-135to239kBtuh-12p0eer | Com | Ex | CZ04 | cDXGF | SWHC013-02 | DEER2020 | D20v1 | 2020-11-09 | Cap-Tons | 1 |  | None | 388 | 0.141 | 5.6 | 58.3 | 0.042 | 0 | [6 empty] | DEER:HVAC_Split-Package_AC | Annual
Any | NE-HVAC-airAC-SpltPkg-135to239kBtuh-12p0eer | Com | Ex | CZ05 | cDXGF | SWHC013-02 | DEER2020 | D20v1 | 2020-11-09 | Cap-Tons | 1 |  | None | 374 | 0.096 | 8.23 | 30.3 | 0.021 | 0 | [6 empty] | DEER:HVAC_Split-Package_AC | Annual
Any | NE-HVAC-airAC-SpltPkg-135to239kBtuh-12p0eer | Com | Ex | CZ06 | cDXGF | SWHC013-02 | DEER2020 | D20v1 | 2020-11-09 | Cap-Tons | 1 |  | None | 421 | 0.141 | 2.58 | 63.2 | 0.04 | 0 | [6 empty] | DEER:HVAC_Split-Package_AC | Annual
Any | NE-HVAC-airAC-SpltPkg-135to239kBtuh-12p0eer | Com | Ex | CZ07 | cDXGF | SWHC013-02 | DEER2020 | D20v1 | 2020-11-09 | Cap-Tons | 1 |  | None | 406 | 0.126 | 1.5 | 53 | 0.031 | 0 | [6 empty] | DEER:HVAC_Split-Package_AC | Annual
Any | NE-HVAC-airAC-SpltPkg-135to239kBtuh-12p0eer | Com | Ex | CZ08 | cDXGF | SWHC013-02 | DEER2020 | D20v1 | 2020-11-09 | Cap-Tons | 1 |  | None | 444 | 0.145 | 2.4 | 74.3 | 0.04 | 0 | [6 empty] | DEER:HVAC_Split-Package_AC | Annual
Any | NE-HVAC-airAC-SpltPkg-135to239kBtuh-12p0eer | Com | Ex | CZ09 | cDXGF | SWHC013-02 | DEER2020 | D20v1 | 2020-11-09 | Cap-Tons | 1 |  | None | 474 | 0.17 | 2.55 | 68.7 | 0.049 | 0 | [6 empty] | DEER:HVAC_Split-Package_AC | Annual
Any | NE-HVAC-airAC-SpltPkg-135to239kBtuh-12p0eer | Com | Ex | CZ10 | cDXGF | SWHC013-02 | DEER2020 | D20v1 | 2020-11-09 | Cap-Tons | 1 |  | None | 481 | 0.177 | 3.78 | 74.3 | 0.052 | 0 | [6 empty] | DEER:HVAC_Split-Package_AC | Annual
Any | NE-HVAC-airAC-SpltPkg-135to239kBtuh-12p0eer | Com | Ex | CZ11 | cDXGF | SWHC013-02 | DEER2020 | D20v1 | 2020-11-09 | Cap-Tons | 1 |  | None | 512 | 0.174 | 7.4 | 75 | 0.054 | 0 | [6 empty] | DEER:HVAC_Split-Package_AC | Annual
Any | NE-HVAC-airAC-SpltPkg-135to239kBtuh-12p0eer | Com | Ex | CZ12 | cDXGF | SWHC013-02 | DEER2020 | D20v1 | 2020-11-09 | Cap-Tons | 1 |  | None | 462 | 0.162 | 7.24 | 63.4 | 0.049 | 0 | [6 empty] | DEER:HVAC_Split-Package_AC | Annual
Any | NE-HVAC-airAC-SpltPkg-135to239kBtuh-12p0eer | Com | Ex | CZ13 | cDXGF | SWHC013-02 | DEER2020 | D20v1 | 2020-11-09 | Cap-Tons | 1 |  | None | 523 | 0.169 | 6.3 | 80 | 0.047 | 0 | [6 empty] | DEER:HVAC_Split-Package_AC | Annual
Any | NE-HVAC-airAC-SpltPkg-135to239kBtuh-12p0eer | Com | Ex | CZ14 | cDXGF | SWHC013-02 | DEER2020 | D20v1 | 2020-11-09 | Cap-Tons | 1 |  | None | 510 | 0.188 | 7.71 | 79.3 | 0.049 | 0 | [6 empty] | DEER:HVAC_Split-Package_AC | Annual
Any | NE-HVAC-airAC-SpltPkg-135to239kBtuh-12p0eer | Com | Ex | CZ15 | cDXGF | SWHC013-02 | DEER2020 | D20v1 | 2020-11-09 | Cap-Tons | 1 |  | None | 662 | 0.205 | 0.94 | 127 | 0.053 | 0 | [6 empty] | DEER:HVAC_Split-Package_AC | Annual
Any | NE-HVAC-airAC-SpltPkg-135to239kBtuh-12p0eer | Com | Ex | CZ16 | cDXGF | SWHC013-02 | DEER2020 | D20v1 | 2020-11-09 | Cap-Tons | 1 |  | None | 375 | 0.13 | 20.7 | 34.4 | 0.032 | 0 | [6 empty] | DEER:HVAC_Split-Package_AC | Annual
Any | NE-HVAC-airAC-SpltPkg-135to239kBtuh-12p0eer | Com | New | CZ01 | cDXGF | SWHC013-02 | DEER2020 | D20v1 | 2020-11-09 | Cap-Tons | 1 |  | None | 8.3 | 0.009 | 0 | 8.3 | 0.009 | 0 | [6 empty] | DEER:HVAC_Split-Package_AC | Annual
Any | NE-HVAC-airAC-SpltPkg-135to239kBtuh-12p0eer | Com | New | CZ02 | cDXGF | SWHC013-02 | DEER2020 | D20v1 | 2020-11-09 | Cap-Tons | 1 |  | None | 50.1 | 0.049 | 0 | 50.1 | 0.049 | 0 | [6 empty] | DEER:HVAC_Split-Package_AC | Annual
Any | NE-HVAC-airAC-SpltPkg-135to239kBtuh-12p0eer | Com | New | CZ03 | cDXGF | SWHC013-02 | DEER2020 | D20v1 | 2020-11-09 | Cap-Tons | 1 |  | None | 24.3 | 0.024 | 0 | 24.3 | 0.024 | 0 | [6 empty] | DEER:HVAC_Split-Package_AC | Annual
Any | NE-HVAC-airAC-SpltPkg-135to239kBtuh-12p0eer | Com | New | CZ04 | cDXGF | SWHC013-02 | DEER2020 | D20v1 | 2020-11-09 | Cap-Tons | 1 |  | None | 55.9 | 0.042 | 0 | 55.9 | 0.042 | 0 | [6 empty] | DEER:HVAC_Split-Package_AC | Annual
Any | NE-HVAC-airAC-SpltPkg-135to239kBtuh-12p0eer | Com | New | CZ05 | cDXGF | SWHC013-02 | DEER2020 | D20v1 | 2020-11-09 | Cap-Tons | 1 |  | None | 26.3 | 0.02 | 0 | 26.3 | 0.02 | 0 | [6 empty] | DEER:HVAC_Split-Package_AC | Annual
Any | NE-HVAC-airAC-SpltPkg-135to239kBtuh-12p0eer | Com | New | CZ06 | cDXGF | SWHC013-02 | DEER2020 | D20v1 | 2020-11-09 | Cap-Tons | 1 |  | None | 59 | 0.041 | 0 | 59 | 0.041 | 0 | [6 empty] | DEER:HVAC_Split-Package_AC | Annual
Any | NE-HVAC-airAC-SpltPkg-135to239kBtuh-12p0eer | Com | New | CZ07 | cDXGF | SWHC013-02 | DEER2020 | D20v1 | 2020-11-09 | Cap-Tons | 1 |  | None | 49 | 0.031 | 0 | 49 | 0.031 | 0 | [6 empty] | DEER:HVAC_Split-Package_AC | Annual
Any | NE-HVAC-airAC-SpltPkg-135to239kBtuh-12p0eer | Com | New | CZ08 | cDXGF | SWHC013-02 | DEER2020 | D20v1 | 2020-11-09 | Cap-Tons | 1 |  | None | 69.7 | 0.04 | 0 | 69.7 | 0.04 | 0 | [6 empty] | DEER:HVAC_Split-Package_AC | Annual
Any | NE-HVAC-airAC-SpltPkg-135to239kBtuh-12p0eer | Com | New | CZ09 | cDXGF | SWHC013-02 | DEER2020 | D20v1 | 2020-11-09 | Cap-Tons | 1 |  | None | 64.6 | 0.049 | 0 | 64.6 | 0.049 | 0 | [6 empty] | DEER:HVAC_Split-Package_AC | Annual
Any | NE-HVAC-airAC-SpltPkg-135to239kBtuh-12p0eer | Com | New | CZ10 | cDXGF | SWHC013-02 | DEER2020 | D20v1 | 2020-11-09 | Cap-Tons | 1 |  | None | 68.9 | 0.052 | 0 | 68.9 | 0.052 | 0 | [6 empty] | DEER:HVAC_Split-Package_AC | Annual
Any | NE-HVAC-airAC-SpltPkg-135to239kBtuh-12p0eer | Com | New | CZ11 | cDXGF | SWHC013-02 | DEER2020 | D20v1 | 2020-11-09 | Cap-Tons | 1 |  | None | 71.3 | 0.053 | 0 | 71.3 | 0.053 | 0 | [6 empty] | DEER:HVAC_Split-Package_AC | Annual
Any | NE-HVAC-airAC-SpltPkg-135to239kBtuh-12p0eer | Com | New | CZ12 | cDXGF | SWHC013-02 | DEER2020 | D20v1 | 2020-11-09 | Cap-Tons | 1 |  | None | 59.3 | 0.048 | 0 | 59.3 | 0.048 | 0 | [6 empty] | DEER:HVAC_Split-Package_AC | Annual
Any | NE-HVAC-airAC-SpltPkg-135to239kBtuh-12p0eer | Com | New | CZ13 | cDXGF | SWHC013-02 | DEER2020 | D20v1 | 2020-11-09 | Cap-Tons | 1 |  | None | 74.9 | 0.046 | 0 | 74.9 | 0.046 | 0 | [6 empty] | DEER:HVAC_Split-Package_AC | Annual
Any | NE-HVAC-airAC-SpltPkg-135to239kBtuh-12p0eer | Com | New | CZ14 | cDXGF | SWHC013-02 | DEER2020 | D20v1 | 2020-11-09 | Cap-Tons | 1 |  | None | 76.2 | 0.048 | 0 | 76.2 | 0.048 | 0 | [6 empty] | DEER:HVAC_Split-Package_AC | Annual
Any | NE-HVAC-airAC-SpltPkg-135to239kBtuh-12p0eer | Com | New | CZ15 | cDXGF | SWHC013-02 | DEER2020 | D20v1 | 2020-11-09 | Cap-Tons | 1 |  | None | 123 | 0.051 | 0 | 123 | 0.051 | 0 | [6 empty] | DEER:HVAC_Split-Package_AC | Annual
Any | NE-HVAC-airAC-SpltPkg-135to239kBtuh-12p0eer | Com | New | CZ16 | cDXGF | SWHC013-02 | DEER2020 | D20v1 | 2020-11-09 | Cap-Tons | 1 |  | None | 32.6 | 0.031 | 0 | 32.6 | 0.031 | 0 | [6 empty] | DEER:HVAC_Split-Package_AC | Annual
Any | NE-HVAC-airAC-SpltPkg-135to239kBtuh-12p0eer | ECC | Ex | CZ11 | cDXGF | SWHC013-02 | DEER2020 | D20v1 | 2020-11-09 | Cap-Tons | 1 |  | None | 404 | 0.197 | 6.99 | 75.4 | 0.0558 | 0 | [6 empty] | DEER:HVAC_Split-Package_AC | Annual
Any | NE-HVAC-airAC-SpltPkg-135to239kBtuh-12p0eer | ECC | Ex | CZ12 | cDXGF | SWHC013-02 | DEER2020 | D20v1 | 2020-11-09 | Cap-Tons | 1 |  | None | 366 | 0.199 | 8.11 | 65.4 | 0.0539 | 0 | [6 empty] | DEER:HVAC_Split-Package_AC | Annual
Any | NE-HVAC-airAC-SpltPkg-135to239kBtuh-12p0eer | ECC | Ex | CZ13 | cDXGF | SWHC013-02 | DEER2020 | D20v1 | 2020-11-09 | Cap-Tons | 1 |  | None | 411 | 0.201 | 6.21 | 79.2 | 0.0493 | 0 | [6 empty] | DEER:HVAC_Split-Package_AC | Annual
Any | NE-HVAC-airAC-SpltPkg-135to239kBtuh-12p0eer | ECC | Ex | CZ14 | cDXGF | SWHC013-02 | DEER2020 | D20v1 | 2020-11-09 | Cap-Tons | 1 |  | None | 405 | 0.229 | 6.55 | 73 | 0.063 | 0 | [6 empty] | DEER:HVAC_Split-Package_AC | Annual
Any | NE-HVAC-airAC-SpltPkg-135to239kBtuh-12p0eer | ECC | Ex | CZ15 | cDXGF | SWHC013-02 | DEER2020 | D20v1 | 2020-11-09 | Cap-Tons | 1 |  | None | 527 | 0.25 | 0.614 | 112 | 0.0641 | 0 | [6 empty] | DEER:HVAC_Split-Package_AC | Annual
Any | NE-HVAC-airAC-SpltPkg-135to239kBtuh-12p0eer | ECC | Ex | CZ16 | cDXGF | SWHC013-02 | DEER2020 | D20v1 | 2020-11-09 | Cap-Tons | 1 |  | None | 287 | 0.134 | 18.6 | 31.5 | 0.029 | 0 | [6 empty] | DEER:HVAC_Split-Package_AC | Annual
Any | NE-HVAC-airAC-SpltPkg-135to239kBtuh-12p0eer | ECC | New | CZ01 | cDXGF | SWHC013-02 | DEER2020 | D20v1 | 2020-11-09 | Cap-Tons | 1 |  | None | 7.07 | 0.0156 | 0 | 7.07 | 0.0156 | 0 | [6 empty] | DEER:HVAC_Split-Package_AC | Annual
Any | NE-HVAC-airAC-SpltPkg-135to239kBtuh-12p0eer | ECC | New | CZ02 | cDXGF | SWHC013-02 | DEER2020 | D20v1 | 2020-11-09 | Cap-Tons | 1 |  | None | 47.5 | 0.0466 | 0 | 47.5 | 0.0466 | 0 | [6 empty] | DEER:HVAC_Split-Package_AC | Annual
Any | NE-HVAC-airAC-SpltPkg-135to239kBtuh-12p0eer | ECC | New | CZ03 | cDXGF | SWHC013-02 | DEER2020 | D20v1 | 2020-11-09 | Cap-Tons | 1 |  | None | 21.1 | 0.0232 | 0 | 21.1 | 0.0232 | 0 | [6 empty] | DEER:HVAC_Split-Package_AC | Annual
Any | NE-HVAC-airAC-SpltPkg-135to239kBtuh-12p0eer | ECC | New | CZ04 | cDXGF | SWHC013-02 | DEER2020 | D20v1 | 2020-11-09 | Cap-Tons | 1 |  | None | 51.4 | 0.0642 | 0 | 51.4 | 0.0642 | 0 | [6 empty] | DEER:HVAC_Split-Package_AC | Annual
Any | NE-HVAC-airAC-SpltPkg-135to239kBtuh-12p0eer | ECC | New | CZ05 | cDXGF | SWHC013-02 | DEER2020 | D20v1 | 2020-11-09 | Cap-Tons | 1 |  | None | 22 | 0.0268 | 0 | 22 | 0.0268 | 0 | [6 empty] | DEER:HVAC_Split-Package_AC | Annual
Any | NE-HVAC-airAC-SpltPkg-135to239kBtuh-12p0eer | ECC | New | CZ06 | cDXGF | SWHC013-02 | DEER2020 | D20v1 | 2020-11-09 | Cap-Tons | 1 |  | None | 50.2 | 0.051 | 0 | 50.2 | 0.051 | 0 | [6 empty] | DEER:HVAC_Split-Package_AC | Annual
Any | NE-HVAC-airAC-SpltPkg-135to239kBtuh-12p0eer | ECC | New | CZ07 | cDXGF | SWHC013-02 | DEER2020 | D20v1 | 2020-11-09 | Cap-Tons | 1 |  | None | 43.3 | 0.0424 | 0 | 43.3 | 0.0424 | 0 | [6 empty] | DEER:HVAC_Split-Package_AC | Annual
Any | NE-HVAC-airAC-SpltPkg-135to239kBtuh-12p0eer | ECC | New | CZ08 | cDXGF | SWHC013-02 | DEER2020 | D20v1 | 2020-11-09 | Cap-Tons | 1 |  | None | 65.2 | 0.0538 | 0 | 65.2 | 0.0538 | 0 | [6 empty] | DEER:HVAC_Split-Package_AC | Annual
Any | NE-HVAC-airAC-SpltPkg-135to239kBtuh-12p0eer | ECC | New | CZ09 | cDXGF | SWHC013-02 | DEER2020 | D20v1 | 2020-11-09 | Cap-Tons | 1 |  | None | 56.4 | 0.0644 | 0 | 56.4 | 0.0644 | 0 | [6 empty] | DEER:HVAC_Split-Package_AC | Annual
Any | NE-HVAC-airAC-SpltPkg-135to239kBtuh-12p0eer | ECC | New | CZ10 | cDXGF | SWHC013-02 | DEER2020 | D20v1 | 2020-11-09 | Cap-Tons | 1 |  | None | 66.8 | 0.0688 | 0 | 66.8 | 0.0688 | 0 | [6 empty] | DEER:HVAC_Split-Package_AC | Annual
Any | NE-HVAC-airAC-SpltPkg-135to239kBtuh-12p0eer | ECC | New | CZ11 | cDXGF | SWHC013-02 | DEER2020 | D20v1 | 2020-11-09 | Cap-Tons | 1 |  | None | 70.4 | 0.0527 | 0 | 70.4 | 0.0527 | 0 | [6 empty] | DEER:HVAC_Split-Package_AC | Annual
Any | NE-HVAC-airAC-SpltPkg-135to239kBtuh-12p0eer | ECC | New | CZ12 | cDXGF | SWHC013-02 | DEER2020 | D20v1 | 2020-11-09 | Cap-Tons | 1 |  | None | 61.3 | 0.0518 | 0 | 61.3 | 0.0518 | 0 | [6 empty] | DEER:HVAC_Split-Package_AC | Annual
Any | NE-HVAC-airAC-SpltPkg-135to239kBtuh-12p0eer | ECC | New | CZ13 | cDXGF | SWHC013-02 | DEER2020 | D20v1 | 2020-11-09 | Cap-Tons | 1 |  | None | 73.9 | 0.0468 | 0 | 73.9 | 0.0468 | 0 | [6 empty] | DEER:HVAC_Split-Package_AC | Annual
Any | NE-HVAC-airAC-SpltPkg-135to239kBtuh-12p0eer | ECC | New | CZ14 | cDXGF | SWHC013-02 | DEER2020 | D20v1 | 2020-11-09 | Cap-Tons | 1 |  | None | 67.7 | 0.0598 | 0 | 67.7 | 0.0598 | 0 | [6 empty] | DEER:HVAC_Split-Package_AC | Annual
Any | NE-HVAC-airAC-SpltPkg-135to239kBtuh-12p0eer | ECC | New | CZ15 | cDXGF | SWHC013-02 | DEER2020 | D20v1 | 2020-11-09 | Cap-Tons | 1 |  | None | 103 | 0.0611 | 0 | 103 | 0.0611 | 0 | [6 empty] | DEER:HVAC_Split-Package_AC | Annual
Any | NE-HVAC-airAC-SpltPkg-135to239kBtuh-12p0eer | ECC | New | CZ16 | cDXGF | SWHC013-02 | DEER2020 | D20v1 | 2020-11-09 | Cap-Tons | 1 |  | None | 29.6 | 0.0269 | 0 | 29.6 | 0.0269 | 0 | [6 empty] | DEER:HVAC_Split-Package_AC | Annual
Any | NE-HVAC-airAC-SpltPkg-135to239kBtuh-12p0eer | EPr | New | CZ05 | cDXGF | SWHC013-02 | DEER2020 | D20v1 | 2020-11-09 | Cap-Tons | 1 |  | None | 16.3 | 0.0127 | 0 | 16.3 | 0.0127 | 0 | [6 empty] | DEER:HVAC_Split-Package_AC | Annual
Any | NE-HVAC-airAC-SpltPkg-135to239kBtuh-12p0eer | EPr | New | CZ06 | cDXGF | SWHC013-02 | DEER2020 | D20v1 | 2020-11-09 | Cap-Tons | 1 |  | None | 30.1 | 0.0283 | 0 | 30.1 | 0.0283 | 0 | [6 empty] | DEER:HVAC_Split-Package_AC | Annual
Any | NE-HVAC-airAC-SpltPkg-135to239kBtuh-12p0eer | EPr | New | CZ07 | cDXGF | SWHC013-02 | DEER2020 | D20v1 | 2020-11-09 | Cap-Tons | 1 |  | None | 24.8 | 0.0212 | 0 | 24.8 | 0.0212 | 0 | [6 empty] | DEER:HVAC_Split-Package_AC | Annual
Any | NE-HVAC-airAC-SpltPkg-135to239kBtuh-12p0eer | EPr | New | CZ08 | cDXGF | SWHC013-02 | DEER2020 | D20v1 | 2020-11-09 | Cap-Tons | 1 |  | None | 38.9 | 0.0283 | 0 | 38.9 | 0.0283 | 0 | [6 empty] | DEER:HVAC_Split-Package_AC | Annual
Any | NE-HVAC-airAC-SpltPkg-135to239kBtuh-12p0eer | EPr | New | CZ09 | cDXGF | SWHC013-02 | DEER2020 | D20v1 | 2020-11-09 | Cap-Tons | 1 |  | None | 33.2 | 0.0368 | 0 | 33.2 | 0.0368 | 0 | [6 empty] | DEER:HVAC_Split-Package_AC | Annual
Any | NE-HVAC-airAC-SpltPkg-135to239kBtuh-12p0eer | EPr | New | CZ10 | cDXGF | SWHC013-02 | DEER2020 | D20v1 | 2020-11-09 | Cap-Tons | 1 |  | None | 40.8 | 0.0397 | 0 | 40.8 | 0.0397 | 0 | [6 empty] | DEER:HVAC_Split-Package_AC | Annual
Any | NE-HVAC-airAC-SpltPkg-135to239kBtuh-12p0eer | EPr | New | CZ11 | cDXGF | SWHC013-02 | DEER2020 | D20v1 | 2020-11-09 | Cap-Tons | 1 |  | None | 40.5 | 0.013 | 0 | 40.5 | 0.013 | 0 | [6 empty] | DEER:HVAC_Split-Package_AC | Annual
Any | NE-HVAC-airAC-SpltPkg-135to239kBtuh-12p0eer | EPr | New | CZ12 | cDXGF | SWHC013-02 | DEER2020 | D20v1 | 2020-11-09 | Cap-Tons | 1 |  | None | 37.4 | 0.00505 | 0 | 37.4 | 0.00505 | 0 | [6 empty] | DEER:HVAC_Split-Package_AC | Annual
Any | NE-HVAC-airAC-SpltPkg-135to239kBtuh-12p0eer | EPr | New | CZ13 | cDXGF | SWHC013-02 | DEER2020 | D20v1 | 2020-11-09 | Cap-Tons | 1 |  | None | 43.9 | 0.00932 | 0 | 43.9 | 0.00932 | 0 | [6 empty] | DEER:HVAC_Split-Package_AC | Annual
Any | NE-HVAC-airAC-SpltPkg-135to239kBtuh-12p0eer | EPr | New | CZ14 | cDXGF | SWHC013-02 | DEER2020 | D20v1 | 2020-11-09 | Cap-Tons | 1 |  | None | 41.4 | 0.0355 | 0 | 41.4 | 0.0355 | 0 | [6 empty] | DEER:HVAC_Split-Package_AC | Annual
Any | NE-HVAC-airAC-SpltPkg-135to239kBtuh-12p0eer | EPr | New | CZ15 | cDXGF | SWHC013-02 | DEER2020 | D20v1 | 2020-11-09 | Cap-Tons | 1 |  | None | 66.3 | 0.0354 | 0 | 66.3 | 0.0354 | 0 | [6 empty] | DEER:HVAC_Split-Package_AC | Annual
Any | NE-HVAC-airAC-SpltPkg-135to239kBtuh-12p0eer | EPr | New | CZ16 | cDXGF | SWHC013-02 | DEER2020 | D20v1 | 2020-11-09 | Cap-Tons | 1 |  | None | 16.4 | 0.00065 | 0 | 16.4 | 0.00065 | 0 | [6 empty] | DEER:HVAC_Split-Package_AC | Annual
Any | NE-HVAC-airAC-SpltPkg-135to239kBtuh-12p0eer | ERC | New | CZ15 | cDXGF | SWHC013-02 | DEER2020 | D20v1 | 2020-11-09 | Cap-Tons | 1 |  | None | 69.7 | 0.0184 | 0 | 69.7 | 0.0184 | 0 | [6 empty] | DEER:HVAC_Split-Package_AC | Annual
Any | NE-HVAC-airAC-SpltPkg-135to239kBtuh-12p0eer | ERC | New | CZ16 | cDXGF | SWHC013-02 | DEER2020 | D20v1 | 2020-11-09 | Cap-Tons | 1 |  | None | 16.2 | 0.00268 | 0 | 16.2 | 0.00268 | 0 | [6 empty] | DEER:HVAC_Split-Package_AC | Annual
Any | NE-HVAC-airAC-SpltPkg-135to239kBtuh-12p0eer | ESe | Ex | CZ01 | cDXGF | SWHC013-02 | DEER2020 | D20v1 | 2020-11-09 | Cap-Tons | 1 |  | None | 188 | 0.0462 | 16.1 | 6.05 | 0.00682 | 0 | [6 empty] | DEER:HVAC_Split-Package_AC | Annual
Any | NE-HVAC-airAC-SpltPkg-135to239kBtuh-12p0eer | ESe | Ex | CZ02 | cDXGF | SWHC013-02 | DEER2020 | D20v1 | 2020-11-09 | Cap-Tons | 1 |  | None | 234 | 0.0184 | 12.9 | 33.5 | 0.0125 | 0 | [6 empty] | DEER:HVAC_Split-Package_AC | Annual
Any | NE-HVAC-airAC-SpltPkg-135to239kBtuh-12p0eer | ESe | Ex | CZ03 | cDXGF | SWHC013-02 | DEER2020 | D20v1 | 2020-11-09 | Cap-Tons | 1 |  | None | 188 | 0.00699 | 6.68 | 16.6 | 0.00358 | 0 | [6 empty] | DEER:HVAC_Split-Package_AC | Annual
Any | NE-HVAC-airAC-SpltPkg-135to239kBtuh-12p0eer | EUn | Ex | CZ01 | cDXGF | SWHC013-02 | DEER2020 | D20v1 | 2020-11-09 | Cap-Tons | 1 |  | None | 277 | 0.0645 | 12.4 | 9.07 | 0.0176 | 0 | [6 empty] | DEER:HVAC_Split-Package_AC | Annual
Any | NE-HVAC-airAC-SpltPkg-135to239kBtuh-12p0eer | EUn | Ex | CZ02 | cDXGF | SWHC013-02 | DEER2020 | D20v1 | 2020-11-09 | Cap-Tons | 1 |  | None | 376 | 0.228 | 11.4 | 59.3 | 0.0637 | 0 | [6 empty] | DEER:HVAC_Split-Package_AC | Annual
Any | NE-HVAC-airAC-SpltPkg-135to239kBtuh-12p0eer | EUn | Ex | CZ03 | cDXGF | SWHC013-02 | DEER2020 | D20v1 | 2020-11-09 | Cap-Tons | 1 |  | None | 298 | 0.151 | 6.42 | 25.6 | 0.0322 | 0 | [6 empty] | DEER:HVAC_Split-Package_AC | Annual
Any | NE-HVAC-airAC-SpltPkg-135to239kBtuh-12p0eer | EUn | Ex | CZ04 | cDXGF | SWHC013-02 | DEER2020 | D20v1 | 2020-11-09 | Cap-Tons | 1 |  | None | 377 | 0.204 | 7.42 | 62.3 | 0.069 | 0 | [6 empty] | DEER:HVAC_Split-Package_AC | Annual
Any | NE-HVAC-airAC-SpltPkg-135to239kBtuh-12p0eer | EUn | Ex | CZ05 | cDXGF | SWHC013-02 | DEER2020 | D20v1 | 2020-11-09 | Cap-Tons | 1 |  | None | 285 | 0.111 | 6.37 | 27 | 0.0279 | 0 | [6 empty] | DEER:HVAC_Split-Package_AC | Annual
Any | NE-HVAC-airAC-SpltPkg-135to239kBtuh-12p0eer | EUn | Ex | CZ06 | cDXGF | SWHC013-02 | DEER2020 | D20v1 | 2020-11-09 | Cap-Tons | 1 |  | None | 358 | 0.179 | 3.14 | 56.9 | 0.0518 | 0 | [6 empty] | DEER:HVAC_Split-Package_AC | Annual
Any | NE-HVAC-airAC-SpltPkg-135to239kBtuh-12p0eer | EUn | Ex | CZ07 | cDXGF | SWHC013-02 | DEER2020 | D20v1 | 2020-11-09 | Cap-Tons | 1 |  | None | 326 | 0.164 | 2.36 | 48.3 | 0.0428 | 0 | [6 empty] | DEER:HVAC_Split-Package_AC | Annual
Any | NE-HVAC-airAC-SpltPkg-135to239kBtuh-12p0eer | EUn | Ex | CZ08 | cDXGF | SWHC013-02 | DEER2020 | D20v1 | 2020-11-09 | Cap-Tons | 1 |  | None | 398 | 0.189 | 3.27 | 77.8 | 0.0574 | 0 | [6 empty] | DEER:HVAC_Split-Package_AC | Annual
Any | NE-HVAC-airAC-SpltPkg-135to239kBtuh-12p0eer | EUn | Ex | CZ09 | cDXGF | SWHC013-02 | DEER2020 | D20v1 | 2020-11-09 | Cap-Tons | 1 |  | None | 423 | 0.218 | 3.45 | 67.9 | 0.0685 | 0 | [6 empty] | DEER:HVAC_Split-Package_AC | Annual
Any | NE-HVAC-airAC-SpltPkg-135to239kBtuh-12p0eer | EUn | Ex | CZ10 | cDXGF | SWHC013-02 | DEER2020 | D20v1 | 2020-11-09 | Cap-Tons | 1 |  | None | 448 | 0.224 | 4.37 | 80.7 | 0.0738 | 0 | [6 empty] | DEER:HVAC_Split-Package_AC | Annual
Any | NE-HVAC-airAC-SpltPkg-135to239kBtuh-12p0eer | EUn | Ex | CZ11 | cDXGF | SWHC013-02 | DEER2020 | D20v1 | 2020-11-09 | Cap-Tons | 1 |  | None | 471 | 0.243 | 7.7 | 84.3 | 0.0726 | 0 | [6 empty] | DEER:HVAC_Split-Package_AC | Annual
Any | NE-HVAC-airAC-SpltPkg-135to239kBtuh-12p0eer | EUn | Ex | CZ12 | cDXGF | SWHC013-02 | DEER2020 | D20v1 | 2020-11-09 | Cap-Tons | 1 |  | None | 429 | 0.241 | 8.5 | 74.1 | 0.0714 | 0 | [6 empty] | DEER:HVAC_Split-Package_AC | Annual
Any | NE-HVAC-airAC-SpltPkg-135to239kBtuh-12p0eer | EUn | Ex | CZ13 | cDXGF | SWHC013-02 | DEER2020 | D20v1 | 2020-11-09 | Cap-Tons | 1 |  | None | 477 | 0.248 | 7.11 | 87.6 | 0.064 | 0 | [6 empty] | DEER:HVAC_Split-Package_AC | Annual
Any | NE-HVAC-airAC-SpltPkg-135to239kBtuh-12p0eer | Gro | Ex | CZ01 | cDXGF | SWHC013-02 | DEER2020 | D20v1 | 2020-11-09 | Cap-Tons | 1 |  | None | 1040 | 0.167 | 50.1 | 1.09 | 0.00667 | 0 | [6 empty] | DEER:HVAC_Split-Package_AC | Annual
Any | NE-HVAC-airAC-SpltPkg-135to239kBtuh-12p0eer | Gro | Ex | CZ02 | cDXGF | SWHC013-02 | DEER2020 | D20v1 | 2020-11-09 | Cap-Tons | 1 |  | None | 712 | 0.231 | 12.1 | 25.3 | 0.0438 | 0 | [6 empty] | DEER:HVAC_Split-Package_AC | Annual
Any | NE-HVAC-airAC-SpltPkg-135to239kBtuh-12p0eer | Gro | Ex | CZ03 | cDXGF | SWHC013-02 | DEER2020 | D20v1 | 2020-11-09 | Cap-Tons | 1 |  | None | 847 | 0.193 | 12.9 | 10.9 | 0.0267 | 0 | [6 empty] | DEER:HVAC_Split-Package_AC | Annual
Any | NE-HVAC-airAC-SpltPkg-135to239kBtuh-12p0eer | Gro | Ex | CZ04 | cDXGF | SWHC013-02 | DEER2020 | D20v1 | 2020-11-09 | Cap-Tons | 1 |  | None | 729 | 0.223 | 7.5 | 29.7 | 0.0403 | 0 | [6 empty] | DEER:HVAC_Split-Package_AC | Annual
Any | NE-HVAC-airAC-SpltPkg-135to239kBtuh-12p0eer | Gro | Ex | CZ05 | cDXGF | SWHC013-02 | DEER2020 | D20v1 | 2020-11-09 | Cap-Tons | 1 |  | None | 918 | 0.158 | 17.4 | 10.3 | 0.0147 | 0 | [6 empty] | DEER:HVAC_Split-Package_AC | Annual
Any | NE-HVAC-airAC-SpltPkg-135to239kBtuh-12p0eer | Gro | Ex | CZ06 | cDXGF | SWHC013-02 | DEER2020 | D20v1 | 2020-11-09 | Cap-Tons | 1 |  | None | 777 | 0.205 | -2.35 | 30.5 | 0.034 | 0 | [6 empty] | DEER:HVAC_Split-Package_AC | Annual
Any | NE-HVAC-airAC-SpltPkg-135to239kBtuh-12p0eer | Gro | Ex | CZ07 | cDXGF | SWHC013-02 | DEER2020 | D20v1 | 2020-11-09 | Cap-Tons | 1 |  | None | 1010 | 0.238 | -4 | 31.1 | 0.0312 | 0 | [6 empty] | DEER:HVAC_Split-Package_AC | Annual
Any | NE-HVAC-airAC-SpltPkg-135to239kBtuh-12p0eer | Gro | Ex | CZ08 | cDXGF | SWHC013-02 | DEER2020 | D20v1 | 2020-11-09 | Cap-Tons | 1 |  | None | 769 | 0.193 | -1.43 | 43.8 | 0.0347 | 0 | [6 empty] | DEER:HVAC_Split-Package_AC | Annual
Any | NE-HVAC-airAC-SpltPkg-135to239kBtuh-12p0eer | Gro | Ex | CZ09 | cDXGF | SWHC013-02 | DEER2020 | D20v1 | 2020-11-09 | Cap-Tons | 1 |  | None | 764 | 0.249 | -2.49 | 41.9 | 0.0462 | 0 | [6 empty] | DEER:HVAC_Split-Package_AC | Annual
Any | NE-HVAC-airAC-SpltPkg-135to239kBtuh-12p0eer | Gro | Ex | CZ10 | cDXGF | SWHC013-02 | DEER2020 | D20v1 | 2020-11-09 | Cap-Tons | 1 |  | None | 786 | 0.248 | 0.111 | 49.4 | 0.0492 | 0 | [6 empty] | DEER:HVAC_Split-Package_AC | Annual
Any | NE-HVAC-airAC-SpltPkg-135to239kBtuh-12p0eer | Gro | Ex | CZ11 | cDXGF | SWHC013-02 | DEER2020 | D20v1 | 2020-11-09 | Cap-Tons | 1 |  | None | 793 | 0.256 | 5.29 | 53.7 | 0.0536 | 0 | [6 empty] | DEER:HVAC_Split-Package_AC | Annual
Any | NE-HVAC-airAC-SpltPkg-135to239kBtuh-12p0eer | Gro | Ex | CZ12 | cDXGF | SWHC013-02 | DEER2020 | D20v1 | 2020-11-09 | Cap-Tons | 1 |  | None | 764 | 0.25 | 4.2 | 36.2 | 0.0467 | 0 | [6 empty] | DEER:HVAC_Split-Package_AC | Annual
Any | NE-HVAC-airAC-SpltPkg-135to239kBtuh-12p0eer | Gro | Ex | CZ13 | cDXGF | SWHC013-02 | DEER2020 | D20v1 | 2020-11-09 | Cap-Tons | 1 |  | None | 794 | 0.25 | 4.61 | 58.9 | 0.0496 | 0 | [6 empty] | DEER:HVAC_Split-Package_AC | Annual
Any | NE-HVAC-airAC-SpltPkg-135to239kBtuh-12p0eer | Gro | Ex | CZ14 | cDXGF | SWHC013-02 | DEER2020 | D20v1 | 2020-11-09 | Cap-Tons | 1 |  | None | 776 | 0.224 | 5.36 | 53.6 | 0.0419 | 0 | [6 empty] | DEER:HVAC_Split-Package_AC | Annual
Any | NE-HVAC-airAC-SpltPkg-135to239kBtuh-12p0eer | Gro | Ex | CZ15 | cDXGF | SWHC013-02 | DEER2020 | D20v1 | 2020-11-09 | Cap-Tons | 1 |  | None | 928 | 0.248 | -3.96 | 97.7 | 0.0481 | 0 | [6 empty] | DEER:HVAC_Split-Package_AC | Annual
Any | NE-HVAC-airAC-SpltPkg-135to239kBtuh-12p0eer | Gro | Ex | CZ16 | cDXGF | SWHC013-02 | DEER2020 | D20v1 | 2020-11-09 | Cap-Tons | 1 |  | None | 810 | 0.207 | 32.5 | 23.4 | 0.0366 | 0 | [6 empty] | DEER:HVAC_Split-Package_AC | Annual
Any | NE-HVAC-airAC-SpltPkg-135to239kBtuh-12p0eer | Gro | New | CZ01 | cDXGF | SWHC013-02 | DEER2020 | D20v1 | 2020-11-09 | Cap-Tons | 1 |  | None | 0.703 | 0.00616 | 0 | 0.703 | 0.00616 | 0 | [6 empty] | DEER:HVAC_Split-Package_AC | Annual
Any | NE-HVAC-airAC-SpltPkg-135to239kBtuh-12p0eer | Gro | New | CZ02 | cDXGF | SWHC013-02 | DEER2020 | D20v1 | 2020-11-09 | Cap-Tons | 1 |  | None | 24.8 | 0.0465 | 0 | 24.8 | 0.0465 | 0 | [6 empty] | DEER:HVAC_Split-Package_AC | Annual
Any | NE-HVAC-airAC-SpltPkg-135to239kBtuh-12p0eer | Gro | New | CZ03 | cDXGF | SWHC013-02 | DEER2020 | D20v1 | 2020-11-09 | Cap-Tons | 1 |  | None | 8.66 | 0.0266 | 0 | 8.66 | 0.0266 | 0 | [6 empty] | DEER:HVAC_Split-Package_AC | Annual
Any | NE-HVAC-airAC-SpltPkg-135to239kBtuh-12p0eer | Gro | New | CZ04 | cDXGF | SWHC013-02 | DEER2020 | D20v1 | 2020-11-09 | Cap-Tons | 1 |  | None | 28.7 | 0.0436 | 0 | 28.7 | 0.0436 | 0 | [6 empty] | DEER:HVAC_Split-Package_AC | Annual
Any | NE-HVAC-airAC-SpltPkg-135to239kBtuh-12p0eer | Gro | New | CZ05 | cDXGF | SWHC013-02 | DEER2020 | D20v1 | 2020-11-09 | Cap-Tons | 1 |  | None | 7.69 | 0.014 | 0 | 7.69 | 0.014 | 0 | [6 empty] | DEER:HVAC_Split-Package_AC | Annual
Any | NE-HVAC-airAC-SpltPkg-135to239kBtuh-12p0eer | Gro | New | CZ06 | cDXGF | SWHC013-02 | DEER2020 | D20v1 | 2020-11-09 | Cap-Tons | 1 |  | None | 27.6 | 0.036 | 0 | 27.6 | 0.036 | 0 | [6 empty] | DEER:HVAC_Split-Package_AC | Annual
Any | NE-HVAC-airAC-SpltPkg-135to239kBtuh-12p0eer | Gro | New | CZ07 | cDXGF | SWHC013-02 | DEER2020 | D20v1 | 2020-11-09 | Cap-Tons | 1 |  | None | 29.3 | 0.0347 | 0 | 29.3 | 0.0347 | 0 | [6 empty] | DEER:HVAC_Split-Package_AC | Annual
Any | NE-HVAC-airAC-SpltPkg-135to239kBtuh-12p0eer | Hsp | Ex | CZ01 | cDXGF | SWHC013-02 | DEER2020 | D20v1 | 2020-11-09 | Cap-Tons | 1 |  | None | 689 | 0.0859 | 21.5 | 4.92 | 0.00738 | 0 | [6 empty] | DEER:HVAC_Split-Package_AC | Annual
Any | NE-HVAC-airAC-SpltPkg-135to239kBtuh-12p0eer | Hsp | Ex | CZ02 | cDXGF | SWHC013-02 | DEER2020 | D20v1 | 2020-11-09 | Cap-Tons | 1 |  | None | 726 | 0.204 | 14 | 40.2 | 0.0431 | 0 | [6 empty] | DEER:HVAC_Split-Package_AC | Annual
Any | NE-HVAC-airAC-SpltPkg-135to239kBtuh-12p0eer | Hsp | Ex | CZ03 | cDXGF | SWHC013-02 | DEER2020 | D20v1 | 2020-11-09 | Cap-Tons | 1 |  | None | 625 | 0.14 | 8.85 | 17.9 | 0.0275 | 0 | [6 empty] | DEER:HVAC_Split-Package_AC | Annual
Any | NE-HVAC-airAC-SpltPkg-135to239kBtuh-12p0eer | Hsp | Ex | CZ04 | cDXGF | SWHC013-02 | DEER2020 | D20v1 | 2020-11-09 | Cap-Tons | 1 |  | None | 728 | 0.193 | 10.1 | 45.9 | 0.04 | 0 | [6 empty] | DEER:HVAC_Split-Package_AC | Annual
Any | NE-HVAC-airAC-SpltPkg-135to239kBtuh-12p0eer | Hsp | Ex | CZ05 | cDXGF | SWHC013-02 | DEER2020 | D20v1 | 2020-11-09 | Cap-Tons | 1 |  | None | 652 | 0.106 | 11.8 | 17.7 | 0.0176 | 0 | [6 empty] | DEER:HVAC_Split-Package_AC | Annual
Any | NE-HVAC-airAC-SpltPkg-135to239kBtuh-12p0eer | Hsp | Ex | CZ06 | cDXGF | SWHC013-02 | DEER2020 | D20v1 | 2020-11-09 | Cap-Tons | 1 |  | None | 763 | 0.18 | 4.78 | 54.2 | 0.0369 | 0 | [6 empty] | DEER:HVAC_Split-Package_AC | Annual
Any | NE-HVAC-airAC-SpltPkg-135to239kBtuh-12p0eer | Hsp | Ex | CZ07 | cDXGF | SWHC013-02 | DEER2020 | D20v1 | 2020-11-09 | Cap-Tons | 1 |  | None | 714 | 0.159 | 1.76 | 47.6 | 0.0305 | 0 | [6 empty] | DEER:HVAC_Split-Package_AC | Annual
Any | NE-HVAC-airAC-SpltPkg-135to239kBtuh-12p0eer | Hsp | Ex | CZ08 | cDXGF | SWHC013-02 | DEER2020 | D20v1 | 2020-11-09 | Cap-Tons | 1 |  | None | 795 | 0.184 | 3.44 | 67.3 | 0.0372 | 0 | [6 empty] | DEER:HVAC_Split-Package_AC | Annual
Any | NE-HVAC-airAC-SpltPkg-135to239kBtuh-12p0eer | Hsp | Ex | CZ09 | cDXGF | SWHC013-02 | DEER2020 | D20v1 | 2020-11-09 | Cap-Tons | 1 |  | None | 819 | 0.218 | 4.88 | 75 | 0.0517 | 0 | [6 empty] | DEER:HVAC_Split-Package_AC | Annual
Any | NE-HVAC-airAC-SpltPkg-135to239kBtuh-12p0eer | Hsp | Ex | CZ10 | cDXGF | SWHC013-02 | DEER2020 | D20v1 | 2020-11-09 | Cap-Tons | 1 |  | None | 798 | 0.213 | 6.18 | 76.6 | 0.0501 | 0 | [6 empty] | DEER:HVAC_Split-Package_AC | Annual
Any | NE-HVAC-airAC-SpltPkg-135to239kBtuh-12p0eer | Hsp | Ex | CZ11 | cDXGF | SWHC013-02 | DEER2020 | D20v1 | 2020-11-09 | Cap-Tons | 1 |  | None | 869 | 0.23 | 12.7 | 86 | 0.0589 | 0 | [6 empty] | DEER:HVAC_Split-Package_AC | Annual
Any | NE-HVAC-airAC-SpltPkg-135to239kBtuh-12p0eer | Hsp | Ex | CZ12 | cDXGF | SWHC013-02 | DEER2020 | D20v1 | 2020-11-09 | Cap-Tons | 1 |  | None | 785 | 0.224 | 11.6 | 62.7 | 0.0516 | 0 | [6 empty] | DEER:HVAC_Split-Package_AC | Annual
Any | NE-HVAC-airAC-SpltPkg-135to239kBtuh-12p0eer | Hsp | Ex | CZ13 | cDXGF | SWHC013-02 | DEER2020 | D20v1 | 2020-11-09 | Cap-Tons | 1 |  | None | 887 | 0.234 | 11.4 | 90.3 | 0.0523 | 0 | [6 empty] | DEER:HVAC_Split-Package_AC | Annual
Any | NE-HVAC-airAC-SpltPkg-135to239kBtuh-12p0eer | Hsp | Ex | CZ14 | cDXGF | SWHC013-02 | DEER2020 | D20v1 | 2020-11-09 | Cap-Tons | 1 |  | None | 831 | 0.206 | 14.3 | 85.8 | 0.0488 | 0 | [6 empty] | DEER:HVAC_Split-Package_AC | Annual
Any | NE-HVAC-airAC-SpltPkg-135to239kBtuh-12p0eer | Hsp | Ex | CZ15 | cDXGF | SWHC013-02 | DEER2020 | D20v1 | 2020-11-09 | Cap-Tons | 1 |  | None | 1000 | 0.228 | 2.11 | 161 | 0.0599 | 0 | [6 empty] | DEER:HVAC_Split-Package_AC | Annual
Any | NE-HVAC-airAC-SpltPkg-135to239kBtuh-12p0eer | Hsp | Ex | CZ16 | cDXGF | SWHC013-02 | DEER2020 | D20v1 | 2020-11-09 | Cap-Tons | 1 |  | None | 668 | 0.155 | 29.1 | 33.4 | 0.0309 | 0 | [6 empty] | DEER:HVAC_Split-Package_AC | Annual
Any | NE-HVAC-airAC-SpltPkg-135to239kBtuh-12p0eer | Hsp | New | CZ01 | cDXGF | SWHC013-02 | DEER2020 | D20v1 | 2020-11-09 | Cap-Tons | 1 |  | None | 4.44 | 0.00589 | 0 | 4.44 | 0.00589 | 0 | [6 empty] | DEER:HVAC_Split-Package_AC | Annual
Any | NE-HVAC-airAC-SpltPkg-135to239kBtuh-12p0eer | Hsp | New | CZ02 | cDXGF | SWHC013-02 | DEER2020 | D20v1 | 2020-11-09 | Cap-Tons | 1 |  | None | 35.3 | 0.0398 | 0 | 35.3 | 0.0398 | 0 | [6 empty] | DEER:HVAC_Split-Package_AC | Annual
Any | NE-HVAC-airAC-SpltPkg-135to239kBtuh-12p0eer | Hsp | New | CZ03 | cDXGF | SWHC013-02 | DEER2020 | D20v1 | 2020-11-09 | Cap-Tons | 1 |  | None | 13.6 | 0.0243 | 0 | 13.6 | 0.0243 | 0 | [6 empty] | DEER:HVAC_Split-Package_AC | Annual
Any | NE-HVAC-airAC-SpltPkg-135to239kBtuh-12p0eer | Hsp | New | CZ04 | cDXGF | SWHC013-02 | DEER2020 | D20v1 | 2020-11-09 | Cap-Tons | 1 |  | None | 38.5 | 0.0361 | 0 | 38.5 | 0.0361 | 0 | [6 empty] | DEER:HVAC_Split-Package_AC | Annual
Any | NE-HVAC-airAC-SpltPkg-135to239kBtuh-12p0eer | Hsp | New | CZ05 | cDXGF | SWHC013-02 | DEER2020 | D20v1 | 2020-11-09 | Cap-Tons | 1 |  | None | 13.1 | 0.0149 | 0 | 13.1 | 0.0149 | 0 | [6 empty] | DEER:HVAC_Split-Package_AC | Annual
Any | NE-HVAC-airAC-SpltPkg-135to239kBtuh-12p0eer | Hsp | New | CZ06 | cDXGF | SWHC013-02 | DEER2020 | D20v1 | 2020-11-09 | Cap-Tons | 1 |  | None | 44.6 | 0.0332 | 0 | 44.6 | 0.0332 | 0 | [6 empty] | DEER:HVAC_Split-Package_AC | Annual
Any | NE-HVAC-airAC-SpltPkg-135to239kBtuh-12p0eer | Hsp | New | CZ07 | cDXGF | SWHC013-02 | DEER2020 | D20v1 | 2020-11-09 | Cap-Tons | 1 |  | None | 37.9 | 0.0273 | 0 | 37.9 | 0.0273 | 0 | [6 empty] | DEER:HVAC_Split-Package_AC | Annual
Any | NE-HVAC-airAC-SpltPkg-135to239kBtuh-12p0eer | Hsp | New | CZ08 | cDXGF | SWHC013-02 | DEER2020 | D20v1 | 2020-11-09 | Cap-Tons | 1 |  | None | 56.8 | 0.0336 | 0 | 56.8 | 0.0336 | 0 | [6 empty] | DEER:HVAC_Split-Package_AC | Annual
Any | NE-HVAC-airAC-SpltPkg-135to239kBtuh-12p0eer | Hsp | New | CZ09 | cDXGF | SWHC013-02 | DEER2020 | D20v1 | 2020-11-09 | Cap-Tons | 1 |  | None | 65.2 | 0.0477 | 0 | 65.2 | 0.0477 | 0 | [6 empty] | DEER:HVAC_Split-Package_AC | Annual
Any | NE-HVAC-airAC-SpltPkg-135to239kBtuh-12p0eer | Hsp | New | CZ10 | cDXGF | SWHC013-02 | DEER2020 | D20v1 | 2020-11-09 | Cap-Tons | 1 |  | None | 68.8 | 0.0468 | 0 | 68.8 | 0.0468 | 0 | [6 empty] | DEER:HVAC_Split-Package_AC | Annual
Any | NE-HVAC-airAC-SpltPkg-135to239kBtuh-12p0eer | Hsp | New | CZ11 | cDXGF | SWHC013-02 | DEER2020 | D20v1 | 2020-11-09 | Cap-Tons | 1 |  | None | 76.1 | 0.0531 | 0 | 76.1 | 0.0531 | 0 | [6 empty] | DEER:HVAC_Split-Package_AC | Annual
Any | NE-HVAC-airAC-SpltPkg-135to239kBtuh-12p0eer | Hsp | New | CZ12 | cDXGF | SWHC013-02 | DEER2020 | D20v1 | 2020-11-09 | Cap-Tons | 1 |  | None | 55.9 | 0.0473 | 0 | 55.9 | 0.0473 | 0 | [6 empty] | DEER:HVAC_Split-Package_AC | Annual
Any | NE-HVAC-airAC-SpltPkg-135to239kBtuh-12p0eer | Hsp | New | CZ13 | cDXGF | SWHC013-02 | DEER2020 | D20v1 | 2020-11-09 | Cap-Tons | 1 |  | None | 80.6 | 0.0476 | 0 | 80.6 | 0.0476 | 0 | [6 empty] | DEER:HVAC_Split-Package_AC | Annual
Any | NE-HVAC-airAC-SpltPkg-135to239kBtuh-12p0eer | Hsp | New | CZ14 | cDXGF | SWHC013-02 | DEER2020 | D20v1 | 2020-11-09 | Cap-Tons | 1 |  | None | 76.4 | 0.0439 | 0 | 76.4 | 0.0439 | 0 | [6 empty] | DEER:HVAC_Split-Package_AC | Annual
Any | NE-HVAC-airAC-SpltPkg-135to239kBtuh-12p0eer | Hsp | New | CZ15 | cDXGF | SWHC013-02 | DEER2020 | D20v1 | 2020-11-09 | Cap-Tons | 1 |  | None | 148 | 0.0564 | 0 | 148 | 0.0564 | 0 | [6 empty] | DEER:HVAC_Split-Package_AC | Annual
Any | NE-HVAC-airAC-SpltPkg-135to239kBtuh-12p0eer | Hsp | New | CZ16 | cDXGF | SWHC013-02 | DEER2020 | D20v1 | 2020-11-09 | Cap-Tons | 1 |  | None | 28.8 | 0.0273 | 0 | 28.8 | 0.0273 | 0 | [6 empty] | DEER:HVAC_Split-Package_AC | Annual
Any | NE-HVAC-airAC-SpltPkg-135to239kBtuh-12p0eer | Htl | Ex | CZ07 | cDXGF | SWHC013-02 | DEER2020 | D20v1 | 2020-11-09 | Cap-Tons | 1 |  | None | 508 | 0.14 | 3.57 | 49.7 | 0.0367 | 0 | [6 empty] | DEER:HVAC_Split-Package_AC | Annual
Any | NE-HVAC-airAC-SpltPkg-135to239kBtuh-12p0eer | Htl | Ex | CZ08 | cDXGF | SWHC013-02 | DEER2020 | D20v1 | 2020-11-09 | Cap-Tons | 1 |  | None | 626 | 0.184 | 7.84 | 91.8 | 0.0535 | 0 | [6 empty] | DEER:HVAC_Split-Package_AC | Annual
Any | NE-HVAC-airAC-SpltPkg-135to239kBtuh-12p0eer | Htl | Ex | CZ09 | cDXGF | SWHC013-02 | DEER2020 | D20v1 | 2020-11-09 | Cap-Tons | 1 |  | None | 625 | 0.202 | 7.04 | 83.5 | 0.068 | 0 | [6 empty] | DEER:HVAC_Split-Package_AC | Annual
Any | NE-HVAC-airAC-SpltPkg-135to239kBtuh-12p0eer | Htl | Ex | CZ10 | cDXGF | SWHC013-02 | DEER2020 | D20v1 | 2020-11-09 | Cap-Tons | 1 |  | None | 678 | 0.22 | 9.98 | 98.8 | 0.0724 | 0 | [6 empty] | DEER:HVAC_Split-Package_AC | Annual
Any | NE-HVAC-airAC-SpltPkg-135to239kBtuh-12p0eer | Htl | Ex | CZ11 | cDXGF | SWHC013-02 | DEER2020 | D20v1 | 2020-11-09 | Cap-Tons | 1 |  | None | 710 | 0.222 | 14.6 | 105 | 0.0819 | 0 | [6 empty] | DEER:HVAC_Split-Package_AC | Annual
Any | NE-HVAC-airAC-SpltPkg-135to239kBtuh-12p0eer | Htl | Ex | CZ12 | cDXGF | SWHC013-02 | DEER2020 | D20v1 | 2020-11-09 | Cap-Tons | 1 |  | None | 646 | 0.22 | 16.9 | 84.2 | 0.0793 | 0 | [6 empty] | DEER:HVAC_Split-Package_AC | Annual
Any | NE-HVAC-airAC-SpltPkg-135to239kBtuh-12p0eer | Htl | Ex | CZ13 | cDXGF | SWHC013-02 | DEER2020 | D20v1 | 2020-11-09 | Cap-Tons | 1 |  | None | 716 | 0.231 | 13.1 | 108 | 0.0711 | 0 | [6 empty] | DEER:HVAC_Split-Package_AC | Annual
Any | NE-HVAC-airAC-SpltPkg-135to239kBtuh-12p0eer | Htl | Ex | CZ14 | cDXGF | SWHC013-02 | DEER2020 | D20v1 | 2020-11-09 | Cap-Tons | 1 |  | None | 697 | 0.212 | 14.9 | 104 | 0.0646 | 0 | [6 empty] | DEER:HVAC_Split-Package_AC | Annual
Any | NE-HVAC-airAC-SpltPkg-135to239kBtuh-12p0eer | Htl | Ex | CZ15 | cDXGF | SWHC013-02 | DEER2020 | D20v1 | 2020-11-09 | Cap-Tons | 1 |  | None | 935 | 0.244 | 1.69 | 168 | 0.0689 | 0 | [6 empty] | DEER:HVAC_Split-Package_AC | Annual
Any | NE-HVAC-airAC-SpltPkg-135to239kBtuh-12p0eer | Htl | Ex | CZ16 | cDXGF | SWHC013-02 | DEER2020 | D20v1 | 2020-11-09 | Cap-Tons | 1 |  | None | 551 | 0.158 | 24.3 | 41.7 | 0.044 | 0 | [6 empty] | DEER:HVAC_Split-Package_AC | Annual
Any | NE-HVAC-airAC-SpltPkg-135to239kBtuh-12p0eer | Htl | New | CZ01 | cDXGF | SWHC013-02 | DEER2020 | D20v1 | 2020-11-09 | Cap-Tons | 1 |  | None | 5.52 | 0.00846 | 0 | 5.52 | 0.00846 | 0 | [6 empty] | DEER:HVAC_Split-Package_AC | Annual
Any | NE-HVAC-airAC-SpltPkg-135to239kBtuh-12p0eer | Htl | New | CZ02 | cDXGF | SWHC013-02 | DEER2020 | D20v1 | 2020-11-09 | Cap-Tons | 1 |  | None | 62.6 | 0.076 | 0 | 62.6 | 0.076 | 0 | [6 empty] | DEER:HVAC_Split-Package_AC | Annual
Any | NE-HVAC-airAC-SpltPkg-135to239kBtuh-12p0eer | Htl | New | CZ03 | cDXGF | SWHC013-02 | DEER2020 | D20v1 | 2020-11-09 | Cap-Tons | 1 |  | None | 19.7 | 0.0348 | 0 | 19.7 | 0.0348 | 0 | [6 empty] | DEER:HVAC_Split-Package_AC | Annual
Any | NE-HVAC-airAC-SpltPkg-135to239kBtuh-12p0eer | Htl | New | CZ04 | cDXGF | SWHC013-02 | DEER2020 | D20v1 | 2020-11-09 | Cap-Tons | 1 |  | None | 68.5 | 0.0662 | 0 | 68.5 | 0.0662 | 0 | [6 empty] | DEER:HVAC_Split-Package_AC | Annual
Any | NE-HVAC-airAC-SpltPkg-135to239kBtuh-12p0eer | Htl | New | CZ05 | cDXGF | SWHC013-02 | DEER2020 | D20v1 | 2020-11-09 | Cap-Tons | 1 |  | None | 19.5 | 0.0201 | 0 | 19.5 | 0.0201 | 0 | [6 empty] | DEER:HVAC_Split-Package_AC | Annual
Any | NE-HVAC-airAC-SpltPkg-135to239kBtuh-12p0eer | Htl | New | CZ06 | cDXGF | SWHC013-02 | DEER2020 | D20v1 | 2020-11-09 | Cap-Tons | 1 |  | None | 56 | 0.0493 | 0 | 56 | 0.0493 | 0 | [6 empty] | DEER:HVAC_Split-Package_AC | Annual
Any | NE-HVAC-airAC-SpltPkg-135to239kBtuh-12p0eer | Htl | New | CZ07 | cDXGF | SWHC013-02 | DEER2020 | D20v1 | 2020-11-09 | Cap-Tons | 1 |  | None | 45.4 | 0.0365 | 0 | 45.4 | 0.0365 | 0 | [6 empty] | DEER:HVAC_Split-Package_AC | Annual
Any | NE-HVAC-airAC-SpltPkg-135to239kBtuh-12p0eer | Htl | New | CZ08 | cDXGF | SWHC013-02 | DEER2020 | D20v1 | 2020-11-09 | Cap-Tons | 1 |  | None | 87.1 | 0.054 | 0 | 87.1 | 0.054 | 0 | [6 empty] | DEER:HVAC_Split-Package_AC | Annual
Any | NE-HVAC-airAC-SpltPkg-135to239kBtuh-12p0eer | Htl | New | CZ09 | cDXGF | SWHC013-02 | DEER2020 | D20v1 | 2020-11-09 | Cap-Tons | 1 |  | None | 79.2 | 0.068 | 0 | 79.2 | 0.068 | 0 | [6 empty] | DEER:HVAC_Split-Package_AC | Annual
Any | NE-HVAC-airAC-SpltPkg-135to239kBtuh-12p0eer | Htl | New | CZ10 | cDXGF | SWHC013-02 | DEER2020 | D20v1 | 2020-11-09 | Cap-Tons | 1 |  | None | 94.4 | 0.0722 | 0 | 94.4 | 0.0722 | 0 | [6 empty] | DEER:HVAC_Split-Package_AC | Annual
Any | NE-HVAC-airAC-SpltPkg-135to239kBtuh-12p0eer | Htl | New | CZ11 | cDXGF | SWHC013-02 | DEER2020 | D20v1 | 2020-11-09 | Cap-Tons | 1 |  | None | 102 | 0.0807 | 0 | 102 | 0.0807 | 0 | [6 empty] | DEER:HVAC_Split-Package_AC | Annual
Any | NE-HVAC-airAC-SpltPkg-135to239kBtuh-12p0eer | Htl | New | CZ12 | cDXGF | SWHC013-02 | DEER2020 | D20v1 | 2020-11-09 | Cap-Tons | 1 |  | None | 81.2 | 0.079 | 0 | 81.2 | 0.079 | 0 | [6 empty] | DEER:HVAC_Split-Package_AC | Annual
Any | NE-HVAC-airAC-SpltPkg-135to239kBtuh-12p0eer | Htl | New | CZ13 | cDXGF | SWHC013-02 | DEER2020 | D20v1 | 2020-11-09 | Cap-Tons | 1 |  | None | 104 | 0.07 | 0 | 104 | 0.07 | 0 | [6 empty] | DEER:HVAC_Split-Package_AC | Annual
Any | NE-HVAC-airAC-SpltPkg-135to239kBtuh-12p0eer | Htl | New | CZ14 | cDXGF | SWHC013-02 | DEER2020 | D20v1 | 2020-11-09 | Cap-Tons | 1 |  | None | 101 | 0.0632 | 0 | 101 | 0.0632 | 0 | [6 empty] | DEER:HVAC_Split-Package_AC | Annual
Any | NE-HVAC-airAC-SpltPkg-135to239kBtuh-12p0eer | Htl | New | CZ15 | cDXGF | SWHC013-02 | DEER2020 | D20v1 | 2020-11-09 | Cap-Tons | 1 |  | None | 164 | 0.068 | 0 | 164 | 0.068 | 0 | [6 empty] | DEER:HVAC_Split-Package_AC | Annual
Any | NE-HVAC-airAC-SpltPkg-135to239kBtuh-12p0eer | Htl | New | CZ16 | cDXGF | SWHC013-02 | DEER2020 | D20v1 | 2020-11-09 | Cap-Tons | 1 |  | None | 40 | 0.0428 | 0 | 40 | 0.0428 | 0 | [6 empty] | DEER:HVAC_Split-Package_AC | Annual
Any | NE-HVAC-airAC-SpltPkg-135to239kBtuh-12p0eer | MBT | New | CZ01 | cDXGF | SWHC013-02 | DEER2020 | D20v1 | 2020-11-09 | Cap-Tons | 1 |  | None | 14.1 | 0.00933 | 0 | 14.1 | 0.00933 | 0 | [6 empty] | DEER:HVAC_Split-Package_AC | Annual
Any | NE-HVAC-airAC-SpltPkg-135to239kBtuh-12p0eer | MBT | New | CZ02 | cDXGF | SWHC013-02 | DEER2020 | D20v1 | 2020-11-09 | Cap-Tons | 1 |  | None | 53.4 | 0.049 | 0 | 53.4 | 0.049 | 0 | [6 empty] | DEER:HVAC_Split-Package_AC | Annual
Any | NE-HVAC-airAC-SpltPkg-135to239kBtuh-12p0eer | MBT | New | CZ03 | cDXGF | SWHC013-02 | DEER2020 | D20v1 | 2020-11-09 | Cap-Tons | 1 |  | None | 31.5 | 0.0258 | 0 | 31.5 | 0.0258 | 0 | [6 empty] | DEER:HVAC_Split-Package_AC | Annual
Any | NE-HVAC-airAC-SpltPkg-135to239kBtuh-12p0eer | MBT | New | CZ04 | cDXGF | SWHC013-02 | DEER2020 | D20v1 | 2020-11-09 | Cap-Tons | 1 |  | None | 59.9 | 0.0433 | 0 | 59.9 | 0.0433 | 0 | [6 empty] | DEER:HVAC_Split-Package_AC | Annual
Any | NE-HVAC-airAC-SpltPkg-135to239kBtuh-12p0eer | MBT | New | CZ05 | cDXGF | SWHC013-02 | DEER2020 | D20v1 | 2020-11-09 | Cap-Tons | 1 |  | None | 34.3 | 0.0182 | 0 | 34.3 | 0.0182 | 0 | [6 empty] | DEER:HVAC_Split-Package_AC | Annual
Any | NE-HVAC-airAC-SpltPkg-135to239kBtuh-12p0eer | MBT | New | CZ06 | cDXGF | SWHC013-02 | DEER2020 | D20v1 | 2020-11-09 | Cap-Tons | 1 |  | None | 60.7 | 0.0349 | 0 | 60.7 | 0.0349 | 0 | [6 empty] | DEER:HVAC_Split-Package_AC | Annual
Any | NE-HVAC-airAC-SpltPkg-135to239kBtuh-12p0eer | MBT | New | CZ07 | cDXGF | SWHC013-02 | DEER2020 | D20v1 | 2020-11-09 | Cap-Tons | 1 |  | None | 53.2 | 0.0273 | 0 | 53.2 | 0.0273 | 0 | [6 empty] | DEER:HVAC_Split-Package_AC | Annual
Any | NE-HVAC-airAC-SpltPkg-135to239kBtuh-12p0eer | MBT | New | CZ08 | cDXGF | SWHC013-02 | DEER2020 | D20v1 | 2020-11-09 | Cap-Tons | 1 |  | None | 71.7 | 0.0357 | 0 | 71.7 | 0.0357 | 0 | [6 empty] | DEER:HVAC_Split-Package_AC | Annual
Any | NE-HVAC-airAC-SpltPkg-135to239kBtuh-12p0eer | MBT | New | CZ09 | cDXGF | SWHC013-02 | DEER2020 | D20v1 | 2020-11-09 | Cap-Tons | 1 |  | None | 61.9 | 0.0445 | 0 | 61.9 | 0.0445 | 0 | [6 empty] | DEER:HVAC_Split-Package_AC | Annual
Any | NE-HVAC-airAC-SpltPkg-135to239kBtuh-12p0eer | MBT | New | CZ10 | cDXGF | SWHC013-02 | DEER2020 | D20v1 | 2020-11-09 | Cap-Tons | 1 |  | None | 71.6 | 0.0467 | 0 | 71.6 | 0.0467 | 0 | [6 empty] | DEER:HVAC_Split-Package_AC | Annual
Any | NE-HVAC-airAC-SpltPkg-135to239kBtuh-12p0eer | MBT | New | CZ11 | cDXGF | SWHC013-02 | DEER2020 | D20v1 | 2020-11-09 | Cap-Tons | 1 |  | None | 64.2 | 0.0514 | 0 | 64.2 | 0.0514 | 0 | [6 empty] | DEER:HVAC_Split-Package_AC | Annual
Any | NE-HVAC-airAC-SpltPkg-135to239kBtuh-12p0eer | MBT | New | CZ12 | cDXGF | SWHC013-02 | DEER2020 | D20v1 | 2020-11-09 | Cap-Tons | 1 |  | None | 57.8 | 0.0493 | 0 | 57.8 | 0.0493 | 0 | [6 empty] | DEER:HVAC_Split-Package_AC | Annual
Any | NE-HVAC-airAC-SpltPkg-135to239kBtuh-12p0eer | MBT | New | CZ13 | cDXGF | SWHC013-02 | DEER2020 | D20v1 | 2020-11-09 | Cap-Tons | 1 |  | None | 67 | 0.0453 | 0 | 67 | 0.0453 | 0 | [6 empty] | DEER:HVAC_Split-Package_AC | Annual
Any | NE-HVAC-airAC-SpltPkg-135to239kBtuh-12p0eer | MBT | New | CZ14 | cDXGF | SWHC013-02 | DEER2020 | D20v1 | 2020-11-09 | Cap-Tons | 1 |  | None | 67.1 | 0.0425 | 0 | 67.1 | 0.0425 | 0 | [6 empty] | DEER:HVAC_Split-Package_AC | Annual
Any | NE-HVAC-airAC-SpltPkg-135to239kBtuh-12p0eer | MBT | New | CZ15 | cDXGF | SWHC013-02 | DEER2020 | D20v1 | 2020-11-09 | Cap-Tons | 1 |  | None | 97.6 | 0.0446 | 0 | 97.6 | 0.0446 | 0 | [6 empty] | DEER:HVAC_Split-Package_AC | Annual
Any | NE-HVAC-airAC-SpltPkg-135to239kBtuh-12p0eer | MBT | New | CZ16 | cDXGF | SWHC013-02 | DEER2020 | D20v1 | 2020-11-09 | Cap-Tons | 1 |  | None | 35.9 | 0.0302 | 0 | 35.9 | 0.0302 | 0 | [6 empty] | DEER:HVAC_Split-Package_AC | Annual
Any | NE-HVAC-airAC-SpltPkg-135to239kBtuh-12p0eer | MLI | Ex | CZ01 | cDXGF | SWHC013-02 | DEER2020 | D20v1 | 2020-11-09 | Cap-Tons | 1 |  | None | 283 | 0.0544 | 9.07 | 4.83 | 0.0044 | 0 | [6 empty] | DEER:HVAC_Split-Package_AC | Annual
Any | NE-HVAC-airAC-SpltPkg-135to239kBtuh-12p0eer | MLI | Ex | CZ02 | cDXGF | SWHC013-02 | DEER2020 | D20v1 | 2020-11-09 | Cap-Tons | 1 |  | None | 330 | 0.134 | 5.82 | 30.9 | 0.0371 | 0 | [6 empty] | DEER:HVAC_Split-Package_AC | Annual
Any | NE-HVAC-airAC-SpltPkg-135to239kBtuh-12p0eer | MLI | Ex | CZ03 | cDXGF | SWHC013-02 | DEER2020 | D20v1 | 2020-11-09 | Cap-Tons | 1 |  | None | 290 | 0.0945 | 3.53 | 12 | 0.018 | 0 | [6 empty] | DEER:HVAC_Split-Package_AC | Annual
Any | NE-HVAC-airAC-SpltPkg-135to239kBtuh-12p0eer | MLI | Ex | CZ04 | cDXGF | SWHC013-02 | DEER2020 | D20v1 | 2020-11-09 | Cap-Tons | 1 |  | None | 324 | 0.125 | 3.68 | 32.1 | 0.0313 | 0 | [6 empty] | DEER:HVAC_Split-Package_AC | Annual
Any | NE-HVAC-airAC-SpltPkg-135to239kBtuh-12p0eer | MLI | Ex | CZ05 | cDXGF | SWHC013-02 | DEER2020 | D20v1 | 2020-11-09 | Cap-Tons | 1 |  | None | 282 | 0.0691 | 3.85 | 12.6 | 0.00994 | 0 | [6 empty] | DEER:HVAC_Split-Package_AC | Annual
Any | NE-HVAC-airAC-SpltPkg-135to239kBtuh-12p0eer | MLI | Ex | CZ06 | cDXGF | SWHC013-02 | DEER2020 | D20v1 | 2020-11-09 | Cap-Tons | 1 |  | None | 319 | 0.102 | 0.935 | 32.2 | 0.0247 | 0 | [6 empty] | DEER:HVAC_Split-Package_AC | Annual
Any | NE-HVAC-airAC-SpltPkg-135to239kBtuh-12p0eer | MLI | Ex | CZ07 | cDXGF | SWHC013-02 | DEER2020 | D20v1 | 2020-11-09 | Cap-Tons | 1 |  | None | 295 | 0.0902 | 0.57 | 25.4 | 0.0191 | 0 | [6 empty] | DEER:HVAC_Split-Package_AC | Annual
Any | NE-HVAC-airAC-SpltPkg-135to239kBtuh-12p0eer | MLI | Ex | CZ08 | cDXGF | SWHC013-02 | DEER2020 | D20v1 | 2020-11-09 | Cap-Tons | 1 |  | None | 340 | 0.111 | 1.16 | 43.9 | 0.0271 | 0 | [6 empty] | DEER:HVAC_Split-Package_AC | Annual
Any | NE-HVAC-airAC-SpltPkg-135to239kBtuh-12p0eer | MLI | Ex | CZ09 | cDXGF | SWHC013-02 | DEER2020 | D20v1 | 2020-11-09 | Cap-Tons | 1 |  | None | 356 | 0.133 | 0.901 | 40.8 | 0.0341 | 0 | [6 empty] | DEER:HVAC_Split-Package_AC | Annual
Any | NE-HVAC-airAC-SpltPkg-135to239kBtuh-12p0eer | MLI | Ex | CZ10 | cDXGF | SWHC013-02 | DEER2020 | D20v1 | 2020-11-09 | Cap-Tons | 1 |  | None | 370 | 0.139 | 1.33 | 48.5 | 0.0378 | 0 | [6 empty] | DEER:HVAC_Split-Package_AC | Annual
Any | NE-HVAC-airAC-SpltPkg-135to239kBtuh-12p0eer | MLI | Ex | CZ11 | cDXGF | SWHC013-02 | DEER2020 | D20v1 | 2020-11-09 | Cap-Tons | 1 |  | None | 374 | 0.139 | 2.65 | 49.2 | 0.0416 | 0 | [6 empty] | DEER:HVAC_Split-Package_AC | Annual
Any | NE-HVAC-airAC-SpltPkg-135to239kBtuh-12p0eer | MLI | Ex | CZ12 | cDXGF | SWHC013-02 | DEER2020 | D20v1 | 2020-11-09 | Cap-Tons | 1 |  | None | 353 | 0.139 | 3.29 | 39.1 | 0.0383 | 0 | [6 empty] | DEER:HVAC_Split-Package_AC | Annual
Any | NE-HVAC-airAC-SpltPkg-135to239kBtuh-12p0eer | MLI | Ex | CZ13 | cDXGF | SWHC013-02 | DEER2020 | D20v1 | 2020-11-09 | Cap-Tons | 1 |  | None | 377 | 0.138 | 2.38 | 53.1 | 0.0356 | 0 | [6 empty] | DEER:HVAC_Split-Package_AC | Annual
Any | NE-HVAC-airAC-SpltPkg-135to239kBtuh-12p0eer | MLI | Ex | CZ14 | cDXGF | SWHC013-02 | DEER2020 | D20v1 | 2020-11-09 | Cap-Tons | 1 |  | None | 383 | 0.131 | 3.07 | 52.4 | 0.0341 | 0 | [6 empty] | DEER:HVAC_Split-Package_AC | Annual
Any | NE-HVAC-airAC-SpltPkg-135to239kBtuh-12p0eer | MLI | Ex | CZ15 | cDXGF | SWHC013-02 | DEER2020 | D20v1 | 2020-11-09 | Cap-Tons | 1 |  | None | 471 | 0.142 | -0.00284 | 89.4 | 0.0371 | 0 | [6 empty] | DEER:HVAC_Split-Package_AC | Annual
Any | NE-HVAC-airAC-SpltPkg-135to239kBtuh-12p0eer | MLI | Ex | CZ16 | cDXGF | SWHC013-02 | DEER2020 | D20v1 | 2020-11-09 | Cap-Tons | 1 |  | None | 307 | 0.0971 | 10.2 | 22.8 | 0.0221 | 0 | [6 empty] | DEER:HVAC_Split-Package_AC | Annual
Any | NE-HVAC-airAC-SpltPkg-135to239kBtuh-12p0eer | MLI | New | CZ01 | cDXGF | SWHC013-02 | DEER2020 | D20v1 | 2020-11-09 | Cap-Tons | 1 |  | None | 4.53 | 0.00363 | 0 | 4.53 | 0.00363 | 0 | [6 empty] | DEER:HVAC_Split-Package_AC | Annual
Any | NE-HVAC-airAC-SpltPkg-135to239kBtuh-12p0eer | MLI | New | CZ02 | cDXGF | SWHC013-02 | DEER2020 | D20v1 | 2020-11-09 | Cap-Tons | 1 |  | None | 28.6 | 0.037 | 0 | 28.6 | 0.037 | 0 | [6 empty] | DEER:HVAC_Split-Package_AC | Annual
Any | NE-HVAC-airAC-SpltPkg-135to239kBtuh-12p0eer | MLI | New | CZ03 | cDXGF | SWHC013-02 | DEER2020 | D20v1 | 2020-11-09 | Cap-Tons | 1 |  | None | 9.88 | 0.0161 | 0 | 9.88 | 0.0161 | 0 | [6 empty] | DEER:HVAC_Split-Package_AC | Annual
Any | NE-HVAC-airAC-SpltPkg-135to239kBtuh-12p0eer | MLI | New | CZ04 | cDXGF | SWHC013-02 | DEER2020 | D20v1 | 2020-11-09 | Cap-Tons | 1 |  | None | 29.6 | 0.0312 | 0 | 29.6 | 0.0312 | 0 | [6 empty] | DEER:HVAC_Split-Package_AC | Annual
Any | NE-HVAC-airAC-SpltPkg-135to239kBtuh-12p0eer | MLI | New | CZ05 | cDXGF | SWHC013-02 | DEER2020 | D20v1 | 2020-11-09 | Cap-Tons | 1 |  | None | 10.3 | 0.00883 | 0 | 10.3 | 0.00883 | 0 | [6 empty] | DEER:HVAC_Split-Package_AC | Annual
Any | NE-HVAC-airAC-SpltPkg-135to239kBtuh-12p0eer | MLI | New | CZ06 | cDXGF | SWHC013-02 | DEER2020 | D20v1 | 2020-11-09 | Cap-Tons | 1 |  | None | 29 | 0.0243 | 0 | 29 | 0.0243 | 0 | [6 empty] | DEER:HVAC_Split-Package_AC | Annual
Any | NE-HVAC-airAC-SpltPkg-135to239kBtuh-12p0eer | MLI | New | CZ07 | cDXGF | SWHC013-02 | DEER2020 | D20v1 | 2020-11-09 | Cap-Tons | 1 |  | None | 22.5 | 0.0184 | 0 | 22.5 | 0.0184 | 0 | [6 empty] | DEER:HVAC_Split-Package_AC | Annual
Any | NE-HVAC-airAC-SpltPkg-135to239kBtuh-12p0eer | MLI | New | CZ08 | cDXGF | SWHC013-02 | DEER2020 | D20v1 | 2020-11-09 | Cap-Tons | 1 |  | None | 40.8 | 0.0269 | 0 | 40.8 | 0.0269 | 0 | [6 empty] | DEER:HVAC_Split-Package_AC | Annual
Any | NE-HVAC-airAC-SpltPkg-135to239kBtuh-12p0eer | MLI | New | CZ09 | cDXGF | SWHC013-02 | DEER2020 | D20v1 | 2020-11-09 | Cap-Tons | 1 |  | None | 37.9 | 0.0338 | 0 | 37.9 | 0.0338 | 0 | [6 empty] | DEER:HVAC_Split-Package_AC | Annual
Any | NE-HVAC-airAC-SpltPkg-135to239kBtuh-12p0eer | MLI | New | CZ10 | cDXGF | SWHC013-02 | DEER2020 | D20v1 | 2020-11-09 | Cap-Tons | 1 |  | None | 45.7 | 0.0376 | 0 | 45.7 | 0.0376 | 0 | [6 empty] | DEER:HVAC_Split-Package_AC | Annual
Any | NE-HVAC-airAC-SpltPkg-135to239kBtuh-12p0eer | MLI | New | CZ11 | cDXGF | SWHC013-02 | DEER2020 | D20v1 | 2020-11-09 | Cap-Tons | 1 |  | None | 47.4 | 0.0399 | 0 | 47.4 | 0.0399 | 0 | [6 empty] | DEER:HVAC_Split-Package_AC | Annual
Any | NE-HVAC-airAC-SpltPkg-135to239kBtuh-12p0eer | MLI | New | CZ12 | cDXGF | SWHC013-02 | DEER2020 | D20v1 | 2020-11-09 | Cap-Tons | 1 |  | None | 37.2 | 0.0375 | 0 | 37.2 | 0.0375 | 0 | [6 empty] | DEER:HVAC_Split-Package_AC | Annual
Any | NE-HVAC-airAC-SpltPkg-135to239kBtuh-12p0eer | MLI | New | CZ13 | cDXGF | SWHC013-02 | DEER2020 | D20v1 | 2020-11-09 | Cap-Tons | 1 |  | None | 50.7 | 0.0349 | 0 | 50.7 | 0.0349 | 0 | [6 empty] | DEER:HVAC_Split-Package_AC | Annual
Any | NE-HVAC-airAC-SpltPkg-135to239kBtuh-12p0eer | MLI | New | CZ14 | cDXGF | SWHC013-02 | DEER2020 | D20v1 | 2020-11-09 | Cap-Tons | 1 |  | None | 50.3 | 0.0333 | 0 | 50.3 | 0.0333 | 0 | [6 empty] | DEER:HVAC_Split-Package_AC | Annual
Any | NE-HVAC-airAC-SpltPkg-135to239kBtuh-12p0eer | MLI | New | CZ15 | cDXGF | SWHC013-02 | DEER2020 | D20v1 | 2020-11-09 | Cap-Tons | 1 |  | None | 84.5 | 0.0352 | 0 | 84.5 | 0.0352 | 0 | [6 empty] | DEER:HVAC_Split-Package_AC | Annual
Any | NE-HVAC-airAC-SpltPkg-135to239kBtuh-12p0eer | MLI | New | CZ16 | cDXGF | SWHC013-02 | DEER2020 | D20v1 | 2020-11-09 | Cap-Tons | 1 |  | None | 22.4 | 0.0216 | 0 | 22.4 | 0.0216 | 0 | [6 empty] | DEER:HVAC_Split-Package_AC | Annual
Any | NE-HVAC-airAC-SpltPkg-135to239kBtuh-12p0eer | Mtl | Ex | CZ01 | cDXGF | SWHC013-02 | DEER2020 | D20v1 | 2020-11-09 | Cap-Tons | 1 |  | None | 713 | 0.0824 | 32.6 | 7.75 | 0.00973 | 0 | [6 empty] | DEER:HVAC_Split-Package_AC | Annual
Any | NE-HVAC-airAC-SpltPkg-135to239kBtuh-12p0eer | Mtl | Ex | CZ02 | cDXGF | SWHC013-02 | DEER2020 | D20v1 | 2020-11-09 | Cap-Tons | 1 |  | None | 756 | 0.213 | 30.9 | 71.3 | 0.0722 | 0 | [6 empty] | DEER:HVAC_Split-Package_AC | Annual
Any | NE-HVAC-airAC-SpltPkg-135to239kBtuh-12p0eer | Mtl | Ex | CZ03 | cDXGF | SWHC013-02 | DEER2020 | D20v1 | 2020-11-09 | Cap-Tons | 1 |  | None | 708 | 0.163 | 16.3 | 24.7 | 0.034 | 0 | [6 empty] | DEER:HVAC_Split-Package_AC | Annual
Any | NE-HVAC-airAC-SpltPkg-135to239kBtuh-12p0eer | Mtl | Ex | CZ04 | cDXGF | SWHC013-02 | DEER2020 | D20v1 | 2020-11-09 | Cap-Tons | 1 |  | None | 742 | 0.206 | 23.3 | 80.3 | 0.0631 | 0 | [6 empty] | DEER:HVAC_Split-Package_AC | Annual
Any | NE-HVAC-airAC-SpltPkg-135to239kBtuh-12p0eer | Mtl | Ex | CZ05 | cDXGF | SWHC013-02 | DEER2020 | D20v1 | 2020-11-09 | Cap-Tons | 1 |  | None | 673 | 0.11 | 18.8 | 25.5 | 0.0201 | 0 | [6 empty] | DEER:HVAC_Split-Package_AC | Annual
Any | NE-HVAC-airAC-SpltPkg-135to239kBtuh-12p0eer | Mtl | Ex | CZ06 | cDXGF | SWHC013-02 | DEER2020 | D20v1 | 2020-11-09 | Cap-Tons | 1 |  | None | 746 | 0.182 | 7.1 | 69.9 | 0.042 | 0 | [6 empty] | DEER:HVAC_Split-Package_AC | Annual
Any | NE-HVAC-airAC-SpltPkg-135to239kBtuh-12p0eer | Mtl | Ex | CZ07 | cDXGF | SWHC013-02 | DEER2020 | D20v1 | 2020-11-09 | Cap-Tons | 1 |  | None | 685 | 0.155 | 2.69 | 61.8 | 0.0345 | 0 | [6 empty] | DEER:HVAC_Split-Package_AC | Annual
Any | NE-HVAC-airAC-SpltPkg-135to239kBtuh-12p0eer | Mtl | Ex | CZ08 | cDXGF | SWHC013-02 | DEER2020 | D20v1 | 2020-11-09 | Cap-Tons | 1 |  | None | 762 | 0.191 | 8.27 | 114 | 0.0546 | 0 | [6 empty] | DEER:HVAC_Split-Package_AC | Annual
Any | NE-HVAC-airAC-SpltPkg-135to239kBtuh-12p0eer | Mtl | Ex | CZ09 | cDXGF | SWHC013-02 | DEER2020 | D20v1 | 2020-11-09 | Cap-Tons | 1 |  | None | 800 | 0.215 | 8.03 | 103 | 0.0665 | 0 | [6 empty] | DEER:HVAC_Split-Package_AC | Annual
Any | NE-HVAC-airAC-SpltPkg-135to239kBtuh-12p0eer | Mtl | Ex | CZ10 | cDXGF | SWHC013-02 | DEER2020 | D20v1 | 2020-11-09 | Cap-Tons | 1 |  | None | 860 | 0.23 | 12.6 | 111 | 0.0694 | 0 | [6 empty] | DEER:HVAC_Split-Package_AC | Annual
Any | NE-HVAC-airAC-SpltPkg-135to239kBtuh-12p0eer | Mtl | Ex | CZ11 | cDXGF | SWHC013-02 | DEER2020 | D20v1 | 2020-11-09 | Cap-Tons | 1 |  | None | 919 | 0.241 | 19.2 | 116 | 0.0787 | 0 | [6 empty] | DEER:HVAC_Split-Package_AC | Annual
Any | NE-HVAC-airAC-SpltPkg-135to239kBtuh-12p0eer | Mtl | Ex | CZ12 | cDXGF | SWHC013-02 | DEER2020 | D20v1 | 2020-11-09 | Cap-Tons | 1 |  | None | 826 | 0.23 | 21.4 | 92.6 | 0.0769 | 0 | [6 empty] | DEER:HVAC_Split-Package_AC | Annual
Any | NE-HVAC-airAC-SpltPkg-135to239kBtuh-12p0eer | Mtl | Ex | CZ13 | cDXGF | SWHC013-02 | DEER2020 | D20v1 | 2020-11-09 | Cap-Tons | 1 |  | None | 916 | 0.241 | 17.2 | 120 | 0.0697 | 0 | [6 empty] | DEER:HVAC_Split-Package_AC | Annual
Any | NE-HVAC-airAC-SpltPkg-135to239kBtuh-12p0eer | Mtl | Ex | CZ14 | cDXGF | SWHC013-02 | DEER2020 | D20v1 | 2020-11-09 | Cap-Tons | 1 |  | None | 897 | 0.226 | 20.9 | 116 | 0.0645 | 0 | [6 empty] | DEER:HVAC_Split-Package_AC | Annual
Any | NE-HVAC-airAC-SpltPkg-135to239kBtuh-12p0eer | Mtl | Ex | CZ15 | cDXGF | SWHC013-02 | DEER2020 | D20v1 | 2020-11-09 | Cap-Tons | 1 |  | None | 1120 | 0.259 | 2.69 | 181 | 0.0651 | 0 | [6 empty] | DEER:HVAC_Split-Package_AC | Annual
Any | NE-HVAC-airAC-SpltPkg-135to239kBtuh-12p0eer | Mtl | Ex | CZ16 | cDXGF | SWHC013-02 | DEER2020 | D20v1 | 2020-11-09 | Cap-Tons | 1 |  | None | 702 | 0.159 | 34.8 | 41.6 | 0.0389 | 0 | [6 empty] | DEER:HVAC_Split-Package_AC | Annual
Any | NE-HVAC-airAC-SpltPkg-135to239kBtuh-12p0eer | Mtl | New | CZ01 | cDXGF | SWHC013-02 | DEER2020 | D20v1 | 2020-11-09 | Cap-Tons | 1 |  | None | 7.45 | 0.00969 | 0 | 7.45 | 0.00969 | 0 | [6 empty] | DEER:HVAC_Split-Package_AC | Annual
Any | NE-HVAC-airAC-SpltPkg-135to239kBtuh-12p0eer | Mtl | New | CZ02 | cDXGF | SWHC013-02 | DEER2020 | D20v1 | 2020-11-09 | Cap-Tons | 1 |  | None | 73.5 | 0.0732 | 0 | 73.5 | 0.0732 | 0 | [6 empty] | DEER:HVAC_Split-Package_AC | Annual
Any | NE-HVAC-airAC-SpltPkg-135to239kBtuh-12p0eer | Mtl | New | CZ03 | cDXGF | SWHC013-02 | DEER2020 | D20v1 | 2020-11-09 | Cap-Tons | 1 |  | None | 24.7 | 0.0332 | 0 | 24.7 | 0.0332 | 0 | [6 empty] | DEER:HVAC_Split-Package_AC | Annual
Any | NE-HVAC-airAC-SpltPkg-135to239kBtuh-12p0eer | Mtl | New | CZ04 | cDXGF | SWHC013-02 | DEER2020 | D20v1 | 2020-11-09 | Cap-Tons | 1 |  | None | 82.5 | 0.064 | 0 | 82.5 | 0.064 | 0 | [6 empty] | DEER:HVAC_Split-Package_AC | Annual
Any | NE-HVAC-airAC-SpltPkg-135to239kBtuh-12p0eer | Mtl | New | CZ05 | cDXGF | SWHC013-02 | DEER2020 | D20v1 | 2020-11-09 | Cap-Tons | 1 |  | None | 25.3 | 0.02 | 0 | 25.3 | 0.02 | 0 | [6 empty] | DEER:HVAC_Split-Package_AC | Annual
Any | NE-HVAC-airAC-SpltPkg-135to239kBtuh-12p0eer | Mtl | New | CZ06 | cDXGF | SWHC013-02 | DEER2020 | D20v1 | 2020-11-09 | Cap-Tons | 1 |  | None | 67 | 0.0412 | 0 | 67 | 0.0412 | 0 | [6 empty] | DEER:HVAC_Split-Package_AC | Annual
Any | NE-HVAC-airAC-SpltPkg-135to239kBtuh-12p0eer | Mtl | New | CZ07 | cDXGF | SWHC013-02 | DEER2020 | D20v1 | 2020-11-09 | Cap-Tons | 1 |  | None | 59.3 | 0.0339 | 0 | 59.3 | 0.0339 | 0 | [6 empty] | DEER:HVAC_Split-Package_AC | Annual
Any | NE-HVAC-airAC-SpltPkg-135to239kBtuh-12p0eer | Mtl | New | CZ08 | cDXGF | SWHC013-02 | DEER2020 | D20v1 | 2020-11-09 | Cap-Tons | 1 |  | None | 112 | 0.0543 | 0 | 112 | 0.0543 | 0 | [6 empty] | DEER:HVAC_Split-Package_AC | Annual
Any | NE-HVAC-airAC-SpltPkg-135to239kBtuh-12p0eer | Mtl | New | CZ09 | cDXGF | SWHC013-02 | DEER2020 | D20v1 | 2020-11-09 | Cap-Tons | 1 |  | None | 99.1 | 0.0661 | 0 | 99.1 | 0.0661 | 0 | [6 empty] | DEER:HVAC_Split-Package_AC | Annual
Any | NE-HVAC-airAC-SpltPkg-135to239kBtuh-12p0eer | Mtl | New | CZ10 | cDXGF | SWHC013-02 | DEER2020 | D20v1 | 2020-11-09 | Cap-Tons | 1 |  | None | 112 | 0.0698 | 0 | 112 | 0.0698 | 0 | [6 empty] | DEER:HVAC_Split-Package_AC | Annual
Any | NE-HVAC-airAC-SpltPkg-135to239kBtuh-12p0eer | Mtl | New | CZ11 | cDXGF | SWHC013-02 | DEER2020 | D20v1 | 2020-11-09 | Cap-Tons | 1 |  | None | 118 | 0.0787 | 0 | 118 | 0.0787 | 0 | [6 empty] | DEER:HVAC_Split-Package_AC | Annual
Any | NE-HVAC-airAC-SpltPkg-135to239kBtuh-12p0eer | Mtl | New | CZ12 | cDXGF | SWHC013-02 | DEER2020 | D20v1 | 2020-11-09 | Cap-Tons | 1 |  | None | 94 | 0.0773 | 0 | 94 | 0.0773 | 0 | [6 empty] | DEER:HVAC_Split-Package_AC | Annual
Any | NE-HVAC-airAC-SpltPkg-135to239kBtuh-12p0eer | Mtl | New | CZ13 | cDXGF | SWHC013-02 | DEER2020 | D20v1 | 2020-11-09 | Cap-Tons | 1 |  | None | 121 | 0.0699 | 0 | 121 | 0.0699 | 0 | [6 empty] | DEER:HVAC_Split-Package_AC | Annual
Any | NE-HVAC-airAC-SpltPkg-135to239kBtuh-12p0eer | Mtl | New | CZ14 | cDXGF | SWHC013-02 | DEER2020 | D20v1 | 2020-11-09 | Cap-Tons | 1 |  | None | 117 | 0.0641 | 0 | 117 | 0.0641 | 0 | [6 empty] | DEER:HVAC_Split-Package_AC | Annual
Any | NE-HVAC-airAC-SpltPkg-135to239kBtuh-12p0eer | Mtl | New | CZ15 | cDXGF | SWHC013-02 | DEER2020 | D20v1 | 2020-11-09 | Cap-Tons | 1 |  | None | 180 | 0.0642 | 0 | 180 | 0.0642 | 0 | [6 empty] | DEER:HVAC_Split-Package_AC | Annual
Any | NE-HVAC-airAC-SpltPkg-135to239kBtuh-12p0eer | Mtl | New | CZ16 | cDXGF | SWHC013-02 | DEER2020 | D20v1 | 2020-11-09 | Cap-Tons | 1 |  | None | 41.1 | 0.0381 | 0 | 41.1 | 0.0381 | 0 | [6 empty] | DEER:HVAC_Split-Package_AC | Annual
Any | NE-HVAC-airAC-SpltPkg-135to239kBtuh-12p0eer | Nrs | Ex | CZ01 | cDXGF | SWHC013-02 | DEER2020 | D20v1 | 2020-11-09 | Cap-Tons | 1 |  | None | 634 | 0.0816 | 17 | 5.39 | 0.00716 | 0 | [6 empty] | DEER:HVAC_Split-Package_AC | Annual
Any | NE-HVAC-airAC-SpltPkg-135to239kBtuh-12p0eer | Nrs | Ex | CZ02 | cDXGF | SWHC013-02 | DEER2020 | D20v1 | 2020-11-09 | Cap-Tons | 1 |  | None | 678 | 0.191 | 11.4 | 40.2 | 0.0448 | 0 | [6 empty] | DEER:HVAC_Split-Package_AC | Annual
Any | NE-HVAC-airAC-SpltPkg-135to239kBtuh-12p0eer | Nrs | Ex | CZ03 | cDXGF | SWHC013-02 | DEER2020 | D20v1 | 2020-11-09 | Cap-Tons | 1 |  | None | 575 | 0.129 | 7.06 | 17.7 | 0.0269 | 0 | [6 empty] | DEER:HVAC_Split-Package_AC | Annual
Any | NE-HVAC-airAC-SpltPkg-135to239kBtuh-12p0eer | Nrs | Ex | CZ04 | cDXGF | SWHC013-02 | DEER2020 | D20v1 | 2020-11-09 | Cap-Tons | 1 |  | None | 681 | 0.179 | 7.46 | 44.8 | 0.0406 | 0 | [6 empty] | DEER:HVAC_Split-Package_AC | Annual
Any | NE-HVAC-airAC-SpltPkg-135to239kBtuh-12p0eer | Nrs | Ex | CZ05 | cDXGF | SWHC013-02 | DEER2020 | D20v1 | 2020-11-09 | Cap-Tons | 1 |  | None | 553 | 0.096 | 11.1 | 19.1 | 0.0163 | 0 | [6 empty] | DEER:HVAC_Split-Package_AC | Annual
Any | NE-HVAC-airAC-SpltPkg-135to239kBtuh-12p0eer | Nrs | Ex | CZ06 | cDXGF | SWHC013-02 | DEER2020 | D20v1 | 2020-11-09 | Cap-Tons | 1 |  | None | 703 | 0.162 | 3.87 | 49.8 | 0.0359 | 0 | [6 empty] | DEER:HVAC_Split-Package_AC | Annual
Any | NE-HVAC-airAC-SpltPkg-135to239kBtuh-12p0eer | Nrs | Ex | CZ07 | cDXGF | SWHC013-02 | DEER2020 | D20v1 | 2020-11-09 | Cap-Tons | 1 |  | None | 610 | 0.135 | 3.11 | 40.8 | 0.0286 | 0 | [6 empty] | DEER:HVAC_Split-Package_AC | Annual
Any | NE-HVAC-airAC-SpltPkg-135to239kBtuh-12p0eer | Nrs | Ex | CZ08 | cDXGF | SWHC013-02 | DEER2020 | D20v1 | 2020-11-09 | Cap-Tons | 1 |  | None | 735 | 0.17 | 2.94 | 61.7 | 0.036 | 0 | [6 empty] | DEER:HVAC_Split-Package_AC | Annual
Any | NE-HVAC-airAC-SpltPkg-135to239kBtuh-12p0eer | Nrs | Ex | CZ09 | cDXGF | SWHC013-02 | DEER2020 | D20v1 | 2020-11-09 | Cap-Tons | 1 |  | None | 753 | 0.199 | 3.75 | 70.3 | 0.0524 | 0 | [6 empty] | DEER:HVAC_Split-Package_AC | Annual
Any | NE-HVAC-airAC-SpltPkg-135to239kBtuh-12p0eer | Nrs | Ex | CZ10 | cDXGF | SWHC013-02 | DEER2020 | D20v1 | 2020-11-09 | Cap-Tons | 1 |  | None | 735 | 0.197 | 5.14 | 73.2 | 0.0512 | 0 | [6 empty] | DEER:HVAC_Split-Package_AC | Annual
Any | NE-HVAC-airAC-SpltPkg-135to239kBtuh-12p0eer | Nrs | Ex | CZ11 | cDXGF | SWHC013-02 | DEER2020 | D20v1 | 2020-11-09 | Cap-Tons | 1 |  | None | 745 | 0.208 | 10.8 | 82.1 | 0.0608 | 0 | [6 empty] | DEER:HVAC_Split-Package_AC | Annual
Any | NE-HVAC-airAC-SpltPkg-135to239kBtuh-12p0eer | Nrs | Ex | CZ12 | cDXGF | SWHC013-02 | DEER2020 | D20v1 | 2020-11-09 | Cap-Tons | 1 |  | None | 726 | 0.207 | 9.14 | 60.4 | 0.0549 | 0 | [6 empty] | DEER:HVAC_Split-Package_AC | Annual
Any | NE-HVAC-airAC-SpltPkg-135to239kBtuh-12p0eer | Nrs | Ex | CZ13 | cDXGF | SWHC013-02 | DEER2020 | D20v1 | 2020-11-09 | Cap-Tons | 1 |  | None | 809 | 0.218 | 8.59 | 84.5 | 0.0551 | 0 | [6 empty] | DEER:HVAC_Split-Package_AC | Annual
Any | NE-HVAC-airAC-SpltPkg-135to239kBtuh-12p0eer | Nrs | Ex | CZ14 | cDXGF | SWHC013-02 | DEER2020 | D20v1 | 2020-11-09 | Cap-Tons | 1 |  | None | 714 | 0.185 | 11.6 | 83 | 0.05 | 0 | [6 empty] | DEER:HVAC_Split-Package_AC | Annual
Any | NE-HVAC-airAC-SpltPkg-135to239kBtuh-12p0eer | Nrs | Ex | CZ15 | cDXGF | SWHC013-02 | DEER2020 | D20v1 | 2020-11-09 | Cap-Tons | 1 |  | None | 858 | 0.208 | 2.58 | 153 | 0.0602 | 0 | [6 empty] | DEER:HVAC_Split-Package_AC | Annual
Any | NE-HVAC-airAC-SpltPkg-135to239kBtuh-12p0eer | Nrs | Ex | CZ16 | cDXGF | SWHC013-02 | DEER2020 | D20v1 | 2020-11-09 | Cap-Tons | 1 |  | None | 623 | 0.146 | 21.4 | 28.7 | 0.031 | 0 | [6 empty] | DEER:HVAC_Split-Package_AC | Annual
Any | NE-HVAC-airAC-SpltPkg-135to239kBtuh-12p0eer | Nrs | New | CZ01 | cDXGF | SWHC013-02 | DEER2020 | D20v1 | 2020-11-09 | Cap-Tons | 1 |  | None | 4.64 | 0.00576 | 0 | 4.64 | 0.00576 | 0 | [6 empty] | DEER:HVAC_Split-Package_AC | Annual
Any | NE-HVAC-airAC-SpltPkg-135to239kBtuh-12p0eer | Nrs | New | CZ02 | cDXGF | SWHC013-02 | DEER2020 | D20v1 | 2020-11-09 | Cap-Tons | 1 |  | None | 34.6 | 0.0404 | 0 | 34.6 | 0.0404 | 0 | [6 empty] | DEER:HVAC_Split-Package_AC | Annual
Any | NE-HVAC-airAC-SpltPkg-135to239kBtuh-12p0eer | Nrs | New | CZ03 | cDXGF | SWHC013-02 | DEER2020 | D20v1 | 2020-11-09 | Cap-Tons | 1 |  | None | 12.6 | 0.0227 | 0 | 12.6 | 0.0227 | 0 | [6 empty] | DEER:HVAC_Split-Package_AC | Annual
Any | NE-HVAC-airAC-SpltPkg-135to239kBtuh-12p0eer | Nrs | New | CZ04 | cDXGF | SWHC013-02 | DEER2020 | D20v1 | 2020-11-09 | Cap-Tons | 1 |  | None | 36.4 | 0.0358 | 0 | 36.4 | 0.0358 | 0 | [6 empty] | DEER:HVAC_Split-Package_AC | Annual
Any | NE-HVAC-airAC-SpltPkg-135to239kBtuh-12p0eer | Nrs | New | CZ05 | cDXGF | SWHC013-02 | DEER2020 | D20v1 | 2020-11-09 | Cap-Tons | 1 |  | None | 13.2 | 0.0131 | 0 | 13.2 | 0.0131 | 0 | [6 empty] | DEER:HVAC_Split-Package_AC | Annual
Any | NE-HVAC-airAC-SpltPkg-135to239kBtuh-12p0eer | Nrs | New | CZ06 | cDXGF | SWHC013-02 | DEER2020 | D20v1 | 2020-11-09 | Cap-Tons | 1 |  | None | 39.5 | 0.0319 | 0 | 39.5 | 0.0319 | 0 | [6 empty] | DEER:HVAC_Split-Package_AC | Annual
Any | NE-HVAC-airAC-SpltPkg-135to239kBtuh-12p0eer | Nrs | New | CZ07 | cDXGF | SWHC013-02 | DEER2020 | D20v1 | 2020-11-09 | Cap-Tons | 1 |  | None | 30.5 | 0.0247 | 0 | 30.5 | 0.0247 | 0 | [6 empty] | DEER:HVAC_Split-Package_AC | Annual
Any | NE-HVAC-airAC-SpltPkg-135to239kBtuh-12p0eer | Nrs | New | CZ08 | cDXGF | SWHC013-02 | DEER2020 | D20v1 | 2020-11-09 | Cap-Tons | 1 |  | None | 51 | 0.0325 | 0 | 51 | 0.0325 | 0 | [6 empty] | DEER:HVAC_Split-Package_AC | Annual
Any | NE-HVAC-airAC-SpltPkg-135to239kBtuh-12p0eer | Nrs | New | CZ09 | cDXGF | SWHC013-02 | DEER2020 | D20v1 | 2020-11-09 | Cap-Tons | 1 |  | None | 59.7 | 0.0478 | 0 | 59.7 | 0.0478 | 0 | [6 empty] | DEER:HVAC_Split-Package_AC | Annual
Any | NE-HVAC-airAC-SpltPkg-135to239kBtuh-12p0eer | Nrs | New | CZ10 | cDXGF | SWHC013-02 | DEER2020 | D20v1 | 2020-11-09 | Cap-Tons | 1 |  | None | 65 | 0.0472 | 0 | 65 | 0.0472 | 0 | [6 empty] | DEER:HVAC_Split-Package_AC | Annual
Any | NE-HVAC-airAC-SpltPkg-135to239kBtuh-12p0eer | Nrs | New | CZ11 | cDXGF | SWHC013-02 | DEER2020 | D20v1 | 2020-11-09 | Cap-Tons | 1 |  | None | 73.4 | 0.0556 | 0 | 73.4 | 0.0556 | 0 | [6 empty] | DEER:HVAC_Split-Package_AC | Annual
Any | NE-HVAC-airAC-SpltPkg-135to239kBtuh-12p0eer | Nrs | New | CZ12 | cDXGF | SWHC013-02 | DEER2020 | D20v1 | 2020-11-09 | Cap-Tons | 1 |  | None | 53.5 | 0.0502 | 0 | 53.5 | 0.0502 | 0 | [6 empty] | DEER:HVAC_Split-Package_AC | Annual
Any | NE-HVAC-airAC-SpltPkg-135to239kBtuh-12p0eer | Nrs | New | CZ13 | cDXGF | SWHC013-02 | DEER2020 | D20v1 | 2020-11-09 | Cap-Tons | 1 |  | None | 76.4 | 0.0509 | 0 | 76.4 | 0.0509 | 0 | [6 empty] | DEER:HVAC_Split-Package_AC | Annual
Any | NE-HVAC-airAC-SpltPkg-135to239kBtuh-12p0eer | Nrs | New | CZ14 | cDXGF | SWHC013-02 | DEER2020 | D20v1 | 2020-11-09 | Cap-Tons | 1 |  | None | 74.6 | 0.046 | 0 | 74.6 | 0.046 | 0 | [6 empty] | DEER:HVAC_Split-Package_AC | Annual
Any | NE-HVAC-airAC-SpltPkg-135to239kBtuh-12p0eer | Nrs | New | CZ15 | cDXGF | SWHC013-02 | DEER2020 | D20v1 | 2020-11-09 | Cap-Tons | 1 |  | None | 142 | 0.057 | 0 | 142 | 0.057 | 0 | [6 empty] | DEER:HVAC_Split-Package_AC | Annual
Any | NE-HVAC-airAC-SpltPkg-135to239kBtuh-12p0eer | Nrs | New | CZ16 | cDXGF | SWHC013-02 | DEER2020 | D20v1 | 2020-11-09 | Cap-Tons | 1 |  | None | 24.8 | 0.0277 | 0 | 24.8 | 0.0277 | 0 | [6 empty] | DEER:HVAC_Split-Package_AC | Annual
Any | NE-HVAC-airAC-SpltPkg-135to239kBtuh-12p0eer | OfL | Ex | CZ01 | cDXGF | SWHC013-02 | DEER2020 | D20v1 | 2020-11-09 | Cap-Tons | 1 |  | None | 247 | 0.0328 | 3.19 | 9.72 | 0.00811 | 0 | [6 empty] | DEER:HVAC_Split-Package_AC | Annual
Any | NE-HVAC-airAC-SpltPkg-135to239kBtuh-12p0eer | OfL | Ex | CZ02 | cDXGF | SWHC013-02 | DEER2020 | D20v1 | 2020-11-09 | Cap-Tons | 1 |  | None | 304 | 0.0936 | 2.2 | 55.5 | 0.032 | 0 | [6 empty] | DEER:HVAC_Split-Package_AC | Annual
Any | NE-HVAC-airAC-SpltPkg-135to239kBtuh-12p0eer | OfL | Ex | CZ03 | cDXGF | SWHC013-02 | DEER2020 | D20v1 | 2020-11-09 | Cap-Tons | 1 |  | None | 241 | 0.0707 | 1.02 | 25.9 | 0.018 | 0 | [6 empty] | DEER:HVAC_Split-Package_AC | Annual
Any | NE-HVAC-airAC-SpltPkg-135to239kBtuh-12p0eer | OfL | Ex | CZ04 | cDXGF | SWHC013-02 | DEER2020 | D20v1 | 2020-11-09 | Cap-Tons | 1 |  | None | 303 | 0.0868 | 1.27 | 58.4 | 0.0279 | 0 | [6 empty] | DEER:HVAC_Split-Package_AC | Annual
Any | NE-HVAC-airAC-SpltPkg-135to239kBtuh-12p0eer | OfL | Ex | CZ05 | cDXGF | SWHC013-02 | DEER2020 | D20v1 | 2020-11-09 | Cap-Tons | 1 |  | None | 245 | 0.0583 | 1.01 | 29.6 | 0.0143 | 0 | [6 empty] | DEER:HVAC_Split-Package_AC | Annual
Any | NE-HVAC-airAC-SpltPkg-135to239kBtuh-12p0eer | OfL | Ex | CZ06 | cDXGF | SWHC013-02 | DEER2020 | D20v1 | 2020-11-09 | Cap-Tons | 1 |  | None | 313 | 0.0737 | 0.234 | 55.1 | 0.0198 | 0 | [6 empty] | DEER:HVAC_Split-Package_AC | Annual
Any | NE-HVAC-airAC-SpltPkg-135to239kBtuh-12p0eer | OfL | Ex | CZ07 | cDXGF | SWHC013-02 | DEER2020 | D20v1 | 2020-11-09 | Cap-Tons | 1 |  | None | 274 | 0.069 | 0.114 | 47.1 | 0.0172 | 0 | [6 empty] | DEER:HVAC_Split-Package_AC | Annual
Any | NE-HVAC-airAC-SpltPkg-135to239kBtuh-12p0eer | OfL | Ex | CZ08 | cDXGF | SWHC013-02 | DEER2020 | D20v1 | 2020-11-09 | Cap-Tons | 1 |  | None | 331 | 0.0774 | 0.288 | 74.3 | 0.023 | 0 | [6 empty] | DEER:HVAC_Split-Package_AC | Annual
Any | NE-HVAC-airAC-SpltPkg-135to239kBtuh-12p0eer | OfL | Ex | CZ09 | cDXGF | SWHC013-02 | DEER2020 | D20v1 | 2020-11-09 | Cap-Tons | 1 |  | None | 342 | 0.0883 | 0.358 | 66.5 | 0.0286 | 0 | [6 empty] | DEER:HVAC_Split-Package_AC | Annual
Any | NE-HVAC-airAC-SpltPkg-135to239kBtuh-12p0eer | OfL | Ex | CZ10 | cDXGF | SWHC013-02 | DEER2020 | D20v1 | 2020-11-09 | Cap-Tons | 1 |  | None | 364 | 0.0936 | 0.454 | 77.7 | 0.0307 | 0 | [6 empty] | DEER:HVAC_Split-Package_AC | Annual
Any | NE-HVAC-airAC-SpltPkg-135to239kBtuh-12p0eer | OfL | Ex | CZ11 | cDXGF | SWHC013-02 | DEER2020 | D20v1 | 2020-11-09 | Cap-Tons | 1 |  | None | 368 | 0.0983 | 1.54 | 71.4 | 0.0345 | 0 | [6 empty] | DEER:HVAC_Split-Package_AC | Annual
Any | NE-HVAC-airAC-SpltPkg-135to239kBtuh-12p0eer | OfL | Ex | CZ12 | cDXGF | SWHC013-02 | DEER2020 | D20v1 | 2020-11-09 | Cap-Tons | 1 |  | None | 341 | 0.0979 | 1.64 | 62.3 | 0.0323 | 0 | [6 empty] | DEER:HVAC_Split-Package_AC | Annual
Any | NE-HVAC-airAC-SpltPkg-135to239kBtuh-12p0eer | OfL | Ex | CZ13 | cDXGF | SWHC013-02 | DEER2020 | D20v1 | 2020-11-09 | Cap-Tons | 1 |  | None | 367 | 0.0923 | 1.34 | 73.6 | 0.0289 | 0 | [6 empty] | DEER:HVAC_Split-Package_AC | Annual
Any | NE-HVAC-airAC-SpltPkg-135to239kBtuh-12p0eer | OfL | Ex | CZ14 | cDXGF | SWHC013-02 | DEER2020 | D20v1 | 2020-11-09 | Cap-Tons | 1 |  | None | 374 | 0.0916 | 1.51 | 74.5 | 0.0281 | 0 | [6 empty] | DEER:HVAC_Split-Package_AC | Annual
Any | NE-HVAC-airAC-SpltPkg-135to239kBtuh-12p0eer | OfL | Ex | CZ15 | cDXGF | SWHC013-02 | DEER2020 | D20v1 | 2020-11-09 | Cap-Tons | 1 |  | None | 479 | 0.0995 | 0.0752 | 109 | 0.0286 | 0 | [6 empty] | DEER:HVAC_Split-Package_AC | Annual
Any | NE-HVAC-airAC-SpltPkg-135to239kBtuh-12p0eer | OfL | Ex | CZ16 | cDXGF | SWHC013-02 | DEER2020 | D20v1 | 2020-11-09 | Cap-Tons | 1 |  | None | 274 | 0.0705 | 5.57 | 34.9 | 0.0197 | 0 | [6 empty] | DEER:HVAC_Split-Package_AC | Annual
Any | NE-HVAC-airAC-SpltPkg-135to239kBtuh-12p0eer | OfL | New | CZ01 | cDXGF | SWHC013-02 | DEER2020 | D20v1 | 2020-11-09 | Cap-Tons | 1 |  | None | 8.41 | 0.00729 | 0 | 8.41 | 0.00729 | 0 | [6 empty] | DEER:HVAC_Split-Package_AC | Annual
Any | NE-HVAC-airAC-SpltPkg-135to239kBtuh-12p0eer | OfL | New | CZ02 | cDXGF | SWHC013-02 | DEER2020 | D20v1 | 2020-11-09 | Cap-Tons | 1 |  | None | 52.6 | 0.0311 | 0 | 52.6 | 0.0311 | 0 | [6 empty] | DEER:HVAC_Split-Package_AC | Annual
Any | NE-HVAC-airAC-SpltPkg-135to239kBtuh-12p0eer | OfL | New | CZ03 | cDXGF | SWHC013-02 | DEER2020 | D20v1 | 2020-11-09 | Cap-Tons | 1 |  | None | 24.4 | 0.017 | 0 | 24.4 | 0.017 | 0 | [6 empty] | DEER:HVAC_Split-Package_AC | Annual
Any | NE-HVAC-airAC-SpltPkg-135to239kBtuh-12p0eer | OfL | New | CZ04 | cDXGF | SWHC013-02 | DEER2020 | D20v1 | 2020-11-09 | Cap-Tons | 1 |  | None | 56.8 | 0.027 | 0 | 56.8 | 0.027 | 0 | [6 empty] | DEER:HVAC_Split-Package_AC | Annual
Any | NE-HVAC-airAC-SpltPkg-135to239kBtuh-12p0eer | OfL | New | CZ05 | cDXGF | SWHC013-02 | DEER2020 | D20v1 | 2020-11-09 | Cap-Tons | 1 |  | None | 28.3 | 0.014 | 0 | 28.3 | 0.014 | 0 | [6 empty] | DEER:HVAC_Split-Package_AC | Annual
Any | NE-HVAC-airAC-SpltPkg-135to239kBtuh-12p0eer | OfL | New | CZ06 | cDXGF | SWHC013-02 | DEER2020 | D20v1 | 2020-11-09 | Cap-Tons | 1 |  | None | 53.3 | 0.0191 | 0 | 53.3 | 0.0191 | 0 | [6 empty] | DEER:HVAC_Split-Package_AC | Annual
Any | NE-HVAC-airAC-SpltPkg-135to239kBtuh-12p0eer | OfL | New | CZ07 | cDXGF | SWHC013-02 | DEER2020 | D20v1 | 2020-11-09 | Cap-Tons | 1 |  | None | 45.3 | 0.0168 | 0 | 45.3 | 0.0168 | 0 | [6 empty] | DEER:HVAC_Split-Package_AC | Annual
Any | NE-HVAC-airAC-SpltPkg-135to239kBtuh-12p0eer | OfL | New | CZ08 | cDXGF | SWHC013-02 | DEER2020 | D20v1 | 2020-11-09 | Cap-Tons | 1 |  | None | 72.1 | 0.0225 | 0 | 72.1 | 0.0225 | 0 | [6 empty] | DEER:HVAC_Split-Package_AC | Annual
Any | NE-HVAC-airAC-SpltPkg-135to239kBtuh-12p0eer | OfL | New | CZ09 | cDXGF | SWHC013-02 | DEER2020 | D20v1 | 2020-11-09 | Cap-Tons | 1 |  | None | 63.7 | 0.0276 | 0 | 63.7 | 0.0276 | 0 | [6 empty] | DEER:HVAC_Split-Package_AC | Annual
Any | NE-HVAC-airAC-SpltPkg-135to239kBtuh-12p0eer | OfL | New | CZ10 | cDXGF | SWHC013-02 | DEER2020 | D20v1 | 2020-11-09 | Cap-Tons | 1 |  | None | 73.7 | 0.03 | 0 | 73.7 | 0.03 | 0 | [6 empty] | DEER:HVAC_Split-Package_AC | Annual
Any | NE-HVAC-airAC-SpltPkg-135to239kBtuh-12p0eer | OfL | New | CZ11 | cDXGF | SWHC013-02 | DEER2020 | D20v1 | 2020-11-09 | Cap-Tons | 1 |  | None | 67.9 | 0.033 | 0 | 67.9 | 0.033 | 0 | [6 empty] | DEER:HVAC_Split-Package_AC | Annual
Any | NE-HVAC-airAC-SpltPkg-135to239kBtuh-12p0eer | OfL | New | CZ12 | cDXGF | SWHC013-02 | DEER2020 | D20v1 | 2020-11-09 | Cap-Tons | 1 |  | None | 59 | 0.031 | 0 | 59 | 0.031 | 0 | [6 empty] | DEER:HVAC_Split-Package_AC | Annual
Any | NE-HVAC-airAC-SpltPkg-135to239kBtuh-12p0eer | OfL | New | CZ13 | cDXGF | SWHC013-02 | DEER2020 | D20v1 | 2020-11-09 | Cap-Tons | 1 |  | None | 70.3 | 0.0279 | 0 | 70.3 | 0.0279 | 0 | [6 empty] | DEER:HVAC_Split-Package_AC | Annual
Any | NE-HVAC-airAC-SpltPkg-135to239kBtuh-12p0eer | OfL | New | CZ14 | cDXGF | SWHC013-02 | DEER2020 | D20v1 | 2020-11-09 | Cap-Tons | 1 |  | None | 71.1 | 0.0271 | 0 | 71.1 | 0.0271 | 0 | [6 empty] | DEER:HVAC_Split-Package_AC | Annual
Any | NE-HVAC-airAC-SpltPkg-135to239kBtuh-12p0eer | OfL | New | CZ15 | cDXGF | SWHC013-02 | DEER2020 | D20v1 | 2020-11-09 | Cap-Tons | 1 |  | None | 105 | 0.0276 | 0 | 105 | 0.0276 | 0 | [6 empty] | DEER:HVAC_Split-Package_AC | Annual
Any | NE-HVAC-airAC-SpltPkg-135to239kBtuh-12p0eer | OfL | New | CZ16 | cDXGF | SWHC013-02 | DEER2020 | D20v1 | 2020-11-09 | Cap-Tons | 1 |  | None | 32.5 | 0.0183 | 0 | 32.5 | 0.0183 | 0 | [6 empty] | DEER:HVAC_Split-Package_AC | Annual
Any | NE-HVAC-airAC-SpltPkg-135to239kBtuh-12p0eer | OfS | Ex | CZ01 | cDXGF | SWHC013-02 | DEER2020 | D20v1 | 2020-11-09 | Cap-Tons | 1 |  | None | 238 | 0.033 | 4.39 | 8.69 | 0.00715 | 0 | [6 empty] | DEER:HVAC_Split-Package_AC | Annual
Any | NE-HVAC-airAC-SpltPkg-135to239kBtuh-12p0eer | OfS | Ex | CZ02 | cDXGF | SWHC013-02 | DEER2020 | D20v1 | 2020-11-09 | Cap-Tons | 1 |  | None | 297 | 0.0902 | 3.17 | 49 | 0.0315 | 0 | [6 empty] | DEER:HVAC_Split-Package_AC | Annual
Any | NE-HVAC-airAC-SpltPkg-135to239kBtuh-12p0eer | OfS | Ex | CZ03 | cDXGF | SWHC013-02 | DEER2020 | D20v1 | 2020-11-09 | Cap-Tons | 1 |  | None | 236 | 0.0652 | 1.31 | 22.6 | 0.0174 | 0 | [6 empty] | DEER:HVAC_Split-Package_AC | Annual
Any | NE-HVAC-airAC-SpltPkg-135to239kBtuh-12p0eer | OfS | Ex | CZ04 | cDXGF | SWHC013-02 | DEER2020 | D20v1 | 2020-11-09 | Cap-Tons | 1 |  | None | 297 | 0.0832 | 1.54 | 50.9 | 0.027 | 0 | [6 empty] | DEER:HVAC_Split-Package_AC | Annual
Any | NE-HVAC-airAC-SpltPkg-135to239kBtuh-12p0eer | OfS | Ex | CZ05 | cDXGF | SWHC013-02 | DEER2020 | D20v1 | 2020-11-09 | Cap-Tons | 1 |  | None | 242 | 0.0536 | 1.36 | 25.5 | 0.013 | 0 | [6 empty] | DEER:HVAC_Split-Package_AC | Annual
Any | NE-HVAC-airAC-SpltPkg-135to239kBtuh-12p0eer | OfS | Ex | CZ06 | cDXGF | SWHC013-02 | DEER2020 | D20v1 | 2020-11-09 | Cap-Tons | 1 |  | None | 299 | 0.0692 | 0.34 | 49.5 | 0.02 | 0 | [6 empty] | DEER:HVAC_Split-Package_AC | Annual
Any | NE-HVAC-airAC-SpltPkg-135to239kBtuh-12p0eer | OfS | Ex | CZ07 | cDXGF | SWHC013-02 | DEER2020 | D20v1 | 2020-11-09 | Cap-Tons | 1 |  | None | 271 | 0.0653 | 0.26 | 41.6 | 0.017 | 0 | [6 empty] | DEER:HVAC_Split-Package_AC | Annual
Any | NE-HVAC-airAC-SpltPkg-135to239kBtuh-12p0eer | OfS | Ex | CZ08 | cDXGF | SWHC013-02 | DEER2020 | D20v1 | 2020-11-09 | Cap-Tons | 1 |  | None | 321 | 0.0736 | 0.501 | 64.8 | 0.0225 | 0 | [6 empty] | DEER:HVAC_Split-Package_AC | Annual
Any | NE-HVAC-airAC-SpltPkg-135to239kBtuh-12p0eer | OfS | Ex | CZ09 | cDXGF | SWHC013-02 | DEER2020 | D20v1 | 2020-11-09 | Cap-Tons | 1 |  | None | 342 | 0.0881 | 0.473 | 59.6 | 0.0282 | 0 | [6 empty] | DEER:HVAC_Split-Package_AC | Annual
Any | NE-HVAC-airAC-SpltPkg-135to239kBtuh-12p0eer | OfS | Ex | CZ10 | cDXGF | SWHC013-02 | DEER2020 | D20v1 | 2020-11-09 | Cap-Tons | 1 |  | None | 363 | 0.0925 | 0.786 | 69.6 | 0.0301 | 0 | [6 empty] | DEER:HVAC_Split-Package_AC | Annual
Any | NE-HVAC-airAC-SpltPkg-135to239kBtuh-12p0eer | OfS | Ex | CZ11 | cDXGF | SWHC013-02 | DEER2020 | D20v1 | 2020-11-09 | Cap-Tons | 1 |  | None | 367 | 0.0987 | 1.9 | 66.1 | 0.0352 | 0 | [6 empty] | DEER:HVAC_Split-Package_AC | Annual
Any | NE-HVAC-airAC-SpltPkg-135to239kBtuh-12p0eer | OfS | Ex | CZ12 | cDXGF | SWHC013-02 | DEER2020 | D20v1 | 2020-11-09 | Cap-Tons | 1 |  | None | 334 | 0.0961 | 2.13 | 56.4 | 0.032 | 0 | [6 empty] | DEER:HVAC_Split-Package_AC | Annual
Any | NE-HVAC-airAC-SpltPkg-135to239kBtuh-12p0eer | OfS | Ex | CZ13 | cDXGF | SWHC013-02 | DEER2020 | D20v1 | 2020-11-09 | Cap-Tons | 1 |  | None | 375 | 0.095 | 1.71 | 68.2 | 0.0288 | 0 | [6 empty] | DEER:HVAC_Split-Package_AC | Annual
Any | NE-HVAC-airAC-SpltPkg-135to239kBtuh-12p0eer | OfS | Ex | CZ14 | cDXGF | SWHC013-02 | DEER2020 | D20v1 | 2020-11-09 | Cap-Tons | 1 |  | None | 376 | 0.0916 | 1.86 | 69.1 | 0.0282 | 0 | [6 empty] | DEER:HVAC_Split-Package_AC | Annual
Any | NE-HVAC-airAC-SpltPkg-135to239kBtuh-12p0eer | OfS | Ex | CZ15 | cDXGF | SWHC013-02 | DEER2020 | D20v1 | 2020-11-09 | Cap-Tons | 1 |  | None | 471 | 0.0982 | 0.0902 | 106 | 0.0295 | 0 | [6 empty] | DEER:HVAC_Split-Package_AC | Annual
Any | NE-HVAC-airAC-SpltPkg-135to239kBtuh-12p0eer | OfS | Ex | CZ16 | cDXGF | SWHC013-02 | DEER2020 | D20v1 | 2020-11-09 | Cap-Tons | 1 |  | None | 282 | 0.0723 | 6.76 | 33 | 0.0205 | 0 | [6 empty] | DEER:HVAC_Split-Package_AC | Annual
Any | NE-HVAC-airAC-SpltPkg-135to239kBtuh-12p0eer | OfS | New | CZ01 | cDXGF | SWHC013-02 | DEER2020 | D20v1 | 2020-11-09 | Cap-Tons | 1 |  | None | 7.9 | 0.00664 | 0 | 7.9 | 0.00664 | 0 | [6 empty] | DEER:HVAC_Split-Package_AC | Annual
Any | NE-HVAC-airAC-SpltPkg-135to239kBtuh-12p0eer | OfS | New | CZ02 | cDXGF | SWHC013-02 | DEER2020 | D20v1 | 2020-11-09 | Cap-Tons | 1 |  | None | 47.3 | 0.0303 | 0 | 47.3 | 0.0303 | 0 | [6 empty] | DEER:HVAC_Split-Package_AC | Annual
Any | NE-HVAC-airAC-SpltPkg-135to239kBtuh-12p0eer | OfS | New | CZ03 | cDXGF | SWHC013-02 | DEER2020 | D20v1 | 2020-11-09 | Cap-Tons | 1 |  | None | 22.4 | 0.0169 | 0 | 22.4 | 0.0169 | 0 | [6 empty] | DEER:HVAC_Split-Package_AC | Annual
Any | NE-HVAC-airAC-SpltPkg-135to239kBtuh-12p0eer | OfS | New | CZ04 | cDXGF | SWHC013-02 | DEER2020 | D20v1 | 2020-11-09 | Cap-Tons | 1 |  | None | 50.6 | 0.0261 | 0 | 50.6 | 0.0261 | 0 | [6 empty] | DEER:HVAC_Split-Package_AC | Annual
Any | NE-HVAC-airAC-SpltPkg-135to239kBtuh-12p0eer | OfS | New | CZ05 | cDXGF | SWHC013-02 | DEER2020 | D20v1 | 2020-11-09 | Cap-Tons | 1 |  | None | 25.2 | 0.013 | 0 | 25.2 | 0.013 | 0 | [6 empty] | DEER:HVAC_Split-Package_AC | Annual
Any | NE-HVAC-airAC-SpltPkg-135to239kBtuh-12p0eer | OfS | New | CZ06 | cDXGF | SWHC013-02 | DEER2020 | D20v1 | 2020-11-09 | Cap-Tons | 1 |  | None | 49.6 | 0.0199 | 0 | 49.6 | 0.0199 | 0 | [6 empty] | DEER:HVAC_Split-Package_AC | Annual
Any | NE-HVAC-airAC-SpltPkg-135to239kBtuh-12p0eer | OfS | New | CZ07 | cDXGF | SWHC013-02 | DEER2020 | D20v1 | 2020-11-09 | Cap-Tons | 1 |  | None | 41.9 | 0.0172 | 0 | 41.9 | 0.0172 | 0 | [6 empty] | DEER:HVAC_Split-Package_AC | Annual
Any | NE-HVAC-airAC-SpltPkg-135to239kBtuh-12p0eer | OfS | New | CZ08 | cDXGF | SWHC013-02 | DEER2020 | D20v1 | 2020-11-09 | Cap-Tons | 1 |  | None | 63.4 | 0.0221 | 0 | 63.4 | 0.0221 | 0 | [6 empty] | DEER:HVAC_Split-Package_AC | Annual
Any | NE-HVAC-airAC-SpltPkg-135to239kBtuh-12p0eer | OfS | New | CZ09 | cDXGF | SWHC013-02 | DEER2020 | D20v1 | 2020-11-09 | Cap-Tons | 1 |  | None | 57.9 | 0.0269 | 0 | 57.9 | 0.0269 | 0 | [6 empty] | DEER:HVAC_Split-Package_AC | Annual
Any | NE-HVAC-airAC-SpltPkg-135to239kBtuh-12p0eer | OfS | New | CZ10 | cDXGF | SWHC013-02 | DEER2020 | D20v1 | 2020-11-09 | Cap-Tons | 1 |  | None | 67.1 | 0.0293 | 0 | 67.1 | 0.0293 | 0 | [6 empty] | DEER:HVAC_Split-Package_AC | Annual
Any | NE-HVAC-airAC-SpltPkg-135to239kBtuh-12p0eer | OfS | New | CZ11 | cDXGF | SWHC013-02 | DEER2020 | D20v1 | 2020-11-09 | Cap-Tons | 1 |  | None | 63.7 | 0.0324 | 0 | 63.7 | 0.0324 | 0 | [6 empty] | DEER:HVAC_Split-Package_AC | Annual
Any | NE-HVAC-airAC-SpltPkg-135to239kBtuh-12p0eer | OfS | New | CZ12 | cDXGF | SWHC013-02 | DEER2020 | D20v1 | 2020-11-09 | Cap-Tons | 1 |  | None | 54.2 | 0.0302 | 0 | 54.2 | 0.0302 | 0 | [6 empty] | DEER:HVAC_Split-Package_AC | Annual
Any | NE-HVAC-airAC-SpltPkg-135to239kBtuh-12p0eer | OfS | New | CZ13 | cDXGF | SWHC013-02 | DEER2020 | D20v1 | 2020-11-09 | Cap-Tons | 1 |  | None | 65.5 | 0.0272 | 0 | 65.5 | 0.0272 | 0 | [6 empty] | DEER:HVAC_Split-Package_AC | Annual
Any | NE-HVAC-airAC-SpltPkg-135to239kBtuh-12p0eer | OfS | New | CZ14 | cDXGF | SWHC013-02 | DEER2020 | D20v1 | 2020-11-09 | Cap-Tons | 1 |  | None | 66.5 | 0.0269 | 0 | 66.5 | 0.0269 | 0 | [6 empty] | DEER:HVAC_Split-Package_AC | Annual
Any | NE-HVAC-airAC-SpltPkg-135to239kBtuh-12p0eer | OfS | New | CZ15 | cDXGF | SWHC013-02 | DEER2020 | D20v1 | 2020-11-09 | Cap-Tons | 1 |  | None | 101 | 0.0276 | 0 | 101 | 0.0276 | 0 | [6 empty] | DEER:HVAC_Split-Package_AC | Annual
Any | NE-HVAC-airAC-SpltPkg-135to239kBtuh-12p0eer | OfS | New | CZ16 | cDXGF | SWHC013-02 | DEER2020 | D20v1 | 2020-11-09 | Cap-Tons | 1 |  | None | 31.7 | 0.019 | 0 | 31.7 | 0.019 | 0 | [6 empty] | DEER:HVAC_Split-Package_AC | Annual
Any | NE-HVAC-airAC-SpltPkg-135to239kBtuh-12p0eer | RFF | Ex | CZ01 | cDXGF | SWHC013-02 | DEER2020 | D20v1 | 2020-11-09 | Cap-Tons | 1 |  | None | 351 | 0.0411 | 54.8 | 9.52 | 0.0156 | 0 | [6 empty] | DEER:HVAC_Split-Package_AC | Annual
Any | NE-HVAC-airAC-SpltPkg-135to239kBtuh-12p0eer | RFF | Ex | CZ02 | cDXGF | SWHC013-02 | DEER2020 | D20v1 | 2020-11-09 | Cap-Tons | 1 |  | None | 469 | 0.188 | 33.1 | 83.9 | 0.0881 | 0 | [6 empty] | DEER:HVAC_Split-Package_AC | Annual
Any | NE-HVAC-airAC-SpltPkg-135to239kBtuh-12p0eer | RFF | Ex | CZ03 | cDXGF | SWHC013-02 | DEER2020 | D20v1 | 2020-11-09 | Cap-Tons | 1 |  | None | 349 | 0.14 | 25.1 | 33.3 | 0.0436 | 0 | [6 empty] | DEER:HVAC_Split-Package_AC | Annual
Any | NE-HVAC-airAC-SpltPkg-135to239kBtuh-12p0eer | RFF | Ex | CZ04 | cDXGF | SWHC013-02 | DEER2020 | D20v1 | 2020-11-09 | Cap-Tons | 1 |  | None | 481 | 0.187 | 23 | 91.4 | 0.0767 | 0 | [6 empty] | DEER:HVAC_Split-Package_AC | Annual
Any | NE-HVAC-airAC-SpltPkg-135to239kBtuh-12p0eer | RFF | Ex | CZ05 | cDXGF | SWHC013-02 | DEER2020 | D20v1 | 2020-11-09 | Cap-Tons | 1 |  | None | 354 | 0.0919 | 29.8 | 33.4 | 0.0281 | 0 | [6 empty] | DEER:HVAC_Split-Package_AC | Annual
Any | NE-HVAC-airAC-SpltPkg-135to239kBtuh-12p0eer | RFF | Ex | CZ06 | cDXGF | SWHC013-02 | DEER2020 | D20v1 | 2020-11-09 | Cap-Tons | 1 |  | None | 423 | 0.165 | 10.5 | 76.7 | 0.0541 | 0 | [6 empty] | DEER:HVAC_Split-Package_AC | Annual
Any | NE-HVAC-airAC-SpltPkg-135to239kBtuh-12p0eer | RFF | Ex | CZ07 | cDXGF | SWHC013-02 | DEER2020 | D20v1 | 2020-11-09 | Cap-Tons | 1 |  | None | 376 | 0.144 | 7.01 | 71.2 | 0.0453 | 0 | [6 empty] | DEER:HVAC_Split-Package_AC | Annual
Any | NE-HVAC-airAC-SpltPkg-135to239kBtuh-12p0eer | RFF | Ex | CZ08 | cDXGF | SWHC013-02 | DEER2020 | D20v1 | 2020-11-09 | Cap-Tons | 1 |  | None | 485 | 0.173 | 10.8 | 118 | 0.0642 | 0 | [6 empty] | DEER:HVAC_Split-Package_AC | Annual
Any | NE-HVAC-airAC-SpltPkg-135to239kBtuh-12p0eer | RFF | Ex | CZ09 | cDXGF | SWHC013-02 | DEER2020 | D20v1 | 2020-11-09 | Cap-Tons | 1 |  | None | 554 | 0.205 | 9.76 | 99.2 | 0.0748 | 0 | [6 empty] | DEER:HVAC_Split-Package_AC | Annual
Any | NE-HVAC-airAC-SpltPkg-135to239kBtuh-12p0eer | RFF | Ex | CZ10 | cDXGF | SWHC013-02 | DEER2020 | D20v1 | 2020-11-09 | Cap-Tons | 1 |  | None | 606 | 0.219 | 13.7 | 121 | 0.0831 | 0 | [6 empty] | DEER:HVAC_Split-Package_AC | Annual
Any | NE-HVAC-airAC-SpltPkg-135to239kBtuh-12p0eer | RFF | Ex | CZ11 | cDXGF | SWHC013-02 | DEER2020 | D20v1 | 2020-11-09 | Cap-Tons | 1 |  | None | 626 | 0.221 | 19.7 | 119 | 0.0835 | 0 | [6 empty] | DEER:HVAC_Split-Package_AC | Annual
Any | NE-HVAC-airAC-SpltPkg-135to239kBtuh-12p0eer | RFF | Ex | CZ12 | cDXGF | SWHC013-02 | DEER2020 | D20v1 | 2020-11-09 | Cap-Tons | 1 |  | None | 555 | 0.215 | 23.3 | 100 | 0.0864 | 0 | [6 empty] | DEER:HVAC_Split-Package_AC | Annual
Any | NE-HVAC-airAC-SpltPkg-135to239kBtuh-12p0eer | RFF | Ex | CZ13 | cDXGF | SWHC013-02 | DEER2020 | D20v1 | 2020-11-09 | Cap-Tons | 1 |  | None | 637 | 0.22 | 18.2 | 126 | 0.0792 | 0 | [6 empty] | DEER:HVAC_Split-Package_AC | Annual
Any | NE-HVAC-airAC-SpltPkg-135to239kBtuh-12p0eer | RFF | Ex | CZ14 | cDXGF | SWHC013-02 | DEER2020 | D20v1 | 2020-11-09 | Cap-Tons | 1 |  | None | 656 | 0.231 | 21.9 | 117 | 0.0698 | 0 | [6 empty] | DEER:HVAC_Split-Package_AC | Annual
Any | NE-HVAC-airAC-SpltPkg-135to239kBtuh-12p0eer | RFF | Ex | CZ15 | cDXGF | SWHC013-02 | DEER2020 | D20v1 | 2020-11-09 | Cap-Tons | 1 |  | None | 854 | 0.252 | 2.93 | 183 | 0.0719 | 0 | [6 empty] | DEER:HVAC_Split-Package_AC | Annual
Any | NE-HVAC-airAC-SpltPkg-135to239kBtuh-12p0eer | RFF | Ex | CZ16 | cDXGF | SWHC013-02 | DEER2020 | D20v1 | 2020-11-09 | Cap-Tons | 1 |  | None | 433 | 0.17 | 50.7 | 52.5 | 0.0506 | 0 | [6 empty] | DEER:HVAC_Split-Package_AC | Annual
Any | NE-HVAC-airAC-SpltPkg-135to239kBtuh-12p0eer | RFF | New | CZ01 | cDXGF | SWHC013-02 | DEER2020 | D20v1 | 2020-11-09 | Cap-Tons | 1 |  | None | 7.29 | 0.0127 | 0 | 7.29 | 0.0127 | 0 | [6 empty] | DEER:HVAC_Split-Package_AC | Annual
Any | NE-HVAC-airAC-SpltPkg-135to239kBtuh-12p0eer | RFF | New | CZ02 | cDXGF | SWHC013-02 | DEER2020 | D20v1 | 2020-11-09 | Cap-Tons | 1 |  | None | 75.3 | 0.0864 | 0 | 75.3 | 0.0864 | 0 | [6 empty] | DEER:HVAC_Split-Package_AC | Annual
Any | NE-HVAC-airAC-SpltPkg-135to239kBtuh-12p0eer | RFF | New | CZ03 | cDXGF | SWHC013-02 | DEER2020 | D20v1 | 2020-11-09 | Cap-Tons | 1 |  | None | 29.1 | 0.0418 | 0 | 29.1 | 0.0418 | 0 | [6 empty] | DEER:HVAC_Split-Package_AC | Annual
Any | NE-HVAC-airAC-SpltPkg-135to239kBtuh-12p0eer | RFF | New | CZ04 | cDXGF | SWHC013-02 | DEER2020 | D20v1 | 2020-11-09 | Cap-Tons | 1 |  | None | 83 | 0.0757 | 0 | 83 | 0.0757 | 0 | [6 empty] | DEER:HVAC_Split-Package_AC | Annual
Any | NE-HVAC-airAC-SpltPkg-135to239kBtuh-12p0eer | RFF | New | CZ05 | cDXGF | SWHC013-02 | DEER2020 | D20v1 | 2020-11-09 | Cap-Tons | 1 |  | None | 28.6 | 0.0266 | 0 | 28.6 | 0.0266 | 0 | [6 empty] | DEER:HVAC_Split-Package_AC | Annual
Any | NE-HVAC-airAC-SpltPkg-135to239kBtuh-12p0eer | RFF | New | CZ06 | cDXGF | SWHC013-02 | DEER2020 | D20v1 | 2020-11-09 | Cap-Tons | 1 |  | None | 71.5 | 0.0543 | 0 | 71.5 | 0.0543 | 0 | [6 empty] | DEER:HVAC_Split-Package_AC | Annual
Any | NE-HVAC-airAC-SpltPkg-135to239kBtuh-12p0eer | RFF | New | CZ07 | cDXGF | SWHC013-02 | DEER2020 | D20v1 | 2020-11-09 | Cap-Tons | 1 |  | None | 65.4 | 0.0447 | 0 | 65.4 | 0.0447 | 0 | [6 empty] | DEER:HVAC_Split-Package_AC | Annual
Any | NE-HVAC-airAC-SpltPkg-135to239kBtuh-12p0eer | RFF | New | CZ08 | cDXGF | SWHC013-02 | DEER2020 | D20v1 | 2020-11-09 | Cap-Tons | 1 |  | None | 110 | 0.0631 | 0 | 110 | 0.0631 | 0 | [6 empty] | DEER:HVAC_Split-Package_AC | Annual
Any | NE-HVAC-airAC-SpltPkg-135to239kBtuh-12p0eer | RFF | New | CZ09 | cDXGF | SWHC013-02 | DEER2020 | D20v1 | 2020-11-09 | Cap-Tons | 1 |  | None | 92.9 | 0.0738 | 0 | 92.9 | 0.0738 | 0 | [6 empty] | DEER:HVAC_Split-Package_AC | Annual
Any | NE-HVAC-airAC-SpltPkg-135to239kBtuh-12p0eer | RFF | New | CZ10 | cDXGF | SWHC013-02 | DEER2020 | D20v1 | 2020-11-09 | Cap-Tons | 1 |  | None | 113 | 0.0812 | 0 | 113 | 0.0812 | 0 | [6 empty] | DEER:HVAC_Split-Package_AC | Annual
Any | NE-HVAC-airAC-SpltPkg-135to239kBtuh-12p0eer | RFF | New | CZ11 | cDXGF | SWHC013-02 | DEER2020 | D20v1 | 2020-11-09 | Cap-Tons | 1 |  | None | 114 | 0.0816 | 0 | 114 | 0.0816 | 0 | [6 empty] | DEER:HVAC_Split-Package_AC | Annual
Any | NE-HVAC-airAC-SpltPkg-135to239kBtuh-12p0eer | RFF | New | CZ12 | cDXGF | SWHC013-02 | DEER2020 | D20v1 | 2020-11-09 | Cap-Tons | 1 |  | None | 94.3 | 0.0847 | 0 | 94.3 | 0.0847 | 0 | [6 empty] | DEER:HVAC_Split-Package_AC | Annual
Any | NE-HVAC-airAC-SpltPkg-135to239kBtuh-12p0eer | RFF | New | CZ13 | cDXGF | SWHC013-02 | DEER2020 | D20v1 | 2020-11-09 | Cap-Tons | 1 |  | None | 120 | 0.0771 | 0 | 120 | 0.0771 | 0 | [6 empty] | DEER:HVAC_Split-Package_AC | Annual
Any | NE-HVAC-airAC-SpltPkg-135to239kBtuh-12p0eer | RFF | New | CZ14 | cDXGF | SWHC013-02 | DEER2020 | D20v1 | 2020-11-09 | Cap-Tons | 1 |  | None | 112 | 0.0666 | 0 | 112 | 0.0666 | 0 | [6 empty] | DEER:HVAC_Split-Package_AC | Annual
Any | NE-HVAC-airAC-SpltPkg-135to239kBtuh-12p0eer | RFF | New | CZ15 | cDXGF | SWHC013-02 | DEER2020 | D20v1 | 2020-11-09 | Cap-Tons | 1 |  | None | 174 | 0.0689 | 0 | 174 | 0.0689 | 0 | [6 empty] | DEER:HVAC_Split-Package_AC | Annual
Any | NE-HVAC-airAC-SpltPkg-135to239kBtuh-12p0eer | RFF | New | CZ16 | cDXGF | SWHC013-02 | DEER2020 | D20v1 | 2020-11-09 | Cap-Tons | 1 |  | None | 50.6 | 0.0491 | 0 | 50.6 | 0.0491 | 0 | [6 empty] | DEER:HVAC_Split-Package_AC | Annual
Any | NE-HVAC-airAC-SpltPkg-135to239kBtuh-12p0eer | RSD | Ex | CZ01 | cDXGF | SWHC013-02 | DEER2020 | D20v1 | 2020-11-09 | Cap-Tons | 1 |  | None | 256 | 0.0507 | 29.5 | 10.8 | 0.0156 | 0 | [6 empty] | DEER:HVAC_Split-Package_AC | Annual
Any | NE-HVAC-airAC-SpltPkg-135to239kBtuh-12p0eer | RSD | Ex | CZ02 | cDXGF | SWHC013-02 | DEER2020 | D20v1 | 2020-11-09 | Cap-Tons | 1 |  | None | 377 | 0.205 | 17.4 | 83.8 | 0.082 | 0 | [6 empty] | DEER:HVAC_Split-Package_AC | Annual
Any | NE-HVAC-airAC-SpltPkg-135to239kBtuh-12p0eer | RSD | Ex | CZ03 | cDXGF | SWHC013-02 | DEER2020 | D20v1 | 2020-11-09 | Cap-Tons | 1 |  | None | 243 | 0.144 | 15.3 | 43.5 | 0.0452 | 0 | [6 empty] | DEER:HVAC_Split-Package_AC | Annual
Any | NE-HVAC-airAC-SpltPkg-135to239kBtuh-12p0eer | RSD | Ex | CZ04 | cDXGF | SWHC013-02 | DEER2020 | D20v1 | 2020-11-09 | Cap-Tons | 1 |  | None | 394 | 0.194 | 10.7 | 94.4 | 0.0738 | 0 | [6 empty] | DEER:HVAC_Split-Package_AC | Annual
Any | NE-HVAC-airAC-SpltPkg-135to239kBtuh-12p0eer | RSD | Ex | CZ05 | cDXGF | SWHC013-02 | DEER2020 | D20v1 | 2020-11-09 | Cap-Tons | 1 |  | None | 245 | 0.0932 | 14.6 | 43.2 | 0.0296 | 0 | [6 empty] | DEER:HVAC_Split-Package_AC | Annual
Any | NE-HVAC-airAC-SpltPkg-135to239kBtuh-12p0eer | RSD | Ex | CZ06 | cDXGF | SWHC013-02 | DEER2020 | D20v1 | 2020-11-09 | Cap-Tons | 1 |  | None | 312 | 0.163 | 4.33 | 88.3 | 0.0559 | 0 | [6 empty] | DEER:HVAC_Split-Package_AC | Annual
Any | NE-HVAC-airAC-SpltPkg-135to239kBtuh-12p0eer | RSD | Ex | CZ07 | cDXGF | SWHC013-02 | DEER2020 | D20v1 | 2020-11-09 | Cap-Tons | 1 |  | None | 254 | 0.138 | 1.6 | 82.1 | 0.0471 | 0 | [6 empty] | DEER:HVAC_Split-Package_AC | Annual
Any | NE-HVAC-airAC-SpltPkg-135to239kBtuh-12p0eer | RSD | Ex | CZ08 | cDXGF | SWHC013-02 | DEER2020 | D20v1 | 2020-11-09 | Cap-Tons | 1 |  | None | 385 | 0.176 | 3.47 | 111 | 0.0589 | 0 | [6 empty] | DEER:HVAC_Split-Package_AC | Annual
Any | NE-HVAC-airAC-SpltPkg-135to239kBtuh-12p0eer | RSD | Ex | CZ09 | cDXGF | SWHC013-02 | DEER2020 | D20v1 | 2020-11-09 | Cap-Tons | 1 |  | None | 442 | 0.211 | 4.27 | 95.3 | 0.0717 | 0 | [6 empty] | DEER:HVAC_Split-Package_AC | Annual
Any | NE-HVAC-airAC-SpltPkg-135to239kBtuh-12p0eer | RSD | Ex | CZ10 | cDXGF | SWHC013-02 | DEER2020 | D20v1 | 2020-11-09 | Cap-Tons | 1 |  | None | 498 | 0.234 | 6.42 | 113 | 0.0765 | 0 | [6 empty] | DEER:HVAC_Split-Package_AC | Annual
Any | NE-HVAC-airAC-SpltPkg-135to239kBtuh-12p0eer | RSD | Ex | CZ11 | cDXGF | SWHC013-02 | DEER2020 | D20v1 | 2020-11-09 | Cap-Tons | 1 |  | None | 521 | 0.238 | 13.9 | 105 | 0.0781 | 0 | [6 empty] | DEER:HVAC_Split-Package_AC | Annual
Any | NE-HVAC-airAC-SpltPkg-135to239kBtuh-12p0eer | RSD | Ex | CZ12 | cDXGF | SWHC013-02 | DEER2020 | D20v1 | 2020-11-09 | Cap-Tons | 1 |  | None | 459 | 0.229 | 16 | 95.4 | 0.0824 | 0 | [6 empty] | DEER:HVAC_Split-Package_AC | Annual
Any | NE-HVAC-airAC-SpltPkg-135to239kBtuh-12p0eer | RSD | Ex | CZ13 | cDXGF | SWHC013-02 | DEER2020 | D20v1 | 2020-11-09 | Cap-Tons | 1 |  | None | 530 | 0.233 | 13.3 | 110 | 0.0754 | 0 | [6 empty] | DEER:HVAC_Split-Package_AC | Annual
Any | NE-HVAC-airAC-SpltPkg-135to239kBtuh-12p0eer | RSD | Ex | CZ14 | cDXGF | SWHC013-02 | DEER2020 | D20v1 | 2020-11-09 | Cap-Tons | 1 |  | None | 547 | 0.248 | 14.1 | 104 | 0.0628 | 0 | [6 empty] | DEER:HVAC_Split-Package_AC | Annual
Any | NE-HVAC-airAC-SpltPkg-135to239kBtuh-12p0eer | RSD | Ex | CZ15 | cDXGF | SWHC013-02 | DEER2020 | D20v1 | 2020-11-09 | Cap-Tons | 1 |  | None | 705 | 0.27 | 0.995 | 151 | 0.0654 | 0 | [6 empty] | DEER:HVAC_Split-Package_AC | Annual
Any | NE-HVAC-airAC-SpltPkg-135to239kBtuh-12p0eer | RSD | Ex | CZ16 | cDXGF | SWHC013-02 | DEER2020 | D20v1 | 2020-11-09 | Cap-Tons | 1 |  | None | 339 | 0.18 | 47.5 | 51.4 | 0.0498 | 0 | [6 empty] | DEER:HVAC_Split-Package_AC | Annual
Any | NE-HVAC-airAC-SpltPkg-135to239kBtuh-12p0eer | RSD | New | CZ01 | cDXGF | SWHC013-02 | DEER2020 | D20v1 | 2020-11-09 | Cap-Tons | 1 |  | None | 6.76 | 0.00963 | 0 | 6.76 | 0.00963 | 0 | [6 empty] | DEER:HVAC_Split-Package_AC | Annual
Any | NE-HVAC-airAC-SpltPkg-135to239kBtuh-12p0eer | RSD | New | CZ02 | cDXGF | SWHC013-02 | DEER2020 | D20v1 | 2020-11-09 | Cap-Tons | 1 |  | None | 72.6 | 0.0807 | 0 | 72.6 | 0.0807 | 0 | [6 empty] | DEER:HVAC_Split-Package_AC | Annual
Any | NE-HVAC-airAC-SpltPkg-135to239kBtuh-12p0eer | RSD | New | CZ03 | cDXGF | SWHC013-02 | DEER2020 | D20v1 | 2020-11-09 | Cap-Tons | 1 |  | None | 31.7 | 0.0414 | 0 | 31.7 | 0.0414 | 0 | [6 empty] | DEER:HVAC_Split-Package_AC | Annual
Any | NE-HVAC-airAC-SpltPkg-135to239kBtuh-12p0eer | RSD | New | CZ04 | cDXGF | SWHC013-02 | DEER2020 | D20v1 | 2020-11-09 | Cap-Tons | 1 |  | None | 80.3 | 0.0724 | 0 | 80.3 | 0.0724 | 0 | [6 empty] | DEER:HVAC_Split-Package_AC | Annual
Any | NE-HVAC-airAC-SpltPkg-135to239kBtuh-12p0eer | RSD | New | CZ05 | cDXGF | SWHC013-02 | DEER2020 | D20v1 | 2020-11-09 | Cap-Tons | 1 |  | None | 29.1 | 0.0255 | 0 | 29.1 | 0.0255 | 0 | [6 empty] | DEER:HVAC_Split-Package_AC | Annual
Any | NE-HVAC-airAC-SpltPkg-135to239kBtuh-12p0eer | RSD | New | CZ06 | cDXGF | SWHC013-02 | DEER2020 | D20v1 | 2020-11-09 | Cap-Tons | 1 |  | None | 76.2 | 0.0568 | 0 | 76.2 | 0.0568 | 0 | [6 empty] | DEER:HVAC_Split-Package_AC | Annual
Any | NE-HVAC-airAC-SpltPkg-135to239kBtuh-12p0eer | RSD | New | CZ07 | cDXGF | SWHC013-02 | DEER2020 | D20v1 | 2020-11-09 | Cap-Tons | 1 |  | None | 66 | 0.0451 | 0 | 66 | 0.0451 | 0 | [6 empty] | DEER:HVAC_Split-Package_AC | Annual
Any | NE-HVAC-airAC-SpltPkg-135to239kBtuh-12p0eer | RSD | New | CZ08 | cDXGF | SWHC013-02 | DEER2020 | D20v1 | 2020-11-09 | Cap-Tons | 1 |  | None | 98 | 0.0568 | 0 | 98 | 0.0568 | 0 | [6 empty] | DEER:HVAC_Split-Package_AC | Annual
Any | NE-HVAC-airAC-SpltPkg-135to239kBtuh-12p0eer | RSD | New | CZ09 | cDXGF | SWHC013-02 | DEER2020 | D20v1 | 2020-11-09 | Cap-Tons | 1 |  | None | 86.8 | 0.0698 | 0 | 86.8 | 0.0698 | 0 | [6 empty] | DEER:HVAC_Split-Package_AC | Annual
Any | NE-HVAC-airAC-SpltPkg-135to239kBtuh-12p0eer | RSD | New | CZ10 | cDXGF | SWHC013-02 | DEER2020 | D20v1 | 2020-11-09 | Cap-Tons | 1 |  | None | 104 | 0.0746 | 0 | 104 | 0.0746 | 0 | [6 empty] | DEER:HVAC_Split-Package_AC | Annual
Any | NE-HVAC-airAC-SpltPkg-135to239kBtuh-12p0eer | RSD | New | CZ11 | cDXGF | SWHC013-02 | DEER2020 | D20v1 | 2020-11-09 | Cap-Tons | 1 |  | None | 99.7 | 0.0759 | 0 | 99.7 | 0.0759 | 0 | [6 empty] | DEER:HVAC_Split-Package_AC | Annual
Any | NE-HVAC-airAC-SpltPkg-135to239kBtuh-12p0eer | RSD | New | CZ12 | cDXGF | SWHC013-02 | DEER2020 | D20v1 | 2020-11-09 | Cap-Tons | 1 |  | None | 88.3 | 0.0809 | 0 | 88.3 | 0.0809 | 0 | [6 empty] | DEER:HVAC_Split-Package_AC | Annual
Any | NE-HVAC-airAC-SpltPkg-135to239kBtuh-12p0eer | RSD | New | CZ13 | cDXGF | SWHC013-02 | DEER2020 | D20v1 | 2020-11-09 | Cap-Tons | 1 |  | None | 104 | 0.0733 | 0 | 104 | 0.0733 | 0 | [6 empty] | DEER:HVAC_Split-Package_AC | Annual
Any | NE-HVAC-airAC-SpltPkg-135to239kBtuh-12p0eer | RSD | New | CZ14 | cDXGF | SWHC013-02 | DEER2020 | D20v1 | 2020-11-09 | Cap-Tons | 1 |  | None | 97.7 | 0.0603 | 0 | 97.7 | 0.0603 | 0 | [6 empty] | DEER:HVAC_Split-Package_AC | Annual
Any | NE-HVAC-airAC-SpltPkg-135to239kBtuh-12p0eer | RSD | New | CZ15 | cDXGF | SWHC013-02 | DEER2020 | D20v1 | 2020-11-09 | Cap-Tons | 1 |  | None | 147 | 0.0642 | 0 | 147 | 0.0642 | 0 | [6 empty] | DEER:HVAC_Split-Package_AC | Annual
Any | NE-HVAC-airAC-SpltPkg-135to239kBtuh-12p0eer | RSD | New | CZ16 | cDXGF | SWHC013-02 | DEER2020 | D20v1 | 2020-11-09 | Cap-Tons | 1 |  | None | 46.3 | 0.0481 | 0 | 46.3 | 0.0481 | 0 | [6 empty] | DEER:HVAC_Split-Package_AC | Annual
Any | NE-HVAC-airAC-SpltPkg-135to239kBtuh-12p0eer | Rt3 | Ex | CZ01 | cDXGF | SWHC013-02 | DEER2020 | D20v1 | 2020-11-09 | Cap-Tons | 1 |  | None | 315 | 0.0619 | 13.7 | 16.3 | 0.0222 | 0 | [6 empty] | DEER:HVAC_Split-Package_AC | Annual
Any | NE-HVAC-airAC-SpltPkg-135to239kBtuh-12p0eer | Rt3 | Ex | CZ02 | cDXGF | SWHC013-02 | DEER2020 | D20v1 | 2020-11-09 | Cap-Tons | 1 |  | None | 448 | 0.216 | 6.98 | 79 | 0.0754 | 0 | [6 empty] | DEER:HVAC_Split-Package_AC | Annual
Any | NE-HVAC-airAC-SpltPkg-135to239kBtuh-12p0eer | Rt3 | Ex | CZ03 | cDXGF | SWHC013-02 | DEER2020 | D20v1 | 2020-11-09 | Cap-Tons | 1 |  | None | 322 | 0.17 | 5.05 | 48.6 | 0.0514 | 0 | [6 empty] | DEER:HVAC_Split-Package_AC | Annual
Any | NE-HVAC-airAC-SpltPkg-135to239kBtuh-12p0eer | Rt3 | Ex | CZ04 | cDXGF | SWHC013-02 | DEER2020 | D20v1 | 2020-11-09 | Cap-Tons | 1 |  | None | 449 | 0.208 | 3.92 | 85.6 | 0.0688 | 0 | [6 empty] | DEER:HVAC_Split-Package_AC | Annual
Any | NE-HVAC-airAC-SpltPkg-135to239kBtuh-12p0eer | Rt3 | Ex | CZ05 | cDXGF | SWHC013-02 | DEER2020 | D20v1 | 2020-11-09 | Cap-Tons | 1 |  | None | 321 | 0.122 | 4.25 | 49.8 | 0.0351 | 0 | [6 empty] | DEER:HVAC_Split-Package_AC | Annual
Any | NE-HVAC-airAC-SpltPkg-135to239kBtuh-12p0eer | Rt3 | Ex | CZ06 | cDXGF | SWHC013-02 | DEER2020 | D20v1 | 2020-11-09 | Cap-Tons | 1 |  | None | 432 | 0.185 | 0.999 | 101 | 0.0653 | 0 | [6 empty] | DEER:HVAC_Split-Package_AC | Annual
Any | NE-HVAC-airAC-SpltPkg-135to239kBtuh-12p0eer | Rt3 | Ex | CZ07 | cDXGF | SWHC013-02 | DEER2020 | D20v1 | 2020-11-09 | Cap-Tons | 1 |  | None | 363 | 0.173 | 0.302 | 93.9 | 0.0566 | 0 | [6 empty] | DEER:HVAC_Split-Package_AC | Annual
Any | NE-HVAC-airAC-SpltPkg-135to239kBtuh-12p0eer | Rt3 | Ex | CZ08 | cDXGF | SWHC013-02 | DEER2020 | D20v1 | 2020-11-09 | Cap-Tons | 1 |  | None | 479 | 0.193 | 0.727 | 111 | 0.0617 | 0 | [6 empty] | DEER:HVAC_Split-Package_AC | Annual
Any | NE-HVAC-airAC-SpltPkg-135to239kBtuh-12p0eer | Rt3 | Ex | CZ09 | cDXGF | SWHC013-02 | DEER2020 | D20v1 | 2020-11-09 | Cap-Tons | 1 |  | None | 526 | 0.22 | 0.995 | 92.5 | 0.0699 | 0 | [6 empty] | DEER:HVAC_Split-Package_AC | Annual
Any | NE-HVAC-airAC-SpltPkg-135to239kBtuh-12p0eer | Rt3 | Ex | CZ10 | cDXGF | SWHC013-02 | DEER2020 | D20v1 | 2020-11-09 | Cap-Tons | 1 |  | None | 556 | 0.226 | 1.25 | 109 | 0.0748 | 0 | [6 empty] | DEER:HVAC_Split-Package_AC | Annual
Any | NE-HVAC-airAC-SpltPkg-135to239kBtuh-12p0eer | Rt3 | Ex | CZ11 | cDXGF | SWHC013-02 | DEER2020 | D20v1 | 2020-11-09 | Cap-Tons | 1 |  | None | 575 | 0.238 | 4.81 | 101 | 0.0761 | 0 | [6 empty] | DEER:HVAC_Split-Package_AC | Annual
Any | NE-HVAC-airAC-SpltPkg-135to239kBtuh-12p0eer | Rt3 | Ex | CZ12 | cDXGF | SWHC013-02 | DEER2020 | D20v1 | 2020-11-09 | Cap-Tons | 1 |  | None | 533 | 0.239 | 5.37 | 90 | 0.075 | 0 | [6 empty] | DEER:HVAC_Split-Package_AC | Annual
Any | NE-HVAC-airAC-SpltPkg-135to239kBtuh-12p0eer | Rt3 | Ex | CZ13 | cDXGF | SWHC013-02 | DEER2020 | D20v1 | 2020-11-09 | Cap-Tons | 1 |  | None | 578 | 0.234 | 4.33 | 106 | 0.0707 | 0 | [6 empty] | DEER:HVAC_Split-Package_AC | Annual
Any | NE-HVAC-airAC-SpltPkg-135to239kBtuh-12p0eer | Rt3 | Ex | CZ14 | cDXGF | SWHC013-02 | DEER2020 | D20v1 | 2020-11-09 | Cap-Tons | 1 |  | None | 586 | 0.233 | 4.73 | 102 | 0.0634 | 0 | [6 empty] | DEER:HVAC_Split-Package_AC | Annual
Any | NE-HVAC-airAC-SpltPkg-135to239kBtuh-12p0eer | Rt3 | Ex | CZ15 | cDXGF | SWHC013-02 | DEER2020 | D20v1 | 2020-11-09 | Cap-Tons | 1 |  | None | 721 | 0.253 | 0.152 | 151 | 0.0678 | 0 | [6 empty] | DEER:HVAC_Split-Package_AC | Annual
Any | NE-HVAC-airAC-SpltPkg-135to239kBtuh-12p0eer | Rt3 | Ex | CZ16 | cDXGF | SWHC013-02 | DEER2020 | D20v1 | 2020-11-09 | Cap-Tons | 1 |  | None | 409 | 0.186 | 25.1 | 59.7 | 0.0549 | 0 | [6 empty] | DEER:HVAC_Split-Package_AC | Annual
Any | NE-HVAC-airAC-SpltPkg-135to239kBtuh-12p0eer | Rt3 | New | CZ01 | cDXGF | SWHC013-02 | DEER2020 | D20v1 | 2020-11-09 | Cap-Tons | 1 |  | None | 13.6 | 0.0201 | 0 | 13.6 | 0.0201 | 0 | [6 empty] | DEER:HVAC_Split-Package_AC | Annual
Any | NE-HVAC-airAC-SpltPkg-135to239kBtuh-12p0eer | Rt3 | New | CZ02 | cDXGF | SWHC013-02 | DEER2020 | D20v1 | 2020-11-09 | Cap-Tons | 1 |  | None | 73.1 | 0.0742 | 0 | 73.1 | 0.0742 | 0 | [6 empty] | DEER:HVAC_Split-Package_AC | Annual
Any | NE-HVAC-airAC-SpltPkg-135to239kBtuh-12p0eer | Rt3 | New | CZ03 | cDXGF | SWHC013-02 | DEER2020 | D20v1 | 2020-11-09 | Cap-Tons | 1 |  | None | 42.5 | 0.0495 | 0 | 42.5 | 0.0495 | 0 | [6 empty] | DEER:HVAC_Split-Package_AC | Annual
Any | NE-HVAC-airAC-SpltPkg-135to239kBtuh-12p0eer | Rt3 | New | CZ04 | cDXGF | SWHC013-02 | DEER2020 | D20v1 | 2020-11-09 | Cap-Tons | 1 |  | None | 78.9 | 0.0676 | 0 | 78.9 | 0.0676 | 0 | [6 empty] | DEER:HVAC_Split-Package_AC | Annual
Any | NE-HVAC-airAC-SpltPkg-135to239kBtuh-12p0eer | Rt3 | New | CZ05 | cDXGF | SWHC013-02 | DEER2020 | D20v1 | 2020-11-09 | Cap-Tons | 1 |  | None | 42.7 | 0.0331 | 0 | 42.7 | 0.0331 | 0 | [6 empty] | DEER:HVAC_Split-Package_AC | Annual
Any | NE-HVAC-airAC-SpltPkg-135to239kBtuh-12p0eer | Rt3 | New | CZ06 | cDXGF | SWHC013-02 | DEER2020 | D20v1 | 2020-11-09 | Cap-Tons | 1 |  | None | 92.6 | 0.0645 | 0 | 92.6 | 0.0645 | 0 | [6 empty] | DEER:HVAC_Split-Package_AC | Annual
Any | NE-HVAC-airAC-SpltPkg-135to239kBtuh-12p0eer | Rt3 | New | CZ07 | cDXGF | SWHC013-02 | DEER2020 | D20v1 | 2020-11-09 | Cap-Tons | 1 |  | None | 85.4 | 0.0555 | 0 | 85.4 | 0.0555 | 0 | [6 empty] | DEER:HVAC_Split-Package_AC | Annual
Any | NE-HVAC-airAC-SpltPkg-135to239kBtuh-12p0eer | Rt3 | New | CZ08 | cDXGF | SWHC013-02 | DEER2020 | D20v1 | 2020-11-09 | Cap-Tons | 1 |  | None | 102 | 0.0603 | 0 | 102 | 0.0603 | 0 | [6 empty] | DEER:HVAC_Split-Package_AC | Annual
Any | NE-HVAC-airAC-SpltPkg-135to239kBtuh-12p0eer | Rt3 | New | CZ09 | cDXGF | SWHC013-02 | DEER2020 | D20v1 | 2020-11-09 | Cap-Tons | 1 |  | None | 86.2 | 0.0685 | 0 | 86.2 | 0.0685 | 0 | [6 empty] | DEER:HVAC_Split-Package_AC | Annual
Any | NE-HVAC-airAC-SpltPkg-135to239kBtuh-12p0eer | Rt3 | New | CZ10 | cDXGF | SWHC013-02 | DEER2020 | D20v1 | 2020-11-09 | Cap-Tons | 1 |  | None | 102 | 0.0735 | 0 | 102 | 0.0735 | 0 | [6 empty] | DEER:HVAC_Split-Package_AC | Annual
Any | NE-HVAC-airAC-SpltPkg-135to239kBtuh-12p0eer | Rt3 | New | CZ11 | cDXGF | SWHC013-02 | DEER2020 | D20v1 | 2020-11-09 | Cap-Tons | 1 |  | None | 97.5 | 0.0743 | 0 | 97.5 | 0.0743 | 0 | [6 empty] | DEER:HVAC_Split-Package_AC | Annual
Any | NE-HVAC-airAC-SpltPkg-135to239kBtuh-12p0eer | Rt3 | New | CZ12 | cDXGF | SWHC013-02 | DEER2020 | D20v1 | 2020-11-09 | Cap-Tons | 1 |  | None | 85.5 | 0.0733 | 0 | 85.5 | 0.0733 | 0 | [6 empty] | DEER:HVAC_Split-Package_AC | Annual
Any | NE-HVAC-airAC-SpltPkg-135to239kBtuh-12p0eer | Rt3 | New | CZ13 | cDXGF | SWHC013-02 | DEER2020 | D20v1 | 2020-11-09 | Cap-Tons | 1 |  | None | 101 | 0.0688 | 0 | 101 | 0.0688 | 0 | [6 empty] | DEER:HVAC_Split-Package_AC | Annual
Any | NE-HVAC-airAC-SpltPkg-135to239kBtuh-12p0eer | Rt3 | New | CZ14 | cDXGF | SWHC013-02 | DEER2020 | D20v1 | 2020-11-09 | Cap-Tons | 1 |  | None | 98.7 | 0.0612 | 0 | 98.7 | 0.0612 | 0 | [6 empty] | DEER:HVAC_Split-Package_AC | Annual
Any | NE-HVAC-airAC-SpltPkg-135to239kBtuh-12p0eer | Rt3 | New | CZ15 | cDXGF | SWHC013-02 | DEER2020 | D20v1 | 2020-11-09 | Cap-Tons | 1 |  | None | 144 | 0.0652 | 0 | 144 | 0.0652 | 0 | [6 empty] | DEER:HVAC_Split-Package_AC | Annual
Any | NE-HVAC-airAC-SpltPkg-135to239kBtuh-12p0eer | Rt3 | New | CZ16 | cDXGF | SWHC013-02 | DEER2020 | D20v1 | 2020-11-09 | Cap-Tons | 1 |  | None | 57.9 | 0.0531 | 0 | 57.9 | 0.0531 | 0 | [6 empty] | DEER:HVAC_Split-Package_AC | Annual
Any | NE-HVAC-airAC-SpltPkg-135to239kBtuh-12p0eer | RtL | Ex | CZ01 | cDXGF | SWHC013-02 | DEER2020 | D20v1 | 2020-11-09 | Cap-Tons | 1 |  | None | 307 | 0.0682 | 22.1 | 27.5 | 0.0241 | 0 | [6 empty] | DEER:HVAC_Split-Package_AC | Annual
Any | NE-HVAC-airAC-SpltPkg-135to239kBtuh-12p0eer | RtL | Ex | CZ02 | cDXGF | SWHC013-02 | DEER2020 | D20v1 | 2020-11-09 | Cap-Tons | 1 |  | None | 479 | 0.217 | 12.1 | 85.8 | 0.0764 | 0 | [6 empty] | DEER:HVAC_Split-Package_AC | Annual
Any | NE-HVAC-airAC-SpltPkg-135to239kBtuh-12p0eer | RtL | Ex | CZ03 | cDXGF | SWHC013-02 | DEER2020 | D20v1 | 2020-11-09 | Cap-Tons | 1 |  | None | 334 | 0.165 | 9.22 | 63.1 | 0.0511 | 0 | [6 empty] | DEER:HVAC_Split-Package_AC | Annual
Any | NE-HVAC-airAC-SpltPkg-135to239kBtuh-12p0eer | RtL | Ex | CZ04 | cDXGF | SWHC013-02 | DEER2020 | D20v1 | 2020-11-09 | Cap-Tons | 1 |  | None | 475 | 0.209 | 7.7 | 97.7 | 0.0694 | 0 | [6 empty] | DEER:HVAC_Split-Package_AC | Annual
Any | NE-HVAC-airAC-SpltPkg-135to239kBtuh-12p0eer | RtL | Ex | CZ05 | cDXGF | SWHC013-02 | DEER2020 | D20v1 | 2020-11-09 | Cap-Tons | 1 |  | None | 344 | 0.121 | 9.94 | 63.6 | 0.0342 | 0 | [6 empty] | DEER:HVAC_Split-Package_AC | Annual
Any | NE-HVAC-airAC-SpltPkg-135to239kBtuh-12p0eer | RtL | Ex | CZ06 | cDXGF | SWHC013-02 | DEER2020 | D20v1 | 2020-11-09 | Cap-Tons | 1 |  | None | 460 | 0.178 | 3.65 | 118 | 0.0667 | 0 | [6 empty] | DEER:HVAC_Split-Package_AC | Annual
Any | NE-HVAC-airAC-SpltPkg-135to239kBtuh-12p0eer | RtL | Ex | CZ07 | cDXGF | SWHC013-02 | DEER2020 | D20v1 | 2020-11-09 | Cap-Tons | 1 |  | None | 401 | 0.165 | 2.23 | 110 | 0.0559 | 0 | [6 empty] | DEER:HVAC_Split-Package_AC | Annual
Any | NE-HVAC-airAC-SpltPkg-135to239kBtuh-12p0eer | RtL | Ex | CZ08 | cDXGF | SWHC013-02 | DEER2020 | D20v1 | 2020-11-09 | Cap-Tons | 1 |  | None | 517 | 0.195 | 2.54 | 115 | 0.0583 | 0 | [6 empty] | DEER:HVAC_Split-Package_AC | Annual
Any | NE-HVAC-airAC-SpltPkg-135to239kBtuh-12p0eer | RtL | Ex | CZ09 | cDXGF | SWHC013-02 | DEER2020 | D20v1 | 2020-11-09 | Cap-Tons | 1 |  | None | 572 | 0.223 | 2.58 | 98.6 | 0.0696 | 0 | [6 empty] | DEER:HVAC_Split-Package_AC | Annual
Any | NE-HVAC-airAC-SpltPkg-135to239kBtuh-12p0eer | RtL | Ex | CZ10 | cDXGF | SWHC013-02 | DEER2020 | D20v1 | 2020-11-09 | Cap-Tons | 1 |  | None | 604 | 0.231 | 3.3 | 116 | 0.0738 | 0 | [6 empty] | DEER:HVAC_Split-Package_AC | Annual
Any | NE-HVAC-airAC-SpltPkg-135to239kBtuh-12p0eer | RtL | Ex | CZ11 | cDXGF | SWHC013-02 | DEER2020 | D20v1 | 2020-11-09 | Cap-Tons | 1 |  | None | 637 | 0.238 | 8.33 | 109 | 0.08 | 0 | [6 empty] | DEER:HVAC_Split-Package_AC | Annual
Any | NE-HVAC-airAC-SpltPkg-135to239kBtuh-12p0eer | RtL | Ex | CZ12 | cDXGF | SWHC013-02 | DEER2020 | D20v1 | 2020-11-09 | Cap-Tons | 1 |  | None | 582 | 0.239 | 8.93 | 96.8 | 0.0776 | 0 | [6 empty] | DEER:HVAC_Split-Package_AC | Annual
Any | NE-HVAC-airAC-SpltPkg-135to239kBtuh-12p0eer | RtL | Ex | CZ13 | cDXGF | SWHC013-02 | DEER2020 | D20v1 | 2020-11-09 | Cap-Tons | 1 |  | None | 642 | 0.237 | 7.46 | 113 | 0.0728 | 0 | [6 empty] | DEER:HVAC_Split-Package_AC | Annual
Any | NE-HVAC-airAC-SpltPkg-135to239kBtuh-12p0eer | RtL | Ex | CZ14 | cDXGF | SWHC013-02 | DEER2020 | D20v1 | 2020-11-09 | Cap-Tons | 1 |  | None | 644 | 0.236 | 8.56 | 110 | 0.0646 | 0 | [6 empty] | DEER:HVAC_Split-Package_AC | Annual
Any | NE-HVAC-airAC-SpltPkg-135to239kBtuh-12p0eer | RtL | Ex | CZ15 | cDXGF | SWHC013-02 | DEER2020 | D20v1 | 2020-11-09 | Cap-Tons | 1 |  | None | 803 | 0.261 | 0.55 | 158 | 0.0682 | 0 | [6 empty] | DEER:HVAC_Split-Package_AC | Annual
Any | NE-HVAC-airAC-SpltPkg-135to239kBtuh-12p0eer | RtL | Ex | CZ16 | cDXGF | SWHC013-02 | DEER2020 | D20v1 | 2020-11-09 | Cap-Tons | 1 |  | None | 447 | 0.182 | 40.1 | 64.7 | 0.0563 | 0 | [6 empty] | DEER:HVAC_Split-Package_AC | Annual
Any | NE-HVAC-airAC-SpltPkg-135to239kBtuh-12p0eer | RtL | New | CZ01 | cDXGF | SWHC013-02 | DEER2020 | D20v1 | 2020-11-09 | Cap-Tons | 1 |  | None | 27.4 | 0.0243 | 0 | 27.4 | 0.0243 | 0 | [6 empty] | DEER:HVAC_Split-Package_AC | Annual
Any | NE-HVAC-airAC-SpltPkg-135to239kBtuh-12p0eer | RtL | New | CZ02 | cDXGF | SWHC013-02 | DEER2020 | D20v1 | 2020-11-09 | Cap-Tons | 1 |  | None | 84.2 | 0.0776 | 0 | 84.2 | 0.0776 | 0 | [6 empty] | DEER:HVAC_Split-Package_AC | Annual
Any | NE-HVAC-airAC-SpltPkg-135to239kBtuh-12p0eer | RtL | New | CZ03 | cDXGF | SWHC013-02 | DEER2020 | D20v1 | 2020-11-09 | Cap-Tons | 1 |  | None | 61.8 | 0.0506 | 0 | 61.8 | 0.0506 | 0 | [6 empty] | DEER:HVAC_Split-Package_AC | Annual
Any | NE-HVAC-airAC-SpltPkg-135to239kBtuh-12p0eer | RtL | New | CZ04 | cDXGF | SWHC013-02 | DEER2020 | D20v1 | 2020-11-09 | Cap-Tons | 1 |  | None | 95.9 | 0.0706 | 0 | 95.9 | 0.0706 | 0 | [6 empty] | DEER:HVAC_Split-Package_AC | Annual
Any | NE-HVAC-airAC-SpltPkg-135to239kBtuh-12p0eer | RtL | New | CZ05 | cDXGF | SWHC013-02 | DEER2020 | D20v1 | 2020-11-09 | Cap-Tons | 1 |  | None | 62.6 | 0.0344 | 0 | 62.6 | 0.0344 | 0 | [6 empty] | DEER:HVAC_Split-Package_AC | Annual
Any | NE-HVAC-airAC-SpltPkg-135to239kBtuh-12p0eer | RtL | New | CZ06 | cDXGF | SWHC013-02 | DEER2020 | D20v1 | 2020-11-09 | Cap-Tons | 1 |  | None | 117 | 0.0678 | 0 | 117 | 0.0678 | 0 | [6 empty] | DEER:HVAC_Split-Package_AC | Annual
Any | NE-HVAC-airAC-SpltPkg-135to239kBtuh-12p0eer | RtL | New | CZ07 | cDXGF | SWHC013-02 | DEER2020 | D20v1 | 2020-11-09 | Cap-Tons | 1 |  | None | 109 | 0.0565 | 0 | 109 | 0.0565 | 0 | [6 empty] | DEER:HVAC_Split-Package_AC | Annual
Any | NE-HVAC-airAC-SpltPkg-135to239kBtuh-12p0eer | RtL | New | CZ08 | cDXGF | SWHC013-02 | DEER2020 | D20v1 | 2020-11-09 | Cap-Tons | 1 |  | None | 113 | 0.0588 | 0 | 113 | 0.0588 | 0 | [6 empty] | DEER:HVAC_Split-Package_AC | Annual
Any | NE-HVAC-airAC-SpltPkg-135to239kBtuh-12p0eer | RtL | New | CZ09 | cDXGF | SWHC013-02 | DEER2020 | D20v1 | 2020-11-09 | Cap-Tons | 1 |  | None | 96 | 0.07 | 0 | 96 | 0.07 | 0 | [6 empty] | DEER:HVAC_Split-Package_AC | Annual
Any | NE-HVAC-airAC-SpltPkg-135to239kBtuh-12p0eer | RtL | New | CZ10 | cDXGF | SWHC013-02 | DEER2020 | D20v1 | 2020-11-09 | Cap-Tons | 1 |  | None | 113 | 0.0742 | 0 | 113 | 0.0742 | 0 | [6 empty] | DEER:HVAC_Split-Package_AC | Annual
Any | NE-HVAC-airAC-SpltPkg-135to239kBtuh-12p0eer | RtL | New | CZ11 | cDXGF | SWHC013-02 | DEER2020 | D20v1 | 2020-11-09 | Cap-Tons | 1 |  | None | 109 | 0.0805 | 0 | 109 | 0.0805 | 0 | [6 empty] | DEER:HVAC_Split-Package_AC | Annual
Any | NE-HVAC-airAC-SpltPkg-135to239kBtuh-12p0eer | RtL | New | CZ12 | cDXGF | SWHC013-02 | DEER2020 | D20v1 | 2020-11-09 | Cap-Tons | 1 |  | None | 96 | 0.0786 | 0 | 96 | 0.0786 | 0 | [6 empty] | DEER:HVAC_Split-Package_AC | Annual
Any | NE-HVAC-airAC-SpltPkg-135to239kBtuh-12p0eer | RtL | New | CZ13 | cDXGF | SWHC013-02 | DEER2020 | D20v1 | 2020-11-09 | Cap-Tons | 1 |  | None | 112 | 0.0729 | 0 | 112 | 0.0729 | 0 | [6 empty] | DEER:HVAC_Split-Package_AC | Annual
Any | NE-HVAC-airAC-SpltPkg-135to239kBtuh-12p0eer | RtL | New | CZ14 | cDXGF | SWHC013-02 | DEER2020 | D20v1 | 2020-11-09 | Cap-Tons | 1 |  | None | 109 | 0.0644 | 0 | 109 | 0.0644 | 0 | [6 empty] | DEER:HVAC_Split-Package_AC | Annual
Any | NE-HVAC-airAC-SpltPkg-135to239kBtuh-12p0eer | RtL | New | CZ15 | cDXGF | SWHC013-02 | DEER2020 | D20v1 | 2020-11-09 | Cap-Tons | 1 |  | None | 155 | 0.0672 | 0 | 155 | 0.0672 | 0 | [6 empty] | DEER:HVAC_Split-Package_AC | Annual
Any | NE-HVAC-airAC-SpltPkg-135to239kBtuh-12p0eer | RtL | New | CZ16 | cDXGF | SWHC013-02 | DEER2020 | D20v1 | 2020-11-09 | Cap-Tons | 1 |  | None | 65.5 | 0.0563 | 0 | 65.5 | 0.0563 | 0 | [6 empty] | DEER:HVAC_Split-Package_AC | Annual
Any | NE-HVAC-airAC-SpltPkg-135to239kBtuh-12p0eer | RtS | Ex | CZ01 | cDXGF | SWHC013-02 | DEER2020 | D20v1 | 2020-11-09 | Cap-Tons | 1 |  | None | 331 | 0.0912 | 25.6 | 23.1 | 0.017 | 0 | [6 empty] | DEER:HVAC_Split-Package_AC | Annual
Any | NE-HVAC-airAC-SpltPkg-135to239kBtuh-12p0eer | RtS | Ex | CZ02 | cDXGF | SWHC013-02 | DEER2020 | D20v1 | 2020-11-09 | Cap-Tons | 1 |  | None | 487 | 0.218 | 12 | 79.8 | 0.0717 | 0 | [6 empty] | DEER:HVAC_Split-Package_AC | Annual
Any | NE-HVAC-airAC-SpltPkg-135to239kBtuh-12p0eer | RtS | Ex | CZ03 | cDXGF | SWHC013-02 | DEER2020 | D20v1 | 2020-11-09 | Cap-Tons | 1 |  | None | 392 | 0.165 | 11.2 | 51.6 | 0.0423 | 0 | [6 empty] | DEER:HVAC_Split-Package_AC | Annual
Any | NE-HVAC-airAC-SpltPkg-135to239kBtuh-12p0eer | RtS | Ex | CZ04 | cDXGF | SWHC013-02 | DEER2020 | D20v1 | 2020-11-09 | Cap-Tons | 1 |  | None | 501 | 0.213 | 7.88 | 83.8 | 0.0609 | 0 | [6 empty] | DEER:HVAC_Split-Package_AC | Annual
Any | NE-HVAC-airAC-SpltPkg-135to239kBtuh-12p0eer | RtS | Ex | CZ05 | cDXGF | SWHC013-02 | DEER2020 | D20v1 | 2020-11-09 | Cap-Tons | 1 |  | None | 392 | 0.126 | 10.2 | 51.9 | 0.0266 | 0 | [6 empty] | DEER:HVAC_Split-Package_AC | Annual
Any | NE-HVAC-airAC-SpltPkg-135to239kBtuh-12p0eer | RtS | Ex | CZ06 | cDXGF | SWHC013-02 | DEER2020 | D20v1 | 2020-11-09 | Cap-Tons | 1 |  | None | 487 | 0.188 | 3.45 | 91.9 | 0.0569 | 0 | [6 empty] | DEER:HVAC_Split-Package_AC | Annual
Any | NE-HVAC-airAC-SpltPkg-135to239kBtuh-12p0eer | RtS | Ex | CZ07 | cDXGF | SWHC013-02 | DEER2020 | D20v1 | 2020-11-09 | Cap-Tons | 1 |  | None | 465 | 0.173 | 2.61 | 91.8 | 0.0463 | 0 | [6 empty] | DEER:HVAC_Split-Package_AC | Annual
Any | NE-HVAC-airAC-SpltPkg-135to239kBtuh-12p0eer | RtS | Ex | CZ08 | cDXGF | SWHC013-02 | DEER2020 | D20v1 | 2020-11-09 | Cap-Tons | 1 |  | None | 540 | 0.197 | 2.52 | 104 | 0.0532 | 0 | [6 empty] | DEER:HVAC_Split-Package_AC | Annual
Any | NE-HVAC-airAC-SpltPkg-135to239kBtuh-12p0eer | RtS | Ex | CZ09 | cDXGF | SWHC013-02 | DEER2020 | D20v1 | 2020-11-09 | Cap-Tons | 1 |  | None | 549 | 0.223 | 2.42 | 90.6 | 0.0637 | 0 | [6 empty] | DEER:HVAC_Split-Package_AC | Annual
Any | NE-HVAC-airAC-SpltPkg-135to239kBtuh-12p0eer | RtS | Ex | CZ10 | cDXGF | SWHC013-02 | DEER2020 | D20v1 | 2020-11-09 | Cap-Tons | 1 |  | None | 589 | 0.232 | 3.21 | 107 | 0.069 | 0 | [6 empty] | DEER:HVAC_Split-Package_AC | Annual
Any | NE-HVAC-airAC-SpltPkg-135to239kBtuh-12p0eer | RtS | Ex | CZ11 | cDXGF | SWHC013-02 | DEER2020 | D20v1 | 2020-11-09 | Cap-Tons | 1 |  | None | 587 | 0.233 | 6.68 | 102 | 0.0776 | 0 | [6 empty] | DEER:HVAC_Split-Package_AC | Annual
Any | NE-HVAC-airAC-SpltPkg-135to239kBtuh-12p0eer | RtS | Ex | CZ12 | cDXGF | SWHC013-02 | DEER2020 | D20v1 | 2020-11-09 | Cap-Tons | 1 |  | None | 563 | 0.239 | 8.24 | 91.4 | 0.0729 | 0 | [6 empty] | DEER:HVAC_Split-Package_AC | Annual
Any | NE-HVAC-airAC-SpltPkg-135to239kBtuh-12p0eer | RtS | Ex | CZ13 | cDXGF | SWHC013-02 | DEER2020 | D20v1 | 2020-11-09 | Cap-Tons | 1 |  | None | 596 | 0.236 | 6.21 | 107 | 0.0683 | 0 | [6 empty] | DEER:HVAC_Split-Package_AC | Annual
Any | NE-HVAC-airAC-SpltPkg-135to239kBtuh-12p0eer | RtS | Ex | CZ14 | cDXGF | SWHC013-02 | DEER2020 | D20v1 | 2020-11-09 | Cap-Tons | 1 |  | None | 591 | 0.229 | 6.4 | 102 | 0.0622 | 0 | [6 empty] | DEER:HVAC_Split-Package_AC | Annual
Any | NE-HVAC-airAC-SpltPkg-135to239kBtuh-12p0eer | RtS | Ex | CZ15 | cDXGF | SWHC013-02 | DEER2020 | D20v1 | 2020-11-09 | Cap-Tons | 1 |  | None | 736 | 0.248 | 0.428 | 154 | 0.0685 | 0 | [6 empty] | DEER:HVAC_Split-Package_AC | Annual
Any | NE-HVAC-airAC-SpltPkg-135to239kBtuh-12p0eer | RtS | Ex | CZ16 | cDXGF | SWHC013-02 | DEER2020 | D20v1 | 2020-11-09 | Cap-Tons | 1 |  | None | 453 | 0.183 | 28.9 | 62.4 | 0.0517 | 0 | [6 empty] | DEER:HVAC_Split-Package_AC | Annual
Any | NE-HVAC-airAC-SpltPkg-135to239kBtuh-12p0eer | RtS | New | CZ01 | cDXGF | SWHC013-02 | DEER2020 | D20v1 | 2020-11-09 | Cap-Tons | 1 |  | None | 7.01 | 0.00962 | 0 | 7.01 | 0.00962 | 0 | [6 empty] | DEER:HVAC_Split-Package_AC | Annual
Any | NE-HVAC-airAC-SpltPkg-135to239kBtuh-12p0eer | RtS | New | CZ02 | cDXGF | SWHC013-02 | DEER2020 | D20v1 | 2020-11-09 | Cap-Tons | 1 |  | None | 59.8 | 0.0701 | 0 | 59.8 | 0.0701 | 0 | [6 empty] | DEER:HVAC_Split-Package_AC | Annual
Any | NE-HVAC-airAC-SpltPkg-135to239kBtuh-12p0eer | RtS | New | CZ03 | cDXGF | SWHC013-02 | DEER2020 | D20v1 | 2020-11-09 | Cap-Tons | 1 |  | None | 27.1 | 0.0391 | 0 | 27.1 | 0.0391 | 0 | [6 empty] | DEER:HVAC_Split-Package_AC | Annual
Any | NE-HVAC-airAC-SpltPkg-135to239kBtuh-12p0eer | RtS | New | CZ04 | cDXGF | SWHC013-02 | DEER2020 | D20v1 | 2020-11-09 | Cap-Tons | 1 |  | None | 63.1 | 0.0601 | 0 | 63.1 | 0.0601 | 0 | [6 empty] | DEER:HVAC_Split-Package_AC | Annual
Any | NE-HVAC-airAC-SpltPkg-135to239kBtuh-12p0eer | RtS | New | CZ05 | cDXGF | SWHC013-02 | DEER2020 | D20v1 | 2020-11-09 | Cap-Tons | 1 |  | None | 27.1 | 0.0225 | 0 | 27.1 | 0.0225 | 0 | [6 empty] | DEER:HVAC_Split-Package_AC | Annual
Any | NE-HVAC-airAC-SpltPkg-135to239kBtuh-12p0eer | RtS | New | CZ06 | cDXGF | SWHC013-02 | DEER2020 | D20v1 | 2020-11-09 | Cap-Tons | 1 |  | None | 69.1 | 0.056 | 0 | 69.1 | 0.056 | 0 | [6 empty] | DEER:HVAC_Split-Package_AC | Annual
Any | NE-HVAC-airAC-SpltPkg-135to239kBtuh-12p0eer | RtS | New | CZ07 | cDXGF | SWHC013-02 | DEER2020 | D20v1 | 2020-11-09 | Cap-Tons | 1 |  | None | 59.6 | 0.0448 | 0 | 59.6 | 0.0448 | 0 | [6 empty] | DEER:HVAC_Split-Package_AC | Annual
Any | NE-HVAC-airAC-SpltPkg-135to239kBtuh-12p0eer | RtS | New | CZ08 | cDXGF | SWHC013-02 | DEER2020 | D20v1 | 2020-11-09 | Cap-Tons | 1 |  | None | 81.9 | 0.0524 | 0 | 81.9 | 0.0524 | 0 | [6 empty] | DEER:HVAC_Split-Package_AC | Annual
Any | NE-HVAC-airAC-SpltPkg-135to239kBtuh-12p0eer | RtS | New | CZ09 | cDXGF | SWHC013-02 | DEER2020 | D20v1 | 2020-11-09 | Cap-Tons | 1 |  | None | 72.8 | 0.0625 | 0 | 72.8 | 0.0625 | 0 | [6 empty] | DEER:HVAC_Split-Package_AC | Annual
Any | NE-HVAC-airAC-SpltPkg-135to239kBtuh-12p0eer | RtS | New | CZ10 | cDXGF | SWHC013-02 | DEER2020 | D20v1 | 2020-11-09 | Cap-Tons | 1 |  | None | 87.5 | 0.0675 | 0 | 87.5 | 0.0675 | 0 | [6 empty] | DEER:HVAC_Split-Package_AC | Annual
Any | NE-HVAC-airAC-SpltPkg-135to239kBtuh-12p0eer | RtS | New | CZ11 | cDXGF | SWHC013-02 | DEER2020 | D20v1 | 2020-11-09 | Cap-Tons | 1 |  | None | 88.1 | 0.0755 | 0 | 88.1 | 0.0755 | 0 | [6 empty] | DEER:HVAC_Split-Package_AC | Annual
Any | NE-HVAC-airAC-SpltPkg-135to239kBtuh-12p0eer | RtS | New | CZ12 | cDXGF | SWHC013-02 | DEER2020 | D20v1 | 2020-11-09 | Cap-Tons | 1 |  | None | 74.8 | 0.0712 | 0 | 74.8 | 0.0712 | 0 | [6 empty] | DEER:HVAC_Split-Package_AC | Annual
Any | NE-HVAC-airAC-SpltPkg-135to239kBtuh-12p0eer | RtS | New | CZ13 | cDXGF | SWHC013-02 | DEER2020 | D20v1 | 2020-11-09 | Cap-Tons | 1 |  | None | 91.5 | 0.0661 | 0 | 91.5 | 0.0661 | 0 | [6 empty] | DEER:HVAC_Split-Package_AC | Annual
Any | NE-HVAC-airAC-SpltPkg-135to239kBtuh-12p0eer | RtS | New | CZ14 | cDXGF | SWHC013-02 | DEER2020 | D20v1 | 2020-11-09 | Cap-Tons | 1 |  | None | 89.3 | 0.0597 | 0 | 89.3 | 0.0597 | 0 | [6 empty] | DEER:HVAC_Split-Package_AC | Annual
Any | NE-HVAC-airAC-SpltPkg-135to239kBtuh-12p0eer | RtS | New | CZ15 | cDXGF | SWHC013-02 | DEER2020 | D20v1 | 2020-11-09 | Cap-Tons | 1 |  | None | 136 | 0.0659 | 0 | 136 | 0.0659 | 0 | [6 empty] | DEER:HVAC_Split-Package_AC | Annual
Any | NE-HVAC-airAC-SpltPkg-135to239kBtuh-12p0eer | RtS | New | CZ16 | cDXGF | SWHC013-02 | DEER2020 | D20v1 | 2020-11-09 | Cap-Tons | 1 |  | None | 44.9 | 0.047 | 0 | 44.9 | 0.047 | 0 | [6 empty] | DEER:HVAC_Split-Package_AC | Annual
Any | NE-HVAC-airAC-SpltPkg-135to239kBtuh-12p0eer | SCn | Ex | CZ01 | cDXGF | SWHC013-02 | DEER2020 | D20v1 | 2020-11-09 | Cap-Tons | 1 |  | None | 381 | 0.0485 | 18.7 | 6.14 | 0.00084 | 0 | [6 empty] | DEER:HVAC_Split-Package_AC | Annual
Any | NE-HVAC-airAC-SpltPkg-135to239kBtuh-12p0eer | SCn | Ex | CZ02 | cDXGF | SWHC013-02 | DEER2020 | D20v1 | 2020-11-09 | Cap-Tons | 1 |  | None | 403 | 0.139 | 19.1 | 24.7 | 0.0396 | 0 | [6 empty] | DEER:HVAC_Split-Package_AC | Annual
Any | NE-HVAC-airAC-SpltPkg-135to239kBtuh-12p0eer | SCn | Ex | CZ03 | cDXGF | SWHC013-02 | DEER2020 | D20v1 | 2020-11-09 | Cap-Tons | 1 |  | None | 349 | 0.0648 | 8.84 | 7.57 | 0.00692 | 0 | [6 empty] | DEER:HVAC_Split-Package_AC | Annual
Any | NE-HVAC-airAC-SpltPkg-135to239kBtuh-12p0eer | SCn | Ex | CZ04 | cDXGF | SWHC013-02 | DEER2020 | D20v1 | 2020-11-09 | Cap-Tons | 1 |  | None | 405 | 0.135 | 14.1 | 27.8 | 0.0326 | 0 | [6 empty] | DEER:HVAC_Split-Package_AC | Annual
Any | NE-HVAC-airAC-SpltPkg-135to239kBtuh-12p0eer | SCn | Ex | CZ05 | cDXGF | SWHC013-02 | DEER2020 | D20v1 | 2020-11-09 | Cap-Tons | 1 |  | None | 372 | 0.0575 | 9.56 | 7.78 | 0.0023 | 0 | [6 empty] | DEER:HVAC_Split-Package_AC | Annual
Any | NE-HVAC-airAC-SpltPkg-135to239kBtuh-12p0eer | SCn | Ex | CZ06 | cDXGF | SWHC013-02 | DEER2020 | D20v1 | 2020-11-09 | Cap-Tons | 1 |  | None | 392 | 0.104 | 3.42 | 20.5 | 0.0233 | 0 | [6 empty] | DEER:HVAC_Split-Package_AC | Annual
Any | NE-HVAC-airAC-SpltPkg-135to239kBtuh-12p0eer | SCn | Ex | CZ07 | cDXGF | SWHC013-02 | DEER2020 | D20v1 | 2020-11-09 | Cap-Tons | 1 |  | None | 378 | 0.0807 | 3.28 | 16 | 0.0152 | 0 | [6 empty] | DEER:HVAC_Split-Package_AC | Annual
Any | NE-HVAC-airAC-SpltPkg-135to239kBtuh-12p0eer | SCn | Ex | CZ08 | cDXGF | SWHC013-02 | DEER2020 | D20v1 | 2020-11-09 | Cap-Tons | 1 |  | None | 427 | 0.117 | 4.31 | 39.3 | 0.0278 | 0 | [6 empty] | DEER:HVAC_Split-Package_AC | Annual
Any | NE-HVAC-airAC-SpltPkg-135to239kBtuh-12p0eer | SCn | Ex | CZ09 | cDXGF | SWHC013-02 | DEER2020 | D20v1 | 2020-11-09 | Cap-Tons | 1 |  | None | 455 | 0.146 | 3.44 | 38.2 | 0.0363 | 0 | [6 empty] | DEER:HVAC_Split-Package_AC | Annual
Any | NE-HVAC-airAC-SpltPkg-135to239kBtuh-12p0eer | SCn | Ex | CZ10 | cDXGF | SWHC013-02 | DEER2020 | D20v1 | 2020-11-09 | Cap-Tons | 1 |  | None | 458 | 0.146 | 4.78 | 49.8 | 0.0414 | 0 | [6 empty] | DEER:HVAC_Split-Package_AC | Annual
Any | NE-HVAC-airAC-SpltPkg-135to239kBtuh-12p0eer | SCn | Ex | CZ11 | cDXGF | SWHC013-02 | DEER2020 | D20v1 | 2020-11-09 | Cap-Tons | 1 |  | None | 504 | 0.146 | 8.62 | 56.6 | 0.0431 | 0 | [6 empty] | DEER:HVAC_Split-Package_AC | Annual
Any | NE-HVAC-airAC-SpltPkg-135to239kBtuh-12p0eer | SCn | Ex | CZ12 | cDXGF | SWHC013-02 | DEER2020 | D20v1 | 2020-11-09 | Cap-Tons | 1 |  | None | 452 | 0.143 | 10.7 | 39.6 | 0.0396 | 0 | [6 empty] | DEER:HVAC_Split-Package_AC | Annual
Any | NE-HVAC-airAC-SpltPkg-135to239kBtuh-12p0eer | SCn | Ex | CZ13 | cDXGF | SWHC013-02 | DEER2020 | D20v1 | 2020-11-09 | Cap-Tons | 1 |  | None | 520 | 0.153 | 8.09 | 62 | 0.0366 | 0 | [6 empty] | DEER:HVAC_Split-Package_AC | Annual
Any | NE-HVAC-airAC-SpltPkg-135to239kBtuh-12p0eer | SCn | Ex | CZ14 | cDXGF | SWHC013-02 | DEER2020 | D20v1 | 2020-11-09 | Cap-Tons | 1 |  | None | 500 | 0.138 | 8.79 | 60.1 | 0.0359 | 0 | [6 empty] | DEER:HVAC_Split-Package_AC | Annual
Any | NE-HVAC-airAC-SpltPkg-135to239kBtuh-12p0eer | SCn | Ex | CZ15 | cDXGF | SWHC013-02 | DEER2020 | D20v1 | 2020-11-09 | Cap-Tons | 1 |  | None | 613 | 0.149 | 0.446 | 98.8 | 0.0359 | 0 | [6 empty] | DEER:HVAC_Split-Package_AC | Annual
Any | NE-HVAC-airAC-SpltPkg-135to239kBtuh-12p0eer | SCn | Ex | CZ16 | cDXGF | SWHC013-02 | DEER2020 | D20v1 | 2020-11-09 | Cap-Tons | 1 |  | None | 392 | 0.0876 | 21 | 17.5 | 0.0169 | 0 | [6 empty] | DEER:HVAC_Split-Package_AC | Annual
Any | NE-HVAC-airAC-SpltPkg-135to239kBtuh-12p0eer | SCn | New | CZ01 | cDXGF | SWHC013-02 | DEER2020 | D20v1 | 2020-11-09 | Cap-Tons | 1 |  | None | 4.28 | 0.00059 | 0 | 4.28 | 0.00059 | 0 | [6 empty] | DEER:HVAC_Split-Package_AC | Annual
Any | NE-HVAC-airAC-SpltPkg-135to239kBtuh-12p0eer | SCn | New | CZ02 | cDXGF | SWHC013-02 | DEER2020 | D20v1 | 2020-11-09 | Cap-Tons | 1 |  | None | 19.7 | 0.0405 | 0 | 19.7 | 0.0405 | 0 | [6 empty] | DEER:HVAC_Split-Package_AC | Annual
Any | NE-HVAC-airAC-SpltPkg-135to239kBtuh-12p0eer | SCn | New | CZ03 | cDXGF | SWHC013-02 | DEER2020 | D20v1 | 2020-11-09 | Cap-Tons | 1 |  | None | 4.47 | 0.00439 | 0 | 4.47 | 0.00439 | 0 | [6 empty] | DEER:HVAC_Split-Package_AC | Annual
Any | NE-HVAC-airAC-SpltPkg-135to239kBtuh-12p0eer | SCn | New | CZ04 | cDXGF | SWHC013-02 | DEER2020 | D20v1 | 2020-11-09 | Cap-Tons | 1 |  | None | 21.4 | 0.0327 | 0 | 21.4 | 0.0327 | 0 | [6 empty] | DEER:HVAC_Split-Package_AC | Annual
Any | NE-HVAC-airAC-SpltPkg-135to239kBtuh-12p0eer | SCn | New | CZ05 | cDXGF | SWHC013-02 | DEER2020 | D20v1 | 2020-11-09 | Cap-Tons | 1 |  | None | 5.04 | 0.00142 | 0 | 5.04 | 0.00142 | 0 | [6 empty] | DEER:HVAC_Split-Package_AC | Annual
Any | NE-HVAC-airAC-SpltPkg-135to239kBtuh-12p0eer | SCn | New | CZ06 | cDXGF | SWHC013-02 | DEER2020 | D20v1 | 2020-11-09 | Cap-Tons | 1 |  | None | 14.2 | 0.0206 | 0 | 14.2 | 0.0206 | 0 | [6 empty] | DEER:HVAC_Split-Package_AC | Annual
Any | NE-HVAC-airAC-SpltPkg-135to239kBtuh-12p0eer | SCn | New | CZ07 | cDXGF | SWHC013-02 | DEER2020 | D20v1 | 2020-11-09 | Cap-Tons | 1 |  | None | 9.98 | 0.0128 | 0 | 9.98 | 0.0128 | 0 | [6 empty] | DEER:HVAC_Split-Package_AC | Annual
Any | NE-HVAC-airAC-SpltPkg-135to239kBtuh-12p0eer | SCn | New | CZ08 | cDXGF | SWHC013-02 | DEER2020 | D20v1 | 2020-11-09 | Cap-Tons | 1 |  | None | 33.2 | 0.0282 | 0 | 33.2 | 0.0282 | 0 | [6 empty] | DEER:HVAC_Split-Package_AC | Annual
Any | NE-HVAC-airAC-SpltPkg-135to239kBtuh-12p0eer | SCn | New | CZ09 | cDXGF | SWHC013-02 | DEER2020 | D20v1 | 2020-11-09 | Cap-Tons | 1 |  | None | 33.3 | 0.0373 | 0 | 33.3 | 0.0373 | 0 | [6 empty] | DEER:HVAC_Split-Package_AC | Annual
Any | NE-HVAC-airAC-SpltPkg-135to239kBtuh-12p0eer | SCn | New | CZ10 | cDXGF | SWHC013-02 | DEER2020 | D20v1 | 2020-11-09 | Cap-Tons | 1 |  | None | 44.8 | 0.0419 | 0 | 44.8 | 0.0419 | 0 | [6 empty] | DEER:HVAC_Split-Package_AC | Annual
Any | NE-HVAC-airAC-SpltPkg-135to239kBtuh-12p0eer | SCn | New | CZ11 | cDXGF | SWHC013-02 | DEER2020 | D20v1 | 2020-11-09 | Cap-Tons | 1 |  | None | 52.9 | 0.043 | 0 | 52.9 | 0.043 | 0 | [6 empty] | DEER:HVAC_Split-Package_AC | Annual
Any | NE-HVAC-airAC-SpltPkg-135to239kBtuh-12p0eer | SCn | New | CZ12 | cDXGF | SWHC013-02 | DEER2020 | D20v1 | 2020-11-09 | Cap-Tons | 1 |  | None | 35 | 0.0397 | 0 | 35 | 0.0397 | 0 | [6 empty] | DEER:HVAC_Split-Package_AC | Annual
Any | NE-HVAC-airAC-SpltPkg-135to239kBtuh-12p0eer | SCn | New | CZ13 | cDXGF | SWHC013-02 | DEER2020 | D20v1 | 2020-11-09 | Cap-Tons | 1 |  | None | 57.3 | 0.0369 | 0 | 57.3 | 0.0369 | 0 | [6 empty] | DEER:HVAC_Split-Package_AC | Annual
Any | NE-HVAC-airAC-SpltPkg-135to239kBtuh-12p0eer | SCn | New | CZ14 | cDXGF | SWHC013-02 | DEER2020 | D20v1 | 2020-11-09 | Cap-Tons | 1 |  | None | 57.6 | 0.0359 | 0 | 57.6 | 0.0359 | 0 | [6 empty] | DEER:HVAC_Split-Package_AC | Annual
Any | NE-HVAC-airAC-SpltPkg-135to239kBtuh-12p0eer | SCn | New | CZ15 | cDXGF | SWHC013-02 | DEER2020 | D20v1 | 2020-11-09 | Cap-Tons | 1 |  | None | 93.9 | 0.0351 | 0 | 93.9 | 0.0351 | 0 | [6 empty] | DEER:HVAC_Split-Package_AC | Annual
Any | NE-HVAC-airAC-SpltPkg-135to239kBtuh-12p0eer | SCn | New | CZ16 | cDXGF | SWHC013-02 | DEER2020 | D20v1 | 2020-11-09 | Cap-Tons | 1 |  | None | 13.6 | 0.0142 | 0 | 13.6 | 0.0142 | 0 | [6 empty] | DEER:HVAC_Split-Package_AC | Annual
Any | NE-HVAC-airAC-SpltPkg-135to239kBtuh-12p0eer | WRf | Ex | CZ01 | cDXGF | SWHC013-02 | DEER2020 | D20v1 | 2020-11-09 | Cap-Tons | 1 |  | None | 636 | 0.112 | 5.17 | 98.6 | 0.0224 | 0 | [6 empty] | DEER:HVAC_Split-Package_AC | Annual
Any | NE-HVAC-airAC-SpltPkg-135to239kBtuh-12p0eer | WRf | Ex | CZ02 | cDXGF | SWHC013-02 | DEER2020 | D20v1 | 2020-11-09 | Cap-Tons | 1 |  | None | 612 | 0.168 | 1.8 | 111 | 0.0408 | 0 | [6 empty] | DEER:HVAC_Split-Package_AC | Annual
Any | NE-HVAC-airAC-SpltPkg-135to239kBtuh-12p0eer | WRf | Ex | CZ03 | cDXGF | SWHC013-02 | DEER2020 | D20v1 | 2020-11-09 | Cap-Tons | 1 |  | None | 582 | 0.114 | 1.73 | 109 | 0.0288 | 0 | [6 empty] | DEER:HVAC_Split-Package_AC | Annual
Any | NE-HVAC-airAC-SpltPkg-135to239kBtuh-12p0eer | WRf | Ex | CZ04 | cDXGF | SWHC013-02 | DEER2020 | D20v1 | 2020-11-09 | Cap-Tons | 1 |  | None | 644 | 0.149 | 1.16 | 120 | 0.0365 | 0 | [6 empty] | DEER:HVAC_Split-Package_AC | Annual
Any | NE-HVAC-airAC-SpltPkg-135to239kBtuh-12p0eer | WRf | Ex | CZ05 | cDXGF | SWHC013-02 | DEER2020 | D20v1 | 2020-11-09 | Cap-Tons | 1 |  | None | 643 | 0.101 | 1.73 | 118 | 0.0237 | 0 | [6 empty] | DEER:HVAC_Split-Package_AC | Annual
Any | NE-HVAC-airAC-SpltPkg-135to239kBtuh-12p0eer | WRf | Ex | CZ06 | cDXGF | SWHC013-02 | DEER2020 | D20v1 | 2020-11-09 | Cap-Tons | 1 |  | None | 631 | 0.125 | 0.514 | 126 | 0.0313 | 0 | [6 empty] | DEER:HVAC_Split-Package_AC | Annual
Any | NE-HVAC-airAC-SpltPkg-135to239kBtuh-12p0eer | WRf | Ex | CZ07 | cDXGF | SWHC013-02 | DEER2020 | D20v1 | 2020-11-09 | Cap-Tons | 1 |  | None | 697 | 0.112 | 0.861 | 141 | 0.0297 | 0 | [6 empty] | DEER:HVAC_Split-Package_AC | Annual
Any | NE-HVAC-airAC-SpltPkg-135to239kBtuh-12p0eer | WRf | Ex | CZ08 | cDXGF | SWHC013-02 | DEER2020 | D20v1 | 2020-11-09 | Cap-Tons | 1 |  | None | 717 | 0.123 | 0.682 | 123 | 0.0291 | 0 | [6 empty] | DEER:HVAC_Split-Package_AC | Annual
Any | NE-HVAC-airAC-SpltPkg-135to239kBtuh-12p0eer | WRf | Ex | CZ09 | cDXGF | SWHC013-02 | DEER2020 | D20v1 | 2020-11-09 | Cap-Tons | 1 |  | None | 728 | 0.17 | 0.623 | 119 | 0.0386 | 0 | [6 empty] | DEER:HVAC_Split-Package_AC | Annual
Any | NE-HVAC-airAC-SpltPkg-135to239kBtuh-12p0eer | WRf | Ex | CZ10 | cDXGF | SWHC013-02 | DEER2020 | D20v1 | 2020-11-09 | Cap-Tons | 1 |  | None | 729 | 0.153 | 0.493 | 139 | 0.0428 | 0 | [6 empty] | DEER:HVAC_Split-Package_AC | Annual
Any | NE-HVAC-airAC-SpltPkg-135to239kBtuh-12p0eer | WRf | Ex | CZ11 | cDXGF | SWHC013-02 | DEER2020 | D20v1 | 2020-11-09 | Cap-Tons | 1 |  | None | 715 | 0.19 | 0.887 | 121 | 0.0476 | 0 | [6 empty] | DEER:HVAC_Split-Package_AC | Annual
Any | NE-HVAC-airAC-SpltPkg-135to239kBtuh-12p0eer | WRf | Ex | CZ12 | cDXGF | SWHC013-02 | DEER2020 | D20v1 | 2020-11-09 | Cap-Tons | 1 |  | None | 644 | 0.164 | 1.02 | 106 | 0.0403 | 0 | [6 empty] | DEER:HVAC_Split-Package_AC | Annual
Any | NE-HVAC-airAC-SpltPkg-135to239kBtuh-12p0eer | WRf | Ex | CZ13 | cDXGF | SWHC013-02 | DEER2020 | D20v1 | 2020-11-09 | Cap-Tons | 1 |  | None | 748 | 0.172 | 0.833 | 125 | 0.042 | 0 | [6 empty] | DEER:HVAC_Split-Package_AC | Annual
Any | NE-HVAC-airAC-SpltPkg-135to239kBtuh-12p0eer | WRf | Ex | CZ14 | cDXGF | SWHC013-02 | DEER2020 | D20v1 | 2020-11-09 | Cap-Tons | 1 |  | None | 712 | 0.17 | 1.21 | 139 | 0.0444 | 0 | [6 empty] | DEER:HVAC_Split-Package_AC | Annual
Any | NE-HVAC-airAC-SpltPkg-135to239kBtuh-12p0eer | WRf | Ex | CZ15 | cDXGF | SWHC013-02 | DEER2020 | D20v1 | 2020-11-09 | Cap-Tons | 1 |  | None | 912 | 0.18 | -0.138 | 178 | 0.0458 | 0 | [6 empty] | DEER:HVAC_Split-Package_AC | Annual
Any | NE-HVAC-airAC-SpltPkg-135to239kBtuh-12p0eer | WRf | Ex | CZ16 | cDXGF | SWHC013-02 | DEER2020 | D20v1 | 2020-11-09 | Cap-Tons | 1 |  | None | 554 | 0.138 | 7.92 | 95.5 | 0.0348 | 0 | [6 empty] | DEER:HVAC_Split-Package_AC | Annual
Any | NE-HVAC-airAC-SpltPkg-135to239kBtuh-12p0eer | WRf | New | CZ01 | cDXGF | SWHC013-02 | DEER2020 | D20v1 | 2020-11-09 | Cap-Tons | 1 |  | None | 25 | 0.0193 | 0 | 25 | 0.0193 | 0 | [6 empty] | DEER:HVAC_Split-Package_AC | Annual
Any | NE-HVAC-airAC-SpltPkg-135to239kBtuh-12p0eer | WRf | New | CZ02 | cDXGF | SWHC013-02 | DEER2020 | D20v1 | 2020-11-09 | Cap-Tons | 1 |  | None | 68.2 | 0.0382 | 0 | 68.2 | 0.0382 | 0 | [6 empty] | DEER:HVAC_Split-Package_AC | Annual
Any | NE-HVAC-airAC-SpltPkg-135to239kBtuh-12p0eer | WRf | New | CZ03 | cDXGF | SWHC013-02 | DEER2020 | D20v1 | 2020-11-09 | Cap-Tons | 1 |  | None | 59.8 | 0.0298 | 0 | 59.8 | 0.0298 | 0 | [6 empty] | DEER:HVAC_Split-Package_AC | Annual
Any | NE-HVAC-airAC-SpltPkg-135to239kBtuh-12p0eer | WRf | New | CZ04 | cDXGF | SWHC013-02 | DEER2020 | D20v1 | 2020-11-09 | Cap-Tons | 1 |  | None | 82 | 0.0362 | 0 | 82 | 0.0362 | 0 | [6 empty] | DEER:HVAC_Split-Package_AC | Annual
Any | NE-HVAC-airAC-SpltPkg-135to239kBtuh-12p0eer | WRf | New | CZ05 | cDXGF | SWHC013-02 | DEER2020 | D20v1 | 2020-11-09 | Cap-Tons | 1 |  | None | 67.5 | 0.0239 | 0 | 67.5 | 0.0239 | 0 | [6 empty] | DEER:HVAC_Split-Package_AC | Annual
Any | NE-HVAC-airAC-SpltPkg-135to239kBtuh-12p0eer | WRf | New | CZ06 | cDXGF | SWHC013-02 | DEER2020 | D20v1 | 2020-11-09 | Cap-Tons | 1 |  | None | 101 | 0.0306 | 0 | 101 | 0.0306 | 0 | [6 empty] | DEER:HVAC_Split-Package_AC | Annual
Any | NE-HVAC-airAC-SpltPkg-135to239kBtuh-12p0eer | WRf | New | CZ07 | cDXGF | SWHC013-02 | DEER2020 | D20v1 | 2020-11-09 | Cap-Tons | 1 |  | None | 106 | 0.0298 | 0 | 106 | 0.0298 | 0 | [6 empty] | DEER:HVAC_Split-Package_AC | Annual
Any | NE-HVAC-airAC-SpltPkg-135to239kBtuh-12p0eer | WRf | New | CZ08 | cDXGF | SWHC013-02 | DEER2020 | D20v1 | 2020-11-09 | Cap-Tons | 1 |  | None | 98.7 | 0.0281 | 0 | 98.7 | 0.0281 | 0 | [6 empty] | DEER:HVAC_Split-Package_AC | Annual
Any | NE-HVAC-airAC-SpltPkg-135to239kBtuh-12p0eer | WRf | New | CZ09 | cDXGF | SWHC013-02 | DEER2020 | D20v1 | 2020-11-09 | Cap-Tons | 1 |  | None | 94.2 | 0.0378 | 0 | 94.2 | 0.0378 | 0 | [6 empty] | DEER:HVAC_Split-Package_AC | Annual
Any | NE-HVAC-airAC-SpltPkg-135to239kBtuh-12p0eer | WRf | New | CZ10 | cDXGF | SWHC013-02 | DEER2020 | D20v1 | 2020-11-09 | Cap-Tons | 1 |  | None | 105 | 0.0407 | 0 | 105 | 0.0407 | 0 | [6 empty] | DEER:HVAC_Split-Package_AC | Annual
Any | NE-HVAC-airAC-SpltPkg-135to239kBtuh-12p0eer | WRf | New | CZ11 | cDXGF | SWHC013-02 | DEER2020 | D20v1 | 2020-11-09 | Cap-Tons | 1 |  | None | 90.1 | 0.0428 | 0 | 90.1 | 0.0428 | 0 | [6 empty] | DEER:HVAC_Split-Package_AC | Annual
Any | NE-HVAC-airAC-SpltPkg-135to239kBtuh-12p0eer | WRf | New | CZ12 | cDXGF | SWHC013-02 | DEER2020 | D20v1 | 2020-11-09 | Cap-Tons | 1 |  | None | 72.3 | 0.037 | 0 | 72.3 | 0.037 | 0 | [6 empty] | DEER:HVAC_Split-Package_AC | Annual
Any | NE-HVAC-airAC-SpltPkg-135to239kBtuh-12p0eer | WRf | New | CZ13 | cDXGF | SWHC013-02 | DEER2020 | D20v1 | 2020-11-09 | Cap-Tons | 1 |  | None | 89.2 | 0.0379 | 0 | 89.2 | 0.0379 | 0 | [6 empty] | DEER:HVAC_Split-Package_AC | Annual
Any | NE-HVAC-airAC-SpltPkg-135to239kBtuh-12p0eer | WRf | New | CZ14 | cDXGF | SWHC013-02 | DEER2020 | D20v1 | 2020-11-09 | Cap-Tons | 1 |  | None | 109 | 0.0419 | 0 | 109 | 0.0419 | 0 | [6 empty] | DEER:HVAC_Split-Package_AC | Annual
Any | NE-HVAC-airAC-SpltPkg-135to239kBtuh-12p0eer | WRf | New | CZ15 | cDXGF | SWHC013-02 | DEER2020 | D20v1 | 2020-11-09 | Cap-Tons | 1 |  | None | 139 | 0.0379 | 0 | 139 | 0.0379 | 0 | [6 empty] | DEER:HVAC_Split-Package_AC | Annual
Any | NE-HVAC-airAC-SpltPkg-135to239kBtuh-12p0eer | WRf | New | CZ16 | cDXGF | SWHC013-02 | DEER2020 | D20v1 | 2020-11-09 | Cap-Tons | 1 |  | None | 60.1 | 0.0336 | 0 | 60.1 | 0.0336 | 0 | [6 empty] | DEER:HVAC_Split-Package_AC | Annual
Any | NE-HVAC-airAC-SpltPkg-135to239kBtuh-12p0eer | Asm | New | CZ12 | cDXGF | SWHC013-02 | DEER2020 | D20v1 | 2020-11-09 | Cap-Tons | 1 |  | None | 78 | 0.0817 | 0 | 78 | 0.0817 | 0 | [6 empty] | DEER:HVAC_Split-Package_AC | Annual
Any | NE-HVAC-airAC-SpltPkg-135to239kBtuh-12p0eer | Asm | New | CZ13 | cDXGF | SWHC013-02 | DEER2020 | D20v1 | 2020-11-09 | Cap-Tons | 1 |  | None | 92.7 | 0.0717 | 0 | 92.7 | 0.0717 | 0 | [6 empty] | DEER:HVAC_Split-Package_AC | Annual
Any | NE-HVAC-airAC-SpltPkg-135to239kBtuh-12p0eer | Asm | New | CZ14 | cDXGF | SWHC013-02 | DEER2020 | D20v1 | 2020-11-09 | Cap-Tons | 1 |  | None | 89.3 | 0.0591 | 0 | 89.3 | 0.0591 | 0 | [6 empty] | DEER:HVAC_Split-Package_AC | Annual
Any | NE-HVAC-airAC-SpltPkg-135to239kBtuh-12p0eer | Asm | New | CZ15 | cDXGF | SWHC013-02 | DEER2020 | D20v1 | 2020-11-09 | Cap-Tons | 1 |  | None | 139 | 0.0654 | 0 | 139 | 0.0654 | 0 | [6 empty] | DEER:HVAC_Split-Package_AC | Annual
Any | NE-HVAC-airAC-SpltPkg-135to239kBtuh-12p0eer | Asm | New | CZ16 | cDXGF | SWHC013-02 | DEER2020 | D20v1 | 2020-11-09 | Cap-Tons | 1 |  | None | 40.1 | 0.0462 | 0 | 40.1 | 0.0462 | 0 | [6 empty] | DEER:HVAC_Split-Package_AC | Annual
Any | NE-HVAC-airAC-SpltPkg-135to239kBtuh-12p0eer | ECC | Ex | CZ01 | cDXGF | SWHC013-02 | DEER2020 | D20v1 | 2020-11-09 | Cap-Tons | 1 |  | None | 233 | 0.0578 | 16 | 7.76 | 0.0162 | 0 | [6 empty] | DEER:HVAC_Split-Package_AC | Annual
Any | NE-HVAC-airAC-SpltPkg-135to239kBtuh-12p0eer | ECC | Ex | CZ02 | cDXGF | SWHC013-02 | DEER2020 | D20v1 | 2020-11-09 | Cap-Tons | 1 |  | None | 319 | 0.191 | 11.2 | 51.2 | 0.0483 | 0 | [6 empty] | DEER:HVAC_Split-Package_AC | Annual
Any | NE-HVAC-airAC-SpltPkg-135to239kBtuh-12p0eer | ECC | Ex | CZ03 | cDXGF | SWHC013-02 | DEER2020 | D20v1 | 2020-11-09 | Cap-Tons | 1 |  | None | 251 | 0.12 | 7.01 | 21.9 | 0.0241 | 0 | [6 empty] | DEER:HVAC_Split-Package_AC | Annual
Any | NE-HVAC-airAC-SpltPkg-135to239kBtuh-12p0eer | ECC | Ex | CZ04 | cDXGF | SWHC013-02 | DEER2020 | D20v1 | 2020-11-09 | Cap-Tons | 1 |  | None | 317 | 0.206 | 7.27 | 54.4 | 0.0645 | 0 | [6 empty] | DEER:HVAC_Split-Package_AC | Annual
Any | NE-HVAC-airAC-SpltPkg-135to239kBtuh-12p0eer | ECC | Ex | CZ05 | cDXGF | SWHC013-02 | DEER2020 | D20v1 | 2020-11-09 | Cap-Tons | 1 |  | None | 245 | 0.108 | 7.12 | 23.2 | 0.0264 | 0 | [6 empty] | DEER:HVAC_Split-Package_AC | Annual
Any | NE-HVAC-airAC-SpltPkg-135to239kBtuh-12p0eer | ECC | Ex | CZ06 | cDXGF | SWHC013-02 | DEER2020 | D20v1 | 2020-11-09 | Cap-Tons | 1 |  | None | 302 | 0.18 | 2.39 | 51 | 0.0491 | 0 | [6 empty] | DEER:HVAC_Split-Package_AC | Annual
Any | NE-HVAC-airAC-SpltPkg-135to239kBtuh-12p0eer | ECC | Ex | CZ07 | cDXGF | SWHC013-02 | DEER2020 | D20v1 | 2020-11-09 | Cap-Tons | 1 |  | None | 273 | 0.163 | 1.51 | 43.8 | 0.0409 | 0 | [6 empty] | DEER:HVAC_Split-Package_AC | Annual
Any | NE-HVAC-airAC-SpltPkg-135to239kBtuh-12p0eer | ECC | Ex | CZ08 | cDXGF | SWHC013-02 | DEER2020 | D20v1 | 2020-11-09 | Cap-Tons | 1 |  | None | 336 | 0.189 | 2.41 | 69.3 | 0.0541 | 0 | [6 empty] | DEER:HVAC_Split-Package_AC | Annual
Any | NE-HVAC-airAC-SpltPkg-135to239kBtuh-12p0eer | ECC | Ex | CZ09 | cDXGF | SWHC013-02 | DEER2020 | D20v1 | 2020-11-09 | Cap-Tons | 1 |  | None | 362 | 0.219 | 2.41 | 60.6 | 0.0654 | 0 | [6 empty] | DEER:HVAC_Split-Package_AC | Annual
Any | NE-HVAC-airAC-SpltPkg-135to239kBtuh-12p0eer | ECC | Ex | CZ10 | cDXGF | SWHC013-02 | DEER2020 | D20v1 | 2020-11-09 | Cap-Tons | 1 |  | None | 383 | 0.225 | 3.26 | 71.7 | 0.0701 | 0 | [6 empty] | DEER:HVAC_Split-Package_AC | Annual
Any | NE-HVAC-airAC-SpltPkg-135to239kBtuh-12p0eer | EPr | Ex | CZ01 | cDXGF | SWHC013-02 | DEER2020 | D20v1 | 2020-11-09 | Cap-Tons | 1 |  | None | 168 | 0.049 | 13.1 | 5.79 | 0.00642 | 0 | [6 empty] | DEER:HVAC_Split-Package_AC | Annual
Any | NE-HVAC-airAC-SpltPkg-135to239kBtuh-12p0eer | EPr | Ex | CZ02 | cDXGF | SWHC013-02 | DEER2020 | D20v1 | 2020-11-09 | Cap-Tons | 1 |  | None | 206 | 0.00596 | 12.1 | 32.6 | 0.00403 | 0 | [6 empty] | DEER:HVAC_Split-Package_AC | Annual
Any | NE-HVAC-airAC-SpltPkg-135to239kBtuh-12p0eer | EPr | Ex | CZ03 | cDXGF | SWHC013-02 | DEER2020 | D20v1 | 2020-11-09 | Cap-Tons | 1 |  | None | 172 | 0.00079 | 7.81 | 14.6 | 0.00034 | 0 | [6 empty] | DEER:HVAC_Split-Package_AC | Annual
Any | NE-HVAC-airAC-SpltPkg-135to239kBtuh-12p0eer | EPr | Ex | CZ04 | cDXGF | SWHC013-02 | DEER2020 | D20v1 | 2020-11-09 | Cap-Tons | 1 |  | None | 210 | 0.139 | 8.24 | 34.5 | 0.0362 | 0 | [6 empty] | DEER:HVAC_Split-Package_AC | Annual
Any | NE-HVAC-airAC-SpltPkg-135to239kBtuh-12p0eer | EPr | Ex | CZ05 | cDXGF | SWHC013-02 | DEER2020 | D20v1 | 2020-11-09 | Cap-Tons | 1 |  | None | 162 | 0.0673 | 7.12 | 16.8 | 0.0133 | 0 | [6 empty] | DEER:HVAC_Split-Package_AC | Annual
Any | NE-HVAC-airAC-SpltPkg-135to239kBtuh-12p0eer | EPr | Ex | CZ06 | cDXGF | SWHC013-02 | DEER2020 | D20v1 | 2020-11-09 | Cap-Tons | 1 |  | None | 188 | 0.109 | 3.58 | 31.1 | 0.0282 | 0 | [6 empty] | DEER:HVAC_Split-Package_AC | Annual
Any | NE-HVAC-airAC-SpltPkg-135to239kBtuh-12p0eer | EPr | Ex | CZ07 | cDXGF | SWHC013-02 | DEER2020 | D20v1 | 2020-11-09 | Cap-Tons | 1 |  | None | 168 | 0.0944 | 3.12 | 25.8 | 0.0216 | 0 | [6 empty] | DEER:HVAC_Split-Package_AC | Annual
Any | NE-HVAC-airAC-SpltPkg-135to239kBtuh-12p0eer | EPr | Ex | CZ08 | cDXGF | SWHC013-02 | DEER2020 | D20v1 | 2020-11-09 | Cap-Tons | 1 |  | None | 214 | 0.123 | 3.37 | 40.8 | 0.0289 | 0 | [6 empty] | DEER:HVAC_Split-Package_AC | Annual
Any | NE-HVAC-airAC-SpltPkg-135to239kBtuh-12p0eer | EPr | Ex | CZ09 | cDXGF | SWHC013-02 | DEER2020 | D20v1 | 2020-11-09 | Cap-Tons | 1 |  | None | 242 | 0.151 | 2.92 | 35.2 | 0.0377 | 0 | [6 empty] | DEER:HVAC_Split-Package_AC | Annual
Any | NE-HVAC-airAC-SpltPkg-135to239kBtuh-12p0eer | EPr | Ex | CZ10 | cDXGF | SWHC013-02 | DEER2020 | D20v1 | 2020-11-09 | Cap-Tons | 1 |  | None | 255 | 0.159 | 3.69 | 43.5 | 0.0408 | 0 | [6 empty] | DEER:HVAC_Split-Package_AC | Annual
Any | NE-HVAC-airAC-SpltPkg-135to239kBtuh-12p0eer | EPr | Ex | CZ11 | cDXGF | SWHC013-02 | DEER2020 | D20v1 | 2020-11-09 | Cap-Tons | 1 |  | None | 242 | 0.0105 | 7.6 | 44.3 | 0.0187 | 0 | [6 empty] | DEER:HVAC_Split-Package_AC | Annual
Any | NE-HVAC-airAC-SpltPkg-135to239kBtuh-12p0eer | EPr | Ex | CZ12 | cDXGF | SWHC013-02 | DEER2020 | D20v1 | 2020-11-09 | Cap-Tons | 1 |  | None | 229 | 0.0111 | 9.37 | 39.7 | 0.0108 | 0 | [6 empty] | DEER:HVAC_Split-Package_AC | Annual
Any | NE-HVAC-airAC-SpltPkg-135to239kBtuh-12p0eer | EPr | Ex | CZ13 | cDXGF | SWHC013-02 | DEER2020 | D20v1 | 2020-11-09 | Cap-Tons | 1 |  | None | 253 | 0.0117 | 6.65 | 48.3 | 0.0137 | 0 | [6 empty] | DEER:HVAC_Split-Package_AC | Annual
Any | NE-HVAC-airAC-SpltPkg-135to239kBtuh-12p0eer | EPr | Ex | CZ14 | cDXGF | SWHC013-02 | DEER2020 | D20v1 | 2020-11-09 | Cap-Tons | 1 |  | None | 268 | 0.152 | 6.51 | 45.4 | 0.0369 | 0 | [6 empty] | DEER:HVAC_Split-Package_AC | Annual
Any | NE-HVAC-airAC-SpltPkg-135to239kBtuh-12p0eer | EPr | Ex | CZ15 | cDXGF | SWHC013-02 | DEER2020 | D20v1 | 2020-11-09 | Cap-Tons | 1 |  | None | 345 | 0.162 | 0.734 | 73.1 | 0.0374 | 0 | [6 empty] | DEER:HVAC_Split-Package_AC | Annual
Any | NE-HVAC-airAC-SpltPkg-135to239kBtuh-12p0eer | EPr | Ex | CZ16 | cDXGF | SWHC013-02 | DEER2020 | D20v1 | 2020-11-09 | Cap-Tons | 1 |  | None | 195 | 0.00432 | 20.3 | 17.5 | 0.00257 | 0 | [6 empty] | DEER:HVAC_Split-Package_AC | Annual
Any | NE-HVAC-airAC-SpltPkg-135to239kBtuh-12p0eer | EPr | New | CZ01 | cDXGF | SWHC013-02 | DEER2020 | D20v1 | 2020-11-09 | Cap-Tons | 1 |  | None | 5.4 | 0.00568 | 0 | 5.4 | 0.00568 | 0 | [6 empty] | DEER:HVAC_Split-Package_AC | Annual
Any | NE-HVAC-airAC-SpltPkg-135to239kBtuh-12p0eer | EPr | New | CZ02 | cDXGF | SWHC013-02 | DEER2020 | D20v1 | 2020-11-09 | Cap-Tons | 1 |  | None | 31.3 | 0.00081 | 0 | 31.3 | 0.00081 | 0 | [6 empty] | DEER:HVAC_Split-Package_AC | Annual
Any | NE-HVAC-airAC-SpltPkg-135to239kBtuh-12p0eer | EPr | New | CZ03 | cDXGF | SWHC013-02 | DEER2020 | D20v1 | 2020-11-09 | Cap-Tons | 1 |  | None | 14.2 | 0.00018 | 0 | 14.2 | 0.00018 | 0 | [6 empty] | DEER:HVAC_Split-Package_AC | Annual
Any | NE-HVAC-airAC-SpltPkg-135to239kBtuh-12p0eer | EPr | New | CZ04 | cDXGF | SWHC013-02 | DEER2020 | D20v1 | 2020-11-09 | Cap-Tons | 1 |  | None | 33.8 | 0.0362 | 0 | 33.8 | 0.0362 | 0 | [6 empty] | DEER:HVAC_Split-Package_AC | Annual
Any | NE-HVAC-airAC-SpltPkg-135to239kBtuh-12p0eer | ERC | Ex | CZ01 | cDXGF | SWHC013-02 | DEER2020 | D20v1 | 2020-11-09 | Cap-Tons | 1 |  | None | 124 | 0.00258 | 17.3 | 10.3 | 0.00118 | 0 | [6 empty] | DEER:HVAC_Split-Package_AC | Annual
Any | NE-HVAC-airAC-SpltPkg-135to239kBtuh-12p0eer | ERC | Ex | CZ02 | cDXGF | SWHC013-02 | DEER2020 | D20v1 | 2020-11-09 | Cap-Tons | 1 |  | None | 167 | 0.0209 | 11.1 | 34.4 | 0.0125 | 0 | [6 empty] | DEER:HVAC_Split-Package_AC | Annual
Any | NE-HVAC-airAC-SpltPkg-135to239kBtuh-12p0eer | ERC | Ex | CZ03 | cDXGF | SWHC013-02 | DEER2020 | D20v1 | 2020-11-09 | Cap-Tons | 1 |  | None | 134 | 0.00174 | 7.71 | 23 | 0.00077 | 0 | [6 empty] | DEER:HVAC_Split-Package_AC | Annual
Any | NE-HVAC-airAC-SpltPkg-135to239kBtuh-12p0eer | ERC | Ex | CZ04 | cDXGF | SWHC013-02 | DEER2020 | D20v1 | 2020-11-09 | Cap-Tons | 1 |  | None | 172 | 0.0329 | 6.73 | 38.3 | 0.0159 | 0 | [6 empty] | DEER:HVAC_Split-Package_AC | Annual
Any | NE-HVAC-airAC-SpltPkg-135to239kBtuh-12p0eer | ERC | Ex | CZ05 | cDXGF | SWHC013-02 | DEER2020 | D20v1 | 2020-11-09 | Cap-Tons | 1 |  | None | 141 | 0.00842 | 7.38 | 28.5 | 0.00375 | 0 | [6 empty] | DEER:HVAC_Split-Package_AC | Annual
Any | NE-HVAC-airAC-SpltPkg-135to239kBtuh-12p0eer | ERC | Ex | CZ06 | cDXGF | SWHC013-02 | DEER2020 | D20v1 | 2020-11-09 | Cap-Tons | 1 |  | None | 172 | 0.0207 | 2.76 | 40.9 | 0.011 | 0 | [6 empty] | DEER:HVAC_Split-Package_AC | Annual
Any | NE-HVAC-airAC-SpltPkg-135to239kBtuh-12p0eer | ERC | Ex | CZ07 | cDXGF | SWHC013-02 | DEER2020 | D20v1 | 2020-11-09 | Cap-Tons | 1 |  | None | 153 | 0.0154 | 2.48 | 38.7 | 0.00714 | 0 | [6 empty] | DEER:HVAC_Split-Package_AC | Annual
Any | NE-HVAC-airAC-SpltPkg-135to239kBtuh-12p0eer | ERC | Ex | CZ08 | cDXGF | SWHC013-02 | DEER2020 | D20v1 | 2020-11-09 | Cap-Tons | 1 |  | None | 192 | 0.0232 | 2.99 | 48.4 | 0.0123 | 0 | [6 empty] | DEER:HVAC_Split-Package_AC | Annual
Any | NE-HVAC-airAC-SpltPkg-135to239kBtuh-12p0eer | ERC | Ex | CZ09 | cDXGF | SWHC013-02 | DEER2020 | D20v1 | 2020-11-09 | Cap-Tons | 1 |  | None | 201 | 0.0299 | 2.79 | 40.5 | 0.0171 | 0 | [6 empty] | DEER:HVAC_Split-Package_AC | Annual
Any | NE-HVAC-airAC-SpltPkg-135to239kBtuh-12p0eer | ERC | Ex | CZ10 | cDXGF | SWHC013-02 | DEER2020 | D20v1 | 2020-11-09 | Cap-Tons | 1 |  | None | 213 | 0.0344 | 3.4 | 47.8 | 0.0192 | 0 | [6 empty] | DEER:HVAC_Split-Package_AC | Annual
Any | NE-HVAC-airAC-SpltPkg-135to239kBtuh-12p0eer | ERC | Ex | CZ11 | cDXGF | SWHC013-02 | DEER2020 | D20v1 | 2020-11-09 | Cap-Tons | 1 |  | None | 212 | 0.023 | 6.56 | 48.5 | 0.0279 | 0 | [6 empty] | DEER:HVAC_Split-Package_AC | Annual
Any | NE-HVAC-airAC-SpltPkg-135to239kBtuh-12p0eer | ERC | Ex | CZ12 | cDXGF | SWHC013-02 | DEER2020 | D20v1 | 2020-11-09 | Cap-Tons | 1 |  | None | 192 | 0.0279 | 7.94 | 41.5 | 0.0208 | 0 | [6 empty] | DEER:HVAC_Split-Package_AC | Annual
Any | NE-HVAC-airAC-SpltPkg-135to239kBtuh-12p0eer | ERC | Ex | CZ13 | cDXGF | SWHC013-02 | DEER2020 | D20v1 | 2020-11-09 | Cap-Tons | 1 |  | None | 217 | 0.0218 | 5.8 | 52.9 | 0.0212 | 0 | [6 empty] | DEER:HVAC_Split-Package_AC | Annual
Any | NE-HVAC-airAC-SpltPkg-135to239kBtuh-12p0eer | ERC | Ex | CZ14 | cDXGF | SWHC013-02 | DEER2020 | D20v1 | 2020-11-09 | Cap-Tons | 1 |  | None | 226 | 0.0345 | 5.76 | 49 | 0.0193 | 0 | [6 empty] | DEER:HVAC_Split-Package_AC | Annual
Any | NE-HVAC-airAC-SpltPkg-135to239kBtuh-12p0eer | ERC | Ex | CZ15 | cDXGF | SWHC013-02 | DEER2020 | D20v1 | 2020-11-09 | Cap-Tons | 1 |  | None | 303 | 0.0336 | 0.804 | 81.5 | 0.0218 | 0 | [6 empty] | DEER:HVAC_Split-Package_AC | Annual
Any | NE-HVAC-airAC-SpltPkg-135to239kBtuh-12p0eer | ERC | Ex | CZ16 | cDXGF | SWHC013-02 | DEER2020 | D20v1 | 2020-11-09 | Cap-Tons | 1 |  | None | 168 | 0.00744 | 18.1 | 20.6 | 0.00507 | 0 | [6 empty] | DEER:HVAC_Split-Package_AC | Annual
Any | NE-HVAC-airAC-SpltPkg-135to239kBtuh-12p0eer | ERC | New | CZ01 | cDXGF | SWHC013-02 | DEER2020 | D20v1 | 2020-11-09 | Cap-Tons | 1 |  | None | 6.02 | 0.00046 | 0 | 6.02 | 0.00046 | 0 | [6 empty] | DEER:HVAC_Split-Package_AC | Annual
Any | NE-HVAC-airAC-SpltPkg-135to239kBtuh-12p0eer | ERC | New | CZ02 | cDXGF | SWHC013-02 | DEER2020 | D20v1 | 2020-11-09 | Cap-Tons | 1 |  | None | 27 | 0.00715 | 0 | 27 | 0.00715 | 0 | [6 empty] | DEER:HVAC_Split-Package_AC | Annual
Any | NE-HVAC-airAC-SpltPkg-135to239kBtuh-12p0eer | ERC | New | CZ03 | cDXGF | SWHC013-02 | DEER2020 | D20v1 | 2020-11-09 | Cap-Tons | 1 |  | None | 14.4 | 0 | 0 | 14.4 | 0 | 0 | [6 empty] | DEER:HVAC_Split-Package_AC | Annual
Any | NE-HVAC-airAC-SpltPkg-135to239kBtuh-12p0eer | ERC | New | CZ04 | cDXGF | SWHC013-02 | DEER2020 | D20v1 | 2020-11-09 | Cap-Tons | 1 |  | None | 28.8 | 0.0122 | 0 | 28.8 | 0.0122 | 0 | [6 empty] | DEER:HVAC_Split-Package_AC | Annual
Any | NE-HVAC-airAC-SpltPkg-135to239kBtuh-12p0eer | ERC | New | CZ05 | cDXGF | SWHC013-02 | DEER2020 | D20v1 | 2020-11-09 | Cap-Tons | 1 |  | None | 19.9 | 0.0021 | 0 | 19.9 | 0.0021 | 0 | [6 empty] | DEER:HVAC_Split-Package_AC | Annual
Any | NE-HVAC-airAC-SpltPkg-135to239kBtuh-12p0eer | ERC | New | CZ06 | cDXGF | SWHC013-02 | DEER2020 | D20v1 | 2020-11-09 | Cap-Tons | 1 |  | None | 31.4 | 0.00857 | 0 | 31.4 | 0.00857 | 0 | [6 empty] | DEER:HVAC_Split-Package_AC | Annual
Any | NE-HVAC-airAC-SpltPkg-135to239kBtuh-12p0eer | ERC | New | CZ07 | cDXGF | SWHC013-02 | DEER2020 | D20v1 | 2020-11-09 | Cap-Tons | 1 |  | None | 26.4 | 0.00446 | 0 | 26.4 | 0.00446 | 0 | [6 empty] | DEER:HVAC_Split-Package_AC | Annual
Any | NE-HVAC-airAC-SpltPkg-135to239kBtuh-12p0eer | ERC | New | CZ08 | cDXGF | SWHC013-02 | DEER2020 | D20v1 | 2020-11-09 | Cap-Tons | 1 |  | None | 37 | 0.00997 | 0 | 37 | 0.00997 | 0 | [6 empty] | DEER:HVAC_Split-Package_AC | Annual
Any | NE-HVAC-airAC-SpltPkg-135to239kBtuh-12p0eer | ERC | New | CZ09 | cDXGF | SWHC013-02 | DEER2020 | D20v1 | 2020-11-09 | Cap-Tons | 1 |  | None | 29.9 | 0.0135 | 0 | 29.9 | 0.0135 | 0 | [6 empty] | DEER:HVAC_Split-Package_AC | Annual
Any | NE-HVAC-airAC-SpltPkg-135to239kBtuh-12p0eer | ERC | New | CZ10 | cDXGF | SWHC013-02 | DEER2020 | D20v1 | 2020-11-09 | Cap-Tons | 1 |  | None | 38.1 | 0.0165 | 0 | 38.1 | 0.0165 | 0 | [6 empty] | DEER:HVAC_Split-Package_AC | Annual
Any | NE-HVAC-airAC-SpltPkg-135to239kBtuh-12p0eer | ERC | New | CZ11 | cDXGF | SWHC013-02 | DEER2020 | D20v1 | 2020-11-09 | Cap-Tons | 1 |  | None | 39.3 | 0.0234 | 0 | 39.3 | 0.0234 | 0 | [6 empty] | DEER:HVAC_Split-Package_AC | Annual
Any | NE-HVAC-airAC-SpltPkg-135to239kBtuh-12p0eer | ERC | New | CZ12 | cDXGF | SWHC013-02 | DEER2020 | D20v1 | 2020-11-09 | Cap-Tons | 1 |  | None | 32.6 | 0.017 | 0 | 32.6 | 0.017 | 0 | [6 empty] | DEER:HVAC_Split-Package_AC | Annual
Any | NE-HVAC-airAC-SpltPkg-135to239kBtuh-12p0eer | ERC | New | CZ13 | cDXGF | SWHC013-02 | DEER2020 | D20v1 | 2020-11-09 | Cap-Tons | 1 |  | None | 43.1 | 0.0181 | 0 | 43.1 | 0.0181 | 0 | [6 empty] | DEER:HVAC_Split-Package_AC | Annual
Any | NE-HVAC-airAC-SpltPkg-135to239kBtuh-12p0eer | ERC | New | CZ14 | cDXGF | SWHC013-02 | DEER2020 | D20v1 | 2020-11-09 | Cap-Tons | 1 |  | None | 40.4 | 0.0164 | 0 | 40.4 | 0.0164 | 0 | [6 empty] | DEER:HVAC_Split-Package_AC | Annual
Any | NE-HVAC-airAC-SpltPkg-135to239kBtuh-12p0eer | ESe | Ex | CZ04 | cDXGF | SWHC013-02 | DEER2020 | D20v1 | 2020-11-09 | Cap-Tons | 1 |  | None | 236 | 0.139 | 7.79 | 38.9 | 0.037 | 0 | [6 empty] | DEER:HVAC_Split-Package_AC | Annual
Any | NE-HVAC-airAC-SpltPkg-135to239kBtuh-12p0eer | ESe | Ex | CZ05 | cDXGF | SWHC013-02 | DEER2020 | D20v1 | 2020-11-09 | Cap-Tons | 1 |  | None | 189 | 0.072 | 6.39 | 19.2 | 0.0154 | 0 | [6 empty] | DEER:HVAC_Split-Package_AC | Annual
Any | NE-HVAC-airAC-SpltPkg-135to239kBtuh-12p0eer | ESe | Ex | CZ06 | cDXGF | SWHC013-02 | DEER2020 | D20v1 | 2020-11-09 | Cap-Tons | 1 |  | None | 221 | 0.113 | 3.06 | 35.7 | 0.0281 | 0 | [6 empty] | DEER:HVAC_Split-Package_AC | Annual
Any | NE-HVAC-airAC-SpltPkg-135to239kBtuh-12p0eer | ESe | Ex | CZ07 | cDXGF | SWHC013-02 | DEER2020 | D20v1 | 2020-11-09 | Cap-Tons | 1 |  | None | 201 | 0.0989 | 2.27 | 31.2 | 0.0228 | 0 | [6 empty] | DEER:HVAC_Split-Package_AC | Annual
Any | NE-HVAC-airAC-SpltPkg-135to239kBtuh-12p0eer | ESe | Ex | CZ08 | cDXGF | SWHC013-02 | DEER2020 | D20v1 | 2020-11-09 | Cap-Tons | 1 |  | None | 246 | 0.125 | 3.02 | 49.7 | 0.0306 | 0 | [6 empty] | DEER:HVAC_Split-Package_AC | Annual
Any | NE-HVAC-airAC-SpltPkg-135to239kBtuh-12p0eer | ESe | Ex | CZ09 | cDXGF | SWHC013-02 | DEER2020 | D20v1 | 2020-11-09 | Cap-Tons | 1 |  | None | 267 | 0.149 | 2.93 | 43.5 | 0.0387 | 0 | [6 empty] | DEER:HVAC_Split-Package_AC | Annual
Any | NE-HVAC-airAC-SpltPkg-135to239kBtuh-12p0eer | ESe | Ex | CZ10 | cDXGF | SWHC013-02 | DEER2020 | D20v1 | 2020-11-09 | Cap-Tons | 1 |  | None | 278 | 0.159 | 4.2 | 48.2 | 0.0406 | 0 | [6 empty] | DEER:HVAC_Split-Package_AC | Annual
Any | NE-HVAC-airAC-SpltPkg-135to239kBtuh-12p0eer | ESe | Ex | CZ11 | cDXGF | SWHC013-02 | DEER2020 | D20v1 | 2020-11-09 | Cap-Tons | 1 |  | None | 277 | 0.022 | 8 | 50.5 | 0.0218 | 0 | [6 empty] | DEER:HVAC_Split-Package_AC | Annual
Any | NE-HVAC-airAC-SpltPkg-135to239kBtuh-12p0eer | ESe | Ex | CZ12 | cDXGF | SWHC013-02 | DEER2020 | D20v1 | 2020-11-09 | Cap-Tons | 1 |  | None | 259 | 0.0242 | 9.54 | 42.9 | 0.018 | 0 | [6 empty] | DEER:HVAC_Split-Package_AC | Annual
Any | NE-HVAC-airAC-SpltPkg-135to239kBtuh-12p0eer | ESe | Ex | CZ13 | cDXGF | SWHC013-02 | DEER2020 | D20v1 | 2020-11-09 | Cap-Tons | 1 |  | None | 283 | 0.0217 | 7.03 | 54.9 | 0.0176 | 0 | [6 empty] | DEER:HVAC_Split-Package_AC | Annual
Any | NE-HVAC-airAC-SpltPkg-135to239kBtuh-12p0eer | ESe | Ex | CZ14 | cDXGF | SWHC013-02 | DEER2020 | D20v1 | 2020-11-09 | Cap-Tons | 1 |  | None | 293 | 0.153 | 7.44 | 50 | 0.0358 | 0 | [6 empty] | DEER:HVAC_Split-Package_AC | Annual
Any | NE-HVAC-airAC-SpltPkg-135to239kBtuh-12p0eer | ESe | Ex | CZ15 | cDXGF | SWHC013-02 | DEER2020 | D20v1 | 2020-11-09 | Cap-Tons | 1 |  | None | 379 | 0.162 | 0.919 | 82.6 | 0.0368 | 0 | [6 empty] | DEER:HVAC_Split-Package_AC | Annual
Any | NE-HVAC-airAC-SpltPkg-135to239kBtuh-12p0eer | ESe | Ex | CZ16 | cDXGF | SWHC013-02 | DEER2020 | D20v1 | 2020-11-09 | Cap-Tons | 1 |  | None | 218 | 0.0111 | 19.3 | 19.8 | 0.0079 | 0 | [6 empty] | DEER:HVAC_Split-Package_AC | Annual
Any | NE-HVAC-airAC-SpltPkg-135to239kBtuh-12p0eer | ESe | New | CZ01 | cDXGF | SWHC013-02 | DEER2020 | D20v1 | 2020-11-09 | Cap-Tons | 1 |  | None | 5.73 | 0.00634 | 0 | 5.73 | 0.00634 | 0 | [6 empty] | DEER:HVAC_Split-Package_AC | Annual
Any | NE-HVAC-airAC-SpltPkg-135to239kBtuh-12p0eer | ESe | New | CZ02 | cDXGF | SWHC013-02 | DEER2020 | D20v1 | 2020-11-09 | Cap-Tons | 1 |  | None | 31 | 0.00851 | 0 | 31 | 0.00851 | 0 | [6 empty] | DEER:HVAC_Split-Package_AC | Annual
Any | NE-HVAC-airAC-SpltPkg-135to239kBtuh-12p0eer | ESe | New | CZ03 | cDXGF | SWHC013-02 | DEER2020 | D20v1 | 2020-11-09 | Cap-Tons | 1 |  | None | 14.7 | 0.00096 | 0 | 14.7 | 0.00096 | 0 | [6 empty] | DEER:HVAC_Split-Package_AC | Annual
Any | NE-HVAC-airAC-SpltPkg-135to239kBtuh-12p0eer | ESe | New | CZ04 | cDXGF | SWHC013-02 | DEER2020 | D20v1 | 2020-11-09 | Cap-Tons | 1 |  | None | 33.6 | 0.0352 | 0 | 33.6 | 0.0352 | 0 | [6 empty] | DEER:HVAC_Split-Package_AC | Annual
Any | NE-HVAC-airAC-SpltPkg-135to239kBtuh-12p0eer | ESe | New | CZ05 | cDXGF | SWHC013-02 | DEER2020 | D20v1 | 2020-11-09 | Cap-Tons | 1 |  | None | 16.9 | 0.0142 | 0 | 16.9 | 0.0142 | 0 | [6 empty] | DEER:HVAC_Split-Package_AC | Annual
Any | NE-HVAC-airAC-SpltPkg-135to239kBtuh-12p0eer | ESe | New | CZ06 | cDXGF | SWHC013-02 | DEER2020 | D20v1 | 2020-11-09 | Cap-Tons | 1 |  | None | 31.6 | 0.0282 | 0 | 31.6 | 0.0282 | 0 | [6 empty] | DEER:HVAC_Split-Package_AC | Annual
Any | NE-HVAC-airAC-SpltPkg-135to239kBtuh-12p0eer | ESe | New | CZ07 | cDXGF | SWHC013-02 | DEER2020 | D20v1 | 2020-11-09 | Cap-Tons | 1 |  | None | 27.5 | 0.0226 | 0 | 27.5 | 0.0226 | 0 | [6 empty] | DEER:HVAC_Split-Package_AC | Annual
Any | NE-HVAC-airAC-SpltPkg-135to239kBtuh-12p0eer | ESe | New | CZ08 | cDXGF | SWHC013-02 | DEER2020 | D20v1 | 2020-11-09 | Cap-Tons | 1 |  | None | 41.8 | 0.0291 | 0 | 41.8 | 0.0291 | 0 | [6 empty] | DEER:HVAC_Split-Package_AC | Annual
Any | NE-HVAC-airAC-SpltPkg-135to239kBtuh-12p0eer | ESe | New | CZ09 | cDXGF | SWHC013-02 | DEER2020 | D20v1 | 2020-11-09 | Cap-Tons | 1 |  | None | 36 | 0.0366 | 0 | 36 | 0.0366 | 0 | [6 empty] | DEER:HVAC_Split-Package_AC | Annual
Any | NE-HVAC-airAC-SpltPkg-135to239kBtuh-12p0eer | ESe | New | CZ10 | cDXGF | SWHC013-02 | DEER2020 | D20v1 | 2020-11-09 | Cap-Tons | 1 |  | None | 44.1 | 0.0396 | 0 | 44.1 | 0.0396 | 0 | [6 empty] | DEER:HVAC_Split-Package_AC | Annual
Any | NE-HVAC-airAC-SpltPkg-135to239kBtuh-12p0eer | ESe | New | CZ11 | cDXGF | SWHC013-02 | DEER2020 | D20v1 | 2020-11-09 | Cap-Tons | 1 |  | None | 45.5 | 0.0172 | 0 | 45.5 | 0.0172 | 0 | [6 empty] | DEER:HVAC_Split-Package_AC | Annual
Any | NE-HVAC-airAC-SpltPkg-135to239kBtuh-12p0eer | ESe | New | CZ12 | cDXGF | SWHC013-02 | DEER2020 | D20v1 | 2020-11-09 | Cap-Tons | 1 |  | None | 39.4 | 0.014 | 0 | 39.4 | 0.014 | 0 | [6 empty] | DEER:HVAC_Split-Package_AC | Annual
Any | NE-HVAC-airAC-SpltPkg-135to239kBtuh-12p0eer | ESe | New | CZ13 | cDXGF | SWHC013-02 | DEER2020 | D20v1 | 2020-11-09 | Cap-Tons | 1 |  | None | 49.7 | 0.014 | 0 | 49.7 | 0.014 | 0 | [6 empty] | DEER:HVAC_Split-Package_AC | Annual
Any | NE-HVAC-airAC-SpltPkg-135to239kBtuh-12p0eer | ESe | New | CZ14 | cDXGF | SWHC013-02 | DEER2020 | D20v1 | 2020-11-09 | Cap-Tons | 1 |  | None | 45 | 0.0336 | 0 | 45 | 0.0336 | 0 | [6 empty] | DEER:HVAC_Split-Package_AC | Annual
Any | NE-HVAC-airAC-SpltPkg-135to239kBtuh-12p0eer | ESe | New | CZ15 | cDXGF | SWHC013-02 | DEER2020 | D20v1 | 2020-11-09 | Cap-Tons | 1 |  | None | 74.1 | 0.0345 | 0 | 74.1 | 0.0345 | 0 | [6 empty] | DEER:HVAC_Split-Package_AC | Annual
Any | NE-HVAC-airAC-SpltPkg-135to239kBtuh-12p0eer | ESe | New | CZ16 | cDXGF | SWHC013-02 | DEER2020 | D20v1 | 2020-11-09 | Cap-Tons | 1 |  | None | 18.5 | 0.00434 | 0 | 18.5 | 0.00434 | 0 | [6 empty] | DEER:HVAC_Split-Package_AC | Annual
Any | NE-HVAC-airAC-SpltPkg-135to239kBtuh-12p0eer | EUn | Ex | CZ14 | cDXGF | SWHC013-02 | DEER2020 | D20v1 | 2020-11-09 | Cap-Tons | 1 |  | None | 471 | 0.234 | 7.79 | 82.2 | 0.0662 | 0 | [6 empty] | DEER:HVAC_Split-Package_AC | Annual
Any | NE-HVAC-airAC-SpltPkg-135to239kBtuh-12p0eer | EUn | Ex | CZ15 | cDXGF | SWHC013-02 | DEER2020 | D20v1 | 2020-11-09 | Cap-Tons | 1 |  | None | 608 | 0.256 | 0.969 | 122 | 0.0662 | 0 | [6 empty] | DEER:HVAC_Split-Package_AC | Annual
Any | NE-HVAC-airAC-SpltPkg-135to239kBtuh-12p0eer | EUn | Ex | CZ16 | cDXGF | SWHC013-02 | DEER2020 | D20v1 | 2020-11-09 | Cap-Tons | 1 |  | None | 337 | 0.168 | 18.1 | 35.4 | 0.0396 | 0 | [6 empty] | DEER:HVAC_Split-Package_AC | Annual
Any | NE-HVAC-airAC-SpltPkg-135to239kBtuh-12p0eer | EUn | New | CZ01 | cDXGF | SWHC013-02 | DEER2020 | D20v1 | 2020-11-09 | Cap-Tons | 1 |  | None | 8.44 | 0.017 | 0 | 8.44 | 0.017 | 0 | [6 empty] | DEER:HVAC_Split-Package_AC | Annual
Any | NE-HVAC-airAC-SpltPkg-135to239kBtuh-12p0eer | EUn | New | CZ02 | cDXGF | SWHC013-02 | DEER2020 | D20v1 | 2020-11-09 | Cap-Tons | 1 |  | None | 56.2 | 0.0637 | 0 | 56.2 | 0.0637 | 0 | [6 empty] | DEER:HVAC_Split-Package_AC | Annual
Any | NE-HVAC-airAC-SpltPkg-135to239kBtuh-12p0eer | EUn | New | CZ03 | cDXGF | SWHC013-02 | DEER2020 | D20v1 | 2020-11-09 | Cap-Tons | 1 |  | None | 25.4 | 0.0318 | 0 | 25.4 | 0.0318 | 0 | [6 empty] | DEER:HVAC_Split-Package_AC | Annual
Any | NE-HVAC-airAC-SpltPkg-135to239kBtuh-12p0eer | EUn | New | CZ04 | cDXGF | SWHC013-02 | DEER2020 | D20v1 | 2020-11-09 | Cap-Tons | 1 |  | None | 59.9 | 0.0698 | 0 | 59.9 | 0.0698 | 0 | [6 empty] | DEER:HVAC_Split-Package_AC | Annual
Any | NE-HVAC-airAC-SpltPkg-135to239kBtuh-12p0eer | EUn | New | CZ05 | cDXGF | SWHC013-02 | DEER2020 | D20v1 | 2020-11-09 | Cap-Tons | 1 |  | None | 26.2 | 0.0284 | 0 | 26.2 | 0.0284 | 0 | [6 empty] | DEER:HVAC_Split-Package_AC | Annual
Any | NE-HVAC-airAC-SpltPkg-135to239kBtuh-12p0eer | EUn | New | CZ06 | cDXGF | SWHC013-02 | DEER2020 | D20v1 | 2020-11-09 | Cap-Tons | 1 |  | None | 56.7 | 0.0541 | 0 | 56.7 | 0.0541 | 0 | [6 empty] | DEER:HVAC_Split-Package_AC | Annual
Any | NE-HVAC-airAC-SpltPkg-135to239kBtuh-12p0eer | EUn | New | CZ07 | cDXGF | SWHC013-02 | DEER2020 | D20v1 | 2020-11-09 | Cap-Tons | 1 |  | None | 48.4 | 0.0447 | 0 | 48.4 | 0.0447 | 0 | [6 empty] | DEER:HVAC_Split-Package_AC | Annual
Any | NE-HVAC-airAC-SpltPkg-135to239kBtuh-12p0eer | EUn | New | CZ08 | cDXGF | SWHC013-02 | DEER2020 | D20v1 | 2020-11-09 | Cap-Tons | 1 |  | None | 75.3 | 0.0583 | 0 | 75.3 | 0.0583 | 0 | [6 empty] | DEER:HVAC_Split-Package_AC | Annual
Any | NE-HVAC-airAC-SpltPkg-135to239kBtuh-12p0eer | EUn | New | CZ09 | cDXGF | SWHC013-02 | DEER2020 | D20v1 | 2020-11-09 | Cap-Tons | 1 |  | None | 65 | 0.0691 | 0 | 65 | 0.0691 | 0 | [6 empty] | DEER:HVAC_Split-Package_AC | Annual
Any | NE-HVAC-airAC-SpltPkg-135to239kBtuh-12p0eer | EUn | New | CZ10 | cDXGF | SWHC013-02 | DEER2020 | D20v1 | 2020-11-09 | Cap-Tons | 1 |  | None | 77 | 0.0738 | 0 | 77 | 0.0738 | 0 | [6 empty] | DEER:HVAC_Split-Package_AC | Annual
Any | NE-HVAC-airAC-SpltPkg-135to239kBtuh-12p0eer | EUn | New | CZ11 | cDXGF | SWHC013-02 | DEER2020 | D20v1 | 2020-11-09 | Cap-Tons | 1 |  | None | 81.8 | 0.0714 | 0 | 81.8 | 0.0714 | 0 | [6 empty] | DEER:HVAC_Split-Package_AC | Annual
Any | NE-HVAC-airAC-SpltPkg-135to239kBtuh-12p0eer | EUn | New | CZ12 | cDXGF | SWHC013-02 | DEER2020 | D20v1 | 2020-11-09 | Cap-Tons | 1 |  | None | 71.5 | 0.0711 | 0 | 71.5 | 0.0711 | 0 | [6 empty] | DEER:HVAC_Split-Package_AC | Annual
Any | NE-HVAC-airAC-SpltPkg-135to239kBtuh-12p0eer | EUn | New | CZ13 | cDXGF | SWHC013-02 | DEER2020 | D20v1 | 2020-11-09 | Cap-Tons | 1 |  | None | 84.4 | 0.0627 | 0 | 84.4 | 0.0627 | 0 | [6 empty] | DEER:HVAC_Split-Package_AC | Annual
Any | NE-HVAC-airAC-SpltPkg-135to239kBtuh-12p0eer | EUn | New | CZ14 | cDXGF | SWHC013-02 | DEER2020 | D20v1 | 2020-11-09 | Cap-Tons | 1 |  | None | 79.5 | 0.0647 | 0 | 79.5 | 0.0647 | 0 | [6 empty] | DEER:HVAC_Split-Package_AC | Annual
Any | NE-HVAC-airAC-SpltPkg-135to239kBtuh-12p0eer | EUn | New | CZ15 | cDXGF | SWHC013-02 | DEER2020 | D20v1 | 2020-11-09 | Cap-Tons | 1 |  | None | 118 | 0.0653 | 0 | 118 | 0.0653 | 0 | [6 empty] | DEER:HVAC_Split-Package_AC | Annual
Any | NE-HVAC-airAC-SpltPkg-135to239kBtuh-12p0eer | EUn | New | CZ16 | cDXGF | SWHC013-02 | DEER2020 | D20v1 | 2020-11-09 | Cap-Tons | 1 |  | None | 34.4 | 0.0382 | 0 | 34.4 | 0.0382 | 0 | [6 empty] | DEER:HVAC_Split-Package_AC | Annual
Any | NE-HVAC-airAC-SpltPkg-135to239kBtuh-12p0eer | Gro | New | CZ08 | cDXGF | SWHC013-02 | DEER2020 | D20v1 | 2020-11-09 | Cap-Tons | 1 |  | None | 44.1 | 0.0386 | 0 | 44.1 | 0.0386 | 0 | [6 empty] | DEER:HVAC_Split-Package_AC | Annual
Any | NE-HVAC-airAC-SpltPkg-135to239kBtuh-12p0eer | Gro | New | CZ09 | cDXGF | SWHC013-02 | DEER2020 | D20v1 | 2020-11-09 | Cap-Tons | 1 |  | None | 39.4 | 0.0477 | 0 | 39.4 | 0.0477 | 0 | [6 empty] | DEER:HVAC_Split-Package_AC | Annual
Any | NE-HVAC-airAC-SpltPkg-135to239kBtuh-12p0eer | Gro | New | CZ10 | cDXGF | SWHC013-02 | DEER2020 | D20v1 | 2020-11-09 | Cap-Tons | 1 |  | None | 50.1 | 0.0529 | 0 | 50.1 | 0.0529 | 0 | [6 empty] | DEER:HVAC_Split-Package_AC | Annual
Any | NE-HVAC-airAC-SpltPkg-135to239kBtuh-12p0eer | Gro | New | CZ11 | cDXGF | SWHC013-02 | DEER2020 | D20v1 | 2020-11-09 | Cap-Tons | 1 |  | None | 54.4 | 0.0539 | 0 | 54.4 | 0.0539 | 0 | [6 empty] | DEER:HVAC_Split-Package_AC | Annual
Any | NE-HVAC-airAC-SpltPkg-135to239kBtuh-12p0eer | Gro | New | CZ12 | cDXGF | SWHC013-02 | DEER2020 | D20v1 | 2020-11-09 | Cap-Tons | 1 |  | None | 37.1 | 0.0493 | 0 | 37.1 | 0.0493 | 0 | [6 empty] | DEER:HVAC_Split-Package_AC | Annual
Any | NE-HVAC-airAC-SpltPkg-135to239kBtuh-12p0eer | Gro | New | CZ13 | cDXGF | SWHC013-02 | DEER2020 | D20v1 | 2020-11-09 | Cap-Tons | 1 |  | None | 59 | 0.0518 | 0 | 59 | 0.0518 | 0 | [6 empty] | DEER:HVAC_Split-Package_AC | Annual
Any | NE-HVAC-airAC-SpltPkg-135to239kBtuh-12p0eer | Gro | New | CZ14 | cDXGF | SWHC013-02 | DEER2020 | D20v1 | 2020-11-09 | Cap-Tons | 1 |  | None | 52 | 0.0412 | 0 | 52 | 0.0412 | 0 | [6 empty] | DEER:HVAC_Split-Package_AC | Annual
Any | NE-HVAC-airAC-SpltPkg-135to239kBtuh-12p0eer | Gro | New | CZ15 | cDXGF | SWHC013-02 | DEER2020 | D20v1 | 2020-11-09 | Cap-Tons | 1 |  | None | 96.9 | 0.048 | 0 | 96.9 | 0.048 | 0 | [6 empty] | DEER:HVAC_Split-Package_AC | Annual
Any | NE-HVAC-airAC-SpltPkg-135to239kBtuh-12p0eer | Gro | New | CZ16 | cDXGF | SWHC013-02 | DEER2020 | D20v1 | 2020-11-09 | Cap-Tons | 1 |  | None | 21.4 | 0.0355 | 0 | 21.4 | 0.0355 | 0 | [6 empty] | DEER:HVAC_Split-Package_AC | Annual
Any | NE-HVAC-airAC-SpltPkg-135to239kBtuh-12p0eer | Htl | Ex | CZ01 | cDXGF | SWHC013-02 | DEER2020 | D20v1 | 2020-11-09 | Cap-Tons | 1 |  | None | 544 | 0.085 | 22.6 | 6.25 | 0.00927 | 0 | [6 empty] | DEER:HVAC_Split-Package_AC | Annual
Any | NE-HVAC-airAC-SpltPkg-135to239kBtuh-12p0eer | Htl | Ex | CZ02 | cDXGF | SWHC013-02 | DEER2020 | D20v1 | 2020-11-09 | Cap-Tons | 1 |  | None | 599 | 0.206 | 23.3 | 66.1 | 0.0758 | 0 | [6 empty] | DEER:HVAC_Split-Package_AC | Annual
Any | NE-HVAC-airAC-SpltPkg-135to239kBtuh-12p0eer | Htl | Ex | CZ03 | cDXGF | SWHC013-02 | DEER2020 | D20v1 | 2020-11-09 | Cap-Tons | 1 |  | None | 548 | 0.163 | 11.2 | 21.9 | 0.0356 | 0 | [6 empty] | DEER:HVAC_Split-Package_AC | Annual
Any | NE-HVAC-airAC-SpltPkg-135to239kBtuh-12p0eer | Htl | Ex | CZ04 | cDXGF | SWHC013-02 | DEER2020 | D20v1 | 2020-11-09 | Cap-Tons | 1 |  | None | 598 | 0.199 | 16.7 | 72.3 | 0.0654 | 0 | [6 empty] | DEER:HVAC_Split-Package_AC | Annual
Any | NE-HVAC-airAC-SpltPkg-135to239kBtuh-12p0eer | Htl | Ex | CZ05 | cDXGF | SWHC013-02 | DEER2020 | D20v1 | 2020-11-09 | Cap-Tons | 1 |  | None | 456 | 0.0975 | 14 | 22.5 | 0.0208 | 0 | [6 empty] | DEER:HVAC_Split-Package_AC | Annual
Any | NE-HVAC-airAC-SpltPkg-135to239kBtuh-12p0eer | Htl | Ex | CZ06 | cDXGF | SWHC013-02 | DEER2020 | D20v1 | 2020-11-09 | Cap-Tons | 1 |  | None | 563 | 0.166 | 6.23 | 60.1 | 0.0486 | 0 | [6 empty] | DEER:HVAC_Split-Package_AC | Annual
Any | NE-HVAC-airAC-SpltPkg-135to239kBtuh-12p0eer | MBT | Ex | CZ01 | cDXGF | SWHC013-02 | DEER2020 | D20v1 | 2020-11-09 | Cap-Tons | 1 |  | None | 213 | 0.0658 | 10 | 13.3 | 0.00933 | 0 | [6 empty] | DEER:HVAC_Split-Package_AC | Annual
Any | NE-HVAC-airAC-SpltPkg-135to239kBtuh-12p0eer | MBT | Ex | CZ02 | cDXGF | SWHC013-02 | DEER2020 | D20v1 | 2020-11-09 | Cap-Tons | 1 |  | None | 306 | 0.186 | 7.05 | 52.2 | 0.0486 | 0 | [6 empty] | DEER:HVAC_Split-Package_AC | Annual
Any | NE-HVAC-airAC-SpltPkg-135to239kBtuh-12p0eer | MBT | Ex | CZ03 | cDXGF | SWHC013-02 | DEER2020 | D20v1 | 2020-11-09 | Cap-Tons | 1 |  | None | 252 | 0.134 | 4.4 | 30.8 | 0.0268 | 0 | [6 empty] | DEER:HVAC_Split-Package_AC | Annual
Any | NE-HVAC-airAC-SpltPkg-135to239kBtuh-12p0eer | MBT | Ex | CZ04 | cDXGF | SWHC013-02 | DEER2020 | D20v1 | 2020-11-09 | Cap-Tons | 1 |  | None | 301 | 0.17 | 4.53 | 58.4 | 0.0425 | 0 | [6 empty] | DEER:HVAC_Split-Package_AC | Annual
Any | NE-HVAC-airAC-SpltPkg-135to239kBtuh-12p0eer | MBT | Ex | CZ05 | cDXGF | SWHC013-02 | DEER2020 | D20v1 | 2020-11-09 | Cap-Tons | 1 |  | None | 236 | 0.0925 | 4.73 | 33.2 | 0.0183 | 0 | [6 empty] | DEER:HVAC_Split-Package_AC | Annual
Any | NE-HVAC-airAC-SpltPkg-135to239kBtuh-12p0eer | MBT | Ex | CZ06 | cDXGF | SWHC013-02 | DEER2020 | D20v1 | 2020-11-09 | Cap-Tons | 1 |  | None | 304 | 0.141 | 2.1 | 60 | 0.035 | 0 | [6 empty] | DEER:HVAC_Split-Package_AC | Annual
Any | NE-HVAC-airAC-SpltPkg-135to239kBtuh-12p0eer | MBT | Ex | CZ07 | cDXGF | SWHC013-02 | DEER2020 | D20v1 | 2020-11-09 | Cap-Tons | 1 |  | None | 268 | 0.123 | 1.58 | 52.7 | 0.0278 | 0 | [6 empty] | DEER:HVAC_Split-Package_AC | Annual
Any | NE-HVAC-airAC-SpltPkg-135to239kBtuh-12p0eer | MBT | Ex | CZ08 | cDXGF | SWHC013-02 | DEER2020 | D20v1 | 2020-11-09 | Cap-Tons | 1 |  | None | 343 | 0.153 | 2.03 | 71.4 | 0.0359 | 0 | [6 empty] | DEER:HVAC_Split-Package_AC | Annual
Any | NE-HVAC-airAC-SpltPkg-135to239kBtuh-12p0eer | MBT | Ex | CZ09 | cDXGF | SWHC013-02 | DEER2020 | D20v1 | 2020-11-09 | Cap-Tons | 1 |  | None | 364 | 0.187 | 2.91 | 62.3 | 0.045 | 0 | [6 empty] | DEER:HVAC_Split-Package_AC | Annual
Any | NE-HVAC-airAC-SpltPkg-135to239kBtuh-12p0eer | MBT | Ex | CZ10 | cDXGF | SWHC013-02 | DEER2020 | D20v1 | 2020-11-09 | Cap-Tons | 1 |  | None | 379 | 0.196 | 3.32 | 71.8 | 0.0471 | 0 | [6 empty] | DEER:HVAC_Split-Package_AC | Annual
Any | NE-HVAC-airAC-SpltPkg-135to239kBtuh-12p0eer | MBT | Ex | CZ11 | cDXGF | SWHC013-02 | DEER2020 | D20v1 | 2020-11-09 | Cap-Tons | 1 |  | None | 389 | 0.2 | 5.85 | 65 | 0.0521 | 0 | [6 empty] | DEER:HVAC_Split-Package_AC | Annual
Any | NE-HVAC-airAC-SpltPkg-135to239kBtuh-12p0eer | MBT | Ex | CZ12 | cDXGF | SWHC013-02 | DEER2020 | D20v1 | 2020-11-09 | Cap-Tons | 1 |  | None | 360 | 0.201 | 6.14 | 57.7 | 0.0494 | 0 | [6 empty] | DEER:HVAC_Split-Package_AC | Annual
Any | NE-HVAC-airAC-SpltPkg-135to239kBtuh-12p0eer | MBT | Ex | CZ13 | cDXGF | SWHC013-02 | DEER2020 | D20v1 | 2020-11-09 | Cap-Tons | 1 |  | None | 393 | 0.2 | 5.46 | 68.3 | 0.046 | 0 | [6 empty] | DEER:HVAC_Split-Package_AC | Annual
Any | NE-HVAC-airAC-SpltPkg-135to239kBtuh-12p0eer | MBT | Ex | CZ14 | cDXGF | SWHC013-02 | DEER2020 | D20v1 | 2020-11-09 | Cap-Tons | 1 |  | None | 398 | 0.185 | 6.23 | 68.2 | 0.0432 | 0 | [6 empty] | DEER:HVAC_Split-Package_AC | Annual
Any | NE-HVAC-airAC-SpltPkg-135to239kBtuh-12p0eer | MBT | Ex | CZ15 | cDXGF | SWHC013-02 | DEER2020 | D20v1 | 2020-11-09 | Cap-Tons | 1 |  | None | 502 | 0.203 | 0.985 | 102 | 0.046 | 0 | [6 empty] | DEER:HVAC_Split-Package_AC | Annual
Any | NE-HVAC-airAC-SpltPkg-135to239kBtuh-12p0eer | MBT | Ex | CZ16 | cDXGF | SWHC013-02 | DEER2020 | D20v1 | 2020-11-09 | Cap-Tons | 1 |  | None | 294 | 0.138 | 13.6 | 36.2 | 0.031 | 0 | [6 empty] | DEER:HVAC_Split-Package_AC | Annual
Any | NE-HVAC-airAC-SpltPkg-135to239kBtuh-12p5eer | Htl | New | CZ12 | cDXGF | SWHC013-02 | DEER2020 | D20v1 | 2020-11-09 | Cap-Tons | 1 |  | None | 111 | 0.108 | 0 | 111 | 0.108 | 0 | [6 empty] | DEER:HVAC_Split-Package_AC | Annual
Any | NE-HVAC-airAC-SpltPkg-135to239kBtuh-12p5eer | Asm | Ex | CZ12 | cDXGF | SWHC013-02 | DEER2020 | D20v1 | 2020-11-09 | Cap-Tons | 1 |  | None | 491 | 0.256 | 14.4 | 108 | 0.112 | 0 | [6 empty] | DEER:HVAC_Split-Package_AC | Annual
Any | NE-HVAC-airAC-SpltPkg-135to239kBtuh-12p5eer | Asm | Ex | CZ13 | cDXGF | SWHC013-02 | DEER2020 | D20v1 | 2020-11-09 | Cap-Tons | 1 |  | None | 548 | 0.262 | 15.3 | 129 | 0.099 | 0 | [6 empty] | DEER:HVAC_Split-Package_AC | Annual
Any | NE-HVAC-airAC-SpltPkg-135to239kBtuh-12p5eer | Asm | Ex | CZ14 | cDXGF | SWHC013-02 | DEER2020 | D20v1 | 2020-11-09 | Cap-Tons | 1 |  | None | 551 | 0.264 | 15.9 | 124 | 0.0829 | 0 | [6 empty] | DEER:HVAC_Split-Package_AC | Annual
Any | NE-HVAC-airAC-SpltPkg-135to239kBtuh-12p5eer | Asm | Ex | CZ15 | cDXGF | SWHC013-02 | DEER2020 | D20v1 | 2020-11-09 | Cap-Tons | 1 |  | None | 721 | 0.286 | 2.89 | 190 | 0.0891 | 0 | [6 empty] | DEER:HVAC_Split-Package_AC | Annual
Any | NE-HVAC-airAC-SpltPkg-135to239kBtuh-12p5eer | Asm | Ex | CZ16 | cDXGF | SWHC013-02 | DEER2020 | D20v1 | 2020-11-09 | Cap-Tons | 1 |  | None | 367 | 0.192 | 23.9 | 55.3 | 0.0632 | 0 | [6 empty] | DEER:HVAC_Split-Package_AC | Annual
Any | NE-HVAC-airAC-SpltPkg-135to239kBtuh-12p5eer | Asm | New | CZ01 | cDXGF | SWHC013-02 | DEER2020 | D20v1 | 2020-11-09 | Cap-Tons | 1 |  | None | 8.42 | 0.0159 | 0 | 8.42 | 0.0159 | 0 | [6 empty] | DEER:HVAC_Split-Package_AC | Annual
Any | NE-HVAC-airAC-SpltPkg-135to239kBtuh-12p5eer | Asm | New | CZ02 | cDXGF | SWHC013-02 | DEER2020 | D20v1 | 2020-11-09 | Cap-Tons | 1 |  | None | 98.7 | 0.11 | 0 | 98.7 | 0.11 | 0 | [6 empty] | DEER:HVAC_Split-Package_AC | Annual
Any | NE-HVAC-airAC-SpltPkg-135to239kBtuh-12p5eer | Asm | New | CZ03 | cDXGF | SWHC013-02 | DEER2020 | D20v1 | 2020-11-09 | Cap-Tons | 1 |  | None | 32.1 | 0.0542 | 0 | 32.1 | 0.0542 | 0 | [6 empty] | DEER:HVAC_Split-Package_AC | Annual
Any | NE-HVAC-airAC-SpltPkg-135to239kBtuh-12p5eer | Asm | New | CZ04 | cDXGF | SWHC013-02 | DEER2020 | D20v1 | 2020-11-09 | Cap-Tons | 1 |  | None | 109 | 0.0969 | 0 | 109 | 0.0969 | 0 | [6 empty] | DEER:HVAC_Split-Package_AC | Annual
Any | NE-HVAC-airAC-SpltPkg-135to239kBtuh-12p5eer | Asm | New | CZ05 | cDXGF | SWHC013-02 | DEER2020 | D20v1 | 2020-11-09 | Cap-Tons | 1 |  | None | 33.9 | 0.0339 | 0 | 33.9 | 0.0339 | 0 | [6 empty] | DEER:HVAC_Split-Package_AC | Annual
Any | NE-HVAC-airAC-SpltPkg-135to239kBtuh-12p5eer | Asm | New | CZ06 | cDXGF | SWHC013-02 | DEER2020 | D20v1 | 2020-11-09 | Cap-Tons | 1 |  | None | 79.6 | 0.0747 | 0 | 79.6 | 0.0747 | 0 | [6 empty] | DEER:HVAC_Split-Package_AC | Annual
Any | NE-HVAC-airAC-SpltPkg-135to239kBtuh-12p5eer | Asm | New | CZ07 | cDXGF | SWHC013-02 | DEER2020 | D20v1 | 2020-11-09 | Cap-Tons | 1 |  | None | 63.3 | 0.0571 | 0 | 63.3 | 0.0571 | 0 | [6 empty] | DEER:HVAC_Split-Package_AC | Annual
Any | NE-HVAC-airAC-SpltPkg-135to239kBtuh-12p5eer | Asm | New | CZ08 | cDXGF | SWHC013-02 | DEER2020 | D20v1 | 2020-11-09 | Cap-Tons | 1 |  | None | 112 | 0.079 | 0 | 112 | 0.079 | 0 | [6 empty] | DEER:HVAC_Split-Package_AC | Annual
Any | NE-HVAC-airAC-SpltPkg-135to239kBtuh-12p5eer | Asm | New | CZ09 | cDXGF | SWHC013-02 | DEER2020 | D20v1 | 2020-11-09 | Cap-Tons | 1 |  | None | 102 | 0.0971 | 0 | 102 | 0.0971 | 0 | [6 empty] | DEER:HVAC_Split-Package_AC | Annual
Any | NE-HVAC-airAC-SpltPkg-135to239kBtuh-12p5eer | Asm | New | CZ10 | cDXGF | SWHC013-02 | DEER2020 | D20v1 | 2020-11-09 | Cap-Tons | 1 |  | None | 124 | 0.104 | 0 | 124 | 0.104 | 0 | [6 empty] | DEER:HVAC_Split-Package_AC | Annual
Any | NE-HVAC-airAC-SpltPkg-135to239kBtuh-12p5eer | Asm | New | CZ11 | cDXGF | SWHC013-02 | DEER2020 | D20v1 | 2020-11-09 | Cap-Tons | 1 |  | None | 122 | 0.102 | 0 | 122 | 0.102 | 0 | [6 empty] | DEER:HVAC_Split-Package_AC | Annual
Any | NE-HVAC-airAC-SpltPkg-135to239kBtuh-12p5eer | Asm | New | CZ12 | cDXGF | SWHC013-02 | DEER2020 | D20v1 | 2020-11-09 | Cap-Tons | 1 |  | None | 106 | 0.111 | 0 | 106 | 0.111 | 0 | [6 empty] | DEER:HVAC_Split-Package_AC | Annual
Any | NE-HVAC-airAC-SpltPkg-135to239kBtuh-12p5eer | Asm | New | CZ13 | cDXGF | SWHC013-02 | DEER2020 | D20v1 | 2020-11-09 | Cap-Tons | 1 |  | None | 126 | 0.0978 | 0 | 126 | 0.0978 | 0 | [6 empty] | DEER:HVAC_Split-Package_AC | Annual
Any | NE-HVAC-airAC-SpltPkg-135to239kBtuh-12p5eer | Asm | New | CZ14 | cDXGF | SWHC013-02 | DEER2020 | D20v1 | 2020-11-09 | Cap-Tons | 1 |  | None | 122 | 0.0807 | 0 | 122 | 0.0807 | 0 | [6 empty] | DEER:HVAC_Split-Package_AC | Annual
Any | NE-HVAC-airAC-SpltPkg-135to239kBtuh-12p5eer | Asm | New | CZ15 | cDXGF | SWHC013-02 | DEER2020 | D20v1 | 2020-11-09 | Cap-Tons | 1 |  | None | 190 | 0.0893 | 0 | 190 | 0.0893 | 0 | [6 empty] | DEER:HVAC_Split-Package_AC | Annual
Any | NE-HVAC-airAC-SpltPkg-135to239kBtuh-12p5eer | Asm | New | CZ16 | cDXGF | SWHC013-02 | DEER2020 | D20v1 | 2020-11-09 | Cap-Tons | 1 |  | None | 54.5 | 0.0631 | 0 | 54.5 | 0.0631 | 0 | [6 empty] | DEER:HVAC_Split-Package_AC | Annual
Any | NE-HVAC-airAC-SpltPkg-135to239kBtuh-12p5eer | Com | New | CZ06 | cDXGF | SWHC013-02 | DEER2020 | D20v1 | 2020-11-09 | Cap-Tons | 1 |  | None | 80.4 | 0.055 | 0 | 80.4 | 0.055 | 0 | [6 empty] | DEER:HVAC_Split-Package_AC | Annual
Any | NE-HVAC-airAC-SpltPkg-135to239kBtuh-12p5eer | Com | New | CZ07 | cDXGF | SWHC013-02 | DEER2020 | D20v1 | 2020-11-09 | Cap-Tons | 1 |  | None | 66.8 | 0.043 | 0 | 66.8 | 0.043 | 0 | [6 empty] | DEER:HVAC_Split-Package_AC | Annual
Any | NE-HVAC-airAC-SpltPkg-135to239kBtuh-12p5eer | Com | New | CZ08 | cDXGF | SWHC013-02 | DEER2020 | D20v1 | 2020-11-09 | Cap-Tons | 1 |  | None | 95.2 | 0.055 | 0 | 95.2 | 0.055 | 0 | [6 empty] | DEER:HVAC_Split-Package_AC | Annual
Any | NE-HVAC-airAC-SpltPkg-135to239kBtuh-12p5eer | Com | New | CZ09 | cDXGF | SWHC013-02 | DEER2020 | D20v1 | 2020-11-09 | Cap-Tons | 1 |  | None | 88.1 | 0.066 | 0 | 88.1 | 0.066 | 0 | [6 empty] | DEER:HVAC_Split-Package_AC | Annual
Any | NE-HVAC-airAC-SpltPkg-135to239kBtuh-12p5eer | Com | New | CZ10 | cDXGF | SWHC013-02 | DEER2020 | D20v1 | 2020-11-09 | Cap-Tons | 1 |  | None | 93.9 | 0.071 | 0 | 93.9 | 0.071 | 0 | [6 empty] | DEER:HVAC_Split-Package_AC | Annual
Any | NE-HVAC-airAC-SpltPkg-135to239kBtuh-12p5eer | Com | New | CZ11 | cDXGF | SWHC013-02 | DEER2020 | D20v1 | 2020-11-09 | Cap-Tons | 1 |  | None | 97.2 | 0.072 | 0 | 97.2 | 0.072 | 0 | [6 empty] | DEER:HVAC_Split-Package_AC | Annual
Any | NE-HVAC-airAC-SpltPkg-135to239kBtuh-12p5eer | Com | New | CZ12 | cDXGF | SWHC013-02 | DEER2020 | D20v1 | 2020-11-09 | Cap-Tons | 1 |  | None | 80.8 | 0.066 | 0 | 80.8 | 0.066 | 0 | [6 empty] | DEER:HVAC_Split-Package_AC | Annual
Any | NE-HVAC-airAC-SpltPkg-135to239kBtuh-12p5eer | Com | New | CZ13 | cDXGF | SWHC013-02 | DEER2020 | D20v1 | 2020-11-09 | Cap-Tons | 1 |  | None | 102 | 0.062 | 0 | 102 | 0.062 | 0 | [6 empty] | DEER:HVAC_Split-Package_AC | Annual
Any | NE-HVAC-airAC-SpltPkg-135to239kBtuh-12p5eer | Com | New | CZ14 | cDXGF | SWHC013-02 | DEER2020 | D20v1 | 2020-11-09 | Cap-Tons | 1 |  | None | 104 | 0.065 | 0 | 104 | 0.065 | 0 | [6 empty] | DEER:HVAC_Split-Package_AC | Annual
Any | NE-HVAC-airAC-SpltPkg-135to239kBtuh-12p5eer | Com | New | CZ15 | cDXGF | SWHC013-02 | DEER2020 | D20v1 | 2020-11-09 | Cap-Tons | 1 |  | None | 167 | 0.07 | 0 | 167 | 0.07 | 0 | [6 empty] | DEER:HVAC_Split-Package_AC | Annual
Any | NE-HVAC-airAC-SpltPkg-135to239kBtuh-12p5eer | Com | New | CZ16 | cDXGF | SWHC013-02 | DEER2020 | D20v1 | 2020-11-09 | Cap-Tons | 1 |  | None | 44.4 | 0.042 | 0 | 44.4 | 0.042 | 0 | [6 empty] | DEER:HVAC_Split-Package_AC | Annual
Any | NE-HVAC-airAC-SpltPkg-135to239kBtuh-12p5eer | ECC | New | CZ16 | cDXGF | SWHC013-02 | DEER2020 | D20v1 | 2020-11-09 | Cap-Tons | 1 |  | None | 40.3 | 0.0368 | 0 | 40.3 | 0.0368 | 0 | [6 empty] | DEER:HVAC_Split-Package_AC | Annual
Any | NE-HVAC-airAC-SpltPkg-135to239kBtuh-12p5eer | EPr | Ex | CZ01 | cDXGF | SWHC013-02 | DEER2020 | D20v1 | 2020-11-09 | Cap-Tons | 1 |  | None | 170 | 0.0513 | 13.1 | 7.78 | 0.00876 | 0 | [6 empty] | DEER:HVAC_Split-Package_AC | Annual
Any | NE-HVAC-airAC-SpltPkg-135to239kBtuh-12p5eer | EPr | Ex | CZ02 | cDXGF | SWHC013-02 | DEER2020 | D20v1 | 2020-11-09 | Cap-Tons | 1 |  | None | 218 | 0.00744 | 12.1 | 44.4 | 0.00551 | 0 | [6 empty] | DEER:HVAC_Split-Package_AC | Annual
Any | NE-HVAC-airAC-SpltPkg-135to239kBtuh-12p5eer | EPr | Ex | CZ03 | cDXGF | SWHC013-02 | DEER2020 | D20v1 | 2020-11-09 | Cap-Tons | 1 |  | None | 177 | 0.00091 | 7.81 | 19.9 | 0.00046 | 0 | [6 empty] | DEER:HVAC_Split-Package_AC | Annual
Any | NE-HVAC-airAC-SpltPkg-135to239kBtuh-12p5eer | EPr | Ex | CZ04 | cDXGF | SWHC013-02 | DEER2020 | D20v1 | 2020-11-09 | Cap-Tons | 1 |  | None | 222 | 0.152 | 8.24 | 47.1 | 0.0494 | 0 | [6 empty] | DEER:HVAC_Split-Package_AC | Annual
Any | NE-HVAC-airAC-SpltPkg-135to239kBtuh-12p5eer | ERC | Ex | CZ01 | cDXGF | SWHC013-02 | DEER2020 | D20v1 | 2020-11-09 | Cap-Tons | 1 |  | None | 127 | 0.00297 | 17.3 | 13.9 | 0.00157 | 0 | [6 empty] | DEER:HVAC_Split-Package_AC | Annual
Any | NE-HVAC-airAC-SpltPkg-135to239kBtuh-12p5eer | ERC | Ex | CZ02 | cDXGF | SWHC013-02 | DEER2020 | D20v1 | 2020-11-09 | Cap-Tons | 1 |  | None | 179 | 0.0255 | 11.1 | 46.8 | 0.0171 | 0 | [6 empty] | DEER:HVAC_Split-Package_AC | Annual
Any | NE-HVAC-airAC-SpltPkg-135to239kBtuh-12p5eer | ERC | Ex | CZ03 | cDXGF | SWHC013-02 | DEER2020 | D20v1 | 2020-11-09 | Cap-Tons | 1 |  | None | 143 | 0.00195 | 7.71 | 31.4 | 0.00098 | 0 | [6 empty] | DEER:HVAC_Split-Package_AC | Annual
Any | NE-HVAC-airAC-SpltPkg-135to239kBtuh-12p5eer | ERC | Ex | CZ04 | cDXGF | SWHC013-02 | DEER2020 | D20v1 | 2020-11-09 | Cap-Tons | 1 |  | None | 185 | 0.0388 | 6.73 | 52.2 | 0.0217 | 0 | [6 empty] | DEER:HVAC_Split-Package_AC | Annual
Any | NE-HVAC-airAC-SpltPkg-135to239kBtuh-12p5eer | ERC | Ex | CZ05 | cDXGF | SWHC013-02 | DEER2020 | D20v1 | 2020-11-09 | Cap-Tons | 1 |  | None | 152 | 0.00979 | 7.38 | 38.8 | 0.00512 | 0 | [6 empty] | DEER:HVAC_Split-Package_AC | Annual
Any | NE-HVAC-airAC-SpltPkg-135to239kBtuh-12p5eer | ERC | Ex | CZ06 | cDXGF | SWHC013-02 | DEER2020 | D20v1 | 2020-11-09 | Cap-Tons | 1 |  | None | 187 | 0.0247 | 2.76 | 55.8 | 0.015 | 0 | [6 empty] | DEER:HVAC_Split-Package_AC | Annual
Any | NE-HVAC-airAC-SpltPkg-135to239kBtuh-12p5eer | ERC | Ex | CZ07 | cDXGF | SWHC013-02 | DEER2020 | D20v1 | 2020-11-09 | Cap-Tons | 1 |  | None | 168 | 0.0178 | 2.48 | 52.8 | 0.00959 | 0 | [6 empty] | DEER:HVAC_Split-Package_AC | Annual
Any | NE-HVAC-airAC-SpltPkg-135to239kBtuh-12p5eer | ERC | Ex | CZ08 | cDXGF | SWHC013-02 | DEER2020 | D20v1 | 2020-11-09 | Cap-Tons | 1 |  | None | 209 | 0.0277 | 2.99 | 66 | 0.0168 | 0 | [6 empty] | DEER:HVAC_Split-Package_AC | Annual
Any | NE-HVAC-airAC-SpltPkg-135to239kBtuh-12p5eer | ERC | Ex | CZ09 | cDXGF | SWHC013-02 | DEER2020 | D20v1 | 2020-11-09 | Cap-Tons | 1 |  | None | 216 | 0.0362 | 2.79 | 55.2 | 0.0234 | 0 | [6 empty] | DEER:HVAC_Split-Package_AC | Annual
Any | NE-HVAC-airAC-SpltPkg-135to239kBtuh-12p5eer | ERC | Ex | CZ10 | cDXGF | SWHC013-02 | DEER2020 | D20v1 | 2020-11-09 | Cap-Tons | 1 |  | None | 231 | 0.0414 | 3.4 | 65.3 | 0.0262 | 0 | [6 empty] | DEER:HVAC_Split-Package_AC | Annual
Any | NE-HVAC-airAC-SpltPkg-135to239kBtuh-12p5eer | ERC | Ex | CZ11 | cDXGF | SWHC013-02 | DEER2020 | D20v1 | 2020-11-09 | Cap-Tons | 1 |  | None | 229 | 0.0331 | 6.56 | 66.1 | 0.038 | 0 | [6 empty] | DEER:HVAC_Split-Package_AC | Annual
Any | NE-HVAC-airAC-SpltPkg-135to239kBtuh-12p5eer | ERC | Ex | CZ12 | cDXGF | SWHC013-02 | DEER2020 | D20v1 | 2020-11-09 | Cap-Tons | 1 |  | None | 207 | 0.0354 | 7.94 | 56.5 | 0.0283 | 0 | [6 empty] | DEER:HVAC_Split-Package_AC | Annual
Any | NE-HVAC-airAC-SpltPkg-135to239kBtuh-12p5eer | ERC | Ex | CZ13 | cDXGF | SWHC013-02 | DEER2020 | D20v1 | 2020-11-09 | Cap-Tons | 1 |  | None | 236 | 0.0295 | 5.8 | 72.2 | 0.0289 | 0 | [6 empty] | DEER:HVAC_Split-Package_AC | Annual
Any | NE-HVAC-airAC-SpltPkg-135to239kBtuh-12p5eer | ERC | Ex | CZ14 | cDXGF | SWHC013-02 | DEER2020 | D20v1 | 2020-11-09 | Cap-Tons | 1 |  | None | 244 | 0.0415 | 5.76 | 66.8 | 0.0263 | 0 | [6 empty] | DEER:HVAC_Split-Package_AC | Annual
Any | NE-HVAC-airAC-SpltPkg-135to239kBtuh-12p5eer | ESe | Ex | CZ01 | cDXGF | SWHC013-02 | DEER2020 | D20v1 | 2020-11-09 | Cap-Tons | 1 |  | None | 191 | 0.0487 | 16.1 | 8.13 | 0.00931 | 0 | [6 empty] | DEER:HVAC_Split-Package_AC | Annual
Any | NE-HVAC-airAC-SpltPkg-135to239kBtuh-12p5eer | ESe | Ex | CZ02 | cDXGF | SWHC013-02 | DEER2020 | D20v1 | 2020-11-09 | Cap-Tons | 1 |  | None | 246 | 0.0229 | 12.9 | 45.6 | 0.0171 | 0 | [6 empty] | DEER:HVAC_Split-Package_AC | Annual
Any | NE-HVAC-airAC-SpltPkg-135to239kBtuh-12p5eer | ESe | Ex | CZ03 | cDXGF | SWHC013-02 | DEER2020 | D20v1 | 2020-11-09 | Cap-Tons | 1 |  | None | 194 | 0.00829 | 6.68 | 22.6 | 0.0049 | 0 | [6 empty] | DEER:HVAC_Split-Package_AC | Annual
Any | NE-HVAC-airAC-SpltPkg-135to239kBtuh-12p5eer | ESe | Ex | CZ04 | cDXGF | SWHC013-02 | DEER2020 | D20v1 | 2020-11-09 | Cap-Tons | 1 |  | None | 250 | 0.153 | 7.79 | 53 | 0.0505 | 0 | [6 empty] | DEER:HVAC_Split-Package_AC | Annual
Any | NE-HVAC-airAC-SpltPkg-135to239kBtuh-12p5eer | ESe | Ex | CZ05 | cDXGF | SWHC013-02 | DEER2020 | D20v1 | 2020-11-09 | Cap-Tons | 1 |  | None | 196 | 0.0776 | 6.39 | 26.1 | 0.021 | 0 | [6 empty] | DEER:HVAC_Split-Package_AC | Annual
Any | NE-HVAC-airAC-SpltPkg-135to239kBtuh-12p5eer | ESe | Ex | CZ06 | cDXGF | SWHC013-02 | DEER2020 | D20v1 | 2020-11-09 | Cap-Tons | 1 |  | None | 234 | 0.123 | 3.06 | 48.6 | 0.0384 | 0 | [6 empty] | DEER:HVAC_Split-Package_AC | Annual
Any | NE-HVAC-airAC-SpltPkg-135to239kBtuh-12p5eer | ESe | Ex | CZ07 | cDXGF | SWHC013-02 | DEER2020 | D20v1 | 2020-11-09 | Cap-Tons | 1 |  | None | 212 | 0.108 | 2.27 | 42.5 | 0.0311 | 0 | [6 empty] | DEER:HVAC_Split-Package_AC | Annual
Any | NE-HVAC-airAC-SpltPkg-135to239kBtuh-12p5eer | ESe | Ex | CZ08 | cDXGF | SWHC013-02 | DEER2020 | D20v1 | 2020-11-09 | Cap-Tons | 1 |  | None | 265 | 0.136 | 3.02 | 67.8 | 0.0417 | 0 | [6 empty] | DEER:HVAC_Split-Package_AC | Annual
Any | NE-HVAC-airAC-SpltPkg-135to239kBtuh-12p5eer | ESe | Ex | CZ09 | cDXGF | SWHC013-02 | DEER2020 | D20v1 | 2020-11-09 | Cap-Tons | 1 |  | None | 283 | 0.163 | 2.93 | 59.3 | 0.0528 | 0 | [6 empty] | DEER:HVAC_Split-Package_AC | Annual
Any | NE-HVAC-airAC-SpltPkg-135to239kBtuh-12p5eer | ESe | Ex | CZ10 | cDXGF | SWHC013-02 | DEER2020 | D20v1 | 2020-11-09 | Cap-Tons | 1 |  | None | 296 | 0.174 | 4.2 | 65.8 | 0.0554 | 0 | [6 empty] | DEER:HVAC_Split-Package_AC | Annual
Any | NE-HVAC-airAC-SpltPkg-135to239kBtuh-12p5eer | ESe | Ex | CZ11 | cDXGF | SWHC013-02 | DEER2020 | D20v1 | 2020-11-09 | Cap-Tons | 1 |  | None | 296 | 0.0299 | 8 | 68.9 | 0.0298 | 0 | [6 empty] | DEER:HVAC_Split-Package_AC | Annual
Any | NE-HVAC-airAC-SpltPkg-135to239kBtuh-12p5eer | ESe | Ex | CZ12 | cDXGF | SWHC013-02 | DEER2020 | D20v1 | 2020-11-09 | Cap-Tons | 1 |  | None | 275 | 0.0307 | 9.54 | 58.5 | 0.0246 | 0 | [6 empty] | DEER:HVAC_Split-Package_AC | Annual
Any | NE-HVAC-airAC-SpltPkg-135to239kBtuh-12p5eer | ESe | Ex | CZ13 | cDXGF | SWHC013-02 | DEER2020 | D20v1 | 2020-11-09 | Cap-Tons | 1 |  | None | 302 | 0.0281 | 7.03 | 74.8 | 0.024 | 0 | [6 empty] | DEER:HVAC_Split-Package_AC | Annual
Any | NE-HVAC-airAC-SpltPkg-135to239kBtuh-12p5eer | ESe | Ex | CZ14 | cDXGF | SWHC013-02 | DEER2020 | D20v1 | 2020-11-09 | Cap-Tons | 1 |  | None | 311 | 0.166 | 7.44 | 68.2 | 0.0489 | 0 | [6 empty] | DEER:HVAC_Split-Package_AC | Annual
Any | NE-HVAC-airAC-SpltPkg-135to239kBtuh-12p5eer | ESe | Ex | CZ15 | cDXGF | SWHC013-02 | DEER2020 | D20v1 | 2020-11-09 | Cap-Tons | 1 |  | None | 410 | 0.175 | 0.919 | 113 | 0.0502 | 0 | [6 empty] | DEER:HVAC_Split-Package_AC | Annual
Any | NE-HVAC-airAC-SpltPkg-135to239kBtuh-12p5eer | ESe | Ex | CZ16 | cDXGF | SWHC013-02 | DEER2020 | D20v1 | 2020-11-09 | Cap-Tons | 1 |  | None | 225 | 0.014 | 19.3 | 26.9 | 0.0108 | 0 | [6 empty] | DEER:HVAC_Split-Package_AC | Annual
Any | NE-HVAC-airAC-SpltPkg-135to239kBtuh-12p5eer | ESe | New | CZ01 | cDXGF | SWHC013-02 | DEER2020 | D20v1 | 2020-11-09 | Cap-Tons | 1 |  | None | 7.71 | 0.00865 | 0 | 7.71 | 0.00865 | 0 | [6 empty] | DEER:HVAC_Split-Package_AC | Annual
Any | NE-HVAC-airAC-SpltPkg-135to239kBtuh-12p5eer | ESe | New | CZ02 | cDXGF | SWHC013-02 | DEER2020 | D20v1 | 2020-11-09 | Cap-Tons | 1 |  | None | 42.2 | 0.0116 | 0 | 42.2 | 0.0116 | 0 | [6 empty] | DEER:HVAC_Split-Package_AC | Annual
Any | NE-HVAC-airAC-SpltPkg-135to239kBtuh-12p5eer | ESe | New | CZ03 | cDXGF | SWHC013-02 | DEER2020 | D20v1 | 2020-11-09 | Cap-Tons | 1 |  | None | 20 | 0.00131 | 0 | 20 | 0.00131 | 0 | [6 empty] | DEER:HVAC_Split-Package_AC | Annual
Any | NE-HVAC-airAC-SpltPkg-135to239kBtuh-12p5eer | ESe | New | CZ04 | cDXGF | SWHC013-02 | DEER2020 | D20v1 | 2020-11-09 | Cap-Tons | 1 |  | None | 45.9 | 0.048 | 0 | 45.9 | 0.048 | 0 | [6 empty] | DEER:HVAC_Split-Package_AC | Annual
Any | NE-HVAC-airAC-SpltPkg-135to239kBtuh-12p5eer | ESe | New | CZ05 | cDXGF | SWHC013-02 | DEER2020 | D20v1 | 2020-11-09 | Cap-Tons | 1 |  | None | 23 | 0.0194 | 0 | 23 | 0.0194 | 0 | [6 empty] | DEER:HVAC_Split-Package_AC | Annual
Any | NE-HVAC-airAC-SpltPkg-135to239kBtuh-12p5eer | ESe | New | CZ06 | cDXGF | SWHC013-02 | DEER2020 | D20v1 | 2020-11-09 | Cap-Tons | 1 |  | None | 43 | 0.0385 | 0 | 43 | 0.0385 | 0 | [6 empty] | DEER:HVAC_Split-Package_AC | Annual
Any | NE-HVAC-airAC-SpltPkg-135to239kBtuh-12p5eer | ESe | New | CZ07 | cDXGF | SWHC013-02 | DEER2020 | D20v1 | 2020-11-09 | Cap-Tons | 1 |  | None | 37.5 | 0.0308 | 0 | 37.5 | 0.0308 | 0 | [6 empty] | DEER:HVAC_Split-Package_AC | Annual
Any | NE-HVAC-airAC-SpltPkg-135to239kBtuh-12p5eer | ESe | New | CZ08 | cDXGF | SWHC013-02 | DEER2020 | D20v1 | 2020-11-09 | Cap-Tons | 1 |  | None | 57 | 0.0397 | 0 | 57 | 0.0397 | 0 | [6 empty] | DEER:HVAC_Split-Package_AC | Annual
Any | NE-HVAC-airAC-SpltPkg-135to239kBtuh-12p5eer | EUn | Ex | CZ01 | cDXGF | SWHC013-02 | DEER2020 | D20v1 | 2020-11-09 | Cap-Tons | 1 |  | None | 280 | 0.0709 | 12.4 | 12.3 | 0.0239 | 0 | [6 empty] | DEER:HVAC_Split-Package_AC | Annual
Any | NE-HVAC-airAC-SpltPkg-135to239kBtuh-12p5eer | EUn | Ex | CZ02 | cDXGF | SWHC013-02 | DEER2020 | D20v1 | 2020-11-09 | Cap-Tons | 1 |  | None | 397 | 0.251 | 11.4 | 80.8 | 0.087 | 0 | [6 empty] | DEER:HVAC_Split-Package_AC | Annual
Any | NE-HVAC-airAC-SpltPkg-135to239kBtuh-12p5eer | EUn | Ex | CZ03 | cDXGF | SWHC013-02 | DEER2020 | D20v1 | 2020-11-09 | Cap-Tons | 1 |  | None | 307 | 0.163 | 6.42 | 34.9 | 0.0439 | 0 | [6 empty] | DEER:HVAC_Split-Package_AC | Annual
Any | NE-HVAC-airAC-SpltPkg-135to239kBtuh-12p5eer | EUn | Ex | CZ04 | cDXGF | SWHC013-02 | DEER2020 | D20v1 | 2020-11-09 | Cap-Tons | 1 |  | None | 400 | 0.229 | 7.42 | 85 | 0.0942 | 0 | [6 empty] | DEER:HVAC_Split-Package_AC | Annual
Any | NE-HVAC-airAC-SpltPkg-135to239kBtuh-12p5eer | EUn | Ex | CZ05 | cDXGF | SWHC013-02 | DEER2020 | D20v1 | 2020-11-09 | Cap-Tons | 1 |  | None | 295 | 0.121 | 6.37 | 36.8 | 0.038 | 0 | [6 empty] | DEER:HVAC_Split-Package_AC | Annual
Any | NE-HVAC-airAC-SpltPkg-135to239kBtuh-12p5eer | EUn | Ex | CZ06 | cDXGF | SWHC013-02 | DEER2020 | D20v1 | 2020-11-09 | Cap-Tons | 1 |  | None | 378 | 0.198 | 3.14 | 77.6 | 0.0706 | 0 | [6 empty] | DEER:HVAC_Split-Package_AC | Annual
Any | NE-HVAC-airAC-SpltPkg-135to239kBtuh-12p5eer | EUn | Ex | CZ07 | cDXGF | SWHC013-02 | DEER2020 | D20v1 | 2020-11-09 | Cap-Tons | 1 |  | None | 344 | 0.179 | 2.36 | 65.9 | 0.0585 | 0 | [6 empty] | DEER:HVAC_Split-Package_AC | Annual
Any | NE-HVAC-airAC-SpltPkg-135to239kBtuh-12p5eer | EUn | Ex | CZ08 | cDXGF | SWHC013-02 | DEER2020 | D20v1 | 2020-11-09 | Cap-Tons | 1 |  | None | 426 | 0.21 | 3.27 | 106 | 0.0784 | 0 | [6 empty] | DEER:HVAC_Split-Package_AC | Annual
Any | NE-HVAC-airAC-SpltPkg-135to239kBtuh-12p5eer | EUn | Ex | CZ09 | cDXGF | SWHC013-02 | DEER2020 | D20v1 | 2020-11-09 | Cap-Tons | 1 |  | None | 448 | 0.243 | 3.45 | 92.7 | 0.0935 | 0 | [6 empty] | DEER:HVAC_Split-Package_AC | Annual
Any | NE-HVAC-airAC-SpltPkg-135to239kBtuh-12p5eer | EUn | Ex | CZ10 | cDXGF | SWHC013-02 | DEER2020 | D20v1 | 2020-11-09 | Cap-Tons | 1 |  | None | 478 | 0.251 | 4.37 | 110 | 0.101 | 0 | [6 empty] | DEER:HVAC_Split-Package_AC | Annual
Any | NE-HVAC-airAC-SpltPkg-135to239kBtuh-12p5eer | EUn | Ex | CZ11 | cDXGF | SWHC013-02 | DEER2020 | D20v1 | 2020-11-09 | Cap-Tons | 1 |  | None | 502 | 0.269 | 7.7 | 115 | 0.0991 | 0 | [6 empty] | DEER:HVAC_Split-Package_AC | Annual
Any | NE-HVAC-airAC-SpltPkg-135to239kBtuh-12p5eer | EUn | Ex | CZ12 | cDXGF | SWHC013-02 | DEER2020 | D20v1 | 2020-11-09 | Cap-Tons | 1 |  | None | 456 | 0.267 | 8.5 | 101 | 0.0975 | 0 | [6 empty] | DEER:HVAC_Split-Package_AC | Annual
Any | NE-HVAC-airAC-SpltPkg-135to239kBtuh-12p5eer | EUn | Ex | CZ13 | cDXGF | SWHC013-02 | DEER2020 | D20v1 | 2020-11-09 | Cap-Tons | 1 |  | None | 509 | 0.271 | 7.11 | 119 | 0.0873 | 0 | [6 empty] | DEER:HVAC_Split-Package_AC | Annual
Any | NE-HVAC-airAC-SpltPkg-135to239kBtuh-12p5eer | EUn | Ex | CZ14 | cDXGF | SWHC013-02 | DEER2020 | D20v1 | 2020-11-09 | Cap-Tons | 1 |  | None | 502 | 0.258 | 7.79 | 112 | 0.0903 | 0 | [6 empty] | DEER:HVAC_Split-Package_AC | Annual
Any | NE-HVAC-airAC-SpltPkg-135to239kBtuh-12p5eer | EUn | Ex | CZ15 | cDXGF | SWHC013-02 | DEER2020 | D20v1 | 2020-11-09 | Cap-Tons | 1 |  | None | 652 | 0.28 | 0.969 | 166 | 0.0904 | 0 | [6 empty] | DEER:HVAC_Split-Package_AC | Annual
Any | NE-HVAC-airAC-SpltPkg-135to239kBtuh-12p5eer | EUn | Ex | CZ16 | cDXGF | SWHC013-02 | DEER2020 | D20v1 | 2020-11-09 | Cap-Tons | 1 |  | None | 350 | 0.182 | 18.1 | 48.1 | 0.0541 | 0 | [6 empty] | DEER:HVAC_Split-Package_AC | Annual
Any | NE-HVAC-airAC-SpltPkg-135to239kBtuh-12p5eer | EUn | New | CZ01 | cDXGF | SWHC013-02 | DEER2020 | D20v1 | 2020-11-09 | Cap-Tons | 1 |  | None | 11.4 | 0.0232 | 0 | 11.4 | 0.0232 | 0 | [6 empty] | DEER:HVAC_Split-Package_AC | Annual
Any | NE-HVAC-airAC-SpltPkg-135to239kBtuh-12p5eer | EUn | New | CZ02 | cDXGF | SWHC013-02 | DEER2020 | D20v1 | 2020-11-09 | Cap-Tons | 1 |  | None | 76.7 | 0.087 | 0 | 76.7 | 0.087 | 0 | [6 empty] | DEER:HVAC_Split-Package_AC | Annual
Any | NE-HVAC-airAC-SpltPkg-135to239kBtuh-12p5eer | EUn | New | CZ03 | cDXGF | SWHC013-02 | DEER2020 | D20v1 | 2020-11-09 | Cap-Tons | 1 |  | None | 34.6 | 0.0434 | 0 | 34.6 | 0.0434 | 0 | [6 empty] | DEER:HVAC_Split-Package_AC | Annual
Any | NE-HVAC-airAC-SpltPkg-135to239kBtuh-12p5eer | EUn | New | CZ04 | cDXGF | SWHC013-02 | DEER2020 | D20v1 | 2020-11-09 | Cap-Tons | 1 |  | None | 81.7 | 0.0953 | 0 | 81.7 | 0.0953 | 0 | [6 empty] | DEER:HVAC_Split-Package_AC | Annual
Any | NE-HVAC-airAC-SpltPkg-135to239kBtuh-12p5eer | EUn | New | CZ05 | cDXGF | SWHC013-02 | DEER2020 | D20v1 | 2020-11-09 | Cap-Tons | 1 |  | None | 35.7 | 0.0388 | 0 | 35.7 | 0.0388 | 0 | [6 empty] | DEER:HVAC_Split-Package_AC | Annual
Any | NE-HVAC-airAC-SpltPkg-135to239kBtuh-12p5eer | EUn | New | CZ06 | cDXGF | SWHC013-02 | DEER2020 | D20v1 | 2020-11-09 | Cap-Tons | 1 |  | None | 77.4 | 0.0738 | 0 | 77.4 | 0.0738 | 0 | [6 empty] | DEER:HVAC_Split-Package_AC | Annual
Any | NE-HVAC-airAC-SpltPkg-135to239kBtuh-12p5eer | EUn | New | CZ07 | cDXGF | SWHC013-02 | DEER2020 | D20v1 | 2020-11-09 | Cap-Tons | 1 |  | None | 66 | 0.0611 | 0 | 66 | 0.0611 | 0 | [6 empty] | DEER:HVAC_Split-Package_AC | Annual
Any | NE-HVAC-airAC-SpltPkg-135to239kBtuh-12p5eer | EUn | New | CZ08 | cDXGF | SWHC013-02 | DEER2020 | D20v1 | 2020-11-09 | Cap-Tons | 1 |  | None | 103 | 0.0795 | 0 | 103 | 0.0795 | 0 | [6 empty] | DEER:HVAC_Split-Package_AC | Annual
Any | NE-HVAC-airAC-SpltPkg-135to239kBtuh-12p5eer | EUn | New | CZ09 | cDXGF | SWHC013-02 | DEER2020 | D20v1 | 2020-11-09 | Cap-Tons | 1 |  | None | 88.7 | 0.0943 | 0 | 88.7 | 0.0943 | 0 | [6 empty] | DEER:HVAC_Split-Package_AC | Annual
Any | NE-HVAC-airAC-SpltPkg-135to239kBtuh-12p5eer | EUn | New | CZ10 | cDXGF | SWHC013-02 | DEER2020 | D20v1 | 2020-11-09 | Cap-Tons | 1 |  | None | 105 | 0.101 | 0 | 105 | 0.101 | 0 | [6 empty] | DEER:HVAC_Split-Package_AC | Annual
Any | NE-HVAC-airAC-SpltPkg-135to239kBtuh-12p5eer | EUn | New | CZ11 | cDXGF | SWHC013-02 | DEER2020 | D20v1 | 2020-11-09 | Cap-Tons | 1 |  | None | 112 | 0.0974 | 0 | 112 | 0.0974 | 0 | [6 empty] | DEER:HVAC_Split-Package_AC | Annual
Any | NE-HVAC-airAC-SpltPkg-135to239kBtuh-12p5eer | EUn | New | CZ12 | cDXGF | SWHC013-02 | DEER2020 | D20v1 | 2020-11-09 | Cap-Tons | 1 |  | None | 97.5 | 0.097 | 0 | 97.5 | 0.097 | 0 | [6 empty] | DEER:HVAC_Split-Package_AC | Annual
Any | NE-HVAC-airAC-SpltPkg-135to239kBtuh-12p5eer | EUn | New | CZ13 | cDXGF | SWHC013-02 | DEER2020 | D20v1 | 2020-11-09 | Cap-Tons | 1 |  | None | 115 | 0.0856 | 0 | 115 | 0.0856 | 0 | [6 empty] | DEER:HVAC_Split-Package_AC | Annual
Any | NE-HVAC-airAC-SpltPkg-135to239kBtuh-12p5eer | EUn | New | CZ14 | cDXGF | SWHC013-02 | DEER2020 | D20v1 | 2020-11-09 | Cap-Tons | 1 |  | None | 108 | 0.0883 | 0 | 108 | 0.0883 | 0 | [6 empty] | DEER:HVAC_Split-Package_AC | Annual
Any | NE-HVAC-airAC-SpltPkg-135to239kBtuh-12p5eer | EUn | New | CZ15 | cDXGF | SWHC013-02 | DEER2020 | D20v1 | 2020-11-09 | Cap-Tons | 1 |  | None | 161 | 0.0891 | 0 | 161 | 0.0891 | 0 | [6 empty] | DEER:HVAC_Split-Package_AC | Annual
Any | NE-HVAC-airAC-SpltPkg-135to239kBtuh-12p5eer | EUn | New | CZ16 | cDXGF | SWHC013-02 | DEER2020 | D20v1 | 2020-11-09 | Cap-Tons | 1 |  | None | 46.8 | 0.0521 | 0 | 46.8 | 0.0521 | 0 | [6 empty] | DEER:HVAC_Split-Package_AC | Annual
Any | NE-HVAC-airAC-SpltPkg-135to239kBtuh-12p5eer | Gro | Ex | CZ08 | cDXGF | SWHC013-02 | DEER2020 | D20v1 | 2020-11-09 | Cap-Tons | 1 |  | None | 785 | 0.206 | -1.43 | 59.8 | 0.0475 | 0 | [6 empty] | DEER:HVAC_Split-Package_AC | Annual
Any | NE-HVAC-airAC-SpltPkg-135to239kBtuh-12p5eer | Gro | Ex | CZ09 | cDXGF | SWHC013-02 | DEER2020 | D20v1 | 2020-11-09 | Cap-Tons | 1 |  | None | 780 | 0.266 | -2.49 | 57.3 | 0.0631 | 0 | [6 empty] | DEER:HVAC_Split-Package_AC | Annual
Any | NE-HVAC-airAC-SpltPkg-135to239kBtuh-12p5eer | Gro | Ex | CZ10 | cDXGF | SWHC013-02 | DEER2020 | D20v1 | 2020-11-09 | Cap-Tons | 1 |  | None | 803 | 0.266 | 0.111 | 67.4 | 0.0671 | 0 | [6 empty] | DEER:HVAC_Split-Package_AC | Annual
Any | NE-HVAC-airAC-SpltPkg-135to239kBtuh-12p5eer | Gro | Ex | CZ11 | cDXGF | SWHC013-02 | DEER2020 | D20v1 | 2020-11-09 | Cap-Tons | 1 |  | None | 813 | 0.275 | 5.29 | 73.4 | 0.0731 | 0 | [6 empty] | DEER:HVAC_Split-Package_AC | Annual
Any | NE-HVAC-airAC-SpltPkg-135to239kBtuh-12p5eer | Gro | Ex | CZ12 | cDXGF | SWHC013-02 | DEER2020 | D20v1 | 2020-11-09 | Cap-Tons | 1 |  | None | 777 | 0.267 | 4.2 | 49.4 | 0.0637 | 0 | [6 empty] | DEER:HVAC_Split-Package_AC | Annual
Any | NE-HVAC-airAC-SpltPkg-135to239kBtuh-12p5eer | Gro | Ex | CZ13 | cDXGF | SWHC013-02 | DEER2020 | D20v1 | 2020-11-09 | Cap-Tons | 1 |  | None | 817 | 0.268 | 4.61 | 80.4 | 0.0678 | 0 | [6 empty] | DEER:HVAC_Split-Package_AC | Annual
Any | NE-HVAC-airAC-SpltPkg-135to239kBtuh-12p5eer | Gro | Ex | CZ14 | cDXGF | SWHC013-02 | DEER2020 | D20v1 | 2020-11-09 | Cap-Tons | 1 |  | None | 796 | 0.24 | 5.36 | 73.1 | 0.0572 | 0 | [6 empty] | DEER:HVAC_Split-Package_AC | Annual
Any | NE-HVAC-airAC-SpltPkg-135to239kBtuh-12p5eer | Gro | Ex | CZ15 | cDXGF | SWHC013-02 | DEER2020 | D20v1 | 2020-11-09 | Cap-Tons | 1 |  | None | 964 | 0.265 | -3.96 | 133 | 0.0656 | 0 | [6 empty] | DEER:HVAC_Split-Package_AC | Annual
Any | NE-HVAC-airAC-SpltPkg-135to239kBtuh-12p5eer | Gro | Ex | CZ16 | cDXGF | SWHC013-02 | DEER2020 | D20v1 | 2020-11-09 | Cap-Tons | 1 |  | None | 821 | 0.221 | 32.5 | 31.9 | 0.05 | 0 | [6 empty] | DEER:HVAC_Split-Package_AC | Annual
Any | NE-HVAC-airAC-SpltPkg-135to239kBtuh-12p5eer | Gro | New | CZ01 | cDXGF | SWHC013-02 | DEER2020 | D20v1 | 2020-11-09 | Cap-Tons | 1 |  | None | 0.961 | 0.00841 | 0 | 0.961 | 0.00841 | 0 | [6 empty] | DEER:HVAC_Split-Package_AC | Annual
Any | NE-HVAC-airAC-SpltPkg-135to239kBtuh-12p5eer | Gro | New | CZ02 | cDXGF | SWHC013-02 | DEER2020 | D20v1 | 2020-11-09 | Cap-Tons | 1 |  | None | 33.8 | 0.0634 | 0 | 33.8 | 0.0634 | 0 | [6 empty] | DEER:HVAC_Split-Package_AC | Annual
Any | NE-HVAC-airAC-SpltPkg-135to239kBtuh-12p5eer | Gro | New | CZ03 | cDXGF | SWHC013-02 | DEER2020 | D20v1 | 2020-11-09 | Cap-Tons | 1 |  | None | 11.8 | 0.0363 | 0 | 11.8 | 0.0363 | 0 | [6 empty] | DEER:HVAC_Split-Package_AC | Annual
Any | NE-HVAC-airAC-SpltPkg-135to239kBtuh-12p5eer | Gro | New | CZ04 | cDXGF | SWHC013-02 | DEER2020 | D20v1 | 2020-11-09 | Cap-Tons | 1 |  | None | 39.2 | 0.0595 | 0 | 39.2 | 0.0595 | 0 | [6 empty] | DEER:HVAC_Split-Package_AC | Annual
Any | NE-HVAC-airAC-SpltPkg-135to239kBtuh-12p5eer | Gro | New | CZ05 | cDXGF | SWHC013-02 | DEER2020 | D20v1 | 2020-11-09 | Cap-Tons | 1 |  | None | 10.5 | 0.0191 | 0 | 10.5 | 0.0191 | 0 | [6 empty] | DEER:HVAC_Split-Package_AC | Annual
Any | NE-HVAC-airAC-SpltPkg-135to239kBtuh-12p5eer | Gro | New | CZ06 | cDXGF | SWHC013-02 | DEER2020 | D20v1 | 2020-11-09 | Cap-Tons | 1 |  | None | 37.7 | 0.0491 | 0 | 37.7 | 0.0491 | 0 | [6 empty] | DEER:HVAC_Split-Package_AC | Annual
Any | NE-HVAC-airAC-SpltPkg-135to239kBtuh-12p5eer | Gro | New | CZ07 | cDXGF | SWHC013-02 | DEER2020 | D20v1 | 2020-11-09 | Cap-Tons | 1 |  | None | 40 | 0.0473 | 0 | 40 | 0.0473 | 0 | [6 empty] | DEER:HVAC_Split-Package_AC | Annual
Any | NE-HVAC-airAC-SpltPkg-135to239kBtuh-12p5eer | Gro | New | CZ08 | cDXGF | SWHC013-02 | DEER2020 | D20v1 | 2020-11-09 | Cap-Tons | 1 |  | None | 60.2 | 0.0527 | 0 | 60.2 | 0.0527 | 0 | [6 empty] | DEER:HVAC_Split-Package_AC | Annual
Any | NE-HVAC-airAC-SpltPkg-135to239kBtuh-12p5eer | Gro | New | CZ09 | cDXGF | SWHC013-02 | DEER2020 | D20v1 | 2020-11-09 | Cap-Tons | 1 |  | None | 53.8 | 0.0652 | 0 | 53.8 | 0.0652 | 0 | [6 empty] | DEER:HVAC_Split-Package_AC | Annual
Any | NE-HVAC-airAC-SpltPkg-135to239kBtuh-12p5eer | Gro | New | CZ10 | cDXGF | SWHC013-02 | DEER2020 | D20v1 | 2020-11-09 | Cap-Tons | 1 |  | None | 68.4 | 0.0722 | 0 | 68.4 | 0.0722 | 0 | [6 empty] | DEER:HVAC_Split-Package_AC | Annual
Any | NE-HVAC-airAC-SpltPkg-135to239kBtuh-12p5eer | Gro | New | CZ11 | cDXGF | SWHC013-02 | DEER2020 | D20v1 | 2020-11-09 | Cap-Tons | 1 |  | None | 74.3 | 0.0736 | 0 | 74.3 | 0.0736 | 0 | [6 empty] | DEER:HVAC_Split-Package_AC | Annual
Any | NE-HVAC-airAC-SpltPkg-135to239kBtuh-12p5eer | Gro | New | CZ12 | cDXGF | SWHC013-02 | DEER2020 | D20v1 | 2020-11-09 | Cap-Tons | 1 |  | None | 50.6 | 0.0673 | 0 | 50.6 | 0.0673 | 0 | [6 empty] | DEER:HVAC_Split-Package_AC | Annual
Any | NE-HVAC-airAC-SpltPkg-135to239kBtuh-12p5eer | Gro | New | CZ13 | cDXGF | SWHC013-02 | DEER2020 | D20v1 | 2020-11-09 | Cap-Tons | 1 |  | None | 80.5 | 0.0707 | 0 | 80.5 | 0.0707 | 0 | [6 empty] | DEER:HVAC_Split-Package_AC | Annual
Any | NE-HVAC-airAC-SpltPkg-135to239kBtuh-12p5eer | Gro | New | CZ14 | cDXGF | SWHC013-02 | DEER2020 | D20v1 | 2020-11-09 | Cap-Tons | 1 |  | None | 71 | 0.0562 | 0 | 71 | 0.0562 | 0 | [6 empty] | DEER:HVAC_Split-Package_AC | Annual
Any | NE-HVAC-airAC-SpltPkg-135to239kBtuh-12p5eer | Gro | New | CZ15 | cDXGF | SWHC013-02 | DEER2020 | D20v1 | 2020-11-09 | Cap-Tons | 1 |  | None | 132 | 0.0655 | 0 | 132 | 0.0655 | 0 | [6 empty] | DEER:HVAC_Split-Package_AC | Annual
Any | NE-HVAC-airAC-SpltPkg-135to239kBtuh-12p5eer | Gro | New | CZ16 | cDXGF | SWHC013-02 | DEER2020 | D20v1 | 2020-11-09 | Cap-Tons | 1 |  | None | 29.2 | 0.0484 | 0 | 29.2 | 0.0484 | 0 | [6 empty] | DEER:HVAC_Split-Package_AC | Annual
Any | NE-HVAC-airAC-SpltPkg-135to239kBtuh-12p5eer | Hsp | New | CZ02 | cDXGF | SWHC013-02 | DEER2020 | D20v1 | 2020-11-09 | Cap-Tons | 1 |  | None | 48.1 | 0.0543 | 0 | 48.1 | 0.0543 | 0 | [6 empty] | DEER:HVAC_Split-Package_AC | Annual
Any | NE-HVAC-airAC-SpltPkg-135to239kBtuh-12p5eer | Hsp | New | CZ03 | cDXGF | SWHC013-02 | DEER2020 | D20v1 | 2020-11-09 | Cap-Tons | 1 |  | None | 18.5 | 0.0332 | 0 | 18.5 | 0.0332 | 0 | [6 empty] | DEER:HVAC_Split-Package_AC | Annual
Any | NE-HVAC-airAC-SpltPkg-135to239kBtuh-12p5eer | Hsp | New | CZ04 | cDXGF | SWHC013-02 | DEER2020 | D20v1 | 2020-11-09 | Cap-Tons | 1 |  | None | 52.6 | 0.0493 | 0 | 52.6 | 0.0493 | 0 | [6 empty] | DEER:HVAC_Split-Package_AC | Annual
Any | NE-HVAC-airAC-SpltPkg-135to239kBtuh-12p5eer | Hsp | New | CZ05 | cDXGF | SWHC013-02 | DEER2020 | D20v1 | 2020-11-09 | Cap-Tons | 1 |  | None | 17.7 | 0.0203 | 0 | 17.7 | 0.0203 | 0 | [6 empty] | DEER:HVAC_Split-Package_AC | Annual
Any | NE-HVAC-airAC-SpltPkg-135to239kBtuh-12p5eer | Hsp | New | CZ06 | cDXGF | SWHC013-02 | DEER2020 | D20v1 | 2020-11-09 | Cap-Tons | 1 |  | None | 60.8 | 0.0453 | 0 | 60.8 | 0.0453 | 0 | [6 empty] | DEER:HVAC_Split-Package_AC | Annual
Any | NE-HVAC-airAC-SpltPkg-135to239kBtuh-12p5eer | Hsp | New | CZ07 | cDXGF | SWHC013-02 | DEER2020 | D20v1 | 2020-11-09 | Cap-Tons | 1 |  | None | 51.8 | 0.0373 | 0 | 51.8 | 0.0373 | 0 | [6 empty] | DEER:HVAC_Split-Package_AC | Annual
Any | NE-HVAC-airAC-SpltPkg-135to239kBtuh-12p5eer | Hsp | New | CZ08 | cDXGF | SWHC013-02 | DEER2020 | D20v1 | 2020-11-09 | Cap-Tons | 1 |  | None | 77.5 | 0.0459 | 0 | 77.5 | 0.0459 | 0 | [6 empty] | DEER:HVAC_Split-Package_AC | Annual
Any | NE-HVAC-airAC-SpltPkg-135to239kBtuh-12p5eer | Hsp | New | CZ09 | cDXGF | SWHC013-02 | DEER2020 | D20v1 | 2020-11-09 | Cap-Tons | 1 |  | None | 88.9 | 0.0651 | 0 | 88.9 | 0.0651 | 0 | [6 empty] | DEER:HVAC_Split-Package_AC | Annual
Any | NE-HVAC-airAC-SpltPkg-135to239kBtuh-12p5eer | Hsp | New | CZ10 | cDXGF | SWHC013-02 | DEER2020 | D20v1 | 2020-11-09 | Cap-Tons | 1 |  | None | 93.8 | 0.0639 | 0 | 93.8 | 0.0639 | 0 | [6 empty] | DEER:HVAC_Split-Package_AC | Annual
Any | NE-HVAC-airAC-SpltPkg-135to239kBtuh-12p5eer | Hsp | New | CZ11 | cDXGF | SWHC013-02 | DEER2020 | D20v1 | 2020-11-09 | Cap-Tons | 1 |  | None | 104 | 0.0725 | 0 | 104 | 0.0725 | 0 | [6 empty] | DEER:HVAC_Split-Package_AC | Annual
Any | NE-HVAC-airAC-SpltPkg-135to239kBtuh-12p5eer | Hsp | New | CZ12 | cDXGF | SWHC013-02 | DEER2020 | D20v1 | 2020-11-09 | Cap-Tons | 1 |  | None | 76.2 | 0.0646 | 0 | 76.2 | 0.0646 | 0 | [6 empty] | DEER:HVAC_Split-Package_AC | Annual
Any | NE-HVAC-airAC-SpltPkg-135to239kBtuh-12p5eer | Hsp | New | CZ13 | cDXGF | SWHC013-02 | DEER2020 | D20v1 | 2020-11-09 | Cap-Tons | 1 |  | None | 110 | 0.0649 | 0 | 110 | 0.0649 | 0 | [6 empty] | DEER:HVAC_Split-Package_AC | Annual
Any | NE-HVAC-airAC-SpltPkg-135to239kBtuh-12p5eer | Hsp | New | CZ14 | cDXGF | SWHC013-02 | DEER2020 | D20v1 | 2020-11-09 | Cap-Tons | 1 |  | None | 104 | 0.0599 | 0 | 104 | 0.0599 | 0 | [6 empty] | DEER:HVAC_Split-Package_AC | Annual
Any | NE-HVAC-airAC-SpltPkg-135to239kBtuh-12p5eer | Hsp | New | CZ15 | cDXGF | SWHC013-02 | DEER2020 | D20v1 | 2020-11-09 | Cap-Tons | 1 |  | None | 202 | 0.077 | 0 | 202 | 0.077 | 0 | [6 empty] | DEER:HVAC_Split-Package_AC | Annual
Any | NE-HVAC-airAC-SpltPkg-135to239kBtuh-12p5eer | Hsp | New | CZ16 | cDXGF | SWHC013-02 | DEER2020 | D20v1 | 2020-11-09 | Cap-Tons | 1 |  | None | 39.2 | 0.0372 | 0 | 39.2 | 0.0372 | 0 | [6 empty] | DEER:HVAC_Split-Package_AC | Annual
Any | NE-HVAC-airAC-SpltPkg-135to239kBtuh-12p5eer | MBT | Ex | CZ01 | cDXGF | SWHC013-02 | DEER2020 | D20v1 | 2020-11-09 | Cap-Tons | 1 |  | None | 218 | 0.0692 | 10 | 18 | 0.0127 | 0 | [6 empty] | DEER:HVAC_Split-Package_AC | Annual
Any | NE-HVAC-airAC-SpltPkg-135to239kBtuh-12p5eer | MBT | Ex | CZ02 | cDXGF | SWHC013-02 | DEER2020 | D20v1 | 2020-11-09 | Cap-Tons | 1 |  | None | 325 | 0.203 | 7.05 | 71.2 | 0.0663 | 0 | [6 empty] | DEER:HVAC_Split-Package_AC | Annual
Any | NE-HVAC-airAC-SpltPkg-135to239kBtuh-12p5eer | MBT | Ex | CZ03 | cDXGF | SWHC013-02 | DEER2020 | D20v1 | 2020-11-09 | Cap-Tons | 1 |  | None | 263 | 0.144 | 4.4 | 42.1 | 0.0365 | 0 | [6 empty] | DEER:HVAC_Split-Package_AC | Annual
Any | NE-HVAC-airAC-SpltPkg-135to239kBtuh-12p5eer | MBT | Ex | CZ04 | cDXGF | SWHC013-02 | DEER2020 | D20v1 | 2020-11-09 | Cap-Tons | 1 |  | None | 322 | 0.186 | 4.53 | 79.7 | 0.058 | 0 | [6 empty] | DEER:HVAC_Split-Package_AC | Annual
Any | NE-HVAC-airAC-SpltPkg-135to239kBtuh-12p5eer | MBT | Ex | CZ05 | cDXGF | SWHC013-02 | DEER2020 | D20v1 | 2020-11-09 | Cap-Tons | 1 |  | None | 248 | 0.0994 | 4.73 | 45.2 | 0.0249 | 0 | [6 empty] | DEER:HVAC_Split-Package_AC | Annual
Any | NE-HVAC-airAC-SpltPkg-135to239kBtuh-12p5eer | MBT | Ex | CZ06 | cDXGF | SWHC013-02 | DEER2020 | D20v1 | 2020-11-09 | Cap-Tons | 1 |  | None | 326 | 0.154 | 2.1 | 81.9 | 0.0478 | 0 | [6 empty] | DEER:HVAC_Split-Package_AC | Annual
Any | NE-HVAC-airAC-SpltPkg-135to239kBtuh-12p5eer | MBT | Ex | CZ07 | cDXGF | SWHC013-02 | DEER2020 | D20v1 | 2020-11-09 | Cap-Tons | 1 |  | None | 287 | 0.134 | 1.58 | 72 | 0.0379 | 0 | [6 empty] | DEER:HVAC_Split-Package_AC | Annual
Any | NE-HVAC-airAC-SpltPkg-135to239kBtuh-12p5eer | MBT | Ex | CZ08 | cDXGF | SWHC013-02 | DEER2020 | D20v1 | 2020-11-09 | Cap-Tons | 1 |  | None | 369 | 0.166 | 2.03 | 97.5 | 0.0489 | 0 | [6 empty] | DEER:HVAC_Split-Package_AC | Annual
Any | NE-HVAC-airAC-SpltPkg-135to239kBtuh-12p5eer | MBT | Ex | CZ09 | cDXGF | SWHC013-02 | DEER2020 | D20v1 | 2020-11-09 | Cap-Tons | 1 |  | None | 386 | 0.204 | 2.91 | 85 | 0.0613 | 0 | [6 empty] | DEER:HVAC_Split-Package_AC | Annual
Any | NE-HVAC-airAC-SpltPkg-135to239kBtuh-12p5eer | MBT | Ex | CZ10 | cDXGF | SWHC013-02 | DEER2020 | D20v1 | 2020-11-09 | Cap-Tons | 1 |  | None | 404 | 0.214 | 3.32 | 97.8 | 0.0642 | 0 | [6 empty] | DEER:HVAC_Split-Package_AC | Annual
Any | NE-HVAC-airAC-SpltPkg-135to239kBtuh-12p5eer | MBT | Ex | CZ11 | cDXGF | SWHC013-02 | DEER2020 | D20v1 | 2020-11-09 | Cap-Tons | 1 |  | None | 413 | 0.218 | 5.85 | 88.7 | 0.0711 | 0 | [6 empty] | DEER:HVAC_Split-Package_AC | Annual
Any | NE-HVAC-airAC-SpltPkg-135to239kBtuh-12p5eer | MBT | Ex | CZ12 | cDXGF | SWHC013-02 | DEER2020 | D20v1 | 2020-11-09 | Cap-Tons | 1 |  | None | 381 | 0.219 | 6.14 | 78.7 | 0.0674 | 0 | [6 empty] | DEER:HVAC_Split-Package_AC | Annual
Any | NE-HVAC-airAC-SpltPkg-135to239kBtuh-12p5eer | MBT | Ex | CZ13 | cDXGF | SWHC013-02 | DEER2020 | D20v1 | 2020-11-09 | Cap-Tons | 1 |  | None | 418 | 0.217 | 5.46 | 93.2 | 0.0628 | 0 | [6 empty] | DEER:HVAC_Split-Package_AC | Annual
Any | NE-HVAC-airAC-SpltPkg-135to239kBtuh-12p5eer | MBT | Ex | CZ14 | cDXGF | SWHC013-02 | DEER2020 | D20v1 | 2020-11-09 | Cap-Tons | 1 |  | None | 423 | 0.201 | 6.23 | 93 | 0.059 | 0 | [6 empty] | DEER:HVAC_Split-Package_AC | Annual
Any | NE-HVAC-airAC-SpltPkg-135to239kBtuh-12p5eer | MBT | Ex | CZ15 | cDXGF | SWHC013-02 | DEER2020 | D20v1 | 2020-11-09 | Cap-Tons | 1 |  | None | 539 | 0.219 | 0.985 | 139 | 0.0628 | 0 | [6 empty] | DEER:HVAC_Split-Package_AC | Annual
Any | NE-HVAC-airAC-SpltPkg-135to239kBtuh-12p5eer | MBT | Ex | CZ16 | cDXGF | SWHC013-02 | DEER2020 | D20v1 | 2020-11-09 | Cap-Tons | 1 |  | None | 307 | 0.149 | 13.6 | 49.3 | 0.0424 | 0 | [6 empty] | DEER:HVAC_Split-Package_AC | Annual
Any | NE-HVAC-airAC-SpltPkg-135to239kBtuh-12p5eer | MBT | New | CZ01 | cDXGF | SWHC013-02 | DEER2020 | D20v1 | 2020-11-09 | Cap-Tons | 1 |  | None | 19.2 | 0.0127 | 0 | 19.2 | 0.0127 | 0 | [6 empty] | DEER:HVAC_Split-Package_AC | Annual
Any | NE-HVAC-airAC-SpltPkg-135to239kBtuh-12p5eer | MBT | New | CZ02 | cDXGF | SWHC013-02 | DEER2020 | D20v1 | 2020-11-09 | Cap-Tons | 1 |  | None | 72.8 | 0.0668 | 0 | 72.8 | 0.0668 | 0 | [6 empty] | DEER:HVAC_Split-Package_AC | Annual
Any | NE-HVAC-airAC-SpltPkg-135to239kBtuh-12p5eer | MBT | New | CZ03 | cDXGF | SWHC013-02 | DEER2020 | D20v1 | 2020-11-09 | Cap-Tons | 1 |  | None | 42.9 | 0.0352 | 0 | 42.9 | 0.0352 | 0 | [6 empty] | DEER:HVAC_Split-Package_AC | Annual
Any | NE-HVAC-airAC-SpltPkg-135to239kBtuh-12p5eer | MBT | New | CZ04 | cDXGF | SWHC013-02 | DEER2020 | D20v1 | 2020-11-09 | Cap-Tons | 1 |  | None | 81.7 | 0.059 | 0 | 81.7 | 0.059 | 0 | [6 empty] | DEER:HVAC_Split-Package_AC | Annual
Any | NE-HVAC-airAC-SpltPkg-135to239kBtuh-12p5eer | MBT | New | CZ05 | cDXGF | SWHC013-02 | DEER2020 | D20v1 | 2020-11-09 | Cap-Tons | 1 |  | None | 46.7 | 0.0248 | 0 | 46.7 | 0.0248 | 0 | [6 empty] | DEER:HVAC_Split-Package_AC | Annual
Any | NE-HVAC-airAC-SpltPkg-135to239kBtuh-12p5eer | MBT | New | CZ06 | cDXGF | SWHC013-02 | DEER2020 | D20v1 | 2020-11-09 | Cap-Tons | 1 |  | None | 82.8 | 0.0476 | 0 | 82.8 | 0.0476 | 0 | [6 empty] | DEER:HVAC_Split-Package_AC | Annual
Any | NE-HVAC-airAC-SpltPkg-135to239kBtuh-12p5eer | MBT | New | CZ07 | cDXGF | SWHC013-02 | DEER2020 | D20v1 | 2020-11-09 | Cap-Tons | 1 |  | None | 72.6 | 0.0373 | 0 | 72.6 | 0.0373 | 0 | [6 empty] | DEER:HVAC_Split-Package_AC | Annual
Any | NE-HVAC-airAC-SpltPkg-135to239kBtuh-12p5eer | MBT | New | CZ08 | cDXGF | SWHC013-02 | DEER2020 | D20v1 | 2020-11-09 | Cap-Tons | 1 |  | None | 97.9 | 0.0488 | 0 | 97.9 | 0.0488 | 0 | [6 empty] | DEER:HVAC_Split-Package_AC | Annual
Any | NE-HVAC-airAC-SpltPkg-135to239kBtuh-12p5eer | MBT | New | CZ09 | cDXGF | SWHC013-02 | DEER2020 | D20v1 | 2020-11-09 | Cap-Tons | 1 |  | None | 84.5 | 0.0607 | 0 | 84.5 | 0.0607 | 0 | [6 empty] | DEER:HVAC_Split-Package_AC | Annual
Any | NE-HVAC-airAC-SpltPkg-135to239kBtuh-12p5eer | MBT | New | CZ10 | cDXGF | SWHC013-02 | DEER2020 | D20v1 | 2020-11-09 | Cap-Tons | 1 |  | None | 97.7 | 0.0638 | 0 | 97.7 | 0.0638 | 0 | [6 empty] | DEER:HVAC_Split-Package_AC | Annual
Any | NE-HVAC-airAC-SpltPkg-135to239kBtuh-12p5eer | MBT | New | CZ11 | cDXGF | SWHC013-02 | DEER2020 | D20v1 | 2020-11-09 | Cap-Tons | 1 |  | None | 87.6 | 0.0702 | 0 | 87.6 | 0.0702 | 0 | [6 empty] | DEER:HVAC_Split-Package_AC | Annual
Any | NE-HVAC-airAC-SpltPkg-135to239kBtuh-12p5eer | MBT | New | CZ12 | cDXGF | SWHC013-02 | DEER2020 | D20v1 | 2020-11-09 | Cap-Tons | 1 |  | None | 78.9 | 0.0672 | 0 | 78.9 | 0.0672 | 0 | [6 empty] | DEER:HVAC_Split-Package_AC | Annual
Any | NE-HVAC-airAC-SpltPkg-135to239kBtuh-12p5eer | MBT | New | CZ13 | cDXGF | SWHC013-02 | DEER2020 | D20v1 | 2020-11-09 | Cap-Tons | 1 |  | None | 91.4 | 0.0619 | 0 | 91.4 | 0.0619 | 0 | [6 empty] | DEER:HVAC_Split-Package_AC | Annual
Any | NE-HVAC-airAC-SpltPkg-135to239kBtuh-12p5eer | MBT | New | CZ14 | cDXGF | SWHC013-02 | DEER2020 | D20v1 | 2020-11-09 | Cap-Tons | 1 |  | None | 91.5 | 0.058 | 0 | 91.5 | 0.058 | 0 | [6 empty] | DEER:HVAC_Split-Package_AC | Annual
Any | NE-HVAC-airAC-SpltPkg-135to239kBtuh-12p5eer | MBT | New | CZ15 | cDXGF | SWHC013-02 | DEER2020 | D20v1 | 2020-11-09 | Cap-Tons | 1 |  | None | 133 | 0.0609 | 0 | 133 | 0.0609 | 0 | [6 empty] | DEER:HVAC_Split-Package_AC | Annual
Any | NE-HVAC-airAC-SpltPkg-135to239kBtuh-12p5eer | MBT | New | CZ16 | cDXGF | SWHC013-02 | DEER2020 | D20v1 | 2020-11-09 | Cap-Tons | 1 |  | None | 48.9 | 0.0412 | 0 | 48.9 | 0.0412 | 0 | [6 empty] | DEER:HVAC_Split-Package_AC | Annual
Any | NE-HVAC-airAC-SpltPkg-135to239kBtuh-12p5eer | MLI | Ex | CZ01 | cDXGF | SWHC013-02 | DEER2020 | D20v1 | 2020-11-09 | Cap-Tons | 1 |  | None | 285 | 0.056 | 9.07 | 6.47 | 0.00601 | 0 | [6 empty] | DEER:HVAC_Split-Package_AC | Annual
Any | NE-HVAC-airAC-SpltPkg-135to239kBtuh-12p5eer | MLI | Ex | CZ02 | cDXGF | SWHC013-02 | DEER2020 | D20v1 | 2020-11-09 | Cap-Tons | 1 |  | None | 341 | 0.148 | 5.82 | 42 | 0.0507 | 0 | [6 empty] | DEER:HVAC_Split-Package_AC | Annual
Any | NE-HVAC-airAC-SpltPkg-135to239kBtuh-12p5eer | MLI | Ex | CZ03 | cDXGF | SWHC013-02 | DEER2020 | D20v1 | 2020-11-09 | Cap-Tons | 1 |  | None | 294 | 0.101 | 3.53 | 16.4 | 0.0245 | 0 | [6 empty] | DEER:HVAC_Split-Package_AC | Annual
Any | NE-HVAC-airAC-SpltPkg-135to239kBtuh-12p5eer | MLI | Ex | CZ04 | cDXGF | SWHC013-02 | DEER2020 | D20v1 | 2020-11-09 | Cap-Tons | 1 |  | None | 335 | 0.137 | 3.68 | 43.7 | 0.0427 | 0 | [6 empty] | DEER:HVAC_Split-Package_AC | Annual
Any | NE-HVAC-airAC-SpltPkg-135to239kBtuh-12p5eer | MLI | Ex | CZ05 | cDXGF | SWHC013-02 | DEER2020 | D20v1 | 2020-11-09 | Cap-Tons | 1 |  | None | 287 | 0.0728 | 3.85 | 17.2 | 0.0136 | 0 | [6 empty] | DEER:HVAC_Split-Package_AC | Annual
Any | NE-HVAC-airAC-SpltPkg-135to239kBtuh-12p5eer | MLI | Ex | CZ06 | cDXGF | SWHC013-02 | DEER2020 | D20v1 | 2020-11-09 | Cap-Tons | 1 |  | None | 331 | 0.111 | 0.935 | 44 | 0.0338 | 0 | [6 empty] | DEER:HVAC_Split-Package_AC | Annual
Any | NE-HVAC-airAC-SpltPkg-135to239kBtuh-12p5eer | MLI | Ex | CZ07 | cDXGF | SWHC013-02 | DEER2020 | D20v1 | 2020-11-09 | Cap-Tons | 1 |  | None | 304 | 0.0972 | 0.57 | 34.7 | 0.0261 | 0 | [6 empty] | DEER:HVAC_Split-Package_AC | Annual
Any | NE-HVAC-airAC-SpltPkg-135to239kBtuh-12p5eer | MLI | Ex | CZ08 | cDXGF | SWHC013-02 | DEER2020 | D20v1 | 2020-11-09 | Cap-Tons | 1 |  | None | 356 | 0.121 | 1.16 | 59.9 | 0.0371 | 0 | [6 empty] | DEER:HVAC_Split-Package_AC | Annual
Any | NE-HVAC-airAC-SpltPkg-135to239kBtuh-12p5eer | MLI | Ex | CZ09 | cDXGF | SWHC013-02 | DEER2020 | D20v1 | 2020-11-09 | Cap-Tons | 1 |  | None | 371 | 0.145 | 0.901 | 55.7 | 0.0466 | 0 | [6 empty] | DEER:HVAC_Split-Package_AC | Annual
Any | NE-HVAC-airAC-SpltPkg-135to239kBtuh-12p5eer | MLI | Ex | CZ10 | cDXGF | SWHC013-02 | DEER2020 | D20v1 | 2020-11-09 | Cap-Tons | 1 |  | None | 388 | 0.152 | 1.33 | 66.1 | 0.0516 | 0 | [6 empty] | DEER:HVAC_Split-Package_AC | Annual
Any | NE-HVAC-airAC-SpltPkg-135to239kBtuh-12p5eer | MLI | Ex | CZ11 | cDXGF | SWHC013-02 | DEER2020 | D20v1 | 2020-11-09 | Cap-Tons | 1 |  | None | 392 | 0.154 | 2.65 | 67.1 | 0.0567 | 0 | [6 empty] | DEER:HVAC_Split-Package_AC | Annual
Any | NE-HVAC-airAC-SpltPkg-135to239kBtuh-12p5eer | MLI | Ex | CZ12 | cDXGF | SWHC013-02 | DEER2020 | D20v1 | 2020-11-09 | Cap-Tons | 1 |  | None | 367 | 0.153 | 3.29 | 53.3 | 0.0524 | 0 | [6 empty] | DEER:HVAC_Split-Package_AC | Annual
Any | NE-HVAC-airAC-SpltPkg-135to239kBtuh-12p5eer | MLI | Ex | CZ13 | cDXGF | SWHC013-02 | DEER2020 | D20v1 | 2020-11-09 | Cap-Tons | 1 |  | None | 397 | 0.151 | 2.38 | 72.4 | 0.0486 | 0 | [6 empty] | DEER:HVAC_Split-Package_AC | Annual
Any | NE-HVAC-airAC-SpltPkg-135to239kBtuh-12p5eer | MLI | Ex | CZ14 | cDXGF | SWHC013-02 | DEER2020 | D20v1 | 2020-11-09 | Cap-Tons | 1 |  | None | 401 | 0.143 | 3.07 | 71.4 | 0.0466 | 0 | [6 empty] | DEER:HVAC_Split-Package_AC | Annual
Any | NE-HVAC-airAC-SpltPkg-135to239kBtuh-12p5eer | MLI | Ex | CZ15 | cDXGF | SWHC013-02 | DEER2020 | D20v1 | 2020-11-09 | Cap-Tons | 1 |  | None | 504 | 0.156 | -0.00284 | 122 | 0.0506 | 0 | [6 empty] | DEER:HVAC_Split-Package_AC | Annual
Any | NE-HVAC-airAC-SpltPkg-135to239kBtuh-12p5eer | MLI | Ex | CZ16 | cDXGF | SWHC013-02 | DEER2020 | D20v1 | 2020-11-09 | Cap-Tons | 1 |  | None | 315 | 0.105 | 10.2 | 31 | 0.0302 | 0 | [6 empty] | DEER:HVAC_Split-Package_AC | Annual
Any | NE-HVAC-airAC-SpltPkg-135to239kBtuh-12p5eer | MLI | New | CZ01 | cDXGF | SWHC013-02 | DEER2020 | D20v1 | 2020-11-09 | Cap-Tons | 1 |  | None | 6.06 | 0.00496 | 0 | 6.06 | 0.00496 | 0 | [6 empty] | DEER:HVAC_Split-Package_AC | Annual
Any | NE-HVAC-airAC-SpltPkg-135to239kBtuh-12p5eer | MLI | New | CZ02 | cDXGF | SWHC013-02 | DEER2020 | D20v1 | 2020-11-09 | Cap-Tons | 1 |  | None | 39 | 0.0505 | 0 | 39 | 0.0505 | 0 | [6 empty] | DEER:HVAC_Split-Package_AC | Annual
Any | NE-HVAC-airAC-SpltPkg-135to239kBtuh-12p5eer | MLI | New | CZ03 | cDXGF | SWHC013-02 | DEER2020 | D20v1 | 2020-11-09 | Cap-Tons | 1 |  | None | 13.4 | 0.022 | 0 | 13.4 | 0.022 | 0 | [6 empty] | DEER:HVAC_Split-Package_AC | Annual
Any | NE-HVAC-airAC-SpltPkg-135to239kBtuh-12p5eer | MLI | New | CZ04 | cDXGF | SWHC013-02 | DEER2020 | D20v1 | 2020-11-09 | Cap-Tons | 1 |  | None | 40.3 | 0.0425 | 0 | 40.3 | 0.0425 | 0 | [6 empty] | DEER:HVAC_Split-Package_AC | Annual
Any | NE-HVAC-airAC-SpltPkg-135to239kBtuh-12p5eer | MLI | New | CZ05 | cDXGF | SWHC013-02 | DEER2020 | D20v1 | 2020-11-09 | Cap-Tons | 1 |  | None | 14 | 0.0121 | 0 | 14 | 0.0121 | 0 | [6 empty] | DEER:HVAC_Split-Package_AC | Annual
Any | NE-HVAC-airAC-SpltPkg-135to239kBtuh-12p5eer | MLI | New | CZ06 | cDXGF | SWHC013-02 | DEER2020 | D20v1 | 2020-11-09 | Cap-Tons | 1 |  | None | 39.6 | 0.0331 | 0 | 39.6 | 0.0331 | 0 | [6 empty] | DEER:HVAC_Split-Package_AC | Annual
Any | NE-HVAC-airAC-SpltPkg-135to239kBtuh-12p5eer | MLI | New | CZ07 | cDXGF | SWHC013-02 | DEER2020 | D20v1 | 2020-11-09 | Cap-Tons | 1 |  | None | 30.7 | 0.0251 | 0 | 30.7 | 0.0251 | 0 | [6 empty] | DEER:HVAC_Split-Package_AC | Annual
Any | NE-HVAC-airAC-SpltPkg-135to239kBtuh-12p5eer | MLI | New | CZ08 | cDXGF | SWHC013-02 | DEER2020 | D20v1 | 2020-11-09 | Cap-Tons | 1 |  | None | 55.7 | 0.0368 | 0 | 55.7 | 0.0368 | 0 | [6 empty] | DEER:HVAC_Split-Package_AC | Annual
Any | NE-HVAC-airAC-SpltPkg-135to239kBtuh-12p5eer | MLI | New | CZ09 | cDXGF | SWHC013-02 | DEER2020 | D20v1 | 2020-11-09 | Cap-Tons | 1 |  | None | 51.7 | 0.0461 | 0 | 51.7 | 0.0461 | 0 | [6 empty] | DEER:HVAC_Split-Package_AC | Annual
Any | NE-HVAC-airAC-SpltPkg-135to239kBtuh-12p5eer | MLI | New | CZ10 | cDXGF | SWHC013-02 | DEER2020 | D20v1 | 2020-11-09 | Cap-Tons | 1 |  | None | 62.4 | 0.0514 | 0 | 62.4 | 0.0514 | 0 | [6 empty] | DEER:HVAC_Split-Package_AC | Annual
Any | NE-HVAC-airAC-SpltPkg-135to239kBtuh-12p5eer | MLI | New | CZ11 | cDXGF | SWHC013-02 | DEER2020 | D20v1 | 2020-11-09 | Cap-Tons | 1 |  | None | 64.6 | 0.0545 | 0 | 64.6 | 0.0545 | 0 | [6 empty] | DEER:HVAC_Split-Package_AC | Annual
Any | NE-HVAC-airAC-SpltPkg-135to239kBtuh-12p5eer | MLI | New | CZ12 | cDXGF | SWHC013-02 | DEER2020 | D20v1 | 2020-11-09 | Cap-Tons | 1 |  | None | 50.7 | 0.0512 | 0 | 50.7 | 0.0512 | 0 | [6 empty] | DEER:HVAC_Split-Package_AC | Annual
Any | NE-HVAC-airAC-SpltPkg-135to239kBtuh-12p5eer | MLI | New | CZ13 | cDXGF | SWHC013-02 | DEER2020 | D20v1 | 2020-11-09 | Cap-Tons | 1 |  | None | 69.1 | 0.0477 | 0 | 69.1 | 0.0477 | 0 | [6 empty] | DEER:HVAC_Split-Package_AC | Annual
Any | NE-HVAC-airAC-SpltPkg-135to239kBtuh-12p5eer | MLI | New | CZ14 | cDXGF | SWHC013-02 | DEER2020 | D20v1 | 2020-11-09 | Cap-Tons | 1 |  | None | 68.6 | 0.0455 | 0 | 68.6 | 0.0455 | 0 | [6 empty] | DEER:HVAC_Split-Package_AC | Annual
Any | NE-HVAC-airAC-SpltPkg-135to239kBtuh-12p5eer | MLI | New | CZ15 | cDXGF | SWHC013-02 | DEER2020 | D20v1 | 2020-11-09 | Cap-Tons | 1 |  | None | 115 | 0.048 | 0 | 115 | 0.048 | 0 | [6 empty] | DEER:HVAC_Split-Package_AC | Annual
Any | NE-HVAC-airAC-SpltPkg-135to239kBtuh-12p5eer | MLI | New | CZ16 | cDXGF | SWHC013-02 | DEER2020 | D20v1 | 2020-11-09 | Cap-Tons | 1 |  | None | 30.5 | 0.0295 | 0 | 30.5 | 0.0295 | 0 | [6 empty] | DEER:HVAC_Split-Package_AC | Annual
Any | NE-HVAC-airAC-SpltPkg-135to239kBtuh-12p5eer | Mtl | Ex | CZ01 | cDXGF | SWHC013-02 | DEER2020 | D20v1 | 2020-11-09 | Cap-Tons | 1 |  | None | 715 | 0.086 | 32.6 | 10.5 | 0.0133 | 0 | [6 empty] | DEER:HVAC_Split-Package_AC | Annual
Any | NE-HVAC-airAC-SpltPkg-135to239kBtuh-12p5eer | Mtl | Ex | CZ02 | cDXGF | SWHC013-02 | DEER2020 | D20v1 | 2020-11-09 | Cap-Tons | 1 |  | None | 781 | 0.239 | 30.9 | 97.2 | 0.0985 | 0 | [6 empty] | DEER:HVAC_Split-Package_AC | Annual
Any | NE-HVAC-airAC-SpltPkg-135to239kBtuh-12p5eer | Mtl | Ex | CZ03 | cDXGF | SWHC013-02 | DEER2020 | D20v1 | 2020-11-09 | Cap-Tons | 1 |  | None | 717 | 0.175 | 16.3 | 33.6 | 0.0465 | 0 | [6 empty] | DEER:HVAC_Split-Package_AC | Annual
Any | NE-HVAC-airAC-SpltPkg-135to239kBtuh-12p5eer | Mtl | Ex | CZ04 | cDXGF | SWHC013-02 | DEER2020 | D20v1 | 2020-11-09 | Cap-Tons | 1 |  | None | 771 | 0.229 | 23.3 | 109 | 0.0862 | 0 | [6 empty] | DEER:HVAC_Split-Package_AC | Annual
Any | NE-HVAC-airAC-SpltPkg-135to239kBtuh-12p5eer | Mtl | Ex | CZ05 | cDXGF | SWHC013-02 | DEER2020 | D20v1 | 2020-11-09 | Cap-Tons | 1 |  | None | 682 | 0.117 | 18.8 | 34.7 | 0.0275 | 0 | [6 empty] | DEER:HVAC_Split-Package_AC | Annual
Any | NE-HVAC-airAC-SpltPkg-135to239kBtuh-12p5eer | Mtl | Ex | CZ06 | cDXGF | SWHC013-02 | DEER2020 | D20v1 | 2020-11-09 | Cap-Tons | 1 |  | None | 772 | 0.197 | 7.1 | 95.4 | 0.0573 | 0 | [6 empty] | DEER:HVAC_Split-Package_AC | Annual
Any | NE-HVAC-airAC-SpltPkg-135to239kBtuh-12p5eer | Mtl | Ex | CZ07 | cDXGF | SWHC013-02 | DEER2020 | D20v1 | 2020-11-09 | Cap-Tons | 1 |  | None | 708 | 0.167 | 2.69 | 84.2 | 0.047 | 0 | [6 empty] | DEER:HVAC_Split-Package_AC | Annual
Any | NE-HVAC-airAC-SpltPkg-135to239kBtuh-12p5eer | Mtl | Ex | CZ08 | cDXGF | SWHC013-02 | DEER2020 | D20v1 | 2020-11-09 | Cap-Tons | 1 |  | None | 804 | 0.211 | 8.27 | 155 | 0.0746 | 0 | [6 empty] | DEER:HVAC_Split-Package_AC | Annual
Any | NE-HVAC-airAC-SpltPkg-135to239kBtuh-12p5eer | Mtl | Ex | CZ09 | cDXGF | SWHC013-02 | DEER2020 | D20v1 | 2020-11-09 | Cap-Tons | 1 |  | None | 836 | 0.239 | 8.03 | 140 | 0.0908 | 0 | [6 empty] | DEER:HVAC_Split-Package_AC | Annual
Any | NE-HVAC-airAC-SpltPkg-135to239kBtuh-12p5eer | Mtl | Ex | CZ10 | cDXGF | SWHC013-02 | DEER2020 | D20v1 | 2020-11-09 | Cap-Tons | 1 |  | None | 900 | 0.255 | 12.6 | 152 | 0.0946 | 0 | [6 empty] | DEER:HVAC_Split-Package_AC | Annual
Any | NE-HVAC-airAC-SpltPkg-135to239kBtuh-12p5eer | Mtl | Ex | CZ11 | cDXGF | SWHC013-02 | DEER2020 | D20v1 | 2020-11-09 | Cap-Tons | 1 |  | None | 961 | 0.269 | 19.2 | 158 | 0.107 | 0 | [6 empty] | DEER:HVAC_Split-Package_AC | Annual
Any | NE-HVAC-airAC-SpltPkg-135to239kBtuh-12p5eer | Mtl | Ex | CZ12 | cDXGF | SWHC013-02 | DEER2020 | D20v1 | 2020-11-09 | Cap-Tons | 1 |  | None | 858 | 0.258 | 21.4 | 127 | 0.105 | 0 | [6 empty] | DEER:HVAC_Split-Package_AC | Annual
Any | NE-HVAC-airAC-SpltPkg-135to239kBtuh-12p5eer | Mtl | Ex | CZ13 | cDXGF | SWHC013-02 | DEER2020 | D20v1 | 2020-11-09 | Cap-Tons | 1 |  | None | 964 | 0.266 | 17.2 | 164 | 0.0951 | 0 | [6 empty] | DEER:HVAC_Split-Package_AC | Annual
Any | NE-HVAC-airAC-SpltPkg-135to239kBtuh-12p5eer | Mtl | Ex | CZ14 | cDXGF | SWHC013-02 | DEER2020 | D20v1 | 2020-11-09 | Cap-Tons | 1 |  | None | 939 | 0.25 | 20.9 | 158 | 0.088 | 0 | [6 empty] | DEER:HVAC_Split-Package_AC | Annual
Any | NE-HVAC-airAC-SpltPkg-135to239kBtuh-12p5eer | Mtl | Ex | CZ15 | cDXGF | SWHC013-02 | DEER2020 | D20v1 | 2020-11-09 | Cap-Tons | 1 |  | None | 1190 | 0.283 | 2.69 | 247 | 0.0889 | 0 | [6 empty] | DEER:HVAC_Split-Package_AC | Annual
Any | NE-HVAC-airAC-SpltPkg-135to239kBtuh-12p5eer | Mtl | Ex | CZ16 | cDXGF | SWHC013-02 | DEER2020 | D20v1 | 2020-11-09 | Cap-Tons | 1 |  | None | 717 | 0.173 | 34.8 | 56.6 | 0.053 | 0 | [6 empty] | DEER:HVAC_Split-Package_AC | Annual
Any | NE-HVAC-airAC-SpltPkg-135to239kBtuh-12p5eer | Mtl | New | CZ01 | cDXGF | SWHC013-02 | DEER2020 | D20v1 | 2020-11-09 | Cap-Tons | 1 |  | None | 10 | 0.0131 | 0 | 10 | 0.0131 | 0 | [6 empty] | DEER:HVAC_Split-Package_AC | Annual
Any | NE-HVAC-airAC-SpltPkg-135to239kBtuh-12p5eer | Mtl | New | CZ02 | cDXGF | SWHC013-02 | DEER2020 | D20v1 | 2020-11-09 | Cap-Tons | 1 |  | None | 100 | 0.0999 | 0 | 100 | 0.0999 | 0 | [6 empty] | DEER:HVAC_Split-Package_AC | Annual
Any | NE-HVAC-airAC-SpltPkg-135to239kBtuh-12p5eer | Mtl | New | CZ03 | cDXGF | SWHC013-02 | DEER2020 | D20v1 | 2020-11-09 | Cap-Tons | 1 |  | None | 33.7 | 0.0455 | 0 | 33.7 | 0.0455 | 0 | [6 empty] | DEER:HVAC_Split-Package_AC | Annual
Any | NE-HVAC-airAC-SpltPkg-135to239kBtuh-12p5eer | Mtl | New | CZ04 | cDXGF | SWHC013-02 | DEER2020 | D20v1 | 2020-11-09 | Cap-Tons | 1 |  | None | 113 | 0.0874 | 0 | 113 | 0.0874 | 0 | [6 empty] | DEER:HVAC_Split-Package_AC | Annual
Any | NE-HVAC-airAC-SpltPkg-135to239kBtuh-12p5eer | Mtl | New | CZ05 | cDXGF | SWHC013-02 | DEER2020 | D20v1 | 2020-11-09 | Cap-Tons | 1 |  | None | 34.4 | 0.0272 | 0 | 34.4 | 0.0272 | 0 | [6 empty] | DEER:HVAC_Split-Package_AC | Annual
Any | NE-HVAC-airAC-SpltPkg-135to239kBtuh-12p5eer | Mtl | New | CZ06 | cDXGF | SWHC013-02 | DEER2020 | D20v1 | 2020-11-09 | Cap-Tons | 1 |  | None | 91.5 | 0.0563 | 0 | 91.5 | 0.0563 | 0 | [6 empty] | DEER:HVAC_Split-Package_AC | Annual
Any | NE-HVAC-airAC-SpltPkg-135to239kBtuh-12p5eer | Mtl | New | CZ07 | cDXGF | SWHC013-02 | DEER2020 | D20v1 | 2020-11-09 | Cap-Tons | 1 |  | None | 80.9 | 0.0464 | 0 | 80.9 | 0.0464 | 0 | [6 empty] | DEER:HVAC_Split-Package_AC | Annual
Any | NE-HVAC-airAC-SpltPkg-135to239kBtuh-12p5eer | Mtl | New | CZ08 | cDXGF | SWHC013-02 | DEER2020 | D20v1 | 2020-11-09 | Cap-Tons | 1 |  | None | 152 | 0.0742 | 0 | 152 | 0.0742 | 0 | [6 empty] | DEER:HVAC_Split-Package_AC | Annual
Any | NE-HVAC-airAC-SpltPkg-135to239kBtuh-12p5eer | Mtl | New | CZ09 | cDXGF | SWHC013-02 | DEER2020 | D20v1 | 2020-11-09 | Cap-Tons | 1 |  | None | 135 | 0.0903 | 0 | 135 | 0.0903 | 0 | [6 empty] | DEER:HVAC_Split-Package_AC | Annual
Any | NE-HVAC-airAC-SpltPkg-135to239kBtuh-12p5eer | Mtl | New | CZ10 | cDXGF | SWHC013-02 | DEER2020 | D20v1 | 2020-11-09 | Cap-Tons | 1 |  | None | 153 | 0.0952 | 0 | 153 | 0.0952 | 0 | [6 empty] | DEER:HVAC_Split-Package_AC | Annual
Any | NE-HVAC-airAC-SpltPkg-135to239kBtuh-12p5eer | Mtl | New | CZ11 | cDXGF | SWHC013-02 | DEER2020 | D20v1 | 2020-11-09 | Cap-Tons | 1 |  | None | 161 | 0.107 | 0 | 161 | 0.107 | 0 | [6 empty] | DEER:HVAC_Split-Package_AC | Annual
Any | NE-HVAC-airAC-SpltPkg-135to239kBtuh-12p5eer | Mtl | New | CZ12 | cDXGF | SWHC013-02 | DEER2020 | D20v1 | 2020-11-09 | Cap-Tons | 1 |  | None | 128 | 0.105 | 0 | 128 | 0.105 | 0 | [6 empty] | DEER:HVAC_Split-Package_AC | Annual
Any | NE-HVAC-airAC-SpltPkg-135to239kBtuh-12p5eer | Mtl | New | CZ13 | cDXGF | SWHC013-02 | DEER2020 | D20v1 | 2020-11-09 | Cap-Tons | 1 |  | None | 165 | 0.0953 | 0 | 165 | 0.0953 | 0 | [6 empty] | DEER:HVAC_Split-Package_AC | Annual
Any | NE-HVAC-airAC-SpltPkg-135to239kBtuh-12p5eer | Mtl | New | CZ14 | cDXGF | SWHC013-02 | DEER2020 | D20v1 | 2020-11-09 | Cap-Tons | 1 |  | None | 160 | 0.0875 | 0 | 160 | 0.0875 | 0 | [6 empty] | DEER:HVAC_Split-Package_AC | Annual
Any | NE-HVAC-airAC-SpltPkg-135to239kBtuh-12p5eer | Mtl | New | CZ15 | cDXGF | SWHC013-02 | DEER2020 | D20v1 | 2020-11-09 | Cap-Tons | 1 |  | None | 246 | 0.0877 | 0 | 246 | 0.0877 | 0 | [6 empty] | DEER:HVAC_Split-Package_AC | Annual
Any | NE-HVAC-airAC-SpltPkg-135to239kBtuh-12p5eer | Mtl | New | CZ16 | cDXGF | SWHC013-02 | DEER2020 | D20v1 | 2020-11-09 | Cap-Tons | 1 |  | None | 56 | 0.0519 | 0 | 56 | 0.0519 | 0 | [6 empty] | DEER:HVAC_Split-Package_AC | Annual
Any | NE-HVAC-airAC-SpltPkg-135to239kBtuh-12p5eer | Nrs | Ex | CZ01 | cDXGF | SWHC013-02 | DEER2020 | D20v1 | 2020-11-09 | Cap-Tons | 1 |  | None | 636 | 0.0843 | 17 | 7.23 | 0.00976 | 0 | [6 empty] | DEER:HVAC_Split-Package_AC | Annual
Any | NE-HVAC-airAC-SpltPkg-135to239kBtuh-12p5eer | Nrs | Ex | CZ02 | cDXGF | SWHC013-02 | DEER2020 | D20v1 | 2020-11-09 | Cap-Tons | 1 |  | None | 693 | 0.207 | 11.4 | 54.7 | 0.0611 | 0 | [6 empty] | DEER:HVAC_Split-Package_AC | Annual
Any | NE-HVAC-airAC-SpltPkg-135to239kBtuh-12p5eer | Nrs | Ex | CZ03 | cDXGF | SWHC013-02 | DEER2020 | D20v1 | 2020-11-09 | Cap-Tons | 1 |  | None | 581 | 0.138 | 7.06 | 24.1 | 0.0367 | 0 | [6 empty] | DEER:HVAC_Split-Package_AC | Annual
Any | NE-HVAC-airAC-SpltPkg-135to239kBtuh-12p5eer | Nrs | Ex | CZ04 | cDXGF | SWHC013-02 | DEER2020 | D20v1 | 2020-11-09 | Cap-Tons | 1 |  | None | 697 | 0.194 | 7.46 | 61.1 | 0.0554 | 0 | [6 empty] | DEER:HVAC_Split-Package_AC | Annual
Any | NE-HVAC-airAC-SpltPkg-135to239kBtuh-12p5eer | Nrs | Ex | CZ05 | cDXGF | SWHC013-02 | DEER2020 | D20v1 | 2020-11-09 | Cap-Tons | 1 |  | None | 560 | 0.102 | 11.1 | 26 | 0.0222 | 0 | [6 empty] | DEER:HVAC_Split-Package_AC | Annual
Any | NE-HVAC-airAC-SpltPkg-135to239kBtuh-12p5eer | Nrs | Ex | CZ06 | cDXGF | SWHC013-02 | DEER2020 | D20v1 | 2020-11-09 | Cap-Tons | 1 |  | None | 721 | 0.175 | 3.87 | 67.9 | 0.0491 | 0 | [6 empty] | DEER:HVAC_Split-Package_AC | Annual
Any | NE-HVAC-airAC-SpltPkg-135to239kBtuh-12p5eer | Nrs | Ex | CZ07 | cDXGF | SWHC013-02 | DEER2020 | D20v1 | 2020-11-09 | Cap-Tons | 1 |  | None | 625 | 0.145 | 3.11 | 55.7 | 0.0391 | 0 | [6 empty] | DEER:HVAC_Split-Package_AC | Annual
Any | NE-HVAC-airAC-SpltPkg-135to239kBtuh-12p5eer | Nrs | Ex | CZ08 | cDXGF | SWHC013-02 | DEER2020 | D20v1 | 2020-11-09 | Cap-Tons | 1 |  | None | 757 | 0.183 | 2.94 | 84.1 | 0.0492 | 0 | [6 empty] | DEER:HVAC_Split-Package_AC | Annual
Any | NE-HVAC-airAC-SpltPkg-135to239kBtuh-12p5eer | Nrs | Ex | CZ09 | cDXGF | SWHC013-02 | DEER2020 | D20v1 | 2020-11-09 | Cap-Tons | 1 |  | None | 778 | 0.218 | 3.75 | 95.9 | 0.0715 | 0 | [6 empty] | DEER:HVAC_Split-Package_AC | Annual
Any | NE-HVAC-airAC-SpltPkg-135to239kBtuh-12p5eer | Nrs | Ex | CZ10 | cDXGF | SWHC013-02 | DEER2020 | D20v1 | 2020-11-09 | Cap-Tons | 1 |  | None | 762 | 0.215 | 5.14 | 100 | 0.0698 | 0 | [6 empty] | DEER:HVAC_Split-Package_AC | Annual
Any | NE-HVAC-airAC-SpltPkg-135to239kBtuh-12p5eer | Nrs | Ex | CZ11 | cDXGF | SWHC013-02 | DEER2020 | D20v1 | 2020-11-09 | Cap-Tons | 1 |  | None | 775 | 0.23 | 10.8 | 112 | 0.0831 | 0 | [6 empty] | DEER:HVAC_Split-Package_AC | Annual
Any | NE-HVAC-airAC-SpltPkg-135to239kBtuh-12p5eer | Nrs | Ex | CZ12 | cDXGF | SWHC013-02 | DEER2020 | D20v1 | 2020-11-09 | Cap-Tons | 1 |  | None | 748 | 0.228 | 9.14 | 82.4 | 0.0749 | 0 | [6 empty] | DEER:HVAC_Split-Package_AC | Annual
Any | NE-HVAC-airAC-SpltPkg-135to239kBtuh-12p5eer | Nrs | Ex | CZ13 | cDXGF | SWHC013-02 | DEER2020 | D20v1 | 2020-11-09 | Cap-Tons | 1 |  | None | 840 | 0.238 | 8.59 | 115 | 0.0752 | 0 | [6 empty] | DEER:HVAC_Split-Package_AC | Annual
Any | NE-HVAC-airAC-SpltPkg-135to239kBtuh-12p5eer | Nrs | Ex | CZ14 | cDXGF | SWHC013-02 | DEER2020 | D20v1 | 2020-11-09 | Cap-Tons | 1 |  | None | 744 | 0.203 | 11.6 | 113 | 0.0683 | 0 | [6 empty] | DEER:HVAC_Split-Package_AC | Annual
Any | NE-HVAC-airAC-SpltPkg-135to239kBtuh-12p5eer | Nrs | Ex | CZ15 | cDXGF | SWHC013-02 | DEER2020 | D20v1 | 2020-11-09 | Cap-Tons | 1 |  | None | 913 | 0.23 | 2.58 | 209 | 0.0822 | 0 | [6 empty] | DEER:HVAC_Split-Package_AC | Annual
Any | NE-HVAC-airAC-SpltPkg-135to239kBtuh-12p5eer | Nrs | Ex | CZ16 | cDXGF | SWHC013-02 | DEER2020 | D20v1 | 2020-11-09 | Cap-Tons | 1 |  | None | 633 | 0.157 | 21.4 | 39.1 | 0.0424 | 0 | [6 empty] | DEER:HVAC_Split-Package_AC | Annual
Any | NE-HVAC-airAC-SpltPkg-135to239kBtuh-12p5eer | Nrs | New | CZ01 | cDXGF | SWHC013-02 | DEER2020 | D20v1 | 2020-11-09 | Cap-Tons | 1 |  | None | 6.22 | 0.00786 | 0 | 6.22 | 0.00786 | 0 | [6 empty] | DEER:HVAC_Split-Package_AC | Annual
Any | NE-HVAC-airAC-SpltPkg-135to239kBtuh-12p5eer | Nrs | New | CZ02 | cDXGF | SWHC013-02 | DEER2020 | D20v1 | 2020-11-09 | Cap-Tons | 1 |  | None | 47.2 | 0.0551 | 0 | 47.2 | 0.0551 | 0 | [6 empty] | DEER:HVAC_Split-Package_AC | Annual
Any | NE-HVAC-airAC-SpltPkg-135to239kBtuh-12p5eer | Nrs | New | CZ03 | cDXGF | SWHC013-02 | DEER2020 | D20v1 | 2020-11-09 | Cap-Tons | 1 |  | None | 17.2 | 0.031 | 0 | 17.2 | 0.031 | 0 | [6 empty] | DEER:HVAC_Split-Package_AC | Annual
Any | NE-HVAC-airAC-SpltPkg-135to239kBtuh-12p5eer | Nrs | New | CZ04 | cDXGF | SWHC013-02 | DEER2020 | D20v1 | 2020-11-09 | Cap-Tons | 1 |  | None | 49.6 | 0.0488 | 0 | 49.6 | 0.0488 | 0 | [6 empty] | DEER:HVAC_Split-Package_AC | Annual
Any | NE-HVAC-airAC-SpltPkg-135to239kBtuh-12p5eer | Nrs | New | CZ05 | cDXGF | SWHC013-02 | DEER2020 | D20v1 | 2020-11-09 | Cap-Tons | 1 |  | None | 18 | 0.0179 | 0 | 18 | 0.0179 | 0 | [6 empty] | DEER:HVAC_Split-Package_AC | Annual
Any | NE-HVAC-airAC-SpltPkg-135to239kBtuh-12p5eer | Nrs | New | CZ06 | cDXGF | SWHC013-02 | DEER2020 | D20v1 | 2020-11-09 | Cap-Tons | 1 |  | None | 53.9 | 0.0435 | 0 | 53.9 | 0.0435 | 0 | [6 empty] | DEER:HVAC_Split-Package_AC | Annual
Any | NE-HVAC-airAC-SpltPkg-135to239kBtuh-12p5eer | Nrs | New | CZ07 | cDXGF | SWHC013-02 | DEER2020 | D20v1 | 2020-11-09 | Cap-Tons | 1 |  | None | 41.7 | 0.0337 | 0 | 41.7 | 0.0337 | 0 | [6 empty] | DEER:HVAC_Split-Package_AC | Annual
Any | NE-HVAC-airAC-SpltPkg-135to239kBtuh-12p5eer | Nrs | New | CZ08 | cDXGF | SWHC013-02 | DEER2020 | D20v1 | 2020-11-09 | Cap-Tons | 1 |  | None | 69.6 | 0.0444 | 0 | 69.6 | 0.0444 | 0 | [6 empty] | DEER:HVAC_Split-Package_AC | Annual
Any | NE-HVAC-airAC-SpltPkg-135to239kBtuh-12p5eer | Nrs | New | CZ09 | cDXGF | SWHC013-02 | DEER2020 | D20v1 | 2020-11-09 | Cap-Tons | 1 |  | None | 81.4 | 0.0652 | 0 | 81.4 | 0.0652 | 0 | [6 empty] | DEER:HVAC_Split-Package_AC | Annual
Any | NE-HVAC-airAC-SpltPkg-135to239kBtuh-12p5eer | Nrs | New | CZ10 | cDXGF | SWHC013-02 | DEER2020 | D20v1 | 2020-11-09 | Cap-Tons | 1 |  | None | 88.7 | 0.0644 | 0 | 88.7 | 0.0644 | 0 | [6 empty] | DEER:HVAC_Split-Package_AC | Annual
Any | NE-HVAC-airAC-SpltPkg-135to239kBtuh-12p5eer | Nrs | New | CZ11 | cDXGF | SWHC013-02 | DEER2020 | D20v1 | 2020-11-09 | Cap-Tons | 1 |  | None | 100 | 0.076 | 0 | 100 | 0.076 | 0 | [6 empty] | DEER:HVAC_Split-Package_AC | Annual
Any | NE-HVAC-airAC-SpltPkg-135to239kBtuh-12p5eer | Nrs | New | CZ12 | cDXGF | SWHC013-02 | DEER2020 | D20v1 | 2020-11-09 | Cap-Tons | 1 |  | None | 72.9 | 0.0685 | 0 | 72.9 | 0.0685 | 0 | [6 empty] | DEER:HVAC_Split-Package_AC | Annual
Any | NE-HVAC-airAC-SpltPkg-135to239kBtuh-12p5eer | Nrs | New | CZ13 | cDXGF | SWHC013-02 | DEER2020 | D20v1 | 2020-11-09 | Cap-Tons | 1 |  | None | 104 | 0.0695 | 0 | 104 | 0.0695 | 0 | [6 empty] | DEER:HVAC_Split-Package_AC | Annual
Any | NE-HVAC-airAC-SpltPkg-135to239kBtuh-12p5eer | Nrs | New | CZ14 | cDXGF | SWHC013-02 | DEER2020 | D20v1 | 2020-11-09 | Cap-Tons | 1 |  | None | 102 | 0.0628 | 0 | 102 | 0.0628 | 0 | [6 empty] | DEER:HVAC_Split-Package_AC | Annual
Any | NE-HVAC-airAC-SpltPkg-135to239kBtuh-12p5eer | Nrs | New | CZ15 | cDXGF | SWHC013-02 | DEER2020 | D20v1 | 2020-11-09 | Cap-Tons | 1 |  | None | 194 | 0.0778 | 0 | 194 | 0.0778 | 0 | [6 empty] | DEER:HVAC_Split-Package_AC | Annual
Any | NE-HVAC-airAC-SpltPkg-135to239kBtuh-12p5eer | Nrs | New | CZ16 | cDXGF | SWHC013-02 | DEER2020 | D20v1 | 2020-11-09 | Cap-Tons | 1 |  | None | 33.7 | 0.0378 | 0 | 33.7 | 0.0378 | 0 | [6 empty] | DEER:HVAC_Split-Package_AC | Annual
Any | NE-HVAC-airAC-SpltPkg-135to239kBtuh-12p5eer | OfL | Ex | CZ01 | cDXGF | SWHC013-02 | DEER2020 | D20v1 | 2020-11-09 | Cap-Tons | 1 |  | None | 251 | 0.0357 | 3.19 | 13.1 | 0.0111 | 0 | [6 empty] | DEER:HVAC_Split-Package_AC | Annual
Any | NE-HVAC-airAC-SpltPkg-135to239kBtuh-12p5eer | OfL | Ex | CZ02 | cDXGF | SWHC013-02 | DEER2020 | D20v1 | 2020-11-09 | Cap-Tons | 1 |  | None | 324 | 0.105 | 2.2 | 75.7 | 0.0436 | 0 | [6 empty] | DEER:HVAC_Split-Package_AC | Annual
Any | NE-HVAC-airAC-SpltPkg-135to239kBtuh-12p5eer | OfL | Ex | CZ03 | cDXGF | SWHC013-02 | DEER2020 | D20v1 | 2020-11-09 | Cap-Tons | 1 |  | None | 251 | 0.0773 | 1.02 | 35.4 | 0.0245 | 0 | [6 empty] | DEER:HVAC_Split-Package_AC | Annual
Any | NE-HVAC-airAC-SpltPkg-135to239kBtuh-12p5eer | OfL | Ex | CZ04 | cDXGF | SWHC013-02 | DEER2020 | D20v1 | 2020-11-09 | Cap-Tons | 1 |  | None | 324 | 0.0975 | 1.27 | 79.6 | 0.0381 | 0 | [6 empty] | DEER:HVAC_Split-Package_AC | Annual
Any | NE-HVAC-airAC-SpltPkg-135to239kBtuh-12p5eer | OfL | Ex | CZ05 | cDXGF | SWHC013-02 | DEER2020 | D20v1 | 2020-11-09 | Cap-Tons | 1 |  | None | 256 | 0.0635 | 1.01 | 40.4 | 0.0195 | 0 | [6 empty] | DEER:HVAC_Split-Package_AC | Annual
Any | NE-HVAC-airAC-SpltPkg-135to239kBtuh-12p5eer | OfL | Ex | CZ06 | cDXGF | SWHC013-02 | DEER2020 | D20v1 | 2020-11-09 | Cap-Tons | 1 |  | None | 333 | 0.0809 | 0.234 | 75.2 | 0.0271 | 0 | [6 empty] | DEER:HVAC_Split-Package_AC | Annual
Any | NE-HVAC-airAC-SpltPkg-135to239kBtuh-12p5eer | OfL | Ex | CZ07 | cDXGF | SWHC013-02 | DEER2020 | D20v1 | 2020-11-09 | Cap-Tons | 1 |  | None | 291 | 0.0753 | 0.114 | 64.3 | 0.0234 | 0 | [6 empty] | DEER:HVAC_Split-Package_AC | Annual
Any | NE-HVAC-airAC-SpltPkg-135to239kBtuh-12p5eer | OfL | Ex | CZ08 | cDXGF | SWHC013-02 | DEER2020 | D20v1 | 2020-11-09 | Cap-Tons | 1 |  | None | 358 | 0.0857 | 0.288 | 102 | 0.0314 | 0 | [6 empty] | DEER:HVAC_Split-Package_AC | Annual
Any | NE-HVAC-airAC-SpltPkg-135to239kBtuh-12p5eer | OfL | Ex | CZ09 | cDXGF | SWHC013-02 | DEER2020 | D20v1 | 2020-11-09 | Cap-Tons | 1 |  | None | 366 | 0.0984 | 0.358 | 90.8 | 0.039 | 0 | [6 empty] | DEER:HVAC_Split-Package_AC | Annual
Any | NE-HVAC-airAC-SpltPkg-135to239kBtuh-12p5eer | OfL | Ex | CZ10 | cDXGF | SWHC013-02 | DEER2020 | D20v1 | 2020-11-09 | Cap-Tons | 1 |  | None | 392 | 0.105 | 0.454 | 106 | 0.0419 | 0 | [6 empty] | DEER:HVAC_Split-Package_AC | Annual
Any | NE-HVAC-airAC-SpltPkg-135to239kBtuh-12p5eer | OfL | Ex | CZ11 | cDXGF | SWHC013-02 | DEER2020 | D20v1 | 2020-11-09 | Cap-Tons | 1 |  | None | 394 | 0.11 | 1.54 | 97.4 | 0.0471 | 0 | [6 empty] | DEER:HVAC_Split-Package_AC | Annual
Any | NE-HVAC-airAC-SpltPkg-135to239kBtuh-12p5eer | OfL | Ex | CZ12 | cDXGF | SWHC013-02 | DEER2020 | D20v1 | 2020-11-09 | Cap-Tons | 1 |  | None | 364 | 0.11 | 1.64 | 84.9 | 0.044 | 0 | [6 empty] | DEER:HVAC_Split-Package_AC | Annual
Any | NE-HVAC-airAC-SpltPkg-135to239kBtuh-12p5eer | OfL | Ex | CZ13 | cDXGF | SWHC013-02 | DEER2020 | D20v1 | 2020-11-09 | Cap-Tons | 1 |  | None | 394 | 0.103 | 1.34 | 101 | 0.0394 | 0 | [6 empty] | DEER:HVAC_Split-Package_AC | Annual
Any | NE-HVAC-airAC-SpltPkg-135to239kBtuh-12p5eer | OfL | Ex | CZ14 | cDXGF | SWHC013-02 | DEER2020 | D20v1 | 2020-11-09 | Cap-Tons | 1 |  | None | 401 | 0.102 | 1.51 | 102 | 0.0383 | 0 | [6 empty] | DEER:HVAC_Split-Package_AC | Annual
Any | NE-HVAC-airAC-SpltPkg-135to239kBtuh-12p5eer | OfL | Ex | CZ15 | cDXGF | SWHC013-02 | DEER2020 | D20v1 | 2020-11-09 | Cap-Tons | 1 |  | None | 518 | 0.11 | 0.0752 | 149 | 0.039 | 0 | [6 empty] | DEER:HVAC_Split-Package_AC | Annual
Any | NE-HVAC-airAC-SpltPkg-135to239kBtuh-12p5eer | OfL | Ex | CZ16 | cDXGF | SWHC013-02 | DEER2020 | D20v1 | 2020-11-09 | Cap-Tons | 1 |  | None | 287 | 0.0776 | 5.57 | 47.4 | 0.0269 | 0 | [6 empty] | DEER:HVAC_Split-Package_AC | Annual
Any | NE-HVAC-airAC-SpltPkg-135to239kBtuh-12p5eer | OfL | New | CZ01 | cDXGF | SWHC013-02 | DEER2020 | D20v1 | 2020-11-09 | Cap-Tons | 1 |  | None | 11.4 | 0.00995 | 0 | 11.4 | 0.00995 | 0 | [6 empty] | DEER:HVAC_Split-Package_AC | Annual
Any | NE-HVAC-airAC-SpltPkg-135to239kBtuh-12p5eer | OfL | New | CZ02 | cDXGF | SWHC013-02 | DEER2020 | D20v1 | 2020-11-09 | Cap-Tons | 1 |  | None | 71.7 | 0.0424 | 0 | 71.7 | 0.0424 | 0 | [6 empty] | DEER:HVAC_Split-Package_AC | Annual
Any | NE-HVAC-airAC-SpltPkg-135to239kBtuh-12p5eer | OfL | New | CZ03 | cDXGF | SWHC013-02 | DEER2020 | D20v1 | 2020-11-09 | Cap-Tons | 1 |  | None | 33.3 | 0.0232 | 0 | 33.3 | 0.0232 | 0 | [6 empty] | DEER:HVAC_Split-Package_AC | Annual
Any | NE-HVAC-airAC-SpltPkg-135to239kBtuh-12p5eer | OfL | New | CZ04 | cDXGF | SWHC013-02 | DEER2020 | D20v1 | 2020-11-09 | Cap-Tons | 1 |  | None | 77.5 | 0.0369 | 0 | 77.5 | 0.0369 | 0 | [6 empty] | DEER:HVAC_Split-Package_AC | Annual
Any | NE-HVAC-airAC-SpltPkg-135to239kBtuh-12p5eer | OfL | New | CZ05 | cDXGF | SWHC013-02 | DEER2020 | D20v1 | 2020-11-09 | Cap-Tons | 1 |  | None | 38.6 | 0.0191 | 0 | 38.6 | 0.0191 | 0 | [6 empty] | DEER:HVAC_Split-Package_AC | Annual
Any | NE-HVAC-airAC-SpltPkg-135to239kBtuh-12p5eer | OfL | New | CZ06 | cDXGF | SWHC013-02 | DEER2020 | D20v1 | 2020-11-09 | Cap-Tons | 1 |  | None | 72.8 | 0.0261 | 0 | 72.8 | 0.0261 | 0 | [6 empty] | DEER:HVAC_Split-Package_AC | Annual
Any | NE-HVAC-airAC-SpltPkg-135to239kBtuh-12p5eer | OfL | New | CZ07 | cDXGF | SWHC013-02 | DEER2020 | D20v1 | 2020-11-09 | Cap-Tons | 1 |  | None | 61.9 | 0.0229 | 0 | 61.9 | 0.0229 | 0 | [6 empty] | DEER:HVAC_Split-Package_AC | Annual
Any | NE-HVAC-airAC-SpltPkg-135to239kBtuh-12p5eer | OfL | New | CZ08 | cDXGF | SWHC013-02 | DEER2020 | D20v1 | 2020-11-09 | Cap-Tons | 1 |  | None | 98.4 | 0.0307 | 0 | 98.4 | 0.0307 | 0 | [6 empty] | DEER:HVAC_Split-Package_AC | Annual
Any | NE-HVAC-airAC-SpltPkg-135to239kBtuh-12p5eer | OfL | New | CZ09 | cDXGF | SWHC013-02 | DEER2020 | D20v1 | 2020-11-09 | Cap-Tons | 1 |  | None | 86.9 | 0.0376 | 0 | 86.9 | 0.0376 | 0 | [6 empty] | DEER:HVAC_Split-Package_AC | Annual
Any | NE-HVAC-airAC-SpltPkg-135to239kBtuh-12p5eer | OfL | New | CZ10 | cDXGF | SWHC013-02 | DEER2020 | D20v1 | 2020-11-09 | Cap-Tons | 1 |  | None | 101 | 0.041 | 0 | 101 | 0.041 | 0 | [6 empty] | DEER:HVAC_Split-Package_AC | Annual
Any | NE-HVAC-airAC-SpltPkg-135to239kBtuh-12p5eer | OfL | New | CZ11 | cDXGF | SWHC013-02 | DEER2020 | D20v1 | 2020-11-09 | Cap-Tons | 1 |  | None | 92.6 | 0.045 | 0 | 92.6 | 0.045 | 0 | [6 empty] | DEER:HVAC_Split-Package_AC | Annual
Any | NE-HVAC-airAC-SpltPkg-135to239kBtuh-12p5eer | OfL | New | CZ12 | cDXGF | SWHC013-02 | DEER2020 | D20v1 | 2020-11-09 | Cap-Tons | 1 |  | None | 80.4 | 0.0423 | 0 | 80.4 | 0.0423 | 0 | [6 empty] | DEER:HVAC_Split-Package_AC | Annual
Any | NE-HVAC-airAC-SpltPkg-135to239kBtuh-12p5eer | OfL | New | CZ13 | cDXGF | SWHC013-02 | DEER2020 | D20v1 | 2020-11-09 | Cap-Tons | 1 |  | None | 95.9 | 0.0381 | 0 | 95.9 | 0.0381 | 0 | [6 empty] | DEER:HVAC_Split-Package_AC | Annual
Any | NE-HVAC-airAC-SpltPkg-135to239kBtuh-12p5eer | OfL | New | CZ14 | cDXGF | SWHC013-02 | DEER2020 | D20v1 | 2020-11-09 | Cap-Tons | 1 |  | None | 96.9 | 0.037 | 0 | 96.9 | 0.037 | 0 | [6 empty] | DEER:HVAC_Split-Package_AC | Annual
Any | NE-HVAC-airAC-SpltPkg-135to239kBtuh-12p5eer | OfL | New | CZ15 | cDXGF | SWHC013-02 | DEER2020 | D20v1 | 2020-11-09 | Cap-Tons | 1 |  | None | 143 | 0.0377 | 0 | 143 | 0.0377 | 0 | [6 empty] | DEER:HVAC_Split-Package_AC | Annual
Any | NE-HVAC-airAC-SpltPkg-135to239kBtuh-12p5eer | OfL | New | CZ16 | cDXGF | SWHC013-02 | DEER2020 | D20v1 | 2020-11-09 | Cap-Tons | 1 |  | None | 44.3 | 0.025 | 0 | 44.3 | 0.025 | 0 | [6 empty] | DEER:HVAC_Split-Package_AC | Annual
Any | NE-HVAC-airAC-SpltPkg-135to239kBtuh-12p5eer | OfS | Ex | CZ01 | cDXGF | SWHC013-02 | DEER2020 | D20v1 | 2020-11-09 | Cap-Tons | 1 |  | None | 241 | 0.0356 | 4.39 | 11.7 | 0.00976 | 0 | [6 empty] | DEER:HVAC_Split-Package_AC | Annual
Any | NE-HVAC-airAC-SpltPkg-135to239kBtuh-12p5eer | OfS | Ex | CZ02 | cDXGF | SWHC013-02 | DEER2020 | D20v1 | 2020-11-09 | Cap-Tons | 1 |  | None | 314 | 0.101 | 3.17 | 66.7 | 0.043 | 0 | [6 empty] | DEER:HVAC_Split-Package_AC | Annual
Any | NE-HVAC-airAC-SpltPkg-135to239kBtuh-12p5eer | OfS | Ex | CZ03 | cDXGF | SWHC013-02 | DEER2020 | D20v1 | 2020-11-09 | Cap-Tons | 1 |  | None | 244 | 0.0715 | 1.31 | 30.8 | 0.0238 | 0 | [6 empty] | DEER:HVAC_Split-Package_AC | Annual
Any | NE-HVAC-airAC-SpltPkg-135to239kBtuh-12p5eer | OfS | Ex | CZ04 | cDXGF | SWHC013-02 | DEER2020 | D20v1 | 2020-11-09 | Cap-Tons | 1 |  | None | 315 | 0.0931 | 1.54 | 69.3 | 0.0369 | 0 | [6 empty] | DEER:HVAC_Split-Package_AC | Annual
Any | NE-HVAC-airAC-SpltPkg-135to239kBtuh-12p5eer | OfS | Ex | CZ05 | cDXGF | SWHC013-02 | DEER2020 | D20v1 | 2020-11-09 | Cap-Tons | 1 |  | None | 251 | 0.0583 | 1.36 | 34.7 | 0.0178 | 0 | [6 empty] | DEER:HVAC_Split-Package_AC | Annual
Any | NE-HVAC-airAC-SpltPkg-135to239kBtuh-12p5eer | OfS | Ex | CZ06 | cDXGF | SWHC013-02 | DEER2020 | D20v1 | 2020-11-09 | Cap-Tons | 1 |  | None | 317 | 0.0765 | 0.34 | 67.5 | 0.0274 | 0 | [6 empty] | DEER:HVAC_Split-Package_AC | Annual
Any | NE-HVAC-airAC-SpltPkg-135to239kBtuh-12p5eer | OfS | Ex | CZ07 | cDXGF | SWHC013-02 | DEER2020 | D20v1 | 2020-11-09 | Cap-Tons | 1 |  | None | 286 | 0.0715 | 0.26 | 56.7 | 0.0231 | 0 | [6 empty] | DEER:HVAC_Split-Package_AC | Annual
Any | NE-HVAC-airAC-SpltPkg-135to239kBtuh-12p5eer | OfS | Ex | CZ08 | cDXGF | SWHC013-02 | DEER2020 | D20v1 | 2020-11-09 | Cap-Tons | 1 |  | None | 344 | 0.0815 | 0.501 | 88.4 | 0.0308 | 0 | [6 empty] | DEER:HVAC_Split-Package_AC | Annual
Any | NE-HVAC-airAC-SpltPkg-135to239kBtuh-12p5eer | OfS | Ex | CZ09 | cDXGF | SWHC013-02 | DEER2020 | D20v1 | 2020-11-09 | Cap-Tons | 1 |  | None | 364 | 0.0982 | 0.473 | 81.3 | 0.0386 | 0 | [6 empty] | DEER:HVAC_Split-Package_AC | Annual
Any | NE-HVAC-airAC-SpltPkg-135to239kBtuh-12p5eer | OfS | Ex | CZ10 | cDXGF | SWHC013-02 | DEER2020 | D20v1 | 2020-11-09 | Cap-Tons | 1 |  | None | 388 | 0.103 | 0.786 | 95 | 0.0411 | 0 | [6 empty] | DEER:HVAC_Split-Package_AC | Annual
Any | NE-HVAC-airAC-SpltPkg-135to239kBtuh-12p5eer | OfS | Ex | CZ11 | cDXGF | SWHC013-02 | DEER2020 | D20v1 | 2020-11-09 | Cap-Tons | 1 |  | None | 392 | 0.112 | 1.9 | 90.1 | 0.0481 | 0 | [6 empty] | DEER:HVAC_Split-Package_AC | Annual
Any | NE-HVAC-airAC-SpltPkg-135to239kBtuh-12p5eer | OfS | Ex | CZ12 | cDXGF | SWHC013-02 | DEER2020 | D20v1 | 2020-11-09 | Cap-Tons | 1 |  | None | 355 | 0.108 | 2.13 | 76.8 | 0.0438 | 0 | [6 empty] | DEER:HVAC_Split-Package_AC | Annual
Any | NE-HVAC-airAC-SpltPkg-135to239kBtuh-12p5eer | OfS | Ex | CZ13 | cDXGF | SWHC013-02 | DEER2020 | D20v1 | 2020-11-09 | Cap-Tons | 1 |  | None | 400 | 0.105 | 1.71 | 93 | 0.0393 | 0 | [6 empty] | DEER:HVAC_Split-Package_AC | Annual
Any | NE-HVAC-airAC-SpltPkg-135to239kBtuh-12p5eer | OfS | Ex | CZ14 | cDXGF | SWHC013-02 | DEER2020 | D20v1 | 2020-11-09 | Cap-Tons | 1 |  | None | 401 | 0.102 | 1.86 | 94.3 | 0.0385 | 0 | [6 empty] | DEER:HVAC_Split-Package_AC | Annual
Any | NE-HVAC-airAC-SpltPkg-135to239kBtuh-12p5eer | OfS | Ex | CZ15 | cDXGF | SWHC013-02 | DEER2020 | D20v1 | 2020-11-09 | Cap-Tons | 1 |  | None | 509 | 0.109 | 0.0902 | 144 | 0.0403 | 0 | [6 empty] | DEER:HVAC_Split-Package_AC | Annual
Any | NE-HVAC-airAC-SpltPkg-135to239kBtuh-12p5eer | OfS | Ex | CZ16 | cDXGF | SWHC013-02 | DEER2020 | D20v1 | 2020-11-09 | Cap-Tons | 1 |  | None | 294 | 0.0798 | 6.76 | 44.9 | 0.028 | 0 | [6 empty] | DEER:HVAC_Split-Package_AC | Annual
Any | NE-HVAC-airAC-SpltPkg-135to239kBtuh-12p5eer | OfS | New | CZ01 | cDXGF | SWHC013-02 | DEER2020 | D20v1 | 2020-11-09 | Cap-Tons | 1 |  | None | 10.7 | 0.00909 | 0 | 10.7 | 0.00909 | 0 | [6 empty] | DEER:HVAC_Split-Package_AC | Annual
Any | NE-HVAC-airAC-SpltPkg-135to239kBtuh-12p5eer | OfS | New | CZ02 | cDXGF | SWHC013-02 | DEER2020 | D20v1 | 2020-11-09 | Cap-Tons | 1 |  | None | 64.5 | 0.0414 | 0 | 64.5 | 0.0414 | 0 | [6 empty] | DEER:HVAC_Split-Package_AC | Annual
Any | NE-HVAC-airAC-SpltPkg-135to239kBtuh-12p5eer | OfS | New | CZ03 | cDXGF | SWHC013-02 | DEER2020 | D20v1 | 2020-11-09 | Cap-Tons | 1 |  | None | 30.6 | 0.023 | 0 | 30.6 | 0.023 | 0 | [6 empty] | DEER:HVAC_Split-Package_AC | Annual
Any | NE-HVAC-airAC-SpltPkg-135to239kBtuh-12p5eer | OfS | New | CZ04 | cDXGF | SWHC013-02 | DEER2020 | D20v1 | 2020-11-09 | Cap-Tons | 1 |  | None | 68.9 | 0.0357 | 0 | 68.9 | 0.0357 | 0 | [6 empty] | DEER:HVAC_Split-Package_AC | Annual
Any | NE-HVAC-airAC-SpltPkg-135to239kBtuh-12p5eer | OfS | New | CZ05 | cDXGF | SWHC013-02 | DEER2020 | D20v1 | 2020-11-09 | Cap-Tons | 1 |  | None | 34.3 | 0.0178 | 0 | 34.3 | 0.0178 | 0 | [6 empty] | DEER:HVAC_Split-Package_AC | Annual
Any | NE-HVAC-airAC-SpltPkg-135to239kBtuh-12p5eer | OfS | New | CZ06 | cDXGF | SWHC013-02 | DEER2020 | D20v1 | 2020-11-09 | Cap-Tons | 1 |  | None | 67.7 | 0.0272 | 0 | 67.7 | 0.0272 | 0 | [6 empty] | DEER:HVAC_Split-Package_AC | Annual
Any | NE-HVAC-airAC-SpltPkg-135to239kBtuh-12p5eer | OfS | New | CZ07 | cDXGF | SWHC013-02 | DEER2020 | D20v1 | 2020-11-09 | Cap-Tons | 1 |  | None | 57.1 | 0.0234 | 0 | 57.1 | 0.0234 | 0 | [6 empty] | DEER:HVAC_Split-Package_AC | Annual
Any | NE-HVAC-airAC-SpltPkg-135to239kBtuh-12p5eer | OfS | New | CZ08 | cDXGF | SWHC013-02 | DEER2020 | D20v1 | 2020-11-09 | Cap-Tons | 1 |  | None | 86.5 | 0.0302 | 0 | 86.5 | 0.0302 | 0 | [6 empty] | DEER:HVAC_Split-Package_AC | Annual
Any | NE-HVAC-airAC-SpltPkg-135to239kBtuh-12p5eer | OfS | New | CZ09 | cDXGF | SWHC013-02 | DEER2020 | D20v1 | 2020-11-09 | Cap-Tons | 1 |  | None | 79 | 0.0368 | 0 | 79 | 0.0368 | 0 | [6 empty] | DEER:HVAC_Split-Package_AC | Annual
Any | NE-HVAC-airAC-SpltPkg-135to239kBtuh-12p5eer | OfS | New | CZ10 | cDXGF | SWHC013-02 | DEER2020 | D20v1 | 2020-11-09 | Cap-Tons | 1 |  | None | 91.5 | 0.04 | 0 | 91.5 | 0.04 | 0 | [6 empty] | DEER:HVAC_Split-Package_AC | Annual
Any | NE-HVAC-airAC-SpltPkg-135to239kBtuh-12p5eer | OfS | New | CZ11 | cDXGF | SWHC013-02 | DEER2020 | D20v1 | 2020-11-09 | Cap-Tons | 1 |  | None | 86.9 | 0.0442 | 0 | 86.9 | 0.0442 | 0 | [6 empty] | DEER:HVAC_Split-Package_AC | Annual
Any | NE-HVAC-airAC-SpltPkg-135to239kBtuh-12p5eer | OfS | New | CZ12 | cDXGF | SWHC013-02 | DEER2020 | D20v1 | 2020-11-09 | Cap-Tons | 1 |  | None | 74 | 0.0412 | 0 | 74 | 0.0412 | 0 | [6 empty] | DEER:HVAC_Split-Package_AC | Annual
Any | NE-HVAC-airAC-SpltPkg-135to239kBtuh-12p5eer | OfS | New | CZ13 | cDXGF | SWHC013-02 | DEER2020 | D20v1 | 2020-11-09 | Cap-Tons | 1 |  | None | 89.3 | 0.0371 | 0 | 89.3 | 0.0371 | 0 | [6 empty] | DEER:HVAC_Split-Package_AC | Annual
Any | NE-HVAC-airAC-SpltPkg-135to239kBtuh-12p5eer | OfS | New | CZ14 | cDXGF | SWHC013-02 | DEER2020 | D20v1 | 2020-11-09 | Cap-Tons | 1 |  | None | 90.7 | 0.0367 | 0 | 90.7 | 0.0367 | 0 | [6 empty] | DEER:HVAC_Split-Package_AC | Annual
Any | NE-HVAC-airAC-SpltPkg-135to239kBtuh-12p5eer | OfS | New | CZ15 | cDXGF | SWHC013-02 | DEER2020 | D20v1 | 2020-11-09 | Cap-Tons | 1 |  | None | 138 | 0.0376 | 0 | 138 | 0.0376 | 0 | [6 empty] | DEER:HVAC_Split-Package_AC | Annual
Any | NE-HVAC-airAC-SpltPkg-135to239kBtuh-12p5eer | OfS | New | CZ16 | cDXGF | SWHC013-02 | DEER2020 | D20v1 | 2020-11-09 | Cap-Tons | 1 |  | None | 43.1 | 0.0259 | 0 | 43.1 | 0.0259 | 0 | [6 empty] | DEER:HVAC_Split-Package_AC | Annual
Any | NE-HVAC-airAC-SpltPkg-135to239kBtuh-12p5eer | RFF | Ex | CZ01 | cDXGF | SWHC013-02 | DEER2020 | D20v1 | 2020-11-09 | Cap-Tons | 1 |  | None | 354 | 0.0468 | 54.8 | 12.9 | 0.0212 | 0 | [6 empty] | DEER:HVAC_Split-Package_AC | Annual
Any | NE-HVAC-airAC-SpltPkg-135to239kBtuh-12p5eer | RFF | Ex | CZ02 | cDXGF | SWHC013-02 | DEER2020 | D20v1 | 2020-11-09 | Cap-Tons | 1 |  | None | 499 | 0.221 | 33.1 | 114 | 0.12 | 0 | [6 empty] | DEER:HVAC_Split-Package_AC | Annual
Any | NE-HVAC-airAC-SpltPkg-135to239kBtuh-12p5eer | RFF | Ex | CZ03 | cDXGF | SWHC013-02 | DEER2020 | D20v1 | 2020-11-09 | Cap-Tons | 1 |  | None | 361 | 0.156 | 25.1 | 45.4 | 0.0595 | 0 | [6 empty] | DEER:HVAC_Split-Package_AC | Annual
Any | NE-HVAC-airAC-SpltPkg-135to239kBtuh-12p5eer | RFF | Ex | CZ04 | cDXGF | SWHC013-02 | DEER2020 | D20v1 | 2020-11-09 | Cap-Tons | 1 |  | None | 515 | 0.215 | 23 | 125 | 0.105 | 0 | [6 empty] | DEER:HVAC_Split-Package_AC | Annual
Any | NE-HVAC-airAC-SpltPkg-135to239kBtuh-12p5eer | RFF | Ex | CZ05 | cDXGF | SWHC013-02 | DEER2020 | D20v1 | 2020-11-09 | Cap-Tons | 1 |  | None | 367 | 0.102 | 29.8 | 45.6 | 0.0383 | 0 | [6 empty] | DEER:HVAC_Split-Package_AC | Annual
Any | NE-HVAC-airAC-SpltPkg-135to239kBtuh-12p5eer | RFF | Ex | CZ06 | cDXGF | SWHC013-02 | DEER2020 | D20v1 | 2020-11-09 | Cap-Tons | 1 |  | None | 450 | 0.185 | 10.5 | 105 | 0.0738 | 0 | [6 empty] | DEER:HVAC_Split-Package_AC | Annual
Any | NE-HVAC-airAC-SpltPkg-135to239kBtuh-12p5eer | RFF | Ex | CZ07 | cDXGF | SWHC013-02 | DEER2020 | D20v1 | 2020-11-09 | Cap-Tons | 1 |  | None | 402 | 0.16 | 7.01 | 97.2 | 0.0617 | 0 | [6 empty] | DEER:HVAC_Split-Package_AC | Annual
Any | NE-HVAC-airAC-SpltPkg-135to239kBtuh-12p5eer | RFF | Ex | CZ08 | cDXGF | SWHC013-02 | DEER2020 | D20v1 | 2020-11-09 | Cap-Tons | 1 |  | None | 528 | 0.196 | 10.8 | 162 | 0.0877 | 0 | [6 empty] | DEER:HVAC_Split-Package_AC | Annual
Any | NE-HVAC-airAC-SpltPkg-135to239kBtuh-12p5eer | RFF | Ex | CZ09 | cDXGF | SWHC013-02 | DEER2020 | D20v1 | 2020-11-09 | Cap-Tons | 1 |  | None | 590 | 0.233 | 9.76 | 136 | 0.102 | 0 | [6 empty] | DEER:HVAC_Split-Package_AC | Annual
Any | NE-HVAC-airAC-SpltPkg-135to239kBtuh-12p5eer | RFF | Ex | CZ10 | cDXGF | SWHC013-02 | DEER2020 | D20v1 | 2020-11-09 | Cap-Tons | 1 |  | None | 650 | 0.249 | 13.7 | 166 | 0.114 | 0 | [6 empty] | DEER:HVAC_Split-Package_AC | Annual
Any | NE-HVAC-airAC-SpltPkg-135to239kBtuh-12p5eer | RFF | Ex | CZ11 | cDXGF | SWHC013-02 | DEER2020 | D20v1 | 2020-11-09 | Cap-Tons | 1 |  | None | 670 | 0.251 | 19.7 | 163 | 0.114 | 0 | [6 empty] | DEER:HVAC_Split-Package_AC | Annual
Any | NE-HVAC-airAC-SpltPkg-135to239kBtuh-12p5eer | RFF | Ex | CZ12 | cDXGF | SWHC013-02 | DEER2020 | D20v1 | 2020-11-09 | Cap-Tons | 1 |  | None | 592 | 0.246 | 23.3 | 136 | 0.118 | 0 | [6 empty] | DEER:HVAC_Split-Package_AC | Annual
Any | NE-HVAC-airAC-SpltPkg-135to239kBtuh-12p5eer | RFF | Ex | CZ13 | cDXGF | SWHC013-02 | DEER2020 | D20v1 | 2020-11-09 | Cap-Tons | 1 |  | None | 683 | 0.249 | 18.2 | 172 | 0.108 | 0 | [6 empty] | DEER:HVAC_Split-Package_AC | Annual
Any | NE-HVAC-airAC-SpltPkg-135to239kBtuh-12p5eer | RFF | Ex | CZ14 | cDXGF | SWHC013-02 | DEER2020 | D20v1 | 2020-11-09 | Cap-Tons | 1 |  | None | 699 | 0.256 | 21.9 | 160 | 0.0952 | 0 | [6 empty] | DEER:HVAC_Split-Package_AC | Annual
Any | NE-HVAC-airAC-SpltPkg-135to239kBtuh-12p5eer | RFF | Ex | CZ15 | cDXGF | SWHC013-02 | DEER2020 | D20v1 | 2020-11-09 | Cap-Tons | 1 |  | None | 921 | 0.279 | 2.93 | 249 | 0.0981 | 0 | [6 empty] | DEER:HVAC_Split-Package_AC | Annual
Any | NE-HVAC-airAC-SpltPkg-135to239kBtuh-12p5eer | RFF | Ex | CZ16 | cDXGF | SWHC013-02 | DEER2020 | D20v1 | 2020-11-09 | Cap-Tons | 1 |  | None | 452 | 0.189 | 50.7 | 71.5 | 0.0691 | 0 | [6 empty] | DEER:HVAC_Split-Package_AC | Annual
Any | NE-HVAC-airAC-SpltPkg-135to239kBtuh-12p5eer | RFF | New | CZ01 | cDXGF | SWHC013-02 | DEER2020 | D20v1 | 2020-11-09 | Cap-Tons | 1 |  | None | 9.82 | 0.0172 | 0 | 9.82 | 0.0172 | 0 | [6 empty] | DEER:HVAC_Split-Package_AC | Annual
Any | NE-HVAC-airAC-SpltPkg-135to239kBtuh-12p5eer | RFF | New | CZ02 | cDXGF | SWHC013-02 | DEER2020 | D20v1 | 2020-11-09 | Cap-Tons | 1 |  | None | 103 | 0.118 | 0 | 103 | 0.118 | 0 | [6 empty] | DEER:HVAC_Split-Package_AC | Annual
Any | NE-HVAC-airAC-SpltPkg-135to239kBtuh-12p5eer | RFF | New | CZ03 | cDXGF | SWHC013-02 | DEER2020 | D20v1 | 2020-11-09 | Cap-Tons | 1 |  | None | 39.7 | 0.057 | 0 | 39.7 | 0.057 | 0 | [6 empty] | DEER:HVAC_Split-Package_AC | Annual
Any | NE-HVAC-airAC-SpltPkg-135to239kBtuh-12p5eer | RFF | New | CZ04 | cDXGF | SWHC013-02 | DEER2020 | D20v1 | 2020-11-09 | Cap-Tons | 1 |  | None | 113 | 0.103 | 0 | 113 | 0.103 | 0 | [6 empty] | DEER:HVAC_Split-Package_AC | Annual
Any | NE-HVAC-airAC-SpltPkg-135to239kBtuh-12p5eer | RFF | New | CZ05 | cDXGF | SWHC013-02 | DEER2020 | D20v1 | 2020-11-09 | Cap-Tons | 1 |  | None | 38.9 | 0.0363 | 0 | 38.9 | 0.0363 | 0 | [6 empty] | DEER:HVAC_Split-Package_AC | Annual
Any | NE-HVAC-airAC-SpltPkg-135to239kBtuh-12p5eer | RFF | New | CZ06 | cDXGF | SWHC013-02 | DEER2020 | D20v1 | 2020-11-09 | Cap-Tons | 1 |  | None | 97.6 | 0.074 | 0 | 97.6 | 0.074 | 0 | [6 empty] | DEER:HVAC_Split-Package_AC | Annual
Any | NE-HVAC-airAC-SpltPkg-135to239kBtuh-12p5eer | RFF | New | CZ07 | cDXGF | SWHC013-02 | DEER2020 | D20v1 | 2020-11-09 | Cap-Tons | 1 |  | None | 89.3 | 0.061 | 0 | 89.3 | 0.061 | 0 | [6 empty] | DEER:HVAC_Split-Package_AC | Annual
Any | NE-HVAC-airAC-SpltPkg-135to239kBtuh-12p5eer | RFF | New | CZ08 | cDXGF | SWHC013-02 | DEER2020 | D20v1 | 2020-11-09 | Cap-Tons | 1 |  | None | 150 | 0.0861 | 0 | 150 | 0.0861 | 0 | [6 empty] | DEER:HVAC_Split-Package_AC | Annual
Any | NE-HVAC-airAC-SpltPkg-135to239kBtuh-12p5eer | RFF | New | CZ09 | cDXGF | SWHC013-02 | DEER2020 | D20v1 | 2020-11-09 | Cap-Tons | 1 |  | None | 127 | 0.101 | 0 | 127 | 0.101 | 0 | [6 empty] | DEER:HVAC_Split-Package_AC | Annual
Any | NE-HVAC-airAC-SpltPkg-135to239kBtuh-12p5eer | RFF | New | CZ10 | cDXGF | SWHC013-02 | DEER2020 | D20v1 | 2020-11-09 | Cap-Tons | 1 |  | None | 154 | 0.111 | 0 | 154 | 0.111 | 0 | [6 empty] | DEER:HVAC_Split-Package_AC | Annual
Any | NE-HVAC-airAC-SpltPkg-135to239kBtuh-12p5eer | RFF | New | CZ11 | cDXGF | SWHC013-02 | DEER2020 | D20v1 | 2020-11-09 | Cap-Tons | 1 |  | None | 155 | 0.111 | 0 | 155 | 0.111 | 0 | [6 empty] | DEER:HVAC_Split-Package_AC | Annual
Any | NE-HVAC-airAC-SpltPkg-135to239kBtuh-12p5eer | RFF | New | CZ12 | cDXGF | SWHC013-02 | DEER2020 | D20v1 | 2020-11-09 | Cap-Tons | 1 |  | None | 129 | 0.115 | 0 | 129 | 0.115 | 0 | [6 empty] | DEER:HVAC_Split-Package_AC | Annual
Any | NE-HVAC-airAC-SpltPkg-135to239kBtuh-12p5eer | RFF | New | CZ13 | cDXGF | SWHC013-02 | DEER2020 | D20v1 | 2020-11-09 | Cap-Tons | 1 |  | None | 164 | 0.105 | 0 | 164 | 0.105 | 0 | [6 empty] | DEER:HVAC_Split-Package_AC | Annual
Any | NE-HVAC-airAC-SpltPkg-135to239kBtuh-12p5eer | RFF | New | CZ14 | cDXGF | SWHC013-02 | DEER2020 | D20v1 | 2020-11-09 | Cap-Tons | 1 |  | None | 152 | 0.0908 | 0 | 152 | 0.0908 | 0 | [6 empty] | DEER:HVAC_Split-Package_AC | Annual
Any | NE-HVAC-airAC-SpltPkg-135to239kBtuh-12p5eer | RFF | New | CZ15 | cDXGF | SWHC013-02 | DEER2020 | D20v1 | 2020-11-09 | Cap-Tons | 1 |  | None | 237 | 0.094 | 0 | 237 | 0.094 | 0 | [6 empty] | DEER:HVAC_Split-Package_AC | Annual
Any | NE-HVAC-airAC-SpltPkg-135to239kBtuh-12p5eer | RFF | New | CZ16 | cDXGF | SWHC013-02 | DEER2020 | D20v1 | 2020-11-09 | Cap-Tons | 1 |  | None | 68.9 | 0.0671 | 0 | 68.9 | 0.0671 | 0 | [6 empty] | DEER:HVAC_Split-Package_AC | Annual
Any | NE-HVAC-airAC-SpltPkg-135to239kBtuh-12p5eer | RSD | Ex | CZ01 | cDXGF | SWHC013-02 | DEER2020 | D20v1 | 2020-11-09 | Cap-Tons | 1 |  | None | 260 | 0.0564 | 29.5 | 14.6 | 0.0213 | 0 | [6 empty] | DEER:HVAC_Split-Package_AC | Annual
Any | NE-HVAC-airAC-SpltPkg-135to239kBtuh-12p5eer | RSD | Ex | CZ02 | cDXGF | SWHC013-02 | DEER2020 | D20v1 | 2020-11-09 | Cap-Tons | 1 |  | None | 408 | 0.235 | 17.4 | 114 | 0.112 | 0 | [6 empty] | DEER:HVAC_Split-Package_AC | Annual
Any | NE-HVAC-airAC-SpltPkg-135to239kBtuh-12p5eer | RSD | Ex | CZ03 | cDXGF | SWHC013-02 | DEER2020 | D20v1 | 2020-11-09 | Cap-Tons | 1 |  | None | 259 | 0.16 | 15.3 | 59.3 | 0.0617 | 0 | [6 empty] | DEER:HVAC_Split-Package_AC | Annual
Any | NE-HVAC-airAC-SpltPkg-135to239kBtuh-12p5eer | RSD | Ex | CZ04 | cDXGF | SWHC013-02 | DEER2020 | D20v1 | 2020-11-09 | Cap-Tons | 1 |  | None | 429 | 0.221 | 10.7 | 129 | 0.101 | 0 | [6 empty] | DEER:HVAC_Split-Package_AC | Annual
Any | NE-HVAC-airAC-SpltPkg-135to239kBtuh-12p5eer | RSD | Ex | CZ05 | cDXGF | SWHC013-02 | DEER2020 | D20v1 | 2020-11-09 | Cap-Tons | 1 |  | None | 261 | 0.104 | 14.6 | 58.9 | 0.0403 | 0 | [6 empty] | DEER:HVAC_Split-Package_AC | Annual
Any | NE-HVAC-airAC-SpltPkg-135to239kBtuh-12p5eer | RSD | Ex | CZ06 | cDXGF | SWHC013-02 | DEER2020 | D20v1 | 2020-11-09 | Cap-Tons | 1 |  | None | 345 | 0.184 | 4.33 | 120 | 0.0763 | 0 | [6 empty] | DEER:HVAC_Split-Package_AC | Annual
Any | NE-HVAC-airAC-SpltPkg-135to239kBtuh-12p5eer | RSD | Ex | CZ07 | cDXGF | SWHC013-02 | DEER2020 | D20v1 | 2020-11-09 | Cap-Tons | 1 |  | None | 283 | 0.155 | 1.6 | 112 | 0.0642 | 0 | [6 empty] | DEER:HVAC_Split-Package_AC | Annual
Any | NE-HVAC-airAC-SpltPkg-135to239kBtuh-12p5eer | RSD | Ex | CZ08 | cDXGF | SWHC013-02 | DEER2020 | D20v1 | 2020-11-09 | Cap-Tons | 1 |  | None | 426 | 0.197 | 3.47 | 152 | 0.0804 | 0 | [6 empty] | DEER:HVAC_Split-Package_AC | Annual
Any | NE-HVAC-airAC-SpltPkg-135to239kBtuh-12p5eer | RSD | Ex | CZ09 | cDXGF | SWHC013-02 | DEER2020 | D20v1 | 2020-11-09 | Cap-Tons | 1 |  | None | 477 | 0.237 | 4.27 | 130 | 0.0979 | 0 | [6 empty] | DEER:HVAC_Split-Package_AC | Annual
Any | NE-HVAC-airAC-SpltPkg-135to239kBtuh-12p5eer | RSD | Ex | CZ10 | cDXGF | SWHC013-02 | DEER2020 | D20v1 | 2020-11-09 | Cap-Tons | 1 |  | None | 539 | 0.261 | 6.42 | 154 | 0.105 | 0 | [6 empty] | DEER:HVAC_Split-Package_AC | Annual
Any | NE-HVAC-airAC-SpltPkg-135to239kBtuh-12p5eer | RSD | Ex | CZ11 | cDXGF | SWHC013-02 | DEER2020 | D20v1 | 2020-11-09 | Cap-Tons | 1 |  | None | 560 | 0.266 | 13.9 | 144 | 0.107 | 0 | [6 empty] | DEER:HVAC_Split-Package_AC | Annual
Any | NE-HVAC-airAC-SpltPkg-135to239kBtuh-12p5eer | RSD | Ex | CZ12 | cDXGF | SWHC013-02 | DEER2020 | D20v1 | 2020-11-09 | Cap-Tons | 1 |  | None | 494 | 0.26 | 16 | 130 | 0.112 | 0 | [6 empty] | DEER:HVAC_Split-Package_AC | Annual
Any | NE-HVAC-airAC-SpltPkg-135to239kBtuh-12p5eer | RSD | Ex | CZ13 | cDXGF | SWHC013-02 | DEER2020 | D20v1 | 2020-11-09 | Cap-Tons | 1 |  | None | 570 | 0.26 | 13.3 | 151 | 0.103 | 0 | [6 empty] | DEER:HVAC_Split-Package_AC | Annual
Any | NE-HVAC-airAC-SpltPkg-135to239kBtuh-12p5eer | RSD | Ex | CZ14 | cDXGF | SWHC013-02 | DEER2020 | D20v1 | 2020-11-09 | Cap-Tons | 1 |  | None | 585 | 0.271 | 14.1 | 142 | 0.0858 | 0 | [6 empty] | DEER:HVAC_Split-Package_AC | Annual
Any | NE-HVAC-airAC-SpltPkg-135to239kBtuh-12p5eer | RSD | Ex | CZ15 | cDXGF | SWHC013-02 | DEER2020 | D20v1 | 2020-11-09 | Cap-Tons | 1 |  | None | 760 | 0.294 | 0.995 | 207 | 0.0893 | 0 | [6 empty] | DEER:HVAC_Split-Package_AC | Annual
Any | NE-HVAC-airAC-SpltPkg-135to239kBtuh-12p5eer | RSD | Ex | CZ16 | cDXGF | SWHC013-02 | DEER2020 | D20v1 | 2020-11-09 | Cap-Tons | 1 |  | None | 358 | 0.198 | 47.5 | 70 | 0.0679 | 0 | [6 empty] | DEER:HVAC_Split-Package_AC | Annual
Any | NE-HVAC-airAC-SpltPkg-135to239kBtuh-12p5eer | RSD | New | CZ01 | cDXGF | SWHC013-02 | DEER2020 | D20v1 | 2020-11-09 | Cap-Tons | 1 |  | None | 9.1 | 0.0131 | 0 | 9.1 | 0.0131 | 0 | [6 empty] | DEER:HVAC_Split-Package_AC | Annual
Any | NE-HVAC-airAC-SpltPkg-135to239kBtuh-12p5eer | RSD | New | CZ02 | cDXGF | SWHC013-02 | DEER2020 | D20v1 | 2020-11-09 | Cap-Tons | 1 |  | None | 99 | 0.11 | 0 | 99 | 0.11 | 0 | [6 empty] | DEER:HVAC_Split-Package_AC | Annual
Any | NE-HVAC-airAC-SpltPkg-135to239kBtuh-12p5eer | RSD | New | CZ03 | cDXGF | SWHC013-02 | DEER2020 | D20v1 | 2020-11-09 | Cap-Tons | 1 |  | None | 43.3 | 0.0565 | 0 | 43.3 | 0.0565 | 0 | [6 empty] | DEER:HVAC_Split-Package_AC | Annual
Any | NE-HVAC-airAC-SpltPkg-135to239kBtuh-12p5eer | RSD | New | CZ04 | cDXGF | SWHC013-02 | DEER2020 | D20v1 | 2020-11-09 | Cap-Tons | 1 |  | None | 110 | 0.0989 | 0 | 110 | 0.0989 | 0 | [6 empty] | DEER:HVAC_Split-Package_AC | Annual
Any | NE-HVAC-airAC-SpltPkg-135to239kBtuh-12p5eer | RSD | New | CZ05 | cDXGF | SWHC013-02 | DEER2020 | D20v1 | 2020-11-09 | Cap-Tons | 1 |  | None | 39.7 | 0.0348 | 0 | 39.7 | 0.0348 | 0 | [6 empty] | DEER:HVAC_Split-Package_AC | Annual
Any | NE-HVAC-airAC-SpltPkg-135to239kBtuh-12p5eer | RSD | New | CZ06 | cDXGF | SWHC013-02 | DEER2020 | D20v1 | 2020-11-09 | Cap-Tons | 1 |  | None | 104 | 0.0776 | 0 | 104 | 0.0776 | 0 | [6 empty] | DEER:HVAC_Split-Package_AC | Annual
Any | NE-HVAC-airAC-SpltPkg-135to239kBtuh-12p5eer | RSD | New | CZ07 | cDXGF | SWHC013-02 | DEER2020 | D20v1 | 2020-11-09 | Cap-Tons | 1 |  | None | 90.1 | 0.0616 | 0 | 90.1 | 0.0616 | 0 | [6 empty] | DEER:HVAC_Split-Package_AC | Annual
Any | NE-HVAC-airAC-SpltPkg-135to239kBtuh-12p5eer | RSD | New | CZ08 | cDXGF | SWHC013-02 | DEER2020 | D20v1 | 2020-11-09 | Cap-Tons | 1 |  | None | 134 | 0.0775 | 0 | 134 | 0.0775 | 0 | [6 empty] | DEER:HVAC_Split-Package_AC | Annual
Any | NE-HVAC-airAC-SpltPkg-135to239kBtuh-12p5eer | RSD | New | CZ09 | cDXGF | SWHC013-02 | DEER2020 | D20v1 | 2020-11-09 | Cap-Tons | 1 |  | None | 118 | 0.0953 | 0 | 118 | 0.0953 | 0 | [6 empty] | DEER:HVAC_Split-Package_AC | Annual
Any | NE-HVAC-airAC-SpltPkg-135to239kBtuh-12p5eer | RSD | New | CZ10 | cDXGF | SWHC013-02 | DEER2020 | D20v1 | 2020-11-09 | Cap-Tons | 1 |  | None | 142 | 0.102 | 0 | 142 | 0.102 | 0 | [6 empty] | DEER:HVAC_Split-Package_AC | Annual
Any | NE-HVAC-airAC-SpltPkg-135to239kBtuh-12p5eer | RSD | New | CZ11 | cDXGF | SWHC013-02 | DEER2020 | D20v1 | 2020-11-09 | Cap-Tons | 1 |  | None | 136 | 0.104 | 0 | 136 | 0.104 | 0 | [6 empty] | DEER:HVAC_Split-Package_AC | Annual
Any | NE-HVAC-airAC-SpltPkg-135to239kBtuh-12p5eer | RSD | New | CZ12 | cDXGF | SWHC013-02 | DEER2020 | D20v1 | 2020-11-09 | Cap-Tons | 1 |  | None | 120 | 0.111 | 0 | 120 | 0.111 | 0 | [6 empty] | DEER:HVAC_Split-Package_AC | Annual
Any | NE-HVAC-airAC-SpltPkg-135to239kBtuh-12p5eer | RSD | New | CZ13 | cDXGF | SWHC013-02 | DEER2020 | D20v1 | 2020-11-09 | Cap-Tons | 1 |  | None | 142 | 0.1 | 0 | 142 | 0.1 | 0 | [6 empty] | DEER:HVAC_Split-Package_AC | Annual
Any | NE-HVAC-airAC-SpltPkg-135to239kBtuh-12p5eer | RSD | New | CZ14 | cDXGF | SWHC013-02 | DEER2020 | D20v1 | 2020-11-09 | Cap-Tons | 1 |  | None | 133 | 0.0823 | 0 | 133 | 0.0823 | 0 | [6 empty] | DEER:HVAC_Split-Package_AC | Annual
Any | NE-HVAC-airAC-SpltPkg-135to239kBtuh-12p5eer | RSD | New | CZ15 | cDXGF | SWHC013-02 | DEER2020 | D20v1 | 2020-11-09 | Cap-Tons | 1 |  | None | 200 | 0.0878 | 0 | 200 | 0.0878 | 0 | [6 empty] | DEER:HVAC_Split-Package_AC | Annual
Any | NE-HVAC-airAC-SpltPkg-135to239kBtuh-12p5eer | RSD | New | CZ16 | cDXGF | SWHC013-02 | DEER2020 | D20v1 | 2020-11-09 | Cap-Tons | 1 |  | None | 63 | 0.0657 | 0 | 63 | 0.0657 | 0 | [6 empty] | DEER:HVAC_Split-Package_AC | Annual
Any | NE-HVAC-airAC-SpltPkg-135to239kBtuh-12p5eer | Rt3 | Ex | CZ01 | cDXGF | SWHC013-02 | DEER2020 | D20v1 | 2020-11-09 | Cap-Tons | 1 |  | None | 321 | 0.07 | 13.7 | 22.1 | 0.0304 | 0 | [6 empty] | DEER:HVAC_Split-Package_AC | Annual
Any | NE-HVAC-airAC-SpltPkg-135to239kBtuh-12p5eer | Rt3 | Ex | CZ02 | cDXGF | SWHC013-02 | DEER2020 | D20v1 | 2020-11-09 | Cap-Tons | 1 |  | None | 477 | 0.244 | 6.98 | 108 | 0.103 | 0 | [6 empty] | DEER:HVAC_Split-Package_AC | Annual
Any | NE-HVAC-airAC-SpltPkg-135to239kBtuh-12p5eer | Rt3 | Ex | CZ03 | cDXGF | SWHC013-02 | DEER2020 | D20v1 | 2020-11-09 | Cap-Tons | 1 |  | None | 339 | 0.189 | 5.05 | 66.4 | 0.0702 | 0 | [6 empty] | DEER:HVAC_Split-Package_AC | Annual
Any | NE-HVAC-airAC-SpltPkg-135to239kBtuh-12p5eer | Rt3 | Ex | CZ04 | cDXGF | SWHC013-02 | DEER2020 | D20v1 | 2020-11-09 | Cap-Tons | 1 |  | None | 480 | 0.233 | 3.92 | 117 | 0.094 | 0 | [6 empty] | DEER:HVAC_Split-Package_AC | Annual
Any | NE-HVAC-airAC-SpltPkg-135to239kBtuh-12p5eer | Rt3 | Ex | CZ05 | cDXGF | SWHC013-02 | DEER2020 | D20v1 | 2020-11-09 | Cap-Tons | 1 |  | None | 339 | 0.135 | 4.25 | 67.9 | 0.048 | 0 | [6 empty] | DEER:HVAC_Split-Package_AC | Annual
Any | NE-HVAC-airAC-SpltPkg-135to239kBtuh-12p5eer | Rt3 | Ex | CZ06 | cDXGF | SWHC013-02 | DEER2020 | D20v1 | 2020-11-09 | Cap-Tons | 1 |  | None | 469 | 0.209 | 0.999 | 138 | 0.0892 | 0 | [6 empty] | DEER:HVAC_Split-Package_AC | Annual
Any | NE-HVAC-airAC-SpltPkg-135to239kBtuh-12p5eer | Rt3 | Ex | CZ07 | cDXGF | SWHC013-02 | DEER2020 | D20v1 | 2020-11-09 | Cap-Tons | 1 |  | None | 398 | 0.194 | 0.302 | 128 | 0.0773 | 0 | [6 empty] | DEER:HVAC_Split-Package_AC | Annual
Any | NE-HVAC-airAC-SpltPkg-135to239kBtuh-12p5eer | Rt3 | Ex | CZ08 | cDXGF | SWHC013-02 | DEER2020 | D20v1 | 2020-11-09 | Cap-Tons | 1 |  | None | 520 | 0.216 | 0.727 | 151 | 0.0843 | 0 | [6 empty] | DEER:HVAC_Split-Package_AC | Annual
Any | NE-HVAC-airAC-SpltPkg-135to239kBtuh-12p5eer | Rt3 | Ex | CZ09 | cDXGF | SWHC013-02 | DEER2020 | D20v1 | 2020-11-09 | Cap-Tons | 1 |  | None | 560 | 0.245 | 0.995 | 126 | 0.0954 | 0 | [6 empty] | DEER:HVAC_Split-Package_AC | Annual
Any | NE-HVAC-airAC-SpltPkg-135to239kBtuh-12p5eer | Rt3 | Ex | CZ10 | cDXGF | SWHC013-02 | DEER2020 | D20v1 | 2020-11-09 | Cap-Tons | 1 |  | None | 596 | 0.253 | 1.25 | 149 | 0.102 | 0 | [6 empty] | DEER:HVAC_Split-Package_AC | Annual
Any | NE-HVAC-airAC-SpltPkg-135to239kBtuh-12p5eer | Rt3 | Ex | CZ11 | cDXGF | SWHC013-02 | DEER2020 | D20v1 | 2020-11-09 | Cap-Tons | 1 |  | None | 612 | 0.266 | 4.81 | 138 | 0.104 | 0 | [6 empty] | DEER:HVAC_Split-Package_AC | Annual
Any | NE-HVAC-airAC-SpltPkg-135to239kBtuh-12p5eer | Rt3 | Ex | CZ12 | cDXGF | SWHC013-02 | DEER2020 | D20v1 | 2020-11-09 | Cap-Tons | 1 |  | None | 566 | 0.266 | 5.37 | 123 | 0.102 | 0 | [6 empty] | DEER:HVAC_Split-Package_AC | Annual
Any | NE-HVAC-airAC-SpltPkg-135to239kBtuh-12p5eer | Rt3 | Ex | CZ13 | cDXGF | SWHC013-02 | DEER2020 | D20v1 | 2020-11-09 | Cap-Tons | 1 |  | None | 617 | 0.26 | 4.33 | 144 | 0.0966 | 0 | [6 empty] | DEER:HVAC_Split-Package_AC | Annual
Any | NE-HVAC-airAC-SpltPkg-135to239kBtuh-12p5eer | Rt3 | Ex | CZ14 | cDXGF | SWHC013-02 | DEER2020 | D20v1 | 2020-11-09 | Cap-Tons | 1 |  | None | 623 | 0.256 | 4.73 | 140 | 0.0866 | 0 | [6 empty] | DEER:HVAC_Split-Package_AC | Annual
Any | NE-HVAC-airAC-SpltPkg-135to239kBtuh-12p5eer | Rt3 | Ex | CZ15 | cDXGF | SWHC013-02 | DEER2020 | D20v1 | 2020-11-09 | Cap-Tons | 1 |  | None | 777 | 0.278 | 0.152 | 206 | 0.0926 | 0 | [6 empty] | DEER:HVAC_Split-Package_AC | Annual
Any | NE-HVAC-airAC-SpltPkg-135to239kBtuh-12p5eer | Rt3 | Ex | CZ16 | cDXGF | SWHC013-02 | DEER2020 | D20v1 | 2020-11-09 | Cap-Tons | 1 |  | None | 431 | 0.206 | 25.1 | 81.3 | 0.0749 | 0 | [6 empty] | DEER:HVAC_Split-Package_AC | Annual
Any | NE-HVAC-airAC-SpltPkg-135to239kBtuh-12p5eer | Rt3 | New | CZ01 | cDXGF | SWHC013-02 | DEER2020 | D20v1 | 2020-11-09 | Cap-Tons | 1 |  | None | 18.4 | 0.0274 | 0 | 18.4 | 0.0274 | 0 | [6 empty] | DEER:HVAC_Split-Package_AC | Annual
Any | NE-HVAC-airAC-SpltPkg-135to239kBtuh-12p5eer | Rt3 | New | CZ02 | cDXGF | SWHC013-02 | DEER2020 | D20v1 | 2020-11-09 | Cap-Tons | 1 |  | None | 99.7 | 0.101 | 0 | 99.7 | 0.101 | 0 | [6 empty] | DEER:HVAC_Split-Package_AC | Annual
Any | NE-HVAC-airAC-SpltPkg-135to239kBtuh-12p5eer | Rt3 | New | CZ03 | cDXGF | SWHC013-02 | DEER2020 | D20v1 | 2020-11-09 | Cap-Tons | 1 |  | None | 57.9 | 0.0676 | 0 | 57.9 | 0.0676 | 0 | [6 empty] | DEER:HVAC_Split-Package_AC | Annual
Any | NE-HVAC-airAC-SpltPkg-135to239kBtuh-12p5eer | Rt3 | New | CZ04 | cDXGF | SWHC013-02 | DEER2020 | D20v1 | 2020-11-09 | Cap-Tons | 1 |  | None | 108 | 0.0923 | 0 | 108 | 0.0923 | 0 | [6 empty] | DEER:HVAC_Split-Package_AC | Annual
Any | NE-HVAC-airAC-SpltPkg-135to239kBtuh-12p5eer | Rt3 | New | CZ05 | cDXGF | SWHC013-02 | DEER2020 | D20v1 | 2020-11-09 | Cap-Tons | 1 |  | None | 58.2 | 0.0452 | 0 | 58.2 | 0.0452 | 0 | [6 empty] | DEER:HVAC_Split-Package_AC | Annual
Any | NE-HVAC-airAC-SpltPkg-135to239kBtuh-12p5eer | Rt3 | New | CZ06 | cDXGF | SWHC013-02 | DEER2020 | D20v1 | 2020-11-09 | Cap-Tons | 1 |  | None | 126 | 0.0881 | 0 | 126 | 0.0881 | 0 | [6 empty] | DEER:HVAC_Split-Package_AC | Annual
Any | NE-HVAC-airAC-SpltPkg-135to239kBtuh-12p5eer | Rt3 | New | CZ07 | cDXGF | SWHC013-02 | DEER2020 | D20v1 | 2020-11-09 | Cap-Tons | 1 |  | None | 117 | 0.0758 | 0 | 117 | 0.0758 | 0 | [6 empty] | DEER:HVAC_Split-Package_AC | Annual
Any | NE-HVAC-airAC-SpltPkg-135to239kBtuh-12p5eer | Rt3 | New | CZ08 | cDXGF | SWHC013-02 | DEER2020 | D20v1 | 2020-11-09 | Cap-Tons | 1 |  | None | 140 | 0.0823 | 0 | 140 | 0.0823 | 0 | [6 empty] | DEER:HVAC_Split-Package_AC | Annual
Any | NE-HVAC-airAC-SpltPkg-135to239kBtuh-12p5eer | Rt3 | New | CZ09 | cDXGF | SWHC013-02 | DEER2020 | D20v1 | 2020-11-09 | Cap-Tons | 1 |  | None | 118 | 0.0935 | 0 | 118 | 0.0935 | 0 | [6 empty] | DEER:HVAC_Split-Package_AC | Annual
Any | NE-HVAC-airAC-SpltPkg-135to239kBtuh-12p5eer | Rt3 | New | CZ10 | cDXGF | SWHC013-02 | DEER2020 | D20v1 | 2020-11-09 | Cap-Tons | 1 |  | None | 139 | 0.1 | 0 | 139 | 0.1 | 0 | [6 empty] | DEER:HVAC_Split-Package_AC | Annual
Any | NE-HVAC-airAC-SpltPkg-135to239kBtuh-12p5eer | Rt3 | New | CZ11 | cDXGF | SWHC013-02 | DEER2020 | D20v1 | 2020-11-09 | Cap-Tons | 1 |  | None | 133 | 0.101 | 0 | 133 | 0.101 | 0 | [6 empty] | DEER:HVAC_Split-Package_AC | Annual
Any | NE-HVAC-airAC-SpltPkg-135to239kBtuh-12p5eer | Rt3 | New | CZ12 | cDXGF | SWHC013-02 | DEER2020 | D20v1 | 2020-11-09 | Cap-Tons | 1 |  | None | 117 | 0.1 | 0 | 117 | 0.1 | 0 | [6 empty] | DEER:HVAC_Split-Package_AC | Annual
Any | NE-HVAC-airAC-SpltPkg-135to239kBtuh-12p5eer | Rt3 | New | CZ13 | cDXGF | SWHC013-02 | DEER2020 | D20v1 | 2020-11-09 | Cap-Tons | 1 |  | None | 138 | 0.094 | 0 | 138 | 0.094 | 0 | [6 empty] | DEER:HVAC_Split-Package_AC | Annual
Any | NE-HVAC-airAC-SpltPkg-135to239kBtuh-12p5eer | Rt3 | New | CZ14 | cDXGF | SWHC013-02 | DEER2020 | D20v1 | 2020-11-09 | Cap-Tons | 1 |  | None | 135 | 0.0836 | 0 | 135 | 0.0836 | 0 | [6 empty] | DEER:HVAC_Split-Package_AC | Annual
Any | NE-HVAC-airAC-SpltPkg-135to239kBtuh-12p5eer | Rt3 | New | CZ15 | cDXGF | SWHC013-02 | DEER2020 | D20v1 | 2020-11-09 | Cap-Tons | 1 |  | None | 196 | 0.089 | 0 | 196 | 0.089 | 0 | [6 empty] | DEER:HVAC_Split-Package_AC | Annual
Any | NE-HVAC-airAC-SpltPkg-135to239kBtuh-12p5eer | Rt3 | New | CZ16 | cDXGF | SWHC013-02 | DEER2020 | D20v1 | 2020-11-09 | Cap-Tons | 1 |  | None | 78.9 | 0.0724 | 0 | 78.9 | 0.0724 | 0 | [6 empty] | DEER:HVAC_Split-Package_AC | Annual
Any | NE-HVAC-airAC-SpltPkg-135to239kBtuh-12p5eer | RtL | Ex | CZ01 | cDXGF | SWHC013-02 | DEER2020 | D20v1 | 2020-11-09 | Cap-Tons | 1 |  | None | 317 | 0.0769 | 22.1 | 37.5 | 0.0328 | 0 | [6 empty] | DEER:HVAC_Split-Package_AC | Annual
Any | NE-HVAC-airAC-SpltPkg-135to239kBtuh-12p5eer | RtL | Ex | CZ02 | cDXGF | SWHC013-02 | DEER2020 | D20v1 | 2020-11-09 | Cap-Tons | 1 |  | None | 510 | 0.245 | 12.1 | 117 | 0.104 | 0 | [6 empty] | DEER:HVAC_Split-Package_AC | Annual
Any | NE-HVAC-airAC-SpltPkg-135to239kBtuh-12p5eer | RtL | Ex | CZ03 | cDXGF | SWHC013-02 | DEER2020 | D20v1 | 2020-11-09 | Cap-Tons | 1 |  | None | 357 | 0.184 | 9.22 | 86 | 0.0697 | 0 | [6 empty] | DEER:HVAC_Split-Package_AC | Annual
Any | NE-HVAC-airAC-SpltPkg-135to239kBtuh-12p5eer | RtL | Ex | CZ04 | cDXGF | SWHC013-02 | DEER2020 | D20v1 | 2020-11-09 | Cap-Tons | 1 |  | None | 510 | 0.235 | 7.7 | 133 | 0.0947 | 0 | [6 empty] | DEER:HVAC_Split-Package_AC | Annual
Any | NE-HVAC-airAC-SpltPkg-135to239kBtuh-12p5eer | RtL | Ex | CZ05 | cDXGF | SWHC013-02 | DEER2020 | D20v1 | 2020-11-09 | Cap-Tons | 1 |  | None | 367 | 0.133 | 9.94 | 86.7 | 0.0467 | 0 | [6 empty] | DEER:HVAC_Split-Package_AC | Annual
Any | NE-HVAC-airAC-SpltPkg-135to239kBtuh-12p5eer | RtL | Ex | CZ06 | cDXGF | SWHC013-02 | DEER2020 | D20v1 | 2020-11-09 | Cap-Tons | 1 |  | None | 503 | 0.203 | 3.65 | 161 | 0.091 | 0 | [6 empty] | DEER:HVAC_Split-Package_AC | Annual
Any | NE-HVAC-airAC-SpltPkg-135to239kBtuh-12p5eer | RtL | Ex | CZ07 | cDXGF | SWHC013-02 | DEER2020 | D20v1 | 2020-11-09 | Cap-Tons | 1 |  | None | 441 | 0.185 | 2.23 | 150 | 0.0763 | 0 | [6 empty] | DEER:HVAC_Split-Package_AC | Annual
Any | NE-HVAC-airAC-SpltPkg-135to239kBtuh-12p5eer | RtL | Ex | CZ08 | cDXGF | SWHC013-02 | DEER2020 | D20v1 | 2020-11-09 | Cap-Tons | 1 |  | None | 559 | 0.216 | 2.54 | 158 | 0.0796 | 0 | [6 empty] | DEER:HVAC_Split-Package_AC | Annual
Any | NE-HVAC-airAC-SpltPkg-135to239kBtuh-12p5eer | RtL | Ex | CZ09 | cDXGF | SWHC013-02 | DEER2020 | D20v1 | 2020-11-09 | Cap-Tons | 1 |  | None | 608 | 0.249 | 2.58 | 134 | 0.0949 | 0 | [6 empty] | DEER:HVAC_Split-Package_AC | Annual
Any | NE-HVAC-airAC-SpltPkg-135to239kBtuh-12p5eer | RtL | Ex | CZ10 | cDXGF | SWHC013-02 | DEER2020 | D20v1 | 2020-11-09 | Cap-Tons | 1 |  | None | 646 | 0.258 | 3.3 | 158 | 0.101 | 0 | [6 empty] | DEER:HVAC_Split-Package_AC | Annual
Any | NE-HVAC-airAC-SpltPkg-135to239kBtuh-12p5eer | RtL | Ex | CZ11 | cDXGF | SWHC013-02 | DEER2020 | D20v1 | 2020-11-09 | Cap-Tons | 1 |  | None | 677 | 0.268 | 8.33 | 149 | 0.109 | 0 | [6 empty] | DEER:HVAC_Split-Package_AC | Annual
Any | NE-HVAC-airAC-SpltPkg-135to239kBtuh-12p5eer | RtL | Ex | CZ12 | cDXGF | SWHC013-02 | DEER2020 | D20v1 | 2020-11-09 | Cap-Tons | 1 |  | None | 617 | 0.267 | 8.93 | 132 | 0.106 | 0 | [6 empty] | DEER:HVAC_Split-Package_AC | Annual
Any | NE-HVAC-airAC-SpltPkg-135to239kBtuh-12p5eer | RtL | Ex | CZ13 | cDXGF | SWHC013-02 | DEER2020 | D20v1 | 2020-11-09 | Cap-Tons | 1 |  | None | 683 | 0.264 | 7.46 | 155 | 0.0994 | 0 | [6 empty] | DEER:HVAC_Split-Package_AC | Annual
Any | NE-HVAC-airAC-SpltPkg-135to239kBtuh-12p5eer | RtL | Ex | CZ14 | cDXGF | SWHC013-02 | DEER2020 | D20v1 | 2020-11-09 | Cap-Tons | 1 |  | None | 684 | 0.26 | 8.56 | 150 | 0.0882 | 0 | [6 empty] | DEER:HVAC_Split-Package_AC | Annual
Any | NE-HVAC-airAC-SpltPkg-135to239kBtuh-12p5eer | RtL | Ex | CZ15 | cDXGF | SWHC013-02 | DEER2020 | D20v1 | 2020-11-09 | Cap-Tons | 1 |  | None | 862 | 0.285 | 0.55 | 216 | 0.093 | 0 | [6 empty] | DEER:HVAC_Split-Package_AC | Annual
Any | NE-HVAC-airAC-SpltPkg-135to239kBtuh-12p5eer | RtL | Ex | CZ16 | cDXGF | SWHC013-02 | DEER2020 | D20v1 | 2020-11-09 | Cap-Tons | 1 |  | None | 470 | 0.203 | 40.1 | 88.2 | 0.0767 | 0 | [6 empty] | DEER:HVAC_Split-Package_AC | Annual
Any | NE-HVAC-airAC-SpltPkg-135to239kBtuh-12p5eer | RtL | New | CZ01 | cDXGF | SWHC013-02 | DEER2020 | D20v1 | 2020-11-09 | Cap-Tons | 1 |  | None | 37.2 | 0.0332 | 0 | 37.2 | 0.0332 | 0 | [6 empty] | DEER:HVAC_Split-Package_AC | Annual
Any | NE-HVAC-airAC-SpltPkg-135to239kBtuh-12p5eer | RtL | New | CZ02 | cDXGF | SWHC013-02 | DEER2020 | D20v1 | 2020-11-09 | Cap-Tons | 1 |  | None | 115 | 0.106 | 0 | 115 | 0.106 | 0 | [6 empty] | DEER:HVAC_Split-Package_AC | Annual
Any | NE-HVAC-airAC-SpltPkg-135to239kBtuh-12p5eer | RtL | New | CZ03 | cDXGF | SWHC013-02 | DEER2020 | D20v1 | 2020-11-09 | Cap-Tons | 1 |  | None | 84.3 | 0.0691 | 0 | 84.3 | 0.0691 | 0 | [6 empty] | DEER:HVAC_Split-Package_AC | Annual
Any | NE-HVAC-airAC-SpltPkg-135to239kBtuh-12p5eer | RtL | New | CZ04 | cDXGF | SWHC013-02 | DEER2020 | D20v1 | 2020-11-09 | Cap-Tons | 1 |  | None | 131 | 0.0964 | 0 | 131 | 0.0964 | 0 | [6 empty] | DEER:HVAC_Split-Package_AC | Annual
Any | NE-HVAC-airAC-SpltPkg-135to239kBtuh-12p5eer | RtL | New | CZ05 | cDXGF | SWHC013-02 | DEER2020 | D20v1 | 2020-11-09 | Cap-Tons | 1 |  | None | 85.4 | 0.047 | 0 | 85.4 | 0.047 | 0 | [6 empty] | DEER:HVAC_Split-Package_AC | Annual
Any | NE-HVAC-airAC-SpltPkg-135to239kBtuh-12p5eer | RtL | New | CZ06 | cDXGF | SWHC013-02 | DEER2020 | D20v1 | 2020-11-09 | Cap-Tons | 1 |  | None | 159 | 0.0925 | 0 | 159 | 0.0925 | 0 | [6 empty] | DEER:HVAC_Split-Package_AC | Annual
Any | NE-HVAC-airAC-SpltPkg-135to239kBtuh-12p5eer | RtL | New | CZ07 | cDXGF | SWHC013-02 | DEER2020 | D20v1 | 2020-11-09 | Cap-Tons | 1 |  | None | 148 | 0.0771 | 0 | 148 | 0.0771 | 0 | [6 empty] | DEER:HVAC_Split-Package_AC | Annual
Any | NE-HVAC-airAC-SpltPkg-135to239kBtuh-12p5eer | RtL | New | CZ08 | cDXGF | SWHC013-02 | DEER2020 | D20v1 | 2020-11-09 | Cap-Tons | 1 |  | None | 154 | 0.0803 | 0 | 154 | 0.0803 | 0 | [6 empty] | DEER:HVAC_Split-Package_AC | Annual
Any | NE-HVAC-airAC-SpltPkg-135to239kBtuh-12p5eer | RtL | New | CZ09 | cDXGF | SWHC013-02 | DEER2020 | D20v1 | 2020-11-09 | Cap-Tons | 1 |  | None | 131 | 0.0955 | 0 | 131 | 0.0955 | 0 | [6 empty] | DEER:HVAC_Split-Package_AC | Annual
Any | NE-HVAC-airAC-SpltPkg-135to239kBtuh-12p5eer | RtL | New | CZ10 | cDXGF | SWHC013-02 | DEER2020 | D20v1 | 2020-11-09 | Cap-Tons | 1 |  | None | 154 | 0.101 | 0 | 154 | 0.101 | 0 | [6 empty] | DEER:HVAC_Split-Package_AC | Annual
Any | NE-HVAC-airAC-SpltPkg-135to239kBtuh-12p5eer | RtL | New | CZ11 | cDXGF | SWHC013-02 | DEER2020 | D20v1 | 2020-11-09 | Cap-Tons | 1 |  | None | 148 | 0.11 | 0 | 148 | 0.11 | 0 | [6 empty] | DEER:HVAC_Split-Package_AC | Annual
Any | NE-HVAC-airAC-SpltPkg-135to239kBtuh-12p5eer | RtL | New | CZ12 | cDXGF | SWHC013-02 | DEER2020 | D20v1 | 2020-11-09 | Cap-Tons | 1 |  | None | 131 | 0.107 | 0 | 131 | 0.107 | 0 | [6 empty] | DEER:HVAC_Split-Package_AC | Annual
Any | NE-HVAC-airAC-SpltPkg-135to239kBtuh-12p5eer | RtL | New | CZ13 | cDXGF | SWHC013-02 | DEER2020 | D20v1 | 2020-11-09 | Cap-Tons | 1 |  | None | 153 | 0.0995 | 0 | 153 | 0.0995 | 0 | [6 empty] | DEER:HVAC_Split-Package_AC | Annual
Any | NE-HVAC-airAC-SpltPkg-135to239kBtuh-12p5eer | RtL | New | CZ14 | cDXGF | SWHC013-02 | DEER2020 | D20v1 | 2020-11-09 | Cap-Tons | 1 |  | None | 148 | 0.0879 | 0 | 148 | 0.0879 | 0 | [6 empty] | DEER:HVAC_Split-Package_AC | Annual
Any | NE-HVAC-airAC-SpltPkg-135to239kBtuh-12p5eer | RtL | New | CZ15 | cDXGF | SWHC013-02 | DEER2020 | D20v1 | 2020-11-09 | Cap-Tons | 1 |  | None | 211 | 0.0918 | 0 | 211 | 0.0918 | 0 | [6 empty] | DEER:HVAC_Split-Package_AC | Annual
Any | NE-HVAC-airAC-SpltPkg-135to239kBtuh-12p5eer | RtL | New | CZ16 | cDXGF | SWHC013-02 | DEER2020 | D20v1 | 2020-11-09 | Cap-Tons | 1 |  | None | 89.3 | 0.0768 | 0 | 89.3 | 0.0768 | 0 | [6 empty] | DEER:HVAC_Split-Package_AC | Annual
Any | NE-HVAC-airAC-SpltPkg-135to239kBtuh-12p5eer | RtS | Ex | CZ01 | cDXGF | SWHC013-02 | DEER2020 | D20v1 | 2020-11-09 | Cap-Tons | 1 |  | None | 339 | 0.0977 | 25.6 | 31.5 | 0.0232 | 0 | [6 empty] | DEER:HVAC_Split-Package_AC | Annual
Any | NE-HVAC-airAC-SpltPkg-135to239kBtuh-12p5eer | RtS | Ex | CZ02 | cDXGF | SWHC013-02 | DEER2020 | D20v1 | 2020-11-09 | Cap-Tons | 1 |  | None | 516 | 0.244 | 12 | 109 | 0.0979 | 0 | [6 empty] | DEER:HVAC_Split-Package_AC | Annual
Any | NE-HVAC-airAC-SpltPkg-135to239kBtuh-12p5eer | RtS | Ex | CZ03 | cDXGF | SWHC013-02 | DEER2020 | D20v1 | 2020-11-09 | Cap-Tons | 1 |  | None | 410 | 0.18 | 11.2 | 70.3 | 0.0576 | 0 | [6 empty] | DEER:HVAC_Split-Package_AC | Annual
Any | NE-HVAC-airAC-SpltPkg-135to239kBtuh-12p5eer | RtS | Ex | CZ04 | cDXGF | SWHC013-02 | DEER2020 | D20v1 | 2020-11-09 | Cap-Tons | 1 |  | None | 531 | 0.235 | 7.88 | 114 | 0.0831 | 0 | [6 empty] | DEER:HVAC_Split-Package_AC | Annual
Any | NE-HVAC-airAC-SpltPkg-135to239kBtuh-12p5eer | RtS | Ex | CZ05 | cDXGF | SWHC013-02 | DEER2020 | D20v1 | 2020-11-09 | Cap-Tons | 1 |  | None | 411 | 0.136 | 10.2 | 70.8 | 0.0363 | 0 | [6 empty] | DEER:HVAC_Split-Package_AC | Annual
Any | NE-HVAC-airAC-SpltPkg-135to239kBtuh-12p5eer | RtS | Ex | CZ06 | cDXGF | SWHC013-02 | DEER2020 | D20v1 | 2020-11-09 | Cap-Tons | 1 |  | None | 521 | 0.209 | 3.45 | 125 | 0.0778 | 0 | [6 empty] | DEER:HVAC_Split-Package_AC | Annual
Any | NE-HVAC-airAC-SpltPkg-135to239kBtuh-12p5eer | RtS | Ex | CZ07 | cDXGF | SWHC013-02 | DEER2020 | D20v1 | 2020-11-09 | Cap-Tons | 1 |  | None | 499 | 0.189 | 2.61 | 125 | 0.0632 | 0 | [6 empty] | DEER:HVAC_Split-Package_AC | Annual
Any | NE-HVAC-airAC-SpltPkg-135to239kBtuh-12p5eer | RtS | Ex | CZ08 | cDXGF | SWHC013-02 | DEER2020 | D20v1 | 2020-11-09 | Cap-Tons | 1 |  | None | 577 | 0.217 | 2.52 | 142 | 0.0725 | 0 | [6 empty] | DEER:HVAC_Split-Package_AC | Annual
Any | NE-HVAC-airAC-SpltPkg-135to239kBtuh-12p5eer | RtS | Ex | CZ09 | cDXGF | SWHC013-02 | DEER2020 | D20v1 | 2020-11-09 | Cap-Tons | 1 |  | None | 582 | 0.247 | 2.42 | 123 | 0.0869 | 0 | [6 empty] | DEER:HVAC_Split-Package_AC | Annual
Any | NE-HVAC-airAC-SpltPkg-135to239kBtuh-12p5eer | RtS | Ex | CZ10 | cDXGF | SWHC013-02 | DEER2020 | D20v1 | 2020-11-09 | Cap-Tons | 1 |  | None | 628 | 0.257 | 3.21 | 146 | 0.0941 | 0 | [6 empty] | DEER:HVAC_Split-Package_AC | Annual
Any | NE-HVAC-airAC-SpltPkg-135to239kBtuh-12p5eer | RtS | Ex | CZ11 | cDXGF | SWHC013-02 | DEER2020 | D20v1 | 2020-11-09 | Cap-Tons | 1 |  | None | 624 | 0.262 | 6.68 | 139 | 0.106 | 0 | [6 empty] | DEER:HVAC_Split-Package_AC | Annual
Any | NE-HVAC-airAC-SpltPkg-135to239kBtuh-12p5eer | RtS | Ex | CZ12 | cDXGF | SWHC013-02 | DEER2020 | D20v1 | 2020-11-09 | Cap-Tons | 1 |  | None | 597 | 0.266 | 8.24 | 124 | 0.0995 | 0 | [6 empty] | DEER:HVAC_Split-Package_AC | Annual
Any | NE-HVAC-airAC-SpltPkg-135to239kBtuh-12p5eer | RtS | Ex | CZ13 | cDXGF | SWHC013-02 | DEER2020 | D20v1 | 2020-11-09 | Cap-Tons | 1 |  | None | 635 | 0.261 | 6.21 | 146 | 0.0933 | 0 | [6 empty] | DEER:HVAC_Split-Package_AC | Annual
Any | NE-HVAC-airAC-SpltPkg-135to239kBtuh-12p5eer | RtS | Ex | CZ14 | cDXGF | SWHC013-02 | DEER2020 | D20v1 | 2020-11-09 | Cap-Tons | 1 |  | None | 628 | 0.252 | 6.4 | 140 | 0.085 | 0 | [6 empty] | DEER:HVAC_Split-Package_AC | Annual
Any | NE-HVAC-airAC-SpltPkg-135to239kBtuh-12p5eer | RtS | Ex | CZ15 | cDXGF | SWHC013-02 | DEER2020 | D20v1 | 2020-11-09 | Cap-Tons | 1 |  | None | 792 | 0.274 | 0.428 | 209 | 0.0936 | 0 | [6 empty] | DEER:HVAC_Split-Package_AC | Annual
Any | NE-HVAC-airAC-SpltPkg-135to239kBtuh-12p5eer | RtS | Ex | CZ16 | cDXGF | SWHC013-02 | DEER2020 | D20v1 | 2020-11-09 | Cap-Tons | 1 |  | None | 475 | 0.202 | 28.9 | 85 | 0.0706 | 0 | [6 empty] | DEER:HVAC_Split-Package_AC | Annual
Any | NE-HVAC-airAC-SpltPkg-135to239kBtuh-12p5eer | RtS | New | CZ01 | cDXGF | SWHC013-02 | DEER2020 | D20v1 | 2020-11-09 | Cap-Tons | 1 |  | None | 9.45 | 0.0131 | 0 | 9.45 | 0.0131 | 0 | [6 empty] | DEER:HVAC_Split-Package_AC | Annual
Any | NE-HVAC-airAC-SpltPkg-135to239kBtuh-12p5eer | RtS | New | CZ02 | cDXGF | SWHC013-02 | DEER2020 | D20v1 | 2020-11-09 | Cap-Tons | 1 |  | None | 81.5 | 0.0956 | 0 | 81.5 | 0.0956 | 0 | [6 empty] | DEER:HVAC_Split-Package_AC | Annual
Any | NE-HVAC-airAC-SpltPkg-135to239kBtuh-12p5eer | RtS | New | CZ03 | cDXGF | SWHC013-02 | DEER2020 | D20v1 | 2020-11-09 | Cap-Tons | 1 |  | None | 37 | 0.0534 | 0 | 37 | 0.0534 | 0 | [6 empty] | DEER:HVAC_Split-Package_AC | Annual
Any | NE-HVAC-airAC-SpltPkg-135to239kBtuh-12p5eer | RtS | New | CZ04 | cDXGF | SWHC013-02 | DEER2020 | D20v1 | 2020-11-09 | Cap-Tons | 1 |  | None | 86.1 | 0.082 | 0 | 86.1 | 0.082 | 0 | [6 empty] | DEER:HVAC_Split-Package_AC | Annual
Any | NE-HVAC-airAC-SpltPkg-135to239kBtuh-12p5eer | RtS | New | CZ05 | cDXGF | SWHC013-02 | DEER2020 | D20v1 | 2020-11-09 | Cap-Tons | 1 |  | None | 36.9 | 0.0307 | 0 | 36.9 | 0.0307 | 0 | [6 empty] | DEER:HVAC_Split-Package_AC | Annual
Any | NE-HVAC-airAC-SpltPkg-135to239kBtuh-12p5eer | RtS | New | CZ06 | cDXGF | SWHC013-02 | DEER2020 | D20v1 | 2020-11-09 | Cap-Tons | 1 |  | None | 94.3 | 0.0765 | 0 | 94.3 | 0.0765 | 0 | [6 empty] | DEER:HVAC_Split-Package_AC | Annual
Any | NE-HVAC-airAC-SpltPkg-135to239kBtuh-12p5eer | RtS | New | CZ07 | cDXGF | SWHC013-02 | DEER2020 | D20v1 | 2020-11-09 | Cap-Tons | 1 |  | None | 81.3 | 0.0611 | 0 | 81.3 | 0.0611 | 0 | [6 empty] | DEER:HVAC_Split-Package_AC | Annual
Any | NE-HVAC-airAC-SpltPkg-135to239kBtuh-12p5eer | RtS | New | CZ08 | cDXGF | SWHC013-02 | DEER2020 | D20v1 | 2020-11-09 | Cap-Tons | 1 |  | None | 112 | 0.0715 | 0 | 112 | 0.0715 | 0 | [6 empty] | DEER:HVAC_Split-Package_AC | Annual
Any | NE-HVAC-airAC-SpltPkg-135to239kBtuh-12p5eer | RtS | New | CZ09 | cDXGF | SWHC013-02 | DEER2020 | D20v1 | 2020-11-09 | Cap-Tons | 1 |  | None | 99.3 | 0.0854 | 0 | 99.3 | 0.0854 | 0 | [6 empty] | DEER:HVAC_Split-Package_AC | Annual
Any | NE-HVAC-airAC-SpltPkg-135to239kBtuh-12p5eer | RtS | New | CZ10 | cDXGF | SWHC013-02 | DEER2020 | D20v1 | 2020-11-09 | Cap-Tons | 1 |  | None | 119 | 0.0921 | 0 | 119 | 0.0921 | 0 | [6 empty] | DEER:HVAC_Split-Package_AC | Annual
Any | NE-HVAC-airAC-SpltPkg-135to239kBtuh-12p5eer | RtS | New | CZ11 | cDXGF | SWHC013-02 | DEER2020 | D20v1 | 2020-11-09 | Cap-Tons | 1 |  | None | 120 | 0.103 | 0 | 120 | 0.103 | 0 | [6 empty] | DEER:HVAC_Split-Package_AC | Annual
Any | NE-HVAC-airAC-SpltPkg-135to239kBtuh-12p5eer | RtS | New | CZ12 | cDXGF | SWHC013-02 | DEER2020 | D20v1 | 2020-11-09 | Cap-Tons | 1 |  | None | 102 | 0.0972 | 0 | 102 | 0.0972 | 0 | [6 empty] | DEER:HVAC_Split-Package_AC | Annual
Any | NE-HVAC-airAC-SpltPkg-135to239kBtuh-12p5eer | RtS | New | CZ13 | cDXGF | SWHC013-02 | DEER2020 | D20v1 | 2020-11-09 | Cap-Tons | 1 |  | None | 125 | 0.0903 | 0 | 125 | 0.0903 | 0 | [6 empty] | DEER:HVAC_Split-Package_AC | Annual
Any | NE-HVAC-airAC-SpltPkg-135to239kBtuh-12p5eer | RtS | New | CZ14 | cDXGF | SWHC013-02 | DEER2020 | D20v1 | 2020-11-09 | Cap-Tons | 1 |  | None | 122 | 0.0815 | 0 | 122 | 0.0815 | 0 | [6 empty] | DEER:HVAC_Split-Package_AC | Annual
Any | NE-HVAC-airAC-SpltPkg-135to239kBtuh-12p5eer | RtS | New | CZ15 | cDXGF | SWHC013-02 | DEER2020 | D20v1 | 2020-11-09 | Cap-Tons | 1 |  | None | 186 | 0.09 | 0 | 186 | 0.09 | 0 | [6 empty] | DEER:HVAC_Split-Package_AC | Annual
Any | NE-HVAC-airAC-SpltPkg-135to239kBtuh-12p5eer | RtS | New | CZ16 | cDXGF | SWHC013-02 | DEER2020 | D20v1 | 2020-11-09 | Cap-Tons | 1 |  | None | 61.1 | 0.0642 | 0 | 61.1 | 0.0642 | 0 | [6 empty] | DEER:HVAC_Split-Package_AC | Annual
Any | NE-HVAC-airAC-SpltPkg-135to239kBtuh-12p5eer | SCn | Ex | CZ01 | cDXGF | SWHC013-02 | DEER2020 | D20v1 | 2020-11-09 | Cap-Tons | 1 |  | None | 383 | 0.0488 | 18.7 | 8.26 | 0.00115 | 0 | [6 empty] | DEER:HVAC_Split-Package_AC | Annual
Any | NE-HVAC-airAC-SpltPkg-135to239kBtuh-12p5eer | SCn | Ex | CZ02 | cDXGF | SWHC013-02 | DEER2020 | D20v1 | 2020-11-09 | Cap-Tons | 1 |  | None | 412 | 0.153 | 19.1 | 33.7 | 0.054 | 0 | [6 empty] | DEER:HVAC_Split-Package_AC | Annual
Any | NE-HVAC-airAC-SpltPkg-135to239kBtuh-12p5eer | SCn | Ex | CZ03 | cDXGF | SWHC013-02 | DEER2020 | D20v1 | 2020-11-09 | Cap-Tons | 1 |  | None | 352 | 0.0673 | 8.84 | 10.3 | 0.00944 | 0 | [6 empty] | DEER:HVAC_Split-Package_AC | Annual
Any | NE-HVAC-airAC-SpltPkg-135to239kBtuh-12p5eer | SCn | Ex | CZ04 | cDXGF | SWHC013-02 | DEER2020 | D20v1 | 2020-11-09 | Cap-Tons | 1 |  | None | 415 | 0.147 | 14.1 | 37.9 | 0.0445 | 0 | [6 empty] | DEER:HVAC_Split-Package_AC | Annual
Any | NE-HVAC-airAC-SpltPkg-135to239kBtuh-12p5eer | SCn | Ex | CZ05 | cDXGF | SWHC013-02 | DEER2020 | D20v1 | 2020-11-09 | Cap-Tons | 1 |  | None | 374 | 0.0583 | 9.56 | 10.6 | 0.00314 | 0 | [6 empty] | DEER:HVAC_Split-Package_AC | Annual
Any | NE-HVAC-airAC-SpltPkg-135to239kBtuh-12p5eer | SCn | Ex | CZ06 | cDXGF | SWHC013-02 | DEER2020 | D20v1 | 2020-11-09 | Cap-Tons | 1 |  | None | 400 | 0.113 | 3.42 | 28 | 0.0318 | 0 | [6 empty] | DEER:HVAC_Split-Package_AC | Annual
Any | NE-HVAC-airAC-SpltPkg-135to239kBtuh-12p5eer | SCn | Ex | CZ07 | cDXGF | SWHC013-02 | DEER2020 | D20v1 | 2020-11-09 | Cap-Tons | 1 |  | None | 384 | 0.086 | 3.28 | 21.9 | 0.0206 | 0 | [6 empty] | DEER:HVAC_Split-Package_AC | Annual
Any | NE-HVAC-airAC-SpltPkg-135to239kBtuh-12p5eer | SCn | Ex | CZ08 | cDXGF | SWHC013-02 | DEER2020 | D20v1 | 2020-11-09 | Cap-Tons | 1 |  | None | 440 | 0.128 | 4.31 | 53.6 | 0.0379 | 0 | [6 empty] | DEER:HVAC_Split-Package_AC | Annual
Any | NE-HVAC-airAC-SpltPkg-135to239kBtuh-12p5eer | SCn | Ex | CZ09 | cDXGF | SWHC013-02 | DEER2020 | D20v1 | 2020-11-09 | Cap-Tons | 1 |  | None | 469 | 0.159 | 3.44 | 52.2 | 0.0496 | 0 | [6 empty] | DEER:HVAC_Split-Package_AC | Annual
Any | NE-HVAC-airAC-SpltPkg-135to239kBtuh-12p5eer | SCn | Ex | CZ10 | cDXGF | SWHC013-02 | DEER2020 | D20v1 | 2020-11-09 | Cap-Tons | 1 |  | None | 476 | 0.161 | 4.78 | 68 | 0.0565 | 0 | [6 empty] | DEER:HVAC_Split-Package_AC | Annual
Any | NE-HVAC-airAC-SpltPkg-135to239kBtuh-12p5eer | SCn | Ex | CZ11 | cDXGF | SWHC013-02 | DEER2020 | D20v1 | 2020-11-09 | Cap-Tons | 1 |  | None | 525 | 0.162 | 8.62 | 77.2 | 0.0588 | 0 | [6 empty] | DEER:HVAC_Split-Package_AC | Annual
Any | NE-HVAC-airAC-SpltPkg-135to239kBtuh-12p5eer | SCn | Ex | CZ12 | cDXGF | SWHC013-02 | DEER2020 | D20v1 | 2020-11-09 | Cap-Tons | 1 |  | None | 466 | 0.158 | 10.7 | 53.9 | 0.054 | 0 | [6 empty] | DEER:HVAC_Split-Package_AC | Annual
Any | NE-HVAC-airAC-SpltPkg-135to239kBtuh-12p5eer | SCn | Ex | CZ13 | cDXGF | SWHC013-02 | DEER2020 | D20v1 | 2020-11-09 | Cap-Tons | 1 |  | None | 542 | 0.166 | 8.09 | 84.6 | 0.05 | 0 | [6 empty] | DEER:HVAC_Split-Package_AC | Annual
Any | NE-HVAC-airAC-SpltPkg-135to239kBtuh-12p5eer | SCn | Ex | CZ14 | cDXGF | SWHC013-02 | DEER2020 | D20v1 | 2020-11-09 | Cap-Tons | 1 |  | None | 522 | 0.151 | 8.79 | 81.9 | 0.0489 | 0 | [6 empty] | DEER:HVAC_Split-Package_AC | Annual
Any | NE-HVAC-airAC-SpltPkg-135to239kBtuh-12p5eer | SCn | Ex | CZ15 | cDXGF | SWHC013-02 | DEER2020 | D20v1 | 2020-11-09 | Cap-Tons | 1 |  | None | 649 | 0.162 | 0.446 | 135 | 0.049 | 0 | [6 empty] | DEER:HVAC_Split-Package_AC | Annual
Any | NE-HVAC-airAC-SpltPkg-135to239kBtuh-12p5eer | SCn | Ex | CZ16 | cDXGF | SWHC013-02 | DEER2020 | D20v1 | 2020-11-09 | Cap-Tons | 1 |  | None | 398 | 0.094 | 21 | 23.8 | 0.0232 | 0 | [6 empty] | DEER:HVAC_Split-Package_AC | Annual
Any | NE-HVAC-airAC-SpltPkg-135to239kBtuh-12p5eer | SCn | New | CZ01 | cDXGF | SWHC013-02 | DEER2020 | D20v1 | 2020-11-09 | Cap-Tons | 1 |  | None | 5.72 | 0.00081 | 0 | 5.72 | 0.00081 | 0 | [6 empty] | DEER:HVAC_Split-Package_AC | Annual
Any | NE-HVAC-airAC-SpltPkg-135to239kBtuh-12p5eer | SCn | New | CZ02 | cDXGF | SWHC013-02 | DEER2020 | D20v1 | 2020-11-09 | Cap-Tons | 1 |  | None | 26.8 | 0.0553 | 0 | 26.8 | 0.0553 | 0 | [6 empty] | DEER:HVAC_Split-Package_AC | Annual
Any | NE-HVAC-airAC-SpltPkg-135to239kBtuh-12p5eer | SCn | New | CZ03 | cDXGF | SWHC013-02 | DEER2020 | D20v1 | 2020-11-09 | Cap-Tons | 1 |  | None | 6.04 | 0.006 | 0 | 6.04 | 0.006 | 0 | [6 empty] | DEER:HVAC_Split-Package_AC | Annual
Any | NE-HVAC-airAC-SpltPkg-135to239kBtuh-12p5eer | SCn | New | CZ04 | cDXGF | SWHC013-02 | DEER2020 | D20v1 | 2020-11-09 | Cap-Tons | 1 |  | None | 29.1 | 0.0446 | 0 | 29.1 | 0.0446 | 0 | [6 empty] | DEER:HVAC_Split-Package_AC | Annual
Any | NE-HVAC-airAC-SpltPkg-135to239kBtuh-12p5eer | SCn | New | CZ05 | cDXGF | SWHC013-02 | DEER2020 | D20v1 | 2020-11-09 | Cap-Tons | 1 |  | None | 6.81 | 0.00195 | 0 | 6.81 | 0.00195 | 0 | [6 empty] | DEER:HVAC_Split-Package_AC | Annual
Any | NE-HVAC-airAC-SpltPkg-135to239kBtuh-12p5eer | SCn | New | CZ06 | cDXGF | SWHC013-02 | DEER2020 | D20v1 | 2020-11-09 | Cap-Tons | 1 |  | None | 19.4 | 0.0282 | 0 | 19.4 | 0.0282 | 0 | [6 empty] | DEER:HVAC_Split-Package_AC | Annual
Any | NE-HVAC-airAC-SpltPkg-135to239kBtuh-12p5eer | SCn | New | CZ07 | cDXGF | SWHC013-02 | DEER2020 | D20v1 | 2020-11-09 | Cap-Tons | 1 |  | None | 13.6 | 0.0174 | 0 | 13.6 | 0.0174 | 0 | [6 empty] | DEER:HVAC_Split-Package_AC | Annual
Any | NE-HVAC-airAC-SpltPkg-135to239kBtuh-12p5eer | SCn | New | CZ08 | cDXGF | SWHC013-02 | DEER2020 | D20v1 | 2020-11-09 | Cap-Tons | 1 |  | None | 45.3 | 0.0385 | 0 | 45.3 | 0.0385 | 0 | [6 empty] | DEER:HVAC_Split-Package_AC | Annual
Any | NE-HVAC-airAC-SpltPkg-135to239kBtuh-12p5eer | SCn | New | CZ09 | cDXGF | SWHC013-02 | DEER2020 | D20v1 | 2020-11-09 | Cap-Tons | 1 |  | None | 45.4 | 0.0509 | 0 | 45.4 | 0.0509 | 0 | [6 empty] | DEER:HVAC_Split-Package_AC | Annual
Any | NE-HVAC-airAC-SpltPkg-135to239kBtuh-12p5eer | SCn | New | CZ10 | cDXGF | SWHC013-02 | DEER2020 | D20v1 | 2020-11-09 | Cap-Tons | 1 |  | None | 61.1 | 0.0572 | 0 | 61.1 | 0.0572 | 0 | [6 empty] | DEER:HVAC_Split-Package_AC | Annual
Any | NE-HVAC-airAC-SpltPkg-135to239kBtuh-12p5eer | SCn | New | CZ11 | cDXGF | SWHC013-02 | DEER2020 | D20v1 | 2020-11-09 | Cap-Tons | 1 |  | None | 72.1 | 0.0587 | 0 | 72.1 | 0.0587 | 0 | [6 empty] | DEER:HVAC_Split-Package_AC | Annual
Any | NE-HVAC-airAC-SpltPkg-135to239kBtuh-12p5eer | SCn | New | CZ12 | cDXGF | SWHC013-02 | DEER2020 | D20v1 | 2020-11-09 | Cap-Tons | 1 |  | None | 47.7 | 0.0542 | 0 | 47.7 | 0.0542 | 0 | [6 empty] | DEER:HVAC_Split-Package_AC | Annual
Any | NE-HVAC-airAC-SpltPkg-135to239kBtuh-12p5eer | SCn | New | CZ13 | cDXGF | SWHC013-02 | DEER2020 | D20v1 | 2020-11-09 | Cap-Tons | 1 |  | None | 78.2 | 0.0504 | 0 | 78.2 | 0.0504 | 0 | [6 empty] | DEER:HVAC_Split-Package_AC | Annual
Any | NE-HVAC-airAC-SpltPkg-135to239kBtuh-12p5eer | SCn | New | CZ14 | cDXGF | SWHC013-02 | DEER2020 | D20v1 | 2020-11-09 | Cap-Tons | 1 |  | None | 78.5 | 0.049 | 0 | 78.5 | 0.049 | 0 | [6 empty] | DEER:HVAC_Split-Package_AC | Annual
Any | NE-HVAC-airAC-SpltPkg-135to239kBtuh-12p5eer | SCn | New | CZ15 | cDXGF | SWHC013-02 | DEER2020 | D20v1 | 2020-11-09 | Cap-Tons | 1 |  | None | 128 | 0.0479 | 0 | 128 | 0.0479 | 0 | [6 empty] | DEER:HVAC_Split-Package_AC | Annual
Any | NE-HVAC-airAC-SpltPkg-135to239kBtuh-12p5eer | SCn | New | CZ16 | cDXGF | SWHC013-02 | DEER2020 | D20v1 | 2020-11-09 | Cap-Tons | 1 |  | None | 18.4 | 0.0194 | 0 | 18.4 | 0.0194 | 0 | [6 empty] | DEER:HVAC_Split-Package_AC | Annual
Any | NE-HVAC-airAC-SpltPkg-135to239kBtuh-12p5eer | WRf | Ex | CZ01 | cDXGF | SWHC013-02 | DEER2020 | D20v1 | 2020-11-09 | Cap-Tons | 1 |  | None | 672 | 0.119 | 5.17 | 135 | 0.0304 | 0 | [6 empty] | DEER:HVAC_Split-Package_AC | Annual
Any | NE-HVAC-airAC-SpltPkg-135to239kBtuh-12p5eer | WRf | Ex | CZ02 | cDXGF | SWHC013-02 | DEER2020 | D20v1 | 2020-11-09 | Cap-Tons | 1 |  | None | 652 | 0.183 | 1.8 | 151 | 0.0557 | 0 | [6 empty] | DEER:HVAC_Split-Package_AC | Annual
Any | NE-HVAC-airAC-SpltPkg-135to239kBtuh-12p5eer | WRf | Ex | CZ03 | cDXGF | SWHC013-02 | DEER2020 | D20v1 | 2020-11-09 | Cap-Tons | 1 |  | None | 622 | 0.125 | 1.73 | 149 | 0.0393 | 0 | [6 empty] | DEER:HVAC_Split-Package_AC | Annual
Any | NE-HVAC-airAC-SpltPkg-135to239kBtuh-12p5eer | WRf | Ex | CZ04 | cDXGF | SWHC013-02 | DEER2020 | D20v1 | 2020-11-09 | Cap-Tons | 1 |  | None | 688 | 0.162 | 1.16 | 164 | 0.0498 | 0 | [6 empty] | DEER:HVAC_Split-Package_AC | Annual
Any | NE-HVAC-airAC-SpltPkg-135to239kBtuh-12p5eer | WRf | Ex | CZ05 | cDXGF | SWHC013-02 | DEER2020 | D20v1 | 2020-11-09 | Cap-Tons | 1 |  | None | 686 | 0.11 | 1.73 | 161 | 0.0324 | 0 | [6 empty] | DEER:HVAC_Split-Package_AC | Annual
Any | NE-HVAC-airAC-SpltPkg-135to239kBtuh-12p5eer | WRf | Ex | CZ06 | cDXGF | SWHC013-02 | DEER2020 | D20v1 | 2020-11-09 | Cap-Tons | 1 |  | None | 677 | 0.136 | 0.514 | 172 | 0.0428 | 0 | [6 empty] | DEER:HVAC_Split-Package_AC | Annual
Any | NE-HVAC-airAC-SpltPkg-135to239kBtuh-12p5eer | WRf | Ex | CZ07 | cDXGF | SWHC013-02 | DEER2020 | D20v1 | 2020-11-09 | Cap-Tons | 1 |  | None | 749 | 0.123 | 0.861 | 192 | 0.0405 | 0 | [6 empty] | DEER:HVAC_Split-Package_AC | Annual
Any | NE-HVAC-airAC-SpltPkg-135to239kBtuh-12p5eer | WRf | Ex | CZ08 | cDXGF | SWHC013-02 | DEER2020 | D20v1 | 2020-11-09 | Cap-Tons | 1 |  | None | 762 | 0.133 | 0.682 | 168 | 0.0398 | 0 | [6 empty] | DEER:HVAC_Split-Package_AC | Annual
Any | NE-HVAC-airAC-SpltPkg-135to239kBtuh-12p5eer | WRf | Ex | CZ09 | cDXGF | SWHC013-02 | DEER2020 | D20v1 | 2020-11-09 | Cap-Tons | 1 |  | None | 772 | 0.184 | 0.623 | 163 | 0.0527 | 0 | [6 empty] | DEER:HVAC_Split-Package_AC | Annual
Any | NE-HVAC-airAC-SpltPkg-135to239kBtuh-12p5eer | WRf | Ex | CZ10 | cDXGF | SWHC013-02 | DEER2020 | D20v1 | 2020-11-09 | Cap-Tons | 1 |  | None | 780 | 0.168 | 0.493 | 189 | 0.0585 | 0 | [6 empty] | DEER:HVAC_Split-Package_AC | Annual
Any | NE-HVAC-airAC-SpltPkg-135to239kBtuh-12p5eer | WRf | Ex | CZ11 | cDXGF | SWHC013-02 | DEER2020 | D20v1 | 2020-11-09 | Cap-Tons | 1 |  | None | 759 | 0.207 | 0.887 | 165 | 0.065 | 0 | [6 empty] | DEER:HVAC_Split-Package_AC | Annual
Any | NE-HVAC-airAC-SpltPkg-135to239kBtuh-12p5eer | WRf | Ex | CZ12 | cDXGF | SWHC013-02 | DEER2020 | D20v1 | 2020-11-09 | Cap-Tons | 1 |  | None | 682 | 0.179 | 1.02 | 145 | 0.0551 | 0 | [6 empty] | DEER:HVAC_Split-Package_AC | Annual
Any | NE-HVAC-airAC-SpltPkg-135to239kBtuh-12p5eer | WRf | Ex | CZ13 | cDXGF | SWHC013-02 | DEER2020 | D20v1 | 2020-11-09 | Cap-Tons | 1 |  | None | 793 | 0.187 | 0.833 | 171 | 0.0573 | 0 | [6 empty] | DEER:HVAC_Split-Package_AC | Annual
Any | NE-HVAC-airAC-SpltPkg-135to239kBtuh-12p5eer | WRf | Ex | CZ14 | cDXGF | SWHC013-02 | DEER2020 | D20v1 | 2020-11-09 | Cap-Tons | 1 |  | None | 763 | 0.186 | 1.21 | 189 | 0.0605 | 0 | [6 empty] | DEER:HVAC_Split-Package_AC | Annual
Any | NE-HVAC-airAC-SpltPkg-135to239kBtuh-12p5eer | WRf | Ex | CZ15 | cDXGF | SWHC013-02 | DEER2020 | D20v1 | 2020-11-09 | Cap-Tons | 1 |  | None | 976 | 0.197 | -0.138 | 243 | 0.0625 | 0 | [6 empty] | DEER:HVAC_Split-Package_AC | Annual
Any | NE-HVAC-airAC-SpltPkg-135to239kBtuh-12p5eer | WRf | Ex | CZ16 | cDXGF | SWHC013-02 | DEER2020 | D20v1 | 2020-11-09 | Cap-Tons | 1 |  | None | 589 | 0.151 | 7.92 | 130 | 0.0475 | 0 | [6 empty] | DEER:HVAC_Split-Package_AC | Annual
Any | NE-HVAC-airAC-SpltPkg-135to239kBtuh-12p5eer | WRf | New | CZ01 | cDXGF | SWHC013-02 | DEER2020 | D20v1 | 2020-11-09 | Cap-Tons | 1 |  | None | 34.1 | 0.0263 | 0 | 34.1 | 0.0263 | 0 | [6 empty] | DEER:HVAC_Split-Package_AC | Annual
Any | NE-HVAC-airAC-SpltPkg-135to239kBtuh-12p5eer | WRf | New | CZ02 | cDXGF | SWHC013-02 | DEER2020 | D20v1 | 2020-11-09 | Cap-Tons | 1 |  | None | 93.1 | 0.0523 | 0 | 93.1 | 0.0523 | 0 | [6 empty] | DEER:HVAC_Split-Package_AC | Annual
Any | NE-HVAC-airAC-SpltPkg-135to239kBtuh-12p5eer | WRf | New | CZ03 | cDXGF | SWHC013-02 | DEER2020 | D20v1 | 2020-11-09 | Cap-Tons | 1 |  | None | 81.6 | 0.0406 | 0 | 81.6 | 0.0406 | 0 | [6 empty] | DEER:HVAC_Split-Package_AC | Annual
Any | NE-HVAC-airAC-SpltPkg-135to239kBtuh-12p5eer | WRf | New | CZ04 | cDXGF | SWHC013-02 | DEER2020 | D20v1 | 2020-11-09 | Cap-Tons | 1 |  | None | 112 | 0.0494 | 0 | 112 | 0.0494 | 0 | [6 empty] | DEER:HVAC_Split-Package_AC | Annual
Any | NE-HVAC-airAC-SpltPkg-135to239kBtuh-12p5eer | WRf | New | CZ05 | cDXGF | SWHC013-02 | DEER2020 | D20v1 | 2020-11-09 | Cap-Tons | 1 |  | None | 92.1 | 0.0326 | 0 | 92.1 | 0.0326 | 0 | [6 empty] | DEER:HVAC_Split-Package_AC | Annual
Any | NE-HVAC-airAC-SpltPkg-135to239kBtuh-12p5eer | WRf | New | CZ06 | cDXGF | SWHC013-02 | DEER2020 | D20v1 | 2020-11-09 | Cap-Tons | 1 |  | None | 138 | 0.0417 | 0 | 138 | 0.0417 | 0 | [6 empty] | DEER:HVAC_Split-Package_AC | Annual
Any | NE-HVAC-airAC-SpltPkg-135to239kBtuh-12p5eer | WRf | New | CZ07 | cDXGF | SWHC013-02 | DEER2020 | D20v1 | 2020-11-09 | Cap-Tons | 1 |  | None | 145 | 0.0407 | 0 | 145 | 0.0407 | 0 | [6 empty] | DEER:HVAC_Split-Package_AC | Annual
Any | NE-HVAC-airAC-SpltPkg-135to239kBtuh-12p5eer | WRf | New | CZ08 | cDXGF | SWHC013-02 | DEER2020 | D20v1 | 2020-11-09 | Cap-Tons | 1 |  | None | 135 | 0.0384 | 0 | 135 | 0.0384 | 0 | [6 empty] | DEER:HVAC_Split-Package_AC | Annual
Any | NE-HVAC-airAC-SpltPkg-135to239kBtuh-12p5eer | WRf | New | CZ09 | cDXGF | SWHC013-02 | DEER2020 | D20v1 | 2020-11-09 | Cap-Tons | 1 |  | None | 129 | 0.0516 | 0 | 129 | 0.0516 | 0 | [6 empty] | DEER:HVAC_Split-Package_AC | Annual
Any | NE-HVAC-airAC-SpltPkg-135to239kBtuh-12p5eer | WRf | New | CZ10 | cDXGF | SWHC013-02 | DEER2020 | D20v1 | 2020-11-09 | Cap-Tons | 1 |  | None | 143 | 0.0556 | 0 | 143 | 0.0556 | 0 | [6 empty] | DEER:HVAC_Split-Package_AC | Annual
Any | NE-HVAC-airAC-SpltPkg-135to239kBtuh-12p5eer | WRf | New | CZ11 | cDXGF | SWHC013-02 | DEER2020 | D20v1 | 2020-11-09 | Cap-Tons | 1 |  | None | 123 | 0.0584 | 0 | 123 | 0.0584 | 0 | [6 empty] | DEER:HVAC_Split-Package_AC | Annual
Any | NE-HVAC-airAC-SpltPkg-135to239kBtuh-12p5eer | WRf | New | CZ12 | cDXGF | SWHC013-02 | DEER2020 | D20v1 | 2020-11-09 | Cap-Tons | 1 |  | None | 98.7 | 0.0505 | 0 | 98.7 | 0.0505 | 0 | [6 empty] | DEER:HVAC_Split-Package_AC | Annual
Any | NE-HVAC-airAC-SpltPkg-135to239kBtuh-12p5eer | WRf | New | CZ13 | cDXGF | SWHC013-02 | DEER2020 | D20v1 | 2020-11-09 | Cap-Tons | 1 |  | None | 122 | 0.0518 | 0 | 122 | 0.0518 | 0 | [6 empty] | DEER:HVAC_Split-Package_AC | Annual
Any | NE-HVAC-airAC-SpltPkg-135to239kBtuh-12p5eer | WRf | New | CZ14 | cDXGF | SWHC013-02 | DEER2020 | D20v1 | 2020-11-09 | Cap-Tons | 1 |  | None | 148 | 0.0572 | 0 | 148 | 0.0572 | 0 | [6 empty] | DEER:HVAC_Split-Package_AC | Annual
Any | NE-HVAC-airAC-SpltPkg-135to239kBtuh-12p5eer | WRf | New | CZ15 | cDXGF | SWHC013-02 | DEER2020 | D20v1 | 2020-11-09 | Cap-Tons | 1 |  | None | 190 | 0.0517 | 0 | 190 | 0.0517 | 0 | [6 empty] | DEER:HVAC_Split-Package_AC | Annual
Any | NE-HVAC-airAC-SpltPkg-135to239kBtuh-12p5eer | WRf | New | CZ16 | cDXGF | SWHC013-02 | DEER2020 | D20v1 | 2020-11-09 | Cap-Tons | 1 |  | None | 82 | 0.046 | 0 | 82 | 0.046 | 0 | [6 empty] | DEER:HVAC_Split-Package_AC | Annual
Any | NE-HVAC-airAC-SpltPkg-135to239kBtuh-12p5eer | Asm | Ex | CZ01 | cDXGF | SWHC013-02 | DEER2020 | D20v1 | 2020-11-09 | Cap-Tons | 1 |  | None | 296 | 0.0839 | 8.99 | 8.87 | 0.0161 | 0 | [6 empty] | DEER:HVAC_Split-Package_AC | Annual
Any | NE-HVAC-airAC-SpltPkg-135to239kBtuh-12p5eer | Asm | Ex | CZ02 | cDXGF | SWHC013-02 | DEER2020 | D20v1 | 2020-11-09 | Cap-Tons | 1 |  | None | 363 | 0.231 | 6.34 | 90.2 | 0.112 | 0 | [6 empty] | DEER:HVAC_Split-Package_AC | Annual
Any | NE-HVAC-airAC-SpltPkg-135to239kBtuh-12p5eer | Asm | Ex | CZ03 | cDXGF | SWHC013-02 | DEER2020 | D20v1 | 2020-11-09 | Cap-Tons | 1 |  | None | 331 | 0.172 | 10.5 | 37.5 | 0.0542 | 0 | [6 empty] | DEER:HVAC_Split-Package_AC | Annual
Any | NE-HVAC-airAC-SpltPkg-135to239kBtuh-12p5eer | Asm | Ex | CZ04 | cDXGF | SWHC013-02 | DEER2020 | D20v1 | 2020-11-09 | Cap-Tons | 1 |  | None | 392 | 0.213 | 4.05 | 98.5 | 0.0985 | 0 | [6 empty] | DEER:HVAC_Split-Package_AC | Annual
Any | NE-HVAC-airAC-SpltPkg-135to239kBtuh-12p5eer | Asm | Ex | CZ05 | cDXGF | SWHC013-02 | DEER2020 | D20v1 | 2020-11-09 | Cap-Tons | 1 |  | None | 326 | 0.118 | 8.62 | 38.4 | 0.0336 | 0 | [6 empty] | DEER:HVAC_Split-Package_AC | Annual
Any | NE-HVAC-airAC-SpltPkg-135to239kBtuh-12p5eer | Asm | Ex | CZ06 | cDXGF | SWHC013-02 | DEER2020 | D20v1 | 2020-11-09 | Cap-Tons | 1 |  | None | 388 | 0.183 | 5.48 | 84.7 | 0.07 | 0 | [6 empty] | DEER:HVAC_Split-Package_AC | Annual
Any | NE-HVAC-airAC-SpltPkg-135to239kBtuh-12p5eer | Asm | Ex | CZ07 | cDXGF | SWHC013-02 | DEER2020 | D20v1 | 2020-11-09 | Cap-Tons | 1 |  | None | 344 | 0.155 | 4.37 | 70.6 | 0.0551 | 0 | [6 empty] | DEER:HVAC_Split-Package_AC | Annual
Any | NE-HVAC-airAC-SpltPkg-135to239kBtuh-12p5eer | Asm | Ex | CZ08 | cDXGF | SWHC013-02 | DEER2020 | D20v1 | 2020-11-09 | Cap-Tons | 1 |  | None | 461 | 0.199 | 3.69 | 120 | 0.0775 | 0 | [6 empty] | DEER:HVAC_Split-Package_AC | Annual
Any | NE-HVAC-airAC-SpltPkg-135to239kBtuh-12p5eer | Asm | Ex | CZ09 | cDXGF | SWHC013-02 | DEER2020 | D20v1 | 2020-11-09 | Cap-Tons | 1 |  | None | 463 | 0.236 | 7.89 | 108 | 0.0951 | 0 | [6 empty] | DEER:HVAC_Split-Package_AC | Annual
Any | NE-HVAC-airAC-SpltPkg-135to239kBtuh-12p5eer | Asm | Ex | CZ10 | cDXGF | SWHC013-02 | DEER2020 | D20v1 | 2020-11-09 | Cap-Tons | 1 |  | None | 517 | 0.246 | 8.27 | 127 | 0.104 | 0 | [6 empty] | DEER:HVAC_Split-Package_AC | Annual
Any | NE-HVAC-airAC-SpltPkg-135to239kBtuh-12p5eer | Asm | Ex | CZ11 | cDXGF | SWHC013-02 | DEER2020 | D20v1 | 2020-11-09 | Cap-Tons | 1 |  | None | 543 | 0.269 | 16.2 | 123 | 0.103 | 0 | [6 empty] | DEER:HVAC_Split-Package_AC | Annual
Any | NE-HVAC-airAC-SpltPkg-135to239kBtuh-12p5eer | Com | Ex | CZ01 | cDXGF | SWHC013-02 | DEER2020 | D20v1 | 2020-11-09 | Cap-Tons | 1 |  | None | 389 | 0.068 | 16.9 | 14.4 | 0.014 | 0 | [6 empty] | DEER:HVAC_Split-Package_AC | Annual
Any | NE-HVAC-airAC-SpltPkg-135to239kBtuh-12p5eer | Com | Ex | CZ02 | cDXGF | SWHC013-02 | DEER2020 | D20v1 | 2020-11-09 | Cap-Tons | 1 |  | None | 444 | 0.178 | 10.6 | 72.6 | 0.067 | 0 | [6 empty] | DEER:HVAC_Split-Package_AC | Annual
Any | NE-HVAC-airAC-SpltPkg-135to239kBtuh-12p5eer | Com | Ex | CZ03 | cDXGF | SWHC013-02 | DEER2020 | D20v1 | 2020-11-09 | Cap-Tons | 1 |  | None | 343 | 0.117 | 5.83 | 38.2 | 0.034 | 0 | [6 empty] | DEER:HVAC_Split-Package_AC | Annual
Any | NE-HVAC-airAC-SpltPkg-135to239kBtuh-12p5eer | Com | Ex | CZ04 | cDXGF | SWHC013-02 | DEER2020 | D20v1 | 2020-11-09 | Cap-Tons | 1 |  | None | 409 | 0.157 | 5.6 | 79.5 | 0.057 | 0 | [6 empty] | DEER:HVAC_Split-Package_AC | Annual
Any | NE-HVAC-airAC-SpltPkg-135to239kBtuh-12p5eer | Com | Ex | CZ05 | cDXGF | SWHC013-02 | DEER2020 | D20v1 | 2020-11-09 | Cap-Tons | 1 |  | None | 384 | 0.103 | 8.23 | 41.2 | 0.028 | 0 | [6 empty] | DEER:HVAC_Split-Package_AC | Annual
Any | NE-HVAC-airAC-SpltPkg-135to239kBtuh-12p5eer | Com | Ex | CZ06 | cDXGF | SWHC013-02 | DEER2020 | D20v1 | 2020-11-09 | Cap-Tons | 1 |  | None | 444 | 0.156 | 2.58 | 86.2 | 0.054 | 0 | [6 empty] | DEER:HVAC_Split-Package_AC | Annual
Any | NE-HVAC-airAC-SpltPkg-135to239kBtuh-12p5eer | Com | Ex | CZ07 | cDXGF | SWHC013-02 | DEER2020 | D20v1 | 2020-11-09 | Cap-Tons | 1 |  | None | 426 | 0.137 | 1.5 | 72.3 | 0.042 | 0 | [6 empty] | DEER:HVAC_Split-Package_AC | Annual
Any | NE-HVAC-airAC-SpltPkg-135to239kBtuh-12p5eer | Com | Ex | CZ08 | cDXGF | SWHC013-02 | DEER2020 | D20v1 | 2020-11-09 | Cap-Tons | 1 |  | None | 471 | 0.16 | 2.4 | 101 | 0.054 | 0 | [6 empty] | DEER:HVAC_Split-Package_AC | Annual
Any | NE-HVAC-airAC-SpltPkg-135to239kBtuh-12p5eer | Com | Ex | CZ09 | cDXGF | SWHC013-02 | DEER2020 | D20v1 | 2020-11-09 | Cap-Tons | 1 |  | None | 499 | 0.188 | 2.55 | 93.7 | 0.067 | 0 | [6 empty] | DEER:HVAC_Split-Package_AC | Annual
Any | NE-HVAC-airAC-SpltPkg-135to239kBtuh-12p5eer | Com | Ex | CZ10 | cDXGF | SWHC013-02 | DEER2020 | D20v1 | 2020-11-09 | Cap-Tons | 1 |  | None | 508 | 0.196 | 3.78 | 102 | 0.071 | 0 | [6 empty] | DEER:HVAC_Split-Package_AC | Annual
Any | NE-HVAC-airAC-SpltPkg-135to239kBtuh-12p5eer | Com | Ex | CZ11 | cDXGF | SWHC013-02 | DEER2020 | D20v1 | 2020-11-09 | Cap-Tons | 1 |  | None | 539 | 0.193 | 7.4 | 102 | 0.073 | 0 | [6 empty] | DEER:HVAC_Split-Package_AC | Annual
Any | NE-HVAC-airAC-SpltPkg-135to239kBtuh-12p5eer | Com | Ex | CZ12 | cDXGF | SWHC013-02 | DEER2020 | D20v1 | 2020-11-09 | Cap-Tons | 1 |  | None | 485 | 0.18 | 7.24 | 86.5 | 0.067 | 0 | [6 empty] | DEER:HVAC_Split-Package_AC | Annual
Any | NE-HVAC-airAC-SpltPkg-135to239kBtuh-12p5eer | Com | Ex | CZ13 | cDXGF | SWHC013-02 | DEER2020 | D20v1 | 2020-11-09 | Cap-Tons | 1 |  | None | 552 | 0.186 | 6.3 | 109 | 0.064 | 0 | [6 empty] | DEER:HVAC_Split-Package_AC | Annual
Any | NE-HVAC-airAC-SpltPkg-135to239kBtuh-12p5eer | Com | Ex | CZ14 | cDXGF | SWHC013-02 | DEER2020 | D20v1 | 2020-11-09 | Cap-Tons | 1 |  | None | 539 | 0.205 | 7.71 | 108 | 0.067 | 0 | [6 empty] | DEER:HVAC_Split-Package_AC | Annual
Any | NE-HVAC-airAC-SpltPkg-135to239kBtuh-12p5eer | Com | Ex | CZ15 | cDXGF | SWHC013-02 | DEER2020 | D20v1 | 2020-11-09 | Cap-Tons | 1 |  | None | 708 | 0.225 | 0.94 | 174 | 0.072 | 0 | [6 empty] | DEER:HVAC_Split-Package_AC | Annual
Any | NE-HVAC-airAC-SpltPkg-135to239kBtuh-12p5eer | Com | Ex | CZ16 | cDXGF | SWHC013-02 | DEER2020 | D20v1 | 2020-11-09 | Cap-Tons | 1 |  | None | 388 | 0.142 | 20.7 | 46.8 | 0.043 | 0 | [6 empty] | DEER:HVAC_Split-Package_AC | Annual
Any | NE-HVAC-airAC-SpltPkg-135to239kBtuh-12p5eer | Com | New | CZ01 | cDXGF | SWHC013-02 | DEER2020 | D20v1 | 2020-11-09 | Cap-Tons | 1 |  | None | 11.2 | 0.013 | 0 | 11.2 | 0.013 | 0 | [6 empty] | DEER:HVAC_Split-Package_AC | Annual
Any | NE-HVAC-airAC-SpltPkg-135to239kBtuh-12p5eer | Com | New | CZ02 | cDXGF | SWHC013-02 | DEER2020 | D20v1 | 2020-11-09 | Cap-Tons | 1 |  | None | 68.3 | 0.067 | 0 | 68.3 | 0.067 | 0 | [6 empty] | DEER:HVAC_Split-Package_AC | Annual
Any | NE-HVAC-airAC-SpltPkg-135to239kBtuh-12p5eer | Com | New | CZ03 | cDXGF | SWHC013-02 | DEER2020 | D20v1 | 2020-11-09 | Cap-Tons | 1 |  | None | 33.2 | 0.033 | 0 | 33.2 | 0.033 | 0 | [6 empty] | DEER:HVAC_Split-Package_AC | Annual
Any | NE-HVAC-airAC-SpltPkg-135to239kBtuh-12p5eer | Com | New | CZ04 | cDXGF | SWHC013-02 | DEER2020 | D20v1 | 2020-11-09 | Cap-Tons | 1 |  | None | 76.3 | 0.058 | 0 | 76.3 | 0.058 | 0 | [6 empty] | DEER:HVAC_Split-Package_AC | Annual
Any | NE-HVAC-airAC-SpltPkg-135to239kBtuh-12p5eer | Com | New | CZ05 | cDXGF | SWHC013-02 | DEER2020 | D20v1 | 2020-11-09 | Cap-Tons | 1 |  | None | 35.9 | 0.027 | 0 | 35.9 | 0.027 | 0 | [6 empty] | DEER:HVAC_Split-Package_AC | Annual
Any | NE-HVAC-airAC-SpltPkg-135to239kBtuh-12p5eer | ECC | Ex | CZ01 | cDXGF | SWHC013-02 | DEER2020 | D20v1 | 2020-11-09 | Cap-Tons | 1 |  | None | 236 | 0.0637 | 16 | 10.5 | 0.0221 | 0 | [6 empty] | DEER:HVAC_Split-Package_AC | Annual
Any | NE-HVAC-airAC-SpltPkg-135to239kBtuh-12p5eer | ECC | Ex | CZ02 | cDXGF | SWHC013-02 | DEER2020 | D20v1 | 2020-11-09 | Cap-Tons | 1 |  | None | 337 | 0.209 | 11.2 | 69.8 | 0.0658 | 0 | [6 empty] | DEER:HVAC_Split-Package_AC | Annual
Any | NE-HVAC-airAC-SpltPkg-135to239kBtuh-12p5eer | ECC | Ex | CZ03 | cDXGF | SWHC013-02 | DEER2020 | D20v1 | 2020-11-09 | Cap-Tons | 1 |  | None | 258 | 0.129 | 7.01 | 29.8 | 0.0328 | 0 | [6 empty] | DEER:HVAC_Split-Package_AC | Annual
Any | NE-HVAC-airAC-SpltPkg-135to239kBtuh-12p5eer | ECC | Ex | CZ04 | cDXGF | SWHC013-02 | DEER2020 | D20v1 | 2020-11-09 | Cap-Tons | 1 |  | None | 337 | 0.229 | 7.27 | 74.2 | 0.088 | 0 | [6 empty] | DEER:HVAC_Split-Package_AC | Annual
Any | NE-HVAC-airAC-SpltPkg-135to239kBtuh-12p5eer | ECC | Ex | CZ05 | cDXGF | SWHC013-02 | DEER2020 | D20v1 | 2020-11-09 | Cap-Tons | 1 |  | None | 253 | 0.118 | 7.12 | 31.5 | 0.036 | 0 | [6 empty] | DEER:HVAC_Split-Package_AC | Annual
Any | NE-HVAC-airAC-SpltPkg-135to239kBtuh-12p5eer | ECC | Ex | CZ06 | cDXGF | SWHC013-02 | DEER2020 | D20v1 | 2020-11-09 | Cap-Tons | 1 |  | None | 321 | 0.198 | 2.39 | 69.5 | 0.0669 | 0 | [6 empty] | DEER:HVAC_Split-Package_AC | Annual
Any | NE-HVAC-airAC-SpltPkg-135to239kBtuh-12p5eer | ECC | Ex | CZ07 | cDXGF | SWHC013-02 | DEER2020 | D20v1 | 2020-11-09 | Cap-Tons | 1 |  | None | 289 | 0.177 | 1.51 | 59.7 | 0.0558 | 0 | [6 empty] | DEER:HVAC_Split-Package_AC | Annual
Any | NE-HVAC-airAC-SpltPkg-135to239kBtuh-12p5eer | ECC | Ex | CZ08 | cDXGF | SWHC013-02 | DEER2020 | D20v1 | 2020-11-09 | Cap-Tons | 1 |  | None | 361 | 0.208 | 2.41 | 94.6 | 0.074 | 0 | [6 empty] | DEER:HVAC_Split-Package_AC | Annual
Any | NE-HVAC-airAC-SpltPkg-135to239kBtuh-12p5eer | ECC | Ex | CZ09 | cDXGF | SWHC013-02 | DEER2020 | D20v1 | 2020-11-09 | Cap-Tons | 1 |  | None | 385 | 0.243 | 2.41 | 82.7 | 0.0893 | 0 | [6 empty] | DEER:HVAC_Split-Package_AC | Annual
Any | NE-HVAC-airAC-SpltPkg-135to239kBtuh-12p5eer | ECC | Ex | CZ10 | cDXGF | SWHC013-02 | DEER2020 | D20v1 | 2020-11-09 | Cap-Tons | 1 |  | None | 409 | 0.251 | 3.26 | 97.8 | 0.0957 | 0 | [6 empty] | DEER:HVAC_Split-Package_AC | Annual
Any | NE-HVAC-airAC-SpltPkg-135to239kBtuh-12p5eer | ECC | Ex | CZ11 | cDXGF | SWHC013-02 | DEER2020 | D20v1 | 2020-11-09 | Cap-Tons | 1 |  | None | 431 | 0.217 | 6.99 | 103 | 0.0762 | 0 | [6 empty] | DEER:HVAC_Split-Package_AC | Annual
Any | NE-HVAC-airAC-SpltPkg-135to239kBtuh-12p5eer | ECC | Ex | CZ12 | cDXGF | SWHC013-02 | DEER2020 | D20v1 | 2020-11-09 | Cap-Tons | 1 |  | None | 389 | 0.219 | 8.11 | 89.1 | 0.0736 | 0 | [6 empty] | DEER:HVAC_Split-Package_AC | Annual
Any | NE-HVAC-airAC-SpltPkg-135to239kBtuh-12p5eer | ECC | Ex | CZ13 | cDXGF | SWHC013-02 | DEER2020 | D20v1 | 2020-11-09 | Cap-Tons | 1 |  | None | 439 | 0.22 | 6.21 | 108 | 0.0673 | 0 | [6 empty] | DEER:HVAC_Split-Package_AC | Annual
Any | NE-HVAC-airAC-SpltPkg-135to239kBtuh-12p5eer | ECC | Ex | CZ14 | cDXGF | SWHC013-02 | DEER2020 | D20v1 | 2020-11-09 | Cap-Tons | 1 |  | None | 431 | 0.252 | 6.55 | 99.7 | 0.086 | 0 | [6 empty] | DEER:HVAC_Split-Package_AC | Annual
Any | NE-HVAC-airAC-SpltPkg-135to239kBtuh-12p5eer | ECC | Ex | CZ15 | cDXGF | SWHC013-02 | DEER2020 | D20v1 | 2020-11-09 | Cap-Tons | 1 |  | None | 568 | 0.273 | 0.614 | 153 | 0.0874 | 0 | [6 empty] | DEER:HVAC_Split-Package_AC | Annual
Any | NE-HVAC-airAC-SpltPkg-135to239kBtuh-12p5eer | ECC | Ex | CZ16 | cDXGF | SWHC013-02 | DEER2020 | D20v1 | 2020-11-09 | Cap-Tons | 1 |  | None | 299 | 0.144 | 18.6 | 42.8 | 0.0396 | 0 | [6 empty] | DEER:HVAC_Split-Package_AC | Annual
Any | NE-HVAC-airAC-SpltPkg-135to239kBtuh-12p5eer | ECC | New | CZ01 | cDXGF | SWHC013-02 | DEER2020 | D20v1 | 2020-11-09 | Cap-Tons | 1 |  | None | 9.54 | 0.0213 | 0 | 9.54 | 0.0213 | 0 | [6 empty] | DEER:HVAC_Split-Package_AC | Annual
Any | NE-HVAC-airAC-SpltPkg-135to239kBtuh-12p5eer | ECC | New | CZ02 | cDXGF | SWHC013-02 | DEER2020 | D20v1 | 2020-11-09 | Cap-Tons | 1 |  | None | 64.7 | 0.0636 | 0 | 64.7 | 0.0636 | 0 | [6 empty] | DEER:HVAC_Split-Package_AC | Annual
Any | NE-HVAC-airAC-SpltPkg-135to239kBtuh-12p5eer | ECC | New | CZ03 | cDXGF | SWHC013-02 | DEER2020 | D20v1 | 2020-11-09 | Cap-Tons | 1 |  | None | 28.7 | 0.0317 | 0 | 28.7 | 0.0317 | 0 | [6 empty] | DEER:HVAC_Split-Package_AC | Annual
Any | NE-HVAC-airAC-SpltPkg-135to239kBtuh-12p5eer | ECC | New | CZ04 | cDXGF | SWHC013-02 | DEER2020 | D20v1 | 2020-11-09 | Cap-Tons | 1 |  | None | 70.1 | 0.0876 | 0 | 70.1 | 0.0876 | 0 | [6 empty] | DEER:HVAC_Split-Package_AC | Annual
Any | NE-HVAC-airAC-SpltPkg-135to239kBtuh-12p5eer | ECC | New | CZ05 | cDXGF | SWHC013-02 | DEER2020 | D20v1 | 2020-11-09 | Cap-Tons | 1 |  | None | 29.9 | 0.0366 | 0 | 29.9 | 0.0366 | 0 | [6 empty] | DEER:HVAC_Split-Package_AC | Annual
Any | NE-HVAC-airAC-SpltPkg-135to239kBtuh-12p5eer | ECC | New | CZ06 | cDXGF | SWHC013-02 | DEER2020 | D20v1 | 2020-11-09 | Cap-Tons | 1 |  | None | 68.5 | 0.0696 | 0 | 68.5 | 0.0696 | 0 | [6 empty] | DEER:HVAC_Split-Package_AC | Annual
Any | NE-HVAC-airAC-SpltPkg-135to239kBtuh-12p5eer | ECC | New | CZ07 | cDXGF | SWHC013-02 | DEER2020 | D20v1 | 2020-11-09 | Cap-Tons | 1 |  | None | 59.1 | 0.0579 | 0 | 59.1 | 0.0579 | 0 | [6 empty] | DEER:HVAC_Split-Package_AC | Annual
Any | NE-HVAC-airAC-SpltPkg-135to239kBtuh-12p5eer | ECC | New | CZ08 | cDXGF | SWHC013-02 | DEER2020 | D20v1 | 2020-11-09 | Cap-Tons | 1 |  | None | 88.9 | 0.0734 | 0 | 88.9 | 0.0734 | 0 | [6 empty] | DEER:HVAC_Split-Package_AC | Annual
Any | NE-HVAC-airAC-SpltPkg-135to239kBtuh-12p5eer | ECC | New | CZ09 | cDXGF | SWHC013-02 | DEER2020 | D20v1 | 2020-11-09 | Cap-Tons | 1 |  | None | 76.9 | 0.0879 | 0 | 76.9 | 0.0879 | 0 | [6 empty] | DEER:HVAC_Split-Package_AC | Annual
Any | NE-HVAC-airAC-SpltPkg-135to239kBtuh-12p5eer | ECC | New | CZ10 | cDXGF | SWHC013-02 | DEER2020 | D20v1 | 2020-11-09 | Cap-Tons | 1 |  | None | 91.2 | 0.0939 | 0 | 91.2 | 0.0939 | 0 | [6 empty] | DEER:HVAC_Split-Package_AC | Annual
Any | NE-HVAC-airAC-SpltPkg-135to239kBtuh-12p5eer | ECC | New | CZ11 | cDXGF | SWHC013-02 | DEER2020 | D20v1 | 2020-11-09 | Cap-Tons | 1 |  | None | 96 | 0.072 | 0 | 96 | 0.072 | 0 | [6 empty] | DEER:HVAC_Split-Package_AC | Annual
Any | NE-HVAC-airAC-SpltPkg-135to239kBtuh-12p5eer | ECC | New | CZ12 | cDXGF | SWHC013-02 | DEER2020 | D20v1 | 2020-11-09 | Cap-Tons | 1 |  | None | 83.6 | 0.0707 | 0 | 83.6 | 0.0707 | 0 | [6 empty] | DEER:HVAC_Split-Package_AC | Annual
Any | NE-HVAC-airAC-SpltPkg-135to239kBtuh-12p5eer | ECC | New | CZ13 | cDXGF | SWHC013-02 | DEER2020 | D20v1 | 2020-11-09 | Cap-Tons | 1 |  | None | 101 | 0.0639 | 0 | 101 | 0.0639 | 0 | [6 empty] | DEER:HVAC_Split-Package_AC | Annual
Any | NE-HVAC-airAC-SpltPkg-135to239kBtuh-12p5eer | ECC | New | CZ14 | cDXGF | SWHC013-02 | DEER2020 | D20v1 | 2020-11-09 | Cap-Tons | 1 |  | None | 92.3 | 0.0817 | 0 | 92.3 | 0.0817 | 0 | [6 empty] | DEER:HVAC_Split-Package_AC | Annual
Any | NE-HVAC-airAC-SpltPkg-135to239kBtuh-12p5eer | ECC | New | CZ15 | cDXGF | SWHC013-02 | DEER2020 | D20v1 | 2020-11-09 | Cap-Tons | 1 |  | None | 141 | 0.0835 | 0 | 141 | 0.0835 | 0 | [6 empty] | DEER:HVAC_Split-Package_AC | Annual
Any | NE-HVAC-airAC-SpltPkg-135to239kBtuh-12p5eer | EPr | Ex | CZ05 | cDXGF | SWHC013-02 | DEER2020 | D20v1 | 2020-11-09 | Cap-Tons | 1 |  | None | 168 | 0.0721 | 7.12 | 22.9 | 0.0181 | 0 | [6 empty] | DEER:HVAC_Split-Package_AC | Annual
Any | NE-HVAC-airAC-SpltPkg-135to239kBtuh-12p5eer | EPr | Ex | CZ06 | cDXGF | SWHC013-02 | DEER2020 | D20v1 | 2020-11-09 | Cap-Tons | 1 |  | None | 199 | 0.119 | 3.58 | 42.4 | 0.0385 | 0 | [6 empty] | DEER:HVAC_Split-Package_AC | Annual
Any | NE-HVAC-airAC-SpltPkg-135to239kBtuh-12p5eer | EPr | Ex | CZ07 | cDXGF | SWHC013-02 | DEER2020 | D20v1 | 2020-11-09 | Cap-Tons | 1 |  | None | 177 | 0.102 | 3.12 | 35.2 | 0.0295 | 0 | [6 empty] | DEER:HVAC_Split-Package_AC | Annual
Any | NE-HVAC-airAC-SpltPkg-135to239kBtuh-12p5eer | EPr | Ex | CZ08 | cDXGF | SWHC013-02 | DEER2020 | D20v1 | 2020-11-09 | Cap-Tons | 1 |  | None | 229 | 0.134 | 3.37 | 55.7 | 0.0394 | 0 | [6 empty] | DEER:HVAC_Split-Package_AC | Annual
Any | NE-HVAC-airAC-SpltPkg-135to239kBtuh-12p5eer | EPr | Ex | CZ09 | cDXGF | SWHC013-02 | DEER2020 | D20v1 | 2020-11-09 | Cap-Tons | 1 |  | None | 255 | 0.165 | 2.92 | 48 | 0.0514 | 0 | [6 empty] | DEER:HVAC_Split-Package_AC | Annual
Any | NE-HVAC-airAC-SpltPkg-135to239kBtuh-12p5eer | EPr | Ex | CZ10 | cDXGF | SWHC013-02 | DEER2020 | D20v1 | 2020-11-09 | Cap-Tons | 1 |  | None | 270 | 0.174 | 3.69 | 59.3 | 0.0557 | 0 | [6 empty] | DEER:HVAC_Split-Package_AC | Annual
Any | NE-HVAC-airAC-SpltPkg-135to239kBtuh-12p5eer | EPr | Ex | CZ11 | cDXGF | SWHC013-02 | DEER2020 | D20v1 | 2020-11-09 | Cap-Tons | 1 |  | None | 258 | 0.0173 | 7.6 | 60.3 | 0.0255 | 0 | [6 empty] | DEER:HVAC_Split-Package_AC | Annual
Any | NE-HVAC-airAC-SpltPkg-135to239kBtuh-12p5eer | EPr | Ex | CZ12 | cDXGF | SWHC013-02 | DEER2020 | D20v1 | 2020-11-09 | Cap-Tons | 1 |  | None | 243 | 0.015 | 9.37 | 54.1 | 0.0147 | 0 | [6 empty] | DEER:HVAC_Split-Package_AC | Annual
Any | NE-HVAC-airAC-SpltPkg-135to239kBtuh-12p5eer | EPr | Ex | CZ13 | cDXGF | SWHC013-02 | DEER2020 | D20v1 | 2020-11-09 | Cap-Tons | 1 |  | None | 270 | 0.0167 | 6.65 | 65.8 | 0.0187 | 0 | [6 empty] | DEER:HVAC_Split-Package_AC | Annual
Any | NE-HVAC-airAC-SpltPkg-135to239kBtuh-12p5eer | EPr | Ex | CZ14 | cDXGF | SWHC013-02 | DEER2020 | D20v1 | 2020-11-09 | Cap-Tons | 1 |  | None | 284 | 0.165 | 6.51 | 61.9 | 0.0504 | 0 | [6 empty] | DEER:HVAC_Split-Package_AC | Annual
Any | NE-HVAC-airAC-SpltPkg-135to239kBtuh-12p5eer | EPr | Ex | CZ15 | cDXGF | SWHC013-02 | DEER2020 | D20v1 | 2020-11-09 | Cap-Tons | 1 |  | None | 372 | 0.176 | 0.734 | 99.8 | 0.0511 | 0 | [6 empty] | DEER:HVAC_Split-Package_AC | Annual
Any | NE-HVAC-airAC-SpltPkg-135to239kBtuh-12p5eer | EPr | Ex | CZ16 | cDXGF | SWHC013-02 | DEER2020 | D20v1 | 2020-11-09 | Cap-Tons | 1 |  | None | 201 | 0.00526 | 20.3 | 23.8 | 0.00351 | 0 | [6 empty] | DEER:HVAC_Split-Package_AC | Annual
Any | NE-HVAC-airAC-SpltPkg-135to239kBtuh-12p5eer | EPr | New | CZ01 | cDXGF | SWHC013-02 | DEER2020 | D20v1 | 2020-11-09 | Cap-Tons | 1 |  | None | 7.25 | 0.00775 | 0 | 7.25 | 0.00775 | 0 | [6 empty] | DEER:HVAC_Split-Package_AC | Annual
Any | NE-HVAC-airAC-SpltPkg-135to239kBtuh-12p5eer | EPr | New | CZ02 | cDXGF | SWHC013-02 | DEER2020 | D20v1 | 2020-11-09 | Cap-Tons | 1 |  | None | 42.6 | 0.0011 | 0 | 42.6 | 0.0011 | 0 | [6 empty] | DEER:HVAC_Split-Package_AC | Annual
Any | NE-HVAC-airAC-SpltPkg-135to239kBtuh-12p5eer | EPr | New | CZ03 | cDXGF | SWHC013-02 | DEER2020 | D20v1 | 2020-11-09 | Cap-Tons | 1 |  | None | 19.3 | 0.00026 | 0 | 19.3 | 0.00026 | 0 | [6 empty] | DEER:HVAC_Split-Package_AC | Annual
Any | NE-HVAC-airAC-SpltPkg-135to239kBtuh-12p5eer | EPr | New | CZ04 | cDXGF | SWHC013-02 | DEER2020 | D20v1 | 2020-11-09 | Cap-Tons | 1 |  | None | 46 | 0.0495 | 0 | 46 | 0.0495 | 0 | [6 empty] | DEER:HVAC_Split-Package_AC | Annual
Any | NE-HVAC-airAC-SpltPkg-135to239kBtuh-12p5eer | EPr | New | CZ05 | cDXGF | SWHC013-02 | DEER2020 | D20v1 | 2020-11-09 | Cap-Tons | 1 |  | None | 22.1 | 0.0173 | 0 | 22.1 | 0.0173 | 0 | [6 empty] | DEER:HVAC_Split-Package_AC | Annual
Any | NE-HVAC-airAC-SpltPkg-135to239kBtuh-12p5eer | EPr | New | CZ06 | cDXGF | SWHC013-02 | DEER2020 | D20v1 | 2020-11-09 | Cap-Tons | 1 |  | None | 41 | 0.0386 | 0 | 41 | 0.0386 | 0 | [6 empty] | DEER:HVAC_Split-Package_AC | Annual
Any | NE-HVAC-airAC-SpltPkg-135to239kBtuh-12p5eer | EPr | New | CZ07 | cDXGF | SWHC013-02 | DEER2020 | D20v1 | 2020-11-09 | Cap-Tons | 1 |  | None | 33.8 | 0.0289 | 0 | 33.8 | 0.0289 | 0 | [6 empty] | DEER:HVAC_Split-Package_AC | Annual
Any | NE-HVAC-airAC-SpltPkg-135to239kBtuh-12p5eer | EPr | New | CZ08 | cDXGF | SWHC013-02 | DEER2020 | D20v1 | 2020-11-09 | Cap-Tons | 1 |  | None | 53.1 | 0.0386 | 0 | 53.1 | 0.0386 | 0 | [6 empty] | DEER:HVAC_Split-Package_AC | Annual
Any | NE-HVAC-airAC-SpltPkg-135to239kBtuh-12p5eer | EPr | New | CZ09 | cDXGF | SWHC013-02 | DEER2020 | D20v1 | 2020-11-09 | Cap-Tons | 1 |  | None | 45.3 | 0.0502 | 0 | 45.3 | 0.0502 | 0 | [6 empty] | DEER:HVAC_Split-Package_AC | Annual
Any | NE-HVAC-airAC-SpltPkg-135to239kBtuh-12p5eer | EPr | New | CZ10 | cDXGF | SWHC013-02 | DEER2020 | D20v1 | 2020-11-09 | Cap-Tons | 1 |  | None | 55.6 | 0.0542 | 0 | 55.6 | 0.0542 | 0 | [6 empty] | DEER:HVAC_Split-Package_AC | Annual
Any | NE-HVAC-airAC-SpltPkg-135to239kBtuh-12p5eer | EPr | New | CZ11 | cDXGF | SWHC013-02 | DEER2020 | D20v1 | 2020-11-09 | Cap-Tons | 1 |  | None | 55.2 | 0.0177 | 0 | 55.2 | 0.0177 | 0 | [6 empty] | DEER:HVAC_Split-Package_AC | Annual
Any | NE-HVAC-airAC-SpltPkg-135to239kBtuh-12p5eer | EPr | New | CZ12 | cDXGF | SWHC013-02 | DEER2020 | D20v1 | 2020-11-09 | Cap-Tons | 1 |  | None | 50.9 | 0.00689 | 0 | 50.9 | 0.00689 | 0 | [6 empty] | DEER:HVAC_Split-Package_AC | Annual
Any | NE-HVAC-airAC-SpltPkg-135to239kBtuh-12p5eer | EPr | New | CZ13 | cDXGF | SWHC013-02 | DEER2020 | D20v1 | 2020-11-09 | Cap-Tons | 1 |  | None | 59.9 | 0.0127 | 0 | 59.9 | 0.0127 | 0 | [6 empty] | DEER:HVAC_Split-Package_AC | Annual
Any | NE-HVAC-airAC-SpltPkg-135to239kBtuh-12p5eer | EPr | New | CZ14 | cDXGF | SWHC013-02 | DEER2020 | D20v1 | 2020-11-09 | Cap-Tons | 1 |  | None | 56.4 | 0.0485 | 0 | 56.4 | 0.0485 | 0 | [6 empty] | DEER:HVAC_Split-Package_AC | Annual
Any | NE-HVAC-airAC-SpltPkg-135to239kBtuh-12p5eer | EPr | New | CZ15 | cDXGF | SWHC013-02 | DEER2020 | D20v1 | 2020-11-09 | Cap-Tons | 1 |  | None | 90.5 | 0.0483 | 0 | 90.5 | 0.0483 | 0 | [6 empty] | DEER:HVAC_Split-Package_AC | Annual
Any | NE-HVAC-airAC-SpltPkg-135to239kBtuh-12p5eer | EPr | New | CZ16 | cDXGF | SWHC013-02 | DEER2020 | D20v1 | 2020-11-09 | Cap-Tons | 1 |  | None | 22.3 | 0.00089 | 0 | 22.3 | 0.00089 | 0 | [6 empty] | DEER:HVAC_Split-Package_AC | Annual
Any | NE-HVAC-airAC-SpltPkg-135to239kBtuh-12p5eer | ERC | Ex | CZ15 | cDXGF | SWHC013-02 | DEER2020 | D20v1 | 2020-11-09 | Cap-Tons | 1 |  | None | 333 | 0.0416 | 0.804 | 111 | 0.0298 | 0 | [6 empty] | DEER:HVAC_Split-Package_AC | Annual
Any | NE-HVAC-airAC-SpltPkg-135to239kBtuh-12p5eer | ERC | Ex | CZ16 | cDXGF | SWHC013-02 | DEER2020 | D20v1 | 2020-11-09 | Cap-Tons | 1 |  | None | 176 | 0.00931 | 18.1 | 28 | 0.00696 | 0 | [6 empty] | DEER:HVAC_Split-Package_AC | Annual
Any | NE-HVAC-airAC-SpltPkg-135to239kBtuh-12p5eer | ERC | New | CZ01 | cDXGF | SWHC013-02 | DEER2020 | D20v1 | 2020-11-09 | Cap-Tons | 1 |  | None | 8.09 | 0.00069 | 0 | 8.09 | 0.00069 | 0 | [6 empty] | DEER:HVAC_Split-Package_AC | Annual
Any | NE-HVAC-airAC-SpltPkg-135to239kBtuh-12p5eer | ERC | New | CZ02 | cDXGF | SWHC013-02 | DEER2020 | D20v1 | 2020-11-09 | Cap-Tons | 1 |  | None | 36.8 | 0.00968 | 0 | 36.8 | 0.00968 | 0 | [6 empty] | DEER:HVAC_Split-Package_AC | Annual
Any | NE-HVAC-airAC-SpltPkg-135to239kBtuh-12p5eer | ERC | New | CZ03 | cDXGF | SWHC013-02 | DEER2020 | D20v1 | 2020-11-09 | Cap-Tons | 1 |  | None | 19.6 | 0 | 0 | 19.6 | 0 | 0 | [6 empty] | DEER:HVAC_Split-Package_AC | Annual
Any | NE-HVAC-airAC-SpltPkg-135to239kBtuh-12p5eer | ERC | New | CZ04 | cDXGF | SWHC013-02 | DEER2020 | D20v1 | 2020-11-09 | Cap-Tons | 1 |  | None | 39.3 | 0.0167 | 0 | 39.3 | 0.0167 | 0 | [6 empty] | DEER:HVAC_Split-Package_AC | Annual
Any | NE-HVAC-airAC-SpltPkg-135to239kBtuh-12p5eer | ERC | New | CZ05 | cDXGF | SWHC013-02 | DEER2020 | D20v1 | 2020-11-09 | Cap-Tons | 1 |  | None | 27.1 | 0.00273 | 0 | 27.1 | 0.00273 | 0 | [6 empty] | DEER:HVAC_Split-Package_AC | Annual
Any | NE-HVAC-airAC-SpltPkg-135to239kBtuh-12p5eer | ERC | New | CZ06 | cDXGF | SWHC013-02 | DEER2020 | D20v1 | 2020-11-09 | Cap-Tons | 1 |  | None | 42.8 | 0.0116 | 0 | 42.8 | 0.0116 | 0 | [6 empty] | DEER:HVAC_Split-Package_AC | Annual
Any | NE-HVAC-airAC-SpltPkg-135to239kBtuh-12p5eer | ERC | New | CZ07 | cDXGF | SWHC013-02 | DEER2020 | D20v1 | 2020-11-09 | Cap-Tons | 1 |  | None | 36 | 0.00614 | 0 | 36 | 0.00614 | 0 | [6 empty] | DEER:HVAC_Split-Package_AC | Annual
Any | NE-HVAC-airAC-SpltPkg-135to239kBtuh-12p5eer | ERC | New | CZ08 | cDXGF | SWHC013-02 | DEER2020 | D20v1 | 2020-11-09 | Cap-Tons | 1 |  | None | 50.4 | 0.0137 | 0 | 50.4 | 0.0137 | 0 | [6 empty] | DEER:HVAC_Split-Package_AC | Annual
Any | NE-HVAC-airAC-SpltPkg-135to239kBtuh-12p5eer | ERC | New | CZ09 | cDXGF | SWHC013-02 | DEER2020 | D20v1 | 2020-11-09 | Cap-Tons | 1 |  | None | 40.7 | 0.0183 | 0 | 40.7 | 0.0183 | 0 | [6 empty] | DEER:HVAC_Split-Package_AC | Annual
Any | NE-HVAC-airAC-SpltPkg-135to239kBtuh-12p5eer | ERC | New | CZ10 | cDXGF | SWHC013-02 | DEER2020 | D20v1 | 2020-11-09 | Cap-Tons | 1 |  | None | 52 | 0.0224 | 0 | 52 | 0.0224 | 0 | [6 empty] | DEER:HVAC_Split-Package_AC | Annual
Any | NE-HVAC-airAC-SpltPkg-135to239kBtuh-12p5eer | ERC | New | CZ11 | cDXGF | SWHC013-02 | DEER2020 | D20v1 | 2020-11-09 | Cap-Tons | 1 |  | None | 53.5 | 0.0318 | 0 | 53.5 | 0.0318 | 0 | [6 empty] | DEER:HVAC_Split-Package_AC | Annual
Any | NE-HVAC-airAC-SpltPkg-135to239kBtuh-12p5eer | ERC | New | CZ12 | cDXGF | SWHC013-02 | DEER2020 | D20v1 | 2020-11-09 | Cap-Tons | 1 |  | None | 44.4 | 0.0232 | 0 | 44.4 | 0.0232 | 0 | [6 empty] | DEER:HVAC_Split-Package_AC | Annual
Any | NE-HVAC-airAC-SpltPkg-135to239kBtuh-12p5eer | ERC | New | CZ13 | cDXGF | SWHC013-02 | DEER2020 | D20v1 | 2020-11-09 | Cap-Tons | 1 |  | None | 58.7 | 0.0246 | 0 | 58.7 | 0.0246 | 0 | [6 empty] | DEER:HVAC_Split-Package_AC | Annual
Any | NE-HVAC-airAC-SpltPkg-135to239kBtuh-12p5eer | ERC | New | CZ14 | cDXGF | SWHC013-02 | DEER2020 | D20v1 | 2020-11-09 | Cap-Tons | 1 |  | None | 55 | 0.0225 | 0 | 55 | 0.0225 | 0 | [6 empty] | DEER:HVAC_Split-Package_AC | Annual
Any | NE-HVAC-airAC-SpltPkg-135to239kBtuh-12p5eer | ERC | New | CZ15 | cDXGF | SWHC013-02 | DEER2020 | D20v1 | 2020-11-09 | Cap-Tons | 1 |  | None | 95.1 | 0.0252 | 0 | 95.1 | 0.0252 | 0 | [6 empty] | DEER:HVAC_Split-Package_AC | Annual
Any | NE-HVAC-airAC-SpltPkg-135to239kBtuh-12p5eer | ERC | New | CZ16 | cDXGF | SWHC013-02 | DEER2020 | D20v1 | 2020-11-09 | Cap-Tons | 1 |  | None | 21.9 | 0.00345 | 0 | 21.9 | 0.00345 | 0 | [6 empty] | DEER:HVAC_Split-Package_AC | Annual
Any | NE-HVAC-airAC-SpltPkg-135to239kBtuh-12p5eer | ESe | New | CZ09 | cDXGF | SWHC013-02 | DEER2020 | D20v1 | 2020-11-09 | Cap-Tons | 1 |  | None | 49.1 | 0.05 | 0 | 49.1 | 0.05 | 0 | [6 empty] | DEER:HVAC_Split-Package_AC | Annual
Any | NE-HVAC-airAC-SpltPkg-135to239kBtuh-12p5eer | ESe | New | CZ10 | cDXGF | SWHC013-02 | DEER2020 | D20v1 | 2020-11-09 | Cap-Tons | 1 |  | None | 60.2 | 0.054 | 0 | 60.2 | 0.054 | 0 | [6 empty] | DEER:HVAC_Split-Package_AC | Annual
Any | NE-HVAC-airAC-SpltPkg-135to239kBtuh-12p5eer | ESe | New | CZ11 | cDXGF | SWHC013-02 | DEER2020 | D20v1 | 2020-11-09 | Cap-Tons | 1 |  | None | 62 | 0.0235 | 0 | 62 | 0.0235 | 0 | [6 empty] | DEER:HVAC_Split-Package_AC | Annual
Any | NE-HVAC-airAC-SpltPkg-135to239kBtuh-12p5eer | ESe | New | CZ12 | cDXGF | SWHC013-02 | DEER2020 | D20v1 | 2020-11-09 | Cap-Tons | 1 |  | None | 53.7 | 0.0191 | 0 | 53.7 | 0.0191 | 0 | [6 empty] | DEER:HVAC_Split-Package_AC | Annual
Any | NE-HVAC-airAC-SpltPkg-135to239kBtuh-12p5eer | ESe | New | CZ13 | cDXGF | SWHC013-02 | DEER2020 | D20v1 | 2020-11-09 | Cap-Tons | 1 |  | None | 67.8 | 0.0191 | 0 | 67.8 | 0.0191 | 0 | [6 empty] | DEER:HVAC_Split-Package_AC | Annual
Any | NE-HVAC-airAC-SpltPkg-135to239kBtuh-12p5eer | ESe | New | CZ14 | cDXGF | SWHC013-02 | DEER2020 | D20v1 | 2020-11-09 | Cap-Tons | 1 |  | None | 61.3 | 0.0459 | 0 | 61.3 | 0.0459 | 0 | [6 empty] | DEER:HVAC_Split-Package_AC | Annual
Any | NE-HVAC-airAC-SpltPkg-135to239kBtuh-12p5eer | ESe | New | CZ15 | cDXGF | SWHC013-02 | DEER2020 | D20v1 | 2020-11-09 | Cap-Tons | 1 |  | None | 101 | 0.0471 | 0 | 101 | 0.0471 | 0 | [6 empty] | DEER:HVAC_Split-Package_AC | Annual
Any | NE-HVAC-airAC-SpltPkg-135to239kBtuh-12p5eer | ESe | New | CZ16 | cDXGF | SWHC013-02 | DEER2020 | D20v1 | 2020-11-09 | Cap-Tons | 1 |  | None | 25.1 | 0.00593 | 0 | 25.1 | 0.00593 | 0 | [6 empty] | DEER:HVAC_Split-Package_AC | Annual
Any | NE-HVAC-airAC-SpltPkg-135to239kBtuh-12p5eer | Gro | Ex | CZ01 | cDXGF | SWHC013-02 | DEER2020 | D20v1 | 2020-11-09 | Cap-Tons | 1 |  | None | 1040 | 0.17 | 50.1 | 1.49 | 0.00912 | 0 | [6 empty] | DEER:HVAC_Split-Package_AC | Annual
Any | NE-HVAC-airAC-SpltPkg-135to239kBtuh-12p5eer | Gro | Ex | CZ02 | cDXGF | SWHC013-02 | DEER2020 | D20v1 | 2020-11-09 | Cap-Tons | 1 |  | None | 720 | 0.247 | 12.1 | 34.6 | 0.0598 | 0 | [6 empty] | DEER:HVAC_Split-Package_AC | Annual
Any | NE-HVAC-airAC-SpltPkg-135to239kBtuh-12p5eer | Gro | Ex | CZ03 | cDXGF | SWHC013-02 | DEER2020 | D20v1 | 2020-11-09 | Cap-Tons | 1 |  | None | 850 | 0.203 | 12.9 | 14.9 | 0.0365 | 0 | [6 empty] | DEER:HVAC_Split-Package_AC | Annual
Any | NE-HVAC-airAC-SpltPkg-135to239kBtuh-12p5eer | Gro | Ex | CZ04 | cDXGF | SWHC013-02 | DEER2020 | D20v1 | 2020-11-09 | Cap-Tons | 1 |  | None | 740 | 0.238 | 7.5 | 40.5 | 0.055 | 0 | [6 empty] | DEER:HVAC_Split-Package_AC | Annual
Any | NE-HVAC-airAC-SpltPkg-135to239kBtuh-12p5eer | Gro | Ex | CZ05 | cDXGF | SWHC013-02 | DEER2020 | D20v1 | 2020-11-09 | Cap-Tons | 1 |  | None | 918 | 0.163 | 17.4 | 14 | 0.0201 | 0 | [6 empty] | DEER:HVAC_Split-Package_AC | Annual
Any | NE-HVAC-airAC-SpltPkg-135to239kBtuh-12p5eer | Gro | Ex | CZ06 | cDXGF | SWHC013-02 | DEER2020 | D20v1 | 2020-11-09 | Cap-Tons | 1 |  | None | 788 | 0.217 | -2.35 | 41.7 | 0.0465 | 0 | [6 empty] | DEER:HVAC_Split-Package_AC | Annual
Any | NE-HVAC-airAC-SpltPkg-135to239kBtuh-12p5eer | Gro | Ex | CZ07 | cDXGF | SWHC013-02 | DEER2020 | D20v1 | 2020-11-09 | Cap-Tons | 1 |  | None | 1030 | 0.249 | -4 | 42.5 | 0.0425 | 0 | [6 empty] | DEER:HVAC_Split-Package_AC | Annual
Any | NE-HVAC-airAC-SpltPkg-135to239kBtuh-12p5eer | Hsp | Ex | CZ01 | cDXGF | SWHC013-02 | DEER2020 | D20v1 | 2020-11-09 | Cap-Tons | 1 |  | None | 690 | 0.0887 | 21.5 | 6.6 | 0.0101 | 0 | [6 empty] | DEER:HVAC_Split-Package_AC | Annual
Any | NE-HVAC-airAC-SpltPkg-135to239kBtuh-12p5eer | Hsp | Ex | CZ02 | cDXGF | SWHC013-02 | DEER2020 | D20v1 | 2020-11-09 | Cap-Tons | 1 |  | None | 741 | 0.219 | 14 | 54.8 | 0.0588 | 0 | [6 empty] | DEER:HVAC_Split-Package_AC | Annual
Any | NE-HVAC-airAC-SpltPkg-135to239kBtuh-12p5eer | Hsp | Ex | CZ03 | cDXGF | SWHC013-02 | DEER2020 | D20v1 | 2020-11-09 | Cap-Tons | 1 |  | None | 631 | 0.149 | 8.85 | 24.4 | 0.0376 | 0 | [6 empty] | DEER:HVAC_Split-Package_AC | Annual
Any | NE-HVAC-airAC-SpltPkg-135to239kBtuh-12p5eer | Hsp | Ex | CZ04 | cDXGF | SWHC013-02 | DEER2020 | D20v1 | 2020-11-09 | Cap-Tons | 1 |  | None | 745 | 0.208 | 10.1 | 62.6 | 0.0546 | 0 | [6 empty] | DEER:HVAC_Split-Package_AC | Annual
Any | NE-HVAC-airAC-SpltPkg-135to239kBtuh-12p5eer | Hsp | Ex | CZ05 | cDXGF | SWHC013-02 | DEER2020 | D20v1 | 2020-11-09 | Cap-Tons | 1 |  | None | 659 | 0.112 | 11.8 | 24.1 | 0.024 | 0 | [6 empty] | DEER:HVAC_Split-Package_AC | Annual
Any | NE-HVAC-airAC-SpltPkg-135to239kBtuh-12p5eer | Hsp | Ex | CZ06 | cDXGF | SWHC013-02 | DEER2020 | D20v1 | 2020-11-09 | Cap-Tons | 1 |  | None | 783 | 0.193 | 4.78 | 73.9 | 0.0504 | 0 | [6 empty] | DEER:HVAC_Split-Package_AC | Annual
Any | NE-HVAC-airAC-SpltPkg-135to239kBtuh-12p5eer | Hsp | Ex | CZ07 | cDXGF | SWHC013-02 | DEER2020 | D20v1 | 2020-11-09 | Cap-Tons | 1 |  | None | 732 | 0.17 | 1.76 | 65 | 0.0416 | 0 | [6 empty] | DEER:HVAC_Split-Package_AC | Annual
Any | NE-HVAC-airAC-SpltPkg-135to239kBtuh-12p5eer | Hsp | Ex | CZ08 | cDXGF | SWHC013-02 | DEER2020 | D20v1 | 2020-11-09 | Cap-Tons | 1 |  | None | 820 | 0.198 | 3.44 | 91.8 | 0.0507 | 0 | [6 empty] | DEER:HVAC_Split-Package_AC | Annual
Any | NE-HVAC-airAC-SpltPkg-135to239kBtuh-12p5eer | Hsp | Ex | CZ09 | cDXGF | SWHC013-02 | DEER2020 | D20v1 | 2020-11-09 | Cap-Tons | 1 |  | None | 847 | 0.237 | 4.88 | 102 | 0.0705 | 0 | [6 empty] | DEER:HVAC_Split-Package_AC | Annual
Any | NE-HVAC-airAC-SpltPkg-135to239kBtuh-12p5eer | Hsp | Ex | CZ10 | cDXGF | SWHC013-02 | DEER2020 | D20v1 | 2020-11-09 | Cap-Tons | 1 |  | None | 825 | 0.231 | 6.18 | 104 | 0.0683 | 0 | [6 empty] | DEER:HVAC_Split-Package_AC | Annual
Any | NE-HVAC-airAC-SpltPkg-135to239kBtuh-12p5eer | Hsp | Ex | CZ11 | cDXGF | SWHC013-02 | DEER2020 | D20v1 | 2020-11-09 | Cap-Tons | 1 |  | None | 899 | 0.251 | 12.7 | 117 | 0.0804 | 0 | [6 empty] | DEER:HVAC_Split-Package_AC | Annual
Any | NE-HVAC-airAC-SpltPkg-135to239kBtuh-12p5eer | Hsp | Ex | CZ12 | cDXGF | SWHC013-02 | DEER2020 | D20v1 | 2020-11-09 | Cap-Tons | 1 |  | None | 808 | 0.243 | 11.6 | 85.5 | 0.0704 | 0 | [6 empty] | DEER:HVAC_Split-Package_AC | Annual
Any | NE-HVAC-airAC-SpltPkg-135to239kBtuh-12p5eer | Hsp | Ex | CZ13 | cDXGF | SWHC013-02 | DEER2020 | D20v1 | 2020-11-09 | Cap-Tons | 1 |  | None | 918 | 0.253 | 11.4 | 123 | 0.0714 | 0 | [6 empty] | DEER:HVAC_Split-Package_AC | Annual
Any | NE-HVAC-airAC-SpltPkg-135to239kBtuh-12p5eer | Hsp | Ex | CZ14 | cDXGF | SWHC013-02 | DEER2020 | D20v1 | 2020-11-09 | Cap-Tons | 1 |  | None | 867 | 0.224 | 14.3 | 117 | 0.0666 | 0 | [6 empty] | DEER:HVAC_Split-Package_AC | Annual
Any | NE-HVAC-airAC-SpltPkg-135to239kBtuh-12p5eer | Hsp | Ex | CZ15 | cDXGF | SWHC013-02 | DEER2020 | D20v1 | 2020-11-09 | Cap-Tons | 1 |  | None | 1060 | 0.25 | 2.11 | 220 | 0.0818 | 0 | [6 empty] | DEER:HVAC_Split-Package_AC | Annual
Any | NE-HVAC-airAC-SpltPkg-135to239kBtuh-12p5eer | Hsp | Ex | CZ16 | cDXGF | SWHC013-02 | DEER2020 | D20v1 | 2020-11-09 | Cap-Tons | 1 |  | None | 680 | 0.166 | 29.1 | 45.5 | 0.0421 | 0 | [6 empty] | DEER:HVAC_Split-Package_AC | Annual
Any | NE-HVAC-airAC-SpltPkg-135to239kBtuh-12p5eer | Hsp | New | CZ01 | cDXGF | SWHC013-02 | DEER2020 | D20v1 | 2020-11-09 | Cap-Tons | 1 |  | None | 5.94 | 0.00805 | 0 | 5.94 | 0.00805 | 0 | [6 empty] | DEER:HVAC_Split-Package_AC | Annual
Any | NE-HVAC-airAC-SpltPkg-135to239kBtuh-12p5eer | Htl | Ex | CZ01 | cDXGF | SWHC013-02 | DEER2020 | D20v1 | 2020-11-09 | Cap-Tons | 1 |  | None | 546 | 0.0886 | 22.6 | 8.41 | 0.0126 | 0 | [6 empty] | DEER:HVAC_Split-Package_AC | Annual
Any | NE-HVAC-airAC-SpltPkg-135to239kBtuh-12p5eer | Htl | Ex | CZ02 | cDXGF | SWHC013-02 | DEER2020 | D20v1 | 2020-11-09 | Cap-Tons | 1 |  | None | 623 | 0.234 | 23.3 | 90.2 | 0.103 | 0 | [6 empty] | DEER:HVAC_Split-Package_AC | Annual
Any | NE-HVAC-airAC-SpltPkg-135to239kBtuh-12p5eer | Htl | Ex | CZ03 | cDXGF | SWHC013-02 | DEER2020 | D20v1 | 2020-11-09 | Cap-Tons | 1 |  | None | 556 | 0.176 | 11.2 | 29.8 | 0.0486 | 0 | [6 empty] | DEER:HVAC_Split-Package_AC | Annual
Any | NE-HVAC-airAC-SpltPkg-135to239kBtuh-12p5eer | Htl | Ex | CZ04 | cDXGF | SWHC013-02 | DEER2020 | D20v1 | 2020-11-09 | Cap-Tons | 1 |  | None | 624 | 0.223 | 16.7 | 98.6 | 0.0892 | 0 | [6 empty] | DEER:HVAC_Split-Package_AC | Annual
Any | NE-HVAC-airAC-SpltPkg-135to239kBtuh-12p5eer | Htl | Ex | CZ05 | cDXGF | SWHC013-02 | DEER2020 | D20v1 | 2020-11-09 | Cap-Tons | 1 |  | None | 464 | 0.105 | 14 | 30.5 | 0.0284 | 0 | [6 empty] | DEER:HVAC_Split-Package_AC | Annual
Any | NE-HVAC-airAC-SpltPkg-135to239kBtuh-12p5eer | Htl | Ex | CZ06 | cDXGF | SWHC013-02 | DEER2020 | D20v1 | 2020-11-09 | Cap-Tons | 1 |  | None | 585 | 0.183 | 6.23 | 81.9 | 0.0663 | 0 | [6 empty] | DEER:HVAC_Split-Package_AC | Annual
Any | NE-HVAC-airAC-SpltPkg-135to239kBtuh-12p5eer | Htl | Ex | CZ07 | cDXGF | SWHC013-02 | DEER2020 | D20v1 | 2020-11-09 | Cap-Tons | 1 |  | None | 527 | 0.153 | 3.57 | 67.9 | 0.0501 | 0 | [6 empty] | DEER:HVAC_Split-Package_AC | Annual
Any | NE-HVAC-airAC-SpltPkg-135to239kBtuh-12p5eer | Htl | Ex | CZ08 | cDXGF | SWHC013-02 | DEER2020 | D20v1 | 2020-11-09 | Cap-Tons | 1 |  | None | 659 | 0.204 | 7.84 | 125 | 0.073 | 0 | [6 empty] | DEER:HVAC_Split-Package_AC | Annual
Any | NE-HVAC-airAC-SpltPkg-135to239kBtuh-12p5eer | Htl | Ex | CZ09 | cDXGF | SWHC013-02 | DEER2020 | D20v1 | 2020-11-09 | Cap-Tons | 1 |  | None | 656 | 0.227 | 7.04 | 114 | 0.0928 | 0 | [6 empty] | DEER:HVAC_Split-Package_AC | Annual
Any | NE-HVAC-airAC-SpltPkg-135to239kBtuh-12p5eer | Htl | Ex | CZ10 | cDXGF | SWHC013-02 | DEER2020 | D20v1 | 2020-11-09 | Cap-Tons | 1 |  | None | 714 | 0.247 | 9.98 | 135 | 0.0988 | 0 | [6 empty] | DEER:HVAC_Split-Package_AC | Annual
Any | NE-HVAC-airAC-SpltPkg-135to239kBtuh-12p5eer | Htl | Ex | CZ11 | cDXGF | SWHC013-02 | DEER2020 | D20v1 | 2020-11-09 | Cap-Tons | 1 |  | None | 748 | 0.252 | 14.6 | 143 | 0.112 | 0 | [6 empty] | DEER:HVAC_Split-Package_AC | Annual
Any | NE-HVAC-airAC-SpltPkg-135to239kBtuh-12p5eer | Htl | Ex | CZ12 | cDXGF | SWHC013-02 | DEER2020 | D20v1 | 2020-11-09 | Cap-Tons | 1 |  | None | 677 | 0.249 | 16.9 | 115 | 0.108 | 0 | [6 empty] | DEER:HVAC_Split-Package_AC | Annual
Any | NE-HVAC-airAC-SpltPkg-135to239kBtuh-12p5eer | Htl | New | CZ13 | cDXGF | SWHC013-02 | DEER2020 | D20v1 | 2020-11-09 | Cap-Tons | 1 |  | None | 142 | 0.0956 | 0 | 142 | 0.0956 | 0 | [6 empty] | DEER:HVAC_Split-Package_AC | Annual
Any | NE-HVAC-airAC-SpltPkg-135to239kBtuh-12p5eer | Htl | New | CZ14 | cDXGF | SWHC013-02 | DEER2020 | D20v1 | 2020-11-09 | Cap-Tons | 1 |  | None | 138 | 0.0862 | 0 | 138 | 0.0862 | 0 | [6 empty] | DEER:HVAC_Split-Package_AC | Annual
Any | NE-HVAC-airAC-SpltPkg-135to239kBtuh-12p5eer | Htl | New | CZ15 | cDXGF | SWHC013-02 | DEER2020 | D20v1 | 2020-11-09 | Cap-Tons | 1 |  | None | 224 | 0.0928 | 0 | 224 | 0.0928 | 0 | [6 empty] | DEER:HVAC_Split-Package_AC | Annual
Any | NE-HVAC-airAC-SpltPkg-135to239kBtuh-12p5eer | Htl | New | CZ16 | cDXGF | SWHC013-02 | DEER2020 | D20v1 | 2020-11-09 | Cap-Tons | 1 |  | None | 54.5 | 0.0585 | 0 | 54.5 | 0.0585 | 0 | [6 empty] | DEER:HVAC_Split-Package_AC | Annual
Any | NE-HVAC-airAC-SpltPkg-135to239kBtuh-12p5eer | Htl | Ex | CZ13 | cDXGF | SWHC013-02 | DEER2020 | D20v1 | 2020-11-09 | Cap-Tons | 1 |  | None | 755 | 0.257 | 13.1 | 147 | 0.0971 | 0 | [6 empty] | DEER:HVAC_Split-Package_AC | Annual
Any | NE-HVAC-airAC-SpltPkg-135to239kBtuh-12p5eer | Htl | Ex | CZ14 | cDXGF | SWHC013-02 | DEER2020 | D20v1 | 2020-11-09 | Cap-Tons | 1 |  | None | 734 | 0.235 | 14.9 | 141 | 0.0882 | 0 | [6 empty] | DEER:HVAC_Split-Package_AC | Annual
Any | NE-HVAC-airAC-SpltPkg-135to239kBtuh-12p5eer | Htl | Ex | CZ15 | cDXGF | SWHC013-02 | DEER2020 | D20v1 | 2020-11-09 | Cap-Tons | 1 |  | None | 995 | 0.269 | 1.69 | 229 | 0.094 | 0 | [6 empty] | DEER:HVAC_Split-Package_AC | Annual
Any | NE-HVAC-airAC-SpltPkg-135to239kBtuh-12p5eer | Htl | Ex | CZ16 | cDXGF | SWHC013-02 | DEER2020 | D20v1 | 2020-11-09 | Cap-Tons | 1 |  | None | 566 | 0.174 | 24.3 | 56.8 | 0.0601 | 0 | [6 empty] | DEER:HVAC_Split-Package_AC | Annual
Any | NE-HVAC-airAC-SpltPkg-135to239kBtuh-12p5eer | Htl | New | CZ01 | cDXGF | SWHC013-02 | DEER2020 | D20v1 | 2020-11-09 | Cap-Tons | 1 |  | None | 7.42 | 0.0116 | 0 | 7.42 | 0.0116 | 0 | [6 empty] | DEER:HVAC_Split-Package_AC | Annual
Any | NE-HVAC-airAC-SpltPkg-135to239kBtuh-12p5eer | Htl | New | CZ02 | cDXGF | SWHC013-02 | DEER2020 | D20v1 | 2020-11-09 | Cap-Tons | 1 |  | None | 85.4 | 0.104 | 0 | 85.4 | 0.104 | 0 | [6 empty] | DEER:HVAC_Split-Package_AC | Annual
Any | NE-HVAC-airAC-SpltPkg-135to239kBtuh-12p5eer | Htl | New | CZ03 | cDXGF | SWHC013-02 | DEER2020 | D20v1 | 2020-11-09 | Cap-Tons | 1 |  | None | 26.8 | 0.0475 | 0 | 26.8 | 0.0475 | 0 | [6 empty] | DEER:HVAC_Split-Package_AC | Annual
Any | NE-HVAC-airAC-SpltPkg-135to239kBtuh-12p5eer | Htl | New | CZ04 | cDXGF | SWHC013-02 | DEER2020 | D20v1 | 2020-11-09 | Cap-Tons | 1 |  | None | 93.4 | 0.0904 | 0 | 93.4 | 0.0904 | 0 | [6 empty] | DEER:HVAC_Split-Package_AC | Annual
Any | NE-HVAC-airAC-SpltPkg-135to239kBtuh-12p5eer | Htl | New | CZ05 | cDXGF | SWHC013-02 | DEER2020 | D20v1 | 2020-11-09 | Cap-Tons | 1 |  | None | 26.5 | 0.0274 | 0 | 26.5 | 0.0274 | 0 | [6 empty] | DEER:HVAC_Split-Package_AC | Annual
Any | NE-HVAC-airAC-SpltPkg-135to239kBtuh-12p5eer | Htl | New | CZ06 | cDXGF | SWHC013-02 | DEER2020 | D20v1 | 2020-11-09 | Cap-Tons | 1 |  | None | 76.4 | 0.0673 | 0 | 76.4 | 0.0673 | 0 | [6 empty] | DEER:HVAC_Split-Package_AC | Annual
Any | NE-HVAC-airAC-SpltPkg-135to239kBtuh-12p5eer | Htl | New | CZ07 | cDXGF | SWHC013-02 | DEER2020 | D20v1 | 2020-11-09 | Cap-Tons | 1 |  | None | 61.9 | 0.0498 | 0 | 61.9 | 0.0498 | 0 | [6 empty] | DEER:HVAC_Split-Package_AC | Annual
Any | NE-HVAC-airAC-SpltPkg-135to239kBtuh-12p5eer | Htl | New | CZ08 | cDXGF | SWHC013-02 | DEER2020 | D20v1 | 2020-11-09 | Cap-Tons | 1 |  | None | 119 | 0.0737 | 0 | 119 | 0.0737 | 0 | [6 empty] | DEER:HVAC_Split-Package_AC | Annual
Any | NE-HVAC-airAC-SpltPkg-135to239kBtuh-12p5eer | Htl | New | CZ09 | cDXGF | SWHC013-02 | DEER2020 | D20v1 | 2020-11-09 | Cap-Tons | 1 |  | None | 108 | 0.0928 | 0 | 108 | 0.0928 | 0 | [6 empty] | DEER:HVAC_Split-Package_AC | Annual
Any | NE-HVAC-airAC-SpltPkg-135to239kBtuh-12p5eer | Htl | New | CZ10 | cDXGF | SWHC013-02 | DEER2020 | D20v1 | 2020-11-09 | Cap-Tons | 1 |  | None | 129 | 0.0985 | 0 | 129 | 0.0985 | 0 | [6 empty] | DEER:HVAC_Split-Package_AC | Annual
Any | NE-HVAC-airAC-SpltPkg-135to239kBtuh-12p5eer | Htl | New | CZ11 | cDXGF | SWHC013-02 | DEER2020 | D20v1 | 2020-11-09 | Cap-Tons | 1 |  | None | 139 | 0.11 | 0 | 139 | 0.11 | 0 | [6 empty] | DEER:HVAC_Split-Package_AC | Annual
Any | NE-HVAC-airAC-SpltPkg-240to759kBtuh-10p8eer | Com | Ex | CZ01 | cWtd | SWHC013-02 | DEER2020 | D20v1 | 2020-11-09 | Cap-Tons | 1 |  | None | 131 | 0.031 | 2.25 | 18.4 | 0.018 | 0 | [6 empty] | DEER:HVAC_Split-Package_AC | Annual
Any | NE-HVAC-airAC-SpltPkg-240to759kBtuh-10p8eer | Com | Ex | CZ02 | cWtd | SWHC013-02 | DEER2020 | D20v1 | 2020-11-09 | Cap-Tons | 1 |  | None | 151 | 0.05 | 1.41 | 62.9 | 0.052 | 0 | [6 empty] | DEER:HVAC_Split-Package_AC | Annual
Any | NE-HVAC-airAC-SpltPkg-240to759kBtuh-10p8eer | Com | Ex | CZ03 | cWtd | SWHC013-02 | DEER2020 | D20v1 | 2020-11-09 | Cap-Tons | 1 |  | None | 132 | 0.04 | 0.66 | 48.5 | 0.031 | 0 | [6 empty] | DEER:HVAC_Split-Package_AC | Annual
Any | NE-HVAC-airAC-SpltPkg-240to759kBtuh-10p8eer | Com | Ex | CZ04 | cWtd | SWHC013-02 | DEER2020 | D20v1 | 2020-11-09 | Cap-Tons | 1 |  | None | 144 | 0.042 | 0.67 | 70 | 0.042 | 0 | [6 empty] | DEER:HVAC_Split-Package_AC | Annual
Any | NE-HVAC-airAC-SpltPkg-240to759kBtuh-10p8eer | Com | Ex | CZ05 | cWtd | SWHC013-02 | DEER2020 | D20v1 | 2020-11-09 | Cap-Tons | 1 |  | None | 146 | 0.038 | 1.01 | 50.9 | 0.026 | 0 | [6 empty] | DEER:HVAC_Split-Package_AC | Annual
Any | NE-HVAC-airAC-SpltPkg-240to759kBtuh-10p8eer | ECC | Ex | CZ01 | cWtd | SWHC013-02 | DEER2020 | D20v1 | 2020-11-09 | Cap-Tons | 1 |  | None | 89.2 | 0.0364 | 2.42 | 18.7 | 0.0274 | 0 | [6 empty] | DEER:HVAC_Split-Package_AC | Annual
Any | NE-HVAC-airAC-SpltPkg-240to759kBtuh-10p8eer | ECC | Ex | CZ02 | cWtd | SWHC013-02 | DEER2020 | D20v1 | 2020-11-09 | Cap-Tons | 1 |  | None | 122 | 0.0576 | 1.72 | 63.8 | 0.0538 | 0 | [6 empty] | DEER:HVAC_Split-Package_AC | Annual
Any | NE-HVAC-airAC-SpltPkg-240to759kBtuh-10p8eer | ECC | Ex | CZ03 | cWtd | SWHC013-02 | DEER2020 | D20v1 | 2020-11-09 | Cap-Tons | 1 |  | None | 112 | 0.0458 | 0.96 | 46.9 | 0.0309 | 0 | [6 empty] | DEER:HVAC_Split-Package_AC | Annual
Any | NE-HVAC-airAC-SpltPkg-240to759kBtuh-10p8eer | ECC | Ex | CZ04 | cWtd | SWHC013-02 | DEER2020 | D20v1 | 2020-11-09 | Cap-Tons | 1 |  | None | 126 | 0.0635 | 1.01 | 70.6 | 0.0671 | 0 | [6 empty] | DEER:HVAC_Split-Package_AC | Annual
Any | NE-HVAC-airAC-SpltPkg-240to759kBtuh-10p8eer | ECC | Ex | CZ05 | cWtd | SWHC013-02 | DEER2020 | D20v1 | 2020-11-09 | Cap-Tons | 1 |  | None | 111 | 0.0459 | 1.01 | 46.9 | 0.0331 | 0 | [6 empty] | DEER:HVAC_Split-Package_AC | Annual
Any | NE-HVAC-airAC-SpltPkg-240to759kBtuh-10p8eer | ECC | Ex | CZ06 | cWtd | SWHC013-02 | DEER2020 | D20v1 | 2020-11-09 | Cap-Tons | 1 |  | None | 145 | 0.0698 | 0.31 | 88 | 0.062 | 0 | [6 empty] | DEER:HVAC_Split-Package_AC | Annual
Any | NE-HVAC-airAC-SpltPkg-240to759kBtuh-10p8eer | ECC | Ex | CZ07 | cWtd | SWHC013-02 | DEER2020 | D20v1 | 2020-11-09 | Cap-Tons | 1 |  | None | 141 | 0.0647 | 0.18 | 85.9 | 0.053 | 0 | [6 empty] | DEER:HVAC_Split-Package_AC | Annual
Any | NE-HVAC-airAC-SpltPkg-240to759kBtuh-10p8eer | ECC | Ex | CZ08 | cWtd | SWHC013-02 | DEER2020 | D20v1 | 2020-11-09 | Cap-Tons | 1 |  | None | 144 | 0.0595 | 0.318 | 94.7 | 0.0572 | 0 | [6 empty] | DEER:HVAC_Split-Package_AC | Annual
Any | NE-HVAC-airAC-SpltPkg-240to759kBtuh-10p8eer | ECC | Ex | CZ09 | cWtd | SWHC013-02 | DEER2020 | D20v1 | 2020-11-09 | Cap-Tons | 1 |  | None | 144 | 0.0667 | 0.284 | 85 | 0.0687 | 0 | [6 empty] | DEER:HVAC_Split-Package_AC | Annual
Any | NE-HVAC-airAC-SpltPkg-240to759kBtuh-10p8eer | ECC | Ex | CZ10 | cWtd | SWHC013-02 | DEER2020 | D20v1 | 2020-11-09 | Cap-Tons | 1 |  | None | 151 | 0.0684 | 0.43 | 95.8 | 0.0746 | 0 | [6 empty] | DEER:HVAC_Split-Package_AC | Annual
Any | NE-HVAC-airAC-SpltPkg-240to759kBtuh-10p8eer | ECC | Ex | CZ11 | cWtd | SWHC013-02 | DEER2020 | D20v1 | 2020-11-09 | Cap-Tons | 1 |  | None | 153 | 0.0637 | 0.936 | 95.7 | 0.0627 | 0 | [6 empty] | DEER:HVAC_Split-Package_AC | Annual
Any | NE-HVAC-airAC-SpltPkg-240to759kBtuh-10p8eer | ECC | Ex | CZ12 | cWtd | SWHC013-02 | DEER2020 | D20v1 | 2020-11-09 | Cap-Tons | 1 |  | None | 140 | 0.0607 | 1.15 | 83.2 | 0.0601 | 0 | [6 empty] | DEER:HVAC_Split-Package_AC | Annual
Any | NE-HVAC-airAC-SpltPkg-240to759kBtuh-10p8eer | ECC | Ex | CZ13 | cWtd | SWHC013-02 | DEER2020 | D20v1 | 2020-11-09 | Cap-Tons | 1 |  | None | 154 | 0.0594 | 0.863 | 99.9 | 0.0545 | 0 | [6 empty] | DEER:HVAC_Split-Package_AC | Annual
Any | NE-HVAC-airAC-SpltPkg-240to759kBtuh-10p8eer | ECC | Ex | CZ14 | cWtd | SWHC013-02 | DEER2020 | D20v1 | 2020-11-09 | Cap-Tons | 1 |  | None | 150 | 0.0668 | 0.939 | 91.6 | 0.0678 | 0 | [6 empty] | DEER:HVAC_Split-Package_AC | Annual
Any | NE-HVAC-airAC-SpltPkg-240to759kBtuh-10p8eer | ECC | Ex | CZ15 | cWtd | SWHC013-02 | DEER2020 | D20v1 | 2020-11-09 | Cap-Tons | 1 |  | None | 198 | 0.0719 | 0.0495 | 145 | 0.0709 | 0 | [6 empty] | DEER:HVAC_Split-Package_AC | Annual
Any | NE-HVAC-airAC-SpltPkg-240to759kBtuh-10p8eer | EPr | Ex | CZ01 | cDXGF | SWHC013-02 | DEER2020 | D20v1 | 2020-11-09 | Cap-Tons | 1 |  | None | 240 | 0.0555 | 10.4 | 6.14 | 0.00682 | 0 | [6 empty] | DEER:HVAC_Split-Package_AC | Annual
Any | NE-HVAC-airAC-SpltPkg-240to759kBtuh-10p8eer | EPr | Ex | CZ02 | cDXGF | SWHC013-02 | DEER2020 | D20v1 | 2020-11-09 | Cap-Tons | 1 |  | None | 216 | -0.00197 | 10.2 | 34.3 | 0.00431 | 0 | [6 empty] | DEER:HVAC_Split-Package_AC | Annual
Any | NE-HVAC-airAC-SpltPkg-240to759kBtuh-10p8eer | EPr | Ex | CZ03 | cDXGF | SWHC013-02 | DEER2020 | D20v1 | 2020-11-09 | Cap-Tons | 1 |  | None | 226 | 0.00014 | 5.9 | 15.8 | 0.00036 | 0 | [6 empty] | DEER:HVAC_Split-Package_AC | Annual
Any | NE-HVAC-airAC-SpltPkg-240to759kBtuh-10p8eer | EPr | Ex | CZ04 | cDXGF | SWHC013-02 | DEER2020 | D20v1 | 2020-11-09 | Cap-Tons | 1 |  | None | 217 | 0.058 | 6.43 | 35.4 | 0.0378 | 0 | [6 empty] | DEER:HVAC_Split-Package_AC | Annual
Any | NE-HVAC-airAC-SpltPkg-240to759kBtuh-10p8eer | EPr | Ex | CZ05 | cDXGF | SWHC013-02 | DEER2020 | D20v1 | 2020-11-09 | Cap-Tons | 1 |  | None | 208 | 0.0584 | 5.52 | 18.1 | 0.0141 | 0 | [6 empty] | DEER:HVAC_Split-Package_AC | Annual
Any | NE-HVAC-airAC-SpltPkg-240to759kBtuh-10p8eer | EPr | Ex | CZ06 | cDXGF | SWHC013-02 | DEER2020 | D20v1 | 2020-11-09 | Cap-Tons | 1 |  | None | 208 | 0.0624 | 2.64 | 33.2 | 0.0295 | 0 | [6 empty] | DEER:HVAC_Split-Package_AC | Annual
Any | NE-HVAC-airAC-SpltPkg-240to759kBtuh-10p8eer | EPr | Ex | CZ07 | cDXGF | SWHC013-02 | DEER2020 | D20v1 | 2020-11-09 | Cap-Tons | 1 |  | None | 197 | 0.0651 | 2.26 | 28 | 0.0228 | 0 | [6 empty] | DEER:HVAC_Split-Package_AC | Annual
Any | NE-HVAC-airAC-SpltPkg-240to759kBtuh-10p8eer | EPr | Ex | CZ08 | cDXGF | SWHC013-02 | DEER2020 | D20v1 | 2020-11-09 | Cap-Tons | 1 |  | None | 208 | 0.0703 | 2.5 | 43.9 | 0.0304 | 0 | [6 empty] | DEER:HVAC_Split-Package_AC | Annual
Any | NE-HVAC-airAC-SpltPkg-240to759kBtuh-10p8eer | EPr | Ex | CZ09 | cDXGF | SWHC013-02 | DEER2020 | D20v1 | 2020-11-09 | Cap-Tons | 1 |  | None | 253 | 0.0628 | 1.88 | 37.2 | 0.0397 | 0 | [6 empty] | DEER:HVAC_Split-Package_AC | Annual
Any | NE-HVAC-airAC-SpltPkg-240to759kBtuh-10p8eer | EPr | Ex | CZ10 | cDXGF | SWHC013-02 | DEER2020 | D20v1 | 2020-11-09 | Cap-Tons | 1 |  | None | 229 | 0.0524 | 2.86 | 46.3 | 0.0442 | 0 | [6 empty] | DEER:HVAC_Split-Package_AC | Annual
Any | NE-HVAC-airAC-SpltPkg-240to759kBtuh-10p8eer | EPr | Ex | CZ11 | cDXGF | SWHC013-02 | DEER2020 | D20v1 | 2020-11-09 | Cap-Tons | 1 |  | None | 231 | -0.0177 | 5.59 | 45 | 0.0187 | 0 | [6 empty] | DEER:HVAC_Split-Package_AC | Annual
Any | NE-HVAC-airAC-SpltPkg-240to759kBtuh-10p8eer | EPr | Ex | CZ12 | cDXGF | SWHC013-02 | DEER2020 | D20v1 | 2020-11-09 | Cap-Tons | 1 |  | None | 221 | -0.0101 | 7.29 | 40.9 | 0.0113 | 0 | [6 empty] | DEER:HVAC_Split-Package_AC | Annual
Any | NE-HVAC-airAC-SpltPkg-240to759kBtuh-10p8eer | EPr | Ex | CZ13 | cDXGF | SWHC013-02 | DEER2020 | D20v1 | 2020-11-09 | Cap-Tons | 1 |  | None | 223 | -0.015 | 5.26 | 50.8 | 0.0147 | 0 | [6 empty] | DEER:HVAC_Split-Package_AC | Annual
Any | NE-HVAC-airAC-SpltPkg-240to759kBtuh-10p8eer | EPr | Ex | CZ14 | cDXGF | SWHC013-02 | DEER2020 | D20v1 | 2020-11-09 | Cap-Tons | 1 |  | None | 246 | 0.0605 | 5.05 | 48.2 | 0.041 | 0 | [6 empty] | DEER:HVAC_Split-Package_AC | Annual
Any | NE-HVAC-airAC-SpltPkg-240to759kBtuh-10p8eer | EPr | Ex | CZ15 | cDXGF | SWHC013-02 | DEER2020 | D20v1 | 2020-11-09 | Cap-Tons | 1 |  | None | 269 | 0.0836 | 0.288 | 77.7 | 0.04 | 0 | [6 empty] | DEER:HVAC_Split-Package_AC | Annual
Any | NE-HVAC-airAC-SpltPkg-240to759kBtuh-10p8eer | EPr | Ex | CZ16 | cDXGF | SWHC013-02 | DEER2020 | D20v1 | 2020-11-09 | Cap-Tons | 1 |  | None | 247 | -0.00057 | 17.8 | 18.4 | 0.00271 | 0 | [6 empty] | DEER:HVAC_Split-Package_AC | Annual
Any | NE-HVAC-airAC-SpltPkg-240to759kBtuh-10p8eer | EPr | New | CZ01 | cDXGF | SWHC013-02 | DEER2020 | D20v1 | 2020-11-09 | Cap-Tons | 1 |  | None | 5.68 | 0.0061 | 0 | 5.68 | 0.0061 | 0 | [6 empty] | DEER:HVAC_Split-Package_AC | Annual
Any | NE-HVAC-airAC-SpltPkg-240to759kBtuh-10p8eer | EPr | New | CZ02 | cDXGF | SWHC013-02 | DEER2020 | D20v1 | 2020-11-09 | Cap-Tons | 1 |  | None | 32.9 | 0.00084 | 0 | 32.9 | 0.00084 | 0 | [6 empty] | DEER:HVAC_Split-Package_AC | Annual
Any | NE-HVAC-airAC-SpltPkg-240to759kBtuh-10p8eer | EPr | New | CZ03 | cDXGF | SWHC013-02 | DEER2020 | D20v1 | 2020-11-09 | Cap-Tons | 1 |  | None | 15.4 | 0.00021 | 0 | 15.4 | 0.00021 | 0 | [6 empty] | DEER:HVAC_Split-Package_AC | Annual
Any | NE-HVAC-airAC-SpltPkg-240to759kBtuh-10p8eer | EPr | New | CZ04 | cDXGF | SWHC013-02 | DEER2020 | D20v1 | 2020-11-09 | Cap-Tons | 1 |  | None | 34.7 | 0.0374 | 0 | 34.7 | 0.0374 | 0 | [6 empty] | DEER:HVAC_Split-Package_AC | Annual
Any | NE-HVAC-airAC-SpltPkg-240to759kBtuh-10p8eer | EPr | New | CZ05 | cDXGF | SWHC013-02 | DEER2020 | D20v1 | 2020-11-09 | Cap-Tons | 1 |  | None | 17.6 | 0.0135 | 0 | 17.6 | 0.0135 | 0 | [6 empty] | DEER:HVAC_Split-Package_AC | Annual
Any | NE-HVAC-airAC-SpltPkg-240to759kBtuh-10p8eer | EPr | New | CZ06 | cDXGF | SWHC013-02 | DEER2020 | D20v1 | 2020-11-09 | Cap-Tons | 1 |  | None | 32.2 | 0.0294 | 0 | 32.2 | 0.0294 | 0 | [6 empty] | DEER:HVAC_Split-Package_AC | Annual
Any | NE-HVAC-airAC-SpltPkg-240to759kBtuh-10p8eer | EPr | New | CZ07 | cDXGF | SWHC013-02 | DEER2020 | D20v1 | 2020-11-09 | Cap-Tons | 1 |  | None | 27 | 0.0221 | 0 | 27 | 0.0221 | 0 | [6 empty] | DEER:HVAC_Split-Package_AC | Annual
Any | NE-HVAC-airAC-SpltPkg-240to759kBtuh-10p8eer | EPr | New | CZ08 | cDXGF | SWHC013-02 | DEER2020 | D20v1 | 2020-11-09 | Cap-Tons | 1 |  | None | 42.4 | 0.0299 | 0 | 42.4 | 0.0299 | 0 | [6 empty] | DEER:HVAC_Split-Package_AC | Annual
Any | NE-HVAC-airAC-SpltPkg-240to759kBtuh-10p8eer | EPr | New | CZ09 | cDXGF | SWHC013-02 | DEER2020 | D20v1 | 2020-11-09 | Cap-Tons | 1 |  | None | 35.5 | 0.0385 | 0 | 35.5 | 0.0385 | 0 | [6 empty] | DEER:HVAC_Split-Package_AC | Annual
Any | NE-HVAC-airAC-SpltPkg-240to759kBtuh-10p8eer | ERC | Ex | CZ01 | cDXGF | SWHC013-02 | DEER2020 | D20v1 | 2020-11-09 | Cap-Tons | 1 |  | None | 179 | 0.00048 | 14.7 | 11.2 | 0.00121 | 0 | [6 empty] | DEER:HVAC_Split-Package_AC | Annual
Any | NE-HVAC-airAC-SpltPkg-240to759kBtuh-10p8eer | ERC | Ex | CZ02 | cDXGF | SWHC013-02 | DEER2020 | D20v1 | 2020-11-09 | Cap-Tons | 1 |  | None | 166 | -0.00552 | 9.2 | 36.5 | 0.0138 | 0 | [6 empty] | DEER:HVAC_Split-Package_AC | Annual
Any | NE-HVAC-airAC-SpltPkg-240to759kBtuh-10p8eer | ERC | Ex | CZ03 | cDXGF | SWHC013-02 | DEER2020 | D20v1 | 2020-11-09 | Cap-Tons | 1 |  | None | 165 | -9e-05 | 6.14 | 24.7 | 0.0008 | 0 | [6 empty] | DEER:HVAC_Split-Package_AC | Annual
Any | NE-HVAC-airAC-SpltPkg-240to759kBtuh-10p8eer | ERC | Ex | CZ04 | cDXGF | SWHC013-02 | DEER2020 | D20v1 | 2020-11-09 | Cap-Tons | 1 |  | None | 165 | 0.00183 | 5.12 | 39.8 | 0.0163 | 0 | [6 empty] | DEER:HVAC_Split-Package_AC | Annual
Any | NE-HVAC-airAC-SpltPkg-240to759kBtuh-10p8eer | ERC | Ex | CZ05 | cDXGF | SWHC013-02 | DEER2020 | D20v1 | 2020-11-09 | Cap-Tons | 1 |  | None | 165 | 0.00116 | 6.02 | 30.4 | 0.004 | 0 | [6 empty] | DEER:HVAC_Split-Package_AC | Annual
Any | NE-HVAC-airAC-SpltPkg-240to759kBtuh-10p8eer | ERC | Ex | CZ06 | cDXGF | SWHC013-02 | DEER2020 | D20v1 | 2020-11-09 | Cap-Tons | 1 |  | None | 164 | 0.00021 | 2.02 | 43.7 | 0.0118 | 0 | [6 empty] | DEER:HVAC_Split-Package_AC | Annual
Any | NE-HVAC-airAC-SpltPkg-240to759kBtuh-10p8eer | ERC | Ex | CZ07 | cDXGF | SWHC013-02 | DEER2020 | D20v1 | 2020-11-09 | Cap-Tons | 1 |  | None | 152 | 0.00141 | 1.79 | 41.7 | 0.00752 | 0 | [6 empty] | DEER:HVAC_Split-Package_AC | Annual
Any | NE-HVAC-airAC-SpltPkg-240to759kBtuh-10p8eer | ERC | Ex | CZ08 | cDXGF | SWHC013-02 | DEER2020 | D20v1 | 2020-11-09 | Cap-Tons | 1 |  | None | 161 | 0.00029 | 2.21 | 51.5 | 0.013 | 0 | [6 empty] | DEER:HVAC_Split-Package_AC | Annual
Any | NE-HVAC-airAC-SpltPkg-240to759kBtuh-10p8eer | ERC | Ex | CZ09 | cDXGF | SWHC013-02 | DEER2020 | D20v1 | 2020-11-09 | Cap-Tons | 1 |  | None | 186 | -0.00246 | 1.95 | 43 | 0.018 | 0 | [6 empty] | DEER:HVAC_Split-Package_AC | Annual
Any | NE-HVAC-airAC-SpltPkg-240to759kBtuh-10p8eer | ERC | Ex | CZ10 | cDXGF | SWHC013-02 | DEER2020 | D20v1 | 2020-11-09 | Cap-Tons | 1 |  | None | 178 | -0.00222 | 2.42 | 50.2 | 0.02 | 0 | [6 empty] | DEER:HVAC_Split-Package_AC | Annual
Any | NE-HVAC-airAC-SpltPkg-240to759kBtuh-10p8eer | ERC | Ex | CZ11 | cDXGF | SWHC013-02 | DEER2020 | D20v1 | 2020-11-09 | Cap-Tons | 1 |  | None | 183 | -0.0163 | 4.82 | 49.5 | 0.0274 | 0 | [6 empty] | DEER:HVAC_Split-Package_AC | Annual
Any | NE-HVAC-airAC-SpltPkg-240to759kBtuh-10p8eer | ERC | Ex | CZ12 | cDXGF | SWHC013-02 | DEER2020 | D20v1 | 2020-11-09 | Cap-Tons | 1 |  | None | 175 | -0.011 | 6.12 | 43 | 0.0219 | 0 | [6 empty] | DEER:HVAC_Split-Package_AC | Annual
Any | NE-HVAC-airAC-SpltPkg-240to759kBtuh-10p8eer | ERC | Ex | CZ13 | cDXGF | SWHC013-02 | DEER2020 | D20v1 | 2020-11-09 | Cap-Tons | 1 |  | None | 176 | -0.0144 | 4.43 | 55.8 | 0.0223 | 0 | [6 empty] | DEER:HVAC_Split-Package_AC | Annual
Any | NE-HVAC-airAC-SpltPkg-240to759kBtuh-10p8eer | ERC | Ex | CZ14 | cDXGF | SWHC013-02 | DEER2020 | D20v1 | 2020-11-09 | Cap-Tons | 1 |  | None | 189 | -0.00486 | 4.45 | 52 | 0.021 | 0 | [6 empty] | DEER:HVAC_Split-Package_AC | Annual
Any | NE-HVAC-airAC-SpltPkg-240to759kBtuh-10p8eer | ERC | Ex | CZ15 | cDXGF | SWHC013-02 | DEER2020 | D20v1 | 2020-11-09 | Cap-Tons | 1 |  | None | 191 | -0.0092 | 0.418 | 87 | 0.024 | 0 | [6 empty] | DEER:HVAC_Split-Package_AC | Annual
Any | NE-HVAC-airAC-SpltPkg-240to759kBtuh-10p8eer | ERC | Ex | CZ16 | cDXGF | SWHC013-02 | DEER2020 | D20v1 | 2020-11-09 | Cap-Tons | 1 |  | None | 206 | -0.00307 | 16 | 21.5 | 0.00555 | 0 | [6 empty] | DEER:HVAC_Split-Package_AC | Annual
Any | NE-HVAC-airAC-SpltPkg-240to759kBtuh-10p8eer | ERC | New | CZ01 | cDXGF | SWHC013-02 | DEER2020 | D20v1 | 2020-11-09 | Cap-Tons | 1 |  | None | 6.4 | 0.00069 | 0 | 6.4 | 0.00069 | 0 | [6 empty] | DEER:HVAC_Split-Package_AC | Annual
Any | NE-HVAC-airAC-SpltPkg-240to759kBtuh-10p8eer | ERC | New | CZ02 | cDXGF | SWHC013-02 | DEER2020 | D20v1 | 2020-11-09 | Cap-Tons | 1 |  | None | 28.7 | 0.00787 | 0 | 28.7 | 0.00787 | 0 | [6 empty] | DEER:HVAC_Split-Package_AC | Annual
Any | NE-HVAC-airAC-SpltPkg-240to759kBtuh-10p8eer | ERC | New | CZ03 | cDXGF | SWHC013-02 | DEER2020 | D20v1 | 2020-11-09 | Cap-Tons | 1 |  | None | 15.5 | 0 | 0 | 15.5 | 0 | 0 | [6 empty] | DEER:HVAC_Split-Package_AC | Annual
Any | NE-HVAC-airAC-SpltPkg-240to759kBtuh-10p8eer | ERC | New | CZ04 | cDXGF | SWHC013-02 | DEER2020 | D20v1 | 2020-11-09 | Cap-Tons | 1 |  | None | 29.8 | 0.0125 | 0 | 29.8 | 0.0125 | 0 | [6 empty] | DEER:HVAC_Split-Package_AC | Annual
Any | NE-HVAC-airAC-SpltPkg-240to759kBtuh-10p8eer | ERC | New | CZ05 | cDXGF | SWHC013-02 | DEER2020 | D20v1 | 2020-11-09 | Cap-Tons | 1 |  | None | 21.5 | 0.0021 | 0 | 21.5 | 0.0021 | 0 | [6 empty] | DEER:HVAC_Split-Package_AC | Annual
Any | NE-HVAC-airAC-SpltPkg-240to759kBtuh-10p8eer | ERC | New | CZ06 | cDXGF | SWHC013-02 | DEER2020 | D20v1 | 2020-11-09 | Cap-Tons | 1 |  | None | 33.8 | 0.00912 | 0 | 33.8 | 0.00912 | 0 | [6 empty] | DEER:HVAC_Split-Package_AC | Annual
Any | NE-HVAC-airAC-SpltPkg-240to759kBtuh-10p8eer | ERC | New | CZ07 | cDXGF | SWHC013-02 | DEER2020 | D20v1 | 2020-11-09 | Cap-Tons | 1 |  | None | 29 | 0.00484 | 0 | 29 | 0.00484 | 0 | [6 empty] | DEER:HVAC_Split-Package_AC | Annual
Any | NE-HVAC-airAC-SpltPkg-240to759kBtuh-10p8eer | ERC | New | CZ08 | cDXGF | SWHC013-02 | DEER2020 | D20v1 | 2020-11-09 | Cap-Tons | 1 |  | None | 40 | 0.0107 | 0 | 40 | 0.0107 | 0 | [6 empty] | DEER:HVAC_Split-Package_AC | Annual
Any | NE-HVAC-airAC-SpltPkg-240to759kBtuh-10p8eer | ERC | New | CZ09 | cDXGF | SWHC013-02 | DEER2020 | D20v1 | 2020-11-09 | Cap-Tons | 1 |  | None | 31.8 | 0.0144 | 0 | 31.8 | 0.0144 | 0 | [6 empty] | DEER:HVAC_Split-Package_AC | Annual
Any | NE-HVAC-airAC-SpltPkg-240to759kBtuh-10p8eer | ERC | New | CZ10 | cDXGF | SWHC013-02 | DEER2020 | D20v1 | 2020-11-09 | Cap-Tons | 1 |  | None | 40 | 0.0173 | 0 | 40 | 0.0173 | 0 | [6 empty] | DEER:HVAC_Split-Package_AC | Annual
Any | NE-HVAC-airAC-SpltPkg-240to759kBtuh-10p8eer | ERC | New | CZ11 | cDXGF | SWHC013-02 | DEER2020 | D20v1 | 2020-11-09 | Cap-Tons | 1 |  | None | 39.8 | 0.0232 | 0 | 39.8 | 0.0232 | 0 | [6 empty] | DEER:HVAC_Split-Package_AC | Annual
Any | NE-HVAC-airAC-SpltPkg-240to759kBtuh-10p8eer | ERC | New | CZ12 | cDXGF | SWHC013-02 | DEER2020 | D20v1 | 2020-11-09 | Cap-Tons | 1 |  | None | 33.7 | 0.0183 | 0 | 33.7 | 0.0183 | 0 | [6 empty] | DEER:HVAC_Split-Package_AC | Annual
Any | NE-HVAC-airAC-SpltPkg-240to759kBtuh-10p8eer | ERC | New | CZ13 | cDXGF | SWHC013-02 | DEER2020 | D20v1 | 2020-11-09 | Cap-Tons | 1 |  | None | 45.5 | 0.0193 | 0 | 45.5 | 0.0193 | 0 | [6 empty] | DEER:HVAC_Split-Package_AC | Annual
Any | NE-HVAC-airAC-SpltPkg-240to759kBtuh-10p8eer | ERC | New | CZ14 | cDXGF | SWHC013-02 | DEER2020 | D20v1 | 2020-11-09 | Cap-Tons | 1 |  | None | 43.1 | 0.0181 | 0 | 43.1 | 0.0181 | 0 | [6 empty] | DEER:HVAC_Split-Package_AC | Annual
Any | NE-HVAC-airAC-SpltPkg-240to759kBtuh-10p8eer | ERC | New | CZ15 | cDXGF | SWHC013-02 | DEER2020 | D20v1 | 2020-11-09 | Cap-Tons | 1 |  | None | 75 | 0.0206 | 0 | 75 | 0.0206 | 0 | [6 empty] | DEER:HVAC_Split-Package_AC | Annual
Any | NE-HVAC-airAC-SpltPkg-240to759kBtuh-10p8eer | ERC | New | CZ16 | cDXGF | SWHC013-02 | DEER2020 | D20v1 | 2020-11-09 | Cap-Tons | 1 |  | None | 16.9 | 0.00287 | 0 | 16.9 | 0.00287 | 0 | [6 empty] | DEER:HVAC_Split-Package_AC | Annual
Any | NE-HVAC-airAC-SpltPkg-240to759kBtuh-10p8eer | ESe | Ex | CZ01 | cWtd | SWHC013-02 | DEER2020 | D20v1 | 2020-11-09 | Cap-Tons | 1 |  | None | 69.6 | 0.0224 | 2.54 | 13 | 0.0134 | 0 | [6 empty] | DEER:HVAC_Split-Package_AC | Annual
Any | NE-HVAC-airAC-SpltPkg-240to759kBtuh-10p8eer | ESe | Ex | CZ02 | cWtd | SWHC013-02 | DEER2020 | D20v1 | 2020-11-09 | Cap-Tons | 1 |  | None | 91.1 | 0.0201 | 2.08 | 45.8 | 0.0245 | 0 | [6 empty] | DEER:HVAC_Split-Package_AC | Annual
Any | NE-HVAC-airAC-SpltPkg-240to759kBtuh-10p8eer | ESe | Ex | CZ03 | cWtd | SWHC013-02 | DEER2020 | D20v1 | 2020-11-09 | Cap-Tons | 1 |  | None | 83 | 0.0119 | 0.957 | 34.9 | 0.013 | 0 | [6 empty] | DEER:HVAC_Split-Package_AC | Annual
Any | NE-HVAC-airAC-SpltPkg-240to759kBtuh-10p8eer | ESe | Ex | CZ04 | cWtd | SWHC013-02 | DEER2020 | D20v1 | 2020-11-09 | Cap-Tons | 1 |  | None | 98.7 | 0.0442 | 1.13 | 57.2 | 0.0429 | 0 | [6 empty] | DEER:HVAC_Split-Package_AC | Annual
Any | NE-HVAC-airAC-SpltPkg-240to759kBtuh-10p8eer | ESe | Ex | CZ05 | cWtd | SWHC013-02 | DEER2020 | D20v1 | 2020-11-09 | Cap-Tons | 1 |  | None | 85.1 | 0.0277 | 0.927 | 38 | 0.0189 | 0 | [6 empty] | DEER:HVAC_Split-Package_AC | Annual
Any | NE-HVAC-airAC-SpltPkg-240to759kBtuh-10p8eer | ESe | Ex | CZ06 | cWtd | SWHC013-02 | DEER2020 | D20v1 | 2020-11-09 | Cap-Tons | 1 |  | None | 108 | 0.0433 | 0.426 | 66.4 | 0.0366 | 0 | [6 empty] | DEER:HVAC_Split-Package_AC | Annual
Any | NE-HVAC-airAC-SpltPkg-240to759kBtuh-10p8eer | ESe | Ex | CZ07 | cWtd | SWHC013-02 | DEER2020 | D20v1 | 2020-11-09 | Cap-Tons | 1 |  | None | 105 | 0.0375 | 0.302 | 64.4 | 0.0291 | 0 | [6 empty] | DEER:HVAC_Split-Package_AC | Annual
Any | NE-HVAC-airAC-SpltPkg-240to759kBtuh-10p8eer | ESe | Ex | CZ08 | cWtd | SWHC013-02 | DEER2020 | D20v1 | 2020-11-09 | Cap-Tons | 1 |  | None | 110 | 0.0405 | 0.423 | 75.4 | 0.0353 | 0 | [6 empty] | DEER:HVAC_Split-Package_AC | Annual
Any | NE-HVAC-airAC-SpltPkg-240to759kBtuh-10p8eer | EUn | Ex | CZ01 | cWtd | SWHC013-02 | DEER2020 | D20v1 | 2020-11-09 | Cap-Tons | 1 |  | None | 96.9 | 0.0346 | 1.72 | 15.7 | 0.0254 | 0 | [6 empty] | DEER:HVAC_Split-Package_AC | Annual
Any | NE-HVAC-airAC-SpltPkg-240to759kBtuh-10p8eer | EUn | Ex | CZ02 | cWtd | SWHC013-02 | DEER2020 | D20v1 | 2020-11-09 | Cap-Tons | 1 |  | None | 130 | 0.0616 | 1.69 | 63.3 | 0.0621 | 0 | [6 empty] | DEER:HVAC_Split-Package_AC | Annual
Any | NE-HVAC-airAC-SpltPkg-240to759kBtuh-10p8eer | EUn | Ex | CZ03 | cWtd | SWHC013-02 | DEER2020 | D20v1 | 2020-11-09 | Cap-Tons | 1 |  | None | 118 | 0.0528 | 0.805 | 43.6 | 0.0359 | 0 | [6 empty] | DEER:HVAC_Split-Package_AC | Annual
Any | NE-HVAC-airAC-SpltPkg-240to759kBtuh-10p8eer | EUn | Ex | CZ04 | cWtd | SWHC013-02 | DEER2020 | D20v1 | 2020-11-09 | Cap-Tons | 1 |  | None | 135 | 0.0563 | 1.02 | 69.3 | 0.0643 | 0 | [6 empty] | DEER:HVAC_Split-Package_AC | Annual
Any | NE-HVAC-airAC-SpltPkg-240to759kBtuh-10p8eer | EUn | Ex | CZ05 | cWtd | SWHC013-02 | DEER2020 | D20v1 | 2020-11-09 | Cap-Tons | 1 |  | None | 116 | 0.0425 | 0.849 | 45.5 | 0.0311 | 0 | [6 empty] | DEER:HVAC_Split-Package_AC | Annual
Any | NE-HVAC-airAC-SpltPkg-240to759kBtuh-10p8eer | EUn | Ex | CZ06 | cWtd | SWHC013-02 | DEER2020 | D20v1 | 2020-11-09 | Cap-Tons | 1 |  | None | 148 | 0.0623 | 0.405 | 80.4 | 0.0569 | 0 | [6 empty] | DEER:HVAC_Split-Package_AC | Annual
Any | NE-HVAC-airAC-SpltPkg-240to759kBtuh-10p8eer | EUn | Ex | CZ07 | cWtd | SWHC013-02 | DEER2020 | D20v1 | 2020-11-09 | Cap-Tons | 1 |  | None | 143 | 0.0584 | 0.282 | 76.8 | 0.048 | 0 | [6 empty] | DEER:HVAC_Split-Package_AC | Annual
Any | NE-HVAC-airAC-SpltPkg-240to759kBtuh-10p8eer | EUn | Ex | CZ08 | cWtd | SWHC013-02 | DEER2020 | D20v1 | 2020-11-09 | Cap-Tons | 1 |  | None | 151 | 0.055 | 0.405 | 90.3 | 0.0552 | 0 | [6 empty] | DEER:HVAC_Split-Package_AC | Annual
Any | NE-HVAC-airAC-SpltPkg-240to759kBtuh-10p8eer | EUn | Ex | CZ09 | cWtd | SWHC013-02 | DEER2020 | D20v1 | 2020-11-09 | Cap-Tons | 1 |  | None | 152 | 0.0611 | 0.414 | 81 | 0.0661 | 0 | [6 empty] | DEER:HVAC_Split-Package_AC | Annual
Any | NE-HVAC-airAC-SpltPkg-240to759kBtuh-10p8eer | EUn | Ex | CZ10 | cWtd | SWHC013-02 | DEER2020 | D20v1 | 2020-11-09 | Cap-Tons | 1 |  | None | 158 | 0.0616 | 0.569 | 91.3 | 0.0716 | 0 | [6 empty] | DEER:HVAC_Split-Package_AC | Annual
Any | NE-HVAC-airAC-SpltPkg-240to759kBtuh-10p8eer | EUn | Ex | CZ11 | cWtd | SWHC013-02 | DEER2020 | D20v1 | 2020-11-09 | Cap-Tons | 1 |  | None | 158 | 0.0689 | 1.07 | 89.5 | 0.0699 | 0 | [6 empty] | DEER:HVAC_Split-Package_AC | Annual
Any | NE-HVAC-airAC-SpltPkg-240to759kBtuh-10p8eer | EUn | Ex | CZ12 | cWtd | SWHC013-02 | DEER2020 | D20v1 | 2020-11-09 | Cap-Tons | 1 |  | None | 146 | 0.0655 | 1.19 | 79.7 | 0.0699 | 0 | [6 empty] | DEER:HVAC_Split-Package_AC | Annual
Any | NE-HVAC-airAC-SpltPkg-240to759kBtuh-10p8eer | EUn | Ex | CZ13 | cWtd | SWHC013-02 | DEER2020 | D20v1 | 2020-11-09 | Cap-Tons | 1 |  | None | 160 | 0.0677 | 0.973 | 94 | 0.0641 | 0 | [6 empty] | DEER:HVAC_Split-Package_AC | Annual
Any | NE-HVAC-airAC-SpltPkg-240to759kBtuh-10p8eer | EUn | Ex | CZ14 | cWtd | SWHC013-02 | DEER2020 | D20v1 | 2020-11-09 | Cap-Tons | 1 |  | None | 158 | 0.0622 | 1.13 | 87.9 | 0.0664 | 0 | [6 empty] | DEER:HVAC_Split-Package_AC | Annual
Any | NE-HVAC-airAC-SpltPkg-240to759kBtuh-10p8eer | EUn | Ex | CZ15 | cWtd | SWHC013-02 | DEER2020 | D20v1 | 2020-11-09 | Cap-Tons | 1 |  | None | 201 | 0.0691 | 0.0864 | 134 | 0.0681 | 0 | [6 empty] | DEER:HVAC_Split-Package_AC | Annual
Any | NE-HVAC-airAC-SpltPkg-240to759kBtuh-10p8eer | EUn | Ex | CZ16 | cWtd | SWHC013-02 | DEER2020 | D20v1 | 2020-11-09 | Cap-Tons | 1 |  | None | 120 | 0.0568 | 2.97 | 42.8 | 0.0433 | 0 | [6 empty] | DEER:HVAC_Split-Package_AC | Annual
Any | NE-HVAC-airAC-SpltPkg-240to759kBtuh-10p8eer | EUn | New | CZ01 | cWtd | SWHC013-02 | DEER2020 | D20v1 | 2020-11-09 | Cap-Tons | 1 |  | None | 14.5 | 0.0255 | 0 | 14.5 | 0.0255 | 0 | [6 empty] | DEER:HVAC_Split-Package_AC | Annual
Any | NE-HVAC-airAC-SpltPkg-240to759kBtuh-10p8eer | EUn | New | CZ02 | cWtd | SWHC013-02 | DEER2020 | D20v1 | 2020-11-09 | Cap-Tons | 1 |  | None | 60.9 | 0.0624 | 0 | 60.9 | 0.0624 | 0 | [6 empty] | DEER:HVAC_Split-Package_AC | Annual
Any | NE-HVAC-airAC-SpltPkg-240to759kBtuh-10p8eer | Gro | Ex | CZ01 | cDXGF | SWHC013-02 | DEER2020 | D20v1 | 2020-11-09 | Cap-Tons | 1 |  | None | 1400 | 0.206 | 30.1 | 1.22 | 0.00704 | 0 | [6 empty] | DEER:HVAC_Split-Package_AC | Annual
Any | NE-HVAC-airAC-SpltPkg-240to759kBtuh-10p8eer | Gro | Ex | CZ02 | cDXGF | SWHC013-02 | DEER2020 | D20v1 | 2020-11-09 | Cap-Tons | 1 |  | None | 940 | 0.174 | 2.57 | 26.7 | 0.045 | 0 | [6 empty] | DEER:HVAC_Split-Package_AC | Annual
Any | NE-HVAC-airAC-SpltPkg-240to759kBtuh-10p8eer | Gro | Ex | CZ03 | cDXGF | SWHC013-02 | DEER2020 | D20v1 | 2020-11-09 | Cap-Tons | 1 |  | None | 1130 | 0.19 | 0.414 | 11.8 | 0.0275 | 0 | [6 empty] | DEER:HVAC_Split-Package_AC | Annual
Any | NE-HVAC-airAC-SpltPkg-240to759kBtuh-10p8eer | Gro | Ex | CZ04 | cDXGF | SWHC013-02 | DEER2020 | D20v1 | 2020-11-09 | Cap-Tons | 1 |  | None | 952 | 0.172 | -1.57 | 31.2 | 0.0415 | 0 | [6 empty] | DEER:HVAC_Split-Package_AC | Annual
Any | NE-HVAC-airAC-SpltPkg-240to759kBtuh-10p8eer | Gro | Ex | CZ05 | cDXGF | SWHC013-02 | DEER2020 | D20v1 | 2020-11-09 | Cap-Tons | 1 |  | None | 1240 | 0.182 | 3.52 | 11.2 | 0.0155 | 0 | [6 empty] | DEER:HVAC_Split-Package_AC | Annual
Any | NE-HVAC-airAC-SpltPkg-240to759kBtuh-10p8eer | Gro | Ex | CZ06 | cDXGF | SWHC013-02 | DEER2020 | D20v1 | 2020-11-09 | Cap-Tons | 1 |  | None | 995 | 0.181 | -9.77 | 32.7 | 0.035 | 0 | [6 empty] | DEER:HVAC_Split-Package_AC | Annual
Any | NE-HVAC-airAC-SpltPkg-240to759kBtuh-10p8eer | Gro | Ex | CZ07 | cDXGF | SWHC013-02 | DEER2020 | D20v1 | 2020-11-09 | Cap-Tons | 1 |  | None | 1300 | 0.229 | -14.1 | 33.4 | 0.0325 | 0 | [6 empty] | DEER:HVAC_Split-Package_AC | Annual
Any | NE-HVAC-airAC-SpltPkg-240to759kBtuh-10p8eer | Gro | Ex | CZ08 | cDXGF | SWHC013-02 | DEER2020 | D20v1 | 2020-11-09 | Cap-Tons | 1 |  | None | 965 | 0.164 | -8.34 | 45.8 | 0.0356 | 0 | [6 empty] | DEER:HVAC_Split-Package_AC | Annual
Any | NE-HVAC-airAC-SpltPkg-240to759kBtuh-10p8eer | Gro | Ex | CZ09 | cDXGF | SWHC013-02 | DEER2020 | D20v1 | 2020-11-09 | Cap-Tons | 1 |  | None | 961 | 0.185 | -9.17 | 44.2 | 0.0482 | 0 | [6 empty] | DEER:HVAC_Split-Package_AC | Annual
Any | NE-HVAC-airAC-SpltPkg-240to759kBtuh-10p8eer | Gro | Ex | CZ10 | cDXGF | SWHC013-02 | DEER2020 | D20v1 | 2020-11-09 | Cap-Tons | 1 |  | None | 966 | 0.174 | -6.72 | 51.7 | 0.0521 | 0 | [6 empty] | DEER:HVAC_Split-Package_AC | Annual
Any | NE-HVAC-airAC-SpltPkg-240to759kBtuh-10p8eer | Gro | Ex | CZ11 | cDXGF | SWHC013-02 | DEER2020 | D20v1 | 2020-11-09 | Cap-Tons | 1 |  | None | 975 | 0.171 | -2.18 | 55.7 | 0.0561 | 0 | [6 empty] | DEER:HVAC_Split-Package_AC | Annual
Any | NE-HVAC-airAC-SpltPkg-240to759kBtuh-10p8eer | Gro | Ex | CZ12 | cDXGF | SWHC013-02 | DEER2020 | D20v1 | 2020-11-09 | Cap-Tons | 1 |  | None | 975 | 0.184 | -4.03 | 38.1 | 0.0498 | 0 | [6 empty] | DEER:HVAC_Split-Package_AC | Annual
Any | NE-HVAC-airAC-SpltPkg-240to759kBtuh-10p8eer | Gro | Ex | CZ13 | cDXGF | SWHC013-02 | DEER2020 | D20v1 | 2020-11-09 | Cap-Tons | 1 |  | None | 954 | 0.179 | -2.35 | 61.5 | 0.0522 | 0 | [6 empty] | DEER:HVAC_Split-Package_AC | Annual
Any | NE-HVAC-airAC-SpltPkg-240to759kBtuh-10p8eer | Gro | Ex | CZ14 | cDXGF | SWHC013-02 | DEER2020 | D20v1 | 2020-11-09 | Cap-Tons | 1 |  | None | 950 | 0.172 | -1.77 | 56 | 0.0432 | 0 | [6 empty] | DEER:HVAC_Split-Package_AC | Annual
Any | NE-HVAC-airAC-SpltPkg-240to759kBtuh-10p8eer | Gro | Ex | CZ15 | cDXGF | SWHC013-02 | DEER2020 | D20v1 | 2020-11-09 | Cap-Tons | 1 |  | None | 1020 | 0.19 | -7.56 | 103 | 0.05 | 0 | [6 empty] | DEER:HVAC_Split-Package_AC | Annual
Any | NE-HVAC-airAC-SpltPkg-240to759kBtuh-10p8eer | Gro | Ex | CZ16 | cDXGF | SWHC013-02 | DEER2020 | D20v1 | 2020-11-09 | Cap-Tons | 1 |  | None | 1100 | 0.18 | 20.5 | 25.1 | 0.0377 | 0 | [6 empty] | DEER:HVAC_Split-Package_AC | Annual
Any | NE-HVAC-airAC-SpltPkg-240to759kBtuh-10p8eer | Gro | New | CZ01 | cDXGF | SWHC013-02 | DEER2020 | D20v1 | 2020-11-09 | Cap-Tons | 1 |  | None | 0.817 | 0.00669 | 0 | 0.817 | 0.00669 | 0 | [6 empty] | DEER:HVAC_Split-Package_AC | Annual
Any | NE-HVAC-airAC-SpltPkg-240to759kBtuh-10p8eer | Gro | New | CZ02 | cDXGF | SWHC013-02 | DEER2020 | D20v1 | 2020-11-09 | Cap-Tons | 1 |  | None | 26.2 | 0.0474 | 0 | 26.2 | 0.0474 | 0 | [6 empty] | DEER:HVAC_Split-Package_AC | Annual
Any | NE-HVAC-airAC-SpltPkg-240to759kBtuh-10p8eer | Gro | New | CZ03 | cDXGF | SWHC013-02 | DEER2020 | D20v1 | 2020-11-09 | Cap-Tons | 1 |  | None | 9.45 | 0.0275 | 0 | 9.45 | 0.0275 | 0 | [6 empty] | DEER:HVAC_Split-Package_AC | Annual
Any | NE-HVAC-airAC-SpltPkg-240to759kBtuh-10p8eer | Gro | New | CZ04 | cDXGF | SWHC013-02 | DEER2020 | D20v1 | 2020-11-09 | Cap-Tons | 1 |  | None | 30.4 | 0.0445 | 0 | 30.4 | 0.0445 | 0 | [6 empty] | DEER:HVAC_Split-Package_AC | Annual
Any | NE-HVAC-airAC-SpltPkg-240to759kBtuh-10p8eer | Gro | New | CZ05 | cDXGF | SWHC013-02 | DEER2020 | D20v1 | 2020-11-09 | Cap-Tons | 1 |  | None | 8.51 | 0.0148 | 0 | 8.51 | 0.0148 | 0 | [6 empty] | DEER:HVAC_Split-Package_AC | Annual
Any | NE-HVAC-airAC-SpltPkg-240to759kBtuh-10p8eer | Gro | New | CZ06 | cDXGF | SWHC013-02 | DEER2020 | D20v1 | 2020-11-09 | Cap-Tons | 1 |  | None | 30 | 0.0369 | 0 | 30 | 0.0369 | 0 | [6 empty] | DEER:HVAC_Split-Package_AC | Annual
Any | NE-HVAC-airAC-SpltPkg-240to759kBtuh-10p8eer | Gro | New | CZ07 | cDXGF | SWHC013-02 | DEER2020 | D20v1 | 2020-11-09 | Cap-Tons | 1 |  | None | 31.7 | 0.0359 | 0 | 31.7 | 0.0359 | 0 | [6 empty] | DEER:HVAC_Split-Package_AC | Annual
Any | NE-HVAC-airAC-SpltPkg-240to759kBtuh-10p8eer | Gro | New | CZ08 | cDXGF | SWHC013-02 | DEER2020 | D20v1 | 2020-11-09 | Cap-Tons | 1 |  | None | 46.4 | 0.0394 | 0 | 46.4 | 0.0394 | 0 | [6 empty] | DEER:HVAC_Split-Package_AC | Annual
Any | NE-HVAC-airAC-SpltPkg-240to759kBtuh-10p8eer | Gro | New | CZ09 | cDXGF | SWHC013-02 | DEER2020 | D20v1 | 2020-11-09 | Cap-Tons | 1 |  | None | 41.5 | 0.0482 | 0 | 41.5 | 0.0482 | 0 | [6 empty] | DEER:HVAC_Split-Package_AC | Annual
Any | NE-HVAC-airAC-SpltPkg-240to759kBtuh-10p8eer | Gro | New | CZ10 | cDXGF | SWHC013-02 | DEER2020 | D20v1 | 2020-11-09 | Cap-Tons | 1 |  | None | 52.3 | 0.0546 | 0 | 52.3 | 0.0546 | 0 | [6 empty] | DEER:HVAC_Split-Package_AC | Annual
Any | NE-HVAC-airAC-SpltPkg-240to759kBtuh-10p8eer | Gro | New | CZ11 | cDXGF | SWHC013-02 | DEER2020 | D20v1 | 2020-11-09 | Cap-Tons | 1 |  | None | 56.5 | 0.055 | 0 | 56.5 | 0.055 | 0 | [6 empty] | DEER:HVAC_Split-Package_AC | Annual
Any | NE-HVAC-airAC-SpltPkg-240to759kBtuh-10p8eer | Gro | New | CZ12 | cDXGF | SWHC013-02 | DEER2020 | D20v1 | 2020-11-09 | Cap-Tons | 1 |  | None | 38.9 | 0.0506 | 0 | 38.9 | 0.0506 | 0 | [6 empty] | DEER:HVAC_Split-Package_AC | Annual
Any | NE-HVAC-airAC-SpltPkg-240to759kBtuh-10p8eer | Hsp | Ex | CZ02 | cWtd | SWHC013-02 | DEER2020 | D20v1 | 2020-11-09 | Cap-Tons | 1 |  | None | 238 | 0.0614 | 1.61 | 54.3 | 0.0449 | 0 | [6 empty] | DEER:HVAC_Split-Package_AC | Annual
Any | NE-HVAC-airAC-SpltPkg-240to759kBtuh-10p8eer | Hsp | Ex | CZ03 | cWtd | SWHC013-02 | DEER2020 | D20v1 | 2020-11-09 | Cap-Tons | 1 |  | None | 214 | 0.0466 | 0.788 | 40.2 | 0.0273 | 0 | [6 empty] | DEER:HVAC_Split-Package_AC | Annual
Any | NE-HVAC-airAC-SpltPkg-240to759kBtuh-10p8eer | Hsp | Ex | CZ04 | cWtd | SWHC013-02 | DEER2020 | D20v1 | 2020-11-09 | Cap-Tons | 1 |  | None | 247 | 0.0582 | 1.13 | 68.2 | 0.0414 | 0 | [6 empty] | DEER:HVAC_Split-Package_AC | Annual
Any | NE-HVAC-airAC-SpltPkg-240to759kBtuh-10p8eer | Hsp | Ex | CZ05 | cWtd | SWHC013-02 | DEER2020 | D20v1 | 2020-11-09 | Cap-Tons | 1 |  | None | 220 | 0.0379 | 1.23 | 37.6 | 0.0194 | 0 | [6 empty] | DEER:HVAC_Split-Package_AC | Annual
Any | NE-HVAC-airAC-SpltPkg-240to759kBtuh-10p8eer | Hsp | Ex | CZ06 | cWtd | SWHC013-02 | DEER2020 | D20v1 | 2020-11-09 | Cap-Tons | 1 |  | None | 271 | 0.0541 | 0.411 | 85.7 | 0.0362 | 0 | [6 empty] | DEER:HVAC_Split-Package_AC | Annual
Any | NE-HVAC-airAC-SpltPkg-240to759kBtuh-10p8eer | Hsp | Ex | CZ07 | cWtd | SWHC013-02 | DEER2020 | D20v1 | 2020-11-09 | Cap-Tons | 1 |  | None | 267 | 0.0495 | 0.0924 | 89.5 | 0.0297 | 0 | [6 empty] | DEER:HVAC_Split-Package_AC | Annual
Any | NE-HVAC-airAC-SpltPkg-240to759kBtuh-10p8eer | Hsp | Ex | CZ08 | cWtd | SWHC013-02 | DEER2020 | D20v1 | 2020-11-09 | Cap-Tons | 1 |  | None | 281 | 0.0547 | 0.252 | 100 | 0.037 | 0 | [6 empty] | DEER:HVAC_Split-Package_AC | Annual
Any | NE-HVAC-airAC-SpltPkg-240to759kBtuh-10p8eer | Hsp | Ex | CZ09 | cWtd | SWHC013-02 | DEER2020 | D20v1 | 2020-11-09 | Cap-Tons | 1 |  | None | 281 | 0.064 | 0.411 | 103 | 0.0541 | 0 | [6 empty] | DEER:HVAC_Split-Package_AC | Annual
Any | NE-HVAC-airAC-SpltPkg-240to759kBtuh-10p8eer | Hsp | Ex | CZ10 | cWtd | SWHC013-02 | DEER2020 | D20v1 | 2020-11-09 | Cap-Tons | 1 |  | None | 276 | 0.0639 | 0.604 | 102 | 0.0526 | 0 | [6 empty] | DEER:HVAC_Split-Package_AC | Annual
Any | NE-HVAC-airAC-SpltPkg-240to759kBtuh-10p8eer | Hsp | Ex | CZ11 | cWtd | SWHC013-02 | DEER2020 | D20v1 | 2020-11-09 | Cap-Tons | 1 |  | None | 282 | 0.0656 | 1.52 | 103 | 0.0598 | 0 | [6 empty] | DEER:HVAC_Split-Package_AC | Annual
Any | NE-HVAC-airAC-SpltPkg-240to759kBtuh-10p8eer | Hsp | Ex | CZ12 | cWtd | SWHC013-02 | DEER2020 | D20v1 | 2020-11-09 | Cap-Tons | 1 |  | None | 261 | 0.0661 | 1.31 | 81 | 0.0548 | 0 | [6 empty] | DEER:HVAC_Split-Package_AC | Annual
Any | NE-HVAC-airAC-SpltPkg-240to759kBtuh-10p8eer | Hsp | Ex | CZ13 | cWtd | SWHC013-02 | DEER2020 | D20v1 | 2020-11-09 | Cap-Tons | 1 |  | None | 287 | 0.0671 | 1.3 | 108 | 0.0557 | 0 | [6 empty] | DEER:HVAC_Split-Package_AC | Annual
Any | NE-HVAC-airAC-SpltPkg-240to759kBtuh-10p8eer | Hsp | Ex | CZ14 | cWtd | SWHC013-02 | DEER2020 | D20v1 | 2020-11-09 | Cap-Tons | 1 |  | None | 274 | 0.0622 | 1.84 | 102 | 0.0496 | 0 | [6 empty] | DEER:HVAC_Split-Package_AC | Annual
Any | NE-HVAC-airAC-SpltPkg-240to759kBtuh-10p8eer | Hsp | Ex | CZ15 | cWtd | SWHC013-02 | DEER2020 | D20v1 | 2020-11-09 | Cap-Tons | 1 |  | None | 340 | 0.0694 | 0.171 | 193 | 0.0637 | 0 | [6 empty] | DEER:HVAC_Split-Package_AC | Annual
Any | NE-HVAC-airAC-SpltPkg-240to759kBtuh-10p8eer | Hsp | Ex | CZ16 | cWtd | SWHC013-02 | DEER2020 | D20v1 | 2020-11-09 | Cap-Tons | 1 |  | None | 223 | 0.0495 | 4.28 | 47.7 | 0.0305 | 0 | [6 empty] | DEER:HVAC_Split-Package_AC | Annual
Any | NE-HVAC-airAC-SpltPkg-240to759kBtuh-10p8eer | Hsp | New | CZ01 | cWtd | SWHC013-02 | DEER2020 | D20v1 | 2020-11-09 | Cap-Tons | 1 |  | None | 9.56 | 0.0137 | 0 | 9.56 | 0.0137 | 0 | [6 empty] | DEER:HVAC_Split-Package_AC | Annual
Any | NE-HVAC-airAC-SpltPkg-240to759kBtuh-10p8eer | Hsp | New | CZ02 | cWtd | SWHC013-02 | DEER2020 | D20v1 | 2020-11-09 | Cap-Tons | 1 |  | None | 51.5 | 0.0408 | 0 | 51.5 | 0.0408 | 0 | [6 empty] | DEER:HVAC_Split-Package_AC | Annual
Any | NE-HVAC-airAC-SpltPkg-240to759kBtuh-10p8eer | Hsp | New | CZ03 | cWtd | SWHC013-02 | DEER2020 | D20v1 | 2020-11-09 | Cap-Tons | 1 |  | None | 38.1 | 0.0236 | 0 | 38.1 | 0.0236 | 0 | [6 empty] | DEER:HVAC_Split-Package_AC | Annual
Any | NE-HVAC-airAC-SpltPkg-240to759kBtuh-10p8eer | Hsp | New | CZ04 | cWtd | SWHC013-02 | DEER2020 | D20v1 | 2020-11-09 | Cap-Tons | 1 |  | None | 63 | 0.0361 | 0 | 63 | 0.0361 | 0 | [6 empty] | DEER:HVAC_Split-Package_AC | Annual
Any | NE-HVAC-airAC-SpltPkg-240to759kBtuh-10p8eer | Hsp | New | CZ05 | cWtd | SWHC013-02 | DEER2020 | D20v1 | 2020-11-09 | Cap-Tons | 1 |  | None | 35.6 | 0.0176 | 0 | 35.6 | 0.0176 | 0 | [6 empty] | DEER:HVAC_Split-Package_AC | Annual
Any | NE-HVAC-airAC-SpltPkg-240to759kBtuh-10p8eer | Hsp | New | CZ06 | cWtd | SWHC013-02 | DEER2020 | D20v1 | 2020-11-09 | Cap-Tons | 1 |  | None | 79.9 | 0.0318 | 0 | 79.9 | 0.0318 | 0 | [6 empty] | DEER:HVAC_Split-Package_AC | Annual
Any | NE-HVAC-airAC-SpltPkg-240to759kBtuh-10p8eer | Hsp | New | CZ07 | cWtd | SWHC013-02 | DEER2020 | D20v1 | 2020-11-09 | Cap-Tons | 1 |  | None | 83.9 | 0.026 | 0 | 83.9 | 0.026 | 0 | [6 empty] | DEER:HVAC_Split-Package_AC | Annual
Any | NE-HVAC-airAC-SpltPkg-240to759kBtuh-10p8eer | Hsp | New | CZ08 | cWtd | SWHC013-02 | DEER2020 | D20v1 | 2020-11-09 | Cap-Tons | 1 |  | None | 92.3 | 0.0324 | 0 | 92.3 | 0.0324 | 0 | [6 empty] | DEER:HVAC_Split-Package_AC | Annual
Any | NE-HVAC-airAC-SpltPkg-240to759kBtuh-10p8eer | Hsp | New | CZ09 | cWtd | SWHC013-02 | DEER2020 | D20v1 | 2020-11-09 | Cap-Tons | 1 |  | None | 94.7 | 0.0483 | 0 | 94.7 | 0.0483 | 0 | [6 empty] | DEER:HVAC_Split-Package_AC | Annual
Any | NE-HVAC-airAC-SpltPkg-240to759kBtuh-10p8eer | Hsp | New | CZ10 | cWtd | SWHC013-02 | DEER2020 | D20v1 | 2020-11-09 | Cap-Tons | 1 |  | None | 96.3 | 0.0484 | 0 | 96.3 | 0.0484 | 0 | [6 empty] | DEER:HVAC_Split-Package_AC | Annual
Any | NE-HVAC-airAC-SpltPkg-240to759kBtuh-10p8eer | Hsp | New | CZ11 | cWtd | SWHC013-02 | DEER2020 | D20v1 | 2020-11-09 | Cap-Tons | 1 |  | None | 95.7 | 0.054 | 0 | 95.7 | 0.054 | 0 | [6 empty] | DEER:HVAC_Split-Package_AC | Annual
Any | NE-HVAC-airAC-SpltPkg-240to759kBtuh-10p8eer | Hsp | New | CZ12 | cWtd | SWHC013-02 | DEER2020 | D20v1 | 2020-11-09 | Cap-Tons | 1 |  | None | 76.2 | 0.0496 | 0 | 76.2 | 0.0496 | 0 | [6 empty] | DEER:HVAC_Split-Package_AC | Annual
Any | NE-HVAC-airAC-SpltPkg-240to759kBtuh-10p8eer | Hsp | New | CZ13 | cWtd | SWHC013-02 | DEER2020 | D20v1 | 2020-11-09 | Cap-Tons | 1 |  | None | 100 | 0.0495 | 0 | 100 | 0.0495 | 0 | [6 empty] | DEER:HVAC_Split-Package_AC | Annual
Any | NE-HVAC-airAC-SpltPkg-240to759kBtuh-10p8eer | Hsp | New | CZ14 | cWtd | SWHC013-02 | DEER2020 | D20v1 | 2020-11-09 | Cap-Tons | 1 |  | None | 95.1 | 0.0438 | 0 | 95.1 | 0.0438 | 0 | [6 empty] | DEER:HVAC_Split-Package_AC | Annual
Any | NE-HVAC-airAC-SpltPkg-240to759kBtuh-10p8eer | Hsp | New | CZ15 | cWtd | SWHC013-02 | DEER2020 | D20v1 | 2020-11-09 | Cap-Tons | 1 |  | None | 179 | 0.0585 | 0 | 179 | 0.0585 | 0 | [6 empty] | DEER:HVAC_Split-Package_AC | Annual
Any | NE-HVAC-airAC-SpltPkg-240to759kBtuh-10p8eer | Hsp | New | CZ16 | cWtd | SWHC013-02 | DEER2020 | D20v1 | 2020-11-09 | Cap-Tons | 1 |  | None | 45.3 | 0.0266 | 0 | 45.3 | 0.0266 | 0 | [6 empty] | DEER:HVAC_Split-Package_AC | Annual
Any | NE-HVAC-airAC-SpltPkg-240to759kBtuh-10p8eer | MBT | New | CZ06 | cWtd | SWHC013-02 | DEER2020 | D20v1 | 2020-11-09 | Cap-Tons | 1 |  | None | 97 | 0.0478 | 0 | 97 | 0.0478 | 0 | [6 empty] | DEER:HVAC_Split-Package_AC | Annual
Any | NE-HVAC-airAC-SpltPkg-240to759kBtuh-10p8eer | MBT | New | CZ07 | cWtd | SWHC013-02 | DEER2020 | D20v1 | 2020-11-09 | Cap-Tons | 1 |  | None | 90.9 | 0.0386 | 0 | 90.9 | 0.0386 | 0 | [6 empty] | DEER:HVAC_Split-Package_AC | Annual
Any | NE-HVAC-airAC-SpltPkg-240to759kBtuh-10p8eer | MBT | New | CZ08 | cWtd | SWHC013-02 | DEER2020 | D20v1 | 2020-11-09 | Cap-Tons | 1 |  | None | 86.9 | 0.0379 | 0 | 86.9 | 0.0379 | 0 | [6 empty] | DEER:HVAC_Split-Package_AC | Annual
Any | NE-HVAC-airAC-SpltPkg-240to759kBtuh-10p8eer | MBT | New | CZ09 | cWtd | SWHC013-02 | DEER2020 | D20v1 | 2020-11-09 | Cap-Tons | 1 |  | None | 77.9 | 0.0497 | 0 | 77.9 | 0.0497 | 0 | [6 empty] | DEER:HVAC_Split-Package_AC | Annual
Any | NE-HVAC-airAC-SpltPkg-240to759kBtuh-10p8eer | MBT | New | CZ10 | cWtd | SWHC013-02 | DEER2020 | D20v1 | 2020-11-09 | Cap-Tons | 1 |  | None | 86.3 | 0.0522 | 0 | 86.3 | 0.0522 | 0 | [6 empty] | DEER:HVAC_Split-Package_AC | Annual
Any | NE-HVAC-airAC-SpltPkg-240to759kBtuh-10p8eer | MBT | New | CZ11 | cWtd | SWHC013-02 | DEER2020 | D20v1 | 2020-11-09 | Cap-Tons | 1 |  | None | 78.4 | 0.0574 | 0 | 78.4 | 0.0574 | 0 | [6 empty] | DEER:HVAC_Split-Package_AC | Annual
Any | NE-HVAC-airAC-SpltPkg-240to759kBtuh-10p8eer | MBT | New | CZ12 | cWtd | SWHC013-02 | DEER2020 | D20v1 | 2020-11-09 | Cap-Tons | 1 |  | None | 69 | 0.0554 | 0 | 69 | 0.0554 | 0 | [6 empty] | DEER:HVAC_Split-Package_AC | Annual
Any | NE-HVAC-airAC-SpltPkg-240to759kBtuh-10p8eer | MBT | New | CZ13 | cWtd | SWHC013-02 | DEER2020 | D20v1 | 2020-11-09 | Cap-Tons | 1 |  | None | 81.3 | 0.052 | 0 | 81.3 | 0.052 | 0 | [6 empty] | DEER:HVAC_Split-Package_AC | Annual
Any | NE-HVAC-airAC-SpltPkg-240to759kBtuh-10p8eer | MBT | New | CZ14 | cWtd | SWHC013-02 | DEER2020 | D20v1 | 2020-11-09 | Cap-Tons | 1 |  | None | 78.7 | 0.0457 | 0 | 78.7 | 0.0457 | 0 | [6 empty] | DEER:HVAC_Split-Package_AC | Annual
Any | NE-HVAC-airAC-SpltPkg-240to759kBtuh-10p8eer | MBT | New | CZ15 | cWtd | SWHC013-02 | DEER2020 | D20v1 | 2020-11-09 | Cap-Tons | 1 |  | None | 120 | 0.0495 | 0 | 120 | 0.0495 | 0 | [6 empty] | DEER:HVAC_Split-Package_AC | Annual
Any | NE-HVAC-airAC-SpltPkg-240to759kBtuh-10p8eer | MBT | New | CZ16 | cWtd | SWHC013-02 | DEER2020 | D20v1 | 2020-11-09 | Cap-Tons | 1 |  | None | 46.5 | 0.0398 | 0 | 46.5 | 0.0398 | 0 | [6 empty] | DEER:HVAC_Split-Package_AC | Annual
Any | NE-HVAC-airAC-SpltPkg-240to759kBtuh-10p8eer | MLI | Ex | CZ01 | cDXGF | SWHC013-02 | DEER2020 | D20v1 | 2020-11-09 | Cap-Tons | 1 |  | None | 407 | 0.069 | 5.05 | 5.03 | 0.00477 | 0 | [6 empty] | DEER:HVAC_Split-Package_AC | Annual
Any | NE-HVAC-airAC-SpltPkg-240to759kBtuh-10p8eer | MLI | Ex | CZ02 | cDXGF | SWHC013-02 | DEER2020 | D20v1 | 2020-11-09 | Cap-Tons | 1 |  | None | 403 | 0.0607 | 2.79 | 31.3 | 0.0393 | 0 | [6 empty] | DEER:HVAC_Split-Package_AC | Annual
Any | NE-HVAC-airAC-SpltPkg-240to759kBtuh-10p8eer | MLI | Ex | CZ03 | cDXGF | SWHC013-02 | DEER2020 | D20v1 | 2020-11-09 | Cap-Tons | 1 |  | None | 400 | 0.0827 | 0.917 | 13 | 0.0189 | 0 | [6 empty] | DEER:HVAC_Split-Package_AC | Annual
Any | NE-HVAC-airAC-SpltPkg-240to759kBtuh-10p8eer | MLI | Ex | CZ04 | cDXGF | SWHC013-02 | DEER2020 | D20v1 | 2020-11-09 | Cap-Tons | 1 |  | None | 394 | 0.0742 | 1.31 | 32.6 | 0.0324 | 0 | [6 empty] | DEER:HVAC_Split-Package_AC | Annual
Any | NE-HVAC-airAC-SpltPkg-240to759kBtuh-10p8eer | MLI | Ex | CZ05 | cDXGF | SWHC013-02 | DEER2020 | D20v1 | 2020-11-09 | Cap-Tons | 1 |  | None | 391 | 0.0742 | 1.42 | 13.6 | 0.0106 | 0 | [6 empty] | DEER:HVAC_Split-Package_AC | Annual
Any | NE-HVAC-airAC-SpltPkg-240to759kBtuh-10p8eer | MLI | Ex | CZ06 | cDXGF | SWHC013-02 | DEER2020 | D20v1 | 2020-11-09 | Cap-Tons | 1 |  | None | 394 | 0.0759 | -0.234 | 34.1 | 0.0258 | 0 | [6 empty] | DEER:HVAC_Split-Package_AC | Annual
Any | NE-HVAC-airAC-SpltPkg-240to759kBtuh-10p8eer | MLI | Ex | CZ07 | cDXGF | SWHC013-02 | DEER2020 | D20v1 | 2020-11-09 | Cap-Tons | 1 |  | None | 380 | 0.0771 | -0.373 | 27.2 | 0.0202 | 0 | [6 empty] | DEER:HVAC_Split-Package_AC | Annual
Any | NE-HVAC-airAC-SpltPkg-240to759kBtuh-10p8eer | MLI | Ex | CZ08 | cDXGF | SWHC013-02 | DEER2020 | D20v1 | 2020-11-09 | Cap-Tons | 1 |  | None | 388 | 0.0766 | -0.0323 | 45.3 | 0.0279 | 0 | [6 empty] | DEER:HVAC_Split-Package_AC | Annual
Any | NE-HVAC-airAC-SpltPkg-240to759kBtuh-10p8eer | MLI | Ex | CZ09 | cDXGF | SWHC013-02 | DEER2020 | D20v1 | 2020-11-09 | Cap-Tons | 1 |  | None | 412 | 0.0749 | -0.44 | 41.4 | 0.0353 | 0 | [6 empty] | DEER:HVAC_Split-Package_AC | Annual
Any | NE-HVAC-airAC-SpltPkg-240to759kBtuh-10p8eer | MLI | Ex | CZ10 | cDXGF | SWHC013-02 | DEER2020 | D20v1 | 2020-11-09 | Cap-Tons | 1 |  | None | 403 | 0.0649 | -0.0655 | 49.7 | 0.0404 | 0 | [6 empty] | DEER:HVAC_Split-Package_AC | Annual
Any | NE-HVAC-airAC-SpltPkg-240to759kBtuh-10p8eer | MLI | Ex | CZ11 | cDXGF | SWHC013-02 | DEER2020 | D20v1 | 2020-11-09 | Cap-Tons | 1 |  | None | 411 | 0.0628 | 0.311 | 49.7 | 0.0434 | 0 | [6 empty] | DEER:HVAC_Split-Package_AC | Annual
Any | NE-HVAC-airAC-SpltPkg-240to759kBtuh-10p8eer | MLI | Ex | CZ12 | cDXGF | SWHC013-02 | DEER2020 | D20v1 | 2020-11-09 | Cap-Tons | 1 |  | None | 408 | 0.0634 | 0.816 | 39.8 | 0.0412 | 0 | [6 empty] | DEER:HVAC_Split-Package_AC | Annual
Any | NE-HVAC-airAC-SpltPkg-240to759kBtuh-10p8eer | MLI | Ex | CZ13 | cDXGF | SWHC013-02 | DEER2020 | D20v1 | 2020-11-09 | Cap-Tons | 1 |  | None | 404 | 0.0746 | 0.304 | 54.1 | 0.0378 | 0 | [6 empty] | DEER:HVAC_Split-Package_AC | Annual
Any | NE-HVAC-airAC-SpltPkg-240to759kBtuh-10p8eer | MLI | Ex | CZ14 | cDXGF | SWHC013-02 | DEER2020 | D20v1 | 2020-11-09 | Cap-Tons | 1 |  | None | 412 | 0.0759 | 0.851 | 53.6 | 0.0357 | 0 | [6 empty] | DEER:HVAC_Split-Package_AC | Annual
Any | NE-HVAC-airAC-SpltPkg-240to759kBtuh-10p8eer | MLI | Ex | CZ15 | cDXGF | SWHC013-02 | DEER2020 | D20v1 | 2020-11-09 | Cap-Tons | 1 |  | None | 419 | 0.0807 | -0.498 | 92.9 | 0.039 | 0 | [6 empty] | DEER:HVAC_Split-Package_AC | Annual
Any | NE-HVAC-airAC-SpltPkg-240to759kBtuh-10p8eer | MLI | Ex | CZ16 | cDXGF | SWHC013-02 | DEER2020 | D20v1 | 2020-11-09 | Cap-Tons | 1 |  | None | 400 | 0.0736 | 6.93 | 24.1 | 0.0236 | 0 | [6 empty] | DEER:HVAC_Split-Package_AC | Annual
Any | NE-HVAC-airAC-SpltPkg-240to759kBtuh-10p8eer | MLI | New | CZ01 | cDXGF | SWHC013-02 | DEER2020 | D20v1 | 2020-11-09 | Cap-Tons | 1 |  | None | 4.67 | 0.00402 | 0 | 4.67 | 0.00402 | 0 | [6 empty] | DEER:HVAC_Split-Package_AC | Annual
Any | NE-HVAC-airAC-SpltPkg-240to759kBtuh-10p8eer | MLI | New | CZ02 | cDXGF | SWHC013-02 | DEER2020 | D20v1 | 2020-11-09 | Cap-Tons | 1 |  | None | 29.1 | 0.039 | 0 | 29.1 | 0.039 | 0 | [6 empty] | DEER:HVAC_Split-Package_AC | Annual
Any | NE-HVAC-airAC-SpltPkg-240to759kBtuh-10p8eer | MLI | New | CZ03 | cDXGF | SWHC013-02 | DEER2020 | D20v1 | 2020-11-09 | Cap-Tons | 1 |  | None | 10.7 | 0.017 | 0 | 10.7 | 0.017 | 0 | [6 empty] | DEER:HVAC_Split-Package_AC | Annual
Any | NE-HVAC-airAC-SpltPkg-240to759kBtuh-10p8eer | MLI | New | CZ04 | cDXGF | SWHC013-02 | DEER2020 | D20v1 | 2020-11-09 | Cap-Tons | 1 |  | None | 30.1 | 0.0322 | 0 | 30.1 | 0.0322 | 0 | [6 empty] | DEER:HVAC_Split-Package_AC | Annual
Any | NE-HVAC-airAC-SpltPkg-240to759kBtuh-10p8eer | MLI | New | CZ05 | cDXGF | SWHC013-02 | DEER2020 | D20v1 | 2020-11-09 | Cap-Tons | 1 |  | None | 11.1 | 0.00947 | 0 | 11.1 | 0.00947 | 0 | [6 empty] | DEER:HVAC_Split-Package_AC | Annual
Any | NE-HVAC-airAC-SpltPkg-240to759kBtuh-10p8eer | MLI | New | CZ06 | cDXGF | SWHC013-02 | DEER2020 | D20v1 | 2020-11-09 | Cap-Tons | 1 |  | None | 30.7 | 0.0254 | 0 | 30.7 | 0.0254 | 0 | [6 empty] | DEER:HVAC_Split-Package_AC | Annual
Any | NE-HVAC-airAC-SpltPkg-240to759kBtuh-10p8eer | MLI | New | CZ07 | cDXGF | SWHC013-02 | DEER2020 | D20v1 | 2020-11-09 | Cap-Tons | 1 |  | None | 24.1 | 0.0195 | 0 | 24.1 | 0.0195 | 0 | [6 empty] | DEER:HVAC_Split-Package_AC | Annual
Any | NE-HVAC-airAC-SpltPkg-240to759kBtuh-10p8eer | MLI | New | CZ08 | cDXGF | SWHC013-02 | DEER2020 | D20v1 | 2020-11-09 | Cap-Tons | 1 |  | None | 42.1 | 0.0277 | 0 | 42.1 | 0.0277 | 0 | [6 empty] | DEER:HVAC_Split-Package_AC | Annual
Any | NE-HVAC-airAC-SpltPkg-240to759kBtuh-10p8eer | MLI | New | CZ09 | cDXGF | SWHC013-02 | DEER2020 | D20v1 | 2020-11-09 | Cap-Tons | 1 |  | None | 38.7 | 0.0348 | 0 | 38.7 | 0.0348 | 0 | [6 empty] | DEER:HVAC_Split-Package_AC | Annual
Any | NE-HVAC-airAC-SpltPkg-240to759kBtuh-10p8eer | MLI | New | CZ10 | cDXGF | SWHC013-02 | DEER2020 | D20v1 | 2020-11-09 | Cap-Tons | 1 |  | None | 46.9 | 0.0403 | 0 | 46.9 | 0.0403 | 0 | [6 empty] | DEER:HVAC_Split-Package_AC | Annual
Any | NE-HVAC-airAC-SpltPkg-240to759kBtuh-10p8eer | MLI | New | CZ11 | cDXGF | SWHC013-02 | DEER2020 | D20v1 | 2020-11-09 | Cap-Tons | 1 |  | None | 47.7 | 0.0417 | 0 | 47.7 | 0.0417 | 0 | [6 empty] | DEER:HVAC_Split-Package_AC | Annual
Any | NE-HVAC-airAC-SpltPkg-240to759kBtuh-10p8eer | MLI | New | CZ12 | cDXGF | SWHC013-02 | DEER2020 | D20v1 | 2020-11-09 | Cap-Tons | 1 |  | None | 37.9 | 0.0405 | 0 | 37.9 | 0.0405 | 0 | [6 empty] | DEER:HVAC_Split-Package_AC | Annual
Any | NE-HVAC-airAC-SpltPkg-240to759kBtuh-10p8eer | MLI | New | CZ13 | cDXGF | SWHC013-02 | DEER2020 | D20v1 | 2020-11-09 | Cap-Tons | 1 |  | None | 51.6 | 0.0372 | 0 | 51.6 | 0.0372 | 0 | [6 empty] | DEER:HVAC_Split-Package_AC | Annual
Any | NE-HVAC-airAC-SpltPkg-240to759kBtuh-10p8eer | MLI | New | CZ14 | cDXGF | SWHC013-02 | DEER2020 | D20v1 | 2020-11-09 | Cap-Tons | 1 |  | None | 51.4 | 0.0347 | 0 | 51.4 | 0.0347 | 0 | [6 empty] | DEER:HVAC_Split-Package_AC | Annual
Any | NE-HVAC-airAC-SpltPkg-240to759kBtuh-10p8eer | MLI | New | CZ15 | cDXGF | SWHC013-02 | DEER2020 | D20v1 | 2020-11-09 | Cap-Tons | 1 |  | None | 87.7 | 0.0367 | 0 | 87.7 | 0.0367 | 0 | [6 empty] | DEER:HVAC_Split-Package_AC | Annual
Any | NE-HVAC-airAC-SpltPkg-240to759kBtuh-10p8eer | MLI | New | CZ16 | cDXGF | SWHC013-02 | DEER2020 | D20v1 | 2020-11-09 | Cap-Tons | 1 |  | None | 23.8 | 0.0231 | 0 | 23.8 | 0.0231 | 0 | [6 empty] | DEER:HVAC_Split-Package_AC | Annual
Any | NE-HVAC-airAC-SpltPkg-240to759kBtuh-10p8eer | Mtl | Ex | CZ01 | cDXGF | SWHC013-02 | DEER2020 | D20v1 | 2020-11-09 | Cap-Tons | 1 |  | None | 1020 | 0.102 | 24.1 | 8.41 | 0.0106 | 0 | [6 empty] | DEER:HVAC_Split-Package_AC | Annual
Any | NE-HVAC-airAC-SpltPkg-240to759kBtuh-10p8eer | Mtl | Ex | CZ02 | cDXGF | SWHC013-02 | DEER2020 | D20v1 | 2020-11-09 | Cap-Tons | 1 |  | None | 942 | 0.0528 | 24 | 72.5 | 0.0774 | 0 | [6 empty] | DEER:HVAC_Split-Package_AC | Annual
Any | NE-HVAC-airAC-SpltPkg-240to759kBtuh-10p8eer | Mtl | Ex | CZ03 | cDXGF | SWHC013-02 | DEER2020 | D20v1 | 2020-11-09 | Cap-Tons | 1 |  | None | 988 | 0.129 | 11 | 27 | 0.036 | 0 | [6 empty] | DEER:HVAC_Split-Package_AC | Annual
Any | NE-HVAC-airAC-SpltPkg-240to759kBtuh-10p8eer | Mtl | Ex | CZ04 | cDXGF | SWHC013-02 | DEER2020 | D20v1 | 2020-11-09 | Cap-Tons | 1 |  | None | 915 | 0.0837 | 17.2 | 81.3 | 0.0663 | 0 | [6 empty] | DEER:HVAC_Split-Package_AC | Annual
Any | NE-HVAC-airAC-SpltPkg-240to759kBtuh-10p8eer | Mtl | Ex | CZ05 | cDXGF | SWHC013-02 | DEER2020 | D20v1 | 2020-11-09 | Cap-Tons | 1 |  | None | 935 | 0.11 | 13.1 | 28.1 | 0.0217 | 0 | [6 empty] | DEER:HVAC_Split-Package_AC | Annual
Any | NE-HVAC-airAC-SpltPkg-240to759kBtuh-10p8eer | Mtl | Ex | CZ06 | cDXGF | SWHC013-02 | DEER2020 | D20v1 | 2020-11-09 | Cap-Tons | 1 |  | None | 948 | 0.131 | 4.79 | 75.4 | 0.0442 | 0 | [6 empty] | DEER:HVAC_Split-Package_AC | Annual
Any | NE-HVAC-airAC-SpltPkg-240to759kBtuh-10p8eer | Mtl | Ex | CZ07 | cDXGF | SWHC013-02 | DEER2020 | D20v1 | 2020-11-09 | Cap-Tons | 1 |  | None | 903 | 0.128 | 1.6 | 67.5 | 0.0363 | 0 | [6 empty] | DEER:HVAC_Split-Package_AC | Annual
Any | NE-HVAC-airAC-SpltPkg-240to759kBtuh-10p8eer | Mtl | Ex | CZ08 | cDXGF | SWHC013-02 | DEER2020 | D20v1 | 2020-11-09 | Cap-Tons | 1 |  | None | 855 | 0.0968 | 6.13 | 119 | 0.0576 | 0 | [6 empty] | DEER:HVAC_Split-Package_AC | Annual
Any | NE-HVAC-airAC-SpltPkg-240to759kBtuh-10p8eer | Mtl | Ex | CZ09 | cDXGF | SWHC013-02 | DEER2020 | D20v1 | 2020-11-09 | Cap-Tons | 1 |  | None | 931 | 0.0888 | 5.5 | 106 | 0.0696 | 0 | [6 empty] | DEER:HVAC_Split-Package_AC | Annual
Any | NE-HVAC-airAC-SpltPkg-240to759kBtuh-10p8eer | Mtl | Ex | CZ10 | cDXGF | SWHC013-02 | DEER2020 | D20v1 | 2020-11-09 | Cap-Tons | 1 |  | None | 961 | 0.0828 | 8.72 | 114 | 0.0738 | 0 | [6 empty] | DEER:HVAC_Split-Package_AC | Annual
Any | NE-HVAC-airAC-SpltPkg-240to759kBtuh-10p8eer | Mtl | Ex | CZ11 | cDXGF | SWHC013-02 | DEER2020 | D20v1 | 2020-11-09 | Cap-Tons | 1 |  | None | 999 | 0.0643 | 13.4 | 118 | 0.0849 | 0 | [6 empty] | DEER:HVAC_Split-Package_AC | Annual
Any | NE-HVAC-airAC-SpltPkg-240to759kBtuh-10p8eer | Mtl | Ex | CZ12 | cDXGF | SWHC013-02 | DEER2020 | D20v1 | 2020-11-09 | Cap-Tons | 1 |  | None | 958 | 0.0609 | 15.6 | 94.4 | 0.0822 | 0 | [6 empty] | DEER:HVAC_Split-Package_AC | Annual
Any | NE-HVAC-airAC-SpltPkg-240to759kBtuh-10p8eer | Mtl | Ex | CZ13 | cDXGF | SWHC013-02 | DEER2020 | D20v1 | 2020-11-09 | Cap-Tons | 1 |  | None | 986 | 0.0933 | 12.1 | 123 | 0.0743 | 0 | [6 empty] | DEER:HVAC_Split-Package_AC | Annual
Any | NE-HVAC-airAC-SpltPkg-240to759kBtuh-10p8eer | Mtl | Ex | CZ14 | cDXGF | SWHC013-02 | DEER2020 | D20v1 | 2020-11-09 | Cap-Tons | 1 |  | None | 971 | 0.101 | 15.5 | 120 | 0.0693 | 0 | [6 empty] | DEER:HVAC_Split-Package_AC | Annual
Any | NE-HVAC-airAC-SpltPkg-240to759kBtuh-10p8eer | Mtl | Ex | CZ15 | cDXGF | SWHC013-02 | DEER2020 | D20v1 | 2020-11-09 | Cap-Tons | 1 |  | None | 1060 | 0.125 | 1.48 | 190 | 0.0715 | 0 | [6 empty] | DEER:HVAC_Split-Package_AC | Annual
Any | NE-HVAC-airAC-SpltPkg-240to759kBtuh-10p8eer | Mtl | Ex | CZ16 | cDXGF | SWHC013-02 | DEER2020 | D20v1 | 2020-11-09 | Cap-Tons | 1 |  | None | 922 | 0.118 | 28.3 | 45 | 0.0415 | 0 | [6 empty] | DEER:HVAC_Split-Package_AC | Annual
Any | NE-HVAC-airAC-SpltPkg-240to759kBtuh-10p8eer | Mtl | New | CZ01 | cDXGF | SWHC013-02 | DEER2020 | D20v1 | 2020-11-09 | Cap-Tons | 1 |  | None | 8.08 | 0.0105 | 0 | 8.08 | 0.0105 | 0 | [6 empty] | DEER:HVAC_Split-Package_AC | Annual
Any | NE-HVAC-airAC-SpltPkg-240to759kBtuh-10p8eer | Mtl | New | CZ02 | cDXGF | SWHC013-02 | DEER2020 | D20v1 | 2020-11-09 | Cap-Tons | 1 |  | None | 75 | 0.0782 | 0 | 75 | 0.0782 | 0 | [6 empty] | DEER:HVAC_Split-Package_AC | Annual
Any | NE-HVAC-airAC-SpltPkg-240to759kBtuh-10p8eer | Mtl | New | CZ03 | cDXGF | SWHC013-02 | DEER2020 | D20v1 | 2020-11-09 | Cap-Tons | 1 |  | None | 27.2 | 0.0353 | 0 | 27.2 | 0.0353 | 0 | [6 empty] | DEER:HVAC_Split-Package_AC | Annual
Any | NE-HVAC-airAC-SpltPkg-240to759kBtuh-10p8eer | Mtl | New | CZ04 | cDXGF | SWHC013-02 | DEER2020 | D20v1 | 2020-11-09 | Cap-Tons | 1 |  | None | 84 | 0.0675 | 0 | 84 | 0.0675 | 0 | [6 empty] | DEER:HVAC_Split-Package_AC | Annual
Any | NE-HVAC-airAC-SpltPkg-240to759kBtuh-10p8eer | Mtl | New | CZ05 | cDXGF | SWHC013-02 | DEER2020 | D20v1 | 2020-11-09 | Cap-Tons | 1 |  | None | 27.8 | 0.0216 | 0 | 27.8 | 0.0216 | 0 | [6 empty] | DEER:HVAC_Split-Package_AC | Annual
Any | NE-HVAC-airAC-SpltPkg-240to759kBtuh-10p8eer | Mtl | New | CZ06 | cDXGF | SWHC013-02 | DEER2020 | D20v1 | 2020-11-09 | Cap-Tons | 1 |  | None | 72.4 | 0.0432 | 0 | 72.4 | 0.0432 | 0 | [6 empty] | DEER:HVAC_Split-Package_AC | Annual
Any | NE-HVAC-airAC-SpltPkg-240to759kBtuh-10p8eer | Mtl | New | CZ07 | cDXGF | SWHC013-02 | DEER2020 | D20v1 | 2020-11-09 | Cap-Tons | 1 |  | None | 64.9 | 0.0359 | 0 | 64.9 | 0.0359 | 0 | [6 empty] | DEER:HVAC_Split-Package_AC | Annual
Any | NE-HVAC-airAC-SpltPkg-240to759kBtuh-10p8eer | Mtl | New | CZ08 | cDXGF | SWHC013-02 | DEER2020 | D20v1 | 2020-11-09 | Cap-Tons | 1 |  | None | 118 | 0.0578 | 0 | 118 | 0.0578 | 0 | [6 empty] | DEER:HVAC_Split-Package_AC | Annual
Any | NE-HVAC-airAC-SpltPkg-240to759kBtuh-10p8eer | Mtl | New | CZ09 | cDXGF | SWHC013-02 | DEER2020 | D20v1 | 2020-11-09 | Cap-Tons | 1 |  | None | 103 | 0.0698 | 0 | 103 | 0.0698 | 0 | [6 empty] | DEER:HVAC_Split-Package_AC | Annual
Any | NE-HVAC-airAC-SpltPkg-240to759kBtuh-10p8eer | Mtl | New | CZ10 | cDXGF | SWHC013-02 | DEER2020 | D20v1 | 2020-11-09 | Cap-Tons | 1 |  | None | 115 | 0.0746 | 0 | 115 | 0.0746 | 0 | [6 empty] | DEER:HVAC_Split-Package_AC | Annual
Any | NE-HVAC-airAC-SpltPkg-240to759kBtuh-10p8eer | Mtl | New | CZ11 | cDXGF | SWHC013-02 | DEER2020 | D20v1 | 2020-11-09 | Cap-Tons | 1 |  | None | 120 | 0.0853 | 0 | 120 | 0.0853 | 0 | [6 empty] | DEER:HVAC_Split-Package_AC | Annual
Any | NE-HVAC-airAC-SpltPkg-240to759kBtuh-10p8eer | Mtl | New | CZ12 | cDXGF | SWHC013-02 | DEER2020 | D20v1 | 2020-11-09 | Cap-Tons | 1 |  | None | 96 | 0.0828 | 0 | 96 | 0.0828 | 0 | [6 empty] | DEER:HVAC_Split-Package_AC | Annual
Any | NE-HVAC-airAC-SpltPkg-240to759kBtuh-10p8eer | Mtl | New | CZ13 | cDXGF | SWHC013-02 | DEER2020 | D20v1 | 2020-11-09 | Cap-Tons | 1 |  | None | 124 | 0.0748 | 0 | 124 | 0.0748 | 0 | [6 empty] | DEER:HVAC_Split-Package_AC | Annual
Any | NE-HVAC-airAC-SpltPkg-240to759kBtuh-10p8eer | Mtl | New | CZ14 | cDXGF | SWHC013-02 | DEER2020 | D20v1 | 2020-11-09 | Cap-Tons | 1 |  | None | 121 | 0.0697 | 0 | 121 | 0.0697 | 0 | [6 empty] | DEER:HVAC_Split-Package_AC | Annual
Any | NE-HVAC-airAC-SpltPkg-240to759kBtuh-10p8eer | Mtl | New | CZ15 | cDXGF | SWHC013-02 | DEER2020 | D20v1 | 2020-11-09 | Cap-Tons | 1 |  | None | 190 | 0.0708 | 0 | 190 | 0.0708 | 0 | [6 empty] | DEER:HVAC_Split-Package_AC | Annual
Any | NE-HVAC-airAC-SpltPkg-240to759kBtuh-10p8eer | Mtl | New | CZ16 | cDXGF | SWHC013-02 | DEER2020 | D20v1 | 2020-11-09 | Cap-Tons | 1 |  | None | 44.5 | 0.0406 | 0 | 44.5 | 0.0406 | 0 | [6 empty] | DEER:HVAC_Split-Package_AC | Annual
Any | NE-HVAC-airAC-SpltPkg-240to759kBtuh-10p8eer | Nrs | Ex | CZ01 | cWtd | SWHC013-02 | DEER2020 | D20v1 | 2020-11-09 | Cap-Tons | 1 |  | None | 200 | 0.0337 | 1.88 | 12.5 | 0.0152 | 0 | [6 empty] | DEER:HVAC_Split-Package_AC | Annual
Any | NE-HVAC-airAC-SpltPkg-240to759kBtuh-10p8eer | Nrs | Ex | CZ02 | cWtd | SWHC013-02 | DEER2020 | D20v1 | 2020-11-09 | Cap-Tons | 1 |  | None | 232 | 0.0581 | 1.28 | 60 | 0.0463 | 0 | [6 empty] | DEER:HVAC_Split-Package_AC | Annual
Any | NE-HVAC-airAC-SpltPkg-240to759kBtuh-10p8eer | Nrs | Ex | CZ03 | cWtd | SWHC013-02 | DEER2020 | D20v1 | 2020-11-09 | Cap-Tons | 1 |  | None | 206 | 0.045 | 0.527 | 44.8 | 0.0285 | 0 | [6 empty] | DEER:HVAC_Split-Package_AC | Annual
Any | NE-HVAC-airAC-SpltPkg-240to759kBtuh-10p8eer | Nrs | Ex | CZ04 | cWtd | SWHC013-02 | DEER2020 | D20v1 | 2020-11-09 | Cap-Tons | 1 |  | None | 240 | 0.0551 | 0.674 | 73.8 | 0.0416 | 0 | [6 empty] | DEER:HVAC_Split-Package_AC | Annual
Any | NE-HVAC-airAC-SpltPkg-240to759kBtuh-10p8eer | Nrs | Ex | CZ05 | cWtd | SWHC013-02 | DEER2020 | D20v1 | 2020-11-09 | Cap-Tons | 1 |  | None | 197 | 0.036 | 1.39 | 43 | 0.0205 | 0 | [6 empty] | DEER:HVAC_Split-Package_AC | Annual
Any | NE-HVAC-airAC-SpltPkg-240to759kBtuh-10p8eer | Nrs | Ex | CZ06 | cWtd | SWHC013-02 | DEER2020 | D20v1 | 2020-11-09 | Cap-Tons | 1 |  | None | 262 | 0.0512 | 0.174 | 90.5 | 0.0357 | 0 | [6 empty] | DEER:HVAC_Split-Package_AC | Annual
Any | NE-HVAC-airAC-SpltPkg-240to759kBtuh-10p8eer | Nrs | Ex | CZ07 | cWtd | SWHC013-02 | DEER2020 | D20v1 | 2020-11-09 | Cap-Tons | 1 |  | None | 245 | 0.0451 | 0.297 | 93 | 0.0297 | 0 | [6 empty] | DEER:HVAC_Split-Package_AC | Annual
Any | NE-HVAC-airAC-SpltPkg-240to759kBtuh-10p8eer | Nrs | Ex | CZ08 | cWtd | SWHC013-02 | DEER2020 | D20v1 | 2020-11-09 | Cap-Tons | 1 |  | None | 272 | 0.0522 | 0.0728 | 104 | 0.0361 | 0 | [6 empty] | DEER:HVAC_Split-Package_AC | Annual
Any | NE-HVAC-airAC-SpltPkg-240to759kBtuh-10p8eer | Nrs | Ex | CZ09 | cWtd | SWHC013-02 | DEER2020 | D20v1 | 2020-11-09 | Cap-Tons | 1 |  | None | 272 | 0.0604 | 0.195 | 107 | 0.052 | 0 | [6 empty] | DEER:HVAC_Split-Package_AC | Annual
Any | NE-HVAC-airAC-SpltPkg-240to759kBtuh-10p8eer | Nrs | Ex | CZ10 | cWtd | SWHC013-02 | DEER2020 | D20v1 | 2020-11-09 | Cap-Tons | 1 |  | None | 266 | 0.061 | 0.438 | 107 | 0.0511 | 0 | [6 empty] | DEER:HVAC_Split-Package_AC | Annual
Any | NE-HVAC-airAC-SpltPkg-240to759kBtuh-10p8eer | Nrs | Ex | CZ11 | cWtd | SWHC013-02 | DEER2020 | D20v1 | 2020-11-09 | Cap-Tons | 1 |  | None | 255 | 0.0608 | 1.48 | 108 | 0.0602 | 0 | [6 empty] | DEER:HVAC_Split-Package_AC | Annual
Any | NE-HVAC-airAC-SpltPkg-240to759kBtuh-10p8eer | Nrs | Ex | CZ12 | cWtd | SWHC013-02 | DEER2020 | D20v1 | 2020-11-09 | Cap-Tons | 1 |  | None | 251 | 0.0622 | 0.993 | 86.1 | 0.0556 | 0 | [6 empty] | DEER:HVAC_Split-Package_AC | Annual
Any | NE-HVAC-airAC-SpltPkg-240to759kBtuh-10p8eer | Nrs | Ex | CZ13 | cWtd | SWHC013-02 | DEER2020 | D20v1 | 2020-11-09 | Cap-Tons | 1 |  | None | 275 | 0.064 | 0.968 | 112 | 0.0557 | 0 | [6 empty] | DEER:HVAC_Split-Package_AC | Annual
Any | NE-HVAC-airAC-SpltPkg-240to759kBtuh-10p8eer | Nrs | Ex | CZ14 | cWtd | SWHC013-02 | DEER2020 | D20v1 | 2020-11-09 | Cap-Tons | 1 |  | None | 248 | 0.0573 | 1.65 | 108 | 0.0501 | 0 | [6 empty] | DEER:HVAC_Split-Package_AC | Annual
Any | NE-HVAC-airAC-SpltPkg-240to759kBtuh-10p8eer | Nrs | Ex | CZ15 | cWtd | SWHC013-02 | DEER2020 | D20v1 | 2020-11-09 | Cap-Tons | 1 |  | None | 310 | 0.0657 | 0.309 | 194 | 0.062 | 0 | [6 empty] | DEER:HVAC_Split-Package_AC | Annual
Any | NE-HVAC-airAC-SpltPkg-240to759kBtuh-10p8eer | Nrs | Ex | CZ16 | cWtd | SWHC013-02 | DEER2020 | D20v1 | 2020-11-09 | Cap-Tons | 1 |  | None | 214 | 0.0488 | 3.04 | 49.8 | 0.0321 | 0 | [6 empty] | DEER:HVAC_Split-Package_AC | Annual
Any | NE-HVAC-airAC-SpltPkg-240to759kBtuh-10p8eer | Nrs | New | CZ01 | cWtd | SWHC013-02 | DEER2020 | D20v1 | 2020-11-09 | Cap-Tons | 1 |  | None | 9.93 | 0.0141 | 0 | 9.93 | 0.0141 | 0 | [6 empty] | DEER:HVAC_Split-Package_AC | Annual
Any | NE-HVAC-airAC-SpltPkg-240to759kBtuh-10p8eer | Nrs | New | CZ02 | cWtd | SWHC013-02 | DEER2020 | D20v1 | 2020-11-09 | Cap-Tons | 1 |  | None | 53.8 | 0.0422 | 0 | 53.8 | 0.0422 | 0 | [6 empty] | DEER:HVAC_Split-Package_AC | Annual
Any | NE-HVAC-airAC-SpltPkg-240to759kBtuh-10p8eer | Nrs | New | CZ03 | cWtd | SWHC013-02 | DEER2020 | D20v1 | 2020-11-09 | Cap-Tons | 1 |  | None | 38.7 | 0.025 | 0 | 38.7 | 0.025 | 0 | [6 empty] | DEER:HVAC_Split-Package_AC | Annual
Any | NE-HVAC-airAC-SpltPkg-240to759kBtuh-10p8eer | Nrs | New | CZ04 | cWtd | SWHC013-02 | DEER2020 | D20v1 | 2020-11-09 | Cap-Tons | 1 |  | None | 65 | 0.0373 | 0 | 65 | 0.0373 | 0 | [6 empty] | DEER:HVAC_Split-Package_AC | Annual
Any | NE-HVAC-airAC-SpltPkg-240to759kBtuh-10p8eer | Nrs | New | CZ05 | cWtd | SWHC013-02 | DEER2020 | D20v1 | 2020-11-09 | Cap-Tons | 1 |  | None | 36.6 | 0.0183 | 0 | 36.6 | 0.0183 | 0 | [6 empty] | DEER:HVAC_Split-Package_AC | Annual
Any | NE-HVAC-airAC-SpltPkg-240to759kBtuh-10p8eer | Nrs | New | CZ06 | cWtd | SWHC013-02 | DEER2020 | D20v1 | 2020-11-09 | Cap-Tons | 1 |  | None | 81.6 | 0.0321 | 0 | 81.6 | 0.0321 | 0 | [6 empty] | DEER:HVAC_Split-Package_AC | Annual
Any | NE-HVAC-airAC-SpltPkg-240to759kBtuh-10p8eer | Nrs | New | CZ07 | cWtd | SWHC013-02 | DEER2020 | D20v1 | 2020-11-09 | Cap-Tons | 1 |  | None | 84.5 | 0.0265 | 0 | 84.5 | 0.0265 | 0 | [6 empty] | DEER:HVAC_Split-Package_AC | Annual
Any | NE-HVAC-airAC-SpltPkg-240to759kBtuh-10p8eer | Nrs | New | CZ08 | cWtd | SWHC013-02 | DEER2020 | D20v1 | 2020-11-09 | Cap-Tons | 1 |  | None | 95 | 0.0328 | 0 | 95 | 0.0328 | 0 | [6 empty] | DEER:HVAC_Split-Package_AC | Annual
Any | NE-HVAC-airAC-SpltPkg-240to759kBtuh-10p8eer | Nrs | New | CZ09 | cWtd | SWHC013-02 | DEER2020 | D20v1 | 2020-11-09 | Cap-Tons | 1 |  | None | 96.6 | 0.0473 | 0 | 96.6 | 0.0473 | 0 | [6 empty] | DEER:HVAC_Split-Package_AC | Annual
Any | NE-HVAC-airAC-SpltPkg-240to759kBtuh-10p8eer | Nrs | New | CZ10 | cWtd | SWHC013-02 | DEER2020 | D20v1 | 2020-11-09 | Cap-Tons | 1 |  | None | 98.6 | 0.0471 | 0 | 98.6 | 0.0471 | 0 | [6 empty] | DEER:HVAC_Split-Package_AC | Annual
Any | NE-HVAC-airAC-SpltPkg-240to759kBtuh-10p8eer | Nrs | New | CZ11 | cWtd | SWHC013-02 | DEER2020 | D20v1 | 2020-11-09 | Cap-Tons | 1 |  | None | 98.8 | 0.0545 | 0 | 98.8 | 0.0545 | 0 | [6 empty] | DEER:HVAC_Split-Package_AC | Annual
Any | NE-HVAC-airAC-SpltPkg-240to759kBtuh-10p8eer | Nrs | New | CZ12 | cWtd | SWHC013-02 | DEER2020 | D20v1 | 2020-11-09 | Cap-Tons | 1 |  | None | 78.6 | 0.0511 | 0 | 78.6 | 0.0511 | 0 | [6 empty] | DEER:HVAC_Split-Package_AC | Annual
Any | NE-HVAC-airAC-SpltPkg-240to759kBtuh-10p8eer | Nrs | New | CZ13 | cWtd | SWHC013-02 | DEER2020 | D20v1 | 2020-11-09 | Cap-Tons | 1 |  | None | 103 | 0.0514 | 0 | 103 | 0.0514 | 0 | [6 empty] | DEER:HVAC_Split-Package_AC | Annual
Any | NE-HVAC-airAC-SpltPkg-240to759kBtuh-10p8eer | Nrs | New | CZ14 | cWtd | SWHC013-02 | DEER2020 | D20v1 | 2020-11-09 | Cap-Tons | 1 |  | None | 99.1 | 0.0461 | 0 | 99.1 | 0.0461 | 0 | [6 empty] | DEER:HVAC_Split-Package_AC | Annual
Any | NE-HVAC-airAC-SpltPkg-240to759kBtuh-10p8eer | Nrs | New | CZ15 | cWtd | SWHC013-02 | DEER2020 | D20v1 | 2020-11-09 | Cap-Tons | 1 |  | None | 181 | 0.0574 | 0 | 181 | 0.0574 | 0 | [6 empty] | DEER:HVAC_Split-Package_AC | Annual
Any | NE-HVAC-airAC-SpltPkg-240to759kBtuh-10p8eer | Nrs | New | CZ16 | cWtd | SWHC013-02 | DEER2020 | D20v1 | 2020-11-09 | Cap-Tons | 1 |  | None | 46 | 0.0292 | 0 | 46 | 0.0292 | 0 | [6 empty] | DEER:HVAC_Split-Package_AC | Annual
Any | NE-HVAC-airAC-SpltPkg-240to759kBtuh-10p8eer | OfL | Ex | CZ01 | cWtd | SWHC013-02 | DEER2020 | D20v1 | 2020-11-09 | Cap-Tons | 1 |  | None | 93.7 | 0.0173 | 0.404 | 20.6 | 0.0131 | 0 | [6 empty] | DEER:HVAC_Split-Package_AC | Annual
Any | NE-HVAC-airAC-SpltPkg-240to759kBtuh-10p8eer | OfL | Ex | CZ02 | cWtd | SWHC013-02 | DEER2020 | D20v1 | 2020-11-09 | Cap-Tons | 1 |  | None | 114 | 0.0371 | 0.268 | 62.1 | 0.0424 | 0 | [6 empty] | DEER:HVAC_Split-Package_AC | Annual
Any | NE-HVAC-airAC-SpltPkg-240to759kBtuh-10p8eer | OfL | Ex | CZ03 | cWtd | SWHC013-02 | DEER2020 | D20v1 | 2020-11-09 | Cap-Tons | 1 |  | None | 105 | 0.0303 | 0.0941 | 46.5 | 0.0261 | 0 | [6 empty] | DEER:HVAC_Split-Package_AC | Annual
Any | NE-HVAC-airAC-SpltPkg-240to759kBtuh-10p8eer | OfL | Ex | CZ04 | cWtd | SWHC013-02 | DEER2020 | D20v1 | 2020-11-09 | Cap-Tons | 1 |  | None | 116 | 0.0297 | 0.131 | 67.7 | 0.0321 | 0 | [6 empty] | DEER:HVAC_Split-Package_AC | Annual
Any | NE-HVAC-airAC-SpltPkg-240to759kBtuh-10p8eer | OfL | Ex | CZ05 | cWtd | SWHC013-02 | DEER2020 | D20v1 | 2020-11-09 | Cap-Tons | 1 |  | None | 108 | 0.0227 | 0.109 | 50.1 | 0.0174 | 0 | [6 empty] | DEER:HVAC_Split-Package_AC | Annual
Any | NE-HVAC-airAC-SpltPkg-240to759kBtuh-10p8eer | OfL | Ex | CZ06 | cWtd | SWHC013-02 | DEER2020 | D20v1 | 2020-11-09 | Cap-Tons | 1 |  | None | 138 | 0.0307 | 0.0165 | 83.2 | 0.0269 | 0 | [6 empty] | DEER:HVAC_Split-Package_AC | Annual
Any | NE-HVAC-airAC-SpltPkg-240to759kBtuh-10p8eer | OfL | Ex | CZ07 | cWtd | SWHC013-02 | DEER2020 | D20v1 | 2020-11-09 | Cap-Tons | 1 |  | None | 130 | 0.0271 | 0.00894 | 78.5 | 0.0224 | 0 | [6 empty] | DEER:HVAC_Split-Package_AC | Annual
Any | NE-HVAC-airAC-SpltPkg-240to759kBtuh-10p8eer | OfL | Ex | CZ08 | cWtd | SWHC013-02 | DEER2020 | D20v1 | 2020-11-09 | Cap-Tons | 1 |  | None | 132 | 0.0259 | 0.0247 | 88.6 | 0.0247 | 0 | [6 empty] | DEER:HVAC_Split-Package_AC | Annual
Any | NE-HVAC-airAC-SpltPkg-240to759kBtuh-10p8eer | OfL | Ex | CZ09 | cWtd | SWHC013-02 | DEER2020 | D20v1 | 2020-11-09 | Cap-Tons | 1 |  | None | 131 | 0.031 | 0.0228 | 79 | 0.0329 | 0 | [6 empty] | DEER:HVAC_Split-Package_AC | Annual
Any | NE-HVAC-airAC-SpltPkg-240to759kBtuh-10p8eer | OfL | Ex | CZ10 | cWtd | SWHC013-02 | DEER2020 | D20v1 | 2020-11-09 | Cap-Tons | 1 |  | None | 134 | 0.0293 | 0.0451 | 88.6 | 0.0334 | 0 | [6 empty] | DEER:HVAC_Split-Package_AC | Annual
Any | NE-HVAC-airAC-SpltPkg-240to759kBtuh-10p8eer | OfL | Ex | CZ11 | cWtd | SWHC013-02 | DEER2020 | D20v1 | 2020-11-09 | Cap-Tons | 1 |  | None | 134 | 0.0413 | 0.15 | 82.2 | 0.0454 | 0 | [6 empty] | DEER:HVAC_Split-Package_AC | Annual
Any | NE-HVAC-airAC-SpltPkg-240to759kBtuh-10p8eer | OfL | Ex | CZ12 | cWtd | SWHC013-02 | DEER2020 | D20v1 | 2020-11-09 | Cap-Tons | 1 |  | None | 125 | 0.0393 | 0.172 | 72.3 | 0.0436 | 0 | [6 empty] | DEER:HVAC_Split-Package_AC | Annual
Any | NE-HVAC-airAC-SpltPkg-240to759kBtuh-10p8eer | OfL | Ex | CZ13 | cWtd | SWHC013-02 | DEER2020 | D20v1 | 2020-11-09 | Cap-Tons | 1 |  | None | 135 | 0.0339 | 0.132 | 84.5 | 0.0352 | 0 | [6 empty] | DEER:HVAC_Split-Package_AC | Annual
Any | NE-HVAC-airAC-SpltPkg-240to759kBtuh-10p8eer | OfL | Ex | CZ14 | cWtd | SWHC013-02 | DEER2020 | D20v1 | 2020-11-09 | Cap-Tons | 1 |  | None | 136 | 0.0344 | 0.165 | 84.1 | 0.0348 | 0 | [6 empty] | DEER:HVAC_Split-Package_AC | Annual
Any | NE-HVAC-airAC-SpltPkg-240to759kBtuh-10p8eer | OfL | Ex | CZ15 | cWtd | SWHC013-02 | DEER2020 | D20v1 | 2020-11-09 | Cap-Tons | 1 |  | None | 172 | 0.0351 | 0.00348 | 126 | 0.0345 | 0 | [6 empty] | DEER:HVAC_Split-Package_AC | Annual
Any | NE-HVAC-airAC-SpltPkg-240to759kBtuh-10p8eer | OfL | Ex | CZ16 | cWtd | SWHC013-02 | DEER2020 | D20v1 | 2020-11-09 | Cap-Tons | 1 |  | None | 107 | 0.0359 | 0.789 | 46.5 | 0.032 | 0 | [6 empty] | DEER:HVAC_Split-Package_AC | Annual
Any | NE-HVAC-airAC-SpltPkg-240to759kBtuh-10p8eer | OfL | New | CZ01 | cWtd | SWHC013-02 | DEER2020 | D20v1 | 2020-11-09 | Cap-Tons | 1 |  | None | 18.4 | 0.012 | 0 | 18.4 | 0.012 | 0 | [6 empty] | DEER:HVAC_Split-Package_AC | Annual
Any | NE-HVAC-airAC-SpltPkg-240to759kBtuh-10p8eer | OfL | New | CZ02 | cWtd | SWHC013-02 | DEER2020 | D20v1 | 2020-11-09 | Cap-Tons | 1 |  | None | 58.6 | 0.04 | 0 | 58.6 | 0.04 | 0 | [6 empty] | DEER:HVAC_Split-Package_AC | Annual
Any | NE-HVAC-airAC-SpltPkg-240to759kBtuh-10p8eer | OfL | New | CZ03 | cWtd | SWHC013-02 | DEER2020 | D20v1 | 2020-11-09 | Cap-Tons | 1 |  | None | 44 | 0.0226 | 0 | 44 | 0.0226 | 0 | [6 empty] | DEER:HVAC_Split-Package_AC | Annual
Any | NE-HVAC-airAC-SpltPkg-240to759kBtuh-10p8eer | OfL | New | CZ04 | cWtd | SWHC013-02 | DEER2020 | D20v1 | 2020-11-09 | Cap-Tons | 1 |  | None | 64.9 | 0.0293 | 0 | 64.9 | 0.0293 | 0 | [6 empty] | DEER:HVAC_Split-Package_AC | Annual
Any | NE-HVAC-airAC-SpltPkg-240to759kBtuh-10p8eer | OfL | New | CZ05 | cWtd | SWHC013-02 | DEER2020 | D20v1 | 2020-11-09 | Cap-Tons | 1 |  | None | 48.1 | 0.0173 | 0 | 48.1 | 0.0173 | 0 | [6 empty] | DEER:HVAC_Split-Package_AC | Annual
Any | NE-HVAC-airAC-SpltPkg-240to759kBtuh-10p8eer | OfL | New | CZ06 | cWtd | SWHC013-02 | DEER2020 | D20v1 | 2020-11-09 | Cap-Tons | 1 |  | None | 81.1 | 0.0254 | 0 | 81.1 | 0.0254 | 0 | [6 empty] | DEER:HVAC_Split-Package_AC | Annual
Any | NE-HVAC-airAC-SpltPkg-240to759kBtuh-10p8eer | OfL | New | CZ07 | cWtd | SWHC013-02 | DEER2020 | D20v1 | 2020-11-09 | Cap-Tons | 1 |  | None | 75.7 | 0.0221 | 0 | 75.7 | 0.0221 | 0 | [6 empty] | DEER:HVAC_Split-Package_AC | Annual
Any | NE-HVAC-airAC-SpltPkg-240to759kBtuh-10p8eer | OfL | New | CZ08 | cWtd | SWHC013-02 | DEER2020 | D20v1 | 2020-11-09 | Cap-Tons | 1 |  | None | 85.7 | 0.0242 | 0 | 85.7 | 0.0242 | 0 | [6 empty] | DEER:HVAC_Split-Package_AC | Annual
Any | NE-HVAC-airAC-SpltPkg-240to759kBtuh-10p8eer | OfL | New | CZ09 | cWtd | SWHC013-02 | DEER2020 | D20v1 | 2020-11-09 | Cap-Tons | 1 |  | None | 75.7 | 0.0304 | 0 | 75.7 | 0.0304 | 0 | [6 empty] | DEER:HVAC_Split-Package_AC | Annual
Any | NE-HVAC-airAC-SpltPkg-240to759kBtuh-10p8eer | OfL | New | CZ10 | cWtd | SWHC013-02 | DEER2020 | D20v1 | 2020-11-09 | Cap-Tons | 1 |  | None | 84.4 | 0.0328 | 0 | 84.4 | 0.0328 | 0 | [6 empty] | DEER:HVAC_Split-Package_AC | Annual
Any | NE-HVAC-airAC-SpltPkg-240to759kBtuh-10p8eer | OfL | New | CZ11 | cWtd | SWHC013-02 | DEER2020 | D20v1 | 2020-11-09 | Cap-Tons | 1 |  | None | 78.5 | 0.0441 | 0 | 78.5 | 0.0441 | 0 | [6 empty] | DEER:HVAC_Split-Package_AC | Annual
Any | NE-HVAC-airAC-SpltPkg-240to759kBtuh-10p8eer | OfL | New | CZ12 | cWtd | SWHC013-02 | DEER2020 | D20v1 | 2020-11-09 | Cap-Tons | 1 |  | None | 68.8 | 0.0423 | 0 | 68.8 | 0.0423 | 0 | [6 empty] | DEER:HVAC_Split-Package_AC | Annual
Any | NE-HVAC-airAC-SpltPkg-240to759kBtuh-10p8eer | OfL | New | CZ13 | cWtd | SWHC013-02 | DEER2020 | D20v1 | 2020-11-09 | Cap-Tons | 1 |  | None | 81.4 | 0.0347 | 0 | 81.4 | 0.0347 | 0 | [6 empty] | DEER:HVAC_Split-Package_AC | Annual
Any | NE-HVAC-airAC-SpltPkg-240to759kBtuh-10p8eer | OfL | New | CZ14 | cWtd | SWHC013-02 | DEER2020 | D20v1 | 2020-11-09 | Cap-Tons | 1 |  | None | 80.8 | 0.0345 | 0 | 80.8 | 0.0345 | 0 | [6 empty] | DEER:HVAC_Split-Package_AC | Annual
Any | NE-HVAC-airAC-SpltPkg-240to759kBtuh-10p8eer | OfL | New | CZ15 | cWtd | SWHC013-02 | DEER2020 | D20v1 | 2020-11-09 | Cap-Tons | 1 |  | None | 121 | 0.0338 | 0 | 121 | 0.0338 | 0 | [6 empty] | DEER:HVAC_Split-Package_AC | Annual
Any | NE-HVAC-airAC-SpltPkg-240to759kBtuh-10p8eer | OfL | New | CZ16 | cWtd | SWHC013-02 | DEER2020 | D20v1 | 2020-11-09 | Cap-Tons | 1 |  | None | 43.7 | 0.0309 | 0 | 43.7 | 0.0309 | 0 | [6 empty] | DEER:HVAC_Split-Package_AC | Annual
Any | NE-HVAC-airAC-SpltPkg-240to759kBtuh-10p8eer | OfS | Ex | CZ01 | cWtd | SWHC013-02 | DEER2020 | D20v1 | 2020-11-09 | Cap-Tons | 1 |  | None | 88 | 0.017 | 0.437 | 17.9 | 0.0121 | 0 | [6 empty] | DEER:HVAC_Split-Package_AC | Annual
Any | NE-HVAC-airAC-SpltPkg-240to759kBtuh-10p8eer | OfS | Ex | CZ02 | cWtd | SWHC013-02 | DEER2020 | D20v1 | 2020-11-09 | Cap-Tons | 1 |  | None | 115 | 0.0402 | 0.321 | 60.4 | 0.0442 | 0 | [6 empty] | DEER:HVAC_Split-Package_AC | Annual
Any | NE-HVAC-airAC-SpltPkg-240to759kBtuh-10p8eer | OfS | Ex | CZ03 | cWtd | SWHC013-02 | DEER2020 | D20v1 | 2020-11-09 | Cap-Tons | 1 |  | None | 101 | 0.0306 | 0.023 | 42.4 | 0.0266 | 0 | [6 empty] | DEER:HVAC_Split-Package_AC | Annual
Any | NE-HVAC-airAC-SpltPkg-240to759kBtuh-10p8eer | OfS | Ex | CZ04 | cWtd | SWHC013-02 | DEER2020 | D20v1 | 2020-11-09 | Cap-Tons | 1 |  | None | 117 | 0.0327 | 0.0682 | 64.4 | 0.0333 | 0 | [6 empty] | DEER:HVAC_Split-Package_AC | Annual
Any | NE-HVAC-airAC-SpltPkg-240to759kBtuh-10p8eer | OfS | Ex | CZ05 | cWtd | SWHC013-02 | DEER2020 | D20v1 | 2020-11-09 | Cap-Tons | 1 |  | None | 105 | 0.0216 | 0.0483 | 45.9 | 0.0161 | 0 | [6 empty] | DEER:HVAC_Split-Package_AC | Annual
Any | NE-HVAC-airAC-SpltPkg-240to759kBtuh-10p8eer | OfS | Ex | CZ06 | cWtd | SWHC013-02 | DEER2020 | D20v1 | 2020-11-09 | Cap-Tons | 1 |  | None | 132 | 0.0302 | -0.029 | 77.1 | 0.0271 | 0 | [6 empty] | DEER:HVAC_Split-Package_AC | Annual
Any | NE-HVAC-airAC-SpltPkg-240to759kBtuh-10p8eer | OfS | Ex | CZ07 | cWtd | SWHC013-02 | DEER2020 | D20v1 | 2020-11-09 | Cap-Tons | 1 |  | None | 127 | 0.0266 | -0.0167 | 72.6 | 0.022 | 0 | [6 empty] | DEER:HVAC_Split-Package_AC | Annual
Any | NE-HVAC-airAC-SpltPkg-240to759kBtuh-10p8eer | OfS | Ex | CZ08 | cWtd | SWHC013-02 | DEER2020 | D20v1 | 2020-11-09 | Cap-Tons | 1 |  | None | 132 | 0.0261 | -0.00994 | 83.3 | 0.0245 | 0 | [6 empty] | DEER:HVAC_Split-Package_AC | Annual
Any | NE-HVAC-airAC-SpltPkg-240to759kBtuh-10p8eer | OfS | Ex | CZ09 | cWtd | SWHC013-02 | DEER2020 | D20v1 | 2020-11-09 | Cap-Tons | 1 |  | None | 132 | 0.0326 | -0.0369 | 75.5 | 0.0339 | 0 | [6 empty] | DEER:HVAC_Split-Package_AC | Annual
Any | NE-HVAC-airAC-SpltPkg-240to759kBtuh-10p8eer | OfS | Ex | CZ10 | cWtd | SWHC013-02 | DEER2020 | D20v1 | 2020-11-09 | Cap-Tons | 1 |  | None | 136 | 0.0308 | 0.0313 | 84.9 | 0.0342 | 0 | [6 empty] | DEER:HVAC_Split-Package_AC | Annual
Any | NE-HVAC-airAC-SpltPkg-240to759kBtuh-10p8eer | OfS | Ex | CZ11 | cWtd | SWHC013-02 | DEER2020 | D20v1 | 2020-11-09 | Cap-Tons | 1 |  | None | 137 | 0.0439 | 0.099 | 81.6 | 0.0478 | 0 | [6 empty] | DEER:HVAC_Split-Package_AC | Annual
Any | NE-HVAC-airAC-SpltPkg-240to759kBtuh-10p8eer | OfS | Ex | CZ12 | cWtd | SWHC013-02 | DEER2020 | D20v1 | 2020-11-09 | Cap-Tons | 1 |  | None | 126 | 0.0415 | 0.142 | 70.5 | 0.0449 | 0 | [6 empty] | DEER:HVAC_Split-Package_AC | Annual
Any | NE-HVAC-airAC-SpltPkg-240to759kBtuh-10p8eer | OfS | Ex | CZ13 | cWtd | SWHC013-02 | DEER2020 | D20v1 | 2020-11-09 | Cap-Tons | 1 |  | None | 139 | 0.0375 | 0.0861 | 83.8 | 0.0383 | 0 | [6 empty] | DEER:HVAC_Split-Package_AC | Annual
Any | NE-HVAC-airAC-SpltPkg-240to759kBtuh-10p8eer | OfS | Ex | CZ14 | cWtd | SWHC013-02 | DEER2020 | D20v1 | 2020-11-09 | Cap-Tons | 1 |  | None | 138 | 0.0355 | 0.131 | 83 | 0.036 | 0 | [6 empty] | DEER:HVAC_Split-Package_AC | Annual
Any | NE-HVAC-airAC-SpltPkg-240to759kBtuh-10p8eer | OfS | Ex | CZ15 | cWtd | SWHC013-02 | DEER2020 | D20v1 | 2020-11-09 | Cap-Tons | 1 |  | None | 175 | 0.0398 | -0.0245 | 127 | 0.0402 | 0 | [6 empty] | DEER:HVAC_Split-Package_AC | Annual
Any | NE-HVAC-airAC-SpltPkg-240to759kBtuh-10p8eer | OfS | Ex | CZ16 | cWtd | SWHC013-02 | DEER2020 | D20v1 | 2020-11-09 | Cap-Tons | 1 |  | None | 110 | 0.0373 | 0.9 | 46.3 | 0.0339 | 0 | [6 empty] | DEER:HVAC_Split-Package_AC | Annual
Any | NE-HVAC-airAC-SpltPkg-240to759kBtuh-10p8eer | OfS | New | CZ01 | cWtd | SWHC013-02 | DEER2020 | D20v1 | 2020-11-09 | Cap-Tons | 1 |  | None | 15.6 | 0.0111 | 0 | 15.6 | 0.0111 | 0 | [6 empty] | DEER:HVAC_Split-Package_AC | Annual
Any | NE-HVAC-airAC-SpltPkg-240to759kBtuh-10p8eer | OfS | New | CZ02 | cWtd | SWHC013-02 | DEER2020 | D20v1 | 2020-11-09 | Cap-Tons | 1 |  | None | 56.8 | 0.0401 | 0 | 56.8 | 0.0401 | 0 | [6 empty] | DEER:HVAC_Split-Package_AC | Annual
Any | NE-HVAC-airAC-SpltPkg-240to759kBtuh-10p8eer | OfS | New | CZ03 | cWtd | SWHC013-02 | DEER2020 | D20v1 | 2020-11-09 | Cap-Tons | 1 |  | None | 40.7 | 0.0243 | 0 | 40.7 | 0.0243 | 0 | [6 empty] | DEER:HVAC_Split-Package_AC | Annual
Any | NE-HVAC-airAC-SpltPkg-240to759kBtuh-10p8eer | OfS | New | CZ04 | cWtd | SWHC013-02 | DEER2020 | D20v1 | 2020-11-09 | Cap-Tons | 1 |  | None | 61.9 | 0.0315 | 0 | 61.9 | 0.0315 | 0 | [6 empty] | DEER:HVAC_Split-Package_AC | Annual
Any | NE-HVAC-airAC-SpltPkg-240to759kBtuh-10p8eer | OfS | New | CZ05 | cWtd | SWHC013-02 | DEER2020 | D20v1 | 2020-11-09 | Cap-Tons | 1 |  | None | 44 | 0.0163 | 0 | 44 | 0.0163 | 0 | [6 empty] | DEER:HVAC_Split-Package_AC | Annual
Any | NE-HVAC-airAC-SpltPkg-240to759kBtuh-10p8eer | OfS | New | CZ06 | cWtd | SWHC013-02 | DEER2020 | D20v1 | 2020-11-09 | Cap-Tons | 1 |  | None | 75.7 | 0.0257 | 0 | 75.7 | 0.0257 | 0 | [6 empty] | DEER:HVAC_Split-Package_AC | Annual
Any | NE-HVAC-airAC-SpltPkg-240to759kBtuh-10p8eer | OfS | New | CZ07 | cWtd | SWHC013-02 | DEER2020 | D20v1 | 2020-11-09 | Cap-Tons | 1 |  | None | 70.9 | 0.0219 | 0 | 70.9 | 0.0219 | 0 | [6 empty] | DEER:HVAC_Split-Package_AC | Annual
Any | NE-HVAC-airAC-SpltPkg-240to759kBtuh-10p8eer | OfS | New | CZ08 | cWtd | SWHC013-02 | DEER2020 | D20v1 | 2020-11-09 | Cap-Tons | 1 |  | None | 79.5 | 0.0237 | 0 | 79.5 | 0.0237 | 0 | [6 empty] | DEER:HVAC_Split-Package_AC | Annual
Any | NE-HVAC-airAC-SpltPkg-240to759kBtuh-10p8eer | OfS | New | CZ09 | cWtd | SWHC013-02 | DEER2020 | D20v1 | 2020-11-09 | Cap-Tons | 1 |  | None | 72.5 | 0.0304 | 0 | 72.5 | 0.0304 | 0 | [6 empty] | DEER:HVAC_Split-Package_AC | Annual
Any | NE-HVAC-airAC-SpltPkg-240to759kBtuh-10p8eer | OfS | New | CZ10 | cWtd | SWHC013-02 | DEER2020 | D20v1 | 2020-11-09 | Cap-Tons | 1 |  | None | 81.1 | 0.0325 | 0 | 81.1 | 0.0325 | 0 | [6 empty] | DEER:HVAC_Split-Package_AC | Annual
Any | NE-HVAC-airAC-SpltPkg-240to759kBtuh-10p8eer | OfS | New | CZ11 | cWtd | SWHC013-02 | DEER2020 | D20v1 | 2020-11-09 | Cap-Tons | 1 |  | None | 77.4 | 0.0443 | 0 | 77.4 | 0.0443 | 0 | [6 empty] | DEER:HVAC_Split-Package_AC | Annual
Any | NE-HVAC-airAC-SpltPkg-240to759kBtuh-10p8eer | OfS | New | CZ12 | cWtd | SWHC013-02 | DEER2020 | D20v1 | 2020-11-09 | Cap-Tons | 1 |  | None | 67 | 0.0429 | 0 | 67 | 0.0429 | 0 | [6 empty] | DEER:HVAC_Split-Package_AC | Annual
Any | NE-HVAC-airAC-SpltPkg-240to759kBtuh-10p8eer | OfS | New | CZ13 | cWtd | SWHC013-02 | DEER2020 | D20v1 | 2020-11-09 | Cap-Tons | 1 |  | None | 79.9 | 0.0353 | 0 | 79.9 | 0.0353 | 0 | [6 empty] | DEER:HVAC_Split-Package_AC | Annual
Any | NE-HVAC-airAC-SpltPkg-240to759kBtuh-10p8eer | OfS | New | CZ14 | cWtd | SWHC013-02 | DEER2020 | D20v1 | 2020-11-09 | Cap-Tons | 1 |  | None | 79.1 | 0.0337 | 0 | 79.1 | 0.0337 | 0 | [6 empty] | DEER:HVAC_Split-Package_AC | Annual
Any | NE-HVAC-airAC-SpltPkg-240to759kBtuh-10p8eer | OfS | New | CZ15 | cWtd | SWHC013-02 | DEER2020 | D20v1 | 2020-11-09 | Cap-Tons | 1 |  | None | 121 | 0.0339 | 0 | 121 | 0.0339 | 0 | [6 empty] | DEER:HVAC_Split-Package_AC | Annual
Any | NE-HVAC-airAC-SpltPkg-240to759kBtuh-10p8eer | OfS | New | CZ16 | cWtd | SWHC013-02 | DEER2020 | D20v1 | 2020-11-09 | Cap-Tons | 1 |  | None | 43.9 | 0.0315 | 0 | 43.9 | 0.0315 | 0 | [6 empty] | DEER:HVAC_Split-Package_AC | Annual
Any | NE-HVAC-airAC-SpltPkg-240to759kBtuh-10p8eer | RFF | Ex | CZ01 | cDXGF | SWHC013-02 | DEER2020 | D20v1 | 2020-11-09 | Cap-Tons | 1 |  | None | 508 | 0.0439 | 48.4 | 10.6 | 0.0167 | 0 | [6 empty] | DEER:HVAC_Split-Package_AC | Annual
Any | NE-HVAC-airAC-SpltPkg-240to759kBtuh-10p8eer | RFF | Ex | CZ02 | cDXGF | SWHC013-02 | DEER2020 | D20v1 | 2020-11-09 | Cap-Tons | 1 |  | None | 479 | -0.0324 | 29.4 | 86.7 | 0.095 | 0 | [6 empty] | DEER:HVAC_Split-Package_AC | Annual
Any | NE-HVAC-airAC-SpltPkg-240to759kBtuh-10p8eer | RFF | Ex | CZ03 | cDXGF | SWHC013-02 | DEER2020 | D20v1 | 2020-11-09 | Cap-Tons | 1 |  | None | 471 | 0.0856 | 20.7 | 36.5 | 0.0452 | 0 | [6 empty] | DEER:HVAC_Split-Package_AC | Annual
Any | NE-HVAC-airAC-SpltPkg-240to759kBtuh-10p8eer | RFF | Ex | CZ04 | cDXGF | SWHC013-02 | DEER2020 | D20v1 | 2020-11-09 | Cap-Tons | 1 |  | None | 482 | 0.00398 | 19.4 | 93.6 | 0.0818 | 0 | [6 empty] | DEER:HVAC_Split-Package_AC | Annual
Any | NE-HVAC-airAC-SpltPkg-240to759kBtuh-10p8eer | RFF | Ex | CZ05 | cDXGF | SWHC013-02 | DEER2020 | D20v1 | 2020-11-09 | Cap-Tons | 1 |  | None | 480 | 0.0697 | 25.2 | 36.6 | 0.0295 | 0 | [6 empty] | DEER:HVAC_Split-Package_AC | Annual
Any | NE-HVAC-airAC-SpltPkg-240to759kBtuh-10p8eer | RFF | Ex | CZ06 | cDXGF | SWHC013-02 | DEER2020 | D20v1 | 2020-11-09 | Cap-Tons | 1 |  | None | 484 | 0.0723 | 8.17 | 81.6 | 0.0578 | 0 | [6 empty] | DEER:HVAC_Split-Package_AC | Annual
Any | NE-HVAC-airAC-SpltPkg-240to759kBtuh-10p8eer | RFF | Ex | CZ07 | cDXGF | SWHC013-02 | DEER2020 | D20v1 | 2020-11-09 | Cap-Tons | 1 |  | None | 448 | 0.0894 | 5.19 | 77.2 | 0.0467 | 0 | [6 empty] | DEER:HVAC_Split-Package_AC | Annual
Any | NE-HVAC-airAC-SpltPkg-240to759kBtuh-10p8eer | RFF | Ex | CZ08 | cDXGF | SWHC013-02 | DEER2020 | D20v1 | 2020-11-09 | Cap-Tons | 1 |  | None | 447 | 0.0318 | 8.53 | 127 | 0.0708 | 0 | [6 empty] | DEER:HVAC_Split-Package_AC | Annual
Any | NE-HVAC-airAC-SpltPkg-240to759kBtuh-10p8eer | RFF | Ex | CZ09 | cDXGF | SWHC013-02 | DEER2020 | D20v1 | 2020-11-09 | Cap-Tons | 1 |  | None | 559 | 0.0231 | 7.17 | 103 | 0.0808 | 0 | [6 empty] | DEER:HVAC_Split-Package_AC | Annual
Any | NE-HVAC-airAC-SpltPkg-240to759kBtuh-10p8eer | RFF | Ex | CZ10 | cDXGF | SWHC013-02 | DEER2020 | D20v1 | 2020-11-09 | Cap-Tons | 1 |  | None | 531 | -0.0041 | 10.6 | 126 | 0.09 | 0 | [6 empty] | DEER:HVAC_Split-Package_AC | Annual
Any | NE-HVAC-airAC-SpltPkg-240to759kBtuh-10p8eer | RFF | Ex | CZ11 | cDXGF | SWHC013-02 | DEER2020 | D20v1 | 2020-11-09 | Cap-Tons | 1 |  | None | 556 | 0.0108 | 15.3 | 123 | 0.0919 | 0 | [6 empty] | DEER:HVAC_Split-Package_AC | Annual
Any | NE-HVAC-airAC-SpltPkg-240to759kBtuh-10p8eer | RFF | Ex | CZ12 | cDXGF | SWHC013-02 | DEER2020 | D20v1 | 2020-11-09 | Cap-Tons | 1 |  | None | 531 | -0.0117 | 18.6 | 103 | 0.0946 | 0 | [6 empty] | DEER:HVAC_Split-Package_AC | Annual
Any | NE-HVAC-airAC-SpltPkg-240to759kBtuh-10p8eer | RFF | Ex | CZ13 | cDXGF | SWHC013-02 | DEER2020 | D20v1 | 2020-11-09 | Cap-Tons | 1 |  | None | 548 | 0.0161 | 14.2 | 132 | 0.0871 | 0 | [6 empty] | DEER:HVAC_Split-Package_AC | Annual
Any | NE-HVAC-airAC-SpltPkg-240to759kBtuh-10p8eer | RFF | Ex | CZ14 | cDXGF | SWHC013-02 | DEER2020 | D20v1 | 2020-11-09 | Cap-Tons | 1 |  | None | 579 | 0.0402 | 17.7 | 123 | 0.0785 | 0 | [6 empty] | DEER:HVAC_Split-Package_AC | Annual
Any | NE-HVAC-airAC-SpltPkg-240to759kBtuh-10p8eer | RFF | Ex | CZ15 | cDXGF | SWHC013-02 | DEER2020 | D20v1 | 2020-11-09 | Cap-Tons | 1 |  | None | 608 | 0.0469 | 1.8 | 195 | 0.0835 | 0 | [6 empty] | DEER:HVAC_Split-Package_AC | Annual
Any | NE-HVAC-airAC-SpltPkg-240to759kBtuh-10p8eer | RFF | Ex | CZ16 | cDXGF | SWHC013-02 | DEER2020 | D20v1 | 2020-11-09 | Cap-Tons | 1 |  | None | 519 | 0.0671 | 45.8 | 55.7 | 0.0547 | 0 | [6 empty] | DEER:HVAC_Split-Package_AC | Annual
Any | NE-HVAC-airAC-SpltPkg-240to759kBtuh-10p8eer | RFF | New | CZ01 | cDXGF | SWHC013-02 | DEER2020 | D20v1 | 2020-11-09 | Cap-Tons | 1 |  | None | 7.96 | 0.0136 | 0 | 7.96 | 0.0136 | 0 | [6 empty] | DEER:HVAC_Split-Package_AC | Annual
Any | NE-HVAC-airAC-SpltPkg-240to759kBtuh-10p8eer | RFF | New | CZ02 | cDXGF | SWHC013-02 | DEER2020 | D20v1 | 2020-11-09 | Cap-Tons | 1 |  | None | 77.7 | 0.0931 | 0 | 77.7 | 0.0931 | 0 | [6 empty] | DEER:HVAC_Split-Package_AC | Annual
Any | NE-HVAC-airAC-SpltPkg-240to759kBtuh-10p8eer | RFF | New | CZ03 | cDXGF | SWHC013-02 | DEER2020 | D20v1 | 2020-11-09 | Cap-Tons | 1 |  | None | 32 | 0.0427 | 0 | 32 | 0.0427 | 0 | [6 empty] | DEER:HVAC_Split-Package_AC | Annual
Any | NE-HVAC-airAC-SpltPkg-240to759kBtuh-10p8eer | RFF | New | CZ04 | cDXGF | SWHC013-02 | DEER2020 | D20v1 | 2020-11-09 | Cap-Tons | 1 |  | None | 85 | 0.08 | 0 | 85 | 0.08 | 0 | [6 empty] | DEER:HVAC_Split-Package_AC | Annual
Any | NE-HVAC-airAC-SpltPkg-240to759kBtuh-10p8eer | RFF | New | CZ05 | cDXGF | SWHC013-02 | DEER2020 | D20v1 | 2020-11-09 | Cap-Tons | 1 |  | None | 31.5 | 0.0283 | 0 | 31.5 | 0.0283 | 0 | [6 empty] | DEER:HVAC_Split-Package_AC | Annual
Any | NE-HVAC-airAC-SpltPkg-240to759kBtuh-10p8eer | RFF | New | CZ06 | cDXGF | SWHC013-02 | DEER2020 | D20v1 | 2020-11-09 | Cap-Tons | 1 |  | None | 76.2 | 0.0592 | 0 | 76.2 | 0.0592 | 0 | [6 empty] | DEER:HVAC_Split-Package_AC | Annual
Any | NE-HVAC-airAC-SpltPkg-240to759kBtuh-10p8eer | RFF | New | CZ07 | cDXGF | SWHC013-02 | DEER2020 | D20v1 | 2020-11-09 | Cap-Tons | 1 |  | None | 71 | 0.0462 | 0 | 71 | 0.0462 | 0 | [6 empty] | DEER:HVAC_Split-Package_AC | Annual
Any | NE-HVAC-airAC-SpltPkg-240to759kBtuh-10p8eer | RFF | New | CZ08 | cDXGF | SWHC013-02 | DEER2020 | D20v1 | 2020-11-09 | Cap-Tons | 1 |  | None | 118 | 0.0702 | 0 | 118 | 0.0702 | 0 | [6 empty] | DEER:HVAC_Split-Package_AC | Annual
Any | NE-HVAC-airAC-SpltPkg-240to759kBtuh-10p8eer | RFF | New | CZ09 | cDXGF | SWHC013-02 | DEER2020 | D20v1 | 2020-11-09 | Cap-Tons | 1 |  | None | 97.3 | 0.0797 | 0 | 97.3 | 0.0797 | 0 | [6 empty] | DEER:HVAC_Split-Package_AC | Annual
Any | NE-HVAC-airAC-SpltPkg-240to759kBtuh-10p8eer | RFF | New | CZ10 | cDXGF | SWHC013-02 | DEER2020 | D20v1 | 2020-11-09 | Cap-Tons | 1 |  | None | 117 | 0.0881 | 0 | 117 | 0.0881 | 0 | [6 empty] | DEER:HVAC_Split-Package_AC | Annual
Any | NE-HVAC-airAC-SpltPkg-240to759kBtuh-10p8eer | RFF | New | CZ11 | cDXGF | SWHC013-02 | DEER2020 | D20v1 | 2020-11-09 | Cap-Tons | 1 |  | None | 118 | 0.0905 | 0 | 118 | 0.0905 | 0 | [6 empty] | DEER:HVAC_Split-Package_AC | Annual
Any | NE-HVAC-airAC-SpltPkg-240to759kBtuh-10p8eer | RFF | New | CZ12 | cDXGF | SWHC013-02 | DEER2020 | D20v1 | 2020-11-09 | Cap-Tons | 1 |  | None | 97.4 | 0.0929 | 0 | 97.4 | 0.0929 | 0 | [6 empty] | DEER:HVAC_Split-Package_AC | Annual
Any | NE-HVAC-airAC-SpltPkg-240to759kBtuh-10p8eer | RFF | New | CZ13 | cDXGF | SWHC013-02 | DEER2020 | D20v1 | 2020-11-09 | Cap-Tons | 1 |  | None | 126 | 0.0842 | 0 | 126 | 0.0842 | 0 | [6 empty] | DEER:HVAC_Split-Package_AC | Annual
Any | NE-HVAC-airAC-SpltPkg-240to759kBtuh-10p8eer | RFF | New | CZ14 | cDXGF | SWHC013-02 | DEER2020 | D20v1 | 2020-11-09 | Cap-Tons | 1 |  | None | 118 | 0.0759 | 0 | 118 | 0.0759 | 0 | [6 empty] | DEER:HVAC_Split-Package_AC | Annual
Any | NE-HVAC-airAC-SpltPkg-240to759kBtuh-10p8eer | RFF | New | CZ15 | cDXGF | SWHC013-02 | DEER2020 | D20v1 | 2020-11-09 | Cap-Tons | 1 |  | None | 188 | 0.0812 | 0 | 188 | 0.0812 | 0 | [6 empty] | DEER:HVAC_Split-Package_AC | Annual
Any | NE-HVAC-airAC-SpltPkg-240to759kBtuh-10p8eer | RFF | New | CZ16 | cDXGF | SWHC013-02 | DEER2020 | D20v1 | 2020-11-09 | Cap-Tons | 1 |  | None | 53.5 | 0.0524 | 0 | 53.5 | 0.0524 | 0 | [6 empty] | DEER:HVAC_Split-Package_AC | Annual
Any | NE-HVAC-airAC-SpltPkg-240to759kBtuh-10p8eer | RSD | Ex | CZ01 | cDXGF | SWHC013-02 | DEER2020 | D20v1 | 2020-11-09 | Cap-Tons | 1 |  | None | 369 | 0.0533 | 25.1 | 12 | 0.0169 | 0 | [6 empty] | DEER:HVAC_Split-Package_AC | Annual
Any | NE-HVAC-airAC-SpltPkg-240to759kBtuh-10p8eer | RSD | Ex | CZ02 | cDXGF | SWHC013-02 | DEER2020 | D20v1 | 2020-11-09 | Cap-Tons | 1 |  | None | 340 | -0.00063 | 15.5 | 87.5 | 0.0888 | 0 | [6 empty] | DEER:HVAC_Split-Package_AC | Annual
Any | NE-HVAC-airAC-SpltPkg-240to759kBtuh-10p8eer | RSD | Ex | CZ03 | cDXGF | SWHC013-02 | DEER2020 | D20v1 | 2020-11-09 | Cap-Tons | 1 |  | None | 304 | 0.0779 | 12.7 | 47.4 | 0.0478 | 0 | [6 empty] | DEER:HVAC_Split-Package_AC | Annual
Any | NE-HVAC-airAC-SpltPkg-240to759kBtuh-10p8eer | RSD | Ex | CZ04 | cDXGF | SWHC013-02 | DEER2020 | D20v1 | 2020-11-09 | Cap-Tons | 1 |  | None | 336 | 0.0175 | 9.01 | 97.7 | 0.079 | 0 | [6 empty] | DEER:HVAC_Split-Package_AC | Annual
Any | NE-HVAC-airAC-SpltPkg-240to759kBtuh-10p8eer | RSD | Ex | CZ05 | cDXGF | SWHC013-02 | DEER2020 | D20v1 | 2020-11-09 | Cap-Tons | 1 |  | None | 309 | 0.0702 | 12.1 | 47.1 | 0.0308 | 0 | [6 empty] | DEER:HVAC_Split-Package_AC | Annual
Any | NE-HVAC-airAC-SpltPkg-240to759kBtuh-10p8eer | RSD | Ex | CZ06 | cDXGF | SWHC013-02 | DEER2020 | D20v1 | 2020-11-09 | Cap-Tons | 1 |  | None | 308 | 0.0598 | 3.29 | 93.9 | 0.0606 | 0 | [6 empty] | DEER:HVAC_Split-Package_AC | Annual
Any | NE-HVAC-airAC-SpltPkg-240to759kBtuh-10p8eer | RSD | Ex | CZ07 | cDXGF | SWHC013-02 | DEER2020 | D20v1 | 2020-11-09 | Cap-Tons | 1 |  | None | 259 | 0.066 | 1.04 | 89 | 0.0508 | 0 | [6 empty] | DEER:HVAC_Split-Package_AC | Annual
Any | NE-HVAC-airAC-SpltPkg-240to759kBtuh-10p8eer | RSD | Ex | CZ08 | cDXGF | SWHC013-02 | DEER2020 | D20v1 | 2020-11-09 | Cap-Tons | 1 |  | None | 309 | 0.0447 | 2.59 | 122 | 0.0664 | 0 | [6 empty] | DEER:HVAC_Split-Package_AC | Annual
Any | NE-HVAC-airAC-SpltPkg-240to759kBtuh-10p8eer | RSD | Ex | CZ09 | cDXGF | SWHC013-02 | DEER2020 | D20v1 | 2020-11-09 | Cap-Tons | 1 |  | None | 402 | 0.0372 | 3.13 | 101 | 0.0782 | 0 | [6 empty] | DEER:HVAC_Split-Package_AC | Annual
Any | NE-HVAC-airAC-SpltPkg-240to759kBtuh-10p8eer | RSD | Ex | CZ10 | cDXGF | SWHC013-02 | DEER2020 | D20v1 | 2020-11-09 | Cap-Tons | 1 |  | None | 386 | 0.025 | 5.06 | 122 | 0.0846 | 0 | [6 empty] | DEER:HVAC_Split-Package_AC | Annual
Any | NE-HVAC-airAC-SpltPkg-240to759kBtuh-10p8eer | RSD | Ex | CZ11 | cDXGF | SWHC013-02 | DEER2020 | D20v1 | 2020-11-09 | Cap-Tons | 1 |  | None | 433 | 0.0385 | 11.4 | 110 | 0.0874 | 0 | [6 empty] | DEER:HVAC_Split-Package_AC | Annual
Any | NE-HVAC-airAC-SpltPkg-240to759kBtuh-10p8eer | RSD | Ex | CZ12 | cDXGF | SWHC013-02 | DEER2020 | D20v1 | 2020-11-09 | Cap-Tons | 1 |  | None | 393 | 0.00989 | 13.6 | 100 | 0.0912 | 0 | [6 empty] | DEER:HVAC_Split-Package_AC | Annual
Any | NE-HVAC-airAC-SpltPkg-240to759kBtuh-10p8eer | RSD | Ex | CZ13 | cDXGF | SWHC013-02 | DEER2020 | D20v1 | 2020-11-09 | Cap-Tons | 1 |  | None | 423 | 0.0392 | 11 | 117 | 0.0836 | 0 | [6 empty] | DEER:HVAC_Split-Package_AC | Annual
Any | NE-HVAC-airAC-SpltPkg-240to759kBtuh-10p8eer | Asm | Ex | CZ01 | cDXGF | SWHC013-02 | DEER2020 | D20v1 | 2020-11-09 | Cap-Tons | 1 |  | None | 420 | 0.0861 | 4.25 | 7.07 | 0.0125 | 0 | [6 empty] | DEER:HVAC_Split-Package_AC | Annual
Any | NE-HVAC-airAC-SpltPkg-240to759kBtuh-10p8eer | Asm | Ex | CZ02 | cDXGF | SWHC013-02 | DEER2020 | D20v1 | 2020-11-09 | Cap-Tons | 1 |  | None | 386 | -0.00423 | 3.05 | 68 | 0.0879 | 0 | [6 empty] | DEER:HVAC_Split-Package_AC | Annual
Any | NE-HVAC-airAC-SpltPkg-240to759kBtuh-10p8eer | Asm | Ex | CZ03 | cDXGF | SWHC013-02 | DEER2020 | D20v1 | 2020-11-09 | Cap-Tons | 1 |  | None | 414 | 0.101 | 7.33 | 29.9 | 0.0414 | 0 | [6 empty] | DEER:HVAC_Split-Package_AC | Annual
Any | NE-HVAC-airAC-SpltPkg-240to759kBtuh-10p8eer | Asm | Ex | CZ04 | cDXGF | SWHC013-02 | DEER2020 | D20v1 | 2020-11-09 | Cap-Tons | 1 |  | None | 424 | 0.0253 | 1.24 | 73.8 | 0.0764 | 0 | [6 empty] | DEER:HVAC_Split-Package_AC | Annual
Any | NE-HVAC-airAC-SpltPkg-240to759kBtuh-10p8eer | Asm | Ex | CZ05 | cDXGF | SWHC013-02 | DEER2020 | D20v1 | 2020-11-09 | Cap-Tons | 1 |  | None | 409 | 0.0929 | 5.64 | 30.6 | 0.0258 | 0 | [6 empty] | DEER:HVAC_Split-Package_AC | Annual
Any | NE-HVAC-airAC-SpltPkg-240to759kBtuh-10p8eer | Asm | Ex | CZ06 | cDXGF | SWHC013-02 | DEER2020 | D20v1 | 2020-11-09 | Cap-Tons | 1 |  | None | 403 | 0.0792 | 3.73 | 66 | 0.0547 | 0 | [6 empty] | DEER:HVAC_Split-Package_AC | Annual
Any | NE-HVAC-airAC-SpltPkg-240to759kBtuh-10p8eer | Asm | Ex | CZ07 | cDXGF | SWHC013-02 | DEER2020 | D20v1 | 2020-11-09 | Cap-Tons | 1 |  | None | 382 | 0.0879 | 2.72 | 56.1 | 0.0433 | 0 | [6 empty] | DEER:HVAC_Split-Package_AC | Annual
Any | NE-HVAC-airAC-SpltPkg-240to759kBtuh-10p8eer | Asm | Ex | CZ08 | cDXGF | SWHC013-02 | DEER2020 | D20v1 | 2020-11-09 | Cap-Tons | 1 |  | None | 408 | 0.0588 | 1.36 | 93.5 | 0.0627 | 0 | [6 empty] | DEER:HVAC_Split-Package_AC | Annual
Any | NE-HVAC-airAC-SpltPkg-240to759kBtuh-10p8eer | Asm | Ex | CZ09 | cDXGF | SWHC013-02 | DEER2020 | D20v1 | 2020-11-09 | Cap-Tons | 1 |  | None | 423 | 0.048 | 6.04 | 83.9 | 0.0755 | 0 | [6 empty] | DEER:HVAC_Split-Package_AC | Annual
Any | NE-HVAC-airAC-SpltPkg-240to759kBtuh-10p8eer | Asm | Ex | CZ10 | cDXGF | SWHC013-02 | DEER2020 | D20v1 | 2020-11-09 | Cap-Tons | 1 |  | None | 424 | 0.0217 | 5.67 | 99.7 | 0.0849 | 0 | [6 empty] | DEER:HVAC_Split-Package_AC | Annual
Any | NE-HVAC-airAC-SpltPkg-240to759kBtuh-10p8eer | Asm | Ex | CZ11 | cDXGF | SWHC013-02 | DEER2020 | D20v1 | 2020-11-09 | Cap-Tons | 1 |  | None | 451 | 0.0419 | 13.1 | 95.7 | 0.0864 | 0 | [6 empty] | DEER:HVAC_Split-Package_AC | Annual
Any | NE-HVAC-airAC-SpltPkg-240to759kBtuh-10p8eer | Asm | Ex | CZ12 | cDXGF | SWHC013-02 | DEER2020 | D20v1 | 2020-11-09 | Cap-Tons | 1 |  | None | 430 | 0.0198 | 11.2 | 83.7 | 0.09 | 0 | [6 empty] | DEER:HVAC_Split-Package_AC | Annual
Any | NE-HVAC-airAC-SpltPkg-240to759kBtuh-10p8eer | Asm | Ex | CZ13 | cDXGF | SWHC013-02 | DEER2020 | D20v1 | 2020-11-09 | Cap-Tons | 1 |  | None | 443 | 0.0511 | 12.4 | 101 | 0.0808 | 0 | [6 empty] | DEER:HVAC_Split-Package_AC | Annual
Any | NE-HVAC-airAC-SpltPkg-240to759kBtuh-10p8eer | Asm | Ex | CZ14 | cDXGF | SWHC013-02 | DEER2020 | D20v1 | 2020-11-09 | Cap-Tons | 1 |  | None | 455 | 0.0782 | 13.1 | 98 | 0.0708 | 0 | [6 empty] | DEER:HVAC_Split-Package_AC | Annual
Any | NE-HVAC-airAC-SpltPkg-240to759kBtuh-10p8eer | Asm | Ex | CZ15 | cDXGF | SWHC013-02 | DEER2020 | D20v1 | 2020-11-09 | Cap-Tons | 1 |  | None | 491 | 0.0923 | 1.94 | 148 | 0.0748 | 0 | [6 empty] | DEER:HVAC_Split-Package_AC | Annual
Any | NE-HVAC-airAC-SpltPkg-240to759kBtuh-10p8eer | Asm | Ex | CZ16 | cDXGF | SWHC013-02 | DEER2020 | D20v1 | 2020-11-09 | Cap-Tons | 1 |  | None | 418 | 0.0877 | 20.5 | 42.7 | 0.0502 | 0 | [6 empty] | DEER:HVAC_Split-Package_AC | Annual
Any | NE-HVAC-airAC-SpltPkg-240to759kBtuh-10p8eer | Asm | New | CZ01 | cDXGF | SWHC013-02 | DEER2020 | D20v1 | 2020-11-09 | Cap-Tons | 1 |  | None | 6.8 | 0.0127 | 0 | 6.8 | 0.0127 | 0 | [6 empty] | DEER:HVAC_Split-Package_AC | Annual
Any | NE-HVAC-airAC-SpltPkg-240to759kBtuh-10p8eer | Asm | New | CZ02 | cDXGF | SWHC013-02 | DEER2020 | D20v1 | 2020-11-09 | Cap-Tons | 1 |  | None | 75.9 | 0.0868 | 0 | 75.9 | 0.0868 | 0 | [6 empty] | DEER:HVAC_Split-Package_AC | Annual
Any | NE-HVAC-airAC-SpltPkg-240to759kBtuh-10p8eer | Asm | New | CZ03 | cDXGF | SWHC013-02 | DEER2020 | D20v1 | 2020-11-09 | Cap-Tons | 1 |  | None | 25.5 | 0.0412 | 0 | 25.5 | 0.0412 | 0 | [6 empty] | DEER:HVAC_Split-Package_AC | Annual
Any | NE-HVAC-airAC-SpltPkg-240to759kBtuh-10p8eer | Asm | New | CZ04 | cDXGF | SWHC013-02 | DEER2020 | D20v1 | 2020-11-09 | Cap-Tons | 1 |  | None | 83.5 | 0.0762 | 0 | 83.5 | 0.0762 | 0 | [6 empty] | DEER:HVAC_Split-Package_AC | Annual
Any | NE-HVAC-airAC-SpltPkg-240to759kBtuh-10p8eer | Asm | New | CZ05 | cDXGF | SWHC013-02 | DEER2020 | D20v1 | 2020-11-09 | Cap-Tons | 1 |  | None | 27.7 | 0.0262 | 0 | 27.7 | 0.0262 | 0 | [6 empty] | DEER:HVAC_Split-Package_AC | Annual
Any | NE-HVAC-airAC-SpltPkg-240to759kBtuh-10p8eer | Asm | New | CZ06 | cDXGF | SWHC013-02 | DEER2020 | D20v1 | 2020-11-09 | Cap-Tons | 1 |  | None | 61.6 | 0.0577 | 0 | 61.6 | 0.0577 | 0 | [6 empty] | DEER:HVAC_Split-Package_AC | Annual
Any | NE-HVAC-airAC-SpltPkg-240to759kBtuh-10p8eer | Asm | New | CZ07 | cDXGF | SWHC013-02 | DEER2020 | D20v1 | 2020-11-09 | Cap-Tons | 1 |  | None | 50.1 | 0.0451 | 0 | 50.1 | 0.0451 | 0 | [6 empty] | DEER:HVAC_Split-Package_AC | Annual
Any | NE-HVAC-airAC-SpltPkg-240to759kBtuh-10p8eer | Asm | New | CZ08 | cDXGF | SWHC013-02 | DEER2020 | D20v1 | 2020-11-09 | Cap-Tons | 1 |  | None | 87.4 | 0.0643 | 0 | 87.4 | 0.0643 | 0 | [6 empty] | DEER:HVAC_Split-Package_AC | Annual
Any | NE-HVAC-airAC-SpltPkg-240to759kBtuh-10p8eer | Asm | New | CZ09 | cDXGF | SWHC013-02 | DEER2020 | D20v1 | 2020-11-09 | Cap-Tons | 1 |  | None | 79.9 | 0.0769 | 0 | 79.9 | 0.0769 | 0 | [6 empty] | DEER:HVAC_Split-Package_AC | Annual
Any | NE-HVAC-airAC-SpltPkg-240to759kBtuh-10p8eer | Asm | New | CZ10 | cDXGF | SWHC013-02 | DEER2020 | D20v1 | 2020-11-09 | Cap-Tons | 1 |  | None | 97.7 | 0.0853 | 0 | 97.7 | 0.0853 | 0 | [6 empty] | DEER:HVAC_Split-Package_AC | Annual
Any | NE-HVAC-airAC-SpltPkg-240to759kBtuh-10p8eer | Asm | New | CZ11 | cDXGF | SWHC013-02 | DEER2020 | D20v1 | 2020-11-09 | Cap-Tons | 1 |  | None | 95.6 | 0.0869 | 0 | 95.6 | 0.0869 | 0 | [6 empty] | DEER:HVAC_Split-Package_AC | Annual
Any | NE-HVAC-airAC-SpltPkg-240to759kBtuh-10p8eer | Asm | New | CZ12 | cDXGF | SWHC013-02 | DEER2020 | D20v1 | 2020-11-09 | Cap-Tons | 1 |  | None | 82.9 | 0.0901 | 0 | 82.9 | 0.0901 | 0 | [6 empty] | DEER:HVAC_Split-Package_AC | Annual
Any | NE-HVAC-airAC-SpltPkg-240to759kBtuh-10p8eer | Asm | New | CZ13 | cDXGF | SWHC013-02 | DEER2020 | D20v1 | 2020-11-09 | Cap-Tons | 1 |  | None | 100 | 0.0807 | 0 | 100 | 0.0807 | 0 | [6 empty] | DEER:HVAC_Split-Package_AC | Annual
Any | NE-HVAC-airAC-SpltPkg-240to759kBtuh-10p8eer | Asm | New | CZ14 | cDXGF | SWHC013-02 | DEER2020 | D20v1 | 2020-11-09 | Cap-Tons | 1 |  | None | 97.3 | 0.07 | 0 | 97.3 | 0.07 | 0 | [6 empty] | DEER:HVAC_Split-Package_AC | Annual
Any | NE-HVAC-airAC-SpltPkg-240to759kBtuh-10p8eer | Asm | New | CZ15 | cDXGF | SWHC013-02 | DEER2020 | D20v1 | 2020-11-09 | Cap-Tons | 1 |  | None | 146 | 0.074 | 0 | 146 | 0.074 | 0 | [6 empty] | DEER:HVAC_Split-Package_AC | Annual
Any | NE-HVAC-airAC-SpltPkg-240to759kBtuh-10p8eer | Asm | New | CZ16 | cDXGF | SWHC013-02 | DEER2020 | D20v1 | 2020-11-09 | Cap-Tons | 1 |  | None | 42 | 0.0503 | 0 | 42 | 0.0503 | 0 | [6 empty] | DEER:HVAC_Split-Package_AC | Annual
Any | NE-HVAC-airAC-SpltPkg-240to759kBtuh-10p8eer | Com | Ex | CZ06 | cWtd | SWHC013-02 | DEER2020 | D20v1 | 2020-11-09 | Cap-Tons | 1 |  | None | 175 | 0.049 | 0.21 | 93.1 | 0.045 | 0 | [6 empty] | DEER:HVAC_Split-Package_AC | Annual
Any | NE-HVAC-airAC-SpltPkg-240to759kBtuh-10p8eer | Com | Ex | CZ07 | cWtd | SWHC013-02 | DEER2020 | D20v1 | 2020-11-09 | Cap-Tons | 1 |  | None | 177 | 0.046 | 0 | 90 | 0.037 | 0 | [6 empty] | DEER:HVAC_Split-Package_AC | Annual
Any | NE-HVAC-airAC-SpltPkg-240to759kBtuh-10p8eer | Com | Ex | CZ08 | cWtd | SWHC013-02 | DEER2020 | D20v1 | 2020-11-09 | Cap-Tons | 1 |  | None | 170 | 0.044 | 0.18 | 94 | 0.039 | 0 | [6 empty] | DEER:HVAC_Split-Package_AC | Annual
Any | NE-HVAC-airAC-SpltPkg-240to759kBtuh-10p8eer | Com | Ex | CZ09 | cWtd | SWHC013-02 | DEER2020 | D20v1 | 2020-11-09 | Cap-Tons | 1 |  | None | 173 | 0.05 | 0.18 | 86 | 0.048 | 0 | [6 empty] | DEER:HVAC_Split-Package_AC | Annual
Any | NE-HVAC-airAC-SpltPkg-240to759kBtuh-10p8eer | Com | Ex | CZ10 | cWtd | SWHC013-02 | DEER2020 | D20v1 | 2020-11-09 | Cap-Tons | 1 |  | None | 174 | 0.052 | 0.4 | 92.8 | 0.053 | 0 | [6 empty] | DEER:HVAC_Split-Package_AC | Annual
Any | NE-HVAC-airAC-SpltPkg-240to759kBtuh-10p8eer | Com | Ex | CZ11 | cWtd | SWHC013-02 | DEER2020 | D20v1 | 2020-11-09 | Cap-Tons | 1 |  | None | 178 | 0.056 | 0.86 | 90.2 | 0.058 | 0 | [6 empty] | DEER:HVAC_Split-Package_AC | Annual
Any | NE-HVAC-airAC-SpltPkg-240to759kBtuh-10p8eer | Com | Ex | CZ12 | cWtd | SWHC013-02 | DEER2020 | D20v1 | 2020-11-09 | Cap-Tons | 1 |  | None | 161 | 0.051 | 0.87 | 76 | 0.053 | 0 | [6 empty] | DEER:HVAC_Split-Package_AC | Annual
Any | NE-HVAC-airAC-SpltPkg-240to759kBtuh-10p8eer | Com | Ex | CZ13 | cWtd | SWHC013-02 | DEER2020 | D20v1 | 2020-11-09 | Cap-Tons | 1 |  | None | 180 | 0.051 | 0.73 | 93.4 | 0.049 | 0 | [6 empty] | DEER:HVAC_Split-Package_AC | Annual
Any | NE-HVAC-airAC-SpltPkg-240to759kBtuh-10p8eer | Com | Ex | CZ14 | cWtd | SWHC013-02 | DEER2020 | D20v1 | 2020-11-09 | Cap-Tons | 1 |  | None | 172 | 0.055 | 1 | 89.5 | 0.051 | 0 | [6 empty] | DEER:HVAC_Split-Package_AC | Annual
Any | NE-HVAC-airAC-SpltPkg-240to759kBtuh-10p8eer | Com | Ex | CZ15 | cWtd | SWHC013-02 | DEER2020 | D20v1 | 2020-11-09 | Cap-Tons | 1 |  | None | 225 | 0.059 | 0.04 | 145 | 0.054 | 0 | [6 empty] | DEER:HVAC_Split-Package_AC | Annual
Any | NE-HVAC-airAC-SpltPkg-240to759kBtuh-10p8eer | Com | Ex | CZ16 | cWtd | SWHC013-02 | DEER2020 | D20v1 | 2020-11-09 | Cap-Tons | 1 |  | None | 137 | 0.049 | 3.32 | 47.8 | 0.04 | 0 | [6 empty] | DEER:HVAC_Split-Package_AC | Annual
Any | NE-HVAC-airAC-SpltPkg-240to759kBtuh-10p8eer | Com | New | CZ01 | cWtd | SWHC013-02 | DEER2020 | D20v1 | 2020-11-09 | Cap-Tons | 1 |  | None | 16.5 | 0.018 | 0 | 16.5 | 0.018 | 0 | [6 empty] | DEER:HVAC_Split-Package_AC | Annual
Any | NE-HVAC-airAC-SpltPkg-240to759kBtuh-10p8eer | Com | New | CZ02 | cWtd | SWHC013-02 | DEER2020 | D20v1 | 2020-11-09 | Cap-Tons | 1 |  | None | 59.9 | 0.051 | 0 | 59.9 | 0.051 | 0 | [6 empty] | DEER:HVAC_Split-Package_AC | Annual
Any | NE-HVAC-airAC-SpltPkg-240to759kBtuh-10p8eer | Com | New | CZ03 | cWtd | SWHC013-02 | DEER2020 | D20v1 | 2020-11-09 | Cap-Tons | 1 |  | None | 45.3 | 0.028 | 0 | 45.3 | 0.028 | 0 | [6 empty] | DEER:HVAC_Split-Package_AC | Annual
Any | NE-HVAC-airAC-SpltPkg-240to759kBtuh-10p8eer | Com | New | CZ04 | cWtd | SWHC013-02 | DEER2020 | D20v1 | 2020-11-09 | Cap-Tons | 1 |  | None | 66.7 | 0.04 | 0 | 66.7 | 0.04 | 0 | [6 empty] | DEER:HVAC_Split-Package_AC | Annual
Any | NE-HVAC-airAC-SpltPkg-240to759kBtuh-10p8eer | Com | New | CZ05 | cWtd | SWHC013-02 | DEER2020 | D20v1 | 2020-11-09 | Cap-Tons | 1 |  | None | 48.7 | 0.026 | 0 | 48.7 | 0.026 | 0 | [6 empty] | DEER:HVAC_Split-Package_AC | Annual
Any | NE-HVAC-airAC-SpltPkg-240to759kBtuh-10p8eer | Com | New | CZ06 | cWtd | SWHC013-02 | DEER2020 | D20v1 | 2020-11-09 | Cap-Tons | 1 |  | None | 90.4 | 0.045 | 0 | 90.4 | 0.045 | 0 | [6 empty] | DEER:HVAC_Split-Package_AC | Annual
Any | NE-HVAC-airAC-SpltPkg-240to759kBtuh-10p8eer | Com | New | CZ07 | cWtd | SWHC013-02 | DEER2020 | D20v1 | 2020-11-09 | Cap-Tons | 1 |  | None | 87.8 | 0.037 | 0 | 87.8 | 0.037 | 0 | [6 empty] | DEER:HVAC_Split-Package_AC | Annual
Any | NE-HVAC-airAC-SpltPkg-240to759kBtuh-10p8eer | Com | New | CZ08 | cWtd | SWHC013-02 | DEER2020 | D20v1 | 2020-11-09 | Cap-Tons | 1 |  | None | 89.1 | 0.038 | 0 | 89.1 | 0.038 | 0 | [6 empty] | DEER:HVAC_Split-Package_AC | Annual
Any | NE-HVAC-airAC-SpltPkg-240to759kBtuh-10p8eer | Com | New | CZ09 | cWtd | SWHC013-02 | DEER2020 | D20v1 | 2020-11-09 | Cap-Tons | 1 |  | None | 81.5 | 0.046 | 0 | 81.5 | 0.046 | 0 | [6 empty] | DEER:HVAC_Split-Package_AC | Annual
Any | NE-HVAC-airAC-SpltPkg-240to759kBtuh-10p8eer | Com | New | CZ10 | cWtd | SWHC013-02 | DEER2020 | D20v1 | 2020-11-09 | Cap-Tons | 1 |  | None | 88.9 | 0.052 | 0 | 88.9 | 0.052 | 0 | [6 empty] | DEER:HVAC_Split-Package_AC | Annual
Any | NE-HVAC-airAC-SpltPkg-240to759kBtuh-10p8eer | Com | New | CZ11 | cWtd | SWHC013-02 | DEER2020 | D20v1 | 2020-11-09 | Cap-Tons | 1 |  | None | 86 | 0.056 | 0 | 86 | 0.056 | 0 | [6 empty] | DEER:HVAC_Split-Package_AC | Annual
Any | NE-HVAC-airAC-SpltPkg-240to759kBtuh-10p8eer | Com | New | CZ12 | cWtd | SWHC013-02 | DEER2020 | D20v1 | 2020-11-09 | Cap-Tons | 1 |  | None | 72.6 | 0.051 | 0 | 72.6 | 0.051 | 0 | [6 empty] | DEER:HVAC_Split-Package_AC | Annual
Any | NE-HVAC-airAC-SpltPkg-240to759kBtuh-10p8eer | Com | New | CZ13 | cWtd | SWHC013-02 | DEER2020 | D20v1 | 2020-11-09 | Cap-Tons | 1 |  | None | 88.7 | 0.048 | 0 | 88.7 | 0.048 | 0 | [6 empty] | DEER:HVAC_Split-Package_AC | Annual
Any | NE-HVAC-airAC-SpltPkg-240to759kBtuh-10p8eer | Com | New | CZ14 | cWtd | SWHC013-02 | DEER2020 | D20v1 | 2020-11-09 | Cap-Tons | 1 |  | None | 86.2 | 0.049 | 0 | 86.2 | 0.049 | 0 | [6 empty] | DEER:HVAC_Split-Package_AC | Annual
Any | NE-HVAC-airAC-SpltPkg-240to759kBtuh-10p8eer | Com | New | CZ15 | cWtd | SWHC013-02 | DEER2020 | D20v1 | 2020-11-09 | Cap-Tons | 1 |  | None | 140 | 0.052 | 0 | 140 | 0.052 | 0 | [6 empty] | DEER:HVAC_Split-Package_AC | Annual
Any | NE-HVAC-airAC-SpltPkg-240to759kBtuh-10p8eer | Com | New | CZ16 | cWtd | SWHC013-02 | DEER2020 | D20v1 | 2020-11-09 | Cap-Tons | 1 |  | None | 46.7 | 0.04 | 0 | 46.7 | 0.04 | 0 | [6 empty] | DEER:HVAC_Split-Package_AC | Annual
Any | NE-HVAC-airAC-SpltPkg-240to759kBtuh-10p8eer | ECC | Ex | CZ16 | cWtd | SWHC013-02 | DEER2020 | D20v1 | 2020-11-09 | Cap-Tons | 1 |  | None | 115 | 0.0504 | 3.1 | 47 | 0.0374 | 0 | [6 empty] | DEER:HVAC_Split-Package_AC | Annual
Any | NE-HVAC-airAC-SpltPkg-240to759kBtuh-10p8eer | ECC | New | CZ01 | cWtd | SWHC013-02 | DEER2020 | D20v1 | 2020-11-09 | Cap-Tons | 1 |  | None | 18 | 0.028 | 0 | 18 | 0.028 | 0 | [6 empty] | DEER:HVAC_Split-Package_AC | Annual
Any | NE-HVAC-airAC-SpltPkg-240to759kBtuh-10p8eer | ECC | New | CZ02 | cWtd | SWHC013-02 | DEER2020 | D20v1 | 2020-11-09 | Cap-Tons | 1 |  | None | 61.3 | 0.0521 | 0 | 61.3 | 0.0521 | 0 | [6 empty] | DEER:HVAC_Split-Package_AC | Annual
Any | NE-HVAC-airAC-SpltPkg-240to759kBtuh-10p8eer | ECC | New | CZ03 | cWtd | SWHC013-02 | DEER2020 | D20v1 | 2020-11-09 | Cap-Tons | 1 |  | None | 47.1 | 0.0302 | 0 | 47.1 | 0.0302 | 0 | [6 empty] | DEER:HVAC_Split-Package_AC | Annual
Any | NE-HVAC-airAC-SpltPkg-240to759kBtuh-10p8eer | ECC | New | CZ04 | cWtd | SWHC013-02 | DEER2020 | D20v1 | 2020-11-09 | Cap-Tons | 1 |  | None | 68.6 | 0.0682 | 0 | 68.6 | 0.0682 | 0 | [6 empty] | DEER:HVAC_Split-Package_AC | Annual
Any | NE-HVAC-airAC-SpltPkg-240to759kBtuh-10p8eer | ECC | New | CZ05 | cWtd | SWHC013-02 | DEER2020 | D20v1 | 2020-11-09 | Cap-Tons | 1 |  | None | 46.8 | 0.0342 | 0 | 46.8 | 0.0342 | 0 | [6 empty] | DEER:HVAC_Split-Package_AC | Annual
Any | NE-HVAC-airAC-SpltPkg-240to759kBtuh-10p8eer | ECC | New | CZ06 | cWtd | SWHC013-02 | DEER2020 | D20v1 | 2020-11-09 | Cap-Tons | 1 |  | None | 89 | 0.0652 | 0 | 89 | 0.0652 | 0 | [6 empty] | DEER:HVAC_Split-Package_AC | Annual
Any | NE-HVAC-airAC-SpltPkg-240to759kBtuh-10p8eer | ECC | New | CZ07 | cWtd | SWHC013-02 | DEER2020 | D20v1 | 2020-11-09 | Cap-Tons | 1 |  | None | 87.2 | 0.0561 | 0 | 87.2 | 0.0561 | 0 | [6 empty] | DEER:HVAC_Split-Package_AC | Annual
Any | NE-HVAC-airAC-SpltPkg-240to759kBtuh-10p8eer | ECC | New | CZ08 | cWtd | SWHC013-02 | DEER2020 | D20v1 | 2020-11-09 | Cap-Tons | 1 |  | None | 91.5 | 0.0577 | 0 | 91.5 | 0.0577 | 0 | [6 empty] | DEER:HVAC_Split-Package_AC | Annual
Any | NE-HVAC-airAC-SpltPkg-240to759kBtuh-10p8eer | ECC | New | CZ09 | cWtd | SWHC013-02 | DEER2020 | D20v1 | 2020-11-09 | Cap-Tons | 1 |  | None | 81.3 | 0.0695 | 0 | 81.3 | 0.0695 | 0 | [6 empty] | DEER:HVAC_Split-Package_AC | Annual
Any | NE-HVAC-airAC-SpltPkg-240to759kBtuh-10p8eer | ECC | New | CZ10 | cWtd | SWHC013-02 | DEER2020 | D20v1 | 2020-11-09 | Cap-Tons | 1 |  | None | 92.1 | 0.075 | 0 | 92.1 | 0.075 | 0 | [6 empty] | DEER:HVAC_Split-Package_AC | Annual
Any | NE-HVAC-airAC-SpltPkg-240to759kBtuh-10p8eer | ECC | New | CZ11 | cWtd | SWHC013-02 | DEER2020 | D20v1 | 2020-11-09 | Cap-Tons | 1 |  | None | 91.2 | 0.0584 | 0 | 91.2 | 0.0584 | 0 | [6 empty] | DEER:HVAC_Split-Package_AC | Annual
Any | NE-HVAC-airAC-SpltPkg-240to759kBtuh-10p8eer | ECC | New | CZ12 | cWtd | SWHC013-02 | DEER2020 | D20v1 | 2020-11-09 | Cap-Tons | 1 |  | None | 79.9 | 0.0577 | 0 | 79.9 | 0.0577 | 0 | [6 empty] | DEER:HVAC_Split-Package_AC | Annual
Any | NE-HVAC-airAC-SpltPkg-240to759kBtuh-10p8eer | ECC | New | CZ13 | cWtd | SWHC013-02 | DEER2020 | D20v1 | 2020-11-09 | Cap-Tons | 1 |  | None | 95.1 | 0.0527 | 0 | 95.1 | 0.0527 | 0 | [6 empty] | DEER:HVAC_Split-Package_AC | Annual
Any | NE-HVAC-airAC-SpltPkg-240to759kBtuh-10p8eer | ECC | New | CZ14 | cWtd | SWHC013-02 | DEER2020 | D20v1 | 2020-11-09 | Cap-Tons | 1 |  | None | 86.3 | 0.0667 | 0 | 86.3 | 0.0667 | 0 | [6 empty] | DEER:HVAC_Split-Package_AC | Annual
Any | NE-HVAC-airAC-SpltPkg-240to759kBtuh-10p8eer | ECC | New | CZ15 | cWtd | SWHC013-02 | DEER2020 | D20v1 | 2020-11-09 | Cap-Tons | 1 |  | None | 134 | 0.0698 | 0 | 134 | 0.0698 | 0 | [6 empty] | DEER:HVAC_Split-Package_AC | Annual
Any | NE-HVAC-airAC-SpltPkg-240to759kBtuh-10p8eer | ECC | New | CZ16 | cWtd | SWHC013-02 | DEER2020 | D20v1 | 2020-11-09 | Cap-Tons | 1 |  | None | 45.6 | 0.0358 | 0 | 45.6 | 0.0358 | 0 | [6 empty] | DEER:HVAC_Split-Package_AC | Annual
Any | NE-HVAC-airAC-SpltPkg-240to759kBtuh-10p8eer | EPr | New | CZ10 | cDXGF | SWHC013-02 | DEER2020 | D20v1 | 2020-11-09 | Cap-Tons | 1 |  | None | 43.6 | 0.043 | 0 | 43.6 | 0.043 | 0 | [6 empty] | DEER:HVAC_Split-Package_AC | Annual
Any | NE-HVAC-airAC-SpltPkg-240to759kBtuh-10p8eer | EPr | New | CZ11 | cDXGF | SWHC013-02 | DEER2020 | D20v1 | 2020-11-09 | Cap-Tons | 1 |  | None | 41.2 | 0.0131 | 0 | 41.2 | 0.0131 | 0 | [6 empty] | DEER:HVAC_Split-Package_AC | Annual
Any | NE-HVAC-airAC-SpltPkg-240to759kBtuh-10p8eer | EPr | New | CZ12 | cDXGF | SWHC013-02 | DEER2020 | D20v1 | 2020-11-09 | Cap-Tons | 1 |  | None | 38.4 | 0.00539 | 0 | 38.4 | 0.00539 | 0 | [6 empty] | DEER:HVAC_Split-Package_AC | Annual
Any | NE-HVAC-airAC-SpltPkg-240to759kBtuh-10p8eer | EPr | New | CZ13 | cDXGF | SWHC013-02 | DEER2020 | D20v1 | 2020-11-09 | Cap-Tons | 1 |  | None | 46.6 | 0.0101 | 0 | 46.6 | 0.0101 | 0 | [6 empty] | DEER:HVAC_Split-Package_AC | Annual
Any | NE-HVAC-airAC-SpltPkg-240to759kBtuh-10p8eer | EPr | New | CZ14 | cDXGF | SWHC013-02 | DEER2020 | D20v1 | 2020-11-09 | Cap-Tons | 1 |  | None | 44.2 | 0.0387 | 0 | 44.2 | 0.0387 | 0 | [6 empty] | DEER:HVAC_Split-Package_AC | Annual
Any | NE-HVAC-airAC-SpltPkg-240to759kBtuh-10p8eer | EPr | New | CZ15 | cDXGF | SWHC013-02 | DEER2020 | D20v1 | 2020-11-09 | Cap-Tons | 1 |  | None | 70.8 | 0.0373 | 0 | 70.8 | 0.0373 | 0 | [6 empty] | DEER:HVAC_Split-Package_AC | Annual
Any | NE-HVAC-airAC-SpltPkg-240to759kBtuh-10p8eer | EPr | New | CZ16 | cDXGF | SWHC013-02 | DEER2020 | D20v1 | 2020-11-09 | Cap-Tons | 1 |  | None | 17.3 | 0.00068 | 0 | 17.3 | 0.00068 | 0 | [6 empty] | DEER:HVAC_Split-Package_AC | Annual
Any | NE-HVAC-airAC-SpltPkg-240to759kBtuh-10p8eer | ESe | Ex | CZ09 | cWtd | SWHC013-02 | DEER2020 | D20v1 | 2020-11-09 | Cap-Tons | 1 |  | None | 111 | 0.0471 | 0.368 | 68.1 | 0.046 | 0 | [6 empty] | DEER:HVAC_Split-Package_AC | Annual
Any | NE-HVAC-airAC-SpltPkg-240to759kBtuh-10p8eer | ESe | Ex | CZ10 | cWtd | SWHC013-02 | DEER2020 | D20v1 | 2020-11-09 | Cap-Tons | 1 |  | None | 112 | 0.048 | 0.586 | 71 | 0.0481 | 0 | [6 empty] | DEER:HVAC_Split-Package_AC | Annual
Any | NE-HVAC-airAC-SpltPkg-240to759kBtuh-10p8eer | ESe | Ex | CZ11 | cWtd | SWHC013-02 | DEER2020 | D20v1 | 2020-11-09 | Cap-Tons | 1 |  | None | 113 | 0.0219 | 1.11 | 70.5 | 0.0293 | 0 | [6 empty] | DEER:HVAC_Split-Package_AC | Annual
Any | NE-HVAC-airAC-SpltPkg-240to759kBtuh-10p8eer | ESe | Ex | CZ12 | cWtd | SWHC013-02 | DEER2020 | D20v1 | 2020-11-09 | Cap-Tons | 1 |  | None | 103 | 0.022 | 1.41 | 60.6 | 0.0283 | 0 | [6 empty] | DEER:HVAC_Split-Package_AC | Annual
Any | NE-HVAC-airAC-SpltPkg-240to759kBtuh-10p8eer | ESe | Ex | CZ13 | cWtd | SWHC013-02 | DEER2020 | D20v1 | 2020-11-09 | Cap-Tons | 1 |  | None | 113 | 0.0192 | 1.02 | 73.7 | 0.0257 | 0 | [6 empty] | DEER:HVAC_Split-Package_AC | Annual
Any | NE-HVAC-airAC-SpltPkg-240to759kBtuh-10p8eer | ESe | Ex | CZ14 | cWtd | SWHC013-02 | DEER2020 | D20v1 | 2020-11-09 | Cap-Tons | 1 |  | None | 112 | 0.0471 | 1.11 | 67.9 | 0.0426 | 0 | [6 empty] | DEER:HVAC_Split-Package_AC | Annual
Any | NE-HVAC-airAC-SpltPkg-240to759kBtuh-10p8eer | ESe | Ex | CZ15 | cWtd | SWHC013-02 | DEER2020 | D20v1 | 2020-11-09 | Cap-Tons | 1 |  | None | 152 | 0.0546 | 0.0837 | 115 | 0.0474 | 0 | [6 empty] | DEER:HVAC_Split-Package_AC | Annual
Any | NE-HVAC-airAC-SpltPkg-240to759kBtuh-10p8eer | ESe | Ex | CZ16 | cWtd | SWHC013-02 | DEER2020 | D20v1 | 2020-11-09 | Cap-Tons | 1 |  | None | 85.6 | 0.0156 | 3.29 | 31.9 | 0.0184 | 0 | [6 empty] | DEER:HVAC_Split-Package_AC | Annual
Any | NE-HVAC-airAC-SpltPkg-240to759kBtuh-10p8eer | ESe | New | CZ01 | cWtd | SWHC013-02 | DEER2020 | D20v1 | 2020-11-09 | Cap-Tons | 1 |  | None | 11.9 | 0.0136 | 0 | 11.9 | 0.0136 | 0 | [6 empty] | DEER:HVAC_Split-Package_AC | Annual
Any | NE-HVAC-airAC-SpltPkg-240to759kBtuh-10p8eer | ESe | New | CZ02 | cWtd | SWHC013-02 | DEER2020 | D20v1 | 2020-11-09 | Cap-Tons | 1 |  | None | 41.9 | 0.023 | 0 | 41.9 | 0.023 | 0 | [6 empty] | DEER:HVAC_Split-Package_AC | Annual
Any | NE-HVAC-airAC-SpltPkg-240to759kBtuh-10p8eer | ESe | New | CZ03 | cWtd | SWHC013-02 | DEER2020 | D20v1 | 2020-11-09 | Cap-Tons | 1 |  | None | 29.5 | 0.00519 | 0 | 29.5 | 0.00519 | 0 | [6 empty] | DEER:HVAC_Split-Package_AC | Annual
Any | NE-HVAC-airAC-SpltPkg-240to759kBtuh-10p8eer | ESe | New | CZ04 | cWtd | SWHC013-02 | DEER2020 | D20v1 | 2020-11-09 | Cap-Tons | 1 |  | None | 47 | 0.0391 | 0 | 47 | 0.0391 | 0 | [6 empty] | DEER:HVAC_Split-Package_AC | Annual
Any | NE-HVAC-airAC-SpltPkg-240to759kBtuh-10p8eer | ESe | New | CZ05 | cWtd | SWHC013-02 | DEER2020 | D20v1 | 2020-11-09 | Cap-Tons | 1 |  | None | 32.4 | 0.0184 | 0 | 32.4 | 0.0184 | 0 | [6 empty] | DEER:HVAC_Split-Package_AC | Annual
Any | NE-HVAC-airAC-SpltPkg-240to759kBtuh-10p8eer | ESe | New | CZ06 | cWtd | SWHC013-02 | DEER2020 | D20v1 | 2020-11-09 | Cap-Tons | 1 |  | None | 56.3 | 0.0342 | 0 | 56.3 | 0.0342 | 0 | [6 empty] | DEER:HVAC_Split-Package_AC | Annual
Any | NE-HVAC-airAC-SpltPkg-240to759kBtuh-10p8eer | ESe | New | CZ07 | cWtd | SWHC013-02 | DEER2020 | D20v1 | 2020-11-09 | Cap-Tons | 1 |  | None | 54.6 | 0.0279 | 0 | 54.6 | 0.0279 | 0 | [6 empty] | DEER:HVAC_Split-Package_AC | Annual
Any | NE-HVAC-airAC-SpltPkg-240to759kBtuh-10p8eer | ESe | New | CZ08 | cWtd | SWHC013-02 | DEER2020 | D20v1 | 2020-11-09 | Cap-Tons | 1 |  | None | 62.5 | 0.0311 | 0 | 62.5 | 0.0311 | 0 | [6 empty] | DEER:HVAC_Split-Package_AC | Annual
Any | NE-HVAC-airAC-SpltPkg-240to759kBtuh-10p8eer | ESe | New | CZ09 | cWtd | SWHC013-02 | DEER2020 | D20v1 | 2020-11-09 | Cap-Tons | 1 |  | None | 56.4 | 0.0415 | 0 | 56.4 | 0.0415 | 0 | [6 empty] | DEER:HVAC_Split-Package_AC | Annual
Any | NE-HVAC-airAC-SpltPkg-240to759kBtuh-10p8eer | ESe | New | CZ10 | cWtd | SWHC013-02 | DEER2020 | D20v1 | 2020-11-09 | Cap-Tons | 1 |  | None | 65.5 | 0.0459 | 0 | 65.5 | 0.0459 | 0 | [6 empty] | DEER:HVAC_Split-Package_AC | Annual
Any | NE-HVAC-airAC-SpltPkg-240to759kBtuh-10p8eer | ESe | New | CZ11 | cWtd | SWHC013-02 | DEER2020 | D20v1 | 2020-11-09 | Cap-Tons | 1 |  | None | 62.2 | 0.0255 | 0 | 62.2 | 0.0255 | 0 | [6 empty] | DEER:HVAC_Split-Package_AC | Annual
Any | NE-HVAC-airAC-SpltPkg-240to759kBtuh-10p8eer | ESe | New | CZ12 | cWtd | SWHC013-02 | DEER2020 | D20v1 | 2020-11-09 | Cap-Tons | 1 |  | None | 54.7 | 0.0255 | 0 | 54.7 | 0.0255 | 0 | [6 empty] | DEER:HVAC_Split-Package_AC | Annual
Any | NE-HVAC-airAC-SpltPkg-240to759kBtuh-10p8eer | ESe | New | CZ13 | cWtd | SWHC013-02 | DEER2020 | D20v1 | 2020-11-09 | Cap-Tons | 1 |  | None | 66.2 | 0.0213 | 0 | 66.2 | 0.0213 | 0 | [6 empty] | DEER:HVAC_Split-Package_AC | Annual
Any | NE-HVAC-airAC-SpltPkg-240to759kBtuh-10p8eer | ESe | New | CZ14 | cWtd | SWHC013-02 | DEER2020 | D20v1 | 2020-11-09 | Cap-Tons | 1 |  | None | 59.9 | 0.0366 | 0 | 59.9 | 0.0366 | 0 | [6 empty] | DEER:HVAC_Split-Package_AC | Annual
Any | NE-HVAC-airAC-SpltPkg-240to759kBtuh-10p8eer | ESe | New | CZ15 | cWtd | SWHC013-02 | DEER2020 | D20v1 | 2020-11-09 | Cap-Tons | 1 |  | None | 101 | 0.0406 | 0 | 101 | 0.0406 | 0 | [6 empty] | DEER:HVAC_Split-Package_AC | Annual
Any | NE-HVAC-airAC-SpltPkg-240to759kBtuh-10p8eer | ESe | New | CZ16 | cWtd | SWHC013-02 | DEER2020 | D20v1 | 2020-11-09 | Cap-Tons | 1 |  | None | 28.2 | 0.0159 | 0 | 28.2 | 0.0159 | 0 | [6 empty] | DEER:HVAC_Split-Package_AC | Annual
Any | NE-HVAC-airAC-SpltPkg-240to759kBtuh-10p8eer | EUn | New | CZ03 | cWtd | SWHC013-02 | DEER2020 | D20v1 | 2020-11-09 | Cap-Tons | 1 |  | None | 42.9 | 0.0354 | 0 | 42.9 | 0.0354 | 0 | [6 empty] | DEER:HVAC_Split-Package_AC | Annual
Any | NE-HVAC-airAC-SpltPkg-240to759kBtuh-10p8eer | EUn | New | CZ04 | cWtd | SWHC013-02 | DEER2020 | D20v1 | 2020-11-09 | Cap-Tons | 1 |  | None | 66.8 | 0.0654 | 0 | 66.8 | 0.0654 | 0 | [6 empty] | DEER:HVAC_Split-Package_AC | Annual
Any | NE-HVAC-airAC-SpltPkg-240to759kBtuh-10p8eer | EUn | New | CZ05 | cWtd | SWHC013-02 | DEER2020 | D20v1 | 2020-11-09 | Cap-Tons | 1 |  | None | 44.3 | 0.0319 | 0 | 44.3 | 0.0319 | 0 | [6 empty] | DEER:HVAC_Split-Package_AC | Annual
Any | NE-HVAC-airAC-SpltPkg-240to759kBtuh-10p8eer | EUn | New | CZ06 | cWtd | SWHC013-02 | DEER2020 | D20v1 | 2020-11-09 | Cap-Tons | 1 |  | None | 79.8 | 0.0599 | 0 | 79.8 | 0.0599 | 0 | [6 empty] | DEER:HVAC_Split-Package_AC | Annual
Any | NE-HVAC-airAC-SpltPkg-240to759kBtuh-10p8eer | EUn | New | CZ07 | cWtd | SWHC013-02 | DEER2020 | D20v1 | 2020-11-09 | Cap-Tons | 1 |  | None | 76.1 | 0.0507 | 0 | 76.1 | 0.0507 | 0 | [6 empty] | DEER:HVAC_Split-Package_AC | Annual
Any | NE-HVAC-airAC-SpltPkg-240to759kBtuh-10p8eer | EUn | New | CZ08 | cWtd | SWHC013-02 | DEER2020 | D20v1 | 2020-11-09 | Cap-Tons | 1 |  | None | 86.9 | 0.0561 | 0 | 86.9 | 0.0561 | 0 | [6 empty] | DEER:HVAC_Split-Package_AC | Annual
Any | NE-HVAC-airAC-SpltPkg-240to759kBtuh-10p8eer | EUn | New | CZ09 | cWtd | SWHC013-02 | DEER2020 | D20v1 | 2020-11-09 | Cap-Tons | 1 |  | None | 77.4 | 0.0675 | 0 | 77.4 | 0.0675 | 0 | [6 empty] | DEER:HVAC_Split-Package_AC | Annual
Any | NE-HVAC-airAC-SpltPkg-240to759kBtuh-10p8eer | EUn | New | CZ10 | cWtd | SWHC013-02 | DEER2020 | D20v1 | 2020-11-09 | Cap-Tons | 1 |  | None | 88 | 0.0723 | 0 | 88 | 0.0723 | 0 | [6 empty] | DEER:HVAC_Split-Package_AC | Annual
Any | NE-HVAC-airAC-SpltPkg-240to759kBtuh-10p8eer | EUn | New | CZ11 | cWtd | SWHC013-02 | DEER2020 | D20v1 | 2020-11-09 | Cap-Tons | 1 |  | None | 87.6 | 0.0704 | 0 | 87.6 | 0.0704 | 0 | [6 empty] | DEER:HVAC_Split-Package_AC | Annual
Any | NE-HVAC-airAC-SpltPkg-240to759kBtuh-10p8eer | EUn | New | CZ12 | cWtd | SWHC013-02 | DEER2020 | D20v1 | 2020-11-09 | Cap-Tons | 1 |  | None | 77.5 | 0.0703 | 0 | 77.5 | 0.0703 | 0 | [6 empty] | DEER:HVAC_Split-Package_AC | Annual
Any | NE-HVAC-airAC-SpltPkg-240to759kBtuh-10p8eer | EUn | New | CZ13 | cWtd | SWHC013-02 | DEER2020 | D20v1 | 2020-11-09 | Cap-Tons | 1 |  | None | 91.2 | 0.0639 | 0 | 91.2 | 0.0639 | 0 | [6 empty] | DEER:HVAC_Split-Package_AC | Annual
Any | NE-HVAC-airAC-SpltPkg-240to759kBtuh-10p8eer | EUn | New | CZ14 | cWtd | SWHC013-02 | DEER2020 | D20v1 | 2020-11-09 | Cap-Tons | 1 |  | None | 85.3 | 0.0662 | 0 | 85.3 | 0.0662 | 0 | [6 empty] | DEER:HVAC_Split-Package_AC | Annual
Any | NE-HVAC-airAC-SpltPkg-240to759kBtuh-10p8eer | EUn | New | CZ15 | cWtd | SWHC013-02 | DEER2020 | D20v1 | 2020-11-09 | Cap-Tons | 1 |  | None | 129 | 0.0677 | 0 | 129 | 0.0677 | 0 | [6 empty] | DEER:HVAC_Split-Package_AC | Annual
Any | NE-HVAC-airAC-SpltPkg-240to759kBtuh-10p8eer | EUn | New | CZ16 | cWtd | SWHC013-02 | DEER2020 | D20v1 | 2020-11-09 | Cap-Tons | 1 |  | None | 41.5 | 0.0428 | 0 | 41.5 | 0.0428 | 0 | [6 empty] | DEER:HVAC_Split-Package_AC | Annual
Any | NE-HVAC-airAC-SpltPkg-240to759kBtuh-10p8eer | Gro | New | CZ13 | cDXGF | SWHC013-02 | DEER2020 | D20v1 | 2020-11-09 | Cap-Tons | 1 |  | None | 61.4 | 0.053 | 0 | 61.4 | 0.053 | 0 | [6 empty] | DEER:HVAC_Split-Package_AC | Annual
Any | NE-HVAC-airAC-SpltPkg-240to759kBtuh-10p8eer | Gro | New | CZ14 | cDXGF | SWHC013-02 | DEER2020 | D20v1 | 2020-11-09 | Cap-Tons | 1 |  | None | 54.1 | 0.0418 | 0 | 54.1 | 0.0418 | 0 | [6 empty] | DEER:HVAC_Split-Package_AC | Annual
Any | NE-HVAC-airAC-SpltPkg-240to759kBtuh-10p8eer | Gro | New | CZ15 | cDXGF | SWHC013-02 | DEER2020 | D20v1 | 2020-11-09 | Cap-Tons | 1 |  | None | 101 | 0.0492 | 0 | 101 | 0.0492 | 0 | [6 empty] | DEER:HVAC_Split-Package_AC | Annual
Any | NE-HVAC-airAC-SpltPkg-240to759kBtuh-10p8eer | Gro | New | CZ16 | cDXGF | SWHC013-02 | DEER2020 | D20v1 | 2020-11-09 | Cap-Tons | 1 |  | None | 23.2 | 0.0365 | 0 | 23.2 | 0.0365 | 0 | [6 empty] | DEER:HVAC_Split-Package_AC | Annual
Any | NE-HVAC-airAC-SpltPkg-240to759kBtuh-10p8eer | Hsp | Ex | CZ01 | cWtd | SWHC013-02 | DEER2020 | D20v1 | 2020-11-09 | Cap-Tons | 1 |  | None | 211 | 0.034 | 2.37 | 9.68 | 0.0143 | 0 | [6 empty] | DEER:HVAC_Split-Package_AC | Annual
Any | NE-HVAC-airAC-SpltPkg-240to759kBtuh-10p8eer | Htl | Ex | CZ01 | cWtd | SWHC013-02 | DEER2020 | D20v1 | 2020-11-09 | Cap-Tons | 1 |  | None | 185 | 0.0428 | 2.63 | 17.2 | 0.0233 | 0 | [6 empty] | DEER:HVAC_Split-Package_AC | Annual
Any | NE-HVAC-airAC-SpltPkg-240to759kBtuh-10p8eer | Htl | Ex | CZ02 | cWtd | SWHC013-02 | DEER2020 | D20v1 | 2020-11-09 | Cap-Tons | 1 |  | None | 212 | 0.0686 | 3.5 | 82.8 | 0.0802 | 0 | [6 empty] | DEER:HVAC_Split-Package_AC | Annual
Any | NE-HVAC-airAC-SpltPkg-240to759kBtuh-10p8eer | Htl | Ex | CZ03 | cWtd | SWHC013-02 | DEER2020 | D20v1 | 2020-11-09 | Cap-Tons | 1 |  | None | 218 | 0.0691 | 0.967 | 59.8 | 0.0539 | 0 | [6 empty] | DEER:HVAC_Split-Package_AC | Annual
Any | NE-HVAC-airAC-SpltPkg-240to759kBtuh-10p8eer | Htl | Ex | CZ04 | cWtd | SWHC013-02 | DEER2020 | D20v1 | 2020-11-09 | Cap-Tons | 1 |  | None | 218 | 0.0651 | 2.31 | 92.2 | 0.0683 | 0 | [6 empty] | DEER:HVAC_Split-Package_AC | Annual
Any | NE-HVAC-airAC-SpltPkg-240to759kBtuh-10p8eer | Htl | Ex | CZ05 | cWtd | SWHC013-02 | DEER2020 | D20v1 | 2020-11-09 | Cap-Tons | 1 |  | None | 187 | 0.0455 | 1.78 | 58.7 | 0.0324 | 0 | [6 empty] | DEER:HVAC_Split-Package_AC | Annual
Any | NE-HVAC-airAC-SpltPkg-240to759kBtuh-10p8eer | Htl | Ex | CZ06 | cWtd | SWHC013-02 | DEER2020 | D20v1 | 2020-11-09 | Cap-Tons | 1 |  | None | 259 | 0.0744 | 0.637 | 127 | 0.0666 | 0 | [6 empty] | DEER:HVAC_Split-Package_AC | Annual
Any | NE-HVAC-airAC-SpltPkg-240to759kBtuh-10p8eer | Htl | Ex | CZ07 | cWtd | SWHC013-02 | DEER2020 | D20v1 | 2020-11-09 | Cap-Tons | 1 |  | None | 254 | 0.0669 | 0.233 | 127 | 0.055 | 0 | [6 empty] | DEER:HVAC_Split-Package_AC | Annual
Any | NE-HVAC-airAC-SpltPkg-240to759kBtuh-10p8eer | Htl | Ex | CZ08 | cWtd | SWHC013-02 | DEER2020 | D20v1 | 2020-11-09 | Cap-Tons | 1 |  | None | 244 | 0.0613 | 0.894 | 128 | 0.0575 | 0 | [6 empty] | DEER:HVAC_Split-Package_AC | Annual
Any | NE-HVAC-airAC-SpltPkg-240to759kBtuh-10p8eer | Htl | Ex | CZ09 | cWtd | SWHC013-02 | DEER2020 | D20v1 | 2020-11-09 | Cap-Tons | 1 |  | None | 234 | 0.0659 | 0.793 | 111 | 0.0691 | 0 | [6 empty] | DEER:HVAC_Split-Package_AC | Annual
Any | NE-HVAC-airAC-SpltPkg-240to759kBtuh-10p8eer | Htl | Ex | CZ10 | cWtd | SWHC013-02 | DEER2020 | D20v1 | 2020-11-09 | Cap-Tons | 1 |  | None | 248 | 0.0688 | 1.22 | 126 | 0.0758 | 0 | [6 empty] | DEER:HVAC_Split-Package_AC | Annual
Any | NE-HVAC-airAC-SpltPkg-240to759kBtuh-10p8eer | Htl | Ex | CZ11 | cWtd | SWHC013-02 | DEER2020 | D20v1 | 2020-11-09 | Cap-Tons | 1 |  | None | 246 | 0.0689 | 1.98 | 124 | 0.0849 | 0 | [6 empty] | DEER:HVAC_Split-Package_AC | Annual
Any | NE-HVAC-airAC-SpltPkg-240to759kBtuh-10p8eer | Htl | Ex | CZ12 | cWtd | SWHC013-02 | DEER2020 | D20v1 | 2020-11-09 | Cap-Tons | 1 |  | None | 228 | 0.0701 | 2.27 | 103 | 0.0832 | 0 | [6 empty] | DEER:HVAC_Split-Package_AC | Annual
Any | NE-HVAC-airAC-SpltPkg-240to759kBtuh-10p8eer | MBT | Ex | CZ01 | cWtd | SWHC013-02 | DEER2020 | D20v1 | 2020-11-09 | Cap-Tons | 1 |  | None | 88.2 | 0.0319 | 1.53 | 24.4 | 0.0187 | 0 | [6 empty] | DEER:HVAC_Split-Package_AC | Annual
Any | NE-HVAC-airAC-SpltPkg-240to759kBtuh-10p8eer | MBT | Ex | CZ02 | cWtd | SWHC013-02 | DEER2020 | D20v1 | 2020-11-09 | Cap-Tons | 1 |  | None | 114 | 0.0592 | 1.07 | 59.3 | 0.0536 | 0 | [6 empty] | DEER:HVAC_Split-Package_AC | Annual
Any | NE-HVAC-airAC-SpltPkg-240to759kBtuh-10p8eer | MBT | Ex | CZ03 | cWtd | SWHC013-02 | DEER2020 | D20v1 | 2020-11-09 | Cap-Tons | 1 |  | None | 116 | 0.0528 | 0.547 | 55.2 | 0.0374 | 0 | [6 empty] | DEER:HVAC_Split-Package_AC | Annual
Any | NE-HVAC-airAC-SpltPkg-240to759kBtuh-10p8eer | MBT | Ex | CZ04 | cWtd | SWHC013-02 | DEER2020 | D20v1 | 2020-11-09 | Cap-Tons | 1 |  | None | 120 | 0.0557 | 0.664 | 71.3 | 0.0473 | 0 | [6 empty] | DEER:HVAC_Split-Package_AC | Annual
Any | NE-HVAC-airAC-SpltPkg-240to759kBtuh-10p8eer | MBT | Ex | CZ05 | cWtd | SWHC013-02 | DEER2020 | D20v1 | 2020-11-09 | Cap-Tons | 1 |  | None | 112 | 0.0386 | 0.665 | 56.6 | 0.0253 | 0 | [6 empty] | DEER:HVAC_Split-Package_AC | Annual
Any | NE-HVAC-airAC-SpltPkg-240to759kBtuh-10p8eer | MBT | Ex | CZ06 | cWtd | SWHC013-02 | DEER2020 | D20v1 | 2020-11-09 | Cap-Tons | 1 |  | None | 149 | 0.058 | 0.27 | 99.1 | 0.0471 | 0 | [6 empty] | DEER:HVAC_Split-Package_AC | Annual
Any | NE-HVAC-airAC-SpltPkg-240to759kBtuh-10p8eer | MBT | Ex | CZ07 | cWtd | SWHC013-02 | DEER2020 | D20v1 | 2020-11-09 | Cap-Tons | 1 |  | None | 142 | 0.0513 | 0.197 | 94 | 0.0385 | 0 | [6 empty] | DEER:HVAC_Split-Package_AC | Annual
Any | NE-HVAC-airAC-SpltPkg-240to759kBtuh-10p8eer | MBT | Ex | CZ08 | cWtd | SWHC013-02 | DEER2020 | D20v1 | 2020-11-09 | Cap-Tons | 1 |  | None | 137 | 0.0493 | 0.279 | 92.6 | 0.0384 | 0 | [6 empty] | DEER:HVAC_Split-Package_AC | Annual
Any | NE-HVAC-airAC-SpltPkg-240to759kBtuh-10p8eer | MBT | Ex | CZ09 | cWtd | SWHC013-02 | DEER2020 | D20v1 | 2020-11-09 | Cap-Tons | 1 |  | None | 142 | 0.0595 | 0.367 | 83 | 0.0495 | 0 | [6 empty] | DEER:HVAC_Split-Package_AC | Annual
Any | NE-HVAC-airAC-SpltPkg-240to759kBtuh-10p8eer | MBT | Ex | CZ10 | cWtd | SWHC013-02 | DEER2020 | D20v1 | 2020-11-09 | Cap-Tons | 1 |  | None | 143 | 0.0612 | 0.404 | 89.2 | 0.0528 | 0 | [6 empty] | DEER:HVAC_Split-Package_AC | Annual
Any | NE-HVAC-airAC-SpltPkg-240to759kBtuh-10p8eer | MBT | Ex | CZ11 | cWtd | SWHC013-02 | DEER2020 | D20v1 | 2020-11-09 | Cap-Tons | 1 |  | None | 142 | 0.065 | 0.772 | 81.1 | 0.0586 | 0 | [6 empty] | DEER:HVAC_Split-Package_AC | Annual
Any | NE-HVAC-airAC-SpltPkg-240to759kBtuh-10p8eer | MBT | Ex | CZ12 | cWtd | SWHC013-02 | DEER2020 | D20v1 | 2020-11-09 | Cap-Tons | 1 |  | None | 132 | 0.0638 | 0.812 | 71.1 | 0.0561 | 0 | [6 empty] | DEER:HVAC_Split-Package_AC | Annual
Any | NE-HVAC-airAC-SpltPkg-240to759kBtuh-10p8eer | MBT | Ex | CZ13 | cWtd | SWHC013-02 | DEER2020 | D20v1 | 2020-11-09 | Cap-Tons | 1 |  | None | 144 | 0.0636 | 0.726 | 84.5 | 0.0527 | 0 | [6 empty] | DEER:HVAC_Split-Package_AC | Annual
Any | NE-HVAC-airAC-SpltPkg-240to759kBtuh-10p8eer | MBT | Ex | CZ14 | cWtd | SWHC013-02 | DEER2020 | D20v1 | 2020-11-09 | Cap-Tons | 1 |  | None | 143 | 0.0585 | 0.849 | 82.5 | 0.0463 | 0 | [6 empty] | DEER:HVAC_Split-Package_AC | Annual
Any | NE-HVAC-airAC-SpltPkg-240to759kBtuh-10p8eer | MBT | Ex | CZ15 | cWtd | SWHC013-02 | DEER2020 | D20v1 | 2020-11-09 | Cap-Tons | 1 |  | None | 183 | 0.0637 | 0.112 | 126 | 0.0497 | 0 | [6 empty] | DEER:HVAC_Split-Package_AC | Annual
Any | NE-HVAC-airAC-SpltPkg-240to759kBtuh-10p8eer | MBT | Ex | CZ16 | cWtd | SWHC013-02 | DEER2020 | D20v1 | 2020-11-09 | Cap-Tons | 1 |  | None | 114 | 0.0552 | 2.15 | 48.6 | 0.0421 | 0 | [6 empty] | DEER:HVAC_Split-Package_AC | Annual
Any | NE-HVAC-airAC-SpltPkg-240to759kBtuh-10p8eer | MBT | New | CZ01 | cWtd | SWHC013-02 | DEER2020 | D20v1 | 2020-11-09 | Cap-Tons | 1 |  | None | 24.9 | 0.0188 | 0 | 24.9 | 0.0188 | 0 | [6 empty] | DEER:HVAC_Split-Package_AC | Annual
Any | NE-HVAC-airAC-SpltPkg-240to759kBtuh-10p8eer | MBT | New | CZ02 | cWtd | SWHC013-02 | DEER2020 | D20v1 | 2020-11-09 | Cap-Tons | 1 |  | None | 58.4 | 0.0524 | 0 | 58.4 | 0.0524 | 0 | [6 empty] | DEER:HVAC_Split-Package_AC | Annual
Any | NE-HVAC-airAC-SpltPkg-240to759kBtuh-10p8eer | MBT | New | CZ03 | cWtd | SWHC013-02 | DEER2020 | D20v1 | 2020-11-09 | Cap-Tons | 1 |  | None | 54.3 | 0.0348 | 0 | 54.3 | 0.0348 | 0 | [6 empty] | DEER:HVAC_Split-Package_AC | Annual
Any | NE-HVAC-airAC-SpltPkg-240to759kBtuh-10p8eer | MBT | New | CZ04 | cWtd | SWHC013-02 | DEER2020 | D20v1 | 2020-11-09 | Cap-Tons | 1 |  | None | 67.4 | 0.0467 | 0 | 67.4 | 0.0467 | 0 | [6 empty] | DEER:HVAC_Split-Package_AC | Annual
Any | NE-HVAC-airAC-SpltPkg-240to759kBtuh-10p8eer | MBT | New | CZ05 | cWtd | SWHC013-02 | DEER2020 | D20v1 | 2020-11-09 | Cap-Tons | 1 |  | None | 55.4 | 0.0248 | 0 | 55.4 | 0.0248 | 0 | [6 empty] | DEER:HVAC_Split-Package_AC | Annual
Any | NE-HVAC-airAC-SpltPkg-240to759kBtuh-10p8eer | RSD | New | CZ02 | cDXGF | SWHC013-02 | DEER2020 | D20v1 | 2020-11-09 | Cap-Tons | 1 |  | None | 76.2 | 0.0879 | 0 | 76.2 | 0.0879 | 0 | [6 empty] | DEER:HVAC_Split-Package_AC | Annual
Any | NE-HVAC-airAC-SpltPkg-240to759kBtuh-10p8eer | RSD | New | CZ03 | cDXGF | SWHC013-02 | DEER2020 | D20v1 | 2020-11-09 | Cap-Tons | 1 |  | None | 34.6 | 0.0423 | 0 | 34.6 | 0.0423 | 0 | [6 empty] | DEER:HVAC_Split-Package_AC | Annual
Any | NE-HVAC-airAC-SpltPkg-240to759kBtuh-10p8eer | RSD | New | CZ04 | cDXGF | SWHC013-02 | DEER2020 | D20v1 | 2020-11-09 | Cap-Tons | 1 |  | None | 83.6 | 0.0772 | 0 | 83.6 | 0.0772 | 0 | [6 empty] | DEER:HVAC_Split-Package_AC | Annual
Any | NE-HVAC-airAC-SpltPkg-240to759kBtuh-10p8eer | RSD | New | CZ05 | cDXGF | SWHC013-02 | DEER2020 | D20v1 | 2020-11-09 | Cap-Tons | 1 |  | None | 31.7 | 0.0265 | 0 | 31.7 | 0.0265 | 0 | [6 empty] | DEER:HVAC_Split-Package_AC | Annual
Any | NE-HVAC-airAC-SpltPkg-240to759kBtuh-10p8eer | RSD | New | CZ06 | cDXGF | SWHC013-02 | DEER2020 | D20v1 | 2020-11-09 | Cap-Tons | 1 |  | None | 80.4 | 0.0605 | 0 | 80.4 | 0.0605 | 0 | [6 empty] | DEER:HVAC_Split-Package_AC | Annual
Any | NE-HVAC-airAC-SpltPkg-240to759kBtuh-10p8eer | RSD | New | CZ07 | cDXGF | SWHC013-02 | DEER2020 | D20v1 | 2020-11-09 | Cap-Tons | 1 |  | None | 71.3 | 0.0476 | 0 | 71.3 | 0.0476 | 0 | [6 empty] | DEER:HVAC_Split-Package_AC | Annual
Any | NE-HVAC-airAC-SpltPkg-240to759kBtuh-10p8eer | RSD | New | CZ08 | cDXGF | SWHC013-02 | DEER2020 | D20v1 | 2020-11-09 | Cap-Tons | 1 |  | None | 107 | 0.0643 | 0 | 107 | 0.0643 | 0 | [6 empty] | DEER:HVAC_Split-Package_AC | Annual
Any | NE-HVAC-airAC-SpltPkg-240to759kBtuh-10p8eer | RSD | New | CZ09 | cDXGF | SWHC013-02 | DEER2020 | D20v1 | 2020-11-09 | Cap-Tons | 1 |  | None | 93.7 | 0.0769 | 0 | 93.7 | 0.0769 | 0 | [6 empty] | DEER:HVAC_Split-Package_AC | Annual
Any | NE-HVAC-airAC-SpltPkg-240to759kBtuh-10p8eer | RSD | New | CZ10 | cDXGF | SWHC013-02 | DEER2020 | D20v1 | 2020-11-09 | Cap-Tons | 1 |  | None | 113 | 0.0835 | 0 | 113 | 0.0835 | 0 | [6 empty] | DEER:HVAC_Split-Package_AC | Annual
Any | NE-HVAC-airAC-SpltPkg-240to759kBtuh-10p8eer | RSD | New | CZ11 | cDXGF | SWHC013-02 | DEER2020 | D20v1 | 2020-11-09 | Cap-Tons | 1 |  | None | 106 | 0.087 | 0 | 106 | 0.087 | 0 | [6 empty] | DEER:HVAC_Split-Package_AC | Annual
Any | NE-HVAC-airAC-SpltPkg-240to759kBtuh-10p8eer | RSD | New | CZ12 | cDXGF | SWHC013-02 | DEER2020 | D20v1 | 2020-11-09 | Cap-Tons | 1 |  | None | 93.7 | 0.0906 | 0 | 93.7 | 0.0906 | 0 | [6 empty] | DEER:HVAC_Split-Package_AC | Annual
Any | NE-HVAC-airAC-SpltPkg-240to759kBtuh-10p8eer | RSD | New | CZ13 | cDXGF | SWHC013-02 | DEER2020 | D20v1 | 2020-11-09 | Cap-Tons | 1 |  | None | 111 | 0.0815 | 0 | 111 | 0.0815 | 0 | [6 empty] | DEER:HVAC_Split-Package_AC | Annual
Any | NE-HVAC-airAC-SpltPkg-240to759kBtuh-10p8eer | RSD | New | CZ14 | cDXGF | SWHC013-02 | DEER2020 | D20v1 | 2020-11-09 | Cap-Tons | 1 |  | None | 106 | 0.072 | 0 | 106 | 0.072 | 0 | [6 empty] | DEER:HVAC_Split-Package_AC | Annual
Any | NE-HVAC-airAC-SpltPkg-240to759kBtuh-10p8eer | RSD | New | CZ15 | cDXGF | SWHC013-02 | DEER2020 | D20v1 | 2020-11-09 | Cap-Tons | 1 |  | None | 159 | 0.0764 | 0 | 159 | 0.0764 | 0 | [6 empty] | DEER:HVAC_Split-Package_AC | Annual
Any | NE-HVAC-airAC-SpltPkg-240to759kBtuh-10p8eer | RSD | New | CZ16 | cDXGF | SWHC013-02 | DEER2020 | D20v1 | 2020-11-09 | Cap-Tons | 1 |  | None | 48.6 | 0.052 | 0 | 48.6 | 0.052 | 0 | [6 empty] | DEER:HVAC_Split-Package_AC | Annual
Any | NE-HVAC-airAC-SpltPkg-240to759kBtuh-10p8eer | Rt3 | Ex | CZ01 | cWtd | SWHC013-02 | DEER2020 | D20v1 | 2020-11-09 | Cap-Tons | 1 |  | None | 115 | 0.0343 | 2.07 | 23.6 | 0.0278 | 0 | [6 empty] | DEER:HVAC_Split-Package_AC | Annual
Any | NE-HVAC-airAC-SpltPkg-240to759kBtuh-10p8eer | Rt3 | Ex | CZ02 | cWtd | SWHC013-02 | DEER2020 | D20v1 | 2020-11-09 | Cap-Tons | 1 |  | None | 152 | 0.0598 | 0.943 | 75.8 | 0.0714 | 0 | [6 empty] | DEER:HVAC_Split-Package_AC | Annual
Any | NE-HVAC-airAC-SpltPkg-240to759kBtuh-10p8eer | Rt3 | Ex | CZ03 | cWtd | SWHC013-02 | DEER2020 | D20v1 | 2020-11-09 | Cap-Tons | 1 |  | None | 133 | 0.0563 | 0.706 | 62.2 | 0.0526 | 0 | [6 empty] | DEER:HVAC_Split-Package_AC | Annual
Any | NE-HVAC-airAC-SpltPkg-240to759kBtuh-10p8eer | Rt3 | Ex | CZ04 | cWtd | SWHC013-02 | DEER2020 | D20v1 | 2020-11-09 | Cap-Tons | 1 |  | None | 157 | 0.0584 | 0.504 | 85 | 0.0643 | 0 | [6 empty] | DEER:HVAC_Split-Package_AC | Annual
Any | NE-HVAC-airAC-SpltPkg-240to759kBtuh-10p8eer | Rt3 | Ex | CZ05 | cWtd | SWHC013-02 | DEER2020 | D20v1 | 2020-11-09 | Cap-Tons | 1 |  | None | 136 | 0.0442 | 0.588 | 64.2 | 0.0355 | 0 | [6 empty] | DEER:HVAC_Split-Package_AC | Annual
Any | NE-HVAC-airAC-SpltPkg-240to759kBtuh-10p8eer | Rt3 | Ex | CZ06 | cWtd | SWHC013-02 | DEER2020 | D20v1 | 2020-11-09 | Cap-Tons | 1 |  | None | 175 | 0.061 | 0.124 | 116 | 0.0671 | 0 | [6 empty] | DEER:HVAC_Split-Package_AC | Annual
Any | NE-HVAC-airAC-SpltPkg-240to759kBtuh-10p8eer | Rt3 | Ex | CZ07 | cWtd | SWHC013-02 | DEER2020 | D20v1 | 2020-11-09 | Cap-Tons | 1 |  | None | 163 | 0.058 | 0.0337 | 112 | 0.0584 | 0 | [6 empty] | DEER:HVAC_Split-Package_AC | Annual
Any | NE-HVAC-airAC-SpltPkg-240to759kBtuh-10p8eer | Rt3 | Ex | CZ08 | cWtd | SWHC013-02 | DEER2020 | D20v1 | 2020-11-09 | Cap-Tons | 1 |  | None | 172 | 0.0542 | 0.0827 | 110 | 0.0568 | 0 | [6 empty] | DEER:HVAC_Split-Package_AC | Annual
Any | NE-HVAC-airAC-SpltPkg-240to759kBtuh-10p8eer | Rt3 | Ex | CZ09 | cWtd | SWHC013-02 | DEER2020 | D20v1 | 2020-11-09 | Cap-Tons | 1 |  | None | 182 | 0.0619 | 0.0979 | 96.1 | 0.0658 | 0 | [6 empty] | DEER:HVAC_Split-Package_AC | Annual
Any | NE-HVAC-airAC-SpltPkg-240to759kBtuh-10p8eer | Rt3 | Ex | CZ10 | cWtd | SWHC013-02 | DEER2020 | D20v1 | 2020-11-09 | Cap-Tons | 1 |  | None | 187 | 0.0629 | 0.133 | 110 | 0.0715 | 0 | [6 empty] | DEER:HVAC_Split-Package_AC | Annual
Any | NE-HVAC-airAC-SpltPkg-240to759kBtuh-10p8eer | Rt3 | Ex | CZ11 | cWtd | SWHC013-02 | DEER2020 | D20v1 | 2020-11-09 | Cap-Tons | 1 |  | None | 186 | 0.0672 | 0.549 | 99.9 | 0.073 | 0 | [6 empty] | DEER:HVAC_Split-Package_AC | Annual
Any | NE-HVAC-airAC-SpltPkg-240to759kBtuh-10p8eer | Rt3 | Ex | CZ12 | cWtd | SWHC013-02 | DEER2020 | D20v1 | 2020-11-09 | Cap-Tons | 1 |  | None | 172 | 0.0633 | 0.647 | 87.6 | 0.0721 | 0 | [6 empty] | DEER:HVAC_Split-Package_AC | Annual
Any | NE-HVAC-airAC-SpltPkg-240to759kBtuh-10p8eer | Rt3 | Ex | CZ13 | cWtd | SWHC013-02 | DEER2020 | D20v1 | 2020-11-09 | Cap-Tons | 1 |  | None | 186 | 0.066 | 0.494 | 103 | 0.0686 | 0 | [6 empty] | DEER:HVAC_Split-Package_AC | Annual
Any | NE-HVAC-airAC-SpltPkg-240to759kBtuh-10p8eer | Rt3 | Ex | CZ14 | cWtd | SWHC013-02 | DEER2020 | D20v1 | 2020-11-09 | Cap-Tons | 1 |  | None | 188 | 0.063 | 0.555 | 101 | 0.0609 | 0 | [6 empty] | DEER:HVAC_Split-Package_AC | Annual
Any | NE-HVAC-airAC-SpltPkg-240to759kBtuh-10p8eer | Rt3 | Ex | CZ15 | cWtd | SWHC013-02 | DEER2020 | D20v1 | 2020-11-09 | Cap-Tons | 1 |  | None | 233 | 0.0688 | 0.00734 | 157 | 0.0676 | 0 | [6 empty] | DEER:HVAC_Split-Package_AC | Annual
Any | NE-HVAC-airAC-SpltPkg-240to759kBtuh-10p8eer | Rt3 | Ex | CZ16 | cWtd | SWHC013-02 | DEER2020 | D20v1 | 2020-11-09 | Cap-Tons | 1 |  | None | 140 | 0.0581 | 4.24 | 59.9 | 0.0563 | 0 | [6 empty] | DEER:HVAC_Split-Package_AC | Annual
Any | NE-HVAC-airAC-SpltPkg-240to759kBtuh-10p8eer | Rt3 | New | CZ01 | cWtd | SWHC013-02 | DEER2020 | D20v1 | 2020-11-09 | Cap-Tons | 1 |  | None | 20 | 0.0269 | 0 | 20 | 0.0269 | 0 | [6 empty] | DEER:HVAC_Split-Package_AC | Annual
Any | NE-HVAC-airAC-SpltPkg-240to759kBtuh-10p8eer | Rt3 | New | CZ02 | cWtd | SWHC013-02 | DEER2020 | D20v1 | 2020-11-09 | Cap-Tons | 1 |  | None | 72.6 | 0.0717 | 0 | 72.6 | 0.0717 | 0 | [6 empty] | DEER:HVAC_Split-Package_AC | Annual
Any | NE-HVAC-airAC-SpltPkg-240to759kBtuh-10p8eer | Rt3 | New | CZ03 | cWtd | SWHC013-02 | DEER2020 | D20v1 | 2020-11-09 | Cap-Tons | 1 |  | None | 56.3 | 0.0522 | 0 | 56.3 | 0.0522 | 0 | [6 empty] | DEER:HVAC_Split-Package_AC | Annual
Any | NE-HVAC-airAC-SpltPkg-240to759kBtuh-10p8eer | Rt3 | New | CZ04 | cWtd | SWHC013-02 | DEER2020 | D20v1 | 2020-11-09 | Cap-Tons | 1 |  | None | 80.7 | 0.064 | 0 | 80.7 | 0.064 | 0 | [6 empty] | DEER:HVAC_Split-Package_AC | Annual
Any | NE-HVAC-airAC-SpltPkg-240to759kBtuh-10p8eer | Rt3 | New | CZ05 | cWtd | SWHC013-02 | DEER2020 | D20v1 | 2020-11-09 | Cap-Tons | 1 |  | None | 58.7 | 0.0348 | 0 | 58.7 | 0.0348 | 0 | [6 empty] | DEER:HVAC_Split-Package_AC | Annual
Any | NE-HVAC-airAC-SpltPkg-240to759kBtuh-10p8eer | Rt3 | New | CZ06 | cWtd | SWHC013-02 | DEER2020 | D20v1 | 2020-11-09 | Cap-Tons | 1 |  | None | 110 | 0.0682 | 0 | 110 | 0.0682 | 0 | [6 empty] | DEER:HVAC_Split-Package_AC | Annual
Any | NE-HVAC-airAC-SpltPkg-240to759kBtuh-10p8eer | Rt3 | New | CZ07 | cWtd | SWHC013-02 | DEER2020 | D20v1 | 2020-11-09 | Cap-Tons | 1 |  | None | 106 | 0.0588 | 0 | 106 | 0.0588 | 0 | [6 empty] | DEER:HVAC_Split-Package_AC | Annual
Any | NE-HVAC-airAC-SpltPkg-240to759kBtuh-10p8eer | Rt3 | New | CZ08 | cWtd | SWHC013-02 | DEER2020 | D20v1 | 2020-11-09 | Cap-Tons | 1 |  | None | 105 | 0.0561 | 0 | 105 | 0.0561 | 0 | [6 empty] | DEER:HVAC_Split-Package_AC | Annual
Any | NE-HVAC-airAC-SpltPkg-240to759kBtuh-10p8eer | Rt3 | New | CZ09 | cWtd | SWHC013-02 | DEER2020 | D20v1 | 2020-11-09 | Cap-Tons | 1 |  | None | 92.2 | 0.0652 | 0 | 92.2 | 0.0652 | 0 | [6 empty] | DEER:HVAC_Split-Package_AC | Annual
Any | NE-HVAC-airAC-SpltPkg-240to759kBtuh-10p8eer | Rt3 | New | CZ10 | cWtd | SWHC013-02 | DEER2020 | D20v1 | 2020-11-09 | Cap-Tons | 1 |  | None | 106 | 0.071 | 0 | 106 | 0.071 | 0 | [6 empty] | DEER:HVAC_Split-Package_AC | Annual
Any | NE-HVAC-airAC-SpltPkg-240to759kBtuh-10p8eer | Rt3 | New | CZ11 | cWtd | SWHC013-02 | DEER2020 | D20v1 | 2020-11-09 | Cap-Tons | 1 |  | None | 97.3 | 0.0724 | 0 | 97.3 | 0.0724 | 0 | [6 empty] | DEER:HVAC_Split-Package_AC | Annual
Any | NE-HVAC-airAC-SpltPkg-240to759kBtuh-10p8eer | Rt3 | New | CZ12 | cWtd | SWHC013-02 | DEER2020 | D20v1 | 2020-11-09 | Cap-Tons | 1 |  | None | 84.9 | 0.0713 | 0 | 84.9 | 0.0713 | 0 | [6 empty] | DEER:HVAC_Split-Package_AC | Annual
Any | NE-HVAC-airAC-SpltPkg-240to759kBtuh-10p8eer | Rt3 | New | CZ13 | cWtd | SWHC013-02 | DEER2020 | D20v1 | 2020-11-09 | Cap-Tons | 1 |  | None | 101 | 0.0676 | 0 | 101 | 0.0676 | 0 | [6 empty] | DEER:HVAC_Split-Package_AC | Annual
Any | NE-HVAC-airAC-SpltPkg-240to759kBtuh-10p8eer | Rt3 | New | CZ14 | cWtd | SWHC013-02 | DEER2020 | D20v1 | 2020-11-09 | Cap-Tons | 1 |  | None | 98.2 | 0.0595 | 0 | 98.2 | 0.0595 | 0 | [6 empty] | DEER:HVAC_Split-Package_AC | Annual
Any | NE-HVAC-airAC-SpltPkg-240to759kBtuh-10p8eer | Rt3 | New | CZ15 | cWtd | SWHC013-02 | DEER2020 | D20v1 | 2020-11-09 | Cap-Tons | 1 |  | None | 153 | 0.0662 | 0 | 153 | 0.0662 | 0 | [6 empty] | DEER:HVAC_Split-Package_AC | Annual
Any | NE-HVAC-airAC-SpltPkg-240to759kBtuh-10p8eer | Rt3 | New | CZ16 | cWtd | SWHC013-02 | DEER2020 | D20v1 | 2020-11-09 | Cap-Tons | 1 |  | None | 59.6 | 0.0563 | 0 | 59.6 | 0.0563 | 0 | [6 empty] | DEER:HVAC_Split-Package_AC | Annual
Any | NE-HVAC-airAC-SpltPkg-240to759kBtuh-10p8eer | RtL | Ex | CZ01 | cDXGF | SWHC013-02 | DEER2020 | D20v1 | 2020-11-09 | Cap-Tons | 1 |  | None | 451 | 0.0534 | 17.7 | 30.9 | 0.0264 | 0 | [6 empty] | DEER:HVAC_Split-Package_AC | Annual
Any | NE-HVAC-airAC-SpltPkg-240to759kBtuh-10p8eer | RtL | Ex | CZ02 | cDXGF | SWHC013-02 | DEER2020 | D20v1 | 2020-11-09 | Cap-Tons | 1 |  | None | 498 | 0.0365 | 8.95 | 88.5 | 0.0825 | 0 | [6 empty] | DEER:HVAC_Split-Package_AC | Annual
Any | NE-HVAC-airAC-SpltPkg-240to759kBtuh-10p8eer | RtL | Ex | CZ03 | cDXGF | SWHC013-02 | DEER2020 | D20v1 | 2020-11-09 | Cap-Tons | 1 |  | None | 401 | 0.0721 | 6.88 | 68.9 | 0.0562 | 0 | [6 empty] | DEER:HVAC_Split-Package_AC | Annual
Any | NE-HVAC-airAC-SpltPkg-240to759kBtuh-10p8eer | RtL | Ex | CZ04 | cDXGF | SWHC013-02 | DEER2020 | D20v1 | 2020-11-09 | Cap-Tons | 1 |  | None | 468 | 0.0535 | 5.52 | 101 | 0.0744 | 0 | [6 empty] | DEER:HVAC_Split-Package_AC | Annual
Any | NE-HVAC-airAC-SpltPkg-240to759kBtuh-10p8eer | RtL | Ex | CZ05 | cDXGF | SWHC013-02 | DEER2020 | D20v1 | 2020-11-09 | Cap-Tons | 1 |  | None | 412 | 0.0781 | 7.55 | 69.1 | 0.0375 | 0 | [6 empty] | DEER:HVAC_Split-Package_AC | Annual
Any | NE-HVAC-airAC-SpltPkg-240to759kBtuh-10p8eer | RtL | Ex | CZ06 | cDXGF | SWHC013-02 | DEER2020 | D20v1 | 2020-11-09 | Cap-Tons | 1 |  | None | 413 | 0.0392 | 2.51 | 128 | 0.0725 | 0 | [6 empty] | DEER:HVAC_Split-Package_AC | Annual
Any | NE-HVAC-airAC-SpltPkg-240to759kBtuh-10p8eer | RtL | Ex | CZ07 | cDXGF | SWHC013-02 | DEER2020 | D20v1 | 2020-11-09 | Cap-Tons | 1 |  | None | 376 | 0.0583 | 1.33 | 119 | 0.0614 | 0 | [6 empty] | DEER:HVAC_Split-Package_AC | Annual
Any | NE-HVAC-airAC-SpltPkg-240to759kBtuh-10p8eer | RtL | Ex | CZ08 | cDXGF | SWHC013-02 | DEER2020 | D20v1 | 2020-11-09 | Cap-Tons | 1 |  | None | 478 | 0.0744 | 1.59 | 124 | 0.0645 | 0 | [6 empty] | DEER:HVAC_Split-Package_AC | Annual
Any | NE-HVAC-airAC-SpltPkg-240to759kBtuh-10p8eer | RtL | Ex | CZ09 | cDXGF | SWHC013-02 | DEER2020 | D20v1 | 2020-11-09 | Cap-Tons | 1 |  | None | 582 | 0.069 | 1.39 | 103 | 0.075 | 0 | [6 empty] | DEER:HVAC_Split-Package_AC | Annual
Any | NE-HVAC-airAC-SpltPkg-240to759kBtuh-10p8eer | RtL | Ex | CZ10 | cDXGF | SWHC013-02 | DEER2020 | D20v1 | 2020-11-09 | Cap-Tons | 1 |  | None | 552 | 0.0524 | 2.04 | 122 | 0.0813 | 0 | [6 empty] | DEER:HVAC_Split-Package_AC | Annual
Any | NE-HVAC-airAC-SpltPkg-240to759kBtuh-10p8eer | RtL | Ex | CZ11 | cDXGF | SWHC013-02 | DEER2020 | D20v1 | 2020-11-09 | Cap-Tons | 1 |  | None | 602 | 0.051 | 5.51 | 113 | 0.0877 | 0 | [6 empty] | DEER:HVAC_Split-Package_AC | Annual
Any | NE-HVAC-airAC-SpltPkg-240to759kBtuh-10p8eer | RtL | Ex | CZ12 | cDXGF | SWHC013-02 | DEER2020 | D20v1 | 2020-11-09 | Cap-Tons | 1 |  | None | 571 | 0.0422 | 6.12 | 100 | 0.0859 | 0 | [6 empty] | DEER:HVAC_Split-Package_AC | Annual
Any | NE-HVAC-airAC-SpltPkg-240to759kBtuh-10p8eer | RtL | Ex | CZ13 | cDXGF | SWHC013-02 | DEER2020 | D20v1 | 2020-11-09 | Cap-Tons | 1 |  | None | 590 | 0.0652 | 4.92 | 119 | 0.0804 | 0 | [6 empty] | DEER:HVAC_Split-Package_AC | Annual
Any | NE-HVAC-airAC-SpltPkg-240to759kBtuh-10p8eer | RtL | Ex | CZ14 | cDXGF | SWHC013-02 | DEER2020 | D20v1 | 2020-11-09 | Cap-Tons | 1 |  | None | 608 | 0.0918 | 5.88 | 115 | 0.0714 | 0 | [6 empty] | DEER:HVAC_Split-Package_AC | Annual
Any | NE-HVAC-airAC-SpltPkg-240to759kBtuh-10p8eer | RtL | Ex | CZ15 | cDXGF | SWHC013-02 | DEER2020 | D20v1 | 2020-11-09 | Cap-Tons | 1 |  | None | 642 | 0.0954 | 0.123 | 170 | 0.078 | 0 | [6 empty] | DEER:HVAC_Split-Package_AC | Annual
Any | NE-HVAC-airAC-SpltPkg-240to759kBtuh-10p8eer | RtL | Ex | CZ16 | cDXGF | SWHC013-02 | DEER2020 | D20v1 | 2020-11-09 | Cap-Tons | 1 |  | None | 498 | 0.0685 | 35.5 | 70.1 | 0.062 | 0 | [6 empty] | DEER:HVAC_Split-Package_AC | Annual
Any | NE-HVAC-airAC-SpltPkg-240to759kBtuh-10p8eer | RtL | New | CZ01 | cDXGF | SWHC013-02 | DEER2020 | D20v1 | 2020-11-09 | Cap-Tons | 1 |  | None | 30.7 | 0.0266 | 0 | 30.7 | 0.0266 | 0 | [6 empty] | DEER:HVAC_Split-Package_AC | Annual
Any | NE-HVAC-airAC-SpltPkg-240to759kBtuh-10p8eer | RtL | New | CZ02 | cDXGF | SWHC013-02 | DEER2020 | D20v1 | 2020-11-09 | Cap-Tons | 1 |  | None | 87.4 | 0.0839 | 0 | 87.4 | 0.0839 | 0 | [6 empty] | DEER:HVAC_Split-Package_AC | Annual
Any | NE-HVAC-airAC-SpltPkg-240to759kBtuh-10p8eer | RtL | New | CZ03 | cDXGF | SWHC013-02 | DEER2020 | D20v1 | 2020-11-09 | Cap-Tons | 1 |  | None | 67.4 | 0.0559 | 0 | 67.4 | 0.0559 | 0 | [6 empty] | DEER:HVAC_Split-Package_AC | Annual
Any | NE-HVAC-airAC-SpltPkg-240to759kBtuh-10p8eer | RtL | New | CZ04 | cDXGF | SWHC013-02 | DEER2020 | D20v1 | 2020-11-09 | Cap-Tons | 1 |  | None | 98.8 | 0.0754 | 0 | 98.8 | 0.0754 | 0 | [6 empty] | DEER:HVAC_Split-Package_AC | Annual
Any | NE-HVAC-airAC-SpltPkg-240to759kBtuh-10p8eer | RtL | New | CZ05 | cDXGF | SWHC013-02 | DEER2020 | D20v1 | 2020-11-09 | Cap-Tons | 1 |  | None | 68 | 0.0374 | 0 | 68 | 0.0374 | 0 | [6 empty] | DEER:HVAC_Split-Package_AC | Annual
Any | NE-HVAC-airAC-SpltPkg-240to759kBtuh-10p8eer | RtL | New | CZ06 | cDXGF | SWHC013-02 | DEER2020 | D20v1 | 2020-11-09 | Cap-Tons | 1 |  | None | 126 | 0.0734 | 0 | 126 | 0.0734 | 0 | [6 empty] | DEER:HVAC_Split-Package_AC | Annual
Any | NE-HVAC-airAC-SpltPkg-240to759kBtuh-10p8eer | RtL | New | CZ07 | cDXGF | SWHC013-02 | DEER2020 | D20v1 | 2020-11-09 | Cap-Tons | 1 |  | None | 118 | 0.0625 | 0 | 118 | 0.0625 | 0 | [6 empty] | DEER:HVAC_Split-Package_AC | Annual
Any | NE-HVAC-airAC-SpltPkg-240to759kBtuh-10p8eer | RtL | New | CZ08 | cDXGF | SWHC013-02 | DEER2020 | D20v1 | 2020-11-09 | Cap-Tons | 1 |  | None | 122 | 0.0658 | 0 | 122 | 0.0658 | 0 | [6 empty] | DEER:HVAC_Split-Package_AC | Annual
Any | NE-HVAC-airAC-SpltPkg-240to759kBtuh-10p8eer | RtL | New | CZ09 | cDXGF | SWHC013-02 | DEER2020 | D20v1 | 2020-11-09 | Cap-Tons | 1 |  | None | 101 | 0.0761 | 0 | 101 | 0.0761 | 0 | [6 empty] | DEER:HVAC_Split-Package_AC | Annual
Any | NE-HVAC-airAC-SpltPkg-240to759kBtuh-10p8eer | RtL | New | CZ10 | cDXGF | SWHC013-02 | DEER2020 | D20v1 | 2020-11-09 | Cap-Tons | 1 |  | None | 120 | 0.0822 | 0 | 120 | 0.0822 | 0 | [6 empty] | DEER:HVAC_Split-Package_AC | Annual
Any | NE-HVAC-airAC-SpltPkg-240to759kBtuh-10p8eer | RtL | New | CZ11 | cDXGF | SWHC013-02 | DEER2020 | D20v1 | 2020-11-09 | Cap-Tons | 1 |  | None | 113 | 0.0889 | 0 | 113 | 0.0889 | 0 | [6 empty] | DEER:HVAC_Split-Package_AC | Annual
Any | NE-HVAC-airAC-SpltPkg-240to759kBtuh-10p8eer | RtL | New | CZ12 | cDXGF | SWHC013-02 | DEER2020 | D20v1 | 2020-11-09 | Cap-Tons | 1 |  | None | 100 | 0.0871 | 0 | 100 | 0.0871 | 0 | [6 empty] | DEER:HVAC_Split-Package_AC | Annual
Any | NE-HVAC-airAC-SpltPkg-240to759kBtuh-10p8eer | RtL | New | CZ13 | cDXGF | SWHC013-02 | DEER2020 | D20v1 | 2020-11-09 | Cap-Tons | 1 |  | None | 118 | 0.0811 | 0 | 118 | 0.0811 | 0 | [6 empty] | DEER:HVAC_Split-Package_AC | Annual
Any | NE-HVAC-airAC-SpltPkg-240to759kBtuh-10p8eer | RtL | New | CZ14 | cDXGF | SWHC013-02 | DEER2020 | D20v1 | 2020-11-09 | Cap-Tons | 1 |  | None | 115 | 0.0726 | 0 | 115 | 0.0726 | 0 | [6 empty] | DEER:HVAC_Split-Package_AC | Annual
Any | NE-HVAC-airAC-SpltPkg-240to759kBtuh-10p8eer | RtL | New | CZ15 | cDXGF | SWHC013-02 | DEER2020 | D20v1 | 2020-11-09 | Cap-Tons | 1 |  | None | 167 | 0.0778 | 0 | 167 | 0.0778 | 0 | [6 empty] | DEER:HVAC_Split-Package_AC | Annual
Any | NE-HVAC-airAC-SpltPkg-240to759kBtuh-10p8eer | RtL | New | CZ16 | cDXGF | SWHC013-02 | DEER2020 | D20v1 | 2020-11-09 | Cap-Tons | 1 |  | None | 71.1 | 0.0624 | 0 | 71.1 | 0.0624 | 0 | [6 empty] | DEER:HVAC_Split-Package_AC | Annual
Any | NE-HVAC-airAC-SpltPkg-240to759kBtuh-10p8eer | RtS | Ex | CZ01 | cDXGF | SWHC013-02 | DEER2020 | D20v1 | 2020-11-09 | Cap-Tons | 1 |  | None | 476 | 0.102 | 20.3 | 25.4 | 0.0181 | 0 | [6 empty] | DEER:HVAC_Split-Package_AC | Annual
Any | NE-HVAC-airAC-SpltPkg-240to759kBtuh-10p8eer | RtS | Ex | CZ02 | cDXGF | SWHC013-02 | DEER2020 | D20v1 | 2020-11-09 | Cap-Tons | 1 |  | None | 520 | 0.0578 | 8.38 | 81.9 | 0.0768 | 0 | [6 empty] | DEER:HVAC_Split-Package_AC | Annual
Any | NE-HVAC-airAC-SpltPkg-240to759kBtuh-10p8eer | RtS | Ex | CZ03 | cDXGF | SWHC013-02 | DEER2020 | D20v1 | 2020-11-09 | Cap-Tons | 1 |  | None | 490 | 0.106 | 8.08 | 55.4 | 0.0454 | 0 | [6 empty] | DEER:HVAC_Split-Package_AC | Annual
Any | NE-HVAC-airAC-SpltPkg-240to759kBtuh-10p8eer | RtS | Ex | CZ04 | cDXGF | SWHC013-02 | DEER2020 | D20v1 | 2020-11-09 | Cap-Tons | 1 |  | None | 529 | 0.09 | 4.92 | 85.9 | 0.0648 | 0 | [6 empty] | DEER:HVAC_Split-Package_AC | Annual
Any | NE-HVAC-airAC-SpltPkg-240to759kBtuh-10p8eer | RtS | Ex | CZ05 | cDXGF | SWHC013-02 | DEER2020 | D20v1 | 2020-11-09 | Cap-Tons | 1 |  | None | 495 | 0.115 | 7.2 | 55.7 | 0.0283 | 0 | [6 empty] | DEER:HVAC_Split-Package_AC | Annual
Any | NE-HVAC-airAC-SpltPkg-240to759kBtuh-10p8eer | RtS | Ex | CZ06 | cDXGF | SWHC013-02 | DEER2020 | D20v1 | 2020-11-09 | Cap-Tons | 1 |  | None | 511 | 0.0886 | 2.01 | 97.4 | 0.0609 | 0 | [6 empty] | DEER:HVAC_Split-Package_AC | Annual
Any | NE-HVAC-airAC-SpltPkg-240to759kBtuh-10p8eer | RtS | Ex | CZ07 | cDXGF | SWHC013-02 | DEER2020 | D20v1 | 2020-11-09 | Cap-Tons | 1 |  | None | 495 | 0.106 | 1.44 | 98.1 | 0.0495 | 0 | [6 empty] | DEER:HVAC_Split-Package_AC | Annual
Any | NE-HVAC-airAC-SpltPkg-240to759kBtuh-10p8eer | RtS | Ex | CZ08 | cDXGF | SWHC013-02 | DEER2020 | D20v1 | 2020-11-09 | Cap-Tons | 1 |  | None | 529 | 0.102 | 1.22 | 109 | 0.0573 | 0 | [6 empty] | DEER:HVAC_Split-Package_AC | Annual
Any | NE-HVAC-airAC-SpltPkg-240to759kBtuh-10p8eer | RtS | Ex | CZ09 | cDXGF | SWHC013-02 | DEER2020 | D20v1 | 2020-11-09 | Cap-Tons | 1 |  | None | 566 | 0.0969 | 0.805 | 93.8 | 0.0673 | 0 | [6 empty] | DEER:HVAC_Split-Package_AC | Annual
Any | NE-HVAC-airAC-SpltPkg-240to759kBtuh-10p8eer | RtS | Ex | CZ10 | cDXGF | SWHC013-02 | DEER2020 | D20v1 | 2020-11-09 | Cap-Tons | 1 |  | None | 556 | 0.0731 | 1.57 | 112 | 0.0752 | 0 | [6 empty] | DEER:HVAC_Split-Package_AC | Annual
Any | NE-HVAC-airAC-SpltPkg-240to759kBtuh-10p8eer | RtS | Ex | CZ11 | cDXGF | SWHC013-02 | DEER2020 | D20v1 | 2020-11-09 | Cap-Tons | 1 |  | None | 558 | 0.0623 | 3.6 | 105 | 0.0836 | 0 | [6 empty] | DEER:HVAC_Split-Package_AC | Annual
Any | NE-HVAC-airAC-SpltPkg-240to759kBtuh-10p8eer | RtS | Ex | CZ12 | cDXGF | SWHC013-02 | DEER2020 | D20v1 | 2020-11-09 | Cap-Tons | 1 |  | None | 561 | 0.0678 | 4.95 | 93.9 | 0.0793 | 0 | [6 empty] | DEER:HVAC_Split-Package_AC | Annual
Any | NE-HVAC-airAC-SpltPkg-240to759kBtuh-10p8eer | RtS | Ex | CZ13 | cDXGF | SWHC013-02 | DEER2020 | D20v1 | 2020-11-09 | Cap-Tons | 1 |  | None | 551 | 0.0908 | 3.4 | 112 | 0.0738 | 0 | [6 empty] | DEER:HVAC_Split-Package_AC | Annual
Any | NE-HVAC-airAC-SpltPkg-240to759kBtuh-10p8eer | RtS | Ex | CZ14 | cDXGF | SWHC013-02 | DEER2020 | D20v1 | 2020-11-09 | Cap-Tons | 1 |  | None | 559 | 0.105 | 3.55 | 107 | 0.0667 | 0 | [6 empty] | DEER:HVAC_Split-Package_AC | Annual
Any | NE-HVAC-airAC-SpltPkg-240to759kBtuh-10p8eer | RtS | Ex | CZ15 | cDXGF | SWHC013-02 | DEER2020 | D20v1 | 2020-11-09 | Cap-Tons | 1 |  | None | 578 | 0.101 | -0.116 | 163 | 0.0753 | 0 | [6 empty] | DEER:HVAC_Split-Package_AC | Annual
Any | NE-HVAC-airAC-SpltPkg-240to759kBtuh-10p8eer | RtS | Ex | CZ16 | cDXGF | SWHC013-02 | DEER2020 | D20v1 | 2020-11-09 | Cap-Tons | 1 |  | None | 515 | 0.0858 | 24.9 | 66.3 | 0.0563 | 0 | [6 empty] | DEER:HVAC_Split-Package_AC | Annual
Any | NE-HVAC-airAC-SpltPkg-240to759kBtuh-10p8eer | RtS | New | CZ01 | cDXGF | SWHC013-02 | DEER2020 | D20v1 | 2020-11-09 | Cap-Tons | 1 |  | None | 7.59 | 0.0101 | 0 | 7.59 | 0.0101 | 0 | [6 empty] | DEER:HVAC_Split-Package_AC | Annual
Any | NE-HVAC-airAC-SpltPkg-240to759kBtuh-10p8eer | RtS | New | CZ02 | cDXGF | SWHC013-02 | DEER2020 | D20v1 | 2020-11-09 | Cap-Tons | 1 |  | None | 61.2 | 0.0755 | 0 | 61.2 | 0.0755 | 0 | [6 empty] | DEER:HVAC_Split-Package_AC | Annual
Any | NE-HVAC-airAC-SpltPkg-240to759kBtuh-10p8eer | RtS | New | CZ03 | cDXGF | SWHC013-02 | DEER2020 | D20v1 | 2020-11-09 | Cap-Tons | 1 |  | None | 29.5 | 0.042 | 0 | 29.5 | 0.042 | 0 | [6 empty] | DEER:HVAC_Split-Package_AC | Annual
Any | NE-HVAC-airAC-SpltPkg-240to759kBtuh-10p8eer | RtS | New | CZ04 | cDXGF | SWHC013-02 | DEER2020 | D20v1 | 2020-11-09 | Cap-Tons | 1 |  | None | 64.5 | 0.0644 | 0 | 64.5 | 0.0644 | 0 | [6 empty] | DEER:HVAC_Split-Package_AC | Annual
Any | NE-HVAC-airAC-SpltPkg-240to759kBtuh-10p8eer | RtS | New | CZ05 | cDXGF | SWHC013-02 | DEER2020 | D20v1 | 2020-11-09 | Cap-Tons | 1 |  | None | 29.4 | 0.0239 | 0 | 29.4 | 0.0239 | 0 | [6 empty] | DEER:HVAC_Split-Package_AC | Annual
Any | NE-HVAC-airAC-SpltPkg-240to759kBtuh-10p8eer | RtS | New | CZ06 | cDXGF | SWHC013-02 | DEER2020 | D20v1 | 2020-11-09 | Cap-Tons | 1 |  | None | 73 | 0.0597 | 0 | 73 | 0.0597 | 0 | [6 empty] | DEER:HVAC_Split-Package_AC | Annual
Any | NE-HVAC-airAC-SpltPkg-240to759kBtuh-10p8eer | RtS | New | CZ07 | cDXGF | SWHC013-02 | DEER2020 | D20v1 | 2020-11-09 | Cap-Tons | 1 |  | None | 64 | 0.0472 | 0 | 64 | 0.0472 | 0 | [6 empty] | DEER:HVAC_Split-Package_AC | Annual
Any | NE-HVAC-airAC-SpltPkg-240to759kBtuh-10p8eer | RtS | New | CZ08 | cDXGF | SWHC013-02 | DEER2020 | D20v1 | 2020-11-09 | Cap-Tons | 1 |  | None | 85.6 | 0.0567 | 0 | 85.6 | 0.0567 | 0 | [6 empty] | DEER:HVAC_Split-Package_AC | Annual
Any | NE-HVAC-airAC-SpltPkg-240to759kBtuh-10p8eer | RtS | New | CZ09 | cDXGF | SWHC013-02 | DEER2020 | D20v1 | 2020-11-09 | Cap-Tons | 1 |  | None | 74.6 | 0.0666 | 0 | 74.6 | 0.0666 | 0 | [6 empty] | DEER:HVAC_Split-Package_AC | Annual
Any | NE-HVAC-airAC-SpltPkg-240to759kBtuh-10p8eer | RtS | New | CZ10 | cDXGF | SWHC013-02 | DEER2020 | D20v1 | 2020-11-09 | Cap-Tons | 1 |  | None | 90 | 0.0732 | 0 | 90 | 0.0732 | 0 | [6 empty] | DEER:HVAC_Split-Package_AC | Annual
Any | NE-HVAC-airAC-SpltPkg-240to759kBtuh-10p8eer | RtS | New | CZ11 | cDXGF | SWHC013-02 | DEER2020 | D20v1 | 2020-11-09 | Cap-Tons | 1 |  | None | 89.9 | 0.0815 | 0 | 89.9 | 0.0815 | 0 | [6 empty] | DEER:HVAC_Split-Package_AC | Annual
Any | NE-HVAC-airAC-SpltPkg-240to759kBtuh-10p8eer | RtS | New | CZ12 | cDXGF | SWHC013-02 | DEER2020 | D20v1 | 2020-11-09 | Cap-Tons | 1 |  | None | 76.3 | 0.0774 | 0 | 76.3 | 0.0774 | 0 | [6 empty] | DEER:HVAC_Split-Package_AC | Annual
Any | NE-HVAC-airAC-SpltPkg-240to759kBtuh-10p8eer | RtS | New | CZ13 | cDXGF | SWHC013-02 | DEER2020 | D20v1 | 2020-11-09 | Cap-Tons | 1 |  | None | 94.8 | 0.0716 | 0 | 94.8 | 0.0716 | 0 | [6 empty] | DEER:HVAC_Split-Package_AC | Annual
Any | NE-HVAC-airAC-SpltPkg-240to759kBtuh-10p8eer | RtS | New | CZ14 | cDXGF | SWHC013-02 | DEER2020 | D20v1 | 2020-11-09 | Cap-Tons | 1 |  | None | 92.4 | 0.0635 | 0 | 92.4 | 0.0635 | 0 | [6 empty] | DEER:HVAC_Split-Package_AC | Annual
Any | NE-HVAC-airAC-SpltPkg-240to759kBtuh-10p8eer | RtS | New | CZ15 | cDXGF | SWHC013-02 | DEER2020 | D20v1 | 2020-11-09 | Cap-Tons | 1 |  | None | 144 | 0.0726 | 0 | 144 | 0.0726 | 0 | [6 empty] | DEER:HVAC_Split-Package_AC | Annual
Any | NE-HVAC-airAC-SpltPkg-240to759kBtuh-10p8eer | RtS | New | CZ16 | cDXGF | SWHC013-02 | DEER2020 | D20v1 | 2020-11-09 | Cap-Tons | 1 |  | None | 48 | 0.0503 | 0 | 48 | 0.0503 | 0 | [6 empty] | DEER:HVAC_Split-Package_AC | Annual
Any | NE-HVAC-airAC-SpltPkg-240to759kBtuh-10p8eer | SCn | Ex | CZ01 | cDXGF | SWHC013-02 | DEER2020 | D20v1 | 2020-11-09 | Cap-Tons | 1 |  | None | 536 | 0.0692 | 11.3 | 6.41 | 0.00093 | 0 | [6 empty] | DEER:HVAC_Split-Package_AC | Annual
Any | NE-HVAC-airAC-SpltPkg-240to759kBtuh-10p8eer | SCn | Ex | CZ02 | cDXGF | SWHC013-02 | DEER2020 | D20v1 | 2020-11-09 | Cap-Tons | 1 |  | None | 528 | 0.0605 | 13.3 | 25.4 | 0.0411 | 0 | [6 empty] | DEER:HVAC_Split-Package_AC | Annual
Any | NE-HVAC-airAC-SpltPkg-240to759kBtuh-10p8eer | SCn | Ex | CZ03 | cDXGF | SWHC013-02 | DEER2020 | D20v1 | 2020-11-09 | Cap-Tons | 1 |  | None | 487 | 0.0751 | 4.45 | 8.18 | 0.00783 | 0 | [6 empty] | DEER:HVAC_Split-Package_AC | Annual
Any | NE-HVAC-airAC-SpltPkg-240to759kBtuh-10p8eer | SCn | Ex | CZ04 | cDXGF | SWHC013-02 | DEER2020 | D20v1 | 2020-11-09 | Cap-Tons | 1 |  | None | 534 | 0.0853 | 10.1 | 28.4 | 0.0323 | 0 | [6 empty] | DEER:HVAC_Split-Package_AC | Annual
Any | NE-HVAC-airAC-SpltPkg-240to759kBtuh-10p8eer | SCn | Ex | CZ05 | cDXGF | SWHC013-02 | DEER2020 | D20v1 | 2020-11-09 | Cap-Tons | 1 |  | None | 514 | 0.0745 | 4.23 | 8.29 | 0.0028 | 0 | [6 empty] | DEER:HVAC_Split-Package_AC | Annual
Any | NE-HVAC-airAC-SpltPkg-240to759kBtuh-10p8eer | SCn | Ex | CZ06 | cDXGF | SWHC013-02 | DEER2020 | D20v1 | 2020-11-09 | Cap-Tons | 1 |  | None | 538 | 0.0852 | 1.24 | 22.2 | 0.0235 | 0 | [6 empty] | DEER:HVAC_Split-Package_AC | Annual
Any | NE-HVAC-airAC-SpltPkg-240to759kBtuh-10p8eer | SCn | Ex | CZ07 | cDXGF | SWHC013-02 | DEER2020 | D20v1 | 2020-11-09 | Cap-Tons | 1 |  | None | 526 | 0.0794 | 0.858 | 17.6 | 0.0159 | 0 | [6 empty] | DEER:HVAC_Split-Package_AC | Annual
Any | NE-HVAC-airAC-SpltPkg-240to759kBtuh-10p8eer | SCn | Ex | CZ08 | cDXGF | SWHC013-02 | DEER2020 | D20v1 | 2020-11-09 | Cap-Tons | 1 |  | None | 536 | 0.0802 | 2.23 | 41.4 | 0.0291 | 0 | [6 empty] | DEER:HVAC_Split-Package_AC | Annual
Any | NE-HVAC-airAC-SpltPkg-240to759kBtuh-10p8eer | SCn | Ex | CZ09 | cDXGF | SWHC013-02 | DEER2020 | D20v1 | 2020-11-09 | Cap-Tons | 1 |  | None | 561 | 0.0766 | 0.858 | 39.6 | 0.0375 | 0 | [6 empty] | DEER:HVAC_Split-Package_AC | Annual
Any | NE-HVAC-airAC-SpltPkg-240to759kBtuh-10p8eer | SCn | Ex | CZ10 | cDXGF | SWHC013-02 | DEER2020 | D20v1 | 2020-11-09 | Cap-Tons | 1 |  | None | 553 | 0.057 | 3.08 | 51.4 | 0.0449 | 0 | [6 empty] | DEER:HVAC_Split-Package_AC | Annual
Any | NE-HVAC-airAC-SpltPkg-240to759kBtuh-10p8eer | SCn | Ex | CZ11 | cDXGF | SWHC013-02 | DEER2020 | D20v1 | 2020-11-09 | Cap-Tons | 1 |  | None | 573 | 0.0573 | 4.6 | 57.3 | 0.0458 | 0 | [6 empty] | DEER:HVAC_Split-Package_AC | Annual
Any | NE-HVAC-airAC-SpltPkg-240to759kBtuh-10p8eer | SCn | Ex | CZ12 | cDXGF | SWHC013-02 | DEER2020 | D20v1 | 2020-11-09 | Cap-Tons | 1 |  | None | 549 | 0.0595 | 6.59 | 40.6 | 0.0426 | 0 | [6 empty] | DEER:HVAC_Split-Package_AC | Annual
Any | NE-HVAC-airAC-SpltPkg-240to759kBtuh-10p8eer | SCn | Ex | CZ13 | cDXGF | SWHC013-02 | DEER2020 | D20v1 | 2020-11-09 | Cap-Tons | 1 |  | None | 572 | 0.0792 | 4.46 | 63.1 | 0.0389 | 0 | [6 empty] | DEER:HVAC_Split-Package_AC | Annual
Any | NE-HVAC-airAC-SpltPkg-240to759kBtuh-10p8eer | SCn | Ex | CZ14 | cDXGF | SWHC013-02 | DEER2020 | D20v1 | 2020-11-09 | Cap-Tons | 1 |  | None | 565 | 0.08 | 5.53 | 61.8 | 0.0373 | 0 | [6 empty] | DEER:HVAC_Split-Package_AC | Annual
Any | NE-HVAC-airAC-SpltPkg-240to759kBtuh-10p8eer | SCn | Ex | CZ15 | cDXGF | SWHC013-02 | DEER2020 | D20v1 | 2020-11-09 | Cap-Tons | 1 |  | None | 608 | 0.0956 | -0.508 | 102 | 0.0371 | 0 | [6 empty] | DEER:HVAC_Split-Package_AC | Annual
Any | NE-HVAC-airAC-SpltPkg-240to759kBtuh-10p8eer | SCn | Ex | CZ16 | cDXGF | SWHC013-02 | DEER2020 | D20v1 | 2020-11-09 | Cap-Tons | 1 |  | None | 538 | 0.0809 | 16.5 | 19 | 0.0177 | 0 | [6 empty] | DEER:HVAC_Split-Package_AC | Annual
Any | NE-HVAC-airAC-SpltPkg-240to759kBtuh-10p8eer | SCn | New | CZ01 | cDXGF | SWHC013-02 | DEER2020 | D20v1 | 2020-11-09 | Cap-Tons | 1 |  | None | 4.38 | 0.00064 | 0 | 4.38 | 0.00064 | 0 | [6 empty] | DEER:HVAC_Split-Package_AC | Annual
Any | NE-HVAC-airAC-SpltPkg-240to759kBtuh-10p8eer | SCn | New | CZ02 | cDXGF | SWHC013-02 | DEER2020 | D20v1 | 2020-11-09 | Cap-Tons | 1 |  | None | 20.3 | 0.0418 | 0 | 20.3 | 0.0418 | 0 | [6 empty] | DEER:HVAC_Split-Package_AC | Annual
Any | NE-HVAC-airAC-SpltPkg-240to759kBtuh-10p8eer | SCn | New | CZ03 | cDXGF | SWHC013-02 | DEER2020 | D20v1 | 2020-11-09 | Cap-Tons | 1 |  | None | 4.81 | 0.00534 | 0 | 4.81 | 0.00534 | 0 | [6 empty] | DEER:HVAC_Split-Package_AC | Annual
Any | NE-HVAC-airAC-SpltPkg-240to759kBtuh-10p8eer | SCn | New | CZ04 | cDXGF | SWHC013-02 | DEER2020 | D20v1 | 2020-11-09 | Cap-Tons | 1 |  | None | 22 | 0.0323 | 0 | 22 | 0.0323 | 0 | [6 empty] | DEER:HVAC_Split-Package_AC | Annual
Any | NE-HVAC-airAC-SpltPkg-240to759kBtuh-10p8eer | SCn | New | CZ05 | cDXGF | SWHC013-02 | DEER2020 | D20v1 | 2020-11-09 | Cap-Tons | 1 |  | None | 5.3 | 0.00159 | 0 | 5.3 | 0.00159 | 0 | [6 empty] | DEER:HVAC_Split-Package_AC | Annual
Any | NE-HVAC-airAC-SpltPkg-240to759kBtuh-10p8eer | SCn | New | CZ06 | cDXGF | SWHC013-02 | DEER2020 | D20v1 | 2020-11-09 | Cap-Tons | 1 |  | None | 15.6 | 0.0211 | 0 | 15.6 | 0.0211 | 0 | [6 empty] | DEER:HVAC_Split-Package_AC | Annual
Any | NE-HVAC-airAC-SpltPkg-240to759kBtuh-10p8eer | SCn | New | CZ07 | cDXGF | SWHC013-02 | DEER2020 | D20v1 | 2020-11-09 | Cap-Tons | 1 |  | None | 11.1 | 0.0136 | 0 | 11.1 | 0.0136 | 0 | [6 empty] | DEER:HVAC_Split-Package_AC | Annual
Any | NE-HVAC-airAC-SpltPkg-240to759kBtuh-10p8eer | SCn | New | CZ08 | cDXGF | SWHC013-02 | DEER2020 | D20v1 | 2020-11-09 | Cap-Tons | 1 |  | None | 35.6 | 0.0299 | 0 | 35.6 | 0.0299 | 0 | [6 empty] | DEER:HVAC_Split-Package_AC | Annual
Any | NE-HVAC-airAC-SpltPkg-240to759kBtuh-10p8eer | SCn | New | CZ09 | cDXGF | SWHC013-02 | DEER2020 | D20v1 | 2020-11-09 | Cap-Tons | 1 |  | None | 35 | 0.0389 | 0 | 35 | 0.0389 | 0 | [6 empty] | DEER:HVAC_Split-Package_AC | Annual
Any | NE-HVAC-airAC-SpltPkg-240to759kBtuh-10p8eer | SCn | New | CZ10 | cDXGF | SWHC013-02 | DEER2020 | D20v1 | 2020-11-09 | Cap-Tons | 1 |  | None | 46.2 | 0.0454 | 0 | 46.2 | 0.0454 | 0 | [6 empty] | DEER:HVAC_Split-Package_AC | Annual
Any | NE-HVAC-airAC-SpltPkg-240to759kBtuh-10p8eer | SCn | New | CZ11 | cDXGF | SWHC013-02 | DEER2020 | D20v1 | 2020-11-09 | Cap-Tons | 1 |  | None | 53.6 | 0.0461 | 0 | 53.6 | 0.0461 | 0 | [6 empty] | DEER:HVAC_Split-Package_AC | Annual
Any | NE-HVAC-airAC-SpltPkg-240to759kBtuh-10p8eer | SCn | New | CZ12 | cDXGF | SWHC013-02 | DEER2020 | D20v1 | 2020-11-09 | Cap-Tons | 1 |  | None | 36 | 0.0424 | 0 | 36 | 0.0424 | 0 | [6 empty] | DEER:HVAC_Split-Package_AC | Annual
Any | NE-HVAC-airAC-SpltPkg-240to759kBtuh-10p8eer | SCn | New | CZ13 | cDXGF | SWHC013-02 | DEER2020 | D20v1 | 2020-11-09 | Cap-Tons | 1 |  | None | 58.4 | 0.0398 | 0 | 58.4 | 0.0398 | 0 | [6 empty] | DEER:HVAC_Split-Package_AC | Annual
Any | NE-HVAC-airAC-SpltPkg-240to759kBtuh-10p8eer | SCn | New | CZ14 | cDXGF | SWHC013-02 | DEER2020 | D20v1 | 2020-11-09 | Cap-Tons | 1 |  | None | 60 | 0.0383 | 0 | 60 | 0.0383 | 0 | [6 empty] | DEER:HVAC_Split-Package_AC | Annual
Any | NE-HVAC-airAC-SpltPkg-240to759kBtuh-10p8eer | SCn | New | CZ15 | cDXGF | SWHC013-02 | DEER2020 | D20v1 | 2020-11-09 | Cap-Tons | 1 |  | None | 98.1 | 0.0372 | 0 | 98.1 | 0.0372 | 0 | [6 empty] | DEER:HVAC_Split-Package_AC | Annual
Any | NE-HVAC-airAC-SpltPkg-240to759kBtuh-10p8eer | SCn | New | CZ16 | cDXGF | SWHC013-02 | DEER2020 | D20v1 | 2020-11-09 | Cap-Tons | 1 |  | None | 14.8 | 0.0151 | 0 | 14.8 | 0.0151 | 0 | [6 empty] | DEER:HVAC_Split-Package_AC | Annual
Any | NE-HVAC-airAC-SpltPkg-240to759kBtuh-10p8eer | WRf | Ex | CZ01 | cDXGF | SWHC013-02 | DEER2020 | D20v1 | 2020-11-09 | Cap-Tons | 1 |  | None | 697 | 0.081 | 2.97 | 103 | 0.0242 | 0 | [6 empty] | DEER:HVAC_Split-Package_AC | Annual
Any | NE-HVAC-airAC-SpltPkg-240to759kBtuh-10p8eer | WRf | Ex | CZ02 | cDXGF | SWHC013-02 | DEER2020 | D20v1 | 2020-11-09 | Cap-Tons | 1 |  | None | 624 | 0.0972 | 0.468 | 118 | 0.0452 | 0 | [6 empty] | DEER:HVAC_Split-Package_AC | Annual
Any | NE-HVAC-airAC-SpltPkg-240to759kBtuh-10p8eer | WRf | Ex | CZ03 | cDXGF | SWHC013-02 | DEER2020 | D20v1 | 2020-11-09 | Cap-Tons | 1 |  | None | 590 | 0.0761 | 0.391 | 115 | 0.0301 | 0 | [6 empty] | DEER:HVAC_Split-Package_AC | Annual
Any | NE-HVAC-airAC-SpltPkg-240to759kBtuh-10p8eer | WRf | Ex | CZ04 | cDXGF | SWHC013-02 | DEER2020 | D20v1 | 2020-11-09 | Cap-Tons | 1 |  | None | 645 | 0.088 | -0.0714 | 128 | 0.0397 | 0 | [6 empty] | DEER:HVAC_Split-Package_AC | Annual
Any | NE-HVAC-airAC-SpltPkg-240to759kBtuh-10p8eer | WRf | Ex | CZ05 | cDXGF | SWHC013-02 | DEER2020 | D20v1 | 2020-11-09 | Cap-Tons | 1 |  | None | 638 | 0.0743 | 0.18 | 125 | 0.0253 | 0 | [6 empty] | DEER:HVAC_Split-Package_AC | Annual
Any | NE-HVAC-airAC-SpltPkg-240to759kBtuh-10p8eer | WRf | Ex | CZ06 | cDXGF | SWHC013-02 | DEER2020 | D20v1 | 2020-11-09 | Cap-Tons | 1 |  | None | 583 | 0.0702 | -0.698 | 133 | 0.0336 | 0 | [6 empty] | DEER:HVAC_Split-Package_AC | Annual
Any | NE-HVAC-airAC-SpltPkg-240to759kBtuh-10p8eer | WRf | Ex | CZ07 | cDXGF | SWHC013-02 | DEER2020 | D20v1 | 2020-11-09 | Cap-Tons | 1 |  | None | 645 | 0.0681 | -0.584 | 150 | 0.0314 | 0 | [6 empty] | DEER:HVAC_Split-Package_AC | Annual
Any | NE-HVAC-airAC-SpltPkg-240to759kBtuh-10p8eer | WRf | Ex | CZ08 | cDXGF | SWHC013-02 | DEER2020 | D20v1 | 2020-11-09 | Cap-Tons | 1 |  | None | 724 | 0.0829 | -0.629 | 131 | 0.031 | 0 | [6 empty] | DEER:HVAC_Split-Package_AC | Annual
Any | NE-HVAC-airAC-SpltPkg-240to759kBtuh-10p8eer | WRf | Ex | CZ09 | cDXGF | SWHC013-02 | DEER2020 | D20v1 | 2020-11-09 | Cap-Tons | 1 |  | None | 746 | 0.107 | -0.786 | 126 | 0.0411 | 0 | [6 empty] | DEER:HVAC_Split-Package_AC | Annual
Any | NE-HVAC-airAC-SpltPkg-240to759kBtuh-10p8eer | WRf | Ex | CZ10 | cDXGF | SWHC013-02 | DEER2020 | D20v1 | 2020-11-09 | Cap-Tons | 1 |  | None | 708 | 0.0918 | -0.806 | 147 | 0.0468 | 0 | [6 empty] | DEER:HVAC_Split-Package_AC | Annual
Any | NE-HVAC-airAC-SpltPkg-240to759kBtuh-10p8eer | WRf | Ex | CZ11 | cDXGF | SWHC013-02 | DEER2020 | D20v1 | 2020-11-09 | Cap-Tons | 1 |  | None | 726 | 0.1 | -0.44 | 131 | 0.0526 | 0 | [6 empty] | DEER:HVAC_Split-Package_AC | Annual
Any | NE-HVAC-airAC-SpltPkg-240to759kBtuh-10p8eer | WRf | Ex | CZ12 | cDXGF | SWHC013-02 | DEER2020 | D20v1 | 2020-11-09 | Cap-Tons | 1 |  | None | 691 | 0.111 | -0.321 | 113 | 0.0446 | 0 | [6 empty] | DEER:HVAC_Split-Package_AC | Annual
Any | NE-HVAC-airAC-SpltPkg-240to759kBtuh-10p8eer | WRf | Ex | CZ13 | cDXGF | SWHC013-02 | DEER2020 | D20v1 | 2020-11-09 | Cap-Tons | 1 |  | None | 748 | 0.111 | -0.476 | 134 | 0.0461 | 0 | [6 empty] | DEER:HVAC_Split-Package_AC | Annual
Any | NE-HVAC-airAC-SpltPkg-240to759kBtuh-10p8eer | WRf | Ex | CZ14 | cDXGF | SWHC013-02 | DEER2020 | D20v1 | 2020-11-09 | Cap-Tons | 1 |  | None | 675 | 0.0875 | -0.143 | 150 | 0.0492 | 0 | [6 empty] | DEER:HVAC_Split-Package_AC | Annual
Any | NE-HVAC-airAC-SpltPkg-240to759kBtuh-10p8eer | WRf | Ex | CZ15 | cDXGF | SWHC013-02 | DEER2020 | D20v1 | 2020-11-09 | Cap-Tons | 1 |  | None | 812 | 0.1 | -1.01 | 191 | 0.0503 | 0 | [6 empty] | DEER:HVAC_Split-Package_AC | Annual
Any | NE-HVAC-airAC-SpltPkg-240to759kBtuh-10p8eer | WRf | Ex | CZ16 | cDXGF | SWHC013-02 | DEER2020 | D20v1 | 2020-11-09 | Cap-Tons | 1 |  | None | 590 | 0.0896 | 4.94 | 104 | 0.0372 | 0 | [6 empty] | DEER:HVAC_Split-Package_AC | Annual
Any | NE-HVAC-airAC-SpltPkg-240to759kBtuh-10p8eer | WRf | New | CZ01 | cDXGF | SWHC013-02 | DEER2020 | D20v1 | 2020-11-09 | Cap-Tons | 1 |  | None | 27.5 | 0.0203 | 0 | 27.5 | 0.0203 | 0 | [6 empty] | DEER:HVAC_Split-Package_AC | Annual
Any | NE-HVAC-airAC-SpltPkg-240to759kBtuh-10p8eer | WRf | New | CZ02 | cDXGF | SWHC013-02 | DEER2020 | D20v1 | 2020-11-09 | Cap-Tons | 1 |  | None | 74 | 0.0422 | 0 | 74 | 0.0422 | 0 | [6 empty] | DEER:HVAC_Split-Package_AC | Annual
Any | NE-HVAC-airAC-SpltPkg-240to759kBtuh-10p8eer | WRf | New | CZ03 | cDXGF | SWHC013-02 | DEER2020 | D20v1 | 2020-11-09 | Cap-Tons | 1 |  | None | 64.6 | 0.0311 | 0 | 64.6 | 0.0311 | 0 | [6 empty] | DEER:HVAC_Split-Package_AC | Annual
Any | NE-HVAC-airAC-SpltPkg-240to759kBtuh-10p8eer | WRf | New | CZ04 | cDXGF | SWHC013-02 | DEER2020 | D20v1 | 2020-11-09 | Cap-Tons | 1 |  | None | 88.2 | 0.0391 | 0 | 88.2 | 0.0391 | 0 | [6 empty] | DEER:HVAC_Split-Package_AC | Annual
Any | NE-HVAC-airAC-SpltPkg-240to759kBtuh-10p8eer | WRf | New | CZ05 | cDXGF | SWHC013-02 | DEER2020 | D20v1 | 2020-11-09 | Cap-Tons | 1 |  | None | 72.7 | 0.0257 | 0 | 72.7 | 0.0257 | 0 | [6 empty] | DEER:HVAC_Split-Package_AC | Annual
Any | NE-HVAC-airAC-SpltPkg-240to759kBtuh-10p8eer | WRf | New | CZ06 | cDXGF | SWHC013-02 | DEER2020 | D20v1 | 2020-11-09 | Cap-Tons | 1 |  | None | 110 | 0.0326 | 0 | 110 | 0.0326 | 0 | [6 empty] | DEER:HVAC_Split-Package_AC | Annual
Any | NE-HVAC-airAC-SpltPkg-240to759kBtuh-10p8eer | WRf | New | CZ07 | cDXGF | SWHC013-02 | DEER2020 | D20v1 | 2020-11-09 | Cap-Tons | 1 |  | None | 115 | 0.0315 | 0 | 115 | 0.0315 | 0 | [6 empty] | DEER:HVAC_Split-Package_AC | Annual
Any | NE-HVAC-airAC-SpltPkg-240to759kBtuh-10p8eer | WRf | New | CZ08 | cDXGF | SWHC013-02 | DEER2020 | D20v1 | 2020-11-09 | Cap-Tons | 1 |  | None | 106 | 0.0297 | 0 | 106 | 0.0297 | 0 | [6 empty] | DEER:HVAC_Split-Package_AC | Annual
Any | NE-HVAC-airAC-SpltPkg-240to759kBtuh-10p8eer | WRf | New | CZ09 | cDXGF | SWHC013-02 | DEER2020 | D20v1 | 2020-11-09 | Cap-Tons | 1 |  | None | 101 | 0.0402 | 0 | 101 | 0.0402 | 0 | [6 empty] | DEER:HVAC_Split-Package_AC | Annual
Any | NE-HVAC-airAC-SpltPkg-240to759kBtuh-10p8eer | WRf | New | CZ10 | cDXGF | SWHC013-02 | DEER2020 | D20v1 | 2020-11-09 | Cap-Tons | 1 |  | None | 112 | 0.0441 | 0 | 112 | 0.0441 | 0 | [6 empty] | DEER:HVAC_Split-Package_AC | Annual
Any | NE-HVAC-airAC-SpltPkg-240to759kBtuh-10p8eer | WRf | New | CZ11 | cDXGF | SWHC013-02 | DEER2020 | D20v1 | 2020-11-09 | Cap-Tons | 1 |  | None | 97.3 | 0.0471 | 0 | 97.3 | 0.0471 | 0 | [6 empty] | DEER:HVAC_Split-Package_AC | Annual
Any | NE-HVAC-airAC-SpltPkg-240to759kBtuh-10p8eer | WRf | New | CZ12 | cDXGF | SWHC013-02 | DEER2020 | D20v1 | 2020-11-09 | Cap-Tons | 1 |  | None | 77.1 | 0.0411 | 0 | 77.1 | 0.0411 | 0 | [6 empty] | DEER:HVAC_Split-Package_AC | Annual
Any | NE-HVAC-airAC-SpltPkg-240to759kBtuh-10p8eer | WRf | New | CZ13 | cDXGF | SWHC013-02 | DEER2020 | D20v1 | 2020-11-09 | Cap-Tons | 1 |  | None | 95.8 | 0.042 | 0 | 95.8 | 0.042 | 0 | [6 empty] | DEER:HVAC_Split-Package_AC | Annual
Any | NE-HVAC-airAC-SpltPkg-240to759kBtuh-10p8eer | WRf | New | CZ14 | cDXGF | SWHC013-02 | DEER2020 | D20v1 | 2020-11-09 | Cap-Tons | 1 |  | None | 118 | 0.0465 | 0 | 118 | 0.0465 | 0 | [6 empty] | DEER:HVAC_Split-Package_AC | Annual
Any | NE-HVAC-airAC-SpltPkg-240to759kBtuh-10p8eer | WRf | New | CZ15 | cDXGF | SWHC013-02 | DEER2020 | D20v1 | 2020-11-09 | Cap-Tons | 1 |  | None | 148 | 0.0405 | 0 | 148 | 0.0405 | 0 | [6 empty] | DEER:HVAC_Split-Package_AC | Annual
Any | NE-HVAC-airAC-SpltPkg-240to759kBtuh-10p8eer | WRf | New | CZ16 | cDXGF | SWHC013-02 | DEER2020 | D20v1 | 2020-11-09 | Cap-Tons | 1 |  | None | 64.9 | 0.0359 | 0 | 64.9 | 0.0359 | 0 | [6 empty] | DEER:HVAC_Split-Package_AC | Annual
Any | NE-HVAC-airAC-SpltPkg-240to759kBtuh-10p8eer | Htl | Ex | CZ13 | cWtd | SWHC013-02 | DEER2020 | D20v1 | 2020-11-09 | Cap-Tons | 1 |  | None | 249 | 0.0729 | 1.77 | 129 | 0.0766 | 0 | [6 empty] | DEER:HVAC_Split-Package_AC | Annual
Any | NE-HVAC-airAC-SpltPkg-240to759kBtuh-10p8eer | Htl | Ex | CZ14 | cWtd | SWHC013-02 | DEER2020 | D20v1 | 2020-11-09 | Cap-Tons | 1 |  | None | 243 | 0.0672 | 2.11 | 122 | 0.0674 | 0 | [6 empty] | DEER:HVAC_Split-Package_AC | Annual
Any | NE-HVAC-airAC-SpltPkg-240to759kBtuh-10p8eer | Htl | Ex | CZ15 | cWtd | SWHC013-02 | DEER2020 | D20v1 | 2020-11-09 | Cap-Tons | 1 |  | None | 318 | 0.072 | -0.0427 | 194 | 0.0694 | 0 | [6 empty] | DEER:HVAC_Split-Package_AC | Annual
Any | NE-HVAC-airAC-SpltPkg-240to759kBtuh-10p8eer | Htl | Ex | CZ16 | cWtd | SWHC013-02 | DEER2020 | D20v1 | 2020-11-09 | Cap-Tons | 1 |  | None | 215 | 0.0737 | 3.56 | 74.3 | 0.0634 | 0 | [6 empty] | DEER:HVAC_Split-Package_AC | Annual
Any | NE-HVAC-airAC-SpltPkg-240to759kBtuh-10p8eer | Htl | New | CZ01 | cWtd | SWHC013-02 | DEER2020 | D20v1 | 2020-11-09 | Cap-Tons | 1 |  | None | 15.5 | 0.0227 | 0 | 15.5 | 0.0227 | 0 | [6 empty] | DEER:HVAC_Split-Package_AC | Annual
Any | NE-HVAC-airAC-SpltPkg-240to759kBtuh-10p8eer | Htl | New | CZ02 | cWtd | SWHC013-02 | DEER2020 | D20v1 | 2020-11-09 | Cap-Tons | 1 |  | None | 79.9 | 0.0806 | 0 | 79.9 | 0.0806 | 0 | [6 empty] | DEER:HVAC_Split-Package_AC | Annual
Any | NE-HVAC-airAC-SpltPkg-240to759kBtuh-10p8eer | Htl | New | CZ03 | cWtd | SWHC013-02 | DEER2020 | D20v1 | 2020-11-09 | Cap-Tons | 1 |  | None | 57.3 | 0.0531 | 0 | 57.3 | 0.0531 | 0 | [6 empty] | DEER:HVAC_Split-Package_AC | Annual
Any | NE-HVAC-airAC-SpltPkg-240to759kBtuh-10p8eer | Htl | New | CZ04 | cWtd | SWHC013-02 | DEER2020 | D20v1 | 2020-11-09 | Cap-Tons | 1 |  | None | 89.6 | 0.0694 | 0 | 89.6 | 0.0694 | 0 | [6 empty] | DEER:HVAC_Split-Package_AC | Annual
Any | NE-HVAC-airAC-SpltPkg-240to759kBtuh-10p8eer | Htl | New | CZ05 | cWtd | SWHC013-02 | DEER2020 | D20v1 | 2020-11-09 | Cap-Tons | 1 |  | None | 56.7 | 0.0327 | 0 | 56.7 | 0.0327 | 0 | [6 empty] | DEER:HVAC_Split-Package_AC | Annual
Any | NE-HVAC-airAC-SpltPkg-240to759kBtuh-10p8eer | Htl | New | CZ06 | cWtd | SWHC013-02 | DEER2020 | D20v1 | 2020-11-09 | Cap-Tons | 1 |  | None | 127 | 0.0683 | 0 | 127 | 0.0683 | 0 | [6 empty] | DEER:HVAC_Split-Package_AC | Annual
Any | NE-HVAC-airAC-SpltPkg-240to759kBtuh-10p8eer | Htl | New | CZ07 | cWtd | SWHC013-02 | DEER2020 | D20v1 | 2020-11-09 | Cap-Tons | 1 |  | None | 126 | 0.056 | 0 | 126 | 0.056 | 0 | [6 empty] | DEER:HVAC_Split-Package_AC | Annual
Any | NE-HVAC-airAC-SpltPkg-240to759kBtuh-10p8eer | Htl | New | CZ08 | cWtd | SWHC013-02 | DEER2020 | D20v1 | 2020-11-09 | Cap-Tons | 1 |  | None | 124 | 0.0582 | 0 | 124 | 0.0582 | 0 | [6 empty] | DEER:HVAC_Split-Package_AC | Annual
Any | NE-HVAC-airAC-SpltPkg-240to759kBtuh-10p8eer | Htl | New | CZ09 | cWtd | SWHC013-02 | DEER2020 | D20v1 | 2020-11-09 | Cap-Tons | 1 |  | None | 108 | 0.0694 | 0 | 108 | 0.0694 | 0 | [6 empty] | DEER:HVAC_Split-Package_AC | Annual
Any | NE-HVAC-airAC-SpltPkg-240to759kBtuh-10p8eer | Htl | New | CZ10 | cWtd | SWHC013-02 | DEER2020 | D20v1 | 2020-11-09 | Cap-Tons | 1 |  | None | 122 | 0.0761 | 0 | 122 | 0.0761 | 0 | [6 empty] | DEER:HVAC_Split-Package_AC | Annual
Any | NE-HVAC-airAC-SpltPkg-240to759kBtuh-10p8eer | Htl | New | CZ11 | cWtd | SWHC013-02 | DEER2020 | D20v1 | 2020-11-09 | Cap-Tons | 1 |  | None | 124 | 0.0846 | 0 | 124 | 0.0846 | 0 | [6 empty] | DEER:HVAC_Split-Package_AC | Annual
Any | NE-HVAC-airAC-SpltPkg-240to759kBtuh-10p8eer | Htl | New | CZ12 | cWtd | SWHC013-02 | DEER2020 | D20v1 | 2020-11-09 | Cap-Tons | 1 |  | None | 101 | 0.0832 | 0 | 101 | 0.0832 | 0 | [6 empty] | DEER:HVAC_Split-Package_AC | Annual
Any | NE-HVAC-airAC-SpltPkg-240to759kBtuh-10p8eer | Htl | New | CZ13 | cWtd | SWHC013-02 | DEER2020 | D20v1 | 2020-11-09 | Cap-Tons | 1 |  | None | 127 | 0.0762 | 0 | 127 | 0.0762 | 0 | [6 empty] | DEER:HVAC_Split-Package_AC | Annual
Any | NE-HVAC-airAC-SpltPkg-240to759kBtuh-10p8eer | Htl | New | CZ14 | cWtd | SWHC013-02 | DEER2020 | D20v1 | 2020-11-09 | Cap-Tons | 1 |  | None | 122 | 0.0668 | 0 | 122 | 0.0668 | 0 | [6 empty] | DEER:HVAC_Split-Package_AC | Annual
Any | NE-HVAC-airAC-SpltPkg-240to759kBtuh-10p8eer | Htl | New | CZ15 | cWtd | SWHC013-02 | DEER2020 | D20v1 | 2020-11-09 | Cap-Tons | 1 |  | None | 192 | 0.0691 | 0 | 192 | 0.0691 | 0 | [6 empty] | DEER:HVAC_Split-Package_AC | Annual
Any | NE-HVAC-airAC-SpltPkg-240to759kBtuh-10p8eer | Htl | New | CZ16 | cWtd | SWHC013-02 | DEER2020 | D20v1 | 2020-11-09 | Cap-Tons | 1 |  | None | 74.8 | 0.064 | 0 | 74.8 | 0.064 | 0 | [6 empty] | DEER:HVAC_Split-Package_AC | Annual
Any | NE-HVAC-airAC-SpltPkg-240to759kBtuh-10p8eer | RSD | Ex | CZ14 | cDXGF | SWHC013-02 | DEER2020 | D20v1 | 2020-11-09 | Cap-Tons | 1 |  | None | 449 | 0.0679 | 11.9 | 111 | 0.0733 | 0 | [6 empty] | DEER:HVAC_Split-Package_AC | Annual
Any | NE-HVAC-airAC-SpltPkg-240to759kBtuh-10p8eer | RSD | Ex | CZ15 | cDXGF | SWHC013-02 | DEER2020 | D20v1 | 2020-11-09 | Cap-Tons | 1 |  | None | 476 | 0.0742 | 0.57 | 165 | 0.0785 | 0 | [6 empty] | DEER:HVAC_Split-Package_AC | Annual
Any | NE-HVAC-airAC-SpltPkg-240to759kBtuh-10p8eer | RSD | Ex | CZ16 | cDXGF | SWHC013-02 | DEER2020 | D20v1 | 2020-11-09 | Cap-Tons | 1 |  | None | 382 | 0.0788 | 44.1 | 54.1 | 0.0539 | 0 | [6 empty] | DEER:HVAC_Split-Package_AC | Annual
Any | NE-HVAC-airAC-SpltPkg-240to759kBtuh-10p8eer | RSD | New | CZ01 | cDXGF | SWHC013-02 | DEER2020 | D20v1 | 2020-11-09 | Cap-Tons | 1 |  | None | 7.21 | 0.01 | 0 | 7.21 | 0.01 | 0 | [6 empty] | DEER:HVAC_Split-Package_AC | Annual
Any | NE-HVAC-airAC-SpltPkg-240to759kBtuh-11p5eer | Asm | Ex | CZ01 | cDXGF | SWHC013-02 | DEER2020 | D20v1 | 2020-11-09 | Cap-Tons | 1 |  | None | 424 | 0.0935 | 4.26 | 11.5 | 0.0201 | 0 | [6 empty] | DEER:HVAC_Split-Package_AC | Annual
Any | NE-HVAC-airAC-SpltPkg-240to759kBtuh-11p5eer | Asm | Ex | CZ09 | cDXGF | SWHC013-02 | DEER2020 | D20v1 | 2020-11-09 | Cap-Tons | 1 |  | None | 472 | 0.093 | 6.05 | 134 | 0.12 | 0 | [6 empty] | DEER:HVAC_Split-Package_AC | Annual
Any | NE-HVAC-airAC-SpltPkg-240to759kBtuh-11p5eer | Asm | Ex | CZ10 | cDXGF | SWHC013-02 | DEER2020 | D20v1 | 2020-11-09 | Cap-Tons | 1 |  | None | 483 | 0.072 | 5.65 | 160 | 0.135 | 0 | [6 empty] | DEER:HVAC_Split-Package_AC | Annual
Any | NE-HVAC-airAC-SpltPkg-240to759kBtuh-11p5eer | Asm | Ex | CZ11 | cDXGF | SWHC013-02 | DEER2020 | D20v1 | 2020-11-09 | Cap-Tons | 1 |  | None | 510 | 0.0935 | 13.1 | 153 | 0.138 | 0 | [6 empty] | DEER:HVAC_Split-Package_AC | Annual
Any | NE-HVAC-airAC-SpltPkg-240to759kBtuh-11p5eer | Asm | Ex | CZ12 | cDXGF | SWHC013-02 | DEER2020 | D20v1 | 2020-11-09 | Cap-Tons | 1 |  | None | 480 | 0.0735 | 11.2 | 134 | 0.144 | 0 | [6 empty] | DEER:HVAC_Split-Package_AC | Annual
Any | NE-HVAC-airAC-SpltPkg-240to759kBtuh-11p5eer | Asm | Ex | CZ13 | cDXGF | SWHC013-02 | DEER2020 | D20v1 | 2020-11-09 | Cap-Tons | 1 |  | None | 505 | 0.099 | 12.4 | 162 | 0.129 | 0 | [6 empty] | DEER:HVAC_Split-Package_AC | Annual
Any | NE-HVAC-airAC-SpltPkg-240to759kBtuh-11p5eer | Asm | Ex | CZ14 | cDXGF | SWHC013-02 | DEER2020 | D20v1 | 2020-11-09 | Cap-Tons | 1 |  | None | 515 | 0.12 | 13.1 | 156 | 0.113 | 0 | [6 empty] | DEER:HVAC_Split-Package_AC | Annual
Any | NE-HVAC-airAC-SpltPkg-240to759kBtuh-11p5eer | Asm | Ex | CZ15 | cDXGF | SWHC013-02 | DEER2020 | D20v1 | 2020-11-09 | Cap-Tons | 1 |  | None | 580 | 0.137 | 1.94 | 236 | 0.119 | 0 | [6 empty] | DEER:HVAC_Split-Package_AC | Annual
Any | NE-HVAC-airAC-SpltPkg-240to759kBtuh-11p5eer | Asm | Ex | CZ16 | cDXGF | SWHC013-02 | DEER2020 | D20v1 | 2020-11-09 | Cap-Tons | 1 |  | None | 443 | 0.117 | 20.5 | 68.5 | 0.08 | 0 | [6 empty] | DEER:HVAC_Split-Package_AC | Annual
Any | NE-HVAC-airAC-SpltPkg-240to759kBtuh-11p5eer | Asm | New | CZ01 | cDXGF | SWHC013-02 | DEER2020 | D20v1 | 2020-11-09 | Cap-Tons | 1 |  | None | 11.1 | 0.0203 | 0 | 11.1 | 0.0203 | 0 | [6 empty] | DEER:HVAC_Split-Package_AC | Annual
Any | NE-HVAC-airAC-SpltPkg-240to759kBtuh-11p5eer | Asm | New | CZ02 | cDXGF | SWHC013-02 | DEER2020 | D20v1 | 2020-11-09 | Cap-Tons | 1 |  | None | 121 | 0.138 | 0 | 121 | 0.138 | 0 | [6 empty] | DEER:HVAC_Split-Package_AC | Annual
Any | NE-HVAC-airAC-SpltPkg-240to759kBtuh-11p5eer | Asm | New | CZ03 | cDXGF | SWHC013-02 | DEER2020 | D20v1 | 2020-11-09 | Cap-Tons | 1 |  | None | 40.8 | 0.0655 | 0 | 40.8 | 0.0655 | 0 | [6 empty] | DEER:HVAC_Split-Package_AC | Annual
Any | NE-HVAC-airAC-SpltPkg-240to759kBtuh-11p5eer | Asm | New | CZ04 | cDXGF | SWHC013-02 | DEER2020 | D20v1 | 2020-11-09 | Cap-Tons | 1 |  | None | 133 | 0.122 | 0 | 133 | 0.122 | 0 | [6 empty] | DEER:HVAC_Split-Package_AC | Annual
Any | NE-HVAC-airAC-SpltPkg-240to759kBtuh-11p5eer | Asm | New | CZ05 | cDXGF | SWHC013-02 | DEER2020 | D20v1 | 2020-11-09 | Cap-Tons | 1 |  | None | 44.3 | 0.0418 | 0 | 44.3 | 0.0418 | 0 | [6 empty] | DEER:HVAC_Split-Package_AC | Annual
Any | NE-HVAC-airAC-SpltPkg-240to759kBtuh-11p5eer | Asm | New | CZ06 | cDXGF | SWHC013-02 | DEER2020 | D20v1 | 2020-11-09 | Cap-Tons | 1 |  | None | 98.5 | 0.092 | 0 | 98.5 | 0.092 | 0 | [6 empty] | DEER:HVAC_Split-Package_AC | Annual
Any | NE-HVAC-airAC-SpltPkg-240to759kBtuh-11p5eer | Asm | New | CZ07 | cDXGF | SWHC013-02 | DEER2020 | D20v1 | 2020-11-09 | Cap-Tons | 1 |  | None | 80 | 0.072 | 0 | 80 | 0.072 | 0 | [6 empty] | DEER:HVAC_Split-Package_AC | Annual
Any | NE-HVAC-airAC-SpltPkg-240to759kBtuh-11p5eer | Asm | New | CZ08 | cDXGF | SWHC013-02 | DEER2020 | D20v1 | 2020-11-09 | Cap-Tons | 1 |  | None | 139 | 0.103 | 0 | 139 | 0.103 | 0 | [6 empty] | DEER:HVAC_Split-Package_AC | Annual
Any | NE-HVAC-airAC-SpltPkg-240to759kBtuh-11p5eer | Asm | New | CZ09 | cDXGF | SWHC013-02 | DEER2020 | D20v1 | 2020-11-09 | Cap-Tons | 1 |  | None | 128 | 0.123 | 0 | 128 | 0.123 | 0 | [6 empty] | DEER:HVAC_Split-Package_AC | Annual
Any | NE-HVAC-airAC-SpltPkg-240to759kBtuh-11p5eer | Asm | New | CZ10 | cDXGF | SWHC013-02 | DEER2020 | D20v1 | 2020-11-09 | Cap-Tons | 1 |  | None | 156 | 0.136 | 0 | 156 | 0.136 | 0 | [6 empty] | DEER:HVAC_Split-Package_AC | Annual
Any | NE-HVAC-airAC-SpltPkg-240to759kBtuh-11p5eer | Asm | New | CZ11 | cDXGF | SWHC013-02 | DEER2020 | D20v1 | 2020-11-09 | Cap-Tons | 1 |  | None | 153 | 0.139 | 0 | 153 | 0.139 | 0 | [6 empty] | DEER:HVAC_Split-Package_AC | Annual
Any | NE-HVAC-airAC-SpltPkg-240to759kBtuh-11p5eer | Asm | New | CZ12 | cDXGF | SWHC013-02 | DEER2020 | D20v1 | 2020-11-09 | Cap-Tons | 1 |  | None | 132 | 0.144 | 0 | 132 | 0.144 | 0 | [6 empty] | DEER:HVAC_Split-Package_AC | Annual
Any | NE-HVAC-airAC-SpltPkg-240to759kBtuh-11p5eer | Asm | New | CZ13 | cDXGF | SWHC013-02 | DEER2020 | D20v1 | 2020-11-09 | Cap-Tons | 1 |  | None | 160 | 0.129 | 0 | 160 | 0.129 | 0 | [6 empty] | DEER:HVAC_Split-Package_AC | Annual
Any | NE-HVAC-airAC-SpltPkg-240to759kBtuh-11p5eer | Asm | New | CZ14 | cDXGF | SWHC013-02 | DEER2020 | D20v1 | 2020-11-09 | Cap-Tons | 1 |  | None | 155 | 0.112 | 0 | 155 | 0.112 | 0 | [6 empty] | DEER:HVAC_Split-Package_AC | Annual
Any | NE-HVAC-airAC-SpltPkg-240to759kBtuh-11p5eer | Asm | New | CZ15 | cDXGF | SWHC013-02 | DEER2020 | D20v1 | 2020-11-09 | Cap-Tons | 1 |  | None | 233 | 0.118 | 0 | 233 | 0.118 | 0 | [6 empty] | DEER:HVAC_Split-Package_AC | Annual
Any | NE-HVAC-airAC-SpltPkg-240to759kBtuh-11p5eer | Asm | New | CZ16 | cDXGF | SWHC013-02 | DEER2020 | D20v1 | 2020-11-09 | Cap-Tons | 1 |  | None | 67.5 | 0.0805 | 0 | 67.5 | 0.0805 | 0 | [6 empty] | DEER:HVAC_Split-Package_AC | Annual
Any | NE-HVAC-airAC-SpltPkg-240to759kBtuh-11p5eer | Com | Ex | CZ01 | cWtd | SWHC013-02 | DEER2020 | D20v1 | 2020-11-09 | Cap-Tons | 1 |  | None | 144 | 0.044 | 2.25 | 32.1 | 0.031 | 0 | [6 empty] | DEER:HVAC_Split-Package_AC | Annual
Any | NE-HVAC-airAC-SpltPkg-240to759kBtuh-11p5eer | Com | Ex | CZ02 | cWtd | SWHC013-02 | DEER2020 | D20v1 | 2020-11-09 | Cap-Tons | 1 |  | None | 197 | 0.088 | 1.41 | 109 | 0.089 | 0 | [6 empty] | DEER:HVAC_Split-Package_AC | Annual
Any | NE-HVAC-airAC-SpltPkg-240to759kBtuh-11p5eer | Com | Ex | CZ03 | cWtd | SWHC013-02 | DEER2020 | D20v1 | 2020-11-09 | Cap-Tons | 1 |  | None | 168 | 0.063 | 0.66 | 84.4 | 0.055 | 0 | [6 empty] | DEER:HVAC_Split-Package_AC | Annual
Any | NE-HVAC-airAC-SpltPkg-240to759kBtuh-11p5eer | Com | Ex | CZ04 | cWtd | SWHC013-02 | DEER2020 | D20v1 | 2020-11-09 | Cap-Tons | 1 |  | None | 195 | 0.072 | 0.67 | 121 | 0.072 | 0 | [6 empty] | DEER:HVAC_Split-Package_AC | Annual
Any | NE-HVAC-airAC-SpltPkg-240to759kBtuh-11p5eer | Com | Ex | CZ05 | cWtd | SWHC013-02 | DEER2020 | D20v1 | 2020-11-09 | Cap-Tons | 1 |  | None | 183 | 0.057 | 1.01 | 88.7 | 0.045 | 0 | [6 empty] | DEER:HVAC_Split-Package_AC | Annual
Any | NE-HVAC-airAC-SpltPkg-240to759kBtuh-11p5eer | Com | Ex | CZ06 | cWtd | SWHC013-02 | DEER2020 | D20v1 | 2020-11-09 | Cap-Tons | 1 |  | None | 244 | 0.082 | 0.21 | 162 | 0.077 | 0 | [6 empty] | DEER:HVAC_Split-Package_AC | Annual
Any | NE-HVAC-airAC-SpltPkg-240to759kBtuh-11p5eer | Com | Ex | CZ07 | cWtd | SWHC013-02 | DEER2020 | D20v1 | 2020-11-09 | Cap-Tons | 1 |  | None | 244 | 0.073 | 0 | 157 | 0.063 | 0 | [6 empty] | DEER:HVAC_Split-Package_AC | Annual
Any | NE-HVAC-airAC-SpltPkg-240to759kBtuh-11p5eer | Com | Ex | CZ08 | cWtd | SWHC013-02 | DEER2020 | D20v1 | 2020-11-09 | Cap-Tons | 1 |  | None | 239 | 0.072 | 0.18 | 163 | 0.067 | 0 | [6 empty] | DEER:HVAC_Split-Package_AC | Annual
Any | NE-HVAC-airAC-SpltPkg-240to759kBtuh-11p5eer | Com | Ex | CZ09 | cWtd | SWHC013-02 | DEER2020 | D20v1 | 2020-11-09 | Cap-Tons | 1 |  | None | 235 | 0.084 | 0.18 | 149 | 0.083 | 0 | [6 empty] | DEER:HVAC_Split-Package_AC | Annual
Any | NE-HVAC-airAC-SpltPkg-240to759kBtuh-11p5eer | Com | Ex | CZ10 | cWtd | SWHC013-02 | DEER2020 | D20v1 | 2020-11-09 | Cap-Tons | 1 |  | None | 242 | 0.091 | 0.4 | 161 | 0.092 | 0 | [6 empty] | DEER:HVAC_Split-Package_AC | Annual
Any | NE-HVAC-airAC-SpltPkg-240to759kBtuh-11p5eer | Com | Ex | CZ11 | cWtd | SWHC013-02 | DEER2020 | D20v1 | 2020-11-09 | Cap-Tons | 1 |  | None | 245 | 0.098 | 0.86 | 157 | 0.099 | 0 | [6 empty] | DEER:HVAC_Split-Package_AC | Annual
Any | NE-HVAC-airAC-SpltPkg-240to759kBtuh-11p5eer | Com | Ex | CZ12 | cWtd | SWHC013-02 | DEER2020 | D20v1 | 2020-11-09 | Cap-Tons | 1 |  | None | 217 | 0.089 | 0.87 | 132 | 0.092 | 0 | [6 empty] | DEER:HVAC_Split-Package_AC | Annual
Any | NE-HVAC-airAC-SpltPkg-240to759kBtuh-11p5eer | Com | Ex | CZ13 | cWtd | SWHC013-02 | DEER2020 | D20v1 | 2020-11-09 | Cap-Tons | 1 |  | None | 248 | 0.087 | 0.73 | 162 | 0.085 | 0 | [6 empty] | DEER:HVAC_Split-Package_AC | Annual
Any | NE-HVAC-airAC-SpltPkg-240to759kBtuh-11p5eer | Com | Ex | CZ14 | cWtd | SWHC013-02 | DEER2020 | D20v1 | 2020-11-09 | Cap-Tons | 1 |  | None | 238 | 0.091 | 1 | 154 | 0.087 | 0 | [6 empty] | DEER:HVAC_Split-Package_AC | Annual
Any | NE-HVAC-airAC-SpltPkg-240to759kBtuh-11p5eer | Com | Ex | CZ15 | cWtd | SWHC013-02 | DEER2020 | D20v1 | 2020-11-09 | Cap-Tons | 1 |  | None | 331 | 0.099 | 0.04 | 252 | 0.093 | 0 | [6 empty] | DEER:HVAC_Split-Package_AC | Annual
Any | NE-HVAC-airAC-SpltPkg-240to759kBtuh-11p5eer | Com | Ex | CZ16 | cWtd | SWHC013-02 | DEER2020 | D20v1 | 2020-11-09 | Cap-Tons | 1 |  | None | 173 | 0.079 | 3.32 | 83 | 0.07 | 0 | [6 empty] | DEER:HVAC_Split-Package_AC | Annual
Any | NE-HVAC-airAC-SpltPkg-240to759kBtuh-11p5eer | Com | New | CZ01 | cWtd | SWHC013-02 | DEER2020 | D20v1 | 2020-11-09 | Cap-Tons | 1 |  | None | 28.8 | 0.031 | 0 | 28.8 | 0.031 | 0 | [6 empty] | DEER:HVAC_Split-Package_AC | Annual
Any | NE-HVAC-airAC-SpltPkg-240to759kBtuh-11p5eer | Com | New | CZ02 | cWtd | SWHC013-02 | DEER2020 | D20v1 | 2020-11-09 | Cap-Tons | 1 |  | None | 104 | 0.087 | 0 | 104 | 0.087 | 0 | [6 empty] | DEER:HVAC_Split-Package_AC | Annual
Any | NE-HVAC-airAC-SpltPkg-240to759kBtuh-11p5eer | Com | New | CZ03 | cWtd | SWHC013-02 | DEER2020 | D20v1 | 2020-11-09 | Cap-Tons | 1 |  | None | 79 | 0.049 | 0 | 79 | 0.049 | 0 | [6 empty] | DEER:HVAC_Split-Package_AC | Annual
Any | NE-HVAC-airAC-SpltPkg-240to759kBtuh-11p5eer | Com | New | CZ04 | cWtd | SWHC013-02 | DEER2020 | D20v1 | 2020-11-09 | Cap-Tons | 1 |  | None | 116 | 0.069 | 0 | 116 | 0.069 | 0 | [6 empty] | DEER:HVAC_Split-Package_AC | Annual
Any | NE-HVAC-airAC-SpltPkg-240to759kBtuh-11p5eer | Com | New | CZ05 | cWtd | SWHC013-02 | DEER2020 | D20v1 | 2020-11-09 | Cap-Tons | 1 |  | None | 84.9 | 0.045 | 0 | 84.9 | 0.045 | 0 | [6 empty] | DEER:HVAC_Split-Package_AC | Annual
Any | NE-HVAC-airAC-SpltPkg-240to759kBtuh-11p5eer | Com | New | CZ06 | cWtd | SWHC013-02 | DEER2020 | D20v1 | 2020-11-09 | Cap-Tons | 1 |  | None | 157 | 0.077 | 0 | 157 | 0.077 | 0 | [6 empty] | DEER:HVAC_Split-Package_AC | Annual
Any | NE-HVAC-airAC-SpltPkg-240to759kBtuh-11p5eer | Com | New | CZ07 | cWtd | SWHC013-02 | DEER2020 | D20v1 | 2020-11-09 | Cap-Tons | 1 |  | None | 153 | 0.064 | 0 | 153 | 0.064 | 0 | [6 empty] | DEER:HVAC_Split-Package_AC | Annual
Any | NE-HVAC-airAC-SpltPkg-240to759kBtuh-11p5eer | Com | New | CZ08 | cWtd | SWHC013-02 | DEER2020 | D20v1 | 2020-11-09 | Cap-Tons | 1 |  | None | 155 | 0.066 | 0 | 155 | 0.066 | 0 | [6 empty] | DEER:HVAC_Split-Package_AC | Annual
Any | NE-HVAC-airAC-SpltPkg-240to759kBtuh-11p5eer | Com | New | CZ09 | cWtd | SWHC013-02 | DEER2020 | D20v1 | 2020-11-09 | Cap-Tons | 1 |  | None | 142 | 0.079 | 0 | 142 | 0.079 | 0 | [6 empty] | DEER:HVAC_Split-Package_AC | Annual
Any | NE-HVAC-airAC-SpltPkg-240to759kBtuh-11p5eer | Com | New | CZ10 | cWtd | SWHC013-02 | DEER2020 | D20v1 | 2020-11-09 | Cap-Tons | 1 |  | None | 154 | 0.09 | 0 | 154 | 0.09 | 0 | [6 empty] | DEER:HVAC_Split-Package_AC | Annual
Any | NE-HVAC-airAC-SpltPkg-240to759kBtuh-11p5eer | Com | New | CZ11 | cWtd | SWHC013-02 | DEER2020 | D20v1 | 2020-11-09 | Cap-Tons | 1 |  | None | 150 | 0.097 | 0 | 150 | 0.097 | 0 | [6 empty] | DEER:HVAC_Split-Package_AC | Annual
Any | NE-HVAC-airAC-SpltPkg-240to759kBtuh-11p5eer | Com | New | CZ12 | cWtd | SWHC013-02 | DEER2020 | D20v1 | 2020-11-09 | Cap-Tons | 1 |  | None | 126 | 0.09 | 0 | 126 | 0.09 | 0 | [6 empty] | DEER:HVAC_Split-Package_AC | Annual
Any | NE-HVAC-airAC-SpltPkg-240to759kBtuh-11p5eer | Com | New | CZ13 | cWtd | SWHC013-02 | DEER2020 | D20v1 | 2020-11-09 | Cap-Tons | 1 |  | None | 154 | 0.083 | 0 | 154 | 0.083 | 0 | [6 empty] | DEER:HVAC_Split-Package_AC | Annual
Any | NE-HVAC-airAC-SpltPkg-240to759kBtuh-11p5eer | Com | New | CZ14 | cWtd | SWHC013-02 | DEER2020 | D20v1 | 2020-11-09 | Cap-Tons | 1 |  | None | 150 | 0.085 | 0 | 150 | 0.085 | 0 | [6 empty] | DEER:HVAC_Split-Package_AC | Annual
Any | NE-HVAC-airAC-SpltPkg-240to759kBtuh-11p5eer | Com | New | CZ15 | cWtd | SWHC013-02 | DEER2020 | D20v1 | 2020-11-09 | Cap-Tons | 1 |  | None | 242 | 0.091 | 0 | 242 | 0.091 | 0 | [6 empty] | DEER:HVAC_Split-Package_AC | Annual
Any | NE-HVAC-airAC-SpltPkg-240to759kBtuh-11p5eer | Com | New | CZ16 | cWtd | SWHC013-02 | DEER2020 | D20v1 | 2020-11-09 | Cap-Tons | 1 |  | None | 81.2 | 0.068 | 0 | 81.2 | 0.068 | 0 | [6 empty] | DEER:HVAC_Split-Package_AC | Annual
Any | NE-HVAC-airAC-SpltPkg-240to759kBtuh-11p5eer | ECC | Ex | CZ01 | cWtd | SWHC013-02 | DEER2020 | D20v1 | 2020-11-09 | Cap-Tons | 1 |  | None | 103 | 0.0566 | 2.42 | 32.8 | 0.0477 | 0 | [6 empty] | DEER:HVAC_Split-Package_AC | Annual
Any | NE-HVAC-airAC-SpltPkg-240to759kBtuh-11p5eer | ECC | Ex | CZ02 | cWtd | SWHC013-02 | DEER2020 | D20v1 | 2020-11-09 | Cap-Tons | 1 |  | None | 169 | 0.0968 | 1.72 | 111 | 0.0932 | 0 | [6 empty] | DEER:HVAC_Split-Package_AC | Annual
Any | NE-HVAC-airAC-SpltPkg-240to759kBtuh-11p5eer | ECC | Ex | CZ03 | cWtd | SWHC013-02 | DEER2020 | D20v1 | 2020-11-09 | Cap-Tons | 1 |  | None | 147 | 0.0685 | 0.96 | 81.8 | 0.0536 | 0 | [6 empty] | DEER:HVAC_Split-Package_AC | Annual
Any | NE-HVAC-airAC-SpltPkg-240to759kBtuh-11p5eer | ECC | Ex | CZ04 | cWtd | SWHC013-02 | DEER2020 | D20v1 | 2020-11-09 | Cap-Tons | 1 |  | None | 178 | 0.113 | 1.01 | 123 | 0.116 | 0 | [6 empty] | DEER:HVAC_Split-Package_AC | Annual
Any | NE-HVAC-airAC-SpltPkg-240to759kBtuh-11p5eer | ECC | Ex | CZ05 | cWtd | SWHC013-02 | DEER2020 | D20v1 | 2020-11-09 | Cap-Tons | 1 |  | None | 145 | 0.0702 | 1.01 | 81.7 | 0.0574 | 0 | [6 empty] | DEER:HVAC_Split-Package_AC | Annual
Any | NE-HVAC-airAC-SpltPkg-240to759kBtuh-11p5eer | ECC | Ex | CZ06 | cWtd | SWHC013-02 | DEER2020 | D20v1 | 2020-11-09 | Cap-Tons | 1 |  | None | 210 | 0.115 | 0.31 | 153 | 0.108 | 0 | [6 empty] | DEER:HVAC_Split-Package_AC | Annual
Any | NE-HVAC-airAC-SpltPkg-240to759kBtuh-11p5eer | ECC | Ex | CZ07 | cWtd | SWHC013-02 | DEER2020 | D20v1 | 2020-11-09 | Cap-Tons | 1 |  | None | 205 | 0.104 | 0.18 | 150 | 0.0918 | 0 | [6 empty] | DEER:HVAC_Split-Package_AC | Annual
Any | NE-HVAC-airAC-SpltPkg-240to759kBtuh-11p5eer | ECC | Ex | CZ08 | cWtd | SWHC013-02 | DEER2020 | D20v1 | 2020-11-09 | Cap-Tons | 1 |  | None | 213 | 0.101 | 0.318 | 164 | 0.0987 | 0 | [6 empty] | DEER:HVAC_Split-Package_AC | Annual
Any | NE-HVAC-airAC-SpltPkg-240to759kBtuh-11p5eer | ECC | Ex | CZ09 | cWtd | SWHC013-02 | DEER2020 | D20v1 | 2020-11-09 | Cap-Tons | 1 |  | None | 207 | 0.117 | 0.284 | 148 | 0.119 | 0 | [6 empty] | DEER:HVAC_Split-Package_AC | Annual
Any | NE-HVAC-airAC-SpltPkg-240to759kBtuh-11p5eer | ECC | Ex | CZ10 | cWtd | SWHC013-02 | DEER2020 | D20v1 | 2020-11-09 | Cap-Tons | 1 |  | None | 222 | 0.123 | 0.43 | 167 | 0.129 | 0 | [6 empty] | DEER:HVAC_Split-Package_AC | Annual
Any | NE-HVAC-airAC-SpltPkg-240to759kBtuh-11p5eer | ECC | Ex | CZ11 | cWtd | SWHC013-02 | DEER2020 | D20v1 | 2020-11-09 | Cap-Tons | 1 |  | None | 224 | 0.109 | 0.936 | 166 | 0.109 | 0 | [6 empty] | DEER:HVAC_Split-Package_AC | Annual
Any | NE-HVAC-airAC-SpltPkg-240to759kBtuh-11p5eer | ECC | Ex | CZ12 | cWtd | SWHC013-02 | DEER2020 | D20v1 | 2020-11-09 | Cap-Tons | 1 |  | None | 200 | 0.105 | 1.15 | 144 | 0.104 | 0 | [6 empty] | DEER:HVAC_Split-Package_AC | Annual
Any | NE-HVAC-airAC-SpltPkg-240to759kBtuh-11p5eer | ECC | Ex | CZ13 | cWtd | SWHC013-02 | DEER2020 | D20v1 | 2020-11-09 | Cap-Tons | 1 |  | None | 228 | 0.0992 | 0.863 | 173 | 0.0943 | 0 | [6 empty] | DEER:HVAC_Split-Package_AC | Annual
Any | NE-HVAC-airAC-SpltPkg-240to759kBtuh-11p5eer | ECC | Ex | CZ14 | cWtd | SWHC013-02 | DEER2020 | D20v1 | 2020-11-09 | Cap-Tons | 1 |  | None | 217 | 0.116 | 0.939 | 159 | 0.117 | 0 | [6 empty] | DEER:HVAC_Split-Package_AC | Annual
Any | NE-HVAC-airAC-SpltPkg-240to759kBtuh-11p5eer | ECC | Ex | CZ15 | cWtd | SWHC013-02 | DEER2020 | D20v1 | 2020-11-09 | Cap-Tons | 1 |  | None | 304 | 0.123 | 0.0495 | 251 | 0.123 | 0 | [6 empty] | DEER:HVAC_Split-Package_AC | Annual
Any | NE-HVAC-airAC-SpltPkg-240to759kBtuh-11p5eer | ECC | Ex | CZ16 | cWtd | SWHC013-02 | DEER2020 | D20v1 | 2020-11-09 | Cap-Tons | 1 |  | None | 150 | 0.0781 | 3.1 | 81.7 | 0.065 | 0 | [6 empty] | DEER:HVAC_Split-Package_AC | Annual
Any | NE-HVAC-airAC-SpltPkg-240to759kBtuh-11p5eer | ECC | New | CZ01 | cWtd | SWHC013-02 | DEER2020 | D20v1 | 2020-11-09 | Cap-Tons | 1 |  | None | 31.5 | 0.0488 | 0 | 31.5 | 0.0488 | 0 | [6 empty] | DEER:HVAC_Split-Package_AC | Annual
Any | NE-HVAC-airAC-SpltPkg-240to759kBtuh-11p5eer | ECC | New | CZ02 | cWtd | SWHC013-02 | DEER2020 | D20v1 | 2020-11-09 | Cap-Tons | 1 |  | None | 106 | 0.0902 | 0 | 106 | 0.0902 | 0 | [6 empty] | DEER:HVAC_Split-Package_AC | Annual
Any | NE-HVAC-airAC-SpltPkg-240to759kBtuh-11p5eer | ECC | New | CZ03 | cWtd | SWHC013-02 | DEER2020 | D20v1 | 2020-11-09 | Cap-Tons | 1 |  | None | 82.4 | 0.0524 | 0 | 82.4 | 0.0524 | 0 | [6 empty] | DEER:HVAC_Split-Package_AC | Annual
Any | NE-HVAC-airAC-SpltPkg-240to759kBtuh-11p5eer | ECC | New | CZ04 | cWtd | SWHC013-02 | DEER2020 | D20v1 | 2020-11-09 | Cap-Tons | 1 |  | None | 119 | 0.118 | 0 | 119 | 0.118 | 0 | [6 empty] | DEER:HVAC_Split-Package_AC | Annual
Any | NE-HVAC-airAC-SpltPkg-240to759kBtuh-11p5eer | ECC | New | CZ05 | cWtd | SWHC013-02 | DEER2020 | D20v1 | 2020-11-09 | Cap-Tons | 1 |  | None | 81.7 | 0.0594 | 0 | 81.7 | 0.0594 | 0 | [6 empty] | DEER:HVAC_Split-Package_AC | Annual
Any | NE-HVAC-airAC-SpltPkg-240to759kBtuh-11p5eer | ECC | New | CZ06 | cWtd | SWHC013-02 | DEER2020 | D20v1 | 2020-11-09 | Cap-Tons | 1 |  | None | 155 | 0.113 | 0 | 155 | 0.113 | 0 | [6 empty] | DEER:HVAC_Split-Package_AC | Annual
Any | NE-HVAC-airAC-SpltPkg-240to759kBtuh-11p5eer | ECC | New | CZ07 | cWtd | SWHC013-02 | DEER2020 | D20v1 | 2020-11-09 | Cap-Tons | 1 |  | None | 152 | 0.0976 | 0 | 152 | 0.0976 | 0 | [6 empty] | DEER:HVAC_Split-Package_AC | Annual
Any | NE-HVAC-airAC-SpltPkg-240to759kBtuh-11p5eer | ECC | New | CZ08 | cWtd | SWHC013-02 | DEER2020 | D20v1 | 2020-11-09 | Cap-Tons | 1 |  | None | 159 | 0.0995 | 0 | 159 | 0.0995 | 0 | [6 empty] | DEER:HVAC_Split-Package_AC | Annual
Any | NE-HVAC-airAC-SpltPkg-240to759kBtuh-11p5eer | ECC | New | CZ09 | cWtd | SWHC013-02 | DEER2020 | D20v1 | 2020-11-09 | Cap-Tons | 1 |  | None | 141 | 0.12 | 0 | 141 | 0.12 | 0 | [6 empty] | DEER:HVAC_Split-Package_AC | Annual
Any | NE-HVAC-airAC-SpltPkg-240to759kBtuh-11p5eer | ECC | New | CZ10 | cWtd | SWHC013-02 | DEER2020 | D20v1 | 2020-11-09 | Cap-Tons | 1 |  | None | 160 | 0.13 | 0 | 160 | 0.13 | 0 | [6 empty] | DEER:HVAC_Split-Package_AC | Annual
Any | NE-HVAC-airAC-SpltPkg-240to759kBtuh-11p5eer | ECC | New | CZ11 | cWtd | SWHC013-02 | DEER2020 | D20v1 | 2020-11-09 | Cap-Tons | 1 |  | None | 158 | 0.101 | 0 | 158 | 0.101 | 0 | [6 empty] | DEER:HVAC_Split-Package_AC | Annual
Any | NE-HVAC-airAC-SpltPkg-240to759kBtuh-11p5eer | ECC | New | CZ12 | cWtd | SWHC013-02 | DEER2020 | D20v1 | 2020-11-09 | Cap-Tons | 1 |  | None | 138 | 0.0998 | 0 | 138 | 0.0998 | 0 | [6 empty] | DEER:HVAC_Split-Package_AC | Annual
Any | NE-HVAC-airAC-SpltPkg-240to759kBtuh-11p5eer | ECC | New | CZ13 | cWtd | SWHC013-02 | DEER2020 | D20v1 | 2020-11-09 | Cap-Tons | 1 |  | None | 166 | 0.0912 | 0 | 166 | 0.0912 | 0 | [6 empty] | DEER:HVAC_Split-Package_AC | Annual
Any | NE-HVAC-airAC-SpltPkg-240to759kBtuh-11p5eer | ECC | New | CZ14 | cWtd | SWHC013-02 | DEER2020 | D20v1 | 2020-11-09 | Cap-Tons | 1 |  | None | 150 | 0.115 | 0 | 150 | 0.115 | 0 | [6 empty] | DEER:HVAC_Split-Package_AC | Annual
Any | NE-HVAC-airAC-SpltPkg-240to759kBtuh-11p5eer | ECC | New | CZ15 | cWtd | SWHC013-02 | DEER2020 | D20v1 | 2020-11-09 | Cap-Tons | 1 |  | None | 233 | 0.121 | 0 | 233 | 0.121 | 0 | [6 empty] | DEER:HVAC_Split-Package_AC | Annual
Any | NE-HVAC-airAC-SpltPkg-240to759kBtuh-11p5eer | ECC | New | CZ16 | cWtd | SWHC013-02 | DEER2020 | D20v1 | 2020-11-09 | Cap-Tons | 1 |  | None | 79.3 | 0.0621 | 0 | 79.3 | 0.0621 | 0 | [6 empty] | DEER:HVAC_Split-Package_AC | Annual
Any | NE-HVAC-airAC-SpltPkg-240to759kBtuh-11p5eer | EPr | Ex | CZ01 | cDXGF | SWHC013-02 | DEER2020 | D20v1 | 2020-11-09 | Cap-Tons | 1 |  | None | 244 | 0.0595 | 10.3 | 10.1 | 0.0109 | 0 | [6 empty] | DEER:HVAC_Split-Package_AC | Annual
Any | NE-HVAC-airAC-SpltPkg-240to759kBtuh-11p5eer | EPr | Ex | CZ02 | cDXGF | SWHC013-02 | DEER2020 | D20v1 | 2020-11-09 | Cap-Tons | 1 |  | None | 236 | 0.0006 | 10.2 | 55 | 0.00685 | 0 | [6 empty] | DEER:HVAC_Split-Package_AC | Annual
Any | NE-HVAC-airAC-SpltPkg-240to759kBtuh-11p5eer | EPr | Ex | CZ03 | cDXGF | SWHC013-02 | DEER2020 | D20v1 | 2020-11-09 | Cap-Tons | 1 |  | None | 236 | 0.00035 | 5.9 | 25.3 | 0.00055 | 0 | [6 empty] | DEER:HVAC_Split-Package_AC | Annual
Any | NE-HVAC-airAC-SpltPkg-240to759kBtuh-11p5eer | EPr | Ex | CZ04 | cDXGF | SWHC013-02 | DEER2020 | D20v1 | 2020-11-09 | Cap-Tons | 1 |  | None | 238 | 0.0805 | 6.45 | 56.5 | 0.0605 | 0 | [6 empty] | DEER:HVAC_Split-Package_AC | Annual
Any | NE-HVAC-airAC-SpltPkg-240to759kBtuh-11p5eer | EPr | Ex | CZ05 | cDXGF | SWHC013-02 | DEER2020 | D20v1 | 2020-11-09 | Cap-Tons | 1 |  | None | 219 | 0.067 | 5.5 | 29.1 | 0.0225 | 0 | [6 empty] | DEER:HVAC_Split-Package_AC | Annual
Any | NE-HVAC-airAC-SpltPkg-240to759kBtuh-11p5eer | EPr | Ex | CZ06 | cDXGF | SWHC013-02 | DEER2020 | D20v1 | 2020-11-09 | Cap-Tons | 1 |  | None | 228 | 0.08 | 2.64 | 53 | 0.047 | 0 | [6 empty] | DEER:HVAC_Split-Package_AC | Annual
Any | NE-HVAC-airAC-SpltPkg-240to759kBtuh-11p5eer | EPr | Ex | CZ07 | cDXGF | SWHC013-02 | DEER2020 | D20v1 | 2020-11-09 | Cap-Tons | 1 |  | None | 214 | 0.0785 | 2.26 | 44.8 | 0.0364 | 0 | [6 empty] | DEER:HVAC_Split-Package_AC | Annual
Any | NE-HVAC-airAC-SpltPkg-240to759kBtuh-11p5eer | EPr | Ex | CZ08 | cDXGF | SWHC013-02 | DEER2020 | D20v1 | 2020-11-09 | Cap-Tons | 1 |  | None | 234 | 0.0885 | 2.5 | 70 | 0.0485 | 0 | [6 empty] | DEER:HVAC_Split-Package_AC | Annual
Any | NE-HVAC-airAC-SpltPkg-240to759kBtuh-11p5eer | EPr | Ex | CZ09 | cDXGF | SWHC013-02 | DEER2020 | D20v1 | 2020-11-09 | Cap-Tons | 1 |  | None | 275 | 0.0865 | 1.88 | 59.5 | 0.0635 | 0 | [6 empty] | DEER:HVAC_Split-Package_AC | Annual
Any | NE-HVAC-airAC-SpltPkg-240to759kBtuh-11p5eer | EPr | Ex | CZ10 | cDXGF | SWHC013-02 | DEER2020 | D20v1 | 2020-11-09 | Cap-Tons | 1 |  | None | 256 | 0.079 | 2.86 | 74 | 0.0705 | 0 | [6 empty] | DEER:HVAC_Split-Package_AC | Annual
Any | NE-HVAC-airAC-SpltPkg-240to759kBtuh-11p5eer | EPr | Ex | CZ11 | cDXGF | SWHC013-02 | DEER2020 | D20v1 | 2020-11-09 | Cap-Tons | 1 |  | None | 258 | -0.00665 | 5.6 | 72 | 0.0298 | 0 | [6 empty] | DEER:HVAC_Split-Package_AC | Annual
Any | NE-HVAC-airAC-SpltPkg-240to759kBtuh-11p5eer | EPr | Ex | CZ12 | cDXGF | SWHC013-02 | DEER2020 | D20v1 | 2020-11-09 | Cap-Tons | 1 |  | None | 246 | -0.00335 | 7.3 | 65.5 | 0.0181 | 0 | [6 empty] | DEER:HVAC_Split-Package_AC | Annual
Any | NE-HVAC-airAC-SpltPkg-240to759kBtuh-11p5eer | EPr | Ex | CZ13 | cDXGF | SWHC013-02 | DEER2020 | D20v1 | 2020-11-09 | Cap-Tons | 1 |  | None | 254 | -0.00625 | 5.25 | 81.5 | 0.0235 | 0 | [6 empty] | DEER:HVAC_Split-Package_AC | Annual
Any | NE-HVAC-airAC-SpltPkg-240to759kBtuh-11p5eer | EPr | Ex | CZ14 | cDXGF | SWHC013-02 | DEER2020 | D20v1 | 2020-11-09 | Cap-Tons | 1 |  | None | 276 | 0.085 | 5.05 | 77 | 0.0655 | 0 | [6 empty] | DEER:HVAC_Split-Package_AC | Annual
Any | NE-HVAC-airAC-SpltPkg-240to759kBtuh-11p5eer | EPr | Ex | CZ15 | cDXGF | SWHC013-02 | DEER2020 | D20v1 | 2020-11-09 | Cap-Tons | 1 |  | None | 316 | 0.108 | 0.288 | 124 | 0.064 | 0 | [6 empty] | DEER:HVAC_Split-Package_AC | Annual
Any | NE-HVAC-airAC-SpltPkg-240to759kBtuh-11p5eer | EPr | Ex | CZ16 | cDXGF | SWHC013-02 | DEER2020 | D20v1 | 2020-11-09 | Cap-Tons | 1 |  | None | 258 | 0.00105 | 17.8 | 29.8 | 0.0043 | 0 | [6 empty] | DEER:HVAC_Split-Package_AC | Annual
Any | NE-HVAC-airAC-SpltPkg-240to759kBtuh-11p5eer | EPr | New | CZ01 | cDXGF | SWHC013-02 | DEER2020 | D20v1 | 2020-11-09 | Cap-Tons | 1 |  | None | 9.35 | 0.0097 | 0 | 9.35 | 0.0097 | 0 | [6 empty] | DEER:HVAC_Split-Package_AC | Annual
Any | NE-HVAC-airAC-SpltPkg-240to759kBtuh-11p5eer | EPr | New | CZ02 | cDXGF | SWHC013-02 | DEER2020 | D20v1 | 2020-11-09 | Cap-Tons | 1 |  | None | 52.5 | 0.00135 | 0 | 52.5 | 0.00135 | 0 | [6 empty] | DEER:HVAC_Split-Package_AC | Annual
Any | NE-HVAC-airAC-SpltPkg-240to759kBtuh-11p5eer | EPr | New | CZ03 | cDXGF | SWHC013-02 | DEER2020 | D20v1 | 2020-11-09 | Cap-Tons | 1 |  | None | 24.7 | 0.00035 | 0 | 24.7 | 0.00035 | 0 | [6 empty] | DEER:HVAC_Split-Package_AC | Annual
Any | NE-HVAC-airAC-SpltPkg-240to759kBtuh-11p5eer | EPr | New | CZ04 | cDXGF | SWHC013-02 | DEER2020 | D20v1 | 2020-11-09 | Cap-Tons | 1 |  | None | 55.5 | 0.0595 | 0 | 55.5 | 0.0595 | 0 | [6 empty] | DEER:HVAC_Split-Package_AC | Annual
Any | NE-HVAC-airAC-SpltPkg-240to759kBtuh-11p5eer | EPr | New | CZ05 | cDXGF | SWHC013-02 | DEER2020 | D20v1 | 2020-11-09 | Cap-Tons | 1 |  | None | 28.2 | 0.0215 | 0 | 28.2 | 0.0215 | 0 | [6 empty] | DEER:HVAC_Split-Package_AC | Annual
Any | NE-HVAC-airAC-SpltPkg-240to759kBtuh-11p5eer | EPr | New | CZ06 | cDXGF | SWHC013-02 | DEER2020 | D20v1 | 2020-11-09 | Cap-Tons | 1 |  | None | 51.5 | 0.0469 | 0 | 51.5 | 0.0469 | 0 | [6 empty] | DEER:HVAC_Split-Package_AC | Annual
Any | NE-HVAC-airAC-SpltPkg-240to759kBtuh-11p5eer | EPr | New | CZ07 | cDXGF | SWHC013-02 | DEER2020 | D20v1 | 2020-11-09 | Cap-Tons | 1 |  | None | 43.1 | 0.0353 | 0 | 43.1 | 0.0353 | 0 | [6 empty] | DEER:HVAC_Split-Package_AC | Annual
Any | NE-HVAC-airAC-SpltPkg-240to759kBtuh-11p5eer | EPr | New | CZ08 | cDXGF | SWHC013-02 | DEER2020 | D20v1 | 2020-11-09 | Cap-Tons | 1 |  | None | 67.5 | 0.0477 | 0 | 67.5 | 0.0477 | 0 | [6 empty] | DEER:HVAC_Split-Package_AC | Annual
Any | NE-HVAC-airAC-SpltPkg-240to759kBtuh-11p5eer | EPr | New | CZ09 | cDXGF | SWHC013-02 | DEER2020 | D20v1 | 2020-11-09 | Cap-Tons | 1 |  | None | 56.5 | 0.0615 | 0 | 56.5 | 0.0615 | 0 | [6 empty] | DEER:HVAC_Split-Package_AC | Annual
Any | NE-HVAC-airAC-SpltPkg-240to759kBtuh-11p5eer | EPr | New | CZ10 | cDXGF | SWHC013-02 | DEER2020 | D20v1 | 2020-11-09 | Cap-Tons | 1 |  | None | 69.5 | 0.0685 | 0 | 69.5 | 0.0685 | 0 | [6 empty] | DEER:HVAC_Split-Package_AC | Annual
Any | NE-HVAC-airAC-SpltPkg-240to759kBtuh-11p5eer | EPr | New | CZ11 | cDXGF | SWHC013-02 | DEER2020 | D20v1 | 2020-11-09 | Cap-Tons | 1 |  | None | 66 | 0.0209 | 0 | 66 | 0.0209 | 0 | [6 empty] | DEER:HVAC_Split-Package_AC | Annual
Any | NE-HVAC-airAC-SpltPkg-240to759kBtuh-11p5eer | EPr | New | CZ12 | cDXGF | SWHC013-02 | DEER2020 | D20v1 | 2020-11-09 | Cap-Tons | 1 |  | None | 61.5 | 0.0086 | 0 | 61.5 | 0.0086 | 0 | [6 empty] | DEER:HVAC_Split-Package_AC | Annual
Any | NE-HVAC-airAC-SpltPkg-240to759kBtuh-11p5eer | EPr | New | CZ13 | cDXGF | SWHC013-02 | DEER2020 | D20v1 | 2020-11-09 | Cap-Tons | 1 |  | None | 74.5 | 0.0161 | 0 | 74.5 | 0.0161 | 0 | [6 empty] | DEER:HVAC_Split-Package_AC | Annual
Any | NE-HVAC-airAC-SpltPkg-240to759kBtuh-11p5eer | EPr | New | CZ14 | cDXGF | SWHC013-02 | DEER2020 | D20v1 | 2020-11-09 | Cap-Tons | 1 |  | None | 70.5 | 0.0615 | 0 | 70.5 | 0.0615 | 0 | [6 empty] | DEER:HVAC_Split-Package_AC | Annual
Any | NE-HVAC-airAC-SpltPkg-240to759kBtuh-11p5eer | EPr | New | CZ15 | cDXGF | SWHC013-02 | DEER2020 | D20v1 | 2020-11-09 | Cap-Tons | 1 |  | None | 113 | 0.0595 | 0 | 113 | 0.0595 | 0 | [6 empty] | DEER:HVAC_Split-Package_AC | Annual
Any | NE-HVAC-airAC-SpltPkg-240to759kBtuh-11p5eer | EPr | New | CZ16 | cDXGF | SWHC013-02 | DEER2020 | D20v1 | 2020-11-09 | Cap-Tons | 1 |  | None | 27.9 | 0.0011 | 0 | 27.9 | 0.0011 | 0 | [6 empty] | DEER:HVAC_Split-Package_AC | Annual
Any | NE-HVAC-airAC-SpltPkg-240to759kBtuh-11p5eer | ERC | Ex | CZ01 | cDXGF | SWHC013-02 | DEER2020 | D20v1 | 2020-11-09 | Cap-Tons | 1 |  | None | 186 | 0.00115 | 14.7 | 18.1 | 0.00185 | 0 | [6 empty] | DEER:HVAC_Split-Package_AC | Annual
Any | NE-HVAC-airAC-SpltPkg-240to759kBtuh-11p5eer | ERC | Ex | CZ02 | cDXGF | SWHC013-02 | DEER2020 | D20v1 | 2020-11-09 | Cap-Tons | 1 |  | None | 188 | 0.00265 | 9.2 | 58.5 | 0.022 | 0 | [6 empty] | DEER:HVAC_Split-Package_AC | Annual
Any | NE-HVAC-airAC-SpltPkg-240to759kBtuh-11p5eer | ERC | Ex | CZ03 | cDXGF | SWHC013-02 | DEER2020 | D20v1 | 2020-11-09 | Cap-Tons | 1 |  | None | 180 | 0.00035 | 6.15 | 39.5 | 0.00125 | 0 | [6 empty] | DEER:HVAC_Split-Package_AC | Annual
Any | NE-HVAC-airAC-SpltPkg-240to759kBtuh-11p5eer | ERC | Ex | CZ04 | cDXGF | SWHC013-02 | DEER2020 | D20v1 | 2020-11-09 | Cap-Tons | 1 |  | None | 189 | 0.0115 | 5.1 | 63.5 | 0.0259 | 0 | [6 empty] | DEER:HVAC_Split-Package_AC | Annual
Any | NE-HVAC-airAC-SpltPkg-240to759kBtuh-11p5eer | ERC | Ex | CZ05 | cDXGF | SWHC013-02 | DEER2020 | D20v1 | 2020-11-09 | Cap-Tons | 1 |  | None | 184 | 0.0036 | 6 | 48.8 | 0.0064 | 0 | [6 empty] | DEER:HVAC_Split-Package_AC | Annual
Any | NE-HVAC-airAC-SpltPkg-240to759kBtuh-11p5eer | ERC | Ex | CZ06 | cDXGF | SWHC013-02 | DEER2020 | D20v1 | 2020-11-09 | Cap-Tons | 1 |  | None | 190 | 0.0072 | 2.02 | 70 | 0.0188 | 0 | [6 empty] | DEER:HVAC_Split-Package_AC | Annual
Any | NE-HVAC-airAC-SpltPkg-240to759kBtuh-11p5eer | ERC | Ex | CZ07 | cDXGF | SWHC013-02 | DEER2020 | D20v1 | 2020-11-09 | Cap-Tons | 1 |  | None | 176 | 0.00595 | 1.79 | 66.5 | 0.0121 | 0 | [6 empty] | DEER:HVAC_Split-Package_AC | Annual
Any | NE-HVAC-airAC-SpltPkg-240to759kBtuh-11p5eer | ERC | Ex | CZ08 | cDXGF | SWHC013-02 | DEER2020 | D20v1 | 2020-11-09 | Cap-Tons | 1 |  | None | 192 | 0.0081 | 2.21 | 82 | 0.0207 | 0 | [6 empty] | DEER:HVAC_Split-Package_AC | Annual
Any | NE-HVAC-airAC-SpltPkg-240to759kBtuh-11p5eer | ERC | Ex | CZ09 | cDXGF | SWHC013-02 | DEER2020 | D20v1 | 2020-11-09 | Cap-Tons | 1 |  | None | 211 | 0.0083 | 1.95 | 68.5 | 0.0288 | 0 | [6 empty] | DEER:HVAC_Split-Package_AC | Annual
Any | NE-HVAC-airAC-SpltPkg-240to759kBtuh-11p5eer | ERC | Ex | CZ10 | cDXGF | SWHC013-02 | DEER2020 | D20v1 | 2020-11-09 | Cap-Tons | 1 |  | None | 208 | 0.0096 | 2.42 | 80 | 0.0318 | 0 | [6 empty] | DEER:HVAC_Split-Package_AC | Annual
Any | NE-HVAC-airAC-SpltPkg-240to759kBtuh-11p5eer | ERC | Ex | CZ11 | cDXGF | SWHC013-02 | DEER2020 | D20v1 | 2020-11-09 | Cap-Tons | 1 |  | None | 212 | 0 | 4.82 | 79 | 0.0436 | 0 | [6 empty] | DEER:HVAC_Split-Package_AC | Annual
Any | NE-HVAC-airAC-SpltPkg-240to759kBtuh-11p5eer | ERC | Ex | CZ12 | cDXGF | SWHC013-02 | DEER2020 | D20v1 | 2020-11-09 | Cap-Tons | 1 |  | None | 201 | 0.00205 | 6.1 | 69 | 0.0349 | 0 | [6 empty] | DEER:HVAC_Split-Package_AC | Annual
Any | NE-HVAC-airAC-SpltPkg-240to759kBtuh-11p5eer | ERC | Ex | CZ13 | cDXGF | SWHC013-02 | DEER2020 | D20v1 | 2020-11-09 | Cap-Tons | 1 |  | None | 209 | -0.0011 | 4.43 | 89 | 0.0356 | 0 | [6 empty] | DEER:HVAC_Split-Package_AC | Annual
Any | NE-HVAC-airAC-SpltPkg-240to759kBtuh-11p5eer | ERC | Ex | CZ14 | cDXGF | SWHC013-02 | DEER2020 | D20v1 | 2020-11-09 | Cap-Tons | 1 |  | None | 220 | 0.00765 | 4.45 | 83 | 0.0336 | 0 | [6 empty] | DEER:HVAC_Split-Package_AC | Annual
Any | NE-HVAC-airAC-SpltPkg-240to759kBtuh-11p5eer | ERC | Ex | CZ15 | cDXGF | SWHC013-02 | DEER2020 | D20v1 | 2020-11-09 | Cap-Tons | 1 |  | None | 242 | 0.00505 | 0.419 | 139 | 0.0383 | 0 | [6 empty] | DEER:HVAC_Split-Package_AC | Annual
Any | NE-HVAC-airAC-SpltPkg-240to759kBtuh-11p5eer | ERC | Ex | CZ16 | cDXGF | SWHC013-02 | DEER2020 | D20v1 | 2020-11-09 | Cap-Tons | 1 |  | None | 218 | 0.00025 | 16.1 | 34.7 | 0.0089 | 0 | [6 empty] | DEER:HVAC_Split-Package_AC | Annual
Any | NE-HVAC-airAC-SpltPkg-240to759kBtuh-11p5eer | ERC | New | CZ01 | cDXGF | SWHC013-02 | DEER2020 | D20v1 | 2020-11-09 | Cap-Tons | 1 |  | None | 10.5 | 0.0009 | 0 | 10.5 | 0.0009 | 0 | [6 empty] | DEER:HVAC_Split-Package_AC | Annual
Any | NE-HVAC-airAC-SpltPkg-240to759kBtuh-11p5eer | ERC | New | CZ02 | cDXGF | SWHC013-02 | DEER2020 | D20v1 | 2020-11-09 | Cap-Tons | 1 |  | None | 46.1 | 0.0126 | 0 | 46.1 | 0.0126 | 0 | [6 empty] | DEER:HVAC_Split-Package_AC | Annual
Any | NE-HVAC-airAC-SpltPkg-240to759kBtuh-11p5eer | ERC | New | CZ03 | cDXGF | SWHC013-02 | DEER2020 | D20v1 | 2020-11-09 | Cap-Tons | 1 |  | None | 24.8 | 0 | 0 | 24.8 | 0 | 0 | [6 empty] | DEER:HVAC_Split-Package_AC | Annual
Any | NE-HVAC-airAC-SpltPkg-240to759kBtuh-11p5eer | ERC | New | CZ04 | cDXGF | SWHC013-02 | DEER2020 | D20v1 | 2020-11-09 | Cap-Tons | 1 |  | None | 47.7 | 0.02 | 0 | 47.7 | 0.02 | 0 | [6 empty] | DEER:HVAC_Split-Package_AC | Annual
Any | NE-HVAC-airAC-SpltPkg-240to759kBtuh-11p5eer | ERC | New | CZ05 | cDXGF | SWHC013-02 | DEER2020 | D20v1 | 2020-11-09 | Cap-Tons | 1 |  | None | 34.5 | 0.00315 | 0 | 34.5 | 0.00315 | 0 | [6 empty] | DEER:HVAC_Split-Package_AC | Annual
Any | NE-HVAC-airAC-SpltPkg-240to759kBtuh-11p5eer | ERC | New | CZ06 | cDXGF | SWHC013-02 | DEER2020 | D20v1 | 2020-11-09 | Cap-Tons | 1 |  | None | 54 | 0.0145 | 0 | 54 | 0.0145 | 0 | [6 empty] | DEER:HVAC_Split-Package_AC | Annual
Any | NE-HVAC-airAC-SpltPkg-240to759kBtuh-11p5eer | ERC | New | CZ07 | cDXGF | SWHC013-02 | DEER2020 | D20v1 | 2020-11-09 | Cap-Tons | 1 |  | None | 46.3 | 0.0078 | 0 | 46.3 | 0.0078 | 0 | [6 empty] | DEER:HVAC_Split-Package_AC | Annual
Any | NE-HVAC-airAC-SpltPkg-240to759kBtuh-11p5eer | ERC | New | CZ08 | cDXGF | SWHC013-02 | DEER2020 | D20v1 | 2020-11-09 | Cap-Tons | 1 |  | None | 64 | 0.017 | 0 | 64 | 0.017 | 0 | [6 empty] | DEER:HVAC_Split-Package_AC | Annual
Any | NE-HVAC-airAC-SpltPkg-240to759kBtuh-11p5eer | ERC | New | CZ09 | cDXGF | SWHC013-02 | DEER2020 | D20v1 | 2020-11-09 | Cap-Tons | 1 |  | None | 51 | 0.0231 | 0 | 51 | 0.0231 | 0 | [6 empty] | DEER:HVAC_Split-Package_AC | Annual
Any | NE-HVAC-airAC-SpltPkg-240to759kBtuh-11p5eer | ERC | New | CZ10 | cDXGF | SWHC013-02 | DEER2020 | D20v1 | 2020-11-09 | Cap-Tons | 1 |  | None | 64 | 0.0277 | 0 | 64 | 0.0277 | 0 | [6 empty] | DEER:HVAC_Split-Package_AC | Annual
Any | NE-HVAC-airAC-SpltPkg-240to759kBtuh-11p5eer | ERC | New | CZ11 | cDXGF | SWHC013-02 | DEER2020 | D20v1 | 2020-11-09 | Cap-Tons | 1 |  | None | 63.5 | 0.0371 | 0 | 63.5 | 0.0371 | 0 | [6 empty] | DEER:HVAC_Split-Package_AC | Annual
Any | NE-HVAC-airAC-SpltPkg-240to759kBtuh-11p5eer | ERC | New | CZ12 | cDXGF | SWHC013-02 | DEER2020 | D20v1 | 2020-11-09 | Cap-Tons | 1 |  | None | 54 | 0.0291 | 0 | 54 | 0.0291 | 0 | [6 empty] | DEER:HVAC_Split-Package_AC | Annual
Any | NE-HVAC-airAC-SpltPkg-240to759kBtuh-11p5eer | ERC | New | CZ13 | cDXGF | SWHC013-02 | DEER2020 | D20v1 | 2020-11-09 | Cap-Tons | 1 |  | None | 72.5 | 0.0308 | 0 | 72.5 | 0.0308 | 0 | [6 empty] | DEER:HVAC_Split-Package_AC | Annual
Any | NE-HVAC-airAC-SpltPkg-240to759kBtuh-11p5eer | ERC | New | CZ14 | cDXGF | SWHC013-02 | DEER2020 | D20v1 | 2020-11-09 | Cap-Tons | 1 |  | None | 69 | 0.0289 | 0 | 69 | 0.0289 | 0 | [6 empty] | DEER:HVAC_Split-Package_AC | Annual
Any | NE-HVAC-airAC-SpltPkg-240to759kBtuh-11p5eer | ERC | New | CZ15 | cDXGF | SWHC013-02 | DEER2020 | D20v1 | 2020-11-09 | Cap-Tons | 1 |  | None | 120 | 0.0329 | 0 | 120 | 0.0329 | 0 | [6 empty] | DEER:HVAC_Split-Package_AC | Annual
Any | NE-HVAC-airAC-SpltPkg-240to759kBtuh-11p5eer | ERC | New | CZ16 | cDXGF | SWHC013-02 | DEER2020 | D20v1 | 2020-11-09 | Cap-Tons | 1 |  | None | 27.3 | 0.0046 | 0 | 27.3 | 0.0046 | 0 | [6 empty] | DEER:HVAC_Split-Package_AC | Annual
Any | NE-HVAC-airAC-SpltPkg-240to759kBtuh-11p5eer | ESe | Ex | CZ01 | cWtd | SWHC013-02 | DEER2020 | D20v1 | 2020-11-09 | Cap-Tons | 1 |  | None | 79.4 | 0.0323 | 2.54 | 22.8 | 0.0233 | 0 | [6 empty] | DEER:HVAC_Split-Package_AC | Annual
Any | NE-HVAC-airAC-SpltPkg-240to759kBtuh-11p5eer | ESe | Ex | CZ02 | cWtd | SWHC013-02 | DEER2020 | D20v1 | 2020-11-09 | Cap-Tons | 1 |  | None | 125 | 0.0384 | 2.08 | 79.7 | 0.0428 | 0 | [6 empty] | DEER:HVAC_Split-Package_AC | Annual
Any | NE-HVAC-airAC-SpltPkg-240to759kBtuh-11p5eer | ESe | Ex | CZ03 | cWtd | SWHC013-02 | DEER2020 | D20v1 | 2020-11-09 | Cap-Tons | 1 |  | None | 109 | 0.0216 | 0.957 | 60.9 | 0.0227 | 0 | [6 empty] | DEER:HVAC_Split-Package_AC | Annual
Any | NE-HVAC-airAC-SpltPkg-240to759kBtuh-11p5eer | ESe | Ex | CZ04 | cWtd | SWHC013-02 | DEER2020 | D20v1 | 2020-11-09 | Cap-Tons | 1 |  | None | 141 | 0.0757 | 1.13 | 99.3 | 0.0744 | 0 | [6 empty] | DEER:HVAC_Split-Package_AC | Annual
Any | NE-HVAC-airAC-SpltPkg-240to759kBtuh-11p5eer | ESe | Ex | CZ05 | cWtd | SWHC013-02 | DEER2020 | D20v1 | 2020-11-09 | Cap-Tons | 1 |  | None | 114 | 0.0417 | 0.927 | 66.4 | 0.0329 | 0 | [6 empty] | DEER:HVAC_Split-Package_AC | Annual
Any | NE-HVAC-airAC-SpltPkg-240to759kBtuh-11p5eer | ESe | Ex | CZ06 | cWtd | SWHC013-02 | DEER2020 | D20v1 | 2020-11-09 | Cap-Tons | 1 |  | None | 158 | 0.0701 | 0.426 | 116 | 0.0634 | 0 | [6 empty] | DEER:HVAC_Split-Package_AC | Annual
Any | NE-HVAC-airAC-SpltPkg-240to759kBtuh-11p5eer | ESe | Ex | CZ07 | cWtd | SWHC013-02 | DEER2020 | D20v1 | 2020-11-09 | Cap-Tons | 1 |  | None | 153 | 0.0589 | 0.302 | 112 | 0.0505 | 0 | [6 empty] | DEER:HVAC_Split-Package_AC | Annual
Any | NE-HVAC-airAC-SpltPkg-240to759kBtuh-11p5eer | ESe | Ex | CZ08 | cWtd | SWHC013-02 | DEER2020 | D20v1 | 2020-11-09 | Cap-Tons | 1 |  | None | 166 | 0.0664 | 0.423 | 131 | 0.061 | 0 | [6 empty] | DEER:HVAC_Split-Package_AC | Annual
Any | NE-HVAC-airAC-SpltPkg-240to759kBtuh-11p5eer | ESe | Ex | CZ09 | cWtd | SWHC013-02 | DEER2020 | D20v1 | 2020-11-09 | Cap-Tons | 1 |  | None | 162 | 0.0808 | 0.368 | 119 | 0.0798 | 0 | [6 empty] | DEER:HVAC_Split-Package_AC | Annual
Any | NE-HVAC-airAC-SpltPkg-240to759kBtuh-11p5eer | ESe | Ex | CZ10 | cWtd | SWHC013-02 | DEER2020 | D20v1 | 2020-11-09 | Cap-Tons | 1 |  | None | 165 | 0.0832 | 0.586 | 124 | 0.0834 | 0 | [6 empty] | DEER:HVAC_Split-Package_AC | Annual
Any | NE-HVAC-airAC-SpltPkg-240to759kBtuh-11p5eer | ESe | Ex | CZ11 | cWtd | SWHC013-02 | DEER2020 | D20v1 | 2020-11-09 | Cap-Tons | 1 |  | None | 165 | 0.0434 | 1.11 | 122 | 0.051 | 0 | [6 empty] | DEER:HVAC_Split-Package_AC | Annual
Any | NE-HVAC-airAC-SpltPkg-240to759kBtuh-11p5eer | ESe | Ex | CZ12 | cWtd | SWHC013-02 | DEER2020 | D20v1 | 2020-11-09 | Cap-Tons | 1 |  | None | 148 | 0.0429 | 1.41 | 105 | 0.0492 | 0 | [6 empty] | DEER:HVAC_Split-Package_AC | Annual
Any | NE-HVAC-airAC-SpltPkg-240to759kBtuh-11p5eer | ESe | Ex | CZ13 | cWtd | SWHC013-02 | DEER2020 | D20v1 | 2020-11-09 | Cap-Tons | 1 |  | None | 167 | 0.0381 | 1.02 | 128 | 0.0446 | 0 | [6 empty] | DEER:HVAC_Split-Package_AC | Annual
Any | NE-HVAC-airAC-SpltPkg-240to759kBtuh-11p5eer | ESe | Ex | CZ14 | cWtd | SWHC013-02 | DEER2020 | D20v1 | 2020-11-09 | Cap-Tons | 1 |  | None | 161 | 0.0782 | 1.11 | 118 | 0.0738 | 0 | [6 empty] | DEER:HVAC_Split-Package_AC | Annual
Any | NE-HVAC-airAC-SpltPkg-240to759kBtuh-11p5eer | ESe | Ex | CZ15 | cWtd | SWHC013-02 | DEER2020 | D20v1 | 2020-11-09 | Cap-Tons | 1 |  | None | 237 | 0.0895 | 0.0837 | 200 | 0.0823 | 0 | [6 empty] | DEER:HVAC_Split-Package_AC | Annual
Any | NE-HVAC-airAC-SpltPkg-240to759kBtuh-11p5eer | ESe | Ex | CZ16 | cWtd | SWHC013-02 | DEER2020 | D20v1 | 2020-11-09 | Cap-Tons | 1 |  | None | 109 | 0.0293 | 3.29 | 55.5 | 0.0321 | 0 | [6 empty] | DEER:HVAC_Split-Package_AC | Annual
Any | NE-HVAC-airAC-SpltPkg-240to759kBtuh-11p5eer | ESe | New | CZ01 | cWtd | SWHC013-02 | DEER2020 | D20v1 | 2020-11-09 | Cap-Tons | 1 |  | None | 20.9 | 0.0236 | 0 | 20.9 | 0.0236 | 0 | [6 empty] | DEER:HVAC_Split-Package_AC | Annual
Any | NE-HVAC-airAC-SpltPkg-240to759kBtuh-11p5eer | ESe | New | CZ02 | cWtd | SWHC013-02 | DEER2020 | D20v1 | 2020-11-09 | Cap-Tons | 1 |  | None | 72.7 | 0.0402 | 0 | 72.7 | 0.0402 | 0 | [6 empty] | DEER:HVAC_Split-Package_AC | Annual
Any | NE-HVAC-airAC-SpltPkg-240to759kBtuh-11p5eer | ESe | New | CZ03 | cWtd | SWHC013-02 | DEER2020 | D20v1 | 2020-11-09 | Cap-Tons | 1 |  | None | 51.5 | 0.00913 | 0 | 51.5 | 0.00913 | 0 | [6 empty] | DEER:HVAC_Split-Package_AC | Annual
Any | NE-HVAC-airAC-SpltPkg-240to759kBtuh-11p5eer | ESe | New | CZ04 | cWtd | SWHC013-02 | DEER2020 | D20v1 | 2020-11-09 | Cap-Tons | 1 |  | None | 81.7 | 0.0678 | 0 | 81.7 | 0.0678 | 0 | [6 empty] | DEER:HVAC_Split-Package_AC | Annual
Any | NE-HVAC-airAC-SpltPkg-240to759kBtuh-11p5eer | ESe | New | CZ05 | cWtd | SWHC013-02 | DEER2020 | D20v1 | 2020-11-09 | Cap-Tons | 1 |  | None | 56.7 | 0.0321 | 0 | 56.7 | 0.0321 | 0 | [6 empty] | DEER:HVAC_Split-Package_AC | Annual
Any | NE-HVAC-airAC-SpltPkg-240to759kBtuh-11p5eer | ESe | New | CZ06 | cWtd | SWHC013-02 | DEER2020 | D20v1 | 2020-11-09 | Cap-Tons | 1 |  | None | 98 | 0.0595 | 0 | 98 | 0.0595 | 0 | [6 empty] | DEER:HVAC_Split-Package_AC | Annual
Any | NE-HVAC-airAC-SpltPkg-240to759kBtuh-11p5eer | ESe | New | CZ07 | cWtd | SWHC013-02 | DEER2020 | D20v1 | 2020-11-09 | Cap-Tons | 1 |  | None | 95.1 | 0.0484 | 0 | 95.1 | 0.0484 | 0 | [6 empty] | DEER:HVAC_Split-Package_AC | Annual
Any | NE-HVAC-airAC-SpltPkg-240to759kBtuh-11p5eer | ESe | New | CZ08 | cWtd | SWHC013-02 | DEER2020 | D20v1 | 2020-11-09 | Cap-Tons | 1 |  | None | 109 | 0.0538 | 0 | 109 | 0.0538 | 0 | [6 empty] | DEER:HVAC_Split-Package_AC | Annual
Any | NE-HVAC-airAC-SpltPkg-240to759kBtuh-11p5eer | ESe | New | CZ09 | cWtd | SWHC013-02 | DEER2020 | D20v1 | 2020-11-09 | Cap-Tons | 1 |  | None | 98.6 | 0.0719 | 0 | 98.6 | 0.0719 | 0 | [6 empty] | DEER:HVAC_Split-Package_AC | Annual
Any | NE-HVAC-airAC-SpltPkg-240to759kBtuh-11p5eer | ESe | New | CZ10 | cWtd | SWHC013-02 | DEER2020 | D20v1 | 2020-11-09 | Cap-Tons | 1 |  | None | 114 | 0.0794 | 0 | 114 | 0.0794 | 0 | [6 empty] | DEER:HVAC_Split-Package_AC | Annual
Any | NE-HVAC-airAC-SpltPkg-240to759kBtuh-11p5eer | ESe | New | CZ11 | cWtd | SWHC013-02 | DEER2020 | D20v1 | 2020-11-09 | Cap-Tons | 1 |  | None | 108 | 0.0444 | 0 | 108 | 0.0444 | 0 | [6 empty] | DEER:HVAC_Split-Package_AC | Annual
Any | NE-HVAC-airAC-SpltPkg-240to759kBtuh-11p5eer | ESe | New | CZ12 | cWtd | SWHC013-02 | DEER2020 | D20v1 | 2020-11-09 | Cap-Tons | 1 |  | None | 95.3 | 0.0445 | 0 | 95.3 | 0.0445 | 0 | [6 empty] | DEER:HVAC_Split-Package_AC | Annual
Any | NE-HVAC-airAC-SpltPkg-240to759kBtuh-11p5eer | ESe | New | CZ13 | cWtd | SWHC013-02 | DEER2020 | D20v1 | 2020-11-09 | Cap-Tons | 1 |  | None | 115 | 0.0371 | 0 | 115 | 0.0371 | 0 | [6 empty] | DEER:HVAC_Split-Package_AC | Annual
Any | NE-HVAC-airAC-SpltPkg-240to759kBtuh-11p5eer | ESe | New | CZ14 | cWtd | SWHC013-02 | DEER2020 | D20v1 | 2020-11-09 | Cap-Tons | 1 |  | None | 104 | 0.0633 | 0 | 104 | 0.0633 | 0 | [6 empty] | DEER:HVAC_Split-Package_AC | Annual
Any | NE-HVAC-airAC-SpltPkg-240to759kBtuh-11p5eer | ESe | New | CZ15 | cWtd | SWHC013-02 | DEER2020 | D20v1 | 2020-11-09 | Cap-Tons | 1 |  | None | 176 | 0.0703 | 0 | 176 | 0.0703 | 0 | [6 empty] | DEER:HVAC_Split-Package_AC | Annual
Any | NE-HVAC-airAC-SpltPkg-240to759kBtuh-11p5eer | ESe | New | CZ16 | cWtd | SWHC013-02 | DEER2020 | D20v1 | 2020-11-09 | Cap-Tons | 1 |  | None | 49.3 | 0.0279 | 0 | 49.3 | 0.0279 | 0 | [6 empty] | DEER:HVAC_Split-Package_AC | Annual
Any | NE-HVAC-airAC-SpltPkg-240to759kBtuh-11p5eer | EUn | Ex | CZ01 | cWtd | SWHC013-02 | DEER2020 | D20v1 | 2020-11-09 | Cap-Tons | 1 |  | None | 108 | 0.0533 | 1.72 | 27.3 | 0.044 | 0 | [6 empty] | DEER:HVAC_Split-Package_AC | Annual
Any | NE-HVAC-airAC-SpltPkg-240to759kBtuh-11p5eer | EUn | Ex | CZ02 | cWtd | SWHC013-02 | DEER2020 | D20v1 | 2020-11-09 | Cap-Tons | 1 |  | None | 177 | 0.106 | 1.69 | 110 | 0.107 | 0 | [6 empty] | DEER:HVAC_Split-Package_AC | Annual
Any | NE-HVAC-airAC-SpltPkg-240to759kBtuh-11p5eer | EUn | Ex | CZ03 | cWtd | SWHC013-02 | DEER2020 | D20v1 | 2020-11-09 | Cap-Tons | 1 |  | None | 150 | 0.079 | 0.805 | 76 | 0.0621 | 0 | [6 empty] | DEER:HVAC_Split-Package_AC | Annual
Any | NE-HVAC-airAC-SpltPkg-240to759kBtuh-11p5eer | EUn | Ex | CZ04 | cWtd | SWHC013-02 | DEER2020 | D20v1 | 2020-11-09 | Cap-Tons | 1 |  | None | 186 | 0.103 | 1.02 | 120 | 0.111 | 0 | [6 empty] | DEER:HVAC_Split-Package_AC | Annual
Any | NE-HVAC-airAC-SpltPkg-240to759kBtuh-11p5eer | EUn | Ex | CZ05 | cWtd | SWHC013-02 | DEER2020 | D20v1 | 2020-11-09 | Cap-Tons | 1 |  | None | 150 | 0.0653 | 0.849 | 79.3 | 0.0539 | 0 | [6 empty] | DEER:HVAC_Split-Package_AC | Annual
Any | NE-HVAC-airAC-SpltPkg-240to759kBtuh-11p5eer | EUn | Ex | CZ06 | cWtd | SWHC013-02 | DEER2020 | D20v1 | 2020-11-09 | Cap-Tons | 1 |  | None | 207 | 0.104 | 0.405 | 139 | 0.0983 | 0 | [6 empty] | DEER:HVAC_Split-Package_AC | Annual
Any | NE-HVAC-airAC-SpltPkg-240to759kBtuh-11p5eer | EUn | Ex | CZ07 | cWtd | SWHC013-02 | DEER2020 | D20v1 | 2020-11-09 | Cap-Tons | 1 |  | None | 200 | 0.0936 | 0.282 | 134 | 0.083 | 0 | [6 empty] | DEER:HVAC_Split-Package_AC | Annual
Any | NE-HVAC-airAC-SpltPkg-240to759kBtuh-11p5eer | EUn | Ex | CZ08 | cWtd | SWHC013-02 | DEER2020 | D20v1 | 2020-11-09 | Cap-Tons | 1 |  | None | 217 | 0.095 | 0.405 | 156 | 0.0953 | 0 | [6 empty] | DEER:HVAC_Split-Package_AC | Annual
Any | NE-HVAC-airAC-SpltPkg-240to759kBtuh-11p5eer | EUn | Ex | CZ09 | cWtd | SWHC013-02 | DEER2020 | D20v1 | 2020-11-09 | Cap-Tons | 1 |  | None | 212 | 0.109 | 0.414 | 141 | 0.114 | 0 | [6 empty] | DEER:HVAC_Split-Package_AC | Annual
Any | NE-HVAC-airAC-SpltPkg-240to759kBtuh-11p5eer | EUn | Ex | CZ10 | cWtd | SWHC013-02 | DEER2020 | D20v1 | 2020-11-09 | Cap-Tons | 1 |  | None | 224 | 0.113 | 0.569 | 159 | 0.123 | 0 | [6 empty] | DEER:HVAC_Split-Package_AC | Annual
Any | NE-HVAC-airAC-SpltPkg-240to759kBtuh-11p5eer | EUn | Ex | CZ11 | cWtd | SWHC013-02 | DEER2020 | D20v1 | 2020-11-09 | Cap-Tons | 1 |  | None | 224 | 0.12 | 1.07 | 154 | 0.121 | 0 | [6 empty] | DEER:HVAC_Split-Package_AC | Annual
Any | NE-HVAC-airAC-SpltPkg-240to759kBtuh-11p5eer | EUn | Ex | CZ12 | cWtd | SWHC013-02 | DEER2020 | D20v1 | 2020-11-09 | Cap-Tons | 1 |  | None | 205 | 0.116 | 1.19 | 138 | 0.12 | 0 | [6 empty] | DEER:HVAC_Split-Package_AC | Annual
Any | NE-HVAC-airAC-SpltPkg-240to759kBtuh-11p5eer | EUn | Ex | CZ13 | cWtd | SWHC013-02 | DEER2020 | D20v1 | 2020-11-09 | Cap-Tons | 1 |  | None | 229 | 0.114 | 0.973 | 163 | 0.111 | 0 | [6 empty] | DEER:HVAC_Split-Package_AC | Annual
Any | NE-HVAC-airAC-SpltPkg-240to759kBtuh-11p5eer | EUn | Ex | CZ14 | cWtd | SWHC013-02 | DEER2020 | D20v1 | 2020-11-09 | Cap-Tons | 1 |  | None | 222 | 0.11 | 1.13 | 152 | 0.115 | 0 | [6 empty] | DEER:HVAC_Split-Package_AC | Annual
Any | NE-HVAC-airAC-SpltPkg-240to759kBtuh-11p5eer | EUn | Ex | CZ15 | cWtd | SWHC013-02 | DEER2020 | D20v1 | 2020-11-09 | Cap-Tons | 1 |  | None | 298 | 0.118 | 0.0864 | 231 | 0.118 | 0 | [6 empty] | DEER:HVAC_Split-Package_AC | Annual
Any | NE-HVAC-airAC-SpltPkg-240to759kBtuh-11p5eer | EUn | Ex | CZ16 | cWtd | SWHC013-02 | DEER2020 | D20v1 | 2020-11-09 | Cap-Tons | 1 |  | None | 152 | 0.0884 | 2.97 | 74.4 | 0.075 | 0 | [6 empty] | DEER:HVAC_Split-Package_AC | Annual
Any | NE-HVAC-airAC-SpltPkg-240to759kBtuh-11p5eer | EUn | New | CZ01 | cWtd | SWHC013-02 | DEER2020 | D20v1 | 2020-11-09 | Cap-Tons | 1 |  | None | 25.2 | 0.0442 | 0 | 25.2 | 0.0442 | 0 | [6 empty] | DEER:HVAC_Split-Package_AC | Annual
Any | NE-HVAC-airAC-SpltPkg-240to759kBtuh-11p5eer | EUn | New | CZ02 | cWtd | SWHC013-02 | DEER2020 | D20v1 | 2020-11-09 | Cap-Tons | 1 |  | None | 105 | 0.108 | 0 | 105 | 0.108 | 0 | [6 empty] | DEER:HVAC_Split-Package_AC | Annual
Any | NE-HVAC-airAC-SpltPkg-240to759kBtuh-11p5eer | EUn | New | CZ03 | cWtd | SWHC013-02 | DEER2020 | D20v1 | 2020-11-09 | Cap-Tons | 1 |  | None | 74.8 | 0.0612 | 0 | 74.8 | 0.0612 | 0 | [6 empty] | DEER:HVAC_Split-Package_AC | Annual
Any | NE-HVAC-airAC-SpltPkg-240to759kBtuh-11p5eer | EUn | New | CZ04 | cWtd | SWHC013-02 | DEER2020 | D20v1 | 2020-11-09 | Cap-Tons | 1 |  | None | 116 | 0.113 | 0 | 116 | 0.113 | 0 | [6 empty] | DEER:HVAC_Split-Package_AC | Annual
Any | NE-HVAC-airAC-SpltPkg-240to759kBtuh-11p5eer | EUn | New | CZ05 | cWtd | SWHC013-02 | DEER2020 | D20v1 | 2020-11-09 | Cap-Tons | 1 |  | None | 77.2 | 0.0553 | 0 | 77.2 | 0.0553 | 0 | [6 empty] | DEER:HVAC_Split-Package_AC | Annual
Any | NE-HVAC-airAC-SpltPkg-240to759kBtuh-11p5eer | EUn | New | CZ06 | cWtd | SWHC013-02 | DEER2020 | D20v1 | 2020-11-09 | Cap-Tons | 1 |  | None | 138 | 0.103 | 0 | 138 | 0.103 | 0 | [6 empty] | DEER:HVAC_Split-Package_AC | Annual
Any | NE-HVAC-airAC-SpltPkg-240to759kBtuh-11p5eer | EUn | New | CZ07 | cWtd | SWHC013-02 | DEER2020 | D20v1 | 2020-11-09 | Cap-Tons | 1 |  | None | 133 | 0.0878 | 0 | 133 | 0.0878 | 0 | [6 empty] | DEER:HVAC_Split-Package_AC | Annual
Any | NE-HVAC-airAC-SpltPkg-240to759kBtuh-11p5eer | EUn | New | CZ08 | cWtd | SWHC013-02 | DEER2020 | D20v1 | 2020-11-09 | Cap-Tons | 1 |  | None | 151 | 0.0966 | 0 | 151 | 0.0966 | 0 | [6 empty] | DEER:HVAC_Split-Package_AC | Annual
Any | NE-HVAC-airAC-SpltPkg-240to759kBtuh-11p5eer | EUn | New | CZ09 | cWtd | SWHC013-02 | DEER2020 | D20v1 | 2020-11-09 | Cap-Tons | 1 |  | None | 135 | 0.117 | 0 | 135 | 0.117 | 0 | [6 empty] | DEER:HVAC_Split-Package_AC | Annual
Any | NE-HVAC-airAC-SpltPkg-240to759kBtuh-11p5eer | EUn | New | CZ10 | cWtd | SWHC013-02 | DEER2020 | D20v1 | 2020-11-09 | Cap-Tons | 1 |  | None | 153 | 0.125 | 0 | 153 | 0.125 | 0 | [6 empty] | DEER:HVAC_Split-Package_AC | Annual
Any | NE-HVAC-airAC-SpltPkg-240to759kBtuh-11p5eer | EUn | New | CZ11 | cWtd | SWHC013-02 | DEER2020 | D20v1 | 2020-11-09 | Cap-Tons | 1 |  | None | 152 | 0.121 | 0 | 152 | 0.121 | 0 | [6 empty] | DEER:HVAC_Split-Package_AC | Annual
Any | NE-HVAC-airAC-SpltPkg-240to759kBtuh-11p5eer | EUn | New | CZ12 | cWtd | SWHC013-02 | DEER2020 | D20v1 | 2020-11-09 | Cap-Tons | 1 |  | None | 134 | 0.121 | 0 | 134 | 0.121 | 0 | [6 empty] | DEER:HVAC_Split-Package_AC | Annual
Any | NE-HVAC-airAC-SpltPkg-240to759kBtuh-11p5eer | EUn | New | CZ13 | cWtd | SWHC013-02 | DEER2020 | D20v1 | 2020-11-09 | Cap-Tons | 1 |  | None | 158 | 0.111 | 0 | 158 | 0.111 | 0 | [6 empty] | DEER:HVAC_Split-Package_AC | Annual
Any | NE-HVAC-airAC-SpltPkg-240to759kBtuh-11p5eer | EUn | New | CZ14 | cWtd | SWHC013-02 | DEER2020 | D20v1 | 2020-11-09 | Cap-Tons | 1 |  | None | 148 | 0.114 | 0 | 148 | 0.114 | 0 | [6 empty] | DEER:HVAC_Split-Package_AC | Annual
Any | NE-HVAC-airAC-SpltPkg-240to759kBtuh-11p5eer | EUn | New | CZ15 | cWtd | SWHC013-02 | DEER2020 | D20v1 | 2020-11-09 | Cap-Tons | 1 |  | None | 223 | 0.116 | 0 | 223 | 0.116 | 0 | [6 empty] | DEER:HVAC_Split-Package_AC | Annual
Any | NE-HVAC-airAC-SpltPkg-240to759kBtuh-11p5eer | EUn | New | CZ16 | cWtd | SWHC013-02 | DEER2020 | D20v1 | 2020-11-09 | Cap-Tons | 1 |  | None | 71.9 | 0.0742 | 0 | 71.9 | 0.0742 | 0 | [6 empty] | DEER:HVAC_Split-Package_AC | Annual
Any | NE-HVAC-airAC-SpltPkg-240to759kBtuh-11p5eer | Gro | Ex | CZ01 | cDXGF | SWHC013-02 | DEER2020 | D20v1 | 2020-11-09 | Cap-Tons | 1 |  | None | 1400 | 0.211 | 30.1 | 1.96 | 0.0113 | 0 | [6 empty] | DEER:HVAC_Split-Package_AC | Annual
Any | NE-HVAC-airAC-SpltPkg-240to759kBtuh-11p5eer | Gro | Ex | CZ02 | cDXGF | SWHC013-02 | DEER2020 | D20v1 | 2020-11-09 | Cap-Tons | 1 |  | None | 955 | 0.201 | 2.57 | 42.6 | 0.072 | 0 | [6 empty] | DEER:HVAC_Split-Package_AC | Annual
Any | NE-HVAC-airAC-SpltPkg-240to759kBtuh-11p5eer | Gro | Ex | CZ03 | cDXGF | SWHC013-02 | DEER2020 | D20v1 | 2020-11-09 | Cap-Tons | 1 |  | None | 1140 | 0.206 | 0.414 | 18.8 | 0.0439 | 0 | [6 empty] | DEER:HVAC_Split-Package_AC | Annual
Any | NE-HVAC-airAC-SpltPkg-240to759kBtuh-11p5eer | Gro | Ex | CZ04 | cDXGF | SWHC013-02 | DEER2020 | D20v1 | 2020-11-09 | Cap-Tons | 1 |  | None | 970 | 0.197 | -1.58 | 49.7 | 0.066 | 0 | [6 empty] | DEER:HVAC_Split-Package_AC | Annual
Any | NE-HVAC-airAC-SpltPkg-240to759kBtuh-11p5eer | Gro | Ex | CZ05 | cDXGF | SWHC013-02 | DEER2020 | D20v1 | 2020-11-09 | Cap-Tons | 1 |  | None | 1240 | 0.191 | 3.52 | 17.9 | 0.0247 | 0 | [6 empty] | DEER:HVAC_Split-Package_AC | Annual
Any | NE-HVAC-airAC-SpltPkg-240to759kBtuh-11p5eer | Gro | Ex | CZ06 | cDXGF | SWHC013-02 | DEER2020 | D20v1 | 2020-11-09 | Cap-Tons | 1 |  | None | 1010 | 0.201 | -9.75 | 52 | 0.056 | 0 | [6 empty] | DEER:HVAC_Split-Package_AC | Annual
Any | NE-HVAC-airAC-SpltPkg-240to759kBtuh-11p5eer | Gro | Ex | CZ07 | cDXGF | SWHC013-02 | DEER2020 | D20v1 | 2020-11-09 | Cap-Tons | 1 |  | None | 1320 | 0.248 | -14.1 | 53.5 | 0.052 | 0 | [6 empty] | DEER:HVAC_Split-Package_AC | Annual
Any | NE-HVAC-airAC-SpltPkg-240to759kBtuh-11p5eer | Gro | Ex | CZ08 | cDXGF | SWHC013-02 | DEER2020 | D20v1 | 2020-11-09 | Cap-Tons | 1 |  | None | 990 | 0.186 | -8.35 | 73 | 0.057 | 0 | [6 empty] | DEER:HVAC_Split-Package_AC | Annual
Any | NE-HVAC-airAC-SpltPkg-240to759kBtuh-11p5eer | Gro | Ex | CZ09 | cDXGF | SWHC013-02 | DEER2020 | D20v1 | 2020-11-09 | Cap-Tons | 1 |  | None | 985 | 0.213 | -9.15 | 70.5 | 0.077 | 0 | [6 empty] | DEER:HVAC_Split-Package_AC | Annual
Any | NE-HVAC-airAC-SpltPkg-240to759kBtuh-11p5eer | Gro | Ex | CZ10 | cDXGF | SWHC013-02 | DEER2020 | D20v1 | 2020-11-09 | Cap-Tons | 1 |  | None | 1000 | 0.205 | -6.7 | 82.5 | 0.083 | 0 | [6 empty] | DEER:HVAC_Split-Package_AC | Annual
Any | NE-HVAC-airAC-SpltPkg-240to759kBtuh-11p5eer | Gro | Ex | CZ11 | cDXGF | SWHC013-02 | DEER2020 | D20v1 | 2020-11-09 | Cap-Tons | 1 |  | None | 1010 | 0.205 | -2.18 | 89 | 0.0895 | 0 | [6 empty] | DEER:HVAC_Split-Package_AC | Annual
Any | NE-HVAC-airAC-SpltPkg-240to759kBtuh-11p5eer | Gro | Ex | CZ12 | cDXGF | SWHC013-02 | DEER2020 | D20v1 | 2020-11-09 | Cap-Tons | 1 |  | None | 1000 | 0.213 | -4.03 | 61 | 0.0795 | 0 | [6 empty] | DEER:HVAC_Split-Package_AC | Annual
Any | NE-HVAC-airAC-SpltPkg-240to759kBtuh-11p5eer | Gro | Ex | CZ13 | cDXGF | SWHC013-02 | DEER2020 | D20v1 | 2020-11-09 | Cap-Tons | 1 |  | None | 990 | 0.211 | -2.35 | 98.5 | 0.083 | 0 | [6 empty] | DEER:HVAC_Split-Package_AC | Annual
Any | NE-HVAC-airAC-SpltPkg-240to759kBtuh-11p5eer | Gro | Ex | CZ14 | cDXGF | SWHC013-02 | DEER2020 | D20v1 | 2020-11-09 | Cap-Tons | 1 |  | None | 985 | 0.198 | -1.77 | 89.5 | 0.069 | 0 | [6 empty] | DEER:HVAC_Split-Package_AC | Annual
Any | NE-HVAC-airAC-SpltPkg-240to759kBtuh-11p5eer | Gro | Ex | CZ15 | cDXGF | SWHC013-02 | DEER2020 | D20v1 | 2020-11-09 | Cap-Tons | 1 |  | None | 1080 | 0.22 | -7.55 | 164 | 0.0795 | 0 | [6 empty] | DEER:HVAC_Split-Package_AC | Annual
Any | NE-HVAC-airAC-SpltPkg-240to759kBtuh-11p5eer | Gro | Ex | CZ16 | cDXGF | SWHC013-02 | DEER2020 | D20v1 | 2020-11-09 | Cap-Tons | 1 |  | None | 1110 | 0.203 | 20.5 | 40 | 0.06 | 0 | [6 empty] | DEER:HVAC_Split-Package_AC | Annual
Any | NE-HVAC-airAC-SpltPkg-240to759kBtuh-11p5eer | Gro | New | CZ01 | cDXGF | SWHC013-02 | DEER2020 | D20v1 | 2020-11-09 | Cap-Tons | 1 |  | None | 1.3 | 0.0107 | 0 | 1.3 | 0.0107 | 0 | [6 empty] | DEER:HVAC_Split-Package_AC | Annual
Any | NE-HVAC-airAC-SpltPkg-240to759kBtuh-11p5eer | Gro | New | CZ02 | cDXGF | SWHC013-02 | DEER2020 | D20v1 | 2020-11-09 | Cap-Tons | 1 |  | None | 41.7 | 0.0755 | 0 | 41.7 | 0.0755 | 0 | [6 empty] | DEER:HVAC_Split-Package_AC | Annual
Any | NE-HVAC-airAC-SpltPkg-240to759kBtuh-11p5eer | Gro | New | CZ03 | cDXGF | SWHC013-02 | DEER2020 | D20v1 | 2020-11-09 | Cap-Tons | 1 |  | None | 15.1 | 0.0438 | 0 | 15.1 | 0.0438 | 0 | [6 empty] | DEER:HVAC_Split-Package_AC | Annual
Any | NE-HVAC-airAC-SpltPkg-240to759kBtuh-11p5eer | Gro | New | CZ04 | cDXGF | SWHC013-02 | DEER2020 | D20v1 | 2020-11-09 | Cap-Tons | 1 |  | None | 48.4 | 0.071 | 0 | 48.4 | 0.071 | 0 | [6 empty] | DEER:HVAC_Split-Package_AC | Annual
Any | NE-HVAC-airAC-SpltPkg-240to759kBtuh-11p5eer | Gro | New | CZ05 | cDXGF | SWHC013-02 | DEER2020 | D20v1 | 2020-11-09 | Cap-Tons | 1 |  | None | 13.6 | 0.0235 | 0 | 13.6 | 0.0235 | 0 | [6 empty] | DEER:HVAC_Split-Package_AC | Annual
Any | NE-HVAC-airAC-SpltPkg-240to759kBtuh-11p5eer | Gro | New | CZ06 | cDXGF | SWHC013-02 | DEER2020 | D20v1 | 2020-11-09 | Cap-Tons | 1 |  | None | 47.9 | 0.059 | 0 | 47.9 | 0.059 | 0 | [6 empty] | DEER:HVAC_Split-Package_AC | Annual
Any | NE-HVAC-airAC-SpltPkg-240to759kBtuh-11p5eer | Gro | New | CZ07 | cDXGF | SWHC013-02 | DEER2020 | D20v1 | 2020-11-09 | Cap-Tons | 1 |  | None | 50.5 | 0.0575 | 0 | 50.5 | 0.0575 | 0 | [6 empty] | DEER:HVAC_Split-Package_AC | Annual
Any | NE-HVAC-airAC-SpltPkg-240to759kBtuh-11p5eer | Gro | New | CZ08 | cDXGF | SWHC013-02 | DEER2020 | D20v1 | 2020-11-09 | Cap-Tons | 1 |  | None | 74 | 0.063 | 0 | 74 | 0.063 | 0 | [6 empty] | DEER:HVAC_Split-Package_AC | Annual
Any | NE-HVAC-airAC-SpltPkg-240to759kBtuh-11p5eer | Gro | New | CZ09 | cDXGF | SWHC013-02 | DEER2020 | D20v1 | 2020-11-09 | Cap-Tons | 1 |  | None | 66 | 0.077 | 0 | 66 | 0.077 | 0 | [6 empty] | DEER:HVAC_Split-Package_AC | Annual
Any | NE-HVAC-airAC-SpltPkg-240to759kBtuh-11p5eer | Gro | New | CZ10 | cDXGF | SWHC013-02 | DEER2020 | D20v1 | 2020-11-09 | Cap-Tons | 1 |  | None | 83.5 | 0.087 | 0 | 83.5 | 0.087 | 0 | [6 empty] | DEER:HVAC_Split-Package_AC | Annual
Any | NE-HVAC-airAC-SpltPkg-240to759kBtuh-11p5eer | Gro | New | CZ11 | cDXGF | SWHC013-02 | DEER2020 | D20v1 | 2020-11-09 | Cap-Tons | 1 |  | None | 90 | 0.0875 | 0 | 90 | 0.0875 | 0 | [6 empty] | DEER:HVAC_Split-Package_AC | Annual
Any | NE-HVAC-airAC-SpltPkg-240to759kBtuh-11p5eer | Gro | New | CZ12 | cDXGF | SWHC013-02 | DEER2020 | D20v1 | 2020-11-09 | Cap-Tons | 1 |  | None | 62 | 0.0805 | 0 | 62 | 0.0805 | 0 | [6 empty] | DEER:HVAC_Split-Package_AC | Annual
Any | NE-HVAC-airAC-SpltPkg-240to759kBtuh-11p5eer | Gro | New | CZ13 | cDXGF | SWHC013-02 | DEER2020 | D20v1 | 2020-11-09 | Cap-Tons | 1 |  | None | 98 | 0.0845 | 0 | 98 | 0.0845 | 0 | [6 empty] | DEER:HVAC_Split-Package_AC | Annual
Any | NE-HVAC-airAC-SpltPkg-240to759kBtuh-11p5eer | Gro | New | CZ14 | cDXGF | SWHC013-02 | DEER2020 | D20v1 | 2020-11-09 | Cap-Tons | 1 |  | None | 86.5 | 0.0665 | 0 | 86.5 | 0.0665 | 0 | [6 empty] | DEER:HVAC_Split-Package_AC | Annual
Any | NE-HVAC-airAC-SpltPkg-240to759kBtuh-11p5eer | Gro | New | CZ15 | cDXGF | SWHC013-02 | DEER2020 | D20v1 | 2020-11-09 | Cap-Tons | 1 |  | None | 160 | 0.0785 | 0 | 160 | 0.0785 | 0 | [6 empty] | DEER:HVAC_Split-Package_AC | Annual
Any | NE-HVAC-airAC-SpltPkg-240to759kBtuh-11p5eer | Gro | New | CZ16 | cDXGF | SWHC013-02 | DEER2020 | D20v1 | 2020-11-09 | Cap-Tons | 1 |  | None | 37 | 0.0585 | 0 | 37 | 0.0585 | 0 | [6 empty] | DEER:HVAC_Split-Package_AC | Annual
Any | NE-HVAC-airAC-SpltPkg-240to759kBtuh-11p5eer | Hsp | Ex | CZ01 | cWtd | SWHC013-02 | DEER2020 | D20v1 | 2020-11-09 | Cap-Tons | 1 |  | None | 219 | 0.0445 | 2.37 | 16.9 | 0.0249 | 0 | [6 empty] | DEER:HVAC_Split-Package_AC | Annual
Any | NE-HVAC-airAC-SpltPkg-240to759kBtuh-11p5eer | Hsp | Ex | CZ02 | cWtd | SWHC013-02 | DEER2020 | D20v1 | 2020-11-09 | Cap-Tons | 1 |  | None | 279 | 0.0941 | 1.61 | 94.5 | 0.0777 | 0 | [6 empty] | DEER:HVAC_Split-Package_AC | Annual
Any | NE-HVAC-airAC-SpltPkg-240to759kBtuh-11p5eer | Hsp | Ex | CZ03 | cWtd | SWHC013-02 | DEER2020 | D20v1 | 2020-11-09 | Cap-Tons | 1 |  | None | 245 | 0.0664 | 0.788 | 70.2 | 0.0471 | 0 | [6 empty] | DEER:HVAC_Split-Package_AC | Annual
Any | NE-HVAC-airAC-SpltPkg-240to759kBtuh-11p5eer | Hsp | Ex | CZ04 | cWtd | SWHC013-02 | DEER2020 | D20v1 | 2020-11-09 | Cap-Tons | 1 |  | None | 297 | 0.0883 | 1.13 | 119 | 0.0715 | 0 | [6 empty] | DEER:HVAC_Split-Package_AC | Annual
Any | NE-HVAC-airAC-SpltPkg-240to759kBtuh-11p5eer | Hsp | Ex | CZ05 | cWtd | SWHC013-02 | DEER2020 | D20v1 | 2020-11-09 | Cap-Tons | 1 |  | None | 250 | 0.0522 | 1.23 | 65.6 | 0.0337 | 0 | [6 empty] | DEER:HVAC_Split-Package_AC | Annual
Any | NE-HVAC-airAC-SpltPkg-240to759kBtuh-11p5eer | Hsp | Ex | CZ06 | cWtd | SWHC013-02 | DEER2020 | D20v1 | 2020-11-09 | Cap-Tons | 1 |  | None | 335 | 0.0803 | 0.411 | 149 | 0.0625 | 0 | [6 empty] | DEER:HVAC_Split-Package_AC | Annual
Any | NE-HVAC-airAC-SpltPkg-240to759kBtuh-11p5eer | Hsp | Ex | CZ07 | cWtd | SWHC013-02 | DEER2020 | D20v1 | 2020-11-09 | Cap-Tons | 1 |  | None | 334 | 0.0711 | 0.0924 | 156 | 0.0512 | 0 | [6 empty] | DEER:HVAC_Split-Package_AC | Annual
Any | NE-HVAC-airAC-SpltPkg-240to759kBtuh-11p5eer | Hsp | Ex | CZ08 | cWtd | SWHC013-02 | DEER2020 | D20v1 | 2020-11-09 | Cap-Tons | 1 |  | None | 357 | 0.0816 | 0.252 | 174 | 0.064 | 0 | [6 empty] | DEER:HVAC_Split-Package_AC | Annual
Any | NE-HVAC-airAC-SpltPkg-240to759kBtuh-11p5eer | Hsp | Ex | CZ09 | cWtd | SWHC013-02 | DEER2020 | D20v1 | 2020-11-09 | Cap-Tons | 1 |  | None | 358 | 0.103 | 0.411 | 179 | 0.0933 | 0 | [6 empty] | DEER:HVAC_Split-Package_AC | Annual
Any | NE-HVAC-airAC-SpltPkg-240to759kBtuh-11p5eer | Hsp | Ex | CZ10 | cWtd | SWHC013-02 | DEER2020 | D20v1 | 2020-11-09 | Cap-Tons | 1 |  | None | 351 | 0.102 | 0.604 | 177 | 0.0909 | 0 | [6 empty] | DEER:HVAC_Split-Package_AC | Annual
Any | NE-HVAC-airAC-SpltPkg-240to759kBtuh-11p5eer | Hsp | Ex | CZ11 | cWtd | SWHC013-02 | DEER2020 | D20v1 | 2020-11-09 | Cap-Tons | 1 |  | None | 359 | 0.109 | 1.52 | 179 | 0.103 | 0 | [6 empty] | DEER:HVAC_Split-Package_AC | Annual
Any | NE-HVAC-airAC-SpltPkg-240to759kBtuh-11p5eer | Hsp | Ex | CZ12 | cWtd | SWHC013-02 | DEER2020 | D20v1 | 2020-11-09 | Cap-Tons | 1 |  | None | 320 | 0.106 | 1.31 | 140 | 0.0947 | 0 | [6 empty] | DEER:HVAC_Split-Package_AC | Annual
Any | NE-HVAC-airAC-SpltPkg-240to759kBtuh-11p5eer | Hsp | Ex | CZ13 | cWtd | SWHC013-02 | DEER2020 | D20v1 | 2020-11-09 | Cap-Tons | 1 |  | None | 367 | 0.108 | 1.3 | 188 | 0.0963 | 0 | [6 empty] | DEER:HVAC_Split-Package_AC | Annual
Any | NE-HVAC-airAC-SpltPkg-240to759kBtuh-11p5eer | Hsp | Ex | CZ14 | cWtd | SWHC013-02 | DEER2020 | D20v1 | 2020-11-09 | Cap-Tons | 1 |  | None | 350 | 0.0983 | 1.84 | 177 | 0.0857 | 0 | [6 empty] | DEER:HVAC_Split-Package_AC | Annual
Any | NE-HVAC-airAC-SpltPkg-240to759kBtuh-11p5eer | Hsp | Ex | CZ15 | cWtd | SWHC013-02 | DEER2020 | D20v1 | 2020-11-09 | Cap-Tons | 1 |  | None | 481 | 0.116 | 0.171 | 335 | 0.11 | 0 | [6 empty] | DEER:HVAC_Split-Package_AC | Annual
Any | NE-HVAC-airAC-SpltPkg-240to759kBtuh-11p5eer | Hsp | Ex | CZ16 | cWtd | SWHC013-02 | DEER2020 | D20v1 | 2020-11-09 | Cap-Tons | 1 |  | None | 258 | 0.0717 | 4.28 | 82.8 | 0.0526 | 0 | [6 empty] | DEER:HVAC_Split-Package_AC | Annual
Any | NE-HVAC-airAC-SpltPkg-240to759kBtuh-11p5eer | Hsp | New | CZ01 | cWtd | SWHC013-02 | DEER2020 | D20v1 | 2020-11-09 | Cap-Tons | 1 |  | None | 16.7 | 0.0239 | 0 | 16.7 | 0.0239 | 0 | [6 empty] | DEER:HVAC_Split-Package_AC | Annual
Any | NE-HVAC-airAC-SpltPkg-240to759kBtuh-11p5eer | Hsp | New | CZ02 | cWtd | SWHC013-02 | DEER2020 | D20v1 | 2020-11-09 | Cap-Tons | 1 |  | None | 89.6 | 0.0705 | 0 | 89.6 | 0.0705 | 0 | [6 empty] | DEER:HVAC_Split-Package_AC | Annual
Any | NE-HVAC-airAC-SpltPkg-240to759kBtuh-11p5eer | Hsp | New | CZ03 | cWtd | SWHC013-02 | DEER2020 | D20v1 | 2020-11-09 | Cap-Tons | 1 |  | None | 66.7 | 0.0408 | 0 | 66.7 | 0.0408 | 0 | [6 empty] | DEER:HVAC_Split-Package_AC | Annual
Any | NE-HVAC-airAC-SpltPkg-240to759kBtuh-11p5eer | Hsp | New | CZ04 | cWtd | SWHC013-02 | DEER2020 | D20v1 | 2020-11-09 | Cap-Tons | 1 |  | None | 109 | 0.0623 | 0 | 109 | 0.0623 | 0 | [6 empty] | DEER:HVAC_Split-Package_AC | Annual
Any | NE-HVAC-airAC-SpltPkg-240to759kBtuh-11p5eer | Hsp | New | CZ05 | cWtd | SWHC013-02 | DEER2020 | D20v1 | 2020-11-09 | Cap-Tons | 1 |  | None | 62.2 | 0.0305 | 0 | 62.2 | 0.0305 | 0 | [6 empty] | DEER:HVAC_Split-Package_AC | Annual
Any | NE-HVAC-airAC-SpltPkg-240to759kBtuh-11p5eer | Hsp | New | CZ06 | cWtd | SWHC013-02 | DEER2020 | D20v1 | 2020-11-09 | Cap-Tons | 1 |  | None | 139 | 0.0548 | 0 | 139 | 0.0548 | 0 | [6 empty] | DEER:HVAC_Split-Package_AC | Annual
Any | NE-HVAC-airAC-SpltPkg-240to759kBtuh-11p5eer | Hsp | New | CZ07 | cWtd | SWHC013-02 | DEER2020 | D20v1 | 2020-11-09 | Cap-Tons | 1 |  | None | 146 | 0.0448 | 0 | 146 | 0.0448 | 0 | [6 empty] | DEER:HVAC_Split-Package_AC | Annual
Any | NE-HVAC-airAC-SpltPkg-240to759kBtuh-11p5eer | Hsp | New | CZ08 | cWtd | SWHC013-02 | DEER2020 | D20v1 | 2020-11-09 | Cap-Tons | 1 |  | None | 162 | 0.0559 | 0 | 162 | 0.0559 | 0 | [6 empty] | DEER:HVAC_Split-Package_AC | Annual
Any | NE-HVAC-airAC-SpltPkg-240to759kBtuh-11p5eer | Hsp | New | CZ09 | cWtd | SWHC013-02 | DEER2020 | D20v1 | 2020-11-09 | Cap-Tons | 1 |  | None | 165 | 0.0836 | 0 | 165 | 0.0836 | 0 | [6 empty] | DEER:HVAC_Split-Package_AC | Annual
Any | NE-HVAC-airAC-SpltPkg-240to759kBtuh-11p5eer | Hsp | New | CZ10 | cWtd | SWHC013-02 | DEER2020 | D20v1 | 2020-11-09 | Cap-Tons | 1 |  | None | 168 | 0.0836 | 0 | 168 | 0.0836 | 0 | [6 empty] | DEER:HVAC_Split-Package_AC | Annual
Any | NE-HVAC-airAC-SpltPkg-240to759kBtuh-11p5eer | Hsp | New | CZ11 | cWtd | SWHC013-02 | DEER2020 | D20v1 | 2020-11-09 | Cap-Tons | 1 |  | None | 166 | 0.0933 | 0 | 166 | 0.0933 | 0 | [6 empty] | DEER:HVAC_Split-Package_AC | Annual
Any | NE-HVAC-airAC-SpltPkg-240to759kBtuh-11p5eer | Hsp | New | CZ12 | cWtd | SWHC013-02 | DEER2020 | D20v1 | 2020-11-09 | Cap-Tons | 1 |  | None | 132 | 0.0857 | 0 | 132 | 0.0857 | 0 | [6 empty] | DEER:HVAC_Split-Package_AC | Annual
Any | NE-HVAC-airAC-SpltPkg-240to759kBtuh-11p5eer | Hsp | New | CZ13 | cWtd | SWHC013-02 | DEER2020 | D20v1 | 2020-11-09 | Cap-Tons | 1 |  | None | 173 | 0.0856 | 0 | 173 | 0.0856 | 0 | [6 empty] | DEER:HVAC_Split-Package_AC | Annual
Any | NE-HVAC-airAC-SpltPkg-240to759kBtuh-11p5eer | Hsp | New | CZ14 | cWtd | SWHC013-02 | DEER2020 | D20v1 | 2020-11-09 | Cap-Tons | 1 |  | None | 165 | 0.0755 | 0 | 165 | 0.0755 | 0 | [6 empty] | DEER:HVAC_Split-Package_AC | Annual
Any | NE-HVAC-airAC-SpltPkg-240to759kBtuh-11p5eer | Hsp | New | CZ15 | cWtd | SWHC013-02 | DEER2020 | D20v1 | 2020-11-09 | Cap-Tons | 1 |  | None | 310 | 0.101 | 0 | 310 | 0.101 | 0 | [6 empty] | DEER:HVAC_Split-Package_AC | Annual
Any | NE-HVAC-airAC-SpltPkg-240to759kBtuh-11p5eer | Hsp | New | CZ16 | cWtd | SWHC013-02 | DEER2020 | D20v1 | 2020-11-09 | Cap-Tons | 1 |  | None | 78.9 | 0.0459 | 0 | 78.9 | 0.0459 | 0 | [6 empty] | DEER:HVAC_Split-Package_AC | Annual
Any | NE-HVAC-airAC-SpltPkg-240to759kBtuh-11p5eer | Htl | Ex | CZ01 | cWtd | SWHC013-02 | DEER2020 | D20v1 | 2020-11-09 | Cap-Tons | 1 |  | None | 198 | 0.0602 | 2.63 | 30.3 | 0.0407 | 0 | [6 empty] | DEER:HVAC_Split-Package_AC | Annual
Any | NE-HVAC-airAC-SpltPkg-240to759kBtuh-11p5eer | Htl | Ex | CZ02 | cWtd | SWHC013-02 | DEER2020 | D20v1 | 2020-11-09 | Cap-Tons | 1 |  | None | 274 | 0.127 | 3.5 | 144 | 0.139 | 0 | [6 empty] | DEER:HVAC_Split-Package_AC | Annual
Any | NE-HVAC-airAC-SpltPkg-240to759kBtuh-11p5eer | Htl | Ex | CZ03 | cWtd | SWHC013-02 | DEER2020 | D20v1 | 2020-11-09 | Cap-Tons | 1 |  | None | 263 | 0.109 | 0.967 | 104 | 0.0938 | 0 | [6 empty] | DEER:HVAC_Split-Package_AC | Annual
Any | NE-HVAC-airAC-SpltPkg-240to759kBtuh-11p5eer | Htl | Ex | CZ04 | cWtd | SWHC013-02 | DEER2020 | D20v1 | 2020-11-09 | Cap-Tons | 1 |  | None | 285 | 0.115 | 2.31 | 160 | 0.118 | 0 | [6 empty] | DEER:HVAC_Split-Package_AC | Annual
Any | NE-HVAC-airAC-SpltPkg-240to759kBtuh-11p5eer | Htl | Ex | CZ05 | cWtd | SWHC013-02 | DEER2020 | D20v1 | 2020-11-09 | Cap-Tons | 1 |  | None | 231 | 0.0696 | 1.78 | 103 | 0.0564 | 0 | [6 empty] | DEER:HVAC_Split-Package_AC | Annual
Any | NE-HVAC-airAC-SpltPkg-240to759kBtuh-11p5eer | Htl | Ex | CZ06 | cWtd | SWHC013-02 | DEER2020 | D20v1 | 2020-11-09 | Cap-Tons | 1 |  | None | 353 | 0.124 | 0.637 | 221 | 0.116 | 0 | [6 empty] | DEER:HVAC_Split-Package_AC | Annual
Any | NE-HVAC-airAC-SpltPkg-240to759kBtuh-11p5eer | Htl | Ex | CZ07 | cWtd | SWHC013-02 | DEER2020 | D20v1 | 2020-11-09 | Cap-Tons | 1 |  | None | 349 | 0.107 | 0.233 | 222 | 0.0956 | 0 | [6 empty] | DEER:HVAC_Split-Package_AC | Annual
Any | NE-HVAC-airAC-SpltPkg-240to759kBtuh-11p5eer | Htl | Ex | CZ08 | cWtd | SWHC013-02 | DEER2020 | D20v1 | 2020-11-09 | Cap-Tons | 1 |  | None | 339 | 0.103 | 0.894 | 223 | 0.0995 | 0 | [6 empty] | DEER:HVAC_Split-Package_AC | Annual
Any | NE-HVAC-airAC-SpltPkg-240to759kBtuh-11p5eer | Htl | Ex | CZ09 | cWtd | SWHC013-02 | DEER2020 | D20v1 | 2020-11-09 | Cap-Tons | 1 |  | None | 316 | 0.116 | 0.793 | 192 | 0.119 | 0 | [6 empty] | DEER:HVAC_Split-Package_AC | Annual
Any | NE-HVAC-airAC-SpltPkg-240to759kBtuh-11p5eer | Htl | Ex | CZ10 | cWtd | SWHC013-02 | DEER2020 | D20v1 | 2020-11-09 | Cap-Tons | 1 |  | None | 339 | 0.124 | 1.22 | 217 | 0.131 | 0 | [6 empty] | DEER:HVAC_Split-Package_AC | Annual
Any | NE-HVAC-airAC-SpltPkg-240to759kBtuh-11p5eer | Htl | Ex | CZ11 | cWtd | SWHC013-02 | DEER2020 | D20v1 | 2020-11-09 | Cap-Tons | 1 |  | None | 338 | 0.13 | 1.98 | 215 | 0.147 | 0 | [6 empty] | DEER:HVAC_Split-Package_AC | Annual
Any | NE-HVAC-airAC-SpltPkg-240to759kBtuh-11p5eer | Htl | Ex | CZ12 | cWtd | SWHC013-02 | DEER2020 | D20v1 | 2020-11-09 | Cap-Tons | 1 |  | None | 304 | 0.13 | 2.27 | 178 | 0.143 | 0 | [6 empty] | DEER:HVAC_Split-Package_AC | Annual
Any | NE-HVAC-airAC-SpltPkg-240to759kBtuh-11p5eer | Htl | Ex | CZ13 | cWtd | SWHC013-02 | DEER2020 | D20v1 | 2020-11-09 | Cap-Tons | 1 |  | None | 344 | 0.129 | 1.77 | 222 | 0.132 | 0 | [6 empty] | DEER:HVAC_Split-Package_AC | Annual
Any | NE-HVAC-airAC-SpltPkg-240to759kBtuh-11p5eer | Htl | Ex | CZ14 | cWtd | SWHC013-02 | DEER2020 | D20v1 | 2020-11-09 | Cap-Tons | 1 |  | None | 333 | 0.116 | 2.11 | 212 | 0.117 | 0 | [6 empty] | DEER:HVAC_Split-Package_AC | Annual
Any | NE-HVAC-airAC-SpltPkg-240to759kBtuh-11p5eer | Htl | Ex | CZ15 | cWtd | SWHC013-02 | DEER2020 | D20v1 | 2020-11-09 | Cap-Tons | 1 |  | None | 461 | 0.123 | -0.0427 | 337 | 0.12 | 0 | [6 empty] | DEER:HVAC_Split-Package_AC | Annual
Any | NE-HVAC-airAC-SpltPkg-240to759kBtuh-11p5eer | Htl | Ex | CZ16 | cWtd | SWHC013-02 | DEER2020 | D20v1 | 2020-11-09 | Cap-Tons | 1 |  | None | 271 | 0.12 | 3.56 | 129 | 0.11 | 0 | [6 empty] | DEER:HVAC_Split-Package_AC | Annual
Any | NE-HVAC-airAC-SpltPkg-240to759kBtuh-11p5eer | Htl | New | CZ01 | cWtd | SWHC013-02 | DEER2020 | D20v1 | 2020-11-09 | Cap-Tons | 1 |  | None | 27.1 | 0.0396 | 0 | 27.1 | 0.0396 | 0 | [6 empty] | DEER:HVAC_Split-Package_AC | Annual
Any | NE-HVAC-airAC-SpltPkg-240to759kBtuh-11p5eer | Htl | New | CZ02 | cWtd | SWHC013-02 | DEER2020 | D20v1 | 2020-11-09 | Cap-Tons | 1 |  | None | 139 | 0.14 | 0 | 139 | 0.14 | 0 | [6 empty] | DEER:HVAC_Split-Package_AC | Annual
Any | NE-HVAC-airAC-SpltPkg-240to759kBtuh-11p5eer | Htl | New | CZ03 | cWtd | SWHC013-02 | DEER2020 | D20v1 | 2020-11-09 | Cap-Tons | 1 |  | None | 101 | 0.0925 | 0 | 101 | 0.0925 | 0 | [6 empty] | DEER:HVAC_Split-Package_AC | Annual
Any | NE-HVAC-airAC-SpltPkg-240to759kBtuh-11p5eer | Htl | New | CZ04 | cWtd | SWHC013-02 | DEER2020 | D20v1 | 2020-11-09 | Cap-Tons | 1 |  | None | 155 | 0.12 | 0 | 155 | 0.12 | 0 | [6 empty] | DEER:HVAC_Split-Package_AC | Annual
Any | NE-HVAC-airAC-SpltPkg-240to759kBtuh-11p5eer | Htl | New | CZ05 | cWtd | SWHC013-02 | DEER2020 | D20v1 | 2020-11-09 | Cap-Tons | 1 |  | None | 98.9 | 0.0569 | 0 | 98.9 | 0.0569 | 0 | [6 empty] | DEER:HVAC_Split-Package_AC | Annual
Any | NE-HVAC-airAC-SpltPkg-240to759kBtuh-11p5eer | Htl | New | CZ06 | cWtd | SWHC013-02 | DEER2020 | D20v1 | 2020-11-09 | Cap-Tons | 1 |  | None | 222 | 0.118 | 0 | 222 | 0.118 | 0 | [6 empty] | DEER:HVAC_Split-Package_AC | Annual
Any | NE-HVAC-airAC-SpltPkg-240to759kBtuh-11p5eer | Htl | New | CZ07 | cWtd | SWHC013-02 | DEER2020 | D20v1 | 2020-11-09 | Cap-Tons | 1 |  | None | 221 | 0.097 | 0 | 221 | 0.097 | 0 | [6 empty] | DEER:HVAC_Split-Package_AC | Annual
Any | NE-HVAC-airAC-SpltPkg-240to759kBtuh-11p5eer | Htl | New | CZ08 | cWtd | SWHC013-02 | DEER2020 | D20v1 | 2020-11-09 | Cap-Tons | 1 |  | None | 214 | 0.1 | 0 | 214 | 0.1 | 0 | [6 empty] | DEER:HVAC_Split-Package_AC | Annual
Any | NE-HVAC-airAC-SpltPkg-240to759kBtuh-11p5eer | Htl | New | CZ09 | cWtd | SWHC013-02 | DEER2020 | D20v1 | 2020-11-09 | Cap-Tons | 1 |  | None | 188 | 0.12 | 0 | 188 | 0.12 | 0 | [6 empty] | DEER:HVAC_Split-Package_AC | Annual
Any | NE-HVAC-airAC-SpltPkg-240to759kBtuh-11p5eer | Htl | New | CZ10 | cWtd | SWHC013-02 | DEER2020 | D20v1 | 2020-11-09 | Cap-Tons | 1 |  | None | 213 | 0.131 | 0 | 213 | 0.131 | 0 | [6 empty] | DEER:HVAC_Split-Package_AC | Annual
Any | NE-HVAC-airAC-SpltPkg-240to759kBtuh-11p5eer | Htl | New | CZ11 | cWtd | SWHC013-02 | DEER2020 | D20v1 | 2020-11-09 | Cap-Tons | 1 |  | None | 213 | 0.147 | 0 | 213 | 0.147 | 0 | [6 empty] | DEER:HVAC_Split-Package_AC | Annual
Any | NE-HVAC-airAC-SpltPkg-240to759kBtuh-11p5eer | Htl | New | CZ12 | cWtd | SWHC013-02 | DEER2020 | D20v1 | 2020-11-09 | Cap-Tons | 1 |  | None | 175 | 0.144 | 0 | 175 | 0.144 | 0 | [6 empty] | DEER:HVAC_Split-Package_AC | Annual
Any | NE-HVAC-airAC-SpltPkg-240to759kBtuh-11p5eer | Htl | New | CZ13 | cWtd | SWHC013-02 | DEER2020 | D20v1 | 2020-11-09 | Cap-Tons | 1 |  | None | 219 | 0.131 | 0 | 219 | 0.131 | 0 | [6 empty] | DEER:HVAC_Split-Package_AC | Annual
Any | NE-HVAC-airAC-SpltPkg-240to759kBtuh-11p5eer | Htl | New | CZ14 | cWtd | SWHC013-02 | DEER2020 | D20v1 | 2020-11-09 | Cap-Tons | 1 |  | None | 210 | 0.115 | 0 | 210 | 0.115 | 0 | [6 empty] | DEER:HVAC_Split-Package_AC | Annual
Any | NE-HVAC-airAC-SpltPkg-240to759kBtuh-11p5eer | Htl | New | CZ15 | cWtd | SWHC013-02 | DEER2020 | D20v1 | 2020-11-09 | Cap-Tons | 1 |  | None | 333 | 0.119 | 0 | 333 | 0.119 | 0 | [6 empty] | DEER:HVAC_Split-Package_AC | Annual
Any | NE-HVAC-airAC-SpltPkg-240to759kBtuh-11p5eer | Htl | New | CZ16 | cWtd | SWHC013-02 | DEER2020 | D20v1 | 2020-11-09 | Cap-Tons | 1 |  | None | 131 | 0.111 | 0 | 131 | 0.111 | 0 | [6 empty] | DEER:HVAC_Split-Package_AC | Annual
Any | NE-HVAC-airAC-SpltPkg-240to759kBtuh-11p5eer | MBT | Ex | CZ01 | cWtd | SWHC013-02 | DEER2020 | D20v1 | 2020-11-09 | Cap-Tons | 1 |  | None | 106 | 0.0457 | 1.53 | 42.7 | 0.0325 | 0 | [6 empty] | DEER:HVAC_Split-Package_AC | Annual
Any | NE-HVAC-airAC-SpltPkg-240to759kBtuh-11p5eer | MBT | Ex | CZ02 | cWtd | SWHC013-02 | DEER2020 | D20v1 | 2020-11-09 | Cap-Tons | 1 |  | None | 157 | 0.0985 | 1.07 | 103 | 0.0927 | 0 | [6 empty] | DEER:HVAC_Split-Package_AC | Annual
Any | NE-HVAC-airAC-SpltPkg-240to759kBtuh-11p5eer | MBT | Ex | CZ03 | cWtd | SWHC013-02 | DEER2020 | D20v1 | 2020-11-09 | Cap-Tons | 1 |  | None | 157 | 0.0803 | 0.547 | 96.2 | 0.0648 | 0 | [6 empty] | DEER:HVAC_Split-Package_AC | Annual
Any | NE-HVAC-airAC-SpltPkg-240to759kBtuh-11p5eer | MBT | Ex | CZ04 | cWtd | SWHC013-02 | DEER2020 | D20v1 | 2020-11-09 | Cap-Tons | 1 |  | None | 173 | 0.0902 | 0.664 | 123 | 0.0818 | 0 | [6 empty] | DEER:HVAC_Split-Package_AC | Annual
Any | NE-HVAC-airAC-SpltPkg-240to759kBtuh-11p5eer | MBT | Ex | CZ05 | cWtd | SWHC013-02 | DEER2020 | D20v1 | 2020-11-09 | Cap-Tons | 1 |  | None | 154 | 0.0572 | 0.665 | 98.6 | 0.044 | 0 | [6 empty] | DEER:HVAC_Split-Package_AC | Annual
Any | NE-HVAC-airAC-SpltPkg-240to759kBtuh-11p5eer | MBT | Ex | CZ06 | cWtd | SWHC013-02 | DEER2020 | D20v1 | 2020-11-09 | Cap-Tons | 1 |  | None | 223 | 0.0927 | 0.27 | 172 | 0.0819 | 0 | [6 empty] | DEER:HVAC_Split-Package_AC | Annual
Any | NE-HVAC-airAC-SpltPkg-240to759kBtuh-11p5eer | MBT | Ex | CZ07 | cWtd | SWHC013-02 | DEER2020 | D20v1 | 2020-11-09 | Cap-Tons | 1 |  | None | 212 | 0.0797 | 0.197 | 164 | 0.0669 | 0 | [6 empty] | DEER:HVAC_Split-Package_AC | Annual
Any | NE-HVAC-airAC-SpltPkg-240to759kBtuh-11p5eer | MBT | Ex | CZ08 | cWtd | SWHC013-02 | DEER2020 | D20v1 | 2020-11-09 | Cap-Tons | 1 |  | None | 205 | 0.0771 | 0.279 | 160 | 0.0663 | 0 | [6 empty] | DEER:HVAC_Split-Package_AC | Annual
Any | NE-HVAC-airAC-SpltPkg-240to759kBtuh-11p5eer | MBT | Ex | CZ09 | cWtd | SWHC013-02 | DEER2020 | D20v1 | 2020-11-09 | Cap-Tons | 1 |  | None | 203 | 0.0958 | 0.367 | 144 | 0.0857 | 0 | [6 empty] | DEER:HVAC_Split-Package_AC | Annual
Any | NE-HVAC-airAC-SpltPkg-240to759kBtuh-11p5eer | MBT | Ex | CZ10 | cWtd | SWHC013-02 | DEER2020 | D20v1 | 2020-11-09 | Cap-Tons | 1 |  | None | 208 | 0.0998 | 0.404 | 155 | 0.0914 | 0 | [6 empty] | DEER:HVAC_Split-Package_AC | Annual
Any | NE-HVAC-airAC-SpltPkg-240to759kBtuh-11p5eer | MBT | Ex | CZ11 | cWtd | SWHC013-02 | DEER2020 | D20v1 | 2020-11-09 | Cap-Tons | 1 |  | None | 202 | 0.108 | 0.772 | 142 | 0.101 | 0 | [6 empty] | DEER:HVAC_Split-Package_AC | Annual
Any | NE-HVAC-airAC-SpltPkg-240to759kBtuh-11p5eer | MBT | Ex | CZ12 | cWtd | SWHC013-02 | DEER2020 | D20v1 | 2020-11-09 | Cap-Tons | 1 |  | None | 184 | 0.105 | 0.812 | 123 | 0.0969 | 0 | [6 empty] | DEER:HVAC_Split-Package_AC | Annual
Any | NE-HVAC-airAC-SpltPkg-240to759kBtuh-11p5eer | MBT | Ex | CZ13 | cWtd | SWHC013-02 | DEER2020 | D20v1 | 2020-11-09 | Cap-Tons | 1 |  | None | 206 | 0.102 | 0.726 | 147 | 0.0911 | 0 | [6 empty] | DEER:HVAC_Split-Package_AC | Annual
Any | NE-HVAC-airAC-SpltPkg-240to759kBtuh-11p5eer | MBT | Ex | CZ14 | cWtd | SWHC013-02 | DEER2020 | D20v1 | 2020-11-09 | Cap-Tons | 1 |  | None | 203 | 0.0923 | 0.849 | 143 | 0.0802 | 0 | [6 empty] | DEER:HVAC_Split-Package_AC | Annual
Any | NE-HVAC-airAC-SpltPkg-240to759kBtuh-11p5eer | MBT | Ex | CZ15 | cWtd | SWHC013-02 | DEER2020 | D20v1 | 2020-11-09 | Cap-Tons | 1 |  | None | 277 | 0.1 | 0.112 | 220 | 0.0861 | 0 | [6 empty] | DEER:HVAC_Split-Package_AC | Annual
Any | NE-HVAC-airAC-SpltPkg-240to759kBtuh-11p5eer | MBT | Ex | CZ16 | cWtd | SWHC013-02 | DEER2020 | D20v1 | 2020-11-09 | Cap-Tons | 1 |  | None | 149 | 0.0862 | 2.15 | 84.5 | 0.0731 | 0 | [6 empty] | DEER:HVAC_Split-Package_AC | Annual
Any | NE-HVAC-airAC-SpltPkg-240to759kBtuh-11p5eer | MBT | New | CZ01 | cWtd | SWHC013-02 | DEER2020 | D20v1 | 2020-11-09 | Cap-Tons | 1 |  | None | 43.5 | 0.0329 | 0 | 43.5 | 0.0329 | 0 | [6 empty] | DEER:HVAC_Split-Package_AC | Annual
Any | NE-HVAC-airAC-SpltPkg-240to759kBtuh-11p5eer | MBT | New | CZ02 | cWtd | SWHC013-02 | DEER2020 | D20v1 | 2020-11-09 | Cap-Tons | 1 |  | None | 102 | 0.0906 | 0 | 102 | 0.0906 | 0 | [6 empty] | DEER:HVAC_Split-Package_AC | Annual
Any | NE-HVAC-airAC-SpltPkg-240to759kBtuh-11p5eer | MBT | New | CZ03 | cWtd | SWHC013-02 | DEER2020 | D20v1 | 2020-11-09 | Cap-Tons | 1 |  | None | 94.2 | 0.0605 | 0 | 94.2 | 0.0605 | 0 | [6 empty] | DEER:HVAC_Split-Package_AC | Annual
Any | NE-HVAC-airAC-SpltPkg-240to759kBtuh-11p5eer | MBT | New | CZ04 | cWtd | SWHC013-02 | DEER2020 | D20v1 | 2020-11-09 | Cap-Tons | 1 |  | None | 117 | 0.0808 | 0 | 117 | 0.0808 | 0 | [6 empty] | DEER:HVAC_Split-Package_AC | Annual
Any | NE-HVAC-airAC-SpltPkg-240to759kBtuh-11p5eer | MBT | New | CZ05 | cWtd | SWHC013-02 | DEER2020 | D20v1 | 2020-11-09 | Cap-Tons | 1 |  | None | 96.7 | 0.0431 | 0 | 96.7 | 0.0431 | 0 | [6 empty] | DEER:HVAC_Split-Package_AC | Annual
Any | NE-HVAC-airAC-SpltPkg-240to759kBtuh-11p5eer | MBT | New | CZ06 | cWtd | SWHC013-02 | DEER2020 | D20v1 | 2020-11-09 | Cap-Tons | 1 |  | None | 168 | 0.083 | 0 | 168 | 0.083 | 0 | [6 empty] | DEER:HVAC_Split-Package_AC | Annual
Any | NE-HVAC-airAC-SpltPkg-240to759kBtuh-11p5eer | MBT | New | CZ07 | cWtd | SWHC013-02 | DEER2020 | D20v1 | 2020-11-09 | Cap-Tons | 1 |  | None | 158 | 0.067 | 0 | 158 | 0.067 | 0 | [6 empty] | DEER:HVAC_Split-Package_AC | Annual
Any | NE-HVAC-airAC-SpltPkg-240to759kBtuh-11p5eer | MBT | New | CZ08 | cWtd | SWHC013-02 | DEER2020 | D20v1 | 2020-11-09 | Cap-Tons | 1 |  | None | 151 | 0.0656 | 0 | 151 | 0.0656 | 0 | [6 empty] | DEER:HVAC_Split-Package_AC | Annual
Any | NE-HVAC-airAC-SpltPkg-240to759kBtuh-11p5eer | MBT | New | CZ09 | cWtd | SWHC013-02 | DEER2020 | D20v1 | 2020-11-09 | Cap-Tons | 1 |  | None | 135 | 0.0861 | 0 | 135 | 0.0861 | 0 | [6 empty] | DEER:HVAC_Split-Package_AC | Annual
Any | NE-HVAC-airAC-SpltPkg-240to759kBtuh-11p5eer | MBT | New | CZ10 | cWtd | SWHC013-02 | DEER2020 | D20v1 | 2020-11-09 | Cap-Tons | 1 |  | None | 150 | 0.0904 | 0 | 150 | 0.0904 | 0 | [6 empty] | DEER:HVAC_Split-Package_AC | Annual
Any | NE-HVAC-airAC-SpltPkg-240to759kBtuh-11p5eer | MBT | New | CZ11 | cWtd | SWHC013-02 | DEER2020 | D20v1 | 2020-11-09 | Cap-Tons | 1 |  | None | 136 | 0.0997 | 0 | 136 | 0.0997 | 0 | [6 empty] | DEER:HVAC_Split-Package_AC | Annual
Any | NE-HVAC-airAC-SpltPkg-240to759kBtuh-11p5eer | MBT | New | CZ12 | cWtd | SWHC013-02 | DEER2020 | D20v1 | 2020-11-09 | Cap-Tons | 1 |  | None | 120 | 0.096 | 0 | 120 | 0.096 | 0 | [6 empty] | DEER:HVAC_Split-Package_AC | Annual
Any | NE-HVAC-airAC-SpltPkg-240to759kBtuh-11p5eer | MBT | New | CZ13 | cWtd | SWHC013-02 | DEER2020 | D20v1 | 2020-11-09 | Cap-Tons | 1 |  | None | 140 | 0.09 | 0 | 140 | 0.09 | 0 | [6 empty] | DEER:HVAC_Split-Package_AC | Annual
Any | NE-HVAC-airAC-SpltPkg-240to759kBtuh-11p5eer | MBT | New | CZ14 | cWtd | SWHC013-02 | DEER2020 | D20v1 | 2020-11-09 | Cap-Tons | 1 |  | None | 137 | 0.0792 | 0 | 137 | 0.0792 | 0 | [6 empty] | DEER:HVAC_Split-Package_AC | Annual
Any | NE-HVAC-airAC-SpltPkg-240to759kBtuh-11p5eer | MBT | New | CZ15 | cWtd | SWHC013-02 | DEER2020 | D20v1 | 2020-11-09 | Cap-Tons | 1 |  | None | 207 | 0.0858 | 0 | 207 | 0.0858 | 0 | [6 empty] | DEER:HVAC_Split-Package_AC | Annual
Any | NE-HVAC-airAC-SpltPkg-240to759kBtuh-11p5eer | MBT | New | CZ16 | cWtd | SWHC013-02 | DEER2020 | D20v1 | 2020-11-09 | Cap-Tons | 1 |  | None | 80.8 | 0.069 | 0 | 80.8 | 0.069 | 0 | [6 empty] | DEER:HVAC_Split-Package_AC | Annual
Any | NE-HVAC-airAC-SpltPkg-240to759kBtuh-11p5eer | MLI | Ex | CZ01 | cDXGF | SWHC013-02 | DEER2020 | D20v1 | 2020-11-09 | Cap-Tons | 1 |  | None | 410 | 0.072 | 5.05 | 8.3 | 0.0076 | 0 | [6 empty] | DEER:HVAC_Split-Package_AC | Annual
Any | NE-HVAC-airAC-SpltPkg-240to759kBtuh-11p5eer | MLI | Ex | CZ02 | cDXGF | SWHC013-02 | DEER2020 | D20v1 | 2020-11-09 | Cap-Tons | 1 |  | None | 422 | 0.084 | 2.78 | 50 | 0.063 | 0 | [6 empty] | DEER:HVAC_Split-Package_AC | Annual
Any | NE-HVAC-airAC-SpltPkg-240to759kBtuh-11p5eer | MLI | Ex | CZ03 | cDXGF | SWHC013-02 | DEER2020 | D20v1 | 2020-11-09 | Cap-Tons | 1 |  | None | 408 | 0.094 | 0.915 | 20.8 | 0.0301 | 0 | [6 empty] | DEER:HVAC_Split-Package_AC | Annual
Any | NE-HVAC-airAC-SpltPkg-240to759kBtuh-11p5eer | MLI | Ex | CZ04 | cDXGF | SWHC013-02 | DEER2020 | D20v1 | 2020-11-09 | Cap-Tons | 1 |  | None | 413 | 0.093 | 1.31 | 52 | 0.0515 | 0 | [6 empty] | DEER:HVAC_Split-Package_AC | Annual
Any | NE-HVAC-airAC-SpltPkg-240to759kBtuh-11p5eer | MLI | Ex | CZ05 | cDXGF | SWHC013-02 | DEER2020 | D20v1 | 2020-11-09 | Cap-Tons | 1 |  | None | 400 | 0.0805 | 1.42 | 21.8 | 0.017 | 0 | [6 empty] | DEER:HVAC_Split-Package_AC | Annual
Any | NE-HVAC-airAC-SpltPkg-240to759kBtuh-11p5eer | MLI | Ex | CZ06 | cDXGF | SWHC013-02 | DEER2020 | D20v1 | 2020-11-09 | Cap-Tons | 1 |  | None | 414 | 0.0915 | -0.234 | 54.5 | 0.0412 | 0 | [6 empty] | DEER:HVAC_Split-Package_AC | Annual
Any | NE-HVAC-airAC-SpltPkg-240to759kBtuh-11p5eer | MLI | Ex | CZ07 | cDXGF | SWHC013-02 | DEER2020 | D20v1 | 2020-11-09 | Cap-Tons | 1 |  | None | 396 | 0.0895 | -0.373 | 43.4 | 0.0322 | 0 | [6 empty] | DEER:HVAC_Split-Package_AC | Annual
Any | NE-HVAC-airAC-SpltPkg-240to759kBtuh-11p5eer | MLI | Ex | CZ08 | cDXGF | SWHC013-02 | DEER2020 | D20v1 | 2020-11-09 | Cap-Tons | 1 |  | None | 416 | 0.093 | -0.0323 | 72.5 | 0.0446 | 0 | [6 empty] | DEER:HVAC_Split-Package_AC | Annual
Any | NE-HVAC-airAC-SpltPkg-240to759kBtuh-11p5eer | MLI | Ex | CZ09 | cDXGF | SWHC013-02 | DEER2020 | D20v1 | 2020-11-09 | Cap-Tons | 1 |  | None | 437 | 0.0955 | -0.44 | 66 | 0.056 | 0 | [6 empty] | DEER:HVAC_Split-Package_AC | Annual
Any | NE-HVAC-airAC-SpltPkg-240to759kBtuh-11p5eer | MLI | Ex | CZ10 | cDXGF | SWHC013-02 | DEER2020 | D20v1 | 2020-11-09 | Cap-Tons | 1 |  | None | 433 | 0.089 | -0.0655 | 79.5 | 0.0645 | 0 | [6 empty] | DEER:HVAC_Split-Package_AC | Annual
Any | NE-HVAC-airAC-SpltPkg-240to759kBtuh-11p5eer | MLI | Ex | CZ11 | cDXGF | SWHC013-02 | DEER2020 | D20v1 | 2020-11-09 | Cap-Tons | 1 |  | None | 441 | 0.0885 | 0.311 | 79.5 | 0.0695 | 0 | [6 empty] | DEER:HVAC_Split-Package_AC | Annual
Any | NE-HVAC-airAC-SpltPkg-240to759kBtuh-11p5eer | MLI | Ex | CZ12 | cDXGF | SWHC013-02 | DEER2020 | D20v1 | 2020-11-09 | Cap-Tons | 1 |  | None | 432 | 0.088 | 0.815 | 63.5 | 0.0655 | 0 | [6 empty] | DEER:HVAC_Split-Package_AC | Annual
Any | NE-HVAC-airAC-SpltPkg-240to759kBtuh-11p5eer | MLI | Ex | CZ13 | cDXGF | SWHC013-02 | DEER2020 | D20v1 | 2020-11-09 | Cap-Tons | 1 |  | None | 436 | 0.097 | 0.304 | 86.5 | 0.0605 | 0 | [6 empty] | DEER:HVAC_Split-Package_AC | Annual
Any | NE-HVAC-airAC-SpltPkg-240to759kBtuh-11p5eer | MLI | Ex | CZ14 | cDXGF | SWHC013-02 | DEER2020 | D20v1 | 2020-11-09 | Cap-Tons | 1 |  | None | 443 | 0.097 | 0.85 | 85.5 | 0.057 | 0 | [6 empty] | DEER:HVAC_Split-Package_AC | Annual
Any | NE-HVAC-airAC-SpltPkg-240to759kBtuh-11p5eer | MLI | Ex | CZ15 | cDXGF | SWHC013-02 | DEER2020 | D20v1 | 2020-11-09 | Cap-Tons | 1 |  | None | 474 | 0.104 | -0.498 | 148 | 0.0625 | 0 | [6 empty] | DEER:HVAC_Split-Package_AC | Annual
Any | NE-HVAC-airAC-SpltPkg-240to759kBtuh-11p5eer | MLI | Ex | CZ16 | cDXGF | SWHC013-02 | DEER2020 | D20v1 | 2020-11-09 | Cap-Tons | 1 |  | None | 414 | 0.0875 | 6.95 | 38.9 | 0.0377 | 0 | [6 empty] | DEER:HVAC_Split-Package_AC | Annual
Any | NE-HVAC-airAC-SpltPkg-240to759kBtuh-11p5eer | MLI | New | CZ01 | cDXGF | SWHC013-02 | DEER2020 | D20v1 | 2020-11-09 | Cap-Tons | 1 |  | None | 7.7 | 0.0064 | 0 | 7.7 | 0.0064 | 0 | [6 empty] | DEER:HVAC_Split-Package_AC | Annual
Any | NE-HVAC-airAC-SpltPkg-240to759kBtuh-11p5eer | MLI | New | CZ02 | cDXGF | SWHC013-02 | DEER2020 | D20v1 | 2020-11-09 | Cap-Tons | 1 |  | None | 46.7 | 0.062 | 0 | 46.7 | 0.062 | 0 | [6 empty] | DEER:HVAC_Split-Package_AC | Annual
Any | NE-HVAC-airAC-SpltPkg-240to759kBtuh-11p5eer | MLI | New | CZ03 | cDXGF | SWHC013-02 | DEER2020 | D20v1 | 2020-11-09 | Cap-Tons | 1 |  | None | 17.2 | 0.0271 | 0 | 17.2 | 0.0271 | 0 | [6 empty] | DEER:HVAC_Split-Package_AC | Annual
Any | NE-HVAC-airAC-SpltPkg-240to759kBtuh-11p5eer | MLI | New | CZ04 | cDXGF | SWHC013-02 | DEER2020 | D20v1 | 2020-11-09 | Cap-Tons | 1 |  | None | 48.2 | 0.0515 | 0 | 48.2 | 0.0515 | 0 | [6 empty] | DEER:HVAC_Split-Package_AC | Annual
Any | NE-HVAC-airAC-SpltPkg-240to759kBtuh-11p5eer | MLI | New | CZ05 | cDXGF | SWHC013-02 | DEER2020 | D20v1 | 2020-11-09 | Cap-Tons | 1 |  | None | 17.9 | 0.0151 | 0 | 17.9 | 0.0151 | 0 | [6 empty] | DEER:HVAC_Split-Package_AC | Annual
Any | NE-HVAC-airAC-SpltPkg-240to759kBtuh-11p5eer | MLI | New | CZ06 | cDXGF | SWHC013-02 | DEER2020 | D20v1 | 2020-11-09 | Cap-Tons | 1 |  | None | 49.1 | 0.0405 | 0 | 49.1 | 0.0405 | 0 | [6 empty] | DEER:HVAC_Split-Package_AC | Annual
Any | NE-HVAC-airAC-SpltPkg-240to759kBtuh-11p5eer | MLI | New | CZ07 | cDXGF | SWHC013-02 | DEER2020 | D20v1 | 2020-11-09 | Cap-Tons | 1 |  | None | 38.4 | 0.0311 | 0 | 38.4 | 0.0311 | 0 | [6 empty] | DEER:HVAC_Split-Package_AC | Annual
Any | NE-HVAC-airAC-SpltPkg-240to759kBtuh-11p5eer | MLI | New | CZ08 | cDXGF | SWHC013-02 | DEER2020 | D20v1 | 2020-11-09 | Cap-Tons | 1 |  | None | 67 | 0.0442 | 0 | 67 | 0.0442 | 0 | [6 empty] | DEER:HVAC_Split-Package_AC | Annual
Any | NE-HVAC-airAC-SpltPkg-240to759kBtuh-11p5eer | MLI | New | CZ09 | cDXGF | SWHC013-02 | DEER2020 | D20v1 | 2020-11-09 | Cap-Tons | 1 |  | None | 61.5 | 0.0555 | 0 | 61.5 | 0.0555 | 0 | [6 empty] | DEER:HVAC_Split-Package_AC | Annual
Any | NE-HVAC-airAC-SpltPkg-240to759kBtuh-11p5eer | MLI | New | CZ10 | cDXGF | SWHC013-02 | DEER2020 | D20v1 | 2020-11-09 | Cap-Tons | 1 |  | None | 75 | 0.064 | 0 | 75 | 0.064 | 0 | [6 empty] | DEER:HVAC_Split-Package_AC | Annual
Any | NE-HVAC-airAC-SpltPkg-240to759kBtuh-11p5eer | MLI | New | CZ11 | cDXGF | SWHC013-02 | DEER2020 | D20v1 | 2020-11-09 | Cap-Tons | 1 |  | None | 76.5 | 0.0665 | 0 | 76.5 | 0.0665 | 0 | [6 empty] | DEER:HVAC_Split-Package_AC | Annual
Any | NE-HVAC-airAC-SpltPkg-240to759kBtuh-11p5eer | MLI | New | CZ12 | cDXGF | SWHC013-02 | DEER2020 | D20v1 | 2020-11-09 | Cap-Tons | 1 |  | None | 60.5 | 0.0645 | 0 | 60.5 | 0.0645 | 0 | [6 empty] | DEER:HVAC_Split-Package_AC | Annual
Any | NE-HVAC-airAC-SpltPkg-240to759kBtuh-11p5eer | MLI | New | CZ13 | cDXGF | SWHC013-02 | DEER2020 | D20v1 | 2020-11-09 | Cap-Tons | 1 |  | None | 82.5 | 0.0595 | 0 | 82.5 | 0.0595 | 0 | [6 empty] | DEER:HVAC_Split-Package_AC | Annual
Any | NE-HVAC-airAC-SpltPkg-240to759kBtuh-11p5eer | MLI | New | CZ14 | cDXGF | SWHC013-02 | DEER2020 | D20v1 | 2020-11-09 | Cap-Tons | 1 |  | None | 82 | 0.0555 | 0 | 82 | 0.0555 | 0 | [6 empty] | DEER:HVAC_Split-Package_AC | Annual
Any | NE-HVAC-airAC-SpltPkg-240to759kBtuh-11p5eer | MLI | New | CZ15 | cDXGF | SWHC013-02 | DEER2020 | D20v1 | 2020-11-09 | Cap-Tons | 1 |  | None | 140 | 0.0585 | 0 | 140 | 0.0585 | 0 | [6 empty] | DEER:HVAC_Split-Package_AC | Annual
Any | NE-HVAC-airAC-SpltPkg-240to759kBtuh-11p5eer | MLI | New | CZ16 | cDXGF | SWHC013-02 | DEER2020 | D20v1 | 2020-11-09 | Cap-Tons | 1 |  | None | 38.2 | 0.0368 | 0 | 38.2 | 0.0368 | 0 | [6 empty] | DEER:HVAC_Split-Package_AC | Annual
Any | NE-HVAC-airAC-SpltPkg-240to759kBtuh-11p5eer | Mtl | Ex | CZ01 | cDXGF | SWHC013-02 | DEER2020 | D20v1 | 2020-11-09 | Cap-Tons | 1 |  | None | 1020 | 0.109 | 24.1 | 13.7 | 0.017 | 0 | [6 empty] | DEER:HVAC_Split-Package_AC | Annual
Any | NE-HVAC-airAC-SpltPkg-240to759kBtuh-11p5eer | Mtl | Ex | CZ02 | cDXGF | SWHC013-02 | DEER2020 | D20v1 | 2020-11-09 | Cap-Tons | 1 |  | None | 985 | 0.099 | 24 | 116 | 0.124 | 0 | [6 empty] | DEER:HVAC_Split-Package_AC | Annual
Any | NE-HVAC-airAC-SpltPkg-240to759kBtuh-11p5eer | Mtl | Ex | CZ03 | cDXGF | SWHC013-02 | DEER2020 | D20v1 | 2020-11-09 | Cap-Tons | 1 |  | None | 1010 | 0.15 | 11 | 43.3 | 0.0575 | 0 | [6 empty] | DEER:HVAC_Split-Package_AC | Annual
Any | NE-HVAC-airAC-SpltPkg-240to759kBtuh-11p5eer | Mtl | Ex | CZ04 | cDXGF | SWHC013-02 | DEER2020 | D20v1 | 2020-11-09 | Cap-Tons | 1 |  | None | 965 | 0.123 | 17.2 | 130 | 0.106 | 0 | [6 empty] | DEER:HVAC_Split-Package_AC | Annual
Any | NE-HVAC-airAC-SpltPkg-240to759kBtuh-11p5eer | Mtl | Ex | CZ05 | cDXGF | SWHC013-02 | DEER2020 | D20v1 | 2020-11-09 | Cap-Tons | 1 |  | None | 950 | 0.123 | 13.1 | 44.9 | 0.0346 | 0 | [6 empty] | DEER:HVAC_Split-Package_AC | Annual
Any | NE-HVAC-airAC-SpltPkg-240to759kBtuh-11p5eer | Mtl | Ex | CZ06 | cDXGF | SWHC013-02 | DEER2020 | D20v1 | 2020-11-09 | Cap-Tons | 1 |  | None | 990 | 0.157 | 4.79 | 120 | 0.0705 | 0 | [6 empty] | DEER:HVAC_Split-Package_AC | Annual
Any | NE-HVAC-airAC-SpltPkg-240to759kBtuh-11p5eer | Mtl | Ex | CZ07 | cDXGF | SWHC013-02 | DEER2020 | D20v1 | 2020-11-09 | Cap-Tons | 1 |  | None | 945 | 0.149 | 1.6 | 108 | 0.058 | 0 | [6 empty] | DEER:HVAC_Split-Package_AC | Annual
Any | NE-HVAC-airAC-SpltPkg-240to759kBtuh-11p5eer | Mtl | Ex | CZ08 | cDXGF | SWHC013-02 | DEER2020 | D20v1 | 2020-11-09 | Cap-Tons | 1 |  | None | 925 | 0.131 | 6.15 | 189 | 0.092 | 0 | [6 empty] | DEER:HVAC_Split-Package_AC | Annual
Any | NE-HVAC-airAC-SpltPkg-240to759kBtuh-11p5eer | Mtl | Ex | CZ09 | cDXGF | SWHC013-02 | DEER2020 | D20v1 | 2020-11-09 | Cap-Tons | 1 |  | None | 990 | 0.13 | 5.5 | 169 | 0.111 | 0 | [6 empty] | DEER:HVAC_Split-Package_AC | Annual
Any | NE-HVAC-airAC-SpltPkg-240to759kBtuh-11p5eer | Mtl | Ex | CZ10 | cDXGF | SWHC013-02 | DEER2020 | D20v1 | 2020-11-09 | Cap-Tons | 1 |  | None | 1020 | 0.126 | 8.7 | 182 | 0.117 | 0 | [6 empty] | DEER:HVAC_Split-Package_AC | Annual
Any | NE-HVAC-airAC-SpltPkg-240to759kBtuh-11p5eer | Mtl | Ex | CZ11 | cDXGF | SWHC013-02 | DEER2020 | D20v1 | 2020-11-09 | Cap-Tons | 1 |  | None | 1070 | 0.115 | 13.4 | 188 | 0.135 | 0 | [6 empty] | DEER:HVAC_Split-Package_AC | Annual
Any | NE-HVAC-airAC-SpltPkg-240to759kBtuh-11p5eer | Mtl | Ex | CZ12 | cDXGF | SWHC013-02 | DEER2020 | D20v1 | 2020-11-09 | Cap-Tons | 1 |  | None | 1010 | 0.11 | 15.6 | 151 | 0.131 | 0 | [6 empty] | DEER:HVAC_Split-Package_AC | Annual
Any | NE-HVAC-airAC-SpltPkg-240to759kBtuh-11p5eer | Mtl | Ex | CZ13 | cDXGF | SWHC013-02 | DEER2020 | D20v1 | 2020-11-09 | Cap-Tons | 1 |  | None | 1060 | 0.138 | 12.1 | 197 | 0.119 | 0 | [6 empty] | DEER:HVAC_Split-Package_AC | Annual
Any | NE-HVAC-airAC-SpltPkg-240to759kBtuh-11p5eer | Mtl | Ex | CZ14 | cDXGF | SWHC013-02 | DEER2020 | D20v1 | 2020-11-09 | Cap-Tons | 1 |  | None | 1040 | 0.142 | 15.5 | 191 | 0.111 | 0 | [6 empty] | DEER:HVAC_Split-Package_AC | Annual
Any | NE-HVAC-airAC-SpltPkg-240to759kBtuh-11p5eer | Mtl | Ex | CZ15 | cDXGF | SWHC013-02 | DEER2020 | D20v1 | 2020-11-09 | Cap-Tons | 1 |  | None | 1170 | 0.168 | 1.48 | 304 | 0.114 | 0 | [6 empty] | DEER:HVAC_Split-Package_AC | Annual
Any | NE-HVAC-airAC-SpltPkg-240to759kBtuh-11p5eer | Mtl | Ex | CZ16 | cDXGF | SWHC013-02 | DEER2020 | D20v1 | 2020-11-09 | Cap-Tons | 1 |  | None | 950 | 0.143 | 28.4 | 72 | 0.066 | 0 | [6 empty] | DEER:HVAC_Split-Package_AC | Annual
Any | NE-HVAC-airAC-SpltPkg-240to759kBtuh-11p5eer | Mtl | New | CZ01 | cDXGF | SWHC013-02 | DEER2020 | D20v1 | 2020-11-09 | Cap-Tons | 1 |  | None | 13.2 | 0.0168 | 0 | 13.2 | 0.0168 | 0 | [6 empty] | DEER:HVAC_Split-Package_AC | Annual
Any | NE-HVAC-airAC-SpltPkg-240to759kBtuh-11p5eer | Mtl | New | CZ02 | cDXGF | SWHC013-02 | DEER2020 | D20v1 | 2020-11-09 | Cap-Tons | 1 |  | None | 120 | 0.125 | 0 | 120 | 0.125 | 0 | [6 empty] | DEER:HVAC_Split-Package_AC | Annual
Any | NE-HVAC-airAC-SpltPkg-240to759kBtuh-11p5eer | Mtl | New | CZ03 | cDXGF | SWHC013-02 | DEER2020 | D20v1 | 2020-11-09 | Cap-Tons | 1 |  | None | 43.6 | 0.0565 | 0 | 43.6 | 0.0565 | 0 | [6 empty] | DEER:HVAC_Split-Package_AC | Annual
Any | NE-HVAC-airAC-SpltPkg-240to759kBtuh-11p5eer | Mtl | New | CZ04 | cDXGF | SWHC013-02 | DEER2020 | D20v1 | 2020-11-09 | Cap-Tons | 1 |  | None | 134 | 0.107 | 0 | 134 | 0.107 | 0 | [6 empty] | DEER:HVAC_Split-Package_AC | Annual
Any | NE-HVAC-airAC-SpltPkg-240to759kBtuh-11p5eer | Mtl | New | CZ05 | cDXGF | SWHC013-02 | DEER2020 | D20v1 | 2020-11-09 | Cap-Tons | 1 |  | None | 44.5 | 0.0346 | 0 | 44.5 | 0.0346 | 0 | [6 empty] | DEER:HVAC_Split-Package_AC | Annual
Any | NE-HVAC-airAC-SpltPkg-240to759kBtuh-11p5eer | Mtl | New | CZ06 | cDXGF | SWHC013-02 | DEER2020 | D20v1 | 2020-11-09 | Cap-Tons | 1 |  | None | 116 | 0.069 | 0 | 116 | 0.069 | 0 | [6 empty] | DEER:HVAC_Split-Package_AC | Annual
Any | NE-HVAC-airAC-SpltPkg-240to759kBtuh-11p5eer | Mtl | New | CZ07 | cDXGF | SWHC013-02 | DEER2020 | D20v1 | 2020-11-09 | Cap-Tons | 1 |  | None | 104 | 0.0575 | 0 | 104 | 0.0575 | 0 | [6 empty] | DEER:HVAC_Split-Package_AC | Annual
Any | NE-HVAC-airAC-SpltPkg-240to759kBtuh-11p5eer | Mtl | New | CZ08 | cDXGF | SWHC013-02 | DEER2020 | D20v1 | 2020-11-09 | Cap-Tons | 1 |  | None | 188 | 0.092 | 0 | 188 | 0.092 | 0 | [6 empty] | DEER:HVAC_Split-Package_AC | Annual
Any | NE-HVAC-airAC-SpltPkg-240to759kBtuh-11p5eer | Mtl | New | CZ09 | cDXGF | SWHC013-02 | DEER2020 | D20v1 | 2020-11-09 | Cap-Tons | 1 |  | None | 164 | 0.111 | 0 | 164 | 0.111 | 0 | [6 empty] | DEER:HVAC_Split-Package_AC | Annual
Any | NE-HVAC-airAC-SpltPkg-240to759kBtuh-11p5eer | Mtl | New | CZ10 | cDXGF | SWHC013-02 | DEER2020 | D20v1 | 2020-11-09 | Cap-Tons | 1 |  | None | 184 | 0.119 | 0 | 184 | 0.119 | 0 | [6 empty] | DEER:HVAC_Split-Package_AC | Annual
Any | NE-HVAC-airAC-SpltPkg-240to759kBtuh-11p5eer | Mtl | New | CZ11 | cDXGF | SWHC013-02 | DEER2020 | D20v1 | 2020-11-09 | Cap-Tons | 1 |  | None | 191 | 0.136 | 0 | 191 | 0.136 | 0 | [6 empty] | DEER:HVAC_Split-Package_AC | Annual
Any | NE-HVAC-airAC-SpltPkg-240to759kBtuh-11p5eer | Mtl | New | CZ12 | cDXGF | SWHC013-02 | DEER2020 | D20v1 | 2020-11-09 | Cap-Tons | 1 |  | None | 153 | 0.132 | 0 | 153 | 0.132 | 0 | [6 empty] | DEER:HVAC_Split-Package_AC | Annual
Any | NE-HVAC-airAC-SpltPkg-240to759kBtuh-11p5eer | Mtl | New | CZ13 | cDXGF | SWHC013-02 | DEER2020 | D20v1 | 2020-11-09 | Cap-Tons | 1 |  | None | 199 | 0.119 | 0 | 199 | 0.119 | 0 | [6 empty] | DEER:HVAC_Split-Package_AC | Annual
Any | NE-HVAC-airAC-SpltPkg-240to759kBtuh-11p5eer | Mtl | New | CZ14 | cDXGF | SWHC013-02 | DEER2020 | D20v1 | 2020-11-09 | Cap-Tons | 1 |  | None | 193 | 0.111 | 0 | 193 | 0.111 | 0 | [6 empty] | DEER:HVAC_Split-Package_AC | Annual
Any | NE-HVAC-airAC-SpltPkg-240to759kBtuh-11p5eer | Mtl | New | CZ15 | cDXGF | SWHC013-02 | DEER2020 | D20v1 | 2020-11-09 | Cap-Tons | 1 |  | None | 304 | 0.113 | 0 | 304 | 0.113 | 0 | [6 empty] | DEER:HVAC_Split-Package_AC | Annual
Any | NE-HVAC-airAC-SpltPkg-240to759kBtuh-11p5eer | Mtl | New | CZ16 | cDXGF | SWHC013-02 | DEER2020 | D20v1 | 2020-11-09 | Cap-Tons | 1 |  | None | 71.5 | 0.0645 | 0 | 71.5 | 0.0645 | 0 | [6 empty] | DEER:HVAC_Split-Package_AC | Annual
Any | NE-HVAC-airAC-SpltPkg-240to759kBtuh-11p5eer | Nrs | Ex | CZ01 | cWtd | SWHC013-02 | DEER2020 | D20v1 | 2020-11-09 | Cap-Tons | 1 |  | None | 210 | 0.0449 | 1.88 | 22 | 0.0264 | 0 | [6 empty] | DEER:HVAC_Split-Package_AC | Annual
Any | NE-HVAC-airAC-SpltPkg-240to759kBtuh-11p5eer | Nrs | Ex | CZ02 | cWtd | SWHC013-02 | DEER2020 | D20v1 | 2020-11-09 | Cap-Tons | 1 |  | None | 275 | 0.0917 | 1.28 | 105 | 0.0799 | 0 | [6 empty] | DEER:HVAC_Split-Package_AC | Annual
Any | NE-HVAC-airAC-SpltPkg-240to759kBtuh-11p5eer | Nrs | Ex | CZ03 | cWtd | SWHC013-02 | DEER2020 | D20v1 | 2020-11-09 | Cap-Tons | 1 |  | None | 239 | 0.0658 | 0.527 | 78.4 | 0.0493 | 0 | [6 empty] | DEER:HVAC_Split-Package_AC | Annual
Any | NE-HVAC-airAC-SpltPkg-240to759kBtuh-11p5eer | Nrs | Ex | CZ04 | cWtd | SWHC013-02 | DEER2020 | D20v1 | 2020-11-09 | Cap-Tons | 1 |  | None | 296 | 0.0854 | 0.674 | 128 | 0.0718 | 0 | [6 empty] | DEER:HVAC_Split-Package_AC | Annual
Any | NE-HVAC-airAC-SpltPkg-240to759kBtuh-11p5eer | Nrs | Ex | CZ05 | cWtd | SWHC013-02 | DEER2020 | D20v1 | 2020-11-09 | Cap-Tons | 1 |  | None | 230 | 0.0511 | 1.39 | 75.2 | 0.0357 | 0 | [6 empty] | DEER:HVAC_Split-Package_AC | Annual
Any | NE-HVAC-airAC-SpltPkg-240to759kBtuh-11p5eer | Nrs | Ex | CZ06 | cWtd | SWHC013-02 | DEER2020 | D20v1 | 2020-11-09 | Cap-Tons | 1 |  | None | 329 | 0.0771 | 0.174 | 158 | 0.0617 | 0 | [6 empty] | DEER:HVAC_Split-Package_AC | Annual
Any | NE-HVAC-airAC-SpltPkg-240to759kBtuh-11p5eer | Nrs | Ex | CZ07 | cWtd | SWHC013-02 | DEER2020 | D20v1 | 2020-11-09 | Cap-Tons | 1 |  | None | 314 | 0.0666 | 0.297 | 163 | 0.0513 | 0 | [6 empty] | DEER:HVAC_Split-Package_AC | Annual
Any | NE-HVAC-airAC-SpltPkg-240to759kBtuh-11p5eer | Nrs | Ex | CZ08 | cWtd | SWHC013-02 | DEER2020 | D20v1 | 2020-11-09 | Cap-Tons | 1 |  | None | 349 | 0.0784 | 0.0728 | 181 | 0.0623 | 0 | [6 empty] | DEER:HVAC_Split-Package_AC | Annual
Any | NE-HVAC-airAC-SpltPkg-240to759kBtuh-11p5eer | Nrs | Ex | CZ09 | cWtd | SWHC013-02 | DEER2020 | D20v1 | 2020-11-09 | Cap-Tons | 1 |  | None | 350 | 0.0983 | 0.195 | 186 | 0.0899 | 0 | [6 empty] | DEER:HVAC_Split-Package_AC | Annual
Any | NE-HVAC-airAC-SpltPkg-240to759kBtuh-11p5eer | Nrs | Ex | CZ10 | cWtd | SWHC013-02 | DEER2020 | D20v1 | 2020-11-09 | Cap-Tons | 1 |  | None | 344 | 0.0981 | 0.438 | 186 | 0.0883 | 0 | [6 empty] | DEER:HVAC_Split-Package_AC | Annual
Any | NE-HVAC-airAC-SpltPkg-240to759kBtuh-11p5eer | Nrs | Ex | CZ11 | cWtd | SWHC013-02 | DEER2020 | D20v1 | 2020-11-09 | Cap-Tons | 1 |  | None | 335 | 0.104 | 1.48 | 187 | 0.104 | 0 | [6 empty] | DEER:HVAC_Split-Package_AC | Annual
Any | NE-HVAC-airAC-SpltPkg-240to759kBtuh-11p5eer | Nrs | Ex | CZ12 | cWtd | SWHC013-02 | DEER2020 | D20v1 | 2020-11-09 | Cap-Tons | 1 |  | None | 315 | 0.103 | 0.993 | 149 | 0.0961 | 0 | [6 empty] | DEER:HVAC_Split-Package_AC | Annual
Any | NE-HVAC-airAC-SpltPkg-240to759kBtuh-11p5eer | Nrs | Ex | CZ13 | cWtd | SWHC013-02 | DEER2020 | D20v1 | 2020-11-09 | Cap-Tons | 1 |  | None | 357 | 0.104 | 0.968 | 195 | 0.0963 | 0 | [6 empty] | DEER:HVAC_Split-Package_AC | Annual
Any | NE-HVAC-airAC-SpltPkg-240to759kBtuh-11p5eer | Nrs | Ex | CZ14 | cWtd | SWHC013-02 | DEER2020 | D20v1 | 2020-11-09 | Cap-Tons | 1 |  | None | 328 | 0.0937 | 1.65 | 188 | 0.0865 | 0 | [6 empty] | DEER:HVAC_Split-Package_AC | Annual
Any | NE-HVAC-airAC-SpltPkg-240to759kBtuh-11p5eer | Nrs | Ex | CZ15 | cWtd | SWHC013-02 | DEER2020 | D20v1 | 2020-11-09 | Cap-Tons | 1 |  | None | 451 | 0.111 | 0.309 | 335 | 0.107 | 0 | [6 empty] | DEER:HVAC_Split-Package_AC | Annual
Any | NE-HVAC-airAC-SpltPkg-240to759kBtuh-11p5eer | Nrs | Ex | CZ16 | cWtd | SWHC013-02 | DEER2020 | D20v1 | 2020-11-09 | Cap-Tons | 1 |  | None | 252 | 0.0721 | 3.04 | 86.8 | 0.0556 | 0 | [6 empty] | DEER:HVAC_Split-Package_AC | Annual
Any | NE-HVAC-airAC-SpltPkg-240to759kBtuh-11p5eer | Nrs | New | CZ01 | cWtd | SWHC013-02 | DEER2020 | D20v1 | 2020-11-09 | Cap-Tons | 1 |  | None | 17.4 | 0.0246 | 0 | 17.4 | 0.0246 | 0 | [6 empty] | DEER:HVAC_Split-Package_AC | Annual
Any | NE-HVAC-airAC-SpltPkg-240to759kBtuh-11p5eer | Nrs | New | CZ02 | cWtd | SWHC013-02 | DEER2020 | D20v1 | 2020-11-09 | Cap-Tons | 1 |  | None | 93.5 | 0.0729 | 0 | 93.5 | 0.0729 | 0 | [6 empty] | DEER:HVAC_Split-Package_AC | Annual
Any | NE-HVAC-airAC-SpltPkg-240to759kBtuh-11p5eer | Nrs | New | CZ03 | cWtd | SWHC013-02 | DEER2020 | D20v1 | 2020-11-09 | Cap-Tons | 1 |  | None | 67.9 | 0.0432 | 0 | 67.9 | 0.0432 | 0 | [6 empty] | DEER:HVAC_Split-Package_AC | Annual
Any | NE-HVAC-airAC-SpltPkg-240to759kBtuh-11p5eer | Nrs | New | CZ04 | cWtd | SWHC013-02 | DEER2020 | D20v1 | 2020-11-09 | Cap-Tons | 1 |  | None | 114 | 0.0644 | 0 | 114 | 0.0644 | 0 | [6 empty] | DEER:HVAC_Split-Package_AC | Annual
Any | NE-HVAC-airAC-SpltPkg-240to759kBtuh-11p5eer | Nrs | New | CZ05 | cWtd | SWHC013-02 | DEER2020 | D20v1 | 2020-11-09 | Cap-Tons | 1 |  | None | 64.1 | 0.0318 | 0 | 64.1 | 0.0318 | 0 | [6 empty] | DEER:HVAC_Split-Package_AC | Annual
Any | NE-HVAC-airAC-SpltPkg-240to759kBtuh-11p5eer | Nrs | New | CZ06 | cWtd | SWHC013-02 | DEER2020 | D20v1 | 2020-11-09 | Cap-Tons | 1 |  | None | 143 | 0.0555 | 0 | 143 | 0.0555 | 0 | [6 empty] | DEER:HVAC_Split-Package_AC | Annual
Any | NE-HVAC-airAC-SpltPkg-240to759kBtuh-11p5eer | Nrs | New | CZ07 | cWtd | SWHC013-02 | DEER2020 | D20v1 | 2020-11-09 | Cap-Tons | 1 |  | None | 148 | 0.0459 | 0 | 148 | 0.0459 | 0 | [6 empty] | DEER:HVAC_Split-Package_AC | Annual
Any | NE-HVAC-airAC-SpltPkg-240to759kBtuh-11p5eer | Nrs | New | CZ08 | cWtd | SWHC013-02 | DEER2020 | D20v1 | 2020-11-09 | Cap-Tons | 1 |  | None | 164 | 0.0567 | 0 | 164 | 0.0567 | 0 | [6 empty] | DEER:HVAC_Split-Package_AC | Annual
Any | NE-HVAC-airAC-SpltPkg-240to759kBtuh-11p5eer | Nrs | New | CZ09 | cWtd | SWHC013-02 | DEER2020 | D20v1 | 2020-11-09 | Cap-Tons | 1 |  | None | 169 | 0.0817 | 0 | 169 | 0.0817 | 0 | [6 empty] | DEER:HVAC_Split-Package_AC | Annual
Any | NE-HVAC-airAC-SpltPkg-240to759kBtuh-11p5eer | Nrs | New | CZ10 | cWtd | SWHC013-02 | DEER2020 | D20v1 | 2020-11-09 | Cap-Tons | 1 |  | None | 172 | 0.0814 | 0 | 172 | 0.0814 | 0 | [6 empty] | DEER:HVAC_Split-Package_AC | Annual
Any | NE-HVAC-airAC-SpltPkg-240to759kBtuh-11p5eer | Nrs | New | CZ11 | cWtd | SWHC013-02 | DEER2020 | D20v1 | 2020-11-09 | Cap-Tons | 1 |  | None | 171 | 0.094 | 0 | 171 | 0.094 | 0 | [6 empty] | DEER:HVAC_Split-Package_AC | Annual
Any | NE-HVAC-airAC-SpltPkg-240to759kBtuh-11p5eer | Nrs | New | CZ12 | cWtd | SWHC013-02 | DEER2020 | D20v1 | 2020-11-09 | Cap-Tons | 1 |  | None | 136 | 0.0882 | 0 | 136 | 0.0882 | 0 | [6 empty] | DEER:HVAC_Split-Package_AC | Annual
Any | NE-HVAC-airAC-SpltPkg-240to759kBtuh-11p5eer | Nrs | New | CZ13 | cWtd | SWHC013-02 | DEER2020 | D20v1 | 2020-11-09 | Cap-Tons | 1 |  | None | 180 | 0.0887 | 0 | 180 | 0.0887 | 0 | [6 empty] | DEER:HVAC_Split-Package_AC | Annual
Any | NE-HVAC-airAC-SpltPkg-240to759kBtuh-11p5eer | Nrs | New | CZ14 | cWtd | SWHC013-02 | DEER2020 | D20v1 | 2020-11-09 | Cap-Tons | 1 |  | None | 172 | 0.0797 | 0 | 172 | 0.0797 | 0 | [6 empty] | DEER:HVAC_Split-Package_AC | Annual
Any | NE-HVAC-airAC-SpltPkg-240to759kBtuh-11p5eer | Nrs | New | CZ15 | cWtd | SWHC013-02 | DEER2020 | D20v1 | 2020-11-09 | Cap-Tons | 1 |  | None | 314 | 0.0992 | 0 | 314 | 0.0992 | 0 | [6 empty] | DEER:HVAC_Split-Package_AC | Annual
Any | NE-HVAC-airAC-SpltPkg-240to759kBtuh-11p5eer | Nrs | New | CZ16 | cWtd | SWHC013-02 | DEER2020 | D20v1 | 2020-11-09 | Cap-Tons | 1 |  | None | 80.1 | 0.0505 | 0 | 80.1 | 0.0505 | 0 | [6 empty] | DEER:HVAC_Split-Package_AC | Annual
Any | NE-HVAC-airAC-SpltPkg-240to759kBtuh-11p5eer | OfL | Ex | CZ01 | cWtd | SWHC013-02 | DEER2020 | D20v1 | 2020-11-09 | Cap-Tons | 1 |  | None | 109 | 0.027 | 0.404 | 36 | 0.0227 | 0 | [6 empty] | DEER:HVAC_Split-Package_AC | Annual
Any | NE-HVAC-airAC-SpltPkg-240to759kBtuh-11p5eer | OfL | Ex | CZ02 | cWtd | SWHC013-02 | DEER2020 | D20v1 | 2020-11-09 | Cap-Tons | 1 |  | None | 159 | 0.0682 | 0.268 | 108 | 0.0735 | 0 | [6 empty] | DEER:HVAC_Split-Package_AC | Annual
Any | NE-HVAC-airAC-SpltPkg-240to759kBtuh-11p5eer | OfL | Ex | CZ03 | cWtd | SWHC013-02 | DEER2020 | D20v1 | 2020-11-09 | Cap-Tons | 1 |  | None | 140 | 0.0495 | 0.0941 | 81 | 0.0453 | 0 | [6 empty] | DEER:HVAC_Split-Package_AC | Annual
Any | NE-HVAC-airAC-SpltPkg-240to759kBtuh-11p5eer | OfL | Ex | CZ04 | cWtd | SWHC013-02 | DEER2020 | D20v1 | 2020-11-09 | Cap-Tons | 1 |  | None | 166 | 0.0533 | 0.131 | 117 | 0.0557 | 0 | [6 empty] | DEER:HVAC_Split-Package_AC | Annual
Any | NE-HVAC-airAC-SpltPkg-240to759kBtuh-11p5eer | OfL | Ex | CZ05 | cWtd | SWHC013-02 | DEER2020 | D20v1 | 2020-11-09 | Cap-Tons | 1 |  | None | 145 | 0.0356 | 0.109 | 87.4 | 0.0301 | 0 | [6 empty] | DEER:HVAC_Split-Package_AC | Annual
Any | NE-HVAC-airAC-SpltPkg-240to759kBtuh-11p5eer | OfL | Ex | CZ06 | cWtd | SWHC013-02 | DEER2020 | D20v1 | 2020-11-09 | Cap-Tons | 1 |  | None | 200 | 0.0504 | 0.0165 | 145 | 0.0466 | 0 | [6 empty] | DEER:HVAC_Split-Package_AC | Annual
Any | NE-HVAC-airAC-SpltPkg-240to759kBtuh-11p5eer | OfL | Ex | CZ07 | cWtd | SWHC013-02 | DEER2020 | D20v1 | 2020-11-09 | Cap-Tons | 1 |  | None | 189 | 0.0436 | 0.00894 | 136 | 0.0388 | 0 | [6 empty] | DEER:HVAC_Split-Package_AC | Annual
Any | NE-HVAC-airAC-SpltPkg-240to759kBtuh-11p5eer | OfL | Ex | CZ08 | cWtd | SWHC013-02 | DEER2020 | D20v1 | 2020-11-09 | Cap-Tons | 1 |  | None | 197 | 0.0439 | 0.0247 | 154 | 0.0427 | 0 | [6 empty] | DEER:HVAC_Split-Package_AC | Annual
Any | NE-HVAC-airAC-SpltPkg-240to759kBtuh-11p5eer | OfL | Ex | CZ09 | cWtd | SWHC013-02 | DEER2020 | D20v1 | 2020-11-09 | Cap-Tons | 1 |  | None | 188 | 0.0551 | 0.0228 | 137 | 0.0569 | 0 | [6 empty] | DEER:HVAC_Split-Package_AC | Annual
Any | NE-HVAC-airAC-SpltPkg-240to759kBtuh-11p5eer | OfL | Ex | CZ10 | cWtd | SWHC013-02 | DEER2020 | D20v1 | 2020-11-09 | Cap-Tons | 1 |  | None | 199 | 0.0536 | 0.0451 | 154 | 0.0578 | 0 | [6 empty] | DEER:HVAC_Split-Package_AC | Annual
Any | NE-HVAC-airAC-SpltPkg-240to759kBtuh-11p5eer | OfL | Ex | CZ11 | cWtd | SWHC013-02 | DEER2020 | D20v1 | 2020-11-09 | Cap-Tons | 1 |  | None | 194 | 0.0746 | 0.15 | 142 | 0.0787 | 0 | [6 empty] | DEER:HVAC_Split-Package_AC | Annual
Any | NE-HVAC-airAC-SpltPkg-240to759kBtuh-11p5eer | OfL | Ex | CZ12 | cWtd | SWHC013-02 | DEER2020 | D20v1 | 2020-11-09 | Cap-Tons | 1 |  | None | 178 | 0.0713 | 0.172 | 125 | 0.0756 | 0 | [6 empty] | DEER:HVAC_Split-Package_AC | Annual
Any | NE-HVAC-airAC-SpltPkg-240to759kBtuh-11p5eer | OfL | Ex | CZ13 | cWtd | SWHC013-02 | DEER2020 | D20v1 | 2020-11-09 | Cap-Tons | 1 |  | None | 197 | 0.0597 | 0.132 | 146 | 0.0609 | 0 | [6 empty] | DEER:HVAC_Split-Package_AC | Annual
Any | NE-HVAC-airAC-SpltPkg-240to759kBtuh-11p5eer | OfL | Ex | CZ14 | cWtd | SWHC013-02 | DEER2020 | D20v1 | 2020-11-09 | Cap-Tons | 1 |  | None | 197 | 0.0599 | 0.165 | 146 | 0.0603 | 0 | [6 empty] | DEER:HVAC_Split-Package_AC | Annual
Any | NE-HVAC-airAC-SpltPkg-240to759kBtuh-11p5eer | OfL | Ex | CZ15 | cWtd | SWHC013-02 | DEER2020 | D20v1 | 2020-11-09 | Cap-Tons | 1 |  | None | 264 | 0.0604 | 0.00348 | 217 | 0.0598 | 0 | [6 empty] | DEER:HVAC_Split-Package_AC | Annual
Any | NE-HVAC-airAC-SpltPkg-240to759kBtuh-11p5eer | OfL | Ex | CZ16 | cWtd | SWHC013-02 | DEER2020 | D20v1 | 2020-11-09 | Cap-Tons | 1 |  | None | 141 | 0.0596 | 0.789 | 80.8 | 0.0556 | 0 | [6 empty] | DEER:HVAC_Split-Package_AC | Annual
Any | NE-HVAC-airAC-SpltPkg-240to759kBtuh-11p5eer | OfL | New | CZ01 | cWtd | SWHC013-02 | DEER2020 | D20v1 | 2020-11-09 | Cap-Tons | 1 |  | None | 32 | 0.0208 | 0 | 32 | 0.0208 | 0 | [6 empty] | DEER:HVAC_Split-Package_AC | Annual
Any | NE-HVAC-airAC-SpltPkg-240to759kBtuh-11p5eer | OfL | New | CZ02 | cWtd | SWHC013-02 | DEER2020 | D20v1 | 2020-11-09 | Cap-Tons | 1 |  | None | 101 | 0.0693 | 0 | 101 | 0.0693 | 0 | [6 empty] | DEER:HVAC_Split-Package_AC | Annual
Any | NE-HVAC-airAC-SpltPkg-240to759kBtuh-11p5eer | OfL | New | CZ03 | cWtd | SWHC013-02 | DEER2020 | D20v1 | 2020-11-09 | Cap-Tons | 1 |  | None | 76.7 | 0.0392 | 0 | 76.7 | 0.0392 | 0 | [6 empty] | DEER:HVAC_Split-Package_AC | Annual
Any | NE-HVAC-airAC-SpltPkg-240to759kBtuh-11p5eer | OfL | New | CZ04 | cWtd | SWHC013-02 | DEER2020 | D20v1 | 2020-11-09 | Cap-Tons | 1 |  | None | 112 | 0.0506 | 0 | 112 | 0.0506 | 0 | [6 empty] | DEER:HVAC_Split-Package_AC | Annual
Any | NE-HVAC-airAC-SpltPkg-240to759kBtuh-11p5eer | OfL | New | CZ05 | cWtd | SWHC013-02 | DEER2020 | D20v1 | 2020-11-09 | Cap-Tons | 1 |  | None | 83.8 | 0.0299 | 0 | 83.8 | 0.0299 | 0 | [6 empty] | DEER:HVAC_Split-Package_AC | Annual
Any | NE-HVAC-airAC-SpltPkg-240to759kBtuh-11p5eer | OfL | New | CZ06 | cWtd | SWHC013-02 | DEER2020 | D20v1 | 2020-11-09 | Cap-Tons | 1 |  | None | 141 | 0.0439 | 0 | 141 | 0.0439 | 0 | [6 empty] | DEER:HVAC_Split-Package_AC | Annual
Any | NE-HVAC-airAC-SpltPkg-240to759kBtuh-11p5eer | OfL | New | CZ07 | cWtd | SWHC013-02 | DEER2020 | D20v1 | 2020-11-09 | Cap-Tons | 1 |  | None | 132 | 0.0383 | 0 | 132 | 0.0383 | 0 | [6 empty] | DEER:HVAC_Split-Package_AC | Annual
Any | NE-HVAC-airAC-SpltPkg-240to759kBtuh-11p5eer | OfL | New | CZ08 | cWtd | SWHC013-02 | DEER2020 | D20v1 | 2020-11-09 | Cap-Tons | 1 |  | None | 148 | 0.0418 | 0 | 148 | 0.0418 | 0 | [6 empty] | DEER:HVAC_Split-Package_AC | Annual
Any | NE-HVAC-airAC-SpltPkg-240to759kBtuh-11p5eer | OfL | New | CZ09 | cWtd | SWHC013-02 | DEER2020 | D20v1 | 2020-11-09 | Cap-Tons | 1 |  | None | 131 | 0.0527 | 0 | 131 | 0.0527 | 0 | [6 empty] | DEER:HVAC_Split-Package_AC | Annual
Any | NE-HVAC-airAC-SpltPkg-240to759kBtuh-11p5eer | OfL | New | CZ10 | cWtd | SWHC013-02 | DEER2020 | D20v1 | 2020-11-09 | Cap-Tons | 1 |  | None | 146 | 0.0566 | 0 | 146 | 0.0566 | 0 | [6 empty] | DEER:HVAC_Split-Package_AC | Annual
Any | NE-HVAC-airAC-SpltPkg-240to759kBtuh-11p5eer | OfL | New | CZ11 | cWtd | SWHC013-02 | DEER2020 | D20v1 | 2020-11-09 | Cap-Tons | 1 |  | None | 136 | 0.0764 | 0 | 136 | 0.0764 | 0 | [6 empty] | DEER:HVAC_Split-Package_AC | Annual
Any | NE-HVAC-airAC-SpltPkg-240to759kBtuh-11p5eer | OfL | New | CZ12 | cWtd | SWHC013-02 | DEER2020 | D20v1 | 2020-11-09 | Cap-Tons | 1 |  | None | 119 | 0.0734 | 0 | 119 | 0.0734 | 0 | [6 empty] | DEER:HVAC_Split-Package_AC | Annual
Any | NE-HVAC-airAC-SpltPkg-240to759kBtuh-11p5eer | OfL | New | CZ13 | cWtd | SWHC013-02 | DEER2020 | D20v1 | 2020-11-09 | Cap-Tons | 1 |  | None | 141 | 0.0603 | 0 | 141 | 0.0603 | 0 | [6 empty] | DEER:HVAC_Split-Package_AC | Annual
Any | NE-HVAC-airAC-SpltPkg-240to759kBtuh-11p5eer | OfL | New | CZ14 | cWtd | SWHC013-02 | DEER2020 | D20v1 | 2020-11-09 | Cap-Tons | 1 |  | None | 140 | 0.0598 | 0 | 140 | 0.0598 | 0 | [6 empty] | DEER:HVAC_Split-Package_AC | Annual
Any | NE-HVAC-airAC-SpltPkg-240to759kBtuh-11p5eer | OfL | New | CZ15 | cWtd | SWHC013-02 | DEER2020 | D20v1 | 2020-11-09 | Cap-Tons | 1 |  | None | 210 | 0.0586 | 0 | 210 | 0.0586 | 0 | [6 empty] | DEER:HVAC_Split-Package_AC | Annual
Any | NE-HVAC-airAC-SpltPkg-240to759kBtuh-11p5eer | OfL | New | CZ16 | cWtd | SWHC013-02 | DEER2020 | D20v1 | 2020-11-09 | Cap-Tons | 1 |  | None | 76 | 0.0539 | 0 | 76 | 0.0539 | 0 | [6 empty] | DEER:HVAC_Split-Package_AC | Annual
Any | NE-HVAC-airAC-SpltPkg-240to759kBtuh-11p5eer | OfS | Ex | CZ01 | cWtd | SWHC013-02 | DEER2020 | D20v1 | 2020-11-09 | Cap-Tons | 1 |  | None | 101 | 0.026 | 0.437 | 31.2 | 0.021 | 0 | [6 empty] | DEER:HVAC_Split-Package_AC | Annual
Any | NE-HVAC-airAC-SpltPkg-240to759kBtuh-11p5eer | OfS | Ex | CZ02 | cWtd | SWHC013-02 | DEER2020 | D20v1 | 2020-11-09 | Cap-Tons | 1 |  | None | 159 | 0.0727 | 0.321 | 105 | 0.0766 | 0 | [6 empty] | DEER:HVAC_Split-Package_AC | Annual
Any | NE-HVAC-airAC-SpltPkg-240to759kBtuh-11p5eer | OfS | Ex | CZ03 | cWtd | SWHC013-02 | DEER2020 | D20v1 | 2020-11-09 | Cap-Tons | 1 |  | None | 133 | 0.0502 | 0.023 | 73.8 | 0.0461 | 0 | [6 empty] | DEER:HVAC_Split-Package_AC | Annual
Any | NE-HVAC-airAC-SpltPkg-240to759kBtuh-11p5eer | OfS | Ex | CZ04 | cWtd | SWHC013-02 | DEER2020 | D20v1 | 2020-11-09 | Cap-Tons | 1 |  | None | 165 | 0.0571 | 0.0682 | 112 | 0.0579 | 0 | [6 empty] | DEER:HVAC_Split-Package_AC | Annual
Any | NE-HVAC-airAC-SpltPkg-240to759kBtuh-11p5eer | OfS | Ex | CZ05 | cWtd | SWHC013-02 | DEER2020 | D20v1 | 2020-11-09 | Cap-Tons | 1 |  | None | 139 | 0.0335 | 0.0483 | 80.1 | 0.0279 | 0 | [6 empty] | DEER:HVAC_Split-Package_AC | Annual
Any | NE-HVAC-airAC-SpltPkg-240to759kBtuh-11p5eer | OfS | Ex | CZ06 | cWtd | SWHC013-02 | DEER2020 | D20v1 | 2020-11-09 | Cap-Tons | 1 |  | None | 190 | 0.0502 | -0.029 | 134 | 0.0472 | 0 | [6 empty] | DEER:HVAC_Split-Package_AC | Annual
Any | NE-HVAC-airAC-SpltPkg-240to759kBtuh-11p5eer | OfS | Ex | CZ07 | cWtd | SWHC013-02 | DEER2020 | D20v1 | 2020-11-09 | Cap-Tons | 1 |  | None | 180 | 0.0426 | -0.0167 | 126 | 0.038 | 0 | [6 empty] | DEER:HVAC_Split-Package_AC | Annual
Any | NE-HVAC-airAC-SpltPkg-240to759kBtuh-11p5eer | OfS | Ex | CZ08 | cWtd | SWHC013-02 | DEER2020 | D20v1 | 2020-11-09 | Cap-Tons | 1 |  | None | 193 | 0.044 | -0.00994 | 145 | 0.0424 | 0 | [6 empty] | DEER:HVAC_Split-Package_AC | Annual
Any | NE-HVAC-airAC-SpltPkg-240to759kBtuh-11p5eer | OfS | Ex | CZ09 | cWtd | SWHC013-02 | DEER2020 | D20v1 | 2020-11-09 | Cap-Tons | 1 |  | None | 187 | 0.0575 | -0.0369 | 132 | 0.0588 | 0 | [6 empty] | DEER:HVAC_Split-Package_AC | Annual
Any | NE-HVAC-airAC-SpltPkg-240to759kBtuh-11p5eer | OfS | Ex | CZ10 | cWtd | SWHC013-02 | DEER2020 | D20v1 | 2020-11-09 | Cap-Tons | 1 |  | None | 198 | 0.0558 | 0.0313 | 147 | 0.0592 | 0 | [6 empty] | DEER:HVAC_Split-Package_AC | Annual
Any | NE-HVAC-airAC-SpltPkg-240to759kBtuh-11p5eer | OfS | Ex | CZ11 | cWtd | SWHC013-02 | DEER2020 | D20v1 | 2020-11-09 | Cap-Tons | 1 |  | None | 197 | 0.079 | 0.099 | 142 | 0.0829 | 0 | [6 empty] | DEER:HVAC_Split-Package_AC | Annual
Any | NE-HVAC-airAC-SpltPkg-240to759kBtuh-11p5eer | OfS | Ex | CZ12 | cWtd | SWHC013-02 | DEER2020 | D20v1 | 2020-11-09 | Cap-Tons | 1 |  | None | 178 | 0.0746 | 0.142 | 123 | 0.0781 | 0 | [6 empty] | DEER:HVAC_Split-Package_AC | Annual
Any | NE-HVAC-airAC-SpltPkg-240to759kBtuh-11p5eer | OfS | Ex | CZ13 | cWtd | SWHC013-02 | DEER2020 | D20v1 | 2020-11-09 | Cap-Tons | 1 |  | None | 200 | 0.0657 | 0.0861 | 146 | 0.0667 | 0 | [6 empty] | DEER:HVAC_Split-Package_AC | Annual
Any | NE-HVAC-airAC-SpltPkg-240to759kBtuh-11p5eer | OfS | Ex | CZ14 | cWtd | SWHC013-02 | DEER2020 | D20v1 | 2020-11-09 | Cap-Tons | 1 |  | None | 199 | 0.0618 | 0.131 | 144 | 0.0624 | 0 | [6 empty] | DEER:HVAC_Split-Package_AC | Annual
Any | NE-HVAC-airAC-SpltPkg-240to759kBtuh-11p5eer | OfS | Ex | CZ15 | cWtd | SWHC013-02 | DEER2020 | D20v1 | 2020-11-09 | Cap-Tons | 1 |  | None | 268 | 0.0694 | -0.0245 | 221 | 0.0697 | 0 | [6 empty] | DEER:HVAC_Split-Package_AC | Annual
Any | NE-HVAC-airAC-SpltPkg-240to759kBtuh-11p5eer | OfS | Ex | CZ16 | cWtd | SWHC013-02 | DEER2020 | D20v1 | 2020-11-09 | Cap-Tons | 1 |  | None | 144 | 0.0624 | 0.9 | 80.6 | 0.059 | 0 | [6 empty] | DEER:HVAC_Split-Package_AC | Annual
Any | NE-HVAC-airAC-SpltPkg-240to759kBtuh-11p5eer | OfS | New | CZ01 | cWtd | SWHC013-02 | DEER2020 | D20v1 | 2020-11-09 | Cap-Tons | 1 |  | None | 27.3 | 0.0193 | 0 | 27.3 | 0.0193 | 0 | [6 empty] | DEER:HVAC_Split-Package_AC | Annual
Any | NE-HVAC-airAC-SpltPkg-240to759kBtuh-11p5eer | OfS | New | CZ02 | cWtd | SWHC013-02 | DEER2020 | D20v1 | 2020-11-09 | Cap-Tons | 1 |  | None | 98.8 | 0.0697 | 0 | 98.8 | 0.0697 | 0 | [6 empty] | DEER:HVAC_Split-Package_AC | Annual
Any | NE-HVAC-airAC-SpltPkg-240to759kBtuh-11p5eer | OfS | New | CZ03 | cWtd | SWHC013-02 | DEER2020 | D20v1 | 2020-11-09 | Cap-Tons | 1 |  | None | 71 | 0.0423 | 0 | 71 | 0.0423 | 0 | [6 empty] | DEER:HVAC_Split-Package_AC | Annual
Any | NE-HVAC-airAC-SpltPkg-240to759kBtuh-11p5eer | OfS | New | CZ04 | cWtd | SWHC013-02 | DEER2020 | D20v1 | 2020-11-09 | Cap-Tons | 1 |  | None | 108 | 0.0545 | 0 | 108 | 0.0545 | 0 | [6 empty] | DEER:HVAC_Split-Package_AC | Annual
Any | NE-HVAC-airAC-SpltPkg-240to759kBtuh-11p5eer | OfS | New | CZ05 | cWtd | SWHC013-02 | DEER2020 | D20v1 | 2020-11-09 | Cap-Tons | 1 |  | None | 76.5 | 0.0282 | 0 | 76.5 | 0.0282 | 0 | [6 empty] | DEER:HVAC_Split-Package_AC | Annual
Any | NE-HVAC-airAC-SpltPkg-240to759kBtuh-11p5eer | OfS | New | CZ06 | cWtd | SWHC013-02 | DEER2020 | D20v1 | 2020-11-09 | Cap-Tons | 1 |  | None | 131 | 0.0446 | 0 | 131 | 0.0446 | 0 | [6 empty] | DEER:HVAC_Split-Package_AC | Annual
Any | NE-HVAC-airAC-SpltPkg-240to759kBtuh-11p5eer | OfS | New | CZ07 | cWtd | SWHC013-02 | DEER2020 | D20v1 | 2020-11-09 | Cap-Tons | 1 |  | None | 123 | 0.0379 | 0 | 123 | 0.0379 | 0 | [6 empty] | DEER:HVAC_Split-Package_AC | Annual
Any | NE-HVAC-airAC-SpltPkg-240to759kBtuh-11p5eer | OfS | New | CZ08 | cWtd | SWHC013-02 | DEER2020 | D20v1 | 2020-11-09 | Cap-Tons | 1 |  | None | 138 | 0.0409 | 0 | 138 | 0.0409 | 0 | [6 empty] | DEER:HVAC_Split-Package_AC | Annual
Any | NE-HVAC-airAC-SpltPkg-240to759kBtuh-11p5eer | OfS | New | CZ09 | cWtd | SWHC013-02 | DEER2020 | D20v1 | 2020-11-09 | Cap-Tons | 1 |  | None | 126 | 0.0525 | 0 | 126 | 0.0525 | 0 | [6 empty] | DEER:HVAC_Split-Package_AC | Annual
Any | NE-HVAC-airAC-SpltPkg-240to759kBtuh-11p5eer | OfS | New | CZ10 | cWtd | SWHC013-02 | DEER2020 | D20v1 | 2020-11-09 | Cap-Tons | 1 |  | None | 140 | 0.0562 | 0 | 140 | 0.0562 | 0 | [6 empty] | DEER:HVAC_Split-Package_AC | Annual
Any | NE-HVAC-airAC-SpltPkg-240to759kBtuh-11p5eer | OfS | New | CZ11 | cWtd | SWHC013-02 | DEER2020 | D20v1 | 2020-11-09 | Cap-Tons | 1 |  | None | 135 | 0.0769 | 0 | 135 | 0.0769 | 0 | [6 empty] | DEER:HVAC_Split-Package_AC | Annual
Any | NE-HVAC-airAC-SpltPkg-240to759kBtuh-11p5eer | OfS | New | CZ12 | cWtd | SWHC013-02 | DEER2020 | D20v1 | 2020-11-09 | Cap-Tons | 1 |  | None | 116 | 0.0745 | 0 | 116 | 0.0745 | 0 | [6 empty] | DEER:HVAC_Split-Package_AC | Annual
Any | NE-HVAC-airAC-SpltPkg-240to759kBtuh-11p5eer | OfS | New | CZ13 | cWtd | SWHC013-02 | DEER2020 | D20v1 | 2020-11-09 | Cap-Tons | 1 |  | None | 139 | 0.0611 | 0 | 139 | 0.0611 | 0 | [6 empty] | DEER:HVAC_Split-Package_AC | Annual
Any | NE-HVAC-airAC-SpltPkg-240to759kBtuh-11p5eer | OfS | New | CZ14 | cWtd | SWHC013-02 | DEER2020 | D20v1 | 2020-11-09 | Cap-Tons | 1 |  | None | 137 | 0.0585 | 0 | 137 | 0.0585 | 0 | [6 empty] | DEER:HVAC_Split-Package_AC | Annual
Any | NE-HVAC-airAC-SpltPkg-240to759kBtuh-11p5eer | OfS | New | CZ15 | cWtd | SWHC013-02 | DEER2020 | D20v1 | 2020-11-09 | Cap-Tons | 1 |  | None | 211 | 0.0588 | 0 | 211 | 0.0588 | 0 | [6 empty] | DEER:HVAC_Split-Package_AC | Annual
Any | NE-HVAC-airAC-SpltPkg-240to759kBtuh-11p5eer | OfS | New | CZ16 | cWtd | SWHC013-02 | DEER2020 | D20v1 | 2020-11-09 | Cap-Tons | 1 |  | None | 76.3 | 0.0547 | 0 | 76.3 | 0.0547 | 0 | [6 empty] | DEER:HVAC_Split-Package_AC | Annual
Any | NE-HVAC-airAC-SpltPkg-240to759kBtuh-11p5eer | RFF | Ex | CZ01 | cDXGF | SWHC013-02 | DEER2020 | D20v1 | 2020-11-09 | Cap-Tons | 1 |  | None | 515 | 0.054 | 48.4 | 17.2 | 0.0267 | 0 | [6 empty] | DEER:HVAC_Split-Package_AC | Annual
Any | NE-HVAC-airAC-SpltPkg-240to759kBtuh-11p5eer | RFF | Ex | CZ02 | cDXGF | SWHC013-02 | DEER2020 | D20v1 | 2020-11-09 | Cap-Tons | 1 |  | None | 530 | 0.0243 | 29.4 | 138 | 0.152 | 0 | [6 empty] | DEER:HVAC_Split-Package_AC | Annual
Any | NE-HVAC-airAC-SpltPkg-240to759kBtuh-11p5eer | RFF | Ex | CZ03 | cDXGF | SWHC013-02 | DEER2020 | D20v1 | 2020-11-09 | Cap-Tons | 1 |  | None | 493 | 0.113 | 20.7 | 58.5 | 0.072 | 0 | [6 empty] | DEER:HVAC_Split-Package_AC | Annual
Any | NE-HVAC-airAC-SpltPkg-240to759kBtuh-11p5eer | RFF | Ex | CZ04 | cDXGF | SWHC013-02 | DEER2020 | D20v1 | 2020-11-09 | Cap-Tons | 1 |  | None | 535 | 0.0525 | 19.4 | 150 | 0.131 | 0 | [6 empty] | DEER:HVAC_Split-Package_AC | Annual
Any | NE-HVAC-airAC-SpltPkg-240to759kBtuh-11p5eer | RFF | Ex | CZ05 | cDXGF | SWHC013-02 | DEER2020 | D20v1 | 2020-11-09 | Cap-Tons | 1 |  | None | 500 | 0.0875 | 25.2 | 58.5 | 0.0472 | 0 | [6 empty] | DEER:HVAC_Split-Package_AC | Annual
Any | NE-HVAC-airAC-SpltPkg-240to759kBtuh-11p5eer | RFF | Ex | CZ06 | cDXGF | SWHC013-02 | DEER2020 | D20v1 | 2020-11-09 | Cap-Tons | 1 |  | None | 535 | 0.106 | 8.15 | 130 | 0.092 | 0 | [6 empty] | DEER:HVAC_Split-Package_AC | Annual
Any | NE-HVAC-airAC-SpltPkg-240to759kBtuh-11p5eer | RFF | Ex | CZ07 | cDXGF | SWHC013-02 | DEER2020 | D20v1 | 2020-11-09 | Cap-Tons | 1 |  | None | 493 | 0.117 | 5.2 | 123 | 0.0745 | 0 | [6 empty] | DEER:HVAC_Split-Package_AC | Annual
Any | NE-HVAC-airAC-SpltPkg-240to759kBtuh-11p5eer | RFF | Ex | CZ08 | cDXGF | SWHC013-02 | DEER2020 | D20v1 | 2020-11-09 | Cap-Tons | 1 |  | None | 525 | 0.074 | 8.55 | 203 | 0.113 | 0 | [6 empty] | DEER:HVAC_Split-Package_AC | Annual
Any | NE-HVAC-airAC-SpltPkg-240to759kBtuh-11p5eer | RFF | Ex | CZ09 | cDXGF | SWHC013-02 | DEER2020 | D20v1 | 2020-11-09 | Cap-Tons | 1 |  | None | 620 | 0.071 | 7.15 | 165 | 0.129 | 0 | [6 empty] | DEER:HVAC_Split-Package_AC | Annual
Any | NE-HVAC-airAC-SpltPkg-240to759kBtuh-11p5eer | RFF | Ex | CZ10 | cDXGF | SWHC013-02 | DEER2020 | D20v1 | 2020-11-09 | Cap-Tons | 1 |  | None | 605 | 0.0495 | 10.6 | 201 | 0.144 | 0 | [6 empty] | DEER:HVAC_Split-Package_AC | Annual
Any | NE-HVAC-airAC-SpltPkg-240to759kBtuh-11p5eer | RFF | Ex | CZ11 | cDXGF | SWHC013-02 | DEER2020 | D20v1 | 2020-11-09 | Cap-Tons | 1 |  | None | 630 | 0.0655 | 15.3 | 196 | 0.147 | 0 | [6 empty] | DEER:HVAC_Split-Package_AC | Annual
Any | NE-HVAC-airAC-SpltPkg-240to759kBtuh-11p5eer | RFF | Ex | CZ12 | cDXGF | SWHC013-02 | DEER2020 | D20v1 | 2020-11-09 | Cap-Tons | 1 |  | None | 595 | 0.0446 | 18.6 | 165 | 0.15 | 0 | [6 empty] | DEER:HVAC_Split-Package_AC | Annual
Any | NE-HVAC-airAC-SpltPkg-240to759kBtuh-11p5eer | RFF | Ex | CZ13 | cDXGF | SWHC013-02 | DEER2020 | D20v1 | 2020-11-09 | Cap-Tons | 1 |  | None | 625 | 0.068 | 14.2 | 210 | 0.139 | 0 | [6 empty] | DEER:HVAC_Split-Package_AC | Annual
Any | NE-HVAC-airAC-SpltPkg-240to759kBtuh-11p5eer | RFF | Ex | CZ14 | cDXGF | SWHC013-02 | DEER2020 | D20v1 | 2020-11-09 | Cap-Tons | 1 |  | None | 655 | 0.087 | 17.6 | 197 | 0.125 | 0 | [6 empty] | DEER:HVAC_Split-Package_AC | Annual
Any | NE-HVAC-airAC-SpltPkg-240to759kBtuh-11p5eer | RFF | Ex | CZ15 | cDXGF | SWHC013-02 | DEER2020 | D20v1 | 2020-11-09 | Cap-Tons | 1 |  | None | 725 | 0.0965 | 1.79 | 312 | 0.133 | 0 | [6 empty] | DEER:HVAC_Split-Package_AC | Annual
Any | NE-HVAC-airAC-SpltPkg-240to759kBtuh-11p5eer | RFF | Ex | CZ16 | cDXGF | SWHC013-02 | DEER2020 | D20v1 | 2020-11-09 | Cap-Tons | 1 |  | None | 550 | 0.1 | 45.9 | 89 | 0.0875 | 0 | [6 empty] | DEER:HVAC_Split-Package_AC | Annual
Any | NE-HVAC-airAC-SpltPkg-240to759kBtuh-11p5eer | RFF | New | CZ01 | cDXGF | SWHC013-02 | DEER2020 | D20v1 | 2020-11-09 | Cap-Tons | 1 |  | None | 13 | 0.0216 | 0 | 13 | 0.0216 | 0 | [6 empty] | DEER:HVAC_Split-Package_AC | Annual
Any | NE-HVAC-airAC-SpltPkg-240to759kBtuh-11p5eer | RFF | New | CZ02 | cDXGF | SWHC013-02 | DEER2020 | D20v1 | 2020-11-09 | Cap-Tons | 1 |  | None | 124 | 0.148 | 0 | 124 | 0.148 | 0 | [6 empty] | DEER:HVAC_Split-Package_AC | Annual
Any | NE-HVAC-airAC-SpltPkg-240to759kBtuh-11p5eer | RFF | New | CZ03 | cDXGF | SWHC013-02 | DEER2020 | D20v1 | 2020-11-09 | Cap-Tons | 1 |  | None | 51 | 0.068 | 0 | 51 | 0.068 | 0 | [6 empty] | DEER:HVAC_Split-Package_AC | Annual
Any | NE-HVAC-airAC-SpltPkg-240to759kBtuh-11p5eer | RFF | New | CZ04 | cDXGF | SWHC013-02 | DEER2020 | D20v1 | 2020-11-09 | Cap-Tons | 1 |  | None | 136 | 0.127 | 0 | 136 | 0.127 | 0 | [6 empty] | DEER:HVAC_Split-Package_AC | Annual
Any | NE-HVAC-airAC-SpltPkg-240to759kBtuh-11p5eer | RFF | New | CZ05 | cDXGF | SWHC013-02 | DEER2020 | D20v1 | 2020-11-09 | Cap-Tons | 1 |  | None | 50.5 | 0.0452 | 0 | 50.5 | 0.0452 | 0 | [6 empty] | DEER:HVAC_Split-Package_AC | Annual
Any | NE-HVAC-airAC-SpltPkg-240to759kBtuh-11p5eer | RFF | New | CZ06 | cDXGF | SWHC013-02 | DEER2020 | D20v1 | 2020-11-09 | Cap-Tons | 1 |  | None | 122 | 0.0945 | 0 | 122 | 0.0945 | 0 | [6 empty] | DEER:HVAC_Split-Package_AC | Annual
Any | NE-HVAC-airAC-SpltPkg-240to759kBtuh-11p5eer | RFF | New | CZ07 | cDXGF | SWHC013-02 | DEER2020 | D20v1 | 2020-11-09 | Cap-Tons | 1 |  | None | 113 | 0.0735 | 0 | 113 | 0.0735 | 0 | [6 empty] | DEER:HVAC_Split-Package_AC | Annual
Any | NE-HVAC-airAC-SpltPkg-240to759kBtuh-11p5eer | RFF | New | CZ08 | cDXGF | SWHC013-02 | DEER2020 | D20v1 | 2020-11-09 | Cap-Tons | 1 |  | None | 188 | 0.112 | 0 | 188 | 0.112 | 0 | [6 empty] | DEER:HVAC_Split-Package_AC | Annual
Any | NE-HVAC-airAC-SpltPkg-240to759kBtuh-11p5eer | RFF | New | CZ09 | cDXGF | SWHC013-02 | DEER2020 | D20v1 | 2020-11-09 | Cap-Tons | 1 |  | None | 155 | 0.127 | 0 | 155 | 0.127 | 0 | [6 empty] | DEER:HVAC_Split-Package_AC | Annual
Any | NE-HVAC-airAC-SpltPkg-240to759kBtuh-11p5eer | RFF | New | CZ10 | cDXGF | SWHC013-02 | DEER2020 | D20v1 | 2020-11-09 | Cap-Tons | 1 |  | None | 187 | 0.14 | 0 | 187 | 0.14 | 0 | [6 empty] | DEER:HVAC_Split-Package_AC | Annual
Any | NE-HVAC-airAC-SpltPkg-240to759kBtuh-11p5eer | RFF | New | CZ11 | cDXGF | SWHC013-02 | DEER2020 | D20v1 | 2020-11-09 | Cap-Tons | 1 |  | None | 188 | 0.144 | 0 | 188 | 0.144 | 0 | [6 empty] | DEER:HVAC_Split-Package_AC | Annual
Any | NE-HVAC-airAC-SpltPkg-240to759kBtuh-11p5eer | RFF | New | CZ12 | cDXGF | SWHC013-02 | DEER2020 | D20v1 | 2020-11-09 | Cap-Tons | 1 |  | None | 155 | 0.148 | 0 | 155 | 0.148 | 0 | [6 empty] | DEER:HVAC_Split-Package_AC | Annual
Any | NE-HVAC-airAC-SpltPkg-240to759kBtuh-11p5eer | RFF | New | CZ13 | cDXGF | SWHC013-02 | DEER2020 | D20v1 | 2020-11-09 | Cap-Tons | 1 |  | None | 201 | 0.134 | 0 | 201 | 0.134 | 0 | [6 empty] | DEER:HVAC_Split-Package_AC | Annual
Any | NE-HVAC-airAC-SpltPkg-240to759kBtuh-11p5eer | RFF | New | CZ14 | cDXGF | SWHC013-02 | DEER2020 | D20v1 | 2020-11-09 | Cap-Tons | 1 |  | None | 188 | 0.121 | 0 | 188 | 0.121 | 0 | [6 empty] | DEER:HVAC_Split-Package_AC | Annual
Any | NE-HVAC-airAC-SpltPkg-240to759kBtuh-11p5eer | RFF | New | CZ15 | cDXGF | SWHC013-02 | DEER2020 | D20v1 | 2020-11-09 | Cap-Tons | 1 |  | None | 299 | 0.129 | 0 | 299 | 0.129 | 0 | [6 empty] | DEER:HVAC_Split-Package_AC | Annual
Any | NE-HVAC-airAC-SpltPkg-240to759kBtuh-11p5eer | RFF | New | CZ16 | cDXGF | SWHC013-02 | DEER2020 | D20v1 | 2020-11-09 | Cap-Tons | 1 |  | None | 85.5 | 0.0835 | 0 | 85.5 | 0.0835 | 0 | [6 empty] | DEER:HVAC_Split-Package_AC | Annual
Any | NE-HVAC-airAC-SpltPkg-240to759kBtuh-11p5eer | RSD | Ex | CZ01 | cDXGF | SWHC013-02 | DEER2020 | D20v1 | 2020-11-09 | Cap-Tons | 1 |  | None | 376 | 0.0635 | 25.1 | 19.5 | 0.0269 | 0 | [6 empty] | DEER:HVAC_Split-Package_AC | Annual
Any | NE-HVAC-airAC-SpltPkg-240to759kBtuh-11p5eer | RSD | Ex | CZ02 | cDXGF | SWHC013-02 | DEER2020 | D20v1 | 2020-11-09 | Cap-Tons | 1 |  | None | 392 | 0.0525 | 15.4 | 140 | 0.141 | 0 | [6 empty] | DEER:HVAC_Split-Package_AC | Annual
Any | NE-HVAC-airAC-SpltPkg-240to759kBtuh-11p5eer | RSD | Ex | CZ03 | cDXGF | SWHC013-02 | DEER2020 | D20v1 | 2020-11-09 | Cap-Tons | 1 |  | None | 332 | 0.106 | 12.7 | 76 | 0.076 | 0 | [6 empty] | DEER:HVAC_Split-Package_AC | Annual
Any | NE-HVAC-airAC-SpltPkg-240to759kBtuh-11p5eer | RSD | Ex | CZ04 | cDXGF | SWHC013-02 | DEER2020 | D20v1 | 2020-11-09 | Cap-Tons | 1 |  | None | 394 | 0.0645 | 9 | 156 | 0.126 | 0 | [6 empty] | DEER:HVAC_Split-Package_AC | Annual
Any | NE-HVAC-airAC-SpltPkg-240to759kBtuh-11p5eer | RSD | Ex | CZ05 | cDXGF | SWHC013-02 | DEER2020 | D20v1 | 2020-11-09 | Cap-Tons | 1 |  | None | 338 | 0.0885 | 12.1 | 75.5 | 0.0491 | 0 | [6 empty] | DEER:HVAC_Split-Package_AC | Annual
Any | NE-HVAC-airAC-SpltPkg-240to759kBtuh-11p5eer | RSD | Ex | CZ06 | cDXGF | SWHC013-02 | DEER2020 | D20v1 | 2020-11-09 | Cap-Tons | 1 |  | None | 364 | 0.096 | 3.29 | 150 | 0.0965 | 0 | [6 empty] | DEER:HVAC_Split-Package_AC | Annual
Any | NE-HVAC-airAC-SpltPkg-240to759kBtuh-11p5eer | RSD | Ex | CZ07 | cDXGF | SWHC013-02 | DEER2020 | D20v1 | 2020-11-09 | Cap-Tons | 1 |  | None | 312 | 0.096 | 1.04 | 142 | 0.081 | 0 | [6 empty] | DEER:HVAC_Split-Package_AC | Annual
Any | NE-HVAC-airAC-SpltPkg-240to759kBtuh-11p5eer | RSD | Ex | CZ08 | cDXGF | SWHC013-02 | DEER2020 | D20v1 | 2020-11-09 | Cap-Tons | 1 |  | None | 381 | 0.084 | 2.59 | 194 | 0.105 | 0 | [6 empty] | DEER:HVAC_Split-Package_AC | Annual
Any | NE-HVAC-airAC-SpltPkg-240to759kBtuh-11p5eer | RSD | Ex | CZ09 | cDXGF | SWHC013-02 | DEER2020 | D20v1 | 2020-11-09 | Cap-Tons | 1 |  | None | 462 | 0.084 | 3.12 | 162 | 0.125 | 0 | [6 empty] | DEER:HVAC_Split-Package_AC | Annual
Any | NE-HVAC-airAC-SpltPkg-240to759kBtuh-11p5eer | RSD | Ex | CZ10 | cDXGF | SWHC013-02 | DEER2020 | D20v1 | 2020-11-09 | Cap-Tons | 1 |  | None | 458 | 0.0755 | 5.05 | 194 | 0.135 | 0 | [6 empty] | DEER:HVAC_Split-Package_AC | Annual
Any | NE-HVAC-airAC-SpltPkg-240to759kBtuh-11p5eer | RSD | Ex | CZ11 | cDXGF | SWHC013-02 | DEER2020 | D20v1 | 2020-11-09 | Cap-Tons | 1 |  | None | 499 | 0.0905 | 11.4 | 177 | 0.139 | 0 | [6 empty] | DEER:HVAC_Split-Package_AC | Annual
Any | NE-HVAC-airAC-SpltPkg-240to759kBtuh-11p5eer | RSD | Ex | CZ12 | cDXGF | SWHC013-02 | DEER2020 | D20v1 | 2020-11-09 | Cap-Tons | 1 |  | None | 453 | 0.064 | 13.6 | 160 | 0.146 | 0 | [6 empty] | DEER:HVAC_Split-Package_AC | Annual
Any | NE-HVAC-airAC-SpltPkg-240to759kBtuh-11p5eer | RSD | Ex | CZ13 | cDXGF | SWHC013-02 | DEER2020 | D20v1 | 2020-11-09 | Cap-Tons | 1 |  | None | 493 | 0.089 | 11.1 | 188 | 0.133 | 0 | [6 empty] | DEER:HVAC_Split-Package_AC | Annual
Any | NE-HVAC-airAC-SpltPkg-240to759kBtuh-11p5eer | RSD | Ex | CZ14 | cDXGF | SWHC013-02 | DEER2020 | D20v1 | 2020-11-09 | Cap-Tons | 1 |  | None | 515 | 0.111 | 12 | 178 | 0.117 | 0 | [6 empty] | DEER:HVAC_Split-Package_AC | Annual
Any | NE-HVAC-airAC-SpltPkg-240to759kBtuh-11p5eer | RSD | Ex | CZ15 | cDXGF | SWHC013-02 | DEER2020 | D20v1 | 2020-11-09 | Cap-Tons | 1 |  | None | 575 | 0.121 | 0.57 | 264 | 0.125 | 0 | [6 empty] | DEER:HVAC_Split-Package_AC | Annual
Any | NE-HVAC-airAC-SpltPkg-240to759kBtuh-11p5eer | RSD | Ex | CZ16 | cDXGF | SWHC013-02 | DEER2020 | D20v1 | 2020-11-09 | Cap-Tons | 1 |  | None | 416 | 0.111 | 44.1 | 86.5 | 0.086 | 0 | [6 empty] | DEER:HVAC_Split-Package_AC | Annual
Any | NE-HVAC-airAC-SpltPkg-240to759kBtuh-11p5eer | RSD | New | CZ01 | cDXGF | SWHC013-02 | DEER2020 | D20v1 | 2020-11-09 | Cap-Tons | 1 |  | None | 11.8 | 0.0159 | 0 | 11.8 | 0.0159 | 0 | [6 empty] | DEER:HVAC_Split-Package_AC | Annual
Any | NE-HVAC-airAC-SpltPkg-240to759kBtuh-11p5eer | RSD | New | CZ02 | cDXGF | SWHC013-02 | DEER2020 | D20v1 | 2020-11-09 | Cap-Tons | 1 |  | None | 122 | 0.14 | 0 | 122 | 0.14 | 0 | [6 empty] | DEER:HVAC_Split-Package_AC | Annual
Any | NE-HVAC-airAC-SpltPkg-240to759kBtuh-11p5eer | RSD | New | CZ03 | cDXGF | SWHC013-02 | DEER2020 | D20v1 | 2020-11-09 | Cap-Tons | 1 |  | None | 55 | 0.0675 | 0 | 55 | 0.0675 | 0 | [6 empty] | DEER:HVAC_Split-Package_AC | Annual
Any | NE-HVAC-airAC-SpltPkg-240to759kBtuh-11p5eer | RSD | New | CZ04 | cDXGF | SWHC013-02 | DEER2020 | D20v1 | 2020-11-09 | Cap-Tons | 1 |  | None | 133 | 0.123 | 0 | 133 | 0.123 | 0 | [6 empty] | DEER:HVAC_Split-Package_AC | Annual
Any | NE-HVAC-airAC-SpltPkg-240to759kBtuh-11p5eer | RSD | New | CZ05 | cDXGF | SWHC013-02 | DEER2020 | D20v1 | 2020-11-09 | Cap-Tons | 1 |  | None | 51 | 0.0423 | 0 | 51 | 0.0423 | 0 | [6 empty] | DEER:HVAC_Split-Package_AC | Annual
Any | NE-HVAC-airAC-SpltPkg-240to759kBtuh-11p5eer | RSD | New | CZ06 | cDXGF | SWHC013-02 | DEER2020 | D20v1 | 2020-11-09 | Cap-Tons | 1 |  | None | 128 | 0.0965 | 0 | 128 | 0.0965 | 0 | [6 empty] | DEER:HVAC_Split-Package_AC | Annual
Any | NE-HVAC-airAC-SpltPkg-240to759kBtuh-11p5eer | RSD | New | CZ07 | cDXGF | SWHC013-02 | DEER2020 | D20v1 | 2020-11-09 | Cap-Tons | 1 |  | None | 114 | 0.076 | 0 | 114 | 0.076 | 0 | [6 empty] | DEER:HVAC_Split-Package_AC | Annual
Any | NE-HVAC-airAC-SpltPkg-240to759kBtuh-11p5eer | RSD | New | CZ08 | cDXGF | SWHC013-02 | DEER2020 | D20v1 | 2020-11-09 | Cap-Tons | 1 |  | None | 171 | 0.102 | 0 | 171 | 0.102 | 0 | [6 empty] | DEER:HVAC_Split-Package_AC | Annual
Any | NE-HVAC-airAC-SpltPkg-240to759kBtuh-11p5eer | RSD | New | CZ09 | cDXGF | SWHC013-02 | DEER2020 | D20v1 | 2020-11-09 | Cap-Tons | 1 |  | None | 149 | 0.123 | 0 | 149 | 0.123 | 0 | [6 empty] | DEER:HVAC_Split-Package_AC | Annual
Any | NE-HVAC-airAC-SpltPkg-240to759kBtuh-11p5eer | RSD | New | CZ10 | cDXGF | SWHC013-02 | DEER2020 | D20v1 | 2020-11-09 | Cap-Tons | 1 |  | None | 180 | 0.133 | 0 | 180 | 0.133 | 0 | [6 empty] | DEER:HVAC_Split-Package_AC | Annual
Any | NE-HVAC-airAC-SpltPkg-240to759kBtuh-11p5eer | RSD | New | CZ11 | cDXGF | SWHC013-02 | DEER2020 | D20v1 | 2020-11-09 | Cap-Tons | 1 |  | None | 168 | 0.139 | 0 | 168 | 0.139 | 0 | [6 empty] | DEER:HVAC_Split-Package_AC | Annual
Any | NE-HVAC-airAC-SpltPkg-240to759kBtuh-11p5eer | RSD | New | CZ12 | cDXGF | SWHC013-02 | DEER2020 | D20v1 | 2020-11-09 | Cap-Tons | 1 |  | None | 150 | 0.144 | 0 | 150 | 0.144 | 0 | [6 empty] | DEER:HVAC_Split-Package_AC | Annual
Any | NE-HVAC-airAC-SpltPkg-240to759kBtuh-11p5eer | RSD | New | CZ13 | cDXGF | SWHC013-02 | DEER2020 | D20v1 | 2020-11-09 | Cap-Tons | 1 |  | None | 178 | 0.13 | 0 | 178 | 0.13 | 0 | [6 empty] | DEER:HVAC_Split-Package_AC | Annual
Any | NE-HVAC-airAC-SpltPkg-240to759kBtuh-11p5eer | RSD | New | CZ14 | cDXGF | SWHC013-02 | DEER2020 | D20v1 | 2020-11-09 | Cap-Tons | 1 |  | None | 169 | 0.115 | 0 | 169 | 0.115 | 0 | [6 empty] | DEER:HVAC_Split-Package_AC | Annual
Any | NE-HVAC-airAC-SpltPkg-240to759kBtuh-11p5eer | RSD | New | CZ15 | cDXGF | SWHC013-02 | DEER2020 | D20v1 | 2020-11-09 | Cap-Tons | 1 |  | None | 253 | 0.122 | 0 | 253 | 0.122 | 0 | [6 empty] | DEER:HVAC_Split-Package_AC | Annual
Any | NE-HVAC-airAC-SpltPkg-240to759kBtuh-11p5eer | RSD | New | CZ16 | cDXGF | SWHC013-02 | DEER2020 | D20v1 | 2020-11-09 | Cap-Tons | 1 |  | None | 78 | 0.083 | 0 | 78 | 0.083 | 0 | [6 empty] | DEER:HVAC_Split-Package_AC | Annual
Any | NE-HVAC-airAC-SpltPkg-240to759kBtuh-11p5eer | Rt3 | Ex | CZ01 | cWtd | SWHC013-02 | DEER2020 | D20v1 | 2020-11-09 | Cap-Tons | 1 |  | None | 132 | 0.0547 | 2.07 | 40.9 | 0.0482 | 0 | [6 empty] | DEER:HVAC_Split-Package_AC | Annual
Any | NE-HVAC-airAC-SpltPkg-240to759kBtuh-11p5eer | Rt3 | Ex | CZ02 | cWtd | SWHC013-02 | DEER2020 | D20v1 | 2020-11-09 | Cap-Tons | 1 |  | None | 207 | 0.112 | 0.943 | 131 | 0.123 | 0 | [6 empty] | DEER:HVAC_Split-Package_AC | Annual
Any | NE-HVAC-airAC-SpltPkg-240to759kBtuh-11p5eer | Rt3 | Ex | CZ03 | cWtd | SWHC013-02 | DEER2020 | D20v1 | 2020-11-09 | Cap-Tons | 1 |  | None | 179 | 0.0945 | 0.706 | 108 | 0.0907 | 0 | [6 empty] | DEER:HVAC_Split-Package_AC | Annual
Any | NE-HVAC-airAC-SpltPkg-240to759kBtuh-11p5eer | Rt3 | Ex | CZ04 | cWtd | SWHC013-02 | DEER2020 | D20v1 | 2020-11-09 | Cap-Tons | 1 |  | None | 218 | 0.105 | 0.504 | 147 | 0.111 | 0 | [6 empty] | DEER:HVAC_Split-Package_AC | Annual
Any | NE-HVAC-airAC-SpltPkg-240to759kBtuh-11p5eer | Rt3 | Ex | CZ05 | cWtd | SWHC013-02 | DEER2020 | D20v1 | 2020-11-09 | Cap-Tons | 1 |  | None | 183 | 0.0699 | 0.588 | 112 | 0.0612 | 0 | [6 empty] | DEER:HVAC_Split-Package_AC | Annual
Any | NE-HVAC-airAC-SpltPkg-240to759kBtuh-11p5eer | Rt3 | Ex | CZ06 | cWtd | SWHC013-02 | DEER2020 | D20v1 | 2020-11-09 | Cap-Tons | 1 |  | None | 260 | 0.11 | 0.124 | 201 | 0.116 | 0 | [6 empty] | DEER:HVAC_Split-Package_AC | Annual
Any | NE-HVAC-airAC-SpltPkg-240to759kBtuh-11p5eer | Rt3 | Ex | CZ07 | cWtd | SWHC013-02 | DEER2020 | D20v1 | 2020-11-09 | Cap-Tons | 1 |  | None | 245 | 0.1 | 0.0337 | 195 | 0.101 | 0 | [6 empty] | DEER:HVAC_Split-Package_AC | Annual
Any | NE-HVAC-airAC-SpltPkg-240to759kBtuh-11p5eer | Rt3 | Ex | CZ08 | cWtd | SWHC013-02 | DEER2020 | D20v1 | 2020-11-09 | Cap-Tons | 1 |  | None | 253 | 0.0951 | 0.0827 | 191 | 0.0979 | 0 | [6 empty] | DEER:HVAC_Split-Package_AC | Annual
Any | NE-HVAC-airAC-SpltPkg-240to759kBtuh-11p5eer | Rt3 | Ex | CZ09 | cWtd | SWHC013-02 | DEER2020 | D20v1 | 2020-11-09 | Cap-Tons | 1 |  | None | 252 | 0.109 | 0.0979 | 166 | 0.114 | 0 | [6 empty] | DEER:HVAC_Split-Package_AC | Annual
Any | NE-HVAC-airAC-SpltPkg-240to759kBtuh-11p5eer | Rt3 | Ex | CZ10 | cWtd | SWHC013-02 | DEER2020 | D20v1 | 2020-11-09 | Cap-Tons | 1 |  | None | 267 | 0.115 | 0.133 | 191 | 0.123 | 0 | [6 empty] | DEER:HVAC_Split-Package_AC | Annual
Any | NE-HVAC-airAC-SpltPkg-240to759kBtuh-11p5eer | Rt3 | Ex | CZ11 | cWtd | SWHC013-02 | DEER2020 | D20v1 | 2020-11-09 | Cap-Tons | 1 |  | None | 259 | 0.12 | 0.549 | 172 | 0.126 | 0 | [6 empty] | DEER:HVAC_Split-Package_AC | Annual
Any | NE-HVAC-airAC-SpltPkg-240to759kBtuh-11p5eer | Rt3 | Ex | CZ12 | cWtd | SWHC013-02 | DEER2020 | D20v1 | 2020-11-09 | Cap-Tons | 1 |  | None | 236 | 0.116 | 0.647 | 151 | 0.125 | 0 | [6 empty] | DEER:HVAC_Split-Package_AC | Annual
Any | NE-HVAC-airAC-SpltPkg-240to759kBtuh-11p5eer | Rt3 | Ex | CZ13 | cWtd | SWHC013-02 | DEER2020 | D20v1 | 2020-11-09 | Cap-Tons | 1 |  | None | 262 | 0.116 | 0.494 | 179 | 0.118 | 0 | [6 empty] | DEER:HVAC_Split-Package_AC | Annual
Any | NE-HVAC-airAC-SpltPkg-240to759kBtuh-11p5eer | Rt3 | Ex | CZ14 | cWtd | SWHC013-02 | DEER2020 | D20v1 | 2020-11-09 | Cap-Tons | 1 |  | None | 260 | 0.107 | 0.555 | 174 | 0.105 | 0 | [6 empty] | DEER:HVAC_Split-Package_AC | Annual
Any | NE-HVAC-airAC-SpltPkg-240to759kBtuh-11p5eer | Rt3 | Ex | CZ15 | cWtd | SWHC013-02 | DEER2020 | D20v1 | 2020-11-09 | Cap-Tons | 1 |  | None | 347 | 0.118 | 0.00734 | 272 | 0.116 | 0 | [6 empty] | DEER:HVAC_Split-Package_AC | Annual
Any | NE-HVAC-airAC-SpltPkg-240to759kBtuh-11p5eer | Rt3 | Ex | CZ16 | cWtd | SWHC013-02 | DEER2020 | D20v1 | 2020-11-09 | Cap-Tons | 1 |  | None | 183 | 0.0989 | 4.24 | 104 | 0.0971 | 0 | [6 empty] | DEER:HVAC_Split-Package_AC | Annual
Any | NE-HVAC-airAC-SpltPkg-240to759kBtuh-11p5eer | Rt3 | New | CZ01 | cWtd | SWHC013-02 | DEER2020 | D20v1 | 2020-11-09 | Cap-Tons | 1 |  | None | 34.8 | 0.0465 | 0 | 34.8 | 0.0465 | 0 | [6 empty] | DEER:HVAC_Split-Package_AC | Annual
Any | NE-HVAC-airAC-SpltPkg-240to759kBtuh-11p5eer | Rt3 | New | CZ02 | cWtd | SWHC013-02 | DEER2020 | D20v1 | 2020-11-09 | Cap-Tons | 1 |  | None | 126 | 0.123 | 0 | 126 | 0.123 | 0 | [6 empty] | DEER:HVAC_Split-Package_AC | Annual
Any | NE-HVAC-airAC-SpltPkg-240to759kBtuh-11p5eer | Rt3 | New | CZ03 | cWtd | SWHC013-02 | DEER2020 | D20v1 | 2020-11-09 | Cap-Tons | 1 |  | None | 98 | 0.0902 | 0 | 98 | 0.0902 | 0 | [6 empty] | DEER:HVAC_Split-Package_AC | Annual
Any | NE-HVAC-airAC-SpltPkg-240to759kBtuh-11p5eer | Rt3 | New | CZ04 | cWtd | SWHC013-02 | DEER2020 | D20v1 | 2020-11-09 | Cap-Tons | 1 |  | None | 140 | 0.11 | 0 | 140 | 0.11 | 0 | [6 empty] | DEER:HVAC_Split-Package_AC | Annual
Any | NE-HVAC-airAC-SpltPkg-240to759kBtuh-11p5eer | Rt3 | New | CZ05 | cWtd | SWHC013-02 | DEER2020 | D20v1 | 2020-11-09 | Cap-Tons | 1 |  | None | 102 | 0.0602 | 0 | 102 | 0.0602 | 0 | [6 empty] | DEER:HVAC_Split-Package_AC | Annual
Any | NE-HVAC-airAC-SpltPkg-240to759kBtuh-11p5eer | Rt3 | New | CZ06 | cWtd | SWHC013-02 | DEER2020 | D20v1 | 2020-11-09 | Cap-Tons | 1 |  | None | 191 | 0.118 | 0 | 191 | 0.118 | 0 | [6 empty] | DEER:HVAC_Split-Package_AC | Annual
Any | NE-HVAC-airAC-SpltPkg-240to759kBtuh-11p5eer | Rt3 | New | CZ07 | cWtd | SWHC013-02 | DEER2020 | D20v1 | 2020-11-09 | Cap-Tons | 1 |  | None | 184 | 0.102 | 0 | 184 | 0.102 | 0 | [6 empty] | DEER:HVAC_Split-Package_AC | Annual
Any | NE-HVAC-airAC-SpltPkg-240to759kBtuh-11p5eer | Rt3 | New | CZ08 | cWtd | SWHC013-02 | DEER2020 | D20v1 | 2020-11-09 | Cap-Tons | 1 |  | None | 181 | 0.0966 | 0 | 181 | 0.0966 | 0 | [6 empty] | DEER:HVAC_Split-Package_AC | Annual
Any | NE-HVAC-airAC-SpltPkg-240to759kBtuh-11p5eer | Rt3 | New | CZ09 | cWtd | SWHC013-02 | DEER2020 | D20v1 | 2020-11-09 | Cap-Tons | 1 |  | None | 159 | 0.112 | 0 | 159 | 0.112 | 0 | [6 empty] | DEER:HVAC_Split-Package_AC | Annual
Any | NE-HVAC-airAC-SpltPkg-240to759kBtuh-11p5eer | Rt3 | New | CZ10 | cWtd | SWHC013-02 | DEER2020 | D20v1 | 2020-11-09 | Cap-Tons | 1 |  | None | 184 | 0.122 | 0 | 184 | 0.122 | 0 | [6 empty] | DEER:HVAC_Split-Package_AC | Annual
Any | NE-HVAC-airAC-SpltPkg-240to759kBtuh-11p5eer | Rt3 | New | CZ11 | cWtd | SWHC013-02 | DEER2020 | D20v1 | 2020-11-09 | Cap-Tons | 1 |  | None | 168 | 0.125 | 0 | 168 | 0.125 | 0 | [6 empty] | DEER:HVAC_Split-Package_AC | Annual
Any | NE-HVAC-airAC-SpltPkg-240to759kBtuh-11p5eer | Rt3 | New | CZ12 | cWtd | SWHC013-02 | DEER2020 | D20v1 | 2020-11-09 | Cap-Tons | 1 |  | None | 146 | 0.123 | 0 | 146 | 0.123 | 0 | [6 empty] | DEER:HVAC_Split-Package_AC | Annual
Any | NE-HVAC-airAC-SpltPkg-240to759kBtuh-11p5eer | Rt3 | New | CZ13 | cWtd | SWHC013-02 | DEER2020 | D20v1 | 2020-11-09 | Cap-Tons | 1 |  | None | 174 | 0.117 | 0 | 174 | 0.117 | 0 | [6 empty] | DEER:HVAC_Split-Package_AC | Annual
Any | NE-HVAC-airAC-SpltPkg-240to759kBtuh-11p5eer | Rt3 | New | CZ14 | cWtd | SWHC013-02 | DEER2020 | D20v1 | 2020-11-09 | Cap-Tons | 1 |  | None | 170 | 0.103 | 0 | 170 | 0.103 | 0 | [6 empty] | DEER:HVAC_Split-Package_AC | Annual
Any | NE-HVAC-airAC-SpltPkg-240to759kBtuh-11p5eer | Rt3 | New | CZ15 | cWtd | SWHC013-02 | DEER2020 | D20v1 | 2020-11-09 | Cap-Tons | 1 |  | None | 263 | 0.114 | 0 | 263 | 0.114 | 0 | [6 empty] | DEER:HVAC_Split-Package_AC | Annual
Any | NE-HVAC-airAC-SpltPkg-240to759kBtuh-11p5eer | Rt3 | New | CZ16 | cWtd | SWHC013-02 | DEER2020 | D20v1 | 2020-11-09 | Cap-Tons | 1 |  | None | 103 | 0.0972 | 0 | 103 | 0.0972 | 0 | [6 empty] | DEER:HVAC_Split-Package_AC | Annual
Any | NE-HVAC-airAC-SpltPkg-240to759kBtuh-11p5eer | RtL | Ex | CZ01 | cDXGF | SWHC013-02 | DEER2020 | D20v1 | 2020-11-09 | Cap-Tons | 1 |  | None | 470 | 0.069 | 17.6 | 49.6 | 0.0421 | 0 | [6 empty] | DEER:HVAC_Split-Package_AC | Annual
Any | NE-HVAC-airAC-SpltPkg-240to759kBtuh-11p5eer | RtL | Ex | CZ02 | cDXGF | SWHC013-02 | DEER2020 | D20v1 | 2020-11-09 | Cap-Tons | 1 |  | None | 550 | 0.0855 | 8.95 | 142 | 0.132 | 0 | [6 empty] | DEER:HVAC_Split-Package_AC | Annual
Any | NE-HVAC-airAC-SpltPkg-240to759kBtuh-11p5eer | RtL | Ex | CZ03 | cDXGF | SWHC013-02 | DEER2020 | D20v1 | 2020-11-09 | Cap-Tons | 1 |  | None | 442 | 0.105 | 6.9 | 110 | 0.0895 | 0 | [6 empty] | DEER:HVAC_Split-Package_AC | Annual
Any | NE-HVAC-airAC-SpltPkg-240to759kBtuh-11p5eer | RtL | Ex | CZ04 | cDXGF | SWHC013-02 | DEER2020 | D20v1 | 2020-11-09 | Cap-Tons | 1 |  | None | 530 | 0.098 | 5.5 | 161 | 0.119 | 0 | [6 empty] | DEER:HVAC_Split-Package_AC | Annual
Any | NE-HVAC-airAC-SpltPkg-240to759kBtuh-11p5eer | RtL | Ex | CZ05 | cDXGF | SWHC013-02 | DEER2020 | D20v1 | 2020-11-09 | Cap-Tons | 1 |  | None | 453 | 0.1 | 7.55 | 110 | 0.06 | 0 | [6 empty] | DEER:HVAC_Split-Package_AC | Annual
Any | NE-HVAC-airAC-SpltPkg-240to759kBtuh-11p5eer | RtL | Ex | CZ06 | cDXGF | SWHC013-02 | DEER2020 | D20v1 | 2020-11-09 | Cap-Tons | 1 |  | None | 489 | 0.0825 | 2.51 | 204 | 0.116 | 0 | [6 empty] | DEER:HVAC_Split-Package_AC | Annual
Any | NE-HVAC-airAC-SpltPkg-240to759kBtuh-11p5eer | RtL | Ex | CZ07 | cDXGF | SWHC013-02 | DEER2020 | D20v1 | 2020-11-09 | Cap-Tons | 1 |  | None | 447 | 0.095 | 1.33 | 190 | 0.098 | 0 | [6 empty] | DEER:HVAC_Split-Package_AC | Annual
Any | NE-HVAC-airAC-SpltPkg-240to759kBtuh-11p5eer | RtL | Ex | CZ08 | cDXGF | SWHC013-02 | DEER2020 | D20v1 | 2020-11-09 | Cap-Tons | 1 |  | None | 550 | 0.113 | 1.6 | 198 | 0.103 | 0 | [6 empty] | DEER:HVAC_Split-Package_AC | Annual
Any | NE-HVAC-airAC-SpltPkg-240to759kBtuh-11p5eer | RtL | Ex | CZ09 | cDXGF | SWHC013-02 | DEER2020 | D20v1 | 2020-11-09 | Cap-Tons | 1 |  | None | 645 | 0.114 | 1.38 | 164 | 0.119 | 0 | [6 empty] | DEER:HVAC_Split-Package_AC | Annual
Any | NE-HVAC-airAC-SpltPkg-240to759kBtuh-11p5eer | RtL | Ex | CZ10 | cDXGF | SWHC013-02 | DEER2020 | D20v1 | 2020-11-09 | Cap-Tons | 1 |  | None | 625 | 0.101 | 2.04 | 195 | 0.13 | 0 | [6 empty] | DEER:HVAC_Split-Package_AC | Annual
Any | NE-HVAC-airAC-SpltPkg-240to759kBtuh-11p5eer | RtL | Ex | CZ11 | cDXGF | SWHC013-02 | DEER2020 | D20v1 | 2020-11-09 | Cap-Tons | 1 |  | None | 670 | 0.103 | 5.5 | 180 | 0.14 | 0 | [6 empty] | DEER:HVAC_Split-Package_AC | Annual
Any | NE-HVAC-airAC-SpltPkg-240to759kBtuh-11p5eer | RtL | Ex | CZ12 | cDXGF | SWHC013-02 | DEER2020 | D20v1 | 2020-11-09 | Cap-Tons | 1 |  | None | 630 | 0.093 | 6.1 | 160 | 0.137 | 0 | [6 empty] | DEER:HVAC_Split-Package_AC | Annual
Any | NE-HVAC-airAC-SpltPkg-240to759kBtuh-11p5eer | RtL | Ex | CZ13 | cDXGF | SWHC013-02 | DEER2020 | D20v1 | 2020-11-09 | Cap-Tons | 1 |  | None | 660 | 0.113 | 4.92 | 190 | 0.128 | 0 | [6 empty] | DEER:HVAC_Split-Package_AC | Annual
Any | NE-HVAC-airAC-SpltPkg-240to759kBtuh-11p5eer | RtL | Ex | CZ14 | cDXGF | SWHC013-02 | DEER2020 | D20v1 | 2020-11-09 | Cap-Tons | 1 |  | None | 675 | 0.135 | 5.9 | 183 | 0.114 | 0 | [6 empty] | DEER:HVAC_Split-Package_AC | Annual
Any | NE-HVAC-airAC-SpltPkg-240to759kBtuh-11p5eer | RtL | Ex | CZ15 | cDXGF | SWHC013-02 | DEER2020 | D20v1 | 2020-11-09 | Cap-Tons | 1 |  | None | 745 | 0.142 | 0.123 | 271 | 0.125 | 0 | [6 empty] | DEER:HVAC_Split-Package_AC | Annual
Any | NE-HVAC-airAC-SpltPkg-240to759kBtuh-11p5eer | RtL | Ex | CZ16 | cDXGF | SWHC013-02 | DEER2020 | D20v1 | 2020-11-09 | Cap-Tons | 1 |  | None | 540 | 0.105 | 35.5 | 112 | 0.099 | 0 | [6 empty] | DEER:HVAC_Split-Package_AC | Annual
Any | NE-HVAC-airAC-SpltPkg-240to759kBtuh-11p5eer | RtL | New | CZ01 | cDXGF | SWHC013-02 | DEER2020 | D20v1 | 2020-11-09 | Cap-Tons | 1 |  | None | 49.3 | 0.0424 | 0 | 49.3 | 0.0424 | 0 | [6 empty] | DEER:HVAC_Split-Package_AC | Annual
Any | NE-HVAC-airAC-SpltPkg-240to759kBtuh-11p5eer | RtL | New | CZ02 | cDXGF | SWHC013-02 | DEER2020 | D20v1 | 2020-11-09 | Cap-Tons | 1 |  | None | 140 | 0.134 | 0 | 140 | 0.134 | 0 | [6 empty] | DEER:HVAC_Split-Package_AC | Annual
Any | NE-HVAC-airAC-SpltPkg-240to759kBtuh-11p5eer | RtL | New | CZ03 | cDXGF | SWHC013-02 | DEER2020 | D20v1 | 2020-11-09 | Cap-Tons | 1 |  | None | 108 | 0.089 | 0 | 108 | 0.089 | 0 | [6 empty] | DEER:HVAC_Split-Package_AC | Annual
Any | NE-HVAC-airAC-SpltPkg-240to759kBtuh-11p5eer | RtL | New | CZ04 | cDXGF | SWHC013-02 | DEER2020 | D20v1 | 2020-11-09 | Cap-Tons | 1 |  | None | 158 | 0.12 | 0 | 158 | 0.12 | 0 | [6 empty] | DEER:HVAC_Split-Package_AC | Annual
Any | NE-HVAC-airAC-SpltPkg-240to759kBtuh-11p5eer | RtL | New | CZ05 | cDXGF | SWHC013-02 | DEER2020 | D20v1 | 2020-11-09 | Cap-Tons | 1 |  | None | 109 | 0.0595 | 0 | 109 | 0.0595 | 0 | [6 empty] | DEER:HVAC_Split-Package_AC | Annual
Any | NE-HVAC-airAC-SpltPkg-240to759kBtuh-11p5eer | RtL | New | CZ06 | cDXGF | SWHC013-02 | DEER2020 | D20v1 | 2020-11-09 | Cap-Tons | 1 |  | None | 201 | 0.117 | 0 | 201 | 0.117 | 0 | [6 empty] | DEER:HVAC_Split-Package_AC | Annual
Any | NE-HVAC-airAC-SpltPkg-240to759kBtuh-11p5eer | RtL | New | CZ07 | cDXGF | SWHC013-02 | DEER2020 | D20v1 | 2020-11-09 | Cap-Tons | 1 |  | None | 188 | 0.0995 | 0 | 188 | 0.0995 | 0 | [6 empty] | DEER:HVAC_Split-Package_AC | Annual
Any | NE-HVAC-airAC-SpltPkg-240to759kBtuh-11p5eer | RtL | New | CZ08 | cDXGF | SWHC013-02 | DEER2020 | D20v1 | 2020-11-09 | Cap-Tons | 1 |  | None | 195 | 0.105 | 0 | 195 | 0.105 | 0 | [6 empty] | DEER:HVAC_Split-Package_AC | Annual
Any | NE-HVAC-airAC-SpltPkg-240to759kBtuh-11p5eer | RtL | New | CZ09 | cDXGF | SWHC013-02 | DEER2020 | D20v1 | 2020-11-09 | Cap-Tons | 1 |  | None | 161 | 0.121 | 0 | 161 | 0.121 | 0 | [6 empty] | DEER:HVAC_Split-Package_AC | Annual
Any | NE-HVAC-airAC-SpltPkg-240to759kBtuh-11p5eer | RtL | New | CZ10 | cDXGF | SWHC013-02 | DEER2020 | D20v1 | 2020-11-09 | Cap-Tons | 1 |  | None | 192 | 0.131 | 0 | 192 | 0.131 | 0 | [6 empty] | DEER:HVAC_Split-Package_AC | Annual
Any | NE-HVAC-airAC-SpltPkg-240to759kBtuh-11p5eer | RtL | New | CZ11 | cDXGF | SWHC013-02 | DEER2020 | D20v1 | 2020-11-09 | Cap-Tons | 1 |  | None | 181 | 0.142 | 0 | 181 | 0.142 | 0 | [6 empty] | DEER:HVAC_Split-Package_AC | Annual
Any | NE-HVAC-airAC-SpltPkg-240to759kBtuh-11p5eer | RtL | New | CZ12 | cDXGF | SWHC013-02 | DEER2020 | D20v1 | 2020-11-09 | Cap-Tons | 1 |  | None | 160 | 0.139 | 0 | 160 | 0.139 | 0 | [6 empty] | DEER:HVAC_Split-Package_AC | Annual
Any | NE-HVAC-airAC-SpltPkg-240to759kBtuh-11p5eer | RtL | New | CZ13 | cDXGF | SWHC013-02 | DEER2020 | D20v1 | 2020-11-09 | Cap-Tons | 1 |  | None | 189 | 0.129 | 0 | 189 | 0.129 | 0 | [6 empty] | DEER:HVAC_Split-Package_AC | Annual
Any | NE-HVAC-airAC-SpltPkg-240to759kBtuh-11p5eer | RtL | New | CZ14 | cDXGF | SWHC013-02 | DEER2020 | D20v1 | 2020-11-09 | Cap-Tons | 1 |  | None | 183 | 0.116 | 0 | 183 | 0.116 | 0 | [6 empty] | DEER:HVAC_Split-Package_AC | Annual
Any | NE-HVAC-airAC-SpltPkg-240to759kBtuh-11p5eer | RtL | New | CZ15 | cDXGF | SWHC013-02 | DEER2020 | D20v1 | 2020-11-09 | Cap-Tons | 1 |  | None | 266 | 0.124 | 0 | 266 | 0.124 | 0 | [6 empty] | DEER:HVAC_Split-Package_AC | Annual
Any | NE-HVAC-airAC-SpltPkg-240to759kBtuh-11p5eer | RtL | New | CZ16 | cDXGF | SWHC013-02 | DEER2020 | D20v1 | 2020-11-09 | Cap-Tons | 1 |  | None | 114 | 0.0995 | 0 | 114 | 0.0995 | 0 | [6 empty] | DEER:HVAC_Split-Package_AC | Annual
Any | NE-HVAC-airAC-SpltPkg-240to759kBtuh-11p5eer | RtS | Ex | CZ01 | cDXGF | SWHC013-02 | DEER2020 | D20v1 | 2020-11-09 | Cap-Tons | 1 |  | None | 491 | 0.114 | 20.2 | 40.7 | 0.029 | 0 | [6 empty] | DEER:HVAC_Split-Package_AC | Annual
Any | NE-HVAC-airAC-SpltPkg-240to759kBtuh-11p5eer | RtS | Ex | CZ02 | cDXGF | SWHC013-02 | DEER2020 | D20v1 | 2020-11-09 | Cap-Tons | 1 |  | None | 570 | 0.104 | 8.4 | 131 | 0.122 | 0 | [6 empty] | DEER:HVAC_Split-Package_AC | Annual
Any | NE-HVAC-airAC-SpltPkg-240to759kBtuh-11p5eer | RtS | Ex | CZ03 | cDXGF | SWHC013-02 | DEER2020 | D20v1 | 2020-11-09 | Cap-Tons | 1 |  | None | 525 | 0.133 | 8.1 | 88.5 | 0.0725 | 0 | [6 empty] | DEER:HVAC_Split-Package_AC | Annual
Any | NE-HVAC-airAC-SpltPkg-240to759kBtuh-11p5eer | RtS | Ex | CZ04 | cDXGF | SWHC013-02 | DEER2020 | D20v1 | 2020-11-09 | Cap-Tons | 1 |  | None | 580 | 0.128 | 4.92 | 137 | 0.103 | 0 | [6 empty] | DEER:HVAC_Split-Package_AC | Annual
Any | NE-HVAC-airAC-SpltPkg-240to759kBtuh-11p5eer | RtS | Ex | CZ05 | cDXGF | SWHC013-02 | DEER2020 | D20v1 | 2020-11-09 | Cap-Tons | 1 |  | None | 530 | 0.132 | 7.2 | 89 | 0.0452 | 0 | [6 empty] | DEER:HVAC_Split-Package_AC | Annual
Any | NE-HVAC-airAC-SpltPkg-240to759kBtuh-11p5eer | RtS | Ex | CZ06 | cDXGF | SWHC013-02 | DEER2020 | D20v1 | 2020-11-09 | Cap-Tons | 1 |  | None | 570 | 0.125 | 2 | 156 | 0.097 | 0 | [6 empty] | DEER:HVAC_Split-Package_AC | Annual
Any | NE-HVAC-airAC-SpltPkg-240to759kBtuh-11p5eer | RtS | Ex | CZ07 | cDXGF | SWHC013-02 | DEER2020 | D20v1 | 2020-11-09 | Cap-Tons | 1 |  | None | 555 | 0.135 | 1.45 | 156 | 0.079 | 0 | [6 empty] | DEER:HVAC_Split-Package_AC | Annual
Any | NE-HVAC-airAC-SpltPkg-240to759kBtuh-11p5eer | RtS | Ex | CZ08 | cDXGF | SWHC013-02 | DEER2020 | D20v1 | 2020-11-09 | Cap-Tons | 1 |  | None | 595 | 0.135 | 1.23 | 174 | 0.0915 | 0 | [6 empty] | DEER:HVAC_Split-Package_AC | Annual
Any | NE-HVAC-airAC-SpltPkg-240to759kBtuh-11p5eer | RtS | Ex | CZ09 | cDXGF | SWHC013-02 | DEER2020 | D20v1 | 2020-11-09 | Cap-Tons | 1 |  | None | 620 | 0.137 | 0.805 | 150 | 0.108 | 0 | [6 empty] | DEER:HVAC_Split-Package_AC | Annual
Any | NE-HVAC-airAC-SpltPkg-240to759kBtuh-11p5eer | RtS | Ex | CZ10 | cDXGF | SWHC013-02 | DEER2020 | D20v1 | 2020-11-09 | Cap-Tons | 1 |  | None | 625 | 0.117 | 1.57 | 178 | 0.12 | 0 | [6 empty] | DEER:HVAC_Split-Package_AC | Annual
Any | NE-HVAC-airAC-SpltPkg-240to759kBtuh-11p5eer | RtS | Ex | CZ11 | cDXGF | SWHC013-02 | DEER2020 | D20v1 | 2020-11-09 | Cap-Tons | 1 |  | None | 620 | 0.112 | 3.6 | 168 | 0.133 | 0 | [6 empty] | DEER:HVAC_Split-Package_AC | Annual
Any | NE-HVAC-airAC-SpltPkg-240to759kBtuh-11p5eer | RtS | Ex | CZ12 | cDXGF | SWHC013-02 | DEER2020 | D20v1 | 2020-11-09 | Cap-Tons | 1 |  | None | 615 | 0.115 | 4.95 | 150 | 0.126 | 0 | [6 empty] | DEER:HVAC_Split-Package_AC | Annual
Any | NE-HVAC-airAC-SpltPkg-240to759kBtuh-11p5eer | RtS | Ex | CZ13 | cDXGF | SWHC013-02 | DEER2020 | D20v1 | 2020-11-09 | Cap-Tons | 1 |  | None | 620 | 0.135 | 3.4 | 178 | 0.117 | 0 | [6 empty] | DEER:HVAC_Split-Package_AC | Annual
Any | NE-HVAC-airAC-SpltPkg-240to759kBtuh-11p5eer | RtS | Ex | CZ14 | cDXGF | SWHC013-02 | DEER2020 | D20v1 | 2020-11-09 | Cap-Tons | 1 |  | None | 625 | 0.144 | 3.54 | 170 | 0.106 | 0 | [6 empty] | DEER:HVAC_Split-Package_AC | Annual
Any | NE-HVAC-airAC-SpltPkg-240to759kBtuh-11p5eer | RtS | Ex | CZ15 | cDXGF | SWHC013-02 | DEER2020 | D20v1 | 2020-11-09 | Cap-Tons | 1 |  | None | 675 | 0.146 | -0.116 | 260 | 0.12 | 0 | [6 empty] | DEER:HVAC_Split-Package_AC | Annual
Any | NE-HVAC-airAC-SpltPkg-240to759kBtuh-11p5eer | RtS | Ex | CZ16 | cDXGF | SWHC013-02 | DEER2020 | D20v1 | 2020-11-09 | Cap-Tons | 1 |  | None | 555 | 0.119 | 24.9 | 106 | 0.09 | 0 | [6 empty] | DEER:HVAC_Split-Package_AC | Annual
Any | NE-HVAC-airAC-SpltPkg-240to759kBtuh-11p5eer | RtS | New | CZ01 | cDXGF | SWHC013-02 | DEER2020 | D20v1 | 2020-11-09 | Cap-Tons | 1 |  | None | 12.4 | 0.0162 | 0 | 12.4 | 0.0162 | 0 | [6 empty] | DEER:HVAC_Split-Package_AC | Annual
Any | NE-HVAC-airAC-SpltPkg-240to759kBtuh-11p5eer | RtS | New | CZ02 | cDXGF | SWHC013-02 | DEER2020 | D20v1 | 2020-11-09 | Cap-Tons | 1 |  | None | 98 | 0.12 | 0 | 98 | 0.12 | 0 | [6 empty] | DEER:HVAC_Split-Package_AC | Annual
Any | NE-HVAC-airAC-SpltPkg-240to759kBtuh-11p5eer | RtS | New | CZ03 | cDXGF | SWHC013-02 | DEER2020 | D20v1 | 2020-11-09 | Cap-Tons | 1 |  | None | 47.1 | 0.067 | 0 | 47.1 | 0.067 | 0 | [6 empty] | DEER:HVAC_Split-Package_AC | Annual
Any | NE-HVAC-airAC-SpltPkg-240to759kBtuh-11p5eer | RtS | New | CZ04 | cDXGF | SWHC013-02 | DEER2020 | D20v1 | 2020-11-09 | Cap-Tons | 1 |  | None | 103 | 0.103 | 0 | 103 | 0.103 | 0 | [6 empty] | DEER:HVAC_Split-Package_AC | Annual
Any | NE-HVAC-airAC-SpltPkg-240to759kBtuh-11p5eer | RtS | New | CZ05 | cDXGF | SWHC013-02 | DEER2020 | D20v1 | 2020-11-09 | Cap-Tons | 1 |  | None | 47.1 | 0.0381 | 0 | 47.1 | 0.0381 | 0 | [6 empty] | DEER:HVAC_Split-Package_AC | Annual
Any | NE-HVAC-airAC-SpltPkg-240to759kBtuh-11p5eer | RtS | New | CZ06 | cDXGF | SWHC013-02 | DEER2020 | D20v1 | 2020-11-09 | Cap-Tons | 1 |  | None | 116 | 0.095 | 0 | 116 | 0.095 | 0 | [6 empty] | DEER:HVAC_Split-Package_AC | Annual
Any | NE-HVAC-airAC-SpltPkg-240to759kBtuh-11p5eer | RtS | New | CZ07 | cDXGF | SWHC013-02 | DEER2020 | D20v1 | 2020-11-09 | Cap-Tons | 1 |  | None | 102 | 0.0755 | 0 | 102 | 0.0755 | 0 | [6 empty] | DEER:HVAC_Split-Package_AC | Annual
Any | NE-HVAC-airAC-SpltPkg-240to759kBtuh-11p5eer | RtS | New | CZ08 | cDXGF | SWHC013-02 | DEER2020 | D20v1 | 2020-11-09 | Cap-Tons | 1 |  | None | 137 | 0.0905 | 0 | 137 | 0.0905 | 0 | [6 empty] | DEER:HVAC_Split-Package_AC | Annual
Any | NE-HVAC-airAC-SpltPkg-240to759kBtuh-11p5eer | RtS | New | CZ09 | cDXGF | SWHC013-02 | DEER2020 | D20v1 | 2020-11-09 | Cap-Tons | 1 |  | None | 119 | 0.106 | 0 | 119 | 0.106 | 0 | [6 empty] | DEER:HVAC_Split-Package_AC | Annual
Any | NE-HVAC-airAC-SpltPkg-240to759kBtuh-11p5eer | RtS | New | CZ10 | cDXGF | SWHC013-02 | DEER2020 | D20v1 | 2020-11-09 | Cap-Tons | 1 |  | None | 144 | 0.117 | 0 | 144 | 0.117 | 0 | [6 empty] | DEER:HVAC_Split-Package_AC | Annual
Any | NE-HVAC-airAC-SpltPkg-240to759kBtuh-11p5eer | RtS | New | CZ11 | cDXGF | SWHC013-02 | DEER2020 | D20v1 | 2020-11-09 | Cap-Tons | 1 |  | None | 144 | 0.13 | 0 | 144 | 0.13 | 0 | [6 empty] | DEER:HVAC_Split-Package_AC | Annual
Any | NE-HVAC-airAC-SpltPkg-240to759kBtuh-11p5eer | RtS | New | CZ12 | cDXGF | SWHC013-02 | DEER2020 | D20v1 | 2020-11-09 | Cap-Tons | 1 |  | None | 122 | 0.123 | 0 | 122 | 0.123 | 0 | [6 empty] | DEER:HVAC_Split-Package_AC | Annual
Any | NE-HVAC-airAC-SpltPkg-240to759kBtuh-11p5eer | RtS | New | CZ13 | cDXGF | SWHC013-02 | DEER2020 | D20v1 | 2020-11-09 | Cap-Tons | 1 |  | None | 151 | 0.114 | 0 | 151 | 0.114 | 0 | [6 empty] | DEER:HVAC_Split-Package_AC | Annual
Any | NE-HVAC-airAC-SpltPkg-240to759kBtuh-11p5eer | RtS | New | CZ14 | cDXGF | SWHC013-02 | DEER2020 | D20v1 | 2020-11-09 | Cap-Tons | 1 |  | None | 148 | 0.101 | 0 | 148 | 0.101 | 0 | [6 empty] | DEER:HVAC_Split-Package_AC | Annual
Any | NE-HVAC-airAC-SpltPkg-240to759kBtuh-11p5eer | RtS | New | CZ15 | cDXGF | SWHC013-02 | DEER2020 | D20v1 | 2020-11-09 | Cap-Tons | 1 |  | None | 230 | 0.116 | 0 | 230 | 0.116 | 0 | [6 empty] | DEER:HVAC_Split-Package_AC | Annual
Any | NE-HVAC-airAC-SpltPkg-240to759kBtuh-11p5eer | RtS | New | CZ16 | cDXGF | SWHC013-02 | DEER2020 | D20v1 | 2020-11-09 | Cap-Tons | 1 |  | None | 77 | 0.0805 | 0 | 77 | 0.0805 | 0 | [6 empty] | DEER:HVAC_Split-Package_AC | Annual
Any | NE-HVAC-airAC-SpltPkg-240to759kBtuh-11p5eer | SCn | Ex | CZ01 | cDXGF | SWHC013-02 | DEER2020 | D20v1 | 2020-11-09 | Cap-Tons | 1 |  | None | 540 | 0.07 | 11.2 | 10.5 | 0.0015 | 0 | [6 empty] | DEER:HVAC_Split-Package_AC | Annual
Any | NE-HVAC-airAC-SpltPkg-240to759kBtuh-11p5eer | SCn | Ex | CZ02 | cDXGF | SWHC013-02 | DEER2020 | D20v1 | 2020-11-09 | Cap-Tons | 1 |  | None | 545 | 0.085 | 13.3 | 40.7 | 0.0655 | 0 | [6 empty] | DEER:HVAC_Split-Package_AC | Annual
Any | NE-HVAC-airAC-SpltPkg-240to759kBtuh-11p5eer | SCn | Ex | CZ03 | cDXGF | SWHC013-02 | DEER2020 | D20v1 | 2020-11-09 | Cap-Tons | 1 |  | None | 492 | 0.08 | 4.45 | 13.2 | 0.0125 | 0 | [6 empty] | DEER:HVAC_Split-Package_AC | Annual
Any | NE-HVAC-airAC-SpltPkg-240to759kBtuh-11p5eer | SCn | Ex | CZ04 | cDXGF | SWHC013-02 | DEER2020 | D20v1 | 2020-11-09 | Cap-Tons | 1 |  | None | 550 | 0.105 | 10.1 | 45.5 | 0.0515 | 0 | [6 empty] | DEER:HVAC_Split-Package_AC | Annual
Any | NE-HVAC-airAC-SpltPkg-240to759kBtuh-11p5eer | SCn | Ex | CZ05 | cDXGF | SWHC013-02 | DEER2020 | D20v1 | 2020-11-09 | Cap-Tons | 1 |  | None | 520 | 0.076 | 4.23 | 13.4 | 0.00445 | 0 | [6 empty] | DEER:HVAC_Split-Package_AC | Annual
Any | NE-HVAC-airAC-SpltPkg-240to759kBtuh-11p5eer | SCn | Ex | CZ06 | cDXGF | SWHC013-02 | DEER2020 | D20v1 | 2020-11-09 | Cap-Tons | 1 |  | None | 550 | 0.0995 | 1.24 | 35.4 | 0.0375 | 0 | [6 empty] | DEER:HVAC_Split-Package_AC | Annual
Any | NE-HVAC-airAC-SpltPkg-240to759kBtuh-11p5eer | SCn | Ex | CZ07 | cDXGF | SWHC013-02 | DEER2020 | D20v1 | 2020-11-09 | Cap-Tons | 1 |  | None | 535 | 0.089 | 0.86 | 28 | 0.0253 | 0 | [6 empty] | DEER:HVAC_Split-Package_AC | Annual
Any | NE-HVAC-airAC-SpltPkg-240to759kBtuh-11p5eer | SCn | Ex | CZ08 | cDXGF | SWHC013-02 | DEER2020 | D20v1 | 2020-11-09 | Cap-Tons | 1 |  | None | 560 | 0.0975 | 2.23 | 66 | 0.0464 | 0 | [6 empty] | DEER:HVAC_Split-Package_AC | Annual
Any | NE-HVAC-airAC-SpltPkg-240to759kBtuh-11p5eer | SCn | Ex | CZ09 | cDXGF | SWHC013-02 | DEER2020 | D20v1 | 2020-11-09 | Cap-Tons | 1 |  | None | 585 | 0.0985 | 0.86 | 63 | 0.06 | 0 | [6 empty] | DEER:HVAC_Split-Package_AC | Annual
Any | NE-HVAC-airAC-SpltPkg-240to759kBtuh-11p5eer | SCn | Ex | CZ10 | cDXGF | SWHC013-02 | DEER2020 | D20v1 | 2020-11-09 | Cap-Tons | 1 |  | None | 585 | 0.084 | 3.08 | 82 | 0.0715 | 0 | [6 empty] | DEER:HVAC_Split-Package_AC | Annual
Any | NE-HVAC-airAC-SpltPkg-240to759kBtuh-11p5eer | SCn | Ex | CZ11 | cDXGF | SWHC013-02 | DEER2020 | D20v1 | 2020-11-09 | Cap-Tons | 1 |  | None | 605 | 0.0845 | 4.61 | 91.5 | 0.073 | 0 | [6 empty] | DEER:HVAC_Split-Package_AC | Annual
Any | NE-HVAC-airAC-SpltPkg-240to759kBtuh-11p5eer | SCn | Ex | CZ12 | cDXGF | SWHC013-02 | DEER2020 | D20v1 | 2020-11-09 | Cap-Tons | 1 |  | None | 575 | 0.085 | 6.6 | 65 | 0.068 | 0 | [6 empty] | DEER:HVAC_Split-Package_AC | Annual
Any | NE-HVAC-airAC-SpltPkg-240to759kBtuh-11p5eer | SCn | Ex | CZ13 | cDXGF | SWHC013-02 | DEER2020 | D20v1 | 2020-11-09 | Cap-Tons | 1 |  | None | 610 | 0.103 | 4.47 | 100 | 0.062 | 0 | [6 empty] | DEER:HVAC_Split-Package_AC | Annual
Any | NE-HVAC-airAC-SpltPkg-240to759kBtuh-11p5eer | SCn | Ex | CZ14 | cDXGF | SWHC013-02 | DEER2020 | D20v1 | 2020-11-09 | Cap-Tons | 1 |  | None | 600 | 0.103 | 5.55 | 98.5 | 0.0595 | 0 | [6 empty] | DEER:HVAC_Split-Package_AC | Annual
Any | NE-HVAC-airAC-SpltPkg-240to759kBtuh-11p5eer | SCn | Ex | CZ15 | cDXGF | SWHC013-02 | DEER2020 | D20v1 | 2020-11-09 | Cap-Tons | 1 |  | None | 670 | 0.118 | -0.51 | 163 | 0.059 | 0 | [6 empty] | DEER:HVAC_Split-Package_AC | Annual
Any | NE-HVAC-airAC-SpltPkg-240to759kBtuh-11p5eer | SCn | Ex | CZ16 | cDXGF | SWHC013-02 | DEER2020 | D20v1 | 2020-11-09 | Cap-Tons | 1 |  | None | 550 | 0.091 | 16.5 | 30.7 | 0.0281 | 0 | [6 empty] | DEER:HVAC_Split-Package_AC | Annual
Any | NE-HVAC-airAC-SpltPkg-240to759kBtuh-11p5eer | SCn | New | CZ01 | cDXGF | SWHC013-02 | DEER2020 | D20v1 | 2020-11-09 | Cap-Tons | 1 |  | None | 7.25 | 0.001 | 0 | 7.25 | 0.001 | 0 | [6 empty] | DEER:HVAC_Split-Package_AC | Annual
Any | NE-HVAC-airAC-SpltPkg-240to759kBtuh-11p5eer | SCn | New | CZ02 | cDXGF | SWHC013-02 | DEER2020 | D20v1 | 2020-11-09 | Cap-Tons | 1 |  | None | 32.6 | 0.0665 | 0 | 32.6 | 0.0665 | 0 | [6 empty] | DEER:HVAC_Split-Package_AC | Annual
Any | NE-HVAC-airAC-SpltPkg-240to759kBtuh-11p5eer | SCn | New | CZ03 | cDXGF | SWHC013-02 | DEER2020 | D20v1 | 2020-11-09 | Cap-Tons | 1 |  | None | 7.8 | 0.0085 | 0 | 7.8 | 0.0085 | 0 | [6 empty] | DEER:HVAC_Split-Package_AC | Annual
Any | NE-HVAC-airAC-SpltPkg-240to759kBtuh-11p5eer | SCn | New | CZ04 | cDXGF | SWHC013-02 | DEER2020 | D20v1 | 2020-11-09 | Cap-Tons | 1 |  | None | 35.2 | 0.0515 | 0 | 35.2 | 0.0515 | 0 | [6 empty] | DEER:HVAC_Split-Package_AC | Annual
Any | NE-HVAC-airAC-SpltPkg-240to759kBtuh-11p5eer | SCn | New | CZ05 | cDXGF | SWHC013-02 | DEER2020 | D20v1 | 2020-11-09 | Cap-Tons | 1 |  | None | 8.6 | 0.00255 | 0 | 8.6 | 0.00255 | 0 | [6 empty] | DEER:HVAC_Split-Package_AC | Annual
Any | NE-HVAC-airAC-SpltPkg-240to759kBtuh-11p5eer | SCn | New | CZ06 | cDXGF | SWHC013-02 | DEER2020 | D20v1 | 2020-11-09 | Cap-Tons | 1 |  | None | 24.9 | 0.0336 | 0 | 24.9 | 0.0336 | 0 | [6 empty] | DEER:HVAC_Split-Package_AC | Annual
Any | NE-HVAC-airAC-SpltPkg-240to759kBtuh-11p5eer | SCn | New | CZ07 | cDXGF | SWHC013-02 | DEER2020 | D20v1 | 2020-11-09 | Cap-Tons | 1 |  | None | 17.8 | 0.0217 | 0 | 17.8 | 0.0217 | 0 | [6 empty] | DEER:HVAC_Split-Package_AC | Annual
Any | NE-HVAC-airAC-SpltPkg-240to759kBtuh-11p5eer | SCn | New | CZ08 | cDXGF | SWHC013-02 | DEER2020 | D20v1 | 2020-11-09 | Cap-Tons | 1 |  | None | 57 | 0.0477 | 0 | 57 | 0.0477 | 0 | [6 empty] | DEER:HVAC_Split-Package_AC | Annual
Any | NE-HVAC-airAC-SpltPkg-240to759kBtuh-11p5eer | SCn | New | CZ09 | cDXGF | SWHC013-02 | DEER2020 | D20v1 | 2020-11-09 | Cap-Tons | 1 |  | None | 56 | 0.062 | 0 | 56 | 0.062 | 0 | [6 empty] | DEER:HVAC_Split-Package_AC | Annual
Any | NE-HVAC-airAC-SpltPkg-240to759kBtuh-11p5eer | SCn | New | CZ10 | cDXGF | SWHC013-02 | DEER2020 | D20v1 | 2020-11-09 | Cap-Tons | 1 |  | None | 74 | 0.0725 | 0 | 74 | 0.0725 | 0 | [6 empty] | DEER:HVAC_Split-Package_AC | Annual
Any | NE-HVAC-airAC-SpltPkg-240to759kBtuh-11p5eer | SCn | New | CZ11 | cDXGF | SWHC013-02 | DEER2020 | D20v1 | 2020-11-09 | Cap-Tons | 1 |  | None | 85.5 | 0.0735 | 0 | 85.5 | 0.0735 | 0 | [6 empty] | DEER:HVAC_Split-Package_AC | Annual
Any | NE-HVAC-airAC-SpltPkg-240to759kBtuh-11p5eer | SCn | New | CZ12 | cDXGF | SWHC013-02 | DEER2020 | D20v1 | 2020-11-09 | Cap-Tons | 1 |  | None | 57.5 | 0.0675 | 0 | 57.5 | 0.0675 | 0 | [6 empty] | DEER:HVAC_Split-Package_AC | Annual
Any | NE-HVAC-airAC-SpltPkg-240to759kBtuh-11p5eer | SCn | New | CZ13 | cDXGF | SWHC013-02 | DEER2020 | D20v1 | 2020-11-09 | Cap-Tons | 1 |  | None | 93.5 | 0.0635 | 0 | 93.5 | 0.0635 | 0 | [6 empty] | DEER:HVAC_Split-Package_AC | Annual
Any | NE-HVAC-airAC-SpltPkg-240to759kBtuh-11p5eer | SCn | New | CZ14 | cDXGF | SWHC013-02 | DEER2020 | D20v1 | 2020-11-09 | Cap-Tons | 1 |  | None | 96 | 0.061 | 0 | 96 | 0.061 | 0 | [6 empty] | DEER:HVAC_Split-Package_AC | Annual
Any | NE-HVAC-airAC-SpltPkg-240to759kBtuh-11p5eer | SCn | New | CZ15 | cDXGF | SWHC013-02 | DEER2020 | D20v1 | 2020-11-09 | Cap-Tons | 1 |  | None | 156 | 0.0595 | 0 | 156 | 0.0595 | 0 | [6 empty] | DEER:HVAC_Split-Package_AC | Annual
Any | NE-HVAC-airAC-SpltPkg-240to759kBtuh-11p5eer | SCn | New | CZ16 | cDXGF | SWHC013-02 | DEER2020 | D20v1 | 2020-11-09 | Cap-Tons | 1 |  | None | 23.9 | 0.0242 | 0 | 23.9 | 0.0242 | 0 | [6 empty] | DEER:HVAC_Split-Package_AC | Annual
Any | NE-HVAC-airAC-SpltPkg-240to759kBtuh-11p5eer | WRf | Ex | CZ01 | cDXGF | SWHC013-02 | DEER2020 | D20v1 | 2020-11-09 | Cap-Tons | 1 |  | None | 760 | 0.0955 | 2.96 | 165 | 0.0386 | 0 | [6 empty] | DEER:HVAC_Split-Package_AC | Annual
Any | NE-HVAC-airAC-SpltPkg-240to759kBtuh-11p5eer | WRf | Ex | CZ02 | cDXGF | SWHC013-02 | DEER2020 | D20v1 | 2020-11-09 | Cap-Tons | 1 |  | None | 695 | 0.124 | 0.468 | 188 | 0.072 | 0 | [6 empty] | DEER:HVAC_Split-Package_AC | Annual
Any | NE-HVAC-airAC-SpltPkg-240to759kBtuh-11p5eer | WRf | Ex | CZ03 | cDXGF | SWHC013-02 | DEER2020 | D20v1 | 2020-11-09 | Cap-Tons | 1 |  | None | 660 | 0.094 | 0.391 | 184 | 0.048 | 0 | [6 empty] | DEER:HVAC_Split-Package_AC | Annual
Any | NE-HVAC-airAC-SpltPkg-240to759kBtuh-11p5eer | WRf | Ex | CZ04 | cDXGF | SWHC013-02 | DEER2020 | D20v1 | 2020-11-09 | Cap-Tons | 1 |  | None | 720 | 0.111 | -0.0715 | 204 | 0.0635 | 0 | [6 empty] | DEER:HVAC_Split-Package_AC | Annual
Any | NE-HVAC-airAC-SpltPkg-240to759kBtuh-11p5eer | WRf | Ex | CZ05 | cDXGF | SWHC013-02 | DEER2020 | D20v1 | 2020-11-09 | Cap-Tons | 1 |  | None | 710 | 0.0895 | 0.18 | 200 | 0.0403 | 0 | [6 empty] | DEER:HVAC_Split-Package_AC | Annual
Any | NE-HVAC-airAC-SpltPkg-240to759kBtuh-11p5eer | WRf | Ex | CZ06 | cDXGF | SWHC013-02 | DEER2020 | D20v1 | 2020-11-09 | Cap-Tons | 1 |  | None | 665 | 0.09 | -0.7 | 214 | 0.0535 | 0 | [6 empty] | DEER:HVAC_Split-Package_AC | Annual
Any | NE-HVAC-airAC-SpltPkg-240to759kBtuh-11p5eer | WRf | Ex | CZ07 | cDXGF | SWHC013-02 | DEER2020 | D20v1 | 2020-11-09 | Cap-Tons | 1 |  | None | 735 | 0.087 | -0.585 | 239 | 0.05 | 0 | [6 empty] | DEER:HVAC_Split-Package_AC | Annual
Any | NE-HVAC-airAC-SpltPkg-240to759kBtuh-11p5eer | WRf | Ex | CZ08 | cDXGF | SWHC013-02 | DEER2020 | D20v1 | 2020-11-09 | Cap-Tons | 1 |  | None | 800 | 0.102 | -0.63 | 209 | 0.0495 | 0 | [6 empty] | DEER:HVAC_Split-Package_AC | Annual
Any | NE-HVAC-airAC-SpltPkg-240to759kBtuh-11p5eer | WRf | Ex | CZ09 | cDXGF | SWHC013-02 | DEER2020 | D20v1 | 2020-11-09 | Cap-Tons | 1 |  | None | 820 | 0.132 | -0.785 | 202 | 0.0655 | 0 | [6 empty] | DEER:HVAC_Split-Package_AC | Annual
Any | NE-HVAC-airAC-SpltPkg-240to759kBtuh-11p5eer | WRf | Ex | CZ10 | cDXGF | SWHC013-02 | DEER2020 | D20v1 | 2020-11-09 | Cap-Tons | 1 |  | None | 795 | 0.119 | -0.805 | 234 | 0.0745 | 0 | [6 empty] | DEER:HVAC_Split-Package_AC | Annual
Any | NE-HVAC-airAC-SpltPkg-240to759kBtuh-11p5eer | WRf | Ex | CZ11 | cDXGF | SWHC013-02 | DEER2020 | D20v1 | 2020-11-09 | Cap-Tons | 1 |  | None | 805 | 0.132 | -0.44 | 209 | 0.084 | 0 | [6 empty] | DEER:HVAC_Split-Package_AC | Annual
Any | NE-HVAC-airAC-SpltPkg-240to759kBtuh-11p5eer | WRf | Ex | CZ12 | cDXGF | SWHC013-02 | DEER2020 | D20v1 | 2020-11-09 | Cap-Tons | 1 |  | None | 760 | 0.139 | -0.32 | 180 | 0.071 | 0 | [6 empty] | DEER:HVAC_Split-Package_AC | Annual
Any | NE-HVAC-airAC-SpltPkg-240to759kBtuh-11p5eer | WRf | Ex | CZ13 | cDXGF | SWHC013-02 | DEER2020 | D20v1 | 2020-11-09 | Cap-Tons | 1 |  | None | 825 | 0.139 | -0.476 | 214 | 0.0735 | 0 | [6 empty] | DEER:HVAC_Split-Package_AC | Annual
Any | NE-HVAC-airAC-SpltPkg-240to759kBtuh-11p5eer | WRf | Ex | CZ14 | cDXGF | SWHC013-02 | DEER2020 | D20v1 | 2020-11-09 | Cap-Tons | 1 |  | None | 765 | 0.116 | -0.143 | 240 | 0.0785 | 0 | [6 empty] | DEER:HVAC_Split-Package_AC | Annual
Any | NE-HVAC-airAC-SpltPkg-240to759kBtuh-11p5eer | WRf | Ex | CZ15 | cDXGF | SWHC013-02 | DEER2020 | D20v1 | 2020-11-09 | Cap-Tons | 1 |  | None | 925 | 0.13 | -1.01 | 304 | 0.0805 | 0 | [6 empty] | DEER:HVAC_Split-Package_AC | Annual
Any | NE-HVAC-airAC-SpltPkg-240to759kBtuh-11p5eer | WRf | Ex | CZ16 | cDXGF | SWHC013-02 | DEER2020 | D20v1 | 2020-11-09 | Cap-Tons | 1 |  | None | 650 | 0.112 | 4.94 | 166 | 0.0595 | 0 | [6 empty] | DEER:HVAC_Split-Package_AC | Annual
Any | NE-HVAC-airAC-SpltPkg-240to759kBtuh-11p5eer | WRf | New | CZ01 | cDXGF | SWHC013-02 | DEER2020 | D20v1 | 2020-11-09 | Cap-Tons | 1 |  | None | 43.9 | 0.0324 | 0 | 43.9 | 0.0324 | 0 | [6 empty] | DEER:HVAC_Split-Package_AC | Annual
Any | NE-HVAC-airAC-SpltPkg-240to759kBtuh-11p5eer | WRf | New | CZ02 | cDXGF | SWHC013-02 | DEER2020 | D20v1 | 2020-11-09 | Cap-Tons | 1 |  | None | 118 | 0.0675 | 0 | 118 | 0.0675 | 0 | [6 empty] | DEER:HVAC_Split-Package_AC | Annual
Any | NE-HVAC-airAC-SpltPkg-240to759kBtuh-11p5eer | WRf | New | CZ03 | cDXGF | SWHC013-02 | DEER2020 | D20v1 | 2020-11-09 | Cap-Tons | 1 |  | None | 103 | 0.0496 | 0 | 103 | 0.0496 | 0 | [6 empty] | DEER:HVAC_Split-Package_AC | Annual
Any | NE-HVAC-airAC-SpltPkg-240to759kBtuh-11p5eer | WRf | New | CZ04 | cDXGF | SWHC013-02 | DEER2020 | D20v1 | 2020-11-09 | Cap-Tons | 1 |  | None | 141 | 0.0625 | 0 | 141 | 0.0625 | 0 | [6 empty] | DEER:HVAC_Split-Package_AC | Annual
Any | NE-HVAC-airAC-SpltPkg-240to759kBtuh-11p5eer | WRf | New | CZ05 | cDXGF | SWHC013-02 | DEER2020 | D20v1 | 2020-11-09 | Cap-Tons | 1 |  | None | 116 | 0.041 | 0 | 116 | 0.041 | 0 | [6 empty] | DEER:HVAC_Split-Package_AC | Annual
Any | NE-HVAC-airAC-SpltPkg-240to759kBtuh-11p5eer | WRf | New | CZ06 | cDXGF | SWHC013-02 | DEER2020 | D20v1 | 2020-11-09 | Cap-Tons | 1 |  | None | 175 | 0.052 | 0 | 175 | 0.052 | 0 | [6 empty] | DEER:HVAC_Split-Package_AC | Annual
Any | NE-HVAC-airAC-SpltPkg-240to759kBtuh-11p5eer | WRf | New | CZ07 | cDXGF | SWHC013-02 | DEER2020 | D20v1 | 2020-11-09 | Cap-Tons | 1 |  | None | 183 | 0.0505 | 0 | 183 | 0.0505 | 0 | [6 empty] | DEER:HVAC_Split-Package_AC | Annual
Any | NE-HVAC-airAC-SpltPkg-240to759kBtuh-11p5eer | WRf | New | CZ08 | cDXGF | SWHC013-02 | DEER2020 | D20v1 | 2020-11-09 | Cap-Tons | 1 |  | None | 169 | 0.0475 | 0 | 169 | 0.0475 | 0 | [6 empty] | DEER:HVAC_Split-Package_AC | Annual
Any | NE-HVAC-airAC-SpltPkg-240to759kBtuh-11p5eer | WRf | New | CZ09 | cDXGF | SWHC013-02 | DEER2020 | D20v1 | 2020-11-09 | Cap-Tons | 1 |  | None | 161 | 0.064 | 0 | 161 | 0.064 | 0 | [6 empty] | DEER:HVAC_Split-Package_AC | Annual
Any | NE-HVAC-airAC-SpltPkg-240to759kBtuh-11p5eer | WRf | New | CZ10 | cDXGF | SWHC013-02 | DEER2020 | D20v1 | 2020-11-09 | Cap-Tons | 1 |  | None | 179 | 0.0705 | 0 | 179 | 0.0705 | 0 | [6 empty] | DEER:HVAC_Split-Package_AC | Annual
Any | NE-HVAC-airAC-SpltPkg-240to759kBtuh-11p5eer | WRf | New | CZ11 | cDXGF | SWHC013-02 | DEER2020 | D20v1 | 2020-11-09 | Cap-Tons | 1 |  | None | 155 | 0.075 | 0 | 155 | 0.075 | 0 | [6 empty] | DEER:HVAC_Split-Package_AC | Annual
Any | NE-HVAC-airAC-SpltPkg-240to759kBtuh-11p5eer | WRf | New | CZ12 | cDXGF | SWHC013-02 | DEER2020 | D20v1 | 2020-11-09 | Cap-Tons | 1 |  | None | 123 | 0.0655 | 0 | 123 | 0.0655 | 0 | [6 empty] | DEER:HVAC_Split-Package_AC | Annual
Any | NE-HVAC-airAC-SpltPkg-240to759kBtuh-11p5eer | WRf | New | CZ13 | cDXGF | SWHC013-02 | DEER2020 | D20v1 | 2020-11-09 | Cap-Tons | 1 |  | None | 153 | 0.067 | 0 | 153 | 0.067 | 0 | [6 empty] | DEER:HVAC_Split-Package_AC | Annual
Any | NE-HVAC-airAC-SpltPkg-240to759kBtuh-11p5eer | WRf | New | CZ14 | cDXGF | SWHC013-02 | DEER2020 | D20v1 | 2020-11-09 | Cap-Tons | 1 |  | None | 188 | 0.074 | 0 | 188 | 0.074 | 0 | [6 empty] | DEER:HVAC_Split-Package_AC | Annual
Any | NE-HVAC-airAC-SpltPkg-240to759kBtuh-11p5eer | WRf | New | CZ15 | cDXGF | SWHC013-02 | DEER2020 | D20v1 | 2020-11-09 | Cap-Tons | 1 |  | None | 237 | 0.0645 | 0 | 237 | 0.0645 | 0 | [6 empty] | DEER:HVAC_Split-Package_AC | Annual
Any | NE-HVAC-airAC-SpltPkg-240to759kBtuh-11p5eer | WRf | New | CZ16 | cDXGF | SWHC013-02 | DEER2020 | D20v1 | 2020-11-09 | Cap-Tons | 1 |  | None | 104 | 0.0575 | 0 | 104 | 0.0575 | 0 | [6 empty] | DEER:HVAC_Split-Package_AC | Annual
Any | NE-HVAC-airAC-SpltPkg-240to759kBtuh-11p5eer | Asm | Ex | CZ02 | cDXGF | SWHC013-02 | DEER2020 | D20v1 | 2020-11-09 | Cap-Tons | 1 |  | None | 427 | 0.0481 | 3.05 | 109 | 0.141 | 0 | [6 empty] | DEER:HVAC_Split-Package_AC | Annual
Any | NE-HVAC-airAC-SpltPkg-240to759kBtuh-11p5eer | Asm | Ex | CZ03 | cDXGF | SWHC013-02 | DEER2020 | D20v1 | 2020-11-09 | Cap-Tons | 1 |  | None | 432 | 0.126 | 7.35 | 47.8 | 0.066 | 0 | [6 empty] | DEER:HVAC_Split-Package_AC | Annual
Any | NE-HVAC-airAC-SpltPkg-240to759kBtuh-11p5eer | Asm | Ex | CZ04 | cDXGF | SWHC013-02 | DEER2020 | D20v1 | 2020-11-09 | Cap-Tons | 1 |  | None | 468 | 0.0705 | 1.24 | 118 | 0.122 | 0 | [6 empty] | DEER:HVAC_Split-Package_AC | Annual
Any | NE-HVAC-airAC-SpltPkg-240to759kBtuh-11p5eer | Asm | Ex | CZ05 | cDXGF | SWHC013-02 | DEER2020 | D20v1 | 2020-11-09 | Cap-Tons | 1 |  | None | 428 | 0.108 | 5.65 | 49 | 0.0411 | 0 | [6 empty] | DEER:HVAC_Split-Package_AC | Annual
Any | NE-HVAC-airAC-SpltPkg-240to759kBtuh-11p5eer | Asm | Ex | CZ06 | cDXGF | SWHC013-02 | DEER2020 | D20v1 | 2020-11-09 | Cap-Tons | 1 |  | None | 442 | 0.111 | 3.73 | 105 | 0.0875 | 0 | [6 empty] | DEER:HVAC_Split-Package_AC | Annual
Any | NE-HVAC-airAC-SpltPkg-240to759kBtuh-11p5eer | Asm | Ex | CZ07 | cDXGF | SWHC013-02 | DEER2020 | D20v1 | 2020-11-09 | Cap-Tons | 1 |  | None | 415 | 0.114 | 2.72 | 89.5 | 0.069 | 0 | [6 empty] | DEER:HVAC_Split-Package_AC | Annual
Any | NE-HVAC-airAC-SpltPkg-240to759kBtuh-11p5eer | Asm | Ex | CZ08 | cDXGF | SWHC013-02 | DEER2020 | D20v1 | 2020-11-09 | Cap-Tons | 1 |  | None | 464 | 0.096 | 1.36 | 150 | 0.1 | 0 | [6 empty] | DEER:HVAC_Split-Package_AC | Annual
Any | NE-HVAC-airAC-SpltPkg-240to759kBtuh-12p5eer | Asm | New | CZ06 | cDXGF | SWHC013-02 | DEER2020 | D20v1 | 2020-11-09 | Cap-Tons | 1 |  | None | 144 | 0.135 | 0 | 144 | 0.135 | 0 | [6 empty] | DEER:HVAC_Split-Package_AC | Annual
Any | NE-HVAC-airAC-SpltPkg-240to759kBtuh-12p5eer | Asm | New | CZ07 | cDXGF | SWHC013-02 | DEER2020 | D20v1 | 2020-11-09 | Cap-Tons | 1 |  | None | 117 | 0.105 | 0 | 117 | 0.105 | 0 | [6 empty] | DEER:HVAC_Split-Package_AC | Annual
Any | NE-HVAC-airAC-SpltPkg-240to759kBtuh-12p5eer | Asm | New | CZ08 | cDXGF | SWHC013-02 | DEER2020 | D20v1 | 2020-11-09 | Cap-Tons | 1 |  | None | 204 | 0.15 | 0 | 204 | 0.15 | 0 | [6 empty] | DEER:HVAC_Split-Package_AC | Annual
Any | NE-HVAC-airAC-SpltPkg-240to759kBtuh-12p5eer | Asm | New | CZ09 | cDXGF | SWHC013-02 | DEER2020 | D20v1 | 2020-11-09 | Cap-Tons | 1 |  | None | 186 | 0.179 | 0 | 186 | 0.179 | 0 | [6 empty] | DEER:HVAC_Split-Package_AC | Annual
Any | NE-HVAC-airAC-SpltPkg-240to759kBtuh-12p5eer | Asm | New | CZ10 | cDXGF | SWHC013-02 | DEER2020 | D20v1 | 2020-11-09 | Cap-Tons | 1 |  | None | 228 | 0.199 | 0 | 228 | 0.199 | 0 | [6 empty] | DEER:HVAC_Split-Package_AC | Annual
Any | NE-HVAC-airAC-SpltPkg-240to759kBtuh-12p5eer | Asm | New | CZ11 | cDXGF | SWHC013-02 | DEER2020 | D20v1 | 2020-11-09 | Cap-Tons | 1 |  | None | 223 | 0.203 | 0 | 223 | 0.203 | 0 | [6 empty] | DEER:HVAC_Split-Package_AC | Annual
Any | NE-HVAC-airAC-SpltPkg-240to759kBtuh-12p5eer | Asm | New | CZ12 | cDXGF | SWHC013-02 | DEER2020 | D20v1 | 2020-11-09 | Cap-Tons | 1 |  | None | 193 | 0.21 | 0 | 193 | 0.21 | 0 | [6 empty] | DEER:HVAC_Split-Package_AC | Annual
Any | NE-HVAC-airAC-SpltPkg-240to759kBtuh-12p5eer | Asm | New | CZ13 | cDXGF | SWHC013-02 | DEER2020 | D20v1 | 2020-11-09 | Cap-Tons | 1 |  | None | 234 | 0.188 | 0 | 234 | 0.188 | 0 | [6 empty] | DEER:HVAC_Split-Package_AC | Annual
Any | NE-HVAC-airAC-SpltPkg-240to759kBtuh-12p5eer | Asm | New | CZ14 | cDXGF | SWHC013-02 | DEER2020 | D20v1 | 2020-11-09 | Cap-Tons | 1 |  | None | 227 | 0.163 | 0 | 227 | 0.163 | 0 | [6 empty] | DEER:HVAC_Split-Package_AC | Annual
Any | NE-HVAC-airAC-SpltPkg-240to759kBtuh-12p5eer | Asm | New | CZ15 | cDXGF | SWHC013-02 | DEER2020 | D20v1 | 2020-11-09 | Cap-Tons | 1 |  | None | 340 | 0.173 | 0 | 340 | 0.173 | 0 | [6 empty] | DEER:HVAC_Split-Package_AC | Annual
Any | NE-HVAC-airAC-SpltPkg-240to759kBtuh-12p5eer | Asm | New | CZ16 | cDXGF | SWHC013-02 | DEER2020 | D20v1 | 2020-11-09 | Cap-Tons | 1 |  | None | 98 | 0.117 | 0 | 98 | 0.117 | 0 | [6 empty] | DEER:HVAC_Split-Package_AC | Annual
Any | NE-HVAC-airAC-SpltPkg-240to759kBtuh-12p5eer | Com | New | CZ16 | cWtd | SWHC013-02 | DEER2020 | D20v1 | 2020-11-09 | Cap-Tons | 1 |  | None | 124 | 0.103 | 0 | 124 | 0.103 | 0 | [6 empty] | DEER:HVAC_Split-Package_AC | Annual
Any | NE-HVAC-airAC-SpltPkg-240to759kBtuh-12p5eer | ECC | Ex | CZ01 | cWtd | SWHC013-02 | DEER2020 | D20v1 | 2020-11-09 | Cap-Tons | 1 |  | None | 121 | 0.0818 | 2.42 | 50 | 0.0728 | 0 | [6 empty] | DEER:HVAC_Split-Package_AC | Annual
Any | NE-HVAC-airAC-SpltPkg-240to759kBtuh-12p5eer | ECC | Ex | CZ02 | cWtd | SWHC013-02 | DEER2020 | D20v1 | 2020-11-09 | Cap-Tons | 1 |  | None | 228 | 0.146 | 1.72 | 170 | 0.142 | 0 | [6 empty] | DEER:HVAC_Split-Package_AC | Annual
Any | NE-HVAC-airAC-SpltPkg-240to759kBtuh-12p5eer | ECC | Ex | CZ03 | cWtd | SWHC013-02 | DEER2020 | D20v1 | 2020-11-09 | Cap-Tons | 1 |  | None | 191 | 0.0967 | 0.96 | 125 | 0.0819 | 0 | [6 empty] | DEER:HVAC_Split-Package_AC | Annual
Any | NE-HVAC-airAC-SpltPkg-240to759kBtuh-12p5eer | ECC | Ex | CZ04 | cWtd | SWHC013-02 | DEER2020 | D20v1 | 2020-11-09 | Cap-Tons | 1 |  | None | 243 | 0.174 | 1.01 | 187 | 0.177 | 0 | [6 empty] | DEER:HVAC_Split-Package_AC | Annual
Any | NE-HVAC-airAC-SpltPkg-240to759kBtuh-12p5eer | EPr | Ex | CZ01 | cDXGF | SWHC013-02 | DEER2020 | D20v1 | 2020-11-09 | Cap-Tons | 1 |  | None | 248 | 0.0645 | 10.3 | 14.3 | 0.0159 | 0 | [6 empty] | DEER:HVAC_Split-Package_AC | Annual
Any | NE-HVAC-airAC-SpltPkg-240to759kBtuh-12p5eer | EPr | Ex | CZ02 | cDXGF | SWHC013-02 | DEER2020 | D20v1 | 2020-11-09 | Cap-Tons | 1 |  | None | 262 | 0.00375 | 10.2 | 80 | 0.0101 | 0 | [6 empty] | DEER:HVAC_Split-Package_AC | Annual
Any | NE-HVAC-airAC-SpltPkg-240to759kBtuh-12p5eer | EPr | Ex | CZ03 | cDXGF | SWHC013-02 | DEER2020 | D20v1 | 2020-11-09 | Cap-Tons | 1 |  | None | 247 | 0.0006 | 5.9 | 36.8 | 0.00085 | 0 | [6 empty] | DEER:HVAC_Split-Package_AC | Annual
Any | NE-HVAC-airAC-SpltPkg-240to759kBtuh-12p5eer | EPr | Ex | CZ04 | cDXGF | SWHC013-02 | DEER2020 | D20v1 | 2020-11-09 | Cap-Tons | 1 |  | None | 264 | 0.108 | 6.45 | 82.5 | 0.088 | 0 | [6 empty] | DEER:HVAC_Split-Package_AC | Annual
Any | NE-HVAC-airAC-SpltPkg-240to759kBtuh-12p5eer | EPr | Ex | CZ05 | cDXGF | SWHC013-02 | DEER2020 | D20v1 | 2020-11-09 | Cap-Tons | 1 |  | None | 232 | 0.0775 | 5.5 | 42.4 | 0.0329 | 0 | [6 empty] | DEER:HVAC_Split-Package_AC | Annual
Any | NE-HVAC-airAC-SpltPkg-240to759kBtuh-12p5eer | EPr | Ex | CZ06 | cDXGF | SWHC013-02 | DEER2020 | D20v1 | 2020-11-09 | Cap-Tons | 1 |  | None | 253 | 0.102 | 2.64 | 77.5 | 0.0685 | 0 | [6 empty] | DEER:HVAC_Split-Package_AC | Annual
Any | NE-HVAC-airAC-SpltPkg-240to759kBtuh-12p5eer | EPr | Ex | CZ07 | cDXGF | SWHC013-02 | DEER2020 | D20v1 | 2020-11-09 | Cap-Tons | 1 |  | None | 234 | 0.095 | 2.26 | 65.5 | 0.0535 | 0 | [6 empty] | DEER:HVAC_Split-Package_AC | Annual
Any | NE-HVAC-airAC-SpltPkg-240to759kBtuh-12p5eer | EPr | Ex | CZ08 | cDXGF | SWHC013-02 | DEER2020 | D20v1 | 2020-11-09 | Cap-Tons | 1 |  | None | 266 | 0.111 | 2.5 | 102 | 0.071 | 0 | [6 empty] | DEER:HVAC_Split-Package_AC | Annual
Any | NE-HVAC-airAC-SpltPkg-240to759kBtuh-12p5eer | EPr | Ex | CZ09 | cDXGF | SWHC013-02 | DEER2020 | D20v1 | 2020-11-09 | Cap-Tons | 1 |  | None | 302 | 0.116 | 1.88 | 86.5 | 0.0925 | 0 | [6 empty] | DEER:HVAC_Split-Package_AC | Annual
Any | NE-HVAC-airAC-SpltPkg-240to759kBtuh-12p5eer | EPr | Ex | CZ10 | cDXGF | SWHC013-02 | DEER2020 | D20v1 | 2020-11-09 | Cap-Tons | 1 |  | None | 290 | 0.111 | 2.86 | 108 | 0.104 | 0 | [6 empty] | DEER:HVAC_Split-Package_AC | Annual
Any | NE-HVAC-airAC-SpltPkg-240to759kBtuh-12p5eer | EPr | Ex | CZ11 | cDXGF | SWHC013-02 | DEER2020 | D20v1 | 2020-11-09 | Cap-Tons | 1 |  | None | 291 | 0.00715 | 5.6 | 105 | 0.0435 | 0 | [6 empty] | DEER:HVAC_Split-Package_AC | Annual
Any | NE-HVAC-airAC-SpltPkg-240to759kBtuh-12p5eer | EPr | Ex | CZ12 | cDXGF | SWHC013-02 | DEER2020 | D20v1 | 2020-11-09 | Cap-Tons | 1 |  | None | 276 | 0.005 | 7.3 | 95.5 | 0.0264 | 0 | [6 empty] | DEER:HVAC_Split-Package_AC | Annual
Any | NE-HVAC-airAC-SpltPkg-240to759kBtuh-12p5eer | EPr | Ex | CZ13 | cDXGF | SWHC013-02 | DEER2020 | D20v1 | 2020-11-09 | Cap-Tons | 1 |  | None | 290 | 0.0046 | 5.25 | 119 | 0.0342 | 0 | [6 empty] | DEER:HVAC_Split-Package_AC | Annual
Any | NE-HVAC-airAC-SpltPkg-240to759kBtuh-12p5eer | EPr | Ex | CZ14 | cDXGF | SWHC013-02 | DEER2020 | D20v1 | 2020-11-09 | Cap-Tons | 1 |  | None | 310 | 0.115 | 5.05 | 112 | 0.0955 | 0 | [6 empty] | DEER:HVAC_Split-Package_AC | Annual
Any | NE-HVAC-airAC-SpltPkg-240to759kBtuh-12p5eer | ERC | Ex | CZ01 | cDXGF | SWHC013-02 | DEER2020 | D20v1 | 2020-11-09 | Cap-Tons | 1 |  | None | 194 | 0.00205 | 14.7 | 26.2 | 0.0028 | 0 | [6 empty] | DEER:HVAC_Split-Package_AC | Annual
Any | NE-HVAC-airAC-SpltPkg-240to759kBtuh-12p5eer | ERC | Ex | CZ02 | cDXGF | SWHC013-02 | DEER2020 | D20v1 | 2020-11-09 | Cap-Tons | 1 |  | None | 215 | 0.0128 | 9.2 | 85 | 0.032 | 0 | [6 empty] | DEER:HVAC_Split-Package_AC | Annual
Any | NE-HVAC-airAC-SpltPkg-240to759kBtuh-12p5eer | ERC | Ex | CZ03 | cDXGF | SWHC013-02 | DEER2020 | D20v1 | 2020-11-09 | Cap-Tons | 1 |  | None | 198 | 0.001 | 6.15 | 57.5 | 0.00185 | 0 | [6 empty] | DEER:HVAC_Split-Package_AC | Annual
Any | NE-HVAC-airAC-SpltPkg-240to759kBtuh-12p5eer | ERC | Ex | CZ04 | cDXGF | SWHC013-02 | DEER2020 | D20v1 | 2020-11-09 | Cap-Tons | 1 |  | None | 218 | 0.0235 | 5.1 | 92.5 | 0.038 | 0 | [6 empty] | DEER:HVAC_Split-Package_AC | Annual
Any | NE-HVAC-airAC-SpltPkg-240to759kBtuh-12p5eer | ERC | Ex | CZ05 | cDXGF | SWHC013-02 | DEER2020 | D20v1 | 2020-11-09 | Cap-Tons | 1 |  | None | 206 | 0.0065 | 6 | 71 | 0.00935 | 0 | [6 empty] | DEER:HVAC_Split-Package_AC | Annual
Any | NE-HVAC-airAC-SpltPkg-240to759kBtuh-12p5eer | ERC | Ex | CZ06 | cDXGF | SWHC013-02 | DEER2020 | D20v1 | 2020-11-09 | Cap-Tons | 1 |  | None | 222 | 0.0159 | 2.02 | 102 | 0.0273 | 0 | [6 empty] | DEER:HVAC_Split-Package_AC | Annual
Any | NE-HVAC-airAC-SpltPkg-240to759kBtuh-12p5eer | ERC | Ex | CZ07 | cDXGF | SWHC013-02 | DEER2020 | D20v1 | 2020-11-09 | Cap-Tons | 1 |  | None | 208 | 0.0115 | 1.79 | 97 | 0.0177 | 0 | [6 empty] | DEER:HVAC_Split-Package_AC | Annual
Any | NE-HVAC-airAC-SpltPkg-240to759kBtuh-12p5eer | ERC | Ex | CZ08 | cDXGF | SWHC013-02 | DEER2020 | D20v1 | 2020-11-09 | Cap-Tons | 1 |  | None | 230 | 0.0176 | 2.21 | 120 | 0.0302 | 0 | [6 empty] | DEER:HVAC_Split-Package_AC | Annual
Any | NE-HVAC-airAC-SpltPkg-240to759kBtuh-12p5eer | ERC | Ex | CZ09 | cDXGF | SWHC013-02 | DEER2020 | D20v1 | 2020-11-09 | Cap-Tons | 1 |  | None | 243 | 0.0216 | 1.95 | 100 | 0.0421 | 0 | [6 empty] | DEER:HVAC_Split-Package_AC | Annual
Any | NE-HVAC-airAC-SpltPkg-240to759kBtuh-12p5eer | ERC | Ex | CZ10 | cDXGF | SWHC013-02 | DEER2020 | D20v1 | 2020-11-09 | Cap-Tons | 1 |  | None | 245 | 0.0243 | 2.42 | 117 | 0.0465 | 0 | [6 empty] | DEER:HVAC_Split-Package_AC | Annual
Any | NE-HVAC-airAC-SpltPkg-240to759kBtuh-12p5eer | ERC | Ex | CZ11 | cDXGF | SWHC013-02 | DEER2020 | D20v1 | 2020-11-09 | Cap-Tons | 1 |  | None | 248 | 0.0202 | 4.82 | 116 | 0.064 | 0 | [6 empty] | DEER:HVAC_Split-Package_AC | Annual
Any | NE-HVAC-airAC-SpltPkg-240to759kBtuh-12p5eer | ERC | Ex | CZ12 | cDXGF | SWHC013-02 | DEER2020 | D20v1 | 2020-11-09 | Cap-Tons | 1 |  | None | 232 | 0.0181 | 6.1 | 100 | 0.051 | 0 | [6 empty] | DEER:HVAC_Split-Package_AC | Annual
Any | NE-HVAC-airAC-SpltPkg-240to759kBtuh-12p5eer | ERC | Ex | CZ13 | cDXGF | SWHC013-02 | DEER2020 | D20v1 | 2020-11-09 | Cap-Tons | 1 |  | None | 250 | 0.0154 | 4.43 | 130 | 0.052 | 0 | [6 empty] | DEER:HVAC_Split-Package_AC | Annual
Any | NE-HVAC-airAC-SpltPkg-240to759kBtuh-12p5eer | ERC | Ex | CZ14 | cDXGF | SWHC013-02 | DEER2020 | D20v1 | 2020-11-09 | Cap-Tons | 1 |  | None | 258 | 0.0231 | 4.45 | 121 | 0.049 | 0 | [6 empty] | DEER:HVAC_Split-Package_AC | Annual
Any | NE-HVAC-airAC-SpltPkg-240to759kBtuh-12p5eer | ERC | Ex | CZ15 | cDXGF | SWHC013-02 | DEER2020 | D20v1 | 2020-11-09 | Cap-Tons | 1 |  | None | 306 | 0.0227 | 0.419 | 203 | 0.056 | 0 | [6 empty] | DEER:HVAC_Split-Package_AC | Annual
Any | NE-HVAC-airAC-SpltPkg-240to759kBtuh-12p5eer | ERC | Ex | CZ16 | cDXGF | SWHC013-02 | DEER2020 | D20v1 | 2020-11-09 | Cap-Tons | 1 |  | None | 234 | 0.00435 | 16.1 | 50 | 0.013 | 0 | [6 empty] | DEER:HVAC_Split-Package_AC | Annual
Any | NE-HVAC-airAC-SpltPkg-240to759kBtuh-12p5eer | ERC | New | CZ01 | cDXGF | SWHC013-02 | DEER2020 | D20v1 | 2020-11-09 | Cap-Tons | 1 |  | None | 14.9 | 0.0014 | 0 | 14.9 | 0.0014 | 0 | [6 empty] | DEER:HVAC_Split-Package_AC | Annual
Any | NE-HVAC-airAC-SpltPkg-240to759kBtuh-12p5eer | ERC | New | CZ02 | cDXGF | SWHC013-02 | DEER2020 | D20v1 | 2020-11-09 | Cap-Tons | 1 |  | None | 67 | 0.0184 | 0 | 67 | 0.0184 | 0 | [6 empty] | DEER:HVAC_Split-Package_AC | Annual
Any | NE-HVAC-airAC-SpltPkg-240to759kBtuh-12p5eer | ERC | New | CZ03 | cDXGF | SWHC013-02 | DEER2020 | D20v1 | 2020-11-09 | Cap-Tons | 1 |  | None | 36.2 | 0 | 0 | 36.2 | 0 | 0 | [6 empty] | DEER:HVAC_Split-Package_AC | Annual
Any | NE-HVAC-airAC-SpltPkg-240to759kBtuh-12p5eer | ERC | New | CZ04 | cDXGF | SWHC013-02 | DEER2020 | D20v1 | 2020-11-09 | Cap-Tons | 1 |  | None | 69.5 | 0.0293 | 0 | 69.5 | 0.0293 | 0 | [6 empty] | DEER:HVAC_Split-Package_AC | Annual
Any | NE-HVAC-airAC-SpltPkg-240to759kBtuh-12p5eer | ERC | New | CZ05 | cDXGF | SWHC013-02 | DEER2020 | D20v1 | 2020-11-09 | Cap-Tons | 1 |  | None | 50 | 0.00485 | 0 | 50 | 0.00485 | 0 | [6 empty] | DEER:HVAC_Split-Package_AC | Annual
Any | NE-HVAC-airAC-SpltPkg-240to759kBtuh-12p5eer | ERC | New | CZ06 | cDXGF | SWHC013-02 | DEER2020 | D20v1 | 2020-11-09 | Cap-Tons | 1 |  | None | 79 | 0.0213 | 0 | 79 | 0.0213 | 0 | [6 empty] | DEER:HVAC_Split-Package_AC | Annual
Any | NE-HVAC-airAC-SpltPkg-240to759kBtuh-12p5eer | ERC | New | CZ07 | cDXGF | SWHC013-02 | DEER2020 | D20v1 | 2020-11-09 | Cap-Tons | 1 |  | None | 67.5 | 0.0115 | 0 | 67.5 | 0.0115 | 0 | [6 empty] | DEER:HVAC_Split-Package_AC | Annual
Any | NE-HVAC-airAC-SpltPkg-240to759kBtuh-12p5eer | ERC | New | CZ08 | cDXGF | SWHC013-02 | DEER2020 | D20v1 | 2020-11-09 | Cap-Tons | 1 |  | None | 93.5 | 0.0249 | 0 | 93.5 | 0.0249 | 0 | [6 empty] | DEER:HVAC_Split-Package_AC | Annual
Any | NE-HVAC-airAC-SpltPkg-240to759kBtuh-12p5eer | ESe | Ex | CZ01 | cWtd | SWHC013-02 | DEER2020 | D20v1 | 2020-11-09 | Cap-Tons | 1 |  | None | 91.4 | 0.0447 | 2.54 | 34.8 | 0.0357 | 0 | [6 empty] | DEER:HVAC_Split-Package_AC | Annual
Any | NE-HVAC-airAC-SpltPkg-240to759kBtuh-12p5eer | ESe | Ex | CZ02 | cWtd | SWHC013-02 | DEER2020 | D20v1 | 2020-11-09 | Cap-Tons | 1 |  | None | 166 | 0.0611 | 2.08 | 121 | 0.0655 | 0 | [6 empty] | DEER:HVAC_Split-Package_AC | Annual
Any | NE-HVAC-airAC-SpltPkg-240to759kBtuh-12p5eer | ESe | Ex | CZ03 | cWtd | SWHC013-02 | DEER2020 | D20v1 | 2020-11-09 | Cap-Tons | 1 |  | None | 141 | 0.0338 | 0.957 | 93.4 | 0.0349 | 0 | [6 empty] | DEER:HVAC_Split-Package_AC | Annual
Any | NE-HVAC-airAC-SpltPkg-240to759kBtuh-12p5eer | ESe | Ex | CZ04 | cWtd | SWHC013-02 | DEER2020 | D20v1 | 2020-11-09 | Cap-Tons | 1 |  | None | 194 | 0.115 | 1.13 | 152 | 0.113 | 0 | [6 empty] | DEER:HVAC_Split-Package_AC | Annual
Any | NE-HVAC-airAC-SpltPkg-240to759kBtuh-12p5eer | ESe | Ex | CZ05 | cWtd | SWHC013-02 | DEER2020 | D20v1 | 2020-11-09 | Cap-Tons | 1 |  | None | 149 | 0.0588 | 0.927 | 102 | 0.05 | 0 | [6 empty] | DEER:HVAC_Split-Package_AC | Annual
Any | NE-HVAC-airAC-SpltPkg-240to759kBtuh-12p5eer | ESe | Ex | CZ06 | cWtd | SWHC013-02 | DEER2020 | D20v1 | 2020-11-09 | Cap-Tons | 1 |  | None | 218 | 0.103 | 0.426 | 177 | 0.0969 | 0 | [6 empty] | DEER:HVAC_Split-Package_AC | Annual
Any | NE-HVAC-airAC-SpltPkg-240to759kBtuh-12p5eer | ESe | Ex | CZ07 | cWtd | SWHC013-02 | DEER2020 | D20v1 | 2020-11-09 | Cap-Tons | 1 |  | None | 212 | 0.0855 | 0.302 | 172 | 0.0769 | 0 | [6 empty] | DEER:HVAC_Split-Package_AC | Annual
Any | NE-HVAC-airAC-SpltPkg-240to759kBtuh-12p5eer | ESe | Ex | CZ08 | cWtd | SWHC013-02 | DEER2020 | D20v1 | 2020-11-09 | Cap-Tons | 1 |  | None | 235 | 0.0984 | 0.423 | 201 | 0.093 | 0 | [6 empty] | DEER:HVAC_Split-Package_AC | Annual
Any | NE-HVAC-airAC-SpltPkg-240to759kBtuh-12p5eer | ESe | Ex | CZ09 | cWtd | SWHC013-02 | DEER2020 | D20v1 | 2020-11-09 | Cap-Tons | 1 |  | None | 224 | 0.122 | 0.368 | 181 | 0.121 | 0 | [6 empty] | DEER:HVAC_Split-Package_AC | Annual
Any | NE-HVAC-airAC-SpltPkg-240to759kBtuh-12p5eer | ESe | Ex | CZ10 | cWtd | SWHC013-02 | DEER2020 | D20v1 | 2020-11-09 | Cap-Tons | 1 |  | None | 230 | 0.127 | 0.586 | 189 | 0.128 | 0 | [6 empty] | DEER:HVAC_Split-Package_AC | Annual
Any | NE-HVAC-airAC-SpltPkg-240to759kBtuh-12p5eer | ESe | Ex | CZ11 | cWtd | SWHC013-02 | DEER2020 | D20v1 | 2020-11-09 | Cap-Tons | 1 |  | None | 229 | 0.0703 | 1.11 | 187 | 0.0778 | 0 | [6 empty] | DEER:HVAC_Split-Package_AC | Annual
Any | NE-HVAC-airAC-SpltPkg-240to759kBtuh-12p5eer | ESe | Ex | CZ12 | cWtd | SWHC013-02 | DEER2020 | D20v1 | 2020-11-09 | Cap-Tons | 1 |  | None | 204 | 0.0689 | 1.41 | 160 | 0.0752 | 0 | [6 empty] | DEER:HVAC_Split-Package_AC | Annual
Any | NE-HVAC-airAC-SpltPkg-240to759kBtuh-12p5eer | ESe | Ex | CZ13 | cWtd | SWHC013-02 | DEER2020 | D20v1 | 2020-11-09 | Cap-Tons | 1 |  | None | 234 | 0.0616 | 1.02 | 195 | 0.0681 | 0 | [6 empty] | DEER:HVAC_Split-Package_AC | Annual
Any | NE-HVAC-airAC-SpltPkg-240to759kBtuh-12p5eer | ESe | Ex | CZ14 | cWtd | SWHC013-02 | DEER2020 | D20v1 | 2020-11-09 | Cap-Tons | 1 |  | None | 224 | 0.117 | 1.11 | 180 | 0.112 | 0 | [6 empty] | DEER:HVAC_Split-Package_AC | Annual
Any | NE-HVAC-airAC-SpltPkg-240to759kBtuh-12p5eer | ESe | Ex | CZ15 | cWtd | SWHC013-02 | DEER2020 | D20v1 | 2020-11-09 | Cap-Tons | 1 |  | None | 343 | 0.133 | 0.0837 | 306 | 0.126 | 0 | [6 empty] | DEER:HVAC_Split-Package_AC | Annual
Any | NE-HVAC-airAC-SpltPkg-240to759kBtuh-12p5eer | ESe | Ex | CZ16 | cWtd | SWHC013-02 | DEER2020 | D20v1 | 2020-11-09 | Cap-Tons | 1 |  | None | 138 | 0.0463 | 3.29 | 84.8 | 0.049 | 0 | [6 empty] | DEER:HVAC_Split-Package_AC | Annual
Any | NE-HVAC-airAC-SpltPkg-240to759kBtuh-12p5eer | ESe | New | CZ01 | cWtd | SWHC013-02 | DEER2020 | D20v1 | 2020-11-09 | Cap-Tons | 1 |  | None | 31.8 | 0.0361 | 0 | 31.8 | 0.0361 | 0 | [6 empty] | DEER:HVAC_Split-Package_AC | Annual
Any | NE-HVAC-airAC-SpltPkg-240to759kBtuh-12p5eer | ESe | New | CZ02 | cWtd | SWHC013-02 | DEER2020 | D20v1 | 2020-11-09 | Cap-Tons | 1 |  | None | 111 | 0.0616 | 0 | 111 | 0.0616 | 0 | [6 empty] | DEER:HVAC_Split-Package_AC | Annual
Any | NE-HVAC-airAC-SpltPkg-240to759kBtuh-12p5eer | ESe | New | CZ03 | cWtd | SWHC013-02 | DEER2020 | D20v1 | 2020-11-09 | Cap-Tons | 1 |  | None | 78.8 | 0.014 | 0 | 78.8 | 0.014 | 0 | [6 empty] | DEER:HVAC_Split-Package_AC | Annual
Any | NE-HVAC-airAC-SpltPkg-240to759kBtuh-12p5eer | ESe | New | CZ04 | cWtd | SWHC013-02 | DEER2020 | D20v1 | 2020-11-09 | Cap-Tons | 1 |  | None | 125 | 0.104 | 0 | 125 | 0.104 | 0 | [6 empty] | DEER:HVAC_Split-Package_AC | Annual
Any | NE-HVAC-airAC-SpltPkg-240to759kBtuh-12p5eer | ESe | New | CZ05 | cWtd | SWHC013-02 | DEER2020 | D20v1 | 2020-11-09 | Cap-Tons | 1 |  | None | 86.7 | 0.0488 | 0 | 86.7 | 0.0488 | 0 | [6 empty] | DEER:HVAC_Split-Package_AC | Annual
Any | NE-HVAC-airAC-SpltPkg-240to759kBtuh-12p5eer | ESe | New | CZ06 | cWtd | SWHC013-02 | DEER2020 | D20v1 | 2020-11-09 | Cap-Tons | 1 |  | None | 150 | 0.0905 | 0 | 150 | 0.0905 | 0 | [6 empty] | DEER:HVAC_Split-Package_AC | Annual
Any | NE-HVAC-airAC-SpltPkg-240to759kBtuh-12p5eer | ESe | New | CZ07 | cWtd | SWHC013-02 | DEER2020 | D20v1 | 2020-11-09 | Cap-Tons | 1 |  | None | 146 | 0.0738 | 0 | 146 | 0.0738 | 0 | [6 empty] | DEER:HVAC_Split-Package_AC | Annual
Any | NE-HVAC-airAC-SpltPkg-240to759kBtuh-12p5eer | ESe | New | CZ08 | cWtd | SWHC013-02 | DEER2020 | D20v1 | 2020-11-09 | Cap-Tons | 1 |  | None | 166 | 0.0819 | 0 | 166 | 0.0819 | 0 | [6 empty] | DEER:HVAC_Split-Package_AC | Annual
Any | NE-HVAC-airAC-SpltPkg-240to759kBtuh-12p5eer | ESe | New | CZ09 | cWtd | SWHC013-02 | DEER2020 | D20v1 | 2020-11-09 | Cap-Tons | 1 |  | None | 150 | 0.11 | 0 | 150 | 0.11 | 0 | [6 empty] | DEER:HVAC_Split-Package_AC | Annual
Any | NE-HVAC-airAC-SpltPkg-240to759kBtuh-12p5eer | ESe | New | CZ10 | cWtd | SWHC013-02 | DEER2020 | D20v1 | 2020-11-09 | Cap-Tons | 1 |  | None | 174 | 0.121 | 0 | 174 | 0.121 | 0 | [6 empty] | DEER:HVAC_Split-Package_AC | Annual
Any | NE-HVAC-airAC-SpltPkg-240to759kBtuh-12p5eer | ESe | New | CZ11 | cWtd | SWHC013-02 | DEER2020 | D20v1 | 2020-11-09 | Cap-Tons | 1 |  | None | 165 | 0.0678 | 0 | 165 | 0.0678 | 0 | [6 empty] | DEER:HVAC_Split-Package_AC | Annual
Any | NE-HVAC-airAC-SpltPkg-240to759kBtuh-12p5eer | ESe | New | CZ12 | cWtd | SWHC013-02 | DEER2020 | D20v1 | 2020-11-09 | Cap-Tons | 1 |  | None | 145 | 0.0682 | 0 | 145 | 0.0682 | 0 | [6 empty] | DEER:HVAC_Split-Package_AC | Annual
Any | NE-HVAC-airAC-SpltPkg-240to759kBtuh-12p5eer | ESe | New | CZ13 | cWtd | SWHC013-02 | DEER2020 | D20v1 | 2020-11-09 | Cap-Tons | 1 |  | None | 175 | 0.0567 | 0 | 175 | 0.0567 | 0 | [6 empty] | DEER:HVAC_Split-Package_AC | Annual
Any | NE-HVAC-airAC-SpltPkg-240to759kBtuh-12p5eer | ESe | New | CZ14 | cWtd | SWHC013-02 | DEER2020 | D20v1 | 2020-11-09 | Cap-Tons | 1 |  | None | 159 | 0.0965 | 0 | 159 | 0.0965 | 0 | [6 empty] | DEER:HVAC_Split-Package_AC | Annual
Any | NE-HVAC-airAC-SpltPkg-240to759kBtuh-12p5eer | ESe | New | CZ15 | cWtd | SWHC013-02 | DEER2020 | D20v1 | 2020-11-09 | Cap-Tons | 1 |  | None | 270 | 0.107 | 0 | 270 | 0.107 | 0 | [6 empty] | DEER:HVAC_Split-Package_AC | Annual
Any | NE-HVAC-airAC-SpltPkg-240to759kBtuh-12p5eer | ESe | New | CZ16 | cWtd | SWHC013-02 | DEER2020 | D20v1 | 2020-11-09 | Cap-Tons | 1 |  | None | 75.1 | 0.0428 | 0 | 75.1 | 0.0428 | 0 | [6 empty] | DEER:HVAC_Split-Package_AC | Annual
Any | NE-HVAC-airAC-SpltPkg-240to759kBtuh-12p5eer | EUn | Ex | CZ08 | cWtd | SWHC013-02 | DEER2020 | D20v1 | 2020-11-09 | Cap-Tons | 1 |  | None | 299 | 0.145 | 0.405 | 238 | 0.145 | 0 | [6 empty] | DEER:HVAC_Split-Package_AC | Annual
Any | NE-HVAC-airAC-SpltPkg-240to759kBtuh-12p5eer | EUn | Ex | CZ09 | cWtd | SWHC013-02 | DEER2020 | D20v1 | 2020-11-09 | Cap-Tons | 1 |  | None | 285 | 0.169 | 0.414 | 214 | 0.173 | 0 | [6 empty] | DEER:HVAC_Split-Package_AC | Annual
Any | NE-HVAC-airAC-SpltPkg-240to759kBtuh-12p5eer | EUn | Ex | CZ10 | cWtd | SWHC013-02 | DEER2020 | D20v1 | 2020-11-09 | Cap-Tons | 1 |  | None | 307 | 0.178 | 0.569 | 241 | 0.189 | 0 | [6 empty] | DEER:HVAC_Split-Package_AC | Annual
Any | NE-HVAC-airAC-SpltPkg-240to759kBtuh-12p5eer | EUn | Ex | CZ11 | cWtd | SWHC013-02 | DEER2020 | D20v1 | 2020-11-09 | Cap-Tons | 1 |  | None | 305 | 0.183 | 1.07 | 236 | 0.183 | 0 | [6 empty] | DEER:HVAC_Split-Package_AC | Annual
Any | NE-HVAC-airAC-SpltPkg-240to759kBtuh-12p5eer | EUn | Ex | CZ12 | cWtd | SWHC013-02 | DEER2020 | D20v1 | 2020-11-09 | Cap-Tons | 1 |  | None | 277 | 0.179 | 1.19 | 210 | 0.184 | 0 | [6 empty] | DEER:HVAC_Split-Package_AC | Annual
Any | NE-HVAC-airAC-SpltPkg-240to759kBtuh-12p5eer | EUn | Ex | CZ13 | cWtd | SWHC013-02 | DEER2020 | D20v1 | 2020-11-09 | Cap-Tons | 1 |  | None | 315 | 0.172 | 0.973 | 248 | 0.168 | 0 | [6 empty] | DEER:HVAC_Split-Package_AC | Annual
Any | NE-HVAC-airAC-SpltPkg-240to759kBtuh-12p5eer | EUn | Ex | CZ14 | cWtd | SWHC013-02 | DEER2020 | D20v1 | 2020-11-09 | Cap-Tons | 1 |  | None | 302 | 0.17 | 1.13 | 232 | 0.175 | 0 | [6 empty] | DEER:HVAC_Split-Package_AC | Annual
Any | NE-HVAC-airAC-SpltPkg-240to759kBtuh-12p5eer | EUn | Ex | CZ15 | cWtd | SWHC013-02 | DEER2020 | D20v1 | 2020-11-09 | Cap-Tons | 1 |  | None | 419 | 0.18 | 0.0864 | 352 | 0.179 | 0 | [6 empty] | DEER:HVAC_Split-Package_AC | Annual
Any | NE-HVAC-airAC-SpltPkg-240to759kBtuh-12p5eer | EUn | Ex | CZ16 | cWtd | SWHC013-02 | DEER2020 | D20v1 | 2020-11-09 | Cap-Tons | 1 |  | None | 191 | 0.128 | 2.97 | 113 | 0.114 | 0 | [6 empty] | DEER:HVAC_Split-Package_AC | Annual
Any | NE-HVAC-airAC-SpltPkg-240to759kBtuh-12p5eer | EUn | New | CZ01 | cWtd | SWHC013-02 | DEER2020 | D20v1 | 2020-11-09 | Cap-Tons | 1 |  | None | 38.4 | 0.0675 | 0 | 38.4 | 0.0675 | 0 | [6 empty] | DEER:HVAC_Split-Package_AC | Annual
Any | NE-HVAC-airAC-SpltPkg-240to759kBtuh-12p5eer | EUn | New | CZ02 | cWtd | SWHC013-02 | DEER2020 | D20v1 | 2020-11-09 | Cap-Tons | 1 |  | None | 161 | 0.164 | 0 | 161 | 0.164 | 0 | [6 empty] | DEER:HVAC_Split-Package_AC | Annual
Any | NE-HVAC-airAC-SpltPkg-240to759kBtuh-12p5eer | EUn | New | CZ03 | cWtd | SWHC013-02 | DEER2020 | D20v1 | 2020-11-09 | Cap-Tons | 1 |  | None | 115 | 0.0933 | 0 | 115 | 0.0933 | 0 | [6 empty] | DEER:HVAC_Split-Package_AC | Annual
Any | NE-HVAC-airAC-SpltPkg-240to759kBtuh-12p5eer | EUn | New | CZ04 | cWtd | SWHC013-02 | DEER2020 | D20v1 | 2020-11-09 | Cap-Tons | 1 |  | None | 177 | 0.172 | 0 | 177 | 0.172 | 0 | [6 empty] | DEER:HVAC_Split-Package_AC | Annual
Any | NE-HVAC-airAC-SpltPkg-240to759kBtuh-12p5eer | EUn | New | CZ05 | cWtd | SWHC013-02 | DEER2020 | D20v1 | 2020-11-09 | Cap-Tons | 1 |  | None | 118 | 0.0842 | 0 | 118 | 0.0842 | 0 | [6 empty] | DEER:HVAC_Split-Package_AC | Annual
Any | NE-HVAC-airAC-SpltPkg-240to759kBtuh-12p5eer | EUn | New | CZ06 | cWtd | SWHC013-02 | DEER2020 | D20v1 | 2020-11-09 | Cap-Tons | 1 |  | None | 211 | 0.157 | 0 | 211 | 0.157 | 0 | [6 empty] | DEER:HVAC_Split-Package_AC | Annual
Any | NE-HVAC-airAC-SpltPkg-240to759kBtuh-12p5eer | EUn | New | CZ07 | cWtd | SWHC013-02 | DEER2020 | D20v1 | 2020-11-09 | Cap-Tons | 1 |  | None | 203 | 0.133 | 0 | 203 | 0.133 | 0 | [6 empty] | DEER:HVAC_Split-Package_AC | Annual
Any | NE-HVAC-airAC-SpltPkg-240to759kBtuh-12p5eer | EUn | New | CZ08 | cWtd | SWHC013-02 | DEER2020 | D20v1 | 2020-11-09 | Cap-Tons | 1 |  | None | 230 | 0.148 | 0 | 230 | 0.148 | 0 | [6 empty] | DEER:HVAC_Split-Package_AC | Annual
Any | NE-HVAC-airAC-SpltPkg-240to759kBtuh-12p5eer | EUn | New | CZ09 | cWtd | SWHC013-02 | DEER2020 | D20v1 | 2020-11-09 | Cap-Tons | 1 |  | None | 205 | 0.177 | 0 | 205 | 0.177 | 0 | [6 empty] | DEER:HVAC_Split-Package_AC | Annual
Any | NE-HVAC-airAC-SpltPkg-240to759kBtuh-12p5eer | EUn | New | CZ10 | cWtd | SWHC013-02 | DEER2020 | D20v1 | 2020-11-09 | Cap-Tons | 1 |  | None | 232 | 0.191 | 0 | 232 | 0.191 | 0 | [6 empty] | DEER:HVAC_Split-Package_AC | Annual
Any | NE-HVAC-airAC-SpltPkg-240to759kBtuh-12p5eer | EUn | New | CZ11 | cWtd | SWHC013-02 | DEER2020 | D20v1 | 2020-11-09 | Cap-Tons | 1 |  | None | 231 | 0.185 | 0 | 231 | 0.185 | 0 | [6 empty] | DEER:HVAC_Split-Package_AC | Annual
Any | NE-HVAC-airAC-SpltPkg-240to759kBtuh-12p5eer | EUn | New | CZ12 | cWtd | SWHC013-02 | DEER2020 | D20v1 | 2020-11-09 | Cap-Tons | 1 |  | None | 204 | 0.185 | 0 | 204 | 0.185 | 0 | [6 empty] | DEER:HVAC_Split-Package_AC | Annual
Any | NE-HVAC-airAC-SpltPkg-240to759kBtuh-12p5eer | EUn | New | CZ13 | cWtd | SWHC013-02 | DEER2020 | D20v1 | 2020-11-09 | Cap-Tons | 1 |  | None | 240 | 0.168 | 0 | 240 | 0.168 | 0 | [6 empty] | DEER:HVAC_Split-Package_AC | Annual
Any | NE-HVAC-airAC-SpltPkg-240to759kBtuh-12p5eer | EUn | New | CZ14 | cWtd | SWHC013-02 | DEER2020 | D20v1 | 2020-11-09 | Cap-Tons | 1 |  | None | 225 | 0.173 | 0 | 225 | 0.173 | 0 | [6 empty] | DEER:HVAC_Split-Package_AC | Annual
Any | NE-HVAC-airAC-SpltPkg-240to759kBtuh-12p5eer | EUn | New | CZ15 | cWtd | SWHC013-02 | DEER2020 | D20v1 | 2020-11-09 | Cap-Tons | 1 |  | None | 340 | 0.178 | 0 | 340 | 0.178 | 0 | [6 empty] | DEER:HVAC_Split-Package_AC | Annual
Any | NE-HVAC-airAC-SpltPkg-240to759kBtuh-12p5eer | EUn | New | CZ16 | cWtd | SWHC013-02 | DEER2020 | D20v1 | 2020-11-09 | Cap-Tons | 1 |  | None | 110 | 0.113 | 0 | 110 | 0.113 | 0 | [6 empty] | DEER:HVAC_Split-Package_AC | Annual
Any | NE-HVAC-airAC-SpltPkg-240to759kBtuh-12p5eer | Gro | New | CZ02 | cDXGF | SWHC013-02 | DEER2020 | D20v1 | 2020-11-09 | Cap-Tons | 1 |  | None | 61 | 0.111 | 0 | 61 | 0.111 | 0 | [6 empty] | DEER:HVAC_Split-Package_AC | Annual
Any | NE-HVAC-airAC-SpltPkg-240to759kBtuh-12p5eer | Gro | New | CZ03 | cDXGF | SWHC013-02 | DEER2020 | D20v1 | 2020-11-09 | Cap-Tons | 1 |  | None | 22 | 0.064 | 0 | 22 | 0.064 | 0 | [6 empty] | DEER:HVAC_Split-Package_AC | Annual
Any | NE-HVAC-airAC-SpltPkg-240to759kBtuh-12p5eer | Gro | New | CZ04 | cDXGF | SWHC013-02 | DEER2020 | D20v1 | 2020-11-09 | Cap-Tons | 1 |  | None | 71 | 0.104 | 0 | 71 | 0.104 | 0 | [6 empty] | DEER:HVAC_Split-Package_AC | Annual
Any | NE-HVAC-airAC-SpltPkg-240to759kBtuh-12p5eer | Gro | New | CZ05 | cDXGF | SWHC013-02 | DEER2020 | D20v1 | 2020-11-09 | Cap-Tons | 1 |  | None | 19.8 | 0.0344 | 0 | 19.8 | 0.0344 | 0 | [6 empty] | DEER:HVAC_Split-Package_AC | Annual
Any | NE-HVAC-airAC-SpltPkg-240to759kBtuh-12p5eer | Gro | New | CZ06 | cDXGF | SWHC013-02 | DEER2020 | D20v1 | 2020-11-09 | Cap-Tons | 1 |  | None | 70 | 0.086 | 0 | 70 | 0.086 | 0 | [6 empty] | DEER:HVAC_Split-Package_AC | Annual
Any | NE-HVAC-airAC-SpltPkg-240to759kBtuh-12p5eer | Gro | New | CZ07 | cDXGF | SWHC013-02 | DEER2020 | D20v1 | 2020-11-09 | Cap-Tons | 1 |  | None | 74 | 0.0835 | 0 | 74 | 0.0835 | 0 | [6 empty] | DEER:HVAC_Split-Package_AC | Annual
Any | NE-HVAC-airAC-SpltPkg-240to759kBtuh-12p5eer | Gro | New | CZ08 | cDXGF | SWHC013-02 | DEER2020 | D20v1 | 2020-11-09 | Cap-Tons | 1 |  | None | 108 | 0.092 | 0 | 108 | 0.092 | 0 | [6 empty] | DEER:HVAC_Split-Package_AC | Annual
Any | NE-HVAC-airAC-SpltPkg-240to759kBtuh-12p5eer | Gro | New | CZ09 | cDXGF | SWHC013-02 | DEER2020 | D20v1 | 2020-11-09 | Cap-Tons | 1 |  | None | 96.5 | 0.112 | 0 | 96.5 | 0.112 | 0 | [6 empty] | DEER:HVAC_Split-Package_AC | Annual
Any | NE-HVAC-airAC-SpltPkg-240to759kBtuh-12p5eer | Gro | New | CZ10 | cDXGF | SWHC013-02 | DEER2020 | D20v1 | 2020-11-09 | Cap-Tons | 1 |  | None | 122 | 0.127 | 0 | 122 | 0.127 | 0 | [6 empty] | DEER:HVAC_Split-Package_AC | Annual
Any | NE-HVAC-airAC-SpltPkg-240to759kBtuh-12p5eer | Gro | New | CZ11 | cDXGF | SWHC013-02 | DEER2020 | D20v1 | 2020-11-09 | Cap-Tons | 1 |  | None | 132 | 0.128 | 0 | 132 | 0.128 | 0 | [6 empty] | DEER:HVAC_Split-Package_AC | Annual
Any | NE-HVAC-airAC-SpltPkg-240to759kBtuh-12p5eer | Gro | New | CZ12 | cDXGF | SWHC013-02 | DEER2020 | D20v1 | 2020-11-09 | Cap-Tons | 1 |  | None | 90.5 | 0.118 | 0 | 90.5 | 0.118 | 0 | [6 empty] | DEER:HVAC_Split-Package_AC | Annual
Any | NE-HVAC-airAC-SpltPkg-240to759kBtuh-12p5eer | Gro | New | CZ13 | cDXGF | SWHC013-02 | DEER2020 | D20v1 | 2020-11-09 | Cap-Tons | 1 |  | None | 143 | 0.124 | 0 | 143 | 0.124 | 0 | [6 empty] | DEER:HVAC_Split-Package_AC | Annual
Any | NE-HVAC-airAC-SpltPkg-240to759kBtuh-12p5eer | Gro | New | CZ14 | cDXGF | SWHC013-02 | DEER2020 | D20v1 | 2020-11-09 | Cap-Tons | 1 |  | None | 126 | 0.0975 | 0 | 126 | 0.0975 | 0 | [6 empty] | DEER:HVAC_Split-Package_AC | Annual
Any | NE-HVAC-airAC-SpltPkg-240to759kBtuh-12p5eer | Gro | New | CZ15 | cDXGF | SWHC013-02 | DEER2020 | D20v1 | 2020-11-09 | Cap-Tons | 1 |  | None | 234 | 0.115 | 0 | 234 | 0.115 | 0 | [6 empty] | DEER:HVAC_Split-Package_AC | Annual
Any | NE-HVAC-airAC-SpltPkg-240to759kBtuh-12p5eer | Gro | New | CZ16 | cDXGF | SWHC013-02 | DEER2020 | D20v1 | 2020-11-09 | Cap-Tons | 1 |  | None | 54 | 0.085 | 0 | 54 | 0.085 | 0 | [6 empty] | DEER:HVAC_Split-Package_AC | Annual
Any | NE-HVAC-airAC-SpltPkg-240to759kBtuh-12p5eer | Hsp | New | CZ12 | cWtd | SWHC013-02 | DEER2020 | D20v1 | 2020-11-09 | Cap-Tons | 1 |  | None | 202 | 0.13 | 0 | 202 | 0.13 | 0 | [6 empty] | DEER:HVAC_Split-Package_AC | Annual
Any | NE-HVAC-airAC-SpltPkg-240to759kBtuh-12p5eer | Hsp | New | CZ13 | cWtd | SWHC013-02 | DEER2020 | D20v1 | 2020-11-09 | Cap-Tons | 1 |  | None | 265 | 0.13 | 0 | 265 | 0.13 | 0 | [6 empty] | DEER:HVAC_Split-Package_AC | Annual
Any | NE-HVAC-airAC-SpltPkg-240to759kBtuh-12p5eer | Hsp | New | CZ14 | cWtd | SWHC013-02 | DEER2020 | D20v1 | 2020-11-09 | Cap-Tons | 1 |  | None | 252 | 0.115 | 0 | 252 | 0.115 | 0 | [6 empty] | DEER:HVAC_Split-Package_AC | Annual
Any | NE-HVAC-airAC-SpltPkg-240to759kBtuh-12p5eer | Hsp | New | CZ15 | cWtd | SWHC013-02 | DEER2020 | D20v1 | 2020-11-09 | Cap-Tons | 1 |  | None | 472 | 0.154 | 0 | 472 | 0.154 | 0 | [6 empty] | DEER:HVAC_Split-Package_AC | Annual
Any | NE-HVAC-airAC-SpltPkg-240to759kBtuh-12p5eer | Hsp | New | CZ16 | cWtd | SWHC013-02 | DEER2020 | D20v1 | 2020-11-09 | Cap-Tons | 1 |  | None | 121 | 0.0699 | 0 | 121 | 0.0699 | 0 | [6 empty] | DEER:HVAC_Split-Package_AC | Annual
Any | NE-HVAC-airAC-SpltPkg-240to759kBtuh-12p5eer | MBT | Ex | CZ11 | cWtd | SWHC013-02 | DEER2020 | D20v1 | 2020-11-09 | Cap-Tons | 1 |  | None | 276 | 0.161 | 0.772 | 214 | 0.155 | 0 | [6 empty] | DEER:HVAC_Split-Package_AC | Annual
Any | NE-HVAC-airAC-SpltPkg-240to759kBtuh-12p5eer | MBT | Ex | CZ12 | cWtd | SWHC013-02 | DEER2020 | D20v1 | 2020-11-09 | Cap-Tons | 1 |  | None | 248 | 0.156 | 0.812 | 188 | 0.148 | 0 | [6 empty] | DEER:HVAC_Split-Package_AC | Annual
Any | NE-HVAC-airAC-SpltPkg-240to759kBtuh-12p5eer | MBT | Ex | CZ13 | cWtd | SWHC013-02 | DEER2020 | D20v1 | 2020-11-09 | Cap-Tons | 1 |  | None | 283 | 0.15 | 0.726 | 223 | 0.139 | 0 | [6 empty] | DEER:HVAC_Split-Package_AC | Annual
Any | NE-HVAC-airAC-SpltPkg-240to759kBtuh-12p5eer | MBT | Ex | CZ14 | cWtd | SWHC013-02 | DEER2020 | D20v1 | 2020-11-09 | Cap-Tons | 1 |  | None | 278 | 0.134 | 0.849 | 218 | 0.122 | 0 | [6 empty] | DEER:HVAC_Split-Package_AC | Annual
Any | NE-HVAC-airAC-SpltPkg-240to759kBtuh-12p5eer | MBT | Ex | CZ15 | cWtd | SWHC013-02 | DEER2020 | D20v1 | 2020-11-09 | Cap-Tons | 1 |  | None | 392 | 0.144 | 0.112 | 335 | 0.131 | 0 | [6 empty] | DEER:HVAC_Split-Package_AC | Annual
Any | NE-HVAC-airAC-SpltPkg-240to759kBtuh-12p5eer | MBT | Ex | CZ16 | cWtd | SWHC013-02 | DEER2020 | D20v1 | 2020-11-09 | Cap-Tons | 1 |  | None | 194 | 0.125 | 2.15 | 129 | 0.112 | 0 | [6 empty] | DEER:HVAC_Split-Package_AC | Annual
Any | NE-HVAC-airAC-SpltPkg-240to759kBtuh-12p5eer | MBT | New | CZ01 | cWtd | SWHC013-02 | DEER2020 | D20v1 | 2020-11-09 | Cap-Tons | 1 |  | None | 66.5 | 0.0503 | 0 | 66.5 | 0.0503 | 0 | [6 empty] | DEER:HVAC_Split-Package_AC | Annual
Any | NE-HVAC-airAC-SpltPkg-240to759kBtuh-12p5eer | MBT | New | CZ02 | cWtd | SWHC013-02 | DEER2020 | D20v1 | 2020-11-09 | Cap-Tons | 1 |  | None | 155 | 0.138 | 0 | 155 | 0.138 | 0 | [6 empty] | DEER:HVAC_Split-Package_AC | Annual
Any | NE-HVAC-airAC-SpltPkg-240to759kBtuh-12p5eer | MBT | New | CZ03 | cWtd | SWHC013-02 | DEER2020 | D20v1 | 2020-11-09 | Cap-Tons | 1 |  | None | 144 | 0.0924 | 0 | 144 | 0.0924 | 0 | [6 empty] | DEER:HVAC_Split-Package_AC | Annual
Any | NE-HVAC-airAC-SpltPkg-240to759kBtuh-12p5eer | MBT | New | CZ04 | cWtd | SWHC013-02 | DEER2020 | D20v1 | 2020-11-09 | Cap-Tons | 1 |  | None | 179 | 0.123 | 0 | 179 | 0.123 | 0 | [6 empty] | DEER:HVAC_Split-Package_AC | Annual
Any | NE-HVAC-airAC-SpltPkg-240to759kBtuh-12p5eer | MBT | New | CZ05 | cWtd | SWHC013-02 | DEER2020 | D20v1 | 2020-11-09 | Cap-Tons | 1 |  | None | 147 | 0.0656 | 0 | 147 | 0.0656 | 0 | [6 empty] | DEER:HVAC_Split-Package_AC | Annual
Any | NE-HVAC-airAC-SpltPkg-240to759kBtuh-12p5eer | MBT | New | CZ06 | cWtd | SWHC013-02 | DEER2020 | D20v1 | 2020-11-09 | Cap-Tons | 1 |  | None | 257 | 0.127 | 0 | 257 | 0.127 | 0 | [6 empty] | DEER:HVAC_Split-Package_AC | Annual
Any | NE-HVAC-airAC-SpltPkg-240to759kBtuh-12p5eer | MBT | New | CZ07 | cWtd | SWHC013-02 | DEER2020 | D20v1 | 2020-11-09 | Cap-Tons | 1 |  | None | 242 | 0.102 | 0 | 242 | 0.102 | 0 | [6 empty] | DEER:HVAC_Split-Package_AC | Annual
Any | NE-HVAC-airAC-SpltPkg-240to759kBtuh-12p5eer | MBT | New | CZ08 | cWtd | SWHC013-02 | DEER2020 | D20v1 | 2020-11-09 | Cap-Tons | 1 |  | None | 230 | 0.0999 | 0 | 230 | 0.0999 | 0 | [6 empty] | DEER:HVAC_Split-Package_AC | Annual
Any | NE-HVAC-airAC-SpltPkg-240to759kBtuh-12p5eer | MBT | New | CZ09 | cWtd | SWHC013-02 | DEER2020 | D20v1 | 2020-11-09 | Cap-Tons | 1 |  | None | 206 | 0.131 | 0 | 206 | 0.131 | 0 | [6 empty] | DEER:HVAC_Split-Package_AC | Annual
Any | NE-HVAC-airAC-SpltPkg-240to759kBtuh-12p5eer | MBT | New | CZ10 | cWtd | SWHC013-02 | DEER2020 | D20v1 | 2020-11-09 | Cap-Tons | 1 |  | None | 228 | 0.137 | 0 | 228 | 0.137 | 0 | [6 empty] | DEER:HVAC_Split-Package_AC | Annual
Any | NE-HVAC-airAC-SpltPkg-240to759kBtuh-12p5eer | MBT | New | CZ11 | cWtd | SWHC013-02 | DEER2020 | D20v1 | 2020-11-09 | Cap-Tons | 1 |  | None | 208 | 0.151 | 0 | 208 | 0.151 | 0 | [6 empty] | DEER:HVAC_Split-Package_AC | Annual
Any | NE-HVAC-airAC-SpltPkg-240to759kBtuh-12p5eer | MBT | New | CZ12 | cWtd | SWHC013-02 | DEER2020 | D20v1 | 2020-11-09 | Cap-Tons | 1 |  | None | 182 | 0.146 | 0 | 182 | 0.146 | 0 | [6 empty] | DEER:HVAC_Split-Package_AC | Annual
Any | NE-HVAC-airAC-SpltPkg-240to759kBtuh-12p5eer | MBT | New | CZ13 | cWtd | SWHC013-02 | DEER2020 | D20v1 | 2020-11-09 | Cap-Tons | 1 |  | None | 215 | 0.137 | 0 | 215 | 0.137 | 0 | [6 empty] | DEER:HVAC_Split-Package_AC | Annual
Any | NE-HVAC-airAC-SpltPkg-240to759kBtuh-12p5eer | MBT | New | CZ14 | cWtd | SWHC013-02 | DEER2020 | D20v1 | 2020-11-09 | Cap-Tons | 1 |  | None | 208 | 0.121 | 0 | 208 | 0.121 | 0 | [6 empty] | DEER:HVAC_Split-Package_AC | Annual
Any | NE-HVAC-airAC-SpltPkg-240to759kBtuh-12p5eer | MBT | New | CZ15 | cWtd | SWHC013-02 | DEER2020 | D20v1 | 2020-11-09 | Cap-Tons | 1 |  | None | 316 | 0.131 | 0 | 316 | 0.131 | 0 | [6 empty] | DEER:HVAC_Split-Package_AC | Annual
Any | NE-HVAC-airAC-SpltPkg-240to759kBtuh-12p5eer | MBT | New | CZ16 | cWtd | SWHC013-02 | DEER2020 | D20v1 | 2020-11-09 | Cap-Tons | 1 |  | None | 124 | 0.105 | 0 | 124 | 0.105 | 0 | [6 empty] | DEER:HVAC_Split-Package_AC | Annual
Any | NE-HVAC-airAC-SpltPkg-240to759kBtuh-12p5eer | MLI | Ex | CZ01 | cDXGF | SWHC013-02 | DEER2020 | D20v1 | 2020-11-09 | Cap-Tons | 1 |  | None | 413 | 0.0755 | 5.05 | 11.7 | 0.0111 | 0 | [6 empty] | DEER:HVAC_Split-Package_AC | Annual
Any | NE-HVAC-airAC-SpltPkg-240to759kBtuh-12p5eer | MLI | Ex | CZ02 | cDXGF | SWHC013-02 | DEER2020 | D20v1 | 2020-11-09 | Cap-Tons | 1 |  | None | 444 | 0.113 | 2.78 | 73 | 0.0915 | 0 | [6 empty] | DEER:HVAC_Split-Package_AC | Annual
Any | NE-HVAC-airAC-SpltPkg-240to759kBtuh-12p5eer | MLI | Ex | CZ03 | cDXGF | SWHC013-02 | DEER2020 | D20v1 | 2020-11-09 | Cap-Tons | 1 |  | None | 417 | 0.108 | 0.915 | 30.3 | 0.0441 | 0 | [6 empty] | DEER:HVAC_Split-Package_AC | Annual
Any | NE-HVAC-airAC-SpltPkg-240to759kBtuh-12p5eer | MLI | Ex | CZ04 | cDXGF | SWHC013-02 | DEER2020 | D20v1 | 2020-11-09 | Cap-Tons | 1 |  | None | 438 | 0.117 | 1.31 | 76 | 0.0755 | 0 | [6 empty] | DEER:HVAC_Split-Package_AC | Annual
Any | NE-HVAC-airAC-SpltPkg-240to759kBtuh-12p5eer | MLI | Ex | CZ05 | cDXGF | SWHC013-02 | DEER2020 | D20v1 | 2020-11-09 | Cap-Tons | 1 |  | None | 410 | 0.088 | 1.42 | 31.5 | 0.0247 | 0 | [6 empty] | DEER:HVAC_Split-Package_AC | Annual
Any | NE-HVAC-airAC-SpltPkg-240to759kBtuh-12p5eer | MLI | Ex | CZ06 | cDXGF | SWHC013-02 | DEER2020 | D20v1 | 2020-11-09 | Cap-Tons | 1 |  | None | 439 | 0.111 | -0.234 | 79.5 | 0.0605 | 0 | [6 empty] | DEER:HVAC_Split-Package_AC | Annual
Any | NE-HVAC-airAC-SpltPkg-240to759kBtuh-12p5eer | MLI | Ex | CZ07 | cDXGF | SWHC013-02 | DEER2020 | D20v1 | 2020-11-09 | Cap-Tons | 1 |  | None | 416 | 0.105 | -0.373 | 63.5 | 0.0471 | 0 | [6 empty] | DEER:HVAC_Split-Package_AC | Annual
Any | NE-HVAC-airAC-SpltPkg-240to759kBtuh-12p5eer | MLI | Ex | CZ08 | cDXGF | SWHC013-02 | DEER2020 | D20v1 | 2020-11-09 | Cap-Tons | 1 |  | None | 448 | 0.114 | -0.0323 | 106 | 0.065 | 0 | [6 empty] | DEER:HVAC_Split-Package_AC | Annual
Any | NE-HVAC-airAC-SpltPkg-240to759kBtuh-12p5eer | MLI | Ex | CZ09 | cDXGF | SWHC013-02 | DEER2020 | D20v1 | 2020-11-09 | Cap-Tons | 1 |  | None | 467 | 0.122 | -0.44 | 96.5 | 0.082 | 0 | [6 empty] | DEER:HVAC_Split-Package_AC | Annual
Any | NE-HVAC-airAC-SpltPkg-240to759kBtuh-12p5eer | MLI | Ex | CZ10 | cDXGF | SWHC013-02 | DEER2020 | D20v1 | 2020-11-09 | Cap-Tons | 1 |  | None | 470 | 0.119 | -0.0655 | 116 | 0.094 | 0 | [6 empty] | DEER:HVAC_Split-Package_AC | Annual
Any | NE-HVAC-airAC-SpltPkg-240to759kBtuh-12p5eer | MLI | Ex | CZ11 | cDXGF | SWHC013-02 | DEER2020 | D20v1 | 2020-11-09 | Cap-Tons | 1 |  | None | 477 | 0.121 | 0.311 | 116 | 0.102 | 0 | [6 empty] | DEER:HVAC_Split-Package_AC | Annual
Any | NE-HVAC-airAC-SpltPkg-240to759kBtuh-12p5eer | MLI | Ex | CZ12 | cDXGF | SWHC013-02 | DEER2020 | D20v1 | 2020-11-09 | Cap-Tons | 1 |  | None | 460 | 0.118 | 0.815 | 93 | 0.096 | 0 | [6 empty] | DEER:HVAC_Split-Package_AC | Annual
Any | NE-HVAC-airAC-SpltPkg-240to759kBtuh-12p5eer | MLI | Ex | CZ13 | cDXGF | SWHC013-02 | DEER2020 | D20v1 | 2020-11-09 | Cap-Tons | 1 |  | None | 476 | 0.125 | 0.304 | 126 | 0.088 | 0 | [6 empty] | DEER:HVAC_Split-Package_AC | Annual
Any | NE-HVAC-airAC-SpltPkg-240to759kBtuh-12p5eer | MLI | Ex | CZ14 | cDXGF | SWHC013-02 | DEER2020 | D20v1 | 2020-11-09 | Cap-Tons | 1 |  | None | 483 | 0.124 | 0.85 | 125 | 0.083 | 0 | [6 empty] | DEER:HVAC_Split-Package_AC | Annual
Any | NE-HVAC-airAC-SpltPkg-240to759kBtuh-12p5eer | MLI | Ex | CZ15 | cDXGF | SWHC013-02 | DEER2020 | D20v1 | 2020-11-09 | Cap-Tons | 1 |  | None | 545 | 0.132 | -0.498 | 216 | 0.091 | 0 | [6 empty] | DEER:HVAC_Split-Package_AC | Annual
Any | NE-HVAC-airAC-SpltPkg-240to759kBtuh-12p5eer | MLI | Ex | CZ16 | cDXGF | SWHC013-02 | DEER2020 | D20v1 | 2020-11-09 | Cap-Tons | 1 |  | None | 432 | 0.105 | 6.95 | 56.5 | 0.055 | 0 | [6 empty] | DEER:HVAC_Split-Package_AC | Annual
Any | NE-HVAC-airAC-SpltPkg-240to759kBtuh-12p5eer | MLI | New | CZ01 | cDXGF | SWHC013-02 | DEER2020 | D20v1 | 2020-11-09 | Cap-Tons | 1 |  | None | 10.9 | 0.0094 | 0 | 10.9 | 0.0094 | 0 | [6 empty] | DEER:HVAC_Split-Package_AC | Annual
Any | NE-HVAC-airAC-SpltPkg-240to759kBtuh-12p5eer | MLI | New | CZ02 | cDXGF | SWHC013-02 | DEER2020 | D20v1 | 2020-11-09 | Cap-Tons | 1 |  | None | 68 | 0.091 | 0 | 68 | 0.091 | 0 | [6 empty] | DEER:HVAC_Split-Package_AC | Annual
Any | NE-HVAC-airAC-SpltPkg-240to759kBtuh-12p5eer | MLI | New | CZ03 | cDXGF | SWHC013-02 | DEER2020 | D20v1 | 2020-11-09 | Cap-Tons | 1 |  | None | 24.9 | 0.0397 | 0 | 24.9 | 0.0397 | 0 | [6 empty] | DEER:HVAC_Split-Package_AC | Annual
Any | NE-HVAC-airAC-SpltPkg-240to759kBtuh-12p5eer | MLI | New | CZ04 | cDXGF | SWHC013-02 | DEER2020 | D20v1 | 2020-11-09 | Cap-Tons | 1 |  | None | 70.5 | 0.075 | 0 | 70.5 | 0.075 | 0 | [6 empty] | DEER:HVAC_Split-Package_AC | Annual
Any | NE-HVAC-airAC-SpltPkg-240to759kBtuh-12p5eer | MLI | New | CZ05 | cDXGF | SWHC013-02 | DEER2020 | D20v1 | 2020-11-09 | Cap-Tons | 1 |  | None | 25.9 | 0.0221 | 0 | 25.9 | 0.0221 | 0 | [6 empty] | DEER:HVAC_Split-Package_AC | Annual
Any | NE-HVAC-airAC-SpltPkg-240to759kBtuh-12p5eer | MLI | New | CZ06 | cDXGF | SWHC013-02 | DEER2020 | D20v1 | 2020-11-09 | Cap-Tons | 1 |  | None | 71.5 | 0.0595 | 0 | 71.5 | 0.0595 | 0 | [6 empty] | DEER:HVAC_Split-Package_AC | Annual
Any | NE-HVAC-airAC-SpltPkg-240to759kBtuh-12p5eer | MLI | New | CZ07 | cDXGF | SWHC013-02 | DEER2020 | D20v1 | 2020-11-09 | Cap-Tons | 1 |  | None | 56 | 0.0455 | 0 | 56 | 0.0455 | 0 | [6 empty] | DEER:HVAC_Split-Package_AC | Annual
Any | NE-HVAC-airAC-SpltPkg-240to759kBtuh-12p5eer | MLI | New | CZ08 | cDXGF | SWHC013-02 | DEER2020 | D20v1 | 2020-11-09 | Cap-Tons | 1 |  | None | 98 | 0.0645 | 0 | 98 | 0.0645 | 0 | [6 empty] | DEER:HVAC_Split-Package_AC | Annual
Any | NE-HVAC-airAC-SpltPkg-240to759kBtuh-12p5eer | MLI | New | CZ09 | cDXGF | SWHC013-02 | DEER2020 | D20v1 | 2020-11-09 | Cap-Tons | 1 |  | None | 90 | 0.081 | 0 | 90 | 0.081 | 0 | [6 empty] | DEER:HVAC_Split-Package_AC | Annual
Any | NE-HVAC-airAC-SpltPkg-240to759kBtuh-12p5eer | MLI | New | CZ10 | cDXGF | SWHC013-02 | DEER2020 | D20v1 | 2020-11-09 | Cap-Tons | 1 |  | None | 109 | 0.094 | 0 | 109 | 0.094 | 0 | [6 empty] | DEER:HVAC_Split-Package_AC | Annual
Any | NE-HVAC-airAC-SpltPkg-240to759kBtuh-12p5eer | MLI | New | CZ11 | cDXGF | SWHC013-02 | DEER2020 | D20v1 | 2020-11-09 | Cap-Tons | 1 |  | None | 111 | 0.0975 | 0 | 111 | 0.0975 | 0 | [6 empty] | DEER:HVAC_Split-Package_AC | Annual
Any | NE-HVAC-airAC-SpltPkg-240to759kBtuh-12p5eer | MLI | New | CZ12 | cDXGF | SWHC013-02 | DEER2020 | D20v1 | 2020-11-09 | Cap-Tons | 1 |  | None | 88.5 | 0.0945 | 0 | 88.5 | 0.0945 | 0 | [6 empty] | DEER:HVAC_Split-Package_AC | Annual
Any | NE-HVAC-airAC-SpltPkg-240to759kBtuh-12p5eer | MLI | New | CZ13 | cDXGF | SWHC013-02 | DEER2020 | D20v1 | 2020-11-09 | Cap-Tons | 1 |  | None | 120 | 0.0865 | 0 | 120 | 0.0865 | 0 | [6 empty] | DEER:HVAC_Split-Package_AC | Annual
Any | NE-HVAC-airAC-SpltPkg-240to759kBtuh-12p5eer | MLI | New | CZ14 | cDXGF | SWHC013-02 | DEER2020 | D20v1 | 2020-11-09 | Cap-Tons | 1 |  | None | 120 | 0.081 | 0 | 120 | 0.081 | 0 | [6 empty] | DEER:HVAC_Split-Package_AC | Annual
Any | NE-HVAC-airAC-SpltPkg-240to759kBtuh-12p5eer | MLI | New | CZ15 | cDXGF | SWHC013-02 | DEER2020 | D20v1 | 2020-11-09 | Cap-Tons | 1 |  | None | 204 | 0.0855 | 0 | 204 | 0.0855 | 0 | [6 empty] | DEER:HVAC_Split-Package_AC | Annual
Any | NE-HVAC-airAC-SpltPkg-240to759kBtuh-12p5eer | MLI | New | CZ16 | cDXGF | SWHC013-02 | DEER2020 | D20v1 | 2020-11-09 | Cap-Tons | 1 |  | None | 55.5 | 0.054 | 0 | 55.5 | 0.054 | 0 | [6 empty] | DEER:HVAC_Split-Package_AC | Annual
Any | NE-HVAC-airAC-SpltPkg-240to759kBtuh-12p5eer | Mtl | Ex | CZ01 | cDXGF | SWHC013-02 | DEER2020 | D20v1 | 2020-11-09 | Cap-Tons | 1 |  | None | 1030 | 0.116 | 24.1 | 19.6 | 0.0249 | 0 | [6 empty] | DEER:HVAC_Split-Package_AC | Annual
Any | NE-HVAC-airAC-SpltPkg-240to759kBtuh-12p5eer | Mtl | Ex | CZ02 | cDXGF | SWHC013-02 | DEER2020 | D20v1 | 2020-11-09 | Cap-Tons | 1 |  | None | 1040 | 0.155 | 24 | 169 | 0.181 | 0 | [6 empty] | DEER:HVAC_Split-Package_AC | Annual
Any | NE-HVAC-airAC-SpltPkg-240to759kBtuh-12p5eer | Mtl | Ex | CZ03 | cDXGF | SWHC013-02 | DEER2020 | D20v1 | 2020-11-09 | Cap-Tons | 1 |  | None | 1030 | 0.178 | 11 | 63 | 0.084 | 0 | [6 empty] | DEER:HVAC_Split-Package_AC | Annual
Any | NE-HVAC-airAC-SpltPkg-240to759kBtuh-12p5eer | Mtl | Ex | CZ04 | cDXGF | SWHC013-02 | DEER2020 | D20v1 | 2020-11-09 | Cap-Tons | 1 |  | None | 1020 | 0.172 | 17.2 | 190 | 0.155 | 0 | [6 empty] | DEER:HVAC_Split-Package_AC | Annual
Any | NE-HVAC-airAC-SpltPkg-240to759kBtuh-12p5eer | Mtl | Ex | CZ05 | cDXGF | SWHC013-02 | DEER2020 | D20v1 | 2020-11-09 | Cap-Tons | 1 |  | None | 970 | 0.139 | 13.1 | 65.5 | 0.0505 | 0 | [6 empty] | DEER:HVAC_Split-Package_AC | Annual
Any | NE-HVAC-airAC-SpltPkg-240to759kBtuh-12p5eer | Mtl | Ex | CZ06 | cDXGF | SWHC013-02 | DEER2020 | D20v1 | 2020-11-09 | Cap-Tons | 1 |  | None | 1050 | 0.19 | 4.79 | 176 | 0.103 | 0 | [6 empty] | DEER:HVAC_Split-Package_AC | Annual
Any | NE-HVAC-airAC-SpltPkg-240to759kBtuh-12p5eer | Mtl | Ex | CZ07 | cDXGF | SWHC013-02 | DEER2020 | D20v1 | 2020-11-09 | Cap-Tons | 1 |  | None | 995 | 0.176 | 1.6 | 158 | 0.0845 | 0 | [6 empty] | DEER:HVAC_Split-Package_AC | Annual
Any | NE-HVAC-airAC-SpltPkg-240to759kBtuh-12p5eer | Mtl | Ex | CZ08 | cDXGF | SWHC013-02 | DEER2020 | D20v1 | 2020-11-09 | Cap-Tons | 1 |  | None | 1010 | 0.174 | 6.15 | 276 | 0.135 | 0 | [6 empty] | DEER:HVAC_Split-Package_AC | Annual
Any | NE-HVAC-airAC-SpltPkg-240to759kBtuh-12p5eer | Mtl | Ex | CZ09 | cDXGF | SWHC013-02 | DEER2020 | D20v1 | 2020-11-09 | Cap-Tons | 1 |  | None | 1070 | 0.182 | 5.5 | 247 | 0.162 | 0 | [6 empty] | DEER:HVAC_Split-Package_AC | Annual
Any | NE-HVAC-airAC-SpltPkg-240to759kBtuh-12p5eer | Mtl | Ex | CZ10 | cDXGF | SWHC013-02 | DEER2020 | D20v1 | 2020-11-09 | Cap-Tons | 1 |  | None | 1110 | 0.182 | 8.7 | 266 | 0.172 | 0 | [6 empty] | DEER:HVAC_Split-Package_AC | Annual
Any | NE-HVAC-airAC-SpltPkg-240to759kBtuh-12p5eer | Mtl | Ex | CZ11 | cDXGF | SWHC013-02 | DEER2020 | D20v1 | 2020-11-09 | Cap-Tons | 1 |  | None | 1160 | 0.178 | 13.4 | 274 | 0.198 | 0 | [6 empty] | DEER:HVAC_Split-Package_AC | Annual
Any | NE-HVAC-airAC-SpltPkg-240to759kBtuh-12p5eer | Mtl | Ex | CZ12 | cDXGF | SWHC013-02 | DEER2020 | D20v1 | 2020-11-09 | Cap-Tons | 1 |  | None | 1080 | 0.17 | 15.6 | 220 | 0.192 | 0 | [6 empty] | DEER:HVAC_Split-Package_AC | Annual
Any | NE-HVAC-airAC-SpltPkg-240to759kBtuh-12p5eer | Mtl | Ex | CZ13 | cDXGF | SWHC013-02 | DEER2020 | D20v1 | 2020-11-09 | Cap-Tons | 1 |  | None | 1150 | 0.192 | 12.1 | 287 | 0.174 | 0 | [6 empty] | DEER:HVAC_Split-Package_AC | Annual
Any | NE-HVAC-airAC-SpltPkg-240to759kBtuh-12p5eer | Mtl | Ex | CZ14 | cDXGF | SWHC013-02 | DEER2020 | D20v1 | 2020-11-09 | Cap-Tons | 1 |  | None | 1140 | 0.193 | 15.5 | 279 | 0.162 | 0 | [6 empty] | DEER:HVAC_Split-Package_AC | Annual
Any | NE-HVAC-airAC-SpltPkg-240to759kBtuh-12p5eer | Mtl | Ex | CZ15 | cDXGF | SWHC013-02 | DEER2020 | D20v1 | 2020-11-09 | Cap-Tons | 1 |  | None | 1310 | 0.221 | 1.48 | 443 | 0.167 | 0 | [6 empty] | DEER:HVAC_Split-Package_AC | Annual
Any | NE-HVAC-airAC-SpltPkg-240to759kBtuh-12p5eer | Mtl | Ex | CZ16 | cDXGF | SWHC013-02 | DEER2020 | D20v1 | 2020-11-09 | Cap-Tons | 1 |  | None | 985 | 0.174 | 28.4 | 105 | 0.0965 | 0 | [6 empty] | DEER:HVAC_Split-Package_AC | Annual
Any | NE-HVAC-airAC-SpltPkg-240to759kBtuh-12p5eer | Mtl | New | CZ01 | cDXGF | SWHC013-02 | DEER2020 | D20v1 | 2020-11-09 | Cap-Tons | 1 |  | None | 18.9 | 0.0245 | 0 | 18.9 | 0.0245 | 0 | [6 empty] | DEER:HVAC_Split-Package_AC | Annual
Any | NE-HVAC-airAC-SpltPkg-240to759kBtuh-12p5eer | Mtl | New | CZ02 | cDXGF | SWHC013-02 | DEER2020 | D20v1 | 2020-11-09 | Cap-Tons | 1 |  | None | 175 | 0.182 | 0 | 175 | 0.182 | 0 | [6 empty] | DEER:HVAC_Split-Package_AC | Annual
Any | NE-HVAC-airAC-SpltPkg-240to759kBtuh-12p5eer | Mtl | New | CZ03 | cDXGF | SWHC013-02 | DEER2020 | D20v1 | 2020-11-09 | Cap-Tons | 1 |  | None | 63.5 | 0.0825 | 0 | 63.5 | 0.0825 | 0 | [6 empty] | DEER:HVAC_Split-Package_AC | Annual
Any | NE-HVAC-airAC-SpltPkg-240to759kBtuh-12p5eer | Mtl | New | CZ04 | cDXGF | SWHC013-02 | DEER2020 | D20v1 | 2020-11-09 | Cap-Tons | 1 |  | None | 196 | 0.157 | 0 | 196 | 0.157 | 0 | [6 empty] | DEER:HVAC_Split-Package_AC | Annual
Any | NE-HVAC-airAC-SpltPkg-240to759kBtuh-12p5eer | Mtl | New | CZ05 | cDXGF | SWHC013-02 | DEER2020 | D20v1 | 2020-11-09 | Cap-Tons | 1 |  | None | 65 | 0.0505 | 0 | 65 | 0.0505 | 0 | [6 empty] | DEER:HVAC_Split-Package_AC | Annual
Any | NE-HVAC-airAC-SpltPkg-240to759kBtuh-12p5eer | Mtl | New | CZ06 | cDXGF | SWHC013-02 | DEER2020 | D20v1 | 2020-11-09 | Cap-Tons | 1 |  | None | 169 | 0.101 | 0 | 169 | 0.101 | 0 | [6 empty] | DEER:HVAC_Split-Package_AC | Annual
Any | NE-HVAC-airAC-SpltPkg-240to759kBtuh-12p5eer | Mtl | New | CZ07 | cDXGF | SWHC013-02 | DEER2020 | D20v1 | 2020-11-09 | Cap-Tons | 1 |  | None | 151 | 0.0835 | 0 | 151 | 0.0835 | 0 | [6 empty] | DEER:HVAC_Split-Package_AC | Annual
Any | NE-HVAC-airAC-SpltPkg-240to759kBtuh-12p5eer | Mtl | New | CZ08 | cDXGF | SWHC013-02 | DEER2020 | D20v1 | 2020-11-09 | Cap-Tons | 1 |  | None | 274 | 0.135 | 0 | 274 | 0.135 | 0 | [6 empty] | DEER:HVAC_Split-Package_AC | Annual
Any | NE-HVAC-airAC-SpltPkg-240to759kBtuh-12p5eer | Mtl | New | CZ09 | cDXGF | SWHC013-02 | DEER2020 | D20v1 | 2020-11-09 | Cap-Tons | 1 |  | None | 240 | 0.163 | 0 | 240 | 0.163 | 0 | [6 empty] | DEER:HVAC_Split-Package_AC | Annual
Any | NE-HVAC-airAC-SpltPkg-240to759kBtuh-12p5eer | Mtl | New | CZ10 | cDXGF | SWHC013-02 | DEER2020 | D20v1 | 2020-11-09 | Cap-Tons | 1 |  | None | 269 | 0.174 | 0 | 269 | 0.174 | 0 | [6 empty] | DEER:HVAC_Split-Package_AC | Annual
Any | NE-HVAC-airAC-SpltPkg-240to759kBtuh-12p5eer | Mtl | New | CZ11 | cDXGF | SWHC013-02 | DEER2020 | D20v1 | 2020-11-09 | Cap-Tons | 1 |  | None | 280 | 0.199 | 0 | 280 | 0.199 | 0 | [6 empty] | DEER:HVAC_Split-Package_AC | Annual
Any | NE-HVAC-airAC-SpltPkg-240to759kBtuh-12p5eer | Mtl | New | CZ12 | cDXGF | SWHC013-02 | DEER2020 | D20v1 | 2020-11-09 | Cap-Tons | 1 |  | None | 224 | 0.193 | 0 | 224 | 0.193 | 0 | [6 empty] | DEER:HVAC_Split-Package_AC | Annual
Any | NE-HVAC-airAC-SpltPkg-240to759kBtuh-12p5eer | Mtl | New | CZ13 | cDXGF | SWHC013-02 | DEER2020 | D20v1 | 2020-11-09 | Cap-Tons | 1 |  | None | 290 | 0.174 | 0 | 290 | 0.174 | 0 | [6 empty] | DEER:HVAC_Split-Package_AC | Annual
Any | NE-HVAC-airAC-SpltPkg-240to759kBtuh-12p5eer | Mtl | New | CZ14 | cDXGF | SWHC013-02 | DEER2020 | D20v1 | 2020-11-09 | Cap-Tons | 1 |  | None | 283 | 0.163 | 0 | 283 | 0.163 | 0 | [6 empty] | DEER:HVAC_Split-Package_AC | Annual
Any | NE-HVAC-airAC-SpltPkg-240to759kBtuh-12p5eer | Mtl | New | CZ15 | cDXGF | SWHC013-02 | DEER2020 | D20v1 | 2020-11-09 | Cap-Tons | 1 |  | None | 444 | 0.165 | 0 | 444 | 0.165 | 0 | [6 empty] | DEER:HVAC_Split-Package_AC | Annual
Any | NE-HVAC-airAC-SpltPkg-240to759kBtuh-12p5eer | Mtl | New | CZ16 | cDXGF | SWHC013-02 | DEER2020 | D20v1 | 2020-11-09 | Cap-Tons | 1 |  | None | 104 | 0.0945 | 0 | 104 | 0.0945 | 0 | [6 empty] | DEER:HVAC_Split-Package_AC | Annual
Any | NE-HVAC-airAC-SpltPkg-240to759kBtuh-12p5eer | Nrs | Ex | CZ01 | cWtd | SWHC013-02 | DEER2020 | D20v1 | 2020-11-09 | Cap-Tons | 1 |  | None | 221 | 0.0589 | 1.88 | 33.7 | 0.0404 | 0 | [6 empty] | DEER:HVAC_Split-Package_AC | Annual
Any | NE-HVAC-airAC-SpltPkg-240to759kBtuh-12p5eer | Nrs | Ex | CZ02 | cWtd | SWHC013-02 | DEER2020 | D20v1 | 2020-11-09 | Cap-Tons | 1 |  | None | 330 | 0.133 | 1.28 | 160 | 0.122 | 0 | [6 empty] | DEER:HVAC_Split-Package_AC | Annual
Any | NE-HVAC-airAC-SpltPkg-240to759kBtuh-12p5eer | Nrs | Ex | CZ03 | cWtd | SWHC013-02 | DEER2020 | D20v1 | 2020-11-09 | Cap-Tons | 1 |  | None | 280 | 0.0916 | 0.527 | 120 | 0.0751 | 0 | [6 empty] | DEER:HVAC_Split-Package_AC | Annual
Any | NE-HVAC-airAC-SpltPkg-240to759kBtuh-12p5eer | Nrs | Ex | CZ04 | cWtd | SWHC013-02 | DEER2020 | D20v1 | 2020-11-09 | Cap-Tons | 1 |  | None | 363 | 0.123 | 0.674 | 196 | 0.109 | 0 | [6 empty] | DEER:HVAC_Split-Package_AC | Annual
Any | NE-HVAC-airAC-SpltPkg-240to759kBtuh-12p5eer | Nrs | Ex | CZ05 | cWtd | SWHC013-02 | DEER2020 | D20v1 | 2020-11-09 | Cap-Tons | 1 |  | None | 269 | 0.0698 | 1.39 | 115 | 0.0544 | 0 | [6 empty] | DEER:HVAC_Split-Package_AC | Annual
Any | NE-HVAC-airAC-SpltPkg-240to759kBtuh-12p5eer | Nrs | Ex | CZ06 | cWtd | SWHC013-02 | DEER2020 | D20v1 | 2020-11-09 | Cap-Tons | 1 |  | None | 412 | 0.109 | 0.174 | 241 | 0.0941 | 0 | [6 empty] | DEER:HVAC_Split-Package_AC | Annual
Any | NE-HVAC-airAC-SpltPkg-240to759kBtuh-12p5eer | Nrs | Ex | CZ07 | cWtd | SWHC013-02 | DEER2020 | D20v1 | 2020-11-09 | Cap-Tons | 1 |  | None | 401 | 0.0935 | 0.297 | 249 | 0.078 | 0 | [6 empty] | DEER:HVAC_Split-Package_AC | Annual
Any | NE-HVAC-airAC-SpltPkg-240to759kBtuh-12p5eer | Nrs | Ex | CZ08 | cWtd | SWHC013-02 | DEER2020 | D20v1 | 2020-11-09 | Cap-Tons | 1 |  | None | 445 | 0.111 | 0.0728 | 276 | 0.0949 | 0 | [6 empty] | DEER:HVAC_Split-Package_AC | Annual
Any | NE-HVAC-airAC-SpltPkg-240to759kBtuh-12p5eer | Nrs | Ex | CZ09 | cWtd | SWHC013-02 | DEER2020 | D20v1 | 2020-11-09 | Cap-Tons | 1 |  | None | 449 | 0.146 | 0.195 | 284 | 0.137 | 0 | [6 empty] | DEER:HVAC_Split-Package_AC | Annual
Any | NE-HVAC-airAC-SpltPkg-240to759kBtuh-12p5eer | Nrs | Ex | CZ10 | cWtd | SWHC013-02 | DEER2020 | D20v1 | 2020-11-09 | Cap-Tons | 1 |  | None | 442 | 0.144 | 0.438 | 283 | 0.134 | 0 | [6 empty] | DEER:HVAC_Split-Package_AC | Annual
Any | NE-HVAC-airAC-SpltPkg-240to759kBtuh-12p5eer | Nrs | Ex | CZ11 | cWtd | SWHC013-02 | DEER2020 | D20v1 | 2020-11-09 | Cap-Tons | 1 |  | None | 432 | 0.158 | 1.48 | 285 | 0.158 | 0 | [6 empty] | DEER:HVAC_Split-Package_AC | Annual
Any | NE-HVAC-airAC-SpltPkg-240to759kBtuh-12p5eer | Nrs | Ex | CZ12 | cWtd | SWHC013-02 | DEER2020 | D20v1 | 2020-11-09 | Cap-Tons | 1 |  | None | 394 | 0.153 | 0.993 | 229 | 0.147 | 0 | [6 empty] | DEER:HVAC_Split-Package_AC | Annual
Any | NE-HVAC-airAC-SpltPkg-240to759kBtuh-12p5eer | Nrs | Ex | CZ13 | cWtd | SWHC013-02 | DEER2020 | D20v1 | 2020-11-09 | Cap-Tons | 1 |  | None | 459 | 0.155 | 0.968 | 297 | 0.146 | 0 | [6 empty] | DEER:HVAC_Split-Package_AC | Annual
Any | NE-HVAC-airAC-SpltPkg-240to759kBtuh-12p5eer | Nrs | Ex | CZ14 | cWtd | SWHC013-02 | DEER2020 | D20v1 | 2020-11-09 | Cap-Tons | 1 |  | None | 427 | 0.138 | 1.65 | 286 | 0.132 | 0 | [6 empty] | DEER:HVAC_Split-Package_AC | Annual
Any | NE-HVAC-airAC-SpltPkg-240to759kBtuh-12p5eer | Nrs | Ex | CZ15 | cWtd | SWHC013-02 | DEER2020 | D20v1 | 2020-11-09 | Cap-Tons | 1 |  | None | 627 | 0.167 | 0.309 | 512 | 0.163 | 0 | [6 empty] | DEER:HVAC_Split-Package_AC | Annual
Any | NE-HVAC-airAC-SpltPkg-240to759kBtuh-12p5eer | Nrs | Ex | CZ16 | cWtd | SWHC013-02 | DEER2020 | D20v1 | 2020-11-09 | Cap-Tons | 1 |  | None | 297 | 0.101 | 3.04 | 132 | 0.0847 | 0 | [6 empty] | DEER:HVAC_Split-Package_AC | Annual
Any | NE-HVAC-airAC-SpltPkg-240to759kBtuh-12p5eer | Nrs | New | CZ01 | cWtd | SWHC013-02 | DEER2020 | D20v1 | 2020-11-09 | Cap-Tons | 1 |  | None | 26.6 | 0.0378 | 0 | 26.6 | 0.0378 | 0 | [6 empty] | DEER:HVAC_Split-Package_AC | Annual
Any | NE-HVAC-airAC-SpltPkg-240to759kBtuh-12p5eer | Nrs | New | CZ02 | cWtd | SWHC013-02 | DEER2020 | D20v1 | 2020-11-09 | Cap-Tons | 1 |  | None | 143 | 0.111 | 0 | 143 | 0.111 | 0 | [6 empty] | DEER:HVAC_Split-Package_AC | Annual
Any | NE-HVAC-airAC-SpltPkg-240to759kBtuh-12p5eer | Nrs | New | CZ03 | cWtd | SWHC013-02 | DEER2020 | D20v1 | 2020-11-09 | Cap-Tons | 1 |  | None | 104 | 0.0658 | 0 | 104 | 0.0658 | 0 | [6 empty] | DEER:HVAC_Split-Package_AC | Annual
Any | NE-HVAC-airAC-SpltPkg-240to759kBtuh-12p5eer | Nrs | New | CZ04 | cWtd | SWHC013-02 | DEER2020 | D20v1 | 2020-11-09 | Cap-Tons | 1 |  | None | 173 | 0.0977 | 0 | 173 | 0.0977 | 0 | [6 empty] | DEER:HVAC_Split-Package_AC | Annual
Any | NE-HVAC-airAC-SpltPkg-240to759kBtuh-12p5eer | Nrs | New | CZ05 | cWtd | SWHC013-02 | DEER2020 | D20v1 | 2020-11-09 | Cap-Tons | 1 |  | None | 98.1 | 0.0485 | 0 | 98.1 | 0.0485 | 0 | [6 empty] | DEER:HVAC_Split-Package_AC | Annual
Any | NE-HVAC-airAC-SpltPkg-240to759kBtuh-12p5eer | Nrs | New | CZ06 | cWtd | SWHC013-02 | DEER2020 | D20v1 | 2020-11-09 | Cap-Tons | 1 |  | None | 218 | 0.0844 | 0 | 218 | 0.0844 | 0 | [6 empty] | DEER:HVAC_Split-Package_AC | Annual
Any | NE-HVAC-airAC-SpltPkg-240to759kBtuh-12p5eer | Nrs | New | CZ07 | cWtd | SWHC013-02 | DEER2020 | D20v1 | 2020-11-09 | Cap-Tons | 1 |  | None | 226 | 0.0699 | 0 | 226 | 0.0699 | 0 | [6 empty] | DEER:HVAC_Split-Package_AC | Annual
Any | NE-HVAC-airAC-SpltPkg-240to759kBtuh-12p5eer | Nrs | New | CZ08 | cWtd | SWHC013-02 | DEER2020 | D20v1 | 2020-11-09 | Cap-Tons | 1 |  | None | 252 | 0.0865 | 0 | 252 | 0.0865 | 0 | [6 empty] | DEER:HVAC_Split-Package_AC | Annual
Any | NE-HVAC-airAC-SpltPkg-240to759kBtuh-12p5eer | Nrs | New | CZ09 | cWtd | SWHC013-02 | DEER2020 | D20v1 | 2020-11-09 | Cap-Tons | 1 |  | None | 257 | 0.125 | 0 | 257 | 0.125 | 0 | [6 empty] | DEER:HVAC_Split-Package_AC | Annual
Any | NE-HVAC-airAC-SpltPkg-240to759kBtuh-12p5eer | Nrs | New | CZ10 | cWtd | SWHC013-02 | DEER2020 | D20v1 | 2020-11-09 | Cap-Tons | 1 |  | None | 262 | 0.124 | 0 | 262 | 0.124 | 0 | [6 empty] | DEER:HVAC_Split-Package_AC | Annual
Any | NE-HVAC-airAC-SpltPkg-240to759kBtuh-12p5eer | Nrs | New | CZ11 | cWtd | SWHC013-02 | DEER2020 | D20v1 | 2020-11-09 | Cap-Tons | 1 |  | None | 261 | 0.143 | 0 | 261 | 0.143 | 0 | [6 empty] | DEER:HVAC_Split-Package_AC | Annual
Any | NE-HVAC-airAC-SpltPkg-240to759kBtuh-12p5eer | Nrs | New | CZ12 | cWtd | SWHC013-02 | DEER2020 | D20v1 | 2020-11-09 | Cap-Tons | 1 |  | None | 209 | 0.135 | 0 | 209 | 0.135 | 0 | [6 empty] | DEER:HVAC_Split-Package_AC | Annual
Any | NE-HVAC-airAC-SpltPkg-240to759kBtuh-12p5eer | Nrs | New | CZ13 | cWtd | SWHC013-02 | DEER2020 | D20v1 | 2020-11-09 | Cap-Tons | 1 |  | None | 274 | 0.135 | 0 | 274 | 0.135 | 0 | [6 empty] | DEER:HVAC_Split-Package_AC | Annual
Any | NE-HVAC-airAC-SpltPkg-240to759kBtuh-12p5eer | Nrs | New | CZ14 | cWtd | SWHC013-02 | DEER2020 | D20v1 | 2020-11-09 | Cap-Tons | 1 |  | None | 263 | 0.121 | 0 | 263 | 0.121 | 0 | [6 empty] | DEER:HVAC_Split-Package_AC | Annual
Any | NE-HVAC-airAC-SpltPkg-240to759kBtuh-12p5eer | Nrs | New | CZ15 | cWtd | SWHC013-02 | DEER2020 | D20v1 | 2020-11-09 | Cap-Tons | 1 |  | None | 480 | 0.151 | 0 | 480 | 0.151 | 0 | [6 empty] | DEER:HVAC_Split-Package_AC | Annual
Any | NE-HVAC-airAC-SpltPkg-240to759kBtuh-12p5eer | Nrs | New | CZ16 | cWtd | SWHC013-02 | DEER2020 | D20v1 | 2020-11-09 | Cap-Tons | 1 |  | None | 123 | 0.077 | 0 | 123 | 0.077 | 0 | [6 empty] | DEER:HVAC_Split-Package_AC | Annual
Any | NE-HVAC-airAC-SpltPkg-240to759kBtuh-12p5eer | OfL | Ex | CZ01 | cWtd | SWHC013-02 | DEER2020 | D20v1 | 2020-11-09 | Cap-Tons | 1 |  | None | 128 | 0.039 | 0.404 | 55 | 0.0347 | 0 | [6 empty] | DEER:HVAC_Split-Package_AC | Annual
Any | NE-HVAC-airAC-SpltPkg-240to759kBtuh-12p5eer | OfL | Ex | CZ02 | cWtd | SWHC013-02 | DEER2020 | D20v1 | 2020-11-09 | Cap-Tons | 1 |  | None | 215 | 0.107 | 0.268 | 165 | 0.112 | 0 | [6 empty] | DEER:HVAC_Split-Package_AC | Annual
Any | NE-HVAC-airAC-SpltPkg-240to759kBtuh-12p5eer | OfL | Ex | CZ03 | cWtd | SWHC013-02 | DEER2020 | D20v1 | 2020-11-09 | Cap-Tons | 1 |  | None | 183 | 0.0733 | 0.0941 | 124 | 0.0692 | 0 | [6 empty] | DEER:HVAC_Split-Package_AC | Annual
Any | NE-HVAC-airAC-SpltPkg-240to759kBtuh-12p5eer | OfL | Ex | CZ04 | cWtd | SWHC013-02 | DEER2020 | D20v1 | 2020-11-09 | Cap-Tons | 1 |  | None | 228 | 0.0824 | 0.131 | 179 | 0.0849 | 0 | [6 empty] | DEER:HVAC_Split-Package_AC | Annual
Any | NE-HVAC-airAC-SpltPkg-240to759kBtuh-12p5eer | OfL | Ex | CZ05 | cWtd | SWHC013-02 | DEER2020 | D20v1 | 2020-11-09 | Cap-Tons | 1 |  | None | 191 | 0.0514 | 0.109 | 134 | 0.046 | 0 | [6 empty] | DEER:HVAC_Split-Package_AC | Annual
Any | NE-HVAC-airAC-SpltPkg-240to759kBtuh-12p5eer | OfL | Ex | CZ06 | cWtd | SWHC013-02 | DEER2020 | D20v1 | 2020-11-09 | Cap-Tons | 1 |  | None | 275 | 0.075 | 0.0165 | 220 | 0.0711 | 0 | [6 empty] | DEER:HVAC_Split-Package_AC | Annual
Any | NE-HVAC-airAC-SpltPkg-240to759kBtuh-12p5eer | OfL | Ex | CZ07 | cWtd | SWHC013-02 | DEER2020 | D20v1 | 2020-11-09 | Cap-Tons | 1 |  | None | 261 | 0.064 | 0.00894 | 209 | 0.0592 | 0 | [6 empty] | DEER:HVAC_Split-Package_AC | Annual
Any | NE-HVAC-airAC-SpltPkg-240to759kBtuh-12p5eer | OfL | Ex | CZ08 | cWtd | SWHC013-02 | DEER2020 | D20v1 | 2020-11-09 | Cap-Tons | 1 |  | None | 278 | 0.0662 | 0.0247 | 234 | 0.0652 | 0 | [6 empty] | DEER:HVAC_Split-Package_AC | Annual
Any | NE-HVAC-airAC-SpltPkg-240to759kBtuh-12p5eer | OfL | Ex | CZ09 | cWtd | SWHC013-02 | DEER2020 | D20v1 | 2020-11-09 | Cap-Tons | 1 |  | None | 260 | 0.0849 | 0.0228 | 209 | 0.0868 | 0 | [6 empty] | DEER:HVAC_Split-Package_AC | Annual
Any | NE-HVAC-airAC-SpltPkg-240to759kBtuh-12p5eer | OfL | Ex | CZ10 | cWtd | SWHC013-02 | DEER2020 | D20v1 | 2020-11-09 | Cap-Tons | 1 |  | None | 280 | 0.0838 | 0.0451 | 234 | 0.088 | 0 | [6 empty] | DEER:HVAC_Split-Package_AC | Annual
Any | NE-HVAC-airAC-SpltPkg-240to759kBtuh-12p5eer | OfL | Ex | CZ11 | cWtd | SWHC013-02 | DEER2020 | D20v1 | 2020-11-09 | Cap-Tons | 1 |  | None | 270 | 0.116 | 0.15 | 217 | 0.12 | 0 | [6 empty] | DEER:HVAC_Split-Package_AC | Annual
Any | NE-HVAC-airAC-SpltPkg-240to759kBtuh-12p5eer | OfL | Ex | CZ12 | cWtd | SWHC013-02 | DEER2020 | D20v1 | 2020-11-09 | Cap-Tons | 1 |  | None | 243 | 0.111 | 0.172 | 191 | 0.116 | 0 | [6 empty] | DEER:HVAC_Split-Package_AC | Annual
Any | NE-HVAC-airAC-SpltPkg-240to759kBtuh-12p5eer | OfL | Ex | CZ13 | cWtd | SWHC013-02 | DEER2020 | D20v1 | 2020-11-09 | Cap-Tons | 1 |  | None | 273 | 0.0917 | 0.132 | 223 | 0.093 | 0 | [6 empty] | DEER:HVAC_Split-Package_AC | Annual
Any | NE-HVAC-airAC-SpltPkg-240to759kBtuh-12p5eer | OfL | Ex | CZ14 | cWtd | SWHC013-02 | DEER2020 | D20v1 | 2020-11-09 | Cap-Tons | 1 |  | None | 273 | 0.0916 | 0.165 | 222 | 0.0921 | 0 | [6 empty] | DEER:HVAC_Split-Package_AC | Annual
Any | NE-HVAC-airAC-SpltPkg-240to759kBtuh-12p5eer | OfL | Ex | CZ15 | cWtd | SWHC013-02 | DEER2020 | D20v1 | 2020-11-09 | Cap-Tons | 1 |  | None | 379 | 0.0918 | 0.00348 | 332 | 0.0912 | 0 | [6 empty] | DEER:HVAC_Split-Package_AC | Annual
Any | NE-HVAC-airAC-SpltPkg-240to759kBtuh-12p5eer | OfL | Ex | CZ16 | cWtd | SWHC013-02 | DEER2020 | D20v1 | 2020-11-09 | Cap-Tons | 1 |  | None | 184 | 0.0888 | 0.789 | 123 | 0.0849 | 0 | [6 empty] | DEER:HVAC_Split-Package_AC | Annual
Any | NE-HVAC-airAC-SpltPkg-240to759kBtuh-12p5eer | OfL | New | CZ01 | cWtd | SWHC013-02 | DEER2020 | D20v1 | 2020-11-09 | Cap-Tons | 1 |  | None | 48.9 | 0.0319 | 0 | 48.9 | 0.0319 | 0 | [6 empty] | DEER:HVAC_Split-Package_AC | Annual
Any | NE-HVAC-airAC-SpltPkg-240to759kBtuh-12p5eer | OfL | New | CZ02 | cWtd | SWHC013-02 | DEER2020 | D20v1 | 2020-11-09 | Cap-Tons | 1 |  | None | 155 | 0.105 | 0 | 155 | 0.105 | 0 | [6 empty] | DEER:HVAC_Split-Package_AC | Annual
Any | NE-HVAC-airAC-SpltPkg-240to759kBtuh-12p5eer | OfL | New | CZ03 | cWtd | SWHC013-02 | DEER2020 | D20v1 | 2020-11-09 | Cap-Tons | 1 |  | None | 117 | 0.0598 | 0 | 117 | 0.0598 | 0 | [6 empty] | DEER:HVAC_Split-Package_AC | Annual
Any | NE-HVAC-airAC-SpltPkg-240to759kBtuh-12p5eer | OfL | New | CZ04 | cWtd | SWHC013-02 | DEER2020 | D20v1 | 2020-11-09 | Cap-Tons | 1 |  | None | 171 | 0.0771 | 0 | 171 | 0.0771 | 0 | [6 empty] | DEER:HVAC_Split-Package_AC | Annual
Any | NE-HVAC-airAC-SpltPkg-240to759kBtuh-12p5eer | OfL | New | CZ05 | cWtd | SWHC013-02 | DEER2020 | D20v1 | 2020-11-09 | Cap-Tons | 1 |  | None | 128 | 0.0456 | 0 | 128 | 0.0456 | 0 | [6 empty] | DEER:HVAC_Split-Package_AC | Annual
Any | NE-HVAC-airAC-SpltPkg-240to759kBtuh-12p5eer | OfL | New | CZ06 | cWtd | SWHC013-02 | DEER2020 | D20v1 | 2020-11-09 | Cap-Tons | 1 |  | None | 216 | 0.0671 | 0 | 216 | 0.0671 | 0 | [6 empty] | DEER:HVAC_Split-Package_AC | Annual
Any | NE-HVAC-airAC-SpltPkg-240to759kBtuh-12p5eer | OfL | New | CZ07 | cWtd | SWHC013-02 | DEER2020 | D20v1 | 2020-11-09 | Cap-Tons | 1 |  | None | 201 | 0.0585 | 0 | 201 | 0.0585 | 0 | [6 empty] | DEER:HVAC_Split-Package_AC | Annual
Any | NE-HVAC-airAC-SpltPkg-240to759kBtuh-12p5eer | OfL | New | CZ08 | cWtd | SWHC013-02 | DEER2020 | D20v1 | 2020-11-09 | Cap-Tons | 1 |  | None | 226 | 0.0638 | 0 | 226 | 0.0638 | 0 | [6 empty] | DEER:HVAC_Split-Package_AC | Annual
Any | NE-HVAC-airAC-SpltPkg-240to759kBtuh-12p5eer | OfL | New | CZ09 | cWtd | SWHC013-02 | DEER2020 | D20v1 | 2020-11-09 | Cap-Tons | 1 |  | None | 201 | 0.0803 | 0 | 201 | 0.0803 | 0 | [6 empty] | DEER:HVAC_Split-Package_AC | Annual
Any | NE-HVAC-airAC-SpltPkg-240to759kBtuh-12p5eer | OfL | New | CZ10 | cWtd | SWHC013-02 | DEER2020 | D20v1 | 2020-11-09 | Cap-Tons | 1 |  | None | 223 | 0.0862 | 0 | 223 | 0.0862 | 0 | [6 empty] | DEER:HVAC_Split-Package_AC | Annual
Any | NE-HVAC-airAC-SpltPkg-240to759kBtuh-12p5eer | OfL | New | CZ11 | cWtd | SWHC013-02 | DEER2020 | D20v1 | 2020-11-09 | Cap-Tons | 1 |  | None | 207 | 0.116 | 0 | 207 | 0.116 | 0 | [6 empty] | DEER:HVAC_Split-Package_AC | Annual
Any | NE-HVAC-airAC-SpltPkg-240to759kBtuh-12p5eer | OfL | New | CZ12 | cWtd | SWHC013-02 | DEER2020 | D20v1 | 2020-11-09 | Cap-Tons | 1 |  | None | 182 | 0.112 | 0 | 182 | 0.112 | 0 | [6 empty] | DEER:HVAC_Split-Package_AC | Annual
Any | NE-HVAC-airAC-SpltPkg-240to759kBtuh-12p5eer | OfL | New | CZ13 | cWtd | SWHC013-02 | DEER2020 | D20v1 | 2020-11-09 | Cap-Tons | 1 |  | None | 215 | 0.0919 | 0 | 215 | 0.0919 | 0 | [6 empty] | DEER:HVAC_Split-Package_AC | Annual
Any | NE-HVAC-airAC-SpltPkg-240to759kBtuh-12p5eer | OfL | New | CZ14 | cWtd | SWHC013-02 | DEER2020 | D20v1 | 2020-11-09 | Cap-Tons | 1 |  | None | 213 | 0.0912 | 0 | 213 | 0.0912 | 0 | [6 empty] | DEER:HVAC_Split-Package_AC | Annual
Any | NE-HVAC-airAC-SpltPkg-240to759kBtuh-12p5eer | OfL | New | CZ15 | cWtd | SWHC013-02 | DEER2020 | D20v1 | 2020-11-09 | Cap-Tons | 1 |  | None | 321 | 0.0893 | 0 | 321 | 0.0893 | 0 | [6 empty] | DEER:HVAC_Split-Package_AC | Annual
Any | NE-HVAC-airAC-SpltPkg-240to759kBtuh-12p5eer | OfL | New | CZ16 | cWtd | SWHC013-02 | DEER2020 | D20v1 | 2020-11-09 | Cap-Tons | 1 |  | None | 116 | 0.0825 | 0 | 116 | 0.0825 | 0 | [6 empty] | DEER:HVAC_Split-Package_AC | Annual
Any | NE-HVAC-airAC-SpltPkg-240to759kBtuh-12p5eer | OfS | Ex | CZ01 | cWtd | SWHC013-02 | DEER2020 | D20v1 | 2020-11-09 | Cap-Tons | 1 |  | None | 118 | 0.0371 | 0.437 | 47.6 | 0.0321 | 0 | [6 empty] | DEER:HVAC_Split-Package_AC | Annual
Any | NE-HVAC-airAC-SpltPkg-240to759kBtuh-12p5eer | OfS | Ex | CZ02 | cWtd | SWHC013-02 | DEER2020 | D20v1 | 2020-11-09 | Cap-Tons | 1 |  | None | 214 | 0.113 | 0.321 | 160 | 0.117 | 0 | [6 empty] | DEER:HVAC_Split-Package_AC | Annual
Any | NE-HVAC-airAC-SpltPkg-240to759kBtuh-12p5eer | OfS | Ex | CZ03 | cWtd | SWHC013-02 | DEER2020 | D20v1 | 2020-11-09 | Cap-Tons | 1 |  | None | 172 | 0.0746 | 0.023 | 112 | 0.0705 | 0 | [6 empty] | DEER:HVAC_Split-Package_AC | Annual
Any | NE-HVAC-airAC-SpltPkg-240to759kBtuh-12p5eer | OfS | Ex | CZ04 | cWtd | SWHC013-02 | DEER2020 | D20v1 | 2020-11-09 | Cap-Tons | 1 |  | None | 223 | 0.0876 | 0.0682 | 170 | 0.0882 | 0 | [6 empty] | DEER:HVAC_Split-Package_AC | Annual
Any | NE-HVAC-airAC-SpltPkg-240to759kBtuh-12p5eer | OfS | Ex | CZ05 | cWtd | SWHC013-02 | DEER2020 | D20v1 | 2020-11-09 | Cap-Tons | 1 |  | None | 181 | 0.0481 | 0.0483 | 123 | 0.0427 | 0 | [6 empty] | DEER:HVAC_Split-Package_AC | Annual
Any | NE-HVAC-airAC-SpltPkg-240to759kBtuh-12p5eer | OfS | Ex | CZ06 | cWtd | SWHC013-02 | DEER2020 | D20v1 | 2020-11-09 | Cap-Tons | 1 |  | None | 260 | 0.075 | -0.029 | 205 | 0.0719 | 0 | [6 empty] | DEER:HVAC_Split-Package_AC | Annual
Any | NE-HVAC-airAC-SpltPkg-240to759kBtuh-12p5eer | OfS | Ex | CZ07 | cWtd | SWHC013-02 | DEER2020 | D20v1 | 2020-11-09 | Cap-Tons | 1 |  | None | 247 | 0.0625 | -0.0167 | 193 | 0.058 | 0 | [6 empty] | DEER:HVAC_Split-Package_AC | Annual
Any | NE-HVAC-airAC-SpltPkg-240to759kBtuh-12p5eer | OfS | Ex | CZ08 | cWtd | SWHC013-02 | DEER2020 | D20v1 | 2020-11-09 | Cap-Tons | 1 |  | None | 269 | 0.0662 | -0.00994 | 221 | 0.0645 | 0 | [6 empty] | DEER:HVAC_Split-Package_AC | Annual
Any | NE-HVAC-airAC-SpltPkg-240to759kBtuh-12p5eer | OfS | Ex | CZ09 | cWtd | SWHC013-02 | DEER2020 | D20v1 | 2020-11-09 | Cap-Tons | 1 |  | None | 255 | 0.0884 | -0.0369 | 200 | 0.0897 | 0 | [6 empty] | DEER:HVAC_Split-Package_AC | Annual
Any | NE-HVAC-airAC-SpltPkg-240to759kBtuh-12p5eer | OfS | Ex | CZ10 | cWtd | SWHC013-02 | DEER2020 | D20v1 | 2020-11-09 | Cap-Tons | 1 |  | None | 276 | 0.0868 | 0.0313 | 225 | 0.0902 | 0 | [6 empty] | DEER:HVAC_Split-Package_AC | Annual
Any | NE-HVAC-airAC-SpltPkg-240to759kBtuh-12p5eer | OfS | Ex | CZ11 | cWtd | SWHC013-02 | DEER2020 | D20v1 | 2020-11-09 | Cap-Tons | 1 |  | None | 272 | 0.123 | 0.099 | 216 | 0.126 | 0 | [6 empty] | DEER:HVAC_Split-Package_AC | Annual
Any | NE-HVAC-airAC-SpltPkg-240to759kBtuh-12p5eer | OfS | Ex | CZ12 | cWtd | SWHC013-02 | DEER2020 | D20v1 | 2020-11-09 | Cap-Tons | 1 |  | None | 242 | 0.116 | 0.142 | 187 | 0.119 | 0 | [6 empty] | DEER:HVAC_Split-Package_AC | Annual
Any | NE-HVAC-airAC-SpltPkg-240to759kBtuh-12p5eer | OfS | Ex | CZ13 | cWtd | SWHC013-02 | DEER2020 | D20v1 | 2020-11-09 | Cap-Tons | 1 |  | None | 276 | 0.101 | 0.0861 | 222 | 0.102 | 0 | [6 empty] | DEER:HVAC_Split-Package_AC | Annual
Any | NE-HVAC-airAC-SpltPkg-240to759kBtuh-12p5eer | OfS | Ex | CZ14 | cWtd | SWHC013-02 | DEER2020 | D20v1 | 2020-11-09 | Cap-Tons | 1 |  | None | 275 | 0.0946 | 0.131 | 219 | 0.0952 | 0 | [6 empty] | DEER:HVAC_Split-Package_AC | Annual
Any | NE-HVAC-airAC-SpltPkg-240to759kBtuh-12p5eer | OfS | Ex | CZ15 | cWtd | SWHC013-02 | DEER2020 | D20v1 | 2020-11-09 | Cap-Tons | 1 |  | None | 384 | 0.106 | -0.0245 | 336 | 0.106 | 0 | [6 empty] | DEER:HVAC_Split-Package_AC | Annual
Any | NE-HVAC-airAC-SpltPkg-240to759kBtuh-12p5eer | OfS | Ex | CZ16 | cWtd | SWHC013-02 | DEER2020 | D20v1 | 2020-11-09 | Cap-Tons | 1 |  | None | 186 | 0.0936 | 0.9 | 122 | 0.0901 | 0 | [6 empty] | DEER:HVAC_Split-Package_AC | Annual
Any | NE-HVAC-airAC-SpltPkg-240to759kBtuh-12p5eer | OfS | New | CZ01 | cWtd | SWHC013-02 | DEER2020 | D20v1 | 2020-11-09 | Cap-Tons | 1 |  | None | 41.7 | 0.0295 | 0 | 41.7 | 0.0295 | 0 | [6 empty] | DEER:HVAC_Split-Package_AC | Annual
Any | NE-HVAC-airAC-SpltPkg-240to759kBtuh-12p5eer | OfS | New | CZ02 | cWtd | SWHC013-02 | DEER2020 | D20v1 | 2020-11-09 | Cap-Tons | 1 |  | None | 150 | 0.107 | 0 | 150 | 0.107 | 0 | [6 empty] | DEER:HVAC_Split-Package_AC | Annual
Any | NE-HVAC-airAC-SpltPkg-240to759kBtuh-12p5eer | OfS | New | CZ03 | cWtd | SWHC013-02 | DEER2020 | D20v1 | 2020-11-09 | Cap-Tons | 1 |  | None | 108 | 0.0646 | 0 | 108 | 0.0646 | 0 | [6 empty] | DEER:HVAC_Split-Package_AC | Annual
Any | NE-HVAC-airAC-SpltPkg-240to759kBtuh-12p5eer | OfS | New | CZ04 | cWtd | SWHC013-02 | DEER2020 | D20v1 | 2020-11-09 | Cap-Tons | 1 |  | None | 164 | 0.0831 | 0 | 164 | 0.0831 | 0 | [6 empty] | DEER:HVAC_Split-Package_AC | Annual
Any | NE-HVAC-airAC-SpltPkg-240to759kBtuh-12p5eer | OfS | New | CZ05 | cWtd | SWHC013-02 | DEER2020 | D20v1 | 2020-11-09 | Cap-Tons | 1 |  | None | 117 | 0.0431 | 0 | 117 | 0.0431 | 0 | [6 empty] | DEER:HVAC_Split-Package_AC | Annual
Any | NE-HVAC-airAC-SpltPkg-240to759kBtuh-12p5eer | OfS | New | CZ06 | cWtd | SWHC013-02 | DEER2020 | D20v1 | 2020-11-09 | Cap-Tons | 1 |  | None | 202 | 0.0681 | 0 | 202 | 0.0681 | 0 | [6 empty] | DEER:HVAC_Split-Package_AC | Annual
Any | NE-HVAC-airAC-SpltPkg-240to759kBtuh-12p5eer | OfS | New | CZ07 | cWtd | SWHC013-02 | DEER2020 | D20v1 | 2020-11-09 | Cap-Tons | 1 |  | None | 188 | 0.0579 | 0 | 188 | 0.0579 | 0 | [6 empty] | DEER:HVAC_Split-Package_AC | Annual
Any | NE-HVAC-airAC-SpltPkg-240to759kBtuh-12p5eer | OfS | New | CZ08 | cWtd | SWHC013-02 | DEER2020 | D20v1 | 2020-11-09 | Cap-Tons | 1 |  | None | 210 | 0.0621 | 0 | 210 | 0.0621 | 0 | [6 empty] | DEER:HVAC_Split-Package_AC | Annual
Any | NE-HVAC-airAC-SpltPkg-240to759kBtuh-12p5eer | OfS | New | CZ09 | cWtd | SWHC013-02 | DEER2020 | D20v1 | 2020-11-09 | Cap-Tons | 1 |  | None | 192 | 0.0801 | 0 | 192 | 0.0801 | 0 | [6 empty] | DEER:HVAC_Split-Package_AC | Annual
Any | NE-HVAC-airAC-SpltPkg-240to759kBtuh-12p5eer | OfS | New | CZ10 | cWtd | SWHC013-02 | DEER2020 | D20v1 | 2020-11-09 | Cap-Tons | 1 |  | None | 214 | 0.0857 | 0 | 214 | 0.0857 | 0 | [6 empty] | DEER:HVAC_Split-Package_AC | Annual
Any | NE-HVAC-airAC-SpltPkg-240to759kBtuh-12p5eer | OfS | New | CZ11 | cWtd | SWHC013-02 | DEER2020 | D20v1 | 2020-11-09 | Cap-Tons | 1 |  | None | 205 | 0.118 | 0 | 205 | 0.118 | 0 | [6 empty] | DEER:HVAC_Split-Package_AC | Annual
Any | NE-HVAC-airAC-SpltPkg-240to759kBtuh-12p5eer | OfS | New | CZ12 | cWtd | SWHC013-02 | DEER2020 | D20v1 | 2020-11-09 | Cap-Tons | 1 |  | None | 177 | 0.114 | 0 | 177 | 0.114 | 0 | [6 empty] | DEER:HVAC_Split-Package_AC | Annual
Any | NE-HVAC-airAC-SpltPkg-240to759kBtuh-12p5eer | OfS | New | CZ13 | cWtd | SWHC013-02 | DEER2020 | D20v1 | 2020-11-09 | Cap-Tons | 1 |  | None | 212 | 0.0932 | 0 | 212 | 0.0932 | 0 | [6 empty] | DEER:HVAC_Split-Package_AC | Annual
Any | NE-HVAC-airAC-SpltPkg-240to759kBtuh-12p5eer | OfS | New | CZ14 | cWtd | SWHC013-02 | DEER2020 | D20v1 | 2020-11-09 | Cap-Tons | 1 |  | None | 210 | 0.0893 | 0 | 210 | 0.0893 | 0 | [6 empty] | DEER:HVAC_Split-Package_AC | Annual
Any | NE-HVAC-airAC-SpltPkg-240to759kBtuh-12p5eer | OfS | New | CZ15 | cWtd | SWHC013-02 | DEER2020 | D20v1 | 2020-11-09 | Cap-Tons | 1 |  | None | 320 | 0.0896 | 0 | 320 | 0.0896 | 0 | [6 empty] | DEER:HVAC_Split-Package_AC | Annual
Any | NE-HVAC-airAC-SpltPkg-240to759kBtuh-12p5eer | OfS | New | CZ16 | cWtd | SWHC013-02 | DEER2020 | D20v1 | 2020-11-09 | Cap-Tons | 1 |  | None | 117 | 0.0836 | 0 | 117 | 0.0836 | 0 | [6 empty] | DEER:HVAC_Split-Package_AC | Annual
Any | NE-HVAC-airAC-SpltPkg-240to759kBtuh-12p5eer | RFF | Ex | CZ01 | cDXGF | SWHC013-02 | DEER2020 | D20v1 | 2020-11-09 | Cap-Tons | 1 |  | None | 520 | 0.066 | 48.4 | 24.8 | 0.039 | 0 | [6 empty] | DEER:HVAC_Split-Package_AC | Annual
Any | NE-HVAC-airAC-SpltPkg-240to759kBtuh-12p5eer | RFF | Ex | CZ02 | cDXGF | SWHC013-02 | DEER2020 | D20v1 | 2020-11-09 | Cap-Tons | 1 |  | None | 595 | 0.0945 | 29.4 | 202 | 0.222 | 0 | [6 empty] | DEER:HVAC_Split-Package_AC | Annual
Any | NE-HVAC-airAC-SpltPkg-240to759kBtuh-12p5eer | RFF | Ex | CZ03 | cDXGF | SWHC013-02 | DEER2020 | D20v1 | 2020-11-09 | Cap-Tons | 1 |  | None | 520 | 0.146 | 20.7 | 85 | 0.105 | 0 | [6 empty] | DEER:HVAC_Split-Package_AC | Annual
Any | NE-HVAC-airAC-SpltPkg-240to759kBtuh-12p5eer | RFF | Ex | CZ04 | cDXGF | SWHC013-02 | DEER2020 | D20v1 | 2020-11-09 | Cap-Tons | 1 |  | None | 605 | 0.113 | 19.4 | 218 | 0.191 | 0 | [6 empty] | DEER:HVAC_Split-Package_AC | Annual
Any | NE-HVAC-airAC-SpltPkg-240to759kBtuh-12p5eer | RFF | Ex | CZ05 | cDXGF | SWHC013-02 | DEER2020 | D20v1 | 2020-11-09 | Cap-Tons | 1 |  | None | 530 | 0.109 | 25.2 | 85.5 | 0.069 | 0 | [6 empty] | DEER:HVAC_Split-Package_AC | Annual
Any | NE-HVAC-airAC-SpltPkg-240to759kBtuh-12p5eer | RFF | Ex | CZ06 | cDXGF | SWHC013-02 | DEER2020 | D20v1 | 2020-11-09 | Cap-Tons | 1 |  | None | 595 | 0.149 | 8.15 | 190 | 0.135 | 0 | [6 empty] | DEER:HVAC_Split-Package_AC | Annual
Any | NE-HVAC-airAC-SpltPkg-240to759kBtuh-12p5eer | RFF | Ex | CZ07 | cDXGF | SWHC013-02 | DEER2020 | D20v1 | 2020-11-09 | Cap-Tons | 1 |  | None | 550 | 0.152 | 5.2 | 180 | 0.109 | 0 | [6 empty] | DEER:HVAC_Split-Package_AC | Annual
Any | NE-HVAC-airAC-SpltPkg-240to759kBtuh-12p5eer | RFF | Ex | CZ08 | cDXGF | SWHC013-02 | DEER2020 | D20v1 | 2020-11-09 | Cap-Tons | 1 |  | None | 615 | 0.126 | 8.55 | 296 | 0.165 | 0 | [6 empty] | DEER:HVAC_Split-Package_AC | Annual
Any | NE-HVAC-airAC-SpltPkg-240to759kBtuh-12p5eer | RFF | Ex | CZ09 | cDXGF | SWHC013-02 | DEER2020 | D20v1 | 2020-11-09 | Cap-Tons | 1 |  | None | 695 | 0.131 | 7.15 | 241 | 0.189 | 0 | [6 empty] | DEER:HVAC_Split-Package_AC | Annual
Any | NE-HVAC-airAC-SpltPkg-240to759kBtuh-12p5eer | RFF | Ex | CZ10 | cDXGF | SWHC013-02 | DEER2020 | D20v1 | 2020-11-09 | Cap-Tons | 1 |  | None | 700 | 0.116 | 10.6 | 294 | 0.21 | 0 | [6 empty] | DEER:HVAC_Split-Package_AC | Annual
Any | NE-HVAC-airAC-SpltPkg-240to759kBtuh-12p5eer | RFF | Ex | CZ11 | cDXGF | SWHC013-02 | DEER2020 | D20v1 | 2020-11-09 | Cap-Tons | 1 |  | None | 720 | 0.133 | 15.3 | 286 | 0.214 | 0 | [6 empty] | DEER:HVAC_Split-Package_AC | Annual
Any | NE-HVAC-airAC-SpltPkg-240to759kBtuh-12p5eer | RFF | Ex | CZ12 | cDXGF | SWHC013-02 | DEER2020 | D20v1 | 2020-11-09 | Cap-Tons | 1 |  | None | 670 | 0.115 | 18.6 | 241 | 0.221 | 0 | [6 empty] | DEER:HVAC_Split-Package_AC | Annual
Any | NE-HVAC-airAC-SpltPkg-240to759kBtuh-12p5eer | RFF | Ex | CZ13 | cDXGF | SWHC013-02 | DEER2020 | D20v1 | 2020-11-09 | Cap-Tons | 1 |  | None | 725 | 0.132 | 14.2 | 307 | 0.203 | 0 | [6 empty] | DEER:HVAC_Split-Package_AC | Annual
Any | NE-HVAC-airAC-SpltPkg-240to759kBtuh-12p5eer | RFF | Ex | CZ14 | cDXGF | SWHC013-02 | DEER2020 | D20v1 | 2020-11-09 | Cap-Tons | 1 |  | None | 745 | 0.145 | 17.6 | 288 | 0.183 | 0 | [6 empty] | DEER:HVAC_Split-Package_AC | Annual
Any | NE-HVAC-airAC-SpltPkg-240to759kBtuh-12p5eer | RFF | Ex | CZ15 | cDXGF | SWHC013-02 | DEER2020 | D20v1 | 2020-11-09 | Cap-Tons | 1 |  | None | 870 | 0.158 | 1.79 | 456 | 0.194 | 0 | [6 empty] | DEER:HVAC_Split-Package_AC | Annual
Any | NE-HVAC-airAC-SpltPkg-240to759kBtuh-12p5eer | RFF | Ex | CZ16 | cDXGF | SWHC013-02 | DEER2020 | D20v1 | 2020-11-09 | Cap-Tons | 1 |  | None | 590 | 0.14 | 45.9 | 130 | 0.127 | 0 | [6 empty] | DEER:HVAC_Split-Package_AC | Annual
Any | NE-HVAC-airAC-SpltPkg-240to759kBtuh-12p5eer | RFF | New | CZ01 | cDXGF | SWHC013-02 | DEER2020 | D20v1 | 2020-11-09 | Cap-Tons | 1 |  | None | 18.6 | 0.0317 | 0 | 18.6 | 0.0317 | 0 | [6 empty] | DEER:HVAC_Split-Package_AC | Annual
Any | NE-HVAC-airAC-SpltPkg-240to759kBtuh-12p5eer | RFF | New | CZ02 | cDXGF | SWHC013-02 | DEER2020 | D20v1 | 2020-11-09 | Cap-Tons | 1 |  | None | 181 | 0.217 | 0 | 181 | 0.217 | 0 | [6 empty] | DEER:HVAC_Split-Package_AC | Annual
Any | NE-HVAC-airAC-SpltPkg-240to759kBtuh-12p5eer | RFF | New | CZ03 | cDXGF | SWHC013-02 | DEER2020 | D20v1 | 2020-11-09 | Cap-Tons | 1 |  | None | 74.5 | 0.0995 | 0 | 74.5 | 0.0995 | 0 | [6 empty] | DEER:HVAC_Split-Package_AC | Annual
Any | NE-HVAC-airAC-SpltPkg-240to759kBtuh-12p5eer | RFF | New | CZ04 | cDXGF | SWHC013-02 | DEER2020 | D20v1 | 2020-11-09 | Cap-Tons | 1 |  | None | 198 | 0.186 | 0 | 198 | 0.186 | 0 | [6 empty] | DEER:HVAC_Split-Package_AC | Annual
Any | NE-HVAC-airAC-SpltPkg-240to759kBtuh-12p5eer | RFF | New | CZ05 | cDXGF | SWHC013-02 | DEER2020 | D20v1 | 2020-11-09 | Cap-Tons | 1 |  | None | 73.5 | 0.066 | 0 | 73.5 | 0.066 | 0 | [6 empty] | DEER:HVAC_Split-Package_AC | Annual
Any | NE-HVAC-airAC-SpltPkg-240to759kBtuh-12p5eer | RFF | New | CZ06 | cDXGF | SWHC013-02 | DEER2020 | D20v1 | 2020-11-09 | Cap-Tons | 1 |  | None | 178 | 0.138 | 0 | 178 | 0.138 | 0 | [6 empty] | DEER:HVAC_Split-Package_AC | Annual
Any | NE-HVAC-airAC-SpltPkg-240to759kBtuh-12p5eer | RFF | New | CZ07 | cDXGF | SWHC013-02 | DEER2020 | D20v1 | 2020-11-09 | Cap-Tons | 1 |  | None | 166 | 0.108 | 0 | 166 | 0.108 | 0 | [6 empty] | DEER:HVAC_Split-Package_AC | Annual
Any | NE-HVAC-airAC-SpltPkg-240to759kBtuh-12p5eer | RFF | New | CZ08 | cDXGF | SWHC013-02 | DEER2020 | D20v1 | 2020-11-09 | Cap-Tons | 1 |  | None | 275 | 0.164 | 0 | 275 | 0.164 | 0 | [6 empty] | DEER:HVAC_Split-Package_AC | Annual
Any | NE-HVAC-airAC-SpltPkg-240to759kBtuh-12p5eer | RFF | New | CZ09 | cDXGF | SWHC013-02 | DEER2020 | D20v1 | 2020-11-09 | Cap-Tons | 1 |  | None | 227 | 0.186 | 0 | 227 | 0.186 | 0 | [6 empty] | DEER:HVAC_Split-Package_AC | Annual
Any | NE-HVAC-airAC-SpltPkg-240to759kBtuh-12p5eer | RFF | New | CZ10 | cDXGF | SWHC013-02 | DEER2020 | D20v1 | 2020-11-09 | Cap-Tons | 1 |  | None | 273 | 0.205 | 0 | 273 | 0.205 | 0 | [6 empty] | DEER:HVAC_Split-Package_AC | Annual
Any | NE-HVAC-airAC-SpltPkg-240to759kBtuh-12p5eer | RFF | New | CZ11 | cDXGF | SWHC013-02 | DEER2020 | D20v1 | 2020-11-09 | Cap-Tons | 1 |  | None | 275 | 0.211 | 0 | 275 | 0.211 | 0 | [6 empty] | DEER:HVAC_Split-Package_AC | Annual
Any | NE-HVAC-airAC-SpltPkg-240to759kBtuh-12p5eer | RFF | New | CZ12 | cDXGF | SWHC013-02 | DEER2020 | D20v1 | 2020-11-09 | Cap-Tons | 1 |  | None | 227 | 0.217 | 0 | 227 | 0.217 | 0 | [6 empty] | DEER:HVAC_Split-Package_AC | Annual
Any | NE-HVAC-airAC-SpltPkg-240to759kBtuh-12p5eer | RFF | New | CZ13 | cDXGF | SWHC013-02 | DEER2020 | D20v1 | 2020-11-09 | Cap-Tons | 1 |  | None | 294 | 0.196 | 0 | 294 | 0.196 | 0 | [6 empty] | DEER:HVAC_Split-Package_AC | Annual
Any | NE-HVAC-airAC-SpltPkg-240to759kBtuh-12p5eer | RFF | New | CZ14 | cDXGF | SWHC013-02 | DEER2020 | D20v1 | 2020-11-09 | Cap-Tons | 1 |  | None | 275 | 0.177 | 0 | 275 | 0.177 | 0 | [6 empty] | DEER:HVAC_Split-Package_AC | Annual
Any | NE-HVAC-airAC-SpltPkg-240to759kBtuh-12p5eer | RFF | New | CZ15 | cDXGF | SWHC013-02 | DEER2020 | D20v1 | 2020-11-09 | Cap-Tons | 1 |  | None | 438 | 0.189 | 0 | 438 | 0.189 | 0 | [6 empty] | DEER:HVAC_Split-Package_AC | Annual
Any | NE-HVAC-airAC-SpltPkg-240to759kBtuh-12p5eer | RFF | New | CZ16 | cDXGF | SWHC013-02 | DEER2020 | D20v1 | 2020-11-09 | Cap-Tons | 1 |  | None | 125 | 0.122 | 0 | 125 | 0.122 | 0 | [6 empty] | DEER:HVAC_Split-Package_AC | Annual
Any | NE-HVAC-airAC-SpltPkg-240to759kBtuh-12p5eer | RSD | Ex | CZ01 | cDXGF | SWHC013-02 | DEER2020 | D20v1 | 2020-11-09 | Cap-Tons | 1 |  | None | 385 | 0.0755 | 25.1 | 28.1 | 0.0393 | 0 | [6 empty] | DEER:HVAC_Split-Package_AC | Annual
Any | NE-HVAC-airAC-SpltPkg-240to759kBtuh-12p5eer | RSD | Ex | CZ02 | cDXGF | SWHC013-02 | DEER2020 | D20v1 | 2020-11-09 | Cap-Tons | 1 |  | None | 457 | 0.117 | 15.4 | 204 | 0.207 | 0 | [6 empty] | DEER:HVAC_Split-Package_AC | Annual
Any | NE-HVAC-airAC-SpltPkg-240to759kBtuh-12p5eer | RSD | Ex | CZ03 | cDXGF | SWHC013-02 | DEER2020 | D20v1 | 2020-11-09 | Cap-Tons | 1 |  | None | 367 | 0.141 | 12.7 | 110 | 0.111 | 0 | [6 empty] | DEER:HVAC_Split-Package_AC | Annual
Any | NE-HVAC-airAC-SpltPkg-240to759kBtuh-12p5eer | RSD | Ex | CZ04 | cDXGF | SWHC013-02 | DEER2020 | D20v1 | 2020-11-09 | Cap-Tons | 1 |  | None | 466 | 0.123 | 9 | 228 | 0.184 | 0 | [6 empty] | DEER:HVAC_Split-Package_AC | Annual
Any | NE-HVAC-airAC-SpltPkg-240to759kBtuh-12p5eer | RSD | Ex | CZ05 | cDXGF | SWHC013-02 | DEER2020 | D20v1 | 2020-11-09 | Cap-Tons | 1 |  | None | 372 | 0.111 | 12.1 | 110 | 0.072 | 0 | [6 empty] | DEER:HVAC_Split-Package_AC | Annual
Any | NE-HVAC-airAC-SpltPkg-240to759kBtuh-12p5eer | RSD | Ex | CZ06 | cDXGF | SWHC013-02 | DEER2020 | D20v1 | 2020-11-09 | Cap-Tons | 1 |  | None | 433 | 0.14 | 3.29 | 219 | 0.142 | 0 | [6 empty] | DEER:HVAC_Split-Package_AC | Annual
Any | NE-HVAC-airAC-SpltPkg-240to759kBtuh-12p5eer | RSD | Ex | CZ07 | cDXGF | SWHC013-02 | DEER2020 | D20v1 | 2020-11-09 | Cap-Tons | 1 |  | None | 378 | 0.133 | 1.04 | 208 | 0.119 | 0 | [6 empty] | DEER:HVAC_Split-Package_AC | Annual
Any | NE-HVAC-airAC-SpltPkg-240to759kBtuh-12p5eer | RSD | Ex | CZ08 | cDXGF | SWHC013-02 | DEER2020 | D20v1 | 2020-11-09 | Cap-Tons | 1 |  | None | 471 | 0.133 | 2.59 | 284 | 0.155 | 0 | [6 empty] | DEER:HVAC_Split-Package_AC | Annual
Any | NE-HVAC-airAC-SpltPkg-240to759kBtuh-12p5eer | RSD | Ex | CZ09 | cDXGF | SWHC013-02 | DEER2020 | D20v1 | 2020-11-09 | Cap-Tons | 1 |  | None | 535 | 0.141 | 3.12 | 236 | 0.183 | 0 | [6 empty] | DEER:HVAC_Split-Package_AC | Annual
Any | NE-HVAC-airAC-SpltPkg-240to759kBtuh-12p5eer | RSD | Ex | CZ10 | cDXGF | SWHC013-02 | DEER2020 | D20v1 | 2020-11-09 | Cap-Tons | 1 |  | None | 550 | 0.138 | 5.05 | 283 | 0.198 | 0 | [6 empty] | DEER:HVAC_Split-Package_AC | Annual
Any | NE-HVAC-airAC-SpltPkg-240to759kBtuh-12p5eer | RSD | Ex | CZ11 | cDXGF | SWHC013-02 | DEER2020 | D20v1 | 2020-11-09 | Cap-Tons | 1 |  | None | 580 | 0.155 | 11.4 | 258 | 0.204 | 0 | [6 empty] | DEER:HVAC_Split-Package_AC | Annual
Any | NE-HVAC-airAC-SpltPkg-240to759kBtuh-12p5eer | RSD | Ex | CZ12 | cDXGF | SWHC013-02 | DEER2020 | D20v1 | 2020-11-09 | Cap-Tons | 1 |  | None | 525 | 0.132 | 13.6 | 234 | 0.213 | 0 | [6 empty] | DEER:HVAC_Split-Package_AC | Annual
Any | NE-HVAC-airAC-SpltPkg-240to759kBtuh-12p5eer | RSD | Ex | CZ13 | cDXGF | SWHC013-02 | DEER2020 | D20v1 | 2020-11-09 | Cap-Tons | 1 |  | None | 580 | 0.15 | 11.1 | 274 | 0.195 | 0 | [6 empty] | DEER:HVAC_Split-Package_AC | Annual
Any | NE-HVAC-airAC-SpltPkg-240to759kBtuh-12p5eer | RSD | Ex | CZ14 | cDXGF | SWHC013-02 | DEER2020 | D20v1 | 2020-11-09 | Cap-Tons | 1 |  | None | 595 | 0.166 | 12 | 260 | 0.171 | 0 | [6 empty] | DEER:HVAC_Split-Package_AC | Annual
Any | NE-HVAC-airAC-SpltPkg-240to759kBtuh-12p5eer | RSD | Ex | CZ15 | cDXGF | SWHC013-02 | DEER2020 | D20v1 | 2020-11-09 | Cap-Tons | 1 |  | None | 695 | 0.179 | 0.57 | 386 | 0.183 | 0 | [6 empty] | DEER:HVAC_Split-Package_AC | Annual
Any | NE-HVAC-airAC-SpltPkg-240to759kBtuh-12p5eer | RSD | Ex | CZ16 | cDXGF | SWHC013-02 | DEER2020 | D20v1 | 2020-11-09 | Cap-Tons | 1 |  | None | 454 | 0.15 | 44.1 | 126 | 0.126 | 0 | [6 empty] | DEER:HVAC_Split-Package_AC | Annual
Any | NE-HVAC-airAC-SpltPkg-240to759kBtuh-12p5eer | RSD | New | CZ01 | cDXGF | SWHC013-02 | DEER2020 | D20v1 | 2020-11-09 | Cap-Tons | 1 |  | None | 16.8 | 0.0233 | 0 | 16.8 | 0.0233 | 0 | [6 empty] | DEER:HVAC_Split-Package_AC | Annual
Any | NE-HVAC-airAC-SpltPkg-240to759kBtuh-12p5eer | RSD | New | CZ02 | cDXGF | SWHC013-02 | DEER2020 | D20v1 | 2020-11-09 | Cap-Tons | 1 |  | None | 178 | 0.205 | 0 | 178 | 0.205 | 0 | [6 empty] | DEER:HVAC_Split-Package_AC | Annual
Any | NE-HVAC-airAC-SpltPkg-240to759kBtuh-12p5eer | RSD | New | CZ03 | cDXGF | SWHC013-02 | DEER2020 | D20v1 | 2020-11-09 | Cap-Tons | 1 |  | None | 80.5 | 0.0985 | 0 | 80.5 | 0.0985 | 0 | [6 empty] | DEER:HVAC_Split-Package_AC | Annual
Any | NE-HVAC-airAC-SpltPkg-240to759kBtuh-12p5eer | RSD | New | CZ04 | cDXGF | SWHC013-02 | DEER2020 | D20v1 | 2020-11-09 | Cap-Tons | 1 |  | None | 195 | 0.18 | 0 | 195 | 0.18 | 0 | [6 empty] | DEER:HVAC_Split-Package_AC | Annual
Any | NE-HVAC-airAC-SpltPkg-240to759kBtuh-12p5eer | RSD | New | CZ05 | cDXGF | SWHC013-02 | DEER2020 | D20v1 | 2020-11-09 | Cap-Tons | 1 |  | None | 74 | 0.062 | 0 | 74 | 0.062 | 0 | [6 empty] | DEER:HVAC_Split-Package_AC | Annual
Any | NE-HVAC-airAC-SpltPkg-240to759kBtuh-12p5eer | RSD | New | CZ06 | cDXGF | SWHC013-02 | DEER2020 | D20v1 | 2020-11-09 | Cap-Tons | 1 |  | None | 188 | 0.141 | 0 | 188 | 0.141 | 0 | [6 empty] | DEER:HVAC_Split-Package_AC | Annual
Any | NE-HVAC-airAC-SpltPkg-240to759kBtuh-12p5eer | RSD | New | CZ07 | cDXGF | SWHC013-02 | DEER2020 | D20v1 | 2020-11-09 | Cap-Tons | 1 |  | None | 166 | 0.111 | 0 | 166 | 0.111 | 0 | [6 empty] | DEER:HVAC_Split-Package_AC | Annual
Any | NE-HVAC-airAC-SpltPkg-240to759kBtuh-12p5eer | RSD | New | CZ08 | cDXGF | SWHC013-02 | DEER2020 | D20v1 | 2020-11-09 | Cap-Tons | 1 |  | None | 249 | 0.15 | 0 | 249 | 0.15 | 0 | [6 empty] | DEER:HVAC_Split-Package_AC | Annual
Any | NE-HVAC-airAC-SpltPkg-240to759kBtuh-12p5eer | RSD | New | CZ09 | cDXGF | SWHC013-02 | DEER2020 | D20v1 | 2020-11-09 | Cap-Tons | 1 |  | None | 218 | 0.179 | 0 | 218 | 0.179 | 0 | [6 empty] | DEER:HVAC_Split-Package_AC | Annual
Any | NE-HVAC-airAC-SpltPkg-240to759kBtuh-12p5eer | RSD | New | CZ10 | cDXGF | SWHC013-02 | DEER2020 | D20v1 | 2020-11-09 | Cap-Tons | 1 |  | None | 263 | 0.195 | 0 | 263 | 0.195 | 0 | [6 empty] | DEER:HVAC_Split-Package_AC | Annual
Any | NE-HVAC-airAC-SpltPkg-240to759kBtuh-12p5eer | RSD | New | CZ11 | cDXGF | SWHC013-02 | DEER2020 | D20v1 | 2020-11-09 | Cap-Tons | 1 |  | None | 246 | 0.203 | 0 | 246 | 0.203 | 0 | [6 empty] | DEER:HVAC_Split-Package_AC | Annual
Any | NE-HVAC-airAC-SpltPkg-240to759kBtuh-12p5eer | RSD | New | CZ12 | cDXGF | SWHC013-02 | DEER2020 | D20v1 | 2020-11-09 | Cap-Tons | 1 |  | None | 219 | 0.211 | 0 | 219 | 0.211 | 0 | [6 empty] | DEER:HVAC_Split-Package_AC | Annual
Any | NE-HVAC-airAC-SpltPkg-240to759kBtuh-12p5eer | RSD | New | CZ13 | cDXGF | SWHC013-02 | DEER2020 | D20v1 | 2020-11-09 | Cap-Tons | 1 |  | None | 260 | 0.19 | 0 | 260 | 0.19 | 0 | [6 empty] | DEER:HVAC_Split-Package_AC | Annual
Any | NE-HVAC-airAC-SpltPkg-240to759kBtuh-12p5eer | RSD | New | CZ14 | cDXGF | SWHC013-02 | DEER2020 | D20v1 | 2020-11-09 | Cap-Tons | 1 |  | None | 246 | 0.168 | 0 | 246 | 0.168 | 0 | [6 empty] | DEER:HVAC_Split-Package_AC | Annual
Any | NE-HVAC-airAC-SpltPkg-240to759kBtuh-12p5eer | RSD | New | CZ15 | cDXGF | SWHC013-02 | DEER2020 | D20v1 | 2020-11-09 | Cap-Tons | 1 |  | None | 370 | 0.178 | 0 | 370 | 0.178 | 0 | [6 empty] | DEER:HVAC_Split-Package_AC | Annual
Any | NE-HVAC-airAC-SpltPkg-240to759kBtuh-12p5eer | RSD | New | CZ16 | cDXGF | SWHC013-02 | DEER2020 | D20v1 | 2020-11-09 | Cap-Tons | 1 |  | None | 113 | 0.121 | 0 | 113 | 0.121 | 0 | [6 empty] | DEER:HVAC_Split-Package_AC | Annual
Any | NE-HVAC-airAC-SpltPkg-240to759kBtuh-12p5eer | Rt3 | Ex | CZ01 | cWtd | SWHC013-02 | DEER2020 | D20v1 | 2020-11-09 | Cap-Tons | 1 |  | None | 154 | 0.08 | 2.07 | 62.4 | 0.0735 | 0 | [6 empty] | DEER:HVAC_Split-Package_AC | Annual
Any | NE-HVAC-airAC-SpltPkg-240to759kBtuh-12p5eer | Rt3 | Ex | CZ02 | cWtd | SWHC013-02 | DEER2020 | D20v1 | 2020-11-09 | Cap-Tons | 1 |  | None | 276 | 0.176 | 0.943 | 200 | 0.187 | 0 | [6 empty] | DEER:HVAC_Split-Package_AC | Annual
Any | NE-HVAC-airAC-SpltPkg-240to759kBtuh-12p5eer | Rt3 | Ex | CZ03 | cWtd | SWHC013-02 | DEER2020 | D20v1 | 2020-11-09 | Cap-Tons | 1 |  | None | 235 | 0.142 | 0.706 | 165 | 0.138 | 0 | [6 empty] | DEER:HVAC_Split-Package_AC | Annual
Any | NE-HVAC-airAC-SpltPkg-240to759kBtuh-12p5eer | Rt3 | Ex | CZ04 | cWtd | SWHC013-02 | DEER2020 | D20v1 | 2020-11-09 | Cap-Tons | 1 |  | None | 295 | 0.162 | 0.504 | 224 | 0.169 | 0 | [6 empty] | DEER:HVAC_Split-Package_AC | Annual
Any | NE-HVAC-airAC-SpltPkg-240to759kBtuh-12p5eer | Rt3 | Ex | CZ05 | cWtd | SWHC013-02 | DEER2020 | D20v1 | 2020-11-09 | Cap-Tons | 1 |  | None | 242 | 0.102 | 0.588 | 170 | 0.0933 | 0 | [6 empty] | DEER:HVAC_Split-Package_AC | Annual
Any | NE-HVAC-airAC-SpltPkg-240to759kBtuh-12p5eer | Rt3 | Ex | CZ06 | cWtd | SWHC013-02 | DEER2020 | D20v1 | 2020-11-09 | Cap-Tons | 1 |  | None | 365 | 0.171 | 0.124 | 305 | 0.176 | 0 | [6 empty] | DEER:HVAC_Split-Package_AC | Annual
Any | NE-HVAC-airAC-SpltPkg-240to759kBtuh-12p5eer | Rt3 | Ex | CZ07 | cWtd | SWHC013-02 | DEER2020 | D20v1 | 2020-11-09 | Cap-Tons | 1 |  | None | 347 | 0.154 | 0.0337 | 297 | 0.154 | 0 | [6 empty] | DEER:HVAC_Split-Package_AC | Annual
Any | NE-HVAC-airAC-SpltPkg-240to759kBtuh-12p5eer | Rt3 | Ex | CZ08 | cWtd | SWHC013-02 | DEER2020 | D20v1 | 2020-11-09 | Cap-Tons | 1 |  | None | 353 | 0.146 | 0.0827 | 291 | 0.149 | 0 | [6 empty] | DEER:HVAC_Split-Package_AC | Annual
Any | NE-HVAC-airAC-SpltPkg-240to759kBtuh-12p5eer | Rt3 | Ex | CZ09 | cWtd | SWHC013-02 | DEER2020 | D20v1 | 2020-11-09 | Cap-Tons | 1 |  | None | 340 | 0.168 | 0.0979 | 253 | 0.172 | 0 | [6 empty] | DEER:HVAC_Split-Package_AC | Annual
Any | NE-HVAC-airAC-SpltPkg-240to759kBtuh-12p5eer | Rt3 | Ex | CZ10 | cWtd | SWHC013-02 | DEER2020 | D20v1 | 2020-11-09 | Cap-Tons | 1 |  | None | 367 | 0.179 | 0.133 | 291 | 0.187 | 0 | [6 empty] | DEER:HVAC_Split-Package_AC | Annual
Any | NE-HVAC-airAC-SpltPkg-240to759kBtuh-12p5eer | Rt3 | Ex | CZ11 | cWtd | SWHC013-02 | DEER2020 | D20v1 | 2020-11-09 | Cap-Tons | 1 |  | None | 349 | 0.185 | 0.549 | 262 | 0.192 | 0 | [6 empty] | DEER:HVAC_Split-Package_AC | Annual
Any | NE-HVAC-airAC-SpltPkg-240to759kBtuh-12p5eer | Rt3 | Ex | CZ12 | cWtd | SWHC013-02 | DEER2020 | D20v1 | 2020-11-09 | Cap-Tons | 1 |  | None | 315 | 0.18 | 0.647 | 230 | 0.189 | 0 | [6 empty] | DEER:HVAC_Split-Package_AC | Annual
Any | NE-HVAC-airAC-SpltPkg-240to759kBtuh-12p5eer | Rt3 | Ex | CZ13 | cWtd | SWHC013-02 | DEER2020 | D20v1 | 2020-11-09 | Cap-Tons | 1 |  | None | 355 | 0.178 | 0.494 | 273 | 0.18 | 0 | [6 empty] | DEER:HVAC_Split-Package_AC | Annual
Any | NE-HVAC-airAC-SpltPkg-240to759kBtuh-12p5eer | Rt3 | Ex | CZ14 | cWtd | SWHC013-02 | DEER2020 | D20v1 | 2020-11-09 | Cap-Tons | 1 |  | None | 352 | 0.162 | 0.555 | 264 | 0.16 | 0 | [6 empty] | DEER:HVAC_Split-Package_AC | Annual
Any | NE-HVAC-airAC-SpltPkg-240to759kBtuh-12p5eer | Rt3 | Ex | CZ15 | cWtd | SWHC013-02 | DEER2020 | D20v1 | 2020-11-09 | Cap-Tons | 1 |  | None | 490 | 0.178 | 0.00734 | 414 | 0.177 | 0 | [6 empty] | DEER:HVAC_Split-Package_AC | Annual
Any | NE-HVAC-airAC-SpltPkg-240to759kBtuh-12p5eer | Rt3 | Ex | CZ16 | cWtd | SWHC013-02 | DEER2020 | D20v1 | 2020-11-09 | Cap-Tons | 1 |  | None | 237 | 0.149 | 4.24 | 158 | 0.147 | 0 | [6 empty] | DEER:HVAC_Split-Package_AC | Annual
Any | NE-HVAC-airAC-SpltPkg-240to759kBtuh-12p5eer | Rt3 | New | CZ01 | cWtd | SWHC013-02 | DEER2020 | D20v1 | 2020-11-09 | Cap-Tons | 1 |  | None | 53.1 | 0.071 | 0 | 53.1 | 0.071 | 0 | [6 empty] | DEER:HVAC_Split-Package_AC | Annual
Any | NE-HVAC-airAC-SpltPkg-240to759kBtuh-12p5eer | Rt3 | New | CZ02 | cWtd | SWHC013-02 | DEER2020 | D20v1 | 2020-11-09 | Cap-Tons | 1 |  | None | 191 | 0.188 | 0 | 191 | 0.188 | 0 | [6 empty] | DEER:HVAC_Split-Package_AC | Annual
Any | NE-HVAC-airAC-SpltPkg-240to759kBtuh-12p5eer | Rt3 | New | CZ03 | cWtd | SWHC013-02 | DEER2020 | D20v1 | 2020-11-09 | Cap-Tons | 1 |  | None | 150 | 0.137 | 0 | 150 | 0.137 | 0 | [6 empty] | DEER:HVAC_Split-Package_AC | Annual
Any | NE-HVAC-airAC-SpltPkg-240to759kBtuh-12p5eer | Rt3 | New | CZ04 | cWtd | SWHC013-02 | DEER2020 | D20v1 | 2020-11-09 | Cap-Tons | 1 |  | None | 213 | 0.168 | 0 | 213 | 0.168 | 0 | [6 empty] | DEER:HVAC_Split-Package_AC | Annual
Any | NE-HVAC-airAC-SpltPkg-240to759kBtuh-12p5eer | Rt3 | New | CZ05 | cWtd | SWHC013-02 | DEER2020 | D20v1 | 2020-11-09 | Cap-Tons | 1 |  | None | 156 | 0.0916 | 0 | 156 | 0.0916 | 0 | [6 empty] | DEER:HVAC_Split-Package_AC | Annual
Any | NE-HVAC-airAC-SpltPkg-240to759kBtuh-12p5eer | Rt3 | New | CZ06 | cWtd | SWHC013-02 | DEER2020 | D20v1 | 2020-11-09 | Cap-Tons | 1 |  | None | 291 | 0.179 | 0 | 291 | 0.179 | 0 | [6 empty] | DEER:HVAC_Split-Package_AC | Annual
Any | NE-HVAC-airAC-SpltPkg-240to759kBtuh-12p5eer | Rt3 | New | CZ07 | cWtd | SWHC013-02 | DEER2020 | D20v1 | 2020-11-09 | Cap-Tons | 1 |  | None | 281 | 0.154 | 0 | 281 | 0.154 | 0 | [6 empty] | DEER:HVAC_Split-Package_AC | Annual
Any | NE-HVAC-airAC-SpltPkg-240to759kBtuh-12p5eer | Rt3 | New | CZ08 | cWtd | SWHC013-02 | DEER2020 | D20v1 | 2020-11-09 | Cap-Tons | 1 |  | None | 276 | 0.147 | 0 | 276 | 0.147 | 0 | [6 empty] | DEER:HVAC_Split-Package_AC | Annual
Any | NE-HVAC-airAC-SpltPkg-240to759kBtuh-12p5eer | Rt3 | New | CZ09 | cWtd | SWHC013-02 | DEER2020 | D20v1 | 2020-11-09 | Cap-Tons | 1 |  | None | 243 | 0.171 | 0 | 243 | 0.171 | 0 | [6 empty] | DEER:HVAC_Split-Package_AC | Annual
Any | NE-HVAC-airAC-SpltPkg-240to759kBtuh-12p5eer | Rt3 | New | CZ10 | cWtd | SWHC013-02 | DEER2020 | D20v1 | 2020-11-09 | Cap-Tons | 1 |  | None | 279 | 0.186 | 0 | 279 | 0.186 | 0 | [6 empty] | DEER:HVAC_Split-Package_AC | Annual
Any | NE-HVAC-airAC-SpltPkg-240to759kBtuh-12p5eer | Rt3 | New | CZ11 | cWtd | SWHC013-02 | DEER2020 | D20v1 | 2020-11-09 | Cap-Tons | 1 |  | None | 256 | 0.191 | 0 | 256 | 0.191 | 0 | [6 empty] | DEER:HVAC_Split-Package_AC | Annual
Any | NE-HVAC-airAC-SpltPkg-240to759kBtuh-12p5eer | Rt3 | New | CZ12 | cWtd | SWHC013-02 | DEER2020 | D20v1 | 2020-11-09 | Cap-Tons | 1 |  | None | 223 | 0.187 | 0 | 223 | 0.187 | 0 | [6 empty] | DEER:HVAC_Split-Package_AC | Annual
Any | NE-HVAC-airAC-SpltPkg-240to759kBtuh-12p5eer | Rt3 | New | CZ13 | cWtd | SWHC013-02 | DEER2020 | D20v1 | 2020-11-09 | Cap-Tons | 1 |  | None | 265 | 0.177 | 0 | 265 | 0.177 | 0 | [6 empty] | DEER:HVAC_Split-Package_AC | Annual
Any | NE-HVAC-airAC-SpltPkg-240to759kBtuh-12p5eer | Rt3 | New | CZ14 | cWtd | SWHC013-02 | DEER2020 | D20v1 | 2020-11-09 | Cap-Tons | 1 |  | None | 259 | 0.156 | 0 | 259 | 0.156 | 0 | [6 empty] | DEER:HVAC_Split-Package_AC | Annual
Any | NE-HVAC-airAC-SpltPkg-240to759kBtuh-12p5eer | Rt3 | New | CZ15 | cWtd | SWHC013-02 | DEER2020 | D20v1 | 2020-11-09 | Cap-Tons | 1 |  | None | 401 | 0.174 | 0 | 401 | 0.174 | 0 | [6 empty] | DEER:HVAC_Split-Package_AC | Annual
Any | NE-HVAC-airAC-SpltPkg-240to759kBtuh-12p5eer | Rt3 | New | CZ16 | cWtd | SWHC013-02 | DEER2020 | D20v1 | 2020-11-09 | Cap-Tons | 1 |  | None | 157 | 0.148 | 0 | 157 | 0.148 | 0 | [6 empty] | DEER:HVAC_Split-Package_AC | Annual
Any | NE-HVAC-airAC-SpltPkg-240to759kBtuh-12p5eer | RtL | Ex | CZ01 | cDXGF | SWHC013-02 | DEER2020 | D20v1 | 2020-11-09 | Cap-Tons | 1 |  | None | 492 | 0.0885 | 17.6 | 72 | 0.0615 | 0 | [6 empty] | DEER:HVAC_Split-Package_AC | Annual
Any | NE-HVAC-airAC-SpltPkg-240to759kBtuh-12p5eer | RtL | Ex | CZ02 | cDXGF | SWHC013-02 | DEER2020 | D20v1 | 2020-11-09 | Cap-Tons | 1 |  | None | 615 | 0.147 | 8.95 | 206 | 0.192 | 0 | [6 empty] | DEER:HVAC_Split-Package_AC | Annual
Any | NE-HVAC-airAC-SpltPkg-240to759kBtuh-12p5eer | RtL | Ex | CZ03 | cDXGF | SWHC013-02 | DEER2020 | D20v1 | 2020-11-09 | Cap-Tons | 1 |  | None | 492 | 0.147 | 6.9 | 160 | 0.131 | 0 | [6 empty] | DEER:HVAC_Split-Package_AC | Annual
Any | NE-HVAC-airAC-SpltPkg-240to759kBtuh-12p5eer | RtL | Ex | CZ04 | cDXGF | SWHC013-02 | DEER2020 | D20v1 | 2020-11-09 | Cap-Tons | 1 |  | None | 605 | 0.153 | 5.5 | 235 | 0.174 | 0 | [6 empty] | DEER:HVAC_Split-Package_AC | Annual
Any | NE-HVAC-airAC-SpltPkg-240to759kBtuh-12p5eer | RtL | Ex | CZ05 | cDXGF | SWHC013-02 | DEER2020 | D20v1 | 2020-11-09 | Cap-Tons | 1 |  | None | 505 | 0.128 | 7.55 | 161 | 0.0875 | 0 | [6 empty] | DEER:HVAC_Split-Package_AC | Annual
Any | NE-HVAC-airAC-SpltPkg-240to759kBtuh-12p5eer | RtL | Ex | CZ06 | cDXGF | SWHC013-02 | DEER2020 | D20v1 | 2020-11-09 | Cap-Tons | 1 |  | None | 585 | 0.136 | 2.51 | 298 | 0.169 | 0 | [6 empty] | DEER:HVAC_Split-Package_AC | Annual
Any | NE-HVAC-airAC-SpltPkg-240to759kBtuh-12p5eer | RtL | Ex | CZ07 | cDXGF | SWHC013-02 | DEER2020 | D20v1 | 2020-11-09 | Cap-Tons | 1 |  | None | 535 | 0.14 | 1.33 | 278 | 0.143 | 0 | [6 empty] | DEER:HVAC_Split-Package_AC | Annual
Any | NE-HVAC-airAC-SpltPkg-240to759kBtuh-12p5eer | RtL | Ex | CZ08 | cDXGF | SWHC013-02 | DEER2020 | D20v1 | 2020-11-09 | Cap-Tons | 1 |  | None | 645 | 0.16 | 1.6 | 290 | 0.15 | 0 | [6 empty] | DEER:HVAC_Split-Package_AC | Annual
Any | NE-HVAC-airAC-SpltPkg-240to759kBtuh-12p5eer | RtL | Ex | CZ09 | cDXGF | SWHC013-02 | DEER2020 | D20v1 | 2020-11-09 | Cap-Tons | 1 |  | None | 720 | 0.169 | 1.38 | 240 | 0.175 | 0 | [6 empty] | DEER:HVAC_Split-Package_AC | Annual
Any | NE-HVAC-airAC-SpltPkg-240to759kBtuh-12p5eer | RtL | Ex | CZ10 | cDXGF | SWHC013-02 | DEER2020 | D20v1 | 2020-11-09 | Cap-Tons | 1 |  | None | 715 | 0.161 | 2.04 | 285 | 0.19 | 0 | [6 empty] | DEER:HVAC_Split-Package_AC | Annual
Any | NE-HVAC-airAC-SpltPkg-240to759kBtuh-12p5eer | RtL | Ex | CZ11 | cDXGF | SWHC013-02 | DEER2020 | D20v1 | 2020-11-09 | Cap-Tons | 1 |  | None | 755 | 0.168 | 5.5 | 264 | 0.204 | 0 | [6 empty] | DEER:HVAC_Split-Package_AC | Annual
Any | NE-HVAC-airAC-SpltPkg-240to759kBtuh-12p5eer | RtL | Ex | CZ12 | cDXGF | SWHC013-02 | DEER2020 | D20v1 | 2020-11-09 | Cap-Tons | 1 |  | None | 705 | 0.157 | 6.1 | 234 | 0.201 | 0 | [6 empty] | DEER:HVAC_Split-Package_AC | Annual
Any | NE-HVAC-airAC-SpltPkg-240to759kBtuh-12p5eer | RtL | Ex | CZ13 | cDXGF | SWHC013-02 | DEER2020 | D20v1 | 2020-11-09 | Cap-Tons | 1 |  | None | 750 | 0.172 | 4.92 | 278 | 0.188 | 0 | [6 empty] | DEER:HVAC_Split-Package_AC | Annual
Any | NE-HVAC-airAC-SpltPkg-240to759kBtuh-12p5eer | RtL | Ex | CZ14 | cDXGF | SWHC013-02 | DEER2020 | D20v1 | 2020-11-09 | Cap-Tons | 1 |  | None | 760 | 0.187 | 5.9 | 268 | 0.167 | 0 | [6 empty] | DEER:HVAC_Split-Package_AC | Annual
Any | NE-HVAC-airAC-SpltPkg-240to759kBtuh-12p5eer | RtL | Ex | CZ15 | cDXGF | SWHC013-02 | DEER2020 | D20v1 | 2020-11-09 | Cap-Tons | 1 |  | None | 870 | 0.2 | 0.123 | 396 | 0.182 | 0 | [6 empty] | DEER:HVAC_Split-Package_AC | Annual
Any | NE-HVAC-airAC-SpltPkg-240to759kBtuh-12p5eer | RtL | Ex | CZ16 | cDXGF | SWHC013-02 | DEER2020 | D20v1 | 2020-11-09 | Cap-Tons | 1 |  | None | 590 | 0.151 | 35.5 | 164 | 0.145 | 0 | [6 empty] | DEER:HVAC_Split-Package_AC | Annual
Any | NE-HVAC-airAC-SpltPkg-240to759kBtuh-12p5eer | RtL | New | CZ01 | cDXGF | SWHC013-02 | DEER2020 | D20v1 | 2020-11-09 | Cap-Tons | 1 |  | None | 71.5 | 0.062 | 0 | 71.5 | 0.062 | 0 | [6 empty] | DEER:HVAC_Split-Package_AC | Annual
Any | NE-HVAC-airAC-SpltPkg-240to759kBtuh-12p5eer | RtL | New | CZ02 | cDXGF | SWHC013-02 | DEER2020 | D20v1 | 2020-11-09 | Cap-Tons | 1 |  | None | 204 | 0.196 | 0 | 204 | 0.196 | 0 | [6 empty] | DEER:HVAC_Split-Package_AC | Annual
Any | NE-HVAC-airAC-SpltPkg-240to759kBtuh-12p5eer | RtL | New | CZ03 | cDXGF | SWHC013-02 | DEER2020 | D20v1 | 2020-11-09 | Cap-Tons | 1 |  | None | 157 | 0.13 | 0 | 157 | 0.13 | 0 | [6 empty] | DEER:HVAC_Split-Package_AC | Annual
Any | NE-HVAC-airAC-SpltPkg-240to759kBtuh-12p5eer | RtL | New | CZ04 | cDXGF | SWHC013-02 | DEER2020 | D20v1 | 2020-11-09 | Cap-Tons | 1 |  | None | 231 | 0.176 | 0 | 231 | 0.176 | 0 | [6 empty] | DEER:HVAC_Split-Package_AC | Annual
Any | NE-HVAC-airAC-SpltPkg-240to759kBtuh-12p5eer | RtL | New | CZ05 | cDXGF | SWHC013-02 | DEER2020 | D20v1 | 2020-11-09 | Cap-Tons | 1 |  | None | 159 | 0.087 | 0 | 159 | 0.087 | 0 | [6 empty] | DEER:HVAC_Split-Package_AC | Annual
Any | NE-HVAC-airAC-SpltPkg-240to759kBtuh-12p5eer | RtL | New | CZ06 | cDXGF | SWHC013-02 | DEER2020 | D20v1 | 2020-11-09 | Cap-Tons | 1 |  | None | 294 | 0.171 | 0 | 294 | 0.171 | 0 | [6 empty] | DEER:HVAC_Split-Package_AC | Annual
Any | NE-HVAC-airAC-SpltPkg-240to759kBtuh-12p5eer | RtL | New | CZ07 | cDXGF | SWHC013-02 | DEER2020 | D20v1 | 2020-11-09 | Cap-Tons | 1 |  | None | 276 | 0.146 | 0 | 276 | 0.146 | 0 | [6 empty] | DEER:HVAC_Split-Package_AC | Annual
Any | NE-HVAC-airAC-SpltPkg-240to759kBtuh-12p5eer | RtL | New | CZ08 | cDXGF | SWHC013-02 | DEER2020 | D20v1 | 2020-11-09 | Cap-Tons | 1 |  | None | 285 | 0.153 | 0 | 285 | 0.153 | 0 | [6 empty] | DEER:HVAC_Split-Package_AC | Annual
Any | NE-HVAC-airAC-SpltPkg-240to759kBtuh-12p5eer | RtL | New | CZ09 | cDXGF | SWHC013-02 | DEER2020 | D20v1 | 2020-11-09 | Cap-Tons | 1 |  | None | 236 | 0.177 | 0 | 236 | 0.177 | 0 | [6 empty] | DEER:HVAC_Split-Package_AC | Annual
Any | NE-HVAC-airAC-SpltPkg-240to759kBtuh-12p5eer | RtL | New | CZ10 | cDXGF | SWHC013-02 | DEER2020 | D20v1 | 2020-11-09 | Cap-Tons | 1 |  | None | 280 | 0.192 | 0 | 280 | 0.192 | 0 | [6 empty] | DEER:HVAC_Split-Package_AC | Annual
Any | NE-HVAC-airAC-SpltPkg-240to759kBtuh-12p5eer | RtL | New | CZ11 | cDXGF | SWHC013-02 | DEER2020 | D20v1 | 2020-11-09 | Cap-Tons | 1 |  | None | 265 | 0.207 | 0 | 265 | 0.207 | 0 | [6 empty] | DEER:HVAC_Split-Package_AC | Annual
Any | NE-HVAC-airAC-SpltPkg-240to759kBtuh-12p5eer | RtL | New | CZ12 | cDXGF | SWHC013-02 | DEER2020 | D20v1 | 2020-11-09 | Cap-Tons | 1 |  | None | 233 | 0.203 | 0 | 233 | 0.203 | 0 | [6 empty] | DEER:HVAC_Split-Package_AC | Annual
Any | NE-HVAC-airAC-SpltPkg-240to759kBtuh-12p5eer | RtL | New | CZ13 | cDXGF | SWHC013-02 | DEER2020 | D20v1 | 2020-11-09 | Cap-Tons | 1 |  | None | 276 | 0.189 | 0 | 276 | 0.189 | 0 | [6 empty] | DEER:HVAC_Split-Package_AC | Annual
Any | NE-HVAC-airAC-SpltPkg-240to759kBtuh-12p5eer | RtL | New | CZ14 | cDXGF | SWHC013-02 | DEER2020 | D20v1 | 2020-11-09 | Cap-Tons | 1 |  | None | 267 | 0.169 | 0 | 267 | 0.169 | 0 | [6 empty] | DEER:HVAC_Split-Package_AC | Annual
Any | NE-HVAC-airAC-SpltPkg-240to759kBtuh-12p5eer | RtL | New | CZ15 | cDXGF | SWHC013-02 | DEER2020 | D20v1 | 2020-11-09 | Cap-Tons | 1 |  | None | 389 | 0.181 | 0 | 389 | 0.181 | 0 | [6 empty] | DEER:HVAC_Split-Package_AC | Annual
Any | NE-HVAC-airAC-SpltPkg-240to759kBtuh-12p5eer | RtL | New | CZ16 | cDXGF | SWHC013-02 | DEER2020 | D20v1 | 2020-11-09 | Cap-Tons | 1 |  | None | 166 | 0.146 | 0 | 166 | 0.146 | 0 | [6 empty] | DEER:HVAC_Split-Package_AC | Annual
Any | NE-HVAC-airAC-SpltPkg-240to759kBtuh-12p5eer | RtS | Ex | CZ01 | cDXGF | SWHC013-02 | DEER2020 | D20v1 | 2020-11-09 | Cap-Tons | 1 |  | None | 510 | 0.126 | 20.2 | 59 | 0.0423 | 0 | [6 empty] | DEER:HVAC_Split-Package_AC | Annual
Any | NE-HVAC-airAC-SpltPkg-240to759kBtuh-12p5eer | RtS | Ex | CZ02 | cDXGF | SWHC013-02 | DEER2020 | D20v1 | 2020-11-09 | Cap-Tons | 1 |  | None | 630 | 0.16 | 8.4 | 191 | 0.179 | 0 | [6 empty] | DEER:HVAC_Split-Package_AC | Annual
Any | NE-HVAC-airAC-SpltPkg-240to759kBtuh-12p5eer | RtS | Ex | CZ03 | cDXGF | SWHC013-02 | DEER2020 | D20v1 | 2020-11-09 | Cap-Tons | 1 |  | None | 565 | 0.167 | 8.1 | 129 | 0.106 | 0 | [6 empty] | DEER:HVAC_Split-Package_AC | Annual
Any | NE-HVAC-airAC-SpltPkg-240to759kBtuh-12p5eer | RtS | Ex | CZ04 | cDXGF | SWHC013-02 | DEER2020 | D20v1 | 2020-11-09 | Cap-Tons | 1 |  | None | 645 | 0.177 | 4.92 | 200 | 0.151 | 0 | [6 empty] | DEER:HVAC_Split-Package_AC | Annual
Any | NE-HVAC-airAC-SpltPkg-240to759kBtuh-12p5eer | RtS | Ex | CZ05 | cDXGF | SWHC013-02 | DEER2020 | D20v1 | 2020-11-09 | Cap-Tons | 1 |  | None | 570 | 0.153 | 7.2 | 130 | 0.066 | 0 | [6 empty] | DEER:HVAC_Split-Package_AC | Annual
Any | NE-HVAC-airAC-SpltPkg-240to759kBtuh-12p5eer | RtS | Ex | CZ06 | cDXGF | SWHC013-02 | DEER2020 | D20v1 | 2020-11-09 | Cap-Tons | 1 |  | None | 640 | 0.169 | 2 | 228 | 0.142 | 0 | [6 empty] | DEER:HVAC_Split-Package_AC | Annual
Any | NE-HVAC-airAC-SpltPkg-240to759kBtuh-12p5eer | RtS | Ex | CZ07 | cDXGF | SWHC013-02 | DEER2020 | D20v1 | 2020-11-09 | Cap-Tons | 1 |  | None | 625 | 0.172 | 1.45 | 229 | 0.116 | 0 | [6 empty] | DEER:HVAC_Split-Package_AC | Annual
Any | NE-HVAC-airAC-SpltPkg-240to759kBtuh-12p5eer | RtS | Ex | CZ08 | cDXGF | SWHC013-02 | DEER2020 | D20v1 | 2020-11-09 | Cap-Tons | 1 |  | None | 675 | 0.179 | 1.23 | 254 | 0.133 | 0 | [6 empty] | DEER:HVAC_Split-Package_AC | Annual
Any | NE-HVAC-airAC-SpltPkg-240to759kBtuh-12p5eer | RtS | Ex | CZ09 | cDXGF | SWHC013-02 | DEER2020 | D20v1 | 2020-11-09 | Cap-Tons | 1 |  | None | 690 | 0.187 | 0.805 | 218 | 0.157 | 0 | [6 empty] | DEER:HVAC_Split-Package_AC | Annual
Any | NE-HVAC-airAC-SpltPkg-240to759kBtuh-12p5eer | RtS | Ex | CZ10 | cDXGF | SWHC013-02 | DEER2020 | D20v1 | 2020-11-09 | Cap-Tons | 1 |  | None | 705 | 0.173 | 1.57 | 260 | 0.175 | 0 | [6 empty] | DEER:HVAC_Split-Package_AC | Annual
Any | NE-HVAC-airAC-SpltPkg-240to759kBtuh-12p5eer | RtS | Ex | CZ11 | cDXGF | SWHC013-02 | DEER2020 | D20v1 | 2020-11-09 | Cap-Tons | 1 |  | None | 695 | 0.174 | 3.6 | 244 | 0.195 | 0 | [6 empty] | DEER:HVAC_Split-Package_AC | Annual
Any | NE-HVAC-airAC-SpltPkg-240to759kBtuh-12p5eer | RtS | Ex | CZ12 | cDXGF | SWHC013-02 | DEER2020 | D20v1 | 2020-11-09 | Cap-Tons | 1 |  | None | 685 | 0.174 | 4.95 | 219 | 0.185 | 0 | [6 empty] | DEER:HVAC_Split-Package_AC | Annual
Any | NE-HVAC-airAC-SpltPkg-240to759kBtuh-12p5eer | RtS | Ex | CZ13 | cDXGF | SWHC013-02 | DEER2020 | D20v1 | 2020-11-09 | Cap-Tons | 1 |  | None | 700 | 0.189 | 3.4 | 260 | 0.172 | 0 | [6 empty] | DEER:HVAC_Split-Package_AC | Annual
Any | NE-HVAC-airAC-SpltPkg-240to759kBtuh-12p5eer | RtS | Ex | CZ14 | cDXGF | SWHC013-02 | DEER2020 | D20v1 | 2020-11-09 | Cap-Tons | 1 |  | None | 700 | 0.193 | 3.54 | 248 | 0.155 | 0 | [6 empty] | DEER:HVAC_Split-Package_AC | Annual
Any | NE-HVAC-airAC-SpltPkg-240to759kBtuh-12p5eer | RtS | Ex | CZ15 | cDXGF | SWHC013-02 | DEER2020 | D20v1 | 2020-11-09 | Cap-Tons | 1 |  | None | 795 | 0.201 | -0.116 | 380 | 0.176 | 0 | [6 empty] | DEER:HVAC_Split-Package_AC | Annual
Any | NE-HVAC-airAC-SpltPkg-240to759kBtuh-12p5eer | RtS | Ex | CZ16 | cDXGF | SWHC013-02 | DEER2020 | D20v1 | 2020-11-09 | Cap-Tons | 1 |  | None | 605 | 0.161 | 24.9 | 154 | 0.132 | 0 | [6 empty] | DEER:HVAC_Split-Package_AC | Annual
Any | NE-HVAC-airAC-SpltPkg-240to759kBtuh-12p5eer | RtS | New | CZ01 | cDXGF | SWHC013-02 | DEER2020 | D20v1 | 2020-11-09 | Cap-Tons | 1 |  | None | 17.7 | 0.0237 | 0 | 17.7 | 0.0237 | 0 | [6 empty] | DEER:HVAC_Split-Package_AC | Annual
Any | NE-HVAC-airAC-SpltPkg-240to759kBtuh-12p5eer | RtS | New | CZ02 | cDXGF | SWHC013-02 | DEER2020 | D20v1 | 2020-11-09 | Cap-Tons | 1 |  | None | 143 | 0.176 | 0 | 143 | 0.176 | 0 | [6 empty] | DEER:HVAC_Split-Package_AC | Annual
Any | NE-HVAC-airAC-SpltPkg-240to759kBtuh-12p5eer | RtS | New | CZ03 | cDXGF | SWHC013-02 | DEER2020 | D20v1 | 2020-11-09 | Cap-Tons | 1 |  | None | 68.5 | 0.098 | 0 | 68.5 | 0.098 | 0 | [6 empty] | DEER:HVAC_Split-Package_AC | Annual
Any | NE-HVAC-airAC-SpltPkg-240to759kBtuh-12p5eer | RtS | New | CZ04 | cDXGF | SWHC013-02 | DEER2020 | D20v1 | 2020-11-09 | Cap-Tons | 1 |  | None | 150 | 0.15 | 0 | 150 | 0.15 | 0 | [6 empty] | DEER:HVAC_Split-Package_AC | Annual
Any | NE-HVAC-airAC-SpltPkg-240to759kBtuh-12p5eer | RtS | New | CZ05 | cDXGF | SWHC013-02 | DEER2020 | D20v1 | 2020-11-09 | Cap-Tons | 1 |  | None | 68.5 | 0.0555 | 0 | 68.5 | 0.0555 | 0 | [6 empty] | DEER:HVAC_Split-Package_AC | Annual
Any | NE-HVAC-airAC-SpltPkg-240to759kBtuh-12p5eer | RtS | New | CZ06 | cDXGF | SWHC013-02 | DEER2020 | D20v1 | 2020-11-09 | Cap-Tons | 1 |  | None | 170 | 0.139 | 0 | 170 | 0.139 | 0 | [6 empty] | DEER:HVAC_Split-Package_AC | Annual
Any | NE-HVAC-airAC-SpltPkg-240to759kBtuh-12p5eer | RtS | New | CZ07 | cDXGF | SWHC013-02 | DEER2020 | D20v1 | 2020-11-09 | Cap-Tons | 1 |  | None | 149 | 0.11 | 0 | 149 | 0.11 | 0 | [6 empty] | DEER:HVAC_Split-Package_AC | Annual
Any | NE-HVAC-airAC-SpltPkg-240to759kBtuh-12p5eer | RtS | New | CZ08 | cDXGF | SWHC013-02 | DEER2020 | D20v1 | 2020-11-09 | Cap-Tons | 1 |  | None | 200 | 0.132 | 0 | 200 | 0.132 | 0 | [6 empty] | DEER:HVAC_Split-Package_AC | Annual
Any | NE-HVAC-airAC-SpltPkg-240to759kBtuh-12p5eer | RtS | New | CZ09 | cDXGF | SWHC013-02 | DEER2020 | D20v1 | 2020-11-09 | Cap-Tons | 1 |  | None | 174 | 0.155 | 0 | 174 | 0.155 | 0 | [6 empty] | DEER:HVAC_Split-Package_AC | Annual
Any | NE-HVAC-airAC-SpltPkg-240to759kBtuh-12p5eer | RtS | New | CZ10 | cDXGF | SWHC013-02 | DEER2020 | D20v1 | 2020-11-09 | Cap-Tons | 1 |  | None | 210 | 0.171 | 0 | 210 | 0.171 | 0 | [6 empty] | DEER:HVAC_Split-Package_AC | Annual
Any | NE-HVAC-airAC-SpltPkg-240to759kBtuh-12p5eer | RtS | New | CZ11 | cDXGF | SWHC013-02 | DEER2020 | D20v1 | 2020-11-09 | Cap-Tons | 1 |  | None | 210 | 0.19 | 0 | 210 | 0.19 | 0 | [6 empty] | DEER:HVAC_Split-Package_AC | Annual
Any | NE-HVAC-airAC-SpltPkg-240to759kBtuh-12p5eer | RtS | New | CZ12 | cDXGF | SWHC013-02 | DEER2020 | D20v1 | 2020-11-09 | Cap-Tons | 1 |  | None | 178 | 0.18 | 0 | 178 | 0.18 | 0 | [6 empty] | DEER:HVAC_Split-Package_AC | Annual
Any | NE-HVAC-airAC-SpltPkg-240to759kBtuh-12p5eer | RtS | New | CZ13 | cDXGF | SWHC013-02 | DEER2020 | D20v1 | 2020-11-09 | Cap-Tons | 1 |  | None | 221 | 0.167 | 0 | 221 | 0.167 | 0 | [6 empty] | DEER:HVAC_Split-Package_AC | Annual
Any | NE-HVAC-airAC-SpltPkg-240to759kBtuh-12p5eer | RtS | New | CZ14 | cDXGF | SWHC013-02 | DEER2020 | D20v1 | 2020-11-09 | Cap-Tons | 1 |  | None | 216 | 0.148 | 0 | 216 | 0.148 | 0 | [6 empty] | DEER:HVAC_Split-Package_AC | Annual
Any | NE-HVAC-airAC-SpltPkg-240to759kBtuh-12p5eer | RtS | New | CZ15 | cDXGF | SWHC013-02 | DEER2020 | D20v1 | 2020-11-09 | Cap-Tons | 1 |  | None | 337 | 0.169 | 0 | 337 | 0.169 | 0 | [6 empty] | DEER:HVAC_Split-Package_AC | Annual
Any | NE-HVAC-airAC-SpltPkg-240to759kBtuh-12p5eer | RtS | New | CZ16 | cDXGF | SWHC013-02 | DEER2020 | D20v1 | 2020-11-09 | Cap-Tons | 1 |  | None | 112 | 0.117 | 0 | 112 | 0.117 | 0 | [6 empty] | DEER:HVAC_Split-Package_AC | Annual
Any | NE-HVAC-airAC-SpltPkg-240to759kBtuh-12p5eer | SCn | Ex | CZ01 | cDXGF | SWHC013-02 | DEER2020 | D20v1 | 2020-11-09 | Cap-Tons | 1 |  | None | 545 | 0.0705 | 11.2 | 14.9 | 0.00215 | 0 | [6 empty] | DEER:HVAC_Split-Package_AC | Annual
Any | NE-HVAC-airAC-SpltPkg-240to759kBtuh-12p5eer | SCn | Ex | CZ02 | cDXGF | SWHC013-02 | DEER2020 | D20v1 | 2020-11-09 | Cap-Tons | 1 |  | None | 560 | 0.115 | 13.3 | 59 | 0.096 | 0 | [6 empty] | DEER:HVAC_Split-Package_AC | Annual
Any | NE-HVAC-airAC-SpltPkg-240to759kBtuh-12p5eer | SCn | Ex | CZ03 | cDXGF | SWHC013-02 | DEER2020 | D20v1 | 2020-11-09 | Cap-Tons | 1 |  | None | 498 | 0.0855 | 4.45 | 19 | 0.0182 | 0 | [6 empty] | DEER:HVAC_Split-Package_AC | Annual
Any | NE-HVAC-airAC-SpltPkg-240to759kBtuh-12p5eer | SCn | Ex | CZ04 | cDXGF | SWHC013-02 | DEER2020 | D20v1 | 2020-11-09 | Cap-Tons | 1 |  | None | 570 | 0.128 | 10.1 | 66 | 0.0755 | 0 | [6 empty] | DEER:HVAC_Split-Package_AC | Annual
Any | NE-HVAC-airAC-SpltPkg-240to759kBtuh-12p5eer | SCn | Ex | CZ05 | cDXGF | SWHC013-02 | DEER2020 | D20v1 | 2020-11-09 | Cap-Tons | 1 |  | None | 525 | 0.0785 | 4.23 | 19.4 | 0.0065 | 0 | [6 empty] | DEER:HVAC_Split-Package_AC | Annual
Any | NE-HVAC-airAC-SpltPkg-240to759kBtuh-12p5eer | SCn | Ex | CZ06 | cDXGF | SWHC013-02 | DEER2020 | D20v1 | 2020-11-09 | Cap-Tons | 1 |  | None | 570 | 0.116 | 1.24 | 51.5 | 0.055 | 0 | [6 empty] | DEER:HVAC_Split-Package_AC | Annual
Any | NE-HVAC-airAC-SpltPkg-240to759kBtuh-12p5eer | SCn | Ex | CZ07 | cDXGF | SWHC013-02 | DEER2020 | D20v1 | 2020-11-09 | Cap-Tons | 1 |  | None | 550 | 0.1 | 0.86 | 40.9 | 0.0369 | 0 | [6 empty] | DEER:HVAC_Split-Package_AC | Annual
Any | NE-HVAC-airAC-SpltPkg-240to759kBtuh-12p5eer | SCn | Ex | CZ08 | cDXGF | SWHC013-02 | DEER2020 | D20v1 | 2020-11-09 | Cap-Tons | 1 |  | None | 590 | 0.119 | 2.23 | 96.5 | 0.068 | 0 | [6 empty] | DEER:HVAC_Split-Package_AC | Annual
Any | NE-HVAC-airAC-SpltPkg-240to759kBtuh-12p5eer | SCn | Ex | CZ09 | cDXGF | SWHC013-02 | DEER2020 | D20v1 | 2020-11-09 | Cap-Tons | 1 |  | None | 615 | 0.127 | 0.86 | 92.5 | 0.0875 | 0 | [6 empty] | DEER:HVAC_Split-Package_AC | Annual
Any | NE-HVAC-airAC-SpltPkg-240to759kBtuh-12p5eer | SCn | Ex | CZ10 | cDXGF | SWHC013-02 | DEER2020 | D20v1 | 2020-11-09 | Cap-Tons | 1 |  | None | 620 | 0.117 | 3.08 | 120 | 0.105 | 0 | [6 empty] | DEER:HVAC_Split-Package_AC | Annual
Any | NE-HVAC-airAC-SpltPkg-240to759kBtuh-12p5eer | SCn | Ex | CZ11 | cDXGF | SWHC013-02 | DEER2020 | D20v1 | 2020-11-09 | Cap-Tons | 1 |  | None | 650 | 0.119 | 4.61 | 134 | 0.106 | 0 | [6 empty] | DEER:HVAC_Split-Package_AC | Annual
Any | NE-HVAC-airAC-SpltPkg-240to759kBtuh-12p5eer | SCn | Ex | CZ12 | cDXGF | SWHC013-02 | DEER2020 | D20v1 | 2020-11-09 | Cap-Tons | 1 |  | None | 605 | 0.116 | 6.6 | 95 | 0.099 | 0 | [6 empty] | DEER:HVAC_Split-Package_AC | Annual
Any | NE-HVAC-airAC-SpltPkg-240to759kBtuh-12p5eer | SCn | Ex | CZ13 | cDXGF | SWHC013-02 | DEER2020 | D20v1 | 2020-11-09 | Cap-Tons | 1 |  | None | 655 | 0.131 | 4.47 | 147 | 0.0905 | 0 | [6 empty] | DEER:HVAC_Split-Package_AC | Annual
Any | NE-HVAC-airAC-SpltPkg-240to759kBtuh-12p5eer | SCn | Ex | CZ14 | cDXGF | SWHC013-02 | DEER2020 | D20v1 | 2020-11-09 | Cap-Tons | 1 |  | None | 650 | 0.13 | 5.55 | 144 | 0.087 | 0 | [6 empty] | DEER:HVAC_Split-Package_AC | Annual
Any | NE-HVAC-airAC-SpltPkg-240to759kBtuh-12p5eer | SCn | Ex | CZ15 | cDXGF | SWHC013-02 | DEER2020 | D20v1 | 2020-11-09 | Cap-Tons | 1 |  | None | 745 | 0.146 | -0.51 | 238 | 0.0865 | 0 | [6 empty] | DEER:HVAC_Split-Package_AC | Annual
Any | NE-HVAC-airAC-SpltPkg-240to759kBtuh-12p5eer | SCn | Ex | CZ16 | cDXGF | SWHC013-02 | DEER2020 | D20v1 | 2020-11-09 | Cap-Tons | 1 |  | None | 565 | 0.105 | 16.5 | 44.4 | 0.0412 | 0 | [6 empty] | DEER:HVAC_Split-Package_AC | Annual
Any | NE-HVAC-airAC-SpltPkg-240to759kBtuh-12p5eer | SCn | New | CZ01 | cDXGF | SWHC013-02 | DEER2020 | D20v1 | 2020-11-09 | Cap-Tons | 1 |  | None | 10.2 | 0.0015 | 0 | 10.2 | 0.0015 | 0 | [6 empty] | DEER:HVAC_Split-Package_AC | Annual
Any | NE-HVAC-airAC-SpltPkg-240to759kBtuh-12p5eer | SCn | New | CZ02 | cDXGF | SWHC013-02 | DEER2020 | D20v1 | 2020-11-09 | Cap-Tons | 1 |  | None | 47.3 | 0.0975 | 0 | 47.3 | 0.0975 | 0 | [6 empty] | DEER:HVAC_Split-Package_AC | Annual
Any | NE-HVAC-airAC-SpltPkg-240to759kBtuh-12p5eer | SCn | New | CZ03 | cDXGF | SWHC013-02 | DEER2020 | D20v1 | 2020-11-09 | Cap-Tons | 1 |  | None | 11.2 | 0.0124 | 0 | 11.2 | 0.0124 | 0 | [6 empty] | DEER:HVAC_Split-Package_AC | Annual
Any | NE-HVAC-airAC-SpltPkg-240to759kBtuh-12p5eer | SCn | New | CZ04 | cDXGF | SWHC013-02 | DEER2020 | D20v1 | 2020-11-09 | Cap-Tons | 1 |  | None | 51 | 0.0755 | 0 | 51 | 0.0755 | 0 | [6 empty] | DEER:HVAC_Split-Package_AC | Annual
Any | NE-HVAC-airAC-SpltPkg-240to759kBtuh-12p5eer | SCn | New | CZ05 | cDXGF | SWHC013-02 | DEER2020 | D20v1 | 2020-11-09 | Cap-Tons | 1 |  | None | 12.4 | 0.0037 | 0 | 12.4 | 0.0037 | 0 | [6 empty] | DEER:HVAC_Split-Package_AC | Annual
Any | NE-HVAC-airAC-SpltPkg-240to759kBtuh-12p5eer | SCn | New | CZ06 | cDXGF | SWHC013-02 | DEER2020 | D20v1 | 2020-11-09 | Cap-Tons | 1 |  | None | 36.3 | 0.0492 | 0 | 36.3 | 0.0492 | 0 | [6 empty] | DEER:HVAC_Split-Package_AC | Annual
Any | NE-HVAC-airAC-SpltPkg-240to759kBtuh-12p5eer | SCn | New | CZ07 | cDXGF | SWHC013-02 | DEER2020 | D20v1 | 2020-11-09 | Cap-Tons | 1 |  | None | 26 | 0.0318 | 0 | 26 | 0.0318 | 0 | [6 empty] | DEER:HVAC_Split-Package_AC | Annual
Any | NE-HVAC-airAC-SpltPkg-240to759kBtuh-12p5eer | SCn | New | CZ08 | cDXGF | SWHC013-02 | DEER2020 | D20v1 | 2020-11-09 | Cap-Tons | 1 |  | None | 83 | 0.07 | 0 | 83 | 0.07 | 0 | [6 empty] | DEER:HVAC_Split-Package_AC | Annual
Any | NE-HVAC-airAC-SpltPkg-240to759kBtuh-12p5eer | SCn | New | CZ09 | cDXGF | SWHC013-02 | DEER2020 | D20v1 | 2020-11-09 | Cap-Tons | 1 |  | None | 81.5 | 0.0905 | 0 | 81.5 | 0.0905 | 0 | [6 empty] | DEER:HVAC_Split-Package_AC | Annual
Any | NE-HVAC-airAC-SpltPkg-240to759kBtuh-12p5eer | SCn | New | CZ10 | cDXGF | SWHC013-02 | DEER2020 | D20v1 | 2020-11-09 | Cap-Tons | 1 |  | None | 108 | 0.106 | 0 | 108 | 0.106 | 0 | [6 empty] | DEER:HVAC_Split-Package_AC | Annual
Any | NE-HVAC-airAC-SpltPkg-240to759kBtuh-12p5eer | SCn | New | CZ11 | cDXGF | SWHC013-02 | DEER2020 | D20v1 | 2020-11-09 | Cap-Tons | 1 |  | None | 125 | 0.108 | 0 | 125 | 0.108 | 0 | [6 empty] | DEER:HVAC_Split-Package_AC | Annual
Any | NE-HVAC-airAC-SpltPkg-240to759kBtuh-12p5eer | SCn | New | CZ12 | cDXGF | SWHC013-02 | DEER2020 | D20v1 | 2020-11-09 | Cap-Tons | 1 |  | None | 84 | 0.099 | 0 | 84 | 0.099 | 0 | [6 empty] | DEER:HVAC_Split-Package_AC | Annual
Any | NE-HVAC-airAC-SpltPkg-240to759kBtuh-12p5eer | SCn | New | CZ13 | cDXGF | SWHC013-02 | DEER2020 | D20v1 | 2020-11-09 | Cap-Tons | 1 |  | None | 136 | 0.093 | 0 | 136 | 0.093 | 0 | [6 empty] | DEER:HVAC_Split-Package_AC | Annual
Any | NE-HVAC-airAC-SpltPkg-240to759kBtuh-12p5eer | SCn | New | CZ14 | cDXGF | SWHC013-02 | DEER2020 | D20v1 | 2020-11-09 | Cap-Tons | 1 |  | None | 140 | 0.0895 | 0 | 140 | 0.0895 | 0 | [6 empty] | DEER:HVAC_Split-Package_AC | Annual
Any | NE-HVAC-airAC-SpltPkg-240to759kBtuh-12p5eer | SCn | New | CZ15 | cDXGF | SWHC013-02 | DEER2020 | D20v1 | 2020-11-09 | Cap-Tons | 1 |  | None | 229 | 0.0865 | 0 | 229 | 0.0865 | 0 | [6 empty] | DEER:HVAC_Split-Package_AC | Annual
Any | NE-HVAC-airAC-SpltPkg-240to759kBtuh-12p5eer | SCn | New | CZ16 | cDXGF | SWHC013-02 | DEER2020 | D20v1 | 2020-11-09 | Cap-Tons | 1 |  | None | 34.4 | 0.0353 | 0 | 34.4 | 0.0353 | 0 | [6 empty] | DEER:HVAC_Split-Package_AC | Annual
Any | NE-HVAC-airAC-SpltPkg-240to759kBtuh-12p5eer | WRf | Ex | CZ01 | cDXGF | SWHC013-02 | DEER2020 | D20v1 | 2020-11-09 | Cap-Tons | 1 |  | None | 835 | 0.113 | 2.96 | 242 | 0.0565 | 0 | [6 empty] | DEER:HVAC_Split-Package_AC | Annual
Any | NE-HVAC-airAC-SpltPkg-240to759kBtuh-12p5eer | WRf | Ex | CZ02 | cDXGF | SWHC013-02 | DEER2020 | D20v1 | 2020-11-09 | Cap-Tons | 1 |  | None | 780 | 0.157 | 0.468 | 275 | 0.105 | 0 | [6 empty] | DEER:HVAC_Split-Package_AC | Annual
Any | NE-HVAC-airAC-SpltPkg-240to759kBtuh-12p5eer | WRf | Ex | CZ03 | cDXGF | SWHC013-02 | DEER2020 | D20v1 | 2020-11-09 | Cap-Tons | 1 |  | None | 745 | 0.116 | 0.391 | 268 | 0.07 | 0 | [6 empty] | DEER:HVAC_Split-Package_AC | Annual
Any | NE-HVAC-airAC-SpltPkg-240to759kBtuh-12p5eer | WRf | Ex | CZ04 | cDXGF | SWHC013-02 | DEER2020 | D20v1 | 2020-11-09 | Cap-Tons | 1 |  | None | 815 | 0.141 | -0.0715 | 298 | 0.0925 | 0 | [6 empty] | DEER:HVAC_Split-Package_AC | Annual
Any | NE-HVAC-airAC-SpltPkg-240to759kBtuh-12p5eer | WRf | Ex | CZ05 | cDXGF | SWHC013-02 | DEER2020 | D20v1 | 2020-11-09 | Cap-Tons | 1 |  | None | 805 | 0.108 | 0.18 | 292 | 0.059 | 0 | [6 empty] | DEER:HVAC_Split-Package_AC | Annual
Any | NE-HVAC-airAC-SpltPkg-240to759kBtuh-12p5eer | WRf | Ex | CZ06 | cDXGF | SWHC013-02 | DEER2020 | D20v1 | 2020-11-09 | Cap-Tons | 1 |  | None | 760 | 0.115 | -0.7 | 312 | 0.0785 | 0 | [6 empty] | DEER:HVAC_Split-Package_AC | Annual
Any | NE-HVAC-airAC-SpltPkg-240to759kBtuh-12p5eer | WRf | Ex | CZ07 | cDXGF | SWHC013-02 | DEER2020 | D20v1 | 2020-11-09 | Cap-Tons | 1 |  | None | 845 | 0.11 | -0.585 | 349 | 0.073 | 0 | [6 empty] | DEER:HVAC_Split-Package_AC | Annual
Any | NE-HVAC-airAC-SpltPkg-240to759kBtuh-12p5eer | WRf | Ex | CZ08 | cDXGF | SWHC013-02 | DEER2020 | D20v1 | 2020-11-09 | Cap-Tons | 1 |  | None | 900 | 0.124 | -0.63 | 306 | 0.0725 | 0 | [6 empty] | DEER:HVAC_Split-Package_AC | Annual
Any | NE-HVAC-airAC-SpltPkg-240to759kBtuh-12p5eer | WRf | Ex | CZ09 | cDXGF | SWHC013-02 | DEER2020 | D20v1 | 2020-11-09 | Cap-Tons | 1 |  | None | 915 | 0.162 | -0.785 | 294 | 0.0955 | 0 | [6 empty] | DEER:HVAC_Split-Package_AC | Annual
Any | NE-HVAC-airAC-SpltPkg-240to759kBtuh-12p5eer | WRf | Ex | CZ10 | cDXGF | SWHC013-02 | DEER2020 | D20v1 | 2020-11-09 | Cap-Tons | 1 |  | None | 900 | 0.154 | -0.805 | 343 | 0.109 | 0 | [6 empty] | DEER:HVAC_Split-Package_AC | Annual
Any | NE-HVAC-airAC-SpltPkg-240to759kBtuh-12p5eer | WRf | Ex | CZ11 | cDXGF | SWHC013-02 | DEER2020 | D20v1 | 2020-11-09 | Cap-Tons | 1 |  | None | 900 | 0.17 | -0.44 | 306 | 0.122 | 0 | [6 empty] | DEER:HVAC_Split-Package_AC | Annual
Any | NE-HVAC-airAC-SpltPkg-240to759kBtuh-12p5eer | WRf | Ex | CZ12 | cDXGF | SWHC013-02 | DEER2020 | D20v1 | 2020-11-09 | Cap-Tons | 1 |  | None | 845 | 0.171 | -0.32 | 264 | 0.104 | 0 | [6 empty] | DEER:HVAC_Split-Package_AC | Annual
Any | NE-HVAC-airAC-SpltPkg-240to759kBtuh-12p5eer | WRf | Ex | CZ13 | cDXGF | SWHC013-02 | DEER2020 | D20v1 | 2020-11-09 | Cap-Tons | 1 |  | None | 930 | 0.172 | -0.476 | 312 | 0.108 | 0 | [6 empty] | DEER:HVAC_Split-Package_AC | Annual
Any | NE-HVAC-airAC-SpltPkg-240to759kBtuh-12p5eer | WRf | Ex | CZ14 | cDXGF | SWHC013-02 | DEER2020 | D20v1 | 2020-11-09 | Cap-Tons | 1 |  | None | 875 | 0.153 | -0.143 | 350 | 0.115 | 0 | [6 empty] | DEER:HVAC_Split-Package_AC | Annual
Any | NE-HVAC-airAC-SpltPkg-240to759kBtuh-12p5eer | WRf | Ex | CZ15 | cDXGF | SWHC013-02 | DEER2020 | D20v1 | 2020-11-09 | Cap-Tons | 1 |  | None | 1060 | 0.168 | -1.01 | 445 | 0.117 | 0 | [6 empty] | DEER:HVAC_Split-Package_AC | Annual
Any | NE-HVAC-airAC-SpltPkg-240to759kBtuh-12p5eer | WRf | Ex | CZ16 | cDXGF | SWHC013-02 | DEER2020 | D20v1 | 2020-11-09 | Cap-Tons | 1 |  | None | 730 | 0.139 | 4.94 | 242 | 0.0865 | 0 | [6 empty] | DEER:HVAC_Split-Package_AC | Annual
Any | NE-HVAC-airAC-SpltPkg-240to759kBtuh-12p5eer | WRf | New | CZ01 | cDXGF | SWHC013-02 | DEER2020 | D20v1 | 2020-11-09 | Cap-Tons | 1 |  | None | 64 | 0.0473 | 0 | 64 | 0.0473 | 0 | [6 empty] | DEER:HVAC_Split-Package_AC | Annual
Any | NE-HVAC-airAC-SpltPkg-240to759kBtuh-12p5eer | WRf | New | CZ02 | cDXGF | SWHC013-02 | DEER2020 | D20v1 | 2020-11-09 | Cap-Tons | 1 |  | None | 173 | 0.0985 | 0 | 173 | 0.0985 | 0 | [6 empty] | DEER:HVAC_Split-Package_AC | Annual
Any | NE-HVAC-airAC-SpltPkg-240to759kBtuh-12p5eer | WRf | New | CZ03 | cDXGF | SWHC013-02 | DEER2020 | D20v1 | 2020-11-09 | Cap-Tons | 1 |  | None | 150 | 0.0725 | 0 | 150 | 0.0725 | 0 | [6 empty] | DEER:HVAC_Split-Package_AC | Annual
Any | NE-HVAC-airAC-SpltPkg-240to759kBtuh-12p5eer | WRf | New | CZ04 | cDXGF | SWHC013-02 | DEER2020 | D20v1 | 2020-11-09 | Cap-Tons | 1 |  | None | 206 | 0.091 | 0 | 206 | 0.091 | 0 | [6 empty] | DEER:HVAC_Split-Package_AC | Annual
Any | NE-HVAC-airAC-SpltPkg-240to759kBtuh-12p5eer | WRf | New | CZ05 | cDXGF | SWHC013-02 | DEER2020 | D20v1 | 2020-11-09 | Cap-Tons | 1 |  | None | 170 | 0.06 | 0 | 170 | 0.06 | 0 | [6 empty] | DEER:HVAC_Split-Package_AC | Annual
Any | NE-HVAC-airAC-SpltPkg-240to759kBtuh-12p5eer | WRf | New | CZ06 | cDXGF | SWHC013-02 | DEER2020 | D20v1 | 2020-11-09 | Cap-Tons | 1 |  | None | 256 | 0.076 | 0 | 256 | 0.076 | 0 | [6 empty] | DEER:HVAC_Split-Package_AC | Annual
Any | NE-HVAC-airAC-SpltPkg-240to759kBtuh-12p5eer | WRf | New | CZ07 | cDXGF | SWHC013-02 | DEER2020 | D20v1 | 2020-11-09 | Cap-Tons | 1 |  | None | 267 | 0.0735 | 0 | 267 | 0.0735 | 0 | [6 empty] | DEER:HVAC_Split-Package_AC | Annual
Any | NE-HVAC-airAC-SpltPkg-240to759kBtuh-12p5eer | WRf | New | CZ08 | cDXGF | SWHC013-02 | DEER2020 | D20v1 | 2020-11-09 | Cap-Tons | 1 |  | None | 247 | 0.0695 | 0 | 247 | 0.0695 | 0 | [6 empty] | DEER:HVAC_Split-Package_AC | Annual
Any | NE-HVAC-airAC-SpltPkg-240to759kBtuh-12p5eer | WRf | New | CZ09 | cDXGF | SWHC013-02 | DEER2020 | D20v1 | 2020-11-09 | Cap-Tons | 1 |  | None | 235 | 0.094 | 0 | 235 | 0.094 | 0 | [6 empty] | DEER:HVAC_Split-Package_AC | Annual
Any | NE-HVAC-airAC-SpltPkg-240to759kBtuh-12p5eer | WRf | New | CZ10 | cDXGF | SWHC013-02 | DEER2020 | D20v1 | 2020-11-09 | Cap-Tons | 1 |  | None | 262 | 0.103 | 0 | 262 | 0.103 | 0 | [6 empty] | DEER:HVAC_Split-Package_AC | Annual
Any | NE-HVAC-airAC-SpltPkg-240to759kBtuh-12p5eer | WRf | New | CZ11 | cDXGF | SWHC013-02 | DEER2020 | D20v1 | 2020-11-09 | Cap-Tons | 1 |  | None | 227 | 0.11 | 0 | 227 | 0.11 | 0 | [6 empty] | DEER:HVAC_Split-Package_AC | Annual
Any | NE-HVAC-airAC-SpltPkg-240to759kBtuh-12p5eer | WRf | New | CZ12 | cDXGF | SWHC013-02 | DEER2020 | D20v1 | 2020-11-09 | Cap-Tons | 1 |  | None | 180 | 0.096 | 0 | 180 | 0.096 | 0 | [6 empty] | DEER:HVAC_Split-Package_AC | Annual
Any | NE-HVAC-airAC-SpltPkg-240to759kBtuh-12p5eer | WRf | New | CZ13 | cDXGF | SWHC013-02 | DEER2020 | D20v1 | 2020-11-09 | Cap-Tons | 1 |  | None | 223 | 0.098 | 0 | 223 | 0.098 | 0 | [6 empty] | DEER:HVAC_Split-Package_AC | Annual
Any | NE-HVAC-airAC-SpltPkg-240to759kBtuh-12p5eer | WRf | New | CZ14 | cDXGF | SWHC013-02 | DEER2020 | D20v1 | 2020-11-09 | Cap-Tons | 1 |  | None | 276 | 0.108 | 0 | 276 | 0.108 | 0 | [6 empty] | DEER:HVAC_Split-Package_AC | Annual
Any | NE-HVAC-airAC-SpltPkg-240to759kBtuh-12p5eer | WRf | New | CZ15 | cDXGF | SWHC013-02 | DEER2020 | D20v1 | 2020-11-09 | Cap-Tons | 1 |  | None | 346 | 0.0945 | 0 | 346 | 0.0945 | 0 | [6 empty] | DEER:HVAC_Split-Package_AC | Annual
Any | NE-HVAC-airAC-SpltPkg-240to759kBtuh-12p5eer | WRf | New | CZ16 | cDXGF | SWHC013-02 | DEER2020 | D20v1 | 2020-11-09 | Cap-Tons | 1 |  | None | 151 | 0.0835 | 0 | 151 | 0.0835 | 0 | [6 empty] | DEER:HVAC_Split-Package_AC | Annual
Any | NE-HVAC-airAC-SpltPkg-240to759kBtuh-12p5eer | Asm | Ex | CZ01 | cDXGF | SWHC013-02 | DEER2020 | D20v1 | 2020-11-09 | Cap-Tons | 1 |  | None | 430 | 0.103 | 4.26 | 16.5 | 0.0293 | 0 | [6 empty] | DEER:HVAC_Split-Package_AC | Annual
Any | NE-HVAC-airAC-SpltPkg-240to759kBtuh-12p5eer | Asm | Ex | CZ02 | cDXGF | SWHC013-02 | DEER2020 | D20v1 | 2020-11-09 | Cap-Tons | 1 |  | None | 477 | 0.113 | 3.05 | 158 | 0.205 | 0 | [6 empty] | DEER:HVAC_Split-Package_AC | Annual
Any | NE-HVAC-airAC-SpltPkg-240to759kBtuh-12p5eer | Asm | Ex | CZ03 | cDXGF | SWHC013-02 | DEER2020 | D20v1 | 2020-11-09 | Cap-Tons | 1 |  | None | 453 | 0.156 | 7.35 | 70 | 0.0965 | 0 | [6 empty] | DEER:HVAC_Split-Package_AC | Annual
Any | NE-HVAC-airAC-SpltPkg-240to759kBtuh-12p5eer | Asm | Ex | CZ04 | cDXGF | SWHC013-02 | DEER2020 | D20v1 | 2020-11-09 | Cap-Tons | 1 |  | None | 520 | 0.127 | 1.24 | 172 | 0.178 | 0 | [6 empty] | DEER:HVAC_Split-Package_AC | Annual
Any | NE-HVAC-airAC-SpltPkg-240to759kBtuh-12p5eer | Asm | Ex | CZ05 | cDXGF | SWHC013-02 | DEER2020 | D20v1 | 2020-11-09 | Cap-Tons | 1 |  | None | 450 | 0.127 | 5.65 | 71.5 | 0.06 | 0 | [6 empty] | DEER:HVAC_Split-Package_AC | Annual
Any | NE-HVAC-airAC-SpltPkg-240to759kBtuh-12p5eer | Asm | Ex | CZ06 | cDXGF | SWHC013-02 | DEER2020 | D20v1 | 2020-11-09 | Cap-Tons | 1 |  | None | 492 | 0.152 | 3.73 | 154 | 0.128 | 0 | [6 empty] | DEER:HVAC_Split-Package_AC | Annual
Any | NE-HVAC-airAC-SpltPkg-240to759kBtuh-12p5eer | Asm | Ex | CZ07 | cDXGF | SWHC013-02 | DEER2020 | D20v1 | 2020-11-09 | Cap-Tons | 1 |  | None | 457 | 0.146 | 2.72 | 131 | 0.101 | 0 | [6 empty] | DEER:HVAC_Split-Package_AC | Annual
Any | NE-HVAC-airAC-SpltPkg-240to759kBtuh-12p5eer | Asm | Ex | CZ08 | cDXGF | SWHC013-02 | DEER2020 | D20v1 | 2020-11-09 | Cap-Tons | 1 |  | None | 535 | 0.142 | 1.36 | 218 | 0.146 | 0 | [6 empty] | DEER:HVAC_Split-Package_AC | Annual
Any | NE-HVAC-airAC-SpltPkg-240to759kBtuh-12p5eer | Asm | Ex | CZ09 | cDXGF | SWHC013-02 | DEER2020 | D20v1 | 2020-11-09 | Cap-Tons | 1 |  | None | 535 | 0.148 | 6.05 | 196 | 0.176 | 0 | [6 empty] | DEER:HVAC_Split-Package_AC | Annual
Any | NE-HVAC-airAC-SpltPkg-240to759kBtuh-12p5eer | Asm | Ex | CZ10 | cDXGF | SWHC013-02 | DEER2020 | D20v1 | 2020-11-09 | Cap-Tons | 1 |  | None | 555 | 0.135 | 5.65 | 232 | 0.198 | 0 | [6 empty] | DEER:HVAC_Split-Package_AC | Annual
Any | NE-HVAC-airAC-SpltPkg-240to759kBtuh-12p5eer | Asm | Ex | CZ11 | cDXGF | SWHC013-02 | DEER2020 | D20v1 | 2020-11-09 | Cap-Tons | 1 |  | None | 580 | 0.157 | 13.1 | 223 | 0.201 | 0 | [6 empty] | DEER:HVAC_Split-Package_AC | Annual
Any | NE-HVAC-airAC-SpltPkg-240to759kBtuh-12p5eer | Asm | Ex | CZ12 | cDXGF | SWHC013-02 | DEER2020 | D20v1 | 2020-11-09 | Cap-Tons | 1 |  | None | 540 | 0.14 | 11.2 | 195 | 0.21 | 0 | [6 empty] | DEER:HVAC_Split-Package_AC | Annual
Any | NE-HVAC-airAC-SpltPkg-240to759kBtuh-12p5eer | Asm | Ex | CZ13 | cDXGF | SWHC013-02 | DEER2020 | D20v1 | 2020-11-09 | Cap-Tons | 1 |  | None | 575 | 0.159 | 12.4 | 236 | 0.189 | 0 | [6 empty] | DEER:HVAC_Split-Package_AC | Annual
Any | NE-HVAC-airAC-SpltPkg-240to759kBtuh-12p5eer | Asm | Ex | CZ14 | cDXGF | SWHC013-02 | DEER2020 | D20v1 | 2020-11-09 | Cap-Tons | 1 |  | None | 585 | 0.172 | 13.1 | 228 | 0.165 | 0 | [6 empty] | DEER:HVAC_Split-Package_AC | Annual
Any | NE-HVAC-airAC-SpltPkg-240to759kBtuh-12p5eer | Asm | Ex | CZ15 | cDXGF | SWHC013-02 | DEER2020 | D20v1 | 2020-11-09 | Cap-Tons | 1 |  | None | 690 | 0.192 | 1.94 | 344 | 0.174 | 0 | [6 empty] | DEER:HVAC_Split-Package_AC | Annual
Any | NE-HVAC-airAC-SpltPkg-240to759kBtuh-12p5eer | Asm | Ex | CZ16 | cDXGF | SWHC013-02 | DEER2020 | D20v1 | 2020-11-09 | Cap-Tons | 1 |  | None | 474 | 0.154 | 20.5 | 99.5 | 0.117 | 0 | [6 empty] | DEER:HVAC_Split-Package_AC | Annual
Any | NE-HVAC-airAC-SpltPkg-240to759kBtuh-12p5eer | Asm | New | CZ01 | cDXGF | SWHC013-02 | DEER2020 | D20v1 | 2020-11-09 | Cap-Tons | 1 |  | None | 15.9 | 0.0297 | 0 | 15.9 | 0.0297 | 0 | [6 empty] | DEER:HVAC_Split-Package_AC | Annual
Any | NE-HVAC-airAC-SpltPkg-240to759kBtuh-12p5eer | Asm | New | CZ02 | cDXGF | SWHC013-02 | DEER2020 | D20v1 | 2020-11-09 | Cap-Tons | 1 |  | None | 177 | 0.202 | 0 | 177 | 0.202 | 0 | [6 empty] | DEER:HVAC_Split-Package_AC | Annual
Any | NE-HVAC-airAC-SpltPkg-240to759kBtuh-12p5eer | Asm | New | CZ03 | cDXGF | SWHC013-02 | DEER2020 | D20v1 | 2020-11-09 | Cap-Tons | 1 |  | None | 59.5 | 0.096 | 0 | 59.5 | 0.096 | 0 | [6 empty] | DEER:HVAC_Split-Package_AC | Annual
Any | NE-HVAC-airAC-SpltPkg-240to759kBtuh-12p5eer | Asm | New | CZ04 | cDXGF | SWHC013-02 | DEER2020 | D20v1 | 2020-11-09 | Cap-Tons | 1 |  | None | 195 | 0.178 | 0 | 195 | 0.178 | 0 | [6 empty] | DEER:HVAC_Split-Package_AC | Annual
Any | NE-HVAC-airAC-SpltPkg-240to759kBtuh-12p5eer | Asm | New | CZ05 | cDXGF | SWHC013-02 | DEER2020 | D20v1 | 2020-11-09 | Cap-Tons | 1 |  | None | 64.5 | 0.061 | 0 | 64.5 | 0.061 | 0 | [6 empty] | DEER:HVAC_Split-Package_AC | Annual
Any | NE-HVAC-airAC-SpltPkg-240to759kBtuh-12p5eer | Com | Ex | CZ01 | cWtd | SWHC013-02 | DEER2020 | D20v1 | 2020-11-09 | Cap-Tons | 1 |  | None | 162 | 0.06 | 2.25 | 49 | 0.048 | 0 | [6 empty] | DEER:HVAC_Split-Package_AC | Annual
Any | NE-HVAC-airAC-SpltPkg-240to759kBtuh-12p5eer | Com | Ex | CZ02 | cWtd | SWHC013-02 | DEER2020 | D20v1 | 2020-11-09 | Cap-Tons | 1 |  | None | 254 | 0.135 | 1.41 | 167 | 0.136 | 0 | [6 empty] | DEER:HVAC_Split-Package_AC | Annual
Any | NE-HVAC-airAC-SpltPkg-240to759kBtuh-12p5eer | Com | Ex | CZ03 | cWtd | SWHC013-02 | DEER2020 | D20v1 | 2020-11-09 | Cap-Tons | 1 |  | None | 213 | 0.092 | 0.66 | 129 | 0.084 | 0 | [6 empty] | DEER:HVAC_Split-Package_AC | Annual
Any | NE-HVAC-airAC-SpltPkg-240to759kBtuh-12p5eer | Com | Ex | CZ04 | cWtd | SWHC013-02 | DEER2020 | D20v1 | 2020-11-09 | Cap-Tons | 1 |  | None | 259 | 0.11 | 0.67 | 185 | 0.11 | 0 | [6 empty] | DEER:HVAC_Split-Package_AC | Annual
Any | NE-HVAC-airAC-SpltPkg-240to759kBtuh-12p5eer | Com | Ex | CZ05 | cWtd | SWHC013-02 | DEER2020 | D20v1 | 2020-11-09 | Cap-Tons | 1 |  | None | 230 | 0.081 | 1.01 | 135 | 0.068 | 0 | [6 empty] | DEER:HVAC_Split-Package_AC | Annual
Any | NE-HVAC-airAC-SpltPkg-240to759kBtuh-12p5eer | Com | Ex | CZ06 | cWtd | SWHC013-02 | DEER2020 | D20v1 | 2020-11-09 | Cap-Tons | 1 |  | None | 329 | 0.122 | 0.21 | 248 | 0.116 | 0 | [6 empty] | DEER:HVAC_Split-Package_AC | Annual
Any | NE-HVAC-airAC-SpltPkg-240to759kBtuh-12p5eer | Com | Ex | CZ07 | cWtd | SWHC013-02 | DEER2020 | D20v1 | 2020-11-09 | Cap-Tons | 1 |  | None | 327 | 0.106 | 0 | 240 | 0.096 | 0 | [6 empty] | DEER:HVAC_Split-Package_AC | Annual
Any | NE-HVAC-airAC-SpltPkg-240to759kBtuh-12p5eer | Com | Ex | CZ08 | cWtd | SWHC013-02 | DEER2020 | D20v1 | 2020-11-09 | Cap-Tons | 1 |  | None | 325 | 0.106 | 0.18 | 249 | 0.102 | 0 | [6 empty] | DEER:HVAC_Split-Package_AC | Annual
Any | NE-HVAC-airAC-SpltPkg-240to759kBtuh-12p5eer | Com | Ex | CZ09 | cWtd | SWHC013-02 | DEER2020 | D20v1 | 2020-11-09 | Cap-Tons | 1 |  | None | 314 | 0.128 | 0.18 | 227 | 0.126 | 0 | [6 empty] | DEER:HVAC_Split-Package_AC | Annual
Any | NE-HVAC-airAC-SpltPkg-240to759kBtuh-12p5eer | Com | Ex | CZ10 | cWtd | SWHC013-02 | DEER2020 | D20v1 | 2020-11-09 | Cap-Tons | 1 |  | None | 328 | 0.138 | 0.4 | 245 | 0.14 | 0 | [6 empty] | DEER:HVAC_Split-Package_AC | Annual
Any | NE-HVAC-airAC-SpltPkg-240to759kBtuh-12p5eer | Com | Ex | CZ11 | cWtd | SWHC013-02 | DEER2020 | D20v1 | 2020-11-09 | Cap-Tons | 1 |  | None | 327 | 0.15 | 0.86 | 239 | 0.152 | 0 | [6 empty] | DEER:HVAC_Split-Package_AC | Annual
Any | NE-HVAC-airAC-SpltPkg-240to759kBtuh-12p5eer | Com | Ex | CZ12 | cWtd | SWHC013-02 | DEER2020 | D20v1 | 2020-11-09 | Cap-Tons | 1 |  | None | 287 | 0.137 | 0.87 | 201 | 0.14 | 0 | [6 empty] | DEER:HVAC_Split-Package_AC | Annual
Any | NE-HVAC-airAC-SpltPkg-240to759kBtuh-12p5eer | Com | Ex | CZ13 | cWtd | SWHC013-02 | DEER2020 | D20v1 | 2020-11-09 | Cap-Tons | 1 |  | None | 333 | 0.133 | 0.73 | 247 | 0.13 | 0 | [6 empty] | DEER:HVAC_Split-Package_AC | Annual
Any | NE-HVAC-airAC-SpltPkg-240to759kBtuh-12p5eer | Com | Ex | CZ14 | cWtd | SWHC013-02 | DEER2020 | D20v1 | 2020-11-09 | Cap-Tons | 1 |  | None | 319 | 0.137 | 1 | 236 | 0.133 | 0 | [6 empty] | DEER:HVAC_Split-Package_AC | Annual
Any | NE-HVAC-airAC-SpltPkg-240to759kBtuh-12p5eer | Com | Ex | CZ15 | cWtd | SWHC013-02 | DEER2020 | D20v1 | 2020-11-09 | Cap-Tons | 1 |  | None | 463 | 0.147 | 0.04 | 384 | 0.142 | 0 | [6 empty] | DEER:HVAC_Split-Package_AC | Annual
Any | NE-HVAC-airAC-SpltPkg-240to759kBtuh-12p5eer | Com | Ex | CZ16 | cWtd | SWHC013-02 | DEER2020 | D20v1 | 2020-11-09 | Cap-Tons | 1 |  | None | 217 | 0.115 | 3.32 | 127 | 0.106 | 0 | [6 empty] | DEER:HVAC_Split-Package_AC | Annual
Any | NE-HVAC-airAC-SpltPkg-240to759kBtuh-12p5eer | Com | New | CZ01 | cWtd | SWHC013-02 | DEER2020 | D20v1 | 2020-11-09 | Cap-Tons | 1 |  | None | 44 | 0.048 | 0 | 44 | 0.048 | 0 | [6 empty] | DEER:HVAC_Split-Package_AC | Annual
Any | NE-HVAC-airAC-SpltPkg-240to759kBtuh-12p5eer | Com | New | CZ02 | cWtd | SWHC013-02 | DEER2020 | D20v1 | 2020-11-09 | Cap-Tons | 1 |  | None | 158 | 0.133 | 0 | 158 | 0.133 | 0 | [6 empty] | DEER:HVAC_Split-Package_AC | Annual
Any | NE-HVAC-airAC-SpltPkg-240to759kBtuh-12p5eer | Com | New | CZ03 | cWtd | SWHC013-02 | DEER2020 | D20v1 | 2020-11-09 | Cap-Tons | 1 |  | None | 120 | 0.076 | 0 | 120 | 0.076 | 0 | [6 empty] | DEER:HVAC_Split-Package_AC | Annual
Any | NE-HVAC-airAC-SpltPkg-240to759kBtuh-12p5eer | Com | New | CZ04 | cWtd | SWHC013-02 | DEER2020 | D20v1 | 2020-11-09 | Cap-Tons | 1 |  | None | 177 | 0.105 | 0 | 177 | 0.105 | 0 | [6 empty] | DEER:HVAC_Split-Package_AC | Annual
Any | NE-HVAC-airAC-SpltPkg-240to759kBtuh-12p5eer | Com | New | CZ05 | cWtd | SWHC013-02 | DEER2020 | D20v1 | 2020-11-09 | Cap-Tons | 1 |  | None | 129 | 0.069 | 0 | 129 | 0.069 | 0 | [6 empty] | DEER:HVAC_Split-Package_AC | Annual
Any | NE-HVAC-airAC-SpltPkg-240to759kBtuh-12p5eer | Com | New | CZ06 | cWtd | SWHC013-02 | DEER2020 | D20v1 | 2020-11-09 | Cap-Tons | 1 |  | None | 240 | 0.116 | 0 | 240 | 0.116 | 0 | [6 empty] | DEER:HVAC_Split-Package_AC | Annual
Any | NE-HVAC-airAC-SpltPkg-240to759kBtuh-12p5eer | Com | New | CZ07 | cWtd | SWHC013-02 | DEER2020 | D20v1 | 2020-11-09 | Cap-Tons | 1 |  | None | 234 | 0.098 | 0 | 234 | 0.098 | 0 | [6 empty] | DEER:HVAC_Split-Package_AC | Annual
Any | NE-HVAC-airAC-SpltPkg-240to759kBtuh-12p5eer | Com | New | CZ08 | cWtd | SWHC013-02 | DEER2020 | D20v1 | 2020-11-09 | Cap-Tons | 1 |  | None | 236 | 0.1 | 0 | 236 | 0.1 | 0 | [6 empty] | DEER:HVAC_Split-Package_AC | Annual
Any | NE-HVAC-airAC-SpltPkg-240to759kBtuh-12p5eer | Com | New | CZ09 | cWtd | SWHC013-02 | DEER2020 | D20v1 | 2020-11-09 | Cap-Tons | 1 |  | None | 215 | 0.121 | 0 | 215 | 0.121 | 0 | [6 empty] | DEER:HVAC_Split-Package_AC | Annual
Any | NE-HVAC-airAC-SpltPkg-240to759kBtuh-12p5eer | Com | New | CZ10 | cWtd | SWHC013-02 | DEER2020 | D20v1 | 2020-11-09 | Cap-Tons | 1 |  | None | 236 | 0.137 | 0 | 236 | 0.137 | 0 | [6 empty] | DEER:HVAC_Split-Package_AC | Annual
Any | NE-HVAC-airAC-SpltPkg-240to759kBtuh-12p5eer | Com | New | CZ11 | cWtd | SWHC013-02 | DEER2020 | D20v1 | 2020-11-09 | Cap-Tons | 1 |  | None | 227 | 0.147 | 0 | 227 | 0.147 | 0 | [6 empty] | DEER:HVAC_Split-Package_AC | Annual
Any | NE-HVAC-airAC-SpltPkg-240to759kBtuh-12p5eer | Com | New | CZ12 | cWtd | SWHC013-02 | DEER2020 | D20v1 | 2020-11-09 | Cap-Tons | 1 |  | None | 192 | 0.136 | 0 | 192 | 0.136 | 0 | [6 empty] | DEER:HVAC_Split-Package_AC | Annual
Any | NE-HVAC-airAC-SpltPkg-240to759kBtuh-12p5eer | Com | New | CZ13 | cWtd | SWHC013-02 | DEER2020 | D20v1 | 2020-11-09 | Cap-Tons | 1 |  | None | 234 | 0.125 | 0 | 234 | 0.125 | 0 | [6 empty] | DEER:HVAC_Split-Package_AC | Annual
Any | NE-HVAC-airAC-SpltPkg-240to759kBtuh-12p5eer | Com | New | CZ14 | cWtd | SWHC013-02 | DEER2020 | D20v1 | 2020-11-09 | Cap-Tons | 1 |  | None | 228 | 0.128 | 0 | 228 | 0.128 | 0 | [6 empty] | DEER:HVAC_Split-Package_AC | Annual
Any | NE-HVAC-airAC-SpltPkg-240to759kBtuh-12p5eer | Com | New | CZ15 | cWtd | SWHC013-02 | DEER2020 | D20v1 | 2020-11-09 | Cap-Tons | 1 |  | None | 369 | 0.138 | 0 | 369 | 0.138 | 0 | [6 empty] | DEER:HVAC_Split-Package_AC | Annual
Any | NE-HVAC-airAC-SpltPkg-240to759kBtuh-12p5eer | ECC | Ex | CZ05 | cWtd | SWHC013-02 | DEER2020 | D20v1 | 2020-11-09 | Cap-Tons | 1 |  | None | 189 | 0.1 | 1.01 | 125 | 0.0877 | 0 | [6 empty] | DEER:HVAC_Split-Package_AC | Annual
Any | NE-HVAC-airAC-SpltPkg-240to759kBtuh-12p5eer | ECC | Ex | CZ06 | cWtd | SWHC013-02 | DEER2020 | D20v1 | 2020-11-09 | Cap-Tons | 1 |  | None | 291 | 0.172 | 0.31 | 234 | 0.163 | 0 | [6 empty] | DEER:HVAC_Split-Package_AC | Annual
Any | NE-HVAC-airAC-SpltPkg-240to759kBtuh-12p5eer | ECC | Ex | CZ07 | cWtd | SWHC013-02 | DEER2020 | D20v1 | 2020-11-09 | Cap-Tons | 1 |  | None | 285 | 0.152 | 0.18 | 229 | 0.14 | 0 | [6 empty] | DEER:HVAC_Split-Package_AC | Annual
Any | NE-HVAC-airAC-SpltPkg-240to759kBtuh-12p5eer | ECC | Ex | CZ08 | cWtd | SWHC013-02 | DEER2020 | D20v1 | 2020-11-09 | Cap-Tons | 1 |  | None | 300 | 0.153 | 0.318 | 251 | 0.15 | 0 | [6 empty] | DEER:HVAC_Split-Package_AC | Annual
Any | NE-HVAC-airAC-SpltPkg-240to759kBtuh-12p5eer | ECC | Ex | CZ09 | cWtd | SWHC013-02 | DEER2020 | D20v1 | 2020-11-09 | Cap-Tons | 1 |  | None | 285 | 0.179 | 0.284 | 225 | 0.18 | 0 | [6 empty] | DEER:HVAC_Split-Package_AC | Annual
Any | NE-HVAC-airAC-SpltPkg-240to759kBtuh-12p5eer | ECC | Ex | CZ10 | cWtd | SWHC013-02 | DEER2020 | D20v1 | 2020-11-09 | Cap-Tons | 1 |  | None | 309 | 0.19 | 0.43 | 254 | 0.196 | 0 | [6 empty] | DEER:HVAC_Split-Package_AC | Annual
Any | NE-HVAC-airAC-SpltPkg-240to759kBtuh-12p5eer | ECC | Ex | CZ11 | cWtd | SWHC013-02 | DEER2020 | D20v1 | 2020-11-09 | Cap-Tons | 1 |  | None | 311 | 0.167 | 0.936 | 254 | 0.165 | 0 | [6 empty] | DEER:HVAC_Split-Package_AC | Annual
Any | NE-HVAC-airAC-SpltPkg-240to759kBtuh-12p5eer | ECC | Ex | CZ12 | cWtd | SWHC013-02 | DEER2020 | D20v1 | 2020-11-09 | Cap-Tons | 1 |  | None | 276 | 0.159 | 1.15 | 220 | 0.159 | 0 | [6 empty] | DEER:HVAC_Split-Package_AC | Annual
Any | NE-HVAC-airAC-SpltPkg-240to759kBtuh-12p5eer | ECC | Ex | CZ13 | cWtd | SWHC013-02 | DEER2020 | D20v1 | 2020-11-09 | Cap-Tons | 1 |  | None | 319 | 0.149 | 0.863 | 264 | 0.144 | 0 | [6 empty] | DEER:HVAC_Split-Package_AC | Annual
Any | NE-HVAC-airAC-SpltPkg-240to759kBtuh-12p5eer | ECC | Ex | CZ14 | cWtd | SWHC013-02 | DEER2020 | D20v1 | 2020-11-09 | Cap-Tons | 1 |  | None | 301 | 0.177 | 0.939 | 242 | 0.179 | 0 | [6 empty] | DEER:HVAC_Split-Package_AC | Annual
Any | NE-HVAC-airAC-SpltPkg-240to759kBtuh-12p5eer | ECC | Ex | CZ15 | cWtd | SWHC013-02 | DEER2020 | D20v1 | 2020-11-09 | Cap-Tons | 1 |  | None | 435 | 0.187 | 0.0495 | 382 | 0.187 | 0 | [6 empty] | DEER:HVAC_Split-Package_AC | Annual
Any | NE-HVAC-airAC-SpltPkg-240to759kBtuh-12p5eer | ECC | Ex | CZ16 | cWtd | SWHC013-02 | DEER2020 | D20v1 | 2020-11-09 | Cap-Tons | 1 |  | None | 193 | 0.112 | 3.1 | 124 | 0.099 | 0 | [6 empty] | DEER:HVAC_Split-Package_AC | Annual
Any | NE-HVAC-airAC-SpltPkg-240to759kBtuh-12p5eer | ECC | New | CZ01 | cWtd | SWHC013-02 | DEER2020 | D20v1 | 2020-11-09 | Cap-Tons | 1 |  | None | 48.2 | 0.0745 | 0 | 48.2 | 0.0745 | 0 | [6 empty] | DEER:HVAC_Split-Package_AC | Annual
Any | NE-HVAC-airAC-SpltPkg-240to759kBtuh-12p5eer | ECC | New | CZ02 | cWtd | SWHC013-02 | DEER2020 | D20v1 | 2020-11-09 | Cap-Tons | 1 |  | None | 162 | 0.137 | 0 | 162 | 0.137 | 0 | [6 empty] | DEER:HVAC_Split-Package_AC | Annual
Any | NE-HVAC-airAC-SpltPkg-240to759kBtuh-12p5eer | ECC | New | CZ03 | cWtd | SWHC013-02 | DEER2020 | D20v1 | 2020-11-09 | Cap-Tons | 1 |  | None | 126 | 0.0802 | 0 | 126 | 0.0802 | 0 | [6 empty] | DEER:HVAC_Split-Package_AC | Annual
Any | NE-HVAC-airAC-SpltPkg-240to759kBtuh-12p5eer | ECC | New | CZ04 | cWtd | SWHC013-02 | DEER2020 | D20v1 | 2020-11-09 | Cap-Tons | 1 |  | None | 182 | 0.18 | 0 | 182 | 0.18 | 0 | [6 empty] | DEER:HVAC_Split-Package_AC | Annual
Any | NE-HVAC-airAC-SpltPkg-240to759kBtuh-12p5eer | ECC | New | CZ05 | cWtd | SWHC013-02 | DEER2020 | D20v1 | 2020-11-09 | Cap-Tons | 1 |  | None | 125 | 0.0905 | 0 | 125 | 0.0905 | 0 | [6 empty] | DEER:HVAC_Split-Package_AC | Annual
Any | NE-HVAC-airAC-SpltPkg-240to759kBtuh-12p5eer | ECC | New | CZ06 | cWtd | SWHC013-02 | DEER2020 | D20v1 | 2020-11-09 | Cap-Tons | 1 |  | None | 237 | 0.173 | 0 | 237 | 0.173 | 0 | [6 empty] | DEER:HVAC_Split-Package_AC | Annual
Any | NE-HVAC-airAC-SpltPkg-240to759kBtuh-12p5eer | ECC | New | CZ07 | cWtd | SWHC013-02 | DEER2020 | D20v1 | 2020-11-09 | Cap-Tons | 1 |  | None | 233 | 0.148 | 0 | 233 | 0.148 | 0 | [6 empty] | DEER:HVAC_Split-Package_AC | Annual
Any | NE-HVAC-airAC-SpltPkg-240to759kBtuh-12p5eer | ECC | New | CZ08 | cWtd | SWHC013-02 | DEER2020 | D20v1 | 2020-11-09 | Cap-Tons | 1 |  | None | 242 | 0.151 | 0 | 242 | 0.151 | 0 | [6 empty] | DEER:HVAC_Split-Package_AC | Annual
Any | NE-HVAC-airAC-SpltPkg-240to759kBtuh-12p5eer | ECC | New | CZ09 | cWtd | SWHC013-02 | DEER2020 | D20v1 | 2020-11-09 | Cap-Tons | 1 |  | None | 216 | 0.183 | 0 | 216 | 0.183 | 0 | [6 empty] | DEER:HVAC_Split-Package_AC | Annual
Any | NE-HVAC-airAC-SpltPkg-240to759kBtuh-12p5eer | ECC | New | CZ10 | cWtd | SWHC013-02 | DEER2020 | D20v1 | 2020-11-09 | Cap-Tons | 1 |  | None | 244 | 0.197 | 0 | 244 | 0.197 | 0 | [6 empty] | DEER:HVAC_Split-Package_AC | Annual
Any | NE-HVAC-airAC-SpltPkg-240to759kBtuh-12p5eer | ECC | New | CZ11 | cWtd | SWHC013-02 | DEER2020 | D20v1 | 2020-11-09 | Cap-Tons | 1 |  | None | 242 | 0.154 | 0 | 242 | 0.154 | 0 | [6 empty] | DEER:HVAC_Split-Package_AC | Annual
Any | NE-HVAC-airAC-SpltPkg-240to759kBtuh-12p5eer | ECC | New | CZ12 | cWtd | SWHC013-02 | DEER2020 | D20v1 | 2020-11-09 | Cap-Tons | 1 |  | None | 211 | 0.152 | 0 | 211 | 0.152 | 0 | [6 empty] | DEER:HVAC_Split-Package_AC | Annual
Any | NE-HVAC-airAC-SpltPkg-240to759kBtuh-12p5eer | ECC | New | CZ13 | cWtd | SWHC013-02 | DEER2020 | D20v1 | 2020-11-09 | Cap-Tons | 1 |  | None | 252 | 0.139 | 0 | 252 | 0.139 | 0 | [6 empty] | DEER:HVAC_Split-Package_AC | Annual
Any | NE-HVAC-airAC-SpltPkg-240to759kBtuh-12p5eer | ECC | New | CZ14 | cWtd | SWHC013-02 | DEER2020 | D20v1 | 2020-11-09 | Cap-Tons | 1 |  | None | 229 | 0.175 | 0 | 229 | 0.175 | 0 | [6 empty] | DEER:HVAC_Split-Package_AC | Annual
Any | NE-HVAC-airAC-SpltPkg-240to759kBtuh-12p5eer | ECC | New | CZ15 | cWtd | SWHC013-02 | DEER2020 | D20v1 | 2020-11-09 | Cap-Tons | 1 |  | None | 356 | 0.184 | 0 | 356 | 0.184 | 0 | [6 empty] | DEER:HVAC_Split-Package_AC | Annual
Any | NE-HVAC-airAC-SpltPkg-240to759kBtuh-12p5eer | ECC | New | CZ16 | cWtd | SWHC013-02 | DEER2020 | D20v1 | 2020-11-09 | Cap-Tons | 1 |  | None | 121 | 0.0946 | 0 | 121 | 0.0946 | 0 | [6 empty] | DEER:HVAC_Split-Package_AC | Annual
Any | NE-HVAC-airAC-SpltPkg-240to759kBtuh-12p5eer | EPr | Ex | CZ15 | cDXGF | SWHC013-02 | DEER2020 | D20v1 | 2020-11-09 | Cap-Tons | 1 |  | None | 372 | 0.137 | 0.288 | 181 | 0.0935 | 0 | [6 empty] | DEER:HVAC_Split-Package_AC | Annual
Any | NE-HVAC-airAC-SpltPkg-240to759kBtuh-12p5eer | EPr | Ex | CZ16 | cDXGF | SWHC013-02 | DEER2020 | D20v1 | 2020-11-09 | Cap-Tons | 1 |  | None | 271 | 0.00305 | 17.8 | 43 | 0.0063 | 0 | [6 empty] | DEER:HVAC_Split-Package_AC | Annual
Any | NE-HVAC-airAC-SpltPkg-240to759kBtuh-12p5eer | EPr | New | CZ01 | cDXGF | SWHC013-02 | DEER2020 | D20v1 | 2020-11-09 | Cap-Tons | 1 |  | None | 13.3 | 0.0142 | 0 | 13.3 | 0.0142 | 0 | [6 empty] | DEER:HVAC_Split-Package_AC | Annual
Any | NE-HVAC-airAC-SpltPkg-240to759kBtuh-12p5eer | EPr | New | CZ02 | cDXGF | SWHC013-02 | DEER2020 | D20v1 | 2020-11-09 | Cap-Tons | 1 |  | None | 76.5 | 0.00195 | 0 | 76.5 | 0.00195 | 0 | [6 empty] | DEER:HVAC_Split-Package_AC | Annual
Any | NE-HVAC-airAC-SpltPkg-240to759kBtuh-12p5eer | EPr | New | CZ03 | cDXGF | SWHC013-02 | DEER2020 | D20v1 | 2020-11-09 | Cap-Tons | 1 |  | None | 35.9 | 0.0005 | 0 | 35.9 | 0.0005 | 0 | [6 empty] | DEER:HVAC_Split-Package_AC | Annual
Any | NE-HVAC-airAC-SpltPkg-240to759kBtuh-12p5eer | EPr | New | CZ04 | cDXGF | SWHC013-02 | DEER2020 | D20v1 | 2020-11-09 | Cap-Tons | 1 |  | None | 81 | 0.087 | 0 | 81 | 0.087 | 0 | [6 empty] | DEER:HVAC_Split-Package_AC | Annual
Any | NE-HVAC-airAC-SpltPkg-240to759kBtuh-12p5eer | EPr | New | CZ05 | cDXGF | SWHC013-02 | DEER2020 | D20v1 | 2020-11-09 | Cap-Tons | 1 |  | None | 41 | 0.0315 | 0 | 41 | 0.0315 | 0 | [6 empty] | DEER:HVAC_Split-Package_AC | Annual
Any | NE-HVAC-airAC-SpltPkg-240to759kBtuh-12p5eer | EPr | New | CZ06 | cDXGF | SWHC013-02 | DEER2020 | D20v1 | 2020-11-09 | Cap-Tons | 1 |  | None | 75 | 0.0685 | 0 | 75 | 0.0685 | 0 | [6 empty] | DEER:HVAC_Split-Package_AC | Annual
Any | NE-HVAC-airAC-SpltPkg-240to759kBtuh-12p5eer | EPr | New | CZ07 | cDXGF | SWHC013-02 | DEER2020 | D20v1 | 2020-11-09 | Cap-Tons | 1 |  | None | 63 | 0.0515 | 0 | 63 | 0.0515 | 0 | [6 empty] | DEER:HVAC_Split-Package_AC | Annual
Any | NE-HVAC-airAC-SpltPkg-240to759kBtuh-12p5eer | EPr | New | CZ08 | cDXGF | SWHC013-02 | DEER2020 | D20v1 | 2020-11-09 | Cap-Tons | 1 |  | None | 99 | 0.0695 | 0 | 99 | 0.0695 | 0 | [6 empty] | DEER:HVAC_Split-Package_AC | Annual
Any | NE-HVAC-airAC-SpltPkg-240to759kBtuh-12p5eer | EPr | New | CZ09 | cDXGF | SWHC013-02 | DEER2020 | D20v1 | 2020-11-09 | Cap-Tons | 1 |  | None | 83 | 0.0895 | 0 | 83 | 0.0895 | 0 | [6 empty] | DEER:HVAC_Split-Package_AC | Annual
Any | NE-HVAC-airAC-SpltPkg-240to759kBtuh-12p5eer | EPr | New | CZ10 | cDXGF | SWHC013-02 | DEER2020 | D20v1 | 2020-11-09 | Cap-Tons | 1 |  | None | 102 | 0.1 | 0 | 102 | 0.1 | 0 | [6 empty] | DEER:HVAC_Split-Package_AC | Annual
Any | NE-HVAC-airAC-SpltPkg-240to759kBtuh-12p5eer | EPr | New | CZ11 | cDXGF | SWHC013-02 | DEER2020 | D20v1 | 2020-11-09 | Cap-Tons | 1 |  | None | 96 | 0.0305 | 0 | 96 | 0.0305 | 0 | [6 empty] | DEER:HVAC_Split-Package_AC | Annual
Any | NE-HVAC-airAC-SpltPkg-240to759kBtuh-12p5eer | EPr | New | CZ12 | cDXGF | SWHC013-02 | DEER2020 | D20v1 | 2020-11-09 | Cap-Tons | 1 |  | None | 89.5 | 0.0126 | 0 | 89.5 | 0.0126 | 0 | [6 empty] | DEER:HVAC_Split-Package_AC | Annual
Any | NE-HVAC-airAC-SpltPkg-240to759kBtuh-12p5eer | EPr | New | CZ13 | cDXGF | SWHC013-02 | DEER2020 | D20v1 | 2020-11-09 | Cap-Tons | 1 |  | None | 109 | 0.0236 | 0 | 109 | 0.0236 | 0 | [6 empty] | DEER:HVAC_Split-Package_AC | Annual
Any | NE-HVAC-airAC-SpltPkg-240to759kBtuh-12p5eer | EPr | New | CZ14 | cDXGF | SWHC013-02 | DEER2020 | D20v1 | 2020-11-09 | Cap-Tons | 1 |  | None | 103 | 0.09 | 0 | 103 | 0.09 | 0 | [6 empty] | DEER:HVAC_Split-Package_AC | Annual
Any | NE-HVAC-airAC-SpltPkg-240to759kBtuh-12p5eer | EPr | New | CZ15 | cDXGF | SWHC013-02 | DEER2020 | D20v1 | 2020-11-09 | Cap-Tons | 1 |  | None | 165 | 0.087 | 0 | 165 | 0.087 | 0 | [6 empty] | DEER:HVAC_Split-Package_AC | Annual
Any | NE-HVAC-airAC-SpltPkg-240to759kBtuh-12p5eer | EPr | New | CZ16 | cDXGF | SWHC013-02 | DEER2020 | D20v1 | 2020-11-09 | Cap-Tons | 1 |  | None | 40.3 | 0.0016 | 0 | 40.3 | 0.0016 | 0 | [6 empty] | DEER:HVAC_Split-Package_AC | Annual
Any | NE-HVAC-airAC-SpltPkg-240to759kBtuh-12p5eer | ERC | New | CZ09 | cDXGF | SWHC013-02 | DEER2020 | D20v1 | 2020-11-09 | Cap-Tons | 1 |  | None | 74 | 0.0337 | 0 | 74 | 0.0337 | 0 | [6 empty] | DEER:HVAC_Split-Package_AC | Annual
Any | NE-HVAC-airAC-SpltPkg-240to759kBtuh-12p5eer | ERC | New | CZ10 | cDXGF | SWHC013-02 | DEER2020 | D20v1 | 2020-11-09 | Cap-Tons | 1 |  | None | 93.5 | 0.0404 | 0 | 93.5 | 0.0404 | 0 | [6 empty] | DEER:HVAC_Split-Package_AC | Annual
Any | NE-HVAC-airAC-SpltPkg-240to759kBtuh-12p5eer | ERC | New | CZ11 | cDXGF | SWHC013-02 | DEER2020 | D20v1 | 2020-11-09 | Cap-Tons | 1 |  | None | 93 | 0.0545 | 0 | 93 | 0.0545 | 0 | [6 empty] | DEER:HVAC_Split-Package_AC | Annual
Any | NE-HVAC-airAC-SpltPkg-240to759kBtuh-12p5eer | ERC | New | CZ12 | cDXGF | SWHC013-02 | DEER2020 | D20v1 | 2020-11-09 | Cap-Tons | 1 |  | None | 78.5 | 0.0427 | 0 | 78.5 | 0.0427 | 0 | [6 empty] | DEER:HVAC_Split-Package_AC | Annual
Any | NE-HVAC-airAC-SpltPkg-240to759kBtuh-12p5eer | ERC | New | CZ13 | cDXGF | SWHC013-02 | DEER2020 | D20v1 | 2020-11-09 | Cap-Tons | 1 |  | None | 106 | 0.045 | 0 | 106 | 0.045 | 0 | [6 empty] | DEER:HVAC_Split-Package_AC | Annual
Any | NE-HVAC-airAC-SpltPkg-240to759kBtuh-12p5eer | ERC | New | CZ14 | cDXGF | SWHC013-02 | DEER2020 | D20v1 | 2020-11-09 | Cap-Tons | 1 |  | None | 100 | 0.0423 | 0 | 100 | 0.0423 | 0 | [6 empty] | DEER:HVAC_Split-Package_AC | Annual
Any | NE-HVAC-airAC-SpltPkg-240to759kBtuh-12p5eer | ERC | New | CZ15 | cDXGF | SWHC013-02 | DEER2020 | D20v1 | 2020-11-09 | Cap-Tons | 1 |  | None | 175 | 0.0481 | 0 | 175 | 0.0481 | 0 | [6 empty] | DEER:HVAC_Split-Package_AC | Annual
Any | NE-HVAC-airAC-SpltPkg-240to759kBtuh-12p5eer | ERC | New | CZ16 | cDXGF | SWHC013-02 | DEER2020 | D20v1 | 2020-11-09 | Cap-Tons | 1 |  | None | 39.4 | 0.0065 | 0 | 39.4 | 0.0065 | 0 | [6 empty] | DEER:HVAC_Split-Package_AC | Annual
Any | NE-HVAC-airAC-SpltPkg-240to759kBtuh-12p5eer | EUn | Ex | CZ01 | cWtd | SWHC013-02 | DEER2020 | D20v1 | 2020-11-09 | Cap-Tons | 1 |  | None | 123 | 0.0765 | 1.72 | 41.6 | 0.0672 | 0 | [6 empty] | DEER:HVAC_Split-Package_AC | Annual
Any | NE-HVAC-airAC-SpltPkg-240to759kBtuh-12p5eer | EUn | Ex | CZ02 | cWtd | SWHC013-02 | DEER2020 | D20v1 | 2020-11-09 | Cap-Tons | 1 |  | None | 234 | 0.162 | 1.69 | 167 | 0.163 | 0 | [6 empty] | DEER:HVAC_Split-Package_AC | Annual
Any | NE-HVAC-airAC-SpltPkg-240to759kBtuh-12p5eer | EUn | Ex | CZ03 | cWtd | SWHC013-02 | DEER2020 | D20v1 | 2020-11-09 | Cap-Tons | 1 |  | None | 190 | 0.112 | 0.805 | 116 | 0.0947 | 0 | [6 empty] | DEER:HVAC_Split-Package_AC | Annual
Any | NE-HVAC-airAC-SpltPkg-240to759kBtuh-12p5eer | EUn | Ex | CZ04 | cWtd | SWHC013-02 | DEER2020 | D20v1 | 2020-11-09 | Cap-Tons | 1 |  | None | 249 | 0.161 | 1.02 | 183 | 0.169 | 0 | [6 empty] | DEER:HVAC_Split-Package_AC | Annual
Any | NE-HVAC-airAC-SpltPkg-240to759kBtuh-12p5eer | EUn | Ex | CZ05 | cWtd | SWHC013-02 | DEER2020 | D20v1 | 2020-11-09 | Cap-Tons | 1 |  | None | 192 | 0.0933 | 0.849 | 122 | 0.0822 | 0 | [6 empty] | DEER:HVAC_Split-Package_AC | Annual
Any | NE-HVAC-airAC-SpltPkg-240to759kBtuh-12p5eer | EUn | Ex | CZ06 | cWtd | SWHC013-02 | DEER2020 | D20v1 | 2020-11-09 | Cap-Tons | 1 |  | None | 281 | 0.156 | 0.405 | 213 | 0.15 | 0 | [6 empty] | DEER:HVAC_Split-Package_AC | Annual
Any | NE-HVAC-airAC-SpltPkg-240to759kBtuh-12p5eer | EUn | Ex | CZ07 | cWtd | SWHC013-02 | DEER2020 | D20v1 | 2020-11-09 | Cap-Tons | 1 |  | None | 270 | 0.137 | 0.282 | 204 | 0.126 | 0 | [6 empty] | DEER:HVAC_Split-Package_AC | Annual
Any | NE-HVAC-airAC-SpltPkg-240to759kBtuh-12p5eer | Gro | Ex | CZ01 | cDXGF | SWHC013-02 | DEER2020 | D20v1 | 2020-11-09 | Cap-Tons | 1 |  | None | 1400 | 0.216 | 30.1 | 2.86 | 0.0164 | 0 | [6 empty] | DEER:HVAC_Split-Package_AC | Annual
Any | NE-HVAC-airAC-SpltPkg-240to759kBtuh-12p5eer | Gro | Ex | CZ02 | cDXGF | SWHC013-02 | DEER2020 | D20v1 | 2020-11-09 | Cap-Tons | 1 |  | None | 975 | 0.234 | 2.57 | 62 | 0.105 | 0 | [6 empty] | DEER:HVAC_Split-Package_AC | Annual
Any | NE-HVAC-airAC-SpltPkg-240to759kBtuh-12p5eer | Gro | Ex | CZ03 | cDXGF | SWHC013-02 | DEER2020 | D20v1 | 2020-11-09 | Cap-Tons | 1 |  | None | 1140 | 0.226 | 0.414 | 27.5 | 0.064 | 0 | [6 empty] | DEER:HVAC_Split-Package_AC | Annual
Any | NE-HVAC-airAC-SpltPkg-240to759kBtuh-12p5eer | Gro | Ex | CZ04 | cDXGF | SWHC013-02 | DEER2020 | D20v1 | 2020-11-09 | Cap-Tons | 1 |  | None | 990 | 0.227 | -1.58 | 73 | 0.097 | 0 | [6 empty] | DEER:HVAC_Split-Package_AC | Annual
Any | NE-HVAC-airAC-SpltPkg-240to759kBtuh-12p5eer | Gro | Ex | CZ05 | cDXGF | SWHC013-02 | DEER2020 | D20v1 | 2020-11-09 | Cap-Tons | 1 |  | None | 1260 | 0.203 | 3.52 | 26.2 | 0.0361 | 0 | [6 empty] | DEER:HVAC_Split-Package_AC | Annual
Any | NE-HVAC-airAC-SpltPkg-240to759kBtuh-12p5eer | Gro | Ex | CZ06 | cDXGF | SWHC013-02 | DEER2020 | D20v1 | 2020-11-09 | Cap-Tons | 1 |  | None | 1040 | 0.228 | -9.75 | 76 | 0.0815 | 0 | [6 empty] | DEER:HVAC_Split-Package_AC | Annual
Any | NE-HVAC-airAC-SpltPkg-240to759kBtuh-12p5eer | Gro | Ex | CZ07 | cDXGF | SWHC013-02 | DEER2020 | D20v1 | 2020-11-09 | Cap-Tons | 1 |  | None | 1340 | 0.273 | -14.1 | 78 | 0.0755 | 0 | [6 empty] | DEER:HVAC_Split-Package_AC | Annual
Any | NE-HVAC-airAC-SpltPkg-240to759kBtuh-12p5eer | Gro | Ex | CZ08 | cDXGF | SWHC013-02 | DEER2020 | D20v1 | 2020-11-09 | Cap-Tons | 1 |  | None | 1020 | 0.212 | -8.35 | 107 | 0.083 | 0 | [6 empty] | DEER:HVAC_Split-Package_AC | Annual
Any | NE-HVAC-airAC-SpltPkg-240to759kBtuh-12p5eer | Gro | Ex | CZ09 | cDXGF | SWHC013-02 | DEER2020 | D20v1 | 2020-11-09 | Cap-Tons | 1 |  | None | 1020 | 0.249 | -9.15 | 103 | 0.113 | 0 | [6 empty] | DEER:HVAC_Split-Package_AC | Annual
Any | NE-HVAC-airAC-SpltPkg-240to759kBtuh-12p5eer | Gro | Ex | CZ10 | cDXGF | SWHC013-02 | DEER2020 | D20v1 | 2020-11-09 | Cap-Tons | 1 |  | None | 1040 | 0.244 | -6.7 | 120 | 0.122 | 0 | [6 empty] | DEER:HVAC_Split-Package_AC | Annual
Any | NE-HVAC-airAC-SpltPkg-240to759kBtuh-12p5eer | Gro | Ex | CZ11 | cDXGF | SWHC013-02 | DEER2020 | D20v1 | 2020-11-09 | Cap-Tons | 1 |  | None | 1040 | 0.247 | -2.18 | 130 | 0.131 | 0 | [6 empty] | DEER:HVAC_Split-Package_AC | Annual
Any | NE-HVAC-airAC-SpltPkg-240to759kBtuh-12p5eer | Gro | Ex | CZ12 | cDXGF | SWHC013-02 | DEER2020 | D20v1 | 2020-11-09 | Cap-Tons | 1 |  | None | 1020 | 0.25 | -4.03 | 89 | 0.116 | 0 | [6 empty] | DEER:HVAC_Split-Package_AC | Annual
Any | NE-HVAC-airAC-SpltPkg-240to759kBtuh-12p5eer | Gro | Ex | CZ13 | cDXGF | SWHC013-02 | DEER2020 | D20v1 | 2020-11-09 | Cap-Tons | 1 |  | None | 1040 | 0.249 | -2.35 | 144 | 0.122 | 0 | [6 empty] | DEER:HVAC_Split-Package_AC | Annual
Any | NE-HVAC-airAC-SpltPkg-240to759kBtuh-12p5eer | Gro | Ex | CZ14 | cDXGF | SWHC013-02 | DEER2020 | D20v1 | 2020-11-09 | Cap-Tons | 1 |  | None | 1020 | 0.229 | -1.77 | 130 | 0.1 | 0 | [6 empty] | DEER:HVAC_Split-Package_AC | Annual
Any | NE-HVAC-airAC-SpltPkg-240to759kBtuh-12p5eer | Gro | Ex | CZ15 | cDXGF | SWHC013-02 | DEER2020 | D20v1 | 2020-11-09 | Cap-Tons | 1 |  | None | 1160 | 0.257 | -7.55 | 239 | 0.116 | 0 | [6 empty] | DEER:HVAC_Split-Package_AC | Annual
Any | NE-HVAC-airAC-SpltPkg-240to759kBtuh-12p5eer | Gro | Ex | CZ16 | cDXGF | SWHC013-02 | DEER2020 | D20v1 | 2020-11-09 | Cap-Tons | 1 |  | None | 1140 | 0.23 | 20.5 | 58.5 | 0.088 | 0 | [6 empty] | DEER:HVAC_Split-Package_AC | Annual
Any | NE-HVAC-airAC-SpltPkg-240to759kBtuh-12p5eer | Gro | New | CZ01 | cDXGF | SWHC013-02 | DEER2020 | D20v1 | 2020-11-09 | Cap-Tons | 1 |  | None | 1.9 | 0.0156 | 0 | 1.9 | 0.0156 | 0 | [6 empty] | DEER:HVAC_Split-Package_AC | Annual
Any | NE-HVAC-airAC-SpltPkg-240to759kBtuh-12p5eer | Hsp | Ex | CZ01 | cWtd | SWHC013-02 | DEER2020 | D20v1 | 2020-11-09 | Cap-Tons | 1 |  | None | 228 | 0.0577 | 2.37 | 25.8 | 0.0381 | 0 | [6 empty] | DEER:HVAC_Split-Package_AC | Annual
Any | NE-HVAC-airAC-SpltPkg-240to759kBtuh-12p5eer | Hsp | Ex | CZ02 | cWtd | SWHC013-02 | DEER2020 | D20v1 | 2020-11-09 | Cap-Tons | 1 |  | None | 328 | 0.135 | 1.61 | 144 | 0.118 | 0 | [6 empty] | DEER:HVAC_Split-Package_AC | Annual
Any | NE-HVAC-airAC-SpltPkg-240to759kBtuh-12p5eer | Hsp | Ex | CZ03 | cWtd | SWHC013-02 | DEER2020 | D20v1 | 2020-11-09 | Cap-Tons | 1 |  | None | 281 | 0.091 | 0.788 | 107 | 0.0717 | 0 | [6 empty] | DEER:HVAC_Split-Package_AC | Annual
Any | NE-HVAC-airAC-SpltPkg-240to759kBtuh-12p5eer | Hsp | Ex | CZ04 | cWtd | SWHC013-02 | DEER2020 | D20v1 | 2020-11-09 | Cap-Tons | 1 |  | None | 361 | 0.126 | 1.13 | 181 | 0.109 | 0 | [6 empty] | DEER:HVAC_Split-Package_AC | Annual
Any | NE-HVAC-airAC-SpltPkg-240to759kBtuh-12p5eer | Hsp | Ex | CZ05 | cWtd | SWHC013-02 | DEER2020 | D20v1 | 2020-11-09 | Cap-Tons | 1 |  | None | 283 | 0.0697 | 1.23 | 100 | 0.0513 | 0 | [6 empty] | DEER:HVAC_Split-Package_AC | Annual
Any | NE-HVAC-airAC-SpltPkg-240to759kBtuh-12p5eer | Hsp | Ex | CZ06 | cWtd | SWHC013-02 | DEER2020 | D20v1 | 2020-11-09 | Cap-Tons | 1 |  | None | 413 | 0.113 | 0.411 | 227 | 0.0952 | 0 | [6 empty] | DEER:HVAC_Split-Package_AC | Annual
Any | NE-HVAC-airAC-SpltPkg-240to759kBtuh-12p5eer | Hsp | Ex | CZ07 | cWtd | SWHC013-02 | DEER2020 | D20v1 | 2020-11-09 | Cap-Tons | 1 |  | None | 416 | 0.0978 | 0.0924 | 238 | 0.078 | 0 | [6 empty] | DEER:HVAC_Split-Package_AC | Annual
Any | NE-HVAC-airAC-SpltPkg-240to759kBtuh-12p5eer | Hsp | Ex | CZ08 | cWtd | SWHC013-02 | DEER2020 | D20v1 | 2020-11-09 | Cap-Tons | 1 |  | None | 448 | 0.115 | 0.252 | 265 | 0.0973 | 0 | [6 empty] | DEER:HVAC_Split-Package_AC | Annual
Any | NE-HVAC-airAC-SpltPkg-240to759kBtuh-12p5eer | Hsp | Ex | CZ09 | cWtd | SWHC013-02 | DEER2020 | D20v1 | 2020-11-09 | Cap-Tons | 1 |  | None | 452 | 0.152 | 0.411 | 273 | 0.142 | 0 | [6 empty] | DEER:HVAC_Split-Package_AC | Annual
Any | NE-HVAC-airAC-SpltPkg-240to759kBtuh-12p5eer | Hsp | Ex | CZ10 | cWtd | SWHC013-02 | DEER2020 | D20v1 | 2020-11-09 | Cap-Tons | 1 |  | None | 444 | 0.15 | 0.604 | 270 | 0.139 | 0 | [6 empty] | DEER:HVAC_Split-Package_AC | Annual
Any | NE-HVAC-airAC-SpltPkg-240to759kBtuh-12p5eer | Hsp | Ex | CZ11 | cWtd | SWHC013-02 | DEER2020 | D20v1 | 2020-11-09 | Cap-Tons | 1 |  | None | 451 | 0.163 | 1.52 | 274 | 0.157 | 0 | [6 empty] | DEER:HVAC_Split-Package_AC | Annual
Any | NE-HVAC-airAC-SpltPkg-240to759kBtuh-12p5eer | Hsp | Ex | CZ12 | cWtd | SWHC013-02 | DEER2020 | D20v1 | 2020-11-09 | Cap-Tons | 1 |  | None | 394 | 0.155 | 1.31 | 214 | 0.145 | 0 | [6 empty] | DEER:HVAC_Split-Package_AC | Annual
Any | NE-HVAC-airAC-SpltPkg-240to759kBtuh-12p5eer | Hsp | Ex | CZ13 | cWtd | SWHC013-02 | DEER2020 | D20v1 | 2020-11-09 | Cap-Tons | 1 |  | None | 465 | 0.158 | 1.3 | 287 | 0.147 | 0 | [6 empty] | DEER:HVAC_Split-Package_AC | Annual
Any | NE-HVAC-airAC-SpltPkg-240to759kBtuh-12p5eer | Hsp | Ex | CZ14 | cWtd | SWHC013-02 | DEER2020 | D20v1 | 2020-11-09 | Cap-Tons | 1 |  | None | 443 | 0.143 | 1.84 | 270 | 0.131 | 0 | [6 empty] | DEER:HVAC_Split-Package_AC | Annual
Any | NE-HVAC-airAC-SpltPkg-240to759kBtuh-12p5eer | Hsp | Ex | CZ15 | cWtd | SWHC013-02 | DEER2020 | D20v1 | 2020-11-09 | Cap-Tons | 1 |  | None | 656 | 0.173 | 0.171 | 510 | 0.168 | 0 | [6 empty] | DEER:HVAC_Split-Package_AC | Annual
Any | NE-HVAC-airAC-SpltPkg-240to759kBtuh-12p5eer | Hsp | Ex | CZ16 | cWtd | SWHC013-02 | DEER2020 | D20v1 | 2020-11-09 | Cap-Tons | 1 |  | None | 302 | 0.099 | 4.28 | 126 | 0.0801 | 0 | [6 empty] | DEER:HVAC_Split-Package_AC | Annual
Any | NE-HVAC-airAC-SpltPkg-240to759kBtuh-12p5eer | Hsp | New | CZ01 | cWtd | SWHC013-02 | DEER2020 | D20v1 | 2020-11-09 | Cap-Tons | 1 |  | None | 25.6 | 0.0367 | 0 | 25.6 | 0.0367 | 0 | [6 empty] | DEER:HVAC_Split-Package_AC | Annual
Any | NE-HVAC-airAC-SpltPkg-240to759kBtuh-12p5eer | Hsp | New | CZ02 | cWtd | SWHC013-02 | DEER2020 | D20v1 | 2020-11-09 | Cap-Tons | 1 |  | None | 137 | 0.107 | 0 | 137 | 0.107 | 0 | [6 empty] | DEER:HVAC_Split-Package_AC | Annual
Any | NE-HVAC-airAC-SpltPkg-240to759kBtuh-12p5eer | Hsp | New | CZ03 | cWtd | SWHC013-02 | DEER2020 | D20v1 | 2020-11-09 | Cap-Tons | 1 |  | None | 102 | 0.0619 | 0 | 102 | 0.0619 | 0 | [6 empty] | DEER:HVAC_Split-Package_AC | Annual
Any | NE-HVAC-airAC-SpltPkg-240to759kBtuh-12p5eer | Hsp | New | CZ04 | cWtd | SWHC013-02 | DEER2020 | D20v1 | 2020-11-09 | Cap-Tons | 1 |  | None | 168 | 0.0949 | 0 | 168 | 0.0949 | 0 | [6 empty] | DEER:HVAC_Split-Package_AC | Annual
Any | NE-HVAC-airAC-SpltPkg-240to759kBtuh-12p5eer | Hsp | New | CZ05 | cWtd | SWHC013-02 | DEER2020 | D20v1 | 2020-11-09 | Cap-Tons | 1 |  | None | 95 | 0.0465 | 0 | 95 | 0.0465 | 0 | [6 empty] | DEER:HVAC_Split-Package_AC | Annual
Any | NE-HVAC-airAC-SpltPkg-240to759kBtuh-12p5eer | Hsp | New | CZ06 | cWtd | SWHC013-02 | DEER2020 | D20v1 | 2020-11-09 | Cap-Tons | 1 |  | None | 213 | 0.0834 | 0 | 213 | 0.0834 | 0 | [6 empty] | DEER:HVAC_Split-Package_AC | Annual
Any | NE-HVAC-airAC-SpltPkg-240to759kBtuh-12p5eer | Hsp | New | CZ07 | cWtd | SWHC013-02 | DEER2020 | D20v1 | 2020-11-09 | Cap-Tons | 1 |  | None | 224 | 0.0682 | 0 | 224 | 0.0682 | 0 | [6 empty] | DEER:HVAC_Split-Package_AC | Annual
Any | NE-HVAC-airAC-SpltPkg-240to759kBtuh-12p5eer | Hsp | New | CZ08 | cWtd | SWHC013-02 | DEER2020 | D20v1 | 2020-11-09 | Cap-Tons | 1 |  | None | 246 | 0.085 | 0 | 246 | 0.085 | 0 | [6 empty] | DEER:HVAC_Split-Package_AC | Annual
Any | NE-HVAC-airAC-SpltPkg-240to759kBtuh-12p5eer | Hsp | New | CZ09 | cWtd | SWHC013-02 | DEER2020 | D20v1 | 2020-11-09 | Cap-Tons | 1 |  | None | 252 | 0.127 | 0 | 252 | 0.127 | 0 | [6 empty] | DEER:HVAC_Split-Package_AC | Annual
Any | NE-HVAC-airAC-SpltPkg-240to759kBtuh-12p5eer | Hsp | New | CZ10 | cWtd | SWHC013-02 | DEER2020 | D20v1 | 2020-11-09 | Cap-Tons | 1 |  | None | 256 | 0.127 | 0 | 256 | 0.127 | 0 | [6 empty] | DEER:HVAC_Split-Package_AC | Annual
Any | NE-HVAC-airAC-SpltPkg-240to759kBtuh-12p5eer | Hsp | New | CZ11 | cWtd | SWHC013-02 | DEER2020 | D20v1 | 2020-11-09 | Cap-Tons | 1 |  | None | 253 | 0.142 | 0 | 253 | 0.142 | 0 | [6 empty] | DEER:HVAC_Split-Package_AC | Annual
Any | NE-HVAC-airAC-SpltPkg-240to759kBtuh-12p5eer | Htl | Ex | CZ01 | cWtd | SWHC013-02 | DEER2020 | D20v1 | 2020-11-09 | Cap-Tons | 1 |  | None | 214 | 0.0818 | 2.63 | 46.3 | 0.0624 | 0 | [6 empty] | DEER:HVAC_Split-Package_AC | Annual
Any | NE-HVAC-airAC-SpltPkg-240to759kBtuh-12p5eer | Htl | Ex | CZ02 | cWtd | SWHC013-02 | DEER2020 | D20v1 | 2020-11-09 | Cap-Tons | 1 |  | None | 349 | 0.2 | 3.5 | 219 | 0.212 | 0 | [6 empty] | DEER:HVAC_Split-Package_AC | Annual
Any | NE-HVAC-airAC-SpltPkg-240to759kBtuh-12p5eer | Htl | Ex | CZ03 | cWtd | SWHC013-02 | DEER2020 | D20v1 | 2020-11-09 | Cap-Tons | 1 |  | None | 318 | 0.158 | 0.967 | 160 | 0.144 | 0 | [6 empty] | DEER:HVAC_Split-Package_AC | Annual
Any | NE-HVAC-airAC-SpltPkg-240to759kBtuh-12p5eer | Htl | Ex | CZ04 | cWtd | SWHC013-02 | DEER2020 | D20v1 | 2020-11-09 | Cap-Tons | 1 |  | None | 369 | 0.177 | 2.31 | 245 | 0.18 | 0 | [6 empty] | DEER:HVAC_Split-Package_AC | Annual
Any | NE-HVAC-airAC-SpltPkg-240to759kBtuh-12p5eer | Htl | Ex | CZ05 | cWtd | SWHC013-02 | DEER2020 | D20v1 | 2020-11-09 | Cap-Tons | 1 |  | None | 286 | 0.0993 | 1.78 | 158 | 0.0862 | 0 | [6 empty] | DEER:HVAC_Split-Package_AC | Annual
Any | NE-HVAC-airAC-SpltPkg-240to759kBtuh-12p5eer | Htl | Ex | CZ06 | cWtd | SWHC013-02 | DEER2020 | D20v1 | 2020-11-09 | Cap-Tons | 1 |  | None | 470 | 0.184 | 0.637 | 337 | 0.177 | 0 | [6 empty] | DEER:HVAC_Split-Package_AC | Annual
Any | NE-HVAC-airAC-SpltPkg-240to759kBtuh-12p5eer | Htl | Ex | CZ07 | cWtd | SWHC013-02 | DEER2020 | D20v1 | 2020-11-09 | Cap-Tons | 1 |  | None | 467 | 0.159 | 0.233 | 339 | 0.146 | 0 | [6 empty] | DEER:HVAC_Split-Package_AC | Annual
Any | NE-HVAC-airAC-SpltPkg-240to759kBtuh-12p5eer | Htl | Ex | CZ08 | cWtd | SWHC013-02 | DEER2020 | D20v1 | 2020-11-09 | Cap-Tons | 1 |  | None | 455 | 0.155 | 0.894 | 340 | 0.151 | 0 | [6 empty] | DEER:HVAC_Split-Package_AC | Annual
Any | NE-HVAC-airAC-SpltPkg-240to759kBtuh-12p5eer | Htl | Ex | CZ09 | cWtd | SWHC013-02 | DEER2020 | D20v1 | 2020-11-09 | Cap-Tons | 1 |  | None | 417 | 0.179 | 0.793 | 293 | 0.181 | 0 | [6 empty] | DEER:HVAC_Split-Package_AC | Annual
Any | NE-HVAC-airAC-SpltPkg-240to759kBtuh-12p5eer | Htl | Ex | CZ10 | cWtd | SWHC013-02 | DEER2020 | D20v1 | 2020-11-09 | Cap-Tons | 1 |  | None | 454 | 0.192 | 1.22 | 332 | 0.199 | 0 | [6 empty] | DEER:HVAC_Split-Package_AC | Annual
Any | NE-HVAC-airAC-SpltPkg-240to759kBtuh-12p5eer | Htl | Ex | CZ11 | cWtd | SWHC013-02 | DEER2020 | D20v1 | 2020-11-09 | Cap-Tons | 1 |  | None | 452 | 0.206 | 1.98 | 329 | 0.223 | 0 | [6 empty] | DEER:HVAC_Split-Package_AC | Annual
Any | NE-HVAC-airAC-SpltPkg-240to759kBtuh-12p5eer | Htl | Ex | CZ12 | cWtd | SWHC013-02 | DEER2020 | D20v1 | 2020-11-09 | Cap-Tons | 1 |  | None | 398 | 0.206 | 2.27 | 272 | 0.219 | 0 | [6 empty] | DEER:HVAC_Split-Package_AC | Annual
Any | NE-HVAC-airAC-SpltPkg-240to759kBtuh-12p5eer | MBT | Ex | CZ01 | cWtd | SWHC013-02 | DEER2020 | D20v1 | 2020-11-09 | Cap-Tons | 1 |  | None | 129 | 0.063 | 1.53 | 65.2 | 0.0498 | 0 | [6 empty] | DEER:HVAC_Split-Package_AC | Annual
Any | NE-HVAC-airAC-SpltPkg-240to759kBtuh-12p5eer | MBT | Ex | CZ02 | cWtd | SWHC013-02 | DEER2020 | D20v1 | 2020-11-09 | Cap-Tons | 1 |  | None | 210 | 0.147 | 1.07 | 157 | 0.142 | 0 | [6 empty] | DEER:HVAC_Split-Package_AC | Annual
Any | NE-HVAC-airAC-SpltPkg-240to759kBtuh-12p5eer | MBT | Ex | CZ03 | cWtd | SWHC013-02 | DEER2020 | D20v1 | 2020-11-09 | Cap-Tons | 1 |  | None | 208 | 0.114 | 0.547 | 147 | 0.0988 | 0 | [6 empty] | DEER:HVAC_Split-Package_AC | Annual
Any | NE-HVAC-airAC-SpltPkg-240to759kBtuh-12p5eer | MBT | Ex | CZ04 | cWtd | SWHC013-02 | DEER2020 | D20v1 | 2020-11-09 | Cap-Tons | 1 |  | None | 238 | 0.133 | 0.664 | 188 | 0.125 | 0 | [6 empty] | DEER:HVAC_Split-Package_AC | Annual
Any | NE-HVAC-airAC-SpltPkg-240to759kBtuh-12p5eer | MBT | Ex | CZ05 | cWtd | SWHC013-02 | DEER2020 | D20v1 | 2020-11-09 | Cap-Tons | 1 |  | None | 206 | 0.0803 | 0.665 | 151 | 0.0671 | 0 | [6 empty] | DEER:HVAC_Split-Package_AC | Annual
Any | NE-HVAC-airAC-SpltPkg-240to759kBtuh-12p5eer | MBT | Ex | CZ06 | cWtd | SWHC013-02 | DEER2020 | D20v1 | 2020-11-09 | Cap-Tons | 1 |  | None | 313 | 0.136 | 0.27 | 263 | 0.125 | 0 | [6 empty] | DEER:HVAC_Split-Package_AC | Annual
Any | NE-HVAC-airAC-SpltPkg-240to759kBtuh-12p5eer | MBT | Ex | CZ07 | cWtd | SWHC013-02 | DEER2020 | D20v1 | 2020-11-09 | Cap-Tons | 1 |  | None | 299 | 0.115 | 0.197 | 251 | 0.102 | 0 | [6 empty] | DEER:HVAC_Split-Package_AC | Annual
Any | NE-HVAC-airAC-SpltPkg-240to759kBtuh-12p5eer | MBT | Ex | CZ08 | cWtd | SWHC013-02 | DEER2020 | D20v1 | 2020-11-09 | Cap-Tons | 1 |  | None | 289 | 0.112 | 0.279 | 245 | 0.101 | 0 | [6 empty] | DEER:HVAC_Split-Package_AC | Annual
Any | NE-HVAC-airAC-SpltPkg-240to759kBtuh-12p5eer | MBT | Ex | CZ09 | cWtd | SWHC013-02 | DEER2020 | D20v1 | 2020-11-09 | Cap-Tons | 1 |  | None | 280 | 0.141 | 0.367 | 220 | 0.131 | 0 | [6 empty] | DEER:HVAC_Split-Package_AC | Annual
Any | NE-HVAC-airAC-SpltPkg-240to759kBtuh-12p5eer | MBT | Ex | CZ10 | cWtd | SWHC013-02 | DEER2020 | D20v1 | 2020-11-09 | Cap-Tons | 1 |  | None | 290 | 0.147 | 0.404 | 236 | 0.139 | 0 | [6 empty] | DEER:HVAC_Split-Package_AC | Annual
Any | NE-HVAC-airAC-SpltPkg-240to759kBtuh-12p5eer | Htl | Ex | CZ13 | cWtd | SWHC013-02 | DEER2020 | D20v1 | 2020-11-09 | Cap-Tons | 1 |  | None | 461 | 0.198 | 1.77 | 339 | 0.202 | 0 | [6 empty] | DEER:HVAC_Split-Package_AC | Annual
Any | NE-HVAC-airAC-SpltPkg-240to759kBtuh-12p5eer | Htl | Ex | CZ14 | cWtd | SWHC013-02 | DEER2020 | D20v1 | 2020-11-09 | Cap-Tons | 1 |  | None | 445 | 0.177 | 2.11 | 323 | 0.178 | 0 | [6 empty] | DEER:HVAC_Split-Package_AC | Annual
Any | NE-HVAC-airAC-SpltPkg-240to759kBtuh-12p5eer | Htl | Ex | CZ15 | cWtd | SWHC013-02 | DEER2020 | D20v1 | 2020-11-09 | Cap-Tons | 1 |  | None | 637 | 0.185 | -0.0427 | 514 | 0.183 | 0 | [6 empty] | DEER:HVAC_Split-Package_AC | Annual
Any | NE-HVAC-airAC-SpltPkg-240to759kBtuh-12p5eer | Htl | Ex | CZ16 | cWtd | SWHC013-02 | DEER2020 | D20v1 | 2020-11-09 | Cap-Tons | 1 |  | None | 339 | 0.179 | 3.56 | 198 | 0.169 | 0 | [6 empty] | DEER:HVAC_Split-Package_AC | Annual
Any | NE-HVAC-airAC-SpltPkg-240to759kBtuh-12p5eer | Htl | New | CZ01 | cWtd | SWHC013-02 | DEER2020 | D20v1 | 2020-11-09 | Cap-Tons | 1 |  | None | 41.4 | 0.0607 | 0 | 41.4 | 0.0607 | 0 | [6 empty] | DEER:HVAC_Split-Package_AC | Annual
Any | NE-HVAC-airAC-SpltPkg-240to759kBtuh-12p5eer | Htl | New | CZ02 | cWtd | SWHC013-02 | DEER2020 | D20v1 | 2020-11-09 | Cap-Tons | 1 |  | None | 212 | 0.212 | 0 | 212 | 0.212 | 0 | [6 empty] | DEER:HVAC_Split-Package_AC | Annual
Any | NE-HVAC-airAC-SpltPkg-240to759kBtuh-12p5eer | Htl | New | CZ03 | cWtd | SWHC013-02 | DEER2020 | D20v1 | 2020-11-09 | Cap-Tons | 1 |  | None | 154 | 0.141 | 0 | 154 | 0.141 | 0 | [6 empty] | DEER:HVAC_Split-Package_AC | Annual
Any | NE-HVAC-airAC-SpltPkg-240to759kBtuh-12p5eer | Htl | New | CZ04 | cWtd | SWHC013-02 | DEER2020 | D20v1 | 2020-11-09 | Cap-Tons | 1 |  | None | 238 | 0.183 | 0 | 238 | 0.183 | 0 | [6 empty] | DEER:HVAC_Split-Package_AC | Annual
Any | NE-HVAC-airAC-SpltPkg-240to759kBtuh-12p5eer | Htl | New | CZ05 | cWtd | SWHC013-02 | DEER2020 | D20v1 | 2020-11-09 | Cap-Tons | 1 |  | None | 152 | 0.087 | 0 | 152 | 0.087 | 0 | [6 empty] | DEER:HVAC_Split-Package_AC | Annual
Any | NE-HVAC-airAC-SpltPkg-240to759kBtuh-12p5eer | Htl | New | CZ06 | cWtd | SWHC013-02 | DEER2020 | D20v1 | 2020-11-09 | Cap-Tons | 1 |  | None | 341 | 0.181 | 0 | 341 | 0.181 | 0 | [6 empty] | DEER:HVAC_Split-Package_AC | Annual
Any | NE-HVAC-airAC-SpltPkg-240to759kBtuh-12p5eer | Htl | New | CZ07 | cWtd | SWHC013-02 | DEER2020 | D20v1 | 2020-11-09 | Cap-Tons | 1 |  | None | 337 | 0.149 | 0 | 337 | 0.149 | 0 | [6 empty] | DEER:HVAC_Split-Package_AC | Annual
Any | NE-HVAC-airAC-SpltPkg-240to759kBtuh-12p5eer | Htl | New | CZ08 | cWtd | SWHC013-02 | DEER2020 | D20v1 | 2020-11-09 | Cap-Tons | 1 |  | None | 327 | 0.153 | 0 | 327 | 0.153 | 0 | [6 empty] | DEER:HVAC_Split-Package_AC | Annual
Any | NE-HVAC-airAC-SpltPkg-240to759kBtuh-12p5eer | Htl | New | CZ09 | cWtd | SWHC013-02 | DEER2020 | D20v1 | 2020-11-09 | Cap-Tons | 1 |  | None | 286 | 0.184 | 0 | 286 | 0.184 | 0 | [6 empty] | DEER:HVAC_Split-Package_AC | Annual
Any | NE-HVAC-airAC-SpltPkg-240to759kBtuh-12p5eer | Htl | New | CZ10 | cWtd | SWHC013-02 | DEER2020 | D20v1 | 2020-11-09 | Cap-Tons | 1 |  | None | 325 | 0.201 | 0 | 325 | 0.201 | 0 | [6 empty] | DEER:HVAC_Split-Package_AC | Annual
Any | NE-HVAC-airAC-SpltPkg-240to759kBtuh-12p5eer | Htl | New | CZ11 | cWtd | SWHC013-02 | DEER2020 | D20v1 | 2020-11-09 | Cap-Tons | 1 |  | None | 325 | 0.223 | 0 | 325 | 0.223 | 0 | [6 empty] | DEER:HVAC_Split-Package_AC | Annual
Any | NE-HVAC-airAC-SpltPkg-240to759kBtuh-12p5eer | Htl | New | CZ12 | cWtd | SWHC013-02 | DEER2020 | D20v1 | 2020-11-09 | Cap-Tons | 1 |  | None | 267 | 0.219 | 0 | 267 | 0.219 | 0 | [6 empty] | DEER:HVAC_Split-Package_AC | Annual
Any | NE-HVAC-airAC-SpltPkg-240to759kBtuh-12p5eer | Htl | New | CZ13 | cWtd | SWHC013-02 | DEER2020 | D20v1 | 2020-11-09 | Cap-Tons | 1 |  | None | 335 | 0.2 | 0 | 335 | 0.2 | 0 | [6 empty] | DEER:HVAC_Split-Package_AC | Annual
Any | NE-HVAC-airAC-SpltPkg-240to759kBtuh-12p5eer | Htl | New | CZ14 | cWtd | SWHC013-02 | DEER2020 | D20v1 | 2020-11-09 | Cap-Tons | 1 |  | None | 320 | 0.176 | 0 | 320 | 0.176 | 0 | [6 empty] | DEER:HVAC_Split-Package_AC | Annual
Any | NE-HVAC-airAC-SpltPkg-240to759kBtuh-12p5eer | Htl | New | CZ15 | cWtd | SWHC013-02 | DEER2020 | D20v1 | 2020-11-09 | Cap-Tons | 1 |  | None | 507 | 0.181 | 0 | 507 | 0.181 | 0 | [6 empty] | DEER:HVAC_Split-Package_AC | Annual
Any | NE-HVAC-airAC-SpltPkg-240to759kBtuh-12p5eer | Htl | New | CZ16 | cWtd | SWHC013-02 | DEER2020 | D20v1 | 2020-11-09 | Cap-Tons | 1 |  | None | 199 | 0.17 | 0 | 199 | 0.17 | 0 | [6 empty] | DEER:HVAC_Split-Package_AC | Annual
Any | NE-HVAC-airAC-SpltPkg-gte760kBtuh-10p2eer | Com | New | CZ07 | cPVVG | SWHC013-02 | DEER2020 | D20v1 | 2020-11-09 | Cap-Tons | 1 |  | None | 66.3 | 0.026 | 0 | 66.3 | 0.026 | 0 | [6 empty] | DEER:HVAC_Split-Package_AC | Annual
Any | NE-HVAC-airAC-SpltPkg-gte760kBtuh-10p2eer | Com | New | CZ08 | cPVVG | SWHC013-02 | DEER2020 | D20v1 | 2020-11-09 | Cap-Tons | 1 |  | None | 63.9 | 0.025 | 0 | 63.9 | 0.025 | 0 | [6 empty] | DEER:HVAC_Split-Package_AC | Annual
Any | NE-HVAC-airAC-SpltPkg-gte760kBtuh-10p2eer | Com | New | CZ09 | cPVVG | SWHC013-02 | DEER2020 | D20v1 | 2020-11-09 | Cap-Tons | 1 |  | None | 58.5 | 0.031 | 0 | 58.5 | 0.031 | 0 | [6 empty] | DEER:HVAC_Split-Package_AC | Annual
Any | NE-HVAC-airAC-SpltPkg-gte760kBtuh-10p2eer | Com | New | CZ10 | cPVVG | SWHC013-02 | DEER2020 | D20v1 | 2020-11-09 | Cap-Tons | 1 |  | None | 64.2 | 0.035 | 0 | 64.2 | 0.035 | 0 | [6 empty] | DEER:HVAC_Split-Package_AC | Annual
Any | NE-HVAC-airAC-SpltPkg-gte760kBtuh-10p2eer | Com | New | CZ11 | cPVVG | SWHC013-02 | DEER2020 | D20v1 | 2020-11-09 | Cap-Tons | 1 |  | None | 61.3 | 0.038 | 0 | 61.3 | 0.038 | 0 | [6 empty] | DEER:HVAC_Split-Package_AC | Annual
Any | NE-HVAC-airAC-SpltPkg-gte760kBtuh-10p2eer | Com | New | CZ12 | cPVVG | SWHC013-02 | DEER2020 | D20v1 | 2020-11-09 | Cap-Tons | 1 |  | None | 51.8 | 0.036 | 0 | 51.8 | 0.036 | 0 | [6 empty] | DEER:HVAC_Split-Package_AC | Annual
Any | NE-HVAC-airAC-SpltPkg-gte760kBtuh-10p2eer | Com | New | CZ13 | cPVVG | SWHC013-02 | DEER2020 | D20v1 | 2020-11-09 | Cap-Tons | 1 |  | None | 62.7 | 0.032 | 0 | 62.7 | 0.032 | 0 | [6 empty] | DEER:HVAC_Split-Package_AC | Annual
Any | NE-HVAC-airAC-SpltPkg-gte760kBtuh-10p2eer | Com | New | CZ14 | cPVVG | SWHC013-02 | DEER2020 | D20v1 | 2020-11-09 | Cap-Tons | 1 |  | None | 60.4 | 0.033 | 0 | 60.4 | 0.033 | 0 | [6 empty] | DEER:HVAC_Split-Package_AC | Annual
Any | NE-HVAC-airAC-SpltPkg-gte760kBtuh-10p2eer | Com | New | CZ15 | cPVVG | SWHC013-02 | DEER2020 | D20v1 | 2020-11-09 | Cap-Tons | 1 |  | None | 98.2 | 0.036 | 0 | 98.2 | 0.036 | 0 | [6 empty] | DEER:HVAC_Split-Package_AC | Annual
Any | NE-HVAC-airAC-SpltPkg-gte760kBtuh-10p2eer | Com | New | CZ16 | cPVVG | SWHC013-02 | DEER2020 | D20v1 | 2020-11-09 | Cap-Tons | 1 |  | None | 34.2 | 0.028 | 0 | 34.2 | 0.028 | 0 | [6 empty] | DEER:HVAC_Split-Package_AC | Annual
Any | NE-HVAC-airAC-SpltPkg-gte760kBtuh-10p2eer | ESe | Ex | CZ01 | cPVVG | SWHC013-02 | DEER2020 | D20v1 | 2020-11-09 | Cap-Tons | 1 |  | None | 22.8 | 0.0179 | -0.0705 | 10.1 | 0.0103 | 0 | [6 empty] | DEER:HVAC_Split-Package_AC | Annual
Any | NE-HVAC-airAC-SpltPkg-gte760kBtuh-10p2eer | ESe | Ex | CZ02 | cPVVG | SWHC013-02 | DEER2020 | D20v1 | 2020-11-09 | Cap-Tons | 1 |  | None | 61.3 | 0.0327 | -0.0344 | 33.4 | 0.0188 | 0 | [6 empty] | DEER:HVAC_Split-Package_AC | Annual
Any | NE-HVAC-airAC-SpltPkg-gte760kBtuh-10p2eer | ESe | Ex | CZ03 | cPVVG | SWHC013-02 | DEER2020 | D20v1 | 2020-11-09 | Cap-Tons | 1 |  | None | 50.8 | 0.0189 | -0.0285 | 26.9 | 0.0105 | 0 | [6 empty] | DEER:HVAC_Split-Package_AC | Annual
Any | NE-HVAC-airAC-SpltPkg-gte760kBtuh-10p2eer | ESe | Ex | CZ04 | cPVVG | SWHC013-02 | DEER2020 | D20v1 | 2020-11-09 | Cap-Tons | 1 |  | None | 76.9 | 0.0526 | -0.0195 | 42.3 | 0.0302 | 0 | [6 empty] | DEER:HVAC_Split-Package_AC | Annual
Any | NE-HVAC-airAC-SpltPkg-gte760kBtuh-10p2eer | ESe | Ex | CZ05 | cPVVG | SWHC013-02 | DEER2020 | D20v1 | 2020-11-09 | Cap-Tons | 1 |  | None | 55.7 | 0.024 | -0.0283 | 29.2 | 0.0135 | 0 | [6 empty] | DEER:HVAC_Split-Package_AC | Annual
Any | NE-HVAC-airAC-SpltPkg-gte760kBtuh-10p2eer | EUn | Ex | CZ01 | cPVVG | SWHC013-02 | DEER2020 | D20v1 | 2020-11-09 | Cap-Tons | 1 |  | None | 23.6 | 0.0301 | -0.0507 | 11.8 | 0.0185 | 0 | [6 empty] | DEER:HVAC_Split-Package_AC | Annual
Any | NE-HVAC-airAC-SpltPkg-gte760kBtuh-10p2eer | EUn | Ex | CZ02 | cPVVG | SWHC013-02 | DEER2020 | D20v1 | 2020-11-09 | Cap-Tons | 1 |  | None | 76.6 | 0.0695 | -0.0233 | 43.9 | 0.0414 | 0 | [6 empty] | DEER:HVAC_Split-Package_AC | Annual
Any | NE-HVAC-airAC-SpltPkg-gte760kBtuh-10p2eer | EUn | Ex | CZ03 | cPVVG | SWHC013-02 | DEER2020 | D20v1 | 2020-11-09 | Cap-Tons | 1 |  | None | 59.1 | 0.0431 | -0.0224 | 32.7 | 0.0251 | 0 | [6 empty] | DEER:HVAC_Split-Package_AC | Annual
Any | NE-HVAC-airAC-SpltPkg-gte760kBtuh-10p2eer | EUn | Ex | CZ04 | cPVVG | SWHC013-02 | DEER2020 | D20v1 | 2020-11-09 | Cap-Tons | 1 |  | None | 84.3 | 0.072 | -0.014 | 48.6 | 0.0426 | 0 | [6 empty] | DEER:HVAC_Split-Package_AC | Annual
Any | NE-HVAC-airAC-SpltPkg-gte760kBtuh-10p2eer | EUn | Ex | CZ05 | cPVVG | SWHC013-02 | DEER2020 | D20v1 | 2020-11-09 | Cap-Tons | 1 |  | None | 61.3 | 0.0373 | -0.0194 | 34.1 | 0.0217 | 0 | [6 empty] | DEER:HVAC_Split-Package_AC | Annual
Any | NE-HVAC-airAC-SpltPkg-gte760kBtuh-10p2eer | EUn | Ex | CZ06 | cPVVG | SWHC013-02 | DEER2020 | D20v1 | 2020-11-09 | Cap-Tons | 1 |  | None | 100 | 0.0656 | -0.0066 | 58.6 | 0.0394 | 0 | [6 empty] | DEER:HVAC_Split-Package_AC | Annual
Any | NE-HVAC-airAC-SpltPkg-gte760kBtuh-10p2eer | EUn | Ex | CZ07 | cPVVG | SWHC013-02 | DEER2020 | D20v1 | 2020-11-09 | Cap-Tons | 1 |  | None | 102 | 0.0582 | -0.0037 | 57.1 | 0.0334 | 0 | [6 empty] | DEER:HVAC_Split-Package_AC | Annual
Any | NE-HVAC-airAC-SpltPkg-gte760kBtuh-10p2eer | EUn | Ex | CZ08 | cPVVG | SWHC013-02 | DEER2020 | D20v1 | 2020-11-09 | Cap-Tons | 1 |  | None | 107 | 0.0612 | -0.00528 | 63.6 | 0.0367 | 0 | [6 empty] | DEER:HVAC_Split-Package_AC | Annual
Any | NE-HVAC-airAC-SpltPkg-gte760kBtuh-10p2eer | EUn | Ex | CZ09 | cPVVG | SWHC013-02 | DEER2020 | D20v1 | 2020-11-09 | Cap-Tons | 1 |  | None | 97.7 | 0.0735 | -0.00698 | 57.5 | 0.0442 | 0 | [6 empty] | DEER:HVAC_Split-Package_AC | Annual
Any | NE-HVAC-airAC-SpltPkg-gte760kBtuh-10p2eer | EUn | Ex | CZ10 | cPVVG | SWHC013-02 | DEER2020 | D20v1 | 2020-11-09 | Cap-Tons | 1 |  | None | 109 | 0.0793 | -0.00845 | 64.2 | 0.0477 | 0 | [6 empty] | DEER:HVAC_Split-Package_AC | Annual
Any | NE-HVAC-airAC-SpltPkg-gte760kBtuh-10p2eer | EUn | Ex | CZ11 | cPVVG | SWHC013-02 | DEER2020 | D20v1 | 2020-11-09 | Cap-Tons | 1 |  | None | 105 | 0.0779 | -0.0185 | 62.2 | 0.0471 | 0 | [6 empty] | DEER:HVAC_Split-Package_AC | Annual
Any | NE-HVAC-airAC-SpltPkg-gte760kBtuh-10p2eer | EUn | Ex | CZ12 | cPVVG | SWHC013-02 | DEER2020 | D20v1 | 2020-11-09 | Cap-Tons | 1 |  | None | 95.3 | 0.078 | -0.0207 | 55.6 | 0.0469 | 0 | [6 empty] | DEER:HVAC_Split-Package_AC | Annual
Any | NE-HVAC-airAC-SpltPkg-gte760kBtuh-10p2eer | EUn | Ex | CZ13 | cPVVG | SWHC013-02 | DEER2020 | D20v1 | 2020-11-09 | Cap-Tons | 1 |  | None | 110 | 0.0717 | -0.0174 | 65.2 | 0.0433 | 0 | [6 empty] | DEER:HVAC_Split-Package_AC | Annual
Any | NE-HVAC-airAC-SpltPkg-gte760kBtuh-10p2eer | EUn | Ex | CZ14 | cPVVG | SWHC013-02 | DEER2020 | D20v1 | 2020-11-09 | Cap-Tons | 1 |  | None | 103 | 0.0738 | -0.0171 | 60.9 | 0.0444 | 0 | [6 empty] | DEER:HVAC_Split-Package_AC | Annual
Any | NE-HVAC-airAC-SpltPkg-gte760kBtuh-10p2eer | EUn | Ex | CZ15 | cPVVG | SWHC013-02 | DEER2020 | D20v1 | 2020-11-09 | Cap-Tons | 1 |  | None | 155 | 0.0756 | -0.00238 | 92.7 | 0.0457 | 0 | [6 empty] | DEER:HVAC_Split-Package_AC | Annual
Any | NE-HVAC-airAC-SpltPkg-gte760kBtuh-10p2eer | Hsp | Ex | CZ01 | cPVVG | SWHC013-02 | DEER2020 | D20v1 | 2020-11-09 | Cap-Tons | 1 |  | None | 17.2 | 0.0191 | -0.0892 | 7.42 | 0.0109 | 0 | [6 empty] | DEER:HVAC_Split-Package_AC | Annual
Any | NE-HVAC-airAC-SpltPkg-gte760kBtuh-10p2eer | Hsp | Ex | CZ02 | cPVVG | SWHC013-02 | DEER2020 | D20v1 | 2020-11-09 | Cap-Tons | 1 |  | None | 67.7 | 0.05 | -0.0614 | 39.2 | 0.0306 | 0 | [6 empty] | DEER:HVAC_Split-Package_AC | Annual
Any | NE-HVAC-airAC-SpltPkg-gte760kBtuh-10p2eer | Hsp | Ex | CZ03 | cPVVG | SWHC013-02 | DEER2020 | D20v1 | 2020-11-09 | Cap-Tons | 1 |  | None | 51 | 0.0286 | -0.0429 | 31.1 | 0.0185 | 0 | [6 empty] | DEER:HVAC_Split-Package_AC | Annual
Any | NE-HVAC-airAC-SpltPkg-gte760kBtuh-10p2eer | Hsp | Ex | CZ04 | cPVVG | SWHC013-02 | DEER2020 | D20v1 | 2020-11-09 | Cap-Tons | 1 |  | None | 85.6 | 0.0465 | -0.0432 | 50.1 | 0.0282 | 0 | [6 empty] | DEER:HVAC_Split-Package_AC | Annual
Any | NE-HVAC-airAC-SpltPkg-gte760kBtuh-10p2eer | Hsp | Ex | CZ05 | cPVVG | SWHC013-02 | DEER2020 | D20v1 | 2020-11-09 | Cap-Tons | 1 |  | None | 51.2 | 0.0225 | -0.0541 | 28.9 | 0.0135 | 0 | [6 empty] | DEER:HVAC_Split-Package_AC | Annual
Any | NE-HVAC-airAC-SpltPkg-gte760kBtuh-10p2eer | Hsp | Ex | CZ06 | cPVVG | SWHC013-02 | DEER2020 | D20v1 | 2020-11-09 | Cap-Tons | 1 |  | None | 111 | 0.0418 | -0.0218 | 63.5 | 0.0244 | 0 | [6 empty] | DEER:HVAC_Split-Package_AC | Annual
Any | NE-HVAC-airAC-SpltPkg-gte760kBtuh-10p2eer | Hsp | Ex | CZ07 | cPVVG | SWHC013-02 | DEER2020 | D20v1 | 2020-11-09 | Cap-Tons | 1 |  | None | 118 | 0.0341 | -0.00948 | 68 | 0.02 | 0 | [6 empty] | DEER:HVAC_Split-Package_AC | Annual
Any | NE-HVAC-airAC-SpltPkg-gte760kBtuh-10p2eer | Hsp | Ex | CZ08 | cPVVG | SWHC013-02 | DEER2020 | D20v1 | 2020-11-09 | Cap-Tons | 1 |  | None | 128 | 0.0426 | -0.0217 | 73.5 | 0.025 | 0 | [6 empty] | DEER:HVAC_Split-Package_AC | Annual
Any | NE-HVAC-airAC-SpltPkg-gte760kBtuh-10p2eer | Hsp | Ex | CZ09 | cPVVG | SWHC013-02 | DEER2020 | D20v1 | 2020-11-09 | Cap-Tons | 1 |  | None | 128 | 0.0617 | -0.0258 | 74.9 | 0.037 | 0 | [6 empty] | DEER:HVAC_Split-Package_AC | Annual
Any | NE-HVAC-airAC-SpltPkg-gte760kBtuh-10p2eer | Hsp | Ex | CZ10 | cPVVG | SWHC013-02 | DEER2020 | D20v1 | 2020-11-09 | Cap-Tons | 1 |  | None | 118 | 0.0557 | -0.0301 | 73.7 | 0.0358 | 0 | [6 empty] | DEER:HVAC_Split-Package_AC | Annual
Any | NE-HVAC-airAC-SpltPkg-gte760kBtuh-10p2eer | Hsp | Ex | CZ11 | cPVVG | SWHC013-02 | DEER2020 | D20v1 | 2020-11-09 | Cap-Tons | 1 |  | None | 125 | 0.0669 | -0.0513 | 73.4 | 0.0403 | 0 | [6 empty] | DEER:HVAC_Split-Package_AC | Annual
Any | NE-HVAC-airAC-SpltPkg-gte760kBtuh-10p2eer | Hsp | Ex | CZ12 | cPVVG | SWHC013-02 | DEER2020 | D20v1 | 2020-11-09 | Cap-Tons | 1 |  | None | 96.7 | 0.0601 | -0.0528 | 58.1 | 0.0373 | 0 | [6 empty] | DEER:HVAC_Split-Package_AC | Annual
Any | NE-HVAC-airAC-SpltPkg-gte760kBtuh-10p2eer | Hsp | Ex | CZ13 | cPVVG | SWHC013-02 | DEER2020 | D20v1 | 2020-11-09 | Cap-Tons | 1 |  | None | 131 | 0.0633 | -0.0515 | 76.7 | 0.038 | 0 | [6 empty] | DEER:HVAC_Split-Package_AC | Annual
Any | NE-HVAC-airAC-SpltPkg-gte760kBtuh-10p2eer | Hsp | Ex | CZ14 | cPVVG | SWHC013-02 | DEER2020 | D20v1 | 2020-11-09 | Cap-Tons | 1 |  | None | 118 | 0.0538 | -0.0507 | 72.5 | 0.0337 | 0 | [6 empty] | DEER:HVAC_Split-Package_AC | Annual
Any | NE-HVAC-airAC-SpltPkg-gte760kBtuh-10p2eer | Hsp | Ex | CZ15 | cPVVG | SWHC013-02 | DEER2020 | D20v1 | 2020-11-09 | Cap-Tons | 1 |  | None | 215 | 0.0679 | -0.0122 | 137 | 0.0435 | 0 | [6 empty] | DEER:HVAC_Split-Package_AC | Annual
Any | NE-HVAC-airAC-SpltPkg-gte760kBtuh-10p2eer | Hsp | Ex | CZ16 | cPVVG | SWHC013-02 | DEER2020 | D20v1 | 2020-11-09 | Cap-Tons | 1 |  | None | 57.9 | 0.0328 | -0.0899 | 34.7 | 0.0206 | 0 | [6 empty] | DEER:HVAC_Split-Package_AC | Annual
Any | NE-HVAC-airAC-SpltPkg-gte760kBtuh-10p2eer | Hsp | New | CZ01 | cPVVG | SWHC013-02 | DEER2020 | D20v1 | 2020-11-09 | Cap-Tons | 1 |  | None | 7.4 | 0.0107 | 0 | 7.4 | 0.0107 | 0 | [6 empty] | DEER:HVAC_Split-Package_AC | Annual
Any | NE-HVAC-airAC-SpltPkg-gte760kBtuh-10p2eer | Hsp | New | CZ02 | cPVVG | SWHC013-02 | DEER2020 | D20v1 | 2020-11-09 | Cap-Tons | 1 |  | None | 37.7 | 0.0278 | 0 | 37.7 | 0.0278 | 0 | [6 empty] | DEER:HVAC_Split-Package_AC | Annual
Any | NE-HVAC-airAC-SpltPkg-gte760kBtuh-10p2eer | Hsp | New | CZ03 | cPVVG | SWHC013-02 | DEER2020 | D20v1 | 2020-11-09 | Cap-Tons | 1 |  | None | 30.2 | 0.0159 | 0 | 30.2 | 0.0159 | 0 | [6 empty] | DEER:HVAC_Split-Package_AC | Annual
Any | NE-HVAC-airAC-SpltPkg-gte760kBtuh-10p2eer | Hsp | New | CZ04 | cPVVG | SWHC013-02 | DEER2020 | D20v1 | 2020-11-09 | Cap-Tons | 1 |  | None | 47 | 0.0244 | 0 | 47 | 0.0244 | 0 | [6 empty] | DEER:HVAC_Split-Package_AC | Annual
Any | NE-HVAC-airAC-SpltPkg-gte760kBtuh-10p2eer | Hsp | New | CZ05 | cPVVG | SWHC013-02 | DEER2020 | D20v1 | 2020-11-09 | Cap-Tons | 1 |  | None | 28 | 0.0124 | 0 | 28 | 0.0124 | 0 | [6 empty] | DEER:HVAC_Split-Package_AC | Annual
Any | NE-HVAC-airAC-SpltPkg-gte760kBtuh-10p2eer | Hsp | New | CZ06 | cPVVG | SWHC013-02 | DEER2020 | D20v1 | 2020-11-09 | Cap-Tons | 1 |  | None | 60.3 | 0.0214 | 0 | 60.3 | 0.0214 | 0 | [6 empty] | DEER:HVAC_Split-Package_AC | Annual
Any | NE-HVAC-airAC-SpltPkg-gte760kBtuh-10p2eer | Hsp | New | CZ07 | cPVVG | SWHC013-02 | DEER2020 | D20v1 | 2020-11-09 | Cap-Tons | 1 |  | None | 64.8 | 0.0175 | 0 | 64.8 | 0.0175 | 0 | [6 empty] | DEER:HVAC_Split-Package_AC | Annual
Any | NE-HVAC-airAC-SpltPkg-gte760kBtuh-10p2eer | Hsp | New | CZ08 | cPVVG | SWHC013-02 | DEER2020 | D20v1 | 2020-11-09 | Cap-Tons | 1 |  | None | 68.9 | 0.0217 | 0 | 68.9 | 0.0217 | 0 | [6 empty] | DEER:HVAC_Split-Package_AC | Annual
Any | NE-HVAC-airAC-SpltPkg-gte760kBtuh-10p2eer | Hsp | New | CZ09 | cPVVG | SWHC013-02 | DEER2020 | D20v1 | 2020-11-09 | Cap-Tons | 1 |  | None | 69.7 | 0.0329 | 0 | 69.7 | 0.0329 | 0 | [6 empty] | DEER:HVAC_Split-Package_AC | Annual
Any | NE-HVAC-airAC-SpltPkg-gte760kBtuh-10p2eer | Htl | Ex | CZ01 | cPVVG | SWHC013-02 | DEER2020 | D20v1 | 2020-11-09 | Cap-Tons | 1 |  | None | 39.1 | 0.0337 | -0.375 | 13.7 | 0.0183 | 0 | [6 empty] | DEER:HVAC_Split-Package_AC | Annual
Any | NE-HVAC-airAC-SpltPkg-gte760kBtuh-10p2eer | Htl | Ex | CZ02 | cPVVG | SWHC013-02 | DEER2020 | D20v1 | 2020-11-09 | Cap-Tons | 1 |  | None | 106 | 0.0914 | -0.115 | 59.5 | 0.0551 | 0 | [6 empty] | DEER:HVAC_Split-Package_AC | Annual
Any | NE-HVAC-airAC-SpltPkg-gte760kBtuh-10p2eer | Htl | Ex | CZ03 | cPVVG | SWHC013-02 | DEER2020 | D20v1 | 2020-11-09 | Cap-Tons | 1 |  | None | 101 | 0.0718 | -0.178 | 47.3 | 0.0399 | 0 | [6 empty] | DEER:HVAC_Split-Package_AC | Annual
Any | NE-HVAC-airAC-SpltPkg-gte760kBtuh-10p2eer | Htl | Ex | CZ04 | cPVVG | SWHC013-02 | DEER2020 | D20v1 | 2020-11-09 | Cap-Tons | 1 |  | None | 114 | 0.0765 | -0.0714 | 66.6 | 0.0469 | 0 | [6 empty] | DEER:HVAC_Split-Package_AC | Annual
Any | NE-HVAC-airAC-SpltPkg-gte760kBtuh-10p2eer | Htl | Ex | CZ05 | cPVVG | SWHC013-02 | DEER2020 | D20v1 | 2020-11-09 | Cap-Tons | 1 |  | None | 88.3 | 0.0408 | -0.18 | 46.2 | 0.024 | 0 | [6 empty] | DEER:HVAC_Split-Package_AC | Annual
Any | NE-HVAC-airAC-SpltPkg-gte760kBtuh-10p2eer | Htl | Ex | CZ06 | cPVVG | SWHC013-02 | DEER2020 | D20v1 | 2020-11-09 | Cap-Tons | 1 |  | None | 177 | 0.0821 | -0.0776 | 97.6 | 0.0485 | 0 | [6 empty] | DEER:HVAC_Split-Package_AC | Annual
Any | NE-HVAC-airAC-SpltPkg-gte760kBtuh-10p2eer | Htl | Ex | CZ07 | cPVVG | SWHC013-02 | DEER2020 | D20v1 | 2020-11-09 | Cap-Tons | 1 |  | None | 177 | 0.0673 | -0.045 | 99.8 | 0.0406 | 0 | [6 empty] | DEER:HVAC_Split-Package_AC | Annual
Any | NE-HVAC-airAC-SpltPkg-gte760kBtuh-10p2eer | Htl | Ex | CZ08 | cPVVG | SWHC013-02 | DEER2020 | D20v1 | 2020-11-09 | Cap-Tons | 1 |  | None | 157 | 0.0647 | -0.0372 | 93 | 0.0395 | 0 | [6 empty] | DEER:HVAC_Split-Package_AC | Annual
Any | NE-HVAC-airAC-SpltPkg-gte760kBtuh-10p2eer | Htl | Ex | CZ09 | cPVVG | SWHC013-02 | DEER2020 | D20v1 | 2020-11-09 | Cap-Tons | 1 |  | None | 127 | 0.0729 | -0.0353 | 80 | 0.047 | 0 | [6 empty] | DEER:HVAC_Split-Package_AC | Annual
Any | NE-HVAC-airAC-SpltPkg-gte760kBtuh-10p2eer | Htl | Ex | CZ10 | cPVVG | SWHC013-02 | DEER2020 | D20v1 | 2020-11-09 | Cap-Tons | 1 |  | None | 150 | 0.0839 | -0.0431 | 89.9 | 0.0517 | 0 | [6 empty] | DEER:HVAC_Split-Package_AC | Annual
Any | NE-HVAC-airAC-SpltPkg-gte760kBtuh-10p2eer | Htl | Ex | CZ11 | cPVVG | SWHC013-02 | DEER2020 | D20v1 | 2020-11-09 | Cap-Tons | 1 |  | None | 147 | 0.093 | -0.0616 | 88.1 | 0.0574 | 0 | [6 empty] | DEER:HVAC_Split-Package_AC | Annual
Any | NE-HVAC-airAC-SpltPkg-gte760kBtuh-10p2eer | Htl | Ex | CZ12 | cPVVG | SWHC013-02 | DEER2020 | D20v1 | 2020-11-09 | Cap-Tons | 1 |  | None | 123 | 0.0918 | -0.0722 | 73.4 | 0.0567 | 0 | [6 empty] | DEER:HVAC_Split-Package_AC | Annual
Any | NE-HVAC-airAC-SpltPkg-gte760kBtuh-10p2eer | Htl | Ex | CZ13 | cPVVG | SWHC013-02 | DEER2020 | D20v1 | 2020-11-09 | Cap-Tons | 1 |  | None | 150 | 0.0852 | -0.0582 | 90.8 | 0.0528 | 0 | [6 empty] | DEER:HVAC_Split-Package_AC | Annual
Any | NE-HVAC-airAC-SpltPkg-gte760kBtuh-10p2eer | Htl | Ex | CZ14 | cPVVG | SWHC013-02 | DEER2020 | D20v1 | 2020-11-09 | Cap-Tons | 1 |  | None | 139 | 0.0726 | -0.0586 | 86.2 | 0.0459 | 0 | [6 empty] | DEER:HVAC_Split-Package_AC | Annual
Any | NE-HVAC-airAC-SpltPkg-gte760kBtuh-10p2eer | Htl | Ex | CZ15 | cPVVG | SWHC013-02 | DEER2020 | D20v1 | 2020-11-09 | Cap-Tons | 1 |  | None | 223 | 0.0754 | -0.0142 | 137 | 0.0468 | 0 | [6 empty] | DEER:HVAC_Split-Package_AC | Annual
Any | NE-HVAC-airAC-SpltPkg-gte760kBtuh-10p2eer | Htl | Ex | CZ16 | cPVVG | SWHC013-02 | DEER2020 | D20v1 | 2020-11-09 | Cap-Tons | 1 |  | None | 98.1 | 0.0723 | -0.257 | 56.2 | 0.0465 | 0 | [6 empty] | DEER:HVAC_Split-Package_AC | Annual
Any | NE-HVAC-airAC-SpltPkg-gte760kBtuh-10p2eer | Htl | New | CZ01 | cPVVG | SWHC013-02 | DEER2020 | D20v1 | 2020-11-09 | Cap-Tons | 1 |  | None | 12.3 | 0.0179 | 0 | 12.3 | 0.0179 | 0 | [6 empty] | DEER:HVAC_Split-Package_AC | Annual
Any | NE-HVAC-airAC-SpltPkg-gte760kBtuh-10p2eer | Htl | New | CZ02 | cPVVG | SWHC013-02 | DEER2020 | D20v1 | 2020-11-09 | Cap-Tons | 1 |  | None | 57.6 | 0.0554 | 0 | 57.6 | 0.0554 | 0 | [6 empty] | DEER:HVAC_Split-Package_AC | Annual
Any | NE-HVAC-airAC-SpltPkg-gte760kBtuh-10p2eer | Htl | New | CZ03 | cPVVG | SWHC013-02 | DEER2020 | D20v1 | 2020-11-09 | Cap-Tons | 1 |  | None | 45.6 | 0.0394 | 0 | 45.6 | 0.0394 | 0 | [6 empty] | DEER:HVAC_Split-Package_AC | Annual
Any | NE-HVAC-airAC-SpltPkg-gte760kBtuh-10p2eer | Htl | New | CZ04 | cPVVG | SWHC013-02 | DEER2020 | D20v1 | 2020-11-09 | Cap-Tons | 1 |  | None | 65 | 0.0476 | 0 | 65 | 0.0476 | 0 | [6 empty] | DEER:HVAC_Split-Package_AC | Annual
Any | NE-HVAC-airAC-SpltPkg-gte760kBtuh-10p2eer | Htl | New | CZ05 | cPVVG | SWHC013-02 | DEER2020 | D20v1 | 2020-11-09 | Cap-Tons | 1 |  | None | 45.1 | 0.0244 | 0 | 45.1 | 0.0244 | 0 | [6 empty] | DEER:HVAC_Split-Package_AC | Annual
Any | NE-HVAC-airAC-SpltPkg-gte760kBtuh-10p2eer | Htl | New | CZ06 | cPVVG | SWHC013-02 | DEER2020 | D20v1 | 2020-11-09 | Cap-Tons | 1 |  | None | 99.3 | 0.0499 | 0 | 99.3 | 0.0499 | 0 | [6 empty] | DEER:HVAC_Split-Package_AC | Annual
Any | NE-HVAC-airAC-SpltPkg-gte760kBtuh-10p2eer | Htl | New | CZ07 | cPVVG | SWHC013-02 | DEER2020 | D20v1 | 2020-11-09 | Cap-Tons | 1 |  | None | 99.8 | 0.0416 | 0 | 99.8 | 0.0416 | 0 | [6 empty] | DEER:HVAC_Split-Package_AC | Annual
Any | NE-HVAC-airAC-SpltPkg-gte760kBtuh-10p2eer | Htl | New | CZ08 | cPVVG | SWHC013-02 | DEER2020 | D20v1 | 2020-11-09 | Cap-Tons | 1 |  | None | 89.8 | 0.0399 | 0 | 89.8 | 0.0399 | 0 | [6 empty] | DEER:HVAC_Split-Package_AC | Annual
Any | NE-HVAC-airAC-SpltPkg-gte760kBtuh-10p2eer | Htl | New | CZ09 | cPVVG | SWHC013-02 | DEER2020 | D20v1 | 2020-11-09 | Cap-Tons | 1 |  | None | 78.6 | 0.0474 | 0 | 78.6 | 0.0474 | 0 | [6 empty] | DEER:HVAC_Split-Package_AC | Annual
Any | NE-HVAC-airAC-SpltPkg-gte760kBtuh-10p2eer | Htl | New | CZ10 | cPVVG | SWHC013-02 | DEER2020 | D20v1 | 2020-11-09 | Cap-Tons | 1 |  | None | 88.1 | 0.052 | 0 | 88.1 | 0.052 | 0 | [6 empty] | DEER:HVAC_Split-Package_AC | Annual
Any | NE-HVAC-airAC-SpltPkg-gte760kBtuh-10p2eer | Htl | New | CZ11 | cPVVG | SWHC013-02 | DEER2020 | D20v1 | 2020-11-09 | Cap-Tons | 1 |  | None | 87.5 | 0.0573 | 0 | 87.5 | 0.0573 | 0 | [6 empty] | DEER:HVAC_Split-Package_AC | Annual
Any | NE-HVAC-airAC-SpltPkg-gte760kBtuh-10p2eer | Htl | New | CZ12 | cPVVG | SWHC013-02 | DEER2020 | D20v1 | 2020-11-09 | Cap-Tons | 1 |  | None | 72.1 | 0.0568 | 0 | 72.1 | 0.0568 | 0 | [6 empty] | DEER:HVAC_Split-Package_AC | Annual
Any | NE-HVAC-airAC-SpltPkg-gte760kBtuh-10p2eer | Htl | New | CZ13 | cPVVG | SWHC013-02 | DEER2020 | D20v1 | 2020-11-09 | Cap-Tons | 1 |  | None | 89.9 | 0.0524 | 0 | 89.9 | 0.0524 | 0 | [6 empty] | DEER:HVAC_Split-Package_AC | Annual
Any | NE-HVAC-airAC-SpltPkg-gte760kBtuh-10p2eer | Htl | New | CZ14 | cPVVG | SWHC013-02 | DEER2020 | D20v1 | 2020-11-09 | Cap-Tons | 1 |  | None | 85.8 | 0.0454 | 0 | 85.8 | 0.0454 | 0 | [6 empty] | DEER:HVAC_Split-Package_AC | Annual
Any | NE-HVAC-airAC-SpltPkg-gte760kBtuh-10p2eer | Htl | New | CZ15 | cPVVG | SWHC013-02 | DEER2020 | D20v1 | 2020-11-09 | Cap-Tons | 1 |  | None | 136 | 0.0468 | 0 | 136 | 0.0468 | 0 | [6 empty] | DEER:HVAC_Split-Package_AC | Annual
Any | NE-HVAC-airAC-SpltPkg-gte760kBtuh-10p2eer | Htl | New | CZ16 | cPVVG | SWHC013-02 | DEER2020 | D20v1 | 2020-11-09 | Cap-Tons | 1 |  | None | 57 | 0.0472 | 0 | 57 | 0.0472 | 0 | [6 empty] | DEER:HVAC_Split-Package_AC | Annual
Any | NE-HVAC-airAC-SpltPkg-gte760kBtuh-10p2eer | MBT | Ex | CZ09 | cPVVG | SWHC013-02 | DEER2020 | D20v1 | 2020-11-09 | Cap-Tons | 1 |  | None | 98.8 | 0.0553 | -0.00555 | 60.2 | 0.0346 | 0 | [6 empty] | DEER:HVAC_Split-Package_AC | Annual
Any | NE-HVAC-airAC-SpltPkg-gte760kBtuh-10p2eer | MBT | Ex | CZ10 | cPVVG | SWHC013-02 | DEER2020 | D20v1 | 2020-11-09 | Cap-Tons | 1 |  | None | 105 | 0.0592 | -0.00735 | 63.8 | 0.0368 | 0 | [6 empty] | DEER:HVAC_Split-Package_AC | Annual
Any | NE-HVAC-airAC-SpltPkg-gte760kBtuh-10p2eer | MBT | Ex | CZ11 | cPVVG | SWHC013-02 | DEER2020 | D20v1 | 2020-11-09 | Cap-Tons | 1 |  | None | 96 | 0.0658 | -0.0128 | 58.2 | 0.0409 | 0 | [6 empty] | DEER:HVAC_Split-Package_AC | Annual
Any | NE-HVAC-airAC-SpltPkg-gte760kBtuh-10p2eer | MBT | Ex | CZ12 | cPVVG | SWHC013-02 | DEER2020 | D20v1 | 2020-11-09 | Cap-Tons | 1 |  | None | 85.4 | 0.0637 | -0.0147 | 50.8 | 0.0392 | 0 | [6 empty] | DEER:HVAC_Split-Package_AC | Annual
Any | NE-HVAC-airAC-SpltPkg-gte760kBtuh-10p2eer | MBT | Ex | CZ13 | cPVVG | SWHC013-02 | DEER2020 | D20v1 | 2020-11-09 | Cap-Tons | 1 |  | None | 98.4 | 0.0584 | -0.0127 | 60.4 | 0.0369 | 0 | [6 empty] | DEER:HVAC_Split-Package_AC | Annual
Any | NE-HVAC-airAC-SpltPkg-gte760kBtuh-10p2eer | MBT | Ex | CZ14 | cPVVG | SWHC013-02 | DEER2020 | D20v1 | 2020-11-09 | Cap-Tons | 1 |  | None | 96.7 | 0.0517 | -0.0153 | 58.6 | 0.0321 | 0 | [6 empty] | DEER:HVAC_Split-Package_AC | Annual
Any | NE-HVAC-airAC-SpltPkg-gte760kBtuh-10p2eer | MBT | Ex | CZ15 | cPVVG | SWHC013-02 | DEER2020 | D20v1 | 2020-11-09 | Cap-Tons | 1 |  | None | 148 | 0.0554 | -0.00219 | 90.5 | 0.0346 | 0 | [6 empty] | DEER:HVAC_Split-Package_AC | Annual
Any | NE-HVAC-airAC-SpltPkg-gte760kBtuh-10p2eer | MBT | Ex | CZ16 | cPVVG | SWHC013-02 | DEER2020 | D20v1 | 2020-11-09 | Cap-Tons | 1 |  | None | 63.3 | 0.0502 | -0.0854 | 35.1 | 0.0306 | 0 | [6 empty] | DEER:HVAC_Split-Package_AC | Annual
Any | NE-HVAC-airAC-SpltPkg-gte760kBtuh-10p2eer | MBT | New | CZ01 | cPVVG | SWHC013-02 | DEER2020 | D20v1 | 2020-11-09 | Cap-Tons | 1 |  | None | 18.8 | 0.0145 | 0 | 18.8 | 0.0145 | 0 | [6 empty] | DEER:HVAC_Split-Package_AC | Annual
Any | NE-HVAC-airAC-SpltPkg-gte760kBtuh-10p2eer | MBT | New | CZ02 | cPVVG | SWHC013-02 | DEER2020 | D20v1 | 2020-11-09 | Cap-Tons | 1 |  | None | 40.9 | 0.0362 | 0 | 40.9 | 0.0362 | 0 | [6 empty] | DEER:HVAC_Split-Package_AC | Annual
Any | NE-HVAC-airAC-SpltPkg-gte760kBtuh-10p2eer | MBT | New | CZ03 | cPVVG | SWHC013-02 | DEER2020 | D20v1 | 2020-11-09 | Cap-Tons | 1 |  | None | 40.7 | 0.0253 | 0 | 40.7 | 0.0253 | 0 | [6 empty] | DEER:HVAC_Split-Package_AC | Annual
Any | NE-HVAC-airAC-SpltPkg-gte760kBtuh-10p2eer | MBT | New | CZ04 | cPVVG | SWHC013-02 | DEER2020 | D20v1 | 2020-11-09 | Cap-Tons | 1 |  | None | 47.4 | 0.0325 | 0 | 47.4 | 0.0325 | 0 | [6 empty] | DEER:HVAC_Split-Package_AC | Annual
Any | NE-HVAC-airAC-SpltPkg-gte760kBtuh-10p2eer | MBT | New | CZ05 | cPVVG | SWHC013-02 | DEER2020 | D20v1 | 2020-11-09 | Cap-Tons | 1 |  | None | 41.3 | 0.018 | 0 | 41.3 | 0.018 | 0 | [6 empty] | DEER:HVAC_Split-Package_AC | Annual
Any | NE-HVAC-airAC-SpltPkg-gte760kBtuh-10p2eer | MBT | New | CZ06 | cPVVG | SWHC013-02 | DEER2020 | D20v1 | 2020-11-09 | Cap-Tons | 1 |  | None | 72 | 0.0348 | 0 | 72 | 0.0348 | 0 | [6 empty] | DEER:HVAC_Split-Package_AC | Annual
Any | NE-HVAC-airAC-SpltPkg-gte760kBtuh-10p2eer | MBT | New | CZ07 | cPVVG | SWHC013-02 | DEER2020 | D20v1 | 2020-11-09 | Cap-Tons | 1 |  | None | 68.3 | 0.0282 | 0 | 68.3 | 0.0282 | 0 | [6 empty] | DEER:HVAC_Split-Package_AC | Annual
Any | NE-HVAC-airAC-SpltPkg-gte760kBtuh-10p2eer | MBT | New | CZ08 | cPVVG | SWHC013-02 | DEER2020 | D20v1 | 2020-11-09 | Cap-Tons | 1 |  | None | 61.4 | 0.0262 | 0 | 61.4 | 0.0262 | 0 | [6 empty] | DEER:HVAC_Split-Package_AC | Annual
Any | NE-HVAC-airAC-SpltPkg-gte760kBtuh-10p2eer | MBT | New | CZ09 | cPVVG | SWHC013-02 | DEER2020 | D20v1 | 2020-11-09 | Cap-Tons | 1 |  | None | 55.8 | 0.0348 | 0 | 55.8 | 0.0348 | 0 | [6 empty] | DEER:HVAC_Split-Package_AC | Annual
Any | NE-HVAC-airAC-SpltPkg-gte760kBtuh-10p2eer | MBT | New | CZ10 | cPVVG | SWHC013-02 | DEER2020 | D20v1 | 2020-11-09 | Cap-Tons | 1 |  | None | 61.3 | 0.0363 | 0 | 61.3 | 0.0363 | 0 | [6 empty] | DEER:HVAC_Split-Package_AC | Annual
Any | NE-HVAC-airAC-SpltPkg-gte760kBtuh-10p2eer | MBT | New | CZ11 | cPVVG | SWHC013-02 | DEER2020 | D20v1 | 2020-11-09 | Cap-Tons | 1 |  | None | 56 | 0.0401 | 0 | 56 | 0.0401 | 0 | [6 empty] | DEER:HVAC_Split-Package_AC | Annual
Any | NE-HVAC-airAC-SpltPkg-gte760kBtuh-10p2eer | MBT | New | CZ12 | cPVVG | SWHC013-02 | DEER2020 | D20v1 | 2020-11-09 | Cap-Tons | 1 |  | None | 49 | 0.0387 | 0 | 49 | 0.0387 | 0 | [6 empty] | DEER:HVAC_Split-Package_AC | Annual
Any | NE-HVAC-airAC-SpltPkg-gte760kBtuh-10p2eer | MBT | New | CZ13 | cPVVG | SWHC013-02 | DEER2020 | D20v1 | 2020-11-09 | Cap-Tons | 1 |  | None | 57.8 | 0.0365 | 0 | 57.8 | 0.0365 | 0 | [6 empty] | DEER:HVAC_Split-Package_AC | Annual
Any | NE-HVAC-airAC-SpltPkg-gte760kBtuh-10p2eer | MBT | New | CZ14 | cPVVG | SWHC013-02 | DEER2020 | D20v1 | 2020-11-09 | Cap-Tons | 1 |  | None | 55.5 | 0.0317 | 0 | 55.5 | 0.0317 | 0 | [6 empty] | DEER:HVAC_Split-Package_AC | Annual
Any | NE-HVAC-airAC-SpltPkg-gte760kBtuh-10p2eer | MBT | New | CZ15 | cPVVG | SWHC013-02 | DEER2020 | D20v1 | 2020-11-09 | Cap-Tons | 1 |  | None | 85.1 | 0.0347 | 0 | 85.1 | 0.0347 | 0 | [6 empty] | DEER:HVAC_Split-Package_AC | Annual
Any | NE-HVAC-airAC-SpltPkg-gte760kBtuh-10p2eer | MBT | New | CZ16 | cPVVG | SWHC013-02 | DEER2020 | D20v1 | 2020-11-09 | Cap-Tons | 1 |  | None | 33.4 | 0.0287 | 0 | 33.4 | 0.0287 | 0 | [6 empty] | DEER:HVAC_Split-Package_AC | Annual
Any | NE-HVAC-airAC-SpltPkg-gte760kBtuh-10p2eer | Nrs | New | CZ03 | cPVVG | SWHC013-02 | DEER2020 | D20v1 | 2020-11-09 | Cap-Tons | 1 |  | None | 30.9 | 0.0173 | 0 | 30.9 | 0.0173 | 0 | [6 empty] | DEER:HVAC_Split-Package_AC | Annual
Any | NE-HVAC-airAC-SpltPkg-gte760kBtuh-10p2eer | Nrs | New | CZ04 | cPVVG | SWHC013-02 | DEER2020 | D20v1 | 2020-11-09 | Cap-Tons | 1 |  | None | 49.2 | 0.0255 | 0 | 49.2 | 0.0255 | 0 | [6 empty] | DEER:HVAC_Split-Package_AC | Annual
Any | NE-HVAC-airAC-SpltPkg-gte760kBtuh-10p2eer | Nrs | New | CZ05 | cPVVG | SWHC013-02 | DEER2020 | D20v1 | 2020-11-09 | Cap-Tons | 1 |  | None | 29 | 0.0133 | 0 | 29 | 0.0133 | 0 | [6 empty] | DEER:HVAC_Split-Package_AC | Annual
Any | NE-HVAC-airAC-SpltPkg-gte760kBtuh-10p2eer | Nrs | New | CZ06 | cPVVG | SWHC013-02 | DEER2020 | D20v1 | 2020-11-09 | Cap-Tons | 1 |  | None | 62.8 | 0.0219 | 0 | 62.8 | 0.0219 | 0 | [6 empty] | DEER:HVAC_Split-Package_AC | Annual
Any | NE-HVAC-airAC-SpltPkg-gte760kBtuh-10p2eer | Nrs | New | CZ07 | cPVVG | SWHC013-02 | DEER2020 | D20v1 | 2020-11-09 | Cap-Tons | 1 |  | None | 66.8 | 0.0183 | 0 | 66.8 | 0.0183 | 0 | [6 empty] | DEER:HVAC_Split-Package_AC | Annual
Any | NE-HVAC-airAC-SpltPkg-gte760kBtuh-10p2eer | Nrs | New | CZ08 | cPVVG | SWHC013-02 | DEER2020 | D20v1 | 2020-11-09 | Cap-Tons | 1 |  | None | 72 | 0.0224 | 0 | 72 | 0.0224 | 0 | [6 empty] | DEER:HVAC_Split-Package_AC | Annual
Any | NE-HVAC-airAC-SpltPkg-gte760kBtuh-10p2eer | Nrs | New | CZ09 | cPVVG | SWHC013-02 | DEER2020 | D20v1 | 2020-11-09 | Cap-Tons | 1 |  | None | 72.4 | 0.0323 | 0 | 72.4 | 0.0323 | 0 | [6 empty] | DEER:HVAC_Split-Package_AC | Annual
Any | NE-HVAC-airAC-SpltPkg-gte760kBtuh-10p2eer | Nrs | New | CZ10 | cPVVG | SWHC013-02 | DEER2020 | D20v1 | 2020-11-09 | Cap-Tons | 1 |  | None | 73.1 | 0.032 | 0 | 73.1 | 0.032 | 0 | [6 empty] | DEER:HVAC_Split-Package_AC | Annual
Any | NE-HVAC-airAC-SpltPkg-gte760kBtuh-10p2eer | Nrs | New | CZ11 | cPVVG | SWHC013-02 | DEER2020 | D20v1 | 2020-11-09 | Cap-Tons | 1 |  | None | 71.4 | 0.0365 | 0 | 71.4 | 0.0365 | 0 | [6 empty] | DEER:HVAC_Split-Package_AC | Annual
Any | NE-HVAC-airAC-SpltPkg-gte760kBtuh-10p2eer | Nrs | New | CZ12 | cPVVG | SWHC013-02 | DEER2020 | D20v1 | 2020-11-09 | Cap-Tons | 1 |  | None | 57.8 | 0.0347 | 0 | 57.8 | 0.0347 | 0 | [6 empty] | DEER:HVAC_Split-Package_AC | Annual
Any | NE-HVAC-airAC-SpltPkg-gte760kBtuh-10p2eer | Nrs | New | CZ13 | cPVVG | SWHC013-02 | DEER2020 | D20v1 | 2020-11-09 | Cap-Tons | 1 |  | None | 74.8 | 0.0349 | 0 | 74.8 | 0.0349 | 0 | [6 empty] | DEER:HVAC_Split-Package_AC | Annual
Any | NE-HVAC-airAC-SpltPkg-gte760kBtuh-10p2eer | Nrs | New | CZ14 | cPVVG | SWHC013-02 | DEER2020 | D20v1 | 2020-11-09 | Cap-Tons | 1 |  | None | 71.7 | 0.0312 | 0 | 71.7 | 0.0312 | 0 | [6 empty] | DEER:HVAC_Split-Package_AC | Annual
Any | NE-HVAC-airAC-SpltPkg-gte760kBtuh-10p2eer | Nrs | New | CZ15 | cPVVG | SWHC013-02 | DEER2020 | D20v1 | 2020-11-09 | Cap-Tons | 1 |  | None | 130 | 0.0388 | 0 | 130 | 0.0388 | 0 | [6 empty] | DEER:HVAC_Split-Package_AC | Annual
Any | NE-HVAC-airAC-SpltPkg-gte760kBtuh-10p2eer | Nrs | New | CZ16 | cPVVG | SWHC013-02 | DEER2020 | D20v1 | 2020-11-09 | Cap-Tons | 1 |  | None | 34.8 | 0.0201 | 0 | 34.8 | 0.0201 | 0 | [6 empty] | DEER:HVAC_Split-Package_AC | Annual
Any | NE-HVAC-airAC-SpltPkg-gte760kBtuh-10p2eer | OfL | New | CZ13 | cPVVG | SWHC013-02 | DEER2020 | D20v1 | 2020-11-09 | Cap-Tons | 1 |  | None | 57.5 | 0.0247 | 0 | 57.5 | 0.0247 | 0 | [6 empty] | DEER:HVAC_Split-Package_AC | Annual
Any | NE-HVAC-airAC-SpltPkg-gte760kBtuh-10p2eer | OfL | New | CZ14 | cPVVG | SWHC013-02 | DEER2020 | D20v1 | 2020-11-09 | Cap-Tons | 1 |  | None | 56.9 | 0.0246 | 0 | 56.9 | 0.0246 | 0 | [6 empty] | DEER:HVAC_Split-Package_AC | Annual
Any | NE-HVAC-airAC-SpltPkg-gte760kBtuh-10p2eer | OfL | New | CZ15 | cPVVG | SWHC013-02 | DEER2020 | D20v1 | 2020-11-09 | Cap-Tons | 1 |  | None | 85.6 | 0.0239 | 0 | 85.6 | 0.0239 | 0 | [6 empty] | DEER:HVAC_Split-Package_AC | Annual
Any | NE-HVAC-airAC-SpltPkg-gte760kBtuh-10p2eer | OfL | New | CZ16 | cPVVG | SWHC013-02 | DEER2020 | D20v1 | 2020-11-09 | Cap-Tons | 1 |  | None | 31.7 | 0.0233 | 0 | 31.7 | 0.0233 | 0 | [6 empty] | DEER:HVAC_Split-Package_AC | Annual
Any | NE-HVAC-airAC-SpltPkg-gte760kBtuh-10p2eer | OfS | Ex | CZ01 | cPVVG | SWHC013-02 | DEER2020 | D20v1 | 2020-11-09 | Cap-Tons | 1 |  | None | 28 | 0.0154 | -0.0195 | 13.7 | 0.00902 | 0 | [6 empty] | DEER:HVAC_Split-Package_AC | Annual
Any | NE-HVAC-airAC-SpltPkg-gte760kBtuh-10p2eer | Rt3 | Ex | CZ12 | cPVVG | SWHC013-02 | DEER2020 | D20v1 | 2020-11-09 | Cap-Tons | 1 |  | None | 101 | 0.0789 | -0.018 | 59.5 | 0.0478 | 0 | [6 empty] | DEER:HVAC_Split-Package_AC | Annual
Any | NE-HVAC-airAC-SpltPkg-gte760kBtuh-10p2eer | Rt3 | Ex | CZ13 | cPVVG | SWHC013-02 | DEER2020 | D20v1 | 2020-11-09 | Cap-Tons | 1 |  | None | 115 | 0.0731 | -0.0171 | 70.3 | 0.0457 | 0 | [6 empty] | DEER:HVAC_Split-Package_AC | Annual
Any | NE-HVAC-airAC-SpltPkg-gte760kBtuh-10p2eer | Rt3 | Ex | CZ14 | cPVVG | SWHC013-02 | DEER2020 | D20v1 | 2020-11-09 | Cap-Tons | 1 |  | None | 113 | 0.0656 | -0.0204 | 68.4 | 0.0402 | 0 | [6 empty] | DEER:HVAC_Split-Package_AC | Annual
Any | NE-HVAC-airAC-SpltPkg-gte760kBtuh-10p2eer | Rt3 | Ex | CZ15 | cPVVG | SWHC013-02 | DEER2020 | D20v1 | 2020-11-09 | Cap-Tons | 1 |  | None | 177 | 0.073 | -0.00079 | 107 | 0.0448 | 0 | [6 empty] | DEER:HVAC_Split-Package_AC | Annual
Any | NE-HVAC-airAC-SpltPkg-gte760kBtuh-10p2eer | Rt3 | Ex | CZ16 | cPVVG | SWHC013-02 | DEER2020 | D20v1 | 2020-11-09 | Cap-Tons | 1 |  | None | 69 | 0.062 | -0.0455 | 40.6 | 0.0379 | 0 | [6 empty] | DEER:HVAC_Split-Package_AC | Annual
Any | NE-HVAC-airAC-SpltPkg-gte760kBtuh-10p2eer | Rt3 | New | CZ01 | cPVVG | SWHC013-02 | DEER2020 | D20v1 | 2020-11-09 | Cap-Tons | 1 |  | None | 14.6 | 0.0193 | 0 | 14.6 | 0.0193 | 0 | [6 empty] | DEER:HVAC_Split-Package_AC | Annual
Any | NE-HVAC-airAC-SpltPkg-gte760kBtuh-10p2eer | Rt3 | New | CZ02 | cPVVG | SWHC013-02 | DEER2020 | D20v1 | 2020-11-09 | Cap-Tons | 1 |  | None | 49.6 | 0.0477 | 0 | 49.6 | 0.0477 | 0 | [6 empty] | DEER:HVAC_Split-Package_AC | Annual
Any | NE-HVAC-airAC-SpltPkg-gte760kBtuh-10p2eer | Rt3 | New | CZ03 | cPVVG | SWHC013-02 | DEER2020 | D20v1 | 2020-11-09 | Cap-Tons | 1 |  | None | 40.5 | 0.0356 | 0 | 40.5 | 0.0356 | 0 | [6 empty] | DEER:HVAC_Split-Package_AC | Annual
Any | NE-HVAC-airAC-SpltPkg-gte760kBtuh-10p2eer | Rt3 | New | CZ04 | cPVVG | SWHC013-02 | DEER2020 | D20v1 | 2020-11-09 | Cap-Tons | 1 |  | None | 55.6 | 0.0425 | 0 | 55.6 | 0.0425 | 0 | [6 empty] | DEER:HVAC_Split-Package_AC | Annual
Any | NE-HVAC-airAC-SpltPkg-gte760kBtuh-10p2eer | Rt3 | New | CZ05 | cPVVG | SWHC013-02 | DEER2020 | D20v1 | 2020-11-09 | Cap-Tons | 1 |  | None | 42.5 | 0.0238 | 0 | 42.5 | 0.0238 | 0 | [6 empty] | DEER:HVAC_Split-Package_AC | Annual
Any | NE-HVAC-airAC-SpltPkg-gte760kBtuh-10p2eer | Rt3 | New | CZ06 | cPVVG | SWHC013-02 | DEER2020 | D20v1 | 2020-11-09 | Cap-Tons | 1 |  | None | 77.8 | 0.0465 | 0 | 77.8 | 0.0465 | 0 | [6 empty] | DEER:HVAC_Split-Package_AC | Annual
Any | NE-HVAC-airAC-SpltPkg-gte760kBtuh-10p2eer | Rt3 | New | CZ07 | cPVVG | SWHC013-02 | DEER2020 | D20v1 | 2020-11-09 | Cap-Tons | 1 |  | None | 75.4 | 0.04 | 0 | 75.4 | 0.04 | 0 | [6 empty] | DEER:HVAC_Split-Package_AC | Annual
Any | NE-HVAC-airAC-SpltPkg-gte760kBtuh-10p2eer | Rt3 | New | CZ08 | cPVVG | SWHC013-02 | DEER2020 | D20v1 | 2020-11-09 | Cap-Tons | 1 |  | None | 71.9 | 0.0368 | 0 | 71.9 | 0.0368 | 0 | [6 empty] | DEER:HVAC_Split-Package_AC | Annual
Any | NE-HVAC-airAC-SpltPkg-gte760kBtuh-10p2eer | Rt3 | New | CZ09 | cPVVG | SWHC013-02 | DEER2020 | D20v1 | 2020-11-09 | Cap-Tons | 1 |  | None | 64.1 | 0.0434 | 0 | 64.1 | 0.0434 | 0 | [6 empty] | DEER:HVAC_Split-Package_AC | Annual
Any | NE-HVAC-airAC-SpltPkg-gte760kBtuh-10p2eer | Rt3 | New | CZ10 | cPVVG | SWHC013-02 | DEER2020 | D20v1 | 2020-11-09 | Cap-Tons | 1 |  | None | 73.2 | 0.0473 | 0 | 73.2 | 0.0473 | 0 | [6 empty] | DEER:HVAC_Split-Package_AC | Annual
Any | NE-HVAC-airAC-SpltPkg-gte760kBtuh-10p2eer | Rt3 | New | CZ11 | cPVVG | SWHC013-02 | DEER2020 | D20v1 | 2020-11-09 | Cap-Tons | 1 |  | None | 66.5 | 0.0484 | 0 | 66.5 | 0.0484 | 0 | [6 empty] | DEER:HVAC_Split-Package_AC | Annual
Any | NE-HVAC-airAC-SpltPkg-gte760kBtuh-10p2eer | Rt3 | New | CZ12 | cPVVG | SWHC013-02 | DEER2020 | D20v1 | 2020-11-09 | Cap-Tons | 1 |  | None | 57.9 | 0.0475 | 0 | 57.9 | 0.0475 | 0 | [6 empty] | DEER:HVAC_Split-Package_AC | Annual
Any | NE-HVAC-airAC-SpltPkg-gte760kBtuh-10p2eer | Rt3 | New | CZ13 | cPVVG | SWHC013-02 | DEER2020 | D20v1 | 2020-11-09 | Cap-Tons | 1 |  | None | 68.6 | 0.0453 | 0 | 68.6 | 0.0453 | 0 | [6 empty] | DEER:HVAC_Split-Package_AC | Annual
Any | NE-HVAC-airAC-SpltPkg-gte760kBtuh-10p2eer | Rt3 | New | CZ14 | cPVVG | SWHC013-02 | DEER2020 | D20v1 | 2020-11-09 | Cap-Tons | 1 |  | None | 66.9 | 0.0394 | 0 | 66.9 | 0.0394 | 0 | [6 empty] | DEER:HVAC_Split-Package_AC | Annual
Any | NE-HVAC-airAC-SpltPkg-gte760kBtuh-10p2eer | Rt3 | New | CZ15 | cPVVG | SWHC013-02 | DEER2020 | D20v1 | 2020-11-09 | Cap-Tons | 1 |  | None | 105 | 0.0442 | 0 | 105 | 0.0442 | 0 | [6 empty] | DEER:HVAC_Split-Package_AC | Annual
Any | NE-HVAC-airAC-SpltPkg-gte760kBtuh-10p2eer | Rt3 | New | CZ16 | cPVVG | SWHC013-02 | DEER2020 | D20v1 | 2020-11-09 | Cap-Tons | 1 |  | None | 40.5 | 0.0383 | 0 | 40.5 | 0.0383 | 0 | [6 empty] | DEER:HVAC_Split-Package_AC | Annual
Any | NE-HVAC-airAC-SpltPkg-gte760kBtuh-10p2eer | Com | Ex | CZ01 | cPVVG | SWHC013-02 | DEER2020 | D20v1 | 2020-11-09 | Cap-Tons | 1 |  | None | 30.3 | 0.024 | -0.08 | 13.8 | 0.014 | 0 | [6 empty] | DEER:HVAC_Split-Package_AC | Annual
Any | NE-HVAC-airAC-SpltPkg-gte760kBtuh-10p2eer | Com | Ex | CZ02 | cPVVG | SWHC013-02 | DEER2020 | D20v1 | 2020-11-09 | Cap-Tons | 1 |  | None | 78 | 0.059 | -0.03 | 44.6 | 0.035 | 0 | [6 empty] | DEER:HVAC_Split-Package_AC | Annual
Any | NE-HVAC-airAC-SpltPkg-gte760kBtuh-10p2eer | Com | Ex | CZ03 | cPVVG | SWHC013-02 | DEER2020 | D20v1 | 2020-11-09 | Cap-Tons | 1 |  | None | 66.3 | 0.038 | -0.02 | 36.4 | 0.022 | 0 | [6 empty] | DEER:HVAC_Split-Package_AC | Annual
Any | NE-HVAC-airAC-SpltPkg-gte760kBtuh-10p2eer | Com | Ex | CZ04 | cPVVG | SWHC013-02 | DEER2020 | D20v1 | 2020-11-09 | Cap-Tons | 1 |  | None | 85.8 | 0.047 | -0.01 | 49.9 | 0.028 | 0 | [6 empty] | DEER:HVAC_Split-Package_AC | Annual
Any | NE-HVAC-airAC-SpltPkg-gte760kBtuh-10p2eer | Com | Ex | CZ05 | cPVVG | SWHC013-02 | DEER2020 | D20v1 | 2020-11-09 | Cap-Tons | 1 |  | None | 69.5 | 0.032 | -0.04 | 38.1 | 0.019 | 0 | [6 empty] | DEER:HVAC_Split-Package_AC | Annual
Any | NE-HVAC-airAC-SpltPkg-gte760kBtuh-10p2eer | Com | Ex | CZ06 | cPVVG | SWHC013-02 | DEER2020 | D20v1 | 2020-11-09 | Cap-Tons | 1 |  | None | 117 | 0.05 | -0.01 | 68.4 | 0.031 | 0 | [6 empty] | DEER:HVAC_Split-Package_AC | Annual
Any | NE-HVAC-airAC-SpltPkg-gte760kBtuh-10p2eer | Com | Ex | CZ07 | cPVVG | SWHC013-02 | DEER2020 | D20v1 | 2020-11-09 | Cap-Tons | 1 |  | None | 118 | 0.043 | -0.01 | 67.6 | 0.026 | 0 | [6 empty] | DEER:HVAC_Split-Package_AC | Annual
Any | NE-HVAC-airAC-SpltPkg-gte760kBtuh-10p2eer | Com | Ex | CZ08 | cPVVG | SWHC013-02 | DEER2020 | D20v1 | 2020-11-09 | Cap-Tons | 1 |  | None | 113 | 0.043 | -0.01 | 67.4 | 0.026 | 0 | [6 empty] | DEER:HVAC_Split-Package_AC | Annual
Any | NE-HVAC-airAC-SpltPkg-gte760kBtuh-10p2eer | Com | Ex | CZ09 | cPVVG | SWHC013-02 | DEER2020 | D20v1 | 2020-11-09 | Cap-Tons | 1 |  | None | 102 | 0.052 | -0.01 | 61.6 | 0.032 | 0 | [6 empty] | DEER:HVAC_Split-Package_AC | Annual
Any | NE-HVAC-airAC-SpltPkg-gte760kBtuh-10p2eer | Com | Ex | CZ10 | cPVVG | SWHC013-02 | DEER2020 | D20v1 | 2020-11-09 | Cap-Tons | 1 |  | None | 111 | 0.059 | -0.01 | 66.5 | 0.036 | 0 | [6 empty] | DEER:HVAC_Split-Package_AC | Annual
Any | NE-HVAC-airAC-SpltPkg-gte760kBtuh-10p2eer | Com | Ex | CZ11 | cPVVG | SWHC013-02 | DEER2020 | D20v1 | 2020-11-09 | Cap-Tons | 1 |  | None | 108 | 0.065 | -0.02 | 64.3 | 0.04 | 0 | [6 empty] | DEER:HVAC_Split-Package_AC | Annual
Any | NE-HVAC-airAC-SpltPkg-gte760kBtuh-10p2eer | Com | Ex | CZ12 | cPVVG | SWHC013-02 | DEER2020 | D20v1 | 2020-11-09 | Cap-Tons | 1 |  | None | 92 | 0.06 | -0.02 | 54.1 | 0.036 | 0 | [6 empty] | DEER:HVAC_Split-Package_AC | Annual
Any | NE-HVAC-airAC-SpltPkg-gte760kBtuh-10p2eer | Com | Ex | CZ13 | cPVVG | SWHC013-02 | DEER2020 | D20v1 | 2020-11-09 | Cap-Tons | 1 |  | None | 110 | 0.055 | -0.02 | 65.9 | 0.034 | 0 | [6 empty] | DEER:HVAC_Split-Package_AC | Annual
Any | NE-HVAC-airAC-SpltPkg-gte760kBtuh-10p2eer | Com | Ex | CZ14 | cPVVG | SWHC013-02 | DEER2020 | D20v1 | 2020-11-09 | Cap-Tons | 1 |  | None | 104 | 0.056 | -0.02 | 62.7 | 0.034 | 0 | [6 empty] | DEER:HVAC_Split-Package_AC | Annual
Any | NE-HVAC-airAC-SpltPkg-gte760kBtuh-10p2eer | Com | Ex | CZ15 | cPVVG | SWHC013-02 | DEER2020 | D20v1 | 2020-11-09 | Cap-Tons | 1 |  | None | 167 | 0.059 | 0 | 102 | 0.036 | 0 | [6 empty] | DEER:HVAC_Split-Package_AC | Annual
Any | NE-HVAC-airAC-SpltPkg-gte760kBtuh-10p2eer | Com | Ex | CZ16 | cPVVG | SWHC013-02 | DEER2020 | D20v1 | 2020-11-09 | Cap-Tons | 1 |  | None | 62.3 | 0.047 | -0.08 | 34.8 | 0.029 | 0 | [6 empty] | DEER:HVAC_Split-Package_AC | Annual
Any | NE-HVAC-airAC-SpltPkg-gte760kBtuh-10p2eer | Com | New | CZ01 | cPVVG | SWHC013-02 | DEER2020 | D20v1 | 2020-11-09 | Cap-Tons | 1 |  | None | 12.7 | 0.014 | 0 | 12.7 | 0.014 | 0 | [6 empty] | DEER:HVAC_Split-Package_AC | Annual
Any | NE-HVAC-airAC-SpltPkg-gte760kBtuh-10p2eer | Com | New | CZ02 | cPVVG | SWHC013-02 | DEER2020 | D20v1 | 2020-11-09 | Cap-Tons | 1 |  | None | 42.5 | 0.034 | 0 | 42.5 | 0.034 | 0 | [6 empty] | DEER:HVAC_Split-Package_AC | Annual
Any | NE-HVAC-airAC-SpltPkg-gte760kBtuh-10p2eer | Com | New | CZ03 | cPVVG | SWHC013-02 | DEER2020 | D20v1 | 2020-11-09 | Cap-Tons | 1 |  | None | 34.4 | 0.02 | 0 | 34.4 | 0.02 | 0 | [6 empty] | DEER:HVAC_Split-Package_AC | Annual
Any | NE-HVAC-airAC-SpltPkg-gte760kBtuh-10p2eer | Com | New | CZ04 | cPVVG | SWHC013-02 | DEER2020 | D20v1 | 2020-11-09 | Cap-Tons | 1 |  | None | 47.5 | 0.027 | 0 | 47.5 | 0.027 | 0 | [6 empty] | DEER:HVAC_Split-Package_AC | Annual
Any | NE-HVAC-airAC-SpltPkg-gte760kBtuh-10p2eer | Com | New | CZ05 | cPVVG | SWHC013-02 | DEER2020 | D20v1 | 2020-11-09 | Cap-Tons | 1 |  | None | 37 | 0.019 | 0 | 37 | 0.019 | 0 | [6 empty] | DEER:HVAC_Split-Package_AC | Annual
Any | NE-HVAC-airAC-SpltPkg-gte760kBtuh-10p2eer | Com | New | CZ06 | cPVVG | SWHC013-02 | DEER2020 | D20v1 | 2020-11-09 | Cap-Tons | 1 |  | None | 66.9 | 0.031 | 0 | 66.9 | 0.031 | 0 | [6 empty] | DEER:HVAC_Split-Package_AC | Annual
Any | NE-HVAC-airAC-SpltPkg-gte760kBtuh-10p2eer | ECC | Ex | CZ01 | cPVVG | SWHC013-02 | DEER2020 | D20v1 | 2020-11-09 | Cap-Tons | 1 |  | None | 30.5 | 0.0337 | -0.0842 | 14.6 | 0.0206 | 0 | [6 empty] | DEER:HVAC_Split-Package_AC | Annual
Any | NE-HVAC-airAC-SpltPkg-gte760kBtuh-10p2eer | ECC | Ex | CZ02 | cPVVG | SWHC013-02 | DEER2020 | D20v1 | 2020-11-09 | Cap-Tons | 1 |  | None | 81.7 | 0.0627 | -0.0354 | 45.7 | 0.0374 | 0 | [6 empty] | DEER:HVAC_Split-Package_AC | Annual
Any | NE-HVAC-airAC-SpltPkg-gte760kBtuh-10p2eer | ECC | Ex | CZ03 | cPVVG | SWHC013-02 | DEER2020 | D20v1 | 2020-11-09 | Cap-Tons | 1 |  | None | 68.3 | 0.0386 | -0.0346 | 36.2 | 0.0223 | 0 | [6 empty] | DEER:HVAC_Split-Package_AC | Annual
Any | NE-HVAC-airAC-SpltPkg-gte760kBtuh-10p2eer | ECC | Ex | CZ04 | cPVVG | SWHC013-02 | DEER2020 | D20v1 | 2020-11-09 | Cap-Tons | 1 |  | None | 89.9 | 0.0776 | -0.0194 | 51.1 | 0.0459 | 0 | [6 empty] | DEER:HVAC_Split-Package_AC | Annual
Any | NE-HVAC-airAC-SpltPkg-gte760kBtuh-10p2eer | ECC | Ex | CZ05 | cPVVG | SWHC013-02 | DEER2020 | D20v1 | 2020-11-09 | Cap-Tons | 1 |  | None | 67.5 | 0.0412 | -0.0427 | 35.9 | 0.0238 | 0 | [6 empty] | DEER:HVAC_Split-Package_AC | Annual
Any | NE-HVAC-airAC-SpltPkg-gte760kBtuh-10p2eer | ECC | Ex | CZ06 | cPVVG | SWHC013-02 | DEER2020 | D20v1 | 2020-11-09 | Cap-Tons | 1 |  | None | 115 | 0.074 | -0.00954 | 66.3 | 0.0443 | 0 | [6 empty] | DEER:HVAC_Split-Package_AC | Annual
Any | NE-HVAC-airAC-SpltPkg-gte760kBtuh-10p2eer | ECC | Ex | CZ07 | cPVVG | SWHC013-02 | DEER2020 | D20v1 | 2020-11-09 | Cap-Tons | 1 |  | None | 119 | 0.0665 | -0.00635 | 65.7 | 0.0381 | 0 | [6 empty] | DEER:HVAC_Split-Package_AC | Annual
Any | NE-HVAC-airAC-SpltPkg-gte760kBtuh-10p2eer | ECC | Ex | CZ08 | cPVVG | SWHC013-02 | DEER2020 | D20v1 | 2020-11-09 | Cap-Tons | 1 |  | None | 117 | 0.0651 | -0.00768 | 68.9 | 0.0391 | 0 | [6 empty] | DEER:HVAC_Split-Package_AC | Annual
Any | NE-HVAC-airAC-SpltPkg-gte760kBtuh-10p2eer | ECC | Ex | CZ09 | cPVVG | SWHC013-02 | DEER2020 | D20v1 | 2020-11-09 | Cap-Tons | 1 |  | None | 106 | 0.0783 | -0.00809 | 62.2 | 0.0471 | 0 | [6 empty] | DEER:HVAC_Split-Package_AC | Annual
Any | NE-HVAC-airAC-SpltPkg-gte760kBtuh-10p2eer | ECC | Ex | CZ10 | cPVVG | SWHC013-02 | DEER2020 | D20v1 | 2020-11-09 | Cap-Tons | 1 |  | None | 118 | 0.085 | -0.00882 | 69.6 | 0.051 | 0 | [6 empty] | DEER:HVAC_Split-Package_AC | Annual
Any | NE-HVAC-airAC-SpltPkg-gte760kBtuh-10p2eer | ECC | Ex | CZ11 | cPVVG | SWHC013-02 | DEER2020 | D20v1 | 2020-11-09 | Cap-Tons | 1 |  | None | 118 | 0.0729 | -0.0228 | 69.3 | 0.0439 | 0 | [6 empty] | DEER:HVAC_Split-Package_AC | Annual
Any | NE-HVAC-airAC-SpltPkg-gte760kBtuh-10p2eer | ECC | Ex | CZ12 | cPVVG | SWHC013-02 | DEER2020 | D20v1 | 2020-11-09 | Cap-Tons | 1 |  | None | 104 | 0.0699 | -0.0255 | 60 | 0.0418 | 0 | [6 empty] | DEER:HVAC_Split-Package_AC | Annual
Any | NE-HVAC-airAC-SpltPkg-gte760kBtuh-10p2eer | ECC | Ex | CZ13 | cPVVG | SWHC013-02 | DEER2020 | D20v1 | 2020-11-09 | Cap-Tons | 1 |  | None | 122 | 0.0626 | -0.0191 | 71.7 | 0.0377 | 0 | [6 empty] | DEER:HVAC_Split-Package_AC | Annual
Any | NE-HVAC-airAC-SpltPkg-gte760kBtuh-10p2eer | ECC | Ex | CZ14 | cPVVG | SWHC013-02 | DEER2020 | D20v1 | 2020-11-09 | Cap-Tons | 1 |  | None | 111 | 0.0771 | -0.0193 | 65.7 | 0.0463 | 0 | [6 empty] | DEER:HVAC_Split-Package_AC | Annual
Any | NE-HVAC-airAC-SpltPkg-gte760kBtuh-10p2eer | ECC | Ex | CZ15 | cPVVG | SWHC013-02 | DEER2020 | D20v1 | 2020-11-09 | Cap-Tons | 1 |  | None | 174 | 0.0801 | -0.00274 | 104 | 0.0484 | 0 | [6 empty] | DEER:HVAC_Split-Package_AC | Annual
Any | NE-HVAC-airAC-SpltPkg-gte760kBtuh-10p2eer | ECC | Ex | CZ16 | cPVVG | SWHC013-02 | DEER2020 | D20v1 | 2020-11-09 | Cap-Tons | 1 |  | None | 64.6 | 0.0459 | -0.0865 | 34.7 | 0.027 | 0 | [6 empty] | DEER:HVAC_Split-Package_AC | Annual
Any | NE-HVAC-airAC-SpltPkg-gte760kBtuh-10p2eer | ECC | New | CZ01 | cPVVG | SWHC013-02 | DEER2020 | D20v1 | 2020-11-09 | Cap-Tons | 1 |  | None | 14.1 | 0.0211 | 0 | 14.1 | 0.0211 | 0 | [6 empty] | DEER:HVAC_Split-Package_AC | Annual
Any | NE-HVAC-airAC-SpltPkg-gte760kBtuh-10p2eer | ECC | New | CZ02 | cPVVG | SWHC013-02 | DEER2020 | D20v1 | 2020-11-09 | Cap-Tons | 1 |  | None | 44.3 | 0.0362 | 0 | 44.3 | 0.0362 | 0 | [6 empty] | DEER:HVAC_Split-Package_AC | Annual
Any | NE-HVAC-airAC-SpltPkg-gte760kBtuh-10p2eer | ECC | New | CZ03 | cPVVG | SWHC013-02 | DEER2020 | D20v1 | 2020-11-09 | Cap-Tons | 1 |  | None | 36.6 | 0.0219 | 0 | 36.6 | 0.0219 | 0 | [6 empty] | DEER:HVAC_Split-Package_AC | Annual
Any | NE-HVAC-airAC-SpltPkg-gte760kBtuh-10p2eer | ECC | New | CZ04 | cPVVG | SWHC013-02 | DEER2020 | D20v1 | 2020-11-09 | Cap-Tons | 1 |  | None | 50 | 0.047 | 0 | 50 | 0.047 | 0 | [6 empty] | DEER:HVAC_Split-Package_AC | Annual
Any | NE-HVAC-airAC-SpltPkg-gte760kBtuh-10p2eer | ECC | New | CZ05 | cPVVG | SWHC013-02 | DEER2020 | D20v1 | 2020-11-09 | Cap-Tons | 1 |  | None | 36.1 | 0.0246 | 0 | 36.1 | 0.0246 | 0 | [6 empty] | DEER:HVAC_Split-Package_AC | Annual
Any | NE-HVAC-airAC-SpltPkg-gte760kBtuh-10p2eer | ECC | New | CZ06 | cPVVG | SWHC013-02 | DEER2020 | D20v1 | 2020-11-09 | Cap-Tons | 1 |  | None | 67.3 | 0.0466 | 0 | 67.3 | 0.0466 | 0 | [6 empty] | DEER:HVAC_Split-Package_AC | Annual
Any | NE-HVAC-airAC-SpltPkg-gte760kBtuh-10p2eer | ECC | New | CZ07 | cPVVG | SWHC013-02 | DEER2020 | D20v1 | 2020-11-09 | Cap-Tons | 1 |  | None | 66.9 | 0.0405 | 0 | 66.9 | 0.0405 | 0 | [6 empty] | DEER:HVAC_Split-Package_AC | Annual
Any | NE-HVAC-airAC-SpltPkg-gte760kBtuh-10p2eer | ECC | New | CZ08 | cPVVG | SWHC013-02 | DEER2020 | D20v1 | 2020-11-09 | Cap-Tons | 1 |  | None | 66.8 | 0.0395 | 0 | 66.8 | 0.0395 | 0 | [6 empty] | DEER:HVAC_Split-Package_AC | Annual
Any | NE-HVAC-airAC-SpltPkg-gte760kBtuh-10p2eer | ECC | New | CZ09 | cPVVG | SWHC013-02 | DEER2020 | D20v1 | 2020-11-09 | Cap-Tons | 1 |  | None | 59.8 | 0.048 | 0 | 59.8 | 0.048 | 0 | [6 empty] | DEER:HVAC_Split-Package_AC | Annual
Any | NE-HVAC-airAC-SpltPkg-gte760kBtuh-10p2eer | ECC | New | CZ10 | cPVVG | SWHC013-02 | DEER2020 | D20v1 | 2020-11-09 | Cap-Tons | 1 |  | None | 67.3 | 0.0516 | 0 | 67.3 | 0.0516 | 0 | [6 empty] | DEER:HVAC_Split-Package_AC | Annual
Any | NE-HVAC-airAC-SpltPkg-gte760kBtuh-10p2eer | ECC | New | CZ11 | cPVVG | SWHC013-02 | DEER2020 | D20v1 | 2020-11-09 | Cap-Tons | 1 |  | None | 66.2 | 0.0409 | 0 | 66.2 | 0.0409 | 0 | [6 empty] | DEER:HVAC_Split-Package_AC | Annual
Any | NE-HVAC-airAC-SpltPkg-gte760kBtuh-10p2eer | ECC | New | CZ12 | cPVVG | SWHC013-02 | DEER2020 | D20v1 | 2020-11-09 | Cap-Tons | 1 |  | None | 57.9 | 0.0403 | 0 | 57.9 | 0.0403 | 0 | [6 empty] | DEER:HVAC_Split-Package_AC | Annual
Any | NE-HVAC-airAC-SpltPkg-gte760kBtuh-10p2eer | ECC | New | CZ13 | cPVVG | SWHC013-02 | DEER2020 | D20v1 | 2020-11-09 | Cap-Tons | 1 |  | None | 68.5 | 0.0367 | 0 | 68.5 | 0.0367 | 0 | [6 empty] | DEER:HVAC_Split-Package_AC | Annual
Any | NE-HVAC-airAC-SpltPkg-gte760kBtuh-10p2eer | ECC | New | CZ14 | cPVVG | SWHC013-02 | DEER2020 | D20v1 | 2020-11-09 | Cap-Tons | 1 |  | None | 62.1 | 0.0457 | 0 | 62.1 | 0.0457 | 0 | [6 empty] | DEER:HVAC_Split-Package_AC | Annual
Any | NE-HVAC-airAC-SpltPkg-gte760kBtuh-10p2eer | ECC | New | CZ15 | cPVVG | SWHC013-02 | DEER2020 | D20v1 | 2020-11-09 | Cap-Tons | 1 |  | None | 96.6 | 0.048 | 0 | 96.6 | 0.048 | 0 | [6 empty] | DEER:HVAC_Split-Package_AC | Annual
Any | NE-HVAC-airAC-SpltPkg-gte760kBtuh-10p2eer | ECC | New | CZ16 | cPVVG | SWHC013-02 | DEER2020 | D20v1 | 2020-11-09 | Cap-Tons | 1 |  | None | 33.8 | 0.026 | 0 | 33.8 | 0.026 | 0 | [6 empty] | DEER:HVAC_Split-Package_AC | Annual
Any | NE-HVAC-airAC-SpltPkg-gte760kBtuh-10p2eer | ESe | Ex | CZ06 | cPVVG | SWHC013-02 | DEER2020 | D20v1 | 2020-11-09 | Cap-Tons | 1 |  | None | 91.3 | 0.0461 | -0.0108 | 50.6 | 0.0264 | 0 | [6 empty] | DEER:HVAC_Split-Package_AC | Annual
Any | NE-HVAC-airAC-SpltPkg-gte760kBtuh-10p2eer | ESe | Ex | CZ07 | cPVVG | SWHC013-02 | DEER2020 | D20v1 | 2020-11-09 | Cap-Tons | 1 |  | None | 92.3 | 0.0376 | -0.00743 | 49.5 | 0.0209 | 0 | [6 empty] | DEER:HVAC_Split-Package_AC | Annual
Any | NE-HVAC-airAC-SpltPkg-gte760kBtuh-10p2eer | ESe | Ex | CZ08 | cPVVG | SWHC013-02 | DEER2020 | D20v1 | 2020-11-09 | Cap-Tons | 1 |  | None | 99.8 | 0.0433 | -0.00863 | 55.8 | 0.0248 | 0 | [6 empty] | DEER:HVAC_Split-Package_AC | Annual
Any | NE-HVAC-airAC-SpltPkg-gte760kBtuh-10p2eer | ESe | Ex | CZ09 | cPVVG | SWHC013-02 | DEER2020 | D20v1 | 2020-11-09 | Cap-Tons | 1 |  | None | 91.5 | 0.0572 | -0.00885 | 50.7 | 0.0326 | 0 | [6 empty] | DEER:HVAC_Split-Package_AC | Annual
Any | NE-HVAC-airAC-SpltPkg-gte760kBtuh-10p2eer | ESe | Ex | CZ10 | cPVVG | SWHC013-02 | DEER2020 | D20v1 | 2020-11-09 | Cap-Tons | 1 |  | None | 93.4 | 0.0591 | -0.0121 | 52.4 | 0.0338 | 0 | [6 empty] | DEER:HVAC_Split-Package_AC | Annual
Any | NE-HVAC-airAC-SpltPkg-gte760kBtuh-10p2eer | ESe | Ex | CZ11 | cPVVG | SWHC013-02 | DEER2020 | D20v1 | 2020-11-09 | Cap-Tons | 1 |  | None | 90.3 | 0.0365 | -0.0236 | 51.8 | 0.0215 | 0 | [6 empty] | DEER:HVAC_Split-Package_AC | Annual
Any | NE-HVAC-airAC-SpltPkg-gte760kBtuh-10p2eer | ESe | Ex | CZ12 | cPVVG | SWHC013-02 | DEER2020 | D20v1 | 2020-11-09 | Cap-Tons | 1 |  | None | 79.2 | 0.0365 | -0.028 | 44.5 | 0.0211 | 0 | [6 empty] | DEER:HVAC_Split-Package_AC | Annual
Any | NE-HVAC-airAC-SpltPkg-gte760kBtuh-10p2eer | ESe | Ex | CZ13 | cPVVG | SWHC013-02 | DEER2020 | D20v1 | 2020-11-09 | Cap-Tons | 1 |  | None | 92 | 0.0321 | -0.0211 | 53.5 | 0.0189 | 0 | [6 empty] | DEER:HVAC_Split-Package_AC | Annual
Any | NE-HVAC-airAC-SpltPkg-gte760kBtuh-10p2eer | ESe | Ex | CZ14 | cPVVG | SWHC013-02 | DEER2020 | D20v1 | 2020-11-09 | Cap-Tons | 1 |  | None | 88.2 | 0.0527 | -0.0236 | 49.3 | 0.03 | 0 | [6 empty] | DEER:HVAC_Split-Package_AC | Annual
Any | NE-HVAC-airAC-SpltPkg-gte760kBtuh-10p2eer | ESe | Ex | CZ15 | cPVVG | SWHC013-02 | DEER2020 | D20v1 | 2020-11-09 | Cap-Tons | 1 |  | None | 149 | 0.0601 | -0.00388 | 84.1 | 0.034 | 0 | [6 empty] | DEER:HVAC_Split-Package_AC | Annual
Any | NE-HVAC-airAC-SpltPkg-gte760kBtuh-10p2eer | ESe | Ex | CZ16 | cPVVG | SWHC013-02 | DEER2020 | D20v1 | 2020-11-09 | Cap-Tons | 1 |  | None | 46.6 | 0.0256 | -0.0787 | 23.8 | 0.0143 | 0 | [6 empty] | DEER:HVAC_Split-Package_AC | Annual
Any | NE-HVAC-airAC-SpltPkg-gte760kBtuh-10p2eer | ESe | New | CZ01 | cPVVG | SWHC013-02 | DEER2020 | D20v1 | 2020-11-09 | Cap-Tons | 1 |  | None | 9.2 | 0.0104 | 0 | 9.2 | 0.0104 | 0 | [6 empty] | DEER:HVAC_Split-Package_AC | Annual
Any | NE-HVAC-airAC-SpltPkg-gte760kBtuh-10p2eer | ESe | New | CZ02 | cPVVG | SWHC013-02 | DEER2020 | D20v1 | 2020-11-09 | Cap-Tons | 1 |  | None | 30.4 | 0.0182 | 0 | 30.4 | 0.0182 | 0 | [6 empty] | DEER:HVAC_Split-Package_AC | Annual
Any | NE-HVAC-airAC-SpltPkg-gte760kBtuh-10p2eer | ESe | New | CZ03 | cPVVG | SWHC013-02 | DEER2020 | D20v1 | 2020-11-09 | Cap-Tons | 1 |  | None | 22.6 | 0.00428 | 0 | 22.6 | 0.00428 | 0 | [6 empty] | DEER:HVAC_Split-Package_AC | Annual
Any | NE-HVAC-airAC-SpltPkg-gte760kBtuh-10p2eer | ESe | New | CZ04 | cPVVG | SWHC013-02 | DEER2020 | D20v1 | 2020-11-09 | Cap-Tons | 1 |  | None | 34.5 | 0.0274 | 0 | 34.5 | 0.0274 | 0 | [6 empty] | DEER:HVAC_Split-Package_AC | Annual
Any | NE-HVAC-airAC-SpltPkg-gte760kBtuh-10p2eer | ESe | New | CZ05 | cPVVG | SWHC013-02 | DEER2020 | D20v1 | 2020-11-09 | Cap-Tons | 1 |  | None | 24.8 | 0.0133 | 0 | 24.8 | 0.0133 | 0 | [6 empty] | DEER:HVAC_Split-Package_AC | Annual
Any | NE-HVAC-airAC-SpltPkg-gte760kBtuh-10p2eer | ESe | New | CZ06 | cPVVG | SWHC013-02 | DEER2020 | D20v1 | 2020-11-09 | Cap-Tons | 1 |  | None | 42.6 | 0.0245 | 0 | 42.6 | 0.0245 | 0 | [6 empty] | DEER:HVAC_Split-Package_AC | Annual
Any | NE-HVAC-airAC-SpltPkg-gte760kBtuh-10p2eer | ESe | New | CZ07 | cPVVG | SWHC013-02 | DEER2020 | D20v1 | 2020-11-09 | Cap-Tons | 1 |  | None | 41.8 | 0.0199 | 0 | 41.8 | 0.0199 | 0 | [6 empty] | DEER:HVAC_Split-Package_AC | Annual
Any | NE-HVAC-airAC-SpltPkg-gte760kBtuh-10p2eer | ESe | New | CZ08 | cPVVG | SWHC013-02 | DEER2020 | D20v1 | 2020-11-09 | Cap-Tons | 1 |  | None | 46.1 | 0.0215 | 0 | 46.1 | 0.0215 | 0 | [6 empty] | DEER:HVAC_Split-Package_AC | Annual
Any | NE-HVAC-airAC-SpltPkg-gte760kBtuh-10p2eer | ESe | New | CZ09 | cPVVG | SWHC013-02 | DEER2020 | D20v1 | 2020-11-09 | Cap-Tons | 1 |  | None | 42 | 0.0291 | 0 | 42 | 0.0291 | 0 | [6 empty] | DEER:HVAC_Split-Package_AC | Annual
Any | NE-HVAC-airAC-SpltPkg-gte760kBtuh-10p2eer | ESe | New | CZ10 | cPVVG | SWHC013-02 | DEER2020 | D20v1 | 2020-11-09 | Cap-Tons | 1 |  | None | 48.3 | 0.0321 | 0 | 48.3 | 0.0321 | 0 | [6 empty] | DEER:HVAC_Split-Package_AC | Annual
Any | NE-HVAC-airAC-SpltPkg-gte760kBtuh-10p2eer | ESe | New | CZ11 | cPVVG | SWHC013-02 | DEER2020 | D20v1 | 2020-11-09 | Cap-Tons | 1 |  | None | 45.6 | 0.019 | 0 | 45.6 | 0.019 | 0 | [6 empty] | DEER:HVAC_Split-Package_AC | Annual
Any | NE-HVAC-airAC-SpltPkg-gte760kBtuh-10p2eer | ESe | New | CZ12 | cPVVG | SWHC013-02 | DEER2020 | D20v1 | 2020-11-09 | Cap-Tons | 1 |  | None | 40.1 | 0.0195 | 0 | 40.1 | 0.0195 | 0 | [6 empty] | DEER:HVAC_Split-Package_AC | Annual
Any | NE-HVAC-airAC-SpltPkg-gte760kBtuh-10p2eer | ESe | New | CZ13 | cPVVG | SWHC013-02 | DEER2020 | D20v1 | 2020-11-09 | Cap-Tons | 1 |  | None | 48 | 0.0158 | 0 | 48 | 0.0158 | 0 | [6 empty] | DEER:HVAC_Split-Package_AC | Annual
Any | NE-HVAC-airAC-SpltPkg-gte760kBtuh-10p2eer | ESe | New | CZ14 | cPVVG | SWHC013-02 | DEER2020 | D20v1 | 2020-11-09 | Cap-Tons | 1 |  | None | 43.4 | 0.0253 | 0 | 43.4 | 0.0253 | 0 | [6 empty] | DEER:HVAC_Split-Package_AC | Annual
Any | NE-HVAC-airAC-SpltPkg-gte760kBtuh-10p2eer | ESe | New | CZ15 | cPVVG | SWHC013-02 | DEER2020 | D20v1 | 2020-11-09 | Cap-Tons | 1 |  | None | 73.8 | 0.0287 | 0 | 73.8 | 0.0287 | 0 | [6 empty] | DEER:HVAC_Split-Package_AC | Annual
Any | NE-HVAC-airAC-SpltPkg-gte760kBtuh-10p2eer | ESe | New | CZ16 | cPVVG | SWHC013-02 | DEER2020 | D20v1 | 2020-11-09 | Cap-Tons | 1 |  | None | 20.9 | 0.0129 | 0 | 20.9 | 0.0129 | 0 | [6 empty] | DEER:HVAC_Split-Package_AC | Annual
Any | NE-HVAC-airAC-SpltPkg-gte760kBtuh-10p2eer | EUn | Ex | CZ16 | cPVVG | SWHC013-02 | DEER2020 | D20v1 | 2020-11-09 | Cap-Tons | 1 |  | None | 54.6 | 0.0507 | -0.0575 | 30.4 | 0.0301 | 0 | [6 empty] | DEER:HVAC_Split-Package_AC | Annual
Any | NE-HVAC-airAC-SpltPkg-gte760kBtuh-10p2eer | EUn | New | CZ01 | cPVVG | SWHC013-02 | DEER2020 | D20v1 | 2020-11-09 | Cap-Tons | 1 |  | None | 10.8 | 0.0187 | 0 | 10.8 | 0.0187 | 0 | [6 empty] | DEER:HVAC_Split-Package_AC | Annual
Any | NE-HVAC-airAC-SpltPkg-gte760kBtuh-10p2eer | EUn | New | CZ02 | cPVVG | SWHC013-02 | DEER2020 | D20v1 | 2020-11-09 | Cap-Tons | 1 |  | None | 42.3 | 0.0417 | 0 | 42.3 | 0.0417 | 0 | [6 empty] | DEER:HVAC_Split-Package_AC | Annual
Any | NE-HVAC-airAC-SpltPkg-gte760kBtuh-10p2eer | EUn | New | CZ03 | cPVVG | SWHC013-02 | DEER2020 | D20v1 | 2020-11-09 | Cap-Tons | 1 |  | None | 32.1 | 0.0248 | 0 | 32.1 | 0.0248 | 0 | [6 empty] | DEER:HVAC_Split-Package_AC | Annual
Any | NE-HVAC-airAC-SpltPkg-gte760kBtuh-10p2eer | EUn | New | CZ04 | cPVVG | SWHC013-02 | DEER2020 | D20v1 | 2020-11-09 | Cap-Tons | 1 |  | None | 47 | 0.0434 | 0 | 47 | 0.0434 | 0 | [6 empty] | DEER:HVAC_Split-Package_AC | Annual
Any | NE-HVAC-airAC-SpltPkg-gte760kBtuh-10p2eer | EUn | New | CZ05 | cPVVG | SWHC013-02 | DEER2020 | D20v1 | 2020-11-09 | Cap-Tons | 1 |  | None | 33.2 | 0.0223 | 0 | 33.2 | 0.0223 | 0 | [6 empty] | DEER:HVAC_Split-Package_AC | Annual
Any | NE-HVAC-airAC-SpltPkg-gte760kBtuh-10p2eer | EUn | New | CZ06 | cPVVG | SWHC013-02 | DEER2020 | D20v1 | 2020-11-09 | Cap-Tons | 1 |  | None | 58.2 | 0.0414 | 0 | 58.2 | 0.0414 | 0 | [6 empty] | DEER:HVAC_Split-Package_AC | Annual
Any | NE-HVAC-airAC-SpltPkg-gte760kBtuh-10p2eer | EUn | New | CZ07 | cPVVG | SWHC013-02 | DEER2020 | D20v1 | 2020-11-09 | Cap-Tons | 1 |  | None | 56.4 | 0.0354 | 0 | 56.4 | 0.0354 | 0 | [6 empty] | DEER:HVAC_Split-Package_AC | Annual
Any | NE-HVAC-airAC-SpltPkg-gte760kBtuh-10p2eer | EUn | New | CZ08 | cPVVG | SWHC013-02 | DEER2020 | D20v1 | 2020-11-09 | Cap-Tons | 1 |  | None | 61.1 | 0.0372 | 0 | 61.1 | 0.0372 | 0 | [6 empty] | DEER:HVAC_Split-Package_AC | Annual
Any | NE-HVAC-airAC-SpltPkg-gte760kBtuh-10p2eer | EUn | New | CZ09 | cPVVG | SWHC013-02 | DEER2020 | D20v1 | 2020-11-09 | Cap-Tons | 1 |  | None | 54.9 | 0.0453 | 0 | 54.9 | 0.0453 | 0 | [6 empty] | DEER:HVAC_Split-Package_AC | Annual
Any | NE-HVAC-airAC-SpltPkg-gte760kBtuh-10p2eer | EUn | New | CZ10 | cPVVG | SWHC013-02 | DEER2020 | D20v1 | 2020-11-09 | Cap-Tons | 1 |  | None | 61.9 | 0.0484 | 0 | 61.9 | 0.0484 | 0 | [6 empty] | DEER:HVAC_Split-Package_AC | Annual
Any | NE-HVAC-airAC-SpltPkg-gte760kBtuh-10p2eer | EUn | New | CZ11 | cPVVG | SWHC013-02 | DEER2020 | D20v1 | 2020-11-09 | Cap-Tons | 1 |  | None | 61 | 0.0477 | 0 | 61 | 0.0477 | 0 | [6 empty] | DEER:HVAC_Split-Package_AC | Annual
Any | NE-HVAC-airAC-SpltPkg-gte760kBtuh-10p2eer | EUn | New | CZ12 | cPVVG | SWHC013-02 | DEER2020 | D20v1 | 2020-11-09 | Cap-Tons | 1 |  | None | 54.1 | 0.0474 | 0 | 54.1 | 0.0474 | 0 | [6 empty] | DEER:HVAC_Split-Package_AC | Annual
Any | NE-HVAC-airAC-SpltPkg-gte760kBtuh-10p2eer | EUn | New | CZ13 | cPVVG | SWHC013-02 | DEER2020 | D20v1 | 2020-11-09 | Cap-Tons | 1 |  | None | 63.2 | 0.0433 | 0 | 63.2 | 0.0433 | 0 | [6 empty] | DEER:HVAC_Split-Package_AC | Annual
Any | NE-HVAC-airAC-SpltPkg-gte760kBtuh-10p2eer | EUn | New | CZ14 | cPVVG | SWHC013-02 | DEER2020 | D20v1 | 2020-11-09 | Cap-Tons | 1 |  | None | 59 | 0.0442 | 0 | 59 | 0.0442 | 0 | [6 empty] | DEER:HVAC_Split-Package_AC | Annual
Any | NE-HVAC-airAC-SpltPkg-gte760kBtuh-10p2eer | EUn | New | CZ15 | cPVVG | SWHC013-02 | DEER2020 | D20v1 | 2020-11-09 | Cap-Tons | 1 |  | None | 89.7 | 0.0454 | 0 | 89.7 | 0.0454 | 0 | [6 empty] | DEER:HVAC_Split-Package_AC | Annual
Any | NE-HVAC-airAC-SpltPkg-gte760kBtuh-10p2eer | EUn | New | CZ16 | cPVVG | SWHC013-02 | DEER2020 | D20v1 | 2020-11-09 | Cap-Tons | 1 |  | None | 29.4 | 0.0299 | 0 | 29.4 | 0.0299 | 0 | [6 empty] | DEER:HVAC_Split-Package_AC | Annual
Any | NE-HVAC-airAC-SpltPkg-gte760kBtuh-10p2eer | Hsp | New | CZ10 | cPVVG | SWHC013-02 | DEER2020 | D20v1 | 2020-11-09 | Cap-Tons | 1 |  | None | 70.5 | 0.0328 | 0 | 70.5 | 0.0328 | 0 | [6 empty] | DEER:HVAC_Split-Package_AC | Annual
Any | NE-HVAC-airAC-SpltPkg-gte760kBtuh-10p2eer | Hsp | New | CZ11 | cPVVG | SWHC013-02 | DEER2020 | D20v1 | 2020-11-09 | Cap-Tons | 1 |  | None | 68.4 | 0.0365 | 0 | 68.4 | 0.0365 | 0 | [6 empty] | DEER:HVAC_Split-Package_AC | Annual
Any | NE-HVAC-airAC-SpltPkg-gte760kBtuh-10p2eer | Hsp | New | CZ12 | cPVVG | SWHC013-02 | DEER2020 | D20v1 | 2020-11-09 | Cap-Tons | 1 |  | None | 55.2 | 0.0337 | 0 | 55.2 | 0.0337 | 0 | [6 empty] | DEER:HVAC_Split-Package_AC | Annual
Any | NE-HVAC-airAC-SpltPkg-gte760kBtuh-10p2eer | Hsp | New | CZ13 | cPVVG | SWHC013-02 | DEER2020 | D20v1 | 2020-11-09 | Cap-Tons | 1 |  | None | 71.4 | 0.0337 | 0 | 71.4 | 0.0337 | 0 | [6 empty] | DEER:HVAC_Split-Package_AC | Annual
Any | NE-HVAC-airAC-SpltPkg-gte760kBtuh-10p2eer | Hsp | New | CZ14 | cPVVG | SWHC013-02 | DEER2020 | D20v1 | 2020-11-09 | Cap-Tons | 1 |  | None | 67.8 | 0.0296 | 0 | 67.8 | 0.0296 | 0 | [6 empty] | DEER:HVAC_Split-Package_AC | Annual
Any | NE-HVAC-airAC-SpltPkg-gte760kBtuh-10p2eer | Hsp | New | CZ15 | cPVVG | SWHC013-02 | DEER2020 | D20v1 | 2020-11-09 | Cap-Tons | 1 |  | None | 126 | 0.0396 | 0 | 126 | 0.0396 | 0 | [6 empty] | DEER:HVAC_Split-Package_AC | Annual
Any | NE-HVAC-airAC-SpltPkg-gte760kBtuh-10p2eer | Hsp | New | CZ16 | cPVVG | SWHC013-02 | DEER2020 | D20v1 | 2020-11-09 | Cap-Tons | 1 |  | None | 33.6 | 0.018 | 0 | 33.6 | 0.018 | 0 | [6 empty] | DEER:HVAC_Split-Package_AC | Annual
Any | NE-HVAC-airAC-SpltPkg-gte760kBtuh-10p2eer | MBT | Ex | CZ01 | cPVVG | SWHC013-02 | DEER2020 | D20v1 | 2020-11-09 | Cap-Tons | 1 |  | None | 37.7 | 0.0245 | -0.0544 | 18.5 | 0.0143 | 0 | [6 empty] | DEER:HVAC_Split-Package_AC | Annual
Any | NE-HVAC-airAC-SpltPkg-gte760kBtuh-10p2eer | MBT | Ex | CZ02 | cPVVG | SWHC013-02 | DEER2020 | D20v1 | 2020-11-09 | Cap-Tons | 1 |  | None | 72.9 | 0.0614 | -0.0221 | 41.8 | 0.0374 | 0 | [6 empty] | DEER:HVAC_Split-Package_AC | Annual
Any | NE-HVAC-airAC-SpltPkg-gte760kBtuh-10p2eer | MBT | Ex | CZ03 | cPVVG | SWHC013-02 | DEER2020 | D20v1 | 2020-11-09 | Cap-Tons | 1 |  | None | 77.9 | 0.0473 | -0.0238 | 41.7 | 0.0273 | 0 | [6 empty] | DEER:HVAC_Split-Package_AC | Annual
Any | NE-HVAC-airAC-SpltPkg-gte760kBtuh-10p2eer | MBT | Ex | CZ04 | cPVVG | SWHC013-02 | DEER2020 | D20v1 | 2020-11-09 | Cap-Tons | 1 |  | None | 87.2 | 0.0537 | -0.0115 | 51 | 0.033 | 0 | [6 empty] | DEER:HVAC_Split-Package_AC | Annual
Any | NE-HVAC-airAC-SpltPkg-gte760kBtuh-10p2eer | MBT | Ex | CZ05 | cPVVG | SWHC013-02 | DEER2020 | D20v1 | 2020-11-09 | Cap-Tons | 1 |  | None | 77 | 0.0312 | -0.0265 | 42.5 | 0.0184 | 0 | [6 empty] | DEER:HVAC_Split-Package_AC | Annual
Any | NE-HVAC-airAC-SpltPkg-gte760kBtuh-10p2eer | MBT | Ex | CZ06 | cPVVG | SWHC013-02 | DEER2020 | D20v1 | 2020-11-09 | Cap-Tons | 1 |  | None | 125 | 0.0551 | -0.0101 | 74 | 0.0343 | 0 | [6 empty] | DEER:HVAC_Split-Package_AC | Annual
Any | NE-HVAC-airAC-SpltPkg-gte760kBtuh-10p2eer | MBT | Ex | CZ07 | cPVVG | SWHC013-02 | DEER2020 | D20v1 | 2020-11-09 | Cap-Tons | 1 |  | None | 122 | 0.0458 | -0.00534 | 71 | 0.028 | 0 | [6 empty] | DEER:HVAC_Split-Package_AC | Annual
Any | NE-HVAC-airAC-SpltPkg-gte760kBtuh-10p2eer | MBT | Ex | CZ08 | cPVVG | SWHC013-02 | DEER2020 | D20v1 | 2020-11-09 | Cap-Tons | 1 |  | None | 109 | 0.0424 | -0.00487 | 66.5 | 0.0264 | 0 | [6 empty] | DEER:HVAC_Split-Package_AC | Annual
Any | NE-HVAC-airAC-SpltPkg-gte760kBtuh-10p2eer | Nrs | Ex | CZ01 | cPVVG | SWHC013-02 | DEER2020 | D20v1 | 2020-11-09 | Cap-Tons | 1 |  | None | 21.7 | 0.0204 | -0.0587 | 9.83 | 0.0117 | 0 | [6 empty] | DEER:HVAC_Split-Package_AC | Annual
Any | NE-HVAC-airAC-SpltPkg-gte760kBtuh-10p2eer | Nrs | Ex | CZ02 | cPVVG | SWHC013-02 | DEER2020 | D20v1 | 2020-11-09 | Cap-Tons | 1 |  | None | 76.1 | 0.0514 | -0.0414 | 44.3 | 0.0315 | 0 | [6 empty] | DEER:HVAC_Split-Package_AC | Annual
Any | NE-HVAC-airAC-SpltPkg-gte760kBtuh-10p2eer | Nrs | Ex | CZ03 | cPVVG | SWHC013-02 | DEER2020 | D20v1 | 2020-11-09 | Cap-Tons | 1 |  | None | 57.5 | 0.0302 | -0.0227 | 35.2 | 0.0196 | 0 | [6 empty] | DEER:HVAC_Split-Package_AC | Annual
Any | NE-HVAC-airAC-SpltPkg-gte760kBtuh-10p2eer | Nrs | Ex | CZ04 | cPVVG | SWHC013-02 | DEER2020 | D20v1 | 2020-11-09 | Cap-Tons | 1 |  | None | 93.9 | 0.0467 | -0.0247 | 55.2 | 0.0283 | 0 | [6 empty] | DEER:HVAC_Split-Package_AC | Annual
Any | NE-HVAC-airAC-SpltPkg-gte760kBtuh-10p2eer | Nrs | Ex | CZ05 | cPVVG | SWHC013-02 | DEER2020 | D20v1 | 2020-11-09 | Cap-Tons | 1 |  | None | 58.9 | 0.0244 | -0.0335 | 33.4 | 0.0147 | 0 | [6 empty] | DEER:HVAC_Split-Package_AC | Annual
Any | NE-HVAC-airAC-SpltPkg-gte760kBtuh-10p2eer | Nrs | Ex | CZ06 | cPVVG | SWHC013-02 | DEER2020 | D20v1 | 2020-11-09 | Cap-Tons | 1 |  | None | 120 | 0.0415 | -0.015 | 68.5 | 0.0243 | 0 | [6 empty] | DEER:HVAC_Split-Package_AC | Annual
Any | NE-HVAC-airAC-SpltPkg-gte760kBtuh-10p2eer | Nrs | Ex | CZ07 | cPVVG | SWHC013-02 | DEER2020 | D20v1 | 2020-11-09 | Cap-Tons | 1 |  | None | 125 | 0.0344 | -0.00351 | 72.4 | 0.0203 | 0 | [6 empty] | DEER:HVAC_Split-Package_AC | Annual
Any | NE-HVAC-airAC-SpltPkg-gte760kBtuh-10p2eer | Nrs | Ex | CZ08 | cPVVG | SWHC013-02 | DEER2020 | D20v1 | 2020-11-09 | Cap-Tons | 1 |  | None | 135 | 0.0417 | -0.00997 | 77.9 | 0.0245 | 0 | [6 empty] | DEER:HVAC_Split-Package_AC | Annual
Any | NE-HVAC-airAC-SpltPkg-gte760kBtuh-10p2eer | Nrs | Ex | CZ09 | cPVVG | SWHC013-02 | DEER2020 | D20v1 | 2020-11-09 | Cap-Tons | 1 |  | None | 135 | 0.0593 | -0.0136 | 79.1 | 0.0355 | 0 | [6 empty] | DEER:HVAC_Split-Package_AC | Annual
Any | NE-HVAC-airAC-SpltPkg-gte760kBtuh-10p2eer | Nrs | Ex | CZ10 | cPVVG | SWHC013-02 | DEER2020 | D20v1 | 2020-11-09 | Cap-Tons | 1 |  | None | 125 | 0.054 | -0.0208 | 78.6 | 0.0347 | 0 | [6 empty] | DEER:HVAC_Split-Package_AC | Annual
Any | NE-HVAC-airAC-SpltPkg-gte760kBtuh-10p2eer | Nrs | Ex | CZ11 | cPVVG | SWHC013-02 | DEER2020 | D20v1 | 2020-11-09 | Cap-Tons | 1 |  | None | 131 | 0.0668 | -0.0395 | 77.5 | 0.0403 | 0 | [6 empty] | DEER:HVAC_Split-Package_AC | Annual
Any | NE-HVAC-airAC-SpltPkg-gte760kBtuh-10p2eer | Nrs | Ex | CZ12 | cPVVG | SWHC013-02 | DEER2020 | D20v1 | 2020-11-09 | Cap-Tons | 1 |  | None | 105 | 0.0606 | -0.0338 | 63 | 0.0377 | 0 | [6 empty] | DEER:HVAC_Split-Package_AC | Annual
Any | NE-HVAC-airAC-SpltPkg-gte760kBtuh-10p2eer | Nrs | Ex | CZ13 | cPVVG | SWHC013-02 | DEER2020 | D20v1 | 2020-11-09 | Cap-Tons | 1 |  | None | 137 | 0.0628 | -0.0321 | 80.9 | 0.0378 | 0 | [6 empty] | DEER:HVAC_Split-Package_AC | Annual
Any | NE-HVAC-airAC-SpltPkg-gte760kBtuh-10p2eer | Nrs | Ex | CZ14 | cPVVG | SWHC013-02 | DEER2020 | D20v1 | 2020-11-09 | Cap-Tons | 1 |  | None | 127 | 0.0537 | -0.0375 | 77.9 | 0.0338 | 0 | [6 empty] | DEER:HVAC_Split-Package_AC | Annual
Any | NE-HVAC-airAC-SpltPkg-gte760kBtuh-10p2eer | Nrs | Ex | CZ15 | cPVVG | SWHC013-02 | DEER2020 | D20v1 | 2020-11-09 | Cap-Tons | 1 |  | None | 217 | 0.0658 | -0.00688 | 139 | 0.0422 | 0 | [6 empty] | DEER:HVAC_Split-Package_AC | Annual
Any | NE-HVAC-airAC-SpltPkg-gte760kBtuh-10p2eer | Nrs | Ex | CZ16 | cPVVG | SWHC013-02 | DEER2020 | D20v1 | 2020-11-09 | Cap-Tons | 1 |  | None | 62.1 | 0.0347 | -0.0704 | 37.5 | 0.0221 | 0 | [6 empty] | DEER:HVAC_Split-Package_AC | Annual
Any | NE-HVAC-airAC-SpltPkg-gte760kBtuh-10p2eer | Nrs | New | CZ01 | cPVVG | SWHC013-02 | DEER2020 | D20v1 | 2020-11-09 | Cap-Tons | 1 |  | None | 7.72 | 0.011 | 0 | 7.72 | 0.011 | 0 | [6 empty] | DEER:HVAC_Split-Package_AC | Annual
Any | NE-HVAC-airAC-SpltPkg-gte760kBtuh-10p2eer | Nrs | New | CZ02 | cPVVG | SWHC013-02 | DEER2020 | D20v1 | 2020-11-09 | Cap-Tons | 1 |  | None | 39.9 | 0.0288 | 0 | 39.9 | 0.0288 | 0 | [6 empty] | DEER:HVAC_Split-Package_AC | Annual
Any | NE-HVAC-airAC-SpltPkg-gte760kBtuh-10p2eer | OfL | Ex | CZ01 | cPVVG | SWHC013-02 | DEER2020 | D20v1 | 2020-11-09 | Cap-Tons | 1 |  | None | 35.1 | 0.0181 | -0.0102 | 15.8 | 0.00972 | 0 | [6 empty] | DEER:HVAC_Split-Package_AC | Annual
Any | NE-HVAC-airAC-SpltPkg-gte760kBtuh-10p2eer | OfL | Ex | CZ02 | cPVVG | SWHC013-02 | DEER2020 | D20v1 | 2020-11-09 | Cap-Tons | 1 |  | None | 77.8 | 0.0518 | -0.00462 | 43.6 | 0.0304 | 0 | [6 empty] | DEER:HVAC_Split-Package_AC | Annual
Any | NE-HVAC-airAC-SpltPkg-gte760kBtuh-10p2eer | OfL | Ex | CZ03 | cPVVG | SWHC013-02 | DEER2020 | D20v1 | 2020-11-09 | Cap-Tons | 1 |  | None | 64 | 0.0329 | -0.00531 | 35.2 | 0.0191 | 0 | [6 empty] | DEER:HVAC_Split-Package_AC | Annual
Any | NE-HVAC-airAC-SpltPkg-gte760kBtuh-10p2eer | OfL | Ex | CZ04 | cPVVG | SWHC013-02 | DEER2020 | D20v1 | 2020-11-09 | Cap-Tons | 1 |  | None | 83.2 | 0.0383 | -0.0024 | 47.9 | 0.0225 | 0 | [6 empty] | DEER:HVAC_Split-Package_AC | Annual
Any | NE-HVAC-airAC-SpltPkg-gte760kBtuh-10p2eer | OfL | Ex | CZ05 | cPVVG | SWHC013-02 | DEER2020 | D20v1 | 2020-11-09 | Cap-Tons | 1 |  | None | 67.9 | 0.0214 | -0.00412 | 37.6 | 0.0124 | 0 | [6 empty] | DEER:HVAC_Split-Package_AC | Annual
Any | NE-HVAC-airAC-SpltPkg-gte760kBtuh-10p2eer | OfL | Ex | CZ06 | cPVVG | SWHC013-02 | DEER2020 | D20v1 | 2020-11-09 | Cap-Tons | 1 |  | None | 106 | 0.0327 | -0.00063 | 61.4 | 0.0195 | 0 | [6 empty] | DEER:HVAC_Split-Package_AC | Annual
Any | NE-HVAC-airAC-SpltPkg-gte760kBtuh-10p2eer | OfL | Ex | CZ07 | cPVVG | SWHC013-02 | DEER2020 | D20v1 | 2020-11-09 | Cap-Tons | 1 |  | None | 103 | 0.0274 | -0.00011 | 58.8 | 0.0161 | 0 | [6 empty] | DEER:HVAC_Split-Package_AC | Annual
Any | NE-HVAC-airAC-SpltPkg-gte760kBtuh-10p2eer | OfL | Ex | CZ08 | cPVVG | SWHC013-02 | DEER2020 | D20v1 | 2020-11-09 | Cap-Tons | 1 |  | None | 106 | 0.0282 | -0.00044 | 62.9 | 0.017 | 0 | [6 empty] | DEER:HVAC_Split-Package_AC | Annual
Any | NE-HVAC-airAC-SpltPkg-gte760kBtuh-10p2eer | OfL | Ex | CZ09 | cPVVG | SWHC013-02 | DEER2020 | D20v1 | 2020-11-09 | Cap-Tons | 1 |  | None | 91.2 | 0.037 | -0.00069 | 56.2 | 0.023 | 0 | [6 empty] | DEER:HVAC_Split-Package_AC | Annual
Any | NE-HVAC-airAC-SpltPkg-gte760kBtuh-10p2eer | OfL | Ex | CZ10 | cPVVG | SWHC013-02 | DEER2020 | D20v1 | 2020-11-09 | Cap-Tons | 1 |  | None | 105 | 0.0379 | -0.00107 | 62.3 | 0.0229 | 0 | [6 empty] | DEER:HVAC_Split-Package_AC | Annual
Any | NE-HVAC-airAC-SpltPkg-gte760kBtuh-10p2eer | OfL | Ex | CZ11 | cPVVG | SWHC013-02 | DEER2020 | D20v1 | 2020-11-09 | Cap-Tons | 1 |  | None | 96.8 | 0.0536 | -0.00466 | 58 | 0.0327 | 0 | [6 empty] | DEER:HVAC_Split-Package_AC | Annual
Any | NE-HVAC-airAC-SpltPkg-gte760kBtuh-10p2eer | OfL | Ex | CZ12 | cPVVG | SWHC013-02 | DEER2020 | D20v1 | 2020-11-09 | Cap-Tons | 1 |  | None | 88.1 | 0.0527 | -0.00413 | 51.1 | 0.0314 | 0 | [6 empty] | DEER:HVAC_Split-Package_AC | Annual
Any | NE-HVAC-airAC-SpltPkg-gte760kBtuh-10p2eer | OfL | Ex | CZ13 | cPVVG | SWHC013-02 | DEER2020 | D20v1 | 2020-11-09 | Cap-Tons | 1 |  | None | 96.7 | 0.0395 | -0.00371 | 59.6 | 0.0248 | 0 | [6 empty] | DEER:HVAC_Split-Package_AC | Annual
Any | NE-HVAC-airAC-SpltPkg-gte760kBtuh-10p2eer | OfL | Ex | CZ14 | cPVVG | SWHC013-02 | DEER2020 | D20v1 | 2020-11-09 | Cap-Tons | 1 |  | None | 97 | 0.0399 | -0.00401 | 59.1 | 0.0247 | 0 | [6 empty] | DEER:HVAC_Split-Package_AC | Annual
Any | NE-HVAC-airAC-SpltPkg-gte760kBtuh-10p2eer | OfL | Ex | CZ15 | cPVVG | SWHC013-02 | DEER2020 | D20v1 | 2020-11-09 | Cap-Tons | 1 |  | None | 147 | 0.04 | -0.00017 | 88.6 | 0.0244 | 0 | [6 empty] | DEER:HVAC_Split-Package_AC | Annual
Any | NE-HVAC-airAC-SpltPkg-gte760kBtuh-10p2eer | OfL | Ex | CZ16 | cPVVG | SWHC013-02 | DEER2020 | D20v1 | 2020-11-09 | Cap-Tons | 1 |  | None | 58.1 | 0.0389 | -0.0238 | 33.6 | 0.0239 | 0 | [6 empty] | DEER:HVAC_Split-Package_AC | Annual
Any | NE-HVAC-airAC-SpltPkg-gte760kBtuh-10p2eer | OfL | New | CZ01 | cPVVG | SWHC013-02 | DEER2020 | D20v1 | 2020-11-09 | Cap-Tons | 1 |  | None | 14.2 | 0.00893 | 0 | 14.2 | 0.00893 | 0 | [6 empty] | DEER:HVAC_Split-Package_AC | Annual
Any | NE-HVAC-airAC-SpltPkg-gte760kBtuh-10p2eer | OfL | New | CZ02 | cPVVG | SWHC013-02 | DEER2020 | D20v1 | 2020-11-09 | Cap-Tons | 1 |  | None | 41 | 0.0285 | 0 | 41 | 0.0285 | 0 | [6 empty] | DEER:HVAC_Split-Package_AC | Annual
Any | NE-HVAC-airAC-SpltPkg-gte760kBtuh-10p2eer | OfL | New | CZ03 | cPVVG | SWHC013-02 | DEER2020 | D20v1 | 2020-11-09 | Cap-Tons | 1 |  | None | 33.3 | 0.0163 | 0 | 33.3 | 0.0163 | 0 | [6 empty] | DEER:HVAC_Split-Package_AC | Annual
Any | NE-HVAC-airAC-SpltPkg-gte760kBtuh-10p2eer | OfL | New | CZ04 | cPVVG | SWHC013-02 | DEER2020 | D20v1 | 2020-11-09 | Cap-Tons | 1 |  | None | 45.8 | 0.0201 | 0 | 45.8 | 0.0201 | 0 | [6 empty] | DEER:HVAC_Split-Package_AC | Annual
Any | NE-HVAC-airAC-SpltPkg-gte760kBtuh-10p2eer | OfL | New | CZ05 | cPVVG | SWHC013-02 | DEER2020 | D20v1 | 2020-11-09 | Cap-Tons | 1 |  | None | 36.1 | 0.0123 | 0 | 36.1 | 0.0123 | 0 | [6 empty] | DEER:HVAC_Split-Package_AC | Annual
Any | NE-HVAC-airAC-SpltPkg-gte760kBtuh-10p2eer | OfL | New | CZ06 | cPVVG | SWHC013-02 | DEER2020 | D20v1 | 2020-11-09 | Cap-Tons | 1 |  | None | 60.1 | 0.0183 | 0 | 60.1 | 0.0183 | 0 | [6 empty] | DEER:HVAC_Split-Package_AC | Annual
Any | NE-HVAC-airAC-SpltPkg-gte760kBtuh-10p2eer | OfL | New | CZ07 | cPVVG | SWHC013-02 | DEER2020 | D20v1 | 2020-11-09 | Cap-Tons | 1 |  | None | 56.7 | 0.0159 | 0 | 56.7 | 0.0159 | 0 | [6 empty] | DEER:HVAC_Split-Package_AC | Annual
Any | NE-HVAC-airAC-SpltPkg-gte760kBtuh-10p2eer | OfL | New | CZ08 | cPVVG | SWHC013-02 | DEER2020 | D20v1 | 2020-11-09 | Cap-Tons | 1 |  | None | 60.7 | 0.0167 | 0 | 60.7 | 0.0167 | 0 | [6 empty] | DEER:HVAC_Split-Package_AC | Annual
Any | NE-HVAC-airAC-SpltPkg-gte760kBtuh-10p2eer | OfL | New | CZ09 | cPVVG | SWHC013-02 | DEER2020 | D20v1 | 2020-11-09 | Cap-Tons | 1 |  | None | 53.8 | 0.0211 | 0 | 53.8 | 0.0211 | 0 | [6 empty] | DEER:HVAC_Split-Package_AC | Annual
Any | NE-HVAC-airAC-SpltPkg-gte760kBtuh-10p2eer | OfL | New | CZ10 | cPVVG | SWHC013-02 | DEER2020 | D20v1 | 2020-11-09 | Cap-Tons | 1 |  | None | 59.4 | 0.0225 | 0 | 59.4 | 0.0225 | 0 | [6 empty] | DEER:HVAC_Split-Package_AC | Annual
Any | NE-HVAC-airAC-SpltPkg-gte760kBtuh-10p2eer | OfL | New | CZ11 | cPVVG | SWHC013-02 | DEER2020 | D20v1 | 2020-11-09 | Cap-Tons | 1 |  | None | 55.5 | 0.0318 | 0 | 55.5 | 0.0318 | 0 | [6 empty] | DEER:HVAC_Split-Package_AC | Annual
Any | NE-HVAC-airAC-SpltPkg-gte760kBtuh-10p2eer | OfL | New | CZ12 | cPVVG | SWHC013-02 | DEER2020 | D20v1 | 2020-11-09 | Cap-Tons | 1 |  | None | 48.8 | 0.0306 | 0 | 48.8 | 0.0306 | 0 | [6 empty] | DEER:HVAC_Split-Package_AC | Annual
Any | NE-HVAC-airAC-SpltPkg-gte760kBtuh-10p2eer | OfS | Ex | CZ02 | cPVVG | SWHC013-02 | DEER2020 | D20v1 | 2020-11-09 | Cap-Tons | 1 |  | None | 72.3 | 0.0517 | -0.00939 | 43.3 | 0.0321 | 0 | [6 empty] | DEER:HVAC_Split-Package_AC | Annual
Any | NE-HVAC-airAC-SpltPkg-gte760kBtuh-10p2eer | OfS | Ex | CZ03 | cPVVG | SWHC013-02 | DEER2020 | D20v1 | 2020-11-09 | Cap-Tons | 1 |  | None | 54.4 | 0.0312 | -0.00505 | 32.2 | 0.0196 | 0 | [6 empty] | DEER:HVAC_Split-Package_AC | Annual
Any | NE-HVAC-airAC-SpltPkg-gte760kBtuh-10p2eer | OfS | Ex | CZ04 | cPVVG | SWHC013-02 | DEER2020 | D20v1 | 2020-11-09 | Cap-Tons | 1 |  | None | 76.6 | 0.0382 | -0.00709 | 46.4 | 0.0238 | 0 | [6 empty] | DEER:HVAC_Split-Package_AC | Annual
Any | NE-HVAC-airAC-SpltPkg-gte760kBtuh-10p2eer | OfS | Ex | CZ05 | cPVVG | SWHC013-02 | DEER2020 | D20v1 | 2020-11-09 | Cap-Tons | 1 |  | None | 59.7 | 0.0188 | -0.00603 | 34.8 | 0.0115 | 0 | [6 empty] | DEER:HVAC_Split-Package_AC | Annual
Any | NE-HVAC-airAC-SpltPkg-gte760kBtuh-10p2eer | OfS | Ex | CZ06 | cPVVG | SWHC013-02 | DEER2020 | D20v1 | 2020-11-09 | Cap-Tons | 1 |  | None | 92.2 | 0.0311 | -0.00129 | 57.2 | 0.0196 | 0 | [6 empty] | DEER:HVAC_Split-Package_AC | Annual
Any | NE-HVAC-airAC-SpltPkg-gte760kBtuh-10p2eer | OfS | Ex | CZ07 | cPVVG | SWHC013-02 | DEER2020 | D20v1 | 2020-11-09 | Cap-Tons | 1 |  | None | 91.8 | 0.0257 | -0.00042 | 54.7 | 0.0157 | 0 | [6 empty] | DEER:HVAC_Split-Package_AC | Annual
Any | NE-HVAC-airAC-SpltPkg-gte760kBtuh-10p2eer | OfS | Ex | CZ08 | cPVVG | SWHC013-02 | DEER2020 | D20v1 | 2020-11-09 | Cap-Tons | 1 |  | None | 96.1 | 0.0268 | -0.00465 | 59.9 | 0.0169 | 0 | [6 empty] | DEER:HVAC_Split-Package_AC | Annual
Any | NE-HVAC-airAC-SpltPkg-gte760kBtuh-10p2eer | OfS | Ex | CZ09 | cPVVG | SWHC013-02 | DEER2020 | D20v1 | 2020-11-09 | Cap-Tons | 1 |  | None | 88.2 | 0.0385 | -0.00148 | 54.3 | 0.024 | 0 | [6 empty] | DEER:HVAC_Split-Package_AC | Annual
Any | NE-HVAC-airAC-SpltPkg-gte760kBtuh-10p2eer | OfS | Ex | CZ10 | cPVVG | SWHC013-02 | DEER2020 | D20v1 | 2020-11-09 | Cap-Tons | 1 |  | None | 100 | 0.0389 | -0.00243 | 60.6 | 0.0237 | 0 | [6 empty] | DEER:HVAC_Split-Package_AC | Annual
Any | NE-HVAC-airAC-SpltPkg-gte760kBtuh-10p2eer | OfS | Ex | CZ11 | cPVVG | SWHC013-02 | DEER2020 | D20v1 | 2020-11-09 | Cap-Tons | 1 |  | None | 97.3 | 0.0565 | -0.00745 | 58.4 | 0.0347 | 0 | [6 empty] | DEER:HVAC_Split-Package_AC | Annual
Any | NE-HVAC-airAC-SpltPkg-gte760kBtuh-10p2eer | OfS | Ex | CZ12 | cPVVG | SWHC013-02 | DEER2020 | D20v1 | 2020-11-09 | Cap-Tons | 1 |  | None | 84.5 | 0.0529 | -0.00697 | 50.7 | 0.0326 | 0 | [6 empty] | DEER:HVAC_Split-Package_AC | Annual
Any | NE-HVAC-airAC-SpltPkg-gte760kBtuh-10p2eer | OfS | Ex | CZ13 | cPVVG | SWHC013-02 | DEER2020 | D20v1 | 2020-11-09 | Cap-Tons | 1 |  | None | 99.8 | 0.0454 | -0.00686 | 60 | 0.0276 | 0 | [6 empty] | DEER:HVAC_Split-Package_AC | Annual
Any | NE-HVAC-airAC-SpltPkg-gte760kBtuh-10p2eer | OfS | Ex | CZ14 | cPVVG | SWHC013-02 | DEER2020 | D20v1 | 2020-11-09 | Cap-Tons | 1 |  | None | 97.8 | 0.0421 | -0.00676 | 59 | 0.0257 | 0 | [6 empty] | DEER:HVAC_Split-Package_AC | Annual
Any | NE-HVAC-airAC-SpltPkg-gte760kBtuh-10p2eer | OfS | Ex | CZ15 | cPVVG | SWHC013-02 | DEER2020 | D20v1 | 2020-11-09 | Cap-Tons | 1 |  | None | 149 | 0.048 | -0.00044 | 90.6 | 0.0291 | 0 | [6 empty] | DEER:HVAC_Split-Package_AC | Annual
Any | NE-HVAC-airAC-SpltPkg-gte760kBtuh-10p2eer | OfS | Ex | CZ16 | cPVVG | SWHC013-02 | DEER2020 | D20v1 | 2020-11-09 | Cap-Tons | 1 |  | None | 60.1 | 0.0422 | -0.0363 | 33.8 | 0.0254 | 0 | [6 empty] | DEER:HVAC_Split-Package_AC | Annual
Any | NE-HVAC-airAC-SpltPkg-gte760kBtuh-10p2eer | OfS | New | CZ01 | cPVVG | SWHC013-02 | DEER2020 | D20v1 | 2020-11-09 | Cap-Tons | 1 |  | None | 12 | 0.00828 | 0 | 12 | 0.00828 | 0 | [6 empty] | DEER:HVAC_Split-Package_AC | Annual
Any | NE-HVAC-airAC-SpltPkg-gte760kBtuh-10p2eer | OfS | New | CZ02 | cPVVG | SWHC013-02 | DEER2020 | D20v1 | 2020-11-09 | Cap-Tons | 1 |  | None | 40.4 | 0.0289 | 0 | 40.4 | 0.0289 | 0 | [6 empty] | DEER:HVAC_Split-Package_AC | Annual
Any | NE-HVAC-airAC-SpltPkg-gte760kBtuh-10p2eer | OfS | New | CZ03 | cPVVG | SWHC013-02 | DEER2020 | D20v1 | 2020-11-09 | Cap-Tons | 1 |  | None | 30.8 | 0.0178 | 0 | 30.8 | 0.0178 | 0 | [6 empty] | DEER:HVAC_Split-Package_AC | Annual
Any | NE-HVAC-airAC-SpltPkg-gte760kBtuh-10p2eer | OfS | New | CZ04 | cPVVG | SWHC013-02 | DEER2020 | D20v1 | 2020-11-09 | Cap-Tons | 1 |  | None | 44.3 | 0.0222 | 0 | 44.3 | 0.0222 | 0 | [6 empty] | DEER:HVAC_Split-Package_AC | Annual
Any | NE-HVAC-airAC-SpltPkg-gte760kBtuh-10p2eer | OfS | New | CZ05 | cPVVG | SWHC013-02 | DEER2020 | D20v1 | 2020-11-09 | Cap-Tons | 1 |  | None | 33.1 | 0.0116 | 0 | 33.1 | 0.0116 | 0 | [6 empty] | DEER:HVAC_Split-Package_AC | Annual
Any | NE-HVAC-airAC-SpltPkg-gte760kBtuh-10p2eer | OfS | New | CZ06 | cPVVG | SWHC013-02 | DEER2020 | D20v1 | 2020-11-09 | Cap-Tons | 1 |  | None | 56 | 0.0185 | 0 | 56 | 0.0185 | 0 | [6 empty] | DEER:HVAC_Split-Package_AC | Annual
Any | NE-HVAC-airAC-SpltPkg-gte760kBtuh-10p2eer | OfS | New | CZ07 | cPVVG | SWHC013-02 | DEER2020 | D20v1 | 2020-11-09 | Cap-Tons | 1 |  | None | 53.1 | 0.0157 | 0 | 53.1 | 0.0157 | 0 | [6 empty] | DEER:HVAC_Split-Package_AC | Annual
Any | NE-HVAC-airAC-SpltPkg-gte760kBtuh-10p2eer | OfS | New | CZ08 | cPVVG | SWHC013-02 | DEER2020 | D20v1 | 2020-11-09 | Cap-Tons | 1 |  | None | 57 | 0.0162 | 0 | 57 | 0.0162 | 0 | [6 empty] | DEER:HVAC_Split-Package_AC | Annual
Any | NE-HVAC-airAC-SpltPkg-gte760kBtuh-10p2eer | OfS | New | CZ09 | cPVVG | SWHC013-02 | DEER2020 | D20v1 | 2020-11-09 | Cap-Tons | 1 |  | None | 52.2 | 0.0211 | 0 | 52.2 | 0.0211 | 0 | [6 empty] | DEER:HVAC_Split-Package_AC | Annual
Any | NE-HVAC-airAC-SpltPkg-gte760kBtuh-10p2eer | OfS | New | CZ10 | cPVVG | SWHC013-02 | DEER2020 | D20v1 | 2020-11-09 | Cap-Tons | 1 |  | None | 57.8 | 0.0224 | 0 | 57.8 | 0.0224 | 0 | [6 empty] | DEER:HVAC_Split-Package_AC | Annual
Any | NE-HVAC-airAC-SpltPkg-gte760kBtuh-10p2eer | OfS | New | CZ11 | cPVVG | SWHC013-02 | DEER2020 | D20v1 | 2020-11-09 | Cap-Tons | 1 |  | None | 55.3 | 0.0322 | 0 | 55.3 | 0.0322 | 0 | [6 empty] | DEER:HVAC_Split-Package_AC | Annual
Any | NE-HVAC-airAC-SpltPkg-gte760kBtuh-10p2eer | OfS | New | CZ12 | cPVVG | SWHC013-02 | DEER2020 | D20v1 | 2020-11-09 | Cap-Tons | 1 |  | None | 47.9 | 0.0312 | 0 | 47.9 | 0.0312 | 0 | [6 empty] | DEER:HVAC_Split-Package_AC | Annual
Any | NE-HVAC-airAC-SpltPkg-gte760kBtuh-10p2eer | OfS | New | CZ13 | cPVVG | SWHC013-02 | DEER2020 | D20v1 | 2020-11-09 | Cap-Tons | 1 |  | None | 57.1 | 0.0252 | 0 | 57.1 | 0.0252 | 0 | [6 empty] | DEER:HVAC_Split-Package_AC | Annual
Any | NE-HVAC-airAC-SpltPkg-gte760kBtuh-10p2eer | OfS | New | CZ14 | cPVVG | SWHC013-02 | DEER2020 | D20v1 | 2020-11-09 | Cap-Tons | 1 |  | None | 56.3 | 0.024 | 0 | 56.3 | 0.024 | 0 | [6 empty] | DEER:HVAC_Split-Package_AC | Annual
Any | NE-HVAC-airAC-SpltPkg-gte760kBtuh-10p2eer | OfS | New | CZ15 | cPVVG | SWHC013-02 | DEER2020 | D20v1 | 2020-11-09 | Cap-Tons | 1 |  | None | 86.1 | 0.024 | 0 | 86.1 | 0.024 | 0 | [6 empty] | DEER:HVAC_Split-Package_AC | Annual
Any | NE-HVAC-airAC-SpltPkg-gte760kBtuh-10p2eer | OfS | New | CZ16 | cPVVG | SWHC013-02 | DEER2020 | D20v1 | 2020-11-09 | Cap-Tons | 1 |  | None | 32 | 0.0235 | 0 | 32 | 0.0235 | 0 | [6 empty] | DEER:HVAC_Split-Package_AC | Annual
Any | NE-HVAC-airAC-SpltPkg-gte760kBtuh-10p2eer | Rt3 | Ex | CZ01 | cPVVG | SWHC013-02 | DEER2020 | D20v1 | 2020-11-09 | Cap-Tons | 1 |  | None | 33.3 | 0.0337 | -0.0388 | 17.1 | 0.0197 | 0 | [6 empty] | DEER:HVAC_Split-Package_AC | Annual
Any | NE-HVAC-airAC-SpltPkg-gte760kBtuh-10p2eer | Rt3 | Ex | CZ02 | cPVVG | SWHC013-02 | DEER2020 | D20v1 | 2020-11-09 | Cap-Tons | 1 |  | None | 85.8 | 0.0764 | -0.0163 | 51.3 | 0.0473 | 0 | [6 empty] | DEER:HVAC_Split-Package_AC | Annual
Any | NE-HVAC-airAC-SpltPkg-gte760kBtuh-10p2eer | Rt3 | Ex | CZ03 | cPVVG | SWHC013-02 | DEER2020 | D20v1 | 2020-11-09 | Cap-Tons | 1 |  | None | 76.1 | 0.0578 | -0.0135 | 44.4 | 0.0355 | 0 | [6 empty] | DEER:HVAC_Split-Package_AC | Annual
Any | NE-HVAC-airAC-SpltPkg-gte760kBtuh-10p2eer | Rt3 | Ex | CZ04 | cPVVG | SWHC013-02 | DEER2020 | D20v1 | 2020-11-09 | Cap-Tons | 1 |  | None | 97.1 | 0.0693 | -0.0085 | 57.9 | 0.0426 | 0 | [6 empty] | DEER:HVAC_Split-Package_AC | Annual
Any | NE-HVAC-airAC-SpltPkg-gte760kBtuh-10p2eer | Rt3 | Ex | CZ05 | cPVVG | SWHC013-02 | DEER2020 | D20v1 | 2020-11-09 | Cap-Tons | 1 |  | None | 80.1 | 0.0402 | -0.0223 | 46 | 0.024 | 0 | [6 empty] | DEER:HVAC_Split-Package_AC | Annual
Any | NE-HVAC-airAC-SpltPkg-gte760kBtuh-10p2eer | Rt3 | Ex | CZ06 | cPVVG | SWHC013-02 | DEER2020 | D20v1 | 2020-11-09 | Cap-Tons | 1 |  | None | 133 | 0.0732 | -0.00399 | 80.8 | 0.0455 | 0 | [6 empty] | DEER:HVAC_Split-Package_AC | Annual
Any | NE-HVAC-airAC-SpltPkg-gte760kBtuh-10p2eer | Rt3 | Ex | CZ07 | cPVVG | SWHC013-02 | DEER2020 | D20v1 | 2020-11-09 | Cap-Tons | 1 |  | None | 132 | 0.0648 | -0.00151 | 79 | 0.0396 | 0 | [6 empty] | DEER:HVAC_Split-Package_AC | Annual
Any | NE-HVAC-airAC-SpltPkg-gte760kBtuh-10p2eer | Rt3 | Ex | CZ08 | cPVVG | SWHC013-02 | DEER2020 | D20v1 | 2020-11-09 | Cap-Tons | 1 |  | None | 122 | 0.0598 | -0.00279 | 74.9 | 0.0372 | 0 | [6 empty] | DEER:HVAC_Split-Package_AC | Annual
Any | NE-HVAC-airAC-SpltPkg-gte760kBtuh-10p2eer | Rt3 | Ex | CZ09 | cPVVG | SWHC013-02 | DEER2020 | D20v1 | 2020-11-09 | Cap-Tons | 1 |  | None | 109 | 0.0704 | -0.00392 | 66.3 | 0.0437 | 0 | [6 empty] | DEER:HVAC_Split-Package_AC | Annual
Any | NE-HVAC-airAC-SpltPkg-gte760kBtuh-10p2eer | Rt3 | Ex | CZ10 | cPVVG | SWHC013-02 | DEER2020 | D20v1 | 2020-11-09 | Cap-Tons | 1 |  | None | 125 | 0.0772 | -0.00389 | 75.4 | 0.0475 | 0 | [6 empty] | DEER:HVAC_Split-Package_AC | Annual
Any | NE-HVAC-airAC-SpltPkg-gte760kBtuh-10p2eer | Rt3 | Ex | CZ11 | cPVVG | SWHC013-02 | DEER2020 | D20v1 | 2020-11-09 | Cap-Tons | 1 |  | None | 112 | 0.0783 | -0.0167 | 68.1 | 0.0485 | 0 | [6 empty] | DEER:HVAC_Split-Package_AC | Annual
Any | NE-HVAC-airAC-SpltPkg-gte760kBtuh-11p0eer | Com | New | CZ15 | cPVVG | SWHC013-02 | DEER2020 | D20v1 | 2020-11-09 | Cap-Tons | 1 |  | None | 235 | 0.085 | 0 | 235 | 0.085 | 0 | [6 empty] | DEER:HVAC_Split-Package_AC | Annual
Any | NE-HVAC-airAC-SpltPkg-gte760kBtuh-11p0eer | Com | New | CZ16 | cPVVG | SWHC013-02 | DEER2020 | D20v1 | 2020-11-09 | Cap-Tons | 1 |  | None | 82 | 0.067 | 0 | 82 | 0.067 | 0 | [6 empty] | DEER:HVAC_Split-Package_AC | Annual
Any | NE-HVAC-airAC-SpltPkg-gte760kBtuh-11p0eer | ECC | Ex | CZ01 | cPVVG | SWHC013-02 | DEER2020 | D20v1 | 2020-11-09 | Cap-Tons | 1 |  | None | 51 | 0.0624 | -0.0842 | 35.1 | 0.0493 | 0 | [6 empty] | DEER:HVAC_Split-Package_AC | Annual
Any | NE-HVAC-airAC-SpltPkg-gte760kBtuh-11p0eer | ECC | Ex | CZ02 | cPVVG | SWHC013-02 | DEER2020 | D20v1 | 2020-11-09 | Cap-Tons | 1 |  | None | 146 | 0.115 | -0.0354 | 110 | 0.0896 | 0 | [6 empty] | DEER:HVAC_Split-Package_AC | Annual
Any | NE-HVAC-airAC-SpltPkg-gte760kBtuh-11p0eer | ECC | Ex | CZ03 | cPVVG | SWHC013-02 | DEER2020 | D20v1 | 2020-11-09 | Cap-Tons | 1 |  | None | 119 | 0.0698 | -0.0346 | 86.8 | 0.0536 | 0 | [6 empty] | DEER:HVAC_Split-Package_AC | Annual
Any | NE-HVAC-airAC-SpltPkg-gte760kBtuh-11p0eer | ESe | Ex | CZ01 | cPVVG | SWHC013-02 | DEER2020 | D20v1 | 2020-11-09 | Cap-Tons | 1 |  | None | 36.9 | 0.0322 | -0.0705 | 24.2 | 0.0246 | 0 | [6 empty] | DEER:HVAC_Split-Package_AC | Annual
Any | NE-HVAC-airAC-SpltPkg-gte760kBtuh-11p0eer | ESe | Ex | CZ02 | cPVVG | SWHC013-02 | DEER2020 | D20v1 | 2020-11-09 | Cap-Tons | 1 |  | None | 108 | 0.0591 | -0.0344 | 80.2 | 0.0453 | 0 | [6 empty] | DEER:HVAC_Split-Package_AC | Annual
Any | NE-HVAC-airAC-SpltPkg-gte760kBtuh-11p0eer | ESe | Ex | CZ03 | cPVVG | SWHC013-02 | DEER2020 | D20v1 | 2020-11-09 | Cap-Tons | 1 |  | None | 88.5 | 0.0336 | -0.0285 | 64.7 | 0.0252 | 0 | [6 empty] | DEER:HVAC_Split-Package_AC | Annual
Any | NE-HVAC-airAC-SpltPkg-gte760kBtuh-11p0eer | ESe | Ex | CZ04 | cPVVG | SWHC013-02 | DEER2020 | D20v1 | 2020-11-09 | Cap-Tons | 1 |  | None | 136 | 0.095 | -0.0195 | 101 | 0.0726 | 0 | [6 empty] | DEER:HVAC_Split-Package_AC | Annual
Any | NE-HVAC-airAC-SpltPkg-gte760kBtuh-11p0eer | ESe | Ex | CZ05 | cPVVG | SWHC013-02 | DEER2020 | D20v1 | 2020-11-09 | Cap-Tons | 1 |  | None | 96.5 | 0.0429 | -0.0283 | 70 | 0.0324 | 0 | [6 empty] | DEER:HVAC_Split-Package_AC | Annual
Any | NE-HVAC-airAC-SpltPkg-gte760kBtuh-11p0eer | ESe | Ex | CZ06 | cPVVG | SWHC013-02 | DEER2020 | D20v1 | 2020-11-09 | Cap-Tons | 1 |  | None | 162 | 0.0831 | -0.0108 | 121 | 0.0634 | 0 | [6 empty] | DEER:HVAC_Split-Package_AC | Annual
Any | NE-HVAC-airAC-SpltPkg-gte760kBtuh-11p0eer | ESe | Ex | CZ07 | cPVVG | SWHC013-02 | DEER2020 | D20v1 | 2020-11-09 | Cap-Tons | 1 |  | None | 162 | 0.0669 | -0.00743 | 119 | 0.0501 | 0 | [6 empty] | DEER:HVAC_Split-Package_AC | Annual
Any | NE-HVAC-airAC-SpltPkg-gte760kBtuh-11p0eer | ESe | Ex | CZ08 | cPVVG | SWHC013-02 | DEER2020 | D20v1 | 2020-11-09 | Cap-Tons | 1 |  | None | 178 | 0.078 | -0.00863 | 134 | 0.0594 | 0 | [6 empty] | DEER:HVAC_Split-Package_AC | Annual
Any | NE-HVAC-airAC-SpltPkg-gte760kBtuh-11p0eer | ESe | Ex | CZ09 | cPVVG | SWHC013-02 | DEER2020 | D20v1 | 2020-11-09 | Cap-Tons | 1 |  | None | 162 | 0.103 | -0.00885 | 121 | 0.0781 | 0 | [6 empty] | DEER:HVAC_Split-Package_AC | Annual
Any | NE-HVAC-airAC-SpltPkg-gte760kBtuh-11p0eer | ESe | Ex | CZ10 | cPVVG | SWHC013-02 | DEER2020 | D20v1 | 2020-11-09 | Cap-Tons | 1 |  | None | 167 | 0.106 | -0.0121 | 126 | 0.0811 | 0 | [6 empty] | DEER:HVAC_Split-Package_AC | Annual
Any | NE-HVAC-airAC-SpltPkg-gte760kBtuh-11p0eer | ESe | Ex | CZ11 | cPVVG | SWHC013-02 | DEER2020 | D20v1 | 2020-11-09 | Cap-Tons | 1 |  | None | 163 | 0.0666 | -0.0236 | 124 | 0.0516 | 0 | [6 empty] | DEER:HVAC_Split-Package_AC | Annual
Any | NE-HVAC-airAC-SpltPkg-gte760kBtuh-11p0eer | ESe | Ex | CZ12 | cPVVG | SWHC013-02 | DEER2020 | D20v1 | 2020-11-09 | Cap-Tons | 1 |  | None | 142 | 0.0661 | -0.028 | 107 | 0.0507 | 0 | [6 empty] | DEER:HVAC_Split-Package_AC | Annual
Any | NE-HVAC-airAC-SpltPkg-gte760kBtuh-11p0eer | ESe | Ex | CZ13 | cPVVG | SWHC013-02 | DEER2020 | D20v1 | 2020-11-09 | Cap-Tons | 1 |  | None | 167 | 0.0586 | -0.0211 | 128 | 0.0453 | 0 | [6 empty] | DEER:HVAC_Split-Package_AC | Annual
Any | NE-HVAC-airAC-SpltPkg-gte760kBtuh-11p0eer | EUn | Ex | CZ01 | cPVVG | SWHC013-02 | DEER2020 | D20v1 | 2020-11-09 | Cap-Tons | 1 |  | None | 40 | 0.0561 | -0.0507 | 28.2 | 0.0445 | 0 | [6 empty] | DEER:HVAC_Split-Package_AC | Annual
Any | NE-HVAC-airAC-SpltPkg-gte760kBtuh-11p0eer | EUn | Ex | CZ02 | cPVVG | SWHC013-02 | DEER2020 | D20v1 | 2020-11-09 | Cap-Tons | 1 |  | None | 138 | 0.128 | -0.0233 | 105 | 0.0995 | 0 | [6 empty] | DEER:HVAC_Split-Package_AC | Annual
Any | NE-HVAC-airAC-SpltPkg-gte760kBtuh-11p0eer | EUn | Ex | CZ03 | cPVVG | SWHC013-02 | DEER2020 | D20v1 | 2020-11-09 | Cap-Tons | 1 |  | None | 105 | 0.0783 | -0.0224 | 78.5 | 0.0603 | 0 | [6 empty] | DEER:HVAC_Split-Package_AC | Annual
Any | NE-HVAC-airAC-SpltPkg-gte760kBtuh-11p0eer | EUn | Ex | CZ04 | cPVVG | SWHC013-02 | DEER2020 | D20v1 | 2020-11-09 | Cap-Tons | 1 |  | None | 153 | 0.131 | -0.014 | 117 | 0.102 | 0 | [6 empty] | DEER:HVAC_Split-Package_AC | Annual
Any | NE-HVAC-airAC-SpltPkg-gte760kBtuh-11p0eer | EUn | Ex | CZ05 | cPVVG | SWHC013-02 | DEER2020 | D20v1 | 2020-11-09 | Cap-Tons | 1 |  | None | 109 | 0.0677 | -0.0194 | 81.8 | 0.0521 | 0 | [6 empty] | DEER:HVAC_Split-Package_AC | Annual
Any | NE-HVAC-airAC-SpltPkg-gte760kBtuh-11p0eer | EUn | Ex | CZ06 | cPVVG | SWHC013-02 | DEER2020 | D20v1 | 2020-11-09 | Cap-Tons | 1 |  | None | 182 | 0.121 | -0.0066 | 140 | 0.0945 | 0 | [6 empty] | DEER:HVAC_Split-Package_AC | Annual
Any | NE-HVAC-airAC-SpltPkg-gte760kBtuh-11p0eer | EUn | Ex | CZ07 | cPVVG | SWHC013-02 | DEER2020 | D20v1 | 2020-11-09 | Cap-Tons | 1 |  | None | 181 | 0.105 | -0.0037 | 137 | 0.0802 | 0 | [6 empty] | DEER:HVAC_Split-Package_AC | Annual
Any | NE-HVAC-airAC-SpltPkg-gte760kBtuh-11p0eer | EUn | Ex | CZ08 | cPVVG | SWHC013-02 | DEER2020 | D20v1 | 2020-11-09 | Cap-Tons | 1 |  | None | 196 | 0.112 | -0.00528 | 152 | 0.0882 | 0 | [6 empty] | DEER:HVAC_Split-Package_AC | Annual
Any | NE-HVAC-airAC-SpltPkg-gte760kBtuh-11p0eer | EUn | Ex | CZ09 | cPVVG | SWHC013-02 | DEER2020 | D20v1 | 2020-11-09 | Cap-Tons | 1 |  | None | 178 | 0.135 | -0.00698 | 138 | 0.106 | 0 | [6 empty] | DEER:HVAC_Split-Package_AC | Annual
Any | NE-HVAC-airAC-SpltPkg-gte760kBtuh-11p0eer | EUn | Ex | CZ10 | cPVVG | SWHC013-02 | DEER2020 | D20v1 | 2020-11-09 | Cap-Tons | 1 |  | None | 198 | 0.146 | -0.00845 | 154 | 0.114 | 0 | [6 empty] | DEER:HVAC_Split-Package_AC | Annual
Any | NE-HVAC-airAC-SpltPkg-gte760kBtuh-11p0eer | EUn | Ex | CZ11 | cPVVG | SWHC013-02 | DEER2020 | D20v1 | 2020-11-09 | Cap-Tons | 1 |  | None | 192 | 0.144 | -0.0185 | 149 | 0.113 | 0 | [6 empty] | DEER:HVAC_Split-Package_AC | Annual
Any | NE-HVAC-airAC-SpltPkg-gte760kBtuh-11p0eer | EUn | Ex | CZ12 | cPVVG | SWHC013-02 | DEER2020 | D20v1 | 2020-11-09 | Cap-Tons | 1 |  | None | 173 | 0.144 | -0.0207 | 133 | 0.113 | 0 | [6 empty] | DEER:HVAC_Split-Package_AC | Annual
Any | NE-HVAC-airAC-SpltPkg-gte760kBtuh-11p0eer | EUn | Ex | CZ13 | cPVVG | SWHC013-02 | DEER2020 | D20v1 | 2020-11-09 | Cap-Tons | 1 |  | None | 202 | 0.132 | -0.0174 | 156 | 0.104 | 0 | [6 empty] | DEER:HVAC_Split-Package_AC | Annual
Any | NE-HVAC-airAC-SpltPkg-gte760kBtuh-11p0eer | EUn | Ex | CZ14 | cPVVG | SWHC013-02 | DEER2020 | D20v1 | 2020-11-09 | Cap-Tons | 1 |  | None | 188 | 0.136 | -0.0171 | 146 | 0.107 | 0 | [6 empty] | DEER:HVAC_Split-Package_AC | Annual
Any | NE-HVAC-airAC-SpltPkg-gte760kBtuh-11p0eer | EUn | Ex | CZ15 | cPVVG | SWHC013-02 | DEER2020 | D20v1 | 2020-11-09 | Cap-Tons | 1 |  | None | 285 | 0.139 | -0.00238 | 222 | 0.11 | 0 | [6 empty] | DEER:HVAC_Split-Package_AC | Annual
Any | NE-HVAC-airAC-SpltPkg-gte760kBtuh-11p0eer | EUn | Ex | CZ16 | cPVVG | SWHC013-02 | DEER2020 | D20v1 | 2020-11-09 | Cap-Tons | 1 |  | None | 97.1 | 0.093 | -0.0575 | 73 | 0.0723 | 0 | [6 empty] | DEER:HVAC_Split-Package_AC | Annual
Any | NE-HVAC-airAC-SpltPkg-gte760kBtuh-11p0eer | EUn | New | CZ01 | cPVVG | SWHC013-02 | DEER2020 | D20v1 | 2020-11-09 | Cap-Tons | 1 |  | None | 26 | 0.0449 | 0 | 26 | 0.0449 | 0 | [6 empty] | DEER:HVAC_Split-Package_AC | Annual
Any | NE-HVAC-airAC-SpltPkg-gte760kBtuh-11p0eer | EUn | New | CZ02 | cPVVG | SWHC013-02 | DEER2020 | D20v1 | 2020-11-09 | Cap-Tons | 1 |  | None | 102 | 0.1 | 0 | 102 | 0.1 | 0 | [6 empty] | DEER:HVAC_Split-Package_AC | Annual
Any | NE-HVAC-airAC-SpltPkg-gte760kBtuh-11p0eer | EUn | New | CZ03 | cPVVG | SWHC013-02 | DEER2020 | D20v1 | 2020-11-09 | Cap-Tons | 1 |  | None | 77.1 | 0.0594 | 0 | 77.1 | 0.0594 | 0 | [6 empty] | DEER:HVAC_Split-Package_AC | Annual
Any | NE-HVAC-airAC-SpltPkg-gte760kBtuh-11p0eer | EUn | New | CZ04 | cPVVG | SWHC013-02 | DEER2020 | D20v1 | 2020-11-09 | Cap-Tons | 1 |  | None | 113 | 0.104 | 0 | 113 | 0.104 | 0 | [6 empty] | DEER:HVAC_Split-Package_AC | Annual
Any | NE-HVAC-airAC-SpltPkg-gte760kBtuh-11p0eer | EUn | New | CZ05 | cPVVG | SWHC013-02 | DEER2020 | D20v1 | 2020-11-09 | Cap-Tons | 1 |  | None | 79.6 | 0.0534 | 0 | 79.6 | 0.0534 | 0 | [6 empty] | DEER:HVAC_Split-Package_AC | Annual
Any | NE-HVAC-airAC-SpltPkg-gte760kBtuh-11p0eer | EUn | New | CZ06 | cPVVG | SWHC013-02 | DEER2020 | D20v1 | 2020-11-09 | Cap-Tons | 1 |  | None | 140 | 0.0994 | 0 | 140 | 0.0994 | 0 | [6 empty] | DEER:HVAC_Split-Package_AC | Annual
Any | NE-HVAC-airAC-SpltPkg-gte760kBtuh-11p0eer | EUn | New | CZ07 | cPVVG | SWHC013-02 | DEER2020 | D20v1 | 2020-11-09 | Cap-Tons | 1 |  | None | 135 | 0.085 | 0 | 135 | 0.085 | 0 | [6 empty] | DEER:HVAC_Split-Package_AC | Annual
Any | NE-HVAC-airAC-SpltPkg-gte760kBtuh-11p0eer | Hsp | Ex | CZ01 | cPVVG | SWHC013-02 | DEER2020 | D20v1 | 2020-11-09 | Cap-Tons | 1 |  | None | 27.6 | 0.0344 | -0.0892 | 17.8 | 0.0261 | 0 | [6 empty] | DEER:HVAC_Split-Package_AC | Annual
Any | NE-HVAC-airAC-SpltPkg-gte760kBtuh-11p0eer | Hsp | Ex | CZ02 | cPVVG | SWHC013-02 | DEER2020 | D20v1 | 2020-11-09 | Cap-Tons | 1 |  | None | 123 | 0.093 | -0.0614 | 94.2 | 0.0735 | 0 | [6 empty] | DEER:HVAC_Split-Package_AC | Annual
Any | NE-HVAC-airAC-SpltPkg-gte760kBtuh-11p0eer | Hsp | Ex | CZ03 | cPVVG | SWHC013-02 | DEER2020 | D20v1 | 2020-11-09 | Cap-Tons | 1 |  | None | 94.8 | 0.0544 | -0.0429 | 74.7 | 0.0444 | 0 | [6 empty] | DEER:HVAC_Split-Package_AC | Annual
Any | NE-HVAC-airAC-SpltPkg-gte760kBtuh-11p0eer | Hsp | Ex | CZ04 | cPVVG | SWHC013-02 | DEER2020 | D20v1 | 2020-11-09 | Cap-Tons | 1 |  | None | 156 | 0.0859 | -0.0432 | 121 | 0.0677 | 0 | [6 empty] | DEER:HVAC_Split-Package_AC | Annual
Any | NE-HVAC-airAC-SpltPkg-gte760kBtuh-11p0eer | Hsp | Ex | CZ05 | cPVVG | SWHC013-02 | DEER2020 | D20v1 | 2020-11-09 | Cap-Tons | 1 |  | None | 91.8 | 0.0414 | -0.0541 | 69.3 | 0.0324 | 0 | [6 empty] | DEER:HVAC_Split-Package_AC | Annual
Any | NE-HVAC-airAC-SpltPkg-gte760kBtuh-11p0eer | Hsp | Ex | CZ06 | cPVVG | SWHC013-02 | DEER2020 | D20v1 | 2020-11-09 | Cap-Tons | 1 |  | None | 200 | 0.076 | -0.0218 | 152 | 0.0587 | 0 | [6 empty] | DEER:HVAC_Split-Package_AC | Annual
Any | NE-HVAC-airAC-SpltPkg-gte760kBtuh-11p0eer | Hsp | Ex | CZ07 | cPVVG | SWHC013-02 | DEER2020 | D20v1 | 2020-11-09 | Cap-Tons | 1 |  | None | 213 | 0.062 | -0.00948 | 163 | 0.0479 | 0 | [6 empty] | DEER:HVAC_Split-Package_AC | Annual
Any | NE-HVAC-airAC-SpltPkg-gte760kBtuh-11p0eer | Hsp | Ex | CZ08 | cPVVG | SWHC013-02 | DEER2020 | D20v1 | 2020-11-09 | Cap-Tons | 1 |  | None | 231 | 0.0776 | -0.0217 | 176 | 0.06 | 0 | [6 empty] | DEER:HVAC_Split-Package_AC | Annual
Any | NE-HVAC-airAC-SpltPkg-gte760kBtuh-11p0eer | Hsp | Ex | CZ09 | cPVVG | SWHC013-02 | DEER2020 | D20v1 | 2020-11-09 | Cap-Tons | 1 |  | None | 233 | 0.114 | -0.0258 | 180 | 0.0886 | 0 | [6 empty] | DEER:HVAC_Split-Package_AC | Annual
Any | NE-HVAC-airAC-SpltPkg-gte760kBtuh-11p0eer | Hsp | Ex | CZ10 | cPVVG | SWHC013-02 | DEER2020 | D20v1 | 2020-11-09 | Cap-Tons | 1 |  | None | 221 | 0.106 | -0.0301 | 177 | 0.0859 | 0 | [6 empty] | DEER:HVAC_Split-Package_AC | Annual
Any | NE-HVAC-airAC-SpltPkg-gte760kBtuh-11p0eer | Hsp | Ex | CZ11 | cPVVG | SWHC013-02 | DEER2020 | D20v1 | 2020-11-09 | Cap-Tons | 1 |  | None | 228 | 0.123 | -0.0513 | 176 | 0.0967 | 0 | [6 empty] | DEER:HVAC_Split-Package_AC | Annual
Any | NE-HVAC-airAC-SpltPkg-gte760kBtuh-11p0eer | Hsp | Ex | CZ12 | cPVVG | SWHC013-02 | DEER2020 | D20v1 | 2020-11-09 | Cap-Tons | 1 |  | None | 178 | 0.112 | -0.0528 | 140 | 0.0896 | 0 | [6 empty] | DEER:HVAC_Split-Package_AC | Annual
Any | NE-HVAC-airAC-SpltPkg-gte760kBtuh-11p0eer | Hsp | Ex | CZ13 | cPVVG | SWHC013-02 | DEER2020 | D20v1 | 2020-11-09 | Cap-Tons | 1 |  | None | 238 | 0.117 | -0.0515 | 184 | 0.0912 | 0 | [6 empty] | DEER:HVAC_Split-Package_AC | Annual
Any | NE-HVAC-airAC-SpltPkg-gte760kBtuh-11p0eer | Hsp | Ex | CZ14 | cPVVG | SWHC013-02 | DEER2020 | D20v1 | 2020-11-09 | Cap-Tons | 1 |  | None | 220 | 0.101 | -0.0507 | 174 | 0.0807 | 0 | [6 empty] | DEER:HVAC_Split-Package_AC | Annual
Any | NE-HVAC-airAC-SpltPkg-gte760kBtuh-11p0eer | Hsp | Ex | CZ15 | cPVVG | SWHC013-02 | DEER2020 | D20v1 | 2020-11-09 | Cap-Tons | 1 |  | None | 407 | 0.129 | -0.0122 | 327 | 0.104 | 0 | [6 empty] | DEER:HVAC_Split-Package_AC | Annual
Any | NE-HVAC-airAC-SpltPkg-gte760kBtuh-11p0eer | Hsp | Ex | CZ16 | cPVVG | SWHC013-02 | DEER2020 | D20v1 | 2020-11-09 | Cap-Tons | 1 |  | None | 107 | 0.0616 | -0.0899 | 83.4 | 0.0495 | 0 | [6 empty] | DEER:HVAC_Split-Package_AC | Annual
Any | NE-HVAC-airAC-SpltPkg-gte760kBtuh-11p0eer | Hsp | New | CZ01 | cPVVG | SWHC013-02 | DEER2020 | D20v1 | 2020-11-09 | Cap-Tons | 1 |  | None | 17.8 | 0.0256 | 0 | 17.8 | 0.0256 | 0 | [6 empty] | DEER:HVAC_Split-Package_AC | Annual
Any | NE-HVAC-airAC-SpltPkg-gte760kBtuh-11p0eer | Hsp | New | CZ02 | cPVVG | SWHC013-02 | DEER2020 | D20v1 | 2020-11-09 | Cap-Tons | 1 |  | None | 90.6 | 0.0666 | 0 | 90.6 | 0.0666 | 0 | [6 empty] | DEER:HVAC_Split-Package_AC | Annual
Any | NE-HVAC-airAC-SpltPkg-gte760kBtuh-11p0eer | Hsp | New | CZ03 | cPVVG | SWHC013-02 | DEER2020 | D20v1 | 2020-11-09 | Cap-Tons | 1 |  | None | 72.4 | 0.0381 | 0 | 72.4 | 0.0381 | 0 | [6 empty] | DEER:HVAC_Split-Package_AC | Annual
Any | NE-HVAC-airAC-SpltPkg-gte760kBtuh-11p0eer | Hsp | New | CZ04 | cPVVG | SWHC013-02 | DEER2020 | D20v1 | 2020-11-09 | Cap-Tons | 1 |  | None | 113 | 0.0586 | 0 | 113 | 0.0586 | 0 | [6 empty] | DEER:HVAC_Split-Package_AC | Annual
Any | NE-HVAC-airAC-SpltPkg-gte760kBtuh-11p0eer | Hsp | New | CZ05 | cPVVG | SWHC013-02 | DEER2020 | D20v1 | 2020-11-09 | Cap-Tons | 1 |  | None | 67.2 | 0.0297 | 0 | 67.2 | 0.0297 | 0 | [6 empty] | DEER:HVAC_Split-Package_AC | Annual
Any | NE-HVAC-airAC-SpltPkg-gte760kBtuh-11p0eer | Hsp | New | CZ06 | cPVVG | SWHC013-02 | DEER2020 | D20v1 | 2020-11-09 | Cap-Tons | 1 |  | None | 145 | 0.0514 | 0 | 145 | 0.0514 | 0 | [6 empty] | DEER:HVAC_Split-Package_AC | Annual
Any | NE-HVAC-airAC-SpltPkg-gte760kBtuh-11p0eer | Hsp | New | CZ07 | cPVVG | SWHC013-02 | DEER2020 | D20v1 | 2020-11-09 | Cap-Tons | 1 |  | None | 156 | 0.0419 | 0 | 156 | 0.0419 | 0 | [6 empty] | DEER:HVAC_Split-Package_AC | Annual
Any | NE-HVAC-airAC-SpltPkg-gte760kBtuh-11p0eer | Hsp | New | CZ08 | cPVVG | SWHC013-02 | DEER2020 | D20v1 | 2020-11-09 | Cap-Tons | 1 |  | None | 165 | 0.0522 | 0 | 165 | 0.0522 | 0 | [6 empty] | DEER:HVAC_Split-Package_AC | Annual
Any | NE-HVAC-airAC-SpltPkg-gte760kBtuh-11p0eer | Hsp | New | CZ09 | cPVVG | SWHC013-02 | DEER2020 | D20v1 | 2020-11-09 | Cap-Tons | 1 |  | None | 167 | 0.0789 | 0 | 167 | 0.0789 | 0 | [6 empty] | DEER:HVAC_Split-Package_AC | Annual
Any | NE-HVAC-airAC-SpltPkg-gte760kBtuh-11p0eer | Hsp | New | CZ10 | cPVVG | SWHC013-02 | DEER2020 | D20v1 | 2020-11-09 | Cap-Tons | 1 |  | None | 169 | 0.0788 | 0 | 169 | 0.0788 | 0 | [6 empty] | DEER:HVAC_Split-Package_AC | Annual
Any | NE-HVAC-airAC-SpltPkg-gte760kBtuh-11p0eer | Hsp | New | CZ11 | cPVVG | SWHC013-02 | DEER2020 | D20v1 | 2020-11-09 | Cap-Tons | 1 |  | None | 164 | 0.0876 | 0 | 164 | 0.0876 | 0 | [6 empty] | DEER:HVAC_Split-Package_AC | Annual
Any | NE-HVAC-airAC-SpltPkg-gte760kBtuh-11p0eer | Hsp | New | CZ12 | cPVVG | SWHC013-02 | DEER2020 | D20v1 | 2020-11-09 | Cap-Tons | 1 |  | None | 132 | 0.0809 | 0 | 132 | 0.0809 | 0 | [6 empty] | DEER:HVAC_Split-Package_AC | Annual
Any | NE-HVAC-airAC-SpltPkg-gte760kBtuh-11p0eer | Hsp | New | CZ13 | cPVVG | SWHC013-02 | DEER2020 | D20v1 | 2020-11-09 | Cap-Tons | 1 |  | None | 171 | 0.0808 | 0 | 171 | 0.0808 | 0 | [6 empty] | DEER:HVAC_Split-Package_AC | Annual
Any | NE-HVAC-airAC-SpltPkg-gte760kBtuh-11p0eer | Hsp | New | CZ14 | cPVVG | SWHC013-02 | DEER2020 | D20v1 | 2020-11-09 | Cap-Tons | 1 |  | None | 163 | 0.071 | 0 | 163 | 0.071 | 0 | [6 empty] | DEER:HVAC_Split-Package_AC | Annual
Any | NE-HVAC-airAC-SpltPkg-gte760kBtuh-11p0eer | Hsp | New | CZ15 | cPVVG | SWHC013-02 | DEER2020 | D20v1 | 2020-11-09 | Cap-Tons | 1 |  | None | 303 | 0.0949 | 0 | 303 | 0.0949 | 0 | [6 empty] | DEER:HVAC_Split-Package_AC | Annual
Any | NE-HVAC-airAC-SpltPkg-gte760kBtuh-11p0eer | Hsp | New | CZ16 | cPVVG | SWHC013-02 | DEER2020 | D20v1 | 2020-11-09 | Cap-Tons | 1 |  | None | 80.5 | 0.0431 | 0 | 80.5 | 0.0431 | 0 | [6 empty] | DEER:HVAC_Split-Package_AC | Annual
Any | NE-HVAC-airAC-SpltPkg-gte760kBtuh-11p0eer | Htl | Ex | CZ07 | cPVVG | SWHC013-02 | DEER2020 | D20v1 | 2020-11-09 | Cap-Tons | 1 |  | None | 317 | 0.124 | -0.045 | 240 | 0.0976 | 0 | [6 empty] | DEER:HVAC_Split-Package_AC | Annual
Any | NE-HVAC-airAC-SpltPkg-gte760kBtuh-11p0eer | Htl | Ex | CZ08 | cPVVG | SWHC013-02 | DEER2020 | D20v1 | 2020-11-09 | Cap-Tons | 1 |  | None | 287 | 0.12 | -0.0372 | 223 | 0.0948 | 0 | [6 empty] | DEER:HVAC_Split-Package_AC | Annual
Any | NE-HVAC-airAC-SpltPkg-gte760kBtuh-11p0eer | Htl | Ex | CZ09 | cPVVG | SWHC013-02 | DEER2020 | D20v1 | 2020-11-09 | Cap-Tons | 1 |  | None | 239 | 0.138 | -0.0353 | 192 | 0.113 | 0 | [6 empty] | DEER:HVAC_Split-Package_AC | Annual
Any | NE-HVAC-airAC-SpltPkg-gte760kBtuh-11p0eer | Htl | Ex | CZ10 | cPVVG | SWHC013-02 | DEER2020 | D20v1 | 2020-11-09 | Cap-Tons | 1 |  | None | 275 | 0.156 | -0.0431 | 215 | 0.124 | 0 | [6 empty] | DEER:HVAC_Split-Package_AC | Annual
Any | NE-HVAC-airAC-SpltPkg-gte760kBtuh-11p0eer | Htl | Ex | CZ11 | cPVVG | SWHC013-02 | DEER2020 | D20v1 | 2020-11-09 | Cap-Tons | 1 |  | None | 270 | 0.173 | -0.0616 | 212 | 0.138 | 0 | [6 empty] | DEER:HVAC_Split-Package_AC | Annual
Any | NE-HVAC-airAC-SpltPkg-gte760kBtuh-11p0eer | Htl | Ex | CZ12 | cPVVG | SWHC013-02 | DEER2020 | D20v1 | 2020-11-09 | Cap-Tons | 1 |  | None | 226 | 0.171 | -0.0722 | 176 | 0.136 | 0 | [6 empty] | DEER:HVAC_Split-Package_AC | Annual
Any | NE-HVAC-airAC-SpltPkg-gte760kBtuh-11p0eer | Htl | Ex | CZ13 | cPVVG | SWHC013-02 | DEER2020 | D20v1 | 2020-11-09 | Cap-Tons | 1 |  | None | 277 | 0.159 | -0.0582 | 218 | 0.127 | 0 | [6 empty] | DEER:HVAC_Split-Package_AC | Annual
Any | NE-HVAC-airAC-SpltPkg-gte760kBtuh-11p0eer | Htl | Ex | CZ14 | cPVVG | SWHC013-02 | DEER2020 | D20v1 | 2020-11-09 | Cap-Tons | 1 |  | None | 260 | 0.137 | -0.0586 | 207 | 0.11 | 0 | [6 empty] | DEER:HVAC_Split-Package_AC | Annual
Any | NE-HVAC-airAC-SpltPkg-gte760kBtuh-11p0eer | Htl | Ex | CZ15 | cPVVG | SWHC013-02 | DEER2020 | D20v1 | 2020-11-09 | Cap-Tons | 1 |  | None | 415 | 0.141 | -0.0142 | 329 | 0.112 | 0 | [6 empty] | DEER:HVAC_Split-Package_AC | Annual
Any | NE-HVAC-airAC-SpltPkg-gte760kBtuh-11p0eer | Htl | Ex | CZ16 | cPVVG | SWHC013-02 | DEER2020 | D20v1 | 2020-11-09 | Cap-Tons | 1 |  | None | 177 | 0.137 | -0.257 | 135 | 0.111 | 0 | [6 empty] | DEER:HVAC_Split-Package_AC | Annual
Any | NE-HVAC-airAC-SpltPkg-gte760kBtuh-11p0eer | Htl | New | CZ01 | cPVVG | SWHC013-02 | DEER2020 | D20v1 | 2020-11-09 | Cap-Tons | 1 |  | None | 29.5 | 0.0431 | 0 | 29.5 | 0.0431 | 0 | [6 empty] | DEER:HVAC_Split-Package_AC | Annual
Any | NE-HVAC-airAC-SpltPkg-gte760kBtuh-11p0eer | Htl | New | CZ02 | cPVVG | SWHC013-02 | DEER2020 | D20v1 | 2020-11-09 | Cap-Tons | 1 |  | None | 138 | 0.133 | 0 | 138 | 0.133 | 0 | [6 empty] | DEER:HVAC_Split-Package_AC | Annual
Any | NE-HVAC-airAC-SpltPkg-gte760kBtuh-11p0eer | Htl | New | CZ03 | cPVVG | SWHC013-02 | DEER2020 | D20v1 | 2020-11-09 | Cap-Tons | 1 |  | None | 109 | 0.0945 | 0 | 109 | 0.0945 | 0 | [6 empty] | DEER:HVAC_Split-Package_AC | Annual
Any | NE-HVAC-airAC-SpltPkg-gte760kBtuh-11p0eer | Htl | New | CZ04 | cPVVG | SWHC013-02 | DEER2020 | D20v1 | 2020-11-09 | Cap-Tons | 1 |  | None | 156 | 0.114 | 0 | 156 | 0.114 | 0 | [6 empty] | DEER:HVAC_Split-Package_AC | Annual
Any | NE-HVAC-airAC-SpltPkg-gte760kBtuh-11p0eer | Htl | New | CZ05 | cPVVG | SWHC013-02 | DEER2020 | D20v1 | 2020-11-09 | Cap-Tons | 1 |  | None | 108 | 0.0585 | 0 | 108 | 0.0585 | 0 | [6 empty] | DEER:HVAC_Split-Package_AC | Annual
Any | NE-HVAC-airAC-SpltPkg-gte760kBtuh-11p0eer | Htl | New | CZ06 | cPVVG | SWHC013-02 | DEER2020 | D20v1 | 2020-11-09 | Cap-Tons | 1 |  | None | 238 | 0.12 | 0 | 238 | 0.12 | 0 | [6 empty] | DEER:HVAC_Split-Package_AC | Annual
Any | NE-HVAC-airAC-SpltPkg-gte760kBtuh-11p0eer | Htl | New | CZ07 | cPVVG | SWHC013-02 | DEER2020 | D20v1 | 2020-11-09 | Cap-Tons | 1 |  | None | 239 | 0.0998 | 0 | 239 | 0.0998 | 0 | [6 empty] | DEER:HVAC_Split-Package_AC | Annual
Any | NE-HVAC-airAC-SpltPkg-gte760kBtuh-11p0eer | Htl | New | CZ08 | cPVVG | SWHC013-02 | DEER2020 | D20v1 | 2020-11-09 | Cap-Tons | 1 |  | None | 215 | 0.0959 | 0 | 215 | 0.0959 | 0 | [6 empty] | DEER:HVAC_Split-Package_AC | Annual
Any | NE-HVAC-airAC-SpltPkg-gte760kBtuh-11p0eer | Htl | New | CZ09 | cPVVG | SWHC013-02 | DEER2020 | D20v1 | 2020-11-09 | Cap-Tons | 1 |  | None | 189 | 0.114 | 0 | 189 | 0.114 | 0 | [6 empty] | DEER:HVAC_Split-Package_AC | Annual
Any | NE-HVAC-airAC-SpltPkg-gte760kBtuh-11p0eer | Htl | New | CZ10 | cPVVG | SWHC013-02 | DEER2020 | D20v1 | 2020-11-09 | Cap-Tons | 1 |  | None | 211 | 0.125 | 0 | 211 | 0.125 | 0 | [6 empty] | DEER:HVAC_Split-Package_AC | Annual
Any | NE-HVAC-airAC-SpltPkg-gte760kBtuh-11p0eer | Htl | New | CZ11 | cPVVG | SWHC013-02 | DEER2020 | D20v1 | 2020-11-09 | Cap-Tons | 1 |  | None | 210 | 0.138 | 0 | 210 | 0.138 | 0 | [6 empty] | DEER:HVAC_Split-Package_AC | Annual
Any | NE-HVAC-airAC-SpltPkg-gte760kBtuh-11p0eer | Htl | New | CZ12 | cPVVG | SWHC013-02 | DEER2020 | D20v1 | 2020-11-09 | Cap-Tons | 1 |  | None | 173 | 0.136 | 0 | 173 | 0.136 | 0 | [6 empty] | DEER:HVAC_Split-Package_AC | Annual
Any | NE-HVAC-airAC-SpltPkg-gte760kBtuh-11p0eer | Htl | New | CZ13 | cPVVG | SWHC013-02 | DEER2020 | D20v1 | 2020-11-09 | Cap-Tons | 1 |  | None | 216 | 0.126 | 0 | 216 | 0.126 | 0 | [6 empty] | DEER:HVAC_Split-Package_AC | Annual
Any | NE-HVAC-airAC-SpltPkg-gte760kBtuh-11p0eer | Htl | New | CZ14 | cPVVG | SWHC013-02 | DEER2020 | D20v1 | 2020-11-09 | Cap-Tons | 1 |  | None | 206 | 0.109 | 0 | 206 | 0.109 | 0 | [6 empty] | DEER:HVAC_Split-Package_AC | Annual
Any | NE-HVAC-airAC-SpltPkg-gte760kBtuh-11p0eer | Htl | New | CZ15 | cPVVG | SWHC013-02 | DEER2020 | D20v1 | 2020-11-09 | Cap-Tons | 1 |  | None | 325 | 0.112 | 0 | 325 | 0.112 | 0 | [6 empty] | DEER:HVAC_Split-Package_AC | Annual
Any | NE-HVAC-airAC-SpltPkg-gte760kBtuh-11p0eer | Htl | New | CZ16 | cPVVG | SWHC013-02 | DEER2020 | D20v1 | 2020-11-09 | Cap-Tons | 1 |  | None | 137 | 0.113 | 0 | 137 | 0.113 | 0 | [6 empty] | DEER:HVAC_Split-Package_AC | Annual
Any | NE-HVAC-airAC-SpltPkg-gte760kBtuh-11p0eer | MBT | New | CZ01 | cPVVG | SWHC013-02 | DEER2020 | D20v1 | 2020-11-09 | Cap-Tons | 1 |  | None | 45.1 | 0.0347 | 0 | 45.1 | 0.0347 | 0 | [6 empty] | DEER:HVAC_Split-Package_AC | Annual
Any | NE-HVAC-airAC-SpltPkg-gte760kBtuh-11p0eer | MBT | New | CZ02 | cPVVG | SWHC013-02 | DEER2020 | D20v1 | 2020-11-09 | Cap-Tons | 1 |  | None | 98.1 | 0.0868 | 0 | 98.1 | 0.0868 | 0 | [6 empty] | DEER:HVAC_Split-Package_AC | Annual
Any | NE-HVAC-airAC-SpltPkg-gte760kBtuh-11p0eer | MBT | New | CZ03 | cPVVG | SWHC013-02 | DEER2020 | D20v1 | 2020-11-09 | Cap-Tons | 1 |  | None | 97.8 | 0.0607 | 0 | 97.8 | 0.0607 | 0 | [6 empty] | DEER:HVAC_Split-Package_AC | Annual
Any | NE-HVAC-airAC-SpltPkg-gte760kBtuh-11p0eer | MBT | New | CZ04 | cPVVG | SWHC013-02 | DEER2020 | D20v1 | 2020-11-09 | Cap-Tons | 1 |  | None | 114 | 0.078 | 0 | 114 | 0.078 | 0 | [6 empty] | DEER:HVAC_Split-Package_AC | Annual
Any | NE-HVAC-airAC-SpltPkg-gte760kBtuh-11p0eer | MBT | New | CZ05 | cPVVG | SWHC013-02 | DEER2020 | D20v1 | 2020-11-09 | Cap-Tons | 1 |  | None | 99 | 0.0431 | 0 | 99 | 0.0431 | 0 | [6 empty] | DEER:HVAC_Split-Package_AC | Annual
Any | NE-HVAC-airAC-SpltPkg-gte760kBtuh-11p0eer | MBT | New | CZ06 | cPVVG | SWHC013-02 | DEER2020 | D20v1 | 2020-11-09 | Cap-Tons | 1 |  | None | 173 | 0.0835 | 0 | 173 | 0.0835 | 0 | [6 empty] | DEER:HVAC_Split-Package_AC | Annual
Any | NE-HVAC-airAC-SpltPkg-gte760kBtuh-11p0eer | MBT | New | CZ07 | cPVVG | SWHC013-02 | DEER2020 | D20v1 | 2020-11-09 | Cap-Tons | 1 |  | None | 164 | 0.0678 | 0 | 164 | 0.0678 | 0 | [6 empty] | DEER:HVAC_Split-Package_AC | Annual
Any | NE-HVAC-airAC-SpltPkg-gte760kBtuh-11p0eer | MBT | New | CZ08 | cPVVG | SWHC013-02 | DEER2020 | D20v1 | 2020-11-09 | Cap-Tons | 1 |  | None | 147 | 0.0628 | 0 | 147 | 0.0628 | 0 | [6 empty] | DEER:HVAC_Split-Package_AC | Annual
Any | NE-HVAC-airAC-SpltPkg-gte760kBtuh-11p0eer | MBT | New | CZ09 | cPVVG | SWHC013-02 | DEER2020 | D20v1 | 2020-11-09 | Cap-Tons | 1 |  | None | 134 | 0.0836 | 0 | 134 | 0.0836 | 0 | [6 empty] | DEER:HVAC_Split-Package_AC | Annual
Any | NE-HVAC-airAC-SpltPkg-gte760kBtuh-11p0eer | MBT | New | CZ10 | cPVVG | SWHC013-02 | DEER2020 | D20v1 | 2020-11-09 | Cap-Tons | 1 |  | None | 147 | 0.0872 | 0 | 147 | 0.0872 | 0 | [6 empty] | DEER:HVAC_Split-Package_AC | Annual
Any | NE-HVAC-airAC-SpltPkg-gte760kBtuh-11p0eer | MBT | New | CZ11 | cPVVG | SWHC013-02 | DEER2020 | D20v1 | 2020-11-09 | Cap-Tons | 1 |  | None | 134 | 0.0963 | 0 | 134 | 0.0963 | 0 | [6 empty] | DEER:HVAC_Split-Package_AC | Annual
Any | NE-HVAC-airAC-SpltPkg-gte760kBtuh-11p0eer | MBT | New | CZ12 | cPVVG | SWHC013-02 | DEER2020 | D20v1 | 2020-11-09 | Cap-Tons | 1 |  | None | 118 | 0.093 | 0 | 118 | 0.093 | 0 | [6 empty] | DEER:HVAC_Split-Package_AC | Annual
Any | NE-HVAC-airAC-SpltPkg-gte760kBtuh-11p0eer | MBT | New | CZ13 | cPVVG | SWHC013-02 | DEER2020 | D20v1 | 2020-11-09 | Cap-Tons | 1 |  | None | 139 | 0.0876 | 0 | 139 | 0.0876 | 0 | [6 empty] | DEER:HVAC_Split-Package_AC | Annual
Any | NE-HVAC-airAC-SpltPkg-gte760kBtuh-11p0eer | MBT | New | CZ14 | cPVVG | SWHC013-02 | DEER2020 | D20v1 | 2020-11-09 | Cap-Tons | 1 |  | None | 133 | 0.076 | 0 | 133 | 0.076 | 0 | [6 empty] | DEER:HVAC_Split-Package_AC | Annual
Any | NE-HVAC-airAC-SpltPkg-gte760kBtuh-11p0eer | MBT | New | CZ15 | cPVVG | SWHC013-02 | DEER2020 | D20v1 | 2020-11-09 | Cap-Tons | 1 |  | None | 204 | 0.0832 | 0 | 204 | 0.0832 | 0 | [6 empty] | DEER:HVAC_Split-Package_AC | Annual
Any | NE-HVAC-airAC-SpltPkg-gte760kBtuh-11p0eer | MBT | New | CZ16 | cPVVG | SWHC013-02 | DEER2020 | D20v1 | 2020-11-09 | Cap-Tons | 1 |  | None | 80.1 | 0.069 | 0 | 80.1 | 0.069 | 0 | [6 empty] | DEER:HVAC_Split-Package_AC | Annual
Any | NE-HVAC-airAC-SpltPkg-gte760kBtuh-11p0eer | Nrs | New | CZ11 | cPVVG | SWHC013-02 | DEER2020 | D20v1 | 2020-11-09 | Cap-Tons | 1 |  | None | 171 | 0.0876 | 0 | 171 | 0.0876 | 0 | [6 empty] | DEER:HVAC_Split-Package_AC | Annual
Any | NE-HVAC-airAC-SpltPkg-gte760kBtuh-11p0eer | Nrs | New | CZ12 | cPVVG | SWHC013-02 | DEER2020 | D20v1 | 2020-11-09 | Cap-Tons | 1 |  | None | 139 | 0.0833 | 0 | 139 | 0.0833 | 0 | [6 empty] | DEER:HVAC_Split-Package_AC | Annual
Any | NE-HVAC-airAC-SpltPkg-gte760kBtuh-11p0eer | Nrs | New | CZ13 | cPVVG | SWHC013-02 | DEER2020 | D20v1 | 2020-11-09 | Cap-Tons | 1 |  | None | 180 | 0.0837 | 0 | 180 | 0.0837 | 0 | [6 empty] | DEER:HVAC_Split-Package_AC | Annual
Any | NE-HVAC-airAC-SpltPkg-gte760kBtuh-11p0eer | Nrs | New | CZ14 | cPVVG | SWHC013-02 | DEER2020 | D20v1 | 2020-11-09 | Cap-Tons | 1 |  | None | 172 | 0.0748 | 0 | 172 | 0.0748 | 0 | [6 empty] | DEER:HVAC_Split-Package_AC | Annual
Any | NE-HVAC-airAC-SpltPkg-gte760kBtuh-11p0eer | Nrs | New | CZ15 | cPVVG | SWHC013-02 | DEER2020 | D20v1 | 2020-11-09 | Cap-Tons | 1 |  | None | 312 | 0.0932 | 0 | 312 | 0.0932 | 0 | [6 empty] | DEER:HVAC_Split-Package_AC | Annual
Any | NE-HVAC-airAC-SpltPkg-gte760kBtuh-11p0eer | Nrs | New | CZ16 | cPVVG | SWHC013-02 | DEER2020 | D20v1 | 2020-11-09 | Cap-Tons | 1 |  | None | 83.6 | 0.0483 | 0 | 83.6 | 0.0483 | 0 | [6 empty] | DEER:HVAC_Split-Package_AC | Annual
Any | NE-HVAC-airAC-SpltPkg-gte760kBtuh-11p0eer | OfS | Ex | CZ01 | cPVVG | SWHC013-02 | DEER2020 | D20v1 | 2020-11-09 | Cap-Tons | 1 |  | None | 47.2 | 0.028 | -0.0195 | 32.9 | 0.0217 | 0 | [6 empty] | DEER:HVAC_Split-Package_AC | Annual
Any | NE-HVAC-airAC-SpltPkg-gte760kBtuh-11p0eer | OfS | Ex | CZ02 | cPVVG | SWHC013-02 | DEER2020 | D20v1 | 2020-11-09 | Cap-Tons | 1 |  | None | 133 | 0.0966 | -0.00939 | 104 | 0.077 | 0 | [6 empty] | DEER:HVAC_Split-Package_AC | Annual
Any | NE-HVAC-airAC-SpltPkg-gte760kBtuh-11p0eer | OfS | Ex | CZ03 | cPVVG | SWHC013-02 | DEER2020 | D20v1 | 2020-11-09 | Cap-Tons | 1 |  | None | 99.7 | 0.0586 | -0.00505 | 77.3 | 0.047 | 0 | [6 empty] | DEER:HVAC_Split-Package_AC | Annual
Any | NE-HVAC-airAC-SpltPkg-gte760kBtuh-11p0eer | OfS | Ex | CZ04 | cPVVG | SWHC013-02 | DEER2020 | D20v1 | 2020-11-09 | Cap-Tons | 1 |  | None | 141 | 0.0715 | -0.00709 | 111 | 0.057 | 0 | [6 empty] | DEER:HVAC_Split-Package_AC | Annual
Any | NE-HVAC-airAC-SpltPkg-gte760kBtuh-11p0eer | OfS | Ex | CZ05 | cPVVG | SWHC013-02 | DEER2020 | D20v1 | 2020-11-09 | Cap-Tons | 1 |  | None | 108 | 0.0349 | -0.00603 | 83.5 | 0.0275 | 0 | [6 empty] | DEER:HVAC_Split-Package_AC | Annual
Any | NE-HVAC-airAC-SpltPkg-gte760kBtuh-11p0eer | OfS | Ex | CZ06 | cPVVG | SWHC013-02 | DEER2020 | D20v1 | 2020-11-09 | Cap-Tons | 1 |  | None | 172 | 0.0585 | -0.00129 | 137 | 0.0471 | 0 | [6 empty] | DEER:HVAC_Split-Package_AC | Annual
Any | NE-HVAC-airAC-SpltPkg-gte760kBtuh-11p0eer | OfS | Ex | CZ07 | cPVVG | SWHC013-02 | DEER2020 | D20v1 | 2020-11-09 | Cap-Tons | 1 |  | None | 168 | 0.0477 | -0.00042 | 131 | 0.0377 | 0 | [6 empty] | DEER:HVAC_Split-Package_AC | Annual
Any | NE-HVAC-airAC-SpltPkg-gte760kBtuh-11p0eer | OfS | Ex | CZ08 | cPVVG | SWHC013-02 | DEER2020 | D20v1 | 2020-11-09 | Cap-Tons | 1 |  | None | 180 | 0.0505 | -0.00465 | 144 | 0.0406 | 0 | [6 empty] | DEER:HVAC_Split-Package_AC | Annual
Any | NE-HVAC-airAC-SpltPkg-gte760kBtuh-11p0eer | OfS | Ex | CZ09 | cPVVG | SWHC013-02 | DEER2020 | D20v1 | 2020-11-09 | Cap-Tons | 1 |  | None | 164 | 0.0721 | -0.00148 | 130 | 0.0576 | 0 | [6 empty] | DEER:HVAC_Split-Package_AC | Annual
Any | NE-HVAC-airAC-SpltPkg-gte760kBtuh-11p0eer | Rt3 | New | CZ04 | cPVVG | SWHC013-02 | DEER2020 | D20v1 | 2020-11-09 | Cap-Tons | 1 |  | None | 133 | 0.102 | 0 | 133 | 0.102 | 0 | [6 empty] | DEER:HVAC_Split-Package_AC | Annual
Any | NE-HVAC-airAC-SpltPkg-gte760kBtuh-11p0eer | Rt3 | New | CZ05 | cPVVG | SWHC013-02 | DEER2020 | D20v1 | 2020-11-09 | Cap-Tons | 1 |  | None | 102 | 0.0571 | 0 | 102 | 0.0571 | 0 | [6 empty] | DEER:HVAC_Split-Package_AC | Annual
Any | NE-HVAC-airAC-SpltPkg-gte760kBtuh-11p0eer | Rt3 | New | CZ06 | cPVVG | SWHC013-02 | DEER2020 | D20v1 | 2020-11-09 | Cap-Tons | 1 |  | None | 187 | 0.112 | 0 | 187 | 0.112 | 0 | [6 empty] | DEER:HVAC_Split-Package_AC | Annual
Any | NE-HVAC-airAC-SpltPkg-gte760kBtuh-11p0eer | Rt3 | New | CZ07 | cPVVG | SWHC013-02 | DEER2020 | D20v1 | 2020-11-09 | Cap-Tons | 1 |  | None | 181 | 0.0961 | 0 | 181 | 0.0961 | 0 | [6 empty] | DEER:HVAC_Split-Package_AC | Annual
Any | NE-HVAC-airAC-SpltPkg-gte760kBtuh-11p0eer | Rt3 | New | CZ08 | cPVVG | SWHC013-02 | DEER2020 | D20v1 | 2020-11-09 | Cap-Tons | 1 |  | None | 172 | 0.0883 | 0 | 172 | 0.0883 | 0 | [6 empty] | DEER:HVAC_Split-Package_AC | Annual
Any | NE-HVAC-airAC-SpltPkg-gte760kBtuh-11p0eer | Rt3 | New | CZ09 | cPVVG | SWHC013-02 | DEER2020 | D20v1 | 2020-11-09 | Cap-Tons | 1 |  | None | 154 | 0.104 | 0 | 154 | 0.104 | 0 | [6 empty] | DEER:HVAC_Split-Package_AC | Annual
Any | NE-HVAC-airAC-SpltPkg-gte760kBtuh-11p0eer | Rt3 | New | CZ10 | cPVVG | SWHC013-02 | DEER2020 | D20v1 | 2020-11-09 | Cap-Tons | 1 |  | None | 176 | 0.114 | 0 | 176 | 0.114 | 0 | [6 empty] | DEER:HVAC_Split-Package_AC | Annual
Any | NE-HVAC-airAC-SpltPkg-gte760kBtuh-11p0eer | Rt3 | New | CZ11 | cPVVG | SWHC013-02 | DEER2020 | D20v1 | 2020-11-09 | Cap-Tons | 1 |  | None | 160 | 0.116 | 0 | 160 | 0.116 | 0 | [6 empty] | DEER:HVAC_Split-Package_AC | Annual
Any | NE-HVAC-airAC-SpltPkg-gte760kBtuh-11p0eer | Rt3 | New | CZ12 | cPVVG | SWHC013-02 | DEER2020 | D20v1 | 2020-11-09 | Cap-Tons | 1 |  | None | 139 | 0.114 | 0 | 139 | 0.114 | 0 | [6 empty] | DEER:HVAC_Split-Package_AC | Annual
Any | NE-HVAC-airAC-SpltPkg-gte760kBtuh-11p0eer | Rt3 | New | CZ13 | cPVVG | SWHC013-02 | DEER2020 | D20v1 | 2020-11-09 | Cap-Tons | 1 |  | None | 165 | 0.109 | 0 | 165 | 0.109 | 0 | [6 empty] | DEER:HVAC_Split-Package_AC | Annual
Any | NE-HVAC-airAC-SpltPkg-gte760kBtuh-11p0eer | Rt3 | New | CZ14 | cPVVG | SWHC013-02 | DEER2020 | D20v1 | 2020-11-09 | Cap-Tons | 1 |  | None | 161 | 0.0946 | 0 | 161 | 0.0946 | 0 | [6 empty] | DEER:HVAC_Split-Package_AC | Annual
Any | NE-HVAC-airAC-SpltPkg-gte760kBtuh-11p0eer | Rt3 | New | CZ15 | cPVVG | SWHC013-02 | DEER2020 | D20v1 | 2020-11-09 | Cap-Tons | 1 |  | None | 251 | 0.106 | 0 | 251 | 0.106 | 0 | [6 empty] | DEER:HVAC_Split-Package_AC | Annual
Any | NE-HVAC-airAC-SpltPkg-gte760kBtuh-11p0eer | Rt3 | New | CZ16 | cPVVG | SWHC013-02 | DEER2020 | D20v1 | 2020-11-09 | Cap-Tons | 1 |  | None | 97.2 | 0.0919 | 0 | 97.2 | 0.0919 | 0 | [6 empty] | DEER:HVAC_Split-Package_AC | Annual
Any | NE-HVAC-airAC-SpltPkg-gte760kBtuh-11p0eer | Com | Ex | CZ01 | cPVVG | SWHC013-02 | DEER2020 | D20v1 | 2020-11-09 | Cap-Tons | 1 |  | None | 49.7 | 0.043 | -0.08 | 33.2 | 0.033 | 0 | [6 empty] | DEER:HVAC_Split-Package_AC | Annual
Any | NE-HVAC-airAC-SpltPkg-gte760kBtuh-11p0eer | Com | Ex | CZ02 | cPVVG | SWHC013-02 | DEER2020 | D20v1 | 2020-11-09 | Cap-Tons | 1 |  | None | 140 | 0.108 | -0.03 | 107 | 0.085 | 0 | [6 empty] | DEER:HVAC_Split-Package_AC | Annual
Any | NE-HVAC-airAC-SpltPkg-gte760kBtuh-11p0eer | Com | Ex | CZ03 | cPVVG | SWHC013-02 | DEER2020 | D20v1 | 2020-11-09 | Cap-Tons | 1 |  | None | 117 | 0.07 | -0.02 | 87.5 | 0.054 | 0 | [6 empty] | DEER:HVAC_Split-Package_AC | Annual
Any | NE-HVAC-airAC-SpltPkg-gte760kBtuh-11p0eer | Com | Ex | CZ04 | cPVVG | SWHC013-02 | DEER2020 | D20v1 | 2020-11-09 | Cap-Tons | 1 |  | None | 156 | 0.086 | -0.01 | 120 | 0.068 | 0 | [6 empty] | DEER:HVAC_Split-Package_AC | Annual
Any | NE-HVAC-airAC-SpltPkg-gte760kBtuh-11p0eer | Com | Ex | CZ05 | cPVVG | SWHC013-02 | DEER2020 | D20v1 | 2020-11-09 | Cap-Tons | 1 |  | None | 123 | 0.058 | -0.04 | 91.5 | 0.045 | 0 | [6 empty] | DEER:HVAC_Split-Package_AC | Annual
Any | NE-HVAC-airAC-SpltPkg-gte760kBtuh-11p0eer | Com | Ex | CZ06 | cPVVG | SWHC013-02 | DEER2020 | D20v1 | 2020-11-09 | Cap-Tons | 1 |  | None | 212 | 0.093 | -0.01 | 164 | 0.073 | 0 | [6 empty] | DEER:HVAC_Split-Package_AC | Annual
Any | NE-HVAC-airAC-SpltPkg-gte760kBtuh-11p0eer | Com | Ex | CZ07 | cPVVG | SWHC013-02 | DEER2020 | D20v1 | 2020-11-09 | Cap-Tons | 1 |  | None | 212 | 0.079 | -0.01 | 162 | 0.061 | 0 | [6 empty] | DEER:HVAC_Split-Package_AC | Annual
Any | NE-HVAC-airAC-SpltPkg-gte760kBtuh-11p0eer | Com | Ex | CZ08 | cPVVG | SWHC013-02 | DEER2020 | D20v1 | 2020-11-09 | Cap-Tons | 1 |  | None | 207 | 0.079 | -0.01 | 162 | 0.062 | 0 | [6 empty] | DEER:HVAC_Split-Package_AC | Annual
Any | NE-HVAC-airAC-SpltPkg-gte760kBtuh-11p0eer | Com | Ex | CZ09 | cPVVG | SWHC013-02 | DEER2020 | D20v1 | 2020-11-09 | Cap-Tons | 1 |  | None | 188 | 0.098 | -0.01 | 148 | 0.078 | 0 | [6 empty] | DEER:HVAC_Split-Package_AC | Annual
Any | NE-HVAC-airAC-SpltPkg-gte760kBtuh-11p0eer | Com | Ex | CZ10 | cPVVG | SWHC013-02 | DEER2020 | D20v1 | 2020-11-09 | Cap-Tons | 1 |  | None | 204 | 0.109 | -0.01 | 159 | 0.086 | 0 | [6 empty] | DEER:HVAC_Split-Package_AC | Annual
Any | NE-HVAC-airAC-SpltPkg-gte760kBtuh-11p0eer | Com | Ex | CZ11 | cPVVG | SWHC013-02 | DEER2020 | D20v1 | 2020-11-09 | Cap-Tons | 1 |  | None | 198 | 0.121 | -0.02 | 154 | 0.095 | 0 | [6 empty] | DEER:HVAC_Split-Package_AC | Annual
Any | NE-HVAC-airAC-SpltPkg-gte760kBtuh-11p0eer | Com | Ex | CZ12 | cPVVG | SWHC013-02 | DEER2020 | D20v1 | 2020-11-09 | Cap-Tons | 1 |  | None | 168 | 0.111 | -0.02 | 130 | 0.087 | 0 | [6 empty] | DEER:HVAC_Split-Package_AC | Annual
Any | NE-HVAC-airAC-SpltPkg-gte760kBtuh-11p0eer | Com | Ex | CZ13 | cPVVG | SWHC013-02 | DEER2020 | D20v1 | 2020-11-09 | Cap-Tons | 1 |  | None | 202 | 0.102 | -0.02 | 158 | 0.081 | 0 | [6 empty] | DEER:HVAC_Split-Package_AC | Annual
Any | NE-HVAC-airAC-SpltPkg-gte760kBtuh-11p0eer | Com | Ex | CZ14 | cPVVG | SWHC013-02 | DEER2020 | D20v1 | 2020-11-09 | Cap-Tons | 1 |  | None | 192 | 0.104 | -0.02 | 150 | 0.082 | 0 | [6 empty] | DEER:HVAC_Split-Package_AC | Annual
Any | NE-HVAC-airAC-SpltPkg-gte760kBtuh-11p0eer | Com | Ex | CZ15 | cPVVG | SWHC013-02 | DEER2020 | D20v1 | 2020-11-09 | Cap-Tons | 1 |  | None | 310 | 0.11 | 0 | 244 | 0.087 | 0 | [6 empty] | DEER:HVAC_Split-Package_AC | Annual
Any | NE-HVAC-airAC-SpltPkg-gte760kBtuh-11p0eer | Com | Ex | CZ16 | cPVVG | SWHC013-02 | DEER2020 | D20v1 | 2020-11-09 | Cap-Tons | 1 |  | None | 111 | 0.087 | -0.08 | 83.5 | 0.069 | 0 | [6 empty] | DEER:HVAC_Split-Package_AC | Annual
Any | NE-HVAC-airAC-SpltPkg-gte760kBtuh-11p0eer | Com | New | CZ01 | cPVVG | SWHC013-02 | DEER2020 | D20v1 | 2020-11-09 | Cap-Tons | 1 |  | None | 30.3 | 0.033 | 0 | 30.3 | 0.033 | 0 | [6 empty] | DEER:HVAC_Split-Package_AC | Annual
Any | NE-HVAC-airAC-SpltPkg-gte760kBtuh-11p0eer | Com | New | CZ02 | cPVVG | SWHC013-02 | DEER2020 | D20v1 | 2020-11-09 | Cap-Tons | 1 |  | None | 102 | 0.082 | 0 | 102 | 0.082 | 0 | [6 empty] | DEER:HVAC_Split-Package_AC | Annual
Any | NE-HVAC-airAC-SpltPkg-gte760kBtuh-11p0eer | Com | New | CZ03 | cPVVG | SWHC013-02 | DEER2020 | D20v1 | 2020-11-09 | Cap-Tons | 1 |  | None | 82.5 | 0.048 | 0 | 82.5 | 0.048 | 0 | [6 empty] | DEER:HVAC_Split-Package_AC | Annual
Any | NE-HVAC-airAC-SpltPkg-gte760kBtuh-11p0eer | Com | New | CZ04 | cPVVG | SWHC013-02 | DEER2020 | D20v1 | 2020-11-09 | Cap-Tons | 1 |  | None | 114 | 0.064 | 0 | 114 | 0.064 | 0 | [6 empty] | DEER:HVAC_Split-Package_AC | Annual
Any | NE-HVAC-airAC-SpltPkg-gte760kBtuh-11p0eer | Com | New | CZ05 | cPVVG | SWHC013-02 | DEER2020 | D20v1 | 2020-11-09 | Cap-Tons | 1 |  | None | 88.6 | 0.045 | 0 | 88.6 | 0.045 | 0 | [6 empty] | DEER:HVAC_Split-Package_AC | Annual
Any | NE-HVAC-airAC-SpltPkg-gte760kBtuh-11p0eer | Com | New | CZ06 | cPVVG | SWHC013-02 | DEER2020 | D20v1 | 2020-11-09 | Cap-Tons | 1 |  | None | 161 | 0.074 | 0 | 161 | 0.074 | 0 | [6 empty] | DEER:HVAC_Split-Package_AC | Annual
Any | NE-HVAC-airAC-SpltPkg-gte760kBtuh-11p0eer | Com | New | CZ07 | cPVVG | SWHC013-02 | DEER2020 | D20v1 | 2020-11-09 | Cap-Tons | 1 |  | None | 159 | 0.062 | 0 | 159 | 0.062 | 0 | [6 empty] | DEER:HVAC_Split-Package_AC | Annual
Any | NE-HVAC-airAC-SpltPkg-gte760kBtuh-11p0eer | Com | New | CZ08 | cPVVG | SWHC013-02 | DEER2020 | D20v1 | 2020-11-09 | Cap-Tons | 1 |  | None | 153 | 0.061 | 0 | 153 | 0.061 | 0 | [6 empty] | DEER:HVAC_Split-Package_AC | Annual
Any | NE-HVAC-airAC-SpltPkg-gte760kBtuh-11p0eer | Com | New | CZ09 | cPVVG | SWHC013-02 | DEER2020 | D20v1 | 2020-11-09 | Cap-Tons | 1 |  | None | 140 | 0.074 | 0 | 140 | 0.074 | 0 | [6 empty] | DEER:HVAC_Split-Package_AC | Annual
Any | NE-HVAC-airAC-SpltPkg-gte760kBtuh-11p0eer | Com | New | CZ10 | cPVVG | SWHC013-02 | DEER2020 | D20v1 | 2020-11-09 | Cap-Tons | 1 |  | None | 154 | 0.085 | 0 | 154 | 0.085 | 0 | [6 empty] | DEER:HVAC_Split-Package_AC | Annual
Any | NE-HVAC-airAC-SpltPkg-gte760kBtuh-11p0eer | Com | New | CZ11 | cPVVG | SWHC013-02 | DEER2020 | D20v1 | 2020-11-09 | Cap-Tons | 1 |  | None | 147 | 0.092 | 0 | 147 | 0.092 | 0 | [6 empty] | DEER:HVAC_Split-Package_AC | Annual
Any | NE-HVAC-airAC-SpltPkg-gte760kBtuh-11p0eer | Com | New | CZ12 | cPVVG | SWHC013-02 | DEER2020 | D20v1 | 2020-11-09 | Cap-Tons | 1 |  | None | 124 | 0.085 | 0 | 124 | 0.085 | 0 | [6 empty] | DEER:HVAC_Split-Package_AC | Annual
Any | NE-HVAC-airAC-SpltPkg-gte760kBtuh-11p0eer | Com | New | CZ13 | cPVVG | SWHC013-02 | DEER2020 | D20v1 | 2020-11-09 | Cap-Tons | 1 |  | None | 151 | 0.078 | 0 | 151 | 0.078 | 0 | [6 empty] | DEER:HVAC_Split-Package_AC | Annual
Any | NE-HVAC-airAC-SpltPkg-gte760kBtuh-11p0eer | Com | New | CZ14 | cPVVG | SWHC013-02 | DEER2020 | D20v1 | 2020-11-09 | Cap-Tons | 1 |  | None | 145 | 0.079 | 0 | 145 | 0.079 | 0 | [6 empty] | DEER:HVAC_Split-Package_AC | Annual
Any | NE-HVAC-airAC-SpltPkg-gte760kBtuh-11p0eer | ECC | Ex | CZ04 | cPVVG | SWHC013-02 | DEER2020 | D20v1 | 2020-11-09 | Cap-Tons | 1 |  | None | 162 | 0.142 | -0.0194 | 123 | 0.11 | 0 | [6 empty] | DEER:HVAC_Split-Package_AC | Annual
Any | NE-HVAC-airAC-SpltPkg-gte760kBtuh-11p0eer | ECC | Ex | CZ05 | cPVVG | SWHC013-02 | DEER2020 | D20v1 | 2020-11-09 | Cap-Tons | 1 |  | None | 118 | 0.0744 | -0.0427 | 86.2 | 0.057 | 0 | [6 empty] | DEER:HVAC_Split-Package_AC | Annual
Any | NE-HVAC-airAC-SpltPkg-gte760kBtuh-11p0eer | ECC | Ex | CZ06 | cPVVG | SWHC013-02 | DEER2020 | D20v1 | 2020-11-09 | Cap-Tons | 1 |  | None | 208 | 0.136 | -0.00954 | 159 | 0.106 | 0 | [6 empty] | DEER:HVAC_Split-Package_AC | Annual
Any | NE-HVAC-airAC-SpltPkg-gte760kBtuh-11p0eer | ECC | Ex | CZ07 | cPVVG | SWHC013-02 | DEER2020 | D20v1 | 2020-11-09 | Cap-Tons | 1 |  | None | 211 | 0.12 | -0.00635 | 158 | 0.0914 | 0 | [6 empty] | DEER:HVAC_Split-Package_AC | Annual
Any | NE-HVAC-airAC-SpltPkg-gte760kBtuh-11p0eer | ECC | Ex | CZ08 | cPVVG | SWHC013-02 | DEER2020 | D20v1 | 2020-11-09 | Cap-Tons | 1 |  | None | 213 | 0.12 | -0.00768 | 165 | 0.0938 | 0 | [6 empty] | DEER:HVAC_Split-Package_AC | Annual
Any | NE-HVAC-airAC-SpltPkg-gte760kBtuh-11p0eer | ECC | Ex | CZ09 | cPVVG | SWHC013-02 | DEER2020 | D20v1 | 2020-11-09 | Cap-Tons | 1 |  | None | 193 | 0.144 | -0.00809 | 149 | 0.113 | 0 | [6 empty] | DEER:HVAC_Split-Package_AC | Annual
Any | NE-HVAC-airAC-SpltPkg-gte760kBtuh-11p0eer | ECC | Ex | CZ10 | cPVVG | SWHC013-02 | DEER2020 | D20v1 | 2020-11-09 | Cap-Tons | 1 |  | None | 216 | 0.156 | -0.00882 | 167 | 0.123 | 0 | [6 empty] | DEER:HVAC_Split-Package_AC | Annual
Any | NE-HVAC-airAC-SpltPkg-gte760kBtuh-11p0eer | ECC | Ex | CZ11 | cPVVG | SWHC013-02 | DEER2020 | D20v1 | 2020-11-09 | Cap-Tons | 1 |  | None | 215 | 0.135 | -0.0228 | 166 | 0.105 | 0 | [6 empty] | DEER:HVAC_Split-Package_AC | Annual
Any | NE-HVAC-airAC-SpltPkg-gte760kBtuh-11p0eer | ECC | Ex | CZ12 | cPVVG | SWHC013-02 | DEER2020 | D20v1 | 2020-11-09 | Cap-Tons | 1 |  | None | 188 | 0.128 | -0.0255 | 144 | 0.101 | 0 | [6 empty] | DEER:HVAC_Split-Package_AC | Annual
Any | NE-HVAC-airAC-SpltPkg-gte760kBtuh-11p0eer | ECC | Ex | CZ13 | cPVVG | SWHC013-02 | DEER2020 | D20v1 | 2020-11-09 | Cap-Tons | 1 |  | None | 222 | 0.115 | -0.0191 | 172 | 0.0905 | 0 | [6 empty] | DEER:HVAC_Split-Package_AC | Annual
Any | NE-HVAC-airAC-SpltPkg-gte760kBtuh-11p0eer | ECC | Ex | CZ14 | cPVVG | SWHC013-02 | DEER2020 | D20v1 | 2020-11-09 | Cap-Tons | 1 |  | None | 204 | 0.142 | -0.0193 | 158 | 0.111 | 0 | [6 empty] | DEER:HVAC_Split-Package_AC | Annual
Any | NE-HVAC-airAC-SpltPkg-gte760kBtuh-11p0eer | ECC | Ex | CZ15 | cPVVG | SWHC013-02 | DEER2020 | D20v1 | 2020-11-09 | Cap-Tons | 1 |  | None | 319 | 0.148 | -0.00274 | 249 | 0.116 | 0 | [6 empty] | DEER:HVAC_Split-Package_AC | Annual
Any | NE-HVAC-airAC-SpltPkg-gte760kBtuh-11p0eer | ECC | Ex | CZ16 | cPVVG | SWHC013-02 | DEER2020 | D20v1 | 2020-11-09 | Cap-Tons | 1 |  | None | 113 | 0.0837 | -0.0865 | 83.2 | 0.0649 | 0 | [6 empty] | DEER:HVAC_Split-Package_AC | Annual
Any | NE-HVAC-airAC-SpltPkg-gte760kBtuh-11p0eer | ECC | New | CZ01 | cPVVG | SWHC013-02 | DEER2020 | D20v1 | 2020-11-09 | Cap-Tons | 1 |  | None | 33.9 | 0.0507 | 0 | 33.9 | 0.0507 | 0 | [6 empty] | DEER:HVAC_Split-Package_AC | Annual
Any | NE-HVAC-airAC-SpltPkg-gte760kBtuh-11p0eer | ECC | New | CZ02 | cPVVG | SWHC013-02 | DEER2020 | D20v1 | 2020-11-09 | Cap-Tons | 1 |  | None | 106 | 0.0869 | 0 | 106 | 0.0869 | 0 | [6 empty] | DEER:HVAC_Split-Package_AC | Annual
Any | NE-HVAC-airAC-SpltPkg-gte760kBtuh-11p0eer | ECC | New | CZ03 | cPVVG | SWHC013-02 | DEER2020 | D20v1 | 2020-11-09 | Cap-Tons | 1 |  | None | 87.7 | 0.0525 | 0 | 87.7 | 0.0525 | 0 | [6 empty] | DEER:HVAC_Split-Package_AC | Annual
Any | NE-HVAC-airAC-SpltPkg-gte760kBtuh-11p0eer | ECC | New | CZ04 | cPVVG | SWHC013-02 | DEER2020 | D20v1 | 2020-11-09 | Cap-Tons | 1 |  | None | 120 | 0.113 | 0 | 120 | 0.113 | 0 | [6 empty] | DEER:HVAC_Split-Package_AC | Annual
Any | NE-HVAC-airAC-SpltPkg-gte760kBtuh-11p0eer | ECC | New | CZ05 | cPVVG | SWHC013-02 | DEER2020 | D20v1 | 2020-11-09 | Cap-Tons | 1 |  | None | 86.7 | 0.0591 | 0 | 86.7 | 0.0591 | 0 | [6 empty] | DEER:HVAC_Split-Package_AC | Annual
Any | NE-HVAC-airAC-SpltPkg-gte760kBtuh-11p0eer | ECC | New | CZ06 | cPVVG | SWHC013-02 | DEER2020 | D20v1 | 2020-11-09 | Cap-Tons | 1 |  | None | 162 | 0.112 | 0 | 162 | 0.112 | 0 | [6 empty] | DEER:HVAC_Split-Package_AC | Annual
Any | NE-HVAC-airAC-SpltPkg-gte760kBtuh-11p0eer | ECC | New | CZ07 | cPVVG | SWHC013-02 | DEER2020 | D20v1 | 2020-11-09 | Cap-Tons | 1 |  | None | 161 | 0.0971 | 0 | 161 | 0.0971 | 0 | [6 empty] | DEER:HVAC_Split-Package_AC | Annual
Any | NE-HVAC-airAC-SpltPkg-gte760kBtuh-11p0eer | ECC | New | CZ08 | cPVVG | SWHC013-02 | DEER2020 | D20v1 | 2020-11-09 | Cap-Tons | 1 |  | None | 160 | 0.0948 | 0 | 160 | 0.0948 | 0 | [6 empty] | DEER:HVAC_Split-Package_AC | Annual
Any | NE-HVAC-airAC-SpltPkg-gte760kBtuh-11p0eer | ECC | New | CZ09 | cPVVG | SWHC013-02 | DEER2020 | D20v1 | 2020-11-09 | Cap-Tons | 1 |  | None | 143 | 0.115 | 0 | 143 | 0.115 | 0 | [6 empty] | DEER:HVAC_Split-Package_AC | Annual
Any | NE-HVAC-airAC-SpltPkg-gte760kBtuh-11p0eer | ECC | New | CZ10 | cPVVG | SWHC013-02 | DEER2020 | D20v1 | 2020-11-09 | Cap-Tons | 1 |  | None | 161 | 0.124 | 0 | 161 | 0.124 | 0 | [6 empty] | DEER:HVAC_Split-Package_AC | Annual
Any | NE-HVAC-airAC-SpltPkg-gte760kBtuh-11p0eer | ECC | New | CZ11 | cPVVG | SWHC013-02 | DEER2020 | D20v1 | 2020-11-09 | Cap-Tons | 1 |  | None | 159 | 0.0981 | 0 | 159 | 0.0981 | 0 | [6 empty] | DEER:HVAC_Split-Package_AC | Annual
Any | NE-HVAC-airAC-SpltPkg-gte760kBtuh-11p0eer | ECC | New | CZ12 | cPVVG | SWHC013-02 | DEER2020 | D20v1 | 2020-11-09 | Cap-Tons | 1 |  | None | 139 | 0.0966 | 0 | 139 | 0.0966 | 0 | [6 empty] | DEER:HVAC_Split-Package_AC | Annual
Any | NE-HVAC-airAC-SpltPkg-gte760kBtuh-11p0eer | ECC | New | CZ13 | cPVVG | SWHC013-02 | DEER2020 | D20v1 | 2020-11-09 | Cap-Tons | 1 |  | None | 164 | 0.0881 | 0 | 164 | 0.0881 | 0 | [6 empty] | DEER:HVAC_Split-Package_AC | Annual
Any | NE-HVAC-airAC-SpltPkg-gte760kBtuh-11p0eer | ECC | New | CZ14 | cPVVG | SWHC013-02 | DEER2020 | D20v1 | 2020-11-09 | Cap-Tons | 1 |  | None | 149 | 0.11 | 0 | 149 | 0.11 | 0 | [6 empty] | DEER:HVAC_Split-Package_AC | Annual
Any | NE-HVAC-airAC-SpltPkg-gte760kBtuh-11p0eer | ECC | New | CZ15 | cPVVG | SWHC013-02 | DEER2020 | D20v1 | 2020-11-09 | Cap-Tons | 1 |  | None | 232 | 0.115 | 0 | 232 | 0.115 | 0 | [6 empty] | DEER:HVAC_Split-Package_AC | Annual
Any | NE-HVAC-airAC-SpltPkg-gte760kBtuh-11p0eer | ECC | New | CZ16 | cPVVG | SWHC013-02 | DEER2020 | D20v1 | 2020-11-09 | Cap-Tons | 1 |  | None | 81 | 0.0623 | 0 | 81 | 0.0623 | 0 | [6 empty] | DEER:HVAC_Split-Package_AC | Annual
Any | NE-HVAC-airAC-SpltPkg-gte760kBtuh-11p0eer | ESe | Ex | CZ14 | cPVVG | SWHC013-02 | DEER2020 | D20v1 | 2020-11-09 | Cap-Tons | 1 |  | None | 157 | 0.0944 | -0.0236 | 118 | 0.0719 | 0 | [6 empty] | DEER:HVAC_Split-Package_AC | Annual
Any | NE-HVAC-airAC-SpltPkg-gte760kBtuh-11p0eer | ESe | Ex | CZ15 | cPVVG | SWHC013-02 | DEER2020 | D20v1 | 2020-11-09 | Cap-Tons | 1 |  | None | 267 | 0.108 | -0.00388 | 202 | 0.0817 | 0 | [6 empty] | DEER:HVAC_Split-Package_AC | Annual
Any | NE-HVAC-airAC-SpltPkg-gte760kBtuh-11p0eer | ESe | Ex | CZ16 | cPVVG | SWHC013-02 | DEER2020 | D20v1 | 2020-11-09 | Cap-Tons | 1 |  | None | 79.9 | 0.0456 | -0.0787 | 57.1 | 0.0344 | 0 | [6 empty] | DEER:HVAC_Split-Package_AC | Annual
Any | NE-HVAC-airAC-SpltPkg-gte760kBtuh-11p0eer | ESe | New | CZ01 | cPVVG | SWHC013-02 | DEER2020 | D20v1 | 2020-11-09 | Cap-Tons | 1 |  | None | 22.1 | 0.025 | 0 | 22.1 | 0.025 | 0 | [6 empty] | DEER:HVAC_Split-Package_AC | Annual
Any | NE-HVAC-airAC-SpltPkg-gte760kBtuh-11p0eer | ESe | New | CZ02 | cPVVG | SWHC013-02 | DEER2020 | D20v1 | 2020-11-09 | Cap-Tons | 1 |  | None | 72.9 | 0.0437 | 0 | 72.9 | 0.0437 | 0 | [6 empty] | DEER:HVAC_Split-Package_AC | Annual
Any | NE-HVAC-airAC-SpltPkg-gte760kBtuh-11p0eer | ESe | New | CZ03 | cPVVG | SWHC013-02 | DEER2020 | D20v1 | 2020-11-09 | Cap-Tons | 1 |  | None | 54.3 | 0.0103 | 0 | 54.3 | 0.0103 | 0 | [6 empty] | DEER:HVAC_Split-Package_AC | Annual
Any | NE-HVAC-airAC-SpltPkg-gte760kBtuh-11p0eer | ESe | New | CZ04 | cPVVG | SWHC013-02 | DEER2020 | D20v1 | 2020-11-09 | Cap-Tons | 1 |  | None | 82.8 | 0.0656 | 0 | 82.8 | 0.0656 | 0 | [6 empty] | DEER:HVAC_Split-Package_AC | Annual
Any | NE-HVAC-airAC-SpltPkg-gte760kBtuh-11p0eer | ESe | New | CZ05 | cPVVG | SWHC013-02 | DEER2020 | D20v1 | 2020-11-09 | Cap-Tons | 1 |  | None | 59.5 | 0.0319 | 0 | 59.5 | 0.0319 | 0 | [6 empty] | DEER:HVAC_Split-Package_AC | Annual
Any | NE-HVAC-airAC-SpltPkg-gte760kBtuh-11p0eer | ESe | New | CZ06 | cPVVG | SWHC013-02 | DEER2020 | D20v1 | 2020-11-09 | Cap-Tons | 1 |  | None | 102 | 0.0587 | 0 | 102 | 0.0587 | 0 | [6 empty] | DEER:HVAC_Split-Package_AC | Annual
Any | NE-HVAC-airAC-SpltPkg-gte760kBtuh-11p0eer | ESe | New | CZ07 | cPVVG | SWHC013-02 | DEER2020 | D20v1 | 2020-11-09 | Cap-Tons | 1 |  | None | 100 | 0.0479 | 0 | 100 | 0.0479 | 0 | [6 empty] | DEER:HVAC_Split-Package_AC | Annual
Any | NE-HVAC-airAC-SpltPkg-gte760kBtuh-11p0eer | ESe | New | CZ08 | cPVVG | SWHC013-02 | DEER2020 | D20v1 | 2020-11-09 | Cap-Tons | 1 |  | None | 111 | 0.0516 | 0 | 111 | 0.0516 | 0 | [6 empty] | DEER:HVAC_Split-Package_AC | Annual
Any | NE-HVAC-airAC-SpltPkg-gte760kBtuh-11p0eer | ESe | New | CZ09 | cPVVG | SWHC013-02 | DEER2020 | D20v1 | 2020-11-09 | Cap-Tons | 1 |  | None | 101 | 0.0698 | 0 | 101 | 0.0698 | 0 | [6 empty] | DEER:HVAC_Split-Package_AC | Annual
Any | NE-HVAC-airAC-SpltPkg-gte760kBtuh-11p0eer | ESe | New | CZ10 | cPVVG | SWHC013-02 | DEER2020 | D20v1 | 2020-11-09 | Cap-Tons | 1 |  | None | 116 | 0.0769 | 0 | 116 | 0.0769 | 0 | [6 empty] | DEER:HVAC_Split-Package_AC | Annual
Any | NE-HVAC-airAC-SpltPkg-gte760kBtuh-11p0eer | ESe | New | CZ11 | cPVVG | SWHC013-02 | DEER2020 | D20v1 | 2020-11-09 | Cap-Tons | 1 |  | None | 109 | 0.0455 | 0 | 109 | 0.0455 | 0 | [6 empty] | DEER:HVAC_Split-Package_AC | Annual
Any | NE-HVAC-airAC-SpltPkg-gte760kBtuh-11p0eer | ESe | New | CZ12 | cPVVG | SWHC013-02 | DEER2020 | D20v1 | 2020-11-09 | Cap-Tons | 1 |  | None | 96.3 | 0.0467 | 0 | 96.3 | 0.0467 | 0 | [6 empty] | DEER:HVAC_Split-Package_AC | Annual
Any | NE-HVAC-airAC-SpltPkg-gte760kBtuh-11p0eer | ESe | New | CZ13 | cPVVG | SWHC013-02 | DEER2020 | D20v1 | 2020-11-09 | Cap-Tons | 1 |  | None | 115 | 0.0378 | 0 | 115 | 0.0378 | 0 | [6 empty] | DEER:HVAC_Split-Package_AC | Annual
Any | NE-HVAC-airAC-SpltPkg-gte760kBtuh-11p0eer | ESe | New | CZ14 | cPVVG | SWHC013-02 | DEER2020 | D20v1 | 2020-11-09 | Cap-Tons | 1 |  | None | 104 | 0.0608 | 0 | 104 | 0.0608 | 0 | [6 empty] | DEER:HVAC_Split-Package_AC | Annual
Any | NE-HVAC-airAC-SpltPkg-gte760kBtuh-11p0eer | ESe | New | CZ15 | cPVVG | SWHC013-02 | DEER2020 | D20v1 | 2020-11-09 | Cap-Tons | 1 |  | None | 177 | 0.0689 | 0 | 177 | 0.0689 | 0 | [6 empty] | DEER:HVAC_Split-Package_AC | Annual
Any | NE-HVAC-airAC-SpltPkg-gte760kBtuh-11p0eer | ESe | New | CZ16 | cPVVG | SWHC013-02 | DEER2020 | D20v1 | 2020-11-09 | Cap-Tons | 1 |  | None | 50.3 | 0.0309 | 0 | 50.3 | 0.0309 | 0 | [6 empty] | DEER:HVAC_Split-Package_AC | Annual
Any | NE-HVAC-airAC-SpltPkg-gte760kBtuh-11p0eer | EUn | New | CZ08 | cPVVG | SWHC013-02 | DEER2020 | D20v1 | 2020-11-09 | Cap-Tons | 1 |  | None | 147 | 0.0893 | 0 | 147 | 0.0893 | 0 | [6 empty] | DEER:HVAC_Split-Package_AC | Annual
Any | NE-HVAC-airAC-SpltPkg-gte760kBtuh-11p0eer | EUn | New | CZ09 | cPVVG | SWHC013-02 | DEER2020 | D20v1 | 2020-11-09 | Cap-Tons | 1 |  | None | 132 | 0.109 | 0 | 132 | 0.109 | 0 | [6 empty] | DEER:HVAC_Split-Package_AC | Annual
Any | NE-HVAC-airAC-SpltPkg-gte760kBtuh-11p0eer | EUn | New | CZ10 | cPVVG | SWHC013-02 | DEER2020 | D20v1 | 2020-11-09 | Cap-Tons | 1 |  | None | 149 | 0.116 | 0 | 149 | 0.116 | 0 | [6 empty] | DEER:HVAC_Split-Package_AC | Annual
Any | NE-HVAC-airAC-SpltPkg-gte760kBtuh-11p0eer | EUn | New | CZ11 | cPVVG | SWHC013-02 | DEER2020 | D20v1 | 2020-11-09 | Cap-Tons | 1 |  | None | 146 | 0.115 | 0 | 146 | 0.115 | 0 | [6 empty] | DEER:HVAC_Split-Package_AC | Annual
Any | NE-HVAC-airAC-SpltPkg-gte760kBtuh-11p0eer | EUn | New | CZ12 | cPVVG | SWHC013-02 | DEER2020 | D20v1 | 2020-11-09 | Cap-Tons | 1 |  | None | 130 | 0.114 | 0 | 130 | 0.114 | 0 | [6 empty] | DEER:HVAC_Split-Package_AC | Annual
Any | NE-HVAC-airAC-SpltPkg-gte760kBtuh-11p0eer | EUn | New | CZ13 | cPVVG | SWHC013-02 | DEER2020 | D20v1 | 2020-11-09 | Cap-Tons | 1 |  | None | 152 | 0.104 | 0 | 152 | 0.104 | 0 | [6 empty] | DEER:HVAC_Split-Package_AC | Annual
Any | NE-HVAC-airAC-SpltPkg-gte760kBtuh-11p0eer | EUn | New | CZ14 | cPVVG | SWHC013-02 | DEER2020 | D20v1 | 2020-11-09 | Cap-Tons | 1 |  | None | 141 | 0.106 | 0 | 141 | 0.106 | 0 | [6 empty] | DEER:HVAC_Split-Package_AC | Annual
Any | NE-HVAC-airAC-SpltPkg-gte760kBtuh-11p0eer | EUn | New | CZ15 | cPVVG | SWHC013-02 | DEER2020 | D20v1 | 2020-11-09 | Cap-Tons | 1 |  | None | 215 | 0.109 | 0 | 215 | 0.109 | 0 | [6 empty] | DEER:HVAC_Split-Package_AC | Annual
Any | NE-HVAC-airAC-SpltPkg-gte760kBtuh-11p0eer | EUn | New | CZ16 | cPVVG | SWHC013-02 | DEER2020 | D20v1 | 2020-11-09 | Cap-Tons | 1 |  | None | 70.5 | 0.0718 | 0 | 70.5 | 0.0718 | 0 | [6 empty] | DEER:HVAC_Split-Package_AC | Annual
Any | NE-HVAC-airAC-SpltPkg-gte760kBtuh-11p0eer | Htl | Ex | CZ01 | cPVVG | SWHC013-02 | DEER2020 | D20v1 | 2020-11-09 | Cap-Tons | 1 |  | None | 58.3 | 0.0593 | -0.375 | 32.9 | 0.044 | 0 | [6 empty] | DEER:HVAC_Split-Package_AC | Annual
Any | NE-HVAC-airAC-SpltPkg-gte760kBtuh-11p0eer | Htl | Ex | CZ02 | cPVVG | SWHC013-02 | DEER2020 | D20v1 | 2020-11-09 | Cap-Tons | 1 |  | None | 189 | 0.169 | -0.115 | 143 | 0.132 | 0 | [6 empty] | DEER:HVAC_Split-Package_AC | Annual
Any | NE-HVAC-airAC-SpltPkg-gte760kBtuh-11p0eer | Htl | Ex | CZ03 | cPVVG | SWHC013-02 | DEER2020 | D20v1 | 2020-11-09 | Cap-Tons | 1 |  | None | 167 | 0.128 | -0.178 | 114 | 0.0959 | 0 | [6 empty] | DEER:HVAC_Split-Package_AC | Annual
Any | NE-HVAC-airAC-SpltPkg-gte760kBtuh-11p0eer | Htl | Ex | CZ04 | cPVVG | SWHC013-02 | DEER2020 | D20v1 | 2020-11-09 | Cap-Tons | 1 |  | None | 208 | 0.142 | -0.0714 | 160 | 0.112 | 0 | [6 empty] | DEER:HVAC_Split-Package_AC | Annual
Any | NE-HVAC-airAC-SpltPkg-gte760kBtuh-11p0eer | Htl | Ex | CZ05 | cPVVG | SWHC013-02 | DEER2020 | D20v1 | 2020-11-09 | Cap-Tons | 1 |  | None | 153 | 0.0745 | -0.18 | 111 | 0.0576 | 0 | [6 empty] | DEER:HVAC_Split-Package_AC | Annual
Any | NE-HVAC-airAC-SpltPkg-gte760kBtuh-11p0eer | Htl | Ex | CZ06 | cPVVG | SWHC013-02 | DEER2020 | D20v1 | 2020-11-09 | Cap-Tons | 1 |  | None | 314 | 0.15 | -0.0776 | 234 | 0.116 | 0 | [6 empty] | DEER:HVAC_Split-Package_AC | Annual
Any | NE-HVAC-airAC-SpltPkg-gte760kBtuh-11p0eer | MBT | Ex | CZ01 | cPVVG | SWHC013-02 | DEER2020 | D20v1 | 2020-11-09 | Cap-Tons | 1 |  | None | 63.7 | 0.0446 | -0.0544 | 44.4 | 0.0343 | 0 | [6 empty] | DEER:HVAC_Split-Package_AC | Annual
Any | NE-HVAC-airAC-SpltPkg-gte760kBtuh-11p0eer | MBT | Ex | CZ02 | cPVVG | SWHC013-02 | DEER2020 | D20v1 | 2020-11-09 | Cap-Tons | 1 |  | None | 131 | 0.114 | -0.0221 | 100 | 0.0897 | 0 | [6 empty] | DEER:HVAC_Split-Package_AC | Annual
Any | NE-HVAC-airAC-SpltPkg-gte760kBtuh-11p0eer | MBT | Ex | CZ03 | cPVVG | SWHC013-02 | DEER2020 | D20v1 | 2020-11-09 | Cap-Tons | 1 |  | None | 136 | 0.0854 | -0.0238 | 100 | 0.0655 | 0 | [6 empty] | DEER:HVAC_Split-Package_AC | Annual
Any | NE-HVAC-airAC-SpltPkg-gte760kBtuh-11p0eer | MBT | Ex | CZ04 | cPVVG | SWHC013-02 | DEER2020 | D20v1 | 2020-11-09 | Cap-Tons | 1 |  | None | 159 | 0.1 | -0.0115 | 122 | 0.0793 | 0 | [6 empty] | DEER:HVAC_Split-Package_AC | Annual
Any | NE-HVAC-airAC-SpltPkg-gte760kBtuh-11p0eer | MBT | Ex | CZ05 | cPVVG | SWHC013-02 | DEER2020 | D20v1 | 2020-11-09 | Cap-Tons | 1 |  | None | 137 | 0.0569 | -0.0265 | 102 | 0.0442 | 0 | [6 empty] | DEER:HVAC_Split-Package_AC | Annual
Any | NE-HVAC-airAC-SpltPkg-gte760kBtuh-11p0eer | MBT | Ex | CZ06 | cPVVG | SWHC013-02 | DEER2020 | D20v1 | 2020-11-09 | Cap-Tons | 1 |  | None | 228 | 0.103 | -0.0101 | 177 | 0.0821 | 0 | [6 empty] | DEER:HVAC_Split-Package_AC | Annual
Any | NE-HVAC-airAC-SpltPkg-gte760kBtuh-11p0eer | MBT | Ex | CZ07 | cPVVG | SWHC013-02 | DEER2020 | D20v1 | 2020-11-09 | Cap-Tons | 1 |  | None | 221 | 0.085 | -0.00534 | 170 | 0.0673 | 0 | [6 empty] | DEER:HVAC_Split-Package_AC | Annual
Any | NE-HVAC-airAC-SpltPkg-gte760kBtuh-11p0eer | MBT | Ex | CZ08 | cPVVG | SWHC013-02 | DEER2020 | D20v1 | 2020-11-09 | Cap-Tons | 1 |  | None | 202 | 0.0795 | -0.00487 | 159 | 0.0635 | 0 | [6 empty] | DEER:HVAC_Split-Package_AC | Annual
Any | NE-HVAC-airAC-SpltPkg-gte760kBtuh-11p0eer | MBT | Ex | CZ09 | cPVVG | SWHC013-02 | DEER2020 | D20v1 | 2020-11-09 | Cap-Tons | 1 |  | None | 183 | 0.104 | -0.00555 | 144 | 0.0831 | 0 | [6 empty] | DEER:HVAC_Split-Package_AC | Annual
Any | NE-HVAC-airAC-SpltPkg-gte760kBtuh-11p0eer | MBT | Ex | CZ10 | cPVVG | SWHC013-02 | DEER2020 | D20v1 | 2020-11-09 | Cap-Tons | 1 |  | None | 194 | 0.11 | -0.00735 | 153 | 0.0883 | 0 | [6 empty] | DEER:HVAC_Split-Package_AC | Annual
Any | NE-HVAC-airAC-SpltPkg-gte760kBtuh-11p0eer | MBT | Ex | CZ11 | cPVVG | SWHC013-02 | DEER2020 | D20v1 | 2020-11-09 | Cap-Tons | 1 |  | None | 177 | 0.123 | -0.0128 | 140 | 0.0982 | 0 | [6 empty] | DEER:HVAC_Split-Package_AC | Annual
Any | NE-HVAC-airAC-SpltPkg-gte760kBtuh-11p0eer | MBT | Ex | CZ12 | cPVVG | SWHC013-02 | DEER2020 | D20v1 | 2020-11-09 | Cap-Tons | 1 |  | None | 157 | 0.119 | -0.0147 | 122 | 0.0941 | 0 | [6 empty] | DEER:HVAC_Split-Package_AC | Annual
Any | NE-HVAC-airAC-SpltPkg-gte760kBtuh-11p0eer | MBT | Ex | CZ13 | cPVVG | SWHC013-02 | DEER2020 | D20v1 | 2020-11-09 | Cap-Tons | 1 |  | None | 183 | 0.11 | -0.0127 | 145 | 0.0885 | 0 | [6 empty] | DEER:HVAC_Split-Package_AC | Annual
Any | NE-HVAC-airAC-SpltPkg-gte760kBtuh-11p0eer | MBT | Ex | CZ14 | cPVVG | SWHC013-02 | DEER2020 | D20v1 | 2020-11-09 | Cap-Tons | 1 |  | None | 179 | 0.0966 | -0.0153 | 141 | 0.077 | 0 | [6 empty] | DEER:HVAC_Split-Package_AC | Annual
Any | NE-HVAC-airAC-SpltPkg-gte760kBtuh-11p0eer | MBT | Ex | CZ15 | cPVVG | SWHC013-02 | DEER2020 | D20v1 | 2020-11-09 | Cap-Tons | 1 |  | None | 275 | 0.103 | -0.00219 | 217 | 0.0829 | 0 | [6 empty] | DEER:HVAC_Split-Package_AC | Annual
Any | NE-HVAC-airAC-SpltPkg-gte760kBtuh-11p0eer | MBT | Ex | CZ16 | cPVVG | SWHC013-02 | DEER2020 | D20v1 | 2020-11-09 | Cap-Tons | 1 |  | None | 113 | 0.0928 | -0.0854 | 84.3 | 0.0734 | 0 | [6 empty] | DEER:HVAC_Split-Package_AC | Annual
Any | NE-HVAC-airAC-SpltPkg-gte760kBtuh-11p0eer | Nrs | Ex | CZ01 | cPVVG | SWHC013-02 | DEER2020 | D20v1 | 2020-11-09 | Cap-Tons | 1 |  | None | 35.5 | 0.0368 | -0.0587 | 23.6 | 0.028 | 0 | [6 empty] | DEER:HVAC_Split-Package_AC | Annual
Any | NE-HVAC-airAC-SpltPkg-gte760kBtuh-11p0eer | Nrs | Ex | CZ02 | cPVVG | SWHC013-02 | DEER2020 | D20v1 | 2020-11-09 | Cap-Tons | 1 |  | None | 138 | 0.0957 | -0.0414 | 106 | 0.0755 | 0 | [6 empty] | DEER:HVAC_Split-Package_AC | Annual
Any | NE-HVAC-airAC-SpltPkg-gte760kBtuh-11p0eer | Nrs | Ex | CZ03 | cPVVG | SWHC013-02 | DEER2020 | D20v1 | 2020-11-09 | Cap-Tons | 1 |  | None | 107 | 0.0577 | -0.0227 | 84.5 | 0.0471 | 0 | [6 empty] | DEER:HVAC_Split-Package_AC | Annual
Any | NE-HVAC-airAC-SpltPkg-gte760kBtuh-11p0eer | Nrs | Ex | CZ04 | cPVVG | SWHC013-02 | DEER2020 | D20v1 | 2020-11-09 | Cap-Tons | 1 |  | None | 171 | 0.0863 | -0.0247 | 133 | 0.068 | 0 | [6 empty] | DEER:HVAC_Split-Package_AC | Annual
Any | NE-HVAC-airAC-SpltPkg-gte760kBtuh-11p0eer | Nrs | Ex | CZ05 | cPVVG | SWHC013-02 | DEER2020 | D20v1 | 2020-11-09 | Cap-Tons | 1 |  | None | 106 | 0.0449 | -0.0335 | 80.1 | 0.0352 | 0 | [6 empty] | DEER:HVAC_Split-Package_AC | Annual
Any | NE-HVAC-airAC-SpltPkg-gte760kBtuh-11p0eer | Nrs | Ex | CZ06 | cPVVG | SWHC013-02 | DEER2020 | D20v1 | 2020-11-09 | Cap-Tons | 1 |  | None | 216 | 0.0754 | -0.015 | 165 | 0.0582 | 0 | [6 empty] | DEER:HVAC_Split-Package_AC | Annual
Any | NE-HVAC-airAC-SpltPkg-gte760kBtuh-11p0eer | Nrs | Ex | CZ07 | cPVVG | SWHC013-02 | DEER2020 | D20v1 | 2020-11-09 | Cap-Tons | 1 |  | None | 226 | 0.0628 | -0.00351 | 174 | 0.0487 | 0 | [6 empty] | DEER:HVAC_Split-Package_AC | Annual
Any | NE-HVAC-airAC-SpltPkg-gte760kBtuh-11p0eer | Nrs | Ex | CZ08 | cPVVG | SWHC013-02 | DEER2020 | D20v1 | 2020-11-09 | Cap-Tons | 1 |  | None | 244 | 0.076 | -0.00997 | 187 | 0.0588 | 0 | [6 empty] | DEER:HVAC_Split-Package_AC | Annual
Any | NE-HVAC-airAC-SpltPkg-gte760kBtuh-11p0eer | Nrs | Ex | CZ09 | cPVVG | SWHC013-02 | DEER2020 | D20v1 | 2020-11-09 | Cap-Tons | 1 |  | None | 246 | 0.109 | -0.0136 | 190 | 0.085 | 0 | [6 empty] | DEER:HVAC_Split-Package_AC | Annual
Any | NE-HVAC-airAC-SpltPkg-gte760kBtuh-11p0eer | Nrs | Ex | CZ10 | cPVVG | SWHC013-02 | DEER2020 | D20v1 | 2020-11-09 | Cap-Tons | 1 |  | None | 235 | 0.103 | -0.0208 | 189 | 0.0832 | 0 | [6 empty] | DEER:HVAC_Split-Package_AC | Annual
Any | NE-HVAC-airAC-SpltPkg-gte760kBtuh-11p0eer | Nrs | Ex | CZ11 | cPVVG | SWHC013-02 | DEER2020 | D20v1 | 2020-11-09 | Cap-Tons | 1 |  | None | 240 | 0.123 | -0.0395 | 186 | 0.0968 | 0 | [6 empty] | DEER:HVAC_Split-Package_AC | Annual
Any | NE-HVAC-airAC-SpltPkg-gte760kBtuh-11p0eer | Nrs | Ex | CZ12 | cPVVG | SWHC013-02 | DEER2020 | D20v1 | 2020-11-09 | Cap-Tons | 1 |  | None | 193 | 0.113 | -0.0338 | 151 | 0.0904 | 0 | [6 empty] | DEER:HVAC_Split-Package_AC | Annual
Any | NE-HVAC-airAC-SpltPkg-gte760kBtuh-11p0eer | Nrs | Ex | CZ13 | cPVVG | SWHC013-02 | DEER2020 | D20v1 | 2020-11-09 | Cap-Tons | 1 |  | None | 251 | 0.116 | -0.0321 | 194 | 0.0908 | 0 | [6 empty] | DEER:HVAC_Split-Package_AC | Annual
Any | NE-HVAC-airAC-SpltPkg-gte760kBtuh-11p0eer | Nrs | Ex | CZ14 | cPVVG | SWHC013-02 | DEER2020 | D20v1 | 2020-11-09 | Cap-Tons | 1 |  | None | 236 | 0.101 | -0.0375 | 187 | 0.0812 | 0 | [6 empty] | DEER:HVAC_Split-Package_AC | Annual
Any | NE-HVAC-airAC-SpltPkg-gte760kBtuh-11p0eer | Nrs | Ex | CZ15 | cPVVG | SWHC013-02 | DEER2020 | D20v1 | 2020-11-09 | Cap-Tons | 1 |  | None | 411 | 0.125 | -0.00688 | 332 | 0.101 | 0 | [6 empty] | DEER:HVAC_Split-Package_AC | Annual
Any | NE-HVAC-airAC-SpltPkg-gte760kBtuh-11p0eer | Nrs | Ex | CZ16 | cPVVG | SWHC013-02 | DEER2020 | D20v1 | 2020-11-09 | Cap-Tons | 1 |  | None | 115 | 0.0655 | -0.0704 | 90 | 0.0529 | 0 | [6 empty] | DEER:HVAC_Split-Package_AC | Annual
Any | NE-HVAC-airAC-SpltPkg-gte760kBtuh-11p0eer | Nrs | New | CZ01 | cPVVG | SWHC013-02 | DEER2020 | D20v1 | 2020-11-09 | Cap-Tons | 1 |  | None | 18.5 | 0.0265 | 0 | 18.5 | 0.0265 | 0 | [6 empty] | DEER:HVAC_Split-Package_AC | Annual
Any | NE-HVAC-airAC-SpltPkg-gte760kBtuh-11p0eer | Nrs | New | CZ02 | cPVVG | SWHC013-02 | DEER2020 | D20v1 | 2020-11-09 | Cap-Tons | 1 |  | None | 95.8 | 0.0691 | 0 | 95.8 | 0.0691 | 0 | [6 empty] | DEER:HVAC_Split-Package_AC | Annual
Any | NE-HVAC-airAC-SpltPkg-gte760kBtuh-11p0eer | Nrs | New | CZ03 | cPVVG | SWHC013-02 | DEER2020 | D20v1 | 2020-11-09 | Cap-Tons | 1 |  | None | 74.1 | 0.0416 | 0 | 74.1 | 0.0416 | 0 | [6 empty] | DEER:HVAC_Split-Package_AC | Annual
Any | NE-HVAC-airAC-SpltPkg-gte760kBtuh-11p0eer | Nrs | New | CZ04 | cPVVG | SWHC013-02 | DEER2020 | D20v1 | 2020-11-09 | Cap-Tons | 1 |  | None | 118 | 0.0612 | 0 | 118 | 0.0612 | 0 | [6 empty] | DEER:HVAC_Split-Package_AC | Annual
Any | NE-HVAC-airAC-SpltPkg-gte760kBtuh-11p0eer | Nrs | New | CZ05 | cPVVG | SWHC013-02 | DEER2020 | D20v1 | 2020-11-09 | Cap-Tons | 1 |  | None | 69.5 | 0.0318 | 0 | 69.5 | 0.0318 | 0 | [6 empty] | DEER:HVAC_Split-Package_AC | Annual
Any | NE-HVAC-airAC-SpltPkg-gte760kBtuh-11p0eer | Nrs | New | CZ06 | cPVVG | SWHC013-02 | DEER2020 | D20v1 | 2020-11-09 | Cap-Tons | 1 |  | None | 151 | 0.0524 | 0 | 151 | 0.0524 | 0 | [6 empty] | DEER:HVAC_Split-Package_AC | Annual
Any | NE-HVAC-airAC-SpltPkg-gte760kBtuh-11p0eer | Nrs | New | CZ07 | cPVVG | SWHC013-02 | DEER2020 | D20v1 | 2020-11-09 | Cap-Tons | 1 |  | None | 160 | 0.0439 | 0 | 160 | 0.0439 | 0 | [6 empty] | DEER:HVAC_Split-Package_AC | Annual
Any | NE-HVAC-airAC-SpltPkg-gte760kBtuh-11p0eer | Nrs | New | CZ08 | cPVVG | SWHC013-02 | DEER2020 | D20v1 | 2020-11-09 | Cap-Tons | 1 |  | None | 173 | 0.0537 | 0 | 173 | 0.0537 | 0 | [6 empty] | DEER:HVAC_Split-Package_AC | Annual
Any | NE-HVAC-airAC-SpltPkg-gte760kBtuh-11p0eer | Nrs | New | CZ09 | cPVVG | SWHC013-02 | DEER2020 | D20v1 | 2020-11-09 | Cap-Tons | 1 |  | None | 174 | 0.0774 | 0 | 174 | 0.0774 | 0 | [6 empty] | DEER:HVAC_Split-Package_AC | Annual
Any | NE-HVAC-airAC-SpltPkg-gte760kBtuh-11p0eer | Nrs | New | CZ10 | cPVVG | SWHC013-02 | DEER2020 | D20v1 | 2020-11-09 | Cap-Tons | 1 |  | None | 175 | 0.0768 | 0 | 175 | 0.0768 | 0 | [6 empty] | DEER:HVAC_Split-Package_AC | Annual
Any | NE-HVAC-airAC-SpltPkg-gte760kBtuh-11p0eer | OfL | Ex | CZ01 | cPVVG | SWHC013-02 | DEER2020 | D20v1 | 2020-11-09 | Cap-Tons | 1 |  | None | 57.4 | 0.0317 | -0.0102 | 38 | 0.0233 | 0 | [6 empty] | DEER:HVAC_Split-Package_AC | Annual
Any | NE-HVAC-airAC-SpltPkg-gte760kBtuh-11p0eer | OfL | Ex | CZ02 | cPVVG | SWHC013-02 | DEER2020 | D20v1 | 2020-11-09 | Cap-Tons | 1 |  | None | 139 | 0.0946 | -0.00462 | 105 | 0.073 | 0 | [6 empty] | DEER:HVAC_Split-Package_AC | Annual
Any | NE-HVAC-airAC-SpltPkg-gte760kBtuh-11p0eer | OfL | Ex | CZ03 | cPVVG | SWHC013-02 | DEER2020 | D20v1 | 2020-11-09 | Cap-Tons | 1 |  | None | 113 | 0.0596 | -0.00531 | 84.3 | 0.0458 | 0 | [6 empty] | DEER:HVAC_Split-Package_AC | Annual
Any | NE-HVAC-airAC-SpltPkg-gte760kBtuh-11p0eer | OfL | Ex | CZ04 | cPVVG | SWHC013-02 | DEER2020 | D20v1 | 2020-11-09 | Cap-Tons | 1 |  | None | 151 | 0.0698 | -0.0024 | 115 | 0.054 | 0 | [6 empty] | DEER:HVAC_Split-Package_AC | Annual
Any | NE-HVAC-airAC-SpltPkg-gte760kBtuh-11p0eer | OfL | Ex | CZ05 | cPVVG | SWHC013-02 | DEER2020 | D20v1 | 2020-11-09 | Cap-Tons | 1 |  | None | 121 | 0.0387 | -0.00412 | 90.3 | 0.0297 | 0 | [6 empty] | DEER:HVAC_Split-Package_AC | Annual
Any | NE-HVAC-airAC-SpltPkg-gte760kBtuh-11p0eer | OfL | Ex | CZ06 | cPVVG | SWHC013-02 | DEER2020 | D20v1 | 2020-11-09 | Cap-Tons | 1 |  | None | 191 | 0.06 | -0.00063 | 147 | 0.0467 | 0 | [6 empty] | DEER:HVAC_Split-Package_AC | Annual
Any | NE-HVAC-airAC-SpltPkg-gte760kBtuh-11p0eer | OfL | Ex | CZ07 | cPVVG | SWHC013-02 | DEER2020 | D20v1 | 2020-11-09 | Cap-Tons | 1 |  | None | 185 | 0.0498 | -0.00011 | 141 | 0.0385 | 0 | [6 empty] | DEER:HVAC_Split-Package_AC | Annual
Any | NE-HVAC-airAC-SpltPkg-gte760kBtuh-11p0eer | OfL | Ex | CZ08 | cPVVG | SWHC013-02 | DEER2020 | D20v1 | 2020-11-09 | Cap-Tons | 1 |  | None | 193 | 0.052 | -0.00044 | 151 | 0.0408 | 0 | [6 empty] | DEER:HVAC_Split-Package_AC | Annual
Any | NE-HVAC-airAC-SpltPkg-gte760kBtuh-11p0eer | OfL | Ex | CZ09 | cPVVG | SWHC013-02 | DEER2020 | D20v1 | 2020-11-09 | Cap-Tons | 1 |  | None | 170 | 0.0692 | -0.00069 | 135 | 0.0552 | 0 | [6 empty] | DEER:HVAC_Split-Package_AC | Annual
Any | NE-HVAC-airAC-SpltPkg-gte760kBtuh-11p0eer | OfL | Ex | CZ10 | cPVVG | SWHC013-02 | DEER2020 | D20v1 | 2020-11-09 | Cap-Tons | 1 |  | None | 192 | 0.0699 | -0.00107 | 150 | 0.055 | 0 | [6 empty] | DEER:HVAC_Split-Package_AC | Annual
Any | NE-HVAC-airAC-SpltPkg-gte760kBtuh-11p0eer | OfL | Ex | CZ11 | cPVVG | SWHC013-02 | DEER2020 | D20v1 | 2020-11-09 | Cap-Tons | 1 |  | None | 178 | 0.0994 | -0.00466 | 139 | 0.0783 | 0 | [6 empty] | DEER:HVAC_Split-Package_AC | Annual
Any | NE-HVAC-airAC-SpltPkg-gte760kBtuh-11p0eer | OfL | Ex | CZ12 | cPVVG | SWHC013-02 | DEER2020 | D20v1 | 2020-11-09 | Cap-Tons | 1 |  | None | 160 | 0.0964 | -0.00413 | 123 | 0.0753 | 0 | [6 empty] | DEER:HVAC_Split-Package_AC | Annual
Any | NE-HVAC-airAC-SpltPkg-gte760kBtuh-11p0eer | OfL | Ex | CZ13 | cPVVG | SWHC013-02 | DEER2020 | D20v1 | 2020-11-09 | Cap-Tons | 1 |  | None | 180 | 0.0743 | -0.00371 | 143 | 0.0596 | 0 | [6 empty] | DEER:HVAC_Split-Package_AC | Annual
Any | NE-HVAC-airAC-SpltPkg-gte760kBtuh-11p0eer | OfL | Ex | CZ14 | cPVVG | SWHC013-02 | DEER2020 | D20v1 | 2020-11-09 | Cap-Tons | 1 |  | None | 180 | 0.0744 | -0.00401 | 142 | 0.0593 | 0 | [6 empty] | DEER:HVAC_Split-Package_AC | Annual
Any | NE-HVAC-airAC-SpltPkg-gte760kBtuh-11p0eer | OfL | Ex | CZ15 | cPVVG | SWHC013-02 | DEER2020 | D20v1 | 2020-11-09 | Cap-Tons | 1 |  | None | 271 | 0.0741 | -0.00017 | 212 | 0.0585 | 0 | [6 empty] | DEER:HVAC_Split-Package_AC | Annual
Any | NE-HVAC-airAC-SpltPkg-gte760kBtuh-11p0eer | OfL | Ex | CZ16 | cPVVG | SWHC013-02 | DEER2020 | D20v1 | 2020-11-09 | Cap-Tons | 1 |  | None | 105 | 0.0723 | -0.0238 | 80.7 | 0.0573 | 0 | [6 empty] | DEER:HVAC_Split-Package_AC | Annual
Any | NE-HVAC-airAC-SpltPkg-gte760kBtuh-11p0eer | OfL | New | CZ01 | cPVVG | SWHC013-02 | DEER2020 | D20v1 | 2020-11-09 | Cap-Tons | 1 |  | None | 34 | 0.0214 | 0 | 34 | 0.0214 | 0 | [6 empty] | DEER:HVAC_Split-Package_AC | Annual
Any | NE-HVAC-airAC-SpltPkg-gte760kBtuh-11p0eer | OfL | New | CZ02 | cPVVG | SWHC013-02 | DEER2020 | D20v1 | 2020-11-09 | Cap-Tons | 1 |  | None | 98.5 | 0.0685 | 0 | 98.5 | 0.0685 | 0 | [6 empty] | DEER:HVAC_Split-Package_AC | Annual
Any | NE-HVAC-airAC-SpltPkg-gte760kBtuh-11p0eer | OfL | New | CZ03 | cPVVG | SWHC013-02 | DEER2020 | D20v1 | 2020-11-09 | Cap-Tons | 1 |  | None | 79.9 | 0.039 | 0 | 79.9 | 0.039 | 0 | [6 empty] | DEER:HVAC_Split-Package_AC | Annual
Any | NE-HVAC-airAC-SpltPkg-gte760kBtuh-11p0eer | OfL | New | CZ04 | cPVVG | SWHC013-02 | DEER2020 | D20v1 | 2020-11-09 | Cap-Tons | 1 |  | None | 110 | 0.0483 | 0 | 110 | 0.0483 | 0 | [6 empty] | DEER:HVAC_Split-Package_AC | Annual
Any | NE-HVAC-airAC-SpltPkg-gte760kBtuh-11p0eer | OfL | New | CZ05 | cPVVG | SWHC013-02 | DEER2020 | D20v1 | 2020-11-09 | Cap-Tons | 1 |  | None | 86.6 | 0.0295 | 0 | 86.6 | 0.0295 | 0 | [6 empty] | DEER:HVAC_Split-Package_AC | Annual
Any | NE-HVAC-airAC-SpltPkg-gte760kBtuh-11p0eer | OfL | New | CZ06 | cPVVG | SWHC013-02 | DEER2020 | D20v1 | 2020-11-09 | Cap-Tons | 1 |  | None | 144 | 0.0439 | 0 | 144 | 0.0439 | 0 | [6 empty] | DEER:HVAC_Split-Package_AC | Annual
Any | NE-HVAC-airAC-SpltPkg-gte760kBtuh-11p0eer | OfL | New | CZ07 | cPVVG | SWHC013-02 | DEER2020 | D20v1 | 2020-11-09 | Cap-Tons | 1 |  | None | 136 | 0.0381 | 0 | 136 | 0.0381 | 0 | [6 empty] | DEER:HVAC_Split-Package_AC | Annual
Any | NE-HVAC-airAC-SpltPkg-gte760kBtuh-11p0eer | OfL | New | CZ08 | cPVVG | SWHC013-02 | DEER2020 | D20v1 | 2020-11-09 | Cap-Tons | 1 |  | None | 146 | 0.0401 | 0 | 146 | 0.0401 | 0 | [6 empty] | DEER:HVAC_Split-Package_AC | Annual
Any | NE-HVAC-airAC-SpltPkg-gte760kBtuh-11p0eer | OfL | New | CZ09 | cPVVG | SWHC013-02 | DEER2020 | D20v1 | 2020-11-09 | Cap-Tons | 1 |  | None | 129 | 0.0506 | 0 | 129 | 0.0506 | 0 | [6 empty] | DEER:HVAC_Split-Package_AC | Annual
Any | NE-HVAC-airAC-SpltPkg-gte760kBtuh-11p0eer | OfL | New | CZ10 | cPVVG | SWHC013-02 | DEER2020 | D20v1 | 2020-11-09 | Cap-Tons | 1 |  | None | 143 | 0.0539 | 0 | 143 | 0.0539 | 0 | [6 empty] | DEER:HVAC_Split-Package_AC | Annual
Any | NE-HVAC-airAC-SpltPkg-gte760kBtuh-11p0eer | OfL | New | CZ11 | cPVVG | SWHC013-02 | DEER2020 | D20v1 | 2020-11-09 | Cap-Tons | 1 |  | None | 133 | 0.0762 | 0 | 133 | 0.0762 | 0 | [6 empty] | DEER:HVAC_Split-Package_AC | Annual
Any | NE-HVAC-airAC-SpltPkg-gte760kBtuh-11p0eer | OfL | New | CZ12 | cPVVG | SWHC013-02 | DEER2020 | D20v1 | 2020-11-09 | Cap-Tons | 1 |  | None | 117 | 0.0733 | 0 | 117 | 0.0733 | 0 | [6 empty] | DEER:HVAC_Split-Package_AC | Annual
Any | NE-HVAC-airAC-SpltPkg-gte760kBtuh-11p0eer | OfL | New | CZ13 | cPVVG | SWHC013-02 | DEER2020 | D20v1 | 2020-11-09 | Cap-Tons | 1 |  | None | 138 | 0.0592 | 0 | 138 | 0.0592 | 0 | [6 empty] | DEER:HVAC_Split-Package_AC | Annual
Any | NE-HVAC-airAC-SpltPkg-gte760kBtuh-11p0eer | OfL | New | CZ14 | cPVVG | SWHC013-02 | DEER2020 | D20v1 | 2020-11-09 | Cap-Tons | 1 |  | None | 137 | 0.059 | 0 | 137 | 0.059 | 0 | [6 empty] | DEER:HVAC_Split-Package_AC | Annual
Any | NE-HVAC-airAC-SpltPkg-gte760kBtuh-11p0eer | OfL | New | CZ15 | cPVVG | SWHC013-02 | DEER2020 | D20v1 | 2020-11-09 | Cap-Tons | 1 |  | None | 205 | 0.0573 | 0 | 205 | 0.0573 | 0 | [6 empty] | DEER:HVAC_Split-Package_AC | Annual
Any | NE-HVAC-airAC-SpltPkg-gte760kBtuh-11p0eer | OfL | New | CZ16 | cPVVG | SWHC013-02 | DEER2020 | D20v1 | 2020-11-09 | Cap-Tons | 1 |  | None | 76 | 0.0559 | 0 | 76 | 0.0559 | 0 | [6 empty] | DEER:HVAC_Split-Package_AC | Annual
Any | NE-HVAC-airAC-SpltPkg-gte760kBtuh-11p0eer | OfS | Ex | CZ10 | cPVVG | SWHC013-02 | DEER2020 | D20v1 | 2020-11-09 | Cap-Tons | 1 |  | None | 185 | 0.0721 | -0.00243 | 145 | 0.057 | 0 | [6 empty] | DEER:HVAC_Split-Package_AC | Annual
Any | NE-HVAC-airAC-SpltPkg-gte760kBtuh-11p0eer | OfS | Ex | CZ11 | cPVVG | SWHC013-02 | DEER2020 | D20v1 | 2020-11-09 | Cap-Tons | 1 |  | None | 179 | 0.105 | -0.00745 | 140 | 0.0831 | 0 | [6 empty] | DEER:HVAC_Split-Package_AC | Annual
Any | NE-HVAC-airAC-SpltPkg-gte760kBtuh-11p0eer | OfS | Ex | CZ12 | cPVVG | SWHC013-02 | DEER2020 | D20v1 | 2020-11-09 | Cap-Tons | 1 |  | None | 155 | 0.0986 | -0.00697 | 122 | 0.0784 | 0 | [6 empty] | DEER:HVAC_Split-Package_AC | Annual
Any | NE-HVAC-airAC-SpltPkg-gte760kBtuh-11p0eer | OfS | Ex | CZ13 | cPVVG | SWHC013-02 | DEER2020 | D20v1 | 2020-11-09 | Cap-Tons | 1 |  | None | 184 | 0.0841 | -0.00686 | 144 | 0.0664 | 0 | [6 empty] | DEER:HVAC_Split-Package_AC | Annual
Any | NE-HVAC-airAC-SpltPkg-gte760kBtuh-11p0eer | OfS | Ex | CZ14 | cPVVG | SWHC013-02 | DEER2020 | D20v1 | 2020-11-09 | Cap-Tons | 1 |  | None | 181 | 0.0781 | -0.00676 | 141 | 0.0617 | 0 | [6 empty] | DEER:HVAC_Split-Package_AC | Annual
Any | NE-HVAC-airAC-SpltPkg-gte760kBtuh-11p0eer | OfS | Ex | CZ15 | cPVVG | SWHC013-02 | DEER2020 | D20v1 | 2020-11-09 | Cap-Tons | 1 |  | None | 275 | 0.0885 | -0.00044 | 217 | 0.0697 | 0 | [6 empty] | DEER:HVAC_Split-Package_AC | Annual
Any | NE-HVAC-airAC-SpltPkg-gte760kBtuh-11p0eer | OfS | Ex | CZ16 | cPVVG | SWHC013-02 | DEER2020 | D20v1 | 2020-11-09 | Cap-Tons | 1 |  | None | 107 | 0.0777 | -0.0363 | 81.2 | 0.0609 | 0 | [6 empty] | DEER:HVAC_Split-Package_AC | Annual
Any | NE-HVAC-airAC-SpltPkg-gte760kBtuh-11p0eer | OfS | New | CZ01 | cPVVG | SWHC013-02 | DEER2020 | D20v1 | 2020-11-09 | Cap-Tons | 1 |  | None | 28.7 | 0.0199 | 0 | 28.7 | 0.0199 | 0 | [6 empty] | DEER:HVAC_Split-Package_AC | Annual
Any | NE-HVAC-airAC-SpltPkg-gte760kBtuh-11p0eer | OfS | New | CZ02 | cPVVG | SWHC013-02 | DEER2020 | D20v1 | 2020-11-09 | Cap-Tons | 1 |  | None | 97 | 0.0692 | 0 | 97 | 0.0692 | 0 | [6 empty] | DEER:HVAC_Split-Package_AC | Annual
Any | NE-HVAC-airAC-SpltPkg-gte760kBtuh-11p0eer | OfS | New | CZ03 | cPVVG | SWHC013-02 | DEER2020 | D20v1 | 2020-11-09 | Cap-Tons | 1 |  | None | 74 | 0.0427 | 0 | 74 | 0.0427 | 0 | [6 empty] | DEER:HVAC_Split-Package_AC | Annual
Any | NE-HVAC-airAC-SpltPkg-gte760kBtuh-11p0eer | OfS | New | CZ04 | cPVVG | SWHC013-02 | DEER2020 | D20v1 | 2020-11-09 | Cap-Tons | 1 |  | None | 106 | 0.0534 | 0 | 106 | 0.0534 | 0 | [6 empty] | DEER:HVAC_Split-Package_AC | Annual
Any | NE-HVAC-airAC-SpltPkg-gte760kBtuh-11p0eer | OfS | New | CZ05 | cPVVG | SWHC013-02 | DEER2020 | D20v1 | 2020-11-09 | Cap-Tons | 1 |  | None | 79.5 | 0.0279 | 0 | 79.5 | 0.0279 | 0 | [6 empty] | DEER:HVAC_Split-Package_AC | Annual
Any | NE-HVAC-airAC-SpltPkg-gte760kBtuh-11p0eer | OfS | New | CZ06 | cPVVG | SWHC013-02 | DEER2020 | D20v1 | 2020-11-09 | Cap-Tons | 1 |  | None | 134 | 0.0443 | 0 | 134 | 0.0443 | 0 | [6 empty] | DEER:HVAC_Split-Package_AC | Annual
Any | NE-HVAC-airAC-SpltPkg-gte760kBtuh-11p0eer | OfS | New | CZ07 | cPVVG | SWHC013-02 | DEER2020 | D20v1 | 2020-11-09 | Cap-Tons | 1 |  | None | 128 | 0.0375 | 0 | 128 | 0.0375 | 0 | [6 empty] | DEER:HVAC_Split-Package_AC | Annual
Any | NE-HVAC-airAC-SpltPkg-gte760kBtuh-11p0eer | OfS | New | CZ08 | cPVVG | SWHC013-02 | DEER2020 | D20v1 | 2020-11-09 | Cap-Tons | 1 |  | None | 137 | 0.0389 | 0 | 137 | 0.0389 | 0 | [6 empty] | DEER:HVAC_Split-Package_AC | Annual
Any | NE-HVAC-airAC-SpltPkg-gte760kBtuh-11p0eer | OfS | New | CZ09 | cPVVG | SWHC013-02 | DEER2020 | D20v1 | 2020-11-09 | Cap-Tons | 1 |  | None | 125 | 0.0507 | 0 | 125 | 0.0507 | 0 | [6 empty] | DEER:HVAC_Split-Package_AC | Annual
Any | NE-HVAC-airAC-SpltPkg-gte760kBtuh-11p0eer | OfS | New | CZ10 | cPVVG | SWHC013-02 | DEER2020 | D20v1 | 2020-11-09 | Cap-Tons | 1 |  | None | 139 | 0.0538 | 0 | 139 | 0.0538 | 0 | [6 empty] | DEER:HVAC_Split-Package_AC | Annual
Any | NE-HVAC-airAC-SpltPkg-gte760kBtuh-11p0eer | OfS | New | CZ11 | cPVVG | SWHC013-02 | DEER2020 | D20v1 | 2020-11-09 | Cap-Tons | 1 |  | None | 133 | 0.0772 | 0 | 133 | 0.0772 | 0 | [6 empty] | DEER:HVAC_Split-Package_AC | Annual
Any | NE-HVAC-airAC-SpltPkg-gte760kBtuh-11p0eer | OfS | New | CZ12 | cPVVG | SWHC013-02 | DEER2020 | D20v1 | 2020-11-09 | Cap-Tons | 1 |  | None | 115 | 0.0749 | 0 | 115 | 0.0749 | 0 | [6 empty] | DEER:HVAC_Split-Package_AC | Annual
Any | NE-HVAC-airAC-SpltPkg-gte760kBtuh-11p0eer | OfS | New | CZ13 | cPVVG | SWHC013-02 | DEER2020 | D20v1 | 2020-11-09 | Cap-Tons | 1 |  | None | 137 | 0.0605 | 0 | 137 | 0.0605 | 0 | [6 empty] | DEER:HVAC_Split-Package_AC | Annual
Any | NE-HVAC-airAC-SpltPkg-gte760kBtuh-11p0eer | OfS | New | CZ14 | cPVVG | SWHC013-02 | DEER2020 | D20v1 | 2020-11-09 | Cap-Tons | 1 |  | None | 135 | 0.0577 | 0 | 135 | 0.0577 | 0 | [6 empty] | DEER:HVAC_Split-Package_AC | Annual
Any | NE-HVAC-airAC-SpltPkg-gte760kBtuh-11p0eer | OfS | New | CZ15 | cPVVG | SWHC013-02 | DEER2020 | D20v1 | 2020-11-09 | Cap-Tons | 1 |  | None | 207 | 0.0576 | 0 | 207 | 0.0576 | 0 | [6 empty] | DEER:HVAC_Split-Package_AC | Annual
Any | NE-HVAC-airAC-SpltPkg-gte760kBtuh-11p0eer | OfS | New | CZ16 | cPVVG | SWHC013-02 | DEER2020 | D20v1 | 2020-11-09 | Cap-Tons | 1 |  | None | 76.7 | 0.0564 | 0 | 76.7 | 0.0564 | 0 | [6 empty] | DEER:HVAC_Split-Package_AC | Annual
Any | NE-HVAC-airAC-SpltPkg-gte760kBtuh-11p0eer | Rt3 | Ex | CZ01 | cPVVG | SWHC013-02 | DEER2020 | D20v1 | 2020-11-09 | Cap-Tons | 1 |  | None | 57.3 | 0.0612 | -0.0388 | 41 | 0.0473 | 0 | [6 empty] | DEER:HVAC_Split-Package_AC | Annual
Any | NE-HVAC-airAC-SpltPkg-gte760kBtuh-11p0eer | Rt3 | Ex | CZ02 | cPVVG | SWHC013-02 | DEER2020 | D20v1 | 2020-11-09 | Cap-Tons | 1 |  | None | 158 | 0.142 | -0.0163 | 123 | 0.113 | 0 | [6 empty] | DEER:HVAC_Split-Package_AC | Annual
Any | NE-HVAC-airAC-SpltPkg-gte760kBtuh-11p0eer | Rt3 | Ex | CZ03 | cPVVG | SWHC013-02 | DEER2020 | D20v1 | 2020-11-09 | Cap-Tons | 1 |  | None | 138 | 0.108 | -0.0135 | 106 | 0.0853 | 0 | [6 empty] | DEER:HVAC_Split-Package_AC | Annual
Any | NE-HVAC-airAC-SpltPkg-gte760kBtuh-11p0eer | Rt3 | Ex | CZ04 | cPVVG | SWHC013-02 | DEER2020 | D20v1 | 2020-11-09 | Cap-Tons | 1 |  | None | 178 | 0.129 | -0.0085 | 139 | 0.102 | 0 | [6 empty] | DEER:HVAC_Split-Package_AC | Annual
Any | NE-HVAC-airAC-SpltPkg-gte760kBtuh-11p0eer | Rt3 | Ex | CZ05 | cPVVG | SWHC013-02 | DEER2020 | D20v1 | 2020-11-09 | Cap-Tons | 1 |  | None | 145 | 0.0737 | -0.0223 | 110 | 0.0575 | 0 | [6 empty] | DEER:HVAC_Split-Package_AC | Annual
Any | NE-HVAC-airAC-SpltPkg-gte760kBtuh-11p0eer | Rt3 | Ex | CZ06 | cPVVG | SWHC013-02 | DEER2020 | D20v1 | 2020-11-09 | Cap-Tons | 1 |  | None | 246 | 0.137 | -0.00399 | 194 | 0.109 | 0 | [6 empty] | DEER:HVAC_Split-Package_AC | Annual
Any | NE-HVAC-airAC-SpltPkg-gte760kBtuh-11p0eer | Rt3 | Ex | CZ07 | cPVVG | SWHC013-02 | DEER2020 | D20v1 | 2020-11-09 | Cap-Tons | 1 |  | None | 243 | 0.12 | -0.00151 | 190 | 0.0949 | 0 | [6 empty] | DEER:HVAC_Split-Package_AC | Annual
Any | NE-HVAC-airAC-SpltPkg-gte760kBtuh-11p0eer | Rt3 | Ex | CZ08 | cPVVG | SWHC013-02 | DEER2020 | D20v1 | 2020-11-09 | Cap-Tons | 1 |  | None | 227 | 0.112 | -0.00279 | 180 | 0.0892 | 0 | [6 empty] | DEER:HVAC_Split-Package_AC | Annual
Any | NE-HVAC-airAC-SpltPkg-gte760kBtuh-11p0eer | Rt3 | Ex | CZ09 | cPVVG | SWHC013-02 | DEER2020 | D20v1 | 2020-11-09 | Cap-Tons | 1 |  | None | 202 | 0.131 | -0.00392 | 159 | 0.105 | 0 | [6 empty] | DEER:HVAC_Split-Package_AC | Annual
Any | NE-HVAC-airAC-SpltPkg-gte760kBtuh-11p0eer | Rt3 | Ex | CZ10 | cPVVG | SWHC013-02 | DEER2020 | D20v1 | 2020-11-09 | Cap-Tons | 1 |  | None | 230 | 0.144 | -0.00389 | 181 | 0.114 | 0 | [6 empty] | DEER:HVAC_Split-Package_AC | Annual
Any | NE-HVAC-airAC-SpltPkg-gte760kBtuh-11p0eer | Rt3 | Ex | CZ11 | cPVVG | SWHC013-02 | DEER2020 | D20v1 | 2020-11-09 | Cap-Tons | 1 |  | None | 207 | 0.146 | -0.0167 | 163 | 0.117 | 0 | [6 empty] | DEER:HVAC_Split-Package_AC | Annual
Any | NE-HVAC-airAC-SpltPkg-gte760kBtuh-11p0eer | Rt3 | Ex | CZ12 | cPVVG | SWHC013-02 | DEER2020 | D20v1 | 2020-11-09 | Cap-Tons | 1 |  | None | 184 | 0.146 | -0.018 | 143 | 0.115 | 0 | [6 empty] | DEER:HVAC_Split-Package_AC | Annual
Any | NE-HVAC-airAC-SpltPkg-gte760kBtuh-11p0eer | Rt3 | Ex | CZ13 | cPVVG | SWHC013-02 | DEER2020 | D20v1 | 2020-11-09 | Cap-Tons | 1 |  | None | 213 | 0.137 | -0.0171 | 169 | 0.11 | 0 | [6 empty] | DEER:HVAC_Split-Package_AC | Annual
Any | NE-HVAC-airAC-SpltPkg-gte760kBtuh-11p0eer | Rt3 | Ex | CZ14 | cPVVG | SWHC013-02 | DEER2020 | D20v1 | 2020-11-09 | Cap-Tons | 1 |  | None | 209 | 0.122 | -0.0204 | 164 | 0.0965 | 0 | [6 empty] | DEER:HVAC_Split-Package_AC | Annual
Any | NE-HVAC-airAC-SpltPkg-gte760kBtuh-11p0eer | Rt3 | Ex | CZ15 | cPVVG | SWHC013-02 | DEER2020 | D20v1 | 2020-11-09 | Cap-Tons | 1 |  | None | 327 | 0.136 | -0.00079 | 258 | 0.107 | 0 | [6 empty] | DEER:HVAC_Split-Package_AC | Annual
Any | NE-HVAC-airAC-SpltPkg-gte760kBtuh-11p0eer | Rt3 | Ex | CZ16 | cPVVG | SWHC013-02 | DEER2020 | D20v1 | 2020-11-09 | Cap-Tons | 1 |  | None | 126 | 0.115 | -0.0455 | 97.3 | 0.091 | 0 | [6 empty] | DEER:HVAC_Split-Package_AC | Annual
Any | NE-HVAC-airAC-SpltPkg-gte760kBtuh-11p0eer | Rt3 | New | CZ01 | cPVVG | SWHC013-02 | DEER2020 | D20v1 | 2020-11-09 | Cap-Tons | 1 |  | None | 35 | 0.0463 | 0 | 35 | 0.0463 | 0 | [6 empty] | DEER:HVAC_Split-Package_AC | Annual
Any | NE-HVAC-airAC-SpltPkg-gte760kBtuh-11p0eer | Rt3 | New | CZ02 | cPVVG | SWHC013-02 | DEER2020 | D20v1 | 2020-11-09 | Cap-Tons | 1 |  | None | 119 | 0.115 | 0 | 119 | 0.115 | 0 | [6 empty] | DEER:HVAC_Split-Package_AC | Annual
Any | NE-HVAC-airAC-SpltPkg-gte760kBtuh-11p0eer | Rt3 | New | CZ03 | cPVVG | SWHC013-02 | DEER2020 | D20v1 | 2020-11-09 | Cap-Tons | 1 |  | None | 97.2 | 0.0855 | 0 | 97.2 | 0.0855 | 0 | [6 empty] | DEER:HVAC_Split-Package_AC | Annual
Any | NE-HVAC-airAC-SpltPkg-gte760kBtuh-12p0eer | Com | Ex | CZ01 | cPVVG | SWHC013-02 | DEER2020 | D20v1 | 2020-11-09 | Cap-Tons | 1 |  | None | 70.5 | 0.063 | -0.08 | 54 | 0.053 | 0 | [6 empty] | DEER:HVAC_Split-Package_AC | Annual
Any | NE-HVAC-airAC-SpltPkg-gte760kBtuh-12p0eer | Com | Ex | CZ02 | cPVVG | SWHC013-02 | DEER2020 | D20v1 | 2020-11-09 | Cap-Tons | 1 |  | None | 207 | 0.161 | -0.03 | 174 | 0.138 | 0 | [6 empty] | DEER:HVAC_Split-Package_AC | Annual
Any | NE-HVAC-airAC-SpltPkg-gte760kBtuh-12p0eer | Com | Ex | CZ03 | cPVVG | SWHC013-02 | DEER2020 | D20v1 | 2020-11-09 | Cap-Tons | 1 |  | None | 172 | 0.103 | -0.02 | 142 | 0.087 | 0 | [6 empty] | DEER:HVAC_Split-Package_AC | Annual
Any | NE-HVAC-airAC-SpltPkg-gte760kBtuh-12p0eer | Com | Ex | CZ04 | cPVVG | SWHC013-02 | DEER2020 | D20v1 | 2020-11-09 | Cap-Tons | 1 |  | None | 231 | 0.129 | -0.01 | 195 | 0.11 | 0 | [6 empty] | DEER:HVAC_Split-Package_AC | Annual
Any | NE-HVAC-airAC-SpltPkg-gte760kBtuh-12p0eer | Com | Ex | CZ05 | cPVVG | SWHC013-02 | DEER2020 | D20v1 | 2020-11-09 | Cap-Tons | 1 |  | None | 180 | 0.085 | -0.04 | 149 | 0.072 | 0 | [6 empty] | DEER:HVAC_Split-Package_AC | Annual
Any | NE-HVAC-airAC-SpltPkg-gte760kBtuh-12p0eer | Com | Ex | CZ06 | cPVVG | SWHC013-02 | DEER2020 | D20v1 | 2020-11-09 | Cap-Tons | 1 |  | None | 315 | 0.139 | -0.01 | 267 | 0.119 | 0 | [6 empty] | DEER:HVAC_Split-Package_AC | Annual
Any | NE-HVAC-airAC-SpltPkg-gte760kBtuh-12p0eer | Com | Ex | CZ07 | cPVVG | SWHC013-02 | DEER2020 | D20v1 | 2020-11-09 | Cap-Tons | 1 |  | None | 314 | 0.117 | -0.01 | 264 | 0.1 | 0 | [6 empty] | DEER:HVAC_Split-Package_AC | Annual
Any | NE-HVAC-airAC-SpltPkg-gte760kBtuh-12p0eer | Com | Ex | CZ08 | cPVVG | SWHC013-02 | DEER2020 | D20v1 | 2020-11-09 | Cap-Tons | 1 |  | None | 308 | 0.118 | -0.01 | 263 | 0.101 | 0 | [6 empty] | DEER:HVAC_Split-Package_AC | Annual
Any | NE-HVAC-airAC-SpltPkg-gte760kBtuh-12p0eer | Com | Ex | CZ09 | cPVVG | SWHC013-02 | DEER2020 | D20v1 | 2020-11-09 | Cap-Tons | 1 |  | None | 280 | 0.146 | -0.01 | 240 | 0.126 | 0 | [6 empty] | DEER:HVAC_Split-Package_AC | Annual
Any | NE-HVAC-airAC-SpltPkg-gte760kBtuh-12p0eer | Com | Ex | CZ10 | cPVVG | SWHC013-02 | DEER2020 | D20v1 | 2020-11-09 | Cap-Tons | 1 |  | None | 303 | 0.163 | -0.01 | 259 | 0.14 | 0 | [6 empty] | DEER:HVAC_Split-Package_AC | Annual
Any | NE-HVAC-airAC-SpltPkg-gte760kBtuh-12p0eer | Com | Ex | CZ11 | cPVVG | SWHC013-02 | DEER2020 | D20v1 | 2020-11-09 | Cap-Tons | 1 |  | None | 295 | 0.181 | -0.02 | 251 | 0.155 | 0 | [6 empty] | DEER:HVAC_Split-Package_AC | Annual
Any | NE-HVAC-airAC-SpltPkg-gte760kBtuh-12p0eer | Com | Ex | CZ12 | cPVVG | SWHC013-02 | DEER2020 | D20v1 | 2020-11-09 | Cap-Tons | 1 |  | None | 249 | 0.165 | -0.02 | 211 | 0.142 | 0 | [6 empty] | DEER:HVAC_Split-Package_AC | Annual
Any | NE-HVAC-airAC-SpltPkg-gte760kBtuh-12p0eer | Com | Ex | CZ13 | cPVVG | SWHC013-02 | DEER2020 | D20v1 | 2020-11-09 | Cap-Tons | 1 |  | None | 301 | 0.153 | -0.02 | 257 | 0.132 | 0 | [6 empty] | DEER:HVAC_Split-Package_AC | Annual
Any | NE-HVAC-airAC-SpltPkg-gte760kBtuh-12p0eer | Com | Ex | CZ14 | cPVVG | SWHC013-02 | DEER2020 | D20v1 | 2020-11-09 | Cap-Tons | 1 |  | None | 286 | 0.155 | -0.02 | 245 | 0.133 | 0 | [6 empty] | DEER:HVAC_Split-Package_AC | Annual
Any | NE-HVAC-airAC-SpltPkg-gte760kBtuh-12p0eer | Com | Ex | CZ15 | cPVVG | SWHC013-02 | DEER2020 | D20v1 | 2020-11-09 | Cap-Tons | 1 |  | None | 462 | 0.165 | 0 | 397 | 0.142 | 0 | [6 empty] | DEER:HVAC_Split-Package_AC | Annual
Any | NE-HVAC-airAC-SpltPkg-gte760kBtuh-12p0eer | Com | Ex | CZ16 | cPVVG | SWHC013-02 | DEER2020 | D20v1 | 2020-11-09 | Cap-Tons | 1 |  | None | 163 | 0.13 | -0.08 | 136 | 0.111 | 0 | [6 empty] | DEER:HVAC_Split-Package_AC | Annual
Any | NE-HVAC-airAC-SpltPkg-gte760kBtuh-12p0eer | Com | New | CZ01 | cPVVG | SWHC013-02 | DEER2020 | D20v1 | 2020-11-09 | Cap-Tons | 1 |  | None | 49.3 | 0.054 | 0 | 49.3 | 0.054 | 0 | [6 empty] | DEER:HVAC_Split-Package_AC | Annual
Any | NE-HVAC-airAC-SpltPkg-gte760kBtuh-12p0eer | Com | New | CZ02 | cPVVG | SWHC013-02 | DEER2020 | D20v1 | 2020-11-09 | Cap-Tons | 1 |  | None | 166 | 0.133 | 0 | 166 | 0.133 | 0 | [6 empty] | DEER:HVAC_Split-Package_AC | Annual
Any | NE-HVAC-airAC-SpltPkg-gte760kBtuh-12p0eer | Com | New | CZ03 | cPVVG | SWHC013-02 | DEER2020 | D20v1 | 2020-11-09 | Cap-Tons | 1 |  | None | 134 | 0.079 | 0 | 134 | 0.079 | 0 | [6 empty] | DEER:HVAC_Split-Package_AC | Annual
Any | NE-HVAC-airAC-SpltPkg-gte760kBtuh-12p0eer | Com | New | CZ04 | cPVVG | SWHC013-02 | DEER2020 | D20v1 | 2020-11-09 | Cap-Tons | 1 |  | None | 186 | 0.104 | 0 | 186 | 0.104 | 0 | [6 empty] | DEER:HVAC_Split-Package_AC | Annual
Any | NE-HVAC-airAC-SpltPkg-gte760kBtuh-12p0eer | Com | New | CZ05 | cPVVG | SWHC013-02 | DEER2020 | D20v1 | 2020-11-09 | Cap-Tons | 1 |  | None | 144 | 0.073 | 0 | 144 | 0.073 | 0 | [6 empty] | DEER:HVAC_Split-Package_AC | Annual
Any | NE-HVAC-airAC-SpltPkg-gte760kBtuh-12p0eer | Com | New | CZ06 | cPVVG | SWHC013-02 | DEER2020 | D20v1 | 2020-11-09 | Cap-Tons | 1 |  | None | 261 | 0.119 | 0 | 261 | 0.119 | 0 | [6 empty] | DEER:HVAC_Split-Package_AC | Annual
Any | NE-HVAC-airAC-SpltPkg-gte760kBtuh-12p0eer | Com | New | CZ07 | cPVVG | SWHC013-02 | DEER2020 | D20v1 | 2020-11-09 | Cap-Tons | 1 |  | None | 259 | 0.101 | 0 | 259 | 0.101 | 0 | [6 empty] | DEER:HVAC_Split-Package_AC | Annual
Any | NE-HVAC-airAC-SpltPkg-gte760kBtuh-12p0eer | Com | New | CZ08 | cPVVG | SWHC013-02 | DEER2020 | D20v1 | 2020-11-09 | Cap-Tons | 1 |  | None | 249 | 0.099 | 0 | 249 | 0.099 | 0 | [6 empty] | DEER:HVAC_Split-Package_AC | Annual
Any | NE-HVAC-airAC-SpltPkg-gte760kBtuh-12p0eer | Com | New | CZ09 | cPVVG | SWHC013-02 | DEER2020 | D20v1 | 2020-11-09 | Cap-Tons | 1 |  | None | 228 | 0.119 | 0 | 228 | 0.119 | 0 | [6 empty] | DEER:HVAC_Split-Package_AC | Annual
Any | NE-HVAC-airAC-SpltPkg-gte760kBtuh-12p0eer | Com | New | CZ10 | cPVVG | SWHC013-02 | DEER2020 | D20v1 | 2020-11-09 | Cap-Tons | 1 |  | None | 250 | 0.138 | 0 | 250 | 0.138 | 0 | [6 empty] | DEER:HVAC_Split-Package_AC | Annual
Any | NE-HVAC-airAC-SpltPkg-gte760kBtuh-12p0eer | Com | New | CZ11 | cPVVG | SWHC013-02 | DEER2020 | D20v1 | 2020-11-09 | Cap-Tons | 1 |  | None | 239 | 0.149 | 0 | 239 | 0.149 | 0 | [6 empty] | DEER:HVAC_Split-Package_AC | Annual
Any | NE-HVAC-airAC-SpltPkg-gte760kBtuh-12p0eer | Com | New | CZ12 | cPVVG | SWHC013-02 | DEER2020 | D20v1 | 2020-11-09 | Cap-Tons | 1 |  | None | 202 | 0.138 | 0 | 202 | 0.138 | 0 | [6 empty] | DEER:HVAC_Split-Package_AC | Annual
Any | NE-HVAC-airAC-SpltPkg-gte760kBtuh-12p0eer | Com | New | CZ13 | cPVVG | SWHC013-02 | DEER2020 | D20v1 | 2020-11-09 | Cap-Tons | 1 |  | None | 245 | 0.127 | 0 | 245 | 0.127 | 0 | [6 empty] | DEER:HVAC_Split-Package_AC | Annual
Any | NE-HVAC-airAC-SpltPkg-gte760kBtuh-12p0eer | Com | New | CZ14 | cPVVG | SWHC013-02 | DEER2020 | D20v1 | 2020-11-09 | Cap-Tons | 1 |  | None | 236 | 0.129 | 0 | 236 | 0.129 | 0 | [6 empty] | DEER:HVAC_Split-Package_AC | Annual
Any | NE-HVAC-airAC-SpltPkg-gte760kBtuh-12p0eer | Com | New | CZ15 | cPVVG | SWHC013-02 | DEER2020 | D20v1 | 2020-11-09 | Cap-Tons | 1 |  | None | 383 | 0.138 | 0 | 383 | 0.138 | 0 | [6 empty] | DEER:HVAC_Split-Package_AC | Annual
Any | NE-HVAC-airAC-SpltPkg-gte760kBtuh-12p0eer | Com | New | CZ16 | cPVVG | SWHC013-02 | DEER2020 | D20v1 | 2020-11-09 | Cap-Tons | 1 |  | None | 133 | 0.109 | 0 | 133 | 0.109 | 0 | [6 empty] | DEER:HVAC_Split-Package_AC | Annual
Any | NE-HVAC-airAC-SpltPkg-gte760kBtuh-12p0eer | ECC | Ex | CZ01 | cPVVG | SWHC013-02 | DEER2020 | D20v1 | 2020-11-09 | Cap-Tons | 1 |  | None | 72.9 | 0.0932 | -0.0842 | 57.1 | 0.0801 | 0 | [6 empty] | DEER:HVAC_Split-Package_AC | Annual
Any | NE-HVAC-airAC-SpltPkg-gte760kBtuh-12p0eer | ECC | Ex | CZ02 | cPVVG | SWHC013-02 | DEER2020 | D20v1 | 2020-11-09 | Cap-Tons | 1 |  | None | 215 | 0.171 | -0.0354 | 179 | 0.146 | 0 | [6 empty] | DEER:HVAC_Split-Package_AC | Annual
Any | NE-HVAC-airAC-SpltPkg-gte760kBtuh-12p0eer | ECC | Ex | CZ03 | cPVVG | SWHC013-02 | DEER2020 | D20v1 | 2020-11-09 | Cap-Tons | 1 |  | None | 173 | 0.103 | -0.0346 | 141 | 0.087 | 0 | [6 empty] | DEER:HVAC_Split-Package_AC | Annual
Any | NE-HVAC-airAC-SpltPkg-gte760kBtuh-12p0eer | ECC | Ex | CZ04 | cPVVG | SWHC013-02 | DEER2020 | D20v1 | 2020-11-09 | Cap-Tons | 1 |  | None | 238 | 0.211 | -0.0194 | 200 | 0.179 | 0 | [6 empty] | DEER:HVAC_Split-Package_AC | Annual
Any | NE-HVAC-airAC-SpltPkg-gte760kBtuh-12p0eer | ECC | Ex | CZ05 | cPVVG | SWHC013-02 | DEER2020 | D20v1 | 2020-11-09 | Cap-Tons | 1 |  | None | 172 | 0.11 | -0.0427 | 140 | 0.0925 | 0 | [6 empty] | DEER:HVAC_Split-Package_AC | Annual
Any | NE-HVAC-airAC-SpltPkg-gte760kBtuh-12p0eer | ECC | Ex | CZ06 | cPVVG | SWHC013-02 | DEER2020 | D20v1 | 2020-11-09 | Cap-Tons | 1 |  | None | 307 | 0.202 | -0.00954 | 258 | 0.173 | 0 | [6 empty] | DEER:HVAC_Split-Package_AC | Annual
Any | NE-HVAC-airAC-SpltPkg-gte760kBtuh-12p0eer | ECC | Ex | CZ07 | cPVVG | SWHC013-02 | DEER2020 | D20v1 | 2020-11-09 | Cap-Tons | 1 |  | None | 309 | 0.177 | -0.00635 | 256 | 0.149 | 0 | [6 empty] | DEER:HVAC_Split-Package_AC | Annual
Any | NE-HVAC-airAC-SpltPkg-gte760kBtuh-12p0eer | ECC | Ex | CZ08 | cPVVG | SWHC013-02 | DEER2020 | D20v1 | 2020-11-09 | Cap-Tons | 1 |  | None | 317 | 0.178 | -0.00768 | 269 | 0.152 | 0 | [6 empty] | DEER:HVAC_Split-Package_AC | Annual
Any | NE-HVAC-airAC-SpltPkg-gte760kBtuh-12p0eer | ECC | Ex | CZ09 | cPVVG | SWHC013-02 | DEER2020 | D20v1 | 2020-11-09 | Cap-Tons | 1 |  | None | 286 | 0.215 | -0.00809 | 243 | 0.184 | 0 | [6 empty] | DEER:HVAC_Split-Package_AC | Annual
Any | NE-HVAC-airAC-SpltPkg-gte760kBtuh-12p0eer | ECC | Ex | CZ10 | cPVVG | SWHC013-02 | DEER2020 | D20v1 | 2020-11-09 | Cap-Tons | 1 |  | None | 320 | 0.233 | -0.00882 | 271 | 0.199 | 0 | [6 empty] | DEER:HVAC_Split-Package_AC | Annual
Any | NE-HVAC-airAC-SpltPkg-gte760kBtuh-12p0eer | ECC | Ex | CZ11 | cPVVG | SWHC013-02 | DEER2020 | D20v1 | 2020-11-09 | Cap-Tons | 1 |  | None | 319 | 0.201 | -0.0228 | 270 | 0.171 | 0 | [6 empty] | DEER:HVAC_Split-Package_AC | Annual
Any | NE-HVAC-airAC-SpltPkg-gte760kBtuh-12p0eer | ECC | Ex | CZ12 | cPVVG | SWHC013-02 | DEER2020 | D20v1 | 2020-11-09 | Cap-Tons | 1 |  | None | 278 | 0.191 | -0.0255 | 234 | 0.163 | 0 | [6 empty] | DEER:HVAC_Split-Package_AC | Annual
Any | NE-HVAC-airAC-SpltPkg-gte760kBtuh-12p0eer | ECC | Ex | CZ13 | cPVVG | SWHC013-02 | DEER2020 | D20v1 | 2020-11-09 | Cap-Tons | 1 |  | None | 329 | 0.172 | -0.0191 | 279 | 0.147 | 0 | [6 empty] | DEER:HVAC_Split-Package_AC | Annual
Any | NE-HVAC-airAC-SpltPkg-gte760kBtuh-12p0eer | ECC | Ex | CZ14 | cPVVG | SWHC013-02 | DEER2020 | D20v1 | 2020-11-09 | Cap-Tons | 1 |  | None | 302 | 0.211 | -0.0193 | 256 | 0.18 | 0 | [6 empty] | DEER:HVAC_Split-Package_AC | Annual
Any | NE-HVAC-airAC-SpltPkg-gte760kBtuh-12p0eer | ECC | Ex | CZ15 | cPVVG | SWHC013-02 | DEER2020 | D20v1 | 2020-11-09 | Cap-Tons | 1 |  | None | 475 | 0.22 | -0.00274 | 404 | 0.189 | 0 | [6 empty] | DEER:HVAC_Split-Package_AC | Annual
Any | NE-HVAC-airAC-SpltPkg-gte760kBtuh-12p0eer | ECC | Ex | CZ16 | cPVVG | SWHC013-02 | DEER2020 | D20v1 | 2020-11-09 | Cap-Tons | 1 |  | None | 165 | 0.124 | -0.0865 | 135 | 0.105 | 0 | [6 empty] | DEER:HVAC_Split-Package_AC | Annual
Any | NE-HVAC-airAC-SpltPkg-gte760kBtuh-12p0eer | ECC | New | CZ01 | cPVVG | SWHC013-02 | DEER2020 | D20v1 | 2020-11-09 | Cap-Tons | 1 |  | None | 55.2 | 0.0825 | 0 | 55.2 | 0.0825 | 0 | [6 empty] | DEER:HVAC_Split-Package_AC | Annual
Any | NE-HVAC-airAC-SpltPkg-gte760kBtuh-12p0eer | ECC | New | CZ02 | cPVVG | SWHC013-02 | DEER2020 | D20v1 | 2020-11-09 | Cap-Tons | 1 |  | None | 173 | 0.141 | 0 | 173 | 0.141 | 0 | [6 empty] | DEER:HVAC_Split-Package_AC | Annual
Any | NE-HVAC-airAC-SpltPkg-gte760kBtuh-12p0eer | ECC | New | CZ03 | cPVVG | SWHC013-02 | DEER2020 | D20v1 | 2020-11-09 | Cap-Tons | 1 |  | None | 143 | 0.0853 | 0 | 143 | 0.0853 | 0 | [6 empty] | DEER:HVAC_Split-Package_AC | Annual
Any | NE-HVAC-airAC-SpltPkg-gte760kBtuh-12p0eer | ECC | New | CZ04 | cPVVG | SWHC013-02 | DEER2020 | D20v1 | 2020-11-09 | Cap-Tons | 1 |  | None | 195 | 0.183 | 0 | 195 | 0.183 | 0 | [6 empty] | DEER:HVAC_Split-Package_AC | Annual
Any | NE-HVAC-airAC-SpltPkg-gte760kBtuh-12p0eer | ECC | New | CZ05 | cPVVG | SWHC013-02 | DEER2020 | D20v1 | 2020-11-09 | Cap-Tons | 1 |  | None | 141 | 0.096 | 0 | 141 | 0.096 | 0 | [6 empty] | DEER:HVAC_Split-Package_AC | Annual
Any | NE-HVAC-airAC-SpltPkg-gte760kBtuh-12p0eer | ECC | New | CZ06 | cPVVG | SWHC013-02 | DEER2020 | D20v1 | 2020-11-09 | Cap-Tons | 1 |  | None | 263 | 0.182 | 0 | 263 | 0.182 | 0 | [6 empty] | DEER:HVAC_Split-Package_AC | Annual
Any | NE-HVAC-airAC-SpltPkg-gte760kBtuh-12p0eer | ECC | New | CZ07 | cPVVG | SWHC013-02 | DEER2020 | D20v1 | 2020-11-09 | Cap-Tons | 1 |  | None | 261 | 0.158 | 0 | 261 | 0.158 | 0 | [6 empty] | DEER:HVAC_Split-Package_AC | Annual
Any | NE-HVAC-airAC-SpltPkg-gte760kBtuh-12p0eer | ECC | New | CZ08 | cPVVG | SWHC013-02 | DEER2020 | D20v1 | 2020-11-09 | Cap-Tons | 1 |  | None | 261 | 0.154 | 0 | 261 | 0.154 | 0 | [6 empty] | DEER:HVAC_Split-Package_AC | Annual
Any | NE-HVAC-airAC-SpltPkg-gte760kBtuh-12p0eer | ECC | New | CZ09 | cPVVG | SWHC013-02 | DEER2020 | D20v1 | 2020-11-09 | Cap-Tons | 1 |  | None | 233 | 0.187 | 0 | 233 | 0.187 | 0 | [6 empty] | DEER:HVAC_Split-Package_AC | Annual
Any | NE-HVAC-airAC-SpltPkg-gte760kBtuh-12p0eer | ECC | New | CZ10 | cPVVG | SWHC013-02 | DEER2020 | D20v1 | 2020-11-09 | Cap-Tons | 1 |  | None | 262 | 0.201 | 0 | 262 | 0.201 | 0 | [6 empty] | DEER:HVAC_Split-Package_AC | Annual
Any | NE-HVAC-airAC-SpltPkg-gte760kBtuh-12p0eer | ECC | New | CZ11 | cPVVG | SWHC013-02 | DEER2020 | D20v1 | 2020-11-09 | Cap-Tons | 1 |  | None | 258 | 0.159 | 0 | 258 | 0.159 | 0 | [6 empty] | DEER:HVAC_Split-Package_AC | Annual
Any | NE-HVAC-airAC-SpltPkg-gte760kBtuh-12p0eer | ECC | New | CZ12 | cPVVG | SWHC013-02 | DEER2020 | D20v1 | 2020-11-09 | Cap-Tons | 1 |  | None | 226 | 0.157 | 0 | 226 | 0.157 | 0 | [6 empty] | DEER:HVAC_Split-Package_AC | Annual
Any | NE-HVAC-airAC-SpltPkg-gte760kBtuh-12p0eer | ECC | New | CZ13 | cPVVG | SWHC013-02 | DEER2020 | D20v1 | 2020-11-09 | Cap-Tons | 1 |  | None | 267 | 0.143 | 0 | 267 | 0.143 | 0 | [6 empty] | DEER:HVAC_Split-Package_AC | Annual
Any | NE-HVAC-airAC-SpltPkg-gte760kBtuh-12p0eer | ECC | New | CZ14 | cPVVG | SWHC013-02 | DEER2020 | D20v1 | 2020-11-09 | Cap-Tons | 1 |  | None | 242 | 0.178 | 0 | 242 | 0.178 | 0 | [6 empty] | DEER:HVAC_Split-Package_AC | Annual
Any | NE-HVAC-airAC-SpltPkg-gte760kBtuh-12p0eer | ECC | New | CZ15 | cPVVG | SWHC013-02 | DEER2020 | D20v1 | 2020-11-09 | Cap-Tons | 1 |  | None | 377 | 0.187 | 0 | 377 | 0.187 | 0 | [6 empty] | DEER:HVAC_Split-Package_AC | Annual
Any | NE-HVAC-airAC-SpltPkg-gte760kBtuh-12p0eer | ECC | New | CZ16 | cPVVG | SWHC013-02 | DEER2020 | D20v1 | 2020-11-09 | Cap-Tons | 1 |  | None | 132 | 0.101 | 0 | 132 | 0.101 | 0 | [6 empty] | DEER:HVAC_Split-Package_AC | Annual
Any | NE-HVAC-airAC-SpltPkg-gte760kBtuh-12p0eer | ESe | Ex | CZ01 | cPVVG | SWHC013-02 | DEER2020 | D20v1 | 2020-11-09 | Cap-Tons | 1 |  | None | 52.1 | 0.0476 | -0.0705 | 39.3 | 0.04 | 0 | [6 empty] | DEER:HVAC_Split-Package_AC | Annual
Any | NE-HVAC-airAC-SpltPkg-gte760kBtuh-12p0eer | ESe | Ex | CZ02 | cPVVG | SWHC013-02 | DEER2020 | D20v1 | 2020-11-09 | Cap-Tons | 1 |  | None | 158 | 0.0873 | -0.0344 | 130 | 0.0735 | 0 | [6 empty] | DEER:HVAC_Split-Package_AC | Annual
Any | NE-HVAC-airAC-SpltPkg-gte760kBtuh-12p0eer | ESe | Ex | CZ03 | cPVVG | SWHC013-02 | DEER2020 | D20v1 | 2020-11-09 | Cap-Tons | 1 |  | None | 129 | 0.0493 | -0.0285 | 105 | 0.0409 | 0 | [6 empty] | DEER:HVAC_Split-Package_AC | Annual
Any | NE-HVAC-airAC-SpltPkg-gte760kBtuh-12p0eer | ESe | Ex | CZ04 | cPVVG | SWHC013-02 | DEER2020 | D20v1 | 2020-11-09 | Cap-Tons | 1 |  | None | 200 | 0.14 | -0.0195 | 165 | 0.118 | 0 | [6 empty] | DEER:HVAC_Split-Package_AC | Annual
Any | NE-HVAC-airAC-SpltPkg-gte760kBtuh-12p0eer | ESe | Ex | CZ05 | cPVVG | SWHC013-02 | DEER2020 | D20v1 | 2020-11-09 | Cap-Tons | 1 |  | None | 140 | 0.0631 | -0.0283 | 113 | 0.0527 | 0 | [6 empty] | DEER:HVAC_Split-Package_AC | Annual
Any | NE-HVAC-airAC-SpltPkg-gte760kBtuh-12p0eer | ESe | Ex | CZ06 | cPVVG | SWHC013-02 | DEER2020 | D20v1 | 2020-11-09 | Cap-Tons | 1 |  | None | 239 | 0.123 | -0.0108 | 197 | 0.103 | 0 | [6 empty] | DEER:HVAC_Split-Package_AC | Annual
Any | NE-HVAC-airAC-SpltPkg-gte760kBtuh-12p0eer | ESe | Ex | CZ07 | cPVVG | SWHC013-02 | DEER2020 | D20v1 | 2020-11-09 | Cap-Tons | 1 |  | None | 236 | 0.0983 | -0.00743 | 193 | 0.0815 | 0 | [6 empty] | DEER:HVAC_Split-Package_AC | Annual
Any | NE-HVAC-airAC-SpltPkg-gte760kBtuh-12p0eer | ESe | Ex | CZ08 | cPVVG | SWHC013-02 | DEER2020 | D20v1 | 2020-11-09 | Cap-Tons | 1 |  | None | 261 | 0.115 | -0.00863 | 217 | 0.0965 | 0 | [6 empty] | DEER:HVAC_Split-Package_AC | Annual
Any | NE-HVAC-airAC-SpltPkg-gte760kBtuh-12p0eer | ESe | Ex | CZ09 | cPVVG | SWHC013-02 | DEER2020 | D20v1 | 2020-11-09 | Cap-Tons | 1 |  | None | 239 | 0.152 | -0.00885 | 198 | 0.127 | 0 | [6 empty] | DEER:HVAC_Split-Package_AC | Annual
Any | NE-HVAC-airAC-SpltPkg-gte760kBtuh-12p0eer | ESe | Ex | CZ10 | cPVVG | SWHC013-02 | DEER2020 | D20v1 | 2020-11-09 | Cap-Tons | 1 |  | None | 246 | 0.157 | -0.0121 | 205 | 0.132 | 0 | [6 empty] | DEER:HVAC_Split-Package_AC | Annual
Any | NE-HVAC-airAC-SpltPkg-gte760kBtuh-12p0eer | ESe | Ex | CZ11 | cPVVG | SWHC013-02 | DEER2020 | D20v1 | 2020-11-09 | Cap-Tons | 1 |  | None | 240 | 0.0987 | -0.0236 | 202 | 0.0839 | 0 | [6 empty] | DEER:HVAC_Split-Package_AC | Annual
Any | NE-HVAC-airAC-SpltPkg-gte760kBtuh-12p0eer | ESe | Ex | CZ12 | cPVVG | SWHC013-02 | DEER2020 | D20v1 | 2020-11-09 | Cap-Tons | 1 |  | None | 208 | 0.0976 | -0.028 | 174 | 0.0823 | 0 | [6 empty] | DEER:HVAC_Split-Package_AC | Annual
Any | NE-HVAC-airAC-SpltPkg-gte760kBtuh-12p0eer | ESe | Ex | CZ13 | cPVVG | SWHC013-02 | DEER2020 | D20v1 | 2020-11-09 | Cap-Tons | 1 |  | None | 247 | 0.0869 | -0.0211 | 209 | 0.0736 | 0 | [6 empty] | DEER:HVAC_Split-Package_AC | Annual
Any | NE-HVAC-airAC-SpltPkg-gte760kBtuh-12p0eer | ESe | Ex | CZ14 | cPVVG | SWHC013-02 | DEER2020 | D20v1 | 2020-11-09 | Cap-Tons | 1 |  | None | 232 | 0.14 | -0.0236 | 192 | 0.117 | 0 | [6 empty] | DEER:HVAC_Split-Package_AC | Annual
Any | NE-HVAC-airAC-SpltPkg-gte760kBtuh-12p0eer | ESe | Ex | CZ15 | cPVVG | SWHC013-02 | DEER2020 | D20v1 | 2020-11-09 | Cap-Tons | 1 |  | None | 393 | 0.159 | -0.00388 | 328 | 0.133 | 0 | [6 empty] | DEER:HVAC_Split-Package_AC | Annual
Any | NE-HVAC-airAC-SpltPkg-gte760kBtuh-12p0eer | ESe | Ex | CZ16 | cPVVG | SWHC013-02 | DEER2020 | D20v1 | 2020-11-09 | Cap-Tons | 1 |  | None | 116 | 0.0672 | -0.0787 | 92.9 | 0.0559 | 0 | [6 empty] | DEER:HVAC_Split-Package_AC | Annual
Any | NE-HVAC-airAC-SpltPkg-gte760kBtuh-12p0eer | ESe | New | CZ01 | cPVVG | SWHC013-02 | DEER2020 | D20v1 | 2020-11-09 | Cap-Tons | 1 |  | None | 35.9 | 0.0406 | 0 | 35.9 | 0.0406 | 0 | [6 empty] | DEER:HVAC_Split-Package_AC | Annual
Any | NE-HVAC-airAC-SpltPkg-gte760kBtuh-12p0eer | ESe | New | CZ02 | cPVVG | SWHC013-02 | DEER2020 | D20v1 | 2020-11-09 | Cap-Tons | 1 |  | None | 119 | 0.071 | 0 | 119 | 0.071 | 0 | [6 empty] | DEER:HVAC_Split-Package_AC | Annual
Any | NE-HVAC-airAC-SpltPkg-gte760kBtuh-12p0eer | ESe | New | CZ03 | cPVVG | SWHC013-02 | DEER2020 | D20v1 | 2020-11-09 | Cap-Tons | 1 |  | None | 88.3 | 0.0167 | 0 | 88.3 | 0.0167 | 0 | [6 empty] | DEER:HVAC_Split-Package_AC | Annual
Any | NE-HVAC-airAC-SpltPkg-gte760kBtuh-12p0eer | ESe | New | CZ04 | cPVVG | SWHC013-02 | DEER2020 | D20v1 | 2020-11-09 | Cap-Tons | 1 |  | None | 135 | 0.107 | 0 | 135 | 0.107 | 0 | [6 empty] | DEER:HVAC_Split-Package_AC | Annual
Any | NE-HVAC-airAC-SpltPkg-gte760kBtuh-12p0eer | ESe | New | CZ05 | cPVVG | SWHC013-02 | DEER2020 | D20v1 | 2020-11-09 | Cap-Tons | 1 |  | None | 96.7 | 0.0519 | 0 | 96.7 | 0.0519 | 0 | [6 empty] | DEER:HVAC_Split-Package_AC | Annual
Any | NE-HVAC-airAC-SpltPkg-gte760kBtuh-12p0eer | ESe | New | CZ06 | cPVVG | SWHC013-02 | DEER2020 | D20v1 | 2020-11-09 | Cap-Tons | 1 |  | None | 166 | 0.0954 | 0 | 166 | 0.0954 | 0 | [6 empty] | DEER:HVAC_Split-Package_AC | Annual
Any | NE-HVAC-airAC-SpltPkg-gte760kBtuh-12p0eer | ESe | New | CZ07 | cPVVG | SWHC013-02 | DEER2020 | D20v1 | 2020-11-09 | Cap-Tons | 1 |  | None | 163 | 0.0778 | 0 | 163 | 0.0778 | 0 | [6 empty] | DEER:HVAC_Split-Package_AC | Annual
Any | NE-HVAC-airAC-SpltPkg-gte760kBtuh-12p0eer | ESe | New | CZ08 | cPVVG | SWHC013-02 | DEER2020 | D20v1 | 2020-11-09 | Cap-Tons | 1 |  | None | 180 | 0.0838 | 0 | 180 | 0.0838 | 0 | [6 empty] | DEER:HVAC_Split-Package_AC | Annual
Any | NE-HVAC-airAC-SpltPkg-gte760kBtuh-12p0eer | ESe | New | CZ09 | cPVVG | SWHC013-02 | DEER2020 | D20v1 | 2020-11-09 | Cap-Tons | 1 |  | None | 164 | 0.113 | 0 | 164 | 0.113 | 0 | [6 empty] | DEER:HVAC_Split-Package_AC | Annual
Any | NE-HVAC-airAC-SpltPkg-gte760kBtuh-12p0eer | ESe | New | CZ10 | cPVVG | SWHC013-02 | DEER2020 | D20v1 | 2020-11-09 | Cap-Tons | 1 |  | None | 188 | 0.125 | 0 | 188 | 0.125 | 0 | [6 empty] | DEER:HVAC_Split-Package_AC | Annual
Any | NE-HVAC-airAC-SpltPkg-gte760kBtuh-12p0eer | ESe | New | CZ11 | cPVVG | SWHC013-02 | DEER2020 | D20v1 | 2020-11-09 | Cap-Tons | 1 |  | None | 178 | 0.0739 | 0 | 178 | 0.0739 | 0 | [6 empty] | DEER:HVAC_Split-Package_AC | Annual
Any | NE-HVAC-airAC-SpltPkg-gte760kBtuh-12p0eer | ESe | New | CZ12 | cPVVG | SWHC013-02 | DEER2020 | D20v1 | 2020-11-09 | Cap-Tons | 1 |  | None | 157 | 0.0759 | 0 | 157 | 0.0759 | 0 | [6 empty] | DEER:HVAC_Split-Package_AC | Annual
Any | NE-HVAC-airAC-SpltPkg-gte760kBtuh-12p0eer | ESe | New | CZ13 | cPVVG | SWHC013-02 | DEER2020 | D20v1 | 2020-11-09 | Cap-Tons | 1 |  | None | 187 | 0.0615 | 0 | 187 | 0.0615 | 0 | [6 empty] | DEER:HVAC_Split-Package_AC | Annual
Any | NE-HVAC-airAC-SpltPkg-gte760kBtuh-12p0eer | ESe | New | CZ14 | cPVVG | SWHC013-02 | DEER2020 | D20v1 | 2020-11-09 | Cap-Tons | 1 |  | None | 169 | 0.0987 | 0 | 169 | 0.0987 | 0 | [6 empty] | DEER:HVAC_Split-Package_AC | Annual
Any | NE-HVAC-airAC-SpltPkg-gte760kBtuh-12p0eer | ESe | New | CZ15 | cPVVG | SWHC013-02 | DEER2020 | D20v1 | 2020-11-09 | Cap-Tons | 1 |  | None | 288 | 0.112 | 0 | 288 | 0.112 | 0 | [6 empty] | DEER:HVAC_Split-Package_AC | Annual
Any | NE-HVAC-airAC-SpltPkg-gte760kBtuh-12p0eer | ESe | New | CZ16 | cPVVG | SWHC013-02 | DEER2020 | D20v1 | 2020-11-09 | Cap-Tons | 1 |  | None | 81.7 | 0.0502 | 0 | 81.7 | 0.0502 | 0 | [6 empty] | DEER:HVAC_Split-Package_AC | Annual
Any | NE-HVAC-airAC-SpltPkg-gte760kBtuh-12p0eer | EUn | Ex | CZ01 | cPVVG | SWHC013-02 | DEER2020 | D20v1 | 2020-11-09 | Cap-Tons | 1 |  | None | 57.7 | 0.0839 | -0.0507 | 45.8 | 0.0723 | 0 | [6 empty] | DEER:HVAC_Split-Package_AC | Annual
Any | NE-HVAC-airAC-SpltPkg-gte760kBtuh-12p0eer | EUn | Ex | CZ02 | cPVVG | SWHC013-02 | DEER2020 | D20v1 | 2020-11-09 | Cap-Tons | 1 |  | None | 204 | 0.19 | -0.0233 | 171 | 0.162 | 0 | [6 empty] | DEER:HVAC_Split-Package_AC | Annual
Any | NE-HVAC-airAC-SpltPkg-gte760kBtuh-12p0eer | EUn | Ex | CZ03 | cPVVG | SWHC013-02 | DEER2020 | D20v1 | 2020-11-09 | Cap-Tons | 1 |  | None | 154 | 0.116 | -0.0224 | 128 | 0.098 | 0 | [6 empty] | DEER:HVAC_Split-Package_AC | Annual
Any | NE-HVAC-airAC-SpltPkg-gte760kBtuh-12p0eer | EUn | Ex | CZ04 | cPVVG | SWHC013-02 | DEER2020 | D20v1 | 2020-11-09 | Cap-Tons | 1 |  | None | 225 | 0.196 | -0.014 | 190 | 0.166 | 0 | [6 empty] | DEER:HVAC_Split-Package_AC | Annual
Any | NE-HVAC-airAC-SpltPkg-gte760kBtuh-12p0eer | EUn | Ex | CZ05 | cPVVG | SWHC013-02 | DEER2020 | D20v1 | 2020-11-09 | Cap-Tons | 1 |  | None | 160 | 0.1 | -0.0194 | 133 | 0.0845 | 0 | [6 empty] | DEER:HVAC_Split-Package_AC | Annual
Any | NE-HVAC-airAC-SpltPkg-gte760kBtuh-12p0eer | EUn | Ex | CZ06 | cPVVG | SWHC013-02 | DEER2020 | D20v1 | 2020-11-09 | Cap-Tons | 1 |  | None | 270 | 0.18 | -0.0066 | 229 | 0.154 | 0 | [6 empty] | DEER:HVAC_Split-Package_AC | Annual
Any | NE-HVAC-airAC-SpltPkg-gte760kBtuh-12p0eer | EUn | Ex | CZ07 | cPVVG | SWHC013-02 | DEER2020 | D20v1 | 2020-11-09 | Cap-Tons | 1 |  | None | 267 | 0.155 | -0.0037 | 223 | 0.131 | 0 | [6 empty] | DEER:HVAC_Split-Package_AC | Annual
Any | NE-HVAC-airAC-SpltPkg-gte760kBtuh-12p0eer | EUn | Ex | CZ08 | cPVVG | SWHC013-02 | DEER2020 | D20v1 | 2020-11-09 | Cap-Tons | 1 |  | None | 292 | 0.168 | -0.00528 | 248 | 0.143 | 0 | [6 empty] | DEER:HVAC_Split-Package_AC | Annual
Any | NE-HVAC-airAC-SpltPkg-gte760kBtuh-12p0eer | EUn | Ex | CZ09 | cPVVG | SWHC013-02 | DEER2020 | D20v1 | 2020-11-09 | Cap-Tons | 1 |  | None | 265 | 0.202 | -0.00698 | 224 | 0.173 | 0 | [6 empty] | DEER:HVAC_Split-Package_AC | Annual
Any | NE-HVAC-airAC-SpltPkg-gte760kBtuh-12p0eer | EUn | Ex | CZ10 | cPVVG | SWHC013-02 | DEER2020 | D20v1 | 2020-11-09 | Cap-Tons | 1 |  | None | 295 | 0.218 | -0.00845 | 250 | 0.186 | 0 | [6 empty] | DEER:HVAC_Split-Package_AC | Annual
Any | NE-HVAC-airAC-SpltPkg-gte760kBtuh-12p0eer | EUn | Ex | CZ11 | cPVVG | SWHC013-02 | DEER2020 | D20v1 | 2020-11-09 | Cap-Tons | 1 |  | None | 286 | 0.214 | -0.0185 | 243 | 0.184 | 0 | [6 empty] | DEER:HVAC_Split-Package_AC | Annual
Any | NE-HVAC-airAC-SpltPkg-gte760kBtuh-12p0eer | EUn | Ex | CZ12 | cPVVG | SWHC013-02 | DEER2020 | D20v1 | 2020-11-09 | Cap-Tons | 1 |  | None | 256 | 0.214 | -0.0207 | 217 | 0.183 | 0 | [6 empty] | DEER:HVAC_Split-Package_AC | Annual
Any | NE-HVAC-airAC-SpltPkg-gte760kBtuh-12p0eer | EUn | Ex | CZ13 | cPVVG | SWHC013-02 | DEER2020 | D20v1 | 2020-11-09 | Cap-Tons | 1 |  | None | 300 | 0.197 | -0.0174 | 254 | 0.169 | 0 | [6 empty] | DEER:HVAC_Split-Package_AC | Annual
Any | NE-HVAC-airAC-SpltPkg-gte760kBtuh-12p0eer | EUn | Ex | CZ14 | cPVVG | SWHC013-02 | DEER2020 | D20v1 | 2020-11-09 | Cap-Tons | 1 |  | None | 280 | 0.203 | -0.0171 | 238 | 0.173 | 0 | [6 empty] | DEER:HVAC_Split-Package_AC | Annual
Any | NE-HVAC-airAC-SpltPkg-gte760kBtuh-12p0eer | EUn | Ex | CZ15 | cPVVG | SWHC013-02 | DEER2020 | D20v1 | 2020-11-09 | Cap-Tons | 1 |  | None | 424 | 0.208 | -0.00238 | 361 | 0.178 | 0 | [6 empty] | DEER:HVAC_Split-Package_AC | Annual
Any | NE-HVAC-airAC-SpltPkg-gte760kBtuh-12p0eer | EUn | Ex | CZ16 | cPVVG | SWHC013-02 | DEER2020 | D20v1 | 2020-11-09 | Cap-Tons | 1 |  | None | 143 | 0.138 | -0.0575 | 118 | 0.117 | 0 | [6 empty] | DEER:HVAC_Split-Package_AC | Annual
Any | NE-HVAC-airAC-SpltPkg-gte760kBtuh-12p0eer | EUn | New | CZ01 | cPVVG | SWHC013-02 | DEER2020 | D20v1 | 2020-11-09 | Cap-Tons | 1 |  | None | 42.2 | 0.0729 | 0 | 42.2 | 0.0729 | 0 | [6 empty] | DEER:HVAC_Split-Package_AC | Annual
Any | NE-HVAC-airAC-SpltPkg-gte760kBtuh-12p0eer | EUn | New | CZ02 | cPVVG | SWHC013-02 | DEER2020 | D20v1 | 2020-11-09 | Cap-Tons | 1 |  | None | 165 | 0.163 | 0 | 165 | 0.163 | 0 | [6 empty] | DEER:HVAC_Split-Package_AC | Annual
Any | NE-HVAC-airAC-SpltPkg-gte760kBtuh-12p0eer | EUn | New | CZ03 | cPVVG | SWHC013-02 | DEER2020 | D20v1 | 2020-11-09 | Cap-Tons | 1 |  | None | 125 | 0.0966 | 0 | 125 | 0.0966 | 0 | [6 empty] | DEER:HVAC_Split-Package_AC | Annual
Any | NE-HVAC-airAC-SpltPkg-gte760kBtuh-12p0eer | EUn | New | CZ04 | cPVVG | SWHC013-02 | DEER2020 | D20v1 | 2020-11-09 | Cap-Tons | 1 |  | None | 183 | 0.169 | 0 | 183 | 0.169 | 0 | [6 empty] | DEER:HVAC_Split-Package_AC | Annual
Any | NE-HVAC-airAC-SpltPkg-gte760kBtuh-12p0eer | EUn | New | CZ05 | cPVVG | SWHC013-02 | DEER2020 | D20v1 | 2020-11-09 | Cap-Tons | 1 |  | None | 129 | 0.0868 | 0 | 129 | 0.0868 | 0 | [6 empty] | DEER:HVAC_Split-Package_AC | Annual
Any | NE-HVAC-airAC-SpltPkg-gte760kBtuh-12p0eer | EUn | New | CZ06 | cPVVG | SWHC013-02 | DEER2020 | D20v1 | 2020-11-09 | Cap-Tons | 1 |  | None | 227 | 0.162 | 0 | 227 | 0.162 | 0 | [6 empty] | DEER:HVAC_Split-Package_AC | Annual
Any | NE-HVAC-airAC-SpltPkg-gte760kBtuh-12p0eer | EUn | New | CZ07 | cPVVG | SWHC013-02 | DEER2020 | D20v1 | 2020-11-09 | Cap-Tons | 1 |  | None | 220 | 0.138 | 0 | 220 | 0.138 | 0 | [6 empty] | DEER:HVAC_Split-Package_AC | Annual
Any | NE-HVAC-airAC-SpltPkg-gte760kBtuh-12p0eer | EUn | New | CZ08 | cPVVG | SWHC013-02 | DEER2020 | D20v1 | 2020-11-09 | Cap-Tons | 1 |  | None | 238 | 0.145 | 0 | 238 | 0.145 | 0 | [6 empty] | DEER:HVAC_Split-Package_AC | Annual
Any | NE-HVAC-airAC-SpltPkg-gte760kBtuh-12p0eer | EUn | New | CZ09 | cPVVG | SWHC013-02 | DEER2020 | D20v1 | 2020-11-09 | Cap-Tons | 1 |  | None | 214 | 0.176 | 0 | 214 | 0.176 | 0 | [6 empty] | DEER:HVAC_Split-Package_AC | Annual
Any | NE-HVAC-airAC-SpltPkg-gte760kBtuh-12p0eer | EUn | New | CZ10 | cPVVG | SWHC013-02 | DEER2020 | D20v1 | 2020-11-09 | Cap-Tons | 1 |  | None | 241 | 0.189 | 0 | 241 | 0.189 | 0 | [6 empty] | DEER:HVAC_Split-Package_AC | Annual
Any | NE-HVAC-airAC-SpltPkg-gte760kBtuh-12p0eer | EUn | New | CZ11 | cPVVG | SWHC013-02 | DEER2020 | D20v1 | 2020-11-09 | Cap-Tons | 1 |  | None | 238 | 0.186 | 0 | 238 | 0.186 | 0 | [6 empty] | DEER:HVAC_Split-Package_AC | Annual
Any | NE-HVAC-airAC-SpltPkg-gte760kBtuh-12p0eer | EUn | New | CZ12 | cPVVG | SWHC013-02 | DEER2020 | D20v1 | 2020-11-09 | Cap-Tons | 1 |  | None | 211 | 0.185 | 0 | 211 | 0.185 | 0 | [6 empty] | DEER:HVAC_Split-Package_AC | Annual
Any | NE-HVAC-airAC-SpltPkg-gte760kBtuh-12p0eer | EUn | New | CZ13 | cPVVG | SWHC013-02 | DEER2020 | D20v1 | 2020-11-09 | Cap-Tons | 1 |  | None | 247 | 0.169 | 0 | 247 | 0.169 | 0 | [6 empty] | DEER:HVAC_Split-Package_AC | Annual
Any | NE-HVAC-airAC-SpltPkg-gte760kBtuh-12p0eer | EUn | New | CZ14 | cPVVG | SWHC013-02 | DEER2020 | D20v1 | 2020-11-09 | Cap-Tons | 1 |  | None | 230 | 0.172 | 0 | 230 | 0.172 | 0 | [6 empty] | DEER:HVAC_Split-Package_AC | Annual
Any | NE-HVAC-airAC-SpltPkg-gte760kBtuh-12p0eer | EUn | New | CZ15 | cPVVG | SWHC013-02 | DEER2020 | D20v1 | 2020-11-09 | Cap-Tons | 1 |  | None | 350 | 0.177 | 0 | 350 | 0.177 | 0 | [6 empty] | DEER:HVAC_Split-Package_AC | Annual
Any | NE-HVAC-airAC-SpltPkg-gte760kBtuh-12p0eer | EUn | New | CZ16 | cPVVG | SWHC013-02 | DEER2020 | D20v1 | 2020-11-09 | Cap-Tons | 1 |  | None | 115 | 0.117 | 0 | 115 | 0.117 | 0 | [6 empty] | DEER:HVAC_Split-Package_AC | Annual
Any | NE-HVAC-airAC-SpltPkg-gte760kBtuh-12p0eer | Hsp | Ex | CZ01 | cPVVG | SWHC013-02 | DEER2020 | D20v1 | 2020-11-09 | Cap-Tons | 1 |  | None | 38.7 | 0.0507 | -0.0892 | 28.9 | 0.0425 | 0 | [6 empty] | DEER:HVAC_Split-Package_AC | Annual
Any | NE-HVAC-airAC-SpltPkg-gte760kBtuh-12p0eer | Hsp | Ex | CZ02 | cPVVG | SWHC013-02 | DEER2020 | D20v1 | 2020-11-09 | Cap-Tons | 1 |  | None | 181 | 0.139 | -0.0614 | 153 | 0.12 | 0 | [6 empty] | DEER:HVAC_Split-Package_AC | Annual
Any | NE-HVAC-airAC-SpltPkg-gte760kBtuh-12p0eer | Hsp | Ex | CZ03 | cPVVG | SWHC013-02 | DEER2020 | D20v1 | 2020-11-09 | Cap-Tons | 1 |  | None | 141 | 0.0821 | -0.0429 | 121 | 0.072 | 0 | [6 empty] | DEER:HVAC_Split-Package_AC | Annual
Any | NE-HVAC-airAC-SpltPkg-gte760kBtuh-12p0eer | Hsp | Ex | CZ04 | cPVVG | SWHC013-02 | DEER2020 | D20v1 | 2020-11-09 | Cap-Tons | 1 |  | None | 231 | 0.128 | -0.0432 | 195 | 0.11 | 0 | [6 empty] | DEER:HVAC_Split-Package_AC | Annual
Any | NE-HVAC-airAC-SpltPkg-gte760kBtuh-12p0eer | Hsp | Ex | CZ05 | cPVVG | SWHC013-02 | DEER2020 | D20v1 | 2020-11-09 | Cap-Tons | 1 |  | None | 135 | 0.0617 | -0.0541 | 113 | 0.0527 | 0 | [6 empty] | DEER:HVAC_Split-Package_AC | Annual
Any | NE-HVAC-airAC-SpltPkg-gte760kBtuh-12p0eer | Hsp | Ex | CZ06 | cPVVG | SWHC013-02 | DEER2020 | D20v1 | 2020-11-09 | Cap-Tons | 1 |  | None | 296 | 0.113 | -0.0218 | 248 | 0.0953 | 0 | [6 empty] | DEER:HVAC_Split-Package_AC | Annual
Any | NE-HVAC-airAC-SpltPkg-gte760kBtuh-12p0eer | Hsp | Ex | CZ07 | cPVVG | SWHC013-02 | DEER2020 | D20v1 | 2020-11-09 | Cap-Tons | 1 |  | None | 315 | 0.092 | -0.00948 | 265 | 0.0779 | 0 | [6 empty] | DEER:HVAC_Split-Package_AC | Annual
Any | NE-HVAC-airAC-SpltPkg-gte760kBtuh-12p0eer | Hsp | Ex | CZ08 | cPVVG | SWHC013-02 | DEER2020 | D20v1 | 2020-11-09 | Cap-Tons | 1 |  | None | 341 | 0.115 | -0.0217 | 287 | 0.0975 | 0 | [6 empty] | DEER:HVAC_Split-Package_AC | Annual
Any | NE-HVAC-airAC-SpltPkg-gte760kBtuh-12p0eer | Hsp | Ex | CZ09 | cPVVG | SWHC013-02 | DEER2020 | D20v1 | 2020-11-09 | Cap-Tons | 1 |  | None | 346 | 0.169 | -0.0258 | 292 | 0.144 | 0 | [6 empty] | DEER:HVAC_Split-Package_AC | Annual
Any | NE-HVAC-airAC-SpltPkg-gte760kBtuh-12p0eer | Hsp | Ex | CZ10 | cPVVG | SWHC013-02 | DEER2020 | D20v1 | 2020-11-09 | Cap-Tons | 1 |  | None | 331 | 0.159 | -0.0301 | 287 | 0.14 | 0 | [6 empty] | DEER:HVAC_Split-Package_AC | Annual
Any | NE-HVAC-airAC-SpltPkg-gte760kBtuh-12p0eer | Hsp | Ex | CZ11 | cPVVG | SWHC013-02 | DEER2020 | D20v1 | 2020-11-09 | Cap-Tons | 1 |  | None | 338 | 0.183 | -0.0513 | 286 | 0.157 | 0 | [6 empty] | DEER:HVAC_Split-Package_AC | Annual
Any | NE-HVAC-airAC-SpltPkg-gte760kBtuh-12p0eer | Hsp | Ex | CZ12 | cPVVG | SWHC013-02 | DEER2020 | D20v1 | 2020-11-09 | Cap-Tons | 1 |  | None | 266 | 0.169 | -0.0528 | 227 | 0.145 | 0 | [6 empty] | DEER:HVAC_Split-Package_AC | Annual
Any | NE-HVAC-airAC-SpltPkg-gte760kBtuh-12p0eer | Hsp | Ex | CZ13 | cPVVG | SWHC013-02 | DEER2020 | D20v1 | 2020-11-09 | Cap-Tons | 1 |  | None | 354 | 0.174 | -0.0515 | 299 | 0.149 | 0 | [6 empty] | DEER:HVAC_Split-Package_AC | Annual
Any | NE-HVAC-airAC-SpltPkg-gte760kBtuh-12p0eer | Hsp | Ex | CZ14 | cPVVG | SWHC013-02 | DEER2020 | D20v1 | 2020-11-09 | Cap-Tons | 1 |  | None | 329 | 0.151 | -0.0507 | 283 | 0.131 | 0 | [6 empty] | DEER:HVAC_Split-Package_AC | Annual
Any | NE-HVAC-airAC-SpltPkg-gte760kBtuh-12p0eer | Hsp | Ex | CZ15 | cPVVG | SWHC013-02 | DEER2020 | D20v1 | 2020-11-09 | Cap-Tons | 1 |  | None | 611 | 0.194 | -0.0122 | 532 | 0.169 | 0 | [6 empty] | DEER:HVAC_Split-Package_AC | Annual
Any | NE-HVAC-airAC-SpltPkg-gte760kBtuh-12p0eer | Hsp | Ex | CZ16 | cPVVG | SWHC013-02 | DEER2020 | D20v1 | 2020-11-09 | Cap-Tons | 1 |  | None | 159 | 0.0926 | -0.0899 | 136 | 0.0804 | 0 | [6 empty] | DEER:HVAC_Split-Package_AC | Annual
Any | NE-HVAC-airAC-SpltPkg-gte760kBtuh-12p0eer | Hsp | New | CZ01 | cPVVG | SWHC013-02 | DEER2020 | D20v1 | 2020-11-09 | Cap-Tons | 1 |  | None | 28.9 | 0.0415 | 0 | 28.9 | 0.0415 | 0 | [6 empty] | DEER:HVAC_Split-Package_AC | Annual
Any | NE-HVAC-airAC-SpltPkg-gte760kBtuh-12p0eer | Hsp | New | CZ02 | cPVVG | SWHC013-02 | DEER2020 | D20v1 | 2020-11-09 | Cap-Tons | 1 |  | None | 147 | 0.108 | 0 | 147 | 0.108 | 0 | [6 empty] | DEER:HVAC_Split-Package_AC | Annual
Any | NE-HVAC-airAC-SpltPkg-gte760kBtuh-12p0eer | Hsp | New | CZ03 | cPVVG | SWHC013-02 | DEER2020 | D20v1 | 2020-11-09 | Cap-Tons | 1 |  | None | 118 | 0.0619 | 0 | 118 | 0.0619 | 0 | [6 empty] | DEER:HVAC_Split-Package_AC | Annual
Any | NE-HVAC-airAC-SpltPkg-gte760kBtuh-12p0eer | Hsp | New | CZ04 | cPVVG | SWHC013-02 | DEER2020 | D20v1 | 2020-11-09 | Cap-Tons | 1 |  | None | 183 | 0.0953 | 0 | 183 | 0.0953 | 0 | [6 empty] | DEER:HVAC_Split-Package_AC | Annual
Any | NE-HVAC-airAC-SpltPkg-gte760kBtuh-12p0eer | Hsp | New | CZ05 | cPVVG | SWHC013-02 | DEER2020 | D20v1 | 2020-11-09 | Cap-Tons | 1 |  | None | 109 | 0.0482 | 0 | 109 | 0.0482 | 0 | [6 empty] | DEER:HVAC_Split-Package_AC | Annual
Any | NE-HVAC-airAC-SpltPkg-gte760kBtuh-12p0eer | Hsp | New | CZ06 | cPVVG | SWHC013-02 | DEER2020 | D20v1 | 2020-11-09 | Cap-Tons | 1 |  | None | 235 | 0.0835 | 0 | 235 | 0.0835 | 0 | [6 empty] | DEER:HVAC_Split-Package_AC | Annual
Any | NE-HVAC-airAC-SpltPkg-gte760kBtuh-12p0eer | Hsp | New | CZ07 | cPVVG | SWHC013-02 | DEER2020 | D20v1 | 2020-11-09 | Cap-Tons | 1 |  | None | 253 | 0.0681 | 0 | 253 | 0.0681 | 0 | [6 empty] | DEER:HVAC_Split-Package_AC | Annual
Any | NE-HVAC-airAC-SpltPkg-gte760kBtuh-12p0eer | Hsp | New | CZ08 | cPVVG | SWHC013-02 | DEER2020 | D20v1 | 2020-11-09 | Cap-Tons | 1 |  | None | 269 | 0.0848 | 0 | 269 | 0.0848 | 0 | [6 empty] | DEER:HVAC_Split-Package_AC | Annual
Any | NE-HVAC-airAC-SpltPkg-gte760kBtuh-12p0eer | Hsp | New | CZ09 | cPVVG | SWHC013-02 | DEER2020 | D20v1 | 2020-11-09 | Cap-Tons | 1 |  | None | 272 | 0.128 | 0 | 272 | 0.128 | 0 | [6 empty] | DEER:HVAC_Split-Package_AC | Annual
Any | NE-HVAC-airAC-SpltPkg-gte760kBtuh-12p0eer | Hsp | New | CZ10 | cPVVG | SWHC013-02 | DEER2020 | D20v1 | 2020-11-09 | Cap-Tons | 1 |  | None | 275 | 0.128 | 0 | 275 | 0.128 | 0 | [6 empty] | DEER:HVAC_Split-Package_AC | Annual
Any | NE-HVAC-airAC-SpltPkg-gte760kBtuh-12p0eer | Hsp | New | CZ11 | cPVVG | SWHC013-02 | DEER2020 | D20v1 | 2020-11-09 | Cap-Tons | 1 |  | None | 267 | 0.142 | 0 | 267 | 0.142 | 0 | [6 empty] | DEER:HVAC_Split-Package_AC | Annual
Any | NE-HVAC-airAC-SpltPkg-gte760kBtuh-12p0eer | Hsp | New | CZ12 | cPVVG | SWHC013-02 | DEER2020 | D20v1 | 2020-11-09 | Cap-Tons | 1 |  | None | 215 | 0.132 | 0 | 215 | 0.132 | 0 | [6 empty] | DEER:HVAC_Split-Package_AC | Annual
Any | NE-HVAC-airAC-SpltPkg-gte760kBtuh-12p0eer | Hsp | New | CZ13 | cPVVG | SWHC013-02 | DEER2020 | D20v1 | 2020-11-09 | Cap-Tons | 1 |  | None | 278 | 0.131 | 0 | 278 | 0.131 | 0 | [6 empty] | DEER:HVAC_Split-Package_AC | Annual
Any | NE-HVAC-airAC-SpltPkg-gte760kBtuh-12p0eer | Hsp | New | CZ14 | cPVVG | SWHC013-02 | DEER2020 | D20v1 | 2020-11-09 | Cap-Tons | 1 |  | None | 264 | 0.115 | 0 | 264 | 0.115 | 0 | [6 empty] | DEER:HVAC_Split-Package_AC | Annual
Any | NE-HVAC-airAC-SpltPkg-gte760kBtuh-12p0eer | Hsp | New | CZ15 | cPVVG | SWHC013-02 | DEER2020 | D20v1 | 2020-11-09 | Cap-Tons | 1 |  | None | 493 | 0.154 | 0 | 493 | 0.154 | 0 | [6 empty] | DEER:HVAC_Split-Package_AC | Annual
Any | NE-HVAC-airAC-SpltPkg-gte760kBtuh-12p0eer | Hsp | New | CZ16 | cPVVG | SWHC013-02 | DEER2020 | D20v1 | 2020-11-09 | Cap-Tons | 1 |  | None | 131 | 0.07 | 0 | 131 | 0.07 | 0 | [6 empty] | DEER:HVAC_Split-Package_AC | Annual
Any | NE-HVAC-airAC-SpltPkg-gte760kBtuh-12p0eer | OfS | New | CZ02 | cPVVG | SWHC013-02 | DEER2020 | D20v1 | 2020-11-09 | Cap-Tons | 1 |  | None | 158 | 0.112 | 0 | 158 | 0.112 | 0 | [6 empty] | DEER:HVAC_Split-Package_AC | Annual
Any | NE-HVAC-airAC-SpltPkg-gte760kBtuh-12p0eer | OfS | New | CZ03 | cPVVG | SWHC013-02 | DEER2020 | D20v1 | 2020-11-09 | Cap-Tons | 1 |  | None | 120 | 0.0694 | 0 | 120 | 0.0694 | 0 | [6 empty] | DEER:HVAC_Split-Package_AC | Annual
Any | NE-HVAC-airAC-SpltPkg-gte760kBtuh-12p0eer | OfS | New | CZ04 | cPVVG | SWHC013-02 | DEER2020 | D20v1 | 2020-11-09 | Cap-Tons | 1 |  | None | 173 | 0.0868 | 0 | 173 | 0.0868 | 0 | [6 empty] | DEER:HVAC_Split-Package_AC | Annual
Any | NE-HVAC-airAC-SpltPkg-gte760kBtuh-12p0eer | OfS | New | CZ05 | cPVVG | SWHC013-02 | DEER2020 | D20v1 | 2020-11-09 | Cap-Tons | 1 |  | None | 129 | 0.0452 | 0 | 129 | 0.0452 | 0 | [6 empty] | DEER:HVAC_Split-Package_AC | Annual
Any | NE-HVAC-airAC-SpltPkg-gte760kBtuh-12p0eer | OfS | New | CZ06 | cPVVG | SWHC013-02 | DEER2020 | D20v1 | 2020-11-09 | Cap-Tons | 1 |  | None | 218 | 0.072 | 0 | 218 | 0.072 | 0 | [6 empty] | DEER:HVAC_Split-Package_AC | Annual
Any | NE-HVAC-airAC-SpltPkg-gte760kBtuh-12p0eer | OfS | New | CZ07 | cPVVG | SWHC013-02 | DEER2020 | D20v1 | 2020-11-09 | Cap-Tons | 1 |  | None | 207 | 0.0609 | 0 | 207 | 0.0609 | 0 | [6 empty] | DEER:HVAC_Split-Package_AC | Annual
Any | NE-HVAC-airAC-SpltPkg-gte760kBtuh-12p0eer | OfS | New | CZ08 | cPVVG | SWHC013-02 | DEER2020 | D20v1 | 2020-11-09 | Cap-Tons | 1 |  | None | 222 | 0.0632 | 0 | 222 | 0.0632 | 0 | [6 empty] | DEER:HVAC_Split-Package_AC | Annual
Any | NE-HVAC-airAC-SpltPkg-gte760kBtuh-12p0eer | OfS | New | CZ09 | cPVVG | SWHC013-02 | DEER2020 | D20v1 | 2020-11-09 | Cap-Tons | 1 |  | None | 203 | 0.0823 | 0 | 203 | 0.0823 | 0 | [6 empty] | DEER:HVAC_Split-Package_AC | Annual
Any | NE-HVAC-airAC-SpltPkg-gte760kBtuh-12p0eer | OfS | New | CZ10 | cPVVG | SWHC013-02 | DEER2020 | D20v1 | 2020-11-09 | Cap-Tons | 1 |  | None | 225 | 0.0874 | 0 | 225 | 0.0874 | 0 | [6 empty] | DEER:HVAC_Split-Package_AC | Annual
Any | NE-HVAC-airAC-SpltPkg-gte760kBtuh-12p0eer | OfS | New | CZ11 | cPVVG | SWHC013-02 | DEER2020 | D20v1 | 2020-11-09 | Cap-Tons | 1 |  | None | 216 | 0.125 | 0 | 216 | 0.125 | 0 | [6 empty] | DEER:HVAC_Split-Package_AC | Annual
Any | NE-HVAC-airAC-SpltPkg-gte760kBtuh-12p0eer | OfS | New | CZ12 | cPVVG | SWHC013-02 | DEER2020 | D20v1 | 2020-11-09 | Cap-Tons | 1 |  | None | 187 | 0.122 | 0 | 187 | 0.122 | 0 | [6 empty] | DEER:HVAC_Split-Package_AC | Annual
Any | NE-HVAC-airAC-SpltPkg-gte760kBtuh-12p0eer | OfS | New | CZ13 | cPVVG | SWHC013-02 | DEER2020 | D20v1 | 2020-11-09 | Cap-Tons | 1 |  | None | 223 | 0.0983 | 0 | 223 | 0.0983 | 0 | [6 empty] | DEER:HVAC_Split-Package_AC | Annual
Any | NE-HVAC-airAC-SpltPkg-gte760kBtuh-12p0eer | OfS | New | CZ14 | cPVVG | SWHC013-02 | DEER2020 | D20v1 | 2020-11-09 | Cap-Tons | 1 |  | None | 220 | 0.0937 | 0 | 220 | 0.0937 | 0 | [6 empty] | DEER:HVAC_Split-Package_AC | Annual
Any | NE-HVAC-airAC-SpltPkg-gte760kBtuh-12p0eer | OfS | New | CZ15 | cPVVG | SWHC013-02 | DEER2020 | D20v1 | 2020-11-09 | Cap-Tons | 1 |  | None | 336 | 0.0936 | 0 | 336 | 0.0936 | 0 | [6 empty] | DEER:HVAC_Split-Package_AC | Annual
Any | NE-HVAC-airAC-SpltPkg-gte760kBtuh-12p0eer | OfS | New | CZ16 | cPVVG | SWHC013-02 | DEER2020 | D20v1 | 2020-11-09 | Cap-Tons | 1 |  | None | 125 | 0.0917 | 0 | 125 | 0.0917 | 0 | [6 empty] | DEER:HVAC_Split-Package_AC | Annual
Any | NE-HVAC-airAC-SpltPkg-gte760kBtuh-12p0eer | Rt3 | Ex | CZ01 | cPVVG | SWHC013-02 | DEER2020 | D20v1 | 2020-11-09 | Cap-Tons | 1 |  | None | 82.9 | 0.0907 | -0.0388 | 66.6 | 0.0768 | 0 | [6 empty] | DEER:HVAC_Split-Package_AC | Annual
Any | NE-HVAC-airAC-SpltPkg-gte760kBtuh-12p0eer | Rt3 | Ex | CZ02 | cPVVG | SWHC013-02 | DEER2020 | D20v1 | 2020-11-09 | Cap-Tons | 1 |  | None | 235 | 0.213 | -0.0163 | 200 | 0.184 | 0 | [6 empty] | DEER:HVAC_Split-Package_AC | Annual
Any | NE-HVAC-airAC-SpltPkg-gte760kBtuh-12p0eer | Rt3 | Ex | CZ03 | cPVVG | SWHC013-02 | DEER2020 | D20v1 | 2020-11-09 | Cap-Tons | 1 |  | None | 205 | 0.161 | -0.0135 | 173 | 0.139 | 0 | [6 empty] | DEER:HVAC_Split-Package_AC | Annual
Any | NE-HVAC-airAC-SpltPkg-gte760kBtuh-12p0eer | Rt3 | Ex | CZ04 | cPVVG | SWHC013-02 | DEER2020 | D20v1 | 2020-11-09 | Cap-Tons | 1 |  | None | 265 | 0.192 | -0.0085 | 226 | 0.166 | 0 | [6 empty] | DEER:HVAC_Split-Package_AC | Annual
Any | NE-HVAC-airAC-SpltPkg-gte760kBtuh-12p0eer | Rt3 | Ex | CZ05 | cPVVG | SWHC013-02 | DEER2020 | D20v1 | 2020-11-09 | Cap-Tons | 1 |  | None | 213 | 0.11 | -0.0223 | 179 | 0.0935 | 0 | [6 empty] | DEER:HVAC_Split-Package_AC | Annual
Any | NE-HVAC-airAC-SpltPkg-gte760kBtuh-12p0eer | Rt3 | Ex | CZ06 | cPVVG | SWHC013-02 | DEER2020 | D20v1 | 2020-11-09 | Cap-Tons | 1 |  | None | 367 | 0.205 | -0.00399 | 315 | 0.177 | 0 | [6 empty] | DEER:HVAC_Split-Package_AC | Annual
Any | NE-HVAC-airAC-SpltPkg-gte760kBtuh-12p0eer | Rt3 | Ex | CZ07 | cPVVG | SWHC013-02 | DEER2020 | D20v1 | 2020-11-09 | Cap-Tons | 1 |  | None | 361 | 0.179 | -0.00151 | 308 | 0.154 | 0 | [6 empty] | DEER:HVAC_Split-Package_AC | Annual
Any | NE-HVAC-airAC-SpltPkg-gte760kBtuh-12p0eer | Rt3 | Ex | CZ08 | cPVVG | SWHC013-02 | DEER2020 | D20v1 | 2020-11-09 | Cap-Tons | 1 |  | None | 340 | 0.168 | -0.00279 | 292 | 0.145 | 0 | [6 empty] | DEER:HVAC_Split-Package_AC | Annual
Any | NE-HVAC-airAC-SpltPkg-gte760kBtuh-12p0eer | Rt3 | Ex | CZ09 | cPVVG | SWHC013-02 | DEER2020 | D20v1 | 2020-11-09 | Cap-Tons | 1 |  | None | 301 | 0.197 | -0.00392 | 259 | 0.171 | 0 | [6 empty] | DEER:HVAC_Split-Package_AC | Annual
Any | NE-HVAC-airAC-SpltPkg-gte760kBtuh-12p0eer | Rt3 | Ex | CZ10 | cPVVG | SWHC013-02 | DEER2020 | D20v1 | 2020-11-09 | Cap-Tons | 1 |  | None | 343 | 0.215 | -0.00389 | 294 | 0.185 | 0 | [6 empty] | DEER:HVAC_Split-Package_AC | Annual
Any | NE-HVAC-airAC-SpltPkg-gte760kBtuh-12p0eer | Rt3 | Ex | CZ11 | cPVVG | SWHC013-02 | DEER2020 | D20v1 | 2020-11-09 | Cap-Tons | 1 |  | None | 309 | 0.219 | -0.0167 | 265 | 0.189 | 0 | [6 empty] | DEER:HVAC_Split-Package_AC | Annual
Any | NE-HVAC-airAC-SpltPkg-gte760kBtuh-12p0eer | Rt3 | Ex | CZ12 | cPVVG | SWHC013-02 | DEER2020 | D20v1 | 2020-11-09 | Cap-Tons | 1 |  | None | 273 | 0.217 | -0.018 | 232 | 0.186 | 0 | [6 empty] | DEER:HVAC_Split-Package_AC | Annual
Any | NE-HVAC-airAC-SpltPkg-gte760kBtuh-12p0eer | Rt3 | Ex | CZ13 | cPVVG | SWHC013-02 | DEER2020 | D20v1 | 2020-11-09 | Cap-Tons | 1 |  | None | 319 | 0.205 | -0.0171 | 274 | 0.178 | 0 | [6 empty] | DEER:HVAC_Split-Package_AC | Annual
Any | NE-HVAC-airAC-SpltPkg-gte760kBtuh-12p0eer | Rt3 | Ex | CZ14 | cPVVG | SWHC013-02 | DEER2020 | D20v1 | 2020-11-09 | Cap-Tons | 1 |  | None | 312 | 0.182 | -0.0204 | 267 | 0.157 | 0 | [6 empty] | DEER:HVAC_Split-Package_AC | Annual
Any | NE-HVAC-airAC-SpltPkg-gte760kBtuh-12p0eer | Rt3 | Ex | CZ15 | cPVVG | SWHC013-02 | DEER2020 | D20v1 | 2020-11-09 | Cap-Tons | 1 |  | None | 489 | 0.203 | -0.00079 | 420 | 0.175 | 0 | [6 empty] | DEER:HVAC_Split-Package_AC | Annual
Any | NE-HVAC-airAC-SpltPkg-gte760kBtuh-12p0eer | Rt3 | Ex | CZ16 | cPVVG | SWHC013-02 | DEER2020 | D20v1 | 2020-11-09 | Cap-Tons | 1 |  | None | 187 | 0.172 | -0.0455 | 158 | 0.148 | 0 | [6 empty] | DEER:HVAC_Split-Package_AC | Annual
Any | NE-HVAC-airAC-SpltPkg-gte760kBtuh-12p0eer | Rt3 | New | CZ01 | cPVVG | SWHC013-02 | DEER2020 | D20v1 | 2020-11-09 | Cap-Tons | 1 |  | None | 56.9 | 0.0753 | 0 | 56.9 | 0.0753 | 0 | [6 empty] | DEER:HVAC_Split-Package_AC | Annual
Any | NE-HVAC-airAC-SpltPkg-gte760kBtuh-12p0eer | Rt3 | New | CZ02 | cPVVG | SWHC013-02 | DEER2020 | D20v1 | 2020-11-09 | Cap-Tons | 1 |  | None | 193 | 0.186 | 0 | 193 | 0.186 | 0 | [6 empty] | DEER:HVAC_Split-Package_AC | Annual
Any | NE-HVAC-airAC-SpltPkg-gte760kBtuh-12p0eer | Rt3 | New | CZ03 | cPVVG | SWHC013-02 | DEER2020 | D20v1 | 2020-11-09 | Cap-Tons | 1 |  | None | 158 | 0.139 | 0 | 158 | 0.139 | 0 | [6 empty] | DEER:HVAC_Split-Package_AC | Annual
Any | NE-HVAC-airAC-SpltPkg-gte760kBtuh-12p0eer | Rt3 | New | CZ04 | cPVVG | SWHC013-02 | DEER2020 | D20v1 | 2020-11-09 | Cap-Tons | 1 |  | None | 217 | 0.166 | 0 | 217 | 0.166 | 0 | [6 empty] | DEER:HVAC_Split-Package_AC | Annual
Any | NE-HVAC-airAC-SpltPkg-gte760kBtuh-12p0eer | Rt3 | New | CZ05 | cPVVG | SWHC013-02 | DEER2020 | D20v1 | 2020-11-09 | Cap-Tons | 1 |  | None | 166 | 0.0928 | 0 | 166 | 0.0928 | 0 | [6 empty] | DEER:HVAC_Split-Package_AC | Annual
Any | NE-HVAC-airAC-SpltPkg-gte760kBtuh-12p0eer | Rt3 | New | CZ06 | cPVVG | SWHC013-02 | DEER2020 | D20v1 | 2020-11-09 | Cap-Tons | 1 |  | None | 303 | 0.181 | 0 | 303 | 0.181 | 0 | [6 empty] | DEER:HVAC_Split-Package_AC | Annual
Any | NE-HVAC-airAC-SpltPkg-gte760kBtuh-12p0eer | Rt3 | New | CZ07 | cPVVG | SWHC013-02 | DEER2020 | D20v1 | 2020-11-09 | Cap-Tons | 1 |  | None | 294 | 0.156 | 0 | 294 | 0.156 | 0 | [6 empty] | DEER:HVAC_Split-Package_AC | Annual
Any | NE-HVAC-airAC-SpltPkg-gte760kBtuh-12p0eer | Rt3 | New | CZ08 | cPVVG | SWHC013-02 | DEER2020 | D20v1 | 2020-11-09 | Cap-Tons | 1 |  | None | 280 | 0.144 | 0 | 280 | 0.144 | 0 | [6 empty] | DEER:HVAC_Split-Package_AC | Annual
Any | NE-HVAC-airAC-SpltPkg-gte760kBtuh-12p0eer | Rt3 | New | CZ09 | cPVVG | SWHC013-02 | DEER2020 | D20v1 | 2020-11-09 | Cap-Tons | 1 |  | None | 250 | 0.169 | 0 | 250 | 0.169 | 0 | [6 empty] | DEER:HVAC_Split-Package_AC | Annual
Any | NE-HVAC-airAC-SpltPkg-gte760kBtuh-12p0eer | Rt3 | New | CZ10 | cPVVG | SWHC013-02 | DEER2020 | D20v1 | 2020-11-09 | Cap-Tons | 1 |  | None | 285 | 0.185 | 0 | 285 | 0.185 | 0 | [6 empty] | DEER:HVAC_Split-Package_AC | Annual
Any | NE-HVAC-airAC-SpltPkg-gte760kBtuh-12p0eer | Rt3 | New | CZ11 | cPVVG | SWHC013-02 | DEER2020 | D20v1 | 2020-11-09 | Cap-Tons | 1 |  | None | 260 | 0.189 | 0 | 260 | 0.189 | 0 | [6 empty] | DEER:HVAC_Split-Package_AC | Annual
Any | NE-HVAC-airAC-SpltPkg-gte760kBtuh-12p0eer | Rt3 | New | CZ12 | cPVVG | SWHC013-02 | DEER2020 | D20v1 | 2020-11-09 | Cap-Tons | 1 |  | None | 226 | 0.185 | 0 | 226 | 0.185 | 0 | [6 empty] | DEER:HVAC_Split-Package_AC | Annual
Any | NE-HVAC-airAC-SpltPkg-gte760kBtuh-12p0eer | Rt3 | New | CZ13 | cPVVG | SWHC013-02 | DEER2020 | D20v1 | 2020-11-09 | Cap-Tons | 1 |  | None | 268 | 0.177 | 0 | 268 | 0.177 | 0 | [6 empty] | DEER:HVAC_Split-Package_AC | Annual
Any | NE-HVAC-airAC-SpltPkg-gte760kBtuh-12p0eer | Rt3 | New | CZ14 | cPVVG | SWHC013-02 | DEER2020 | D20v1 | 2020-11-09 | Cap-Tons | 1 |  | None | 261 | 0.154 | 0 | 261 | 0.154 | 0 | [6 empty] | DEER:HVAC_Split-Package_AC | Annual
Any | NE-HVAC-airAC-SpltPkg-gte760kBtuh-12p0eer | Rt3 | New | CZ15 | cPVVG | SWHC013-02 | DEER2020 | D20v1 | 2020-11-09 | Cap-Tons | 1 |  | None | 408 | 0.172 | 0 | 408 | 0.172 | 0 | [6 empty] | DEER:HVAC_Split-Package_AC | Annual
Any | NE-HVAC-airAC-SpltPkg-gte760kBtuh-12p0eer | Rt3 | New | CZ16 | cPVVG | SWHC013-02 | DEER2020 | D20v1 | 2020-11-09 | Cap-Tons | 1 |  | None | 158 | 0.149 | 0 | 158 | 0.149 | 0 | [6 empty] | DEER:HVAC_Split-Package_AC | Annual
Any | NE-HVAC-airAC-SpltPkg-gte760kBtuh-12p0eer | Htl | Ex | CZ01 | cPVVG | SWHC013-02 | DEER2020 | D20v1 | 2020-11-09 | Cap-Tons | 1 |  | None | 78.9 | 0.0869 | -0.375 | 53.5 | 0.0715 | 0 | [6 empty] | DEER:HVAC_Split-Package_AC | Annual
Any | NE-HVAC-airAC-SpltPkg-gte760kBtuh-12p0eer | Htl | Ex | CZ02 | cPVVG | SWHC013-02 | DEER2020 | D20v1 | 2020-11-09 | Cap-Tons | 1 |  | None | 279 | 0.251 | -0.115 | 232 | 0.215 | 0 | [6 empty] | DEER:HVAC_Split-Package_AC | Annual
Any | NE-HVAC-airAC-SpltPkg-gte760kBtuh-12p0eer | Htl | Ex | CZ03 | cPVVG | SWHC013-02 | DEER2020 | D20v1 | 2020-11-09 | Cap-Tons | 1 |  | None | 238 | 0.188 | -0.178 | 184 | 0.156 | 0 | [6 empty] | DEER:HVAC_Split-Package_AC | Annual
Any | NE-HVAC-airAC-SpltPkg-gte760kBtuh-12p0eer | Htl | Ex | CZ04 | cPVVG | SWHC013-02 | DEER2020 | D20v1 | 2020-11-09 | Cap-Tons | 1 |  | None | 308 | 0.212 | -0.0714 | 260 | 0.183 | 0 | [6 empty] | DEER:HVAC_Split-Package_AC | Annual
Any | NE-HVAC-airAC-SpltPkg-gte760kBtuh-12p0eer | Htl | Ex | CZ05 | cPVVG | SWHC013-02 | DEER2020 | D20v1 | 2020-11-09 | Cap-Tons | 1 |  | None | 222 | 0.111 | -0.18 | 181 | 0.0936 | 0 | [6 empty] | DEER:HVAC_Split-Package_AC | Annual
Any | NE-HVAC-airAC-SpltPkg-gte760kBtuh-12p0eer | Htl | Ex | CZ06 | cPVVG | SWHC013-02 | DEER2020 | D20v1 | 2020-11-09 | Cap-Tons | 1 |  | None | 460 | 0.222 | -0.0776 | 381 | 0.189 | 0 | [6 empty] | DEER:HVAC_Split-Package_AC | Annual
Any | NE-HVAC-airAC-SpltPkg-gte760kBtuh-12p0eer | Htl | Ex | CZ07 | cPVVG | SWHC013-02 | DEER2020 | D20v1 | 2020-11-09 | Cap-Tons | 1 |  | None | 466 | 0.185 | -0.045 | 389 | 0.158 | 0 | [6 empty] | DEER:HVAC_Split-Package_AC | Annual
Any | NE-HVAC-airAC-SpltPkg-gte760kBtuh-12p0eer | Htl | Ex | CZ08 | cPVVG | SWHC013-02 | DEER2020 | D20v1 | 2020-11-09 | Cap-Tons | 1 |  | None | 426 | 0.179 | -0.0372 | 363 | 0.154 | 0 | [6 empty] | DEER:HVAC_Split-Package_AC | Annual
Any | NE-HVAC-airAC-SpltPkg-gte760kBtuh-12p0eer | Htl | Ex | CZ09 | cPVVG | SWHC013-02 | DEER2020 | D20v1 | 2020-11-09 | Cap-Tons | 1 |  | None | 359 | 0.209 | -0.0353 | 312 | 0.183 | 0 | [6 empty] | DEER:HVAC_Split-Package_AC | Annual
Any | NE-HVAC-airAC-SpltPkg-gte760kBtuh-12p0eer | Htl | Ex | CZ10 | cPVVG | SWHC013-02 | DEER2020 | D20v1 | 2020-11-09 | Cap-Tons | 1 |  | None | 410 | 0.234 | -0.0431 | 350 | 0.202 | 0 | [6 empty] | DEER:HVAC_Split-Package_AC | Annual
Any | NE-HVAC-airAC-SpltPkg-gte760kBtuh-12p0eer | Htl | Ex | CZ11 | cPVVG | SWHC013-02 | DEER2020 | D20v1 | 2020-11-09 | Cap-Tons | 1 |  | None | 402 | 0.259 | -0.0616 | 344 | 0.224 | 0 | [6 empty] | DEER:HVAC_Split-Package_AC | Annual
Any | NE-HVAC-airAC-SpltPkg-gte760kBtuh-12p0eer | Htl | Ex | CZ12 | cPVVG | SWHC013-02 | DEER2020 | D20v1 | 2020-11-09 | Cap-Tons | 1 |  | None | 335 | 0.256 | -0.0722 | 286 | 0.221 | 0 | [6 empty] | DEER:HVAC_Split-Package_AC | Annual
Any | NE-HVAC-airAC-SpltPkg-gte760kBtuh-12p0eer | Htl | Ex | CZ13 | cPVVG | SWHC013-02 | DEER2020 | D20v1 | 2020-11-09 | Cap-Tons | 1 |  | None | 414 | 0.238 | -0.0582 | 355 | 0.206 | 0 | [6 empty] | DEER:HVAC_Split-Package_AC | Annual
Any | NE-HVAC-airAC-SpltPkg-gte760kBtuh-12p0eer | Htl | Ex | CZ14 | cPVVG | SWHC013-02 | DEER2020 | D20v1 | 2020-11-09 | Cap-Tons | 1 |  | None | 389 | 0.206 | -0.0586 | 336 | 0.179 | 0 | [6 empty] | DEER:HVAC_Split-Package_AC | Annual
Any | NE-HVAC-airAC-SpltPkg-gte760kBtuh-12p0eer | Htl | Ex | CZ15 | cPVVG | SWHC013-02 | DEER2020 | D20v1 | 2020-11-09 | Cap-Tons | 1 |  | None | 621 | 0.211 | -0.0142 | 534 | 0.182 | 0 | [6 empty] | DEER:HVAC_Split-Package_AC | Annual
Any | NE-HVAC-airAC-SpltPkg-gte760kBtuh-12p0eer | Htl | Ex | CZ16 | cPVVG | SWHC013-02 | DEER2020 | D20v1 | 2020-11-09 | Cap-Tons | 1 |  | None | 261 | 0.207 | -0.257 | 219 | 0.181 | 0 | [6 empty] | DEER:HVAC_Split-Package_AC | Annual
Any | NE-HVAC-airAC-SpltPkg-gte760kBtuh-12p0eer | Htl | New | CZ01 | cPVVG | SWHC013-02 | DEER2020 | D20v1 | 2020-11-09 | Cap-Tons | 1 |  | None | 47.9 | 0.0699 | 0 | 47.9 | 0.0699 | 0 | [6 empty] | DEER:HVAC_Split-Package_AC | Annual
Any | NE-HVAC-airAC-SpltPkg-gte760kBtuh-12p0eer | Htl | New | CZ02 | cPVVG | SWHC013-02 | DEER2020 | D20v1 | 2020-11-09 | Cap-Tons | 1 |  | None | 225 | 0.216 | 0 | 225 | 0.216 | 0 | [6 empty] | DEER:HVAC_Split-Package_AC | Annual
Any | NE-HVAC-airAC-SpltPkg-gte760kBtuh-12p0eer | Htl | New | CZ03 | cPVVG | SWHC013-02 | DEER2020 | D20v1 | 2020-11-09 | Cap-Tons | 1 |  | None | 178 | 0.154 | 0 | 178 | 0.154 | 0 | [6 empty] | DEER:HVAC_Split-Package_AC | Annual
Any | NE-HVAC-airAC-SpltPkg-gte760kBtuh-12p0eer | Htl | New | CZ04 | cPVVG | SWHC013-02 | DEER2020 | D20v1 | 2020-11-09 | Cap-Tons | 1 |  | None | 253 | 0.186 | 0 | 253 | 0.186 | 0 | [6 empty] | DEER:HVAC_Split-Package_AC | Annual
Any | NE-HVAC-airAC-SpltPkg-gte760kBtuh-12p0eer | Htl | New | CZ05 | cPVVG | SWHC013-02 | DEER2020 | D20v1 | 2020-11-09 | Cap-Tons | 1 |  | None | 176 | 0.0952 | 0 | 176 | 0.0952 | 0 | [6 empty] | DEER:HVAC_Split-Package_AC | Annual
Any | NE-HVAC-airAC-SpltPkg-gte760kBtuh-12p0eer | Htl | New | CZ06 | cPVVG | SWHC013-02 | DEER2020 | D20v1 | 2020-11-09 | Cap-Tons | 1 |  | None | 387 | 0.194 | 0 | 387 | 0.194 | 0 | [6 empty] | DEER:HVAC_Split-Package_AC | Annual
Any | NE-HVAC-airAC-SpltPkg-gte760kBtuh-12p0eer | Htl | New | CZ07 | cPVVG | SWHC013-02 | DEER2020 | D20v1 | 2020-11-09 | Cap-Tons | 1 |  | None | 389 | 0.162 | 0 | 389 | 0.162 | 0 | [6 empty] | DEER:HVAC_Split-Package_AC | Annual
Any | NE-HVAC-airAC-SpltPkg-gte760kBtuh-12p0eer | Htl | New | CZ08 | cPVVG | SWHC013-02 | DEER2020 | D20v1 | 2020-11-09 | Cap-Tons | 1 |  | None | 350 | 0.156 | 0 | 350 | 0.156 | 0 | [6 empty] | DEER:HVAC_Split-Package_AC | Annual
Any | NE-HVAC-airAC-SpltPkg-gte760kBtuh-12p0eer | Htl | New | CZ09 | cPVVG | SWHC013-02 | DEER2020 | D20v1 | 2020-11-09 | Cap-Tons | 1 |  | None | 306 | 0.185 | 0 | 306 | 0.185 | 0 | [6 empty] | DEER:HVAC_Split-Package_AC | Annual
Any | NE-HVAC-airAC-SpltPkg-gte760kBtuh-12p0eer | Htl | New | CZ10 | cPVVG | SWHC013-02 | DEER2020 | D20v1 | 2020-11-09 | Cap-Tons | 1 |  | None | 344 | 0.203 | 0 | 344 | 0.203 | 0 | [6 empty] | DEER:HVAC_Split-Package_AC | Annual
Any | NE-HVAC-airAC-SpltPkg-gte760kBtuh-12p0eer | Htl | New | CZ11 | cPVVG | SWHC013-02 | DEER2020 | D20v1 | 2020-11-09 | Cap-Tons | 1 |  | None | 341 | 0.224 | 0 | 341 | 0.224 | 0 | [6 empty] | DEER:HVAC_Split-Package_AC | Annual
Any | NE-HVAC-airAC-SpltPkg-gte760kBtuh-12p0eer | Htl | New | CZ12 | cPVVG | SWHC013-02 | DEER2020 | D20v1 | 2020-11-09 | Cap-Tons | 1 |  | None | 281 | 0.221 | 0 | 281 | 0.221 | 0 | [6 empty] | DEER:HVAC_Split-Package_AC | Annual
Any | NE-HVAC-airAC-SpltPkg-gte760kBtuh-12p0eer | Htl | New | CZ13 | cPVVG | SWHC013-02 | DEER2020 | D20v1 | 2020-11-09 | Cap-Tons | 1 |  | None | 351 | 0.204 | 0 | 351 | 0.204 | 0 | [6 empty] | DEER:HVAC_Split-Package_AC | Annual
Any | NE-HVAC-airAC-SpltPkg-gte760kBtuh-12p0eer | Htl | New | CZ14 | cPVVG | SWHC013-02 | DEER2020 | D20v1 | 2020-11-09 | Cap-Tons | 1 |  | None | 335 | 0.177 | 0 | 335 | 0.177 | 0 | [6 empty] | DEER:HVAC_Split-Package_AC | Annual
Any | NE-HVAC-airAC-SpltPkg-gte760kBtuh-12p0eer | Htl | New | CZ15 | cPVVG | SWHC013-02 | DEER2020 | D20v1 | 2020-11-09 | Cap-Tons | 1 |  | None | 529 | 0.182 | 0 | 529 | 0.182 | 0 | [6 empty] | DEER:HVAC_Split-Package_AC | Annual
Any | NE-HVAC-airAC-SpltPkg-gte760kBtuh-12p0eer | Htl | New | CZ16 | cPVVG | SWHC013-02 | DEER2020 | D20v1 | 2020-11-09 | Cap-Tons | 1 |  | None | 222 | 0.184 | 0 | 222 | 0.184 | 0 | [6 empty] | DEER:HVAC_Split-Package_AC | Annual
Any | NE-HVAC-airAC-SpltPkg-gte760kBtuh-12p0eer | MBT | Ex | CZ01 | cPVVG | SWHC013-02 | DEER2020 | D20v1 | 2020-11-09 | Cap-Tons | 1 |  | None | 91.4 | 0.066 | -0.0544 | 72.2 | 0.0558 | 0 | [6 empty] | DEER:HVAC_Split-Package_AC | Annual
Any | NE-HVAC-airAC-SpltPkg-gte760kBtuh-12p0eer | MBT | Ex | CZ02 | cPVVG | SWHC013-02 | DEER2020 | D20v1 | 2020-11-09 | Cap-Tons | 1 |  | None | 194 | 0.17 | -0.0221 | 163 | 0.146 | 0 | [6 empty] | DEER:HVAC_Split-Package_AC | Annual
Any | NE-HVAC-airAC-SpltPkg-gte760kBtuh-12p0eer | MBT | Ex | CZ03 | cPVVG | SWHC013-02 | DEER2020 | D20v1 | 2020-11-09 | Cap-Tons | 1 |  | None | 199 | 0.126 | -0.0238 | 163 | 0.106 | 0 | [6 empty] | DEER:HVAC_Split-Package_AC | Annual
Any | NE-HVAC-airAC-SpltPkg-gte760kBtuh-12p0eer | MBT | Ex | CZ04 | cPVVG | SWHC013-02 | DEER2020 | D20v1 | 2020-11-09 | Cap-Tons | 1 |  | None | 235 | 0.149 | -0.0115 | 199 | 0.129 | 0 | [6 empty] | DEER:HVAC_Split-Package_AC | Annual
Any | NE-HVAC-airAC-SpltPkg-gte760kBtuh-12p0eer | MBT | Ex | CZ05 | cPVVG | SWHC013-02 | DEER2020 | D20v1 | 2020-11-09 | Cap-Tons | 1 |  | None | 200 | 0.0845 | -0.0265 | 166 | 0.0718 | 0 | [6 empty] | DEER:HVAC_Split-Package_AC | Annual
Any | NE-HVAC-airAC-SpltPkg-gte760kBtuh-12p0eer | MBT | Ex | CZ06 | cPVVG | SWHC013-02 | DEER2020 | D20v1 | 2020-11-09 | Cap-Tons | 1 |  | None | 339 | 0.154 | -0.0101 | 288 | 0.133 | 0 | [6 empty] | DEER:HVAC_Split-Package_AC | Annual
Any | NE-HVAC-airAC-SpltPkg-gte760kBtuh-12p0eer | MBT | Ex | CZ07 | cPVVG | SWHC013-02 | DEER2020 | D20v1 | 2020-11-09 | Cap-Tons | 1 |  | None | 327 | 0.127 | -0.00534 | 277 | 0.109 | 0 | [6 empty] | DEER:HVAC_Split-Package_AC | Annual
Any | NE-HVAC-airAC-SpltPkg-gte760kBtuh-12p0eer | MBT | Ex | CZ08 | cPVVG | SWHC013-02 | DEER2020 | D20v1 | 2020-11-09 | Cap-Tons | 1 |  | None | 302 | 0.119 | -0.00487 | 259 | 0.103 | 0 | [6 empty] | DEER:HVAC_Split-Package_AC | Annual
Any | NE-HVAC-airAC-SpltPkg-gte760kBtuh-12p0eer | MBT | Ex | CZ09 | cPVVG | SWHC013-02 | DEER2020 | D20v1 | 2020-11-09 | Cap-Tons | 1 |  | None | 273 | 0.156 | -0.00555 | 234 | 0.135 | 0 | [6 empty] | DEER:HVAC_Split-Package_AC | Annual
Any | NE-HVAC-airAC-SpltPkg-gte760kBtuh-12p0eer | MBT | Ex | CZ10 | cPVVG | SWHC013-02 | DEER2020 | D20v1 | 2020-11-09 | Cap-Tons | 1 |  | None | 290 | 0.166 | -0.00735 | 249 | 0.143 | 0 | [6 empty] | DEER:HVAC_Split-Package_AC | Annual
Any | NE-HVAC-airAC-SpltPkg-gte760kBtuh-12p0eer | MBT | Ex | CZ11 | cPVVG | SWHC013-02 | DEER2020 | D20v1 | 2020-11-09 | Cap-Tons | 1 |  | None | 265 | 0.185 | -0.0128 | 227 | 0.159 | 0 | [6 empty] | DEER:HVAC_Split-Package_AC | Annual
Any | NE-HVAC-airAC-SpltPkg-gte760kBtuh-12p0eer | MBT | Ex | CZ12 | cPVVG | SWHC013-02 | DEER2020 | D20v1 | 2020-11-09 | Cap-Tons | 1 |  | None | 233 | 0.178 | -0.0147 | 198 | 0.153 | 0 | [6 empty] | DEER:HVAC_Split-Package_AC | Annual
Any | NE-HVAC-airAC-SpltPkg-gte760kBtuh-12p0eer | MBT | Ex | CZ13 | cPVVG | SWHC013-02 | DEER2020 | D20v1 | 2020-11-09 | Cap-Tons | 1 |  | None | 274 | 0.165 | -0.0127 | 235 | 0.144 | 0 | [6 empty] | DEER:HVAC_Split-Package_AC | Annual
Any | NE-HVAC-airAC-SpltPkg-gte760kBtuh-12p0eer | MBT | Ex | CZ14 | cPVVG | SWHC013-02 | DEER2020 | D20v1 | 2020-11-09 | Cap-Tons | 1 |  | None | 267 | 0.145 | -0.0153 | 229 | 0.125 | 0 | [6 empty] | DEER:HVAC_Split-Package_AC | Annual
Any | NE-HVAC-airAC-SpltPkg-gte760kBtuh-12p0eer | MBT | Ex | CZ15 | cPVVG | SWHC013-02 | DEER2020 | D20v1 | 2020-11-09 | Cap-Tons | 1 |  | None | 411 | 0.155 | -0.00219 | 353 | 0.135 | 0 | [6 empty] | DEER:HVAC_Split-Package_AC | Annual
Any | NE-HVAC-airAC-SpltPkg-gte760kBtuh-12p0eer | MBT | Ex | CZ16 | cPVVG | SWHC013-02 | DEER2020 | D20v1 | 2020-11-09 | Cap-Tons | 1 |  | None | 165 | 0.139 | -0.0854 | 137 | 0.119 | 0 | [6 empty] | DEER:HVAC_Split-Package_AC | Annual
Any | NE-HVAC-airAC-SpltPkg-gte760kBtuh-12p0eer | MBT | New | CZ01 | cPVVG | SWHC013-02 | DEER2020 | D20v1 | 2020-11-09 | Cap-Tons | 1 |  | None | 73.3 | 0.0565 | 0 | 73.3 | 0.0565 | 0 | [6 empty] | DEER:HVAC_Split-Package_AC | Annual
Any | NE-HVAC-airAC-SpltPkg-gte760kBtuh-12p0eer | MBT | New | CZ02 | cPVVG | SWHC013-02 | DEER2020 | D20v1 | 2020-11-09 | Cap-Tons | 1 |  | None | 159 | 0.141 | 0 | 159 | 0.141 | 0 | [6 empty] | DEER:HVAC_Split-Package_AC | Annual
Any | NE-HVAC-airAC-SpltPkg-gte760kBtuh-12p0eer | MBT | New | CZ03 | cPVVG | SWHC013-02 | DEER2020 | D20v1 | 2020-11-09 | Cap-Tons | 1 |  | None | 159 | 0.0987 | 0 | 159 | 0.0987 | 0 | [6 empty] | DEER:HVAC_Split-Package_AC | Annual
Any | NE-HVAC-airAC-SpltPkg-gte760kBtuh-12p0eer | MBT | New | CZ04 | cPVVG | SWHC013-02 | DEER2020 | D20v1 | 2020-11-09 | Cap-Tons | 1 |  | None | 185 | 0.127 | 0 | 185 | 0.127 | 0 | [6 empty] | DEER:HVAC_Split-Package_AC | Annual
Any | NE-HVAC-airAC-SpltPkg-gte760kBtuh-12p0eer | MBT | New | CZ05 | cPVVG | SWHC013-02 | DEER2020 | D20v1 | 2020-11-09 | Cap-Tons | 1 |  | None | 161 | 0.0701 | 0 | 161 | 0.0701 | 0 | [6 empty] | DEER:HVAC_Split-Package_AC | Annual
Any | NE-HVAC-airAC-SpltPkg-gte760kBtuh-12p0eer | MBT | New | CZ06 | cPVVG | SWHC013-02 | DEER2020 | D20v1 | 2020-11-09 | Cap-Tons | 1 |  | None | 281 | 0.136 | 0 | 281 | 0.136 | 0 | [6 empty] | DEER:HVAC_Split-Package_AC | Annual
Any | NE-HVAC-airAC-SpltPkg-gte760kBtuh-12p0eer | MBT | New | CZ07 | cPVVG | SWHC013-02 | DEER2020 | D20v1 | 2020-11-09 | Cap-Tons | 1 |  | None | 266 | 0.11 | 0 | 266 | 0.11 | 0 | [6 empty] | DEER:HVAC_Split-Package_AC | Annual
Any | NE-HVAC-airAC-SpltPkg-gte760kBtuh-12p0eer | MBT | New | CZ08 | cPVVG | SWHC013-02 | DEER2020 | D20v1 | 2020-11-09 | Cap-Tons | 1 |  | None | 239 | 0.102 | 0 | 239 | 0.102 | 0 | [6 empty] | DEER:HVAC_Split-Package_AC | Annual
Any | NE-HVAC-airAC-SpltPkg-gte760kBtuh-12p0eer | MBT | New | CZ09 | cPVVG | SWHC013-02 | DEER2020 | D20v1 | 2020-11-09 | Cap-Tons | 1 |  | None | 218 | 0.136 | 0 | 218 | 0.136 | 0 | [6 empty] | DEER:HVAC_Split-Package_AC | Annual
Any | NE-HVAC-airAC-SpltPkg-gte760kBtuh-12p0eer | MBT | New | CZ10 | cPVVG | SWHC013-02 | DEER2020 | D20v1 | 2020-11-09 | Cap-Tons | 1 |  | None | 239 | 0.142 | 0 | 239 | 0.142 | 0 | [6 empty] | DEER:HVAC_Split-Package_AC | Annual
Any | NE-HVAC-airAC-SpltPkg-gte760kBtuh-12p0eer | MBT | New | CZ11 | cPVVG | SWHC013-02 | DEER2020 | D20v1 | 2020-11-09 | Cap-Tons | 1 |  | None | 218 | 0.156 | 0 | 218 | 0.156 | 0 | [6 empty] | DEER:HVAC_Split-Package_AC | Annual
Any | NE-HVAC-airAC-SpltPkg-gte760kBtuh-12p0eer | MBT | New | CZ12 | cPVVG | SWHC013-02 | DEER2020 | D20v1 | 2020-11-09 | Cap-Tons | 1 |  | None | 191 | 0.151 | 0 | 191 | 0.151 | 0 | [6 empty] | DEER:HVAC_Split-Package_AC | Annual
Any | NE-HVAC-airAC-SpltPkg-gte760kBtuh-12p0eer | MBT | New | CZ13 | cPVVG | SWHC013-02 | DEER2020 | D20v1 | 2020-11-09 | Cap-Tons | 1 |  | None | 226 | 0.142 | 0 | 226 | 0.142 | 0 | [6 empty] | DEER:HVAC_Split-Package_AC | Annual
Any | NE-HVAC-airAC-SpltPkg-gte760kBtuh-12p0eer | MBT | New | CZ14 | cPVVG | SWHC013-02 | DEER2020 | D20v1 | 2020-11-09 | Cap-Tons | 1 |  | None | 216 | 0.123 | 0 | 216 | 0.123 | 0 | [6 empty] | DEER:HVAC_Split-Package_AC | Annual
Any | NE-HVAC-airAC-SpltPkg-gte760kBtuh-12p0eer | MBT | New | CZ15 | cPVVG | SWHC013-02 | DEER2020 | D20v1 | 2020-11-09 | Cap-Tons | 1 |  | None | 332 | 0.135 | 0 | 332 | 0.135 | 0 | [6 empty] | DEER:HVAC_Split-Package_AC | Annual
Any | NE-HVAC-airAC-SpltPkg-gte760kBtuh-12p0eer | MBT | New | CZ16 | cPVVG | SWHC013-02 | DEER2020 | D20v1 | 2020-11-09 | Cap-Tons | 1 |  | None | 130 | 0.112 | 0 | 130 | 0.112 | 0 | [6 empty] | DEER:HVAC_Split-Package_AC | Annual
Any | NE-HVAC-airAC-SpltPkg-gte760kBtuh-12p0eer | Nrs | Ex | CZ01 | cPVVG | SWHC013-02 | DEER2020 | D20v1 | 2020-11-09 | Cap-Tons | 1 |  | None | 50.2 | 0.0543 | -0.0587 | 38.4 | 0.0455 | 0 | [6 empty] | DEER:HVAC_Split-Package_AC | Annual
Any | NE-HVAC-airAC-SpltPkg-gte760kBtuh-12p0eer | Nrs | Ex | CZ02 | cPVVG | SWHC013-02 | DEER2020 | D20v1 | 2020-11-09 | Cap-Tons | 1 |  | None | 204 | 0.143 | -0.0414 | 173 | 0.123 | 0 | [6 empty] | DEER:HVAC_Split-Package_AC | Annual
Any | NE-HVAC-airAC-SpltPkg-gte760kBtuh-12p0eer | Nrs | Ex | CZ03 | cPVVG | SWHC013-02 | DEER2020 | D20v1 | 2020-11-09 | Cap-Tons | 1 |  | None | 160 | 0.0871 | -0.0227 | 138 | 0.0765 | 0 | [6 empty] | DEER:HVAC_Split-Package_AC | Annual
Any | NE-HVAC-airAC-SpltPkg-gte760kBtuh-12p0eer | Nrs | Ex | CZ04 | cPVVG | SWHC013-02 | DEER2020 | D20v1 | 2020-11-09 | Cap-Tons | 1 |  | None | 254 | 0.129 | -0.0247 | 215 | 0.111 | 0 | [6 empty] | DEER:HVAC_Split-Package_AC | Annual
Any | NE-HVAC-airAC-SpltPkg-gte760kBtuh-12p0eer | Nrs | Ex | CZ05 | cPVVG | SWHC013-02 | DEER2020 | D20v1 | 2020-11-09 | Cap-Tons | 1 |  | None | 156 | 0.0669 | -0.0335 | 130 | 0.0572 | 0 | [6 empty] | DEER:HVAC_Split-Package_AC | Annual
Any | NE-HVAC-airAC-SpltPkg-gte760kBtuh-12p0eer | Nrs | Ex | CZ06 | cPVVG | SWHC013-02 | DEER2020 | D20v1 | 2020-11-09 | Cap-Tons | 1 |  | None | 319 | 0.112 | -0.015 | 267 | 0.0946 | 0 | [6 empty] | DEER:HVAC_Split-Package_AC | Annual
Any | NE-HVAC-airAC-SpltPkg-gte760kBtuh-12p0eer | Nrs | Ex | CZ07 | cPVVG | SWHC013-02 | DEER2020 | D20v1 | 2020-11-09 | Cap-Tons | 1 |  | None | 335 | 0.0935 | -0.00351 | 283 | 0.0791 | 0 | [6 empty] | DEER:HVAC_Split-Package_AC | Annual
Any | NE-HVAC-airAC-SpltPkg-gte760kBtuh-12p0eer | Nrs | Ex | CZ08 | cPVVG | SWHC013-02 | DEER2020 | D20v1 | 2020-11-09 | Cap-Tons | 1 |  | None | 361 | 0.112 | -0.00997 | 303 | 0.0955 | 0 | [6 empty] | DEER:HVAC_Split-Package_AC | Annual
Any | NE-HVAC-airAC-SpltPkg-gte760kBtuh-12p0eer | Nrs | Ex | CZ09 | cPVVG | SWHC013-02 | DEER2020 | D20v1 | 2020-11-09 | Cap-Tons | 1 |  | None | 364 | 0.162 | -0.0136 | 308 | 0.138 | 0 | [6 empty] | DEER:HVAC_Split-Package_AC | Annual
Any | NE-HVAC-airAC-SpltPkg-gte760kBtuh-12p0eer | Nrs | Ex | CZ10 | cPVVG | SWHC013-02 | DEER2020 | D20v1 | 2020-11-09 | Cap-Tons | 1 |  | None | 353 | 0.154 | -0.0208 | 306 | 0.135 | 0 | [6 empty] | DEER:HVAC_Split-Package_AC | Annual
Any | NE-HVAC-airAC-SpltPkg-gte760kBtuh-12p0eer | Nrs | Ex | CZ11 | cPVVG | SWHC013-02 | DEER2020 | D20v1 | 2020-11-09 | Cap-Tons | 1 |  | None | 356 | 0.184 | -0.0395 | 302 | 0.157 | 0 | [6 empty] | DEER:HVAC_Split-Package_AC | Annual
Any | NE-HVAC-airAC-SpltPkg-gte760kBtuh-12p0eer | Nrs | Ex | CZ12 | cPVVG | SWHC013-02 | DEER2020 | D20v1 | 2020-11-09 | Cap-Tons | 1 |  | None | 287 | 0.17 | -0.0338 | 246 | 0.147 | 0 | [6 empty] | DEER:HVAC_Split-Package_AC | Annual
Any | NE-HVAC-airAC-SpltPkg-gte760kBtuh-12p0eer | Nrs | Ex | CZ13 | cPVVG | SWHC013-02 | DEER2020 | D20v1 | 2020-11-09 | Cap-Tons | 1 |  | None | 372 | 0.172 | -0.0321 | 316 | 0.147 | 0 | [6 empty] | DEER:HVAC_Split-Package_AC | Annual
Any | NE-HVAC-airAC-SpltPkg-gte760kBtuh-12p0eer | Nrs | Ex | CZ14 | cPVVG | SWHC013-02 | DEER2020 | D20v1 | 2020-11-09 | Cap-Tons | 1 |  | None | 352 | 0.152 | -0.0375 | 304 | 0.132 | 0 | [6 empty] | DEER:HVAC_Split-Package_AC | Annual
Any | NE-HVAC-airAC-SpltPkg-gte760kBtuh-12p0eer | Nrs | Ex | CZ15 | cPVVG | SWHC013-02 | DEER2020 | D20v1 | 2020-11-09 | Cap-Tons | 1 |  | None | 618 | 0.188 | -0.00688 | 539 | 0.165 | 0 | [6 empty] | DEER:HVAC_Split-Package_AC | Annual
Any | NE-HVAC-airAC-SpltPkg-gte760kBtuh-12p0eer | Nrs | Ex | CZ16 | cPVVG | SWHC013-02 | DEER2020 | D20v1 | 2020-11-09 | Cap-Tons | 1 |  | None | 171 | 0.0987 | -0.0704 | 147 | 0.086 | 0 | [6 empty] | DEER:HVAC_Split-Package_AC | Annual
Any | NE-HVAC-airAC-SpltPkg-gte760kBtuh-12p0eer | Nrs | New | CZ01 | cPVVG | SWHC013-02 | DEER2020 | D20v1 | 2020-11-09 | Cap-Tons | 1 |  | None | 30.1 | 0.043 | 0 | 30.1 | 0.043 | 0 | [6 empty] | DEER:HVAC_Split-Package_AC | Annual
Any | NE-HVAC-airAC-SpltPkg-gte760kBtuh-12p0eer | Nrs | New | CZ02 | cPVVG | SWHC013-02 | DEER2020 | D20v1 | 2020-11-09 | Cap-Tons | 1 |  | None | 156 | 0.112 | 0 | 156 | 0.112 | 0 | [6 empty] | DEER:HVAC_Split-Package_AC | Annual
Any | NE-HVAC-airAC-SpltPkg-gte760kBtuh-12p0eer | Nrs | New | CZ03 | cPVVG | SWHC013-02 | DEER2020 | D20v1 | 2020-11-09 | Cap-Tons | 1 |  | None | 120 | 0.0676 | 0 | 120 | 0.0676 | 0 | [6 empty] | DEER:HVAC_Split-Package_AC | Annual
Any | NE-HVAC-airAC-SpltPkg-gte760kBtuh-12p0eer | Nrs | New | CZ04 | cPVVG | SWHC013-02 | DEER2020 | D20v1 | 2020-11-09 | Cap-Tons | 1 |  | None | 192 | 0.0995 | 0 | 192 | 0.0995 | 0 | [6 empty] | DEER:HVAC_Split-Package_AC | Annual
Any | NE-HVAC-airAC-SpltPkg-gte760kBtuh-12p0eer | Nrs | New | CZ05 | cPVVG | SWHC013-02 | DEER2020 | D20v1 | 2020-11-09 | Cap-Tons | 1 |  | None | 113 | 0.0517 | 0 | 113 | 0.0517 | 0 | [6 empty] | DEER:HVAC_Split-Package_AC | Annual
Any | NE-HVAC-airAC-SpltPkg-gte760kBtuh-12p0eer | Nrs | New | CZ06 | cPVVG | SWHC013-02 | DEER2020 | D20v1 | 2020-11-09 | Cap-Tons | 1 |  | None | 245 | 0.0852 | 0 | 245 | 0.0852 | 0 | [6 empty] | DEER:HVAC_Split-Package_AC | Annual
Any | NE-HVAC-airAC-SpltPkg-gte760kBtuh-12p0eer | Nrs | New | CZ07 | cPVVG | SWHC013-02 | DEER2020 | D20v1 | 2020-11-09 | Cap-Tons | 1 |  | None | 261 | 0.0714 | 0 | 261 | 0.0714 | 0 | [6 empty] | DEER:HVAC_Split-Package_AC | Annual
Any | NE-HVAC-airAC-SpltPkg-gte760kBtuh-12p0eer | Nrs | New | CZ08 | cPVVG | SWHC013-02 | DEER2020 | D20v1 | 2020-11-09 | Cap-Tons | 1 |  | None | 281 | 0.0872 | 0 | 281 | 0.0872 | 0 | [6 empty] | DEER:HVAC_Split-Package_AC | Annual
Any | NE-HVAC-airAC-SpltPkg-gte760kBtuh-12p0eer | Nrs | New | CZ09 | cPVVG | SWHC013-02 | DEER2020 | D20v1 | 2020-11-09 | Cap-Tons | 1 |  | None | 282 | 0.126 | 0 | 282 | 0.126 | 0 | [6 empty] | DEER:HVAC_Split-Package_AC | Annual
Any | NE-HVAC-airAC-SpltPkg-gte760kBtuh-12p0eer | Nrs | New | CZ10 | cPVVG | SWHC013-02 | DEER2020 | D20v1 | 2020-11-09 | Cap-Tons | 1 |  | None | 285 | 0.125 | 0 | 285 | 0.125 | 0 | [6 empty] | DEER:HVAC_Split-Package_AC | Annual
Any | NE-HVAC-airAC-SpltPkg-gte760kBtuh-12p0eer | Nrs | New | CZ11 | cPVVG | SWHC013-02 | DEER2020 | D20v1 | 2020-11-09 | Cap-Tons | 1 |  | None | 278 | 0.142 | 0 | 278 | 0.142 | 0 | [6 empty] | DEER:HVAC_Split-Package_AC | Annual
Any | NE-HVAC-airAC-SpltPkg-gte760kBtuh-12p0eer | Nrs | New | CZ12 | cPVVG | SWHC013-02 | DEER2020 | D20v1 | 2020-11-09 | Cap-Tons | 1 |  | None | 225 | 0.135 | 0 | 225 | 0.135 | 0 | [6 empty] | DEER:HVAC_Split-Package_AC | Annual
Any | NE-HVAC-airAC-SpltPkg-gte760kBtuh-12p0eer | Nrs | New | CZ13 | cPVVG | SWHC013-02 | DEER2020 | D20v1 | 2020-11-09 | Cap-Tons | 1 |  | None | 292 | 0.136 | 0 | 292 | 0.136 | 0 | [6 empty] | DEER:HVAC_Split-Package_AC | Annual
Any | NE-HVAC-airAC-SpltPkg-gte760kBtuh-12p0eer | Nrs | New | CZ14 | cPVVG | SWHC013-02 | DEER2020 | D20v1 | 2020-11-09 | Cap-Tons | 1 |  | None | 280 | 0.122 | 0 | 280 | 0.122 | 0 | [6 empty] | DEER:HVAC_Split-Package_AC | Annual
Any | NE-HVAC-airAC-SpltPkg-gte760kBtuh-12p0eer | Nrs | New | CZ15 | cPVVG | SWHC013-02 | DEER2020 | D20v1 | 2020-11-09 | Cap-Tons | 1 |  | None | 506 | 0.151 | 0 | 506 | 0.151 | 0 | [6 empty] | DEER:HVAC_Split-Package_AC | Annual
Any | NE-HVAC-airAC-SpltPkg-gte760kBtuh-12p0eer | Nrs | New | CZ16 | cPVVG | SWHC013-02 | DEER2020 | D20v1 | 2020-11-09 | Cap-Tons | 1 |  | None | 136 | 0.0784 | 0 | 136 | 0.0784 | 0 | [6 empty] | DEER:HVAC_Split-Package_AC | Annual
Any | NE-HVAC-airAC-SpltPkg-gte760kBtuh-12p0eer | OfL | Ex | CZ01 | cPVVG | SWHC013-02 | DEER2020 | D20v1 | 2020-11-09 | Cap-Tons | 1 |  | None | 81.1 | 0.0462 | -0.0102 | 61.8 | 0.0379 | 0 | [6 empty] | DEER:HVAC_Split-Package_AC | Annual
Any | NE-HVAC-airAC-SpltPkg-gte760kBtuh-12p0eer | OfL | Ex | CZ02 | cPVVG | SWHC013-02 | DEER2020 | D20v1 | 2020-11-09 | Cap-Tons | 1 |  | None | 204 | 0.14 | -0.00462 | 170 | 0.119 | 0 | [6 empty] | DEER:HVAC_Split-Package_AC | Annual
Any | NE-HVAC-airAC-SpltPkg-gte760kBtuh-12p0eer | OfL | Ex | CZ03 | cPVVG | SWHC013-02 | DEER2020 | D20v1 | 2020-11-09 | Cap-Tons | 1 |  | None | 166 | 0.0883 | -0.00531 | 137 | 0.0744 | 0 | [6 empty] | DEER:HVAC_Split-Package_AC | Annual
Any | NE-HVAC-airAC-SpltPkg-gte760kBtuh-12p0eer | OfL | Ex | CZ04 | cPVVG | SWHC013-02 | DEER2020 | D20v1 | 2020-11-09 | Cap-Tons | 1 |  | None | 222 | 0.103 | -0.0024 | 187 | 0.0877 | 0 | [6 empty] | DEER:HVAC_Split-Package_AC | Annual
Any | NE-HVAC-airAC-SpltPkg-gte760kBtuh-12p0eer | OfL | Ex | CZ05 | cPVVG | SWHC013-02 | DEER2020 | D20v1 | 2020-11-09 | Cap-Tons | 1 |  | None | 177 | 0.0572 | -0.00412 | 147 | 0.0482 | 0 | [6 empty] | DEER:HVAC_Split-Package_AC | Annual
Any | NE-HVAC-airAC-SpltPkg-gte760kBtuh-12p0eer | OfL | Ex | CZ06 | cPVVG | SWHC013-02 | DEER2020 | D20v1 | 2020-11-09 | Cap-Tons | 1 |  | None | 283 | 0.0891 | -0.00063 | 240 | 0.0759 | 0 | [6 empty] | DEER:HVAC_Split-Package_AC | Annual
Any | NE-HVAC-airAC-SpltPkg-gte760kBtuh-12p0eer | OfL | Ex | CZ07 | cPVVG | SWHC013-02 | DEER2020 | D20v1 | 2020-11-09 | Cap-Tons | 1 |  | None | 273 | 0.0739 | -0.00011 | 229 | 0.0626 | 0 | [6 empty] | DEER:HVAC_Split-Package_AC | Annual
Any | NE-HVAC-airAC-SpltPkg-gte760kBtuh-12p0eer | OfL | Ex | CZ08 | cPVVG | SWHC013-02 | DEER2020 | D20v1 | 2020-11-09 | Cap-Tons | 1 |  | None | 288 | 0.0775 | -0.00044 | 245 | 0.0664 | 0 | [6 empty] | DEER:HVAC_Split-Package_AC | Annual
Any | NE-HVAC-airAC-SpltPkg-gte760kBtuh-12p0eer | OfL | Ex | CZ09 | cPVVG | SWHC013-02 | DEER2020 | D20v1 | 2020-11-09 | Cap-Tons | 1 |  | None | 254 | 0.104 | -0.00069 | 219 | 0.0897 | 0 | [6 empty] | DEER:HVAC_Split-Package_AC | Annual
Any | NE-HVAC-airAC-SpltPkg-gte760kBtuh-12p0eer | OfL | Ex | CZ10 | cPVVG | SWHC013-02 | DEER2020 | D20v1 | 2020-11-09 | Cap-Tons | 1 |  | None | 285 | 0.104 | -0.00107 | 243 | 0.0893 | 0 | [6 empty] | DEER:HVAC_Split-Package_AC | Annual
Any | NE-HVAC-airAC-SpltPkg-gte760kBtuh-12p0eer | OfL | Ex | CZ11 | cPVVG | SWHC013-02 | DEER2020 | D20v1 | 2020-11-09 | Cap-Tons | 1 |  | None | 265 | 0.148 | -0.00466 | 227 | 0.128 | 0 | [6 empty] | DEER:HVAC_Split-Package_AC | Annual
Any | NE-HVAC-airAC-SpltPkg-gte760kBtuh-12p0eer | OfL | Ex | CZ12 | cPVVG | SWHC013-02 | DEER2020 | D20v1 | 2020-11-09 | Cap-Tons | 1 |  | None | 236 | 0.143 | -0.00413 | 199 | 0.122 | 0 | [6 empty] | DEER:HVAC_Split-Package_AC | Annual
Any | NE-HVAC-airAC-SpltPkg-gte760kBtuh-12p0eer | OfL | Ex | CZ13 | cPVVG | SWHC013-02 | DEER2020 | D20v1 | 2020-11-09 | Cap-Tons | 1 |  | None | 270 | 0.112 | -0.00371 | 232 | 0.0969 | 0 | [6 empty] | DEER:HVAC_Split-Package_AC | Annual
Any | NE-HVAC-airAC-SpltPkg-gte760kBtuh-12p0eer | OfL | Ex | CZ14 | cPVVG | SWHC013-02 | DEER2020 | D20v1 | 2020-11-09 | Cap-Tons | 1 |  | None | 268 | 0.111 | -0.00401 | 231 | 0.0963 | 0 | [6 empty] | DEER:HVAC_Split-Package_AC | Annual
Any | NE-HVAC-airAC-SpltPkg-gte760kBtuh-12p0eer | OfL | Ex | CZ15 | cPVVG | SWHC013-02 | DEER2020 | D20v1 | 2020-11-09 | Cap-Tons | 1 |  | None | 403 | 0.111 | -0.00017 | 346 | 0.095 | 0 | [6 empty] | DEER:HVAC_Split-Package_AC | Annual
Any | NE-HVAC-airAC-SpltPkg-gte760kBtuh-12p0eer | OfL | Ex | CZ16 | cPVVG | SWHC013-02 | DEER2020 | D20v1 | 2020-11-09 | Cap-Tons | 1 |  | None | 156 | 0.108 | -0.0238 | 131 | 0.0931 | 0 | [6 empty] | DEER:HVAC_Split-Package_AC | Annual
Any | NE-HVAC-airAC-SpltPkg-gte760kBtuh-12p0eer | OfL | New | CZ01 | cPVVG | SWHC013-02 | DEER2020 | D20v1 | 2020-11-09 | Cap-Tons | 1 |  | None | 55.3 | 0.0348 | 0 | 55.3 | 0.0348 | 0 | [6 empty] | DEER:HVAC_Split-Package_AC | Annual
Any | NE-HVAC-airAC-SpltPkg-gte760kBtuh-12p0eer | OfL | New | CZ02 | cPVVG | SWHC013-02 | DEER2020 | D20v1 | 2020-11-09 | Cap-Tons | 1 |  | None | 160 | 0.111 | 0 | 160 | 0.111 | 0 | [6 empty] | DEER:HVAC_Split-Package_AC | Annual
Any | NE-HVAC-airAC-SpltPkg-gte760kBtuh-12p0eer | OfL | New | CZ03 | cPVVG | SWHC013-02 | DEER2020 | D20v1 | 2020-11-09 | Cap-Tons | 1 |  | None | 130 | 0.0634 | 0 | 130 | 0.0634 | 0 | [6 empty] | DEER:HVAC_Split-Package_AC | Annual
Any | NE-HVAC-airAC-SpltPkg-gte760kBtuh-12p0eer | OfL | New | CZ04 | cPVVG | SWHC013-02 | DEER2020 | D20v1 | 2020-11-09 | Cap-Tons | 1 |  | None | 179 | 0.0786 | 0 | 179 | 0.0786 | 0 | [6 empty] | DEER:HVAC_Split-Package_AC | Annual
Any | NE-HVAC-airAC-SpltPkg-gte760kBtuh-12p0eer | OfL | New | CZ05 | cPVVG | SWHC013-02 | DEER2020 | D20v1 | 2020-11-09 | Cap-Tons | 1 |  | None | 141 | 0.0479 | 0 | 141 | 0.0479 | 0 | [6 empty] | DEER:HVAC_Split-Package_AC | Annual
Any | NE-HVAC-airAC-SpltPkg-gte760kBtuh-12p0eer | OfL | New | CZ06 | cPVVG | SWHC013-02 | DEER2020 | D20v1 | 2020-11-09 | Cap-Tons | 1 |  | None | 234 | 0.0713 | 0 | 234 | 0.0713 | 0 | [6 empty] | DEER:HVAC_Split-Package_AC | Annual
Any | NE-HVAC-airAC-SpltPkg-gte760kBtuh-12p0eer | OfL | New | CZ07 | cPVVG | SWHC013-02 | DEER2020 | D20v1 | 2020-11-09 | Cap-Tons | 1 |  | None | 221 | 0.062 | 0 | 221 | 0.062 | 0 | [6 empty] | DEER:HVAC_Split-Package_AC | Annual
Any | NE-HVAC-airAC-SpltPkg-gte760kBtuh-12p0eer | OfL | New | CZ08 | cPVVG | SWHC013-02 | DEER2020 | D20v1 | 2020-11-09 | Cap-Tons | 1 |  | None | 237 | 0.0652 | 0 | 237 | 0.0652 | 0 | [6 empty] | DEER:HVAC_Split-Package_AC | Annual
Any | NE-HVAC-airAC-SpltPkg-gte760kBtuh-12p0eer | OfL | New | CZ09 | cPVVG | SWHC013-02 | DEER2020 | D20v1 | 2020-11-09 | Cap-Tons | 1 |  | None | 210 | 0.0822 | 0 | 210 | 0.0822 | 0 | [6 empty] | DEER:HVAC_Split-Package_AC | Annual
Any | NE-HVAC-airAC-SpltPkg-gte760kBtuh-12p0eer | OfL | New | CZ10 | cPVVG | SWHC013-02 | DEER2020 | D20v1 | 2020-11-09 | Cap-Tons | 1 |  | None | 232 | 0.0876 | 0 | 232 | 0.0876 | 0 | [6 empty] | DEER:HVAC_Split-Package_AC | Annual
Any | NE-HVAC-airAC-SpltPkg-gte760kBtuh-12p0eer | OfL | New | CZ11 | cPVVG | SWHC013-02 | DEER2020 | D20v1 | 2020-11-09 | Cap-Tons | 1 |  | None | 217 | 0.124 | 0 | 217 | 0.124 | 0 | [6 empty] | DEER:HVAC_Split-Package_AC | Annual
Any | NE-HVAC-airAC-SpltPkg-gte760kBtuh-12p0eer | OfL | New | CZ12 | cPVVG | SWHC013-02 | DEER2020 | D20v1 | 2020-11-09 | Cap-Tons | 1 |  | None | 190 | 0.119 | 0 | 190 | 0.119 | 0 | [6 empty] | DEER:HVAC_Split-Package_AC | Annual
Any | NE-HVAC-airAC-SpltPkg-gte760kBtuh-12p0eer | OfL | New | CZ13 | cPVVG | SWHC013-02 | DEER2020 | D20v1 | 2020-11-09 | Cap-Tons | 1 |  | None | 224 | 0.0961 | 0 | 224 | 0.0961 | 0 | [6 empty] | DEER:HVAC_Split-Package_AC | Annual
Any | NE-HVAC-airAC-SpltPkg-gte760kBtuh-12p0eer | OfL | New | CZ14 | cPVVG | SWHC013-02 | DEER2020 | D20v1 | 2020-11-09 | Cap-Tons | 1 |  | None | 222 | 0.0959 | 0 | 222 | 0.0959 | 0 | [6 empty] | DEER:HVAC_Split-Package_AC | Annual
Any | NE-HVAC-airAC-SpltPkg-gte760kBtuh-12p0eer | OfL | New | CZ15 | cPVVG | SWHC013-02 | DEER2020 | D20v1 | 2020-11-09 | Cap-Tons | 1 |  | None | 334 | 0.0931 | 0 | 334 | 0.0931 | 0 | [6 empty] | DEER:HVAC_Split-Package_AC | Annual
Any | NE-HVAC-airAC-SpltPkg-gte760kBtuh-12p0eer | OfL | New | CZ16 | cPVVG | SWHC013-02 | DEER2020 | D20v1 | 2020-11-09 | Cap-Tons | 1 |  | None | 123 | 0.0908 | 0 | 123 | 0.0908 | 0 | [6 empty] | DEER:HVAC_Split-Package_AC | Annual
Any | NE-HVAC-airAC-SpltPkg-gte760kBtuh-12p0eer | OfS | Ex | CZ01 | cPVVG | SWHC013-02 | DEER2020 | D20v1 | 2020-11-09 | Cap-Tons | 1 |  | None | 67.7 | 0.0416 | -0.0195 | 53.5 | 0.0352 | 0 | [6 empty] | DEER:HVAC_Split-Package_AC | Annual
Any | NE-HVAC-airAC-SpltPkg-gte760kBtuh-12p0eer | OfS | Ex | CZ02 | cPVVG | SWHC013-02 | DEER2020 | D20v1 | 2020-11-09 | Cap-Tons | 1 |  | None | 198 | 0.145 | -0.00939 | 169 | 0.125 | 0 | [6 empty] | DEER:HVAC_Split-Package_AC | Annual
Any | NE-HVAC-airAC-SpltPkg-gte760kBtuh-12p0eer | OfS | Ex | CZ03 | cPVVG | SWHC013-02 | DEER2020 | D20v1 | 2020-11-09 | Cap-Tons | 1 |  | None | 148 | 0.088 | -0.00505 | 126 | 0.0764 | 0 | [6 empty] | DEER:HVAC_Split-Package_AC | Annual
Any | NE-HVAC-airAC-SpltPkg-gte760kBtuh-12p0eer | OfS | Ex | CZ04 | cPVVG | SWHC013-02 | DEER2020 | D20v1 | 2020-11-09 | Cap-Tons | 1 |  | None | 211 | 0.107 | -0.00709 | 181 | 0.0926 | 0 | [6 empty] | DEER:HVAC_Split-Package_AC | Annual
Any | NE-HVAC-airAC-SpltPkg-gte760kBtuh-12p0eer | OfS | Ex | CZ05 | cPVVG | SWHC013-02 | DEER2020 | D20v1 | 2020-11-09 | Cap-Tons | 1 |  | None | 161 | 0.0521 | -0.00603 | 136 | 0.0447 | 0 | [6 empty] | DEER:HVAC_Split-Package_AC | Annual
Any | NE-HVAC-airAC-SpltPkg-gte760kBtuh-12p0eer | OfS | Ex | CZ06 | cPVVG | SWHC013-02 | DEER2020 | D20v1 | 2020-11-09 | Cap-Tons | 1 |  | None | 258 | 0.088 | -0.00129 | 223 | 0.0765 | 0 | [6 empty] | DEER:HVAC_Split-Package_AC | Annual
Any | NE-HVAC-airAC-SpltPkg-gte760kBtuh-12p0eer | OfS | Ex | CZ07 | cPVVG | SWHC013-02 | DEER2020 | D20v1 | 2020-11-09 | Cap-Tons | 1 |  | None | 251 | 0.0713 | -0.00042 | 213 | 0.0612 | 0 | [6 empty] | DEER:HVAC_Split-Package_AC | Annual
Any | NE-HVAC-airAC-SpltPkg-gte760kBtuh-12p0eer | OfS | Ex | CZ08 | cPVVG | SWHC013-02 | DEER2020 | D20v1 | 2020-11-09 | Cap-Tons | 1 |  | None | 270 | 0.0759 | -0.00465 | 234 | 0.066 | 0 | [6 empty] | DEER:HVAC_Split-Package_AC | Annual
Any | NE-HVAC-airAC-SpltPkg-gte760kBtuh-12p0eer | OfS | Ex | CZ09 | cPVVG | SWHC013-02 | DEER2020 | D20v1 | 2020-11-09 | Cap-Tons | 1 |  | None | 246 | 0.108 | -0.00148 | 212 | 0.0936 | 0 | [6 empty] | DEER:HVAC_Split-Package_AC | Annual
Any | NE-HVAC-airAC-SpltPkg-gte760kBtuh-12p0eer | OfS | Ex | CZ10 | cPVVG | SWHC013-02 | DEER2020 | D20v1 | 2020-11-09 | Cap-Tons | 1 |  | None | 276 | 0.108 | -0.00243 | 236 | 0.0925 | 0 | [6 empty] | DEER:HVAC_Split-Package_AC | Annual
Any | NE-HVAC-airAC-SpltPkg-gte760kBtuh-12p0eer | OfS | Ex | CZ11 | cPVVG | SWHC013-02 | DEER2020 | D20v1 | 2020-11-09 | Cap-Tons | 1 |  | None | 267 | 0.157 | -0.00745 | 228 | 0.135 | 0 | [6 empty] | DEER:HVAC_Split-Package_AC | Annual
Any | NE-HVAC-airAC-SpltPkg-gte760kBtuh-12p0eer | OfS | Ex | CZ12 | cPVVG | SWHC013-02 | DEER2020 | D20v1 | 2020-11-09 | Cap-Tons | 1 |  | None | 231 | 0.148 | -0.00697 | 198 | 0.127 | 0 | [6 empty] | DEER:HVAC_Split-Package_AC | Annual
Any | NE-HVAC-airAC-SpltPkg-gte760kBtuh-12p0eer | OfS | Ex | CZ13 | cPVVG | SWHC013-02 | DEER2020 | D20v1 | 2020-11-09 | Cap-Tons | 1 |  | None | 274 | 0.126 | -0.00686 | 234 | 0.108 | 0 | [6 empty] | DEER:HVAC_Split-Package_AC | Annual
Any | NE-HVAC-airAC-SpltPkg-gte760kBtuh-12p0eer | OfS | Ex | CZ14 | cPVVG | SWHC013-02 | DEER2020 | D20v1 | 2020-11-09 | Cap-Tons | 1 |  | None | 269 | 0.117 | -0.00676 | 230 | 0.1 | 0 | [6 empty] | DEER:HVAC_Split-Package_AC | Annual
Any | NE-HVAC-airAC-SpltPkg-gte760kBtuh-12p0eer | OfS | Ex | CZ15 | cPVVG | SWHC013-02 | DEER2020 | D20v1 | 2020-11-09 | Cap-Tons | 1 |  | None | 411 | 0.132 | -0.00044 | 353 | 0.113 | 0 | [6 empty] | DEER:HVAC_Split-Package_AC | Annual
Any | NE-HVAC-airAC-SpltPkg-gte760kBtuh-12p0eer | OfS | Ex | CZ16 | cPVVG | SWHC013-02 | DEER2020 | D20v1 | 2020-11-09 | Cap-Tons | 1 |  | None | 158 | 0.116 | -0.0363 | 132 | 0.099 | 0 | [6 empty] | DEER:HVAC_Split-Package_AC | Annual
Any | NE-HVAC-airAC-SpltPkg-gte760kBtuh-12p0eer | OfS | New | CZ01 | cPVVG | SWHC013-02 | DEER2020 | D20v1 | 2020-11-09 | Cap-Tons | 1 |  | None | 46.7 | 0.0323 | 0 | 46.7 | 0.0323 | 0 | [6 empty] | DEER:HVAC_Split-Package_AC | Annual
Any | NE-HVAC-airHP-SpltPkg-65to134kBtuh-11p5eer-3p4cop | Asm | Ex | CZ01 | cDXHP | SWHC013-02 | DEER2020 | D20v1 | 2020-11-09 | Cap-Tons | 1 |  | None | 428 | 0.0892 | 0 | 42 | 0.00706 | 0 | [6 empty] | DEER:HVAC_Split-Package_AC | Annual
Any | NE-HVAC-airHP-SpltPkg-65to134kBtuh-11p5eer-3p4cop | Asm | New | CZ16 | cDXHP | SWHC013-02 | DEER2020 | D20v1 | 2020-11-09 | Cap-Tons | 1 |  | None | 62.8 | 0.0266 | 0 | 62.8 | 0.0266 | 0 | [6 empty] | DEER:HVAC_Split-Package_AC | Annual
Any | NE-HVAC-airHP-SpltPkg-65to134kBtuh-11p5eer-3p4cop | Com | Ex | CZ01 | cDXHP | SWHC013-02 | DEER2020 | D20v1 | 2020-11-09 | Cap-Tons | 1 |  | None | 645 | 0.0907 | 0.00035 | 27.2 | 0.00586 | 0 | [6 empty] | DEER:HVAC_Split-Package_AC | Annual
Any | NE-HVAC-airHP-SpltPkg-65to134kBtuh-11p5eer-3p4cop | Com | Ex | CZ02 | cDXHP | SWHC013-02 | DEER2020 | D20v1 | 2020-11-09 | Cap-Tons | 1 |  | None | 606 | 0.124 | 9e-05 | 41.7 | 0.029 | 0 | [6 empty] | DEER:HVAC_Split-Package_AC | Annual
Any | NE-HVAC-airHP-SpltPkg-65to134kBtuh-11p5eer-3p4cop | Com | Ex | CZ03 | cDXHP | SWHC013-02 | DEER2020 | D20v1 | 2020-11-09 | Cap-Tons | 1 |  | None | 552 | 0.0853 | 0.00012 | 23.9 | 0.0149 | 0 | [6 empty] | DEER:HVAC_Split-Package_AC | Annual
Any | NE-HVAC-airHP-SpltPkg-65to134kBtuh-11p5eer-3p4cop | Com | Ex | CZ04 | cDXHP | SWHC013-02 | DEER2020 | D20v1 | 2020-11-09 | Cap-Tons | 1 |  | None | 556 | 0.108 | 1e-05 | 40 | 0.0247 | 0 | [6 empty] | DEER:HVAC_Split-Package_AC | Annual
Any | NE-HVAC-airHP-SpltPkg-65to134kBtuh-11p5eer-3p4cop | Com | Ex | CZ05 | cDXHP | SWHC013-02 | DEER2020 | D20v1 | 2020-11-09 | Cap-Tons | 1 |  | None | 600 | 0.0936 | -0.00016 | 28 | 0.0119 | 0 | [6 empty] | DEER:HVAC_Split-Package_AC | Annual
Any | NE-HVAC-airHP-SpltPkg-65to134kBtuh-11p5eer-3p4cop | Com | Ex | CZ06 | cDXHP | SWHC013-02 | DEER2020 | D20v1 | 2020-11-09 | Cap-Tons | 1 |  | None | 539 | 0.111 | -0.00016 | 41.8 | 0.0241 | 0 | [6 empty] | DEER:HVAC_Split-Package_AC | Annual
Any | NE-HVAC-airHP-SpltPkg-65to134kBtuh-11p5eer-3p4cop | Com | Ex | CZ07 | cDXHP | SWHC013-02 | DEER2020 | D20v1 | 2020-11-09 | Cap-Tons | 1 |  | None | 589 | 0.0996 | 0.00015 | 35.4 | 0.0188 | 0 | [6 empty] | DEER:HVAC_Split-Package_AC | Annual
Any | NE-HVAC-airHP-SpltPkg-65to134kBtuh-11p5eer-3p4cop | Com | Ex | CZ08 | cDXHP | SWHC013-02 | DEER2020 | D20v1 | 2020-11-09 | Cap-Tons | 1 |  | None | 536 | 0.116 | 0 | 47.2 | 0.0237 | 0 | [6 empty] | DEER:HVAC_Split-Package_AC | Annual
Any | NE-HVAC-airHP-SpltPkg-65to134kBtuh-11p5eer-3p4cop | Com | Ex | CZ09 | cDXHP | SWHC013-02 | DEER2020 | D20v1 | 2020-11-09 | Cap-Tons | 1 |  | None | 564 | 0.132 | 0 | 44.3 | 0.0298 | 0 | [6 empty] | DEER:HVAC_Split-Package_AC | Annual
Any | NE-HVAC-airHP-SpltPkg-65to134kBtuh-11p5eer-3p4cop | Com | Ex | CZ10 | cDXHP | SWHC013-02 | DEER2020 | D20v1 | 2020-11-09 | Cap-Tons | 1 |  | None | 542 | 0.142 | 2e-05 | 48.9 | 0.0323 | 0 | [6 empty] | DEER:HVAC_Split-Package_AC | Annual
Any | NE-HVAC-airHP-SpltPkg-65to134kBtuh-11p5eer-3p4cop | Com | Ex | CZ11 | cDXHP | SWHC013-02 | DEER2020 | D20v1 | 2020-11-09 | Cap-Tons | 1 |  | None | 608 | 0.144 | -3e-05 | 53.5 | 0.0328 | 0 | [6 empty] | DEER:HVAC_Split-Package_AC | Annual
Any | NE-HVAC-airHP-SpltPkg-65to134kBtuh-11p5eer-3p4cop | Com | Ex | CZ12 | cDXHP | SWHC013-02 | DEER2020 | D20v1 | 2020-11-09 | Cap-Tons | 1 |  | None | 589 | 0.129 | 1e-05 | 45.9 | 0.03 | 0 | [6 empty] | DEER:HVAC_Split-Package_AC | Annual
Any | NE-HVAC-airHP-SpltPkg-65to134kBtuh-11p5eer-3p4cop | Com | Ex | CZ13 | cDXHP | SWHC013-02 | DEER2020 | D20v1 | 2020-11-09 | Cap-Tons | 1 |  | None | 609 | 0.137 | -5e-05 | 54.4 | 0.0289 | 0 | [6 empty] | DEER:HVAC_Split-Package_AC | Annual
Any | NE-HVAC-airHP-SpltPkg-65to134kBtuh-11p5eer-3p4cop | Com | Ex | CZ14 | cDXHP | SWHC013-02 | DEER2020 | D20v1 | 2020-11-09 | Cap-Tons | 1 |  | None | 600 | 0.157 | 2e-05 | 55.4 | 0.0294 | 0 | [6 empty] | DEER:HVAC_Split-Package_AC | Annual
Any | NE-HVAC-airHP-SpltPkg-65to134kBtuh-11p5eer-3p4cop | Com | Ex | CZ15 | cDXHP | SWHC013-02 | DEER2020 | D20v1 | 2020-11-09 | Cap-Tons | 1 |  | None | 662 | 0.169 | -1e-05 | 76.7 | 0.0319 | 0 | [6 empty] | DEER:HVAC_Split-Package_AC | Annual
Any | NE-HVAC-airHP-SpltPkg-65to134kBtuh-11p5eer-3p4cop | Com | Ex | CZ16 | cDXHP | SWHC013-02 | DEER2020 | D20v1 | 2020-11-09 | Cap-Tons | 1 |  | None | 661 | 0.107 | 5e-05 | 45.1 | 0.0181 | 0 | [6 empty] | DEER:HVAC_Split-Package_AC | Annual
Any | NE-HVAC-airHP-SpltPkg-65to134kBtuh-11p5eer-3p4cop | Com | New | CZ01 | cDXHP | SWHC013-02 | DEER2020 | D20v1 | 2020-11-09 | Cap-Tons | 1 |  | None | 19.9 | 0.00421 | -8e-05 | 28.4 | 0.00596 | -8e-05 | [6 empty] | DEER:HVAC_Split-Package_AC | Annual
Any | NE-HVAC-airHP-SpltPkg-65to134kBtuh-11p5eer-3p4cop | Com | New | CZ02 | cDXHP | SWHC013-02 | DEER2020 | D20v1 | 2020-11-09 | Cap-Tons | 1 |  | None | 36.5 | 0.0278 | 0 | 42 | 0.0286 | 0 | [6 empty] | DEER:HVAC_Split-Package_AC | Annual
Any | NE-HVAC-airHP-SpltPkg-65to134kBtuh-11p5eer-3p4cop | Com | New | CZ03 | cDXHP | SWHC013-02 | DEER2020 | D20v1 | 2020-11-09 | Cap-Tons | 1 |  | None | 14.8 | 0.0128 | 0 | 24.7 | 0.0143 | 0 | [6 empty] | DEER:HVAC_Split-Package_AC | Annual
Any | NE-HVAC-airHP-SpltPkg-65to134kBtuh-11p5eer-3p4cop | Com | New | CZ04 | cDXHP | SWHC013-02 | DEER2020 | D20v1 | 2020-11-09 | Cap-Tons | 1 |  | None | 33.1 | 0.0237 | 0 | 39.8 | 0.0245 | 0 | [6 empty] | DEER:HVAC_Split-Package_AC | Annual
Any | NE-HVAC-airHP-SpltPkg-65to134kBtuh-11p5eer-3p4cop | Com | New | CZ05 | cDXHP | SWHC013-02 | DEER2020 | D20v1 | 2020-11-09 | Cap-Tons | 1 |  | None | 23.1 | 0.0117 | 0 | 29 | 0.0117 | 0 | [6 empty] | DEER:HVAC_Split-Package_AC | Annual
Any | NE-HVAC-airHP-SpltPkg-65to134kBtuh-11p5eer-3p4cop | Com | New | CZ06 | cDXHP | SWHC013-02 | DEER2020 | D20v1 | 2020-11-09 | Cap-Tons | 1 |  | None | 27.7 | 0.0224 | 0 | 41.7 | 0.0245 | 0 | [6 empty] | DEER:HVAC_Split-Package_AC | Annual
Any | NE-HVAC-airHP-SpltPkg-65to134kBtuh-11p5eer-3p4cop | Com | New | CZ07 | cDXHP | SWHC013-02 | DEER2020 | D20v1 | 2020-11-09 | Cap-Tons | 1 |  | None | 23.3 | 0.0165 | 1e-05 | 35.8 | 0.019 | 1e-05 | [6 empty] | DEER:HVAC_Split-Package_AC | Annual
Any | NE-HVAC-airHP-SpltPkg-65to134kBtuh-11p5eer-3p4cop | Com | New | CZ08 | cDXHP | SWHC013-02 | DEER2020 | D20v1 | 2020-11-09 | Cap-Tons | 1 |  | None | 27.2 | 0.0221 | 0 | 46.4 | 0.0237 | 0 | [6 empty] | DEER:HVAC_Split-Package_AC | Annual
Any | NE-HVAC-airHP-SpltPkg-65to134kBtuh-11p5eer-3p4cop | Com | New | CZ09 | cDXHP | SWHC013-02 | DEER2020 | D20v1 | 2020-11-09 | Cap-Tons | 1 |  | None | 26.8 | 0.0222 | 0 | 43.3 | 0.0294 | 0 | [6 empty] | DEER:HVAC_Split-Package_AC | Annual
Any | NE-HVAC-airHP-SpltPkg-65to134kBtuh-11p5eer-3p4cop | Com | New | CZ10 | cDXHP | SWHC013-02 | DEER2020 | D20v1 | 2020-11-09 | Cap-Tons | 1 |  | None | 25 | 0.0245 | 0 | 47.9 | 0.032 | 0 | [6 empty] | DEER:HVAC_Split-Package_AC | Annual
Any | NE-HVAC-airHP-SpltPkg-65to134kBtuh-11p5eer-3p4cop | Com | New | CZ11 | cDXHP | SWHC013-02 | DEER2020 | D20v1 | 2020-11-09 | Cap-Tons | 1 |  | None | 48.6 | 0.035 | 0 | 53.3 | 0.0321 | 0 | [6 empty] | DEER:HVAC_Split-Package_AC | Annual
Any | NE-HVAC-airHP-SpltPkg-65to134kBtuh-11p5eer-3p4cop | Com | New | CZ12 | cDXHP | SWHC013-02 | DEER2020 | D20v1 | 2020-11-09 | Cap-Tons | 1 |  | None | 34 | 0.0269 | 0 | 45.6 | 0.0295 | 0 | [6 empty] | DEER:HVAC_Split-Package_AC | Annual
Any | NE-HVAC-airHP-SpltPkg-65to134kBtuh-11p5eer-3p4cop | Com | New | CZ13 | cDXHP | SWHC013-02 | DEER2020 | D20v1 | 2020-11-09 | Cap-Tons | 1 |  | None | 46 | 0.0266 | 0 | 54.1 | 0.0284 | 0 | [6 empty] | DEER:HVAC_Split-Package_AC | Annual
Any | NE-HVAC-airHP-SpltPkg-65to134kBtuh-11p5eer-3p4cop | Com | New | CZ14 | cDXHP | SWHC013-02 | DEER2020 | D20v1 | 2020-11-09 | Cap-Tons | 1 |  | None | 56 | 0.0344 | 0 | 55.5 | 0.0286 | 0 | [6 empty] | DEER:HVAC_Split-Package_AC | Annual
Any | NE-HVAC-airHP-SpltPkg-65to134kBtuh-11p5eer-3p4cop | Com | New | CZ15 | cDXHP | SWHC013-02 | DEER2020 | D20v1 | 2020-11-09 | Cap-Tons | 1 |  | None | 73.5 | 0.0333 | 0 | 73.8 | 0.0308 | 0 | [6 empty] | DEER:HVAC_Split-Package_AC | Annual
Any | NE-HVAC-airHP-SpltPkg-65to134kBtuh-11p5eer-3p4cop | Com | New | CZ16 | cDXHP | SWHC013-02 | DEER2020 | D20v1 | 2020-11-09 | Cap-Tons | 1 |  | None | 44 | 0.019 | 0 | 43.8 | 0.0176 | 0 | [6 empty] | DEER:HVAC_Split-Package_AC | Annual
Any | NE-HVAC-airHP-SpltPkg-65to134kBtuh-11p5eer-3p4cop | ECC | Ex | CZ01 | cDXHP | SWHC013-02 | DEER2020 | D20v1 | 2020-11-09 | Cap-Tons | 1 |  | None | 454 | 0.109 | 0 | 16.1 | 0.00945 | 0 | [6 empty] | DEER:HVAC_Split-Package_AC | Annual
Any | NE-HVAC-airHP-SpltPkg-65to134kBtuh-11p5eer-3p4cop | ECC | Ex | CZ02 | cDXHP | SWHC013-02 | DEER2020 | D20v1 | 2020-11-09 | Cap-Tons | 1 |  | None | 482 | 0.148 | 0 | 35.2 | 0.0281 | 0 | [6 empty] | DEER:HVAC_Split-Package_AC | Annual
Any | NE-HVAC-airHP-SpltPkg-65to134kBtuh-11p5eer-3p4cop | ECC | Ex | CZ03 | cDXHP | SWHC013-02 | DEER2020 | D20v1 | 2020-11-09 | Cap-Tons | 1 |  | None | 445 | 0.0991 | 0 | 18.1 | 0.0141 | 0 | [6 empty] | DEER:HVAC_Split-Package_AC | Annual
Any | NE-HVAC-airHP-SpltPkg-65to134kBtuh-11p5eer-3p4cop | ECC | Ex | CZ04 | cDXHP | SWHC013-02 | DEER2020 | D20v1 | 2020-11-09 | Cap-Tons | 1 |  | None | 463 | 0.146 | 0 | 34.8 | 0.0373 | 0 | [6 empty] | DEER:HVAC_Split-Package_AC | Annual
Any | NE-HVAC-airHP-SpltPkg-65to134kBtuh-11p5eer-3p4cop | ECC | Ex | CZ05 | cDXHP | SWHC013-02 | DEER2020 | D20v1 | 2020-11-09 | Cap-Tons | 1 |  | None | 438 | 0.111 | 0 | 18.8 | 0.0152 | 0 | [6 empty] | DEER:HVAC_Split-Package_AC | Annual
Any | NE-HVAC-airHP-SpltPkg-65to134kBtuh-11p5eer-3p4cop | ECC | Ex | CZ06 | cDXHP | SWHC013-02 | DEER2020 | D20v1 | 2020-11-09 | Cap-Tons | 1 |  | None | 433 | 0.136 | 0 | 32.2 | 0.0297 | 0 | [6 empty] | DEER:HVAC_Split-Package_AC | Annual
Any | NE-HVAC-airHP-SpltPkg-65to134kBtuh-11p5eer-3p4cop | ECC | Ex | CZ07 | cDXHP | SWHC013-02 | DEER2020 | D20v1 | 2020-11-09 | Cap-Tons | 1 |  | None | 457 | 0.126 | 0 | 27.3 | 0.0248 | 0 | [6 empty] | DEER:HVAC_Split-Package_AC | Annual
Any | NE-HVAC-airHP-SpltPkg-65to134kBtuh-11p5eer-3p4cop | ECC | Ex | CZ08 | cDXHP | SWHC013-02 | DEER2020 | D20v1 | 2020-11-09 | Cap-Tons | 1 |  | None | 455 | 0.137 | 0 | 41.6 | 0.0323 | 0 | [6 empty] | DEER:HVAC_Split-Package_AC | Annual
Any | NE-HVAC-airHP-SpltPkg-65to134kBtuh-11p5eer-3p4cop | ECC | Ex | CZ09 | cDXHP | SWHC013-02 | DEER2020 | D20v1 | 2020-11-09 | Cap-Tons | 1 |  | None | 466 | 0.156 | 0 | 37.5 | 0.0396 | 0 | [6 empty] | DEER:HVAC_Split-Package_AC | Annual
Any | NE-HVAC-airHP-SpltPkg-65to134kBtuh-11p5eer-3p4cop | ECC | Ex | CZ10 | cDXHP | SWHC013-02 | DEER2020 | D20v1 | 2020-11-09 | Cap-Tons | 1 |  | None | 489 | 0.158 | 0 | 44.2 | 0.0429 | 0 | [6 empty] | DEER:HVAC_Split-Package_AC | Annual
Any | NE-HVAC-airHP-SpltPkg-65to134kBtuh-11p5eer-3p4cop | ECC | Ex | CZ11 | cDXHP | SWHC013-02 | DEER2020 | D20v1 | 2020-11-09 | Cap-Tons | 1 |  | None | 506 | 0.15 | 0 | 49.9 | 0.0336 | 0 | [6 empty] | DEER:HVAC_Split-Package_AC | Annual
Any | NE-HVAC-airHP-SpltPkg-65to134kBtuh-11p5eer-3p4cop | ECC | Ex | CZ12 | cDXHP | SWHC013-02 | DEER2020 | D20v1 | 2020-11-09 | Cap-Tons | 1 |  | None | 503 | 0.151 | 0 | 43.8 | 0.0326 | 0 | [6 empty] | DEER:HVAC_Split-Package_AC | Annual
Any | NE-HVAC-airHP-SpltPkg-65to134kBtuh-11p5eer-3p4cop | ECC | Ex | CZ13 | cDXHP | SWHC013-02 | DEER2020 | D20v1 | 2020-11-09 | Cap-Tons | 1 |  | None | 513 | 0.156 | 0 | 51.5 | 0.0303 | 0 | [6 empty] | DEER:HVAC_Split-Package_AC | Annual
Any | NE-HVAC-airHP-SpltPkg-65to134kBtuh-11p5eer-3p4cop | ECC | Ex | CZ14 | cDXHP | SWHC013-02 | DEER2020 | D20v1 | 2020-11-09 | Cap-Tons | 1 |  | None | 496 | 0.169 | 0 | 47.6 | 0.0383 | 0 | [6 empty] | DEER:HVAC_Split-Package_AC | Annual
Any | NE-HVAC-airHP-SpltPkg-65to134kBtuh-11p5eer-3p4cop | ECC | Ex | CZ15 | cDXHP | SWHC013-02 | DEER2020 | D20v1 | 2020-11-09 | Cap-Tons | 1 |  | None | 526 | 0.193 | 0 | 66.6 | 0.0394 | 0 | [6 empty] | DEER:HVAC_Split-Package_AC | Annual
Any | NE-HVAC-airHP-SpltPkg-65to134kBtuh-11p5eer-3p4cop | ECC | Ex | CZ16 | cDXHP | SWHC013-02 | DEER2020 | D20v1 | 2020-11-09 | Cap-Tons | 1 |  | None | 546 | 0.109 | 0 | 33.8 | 0.0165 | 0 | [6 empty] | DEER:HVAC_Split-Package_AC | Annual
Any | NE-HVAC-airHP-SpltPkg-65to134kBtuh-11p5eer-3p4cop | ECC | New | CZ01 | cDXHP | SWHC013-02 | DEER2020 | D20v1 | 2020-11-09 | Cap-Tons | 1 |  | None | 18.1 | 0.00921 | 0 | 18.1 | 0.00921 | 0 | [6 empty] | DEER:HVAC_Split-Package_AC | Annual
Any | NE-HVAC-airHP-SpltPkg-65to134kBtuh-11p5eer-3p4cop | ECC | New | CZ02 | cDXHP | SWHC013-02 | DEER2020 | D20v1 | 2020-11-09 | Cap-Tons | 1 |  | None | 33.5 | 0.0264 | 0 | 33.5 | 0.0264 | 0 | [6 empty] | DEER:HVAC_Split-Package_AC | Annual
Any | NE-HVAC-airHP-SpltPkg-65to134kBtuh-11p5eer-3p4cop | ECC | New | CZ03 | cDXHP | SWHC013-02 | DEER2020 | D20v1 | 2020-11-09 | Cap-Tons | 1 |  | None | 18.7 | 0.0135 | 0 | 18.7 | 0.0135 | 0 | [6 empty] | DEER:HVAC_Split-Package_AC | Annual
Any | NE-HVAC-airHP-SpltPkg-65to134kBtuh-11p5eer-3p4cop | ECC | New | CZ04 | cDXHP | SWHC013-02 | DEER2020 | D20v1 | 2020-11-09 | Cap-Tons | 1 |  | None | 33 | 0.0366 | 0 | 33 | 0.0366 | 0 | [6 empty] | DEER:HVAC_Split-Package_AC | Annual
Any | NE-HVAC-airHP-SpltPkg-65to134kBtuh-11p5eer-3p4cop | ECC | New | CZ05 | cDXHP | SWHC013-02 | DEER2020 | D20v1 | 2020-11-09 | Cap-Tons | 1 |  | None | 19.3 | 0.0155 | 0 | 19.3 | 0.0155 | 0 | [6 empty] | DEER:HVAC_Split-Package_AC | Annual
Any | NE-HVAC-airHP-SpltPkg-65to134kBtuh-11p5eer-3p4cop | ECC | New | CZ06 | cDXHP | SWHC013-02 | DEER2020 | D20v1 | 2020-11-09 | Cap-Tons | 1 |  | None | 32.1 | 0.0309 | 0 | 32.1 | 0.0309 | 0 | [6 empty] | DEER:HVAC_Split-Package_AC | Annual
Any | NE-HVAC-airHP-SpltPkg-65to134kBtuh-11p5eer-3p4cop | ECC | New | CZ07 | cDXHP | SWHC013-02 | DEER2020 | D20v1 | 2020-11-09 | Cap-Tons | 1 |  | None | 27.5 | 0.0259 | 0 | 27.5 | 0.0259 | 0 | [6 empty] | DEER:HVAC_Split-Package_AC | Annual
Any | NE-HVAC-airHP-SpltPkg-65to134kBtuh-11p5eer-3p4cop | ECC | New | CZ08 | cDXHP | SWHC013-02 | DEER2020 | D20v1 | 2020-11-09 | Cap-Tons | 1 |  | None | 39.3 | 0.0321 | 0 | 39.3 | 0.0321 | 0 | [6 empty] | DEER:HVAC_Split-Package_AC | Annual
Any | NE-HVAC-airHP-SpltPkg-65to134kBtuh-11p5eer-3p4cop | ECC | New | CZ09 | cDXHP | SWHC013-02 | DEER2020 | D20v1 | 2020-11-09 | Cap-Tons | 1 |  | None | 35.2 | 0.0389 | 0 | 35.2 | 0.0389 | 0 | [6 empty] | DEER:HVAC_Split-Package_AC | Annual
Any | NE-HVAC-airHP-SpltPkg-65to134kBtuh-11p5eer-3p4cop | ECC | New | CZ10 | cDXHP | SWHC013-02 | DEER2020 | D20v1 | 2020-11-09 | Cap-Tons | 1 |  | None | 41.8 | 0.0421 | 0 | 41.8 | 0.0421 | 0 | [6 empty] | DEER:HVAC_Split-Package_AC | Annual
Any | NE-HVAC-airHP-SpltPkg-65to134kBtuh-11p5eer-3p4cop | ECC | New | CZ11 | cDXHP | SWHC013-02 | DEER2020 | D20v1 | 2020-11-09 | Cap-Tons | 1 |  | None | 46.8 | 0.0316 | 0 | 46.8 | 0.0316 | 0 | [6 empty] | DEER:HVAC_Split-Package_AC | Annual
Any | NE-HVAC-airHP-SpltPkg-65to134kBtuh-11p5eer-3p4cop | ECC | New | CZ12 | cDXHP | SWHC013-02 | DEER2020 | D20v1 | 2020-11-09 | Cap-Tons | 1 |  | None | 41.7 | 0.031 | 0 | 41.7 | 0.031 | 0 | [6 empty] | DEER:HVAC_Split-Package_AC | Annual
Any | NE-HVAC-airHP-SpltPkg-65to134kBtuh-11p5eer-3p4cop | ECC | New | CZ13 | cDXHP | SWHC013-02 | DEER2020 | D20v1 | 2020-11-09 | Cap-Tons | 1 |  | None | 48.5 | 0.0286 | 0 | 48.5 | 0.0286 | 0 | [6 empty] | DEER:HVAC_Split-Package_AC | Annual
Any | NE-HVAC-airHP-SpltPkg-65to134kBtuh-11p5eer-3p4cop | ECC | New | CZ14 | cDXHP | SWHC013-02 | DEER2020 | D20v1 | 2020-11-09 | Cap-Tons | 1 |  | None | 44.4 | 0.0363 | 0 | 44.4 | 0.0363 | 0 | [6 empty] | DEER:HVAC_Split-Package_AC | Annual
Any | NE-HVAC-airHP-SpltPkg-65to134kBtuh-11p5eer-3p4cop | ECC | New | CZ15 | cDXHP | SWHC013-02 | DEER2020 | D20v1 | 2020-11-09 | Cap-Tons | 1 |  | None | 61.4 | 0.0372 | 0 | 61.4 | 0.0372 | 0 | [6 empty] | DEER:HVAC_Split-Package_AC | Annual
Any | NE-HVAC-airHP-SpltPkg-65to134kBtuh-11p5eer-3p4cop | ECC | New | CZ16 | cDXHP | SWHC013-02 | DEER2020 | D20v1 | 2020-11-09 | Cap-Tons | 1 |  | None | 32.6 | 0.0153 | 0 | 32.6 | 0.0153 | 0 | [6 empty] | DEER:HVAC_Split-Package_AC | Annual
Any | NE-HVAC-airHP-SpltPkg-65to134kBtuh-11p5eer-3p4cop | EPr | Ex | CZ01 | cDXHP | SWHC013-02 | DEER2020 | D20v1 | 2020-11-09 | Cap-Tons | 1 |  | None | 323 | 0.055 | 0 | 20 | 0.00407 | 0 | [6 empty] | DEER:HVAC_Split-Package_AC | Annual
Any | NE-HVAC-airHP-SpltPkg-65to134kBtuh-11p5eer-3p4cop | EPr | Ex | CZ02 | cDXHP | SWHC013-02 | DEER2020 | D20v1 | 2020-11-09 | Cap-Tons | 1 |  | None | 315 | 0.00243 | 0 | 26.7 | 0.00222 | 0 | [6 empty] | DEER:HVAC_Split-Package_AC | Annual
Any | NE-HVAC-airHP-SpltPkg-65to134kBtuh-11p5eer-3p4cop | EPr | Ex | CZ03 | cDXHP | SWHC013-02 | DEER2020 | D20v1 | 2020-11-09 | Cap-Tons | 1 |  | None | 283 | 0.00044 | 0 | 16.6 | 0.00019 | 0 | [6 empty] | DEER:HVAC_Split-Package_AC | Annual
Any | NE-HVAC-airHP-SpltPkg-65to134kBtuh-11p5eer-3p4cop | EPr | Ex | CZ04 | cDXHP | SWHC013-02 | DEER2020 | D20v1 | 2020-11-09 | Cap-Tons | 1 |  | None | 293 | 0.104 | 0 | 25.4 | 0.0208 | 0 | [6 empty] | DEER:HVAC_Split-Package_AC | Annual
Any | NE-HVAC-airHP-SpltPkg-65to134kBtuh-11p5eer-3p4cop | EPr | Ex | CZ05 | cDXHP | SWHC013-02 | DEER2020 | D20v1 | 2020-11-09 | Cap-Tons | 1 |  | None | 272 | 0.06 | 0 | 17.8 | 0.00753 | 0 | [6 empty] | DEER:HVAC_Split-Package_AC | Annual
Any | NE-HVAC-airHP-SpltPkg-65to134kBtuh-11p5eer-3p4cop | EPr | Ex | CZ06 | cDXHP | SWHC013-02 | DEER2020 | D20v1 | 2020-11-09 | Cap-Tons | 1 |  | None | 256 | 0.084 | 0 | 22.1 | 0.017 | 0 | [6 empty] | DEER:HVAC_Split-Package_AC | Annual
Any | NE-HVAC-airHP-SpltPkg-65to134kBtuh-11p5eer-3p4cop | EPr | Ex | CZ07 | cDXHP | SWHC013-02 | DEER2020 | D20v1 | 2020-11-09 | Cap-Tons | 1 |  | None | 261 | 0.0746 | 0 | 18.2 | 0.0131 | 0 | [6 empty] | DEER:HVAC_Split-Package_AC | Annual
Any | NE-HVAC-airHP-SpltPkg-65to134kBtuh-11p5eer-3p4cop | EPr | Ex | CZ08 | cDXHP | SWHC013-02 | DEER2020 | D20v1 | 2020-11-09 | Cap-Tons | 1 |  | None | 274 | 0.0959 | 0 | 26.3 | 0.017 | 0 | [6 empty] | DEER:HVAC_Split-Package_AC | Annual
Any | NE-HVAC-airHP-SpltPkg-65to134kBtuh-11p5eer-3p4cop | EPr | Ex | CZ09 | cDXHP | SWHC013-02 | DEER2020 | D20v1 | 2020-11-09 | Cap-Tons | 1 |  | None | 294 | 0.115 | 0 | 24 | 0.0226 | 0 | [6 empty] | DEER:HVAC_Split-Package_AC | Annual
Any | NE-HVAC-airHP-SpltPkg-65to134kBtuh-11p5eer-3p4cop | EPr | Ex | CZ10 | cDXHP | SWHC013-02 | DEER2020 | D20v1 | 2020-11-09 | Cap-Tons | 1 |  | None | 305 | 0.121 | 0 | 28.9 | 0.0249 | 0 | [6 empty] | DEER:HVAC_Split-Package_AC | Annual
Any | NE-HVAC-airHP-SpltPkg-65to134kBtuh-11p5eer-3p4cop | EPr | Ex | CZ11 | cDXHP | SWHC013-02 | DEER2020 | D20v1 | 2020-11-09 | Cap-Tons | 1 |  | None | 311 | 0.00085 | 0 | 33 | 0.011 | 0 | [6 empty] | DEER:HVAC_Split-Package_AC | Annual
Any | NE-HVAC-airHP-SpltPkg-65to134kBtuh-11p5eer-3p4cop | EPr | Ex | CZ12 | cDXHP | SWHC013-02 | DEER2020 | D20v1 | 2020-11-09 | Cap-Tons | 1 |  | None | 316 | 0.00271 | 0 | 30.4 | 0.00631 | 0 | [6 empty] | DEER:HVAC_Split-Package_AC | Annual
Any | NE-HVAC-airHP-SpltPkg-65to134kBtuh-11p5eer-3p4cop | EPr | Ex | CZ13 | cDXHP | SWHC013-02 | DEER2020 | D20v1 | 2020-11-09 | Cap-Tons | 1 |  | None | 312 | 0.00123 | 0 | 34.7 | 0.00824 | 0 | [6 empty] | DEER:HVAC_Split-Package_AC | Annual
Any | NE-HVAC-airHP-SpltPkg-65to134kBtuh-11p5eer-3p4cop | EPr | Ex | CZ14 | cDXHP | SWHC013-02 | DEER2020 | D20v1 | 2020-11-09 | Cap-Tons | 1 |  | None | 326 | 0.122 | 0 | 33.1 | 0.022 | 0 | [6 empty] | DEER:HVAC_Split-Package_AC | Annual
Any | NE-HVAC-airHP-SpltPkg-65to134kBtuh-11p5eer-3p4cop | EPr | Ex | CZ15 | cDXHP | SWHC013-02 | DEER2020 | D20v1 | 2020-11-09 | Cap-Tons | 1 |  | None | 332 | 0.131 | 0 | 43.8 | 0.0224 | 0 | [6 empty] | DEER:HVAC_Split-Package_AC | Annual
Any | NE-HVAC-airHP-SpltPkg-65to134kBtuh-11p5eer-3p4cop | EPr | Ex | CZ16 | cDXHP | SWHC013-02 | DEER2020 | D20v1 | 2020-11-09 | Cap-Tons | 1 |  | None | 426 | 0.00207 | 0 | 30.6 | 0.00143 | 0 | [6 empty] | DEER:HVAC_Split-Package_AC | Annual
Any | NE-HVAC-airHP-SpltPkg-65to134kBtuh-11p5eer-3p4cop | EPr | New | CZ01 | cDXHP | SWHC013-02 | DEER2020 | D20v1 | 2020-11-09 | Cap-Tons | 1 |  | None | 22.1 | 0.00384 | 0 | 22.1 | 0.00384 | 0 | [6 empty] | DEER:HVAC_Split-Package_AC | Annual
Any | NE-HVAC-airHP-SpltPkg-65to134kBtuh-11p5eer-3p4cop | EPr | New | CZ02 | cDXHP | SWHC013-02 | DEER2020 | D20v1 | 2020-11-09 | Cap-Tons | 1 |  | None | 25.9 | 0.00041 | 0 | 25.9 | 0.00041 | 0 | [6 empty] | DEER:HVAC_Split-Package_AC | Annual
Any | NE-HVAC-airHP-SpltPkg-65to134kBtuh-11p5eer-3p4cop | EPr | New | CZ03 | cDXHP | SWHC013-02 | DEER2020 | D20v1 | 2020-11-09 | Cap-Tons | 1 |  | None | 17.6 | 0.00011 | 0 | 17.6 | 0.00011 | 0 | [6 empty] | DEER:HVAC_Split-Package_AC | Annual
Any | NE-HVAC-airHP-SpltPkg-65to134kBtuh-11p5eer-3p4cop | EPr | New | CZ04 | cDXHP | SWHC013-02 | DEER2020 | D20v1 | 2020-11-09 | Cap-Tons | 1 |  | None | 24.8 | 0.0201 | 0 | 24.8 | 0.0201 | 0 | [6 empty] | DEER:HVAC_Split-Package_AC | Annual
Any | NE-HVAC-airHP-SpltPkg-65to134kBtuh-11p5eer-3p4cop | EPr | New | CZ05 | cDXHP | SWHC013-02 | DEER2020 | D20v1 | 2020-11-09 | Cap-Tons | 1 |  | None | 18.9 | 0.00709 | 0 | 18.9 | 0.00709 | 0 | [6 empty] | DEER:HVAC_Split-Package_AC | Annual
Any | NE-HVAC-airHP-SpltPkg-65to134kBtuh-11p5eer-3p4cop | EPr | New | CZ06 | cDXHP | SWHC013-02 | DEER2020 | D20v1 | 2020-11-09 | Cap-Tons | 1 |  | None | 22.1 | 0.0169 | 0 | 22.1 | 0.0169 | 0 | [6 empty] | DEER:HVAC_Split-Package_AC | Annual
Any | NE-HVAC-airHP-SpltPkg-65to134kBtuh-11p5eer-3p4cop | EPr | New | CZ07 | cDXHP | SWHC013-02 | DEER2020 | D20v1 | 2020-11-09 | Cap-Tons | 1 |  | None | 18.5 | 0.0128 | 0 | 18.5 | 0.0128 | 0 | [6 empty] | DEER:HVAC_Split-Package_AC | Annual
Any | NE-HVAC-airHP-SpltPkg-65to134kBtuh-11p5eer-3p4cop | EPr | New | CZ08 | cDXHP | SWHC013-02 | DEER2020 | D20v1 | 2020-11-09 | Cap-Tons | 1 |  | None | 25.5 | 0.0166 | 0 | 25.5 | 0.0166 | 0 | [6 empty] | DEER:HVAC_Split-Package_AC | Annual
Any | NE-HVAC-airHP-SpltPkg-65to134kBtuh-11p5eer-3p4cop | EPr | New | CZ09 | cDXHP | SWHC013-02 | DEER2020 | D20v1 | 2020-11-09 | Cap-Tons | 1 |  | None | 22.7 | 0.0221 | 0 | 22.7 | 0.0221 | 0 | [6 empty] | DEER:HVAC_Split-Package_AC | Annual
Any | NE-HVAC-airHP-SpltPkg-65to134kBtuh-11p5eer-3p4cop | EPr | New | CZ10 | cDXHP | SWHC013-02 | DEER2020 | D20v1 | 2020-11-09 | Cap-Tons | 1 |  | None | 27.5 | 0.0241 | 0 | 27.5 | 0.0241 | 0 | [6 empty] | DEER:HVAC_Split-Package_AC | Annual
Any | NE-HVAC-airHP-SpltPkg-65to134kBtuh-11p5eer-3p4cop | EPr | New | CZ11 | cDXHP | SWHC013-02 | DEER2020 | D20v1 | 2020-11-09 | Cap-Tons | 1 |  | None | 30.8 | 0.00761 | 0 | 30.8 | 0.00761 | 0 | [6 empty] | DEER:HVAC_Split-Package_AC | Annual
Any | NE-HVAC-airHP-SpltPkg-65to134kBtuh-11p5eer-3p4cop | EPr | New | CZ12 | cDXHP | SWHC013-02 | DEER2020 | D20v1 | 2020-11-09 | Cap-Tons | 1 |  | None | 28.8 | 0.00291 | 0 | 28.8 | 0.00291 | 0 | [6 empty] | DEER:HVAC_Split-Package_AC | Annual
Any | NE-HVAC-airHP-SpltPkg-65to134kBtuh-11p5eer-3p4cop | EPr | New | CZ13 | cDXHP | SWHC013-02 | DEER2020 | D20v1 | 2020-11-09 | Cap-Tons | 1 |  | None | 32.3 | 0.00564 | 0 | 32.3 | 0.00564 | 0 | [6 empty] | DEER:HVAC_Split-Package_AC | Annual
Any | NE-HVAC-airHP-SpltPkg-65to134kBtuh-11p5eer-3p4cop | EPr | New | CZ14 | cDXHP | SWHC013-02 | DEER2020 | D20v1 | 2020-11-09 | Cap-Tons | 1 |  | None | 30.9 | 0.0211 | 0 | 30.9 | 0.0211 | 0 | [6 empty] | DEER:HVAC_Split-Package_AC | Annual
Any | NE-HVAC-airHP-SpltPkg-65to134kBtuh-11p5eer-3p4cop | EPr | New | CZ15 | cDXHP | SWHC013-02 | DEER2020 | D20v1 | 2020-11-09 | Cap-Tons | 1 |  | None | 39.8 | 0.0211 | 0 | 39.8 | 0.0211 | 0 | [6 empty] | DEER:HVAC_Split-Package_AC | Annual
Any | NE-HVAC-airHP-SpltPkg-65to134kBtuh-11p5eer-3p4cop | EPr | New | CZ16 | cDXHP | SWHC013-02 | DEER2020 | D20v1 | 2020-11-09 | Cap-Tons | 1 |  | None | 30.7 | 0.00036 | 0 | 30.7 | 0.00036 | 0 | [6 empty] | DEER:HVAC_Split-Package_AC | Annual
Any | NE-HVAC-airHP-SpltPkg-65to134kBtuh-11p5eer-3p4cop | ERC | Ex | CZ01 | cDXHP | SWHC013-02 | DEER2020 | D20v1 | 2020-11-09 | Cap-Tons | 1 |  | None | 299 | 0.00261 | 0 | 27.7 | 0.0006 | 0 | [6 empty] | DEER:HVAC_Split-Package_AC | Annual
Any | NE-HVAC-airHP-SpltPkg-65to134kBtuh-11p5eer-3p4cop | ERC | Ex | CZ02 | cDXHP | SWHC013-02 | DEER2020 | D20v1 | 2020-11-09 | Cap-Tons | 1 |  | None | 293 | 0.0308 | 0 | 31.6 | 0.00732 | 0 | [6 empty] | DEER:HVAC_Split-Package_AC | Annual
Any | NE-HVAC-airHP-SpltPkg-65to134kBtuh-11p5eer-3p4cop | ERC | Ex | CZ03 | cDXHP | SWHC013-02 | DEER2020 | D20v1 | 2020-11-09 | Cap-Tons | 1 |  | None | 223 | 0.00208 | 0 | 21.2 | 0.00045 | 0 | [6 empty] | DEER:HVAC_Split-Package_AC | Annual
Any | NE-HVAC-airHP-SpltPkg-65to134kBtuh-11p5eer-3p4cop | ERC | Ex | CZ04 | cDXHP | SWHC013-02 | DEER2020 | D20v1 | 2020-11-09 | Cap-Tons | 1 |  | None | 263 | 0.0431 | 0 | 28.3 | 0.00903 | 0 | [6 empty] | DEER:HVAC_Split-Package_AC | Annual
Any | NE-HVAC-airHP-SpltPkg-65to134kBtuh-11p5eer-3p4cop | ERC | Ex | CZ05 | cDXHP | SWHC013-02 | DEER2020 | D20v1 | 2020-11-09 | Cap-Tons | 1 |  | None | 244 | 0.0104 | 0 | 26.6 | 0.00215 | 0 | [6 empty] | DEER:HVAC_Split-Package_AC | Annual
Any | NE-HVAC-airHP-SpltPkg-65to134kBtuh-11p5eer-3p4cop | ERC | Ex | CZ06 | cDXHP | SWHC013-02 | DEER2020 | D20v1 | 2020-11-09 | Cap-Tons | 1 |  | None | 211 | 0.0253 | 0 | 26.4 | 0.00649 | 0 | [6 empty] | DEER:HVAC_Split-Package_AC | Annual
Any | NE-HVAC-airHP-SpltPkg-65to134kBtuh-11p5eer-3p4cop | ERC | Ex | CZ07 | cDXHP | SWHC013-02 | DEER2020 | D20v1 | 2020-11-09 | Cap-Tons | 1 |  | None | 201 | 0.0178 | 0 | 21.6 | 0.00415 | 0 | [6 empty] | DEER:HVAC_Split-Package_AC | Annual
Any | NE-HVAC-airHP-SpltPkg-65to134kBtuh-11p5eer-3p4cop | ERC | Ex | CZ08 | cDXHP | SWHC013-02 | DEER2020 | D20v1 | 2020-11-09 | Cap-Tons | 1 |  | None | 242 | 0.0304 | 0 | 29.5 | 0.00718 | 0 | [6 empty] | DEER:HVAC_Split-Package_AC | Annual
Any | NE-HVAC-airHP-SpltPkg-65to134kBtuh-11p5eer-3p4cop | ERC | Ex | CZ09 | cDXHP | SWHC013-02 | DEER2020 | D20v1 | 2020-11-09 | Cap-Tons | 1 |  | None | 260 | 0.0436 | 0 | 25.6 | 0.0105 | 0 | [6 empty] | DEER:HVAC_Split-Package_AC | Annual
Any | NE-HVAC-airHP-SpltPkg-65to134kBtuh-11p5eer-3p4cop | ERC | Ex | CZ10 | cDXHP | SWHC013-02 | DEER2020 | D20v1 | 2020-11-09 | Cap-Tons | 1 |  | None | 281 | 0.0514 | 0 | 30.4 | 0.0115 | 0 | [6 empty] | DEER:HVAC_Split-Package_AC | Annual
Any | NE-HVAC-airHP-SpltPkg-65to134kBtuh-11p5eer-3p4cop | ERC | Ex | CZ11 | cDXHP | SWHC013-02 | DEER2020 | D20v1 | 2020-11-09 | Cap-Tons | 1 |  | None | 307 | 0.0484 | 0 | 35.3 | 0.0159 | 0 | [6 empty] | DEER:HVAC_Split-Package_AC | Annual
Any | NE-HVAC-airHP-SpltPkg-65to134kBtuh-11p5eer-3p4cop | ERC | Ex | CZ12 | cDXHP | SWHC013-02 | DEER2020 | D20v1 | 2020-11-09 | Cap-Tons | 1 |  | None | 289 | 0.0413 | 0 | 32 | 0.0122 | 0 | [6 empty] | DEER:HVAC_Split-Package_AC | Annual
Any | NE-HVAC-airHP-SpltPkg-65to134kBtuh-11p5eer-3p4cop | ERC | Ex | CZ13 | cDXHP | SWHC013-02 | DEER2020 | D20v1 | 2020-11-09 | Cap-Tons | 1 |  | None | 294 | 0.0289 | 0 | 37.2 | 0.0127 | 0 | [6 empty] | DEER:HVAC_Split-Package_AC | Annual
Any | NE-HVAC-airHP-SpltPkg-65to134kBtuh-11p5eer-3p4cop | ERC | Ex | CZ14 | cDXHP | SWHC013-02 | DEER2020 | D20v1 | 2020-11-09 | Cap-Tons | 1 |  | None | 335 | 0.0584 | 0 | 36.3 | 0.0116 | 0 | [6 empty] | DEER:HVAC_Split-Package_AC | Annual
Any | NE-HVAC-airHP-SpltPkg-65to134kBtuh-11p5eer-3p4cop | ERC | Ex | CZ15 | cDXHP | SWHC013-02 | DEER2020 | D20v1 | 2020-11-09 | Cap-Tons | 1 |  | None | 390 | 0.0623 | 0 | 48.8 | 0.0138 | 0 | [6 empty] | DEER:HVAC_Split-Package_AC | Annual
Any | NE-HVAC-airHP-SpltPkg-65to134kBtuh-11p5eer-3p4cop | ERC | Ex | CZ16 | cDXHP | SWHC013-02 | DEER2020 | D20v1 | 2020-11-09 | Cap-Tons | 1 |  | None | 361 | 0.0118 | 0 | 39 | 0.00296 | 0 | [6 empty] | DEER:HVAC_Split-Package_AC | Annual
Any | NE-HVAC-airHP-SpltPkg-65to134kBtuh-11p5eer-3p4cop | ERC | New | CZ01 | cDXHP | SWHC013-02 | DEER2020 | D20v1 | 2020-11-09 | Cap-Tons | 1 |  | None | 36.2 | 0 | 0 | 29.4 | 0.00022 | 0 | [6 empty] | DEER:HVAC_Split-Package_AC | Annual
Any | NE-HVAC-airHP-SpltPkg-65to134kBtuh-11p5eer-3p4cop | ERC | New | CZ02 | cDXHP | SWHC013-02 | DEER2020 | D20v1 | 2020-11-09 | Cap-Tons | 1 |  | None | 11.8 | 0.00364 | 0 | 31 | 0.00404 | 0 | [6 empty] | DEER:HVAC_Split-Package_AC | Annual
Any | NE-HVAC-airHP-SpltPkg-65to134kBtuh-11p5eer-3p4cop | ERC | New | CZ03 | cDXHP | SWHC013-02 | DEER2020 | D20v1 | 2020-11-09 | Cap-Tons | 1 |  | None | -4.54 | 0 | 0 | 22.2 | 0 | 0 | [6 empty] | DEER:HVAC_Split-Package_AC | Annual
Any | NE-HVAC-airHP-SpltPkg-65to134kBtuh-11p5eer-3p4cop | ERC | New | CZ04 | cDXHP | SWHC013-02 | DEER2020 | D20v1 | 2020-11-09 | Cap-Tons | 1 |  | None | 0.796 | 0.00678 | 0 | 27.6 | 0.00697 | 0 | [6 empty] | DEER:HVAC_Split-Package_AC | Annual
Any | NE-HVAC-airHP-SpltPkg-65to134kBtuh-11p5eer-3p4cop | ERC | New | CZ05 | cDXHP | SWHC013-02 | DEER2020 | D20v1 | 2020-11-09 | Cap-Tons | 1 |  | None | 5.91 | 0.00042 | 0 | 27.6 | 0.00105 | 0 | [6 empty] | DEER:HVAC_Split-Package_AC | Annual
Any | NE-HVAC-airHP-SpltPkg-65to134kBtuh-11p5eer-3p4cop | ERC | New | CZ06 | cDXHP | SWHC013-02 | DEER2020 | D20v1 | 2020-11-09 | Cap-Tons | 1 |  | None | -21.6 | 0.00196 | 0 | 25.6 | 0.005 | 0 | [6 empty] | DEER:HVAC_Split-Package_AC | Annual
Any | NE-HVAC-airHP-SpltPkg-65to134kBtuh-11p5eer-3p4cop | ERC | New | CZ07 | cDXHP | SWHC013-02 | DEER2020 | D20v1 | 2020-11-09 | Cap-Tons | 1 |  | None | -38.7 | 0 | 0 | 20.5 | 0.00279 | 0 | [6 empty] | DEER:HVAC_Split-Package_AC | Annual
Any | NE-HVAC-airHP-SpltPkg-65to134kBtuh-11p5eer-3p4cop | ERC | New | CZ08 | cDXHP | SWHC013-02 | DEER2020 | D20v1 | 2020-11-09 | Cap-Tons | 1 |  | None | -20.7 | 0.00354 | 0 | 27 | 0.00574 | 0 | [6 empty] | DEER:HVAC_Split-Package_AC | Annual
Any | NE-HVAC-airHP-SpltPkg-65to134kBtuh-11p5eer-3p4cop | ERC | New | CZ09 | cDXHP | SWHC013-02 | DEER2020 | D20v1 | 2020-11-09 | Cap-Tons | 1 |  | None | -23.2 | 0.00356 | 0 | 22.3 | 0.00805 | 0 | [6 empty] | DEER:HVAC_Split-Package_AC | Annual
Any | NE-HVAC-airHP-SpltPkg-65to134kBtuh-11p5eer-3p4cop | ERC | New | CZ10 | cDXHP | SWHC013-02 | DEER2020 | D20v1 | 2020-11-09 | Cap-Tons | 1 |  | None | -8.18 | 0.00982 | 0 | 28.1 | 0.00982 | 0 | [6 empty] | DEER:HVAC_Split-Package_AC | Annual
Any | NE-HVAC-airHP-SpltPkg-65to134kBtuh-11p5eer-3p4cop | ERC | New | CZ11 | cDXHP | SWHC013-02 | DEER2020 | D20v1 | 2020-11-09 | Cap-Tons | 1 |  | None | 23.9 | 0.0171 | 0 | 33.1 | 0.0135 | 0 | [6 empty] | DEER:HVAC_Split-Package_AC | Annual
Any | NE-HVAC-airHP-SpltPkg-65to134kBtuh-11p5eer-3p4cop | ERC | New | CZ12 | cDXHP | SWHC013-02 | DEER2020 | D20v1 | 2020-11-09 | Cap-Tons | 1 |  | None | 7.77 | 0.00602 | 0 | 30.8 | 0.0102 | 0 | [6 empty] | DEER:HVAC_Split-Package_AC | Annual
Any | NE-HVAC-airHP-SpltPkg-65to134kBtuh-11p5eer-3p4cop | ERC | New | CZ13 | cDXHP | SWHC013-02 | DEER2020 | D20v1 | 2020-11-09 | Cap-Tons | 1 |  | None | 1.58 | -0.00275 | 0 | 34.6 | 0.0109 | 0 | [6 empty] | DEER:HVAC_Split-Package_AC | Annual
Any | NE-HVAC-airHP-SpltPkg-65to134kBtuh-11p5eer-3p4cop | ERC | New | CZ14 | cDXHP | SWHC013-02 | DEER2020 | D20v1 | 2020-11-09 | Cap-Tons | 1 |  | None | 16.8 | 0.0163 | 0 | 33.7 | 0.00985 | 0 | [6 empty] | DEER:HVAC_Split-Package_AC | Annual
Any | NE-HVAC-airHP-SpltPkg-65to134kBtuh-11p5eer-3p4cop | ERC | New | CZ15 | cDXHP | SWHC013-02 | DEER2020 | D20v1 | 2020-11-09 | Cap-Tons | 1 |  | None | 13.1 | 0.0176 | 0 | 42.5 | 0.0112 | 0 | [6 empty] | DEER:HVAC_Split-Package_AC | Annual
Any | NE-HVAC-airHP-SpltPkg-65to134kBtuh-11p5eer-3p4cop | ERC | New | CZ16 | cDXHP | SWHC013-02 | DEER2020 | D20v1 | 2020-11-09 | Cap-Tons | 1 |  | None | 27 | 0.00056 | 0 | 39.4 | 0.0015 | 0 | [6 empty] | DEER:HVAC_Split-Package_AC | Annual
Any | NE-HVAC-airHP-SpltPkg-65to134kBtuh-11p5eer-3p4cop | ESe | Ex | CZ01 | cDXHP | SWHC013-02 | DEER2020 | D20v1 | 2020-11-09 | Cap-Tons | 1 |  | None | 377 | 0.0609 | 0 | 17.7 | 0.00396 | 0 | [6 empty] | DEER:HVAC_Split-Package_AC | Annual
Any | NE-HVAC-airHP-SpltPkg-65to134kBtuh-11p5eer-3p4cop | ESe | Ex | CZ02 | cDXHP | SWHC013-02 | DEER2020 | D20v1 | 2020-11-09 | Cap-Tons | 1 |  | None | 366 | 0.00793 | 0 | 26.4 | 0.00669 | 0 | [6 empty] | DEER:HVAC_Split-Package_AC | Annual
Any | NE-HVAC-airHP-SpltPkg-65to134kBtuh-11p5eer-3p4cop | ESe | Ex | CZ03 | cDXHP | SWHC013-02 | DEER2020 | D20v1 | 2020-11-09 | Cap-Tons | 1 |  | None | 337 | 0.00315 | 0 | 15.9 | 0.00201 | 0 | [6 empty] | DEER:HVAC_Split-Package_AC | Annual
Any | NE-HVAC-airHP-SpltPkg-65to134kBtuh-11p5eer-3p4cop | ESe | Ex | CZ04 | cDXHP | SWHC013-02 | DEER2020 | D20v1 | 2020-11-09 | Cap-Tons | 1 |  | None | 355 | 0.103 | 0 | 26.7 | 0.0207 | 0 | [6 empty] | DEER:HVAC_Split-Package_AC | Annual
Any | NE-HVAC-airHP-SpltPkg-65to134kBtuh-11p5eer-3p4cop | ESe | Ex | CZ05 | cDXHP | SWHC013-02 | DEER2020 | D20v1 | 2020-11-09 | Cap-Tons | 1 |  | None | 340 | 0.0656 | 0 | 17 | 0.0086 | 0 | [6 empty] | DEER:HVAC_Split-Package_AC | Annual
Any | NE-HVAC-airHP-SpltPkg-65to134kBtuh-11p5eer-3p4cop | ESe | Ex | CZ06 | cDXHP | SWHC013-02 | DEER2020 | D20v1 | 2020-11-09 | Cap-Tons | 1 |  | None | 332 | 0.088 | 0 | 23.8 | 0.0168 | 0 | [6 empty] | DEER:HVAC_Split-Package_AC | Annual
Any | NE-HVAC-airHP-SpltPkg-65to134kBtuh-11p5eer-3p4cop | ESe | Ex | CZ07 | cDXHP | SWHC013-02 | DEER2020 | D20v1 | 2020-11-09 | Cap-Tons | 1 |  | None | 351 | 0.0788 | 0 | 20.4 | 0.0137 | 0 | [6 empty] | DEER:HVAC_Split-Package_AC | Annual
Any | NE-HVAC-airHP-SpltPkg-65to134kBtuh-11p5eer-3p4cop | ESe | Ex | CZ08 | cDXHP | SWHC013-02 | DEER2020 | D20v1 | 2020-11-09 | Cap-Tons | 1 |  | None | 347 | 0.0958 | 0 | 31 | 0.018 | 0 | [6 empty] | DEER:HVAC_Split-Package_AC | Annual
Any | NE-HVAC-airHP-SpltPkg-65to134kBtuh-11p5eer-3p4cop | ESe | Ex | CZ09 | cDXHP | SWHC013-02 | DEER2020 | D20v1 | 2020-11-09 | Cap-Tons | 1 |  | None | 356 | 0.111 | 0 | 28.2 | 0.0233 | 0 | [6 empty] | DEER:HVAC_Split-Package_AC | Annual
Any | NE-HVAC-airHP-SpltPkg-65to134kBtuh-11p5eer-3p4cop | ESe | Ex | CZ10 | cDXHP | SWHC013-02 | DEER2020 | D20v1 | 2020-11-09 | Cap-Tons | 1 |  | None | 362 | 0.12 | 0 | 31.6 | 0.0249 | 0 | [6 empty] | DEER:HVAC_Split-Package_AC | Annual
Any | NE-HVAC-airHP-SpltPkg-65to134kBtuh-11p5eer-3p4cop | ESe | Ex | CZ11 | cDXHP | SWHC013-02 | DEER2020 | D20v1 | 2020-11-09 | Cap-Tons | 1 |  | None | 374 | 0.0103 | 0 | 36.8 | 0.0127 | 0 | [6 empty] | DEER:HVAC_Split-Package_AC | Annual
Any | NE-HVAC-airHP-SpltPkg-65to134kBtuh-11p5eer-3p4cop | ESe | Ex | CZ12 | cDXHP | SWHC013-02 | DEER2020 | D20v1 | 2020-11-09 | Cap-Tons | 1 |  | None | 375 | 0.0114 | 0 | 31.9 | 0.0103 | 0 | [6 empty] | DEER:HVAC_Split-Package_AC | Annual
Any | NE-HVAC-airHP-SpltPkg-65to134kBtuh-11p5eer-3p4cop | ESe | Ex | CZ13 | cDXHP | SWHC013-02 | DEER2020 | D20v1 | 2020-11-09 | Cap-Tons | 1 |  | None | 374 | 0.00984 | 0 | 38.6 | 0.0105 | 0 | [6 empty] | DEER:HVAC_Split-Package_AC | Annual
Any | NE-HVAC-airHP-SpltPkg-65to134kBtuh-11p5eer-3p4cop | ESe | Ex | CZ14 | cDXHP | SWHC013-02 | DEER2020 | D20v1 | 2020-11-09 | Cap-Tons | 1 |  | None | 378 | 0.123 | 0 | 36 | 0.0214 | 0 | [6 empty] | DEER:HVAC_Split-Package_AC | Annual
Any | NE-HVAC-airHP-SpltPkg-65to134kBtuh-11p5eer-3p4cop | ESe | Ex | CZ15 | cDXHP | SWHC013-02 | DEER2020 | D20v1 | 2020-11-09 | Cap-Tons | 1 |  | None | 383 | 0.131 | 0 | 49.6 | 0.0222 | 0 | [6 empty] | DEER:HVAC_Split-Package_AC | Annual
Any | NE-HVAC-airHP-SpltPkg-65to134kBtuh-11p5eer-3p4cop | ESe | Ex | CZ16 | cDXHP | SWHC013-02 | DEER2020 | D20v1 | 2020-11-09 | Cap-Tons | 1 |  | None | 450 | 0.00456 | 0 | 29.6 | 0.00428 | 0 | [6 empty] | DEER:HVAC_Split-Package_AC | Annual
Any | NE-HVAC-airHP-SpltPkg-65to134kBtuh-11p5eer-3p4cop | ESe | New | CZ01 | cDXHP | SWHC013-02 | DEER2020 | D20v1 | 2020-11-09 | Cap-Tons | 1 |  | None | 19 | 0.00373 | 0 | 19 | 0.00373 | 0 | [6 empty] | DEER:HVAC_Split-Package_AC | Annual
Any | NE-HVAC-airHP-SpltPkg-65to134kBtuh-11p5eer-3p4cop | ESe | New | CZ02 | cDXHP | SWHC013-02 | DEER2020 | D20v1 | 2020-11-09 | Cap-Tons | 1 |  | None | 25.2 | 0.00436 | 0 | 25.2 | 0.00436 | 0 | [6 empty] | DEER:HVAC_Split-Package_AC | Annual
Any | NE-HVAC-airHP-SpltPkg-65to134kBtuh-11p5eer-3p4cop | ESe | New | CZ03 | cDXHP | SWHC013-02 | DEER2020 | D20v1 | 2020-11-09 | Cap-Tons | 1 |  | None | 16.5 | 0.00053 | 0 | 16.5 | 0.00053 | 0 | [6 empty] | DEER:HVAC_Split-Package_AC | Annual
Any | NE-HVAC-airHP-SpltPkg-65to134kBtuh-11p5eer-3p4cop | ESe | New | CZ04 | cDXHP | SWHC013-02 | DEER2020 | D20v1 | 2020-11-09 | Cap-Tons | 1 |  | None | 23.9 | 0.0188 | 0 | 23.9 | 0.0188 | 0 | [6 empty] | DEER:HVAC_Split-Package_AC | Annual
Any | NE-HVAC-airHP-SpltPkg-65to134kBtuh-11p5eer-3p4cop | ESe | New | CZ05 | cDXHP | SWHC013-02 | DEER2020 | D20v1 | 2020-11-09 | Cap-Tons | 1 |  | None | 17.7 | 0.00782 | 0 | 17.7 | 0.00782 | 0 | [6 empty] | DEER:HVAC_Split-Package_AC | Annual
Any | NE-HVAC-airHP-SpltPkg-65to134kBtuh-11p5eer-3p4cop | ESe | New | CZ06 | cDXHP | SWHC013-02 | DEER2020 | D20v1 | 2020-11-09 | Cap-Tons | 1 |  | None | 22.1 | 0.0166 | 0 | 22.1 | 0.0166 | 0 | [6 empty] | DEER:HVAC_Split-Package_AC | Annual
Any | NE-HVAC-airHP-SpltPkg-65to134kBtuh-11p5eer-3p4cop | ESe | New | CZ07 | cDXHP | SWHC013-02 | DEER2020 | D20v1 | 2020-11-09 | Cap-Tons | 1 |  | None | 18.9 | 0.0135 | 0 | 18.9 | 0.0135 | 0 | [6 empty] | DEER:HVAC_Split-Package_AC | Annual
Any | NE-HVAC-airHP-SpltPkg-65to134kBtuh-11p5eer-3p4cop | ESe | New | CZ08 | cDXHP | SWHC013-02 | DEER2020 | D20v1 | 2020-11-09 | Cap-Tons | 1 |  | None | 27 | 0.0171 | 0 | 27 | 0.0171 | 0 | [6 empty] | DEER:HVAC_Split-Package_AC | Annual
Any | NE-HVAC-airHP-SpltPkg-65to134kBtuh-11p5eer-3p4cop | ESe | New | CZ09 | cDXHP | SWHC013-02 | DEER2020 | D20v1 | 2020-11-09 | Cap-Tons | 1 |  | None | 24.4 | 0.022 | 0 | 24.4 | 0.022 | 0 | [6 empty] | DEER:HVAC_Split-Package_AC | Annual
Any | NE-HVAC-airHP-SpltPkg-65to134kBtuh-11p5eer-3p4cop | ESe | New | CZ10 | cDXHP | SWHC013-02 | DEER2020 | D20v1 | 2020-11-09 | Cap-Tons | 1 |  | None | 29.7 | 0.0243 | 0 | 29.7 | 0.0243 | 0 | [6 empty] | DEER:HVAC_Split-Package_AC | Annual
Any | NE-HVAC-airHP-SpltPkg-65to134kBtuh-11p5eer-3p4cop | ESe | New | CZ11 | cDXHP | SWHC013-02 | DEER2020 | D20v1 | 2020-11-09 | Cap-Tons | 1 |  | None | 33.5 | 0.00999 | 0 | 33.5 | 0.00999 | 0 | [6 empty] | DEER:HVAC_Split-Package_AC | Annual
Any | NE-HVAC-airHP-SpltPkg-65to134kBtuh-11p5eer-3p4cop | ESe | New | CZ12 | cDXHP | SWHC013-02 | DEER2020 | D20v1 | 2020-11-09 | Cap-Tons | 1 |  | None | 30 | 0.00782 | 0 | 30 | 0.00782 | 0 | [6 empty] | DEER:HVAC_Split-Package_AC | Annual
Any | NE-HVAC-airHP-SpltPkg-65to134kBtuh-11p5eer-3p4cop | ESe | New | CZ13 | cDXHP | SWHC013-02 | DEER2020 | D20v1 | 2020-11-09 | Cap-Tons | 1 |  | None | 35.6 | 0.00837 | 0 | 35.6 | 0.00837 | 0 | [6 empty] | DEER:HVAC_Split-Package_AC | Annual
Any | NE-HVAC-airHP-SpltPkg-65to134kBtuh-11p5eer-3p4cop | ESe | New | CZ14 | cDXHP | SWHC013-02 | DEER2020 | D20v1 | 2020-11-09 | Cap-Tons | 1 |  | None | 32.8 | 0.02 | 0 | 32.8 | 0.02 | 0 | [6 empty] | DEER:HVAC_Split-Package_AC | Annual
Any | NE-HVAC-airHP-SpltPkg-65to134kBtuh-11p5eer-3p4cop | ESe | New | CZ15 | cDXHP | SWHC013-02 | DEER2020 | D20v1 | 2020-11-09 | Cap-Tons | 1 |  | None | 44.4 | 0.0207 | 0 | 44.4 | 0.0207 | 0 | [6 empty] | DEER:HVAC_Split-Package_AC | Annual
Any | NE-HVAC-airHP-SpltPkg-65to134kBtuh-11p5eer-3p4cop | ESe | New | CZ16 | cDXHP | SWHC013-02 | DEER2020 | D20v1 | 2020-11-09 | Cap-Tons | 1 |  | None | 27.9 | 0.00234 | 0 | 27.9 | 0.00234 | 0 | [6 empty] | DEER:HVAC_Split-Package_AC | Annual
Any | NE-HVAC-airHP-SpltPkg-65to134kBtuh-11p5eer-3p4cop | EUn | Ex | CZ01 | cDXHP | SWHC013-02 | DEER2020 | D20v1 | 2020-11-09 | Cap-Tons | 1 |  | None | 536 | 0.127 | 0 | 21 | 0.0102 | 0 | [6 empty] | DEER:HVAC_Split-Package_AC | Annual
Any | NE-HVAC-airHP-SpltPkg-65to134kBtuh-11p5eer-3p4cop | EUn | Ex | CZ02 | cDXHP | SWHC013-02 | DEER2020 | D20v1 | 2020-11-09 | Cap-Tons | 1 |  | None | 557 | 0.172 | 0 | 43.1 | 0.037 | 0 | [6 empty] | DEER:HVAC_Split-Package_AC | Annual
Any | NE-HVAC-airHP-SpltPkg-65to134kBtuh-11p5eer-3p4cop | EUn | Ex | CZ03 | cDXHP | SWHC013-02 | DEER2020 | D20v1 | 2020-11-09 | Cap-Tons | 1 |  | None | 532 | 0.123 | 0 | 23.3 | 0.0188 | 0 | [6 empty] | DEER:HVAC_Split-Package_AC | Annual
Any | NE-HVAC-airHP-SpltPkg-65to134kBtuh-11p5eer-3p4cop | EUn | Ex | CZ04 | cDXHP | SWHC013-02 | DEER2020 | D20v1 | 2020-11-09 | Cap-Tons | 1 |  | None | 533 | 0.143 | 0 | 42 | 0.0397 | 0 | [6 empty] | DEER:HVAC_Split-Package_AC | Annual
Any | NE-HVAC-airHP-SpltPkg-65to134kBtuh-11p5eer-3p4cop | EUn | Ex | CZ05 | cDXHP | SWHC013-02 | DEER2020 | D20v1 | 2020-11-09 | Cap-Tons | 1 |  | None | 525 | 0.115 | 0 | 24.3 | 0.0161 | 0 | [6 empty] | DEER:HVAC_Split-Package_AC | Annual
Any | NE-HVAC-airHP-SpltPkg-65to134kBtuh-11p5eer-3p4cop | EUn | Ex | CZ06 | cDXHP | SWHC013-02 | DEER2020 | D20v1 | 2020-11-09 | Cap-Tons | 1 |  | None | 504 | 0.134 | 0 | 37.6 | 0.0312 | 0 | [6 empty] | DEER:HVAC_Split-Package_AC | Annual
Any | NE-HVAC-airHP-SpltPkg-65to134kBtuh-11p5eer-3p4cop | EUn | Ex | CZ07 | cDXHP | SWHC013-02 | DEER2020 | D20v1 | 2020-11-09 | Cap-Tons | 1 |  | None | 532 | 0.125 | 0 | 31.6 | 0.0259 | 0 | [6 empty] | DEER:HVAC_Split-Package_AC | Annual
Any | NE-HVAC-airHP-SpltPkg-65to134kBtuh-11p5eer-3p4cop | EUn | Ex | CZ08 | cDXHP | SWHC013-02 | DEER2020 | D20v1 | 2020-11-09 | Cap-Tons | 1 |  | None | 516 | 0.135 | 0 | 48.6 | 0.0344 | 0 | [6 empty] | DEER:HVAC_Split-Package_AC | Annual
Any | NE-HVAC-airHP-SpltPkg-65to134kBtuh-11p5eer-3p4cop | EUn | Ex | CZ09 | cDXHP | SWHC013-02 | DEER2020 | D20v1 | 2020-11-09 | Cap-Tons | 1 |  | None | 531 | 0.152 | 0 | 43.6 | 0.0417 | 0 | [6 empty] | DEER:HVAC_Split-Package_AC | Annual
Any | NE-HVAC-airHP-SpltPkg-65to134kBtuh-11p5eer-3p4cop | EUn | Ex | CZ10 | cDXHP | SWHC013-02 | DEER2020 | D20v1 | 2020-11-09 | Cap-Tons | 1 |  | None | 554 | 0.153 | 0 | 51.4 | 0.0454 | 0 | [6 empty] | DEER:HVAC_Split-Package_AC | Annual
Any | NE-HVAC-airHP-SpltPkg-65to134kBtuh-11p5eer-3p4cop | EUn | Ex | CZ11 | cDXHP | SWHC013-02 | DEER2020 | D20v1 | 2020-11-09 | Cap-Tons | 1 |  | None | 578 | 0.182 | 0 | 57.2 | 0.0438 | 0 | [6 empty] | DEER:HVAC_Split-Package_AC | Annual
Any | NE-HVAC-airHP-SpltPkg-65to134kBtuh-11p5eer-3p4cop | EUn | Ex | CZ12 | cDXHP | SWHC013-02 | DEER2020 | D20v1 | 2020-11-09 | Cap-Tons | 1 |  | None | 570 | 0.175 | 0 | 51.6 | 0.0436 | 0 | [6 empty] | DEER:HVAC_Split-Package_AC | Annual
Any | NE-HVAC-airHP-SpltPkg-65to134kBtuh-11p5eer-3p4cop | EUn | Ex | CZ13 | cDXHP | SWHC013-02 | DEER2020 | D20v1 | 2020-11-09 | Cap-Tons | 1 |  | None | 583 | 0.187 | 0 | 58.3 | 0.0393 | 0 | [6 empty] | DEER:HVAC_Split-Package_AC | Annual
Any | NE-HVAC-airHP-SpltPkg-65to134kBtuh-11p5eer-3p4cop | EUn | Ex | CZ14 | cDXHP | SWHC013-02 | DEER2020 | D20v1 | 2020-11-09 | Cap-Tons | 1 |  | None | 574 | 0.17 | 0 | 55.1 | 0.0405 | 0 | [6 empty] | DEER:HVAC_Split-Package_AC | Annual
Any | NE-HVAC-airHP-SpltPkg-65to134kBtuh-11p5eer-3p4cop | EUn | Ex | CZ15 | cDXHP | SWHC013-02 | DEER2020 | D20v1 | 2020-11-09 | Cap-Tons | 1 |  | None | 598 | 0.198 | 0 | 72.9 | 0.0406 | 0 | [6 empty] | DEER:HVAC_Split-Package_AC | Annual
Any | NE-HVAC-airHP-SpltPkg-65to134kBtuh-11p5eer-3p4cop | EUn | Ex | CZ16 | cDXHP | SWHC013-02 | DEER2020 | D20v1 | 2020-11-09 | Cap-Tons | 1 |  | None | 623 | 0.136 | 0 | 39.5 | 0.0223 | 0 | [6 empty] | DEER:HVAC_Split-Package_AC | Annual
Any | NE-HVAC-airHP-SpltPkg-65to134kBtuh-11p5eer-3p4cop | EUn | New | CZ01 | cDXHP | SWHC013-02 | DEER2020 | D20v1 | 2020-11-09 | Cap-Tons | 1 |  | None | 23 | 0.01 | 0 | 23 | 0.01 | 0 | [6 empty] | DEER:HVAC_Split-Package_AC | Annual
Any | NE-HVAC-airHP-SpltPkg-65to134kBtuh-11p5eer-3p4cop | EUn | New | CZ02 | cDXHP | SWHC013-02 | DEER2020 | D20v1 | 2020-11-09 | Cap-Tons | 1 |  | None | 41.7 | 0.0358 | 0 | 41.7 | 0.0358 | 0 | [6 empty] | DEER:HVAC_Split-Package_AC | Annual
Any | NE-HVAC-airHP-SpltPkg-65to134kBtuh-11p5eer-3p4cop | EUn | New | CZ03 | cDXHP | SWHC013-02 | DEER2020 | D20v1 | 2020-11-09 | Cap-Tons | 1 |  | None | 24.3 | 0.0185 | 0 | 24.3 | 0.0185 | 0 | [6 empty] | DEER:HVAC_Split-Package_AC | Annual
Any | NE-HVAC-airHP-SpltPkg-65to134kBtuh-11p5eer-3p4cop | EUn | New | CZ04 | cDXHP | SWHC013-02 | DEER2020 | D20v1 | 2020-11-09 | Cap-Tons | 1 |  | None | 40.3 | 0.0391 | 0 | 40.3 | 0.0391 | 0 | [6 empty] | DEER:HVAC_Split-Package_AC | Annual
Any | NE-HVAC-airHP-SpltPkg-65to134kBtuh-11p5eer-3p4cop | EUn | New | CZ05 | cDXHP | SWHC013-02 | DEER2020 | D20v1 | 2020-11-09 | Cap-Tons | 1 |  | None | 25.3 | 0.0164 | 0 | 25.3 | 0.0164 | 0 | [6 empty] | DEER:HVAC_Split-Package_AC | Annual
Any | NE-HVAC-airHP-SpltPkg-65to134kBtuh-11p5eer-3p4cop | EUn | New | CZ06 | cDXHP | SWHC013-02 | DEER2020 | D20v1 | 2020-11-09 | Cap-Tons | 1 |  | None | 38.1 | 0.0327 | 0 | 38.1 | 0.0327 | 0 | [6 empty] | DEER:HVAC_Split-Package_AC | Annual
Any | NE-HVAC-airHP-SpltPkg-65to134kBtuh-11p5eer-3p4cop | EUn | New | CZ07 | cDXHP | SWHC013-02 | DEER2020 | D20v1 | 2020-11-09 | Cap-Tons | 1 |  | None | 32.4 | 0.0272 | 0 | 32.4 | 0.0272 | 0 | [6 empty] | DEER:HVAC_Split-Package_AC | Annual
Any | NE-HVAC-airHP-SpltPkg-65to134kBtuh-11p5eer-3p4cop | EUn | New | CZ08 | cDXHP | SWHC013-02 | DEER2020 | D20v1 | 2020-11-09 | Cap-Tons | 1 |  | None | 47.4 | 0.0348 | 0 | 47.4 | 0.0348 | 0 | [6 empty] | DEER:HVAC_Split-Package_AC | Annual
Any | NE-HVAC-airHP-SpltPkg-65to134kBtuh-11p5eer-3p4cop | EUn | New | CZ09 | cDXHP | SWHC013-02 | DEER2020 | D20v1 | 2020-11-09 | Cap-Tons | 1 |  | None | 42 | 0.042 | 0 | 42 | 0.042 | 0 | [6 empty] | DEER:HVAC_Split-Package_AC | Annual
Any | NE-HVAC-airHP-SpltPkg-65to134kBtuh-11p5eer-3p4cop | EUn | New | CZ10 | cDXHP | SWHC013-02 | DEER2020 | D20v1 | 2020-11-09 | Cap-Tons | 1 |  | None | 49.8 | 0.0455 | 0 | 49.8 | 0.0455 | 0 | [6 empty] | DEER:HVAC_Split-Package_AC | Annual
Any | NE-HVAC-airHP-SpltPkg-65to134kBtuh-11p5eer-3p4cop | EUn | New | CZ11 | cDXHP | SWHC013-02 | DEER2020 | D20v1 | 2020-11-09 | Cap-Tons | 1 |  | None | 55.7 | 0.0432 | 0 | 55.7 | 0.0432 | 0 | [6 empty] | DEER:HVAC_Split-Package_AC | Annual
Any | NE-HVAC-airHP-SpltPkg-65to134kBtuh-11p5eer-3p4cop | EUn | New | CZ12 | cDXHP | SWHC013-02 | DEER2020 | D20v1 | 2020-11-09 | Cap-Tons | 1 |  | None | 50.2 | 0.0427 | 0 | 50.2 | 0.0427 | 0 | [6 empty] | DEER:HVAC_Split-Package_AC | Annual
Any | NE-HVAC-airHP-SpltPkg-65to134kBtuh-11p5eer-3p4cop | EUn | New | CZ13 | cDXHP | SWHC013-02 | DEER2020 | D20v1 | 2020-11-09 | Cap-Tons | 1 |  | None | 56.7 | 0.0386 | 0 | 56.7 | 0.0386 | 0 | [6 empty] | DEER:HVAC_Split-Package_AC | Annual
Any | NE-HVAC-airHP-SpltPkg-65to134kBtuh-11p5eer-3p4cop | EUn | New | CZ14 | cDXHP | SWHC013-02 | DEER2020 | D20v1 | 2020-11-09 | Cap-Tons | 1 |  | None | 53.3 | 0.0396 | 0 | 53.3 | 0.0396 | 0 | [6 empty] | DEER:HVAC_Split-Package_AC | Annual
Any | NE-HVAC-airHP-SpltPkg-65to134kBtuh-11p5eer-3p4cop | EUn | New | CZ15 | cDXHP | SWHC013-02 | DEER2020 | D20v1 | 2020-11-09 | Cap-Tons | 1 |  | None | 70.1 | 0.0395 | 0 | 70.1 | 0.0395 | 0 | [6 empty] | DEER:HVAC_Split-Package_AC | Annual
Any | NE-HVAC-airHP-SpltPkg-65to134kBtuh-11p5eer-3p4cop | EUn | New | CZ16 | cDXHP | SWHC013-02 | DEER2020 | D20v1 | 2020-11-09 | Cap-Tons | 1 |  | None | 38.9 | 0.0216 | 0 | 38.9 | 0.0216 | 0 | [6 empty] | DEER:HVAC_Split-Package_AC | Annual
Any | NE-HVAC-airHP-SpltPkg-65to134kBtuh-11p5eer-3p4cop | Gro | Ex | CZ01 | cDXHP | SWHC013-02 | DEER2020 | D20v1 | 2020-11-09 | Cap-Tons | 1 |  | None | 1730 | 0.159 | 0.008 | 115 | 0.00799 | 0 | [6 empty] | DEER:HVAC_Split-Package_AC | Annual
Any | NE-HVAC-airHP-SpltPkg-65to134kBtuh-11p5eer-3p4cop | Gro | Ex | CZ02 | cDXHP | SWHC013-02 | DEER2020 | D20v1 | 2020-11-09 | Cap-Tons | 1 |  | None | 840 | 0.19 | 0.00163 | 66.1 | 0.0272 | 0 | [6 empty] | DEER:HVAC_Split-Package_AC | Annual
Any | NE-HVAC-airHP-SpltPkg-65to134kBtuh-11p5eer-3p4cop | Gro | Ex | CZ03 | cDXHP | SWHC013-02 | DEER2020 | D20v1 | 2020-11-09 | Cap-Tons | 1 |  | None | 1050 | 0.166 | 0.00337 | 68.9 | 0.0163 | 0 | [6 empty] | DEER:HVAC_Split-Package_AC | Annual
Any | NE-HVAC-airHP-SpltPkg-65to134kBtuh-11p5eer-3p4cop | Gro | Ex | CZ04 | cDXHP | SWHC013-02 | DEER2020 | D20v1 | 2020-11-09 | Cap-Tons | 1 |  | None | 810 | 0.183 | 0.00027 | 64 | 0.0251 | 0 | [6 empty] | DEER:HVAC_Split-Package_AC | Annual
Any | NE-HVAC-airHP-SpltPkg-65to134kBtuh-11p5eer-3p4cop | Gro | Ex | CZ05 | cDXHP | SWHC013-02 | DEER2020 | D20v1 | 2020-11-09 | Cap-Tons | 1 |  | None | 1220 | 0.137 | -0.00321 | 78.1 | 0.0101 | 0 | [6 empty] | DEER:HVAC_Split-Package_AC | Annual
Any | NE-HVAC-airHP-SpltPkg-65to134kBtuh-11p5eer-3p4cop | Gro | Ex | CZ06 | cDXHP | SWHC013-02 | DEER2020 | D20v1 | 2020-11-09 | Cap-Tons | 1 |  | None | 805 | 0.185 | -0.00324 | 54.9 | 0.0217 | 0 | [6 empty] | DEER:HVAC_Split-Package_AC | Annual
Any | NE-HVAC-airHP-SpltPkg-65to134kBtuh-11p5eer-3p4cop | Gro | Ex | CZ07 | cDXHP | SWHC013-02 | DEER2020 | D20v1 | 2020-11-09 | Cap-Tons | 1 |  | None | 1080 | 0.211 | 0.00261 | 58.9 | 0.0197 | 0 | [6 empty] | DEER:HVAC_Split-Package_AC | Annual
Any | NE-HVAC-airHP-SpltPkg-65to134kBtuh-11p5eer-3p4cop | Gro | Ex | CZ08 | cDXHP | SWHC013-02 | DEER2020 | D20v1 | 2020-11-09 | Cap-Tons | 1 |  | None | 742 | 0.159 | 1e-05 | 57.9 | 0.0216 | 0 | [6 empty] | DEER:HVAC_Split-Package_AC | Annual
Any | NE-HVAC-airHP-SpltPkg-65to134kBtuh-11p5eer-3p4cop | Gro | Ex | CZ09 | cDXHP | SWHC013-02 | DEER2020 | D20v1 | 2020-11-09 | Cap-Tons | 1 |  | None | 718 | 0.21 | -3e-05 | 54.2 | 0.0288 | 0 | [6 empty] | DEER:HVAC_Split-Package_AC | Annual
Any | NE-HVAC-airHP-SpltPkg-65to134kBtuh-11p5eer-3p4cop | Gro | Ex | CZ10 | cDXHP | SWHC013-02 | DEER2020 | D20v1 | 2020-11-09 | Cap-Tons | 1 |  | None | 753 | 0.206 | 0.00051 | 60.4 | 0.0311 | 0 | [6 empty] | DEER:HVAC_Split-Package_AC | Annual
Any | NE-HVAC-airHP-SpltPkg-65to134kBtuh-11p5eer-3p4cop | Gro | Ex | CZ11 | cDXHP | SWHC013-02 | DEER2020 | D20v1 | 2020-11-09 | Cap-Tons | 1 |  | None | 822 | 0.212 | -0.00042 | 70.7 | 0.0341 | 0 | [6 empty] | DEER:HVAC_Split-Package_AC | Annual
Any | NE-HVAC-airHP-SpltPkg-65to134kBtuh-11p5eer-3p4cop | Gro | Ex | CZ12 | cDXHP | SWHC013-02 | DEER2020 | D20v1 | 2020-11-09 | Cap-Tons | 1 |  | None | 786 | 0.21 | 0.00024 | 61.2 | 0.0294 | 0 | [6 empty] | DEER:HVAC_Split-Package_AC | Annual
Any | NE-HVAC-airHP-SpltPkg-65to134kBtuh-11p5eer-3p4cop | Gro | Ex | CZ13 | cDXHP | SWHC013-02 | DEER2020 | D20v1 | 2020-11-09 | Cap-Tons | 1 |  | None | 797 | 0.209 | -0.00091 | 69 | 0.0314 | 0 | [6 empty] | DEER:HVAC_Split-Package_AC | Annual
Any | NE-HVAC-airHP-SpltPkg-65to134kBtuh-11p5eer-3p4cop | Gro | Ex | CZ14 | cDXHP | SWHC013-02 | DEER2020 | D20v1 | 2020-11-09 | Cap-Tons | 1 |  | None | 789 | 0.187 | 0.0002 | 67.3 | 0.0251 | 0 | [6 empty] | DEER:HVAC_Split-Package_AC | Annual
Any | NE-HVAC-airHP-SpltPkg-65to134kBtuh-11p5eer-3p4cop | Gro | Ex | CZ15 | cDXHP | SWHC013-02 | DEER2020 | D20v1 | 2020-11-09 | Cap-Tons | 1 |  | None | 804 | 0.209 | -0.00029 | 72.4 | 0.0294 | 0 | [6 empty] | DEER:HVAC_Split-Package_AC | Annual
Any | NE-HVAC-airHP-SpltPkg-65to134kBtuh-11p5eer-3p4cop | Gro | Ex | CZ16 | cDXHP | SWHC013-02 | DEER2020 | D20v1 | 2020-11-09 | Cap-Tons | 1 |  | None | 1460 | 0.176 | 0.00095 | 101 | 0.0222 | 0 | [6 empty] | DEER:HVAC_Split-Package_AC | Annual
Any | NE-HVAC-airHP-SpltPkg-65to134kBtuh-11p5eer-3p4cop | Gro | New | CZ01 | cDXHP | SWHC013-02 | DEER2020 | D20v1 | 2020-11-09 | Cap-Tons | 1 |  | None | 105 | 0.00915 | -0.00159 | 105 | 0.00915 | -0.00159 | [6 empty] | DEER:HVAC_Split-Package_AC | Annual
Any | NE-HVAC-airHP-SpltPkg-65to134kBtuh-11p5eer-3p4cop | Gro | New | CZ02 | cDXHP | SWHC013-02 | DEER2020 | D20v1 | 2020-11-09 | Cap-Tons | 1 |  | None | 83.4 | 0.0286 | 0 | 83.4 | 0.0286 | 0 | [6 empty] | DEER:HVAC_Split-Package_AC | Annual
Any | NE-HVAC-airHP-SpltPkg-65to134kBtuh-11p5eer-3p4cop | Gro | New | CZ03 | cDXHP | SWHC013-02 | DEER2020 | D20v1 | 2020-11-09 | Cap-Tons | 1 |  | None | 86.2 | 0.0157 | 0 | 86.2 | 0.0157 | 0 | [6 empty] | DEER:HVAC_Split-Package_AC | Annual
Any | NE-HVAC-airHP-SpltPkg-65to134kBtuh-11p5eer-3p4cop | Gro | New | CZ04 | cDXHP | SWHC013-02 | DEER2020 | D20v1 | 2020-11-09 | Cap-Tons | 1 |  | None | 79.2 | 0.0268 | 2e-05 | 79.2 | 0.0268 | 2e-05 | [6 empty] | DEER:HVAC_Split-Package_AC | Annual
Any | NE-HVAC-airHP-SpltPkg-65to134kBtuh-11p5eer-3p4cop | Gro | New | CZ05 | cDXHP | SWHC013-02 | DEER2020 | D20v1 | 2020-11-09 | Cap-Tons | 1 |  | None | 89.1 | 0.0105 | 0 | 89.1 | 0.0105 | 0 | [6 empty] | DEER:HVAC_Split-Package_AC | Annual
Any | NE-HVAC-airHP-SpltPkg-65to134kBtuh-11p5eer-3p4cop | Gro | New | CZ06 | cDXHP | SWHC013-02 | DEER2020 | D20v1 | 2020-11-09 | Cap-Tons | 1 |  | None | 68.1 | 0.0222 | 0 | 68.1 | 0.0222 | 0 | [6 empty] | DEER:HVAC_Split-Package_AC | Annual
Any | NE-HVAC-airHP-SpltPkg-65to134kBtuh-11p5eer-3p4cop | Gro | New | CZ07 | cDXHP | SWHC013-02 | DEER2020 | D20v1 | 2020-11-09 | Cap-Tons | 1 |  | None | 74.3 | 0.0213 | 0.00016 | 74.3 | 0.0213 | 0.00016 | [6 empty] | DEER:HVAC_Split-Package_AC | Annual
Any | NE-HVAC-airHP-SpltPkg-65to134kBtuh-11p5eer-3p4cop | Gro | New | CZ08 | cDXHP | SWHC013-02 | DEER2020 | D20v1 | 2020-11-09 | Cap-Tons | 1 |  | None | 72.1 | 0.0237 | 0 | 72.1 | 0.0237 | 0 | [6 empty] | DEER:HVAC_Split-Package_AC | Annual
Any | NE-HVAC-airHP-SpltPkg-65to134kBtuh-11p5eer-3p4cop | Gro | New | CZ09 | cDXHP | SWHC013-02 | DEER2020 | D20v1 | 2020-11-09 | Cap-Tons | 1 |  | None | 65.1 | 0.0291 | 0 | 65.1 | 0.0291 | 0 | [6 empty] | DEER:HVAC_Split-Package_AC | Annual
Any | NE-HVAC-airHP-SpltPkg-65to134kBtuh-11p5eer-3p4cop | Gro | New | CZ10 | cDXHP | SWHC013-02 | DEER2020 | D20v1 | 2020-11-09 | Cap-Tons | 1 |  | None | 74.5 | 0.0333 | 0 | 74.5 | 0.0333 | 0 | [6 empty] | DEER:HVAC_Split-Package_AC | Annual
Any | NE-HVAC-airHP-SpltPkg-65to134kBtuh-11p5eer-3p4cop | Gro | New | CZ11 | cDXHP | SWHC013-02 | DEER2020 | D20v1 | 2020-11-09 | Cap-Tons | 1 |  | None | 86.3 | 0.0342 | 0 | 86.3 | 0.0342 | 0 | [6 empty] | DEER:HVAC_Split-Package_AC | Annual
Any | NE-HVAC-airHP-SpltPkg-65to134kBtuh-11p5eer-3p4cop | Gro | New | CZ12 | cDXHP | SWHC013-02 | DEER2020 | D20v1 | 2020-11-09 | Cap-Tons | 1 |  | None | 77.7 | 0.0309 | 0 | 77.7 | 0.0309 | 0 | [6 empty] | DEER:HVAC_Split-Package_AC | Annual
Any | NE-HVAC-airHP-SpltPkg-65to134kBtuh-11p5eer-3p4cop | Gro | New | CZ13 | cDXHP | SWHC013-02 | DEER2020 | D20v1 | 2020-11-09 | Cap-Tons | 1 |  | None | 84.5 | 0.0322 | 0 | 84.5 | 0.0322 | 0 | [6 empty] | DEER:HVAC_Split-Package_AC | Annual
Any | NE-HVAC-airHP-SpltPkg-65to134kBtuh-11p5eer-3p4cop | Gro | New | CZ14 | cDXHP | SWHC013-02 | DEER2020 | D20v1 | 2020-11-09 | Cap-Tons | 1 |  | None | 80.8 | 0.0244 | 0 | 80.8 | 0.0244 | 0 | [6 empty] | DEER:HVAC_Split-Package_AC | Annual
Any | NE-HVAC-airHP-SpltPkg-65to134kBtuh-11p5eer-3p4cop | Gro | New | CZ15 | cDXHP | SWHC013-02 | DEER2020 | D20v1 | 2020-11-09 | Cap-Tons | 1 |  | None | 78.9 | 0.0289 | 0 | 78.9 | 0.0289 | 0 | [6 empty] | DEER:HVAC_Split-Package_AC | Annual
Any | NE-HVAC-airHP-SpltPkg-65to134kBtuh-11p5eer-3p4cop | Gro | New | CZ16 | cDXHP | SWHC013-02 | DEER2020 | D20v1 | 2020-11-09 | Cap-Tons | 1 |  | None | 76.2 | 0.021 | 5e-05 | 76.2 | 0.021 | 5e-05 | [6 empty] | DEER:HVAC_Split-Package_AC | Annual
Any | NE-HVAC-airHP-SpltPkg-65to134kBtuh-11p5eer-3p4cop | Hsp | Ex | CZ01 | cDXHP | SWHC013-02 | DEER2020 | D20v1 | 2020-11-09 | Cap-Tons | 1 |  | None | 973 | 0.142 | 0 | 16.1 | 0.00434 | 0 | [6 empty] | DEER:HVAC_Split-Package_AC | Annual
Any | NE-HVAC-airHP-SpltPkg-65to134kBtuh-11p5eer-3p4cop | Hsp | Ex | CZ02 | cDXHP | SWHC013-02 | DEER2020 | D20v1 | 2020-11-09 | Cap-Tons | 1 |  | None | 960 | 0.168 | 0 | 32.2 | 0.0259 | 0 | [6 empty] | DEER:HVAC_Split-Package_AC | Annual
Any | NE-HVAC-airHP-SpltPkg-65to134kBtuh-11p5eer-3p4cop | Hsp | Ex | CZ03 | cDXHP | SWHC013-02 | DEER2020 | D20v1 | 2020-11-09 | Cap-Tons | 1 |  | None | 901 | 0.117 | 0 | 17.1 | 0.0163 | 0 | [6 empty] | DEER:HVAC_Split-Package_AC | Annual
Any | NE-HVAC-airHP-SpltPkg-65to134kBtuh-11p5eer-3p4cop | Hsp | Ex | CZ04 | cDXHP | SWHC013-02 | DEER2020 | D20v1 | 2020-11-09 | Cap-Tons | 1 |  | None | 978 | 0.156 | 0 | 33.6 | 0.0241 | 0 | [6 empty] | DEER:HVAC_Split-Package_AC | Annual
Any | NE-HVAC-airHP-SpltPkg-65to134kBtuh-11p5eer-3p4cop | Hsp | Ex | CZ05 | cDXHP | SWHC013-02 | DEER2020 | D20v1 | 2020-11-09 | Cap-Tons | 1 |  | None | 941 | 0.116 | 0 | 17.4 | 0.0102 | 0 | [6 empty] | DEER:HVAC_Split-Package_AC | Annual
Any | NE-HVAC-airHP-SpltPkg-65to134kBtuh-11p5eer-3p4cop | Hsp | Ex | CZ06 | cDXHP | SWHC013-02 | DEER2020 | D20v1 | 2020-11-09 | Cap-Tons | 1 |  | None | 1000 | 0.146 | 0 | 35.4 | 0.022 | 0 | [6 empty] | DEER:HVAC_Split-Package_AC | Annual
Any | NE-HVAC-airHP-SpltPkg-65to134kBtuh-11p5eer-3p4cop | Hsp | Ex | CZ07 | cDXHP | SWHC013-02 | DEER2020 | D20v1 | 2020-11-09 | Cap-Tons | 1 |  | None | 1010 | 0.132 | 0 | 30 | 0.0183 | 0 | [6 empty] | DEER:HVAC_Split-Package_AC | Annual
Any | NE-HVAC-airHP-SpltPkg-65to134kBtuh-11p5eer-3p4cop | Hsp | Ex | CZ08 | cDXHP | SWHC013-02 | DEER2020 | D20v1 | 2020-11-09 | Cap-Tons | 1 |  | None | 1020 | 0.15 | 0 | 42.3 | 0.0223 | 0 | [6 empty] | DEER:HVAC_Split-Package_AC | Annual
Any | NE-HVAC-airHP-SpltPkg-65to134kBtuh-11p5eer-3p4cop | Hsp | Ex | CZ09 | cDXHP | SWHC013-02 | DEER2020 | D20v1 | 2020-11-09 | Cap-Tons | 1 |  | None | 994 | 0.169 | 0 | 47.8 | 0.0317 | 0 | [6 empty] | DEER:HVAC_Split-Package_AC | Annual
Any | NE-HVAC-airHP-SpltPkg-65to134kBtuh-11p5eer-3p4cop | Hsp | Ex | CZ10 | cDXHP | SWHC013-02 | DEER2020 | D20v1 | 2020-11-09 | Cap-Tons | 1 |  | None | 977 | 0.168 | 0 | 49.3 | 0.0309 | 0 | [6 empty] | DEER:HVAC_Split-Package_AC | Annual
Any | NE-HVAC-airHP-SpltPkg-65to134kBtuh-11p5eer-3p4cop | Hsp | Ex | CZ11 | cDXHP | SWHC013-02 | DEER2020 | D20v1 | 2020-11-09 | Cap-Tons | 1 |  | None | 1040 | 0.179 | 0 | 58.9 | 0.0356 | 0 | [6 empty] | DEER:HVAC_Split-Package_AC | Annual
Any | NE-HVAC-airHP-SpltPkg-65to134kBtuh-11p5eer-3p4cop | Hsp | Ex | CZ12 | cDXHP | SWHC013-02 | DEER2020 | D20v1 | 2020-11-09 | Cap-Tons | 1 |  | None | 996 | 0.178 | 0 | 45 | 0.0318 | 0 | [6 empty] | DEER:HVAC_Split-Package_AC | Annual
Any | NE-HVAC-airHP-SpltPkg-65to134kBtuh-11p5eer-3p4cop | Hsp | Ex | CZ13 | cDXHP | SWHC013-02 | DEER2020 | D20v1 | 2020-11-09 | Cap-Tons | 1 |  | None | 1060 | 0.185 | 0 | 60.8 | 0.0325 | 0 | [6 empty] | DEER:HVAC_Split-Package_AC | Annual
Any | NE-HVAC-airHP-SpltPkg-65to134kBtuh-11p5eer-3p4cop | Hsp | Ex | CZ14 | cDXHP | SWHC013-02 | DEER2020 | D20v1 | 2020-11-09 | Cap-Tons | 1 |  | None | 999 | 0.165 | 0 | 59.1 | 0.029 | 0 | [6 empty] | DEER:HVAC_Split-Package_AC | Annual
Any | NE-HVAC-airHP-SpltPkg-65to134kBtuh-11p5eer-3p4cop | Hsp | Ex | CZ15 | cDXHP | SWHC013-02 | DEER2020 | D20v1 | 2020-11-09 | Cap-Tons | 1 |  | None | 1010 | 0.18 | 0 | 97 | 0.0366 | 0 | [6 empty] | DEER:HVAC_Split-Package_AC | Annual
Any | NE-HVAC-airHP-SpltPkg-65to134kBtuh-11p5eer-3p4cop | Hsp | Ex | CZ16 | cDXHP | SWHC013-02 | DEER2020 | D20v1 | 2020-11-09 | Cap-Tons | 1 |  | None | 1050 | 0.129 | 0 | 39.8 | 0.0179 | 0 | [6 empty] | DEER:HVAC_Split-Package_AC | Annual
Any | NE-HVAC-airHP-SpltPkg-65to134kBtuh-11p5eer-3p4cop | Hsp | New | CZ01 | cDXHP | SWHC013-02 | DEER2020 | D20v1 | 2020-11-09 | Cap-Tons | 1 |  | None | 18 | 0.00347 | 0 | 18 | 0.00347 | 0 | [6 empty] | DEER:HVAC_Split-Package_AC | Annual
Any | NE-HVAC-airHP-SpltPkg-65to134kBtuh-11p5eer-3p4cop | Hsp | New | CZ02 | cDXHP | SWHC013-02 | DEER2020 | D20v1 | 2020-11-09 | Cap-Tons | 1 |  | None | 30.9 | 0.0239 | 0 | 30.9 | 0.0239 | 0 | [6 empty] | DEER:HVAC_Split-Package_AC | Annual
Any | NE-HVAC-airHP-SpltPkg-65to134kBtuh-11p5eer-3p4cop | Hsp | New | CZ03 | cDXHP | SWHC013-02 | DEER2020 | D20v1 | 2020-11-09 | Cap-Tons | 1 |  | None | 16.3 | 0.0144 | 0 | 16.3 | 0.0144 | 0 | [6 empty] | DEER:HVAC_Split-Package_AC | Annual
Any | NE-HVAC-airHP-SpltPkg-65to134kBtuh-11p5eer-3p4cop | Hsp | New | CZ04 | cDXHP | SWHC013-02 | DEER2020 | D20v1 | 2020-11-09 | Cap-Tons | 1 |  | None | 30.6 | 0.0216 | 0 | 30.6 | 0.0216 | 0 | [6 empty] | DEER:HVAC_Split-Package_AC | Annual
Any | NE-HVAC-airHP-SpltPkg-65to134kBtuh-11p5eer-3p4cop | Hsp | New | CZ05 | cDXHP | SWHC013-02 | DEER2020 | D20v1 | 2020-11-09 | Cap-Tons | 1 |  | None | 16.5 | 0.00864 | 0 | 16.5 | 0.00864 | 0 | [6 empty] | DEER:HVAC_Split-Package_AC | Annual
Any | NE-HVAC-airHP-SpltPkg-65to134kBtuh-11p5eer-3p4cop | Hsp | New | CZ06 | cDXHP | SWHC013-02 | DEER2020 | D20v1 | 2020-11-09 | Cap-Tons | 1 |  | None | 30.5 | 0.0197 | 0 | 30.5 | 0.0197 | 0 | [6 empty] | DEER:HVAC_Split-Package_AC | Annual
Any | NE-HVAC-airHP-SpltPkg-65to134kBtuh-11p5eer-3p4cop | Hsp | New | CZ07 | cDXHP | SWHC013-02 | DEER2020 | D20v1 | 2020-11-09 | Cap-Tons | 1 |  | None | 24.7 | 0.0163 | 0 | 24.7 | 0.0163 | 0 | [6 empty] | DEER:HVAC_Split-Package_AC | Annual
Any | NE-HVAC-airHP-SpltPkg-65to134kBtuh-11p5eer-3p4cop | Hsp | New | CZ08 | cDXHP | SWHC013-02 | DEER2020 | D20v1 | 2020-11-09 | Cap-Tons | 1 |  | None | 36.6 | 0.02 | 0 | 36.6 | 0.02 | 0 | [6 empty] | DEER:HVAC_Split-Package_AC | Annual
Any | NE-HVAC-airHP-SpltPkg-65to134kBtuh-11p5eer-3p4cop | Hsp | New | CZ09 | cDXHP | SWHC013-02 | DEER2020 | D20v1 | 2020-11-09 | Cap-Tons | 1 |  | None | 42.8 | 0.0292 | 0 | 42.8 | 0.0292 | 0 | [6 empty] | DEER:HVAC_Split-Package_AC | Annual
Any | NE-HVAC-airHP-SpltPkg-65to134kBtuh-11p5eer-3p4cop | Hsp | New | CZ10 | cDXHP | SWHC013-02 | DEER2020 | D20v1 | 2020-11-09 | Cap-Tons | 1 |  | None | 45.5 | 0.0288 | 0 | 45.5 | 0.0288 | 0 | [6 empty] | DEER:HVAC_Split-Package_AC | Annual
Any | NE-HVAC-airHP-SpltPkg-65to134kBtuh-11p5eer-3p4cop | Hsp | New | CZ11 | cDXHP | SWHC013-02 | DEER2020 | D20v1 | 2020-11-09 | Cap-Tons | 1 |  | None | 53.3 | 0.032 | 0 | 53.3 | 0.032 | 0 | [6 empty] | DEER:HVAC_Split-Package_AC | Annual
Any | NE-HVAC-airHP-SpltPkg-65to134kBtuh-11p5eer-3p4cop | Hsp | New | CZ12 | cDXHP | SWHC013-02 | DEER2020 | D20v1 | 2020-11-09 | Cap-Tons | 1 |  | None | 42 | 0.0291 | 0 | 42 | 0.0291 | 0 | [6 empty] | DEER:HVAC_Split-Package_AC | Annual
Any | NE-HVAC-airHP-SpltPkg-65to134kBtuh-11p5eer-3p4cop | Hsp | New | CZ13 | cDXHP | SWHC013-02 | DEER2020 | D20v1 | 2020-11-09 | Cap-Tons | 1 |  | None | 55.7 | 0.0294 | 0 | 55.7 | 0.0294 | 0 | [6 empty] | DEER:HVAC_Split-Package_AC | Annual
Any | NE-HVAC-airHP-SpltPkg-65to134kBtuh-11p5eer-3p4cop | Hsp | New | CZ14 | cDXHP | SWHC013-02 | DEER2020 | D20v1 | 2020-11-09 | Cap-Tons | 1 |  | None | 54.1 | 0.026 | 0 | 54.1 | 0.026 | 0 | [6 empty] | DEER:HVAC_Split-Package_AC | Annual
Any | NE-HVAC-airHP-SpltPkg-65to134kBtuh-11p5eer-3p4cop | Hsp | New | CZ15 | cDXHP | SWHC013-02 | DEER2020 | D20v1 | 2020-11-09 | Cap-Tons | 1 |  | None | 89.7 | 0.0343 | 0 | 89.7 | 0.0343 | 0 | [6 empty] | DEER:HVAC_Split-Package_AC | Annual
Any | NE-HVAC-airHP-SpltPkg-65to134kBtuh-11p5eer-3p4cop | Hsp | New | CZ16 | cDXHP | SWHC013-02 | DEER2020 | D20v1 | 2020-11-09 | Cap-Tons | 1 |  | None | 37 | 0.0158 | 0 | 37 | 0.0158 | 0 | [6 empty] | DEER:HVAC_Split-Package_AC | Annual
Any | NE-HVAC-airHP-SpltPkg-65to134kBtuh-11p5eer-3p4cop | Htl | Ex | CZ01 | cDXHP | SWHC013-02 | DEER2020 | D20v1 | 2020-11-09 | Cap-Tons | 1 |  | None | 819 | 0.101 | 0 | 47.3 | 0.00609 | 0 | [6 empty] | DEER:HVAC_Split-Package_AC | Annual
Any | NE-HVAC-airHP-SpltPkg-65to134kBtuh-11p5eer-3p4cop | Htl | Ex | CZ02 | cDXHP | SWHC013-02 | DEER2020 | D20v1 | 2020-11-09 | Cap-Tons | 1 |  | None | 815 | 0.146 | 0 | 62.7 | 0.0431 | 0 | [6 empty] | DEER:HVAC_Split-Package_AC | Annual
Any | NE-HVAC-airHP-SpltPkg-65to134kBtuh-11p5eer-3p4cop | Htl | Ex | CZ03 | cDXHP | SWHC013-02 | DEER2020 | D20v1 | 2020-11-09 | Cap-Tons | 1 |  | None | 767 | 0.13 | 0 | 37.8 | 0.0211 | 0 | [6 empty] | DEER:HVAC_Split-Package_AC | Annual
Any | NE-HVAC-airHP-SpltPkg-65to134kBtuh-11p5eer-3p4cop | Htl | Ex | CZ04 | cDXHP | SWHC013-02 | DEER2020 | D20v1 | 2020-11-09 | Cap-Tons | 1 |  | None | 760 | 0.147 | 0 | 58.4 | 0.0362 | 0 | [6 empty] | DEER:HVAC_Split-Package_AC | Annual
Any | NE-HVAC-airHP-SpltPkg-65to134kBtuh-11p5eer-3p4cop | Htl | Ex | CZ05 | cDXHP | SWHC013-02 | DEER2020 | D20v1 | 2020-11-09 | Cap-Tons | 1 |  | None | 694 | 0.0972 | 0 | 39.3 | 0.0122 | 0 | [6 empty] | DEER:HVAC_Split-Package_AC | Annual
Any | NE-HVAC-airHP-SpltPkg-65to134kBtuh-11p5eer-3p4cop | Htl | Ex | CZ06 | cDXHP | SWHC013-02 | DEER2020 | D20v1 | 2020-11-09 | Cap-Tons | 1 |  | None | 685 | 0.125 | 0 | 48.6 | 0.0292 | 0 | [6 empty] | DEER:HVAC_Split-Package_AC | Annual
Any | NE-HVAC-airHP-SpltPkg-65to134kBtuh-11p5eer-3p4cop | Htl | Ex | CZ07 | cDXHP | SWHC013-02 | DEER2020 | D20v1 | 2020-11-09 | Cap-Tons | 1 |  | None | 656 | 0.11 | 0 | 39.4 | 0.0222 | 0 | [6 empty] | DEER:HVAC_Split-Package_AC | Annual
Any | NE-HVAC-airHP-SpltPkg-65to134kBtuh-11p5eer-3p4cop | Htl | Ex | CZ08 | cDXHP | SWHC013-02 | DEER2020 | D20v1 | 2020-11-09 | Cap-Tons | 1 |  | None | 731 | 0.137 | 0 | 63.6 | 0.032 | 0 | [6 empty] | DEER:HVAC_Split-Package_AC | Annual
Any | NE-HVAC-airHP-SpltPkg-65to134kBtuh-11p5eer-3p4cop | Htl | Ex | CZ09 | cDXHP | SWHC013-02 | DEER2020 | D20v1 | 2020-11-09 | Cap-Tons | 1 |  | None | 710 | 0.144 | 0 | 60.3 | 0.0411 | 0 | [6 empty] | DEER:HVAC_Split-Package_AC | Annual
Any | NE-HVAC-airHP-SpltPkg-65to134kBtuh-11p5eer-3p4cop | Htl | Ex | CZ10 | cDXHP | SWHC013-02 | DEER2020 | D20v1 | 2020-11-09 | Cap-Tons | 1 |  | None | 782 | 0.155 | 0 | 70.8 | 0.0443 | 0 | [6 empty] | DEER:HVAC_Split-Package_AC | Annual
Any | NE-HVAC-airHP-SpltPkg-65to134kBtuh-11p5eer-3p4cop | Htl | Ex | CZ11 | cDXHP | SWHC013-02 | DEER2020 | D20v1 | 2020-11-09 | Cap-Tons | 1 |  | None | 834 | 0.15 | 0 | 82.3 | 0.0507 | 0 | [6 empty] | DEER:HVAC_Split-Package_AC | Annual
Any | NE-HVAC-airHP-SpltPkg-65to134kBtuh-11p5eer-3p4cop | Htl | Ex | CZ12 | cDXHP | SWHC013-02 | DEER2020 | D20v1 | 2020-11-09 | Cap-Tons | 1 |  | None | 812 | 0.149 | 0 | 71 | 0.0487 | 0 | [6 empty] | DEER:HVAC_Split-Package_AC | Annual
Any | NE-HVAC-airHP-SpltPkg-65to134kBtuh-11p5eer-3p4cop | Htl | Ex | CZ13 | cDXHP | SWHC013-02 | DEER2020 | D20v1 | 2020-11-09 | Cap-Tons | 1 |  | None | 837 | 0.168 | 0 | 82.1 | 0.0436 | 0 | [6 empty] | DEER:HVAC_Split-Package_AC | Annual
Any | NE-HVAC-airHP-SpltPkg-65to134kBtuh-11p5eer-3p4cop | Htl | Ex | CZ14 | cDXHP | SWHC013-02 | DEER2020 | D20v1 | 2020-11-09 | Cap-Tons | 1 |  | None | 829 | 0.159 | 0 | 81.6 | 0.0389 | 0 | [6 empty] | DEER:HVAC_Split-Package_AC | Annual
Any | NE-HVAC-airHP-SpltPkg-65to134kBtuh-11p5eer-3p4cop | Htl | Ex | CZ15 | cDXHP | SWHC013-02 | DEER2020 | D20v1 | 2020-11-09 | Cap-Tons | 1 |  | None | 883 | 0.189 | 0 | 103 | 0.0413 | 0 | [6 empty] | DEER:HVAC_Split-Package_AC | Annual
Any | NE-HVAC-airHP-SpltPkg-65to134kBtuh-11p5eer-3p4cop | Htl | Ex | CZ16 | cDXHP | SWHC013-02 | DEER2020 | D20v1 | 2020-11-09 | Cap-Tons | 1 |  | None | 910 | 0.123 | 0 | 70.6 | 0.0254 | 0 | [6 empty] | DEER:HVAC_Split-Package_AC | Annual
Any | NE-HVAC-airHP-SpltPkg-65to134kBtuh-11p5eer-3p4cop | Htl | New | CZ01 | cDXHP | SWHC013-02 | DEER2020 | D20v1 | 2020-11-09 | Cap-Tons | 1 |  | None | 51 | 0.00588 | 0 | 51 | 0.00588 | 0 | [6 empty] | DEER:HVAC_Split-Package_AC | Annual
Any | NE-HVAC-airHP-SpltPkg-65to134kBtuh-11p5eer-3p4cop | Htl | New | CZ02 | cDXHP | SWHC013-02 | DEER2020 | D20v1 | 2020-11-09 | Cap-Tons | 1 |  | None | 62.3 | 0.0418 | 0 | 62.3 | 0.0418 | 0 | [6 empty] | DEER:HVAC_Split-Package_AC | Annual
Any | NE-HVAC-airHP-SpltPkg-65to134kBtuh-11p5eer-3p4cop | Htl | New | CZ03 | cDXHP | SWHC013-02 | DEER2020 | D20v1 | 2020-11-09 | Cap-Tons | 1 |  | None | 39.9 | 0.0207 | 0 | 39.9 | 0.0207 | 0 | [6 empty] | DEER:HVAC_Split-Package_AC | Annual
Any | NE-HVAC-airHP-SpltPkg-65to134kBtuh-11p5eer-3p4cop | Htl | New | CZ04 | cDXHP | SWHC013-02 | DEER2020 | D20v1 | 2020-11-09 | Cap-Tons | 1 |  | None | 57.3 | 0.0353 | 0 | 57.3 | 0.0353 | 0 | [6 empty] | DEER:HVAC_Split-Package_AC | Annual
Any | NE-HVAC-airHP-SpltPkg-65to134kBtuh-11p5eer-3p4cop | Htl | New | CZ05 | cDXHP | SWHC013-02 | DEER2020 | D20v1 | 2020-11-09 | Cap-Tons | 1 |  | None | 41.5 | 0.0118 | 0 | 41.5 | 0.0118 | 0 | [6 empty] | DEER:HVAC_Split-Package_AC | Annual
Any | NE-HVAC-airHP-SpltPkg-65to134kBtuh-11p5eer-3p4cop | Htl | New | CZ06 | cDXHP | SWHC013-02 | DEER2020 | D20v1 | 2020-11-09 | Cap-Tons | 1 |  | None | 48 | 0.0298 | 0 | 48 | 0.0298 | 0 | [6 empty] | DEER:HVAC_Split-Package_AC | Annual
Any | NE-HVAC-airHP-SpltPkg-65to134kBtuh-11p5eer-3p4cop | Htl | New | CZ07 | cDXHP | SWHC013-02 | DEER2020 | D20v1 | 2020-11-09 | Cap-Tons | 1 |  | None | 38.7 | 0.0221 | 0 | 38.7 | 0.0221 | 0 | [6 empty] | DEER:HVAC_Split-Package_AC | Annual
Any | NE-HVAC-airHP-SpltPkg-65to134kBtuh-11p5eer-3p4cop | Htl | New | CZ08 | cDXHP | SWHC013-02 | DEER2020 | D20v1 | 2020-11-09 | Cap-Tons | 1 |  | None | 61.9 | 0.0322 | 0 | 61.9 | 0.0322 | 0 | [6 empty] | DEER:HVAC_Split-Package_AC | Annual
Any | NE-HVAC-airHP-SpltPkg-65to134kBtuh-11p5eer-3p4cop | Htl | New | CZ09 | cDXHP | SWHC013-02 | DEER2020 | D20v1 | 2020-11-09 | Cap-Tons | 1 |  | None | 58.9 | 0.0411 | 0 | 58.9 | 0.0411 | 0 | [6 empty] | DEER:HVAC_Split-Package_AC | Annual
Any | NE-HVAC-airHP-SpltPkg-65to134kBtuh-11p5eer-3p4cop | Htl | New | CZ10 | cDXHP | SWHC013-02 | DEER2020 | D20v1 | 2020-11-09 | Cap-Tons | 1 |  | None | 69.7 | 0.0443 | 0 | 69.7 | 0.0443 | 0 | [6 empty] | DEER:HVAC_Split-Package_AC | Annual
Any | NE-HVAC-airHP-SpltPkg-65to134kBtuh-11p5eer-3p4cop | Htl | New | CZ11 | cDXHP | SWHC013-02 | DEER2020 | D20v1 | 2020-11-09 | Cap-Tons | 1 |  | None | 81.6 | 0.0502 | 0 | 81.6 | 0.0502 | 0 | [6 empty] | DEER:HVAC_Split-Package_AC | Annual
Any | NE-HVAC-airHP-SpltPkg-65to134kBtuh-11p5eer-3p4cop | Htl | New | CZ12 | cDXHP | SWHC013-02 | DEER2020 | D20v1 | 2020-11-09 | Cap-Tons | 1 |  | None | 70.8 | 0.0483 | 0 | 70.8 | 0.0483 | 0 | [6 empty] | DEER:HVAC_Split-Package_AC | Annual
Any | NE-HVAC-airHP-SpltPkg-65to134kBtuh-11p5eer-3p4cop | Htl | New | CZ13 | cDXHP | SWHC013-02 | DEER2020 | D20v1 | 2020-11-09 | Cap-Tons | 1 |  | None | 81.3 | 0.0431 | 0 | 81.3 | 0.0431 | 0 | [6 empty] | DEER:HVAC_Split-Package_AC | Annual
Any | NE-HVAC-airHP-SpltPkg-65to134kBtuh-11p5eer-3p4cop | Htl | New | CZ14 | cDXHP | SWHC013-02 | DEER2020 | D20v1 | 2020-11-09 | Cap-Tons | 1 |  | None | 80.4 | 0.0382 | 0 | 80.4 | 0.0382 | 0 | [6 empty] | DEER:HVAC_Split-Package_AC | Annual
Any | NE-HVAC-airHP-SpltPkg-65to134kBtuh-11p5eer-3p4cop | Htl | New | CZ15 | cDXHP | SWHC013-02 | DEER2020 | D20v1 | 2020-11-09 | Cap-Tons | 1 |  | None | 100 | 0.0404 | 0 | 100 | 0.0404 | 0 | [6 empty] | DEER:HVAC_Split-Package_AC | Annual
Any | NE-HVAC-airHP-SpltPkg-65to134kBtuh-11p5eer-3p4cop | Htl | New | CZ16 | cDXHP | SWHC013-02 | DEER2020 | D20v1 | 2020-11-09 | Cap-Tons | 1 |  | None | 72.1 | 0.0249 | 0 | 72.1 | 0.0249 | 0 | [6 empty] | DEER:HVAC_Split-Package_AC | Annual
Any | NE-HVAC-airHP-SpltPkg-65to134kBtuh-11p5eer-3p4cop | MBT | Ex | CZ01 | cDXHP | SWHC013-02 | DEER2020 | D20v1 | 2020-11-09 | Cap-Tons | 1 |  | None | 534 | 0.0998 | 0 | 18.6 | 0.00587 | 0 | [6 empty] | DEER:HVAC_Split-Package_AC | Annual
Any | NE-HVAC-airHP-SpltPkg-65to134kBtuh-11p5eer-3p4cop | MBT | Ex | CZ02 | cDXHP | SWHC013-02 | DEER2020 | D20v1 | 2020-11-09 | Cap-Tons | 1 |  | None | 554 | 0.158 | 0 | 35 | 0.0281 | 0 | [6 empty] | DEER:HVAC_Split-Package_AC | Annual
Any | NE-HVAC-airHP-SpltPkg-65to134kBtuh-11p5eer-3p4cop | MBT | Ex | CZ03 | cDXHP | SWHC013-02 | DEER2020 | D20v1 | 2020-11-09 | Cap-Tons | 1 |  | None | 539 | 0.123 | 0 | 23.4 | 0.0158 | 0 | [6 empty] | DEER:HVAC_Split-Package_AC | Annual
Any | NE-HVAC-airHP-SpltPkg-65to134kBtuh-11p5eer-3p4cop | MBT | Ex | CZ04 | cDXHP | SWHC013-02 | DEER2020 | D20v1 | 2020-11-09 | Cap-Tons | 1 |  | None | 534 | 0.149 | 0 | 36.7 | 0.0244 | 0 | [6 empty] | DEER:HVAC_Split-Package_AC | Annual
Any | NE-HVAC-airHP-SpltPkg-65to134kBtuh-11p5eer-3p4cop | MBT | Ex | CZ05 | cDXHP | SWHC013-02 | DEER2020 | D20v1 | 2020-11-09 | Cap-Tons | 1 |  | None | 501 | 0.097 | 0 | 24.8 | 0.0106 | 0 | [6 empty] | DEER:HVAC_Split-Package_AC | Annual
Any | NE-HVAC-airHP-SpltPkg-65to134kBtuh-11p5eer-3p4cop | MBT | Ex | CZ06 | cDXHP | SWHC013-02 | DEER2020 | D20v1 | 2020-11-09 | Cap-Tons | 1 |  | None | 473 | 0.125 | 0 | 38.3 | 0.0209 | 0 | [6 empty] | DEER:HVAC_Split-Package_AC | Annual
Any | NE-HVAC-airHP-SpltPkg-65to134kBtuh-11p5eer-3p4cop | MBT | Ex | CZ07 | cDXHP | SWHC013-02 | DEER2020 | D20v1 | 2020-11-09 | Cap-Tons | 1 |  | None | 487 | 0.11 | 0 | 33.5 | 0.0167 | 0 | [6 empty] | DEER:HVAC_Split-Package_AC | Annual
Any | NE-HVAC-airHP-SpltPkg-65to134kBtuh-11p5eer-3p4cop | MBT | Ex | CZ08 | cDXHP | SWHC013-02 | DEER2020 | D20v1 | 2020-11-09 | Cap-Tons | 1 |  | None | 507 | 0.135 | 0 | 43.8 | 0.0212 | 0 | [6 empty] | DEER:HVAC_Split-Package_AC | Annual
Any | NE-HVAC-airHP-SpltPkg-65to134kBtuh-11p5eer-3p4cop | MBT | Ex | CZ09 | cDXHP | SWHC013-02 | DEER2020 | D20v1 | 2020-11-09 | Cap-Tons | 1 |  | None | 521 | 0.162 | 0 | 38.6 | 0.0268 | 0 | [6 empty] | DEER:HVAC_Split-Package_AC | Annual
Any | NE-HVAC-airHP-SpltPkg-65to134kBtuh-11p5eer-3p4cop | MBT | Ex | CZ10 | cDXHP | SWHC013-02 | DEER2020 | D20v1 | 2020-11-09 | Cap-Tons | 1 |  | None | 542 | 0.162 | 0 | 44.4 | 0.0286 | 0 | [6 empty] | DEER:HVAC_Split-Package_AC | Annual
Any | NE-HVAC-airHP-SpltPkg-65to134kBtuh-11p5eer-3p4cop | MBT | Ex | CZ11 | cDXHP | SWHC013-02 | DEER2020 | D20v1 | 2020-11-09 | Cap-Tons | 1 |  | None | 542 | 0.167 | 0 | 42.2 | 0.0312 | 0 | [6 empty] | DEER:HVAC_Split-Package_AC | Annual
Any | NE-HVAC-airHP-SpltPkg-65to134kBtuh-11p5eer-3p4cop | MBT | Ex | CZ12 | cDXHP | SWHC013-02 | DEER2020 | D20v1 | 2020-11-09 | Cap-Tons | 1 |  | None | 553 | 0.166 | 0 | 38.1 | 0.0297 | 0 | [6 empty] | DEER:HVAC_Split-Package_AC | Annual
Any | NE-HVAC-airHP-SpltPkg-65to134kBtuh-11p5eer-3p4cop | MBT | Ex | CZ13 | cDXHP | SWHC013-02 | DEER2020 | D20v1 | 2020-11-09 | Cap-Tons | 1 |  | None | 551 | 0.168 | 0 | 44 | 0.0279 | 0 | [6 empty] | DEER:HVAC_Split-Package_AC | Annual
Any | NE-HVAC-airHP-SpltPkg-65to134kBtuh-11p5eer-3p4cop | MBT | Ex | CZ14 | cDXHP | SWHC013-02 | DEER2020 | D20v1 | 2020-11-09 | Cap-Tons | 1 |  | None | 543 | 0.166 | 0 | 44 | 0.0252 | 0 | [6 empty] | DEER:HVAC_Split-Package_AC | Annual
Any | NE-HVAC-airHP-SpltPkg-65to134kBtuh-11p5eer-3p4cop | MBT | Ex | CZ15 | cDXHP | SWHC013-02 | DEER2020 | D20v1 | 2020-11-09 | Cap-Tons | 1 |  | None | 557 | 0.172 | 0 | 61 | 0.0277 | 0 | [6 empty] | DEER:HVAC_Split-Package_AC | Annual
Any | NE-HVAC-airHP-SpltPkg-65to134kBtuh-11p5eer-3p4cop | MBT | Ex | CZ16 | cDXHP | SWHC013-02 | DEER2020 | D20v1 | 2020-11-09 | Cap-Tons | 1 |  | None | 563 | 0.129 | 0 | 34.7 | 0.0178 | 0 | [6 empty] | DEER:HVAC_Split-Package_AC | Annual
Any | NE-HVAC-airHP-SpltPkg-65to134kBtuh-11p5eer-3p4cop | MBT | New | CZ01 | cDXHP | SWHC013-02 | DEER2020 | D20v1 | 2020-11-09 | Cap-Tons | 1 |  | None | 32.9 | 0.0107 | 0 | 19.6 | 0.00606 | 0 | [6 empty] | DEER:HVAC_Split-Package_AC | Annual
Any | NE-HVAC-airHP-SpltPkg-65to134kBtuh-11p5eer-3p4cop | MBT | New | CZ02 | cDXHP | SWHC013-02 | DEER2020 | D20v1 | 2020-11-09 | Cap-Tons | 1 |  | None | 54.5 | 0.0321 | 0 | 35.4 | 0.0278 | 0 | [6 empty] | DEER:HVAC_Split-Package_AC | Annual
Any | NE-HVAC-airHP-SpltPkg-65to134kBtuh-11p5eer-3p4cop | MBT | New | CZ03 | cDXHP | SWHC013-02 | DEER2020 | D20v1 | 2020-11-09 | Cap-Tons | 1 |  | None | 39.6 | 0.0239 | 0 | 24.4 | 0.0154 | 0 | [6 empty] | DEER:HVAC_Split-Package_AC | Annual
Any | NE-HVAC-airHP-SpltPkg-65to134kBtuh-11p5eer-3p4cop | MBT | New | CZ04 | cDXHP | SWHC013-02 | DEER2020 | D20v1 | 2020-11-09 | Cap-Tons | 1 |  | None | 56.5 | 0.0304 | 0 | 37 | 0.0242 | 0 | [6 empty] | DEER:HVAC_Split-Package_AC | Annual
Any | NE-HVAC-airHP-SpltPkg-65to134kBtuh-11p5eer-3p4cop | MBT | New | CZ05 | cDXHP | SWHC013-02 | DEER2020 | D20v1 | 2020-11-09 | Cap-Tons | 1 |  | None | 42.6 | 0.0193 | 0 | 26.1 | 0.0106 | 0 | [6 empty] | DEER:HVAC_Split-Package_AC | Annual
Any | NE-HVAC-airHP-SpltPkg-65to134kBtuh-11p5eer-3p4cop | MBT | New | CZ06 | cDXHP | SWHC013-02 | DEER2020 | D20v1 | 2020-11-09 | Cap-Tons | 1 |  | None | 55.8 | 0.0294 | 0 | 39.1 | 0.0209 | 0 | [6 empty] | DEER:HVAC_Split-Package_AC | Annual
Any | NE-HVAC-airHP-SpltPkg-65to134kBtuh-11p5eer-3p4cop | MBT | New | CZ07 | cDXHP | SWHC013-02 | DEER2020 | D20v1 | 2020-11-09 | Cap-Tons | 1 |  | None | 47.9 | 0.0225 | 0 | 34.1 | 0.0165 | 0 | [6 empty] | DEER:HVAC_Split-Package_AC | Annual
Any | NE-HVAC-airHP-SpltPkg-65to134kBtuh-11p5eer-3p4cop | MBT | New | CZ08 | cDXHP | SWHC013-02 | DEER2020 | D20v1 | 2020-11-09 | Cap-Tons | 1 |  | None | 61.7 | 0.0274 | 0 | 43.3 | 0.0209 | 0 | [6 empty] | DEER:HVAC_Split-Package_AC | Annual
Any | NE-HVAC-airHP-SpltPkg-65to134kBtuh-11p5eer-3p4cop | MBT | New | CZ09 | cDXHP | SWHC013-02 | DEER2020 | D20v1 | 2020-11-09 | Cap-Tons | 1 |  | None | 57.7 | 0.0341 | 0 | 38.2 | 0.0266 | 0 | [6 empty] | DEER:HVAC_Split-Package_AC | Annual
Any | NE-HVAC-airHP-SpltPkg-65to134kBtuh-11p5eer-3p4cop | MBT | New | CZ10 | cDXHP | SWHC013-02 | DEER2020 | D20v1 | 2020-11-09 | Cap-Tons | 1 |  | None | 63 | 0.0271 | 0 | 44.5 | 0.0286 | 0 | [6 empty] | DEER:HVAC_Split-Package_AC | Annual
Any | NE-HVAC-airHP-SpltPkg-65to134kBtuh-11p5eer-3p4cop | MBT | New | CZ11 | cDXHP | SWHC013-02 | DEER2020 | D20v1 | 2020-11-09 | Cap-Tons | 1 |  | None | 64.8 | 0.0342 | 0 | 41.9 | 0.0311 | 0 | [6 empty] | DEER:HVAC_Split-Package_AC | Annual
Any | NE-HVAC-airHP-SpltPkg-65to134kBtuh-11p5eer-3p4cop | MBT | New | CZ12 | cDXHP | SWHC013-02 | DEER2020 | D20v1 | 2020-11-09 | Cap-Tons | 1 |  | None | 58.1 | 0.0296 | 0 | 38.3 | 0.0297 | 0 | [6 empty] | DEER:HVAC_Split-Package_AC | Annual
Any | NE-HVAC-airHP-SpltPkg-65to134kBtuh-11p5eer-3p4cop | MBT | New | CZ13 | cDXHP | SWHC013-02 | DEER2020 | D20v1 | 2020-11-09 | Cap-Tons | 1 |  | None | 64.5 | 0.0276 | 0 | 43.4 | 0.0278 | 0 | [6 empty] | DEER:HVAC_Split-Package_AC | Annual
Any | NE-HVAC-airHP-SpltPkg-65to134kBtuh-11p5eer-3p4cop | MBT | New | CZ14 | cDXHP | SWHC013-02 | DEER2020 | D20v1 | 2020-11-09 | Cap-Tons | 1 |  | None | 70.2 | 0.0363 | 0 | 43.4 | 0.025 | 0 | [6 empty] | DEER:HVAC_Split-Package_AC | Annual
Any | NE-HVAC-airHP-SpltPkg-65to134kBtuh-11p5eer-3p4cop | MBT | New | CZ15 | cDXHP | SWHC013-02 | DEER2020 | D20v1 | 2020-11-09 | Cap-Tons | 1 |  | None | 76.6 | 0.029 | 0 | 57.6 | 0.0264 | 0 | [6 empty] | DEER:HVAC_Split-Package_AC | Annual
Any | NE-HVAC-airHP-SpltPkg-65to134kBtuh-11p5eer-3p4cop | MBT | New | CZ16 | cDXHP | SWHC013-02 | DEER2020 | D20v1 | 2020-11-09 | Cap-Tons | 1 |  | None | 58.4 | 0.0323 | 0 | 34.2 | 0.0174 | 0 | [6 empty] | DEER:HVAC_Split-Package_AC | Annual
Any | NE-HVAC-airHP-SpltPkg-65to134kBtuh-11p5eer-3p4cop | MLI | Ex | CZ01 | cDXHP | SWHC013-02 | DEER2020 | D20v1 | 2020-11-09 | Cap-Tons | 1 |  | None | 364 | 0.0547 | 0 | 21.3 | 0.00218 | 0 | [6 empty] | DEER:HVAC_Split-Package_AC | Annual
Any | NE-HVAC-airHP-SpltPkg-65to134kBtuh-11p5eer-3p4cop | MLI | Ex | CZ02 | cDXHP | SWHC013-02 | DEER2020 | D20v1 | 2020-11-09 | Cap-Tons | 1 |  | None | 400 | 0.103 | 0 | 28.2 | 0.0204 | 0 | [6 empty] | DEER:HVAC_Split-Package_AC | Annual
Any | NE-HVAC-airHP-SpltPkg-65to134kBtuh-11p5eer-3p4cop | MLI | Ex | CZ03 | cDXHP | SWHC013-02 | DEER2020 | D20v1 | 2020-11-09 | Cap-Tons | 1 |  | None | 362 | 0.0758 | 0 | 16.3 | 0.00955 | 0 | [6 empty] | DEER:HVAC_Split-Package_AC | Annual
Any | NE-HVAC-airHP-SpltPkg-65to134kBtuh-11p5eer-3p4cop | MLI | Ex | CZ04 | cDXHP | SWHC013-02 | DEER2020 | D20v1 | 2020-11-09 | Cap-Tons | 1 |  | None | 385 | 0.0969 | 0 | 25.8 | 0.0168 | 0 | [6 empty] | DEER:HVAC_Split-Package_AC | Annual
Any | NE-HVAC-airHP-SpltPkg-65to134kBtuh-11p5eer-3p4cop | MLI | Ex | CZ05 | cDXHP | SWHC013-02 | DEER2020 | D20v1 | 2020-11-09 | Cap-Tons | 1 |  | None | 356 | 0.0625 | 0 | 17.5 | 0.00516 | 0 | [6 empty] | DEER:HVAC_Split-Package_AC | Annual
Any | NE-HVAC-airHP-SpltPkg-65to134kBtuh-11p5eer-3p4cop | MLI | Ex | CZ06 | cDXHP | SWHC013-02 | DEER2020 | D20v1 | 2020-11-09 | Cap-Tons | 1 |  | None | 354 | 0.0816 | 0 | 23.3 | 0.0139 | 0 | [6 empty] | DEER:HVAC_Split-Package_AC | Annual
Any | NE-HVAC-airHP-SpltPkg-65to134kBtuh-11p5eer-3p4cop | MLI | Ex | CZ07 | cDXHP | SWHC013-02 | DEER2020 | D20v1 | 2020-11-09 | Cap-Tons | 1 |  | None | 356 | 0.0735 | 0 | 17.8 | 0.0109 | 0 | [6 empty] | DEER:HVAC_Split-Package_AC | Annual
Any | NE-HVAC-airHP-SpltPkg-65to134kBtuh-11p5eer-3p4cop | MLI | Ex | CZ08 | cDXHP | SWHC013-02 | DEER2020 | D20v1 | 2020-11-09 | Cap-Tons | 1 |  | None | 383 | 0.0871 | 0 | 29.7 | 0.0159 | 0 | [6 empty] | DEER:HVAC_Split-Package_AC | Annual
Any | NE-HVAC-airHP-SpltPkg-65to134kBtuh-11p5eer-3p4cop | MLI | Ex | CZ09 | cDXHP | SWHC013-02 | DEER2020 | D20v1 | 2020-11-09 | Cap-Tons | 1 |  | None | 385 | 0.102 | 0 | 28.6 | 0.0207 | 0 | [6 empty] | DEER:HVAC_Split-Package_AC | Annual
Any | NE-HVAC-airHP-SpltPkg-65to134kBtuh-11p5eer-3p4cop | MLI | Ex | CZ10 | cDXHP | SWHC013-02 | DEER2020 | D20v1 | 2020-11-09 | Cap-Tons | 1 |  | None | 400 | 0.104 | 0 | 33.6 | 0.0232 | 0 | [6 empty] | DEER:HVAC_Split-Package_AC | Annual
Any | NE-HVAC-airHP-SpltPkg-65to134kBtuh-11p5eer-3p4cop | MLI | Ex | CZ11 | cDXHP | SWHC013-02 | DEER2020 | D20v1 | 2020-11-09 | Cap-Tons | 1 |  | None | 413 | 0.105 | 0 | 37.4 | 0.025 | 0 | [6 empty] | DEER:HVAC_Split-Package_AC | Annual
Any | NE-HVAC-airHP-SpltPkg-65to134kBtuh-11p5eer-3p4cop | MLI | Ex | CZ12 | cDXHP | SWHC013-02 | DEER2020 | D20v1 | 2020-11-09 | Cap-Tons | 1 |  | None | 404 | 0.105 | 0 | 31.9 | 0.0232 | 0 | [6 empty] | DEER:HVAC_Split-Package_AC | Annual
Any | NE-HVAC-airHP-SpltPkg-65to134kBtuh-11p5eer-3p4cop | MLI | Ex | CZ13 | cDXHP | SWHC013-02 | DEER2020 | D20v1 | 2020-11-09 | Cap-Tons | 1 |  | None | 420 | 0.107 | 0 | 38.8 | 0.0219 | 0 | [6 empty] | DEER:HVAC_Split-Package_AC | Annual
Any | NE-HVAC-airHP-SpltPkg-65to134kBtuh-11p5eer-3p4cop | MLI | Ex | CZ14 | cDXHP | SWHC013-02 | DEER2020 | D20v1 | 2020-11-09 | Cap-Tons | 1 |  | None | 419 | 0.104 | 0 | 40 | 0.0201 | 0 | [6 empty] | DEER:HVAC_Split-Package_AC | Annual
Any | NE-HVAC-airHP-SpltPkg-65to134kBtuh-11p5eer-3p4cop | MLI | Ex | CZ15 | cDXHP | SWHC013-02 | DEER2020 | D20v1 | 2020-11-09 | Cap-Tons | 1 |  | None | 452 | 0.113 | 0 | 54.5 | 0.0225 | 0 | [6 empty] | DEER:HVAC_Split-Package_AC | Annual
Any | NE-HVAC-airHP-SpltPkg-65to134kBtuh-11p5eer-3p4cop | MLI | Ex | CZ16 | cDXHP | SWHC013-02 | DEER2020 | D20v1 | 2020-11-09 | Cap-Tons | 1 |  | None | 437 | 0.0759 | 0 | 33.5 | 0.011 | 0 | [6 empty] | DEER:HVAC_Split-Package_AC | Annual
Any | NE-HVAC-airHP-SpltPkg-65to134kBtuh-11p5eer-3p4cop | MLI | New | CZ01 | cDXHP | SWHC013-02 | DEER2020 | D20v1 | 2020-11-09 | Cap-Tons | 1 |  | None | 21.6 | 0.0018 | 0 | 21.6 | 0.0018 | 0 | [6 empty] | DEER:HVAC_Split-Package_AC | Annual
Any | NE-HVAC-airHP-SpltPkg-65to134kBtuh-11p5eer-3p4cop | MLI | New | CZ02 | cDXHP | SWHC013-02 | DEER2020 | D20v1 | 2020-11-09 | Cap-Tons | 1 |  | None | 27.8 | 0.0197 | 0 | 27.8 | 0.0197 | 0 | [6 empty] | DEER:HVAC_Split-Package_AC | Annual
Any | NE-HVAC-airHP-SpltPkg-65to134kBtuh-11p5eer-3p4cop | MLI | New | CZ03 | cDXHP | SWHC013-02 | DEER2020 | D20v1 | 2020-11-09 | Cap-Tons | 1 |  | None | 16.2 | 0.0084 | 0 | 16.2 | 0.0084 | 0 | [6 empty] | DEER:HVAC_Split-Package_AC | Annual
Any | NE-HVAC-airHP-SpltPkg-65to134kBtuh-11p5eer-3p4cop | MLI | New | CZ04 | cDXHP | SWHC013-02 | DEER2020 | D20v1 | 2020-11-09 | Cap-Tons | 1 |  | None | 25.1 | 0.0163 | 0 | 25.1 | 0.0163 | 0 | [6 empty] | DEER:HVAC_Split-Package_AC | Annual
Any | NE-HVAC-airHP-SpltPkg-65to134kBtuh-11p5eer-3p4cop | MLI | New | CZ05 | cDXHP | SWHC013-02 | DEER2020 | D20v1 | 2020-11-09 | Cap-Tons | 1 |  | None | 17.2 | 0.00449 | 0 | 17.2 | 0.00449 | 0 | [6 empty] | DEER:HVAC_Split-Package_AC | Annual
Any | NE-HVAC-airHP-SpltPkg-65to134kBtuh-11p5eer-3p4cop | MLI | New | CZ06 | cDXHP | SWHC013-02 | DEER2020 | D20v1 | 2020-11-09 | Cap-Tons | 1 |  | None | 22 | 0.0137 | 0 | 22 | 0.0137 | 0 | [6 empty] | DEER:HVAC_Split-Package_AC | Annual
Any | NE-HVAC-airHP-SpltPkg-65to134kBtuh-11p5eer-3p4cop | MLI | New | CZ07 | cDXHP | SWHC013-02 | DEER2020 | D20v1 | 2020-11-09 | Cap-Tons | 1 |  | None | 16.7 | 0.0106 | 0 | 16.7 | 0.0106 | 0 | [6 empty] | DEER:HVAC_Split-Package_AC | Annual
Any | NE-HVAC-airHP-SpltPkg-65to134kBtuh-11p5eer-3p4cop | MLI | New | CZ08 | cDXHP | SWHC013-02 | DEER2020 | D20v1 | 2020-11-09 | Cap-Tons | 1 |  | None | 28 | 0.0155 | 0 | 28 | 0.0155 | 0 | [6 empty] | DEER:HVAC_Split-Package_AC | Annual
Any | NE-HVAC-airHP-SpltPkg-65to134kBtuh-11p5eer-3p4cop | MLI | New | CZ09 | cDXHP | SWHC013-02 | DEER2020 | D20v1 | 2020-11-09 | Cap-Tons | 1 |  | None | 27.1 | 0.0203 | 0 | 27.1 | 0.0203 | 0 | [6 empty] | DEER:HVAC_Split-Package_AC | Annual
Any | NE-HVAC-airHP-SpltPkg-65to134kBtuh-11p5eer-3p4cop | MLI | New | CZ10 | cDXHP | SWHC013-02 | DEER2020 | D20v1 | 2020-11-09 | Cap-Tons | 1 |  | None | 32.4 | 0.023 | 0 | 32.4 | 0.023 | 0 | [6 empty] | DEER:HVAC_Split-Package_AC | Annual
Any | NE-HVAC-airHP-SpltPkg-65to134kBtuh-11p5eer-3p4cop | MLI | New | CZ11 | cDXHP | SWHC013-02 | DEER2020 | D20v1 | 2020-11-09 | Cap-Tons | 1 |  | None | 35.5 | 0.0239 | 0 | 35.5 | 0.0239 | 0 | [6 empty] | DEER:HVAC_Split-Package_AC | Annual
Any | NE-HVAC-airHP-SpltPkg-65to134kBtuh-11p5eer-3p4cop | MLI | New | CZ12 | cDXHP | SWHC013-02 | DEER2020 | D20v1 | 2020-11-09 | Cap-Tons | 1 |  | None | 31 | 0.0224 | 0 | 31 | 0.0224 | 0 | [6 empty] | DEER:HVAC_Split-Package_AC | Annual
Any | NE-HVAC-airHP-SpltPkg-65to134kBtuh-11p5eer-3p4cop | MLI | New | CZ13 | cDXHP | SWHC013-02 | DEER2020 | D20v1 | 2020-11-09 | Cap-Tons | 1 |  | None | 37.2 | 0.0214 | 0 | 37.2 | 0.0214 | 0 | [6 empty] | DEER:HVAC_Split-Package_AC | Annual
Any | NE-HVAC-airHP-SpltPkg-65to134kBtuh-11p5eer-3p4cop | MLI | New | CZ14 | cDXHP | SWHC013-02 | DEER2020 | D20v1 | 2020-11-09 | Cap-Tons | 1 |  | None | 37.9 | 0.0195 | 0 | 37.9 | 0.0195 | 0 | [6 empty] | DEER:HVAC_Split-Package_AC | Annual
Any | NE-HVAC-airHP-SpltPkg-65to134kBtuh-11p5eer-3p4cop | MLI | New | CZ15 | cDXHP | SWHC013-02 | DEER2020 | D20v1 | 2020-11-09 | Cap-Tons | 1 |  | None | 51.1 | 0.0213 | 0 | 51.1 | 0.0213 | 0 | [6 empty] | DEER:HVAC_Split-Package_AC | Annual
Any | NE-HVAC-airHP-SpltPkg-65to134kBtuh-11p5eer-3p4cop | MLI | New | CZ16 | cDXHP | SWHC013-02 | DEER2020 | D20v1 | 2020-11-09 | Cap-Tons | 1 |  | None | 31.7 | 0.0104 | 0 | 31.7 | 0.0104 | 0 | [6 empty] | DEER:HVAC_Split-Package_AC | Annual
Any | NE-HVAC-airHP-SpltPkg-65to134kBtuh-11p5eer-3p4cop | Mtl | Ex | CZ01 | cDXHP | SWHC013-02 | DEER2020 | D20v1 | 2020-11-09 | Cap-Tons | 1 |  | None | 1150 | 0.126 | 0 | 21.2 | 0.00581 | 0 | [6 empty] | DEER:HVAC_Split-Package_AC | Annual
Any | NE-HVAC-airHP-SpltPkg-65to134kBtuh-11p5eer-3p4cop | Mtl | Ex | CZ02 | cDXHP | SWHC013-02 | DEER2020 | D20v1 | 2020-11-09 | Cap-Tons | 1 |  | None | 1160 | 0.146 | 0 | 55.3 | 0.0434 | 0 | [6 empty] | DEER:HVAC_Split-Package_AC | Annual
Any | NE-HVAC-airHP-SpltPkg-65to134kBtuh-11p5eer-3p4cop | Mtl | Ex | CZ03 | cDXHP | SWHC013-02 | DEER2020 | D20v1 | 2020-11-09 | Cap-Tons | 1 |  | None | 1100 | 0.131 | 0 | 22.8 | 0.0203 | 0 | [6 empty] | DEER:HVAC_Split-Package_AC | Annual
Any | NE-HVAC-airHP-SpltPkg-65to134kBtuh-11p5eer-3p4cop | Mtl | Ex | CZ04 | cDXHP | SWHC013-02 | DEER2020 | D20v1 | 2020-11-09 | Cap-Tons | 1 |  | None | 1140 | 0.152 | 0 | 56.7 | 0.0375 | 0 | [6 empty] | DEER:HVAC_Split-Package_AC | Annual
Any | NE-HVAC-airHP-SpltPkg-65to134kBtuh-11p5eer-3p4cop | Mtl | Ex | CZ05 | cDXHP | SWHC013-02 | DEER2020 | D20v1 | 2020-11-09 | Cap-Tons | 1 |  | None | 1050 | 0.117 | 0 | 24.5 | 0.0118 | 0 | [6 empty] | DEER:HVAC_Split-Package_AC | Annual
Any | NE-HVAC-airHP-SpltPkg-65to134kBtuh-11p5eer-3p4cop | Mtl | Ex | CZ06 | cDXHP | SWHC013-02 | DEER2020 | D20v1 | 2020-11-09 | Cap-Tons | 1 |  | None | 1030 | 0.146 | 0 | 44.4 | 0.0251 | 0 | [6 empty] | DEER:HVAC_Split-Package_AC | Annual
Any | NE-HVAC-airHP-SpltPkg-65to134kBtuh-11p5eer-3p4cop | Mtl | Ex | CZ07 | cDXHP | SWHC013-02 | DEER2020 | D20v1 | 2020-11-09 | Cap-Tons | 1 |  | None | 1020 | 0.126 | 0 | 37.8 | 0.0207 | 0 | [6 empty] | DEER:HVAC_Split-Package_AC | Annual
Any | NE-HVAC-airHP-SpltPkg-65to134kBtuh-11p5eer-3p4cop | Mtl | Ex | CZ08 | cDXHP | SWHC013-02 | DEER2020 | D20v1 | 2020-11-09 | Cap-Tons | 1 |  | None | 1050 | 0.142 | 0 | 68.7 | 0.0325 | 0 | [6 empty] | DEER:HVAC_Split-Package_AC | Annual
Any | NE-HVAC-airHP-SpltPkg-65to134kBtuh-11p5eer-3p4cop | Mtl | Ex | CZ09 | cDXHP | SWHC013-02 | DEER2020 | D20v1 | 2020-11-09 | Cap-Tons | 1 |  | None | 1030 | 0.156 | 0 | 63.2 | 0.0402 | 0 | [6 empty] | DEER:HVAC_Split-Package_AC | Annual
Any | NE-HVAC-airHP-SpltPkg-65to134kBtuh-11p5eer-3p4cop | Mtl | Ex | CZ10 | cDXHP | SWHC013-02 | DEER2020 | D20v1 | 2020-11-09 | Cap-Tons | 1 |  | None | 1100 | 0.167 | 0 | 70.2 | 0.0424 | 0 | [6 empty] | DEER:HVAC_Split-Package_AC | Annual
Any | NE-HVAC-airHP-SpltPkg-65to134kBtuh-11p5eer-3p4cop | Mtl | Ex | CZ11 | cDXHP | SWHC013-02 | DEER2020 | D20v1 | 2020-11-09 | Cap-Tons | 1 |  | None | 1150 | 0.174 | 0 | 78.3 | 0.0481 | 0 | [6 empty] | DEER:HVAC_Split-Package_AC | Annual
Any | NE-HVAC-airHP-SpltPkg-65to134kBtuh-11p5eer-3p4cop | Mtl | Ex | CZ12 | cDXHP | SWHC013-02 | DEER2020 | D20v1 | 2020-11-09 | Cap-Tons | 1 |  | None | 1130 | 0.162 | 0 | 65.2 | 0.0473 | 0 | [6 empty] | DEER:HVAC_Split-Package_AC | Annual
Any | NE-HVAC-airHP-SpltPkg-65to134kBtuh-11p5eer-3p4cop | Mtl | Ex | CZ13 | cDXHP | SWHC013-02 | DEER2020 | D20v1 | 2020-11-09 | Cap-Tons | 1 |  | None | 1150 | 0.178 | 0 | 80.1 | 0.0429 | 0 | [6 empty] | DEER:HVAC_Split-Package_AC | Annual
Any | NE-HVAC-airHP-SpltPkg-65to134kBtuh-11p5eer-3p4cop | Mtl | Ex | CZ14 | cDXHP | SWHC013-02 | DEER2020 | D20v1 | 2020-11-09 | Cap-Tons | 1 |  | None | 1150 | 0.173 | 0 | 79.1 | 0.0388 | 0 | [6 empty] | DEER:HVAC_Split-Package_AC | Annual
Any | NE-HVAC-airHP-SpltPkg-65to134kBtuh-11p5eer-3p4cop | Mtl | Ex | CZ15 | cDXHP | SWHC013-02 | DEER2020 | D20v1 | 2020-11-09 | Cap-Tons | 1 |  | None | 1160 | 0.206 | 0 | 109 | 0.0399 | 0 | [6 empty] | DEER:HVAC_Split-Package_AC | Annual
Any | NE-HVAC-airHP-SpltPkg-65to134kBtuh-11p5eer-3p4cop | Mtl | Ex | CZ16 | cDXHP | SWHC013-02 | DEER2020 | D20v1 | 2020-11-09 | Cap-Tons | 1 |  | None | 1160 | 0.127 | 0 | 49.1 | 0.0228 | 0 | [6 empty] | DEER:HVAC_Split-Package_AC | Annual
Any | NE-HVAC-airHP-SpltPkg-65to134kBtuh-11p5eer-3p4cop | Mtl | New | CZ01 | cDXHP | SWHC013-02 | DEER2020 | D20v1 | 2020-11-09 | Cap-Tons | 1 |  | None | 19.5 | 0.00574 | 0 | 19.5 | 0.00574 | 0 | [6 empty] | DEER:HVAC_Split-Package_AC | Annual
Any | NE-HVAC-airHP-SpltPkg-65to134kBtuh-11p5eer-3p4cop | Mtl | New | CZ02 | cDXHP | SWHC013-02 | DEER2020 | D20v1 | 2020-11-09 | Cap-Tons | 1 |  | None | 54.5 | 0.0438 | 0 | 54.5 | 0.0438 | 0 | [6 empty] | DEER:HVAC_Split-Package_AC | Annual
Any | NE-HVAC-airHP-SpltPkg-65to134kBtuh-11p5eer-3p4cop | Mtl | New | CZ03 | cDXHP | SWHC013-02 | DEER2020 | D20v1 | 2020-11-09 | Cap-Tons | 1 |  | None | 20.6 | 0.0199 | 0 | 20.6 | 0.0199 | 0 | [6 empty] | DEER:HVAC_Split-Package_AC | Annual
Any | NE-HVAC-airHP-SpltPkg-65to134kBtuh-11p5eer-3p4cop | Mtl | New | CZ04 | cDXHP | SWHC013-02 | DEER2020 | D20v1 | 2020-11-09 | Cap-Tons | 1 |  | None | 55.6 | 0.0377 | 0 | 55.6 | 0.0377 | 0 | [6 empty] | DEER:HVAC_Split-Package_AC | Annual
Any | NE-HVAC-airHP-SpltPkg-65to134kBtuh-11p5eer-3p4cop | Mtl | New | CZ05 | cDXHP | SWHC013-02 | DEER2020 | D20v1 | 2020-11-09 | Cap-Tons | 1 |  | None | 22 | 0.0117 | 0 | 22 | 0.0117 | 0 | [6 empty] | DEER:HVAC_Split-Package_AC | Annual
Any | NE-HVAC-airHP-SpltPkg-65to134kBtuh-11p5eer-3p4cop | Mtl | New | CZ06 | cDXHP | SWHC013-02 | DEER2020 | D20v1 | 2020-11-09 | Cap-Tons | 1 |  | None | 42.4 | 0.0246 | 0 | 42.4 | 0.0246 | 0 | [6 empty] | DEER:HVAC_Split-Package_AC | Annual
Any | NE-HVAC-airHP-SpltPkg-65to134kBtuh-11p5eer-3p4cop | Mtl | New | CZ07 | cDXHP | SWHC013-02 | DEER2020 | D20v1 | 2020-11-09 | Cap-Tons | 1 |  | None | 36.2 | 0.0206 | 0 | 36.2 | 0.0206 | 0 | [6 empty] | DEER:HVAC_Split-Package_AC | Annual
Any | NE-HVAC-airHP-SpltPkg-65to134kBtuh-11p5eer-3p4cop | Mtl | New | CZ08 | cDXHP | SWHC013-02 | DEER2020 | D20v1 | 2020-11-09 | Cap-Tons | 1 |  | None | 66.6 | 0.0323 | 0 | 66.6 | 0.0323 | 0 | [6 empty] | DEER:HVAC_Split-Package_AC | Annual
Any | NE-HVAC-airHP-SpltPkg-65to134kBtuh-11p5eer-3p4cop | Mtl | New | CZ09 | cDXHP | SWHC013-02 | DEER2020 | D20v1 | 2020-11-09 | Cap-Tons | 1 |  | None | 61.1 | 0.04 | 0 | 61.1 | 0.04 | 0 | [6 empty] | DEER:HVAC_Split-Package_AC | Annual
Any | NE-HVAC-airHP-SpltPkg-65to134kBtuh-11p5eer-3p4cop | Mtl | New | CZ10 | cDXHP | SWHC013-02 | DEER2020 | D20v1 | 2020-11-09 | Cap-Tons | 1 |  | None | 69.7 | 0.0426 | 0 | 69.7 | 0.0426 | 0 | [6 empty] | DEER:HVAC_Split-Package_AC | Annual
Any | NE-HVAC-airHP-SpltPkg-65to134kBtuh-11p5eer-3p4cop | Mtl | New | CZ11 | cDXHP | SWHC013-02 | DEER2020 | D20v1 | 2020-11-09 | Cap-Tons | 1 |  | None | 77.8 | 0.0481 | 0 | 77.8 | 0.0481 | 0 | [6 empty] | DEER:HVAC_Split-Package_AC | Annual
Any | NE-HVAC-airHP-SpltPkg-65to134kBtuh-11p5eer-3p4cop | Mtl | New | CZ12 | cDXHP | SWHC013-02 | DEER2020 | D20v1 | 2020-11-09 | Cap-Tons | 1 |  | None | 64.6 | 0.0475 | 0 | 64.6 | 0.0475 | 0 | [6 empty] | DEER:HVAC_Split-Package_AC | Annual
Any | NE-HVAC-airHP-SpltPkg-65to134kBtuh-11p5eer-3p4cop | Mtl | New | CZ13 | cDXHP | SWHC013-02 | DEER2020 | D20v1 | 2020-11-09 | Cap-Tons | 1 |  | None | 79.5 | 0.043 | 0 | 79.5 | 0.043 | 0 | [6 empty] | DEER:HVAC_Split-Package_AC | Annual
Any | NE-HVAC-airHP-SpltPkg-65to134kBtuh-11p5eer-3p4cop | Mtl | New | CZ14 | cDXHP | SWHC013-02 | DEER2020 | D20v1 | 2020-11-09 | Cap-Tons | 1 |  | None | 77.7 | 0.0386 | 0 | 77.7 | 0.0386 | 0 | [6 empty] | DEER:HVAC_Split-Package_AC | Annual
Any | NE-HVAC-airHP-SpltPkg-65to134kBtuh-11p5eer-3p4cop | Mtl | New | CZ15 | cDXHP | SWHC013-02 | DEER2020 | D20v1 | 2020-11-09 | Cap-Tons | 1 |  | None | 108 | 0.0395 | 0 | 108 | 0.0395 | 0 | [6 empty] | DEER:HVAC_Split-Package_AC | Annual
Any | NE-HVAC-airHP-SpltPkg-65to134kBtuh-11p5eer-3p4cop | Mtl | New | CZ16 | cDXHP | SWHC013-02 | DEER2020 | D20v1 | 2020-11-09 | Cap-Tons | 1 |  | None | 47.8 | 0.0224 | 0 | 47.8 | 0.0224 | 0 | [6 empty] | DEER:HVAC_Split-Package_AC | Annual
Any | NE-HVAC-airHP-SpltPkg-65to134kBtuh-11p5eer-3p4cop | Nrs | Ex | CZ01 | cDXHP | SWHC013-02 | DEER2020 | D20v1 | 2020-11-09 | Cap-Tons | 1 |  | None | 937 | 0.121 | 0 | 28.5 | 0.00449 | 0 | [6 empty] | DEER:HVAC_Split-Package_AC | Annual
Any | NE-HVAC-airHP-SpltPkg-65to134kBtuh-11p5eer-3p4cop | Nrs | Ex | CZ02 | cDXHP | SWHC013-02 | DEER2020 | D20v1 | 2020-11-09 | Cap-Tons | 1 |  | None | 902 | 0.15 | 0 | 41.5 | 0.0273 | 0 | [6 empty] | DEER:HVAC_Split-Package_AC | Annual
Any | NE-HVAC-airHP-SpltPkg-65to134kBtuh-11p5eer-3p4cop | Nrs | Ex | CZ03 | cDXHP | SWHC013-02 | DEER2020 | D20v1 | 2020-11-09 | Cap-Tons | 1 |  | None | 847 | 0.106 | 0 | 25.6 | 0.016 | 0 | [6 empty] | DEER:HVAC_Split-Package_AC | Annual
Any | NE-HVAC-airHP-SpltPkg-65to134kBtuh-11p5eer-3p4cop | Nrs | Ex | CZ04 | cDXHP | SWHC013-02 | DEER2020 | D20v1 | 2020-11-09 | Cap-Tons | 1 |  | None | 914 | 0.141 | 0 | 40.5 | 0.0246 | 0 | [6 empty] | DEER:HVAC_Split-Package_AC | Annual
Any | NE-HVAC-airHP-SpltPkg-65to134kBtuh-11p5eer-3p4cop | Nrs | Ex | CZ05 | cDXHP | SWHC013-02 | DEER2020 | D20v1 | 2020-11-09 | Cap-Tons | 1 |  | None | 856 | 0.101 | 0 | 27.9 | 0.00959 | 0 | [6 empty] | DEER:HVAC_Split-Package_AC | Annual
Any | NE-HVAC-airHP-SpltPkg-65to134kBtuh-11p5eer-3p4cop | Nrs | Ex | CZ06 | cDXHP | SWHC013-02 | DEER2020 | D20v1 | 2020-11-09 | Cap-Tons | 1 |  | None | 906 | 0.131 | 0 | 39.1 | 0.0215 | 0 | [6 empty] | DEER:HVAC_Split-Package_AC | Annual
Any | NE-HVAC-airHP-SpltPkg-65to134kBtuh-11p5eer-3p4cop | Nrs | Ex | CZ07 | cDXHP | SWHC013-02 | DEER2020 | D20v1 | 2020-11-09 | Cap-Tons | 1 |  | None | 873 | 0.11 | 0 | 30.9 | 0.0172 | 0 | [6 empty] | DEER:HVAC_Split-Package_AC | Annual
Any | NE-HVAC-airHP-SpltPkg-65to134kBtuh-11p5eer-3p4cop | Nrs | Ex | CZ08 | cDXHP | SWHC013-02 | DEER2020 | D20v1 | 2020-11-09 | Cap-Tons | 1 |  | None | 911 | 0.136 | 0 | 44.5 | 0.0216 | 0 | [6 empty] | DEER:HVAC_Split-Package_AC | Annual
Any | NE-HVAC-airHP-SpltPkg-65to134kBtuh-11p5eer-3p4cop | Nrs | Ex | CZ09 | cDXHP | SWHC013-02 | DEER2020 | D20v1 | 2020-11-09 | Cap-Tons | 1 |  | None | 893 | 0.153 | 0 | 50.4 | 0.0316 | 0 | [6 empty] | DEER:HVAC_Split-Package_AC | Annual
Any | NE-HVAC-airHP-SpltPkg-65to134kBtuh-11p5eer-3p4cop | Nrs | Ex | CZ10 | cDXHP | SWHC013-02 | DEER2020 | D20v1 | 2020-11-09 | Cap-Tons | 1 |  | None | 873 | 0.153 | 0 | 53.4 | 0.0311 | 0 | [6 empty] | DEER:HVAC_Split-Package_AC | Annual
Any | NE-HVAC-airHP-SpltPkg-65to134kBtuh-11p5eer-3p4cop | Nrs | Ex | CZ11 | cDXHP | SWHC013-02 | DEER2020 | D20v1 | 2020-11-09 | Cap-Tons | 1 |  | None | 901 | 0.154 | 0 | 63.1 | 0.0373 | 0 | [6 empty] | DEER:HVAC_Split-Package_AC | Annual
Any | NE-HVAC-airHP-SpltPkg-65to134kBtuh-11p5eer-3p4cop | Nrs | Ex | CZ12 | cDXHP | SWHC013-02 | DEER2020 | D20v1 | 2020-11-09 | Cap-Tons | 1 |  | None | 912 | 0.159 | 0 | 50.8 | 0.0337 | 0 | [6 empty] | DEER:HVAC_Split-Package_AC | Annual
Any | NE-HVAC-airHP-SpltPkg-65to134kBtuh-11p5eer-3p4cop | Nrs | Ex | CZ13 | cDXHP | SWHC013-02 | DEER2020 | D20v1 | 2020-11-09 | Cap-Tons | 1 |  | None | 962 | 0.168 | 0 | 63.6 | 0.0337 | 0 | [6 empty] | DEER:HVAC_Split-Package_AC | Annual
Any | NE-HVAC-airHP-SpltPkg-65to134kBtuh-11p5eer-3p4cop | Nrs | Ex | CZ14 | cDXHP | SWHC013-02 | DEER2020 | D20v1 | 2020-11-09 | Cap-Tons | 1 |  | None | 867 | 0.142 | 0 | 64.5 | 0.0302 | 0 | [6 empty] | DEER:HVAC_Split-Package_AC | Annual
Any | NE-HVAC-airHP-SpltPkg-65to134kBtuh-11p5eer-3p4cop | Nrs | Ex | CZ15 | cDXHP | SWHC013-02 | DEER2020 | D20v1 | 2020-11-09 | Cap-Tons | 1 |  | None | 858 | 0.157 | 0 | 94.6 | 0.0366 | 0 | [6 empty] | DEER:HVAC_Split-Package_AC | Annual
Any | NE-HVAC-airHP-SpltPkg-65to134kBtuh-11p5eer-3p4cop | Nrs | Ex | CZ16 | cDXHP | SWHC013-02 | DEER2020 | D20v1 | 2020-11-09 | Cap-Tons | 1 |  | None | 952 | 0.12 | 0 | 47.2 | 0.0182 | 0 | [6 empty] | DEER:HVAC_Split-Package_AC | Annual
Any | NE-HVAC-airHP-SpltPkg-65to134kBtuh-11p5eer-3p4cop | Nrs | New | CZ01 | cDXHP | SWHC013-02 | DEER2020 | D20v1 | 2020-11-09 | Cap-Tons | 1 |  | None | 29.5 | 0.00371 | 0 | 29.5 | 0.00371 | 0 | [6 empty] | DEER:HVAC_Split-Package_AC | Annual
Any | NE-HVAC-airHP-SpltPkg-65to134kBtuh-11p5eer-3p4cop | Nrs | New | CZ02 | cDXHP | SWHC013-02 | DEER2020 | D20v1 | 2020-11-09 | Cap-Tons | 1 |  | None | 38.9 | 0.0245 | 0 | 38.9 | 0.0245 | 0 | [6 empty] | DEER:HVAC_Split-Package_AC | Annual
Any | NE-HVAC-airHP-SpltPkg-65to134kBtuh-11p5eer-3p4cop | Nrs | New | CZ03 | cDXHP | SWHC013-02 | DEER2020 | D20v1 | 2020-11-09 | Cap-Tons | 1 |  | None | 24.6 | 0.0135 | 0 | 24.6 | 0.0135 | 0 | [6 empty] | DEER:HVAC_Split-Package_AC | Annual
Any | NE-HVAC-airHP-SpltPkg-65to134kBtuh-11p5eer-3p4cop | Nrs | New | CZ04 | cDXHP | SWHC013-02 | DEER2020 | D20v1 | 2020-11-09 | Cap-Tons | 1 |  | None | 36.5 | 0.0216 | 0 | 36.5 | 0.0216 | 0 | [6 empty] | DEER:HVAC_Split-Package_AC | Annual
Any | NE-HVAC-airHP-SpltPkg-65to134kBtuh-11p5eer-3p4cop | Nrs | New | CZ05 | cDXHP | SWHC013-02 | DEER2020 | D20v1 | 2020-11-09 | Cap-Tons | 1 |  | None | 26.8 | 0.00774 | 0 | 26.8 | 0.00774 | 0 | [6 empty] | DEER:HVAC_Split-Package_AC | Annual
Any | NE-HVAC-airHP-SpltPkg-65to134kBtuh-11p5eer-3p4cop | Nrs | New | CZ06 | cDXHP | SWHC013-02 | DEER2020 | D20v1 | 2020-11-09 | Cap-Tons | 1 |  | None | 34.3 | 0.0191 | 0 | 34.3 | 0.0191 | 0 | [6 empty] | DEER:HVAC_Split-Package_AC | Annual
Any | NE-HVAC-airHP-SpltPkg-65to134kBtuh-11p5eer-3p4cop | Nrs | New | CZ07 | cDXHP | SWHC013-02 | DEER2020 | D20v1 | 2020-11-09 | Cap-Tons | 1 |  | None | 26.5 | 0.0148 | 0 | 26.5 | 0.0148 | 0 | [6 empty] | DEER:HVAC_Split-Package_AC | Annual
Any | NE-HVAC-airHP-SpltPkg-65to134kBtuh-11p5eer-3p4cop | Nrs | New | CZ08 | cDXHP | SWHC013-02 | DEER2020 | D20v1 | 2020-11-09 | Cap-Tons | 1 |  | None | 39.4 | 0.0195 | 0 | 39.4 | 0.0195 | 0 | [6 empty] | DEER:HVAC_Split-Package_AC | Annual
Any | NE-HVAC-airHP-SpltPkg-65to134kBtuh-11p5eer-3p4cop | Nrs | New | CZ09 | cDXHP | SWHC013-02 | DEER2020 | D20v1 | 2020-11-09 | Cap-Tons | 1 |  | None | 44.9 | 0.0288 | 0 | 44.9 | 0.0288 | 0 | [6 empty] | DEER:HVAC_Split-Package_AC | Annual
Any | NE-HVAC-airHP-SpltPkg-65to134kBtuh-11p5eer-3p4cop | Nrs | New | CZ10 | cDXHP | SWHC013-02 | DEER2020 | D20v1 | 2020-11-09 | Cap-Tons | 1 |  | None | 49.2 | 0.0287 | 0 | 49.2 | 0.0287 | 0 | [6 empty] | DEER:HVAC_Split-Package_AC | Annual
Any | NE-HVAC-airHP-SpltPkg-65to134kBtuh-11p5eer-3p4cop | Nrs | New | CZ11 | cDXHP | SWHC013-02 | DEER2020 | D20v1 | 2020-11-09 | Cap-Tons | 1 |  | None | 58.3 | 0.0341 | 0 | 58.3 | 0.0341 | 0 | [6 empty] | DEER:HVAC_Split-Package_AC | Annual
Any | NE-HVAC-airHP-SpltPkg-65to134kBtuh-11p5eer-3p4cop | Nrs | New | CZ12 | cDXHP | SWHC013-02 | DEER2020 | D20v1 | 2020-11-09 | Cap-Tons | 1 |  | None | 47.1 | 0.0307 | 0 | 47.1 | 0.0307 | 0 | [6 empty] | DEER:HVAC_Split-Package_AC | Annual
Any | NE-HVAC-airHP-SpltPkg-65to134kBtuh-11p5eer-3p4cop | Nrs | New | CZ13 | cDXHP | SWHC013-02 | DEER2020 | D20v1 | 2020-11-09 | Cap-Tons | 1 |  | None | 59.2 | 0.0312 | 0 | 59.2 | 0.0312 | 0 | [6 empty] | DEER:HVAC_Split-Package_AC | Annual
Any | NE-HVAC-airHP-SpltPkg-65to134kBtuh-11p5eer-3p4cop | Nrs | New | CZ14 | cDXHP | SWHC013-02 | DEER2020 | D20v1 | 2020-11-09 | Cap-Tons | 1 |  | None | 60.3 | 0.0278 | 0 | 60.3 | 0.0278 | 0 | [6 empty] | DEER:HVAC_Split-Package_AC | Annual
Any | NE-HVAC-airHP-SpltPkg-65to134kBtuh-11p5eer-3p4cop | Nrs | New | CZ15 | cDXHP | SWHC013-02 | DEER2020 | D20v1 | 2020-11-09 | Cap-Tons | 1 |  | None | 88.8 | 0.0347 | 0 | 88.8 | 0.0347 | 0 | [6 empty] | DEER:HVAC_Split-Package_AC | Annual
Any | NE-HVAC-airHP-SpltPkg-65to134kBtuh-11p5eer-3p4cop | Nrs | New | CZ16 | cDXHP | SWHC013-02 | DEER2020 | D20v1 | 2020-11-09 | Cap-Tons | 1 |  | None | 44.9 | 0.0161 | 0 | 44.9 | 0.0161 | 0 | [6 empty] | DEER:HVAC_Split-Package_AC | Annual
Any | NE-HVAC-airHP-SpltPkg-65to134kBtuh-11p5eer-3p4cop | OfL | Ex | CZ01 | cDXHP | SWHC013-02 | DEER2020 | D20v1 | 2020-11-09 | Cap-Tons | 1 |  | None | 569 | 0.072 | 0 | 7.93 | 0.00478 | 0 | [6 empty] | DEER:HVAC_Split-Package_AC | Annual
Any | NE-HVAC-airHP-SpltPkg-65to134kBtuh-11p5eer-3p4cop | OfL | Ex | CZ02 | cDXHP | SWHC013-02 | DEER2020 | D20v1 | 2020-11-09 | Cap-Tons | 1 |  | None | 538 | 0.0633 | 0 | 34 | 0.0196 | 0 | [6 empty] | DEER:HVAC_Split-Package_AC | Annual
Any | NE-HVAC-airHP-SpltPkg-65to134kBtuh-11p5eer-3p4cop | OfL | Ex | CZ03 | cDXHP | SWHC013-02 | DEER2020 | D20v1 | 2020-11-09 | Cap-Tons | 1 |  | None | 536 | 0.0541 | 0 | 16.3 | 0.0106 | 0 | [6 empty] | DEER:HVAC_Split-Package_AC | Annual
Any | NE-HVAC-airHP-SpltPkg-65to134kBtuh-11p5eer-3p4cop | OfL | Ex | CZ04 | cDXHP | SWHC013-02 | DEER2020 | D20v1 | 2020-11-09 | Cap-Tons | 1 |  | None | 519 | 0.0601 | 0 | 35.2 | 0.0169 | 0 | [6 empty] | DEER:HVAC_Split-Package_AC | Annual
Any | NE-HVAC-airHP-SpltPkg-65to134kBtuh-11p5eer-3p4cop | OfL | Ex | CZ05 | cDXHP | SWHC013-02 | DEER2020 | D20v1 | 2020-11-09 | Cap-Tons | 1 |  | None | 530 | 0.0511 | 0 | 18.4 | 0.00838 | 0 | [6 empty] | DEER:HVAC_Split-Package_AC | Annual
Any | NE-HVAC-airHP-SpltPkg-65to134kBtuh-11p5eer-3p4cop | OfL | Ex | CZ06 | cDXHP | SWHC013-02 | DEER2020 | D20v1 | 2020-11-09 | Cap-Tons | 1 |  | None | 503 | 0.0556 | 0 | 33.2 | 0.0119 | 0 | [6 empty] | DEER:HVAC_Split-Package_AC | Annual
Any | NE-HVAC-airHP-SpltPkg-65to134kBtuh-11p5eer-3p4cop | OfL | Ex | CZ07 | cDXHP | SWHC013-02 | DEER2020 | D20v1 | 2020-11-09 | Cap-Tons | 1 |  | None | 552 | 0.053 | 0 | 28.3 | 0.0104 | 0 | [6 empty] | DEER:HVAC_Split-Package_AC | Annual
Any | NE-HVAC-airHP-SpltPkg-65to134kBtuh-11p5eer-3p4cop | OfL | Ex | CZ08 | cDXHP | SWHC013-02 | DEER2020 | D20v1 | 2020-11-09 | Cap-Tons | 1 |  | None | 505 | 0.056 | 0 | 43.6 | 0.0137 | 0 | [6 empty] | DEER:HVAC_Split-Package_AC | Annual
Any | NE-HVAC-airHP-SpltPkg-65to134kBtuh-11p5eer-3p4cop | OfL | Ex | CZ09 | cDXHP | SWHC013-02 | DEER2020 | D20v1 | 2020-11-09 | Cap-Tons | 1 |  | None | 495 | 0.0622 | 0 | 39.5 | 0.0174 | 0 | [6 empty] | DEER:HVAC_Split-Package_AC | Annual
Any | NE-HVAC-airHP-SpltPkg-65to134kBtuh-11p5eer-3p4cop | OfL | Ex | CZ10 | cDXHP | SWHC013-02 | DEER2020 | D20v1 | 2020-11-09 | Cap-Tons | 1 |  | None | 530 | 0.0645 | 0 | 46.2 | 0.0191 | 0 | [6 empty] | DEER:HVAC_Split-Package_AC | Annual
Any | NE-HVAC-airHP-SpltPkg-65to134kBtuh-11p5eer-3p4cop | OfL | Ex | CZ11 | cDXHP | SWHC013-02 | DEER2020 | D20v1 | 2020-11-09 | Cap-Tons | 1 |  | None | 503 | 0.0698 | 0 | 43.7 | 0.021 | 0 | [6 empty] | DEER:HVAC_Split-Package_AC | Annual
Any | NE-HVAC-airHP-SpltPkg-65to134kBtuh-11p5eer-3p4cop | OfL | Ex | CZ12 | cDXHP | SWHC013-02 | DEER2020 | D20v1 | 2020-11-09 | Cap-Tons | 1 |  | None | 528 | 0.0684 | 0 | 38.2 | 0.02 | 0 | [6 empty] | DEER:HVAC_Split-Package_AC | Annual
Any | NE-HVAC-airHP-SpltPkg-65to134kBtuh-11p5eer-3p4cop | OfL | Ex | CZ13 | cDXHP | SWHC013-02 | DEER2020 | D20v1 | 2020-11-09 | Cap-Tons | 1 |  | None | 501 | 0.0666 | 0 | 44.8 | 0.0179 | 0 | [6 empty] | DEER:HVAC_Split-Package_AC | Annual
Any | NE-HVAC-airHP-SpltPkg-65to134kBtuh-11p5eer-3p4cop | OfL | Ex | CZ14 | cDXHP | SWHC013-02 | DEER2020 | D20v1 | 2020-11-09 | Cap-Tons | 1 |  | None | 496 | 0.0675 | 0 | 44.9 | 0.017 | 0 | [6 empty] | DEER:HVAC_Split-Package_AC | Annual
Any | NE-HVAC-airHP-SpltPkg-65to134kBtuh-11p5eer-3p4cop | OfL | Ex | CZ15 | cDXHP | SWHC013-02 | DEER2020 | D20v1 | 2020-11-09 | Cap-Tons | 1 |  | None | 523 | 0.0752 | 0 | 65.1 | 0.0176 | 0 | [6 empty] | DEER:HVAC_Split-Package_AC | Annual
Any | NE-HVAC-airHP-SpltPkg-65to134kBtuh-11p5eer-3p4cop | OfL | Ex | CZ16 | cDXHP | SWHC013-02 | DEER2020 | D20v1 | 2020-11-09 | Cap-Tons | 1 |  | None | 479 | 0.0538 | 0 | 25.3 | 0.0115 | 0 | [6 empty] | DEER:HVAC_Split-Package_AC | Annual
Any | NE-HVAC-airHP-SpltPkg-65to134kBtuh-11p5eer-3p4cop | OfL | New | CZ01 | cDXHP | SWHC013-02 | DEER2020 | D20v1 | 2020-11-09 | Cap-Tons | 1 |  | None | 7.33 | 0.00424 | 0 | 7.33 | 0.00424 | 0 | [6 empty] | DEER:HVAC_Split-Package_AC | Annual
Any | NE-HVAC-airHP-SpltPkg-65to134kBtuh-11p5eer-3p4cop | OfL | New | CZ02 | cDXHP | SWHC013-02 | DEER2020 | D20v1 | 2020-11-09 | Cap-Tons | 1 |  | None | 32.5 | 0.0191 | 0 | 32.5 | 0.0191 | 0 | [6 empty] | DEER:HVAC_Split-Package_AC | Annual
Any | NE-HVAC-airHP-SpltPkg-65to134kBtuh-11p5eer-3p4cop | OfL | New | CZ03 | cDXHP | SWHC013-02 | DEER2020 | D20v1 | 2020-11-09 | Cap-Tons | 1 |  | None | 15.3 | 0.0101 | 0 | 15.3 | 0.0101 | 0 | [6 empty] | DEER:HVAC_Split-Package_AC | Annual
Any | NE-HVAC-airHP-SpltPkg-65to134kBtuh-11p5eer-3p4cop | OfL | New | CZ04 | cDXHP | SWHC013-02 | DEER2020 | D20v1 | 2020-11-09 | Cap-Tons | 1 |  | None | 34.1 | 0.0164 | 0 | 34.1 | 0.0164 | 0 | [6 empty] | DEER:HVAC_Split-Package_AC | Annual
Any | NE-HVAC-airHP-SpltPkg-65to134kBtuh-11p5eer-3p4cop | OfL | New | CZ05 | cDXHP | SWHC013-02 | DEER2020 | D20v1 | 2020-11-09 | Cap-Tons | 1 |  | None | 17.5 | 0.00818 | 0 | 17.5 | 0.00818 | 0 | [6 empty] | DEER:HVAC_Split-Package_AC | Annual
Any | NE-HVAC-airHP-SpltPkg-65to134kBtuh-11p5eer-3p4cop | OfL | New | CZ06 | cDXHP | SWHC013-02 | DEER2020 | D20v1 | 2020-11-09 | Cap-Tons | 1 |  | None | 32 | 0.0114 | 0 | 32 | 0.0114 | 0 | [6 empty] | DEER:HVAC_Split-Package_AC | Annual
Any | NE-HVAC-airHP-SpltPkg-65to134kBtuh-11p5eer-3p4cop | OfL | New | CZ07 | cDXHP | SWHC013-02 | DEER2020 | D20v1 | 2020-11-09 | Cap-Tons | 1 |  | None | 27.2 | 0.0101 | 0 | 27.2 | 0.0101 | 0 | [6 empty] | DEER:HVAC_Split-Package_AC | Annual
Any | NE-HVAC-airHP-SpltPkg-65to134kBtuh-11p5eer-3p4cop | OfL | New | CZ08 | cDXHP | SWHC013-02 | DEER2020 | D20v1 | 2020-11-09 | Cap-Tons | 1 |  | None | 42.2 | 0.0134 | 0 | 42.2 | 0.0134 | 0 | [6 empty] | DEER:HVAC_Split-Package_AC | Annual
Any | NE-HVAC-airHP-SpltPkg-65to134kBtuh-11p5eer-3p4cop | OfL | New | CZ09 | cDXHP | SWHC013-02 | DEER2020 | D20v1 | 2020-11-09 | Cap-Tons | 1 |  | None | 37.6 | 0.0167 | 0 | 37.6 | 0.0167 | 0 | [6 empty] | DEER:HVAC_Split-Package_AC | Annual
Any | NE-HVAC-airHP-SpltPkg-65to134kBtuh-11p5eer-3p4cop | OfL | New | CZ10 | cDXHP | SWHC013-02 | DEER2020 | D20v1 | 2020-11-09 | Cap-Tons | 1 |  | None | 44 | 0.0187 | 0 | 44 | 0.0187 | 0 | [6 empty] | DEER:HVAC_Split-Package_AC | Annual
Any | NE-HVAC-airHP-SpltPkg-65to134kBtuh-11p5eer-3p4cop | OfL | New | CZ11 | cDXHP | SWHC013-02 | DEER2020 | D20v1 | 2020-11-09 | Cap-Tons | 1 |  | None | 41.9 | 0.0201 | 0 | 41.9 | 0.0201 | 0 | [6 empty] | DEER:HVAC_Split-Package_AC | Annual
Any | NE-HVAC-airHP-SpltPkg-65to134kBtuh-11p5eer-3p4cop | OfL | New | CZ12 | cDXHP | SWHC013-02 | DEER2020 | D20v1 | 2020-11-09 | Cap-Tons | 1 |  | None | 36.5 | 0.0193 | 0 | 36.5 | 0.0193 | 0 | [6 empty] | DEER:HVAC_Split-Package_AC | Annual
Any | NE-HVAC-airHP-SpltPkg-65to134kBtuh-11p5eer-3p4cop | OfL | New | CZ13 | cDXHP | SWHC013-02 | DEER2020 | D20v1 | 2020-11-09 | Cap-Tons | 1 |  | None | 43.1 | 0.0173 | 0 | 43.1 | 0.0173 | 0 | [6 empty] | DEER:HVAC_Split-Package_AC | Annual
Any | NE-HVAC-airHP-SpltPkg-65to134kBtuh-11p5eer-3p4cop | OfL | New | CZ14 | cDXHP | SWHC013-02 | DEER2020 | D20v1 | 2020-11-09 | Cap-Tons | 1 |  | None | 43.2 | 0.0163 | 0 | 43.2 | 0.0163 | 0 | [6 empty] | DEER:HVAC_Split-Package_AC | Annual
Any | NE-HVAC-airHP-SpltPkg-65to134kBtuh-11p5eer-3p4cop | OfL | New | CZ15 | cDXHP | SWHC013-02 | DEER2020 | D20v1 | 2020-11-09 | Cap-Tons | 1 |  | None | 62.6 | 0.017 | 0 | 62.6 | 0.017 | 0 | [6 empty] | DEER:HVAC_Split-Package_AC | Annual
Any | NE-HVAC-airHP-SpltPkg-65to134kBtuh-11p5eer-3p4cop | OfL | New | CZ16 | cDXHP | SWHC013-02 | DEER2020 | D20v1 | 2020-11-09 | Cap-Tons | 1 |  | None | 24.4 | 0.0106 | 0 | 24.4 | 0.0106 | 0 | [6 empty] | DEER:HVAC_Split-Package_AC | Annual
Any | NE-HVAC-airHP-SpltPkg-65to134kBtuh-11p5eer-3p4cop | OfS | Ex | CZ01 | cDXHP | SWHC013-02 | DEER2020 | D20v1 | 2020-11-09 | Cap-Tons | 1 |  | None | 439 | 0.0597 | 0 | 13.5 | 0.00412 | 0 | [6 empty] | DEER:HVAC_Split-Package_AC | Annual
Any | NE-HVAC-airHP-SpltPkg-65to134kBtuh-11p5eer-3p4cop | OfS | Ex | CZ02 | cDXHP | SWHC013-02 | DEER2020 | D20v1 | 2020-11-09 | Cap-Tons | 1 |  | None | 441 | 0.0624 | 0 | 33.2 | 0.019 | 0 | [6 empty] | DEER:HVAC_Split-Package_AC | Annual
Any | NE-HVAC-airHP-SpltPkg-65to134kBtuh-11p5eer-3p4cop | OfS | Ex | CZ03 | cDXHP | SWHC013-02 | DEER2020 | D20v1 | 2020-11-09 | Cap-Tons | 1 |  | None | 422 | 0.0501 | 0 | 17.5 | 0.0101 | 0 | [6 empty] | DEER:HVAC_Split-Package_AC | Annual
Any | NE-HVAC-airHP-SpltPkg-65to134kBtuh-11p5eer-3p4cop | OfS | Ex | CZ04 | cDXHP | SWHC013-02 | DEER2020 | D20v1 | 2020-11-09 | Cap-Tons | 1 |  | None | 431 | 0.0584 | 0 | 33.4 | 0.016 | 0 | [6 empty] | DEER:HVAC_Split-Package_AC | Annual
Any | NE-HVAC-airHP-SpltPkg-65to134kBtuh-11p5eer-3p4cop | OfS | Ex | CZ05 | cDXHP | SWHC013-02 | DEER2020 | D20v1 | 2020-11-09 | Cap-Tons | 1 |  | None | 427 | 0.0469 | 0 | 19.4 | 0.00747 | 0 | [6 empty] | DEER:HVAC_Split-Package_AC | Annual
Any | NE-HVAC-airHP-SpltPkg-65to134kBtuh-11p5eer-3p4cop | OfS | Ex | CZ06 | cDXHP | SWHC013-02 | DEER2020 | D20v1 | 2020-11-09 | Cap-Tons | 1 |  | None | 412 | 0.052 | 0 | 31.1 | 0.0119 | 0 | [6 empty] | DEER:HVAC_Split-Package_AC | Annual
Any | NE-HVAC-airHP-SpltPkg-65to134kBtuh-11p5eer-3p4cop | OfS | Ex | CZ07 | cDXHP | SWHC013-02 | DEER2020 | D20v1 | 2020-11-09 | Cap-Tons | 1 |  | None | 456 | 0.0503 | 0 | 25.7 | 0.0102 | 0 | [6 empty] | DEER:HVAC_Split-Package_AC | Annual
Any | NE-HVAC-airHP-SpltPkg-65to134kBtuh-11p5eer-3p4cop | OfS | Ex | CZ08 | cDXHP | SWHC013-02 | DEER2020 | D20v1 | 2020-11-09 | Cap-Tons | 1 |  | None | 423 | 0.0532 | 0 | 39.8 | 0.0135 | 0 | [6 empty] | DEER:HVAC_Split-Package_AC | Annual
Any | NE-HVAC-airHP-SpltPkg-65to134kBtuh-11p5eer-3p4cop | OfS | Ex | CZ09 | cDXHP | SWHC013-02 | DEER2020 | D20v1 | 2020-11-09 | Cap-Tons | 1 |  | None | 436 | 0.0622 | 0 | 37 | 0.0172 | 0 | [6 empty] | DEER:HVAC_Split-Package_AC | Annual
Any | NE-HVAC-airHP-SpltPkg-65to134kBtuh-11p5eer-3p4cop | OfS | Ex | CZ10 | cDXHP | SWHC013-02 | DEER2020 | D20v1 | 2020-11-09 | Cap-Tons | 1 |  | None | 460 | 0.0645 | 0 | 42.9 | 0.0187 | 0 | [6 empty] | DEER:HVAC_Split-Package_AC | Annual
Any | NE-HVAC-airHP-SpltPkg-65to134kBtuh-11p5eer-3p4cop | OfS | Ex | CZ11 | cDXHP | SWHC013-02 | DEER2020 | D20v1 | 2020-11-09 | Cap-Tons | 1 |  | None | 452 | 0.0696 | 0 | 43.5 | 0.0214 | 0 | [6 empty] | DEER:HVAC_Split-Package_AC | Annual
Any | NE-HVAC-airHP-SpltPkg-65to134kBtuh-11p5eer-3p4cop | OfS | Ex | CZ12 | cDXHP | SWHC013-02 | DEER2020 | D20v1 | 2020-11-09 | Cap-Tons | 1 |  | None | 451 | 0.0671 | 0 | 37.6 | 0.0199 | 0 | [6 empty] | DEER:HVAC_Split-Package_AC | Annual
Any | NE-HVAC-airHP-SpltPkg-65to134kBtuh-11p5eer-3p4cop | OfS | Ex | CZ13 | cDXHP | SWHC013-02 | DEER2020 | D20v1 | 2020-11-09 | Cap-Tons | 1 |  | None | 460 | 0.0686 | 0 | 44.2 | 0.0179 | 0 | [6 empty] | DEER:HVAC_Split-Package_AC | Annual
Any | NE-HVAC-airHP-SpltPkg-65to134kBtuh-11p5eer-3p4cop | OfS | Ex | CZ14 | cDXHP | SWHC013-02 | DEER2020 | D20v1 | 2020-11-09 | Cap-Tons | 1 |  | None | 452 | 0.068 | 0 | 44.5 | 0.017 | 0 | [6 empty] | DEER:HVAC_Split-Package_AC | Annual
Any | NE-HVAC-airHP-SpltPkg-65to134kBtuh-11p5eer-3p4cop | OfS | Ex | CZ15 | cDXHP | SWHC013-02 | DEER2020 | D20v1 | 2020-11-09 | Cap-Tons | 1 |  | None | 480 | 0.0736 | 0 | 63.5 | 0.0181 | 0 | [6 empty] | DEER:HVAC_Split-Package_AC | Annual
Any | NE-HVAC-airHP-SpltPkg-65to134kBtuh-11p5eer-3p4cop | OfS | Ex | CZ16 | cDXHP | SWHC013-02 | DEER2020 | D20v1 | 2020-11-09 | Cap-Tons | 1 |  | None | 462 | 0.0541 | 0 | 30.6 | 0.0118 | 0 | [6 empty] | DEER:HVAC_Split-Package_AC | Annual
Any | NE-HVAC-airHP-SpltPkg-65to134kBtuh-11p5eer-3p4cop | OfS | New | CZ01 | cDXHP | SWHC013-02 | DEER2020 | D20v1 | 2020-11-09 | Cap-Tons | 1 |  | None | 13.9 | 0.00382 | 0 | 13.9 | 0.00382 | 0 | [6 empty] | DEER:HVAC_Split-Package_AC | Annual
Any | NE-HVAC-airHP-SpltPkg-65to134kBtuh-11p5eer-3p4cop | OfS | New | CZ02 | cDXHP | SWHC013-02 | DEER2020 | D20v1 | 2020-11-09 | Cap-Tons | 1 |  | None | 32.3 | 0.0181 | 0 | 32.3 | 0.0181 | 0 | [6 empty] | DEER:HVAC_Split-Package_AC | Annual
Any | NE-HVAC-airHP-SpltPkg-65to134kBtuh-11p5eer-3p4cop | OfS | New | CZ03 | cDXHP | SWHC013-02 | DEER2020 | D20v1 | 2020-11-09 | Cap-Tons | 1 |  | None | 17.5 | 0.00985 | 0 | 17.5 | 0.00985 | 0 | [6 empty] | DEER:HVAC_Split-Package_AC | Annual
Any | NE-HVAC-airHP-SpltPkg-65to134kBtuh-11p5eer-3p4cop | OfS | New | CZ04 | cDXHP | SWHC013-02 | DEER2020 | D20v1 | 2020-11-09 | Cap-Tons | 1 |  | None | 32.4 | 0.0154 | 0 | 32.4 | 0.0154 | 0 | [6 empty] | DEER:HVAC_Split-Package_AC | Annual
Any | NE-HVAC-airHP-SpltPkg-65to134kBtuh-11p5eer-3p4cop | OfS | New | CZ05 | cDXHP | SWHC013-02 | DEER2020 | D20v1 | 2020-11-09 | Cap-Tons | 1 |  | None | 19.3 | 0.00748 | 0 | 19.3 | 0.00748 | 0 | [6 empty] | DEER:HVAC_Split-Package_AC | Annual
Any | NE-HVAC-airHP-SpltPkg-65to134kBtuh-11p5eer-3p4cop | OfS | New | CZ06 | cDXHP | SWHC013-02 | DEER2020 | D20v1 | 2020-11-09 | Cap-Tons | 1 |  | None | 31.1 | 0.0118 | 0 | 31.1 | 0.0118 | 0 | [6 empty] | DEER:HVAC_Split-Package_AC | Annual
Any | NE-HVAC-airHP-SpltPkg-65to134kBtuh-11p5eer-3p4cop | OfS | New | CZ07 | cDXHP | SWHC013-02 | DEER2020 | D20v1 | 2020-11-09 | Cap-Tons | 1 |  | None | 25.9 | 0.0102 | 0 | 25.9 | 0.0102 | 0 | [6 empty] | DEER:HVAC_Split-Package_AC | Annual
Any | NE-HVAC-airHP-SpltPkg-65to134kBtuh-11p5eer-3p4cop | OfS | New | CZ08 | cDXHP | SWHC013-02 | DEER2020 | D20v1 | 2020-11-09 | Cap-Tons | 1 |  | None | 38.6 | 0.0132 | 0 | 38.6 | 0.0132 | 0 | [6 empty] | DEER:HVAC_Split-Package_AC | Annual
Any | NE-HVAC-airHP-SpltPkg-65to134kBtuh-11p5eer-3p4cop | OfS | New | CZ09 | cDXHP | SWHC013-02 | DEER2020 | D20v1 | 2020-11-09 | Cap-Tons | 1 |  | None | 35.5 | 0.0164 | 0 | 35.5 | 0.0164 | 0 | [6 empty] | DEER:HVAC_Split-Package_AC | Annual
Any | NE-HVAC-airHP-SpltPkg-65to134kBtuh-11p5eer-3p4cop | OfS | New | CZ10 | cDXHP | SWHC013-02 | DEER2020 | D20v1 | 2020-11-09 | Cap-Tons | 1 |  | None | 41.4 | 0.0182 | 0 | 41.4 | 0.0182 | 0 | [6 empty] | DEER:HVAC_Split-Package_AC | Annual
Any | NE-HVAC-airHP-SpltPkg-65to134kBtuh-11p5eer-3p4cop | OfS | New | CZ11 | cDXHP | SWHC013-02 | DEER2020 | D20v1 | 2020-11-09 | Cap-Tons | 1 |  | None | 41.7 | 0.0197 | 0 | 41.7 | 0.0197 | 0 | [6 empty] | DEER:HVAC_Split-Package_AC | Annual
Any | NE-HVAC-airHP-SpltPkg-65to134kBtuh-11p5eer-3p4cop | OfS | New | CZ12 | cDXHP | SWHC013-02 | DEER2020 | D20v1 | 2020-11-09 | Cap-Tons | 1 |  | None | 36.3 | 0.0187 | 0 | 36.3 | 0.0187 | 0 | [6 empty] | DEER:HVAC_Split-Package_AC | Annual
Any | NE-HVAC-airHP-SpltPkg-65to134kBtuh-11p5eer-3p4cop | OfS | New | CZ13 | cDXHP | SWHC013-02 | DEER2020 | D20v1 | 2020-11-09 | Cap-Tons | 1 |  | None | 42.5 | 0.0169 | 0 | 42.5 | 0.0169 | 0 | [6 empty] | DEER:HVAC_Split-Package_AC | Annual
Any | NE-HVAC-airHP-SpltPkg-65to134kBtuh-11p5eer-3p4cop | OfS | New | CZ14 | cDXHP | SWHC013-02 | DEER2020 | D20v1 | 2020-11-09 | Cap-Tons | 1 |  | None | 42.8 | 0.0162 | 0 | 42.8 | 0.0162 | 0 | [6 empty] | DEER:HVAC_Split-Package_AC | Annual
Any | NE-HVAC-airHP-SpltPkg-65to134kBtuh-11p5eer-3p4cop | OfS | New | CZ15 | cDXHP | SWHC013-02 | DEER2020 | D20v1 | 2020-11-09 | Cap-Tons | 1 |  | None | 60.7 | 0.0168 | 0 | 60.7 | 0.0168 | 0 | [6 empty] | DEER:HVAC_Split-Package_AC | Annual
Any | NE-HVAC-airHP-SpltPkg-65to134kBtuh-11p5eer-3p4cop | OfS | New | CZ16 | cDXHP | SWHC013-02 | DEER2020 | D20v1 | 2020-11-09 | Cap-Tons | 1 |  | None | 29.7 | 0.0108 | 0 | 29.7 | 0.0108 | 0 | [6 empty] | DEER:HVAC_Split-Package_AC | Annual
Any | NE-HVAC-airHP-SpltPkg-65to134kBtuh-11p5eer-3p4cop | RFF | Ex | CZ01 | cDXHP | SWHC013-02 | DEER2020 | D20v1 | 2020-11-09 | Cap-Tons | 1 |  | None | 809 | 0.0624 | 0 | 34.7 | 0.00891 | 0 | [6 empty] | DEER:HVAC_Split-Package_AC | Annual
Any | NE-HVAC-airHP-SpltPkg-65to134kBtuh-11p5eer-3p4cop | RFF | Ex | CZ02 | cDXHP | SWHC013-02 | DEER2020 | D20v1 | 2020-11-09 | Cap-Tons | 1 |  | None | 728 | 0.108 | 0 | 67.3 | 0.0528 | 0 | [6 empty] | DEER:HVAC_Split-Package_AC | Annual
Any | NE-HVAC-airHP-SpltPkg-65to134kBtuh-11p5eer-3p4cop | RFF | Ex | CZ03 | cDXHP | SWHC013-02 | DEER2020 | D20v1 | 2020-11-09 | Cap-Tons | 1 |  | None | 630 | 0.104 | 0 | 33.9 | 0.0259 | 0 | [6 empty] | DEER:HVAC_Split-Package_AC | Annual
Any | NE-HVAC-airHP-SpltPkg-65to134kBtuh-11p5eer-3p4cop | RFF | Ex | CZ04 | cDXHP | SWHC013-02 | DEER2020 | D20v1 | 2020-11-09 | Cap-Tons | 1 |  | None | 671 | 0.116 | 0 | 66.7 | 0.0458 | 0 | [6 empty] | DEER:HVAC_Split-Package_AC | Annual
Any | NE-HVAC-airHP-SpltPkg-65to134kBtuh-11p5eer-3p4cop | RFF | Ex | CZ05 | cDXHP | SWHC013-02 | DEER2020 | D20v1 | 2020-11-09 | Cap-Tons | 1 |  | None | 664 | 0.0863 | 0 | 34.5 | 0.0163 | 0 | [6 empty] | DEER:HVAC_Split-Package_AC | Annual
Any | NE-HVAC-airHP-SpltPkg-65to134kBtuh-11p5eer-3p4cop | RFF | Ex | CZ06 | cDXHP | SWHC013-02 | DEER2020 | D20v1 | 2020-11-09 | Cap-Tons | 1 |  | None | 567 | 0.121 | 0 | 51.9 | 0.0326 | 0 | [6 empty] | DEER:HVAC_Split-Package_AC | Annual
Any | NE-HVAC-airHP-SpltPkg-65to134kBtuh-11p5eer-3p4cop | RFF | Ex | CZ07 | cDXHP | SWHC013-02 | DEER2020 | D20v1 | 2020-11-09 | Cap-Tons | 1 |  | None | 553 | 0.107 | 0 | 46.1 | 0.0274 | 0 | [6 empty] | DEER:HVAC_Split-Package_AC | Annual
Any | NE-HVAC-airHP-SpltPkg-65to134kBtuh-11p5eer-3p4cop | RFF | Ex | CZ08 | cDXHP | SWHC013-02 | DEER2020 | D20v1 | 2020-11-09 | Cap-Tons | 1 |  | None | 594 | 0.114 | 0 | 73.9 | 0.0384 | 0 | [6 empty] | DEER:HVAC_Split-Package_AC | Annual
Any | NE-HVAC-airHP-SpltPkg-65to134kBtuh-11p5eer-3p4cop | RFF | Ex | CZ09 | cDXHP | SWHC013-02 | DEER2020 | D20v1 | 2020-11-09 | Cap-Tons | 1 |  | None | 660 | 0.134 | 0 | 64.1 | 0.0454 | 0 | [6 empty] | DEER:HVAC_Split-Package_AC | Annual
Any | NE-HVAC-airHP-SpltPkg-65to134kBtuh-11p5eer-3p4cop | RFF | Ex | CZ10 | cDXHP | SWHC013-02 | DEER2020 | D20v1 | 2020-11-09 | Cap-Tons | 1 |  | None | 726 | 0.136 | 0 | 77.7 | 0.051 | 0 | [6 empty] | DEER:HVAC_Split-Package_AC | Annual
Any | NE-HVAC-airHP-SpltPkg-65to134kBtuh-11p5eer-3p4cop | RFF | Ex | CZ11 | cDXHP | SWHC013-02 | DEER2020 | D20v1 | 2020-11-09 | Cap-Tons | 1 |  | None | 764 | 0.149 | 0 | 83.1 | 0.0509 | 0 | [6 empty] | DEER:HVAC_Split-Package_AC | Annual
Any | NE-HVAC-airHP-SpltPkg-65to134kBtuh-11p5eer-3p4cop | RFF | Ex | CZ12 | cDXHP | SWHC013-02 | DEER2020 | D20v1 | 2020-11-09 | Cap-Tons | 1 |  | None | 750 | 0.132 | 0 | 73 | 0.0532 | 0 | [6 empty] | DEER:HVAC_Split-Package_AC | Annual
Any | NE-HVAC-airHP-SpltPkg-65to134kBtuh-11p5eer-3p4cop | RFF | Ex | CZ13 | cDXHP | SWHC013-02 | DEER2020 | D20v1 | 2020-11-09 | Cap-Tons | 1 |  | None | 769 | 0.144 | 0 | 86.4 | 0.049 | 0 | [6 empty] | DEER:HVAC_Split-Package_AC | Annual
Any | NE-HVAC-airHP-SpltPkg-65to134kBtuh-11p5eer-3p4cop | RFF | Ex | CZ14 | cDXHP | SWHC013-02 | DEER2020 | D20v1 | 2020-11-09 | Cap-Tons | 1 |  | None | 804 | 0.162 | 0 | 81.8 | 0.0426 | 0 | [6 empty] | DEER:HVAC_Split-Package_AC | Annual
Any | NE-HVAC-airHP-SpltPkg-65to134kBtuh-11p5eer-3p4cop | RFF | Ex | CZ15 | cDXHP | SWHC013-02 | DEER2020 | D20v1 | 2020-11-09 | Cap-Tons | 1 |  | None | 823 | 0.183 | 0 | 110 | 0.0447 | 0 | [6 empty] | DEER:HVAC_Split-Package_AC | Annual
Any | NE-HVAC-airHP-SpltPkg-65to134kBtuh-11p5eer-3p4cop | RFF | Ex | CZ16 | cDXHP | SWHC013-02 | DEER2020 | D20v1 | 2020-11-09 | Cap-Tons | 1 |  | None | 996 | 0.128 | 0 | 66.1 | 0.029 | 0 | [6 empty] | DEER:HVAC_Split-Package_AC | Annual
Any | NE-HVAC-airHP-SpltPkg-65to134kBtuh-11p5eer-3p4cop | RFF | New | CZ01 | cDXHP | SWHC013-02 | DEER2020 | D20v1 | 2020-11-09 | Cap-Tons | 1 |  | None | 44.9 | 0.00717 | 0 | 44.9 | 0.00717 | 0 | [6 empty] | DEER:HVAC_Split-Package_AC | Annual
Any | NE-HVAC-airHP-SpltPkg-65to134kBtuh-11p5eer-3p4cop | RFF | New | CZ02 | cDXHP | SWHC013-02 | DEER2020 | D20v1 | 2020-11-09 | Cap-Tons | 1 |  | None | 64.9 | 0.0488 | 0 | 64.9 | 0.0488 | 0 | [6 empty] | DEER:HVAC_Split-Package_AC | Annual
Any | NE-HVAC-airHP-SpltPkg-65to134kBtuh-11p5eer-3p4cop | RFF | New | CZ03 | cDXHP | SWHC013-02 | DEER2020 | D20v1 | 2020-11-09 | Cap-Tons | 1 |  | None | 35.5 | 0.0245 | 0 | 35.5 | 0.0245 | 0 | [6 empty] | DEER:HVAC_Split-Package_AC | Annual
Any | NE-HVAC-airHP-SpltPkg-65to134kBtuh-11p5eer-3p4cop | RFF | New | CZ04 | cDXHP | SWHC013-02 | DEER2020 | D20v1 | 2020-11-09 | Cap-Tons | 1 |  | None | 62.7 | 0.0427 | 0 | 62.7 | 0.0427 | 0 | [6 empty] | DEER:HVAC_Split-Package_AC | Annual
Any | NE-HVAC-airHP-SpltPkg-65to134kBtuh-11p5eer-3p4cop | RFF | New | CZ05 | cDXHP | SWHC013-02 | DEER2020 | D20v1 | 2020-11-09 | Cap-Tons | 1 |  | None | 36.4 | 0.0152 | 0 | 36.4 | 0.0152 | 0 | [6 empty] | DEER:HVAC_Split-Package_AC | Annual
Any | NE-HVAC-airHP-SpltPkg-65to134kBtuh-11p5eer-3p4cop | RFF | New | CZ06 | cDXHP | SWHC013-02 | DEER2020 | D20v1 | 2020-11-09 | Cap-Tons | 1 |  | None | 50.7 | 0.0327 | 0 | 50.7 | 0.0327 | 0 | [6 empty] | DEER:HVAC_Split-Package_AC | Annual
Any | NE-HVAC-airHP-SpltPkg-65to134kBtuh-11p5eer-3p4cop | RFF | New | CZ07 | cDXHP | SWHC013-02 | DEER2020 | D20v1 | 2020-11-09 | Cap-Tons | 1 |  | None | 44.1 | 0.027 | 0 | 44.1 | 0.027 | 0 | [6 empty] | DEER:HVAC_Split-Package_AC | Annual
Any | NE-HVAC-airHP-SpltPkg-65to134kBtuh-11p5eer-3p4cop | RFF | New | CZ08 | cDXHP | SWHC013-02 | DEER2020 | D20v1 | 2020-11-09 | Cap-Tons | 1 |  | None | 70.8 | 0.0379 | 0 | 70.8 | 0.0379 | 0 | [6 empty] | DEER:HVAC_Split-Package_AC | Annual
Any | NE-HVAC-airHP-SpltPkg-65to134kBtuh-11p5eer-3p4cop | RFF | New | CZ09 | cDXHP | SWHC013-02 | DEER2020 | D20v1 | 2020-11-09 | Cap-Tons | 1 |  | None | 61.8 | 0.0448 | 0 | 61.8 | 0.0448 | 0 | [6 empty] | DEER:HVAC_Split-Package_AC | Annual
Any | NE-HVAC-airHP-SpltPkg-65to134kBtuh-11p5eer-3p4cop | RFF | New | CZ10 | cDXHP | SWHC013-02 | DEER2020 | D20v1 | 2020-11-09 | Cap-Tons | 1 |  | None | 74.9 | 0.0497 | 0 | 74.9 | 0.0497 | 0 | [6 empty] | DEER:HVAC_Split-Package_AC | Annual
Any | NE-HVAC-airHP-SpltPkg-65to134kBtuh-11p5eer-3p4cop | RFF | New | CZ11 | cDXHP | SWHC013-02 | DEER2020 | D20v1 | 2020-11-09 | Cap-Tons | 1 |  | None | 81.9 | 0.0496 | 0 | 81.9 | 0.0496 | 0 | [6 empty] | DEER:HVAC_Split-Package_AC | Annual
Any | NE-HVAC-airHP-SpltPkg-65to134kBtuh-11p5eer-3p4cop | RFF | New | CZ12 | cDXHP | SWHC013-02 | DEER2020 | D20v1 | 2020-11-09 | Cap-Tons | 1 |  | None | 72.5 | 0.052 | 0 | 72.5 | 0.052 | 0 | [6 empty] | DEER:HVAC_Split-Package_AC | Annual
Any | NE-HVAC-airHP-SpltPkg-65to134kBtuh-11p5eer-3p4cop | RFF | New | CZ13 | cDXHP | SWHC013-02 | DEER2020 | D20v1 | 2020-11-09 | Cap-Tons | 1 |  | None | 85 | 0.0476 | 0 | 85 | 0.0476 | 0 | [6 empty] | DEER:HVAC_Split-Package_AC | Annual
Any | NE-HVAC-airHP-SpltPkg-65to134kBtuh-11p5eer-3p4cop | RFF | New | CZ14 | cDXHP | SWHC013-02 | DEER2020 | D20v1 | 2020-11-09 | Cap-Tons | 1 |  | None | 80.5 | 0.0407 | 0 | 80.5 | 0.0407 | 0 | [6 empty] | DEER:HVAC_Split-Package_AC | Annual
Any | NE-HVAC-airHP-SpltPkg-65to134kBtuh-11p5eer-3p4cop | RFF | New | CZ15 | cDXHP | SWHC013-02 | DEER2020 | D20v1 | 2020-11-09 | Cap-Tons | 1 |  | None | 105 | 0.0427 | 0 | 105 | 0.0427 | 0 | [6 empty] | DEER:HVAC_Split-Package_AC | Annual
Any | NE-HVAC-airHP-SpltPkg-65to134kBtuh-11p5eer-3p4cop | RFF | New | CZ16 | cDXHP | SWHC013-02 | DEER2020 | D20v1 | 2020-11-09 | Cap-Tons | 1 |  | None | 68.9 | 0.028 | 0 | 68.9 | 0.028 | 0 | [6 empty] | DEER:HVAC_Split-Package_AC | Annual
Any | NE-HVAC-airHP-SpltPkg-65to134kBtuh-11p5eer-3p4cop | RSD | Ex | CZ01 | cDXHP | SWHC013-02 | DEER2020 | D20v1 | 2020-11-09 | Cap-Tons | 1 |  | None | 507 | 0.0536 | 0 | 21.9 | 0.00913 | 0 | [6 empty] | DEER:HVAC_Split-Package_AC | Annual
Any | NE-HVAC-airHP-SpltPkg-65to134kBtuh-11p5eer-3p4cop | RSD | Ex | CZ02 | cDXHP | SWHC013-02 | DEER2020 | D20v1 | 2020-11-09 | Cap-Tons | 1 |  | None | 503 | 0.127 | 0 | 55.4 | 0.0497 | 0 | [6 empty] | DEER:HVAC_Split-Package_AC | Annual
Any | NE-HVAC-airHP-SpltPkg-65to134kBtuh-11p5eer-3p4cop | RSD | Ex | CZ03 | cDXHP | SWHC013-02 | DEER2020 | D20v1 | 2020-11-09 | Cap-Tons | 1 |  | None | 442 | 0.104 | 0 | 30 | 0.0273 | 0 | [6 empty] | DEER:HVAC_Split-Package_AC | Annual
Any | NE-HVAC-airHP-SpltPkg-65to134kBtuh-11p5eer-3p4cop | RSD | Ex | CZ04 | cDXHP | SWHC013-02 | DEER2020 | D20v1 | 2020-11-09 | Cap-Tons | 1 |  | None | 484 | 0.123 | 0 | 58.5 | 0.0443 | 0 | [6 empty] | DEER:HVAC_Split-Package_AC | Annual
Any | NE-HVAC-airHP-SpltPkg-65to134kBtuh-11p5eer-3p4cop | RSD | Ex | CZ05 | cDXHP | SWHC013-02 | DEER2020 | D20v1 | 2020-11-09 | Cap-Tons | 1 |  | None | 432 | 0.0833 | 0 | 29.3 | 0.0175 | 0 | [6 empty] | DEER:HVAC_Split-Package_AC | Annual
Any | NE-HVAC-airHP-SpltPkg-65to134kBtuh-11p5eer-3p4cop | RSD | Ex | CZ06 | cDXHP | SWHC013-02 | DEER2020 | D20v1 | 2020-11-09 | Cap-Tons | 1 |  | None | 400 | 0.116 | 0 | 53.9 | 0.034 | 0 | [6 empty] | DEER:HVAC_Split-Package_AC | Annual
Any | NE-HVAC-airHP-SpltPkg-65to134kBtuh-11p5eer-3p4cop | RSD | Ex | CZ07 | cDXHP | SWHC013-02 | DEER2020 | D20v1 | 2020-11-09 | Cap-Tons | 1 |  | None | 367 | 0.0985 | 0 | 49.9 | 0.0288 | 0 | [6 empty] | DEER:HVAC_Split-Package_AC | Annual
Any | NE-HVAC-airHP-SpltPkg-65to134kBtuh-11p5eer-3p4cop | RSD | Ex | CZ08 | cDXHP | SWHC013-02 | DEER2020 | D20v1 | 2020-11-09 | Cap-Tons | 1 |  | None | 446 | 0.122 | 0 | 65.1 | 0.0352 | 0 | [6 empty] | DEER:HVAC_Split-Package_AC | Annual
Any | NE-HVAC-airHP-SpltPkg-65to134kBtuh-11p5eer-3p4cop | RSD | Ex | CZ09 | cDXHP | SWHC013-02 | DEER2020 | D20v1 | 2020-11-09 | Cap-Tons | 1 |  | None | 515 | 0.143 | 0 | 56.9 | 0.0435 | 0 | [6 empty] | DEER:HVAC_Split-Package_AC | Annual
Any | NE-HVAC-airHP-SpltPkg-65to134kBtuh-11p5eer-3p4cop | RSD | Ex | CZ10 | cDXHP | SWHC013-02 | DEER2020 | D20v1 | 2020-11-09 | Cap-Tons | 1 |  | None | 555 | 0.158 | 0 | 67.7 | 0.0469 | 0 | [6 empty] | DEER:HVAC_Split-Package_AC | Annual
Any | NE-HVAC-airHP-SpltPkg-65to134kBtuh-11p5eer-3p4cop | RSD | Ex | CZ11 | cDXHP | SWHC013-02 | DEER2020 | D20v1 | 2020-11-09 | Cap-Tons | 1 |  | None | 595 | 0.171 | 0 | 67 | 0.0475 | 0 | [6 empty] | DEER:HVAC_Split-Package_AC | Annual
Any | NE-HVAC-airHP-SpltPkg-65to134kBtuh-11p5eer-3p4cop | RSD | Ex | CZ12 | cDXHP | SWHC013-02 | DEER2020 | D20v1 | 2020-11-09 | Cap-Tons | 1 |  | None | 579 | 0.151 | 0 | 61 | 0.0507 | 0 | [6 empty] | DEER:HVAC_Split-Package_AC | Annual
Any | NE-HVAC-airHP-SpltPkg-65to134kBtuh-11p5eer-3p4cop | RSD | Ex | CZ13 | cDXHP | SWHC013-02 | DEER2020 | D20v1 | 2020-11-09 | Cap-Tons | 1 |  | None | 605 | 0.161 | 0 | 69.8 | 0.0465 | 0 | [6 empty] | DEER:HVAC_Split-Package_AC | Annual
Any | NE-HVAC-airHP-SpltPkg-65to134kBtuh-11p5eer-3p4cop | RSD | Ex | CZ14 | cDXHP | SWHC013-02 | DEER2020 | D20v1 | 2020-11-09 | Cap-Tons | 1 |  | None | 617 | 0.186 | 0 | 65.6 | 0.0385 | 0 | [6 empty] | DEER:HVAC_Split-Package_AC | Annual
Any | NE-HVAC-airHP-SpltPkg-65to134kBtuh-11p5eer-3p4cop | RSD | Ex | CZ15 | cDXHP | SWHC013-02 | DEER2020 | D20v1 | 2020-11-09 | Cap-Tons | 1 |  | None | 666 | 0.214 | 0 | 89.7 | 0.0399 | 0 | [6 empty] | DEER:HVAC_Split-Package_AC | Annual
Any | NE-HVAC-airHP-SpltPkg-65to134kBtuh-11p5eer-3p4cop | RSD | Ex | CZ16 | cDXHP | SWHC013-02 | DEER2020 | D20v1 | 2020-11-09 | Cap-Tons | 1 |  | None | 797 | 0.136 | 0 | 52.4 | 0.0292 | 0 | [6 empty] | DEER:HVAC_Split-Package_AC | Annual
Any | NE-HVAC-airHP-SpltPkg-65to134kBtuh-11p5eer-3p4cop | RSD | New | CZ01 | cDXHP | SWHC013-02 | DEER2020 | D20v1 | 2020-11-09 | Cap-Tons | 1 |  | None | 34.4 | 0.00564 | 0 | 34.4 | 0.00564 | 0 | [6 empty] | DEER:HVAC_Split-Package_AC | Annual
Any | NE-HVAC-airHP-SpltPkg-65to134kBtuh-11p5eer-3p4cop | RSD | New | CZ02 | cDXHP | SWHC013-02 | DEER2020 | D20v1 | 2020-11-09 | Cap-Tons | 1 |  | None | 54 | 0.0488 | 0 | 54 | 0.0488 | 0 | [6 empty] | DEER:HVAC_Split-Package_AC | Annual
Any | NE-HVAC-airHP-SpltPkg-65to134kBtuh-11p5eer-3p4cop | RSD | New | CZ03 | cDXHP | SWHC013-02 | DEER2020 | D20v1 | 2020-11-09 | Cap-Tons | 1 |  | None | 30 | 0.0248 | 0 | 30 | 0.0248 | 0 | [6 empty] | DEER:HVAC_Split-Package_AC | Annual
Any | NE-HVAC-airHP-SpltPkg-65to134kBtuh-11p5eer-3p4cop | RSD | New | CZ04 | cDXHP | SWHC013-02 | DEER2020 | D20v1 | 2020-11-09 | Cap-Tons | 1 |  | None | 54.6 | 0.0432 | 0 | 54.6 | 0.0432 | 0 | [6 empty] | DEER:HVAC_Split-Package_AC | Annual
Any | NE-HVAC-airHP-SpltPkg-65to134kBtuh-11p5eer-3p4cop | RSD | New | CZ05 | cDXHP | SWHC013-02 | DEER2020 | D20v1 | 2020-11-09 | Cap-Tons | 1 |  | None | 28.3 | 0.0149 | 0 | 28.3 | 0.0149 | 0 | [6 empty] | DEER:HVAC_Split-Package_AC | Annual
Any | NE-HVAC-airHP-SpltPkg-65to134kBtuh-11p5eer-3p4cop | RSD | New | CZ06 | cDXHP | SWHC013-02 | DEER2020 | D20v1 | 2020-11-09 | Cap-Tons | 1 |  | None | 48.3 | 0.0347 | 0 | 48.3 | 0.0347 | 0 | [6 empty] | DEER:HVAC_Split-Package_AC | Annual
Any | NE-HVAC-airHP-SpltPkg-65to134kBtuh-11p5eer-3p4cop | RSD | New | CZ07 | cDXHP | SWHC013-02 | DEER2020 | D20v1 | 2020-11-09 | Cap-Tons | 1 |  | None | 41.1 | 0.0278 | 0 | 41.1 | 0.0278 | 0 | [6 empty] | DEER:HVAC_Split-Package_AC | Annual
Any | NE-HVAC-airHP-SpltPkg-65to134kBtuh-11p5eer-3p4cop | RSD | New | CZ08 | cDXHP | SWHC013-02 | DEER2020 | D20v1 | 2020-11-09 | Cap-Tons | 1 |  | None | 58.4 | 0.0338 | 0 | 58.4 | 0.0338 | 0 | [6 empty] | DEER:HVAC_Split-Package_AC | Annual
Any | NE-HVAC-airHP-SpltPkg-65to134kBtuh-11p5eer-3p4cop | RSD | New | CZ09 | cDXHP | SWHC013-02 | DEER2020 | D20v1 | 2020-11-09 | Cap-Tons | 1 |  | None | 52.6 | 0.0422 | 0 | 52.6 | 0.0422 | 0 | [6 empty] | DEER:HVAC_Split-Package_AC | Annual
Any | NE-HVAC-airHP-SpltPkg-65to134kBtuh-11p5eer-3p4cop | RSD | New | CZ10 | cDXHP | SWHC013-02 | DEER2020 | D20v1 | 2020-11-09 | Cap-Tons | 1 |  | None | 63.6 | 0.0459 | 0 | 63.6 | 0.0459 | 0 | [6 empty] | DEER:HVAC_Split-Package_AC | Annual
Any | NE-HVAC-airHP-SpltPkg-65to134kBtuh-11p5eer-3p4cop | RSD | New | CZ11 | cDXHP | SWHC013-02 | DEER2020 | D20v1 | 2020-11-09 | Cap-Tons | 1 |  | None | 65.3 | 0.0464 | 0 | 65.3 | 0.0464 | 0 | [6 empty] | DEER:HVAC_Split-Package_AC | Annual
Any | NE-HVAC-airHP-SpltPkg-65to134kBtuh-11p5eer-3p4cop | RSD | New | CZ12 | cDXHP | SWHC013-02 | DEER2020 | D20v1 | 2020-11-09 | Cap-Tons | 1 |  | None | 59.4 | 0.0497 | 0 | 59.4 | 0.0497 | 0 | [6 empty] | DEER:HVAC_Split-Package_AC | Annual
Any | NE-HVAC-airHP-SpltPkg-65to134kBtuh-11p5eer-3p4cop | RSD | New | CZ13 | cDXHP | SWHC013-02 | DEER2020 | D20v1 | 2020-11-09 | Cap-Tons | 1 |  | None | 67.9 | 0.0453 | 0 | 67.9 | 0.0453 | 0 | [6 empty] | DEER:HVAC_Split-Package_AC | Annual
Any | NE-HVAC-airHP-SpltPkg-65to134kBtuh-11p5eer-3p4cop | RSD | New | CZ14 | cDXHP | SWHC013-02 | DEER2020 | D20v1 | 2020-11-09 | Cap-Tons | 1 |  | None | 63.7 | 0.0371 | 0 | 63.7 | 0.0371 | 0 | [6 empty] | DEER:HVAC_Split-Package_AC | Annual
Any | NE-HVAC-airHP-SpltPkg-65to134kBtuh-11p5eer-3p4cop | RSD | New | CZ15 | cDXHP | SWHC013-02 | DEER2020 | D20v1 | 2020-11-09 | Cap-Tons | 1 |  | None | 85.3 | 0.0383 | 0 | 85.3 | 0.0383 | 0 | [6 empty] | DEER:HVAC_Split-Package_AC | Annual
Any | NE-HVAC-airHP-SpltPkg-65to134kBtuh-11p5eer-3p4cop | RSD | New | CZ16 | cDXHP | SWHC013-02 | DEER2020 | D20v1 | 2020-11-09 | Cap-Tons | 1 |  | None | 59.5 | 0.028 | 0 | 59.5 | 0.028 | 0 | [6 empty] | DEER:HVAC_Split-Package_AC | Annual
Any | NE-HVAC-airHP-SpltPkg-65to134kBtuh-11p5eer-3p4cop | Rt3 | Ex | CZ01 | cDXHP | SWHC013-02 | DEER2020 | D20v1 | 2020-11-09 | Cap-Tons | 1 |  | None | 645 | 0.149 | 0 | 13.9 | 0.0133 | 0 | [6 empty] | DEER:HVAC_Split-Package_AC | Annual
Any | NE-HVAC-airHP-SpltPkg-65to134kBtuh-11p5eer-3p4cop | Rt3 | Ex | CZ02 | cDXHP | SWHC013-02 | DEER2020 | D20v1 | 2020-11-09 | Cap-Tons | 1 |  | None | 672 | 0.143 | 0 | 48.7 | 0.0463 | 0 | [6 empty] | DEER:HVAC_Split-Package_AC | Annual
Any | NE-HVAC-airHP-SpltPkg-65to134kBtuh-11p5eer-3p4cop | Rt3 | Ex | CZ03 | cDXHP | SWHC013-02 | DEER2020 | D20v1 | 2020-11-09 | Cap-Tons | 1 |  | None | 653 | 0.121 | 0 | 30.7 | 0.0314 | 0 | [6 empty] | DEER:HVAC_Split-Package_AC | Annual
Any | NE-HVAC-airHP-SpltPkg-65to134kBtuh-11p5eer-3p4cop | Rt3 | Ex | CZ04 | cDXHP | SWHC013-02 | DEER2020 | D20v1 | 2020-11-09 | Cap-Tons | 1 |  | None | 669 | 0.141 | 0 | 51.4 | 0.0419 | 0 | [6 empty] | DEER:HVAC_Split-Package_AC | Annual
Any | NE-HVAC-airHP-SpltPkg-65to134kBtuh-11p5eer-3p4cop | Rt3 | Ex | CZ05 | cDXHP | SWHC013-02 | DEER2020 | D20v1 | 2020-11-09 | Cap-Tons | 1 |  | None | 656 | 0.127 | 0 | 30.9 | 0.0209 | 0 | [6 empty] | DEER:HVAC_Split-Package_AC | Annual
Any | NE-HVAC-airHP-SpltPkg-65to134kBtuh-11p5eer-3p4cop | Rt3 | Ex | CZ06 | cDXHP | SWHC013-02 | DEER2020 | D20v1 | 2020-11-09 | Cap-Tons | 1 |  | None | 659 | 0.123 | 0 | 61.3 | 0.04 | 0 | [6 empty] | DEER:HVAC_Split-Package_AC | Annual
Any | NE-HVAC-airHP-SpltPkg-65to134kBtuh-11p5eer-3p4cop | Rt3 | Ex | CZ07 | cDXHP | SWHC013-02 | DEER2020 | D20v1 | 2020-11-09 | Cap-Tons | 1 |  | None | 702 | 0.117 | 0 | 57 | 0.035 | 0 | [6 empty] | DEER:HVAC_Split-Package_AC | Annual
Any | NE-HVAC-airHP-SpltPkg-65to134kBtuh-11p5eer-3p4cop | Rt3 | Ex | CZ08 | cDXHP | SWHC013-02 | DEER2020 | D20v1 | 2020-11-09 | Cap-Tons | 1 |  | None | 692 | 0.134 | 0 | 64.4 | 0.0371 | 0 | [6 empty] | DEER:HVAC_Split-Package_AC | Annual
Any | NE-HVAC-airHP-SpltPkg-65to134kBtuh-11p5eer-3p4cop | Rt3 | Ex | CZ09 | cDXHP | SWHC013-02 | DEER2020 | D20v1 | 2020-11-09 | Cap-Tons | 1 |  | None | 693 | 0.153 | 0 | 54.6 | 0.0426 | 0 | [6 empty] | DEER:HVAC_Split-Package_AC | Annual
Any | NE-HVAC-airHP-SpltPkg-65to134kBtuh-11p5eer-3p4cop | Rt3 | Ex | CZ10 | cDXHP | SWHC013-02 | DEER2020 | D20v1 | 2020-11-09 | Cap-Tons | 1 |  | None | 709 | 0.153 | 0 | 64.7 | 0.0461 | 0 | [6 empty] | DEER:HVAC_Split-Package_AC | Annual
Any | NE-HVAC-airHP-SpltPkg-65to134kBtuh-11p5eer-3p4cop | Rt3 | Ex | CZ11 | cDXHP | SWHC013-02 | DEER2020 | D20v1 | 2020-11-09 | Cap-Tons | 1 |  | None | 681 | 0.176 | 0 | 61.7 | 0.0458 | 0 | [6 empty] | DEER:HVAC_Split-Package_AC | Annual
Any | NE-HVAC-airHP-SpltPkg-65to134kBtuh-11p5eer-3p4cop | Rt3 | Ex | CZ12 | cDXHP | SWHC013-02 | DEER2020 | D20v1 | 2020-11-09 | Cap-Tons | 1 |  | None | 696 | 0.167 | 0 | 55.4 | 0.0465 | 0 | [6 empty] | DEER:HVAC_Split-Package_AC | Annual
Any | NE-HVAC-airHP-SpltPkg-65to134kBtuh-11p5eer-3p4cop | Rt3 | Ex | CZ13 | cDXHP | SWHC013-02 | DEER2020 | D20v1 | 2020-11-09 | Cap-Tons | 1 |  | None | 689 | 0.168 | 0 | 64.6 | 0.0438 | 0 | [6 empty] | DEER:HVAC_Split-Package_AC | Annual
Any | NE-HVAC-airHP-SpltPkg-65to134kBtuh-11p5eer-3p4cop | Rt3 | Ex | CZ14 | cDXHP | SWHC013-02 | DEER2020 | D20v1 | 2020-11-09 | Cap-Tons | 1 |  | None | 666 | 0.178 | 0 | 61.9 | 0.0381 | 0 | [6 empty] | DEER:HVAC_Split-Package_AC | Annual
Any | NE-HVAC-airHP-SpltPkg-65to134kBtuh-11p5eer-3p4cop | Rt3 | Ex | CZ15 | cDXHP | SWHC013-02 | DEER2020 | D20v1 | 2020-11-09 | Cap-Tons | 1 |  | None | 737 | 0.194 | 0 | 89.6 | 0.0414 | 0 | [6 empty] | DEER:HVAC_Split-Package_AC | Annual
Any | NE-HVAC-airHP-SpltPkg-65to134kBtuh-11p5eer-3p4cop | Rt3 | Ex | CZ16 | cDXHP | SWHC013-02 | DEER2020 | D20v1 | 2020-11-09 | Cap-Tons | 1 |  | None | 748 | 0.136 | 0 | 47.2 | 0.0326 | 0 | [6 empty] | DEER:HVAC_Split-Package_AC | Annual
Any | NE-HVAC-airHP-SpltPkg-65to134kBtuh-11p5eer-3p4cop | Rt3 | New | CZ01 | cDXHP | SWHC013-02 | DEER2020 | D20v1 | 2020-11-09 | Cap-Tons | 1 |  | None | 14.6 | 0.012 | 0 | 14.6 | 0.012 | 0 | [6 empty] | DEER:HVAC_Split-Package_AC | Annual
Any | NE-HVAC-airHP-SpltPkg-65to134kBtuh-11p5eer-3p4cop | Rt3 | New | CZ02 | cDXHP | SWHC013-02 | DEER2020 | D20v1 | 2020-11-09 | Cap-Tons | 1 |  | None | 46.5 | 0.0452 | 0 | 46.5 | 0.0452 | 0 | [6 empty] | DEER:HVAC_Split-Package_AC | Annual
Any | NE-HVAC-airHP-SpltPkg-65to134kBtuh-11p5eer-3p4cop | Rt3 | New | CZ03 | cDXHP | SWHC013-02 | DEER2020 | D20v1 | 2020-11-09 | Cap-Tons | 1 |  | None | 28.4 | 0.0303 | 0 | 28.4 | 0.0303 | 0 | [6 empty] | DEER:HVAC_Split-Package_AC | Annual
Any | NE-HVAC-airHP-SpltPkg-65to134kBtuh-11p5eer-3p4cop | Rt3 | New | CZ04 | cDXHP | SWHC013-02 | DEER2020 | D20v1 | 2020-11-09 | Cap-Tons | 1 |  | None | 48.3 | 0.0411 | 0 | 48.3 | 0.0411 | 0 | [6 empty] | DEER:HVAC_Split-Package_AC | Annual
Any | NE-HVAC-airHP-SpltPkg-65to134kBtuh-11p5eer-3p4cop | Rt3 | New | CZ05 | cDXHP | SWHC013-02 | DEER2020 | D20v1 | 2020-11-09 | Cap-Tons | 1 |  | None | 27.8 | 0.0197 | 0 | 27.8 | 0.0197 | 0 | [6 empty] | DEER:HVAC_Split-Package_AC | Annual
Any | NE-HVAC-airHP-SpltPkg-65to134kBtuh-11p5eer-3p4cop | Rt3 | New | CZ06 | cDXHP | SWHC013-02 | DEER2020 | D20v1 | 2020-11-09 | Cap-Tons | 1 |  | None | 56.5 | 0.0394 | 0 | 56.5 | 0.0394 | 0 | [6 empty] | DEER:HVAC_Split-Package_AC | Annual
Any | NE-HVAC-airHP-SpltPkg-65to134kBtuh-11p5eer-3p4cop | Rt3 | New | CZ07 | cDXHP | SWHC013-02 | DEER2020 | D20v1 | 2020-11-09 | Cap-Tons | 1 |  | None | 51.9 | 0.0344 | 0 | 51.9 | 0.0344 | 0 | [6 empty] | DEER:HVAC_Split-Package_AC | Annual
Any | NE-HVAC-airHP-SpltPkg-65to134kBtuh-11p5eer-3p4cop | Rt3 | New | CZ08 | cDXHP | SWHC013-02 | DEER2020 | D20v1 | 2020-11-09 | Cap-Tons | 1 |  | None | 59.7 | 0.0362 | 0 | 59.7 | 0.0362 | 0 | [6 empty] | DEER:HVAC_Split-Package_AC | Annual
Any | NE-HVAC-airHP-SpltPkg-65to134kBtuh-11p5eer-3p4cop | Rt3 | New | CZ09 | cDXHP | SWHC013-02 | DEER2020 | D20v1 | 2020-11-09 | Cap-Tons | 1 |  | None | 51.2 | 0.0416 | 0 | 51.2 | 0.0416 | 0 | [6 empty] | DEER:HVAC_Split-Package_AC | Annual
Any | NE-HVAC-airHP-SpltPkg-65to134kBtuh-11p5eer-3p4cop | Rt3 | New | CZ10 | cDXHP | SWHC013-02 | DEER2020 | D20v1 | 2020-11-09 | Cap-Tons | 1 |  | None | 61 | 0.0452 | 0 | 61 | 0.0452 | 0 | [6 empty] | DEER:HVAC_Split-Package_AC | Annual
Any | NE-HVAC-airHP-SpltPkg-65to134kBtuh-11p5eer-3p4cop | Rt3 | New | CZ11 | cDXHP | SWHC013-02 | DEER2020 | D20v1 | 2020-11-09 | Cap-Tons | 1 |  | None | 59.5 | 0.0445 | 0 | 59.5 | 0.0445 | 0 | [6 empty] | DEER:HVAC_Split-Package_AC | Annual
Any | NE-HVAC-airHP-SpltPkg-65to134kBtuh-11p5eer-3p4cop | Rt3 | New | CZ12 | cDXHP | SWHC013-02 | DEER2020 | D20v1 | 2020-11-09 | Cap-Tons | 1 |  | None | 53.6 | 0.0453 | 0 | 53.6 | 0.0453 | 0 | [6 empty] | DEER:HVAC_Split-Package_AC | Annual
Any | NE-HVAC-airHP-SpltPkg-65to134kBtuh-11p5eer-3p4cop | Rt3 | New | CZ13 | cDXHP | SWHC013-02 | DEER2020 | D20v1 | 2020-11-09 | Cap-Tons | 1 |  | None | 62.2 | 0.0424 | 0 | 62.2 | 0.0424 | 0 | [6 empty] | DEER:HVAC_Split-Package_AC | Annual
Any | NE-HVAC-airHP-SpltPkg-65to134kBtuh-11p5eer-3p4cop | Rt3 | New | CZ14 | cDXHP | SWHC013-02 | DEER2020 | D20v1 | 2020-11-09 | Cap-Tons | 1 |  | None | 59.6 | 0.0365 | 0 | 59.6 | 0.0365 | 0 | [6 empty] | DEER:HVAC_Split-Package_AC | Annual
Any | NE-HVAC-airHP-SpltPkg-65to134kBtuh-11p5eer-3p4cop | Rt3 | New | CZ15 | cDXHP | SWHC013-02 | DEER2020 | D20v1 | 2020-11-09 | Cap-Tons | 1 |  | None | 85 | 0.0395 | 0 | 85 | 0.0395 | 0 | [6 empty] | DEER:HVAC_Split-Package_AC | Annual
Any | NE-HVAC-airHP-SpltPkg-65to134kBtuh-11p5eer-3p4cop | Rt3 | New | CZ16 | cDXHP | SWHC013-02 | DEER2020 | D20v1 | 2020-11-09 | Cap-Tons | 1 |  | None | 46.9 | 0.0316 | 0 | 46.9 | 0.0316 | 0 | [6 empty] | DEER:HVAC_Split-Package_AC | Annual
Any | NE-HVAC-airHP-SpltPkg-65to134kBtuh-11p5eer-3p4cop | RtL | Ex | CZ01 | cDXHP | SWHC013-02 | DEER2020 | D20v1 | 2020-11-09 | Cap-Tons | 1 |  | None | 711 | 0.132 | 0 | 26.3 | 0.0147 | 0 | [6 empty] | DEER:HVAC_Split-Package_AC | Annual
Any | NE-HVAC-airHP-SpltPkg-65to134kBtuh-11p5eer-3p4cop | RtL | Ex | CZ02 | cDXHP | SWHC013-02 | DEER2020 | D20v1 | 2020-11-09 | Cap-Tons | 1 |  | None | 763 | 0.161 | 0 | 55.1 | 0.0463 | 0 | [6 empty] | DEER:HVAC_Split-Package_AC | Annual
Any | NE-HVAC-airHP-SpltPkg-65to134kBtuh-11p5eer-3p4cop | RtL | Ex | CZ03 | cDXHP | SWHC013-02 | DEER2020 | D20v1 | 2020-11-09 | Cap-Tons | 1 |  | None | 684 | 0.133 | 0 | 42.6 | 0.0313 | 0 | [6 empty] | DEER:HVAC_Split-Package_AC | Annual
Any | NE-HVAC-airHP-SpltPkg-65to134kBtuh-11p5eer-3p4cop | RtL | Ex | CZ04 | cDXHP | SWHC013-02 | DEER2020 | D20v1 | 2020-11-09 | Cap-Tons | 1 |  | None | 746 | 0.16 | 0 | 60.7 | 0.0421 | 0 | [6 empty] | DEER:HVAC_Split-Package_AC | Annual
Any | NE-HVAC-airHP-SpltPkg-65to134kBtuh-11p5eer-3p4cop | RtL | Ex | CZ05 | cDXHP | SWHC013-02 | DEER2020 | D20v1 | 2020-11-09 | Cap-Tons | 1 |  | None | 686 | 0.13 | 0 | 43.2 | 0.0203 | 0 | [6 empty] | DEER:HVAC_Split-Package_AC | Annual
Any | NE-HVAC-airHP-SpltPkg-65to134kBtuh-11p5eer-3p4cop | RtL | Ex | CZ06 | cDXHP | SWHC013-02 | DEER2020 | D20v1 | 2020-11-09 | Cap-Tons | 1 |  | None | 674 | 0.135 | 0 | 74.1 | 0.0409 | 0 | [6 empty] | DEER:HVAC_Split-Package_AC | Annual
Any | NE-HVAC-airHP-SpltPkg-65to134kBtuh-11p5eer-3p4cop | RtL | Ex | CZ07 | cDXHP | SWHC013-02 | DEER2020 | D20v1 | 2020-11-09 | Cap-Tons | 1 |  | None | 691 | 0.124 | 0 | 68.4 | 0.0345 | 0 | [6 empty] | DEER:HVAC_Split-Package_AC | Annual
Any | NE-HVAC-airHP-SpltPkg-65to134kBtuh-11p5eer-3p4cop | RtL | Ex | CZ08 | cDXHP | SWHC013-02 | DEER2020 | D20v1 | 2020-11-09 | Cap-Tons | 1 |  | None | 743 | 0.156 | 0 | 69.8 | 0.0354 | 0 | [6 empty] | DEER:HVAC_Split-Package_AC | Annual
Any | NE-HVAC-airHP-SpltPkg-65to134kBtuh-11p5eer-3p4cop | RtL | Ex | CZ09 | cDXHP | SWHC013-02 | DEER2020 | D20v1 | 2020-11-09 | Cap-Tons | 1 |  | None | 759 | 0.173 | 0 | 59.9 | 0.0424 | 0 | [6 empty] | DEER:HVAC_Split-Package_AC | Annual
Any | NE-HVAC-airHP-SpltPkg-65to134kBtuh-11p5eer-3p4cop | RtL | Ex | CZ10 | cDXHP | SWHC013-02 | DEER2020 | D20v1 | 2020-11-09 | Cap-Tons | 1 |  | None | 792 | 0.171 | 0 | 70.3 | 0.0455 | 0 | [6 empty] | DEER:HVAC_Split-Package_AC | Annual
Any | NE-HVAC-airHP-SpltPkg-65to134kBtuh-11p5eer-3p4cop | RtL | Ex | CZ11 | cDXHP | SWHC013-02 | DEER2020 | D20v1 | 2020-11-09 | Cap-Tons | 1 |  | None | 798 | 0.183 | 0 | 68.3 | 0.0485 | 0 | [6 empty] | DEER:HVAC_Split-Package_AC | Annual
Any | NE-HVAC-airHP-SpltPkg-65to134kBtuh-11p5eer-3p4cop | RtL | Ex | CZ12 | cDXHP | SWHC013-02 | DEER2020 | D20v1 | 2020-11-09 | Cap-Tons | 1 |  | None | 800 | 0.176 | 0 | 61.3 | 0.0478 | 0 | [6 empty] | DEER:HVAC_Split-Package_AC | Annual
Any | NE-HVAC-airHP-SpltPkg-65to134kBtuh-11p5eer-3p4cop | RtL | Ex | CZ13 | cDXHP | SWHC013-02 | DEER2020 | D20v1 | 2020-11-09 | Cap-Tons | 1 |  | None | 806 | 0.176 | 0 | 70.9 | 0.045 | 0 | [6 empty] | DEER:HVAC_Split-Package_AC | Annual
Any | NE-HVAC-airHP-SpltPkg-65to134kBtuh-11p5eer-3p4cop | RtL | Ex | CZ14 | cDXHP | SWHC013-02 | DEER2020 | D20v1 | 2020-11-09 | Cap-Tons | 1 |  | None | 793 | 0.2 | 0 | 68.3 | 0.0385 | 0 | [6 empty] | DEER:HVAC_Split-Package_AC | Annual
Any | NE-HVAC-airHP-SpltPkg-65to134kBtuh-11p5eer-3p4cop | RtL | Ex | CZ15 | cDXHP | SWHC013-02 | DEER2020 | D20v1 | 2020-11-09 | Cap-Tons | 1 |  | None | 853 | 0.206 | 0 | 94.9 | 0.0419 | 0 | [6 empty] | DEER:HVAC_Split-Package_AC | Annual
Any | NE-HVAC-airHP-SpltPkg-65to134kBtuh-11p5eer-3p4cop | RtL | Ex | CZ16 | cDXHP | SWHC013-02 | DEER2020 | D20v1 | 2020-11-09 | Cap-Tons | 1 |  | None | 949 | 0.16 | 0 | 55.8 | 0.0333 | 0 | [6 empty] | DEER:HVAC_Split-Package_AC | Annual
Any | NE-HVAC-airHP-SpltPkg-65to134kBtuh-11p5eer-3p4cop | RtL | New | CZ01 | cDXHP | SWHC013-02 | DEER2020 | D20v1 | 2020-11-09 | Cap-Tons | 1 |  | None | 44.7 | 0.0228 | 0 | 27.3 | 0.015 | 0 | [6 empty] | DEER:HVAC_Split-Package_AC | Annual
Any | NE-HVAC-airHP-SpltPkg-65to134kBtuh-11p5eer-3p4cop | RtL | New | CZ02 | cDXHP | SWHC013-02 | DEER2020 | D20v1 | 2020-11-09 | Cap-Tons | 1 |  | None | 80.2 | 0.042 | 0 | 54.2 | 0.0463 | 0 | [6 empty] | DEER:HVAC_Split-Package_AC | Annual
Any | NE-HVAC-airHP-SpltPkg-65to134kBtuh-11p5eer-3p4cop | RtL | New | CZ03 | cDXHP | SWHC013-02 | DEER2020 | D20v1 | 2020-11-09 | Cap-Tons | 1 |  | None | 66.5 | 0.035 | 0 | 42.9 | 0.0311 | 0 | [6 empty] | DEER:HVAC_Split-Package_AC | Annual
Any | NE-HVAC-airHP-SpltPkg-65to134kBtuh-11p5eer-3p4cop | RtL | New | CZ04 | cDXHP | SWHC013-02 | DEER2020 | D20v1 | 2020-11-09 | Cap-Tons | 1 |  | None | 86.3 | 0.0399 | 0 | 59.4 | 0.0423 | 0 | [6 empty] | DEER:HVAC_Split-Package_AC | Annual
Any | NE-HVAC-airHP-SpltPkg-65to134kBtuh-11p5eer-3p4cop | RtL | New | CZ05 | cDXHP | SWHC013-02 | DEER2020 | D20v1 | 2020-11-09 | Cap-Tons | 1 |  | None | 69 | 0.0323 | 0 | 43.6 | 0.0205 | 0 | [6 empty] | DEER:HVAC_Split-Package_AC | Annual
Any | NE-HVAC-airHP-SpltPkg-65to134kBtuh-11p5eer-3p4cop | RtL | New | CZ06 | cDXHP | SWHC013-02 | DEER2020 | D20v1 | 2020-11-09 | Cap-Tons | 1 |  | None | 95.5 | 0.0443 | 0 | 73.7 | 0.0416 | 0 | [6 empty] | DEER:HVAC_Split-Package_AC | Annual
Any | NE-HVAC-airHP-SpltPkg-65to134kBtuh-11p5eer-3p4cop | RtL | New | CZ07 | cDXHP | SWHC013-02 | DEER2020 | D20v1 | 2020-11-09 | Cap-Tons | 1 |  | None | 87.7 | 0.0328 | 0 | 68.2 | 0.035 | 0 | [6 empty] | DEER:HVAC_Split-Package_AC | Annual
Any | NE-HVAC-airHP-SpltPkg-65to134kBtuh-11p5eer-3p4cop | RtL | New | CZ08 | cDXHP | SWHC013-02 | DEER2020 | D20v1 | 2020-11-09 | Cap-Tons | 1 |  | None | 93.6 | 0.0342 | 0 | 67.3 | 0.0352 | 0 | [6 empty] | DEER:HVAC_Split-Package_AC | Annual
Any | NE-HVAC-airHP-SpltPkg-65to134kBtuh-11p5eer-3p4cop | RtL | New | CZ09 | cDXHP | SWHC013-02 | DEER2020 | D20v1 | 2020-11-09 | Cap-Tons | 1 |  | None | 85.5 | 0.0409 | 0 | 58.2 | 0.0425 | 0 | [6 empty] | DEER:HVAC_Split-Package_AC | Annual
Any | NE-HVAC-airHP-SpltPkg-65to134kBtuh-11p5eer-3p4cop | RtL | New | CZ10 | cDXHP | SWHC013-02 | DEER2020 | D20v1 | 2020-11-09 | Cap-Tons | 1 |  | None | 96.9 | 0.0353 | 0 | 68.9 | 0.0458 | 0 | [6 empty] | DEER:HVAC_Split-Package_AC | Annual
Any | NE-HVAC-airHP-SpltPkg-65to134kBtuh-11p5eer-3p4cop | RtL | New | CZ11 | cDXHP | SWHC013-02 | DEER2020 | D20v1 | 2020-11-09 | Cap-Tons | 1 |  | None | 101 | 0.0471 | 0 | 67.9 | 0.0489 | 0 | [6 empty] | DEER:HVAC_Split-Package_AC | Annual
Any | NE-HVAC-airHP-SpltPkg-65to134kBtuh-11p5eer-3p4cop | RtL | New | CZ12 | cDXHP | SWHC013-02 | DEER2020 | D20v1 | 2020-11-09 | Cap-Tons | 1 |  | None | 88.4 | 0.0372 | 0 | 60.9 | 0.0483 | 0 | [6 empty] | DEER:HVAC_Split-Package_AC | Annual
Any | NE-HVAC-airHP-SpltPkg-65to134kBtuh-11p5eer-3p4cop | RtL | New | CZ13 | cDXHP | SWHC013-02 | DEER2020 | D20v1 | 2020-11-09 | Cap-Tons | 1 |  | None | 99.2 | 0.0332 | 0 | 70 | 0.0452 | 0 | [6 empty] | DEER:HVAC_Split-Package_AC | Annual
Any | NE-HVAC-airHP-SpltPkg-65to134kBtuh-11p5eer-3p4cop | RtL | New | CZ14 | cDXHP | SWHC013-02 | DEER2020 | D20v1 | 2020-11-09 | Cap-Tons | 1 |  | None | 107 | 0.0458 | 0 | 67.4 | 0.0383 | 0 | [6 empty] | DEER:HVAC_Split-Package_AC | Annual
Any | NE-HVAC-airHP-SpltPkg-65to134kBtuh-11p5eer-3p4cop | RtL | New | CZ15 | cDXHP | SWHC013-02 | DEER2020 | D20v1 | 2020-11-09 | Cap-Tons | 1 |  | None | 115 | 0.0363 | 0 | 91.6 | 0.0405 | 0 | [6 empty] | DEER:HVAC_Split-Package_AC | Annual
Any | NE-HVAC-airHP-SpltPkg-65to134kBtuh-11p5eer-3p4cop | RtL | New | CZ16 | cDXHP | SWHC013-02 | DEER2020 | D20v1 | 2020-11-09 | Cap-Tons | 1 |  | None | 94.5 | 0.0526 | 0 | 56.5 | 0.0335 | 0 | [6 empty] | DEER:HVAC_Split-Package_AC | Annual
Any | NE-HVAC-airHP-SpltPkg-65to134kBtuh-11p5eer-3p4cop | RtS | Ex | CZ01 | cDXHP | SWHC013-02 | DEER2020 | D20v1 | 2020-11-09 | Cap-Tons | 1 |  | None | 504 | 0.0975 | 0 | 26.6 | 0.00727 | 0 | [6 empty] | DEER:HVAC_Split-Package_AC | Annual
Any | NE-HVAC-airHP-SpltPkg-65to134kBtuh-11p5eer-3p4cop | RtS | Ex | CZ02 | cDXHP | SWHC013-02 | DEER2020 | D20v1 | 2020-11-09 | Cap-Tons | 1 |  | None | 579 | 0.216 | 0 | 48.2 | 0.0428 | 0 | [6 empty] | DEER:HVAC_Split-Package_AC | Annual
Any | NE-HVAC-airHP-SpltPkg-65to134kBtuh-11p5eer-3p4cop | RtS | Ex | CZ03 | cDXHP | SWHC013-02 | DEER2020 | D20v1 | 2020-11-09 | Cap-Tons | 1 |  | None | 468 | 0.136 | 0 | 29 | 0.025 | 0 | [6 empty] | DEER:HVAC_Split-Package_AC | Annual
Any | NE-HVAC-airHP-SpltPkg-65to134kBtuh-11p5eer-3p4cop | RtS | Ex | CZ04 | cDXHP | SWHC013-02 | DEER2020 | D20v1 | 2020-11-09 | Cap-Tons | 1 |  | None | 558 | 0.206 | 0 | 47 | 0.0362 | 0 | [6 empty] | DEER:HVAC_Split-Package_AC | Annual
Any | NE-HVAC-airHP-SpltPkg-65to134kBtuh-11p5eer-3p4cop | RtS | Ex | CZ05 | cDXHP | SWHC013-02 | DEER2020 | D20v1 | 2020-11-09 | Cap-Tons | 1 |  | None | 471 | 0.119 | 0 | 28.5 | 0.0142 | 0 | [6 empty] | DEER:HVAC_Split-Package_AC | Annual
Any | NE-HVAC-airHP-SpltPkg-65to134kBtuh-11p5eer-3p4cop | RtS | Ex | CZ06 | cDXHP | SWHC013-02 | DEER2020 | D20v1 | 2020-11-09 | Cap-Tons | 1 |  | None | 483 | 0.157 | 0 | 49.3 | 0.0344 | 0 | [6 empty] | DEER:HVAC_Split-Package_AC | Annual
Any | NE-HVAC-airHP-SpltPkg-65to134kBtuh-11p5eer-3p4cop | RtS | Ex | CZ07 | cDXHP | SWHC013-02 | DEER2020 | D20v1 | 2020-11-09 | Cap-Tons | 1 |  | None | 514 | 0.139 | 0 | 42.5 | 0.0282 | 0 | [6 empty] | DEER:HVAC_Split-Package_AC | Annual
Any | NE-HVAC-airHP-SpltPkg-65to134kBtuh-11p5eer-3p4cop | RtS | Ex | CZ08 | cDXHP | SWHC013-02 | DEER2020 | D20v1 | 2020-11-09 | Cap-Tons | 1 |  | None | 551 | 0.18 | 0 | 54.5 | 0.0319 | 0 | [6 empty] | DEER:HVAC_Split-Package_AC | Annual
Any | NE-HVAC-airHP-SpltPkg-65to134kBtuh-11p5eer-3p4cop | RtS | Ex | CZ09 | cDXHP | SWHC013-02 | DEER2020 | D20v1 | 2020-11-09 | Cap-Tons | 1 |  | None | 551 | 0.2 | 0 | 49.6 | 0.039 | 0 | [6 empty] | DEER:HVAC_Split-Package_AC | Annual
Any | NE-HVAC-airHP-SpltPkg-65to134kBtuh-11p5eer-3p4cop | RtS | Ex | CZ10 | cDXHP | SWHC013-02 | DEER2020 | D20v1 | 2020-11-09 | Cap-Tons | 1 |  | None | 621 | 0.225 | 0 | 58.5 | 0.0424 | 0 | [6 empty] | DEER:HVAC_Split-Package_AC | Annual
Any | NE-HVAC-airHP-SpltPkg-65to134kBtuh-11p5eer-3p4cop | RtS | Ex | CZ11 | cDXHP | SWHC013-02 | DEER2020 | D20v1 | 2020-11-09 | Cap-Tons | 1 |  | None | 643 | 0.261 | 0 | 62.8 | 0.0466 | 0 | [6 empty] | DEER:HVAC_Split-Package_AC | Annual
Any | NE-HVAC-airHP-SpltPkg-65to134kBtuh-11p5eer-3p4cop | RtS | Ex | CZ12 | cDXHP | SWHC013-02 | DEER2020 | D20v1 | 2020-11-09 | Cap-Tons | 1 |  | None | 633 | 0.252 | 0 | 55.6 | 0.0445 | 0 | [6 empty] | DEER:HVAC_Split-Package_AC | Annual
Any | NE-HVAC-airHP-SpltPkg-65to134kBtuh-11p5eer-3p4cop | RtS | Ex | CZ13 | cDXHP | SWHC013-02 | DEER2020 | D20v1 | 2020-11-09 | Cap-Tons | 1 |  | None | 629 | 0.232 | 0 | 64.6 | 0.0421 | 0 | [6 empty] | DEER:HVAC_Split-Package_AC | Annual
Any | NE-HVAC-airHP-SpltPkg-65to134kBtuh-11p5eer-3p4cop | RtS | Ex | CZ14 | cDXHP | SWHC013-02 | DEER2020 | D20v1 | 2020-11-09 | Cap-Tons | 1 |  | None | 645 | 0.259 | 0 | 62.7 | 0.0368 | 0 | [6 empty] | DEER:HVAC_Split-Package_AC | Annual
Any | NE-HVAC-airHP-SpltPkg-65to134kBtuh-11p5eer-3p4cop | RtS | Ex | CZ15 | cDXHP | SWHC013-02 | DEER2020 | D20v1 | 2020-11-09 | Cap-Tons | 1 |  | None | 778 | 0.277 | 0 | 87.8 | 0.0425 | 0 | [6 empty] | DEER:HVAC_Split-Package_AC | Annual
Any | NE-HVAC-airHP-SpltPkg-65to134kBtuh-11p5eer-3p4cop | RtS | Ex | CZ16 | cDXHP | SWHC013-02 | DEER2020 | D20v1 | 2020-11-09 | Cap-Tons | 1 |  | None | 668 | 0.172 | 0 | 54.9 | 0.0281 | 0 | [6 empty] | DEER:HVAC_Split-Package_AC | Annual
Any | NE-HVAC-airHP-SpltPkg-65to134kBtuh-11p5eer-3p4cop | RtS | New | CZ01 | cDXHP | SWHC013-02 | DEER2020 | D20v1 | 2020-11-09 | Cap-Tons | 1 |  | None | -29 | -0.022 | 0 | 29.6 | 0.00619 | 0 | [6 empty] | DEER:HVAC_Split-Package_AC | Annual
Any | NE-HVAC-airHP-SpltPkg-65to134kBtuh-11p5eer-3p4cop | RtS | New | CZ02 | cDXHP | SWHC013-02 | DEER2020 | D20v1 | 2020-11-09 | Cap-Tons | 1 |  | None | -30.3 | 0.0232 | 0 | 47 | 0.041 | 0 | [6 empty] | DEER:HVAC_Split-Package_AC | Annual
Any | NE-HVAC-airHP-SpltPkg-65to134kBtuh-11p5eer-3p4cop | RtS | New | CZ03 | cDXHP | SWHC013-02 | DEER2020 | D20v1 | 2020-11-09 | Cap-Tons | 1 |  | None | -79.1 | 0.00735 | 0 | 29 | 0.0235 | 0 | [6 empty] | DEER:HVAC_Split-Package_AC | Annual
Any | NE-HVAC-airHP-SpltPkg-65to134kBtuh-11p5eer-3p4cop | RtS | New | CZ04 | cDXHP | SWHC013-02 | DEER2020 | D20v1 | 2020-11-09 | Cap-Tons | 1 |  | None | -44 | 0.0212 | 0 | 46.2 | 0.0359 | 0 | [6 empty] | DEER:HVAC_Split-Package_AC | Annual
Any | NE-HVAC-airHP-SpltPkg-65to134kBtuh-11p5eer-3p4cop | RtS | New | CZ05 | cDXHP | SWHC013-02 | DEER2020 | D20v1 | 2020-11-09 | Cap-Tons | 1 |  | None | -84.1 | -0.00389 | 0 | 27.8 | 0.0131 | 0 | [6 empty] | DEER:HVAC_Split-Package_AC | Annual
Any | NE-HVAC-airHP-SpltPkg-65to134kBtuh-11p5eer-3p4cop | RtS | New | CZ06 | cDXHP | SWHC013-02 | DEER2020 | D20v1 | 2020-11-09 | Cap-Tons | 1 |  | None | -73.8 | 0.00799 | 0 | 46.5 | 0.034 | 0 | [6 empty] | DEER:HVAC_Split-Package_AC | Annual
Any | NE-HVAC-airHP-SpltPkg-65to134kBtuh-11p5eer-3p4cop | RtS | New | CZ07 | cDXHP | SWHC013-02 | DEER2020 | D20v1 | 2020-11-09 | Cap-Tons | 1 |  | None | -100 | 0.00193 | 0 | 39.3 | 0.0274 | 0 | [6 empty] | DEER:HVAC_Split-Package_AC | Annual
Any | NE-HVAC-airHP-SpltPkg-65to134kBtuh-11p5eer-3p4cop | RtS | New | CZ08 | cDXHP | SWHC013-02 | DEER2020 | D20v1 | 2020-11-09 | Cap-Tons | 1 |  | None | -63.6 | 0.0185 | 0 | 51.3 | 0.031 | 0 | [6 empty] | DEER:HVAC_Split-Package_AC | Annual
Any | NE-HVAC-airHP-SpltPkg-65to134kBtuh-11p5eer-3p4cop | RtS | New | CZ09 | cDXHP | SWHC013-02 | DEER2020 | D20v1 | 2020-11-09 | Cap-Tons | 1 |  | None | -57.9 | -0.00419 | 0 | 46.7 | 0.0378 | 0 | [6 empty] | DEER:HVAC_Split-Package_AC | Annual
Any | NE-HVAC-airHP-SpltPkg-65to134kBtuh-11p5eer-3p4cop | RtS | New | CZ10 | cDXHP | SWHC013-02 | DEER2020 | D20v1 | 2020-11-09 | Cap-Tons | 1 |  | None | -29.2 | 0.0108 | 0 | 56 | 0.0415 | 0 | [6 empty] | DEER:HVAC_Split-Package_AC | Annual
Any | NE-HVAC-airHP-SpltPkg-65to134kBtuh-11p5eer-3p4cop | RtS | New | CZ11 | cDXHP | SWHC013-02 | DEER2020 | D20v1 | 2020-11-09 | Cap-Tons | 1 |  | None | 17.6 | 0.0752 | 0 | 61.4 | 0.0454 | 0 | [6 empty] | DEER:HVAC_Split-Package_AC | Annual
Any | NE-HVAC-airHP-SpltPkg-65to134kBtuh-11p5eer-3p4cop | RtS | New | CZ12 | cDXHP | SWHC013-02 | DEER2020 | D20v1 | 2020-11-09 | Cap-Tons | 1 |  | None | -12 | 0.0267 | 0 | 55.1 | 0.0438 | 0 | [6 empty] | DEER:HVAC_Split-Package_AC | Annual
Any | NE-HVAC-airHP-SpltPkg-65to134kBtuh-11p5eer-3p4cop | RtS | New | CZ13 | cDXHP | SWHC013-02 | DEER2020 | D20v1 | 2020-11-09 | Cap-Tons | 1 |  | None | 1.96 | 0.0333 | 0 | 62.9 | 0.0407 | 0 | [6 empty] | DEER:HVAC_Split-Package_AC | Annual
Any | NE-HVAC-airHP-SpltPkg-65to134kBtuh-11p5eer-3p4cop | RtS | New | CZ14 | cDXHP | SWHC013-02 | DEER2020 | D20v1 | 2020-11-09 | Cap-Tons | 1 |  | None | 20.2 | 0.075 | 0 | 60.9 | 0.0353 | 0 | [6 empty] | DEER:HVAC_Split-Package_AC | Annual
Any | NE-HVAC-airHP-SpltPkg-65to134kBtuh-11p5eer-3p4cop | RtS | New | CZ15 | cDXHP | SWHC013-02 | DEER2020 | D20v1 | 2020-11-09 | Cap-Tons | 1 |  | None | 45.9 | 0.0798 | 0 | 81.7 | 0.0397 | 0 | [6 empty] | DEER:HVAC_Split-Package_AC | Annual
Any | NE-HVAC-airHP-SpltPkg-65to134kBtuh-11p5eer-3p4cop | RtS | New | CZ16 | cDXHP | SWHC013-02 | DEER2020 | D20v1 | 2020-11-09 | Cap-Tons | 1 |  | None | 20.3 | 0.0257 | 0 | 54.6 | 0.0263 | 0 | [6 empty] | DEER:HVAC_Split-Package_AC | Annual
Any | NE-HVAC-airHP-SpltPkg-65to134kBtuh-11p5eer-3p4cop | SCn | Ex | CZ01 | cDXHP | SWHC013-02 | DEER2020 | D20v1 | 2020-11-09 | Cap-Tons | 1 |  | None | 459 | 0.0366 | 0 | 33.4 | 0.00035 | 0 | [6 empty] | DEER:HVAC_Split-Package_AC | Annual
Any | NE-HVAC-airHP-SpltPkg-65to134kBtuh-11p5eer-3p4cop | SCn | Ex | CZ02 | cDXHP | SWHC013-02 | DEER2020 | D20v1 | 2020-11-09 | Cap-Tons | 1 |  | None | 466 | 0.146 | 0 | 30.7 | 0.019 | 0 | [6 empty] | DEER:HVAC_Split-Package_AC | Annual
Any | NE-HVAC-airHP-SpltPkg-65to134kBtuh-11p5eer-3p4cop | SCn | Ex | CZ03 | cDXHP | SWHC013-02 | DEER2020 | D20v1 | 2020-11-09 | Cap-Tons | 1 |  | None | 292 | 0.0455 | 0 | 19 | 0.00378 | 0 | [6 empty] | DEER:HVAC_Split-Package_AC | Annual
Any | NE-HVAC-airHP-SpltPkg-65to134kBtuh-11p5eer-3p4cop | SCn | Ex | CZ04 | cDXHP | SWHC013-02 | DEER2020 | D20v1 | 2020-11-09 | Cap-Tons | 1 |  | None | 423 | 0.127 | 0 | 27.4 | 0.0153 | 0 | [6 empty] | DEER:HVAC_Split-Package_AC | Annual
Any | NE-HVAC-airHP-SpltPkg-65to134kBtuh-11p5eer-3p4cop | SCn | Ex | CZ05 | cDXHP | SWHC013-02 | DEER2020 | D20v1 | 2020-11-09 | Cap-Tons | 1 |  | None | 336 | 0.0418 | 0 | 19.8 | 0.00123 | 0 | [6 empty] | DEER:HVAC_Split-Package_AC | Annual
Any | NE-HVAC-airHP-SpltPkg-65to134kBtuh-11p5eer-3p4cop | SCn | Ex | CZ06 | cDXHP | SWHC013-02 | DEER2020 | D20v1 | 2020-11-09 | Cap-Tons | 1 |  | None | 317 | 0.0916 | 0 | 19.2 | 0.0129 | 0 | [6 empty] | DEER:HVAC_Split-Package_AC | Annual
Any | NE-HVAC-airHP-SpltPkg-65to134kBtuh-11p5eer-3p4cop | SCn | Ex | CZ07 | cDXHP | SWHC013-02 | DEER2020 | D20v1 | 2020-11-09 | Cap-Tons | 1 |  | None | 299 | 0.0638 | 0 | 14.2 | 0.00859 | 0 | [6 empty] | DEER:HVAC_Split-Package_AC | Annual
Any | NE-HVAC-airHP-SpltPkg-65to134kBtuh-11p5eer-3p4cop | SCn | Ex | CZ08 | cDXHP | SWHC013-02 | DEER2020 | D20v1 | 2020-11-09 | Cap-Tons | 1 |  | None | 385 | 0.113 | 0 | 29.8 | 0.0164 | 0 | [6 empty] | DEER:HVAC_Split-Package_AC | Annual
Any | NE-HVAC-airHP-SpltPkg-65to134kBtuh-11p5eer-3p4cop | SCn | Ex | CZ09 | cDXHP | SWHC013-02 | DEER2020 | D20v1 | 2020-11-09 | Cap-Tons | 1 |  | None | 412 | 0.134 | 0 | 30.9 | 0.0227 | 0 | [6 empty] | DEER:HVAC_Split-Package_AC | Annual
Any | NE-HVAC-airHP-SpltPkg-65to134kBtuh-11p5eer-3p4cop | SCn | Ex | CZ10 | cDXHP | SWHC013-02 | DEER2020 | D20v1 | 2020-11-09 | Cap-Tons | 1 |  | None | 426 | 0.136 | 0 | 37.2 | 0.0258 | 0 | [6 empty] | DEER:HVAC_Split-Package_AC | Annual
Any | NE-HVAC-airHP-SpltPkg-65to134kBtuh-11p5eer-3p4cop | SCn | Ex | CZ11 | cDXHP | SWHC013-02 | DEER2020 | D20v1 | 2020-11-09 | Cap-Tons | 1 |  | None | 572 | 0.164 | 0 | 48.4 | 0.0265 | 0 | [6 empty] | DEER:HVAC_Split-Package_AC | Annual
Any | NE-HVAC-airHP-SpltPkg-65to134kBtuh-11p5eer-3p4cop | SCn | Ex | CZ12 | cDXHP | SWHC013-02 | DEER2020 | D20v1 | 2020-11-09 | Cap-Tons | 1 |  | None | 503 | 0.144 | 0 | 39.6 | 0.024 | 0 | [6 empty] | DEER:HVAC_Split-Package_AC | Annual
Any | NE-HVAC-airHP-SpltPkg-65to134kBtuh-11p5eer-3p4cop | SCn | Ex | CZ13 | cDXHP | SWHC013-02 | DEER2020 | D20v1 | 2020-11-09 | Cap-Tons | 1 |  | None | 581 | 0.162 | 0 | 49.5 | 0.0229 | 0 | [6 empty] | DEER:HVAC_Split-Package_AC | Annual
Any | NE-HVAC-airHP-SpltPkg-65to134kBtuh-11p5eer-3p4cop | SCn | Ex | CZ14 | cDXHP | SWHC013-02 | DEER2020 | D20v1 | 2020-11-09 | Cap-Tons | 1 |  | None | 551 | 0.149 | 0 | 52.6 | 0.022 | 0 | [6 empty] | DEER:HVAC_Split-Package_AC | Annual
Any | NE-HVAC-airHP-SpltPkg-65to134kBtuh-11p5eer-3p4cop | SCn | Ex | CZ15 | cDXHP | SWHC013-02 | DEER2020 | D20v1 | 2020-11-09 | Cap-Tons | 1 |  | None | 583 | 0.163 | 0 | 62.3 | 0.0228 | 0 | [6 empty] | DEER:HVAC_Split-Package_AC | Annual
Any | NE-HVAC-airHP-SpltPkg-65to134kBtuh-11p5eer-3p4cop | SCn | Ex | CZ16 | cDXHP | SWHC013-02 | DEER2020 | D20v1 | 2020-11-09 | Cap-Tons | 1 |  | None | 506 | 0.0737 | 0 | 42.4 | 0.00869 | 0 | [6 empty] | DEER:HVAC_Split-Package_AC | Annual
Any | NE-HVAC-airHP-SpltPkg-65to134kBtuh-11p5eer-3p4cop | SCn | New | CZ01 | cDXHP | SWHC013-02 | DEER2020 | D20v1 | 2020-11-09 | Cap-Tons | 1 |  | None | -50.6 | -0.0093 | 0 | 31.2 | 0.00033 | 0 | [6 empty] | DEER:HVAC_Split-Package_AC | Annual
Any | NE-HVAC-airHP-SpltPkg-65to134kBtuh-11p5eer-3p4cop | SCn | New | CZ02 | cDXHP | SWHC013-02 | DEER2020 | D20v1 | 2020-11-09 | Cap-Tons | 1 |  | None | -12 | 0.0208 | 0 | 27.8 | 0.0167 | 0 | [6 empty] | DEER:HVAC_Split-Package_AC | Annual
Any | NE-HVAC-airHP-SpltPkg-65to134kBtuh-11p5eer-3p4cop | SCn | New | CZ03 | cDXHP | SWHC013-02 | DEER2020 | D20v1 | 2020-11-09 | Cap-Tons | 1 |  | None | -46.9 | -0.0115 | 0 | 18.1 | 0.00244 | 0 | [6 empty] | DEER:HVAC_Split-Package_AC | Annual
Any | NE-HVAC-airHP-SpltPkg-65to134kBtuh-11p5eer-3p4cop | SCn | New | CZ04 | cDXHP | SWHC013-02 | DEER2020 | D20v1 | 2020-11-09 | Cap-Tons | 1 |  | None | -56.2 | 0.00688 | 0 | 24.6 | 0.0136 | 0 | [6 empty] | DEER:HVAC_Split-Package_AC | Annual
Any | NE-HVAC-airHP-SpltPkg-65to134kBtuh-11p5eer-3p4cop | SCn | New | CZ05 | cDXHP | SWHC013-02 | DEER2020 | D20v1 | 2020-11-09 | Cap-Tons | 1 |  | None | -42.6 | -0.00343 | 0 | 17.7 | 0.00078 | 0 | [6 empty] | DEER:HVAC_Split-Package_AC | Annual
Any | NE-HVAC-airHP-SpltPkg-65to134kBtuh-11p5eer-3p4cop | SCn | New | CZ06 | cDXHP | SWHC013-02 | DEER2020 | D20v1 | 2020-11-09 | Cap-Tons | 1 |  | None | -83.8 | 0.00066 | 0 | 16.3 | 0.0114 | 0 | [6 empty] | DEER:HVAC_Split-Package_AC | Annual
Any | NE-HVAC-airHP-SpltPkg-65to134kBtuh-11p5eer-3p4cop | SCn | New | CZ07 | cDXHP | SWHC013-02 | DEER2020 | D20v1 | 2020-11-09 | Cap-Tons | 1 |  | None | -86 | -0.0137 | 0 | 12 | 0.00725 | 0 | [6 empty] | DEER:HVAC_Split-Package_AC | Annual
Any | NE-HVAC-airHP-SpltPkg-65to134kBtuh-11p5eer-3p4cop | SCn | New | CZ08 | cDXHP | SWHC013-02 | DEER2020 | D20v1 | 2020-11-09 | Cap-Tons | 1 |  | None | -81.9 | 0.00709 | 0 | 27.3 | 0.016 | 0 | [6 empty] | DEER:HVAC_Split-Package_AC | Annual
Any | NE-HVAC-airHP-SpltPkg-65to134kBtuh-11p5eer-3p4cop | SCn | New | CZ09 | cDXHP | SWHC013-02 | DEER2020 | D20v1 | 2020-11-09 | Cap-Tons | 1 |  | None | -99.8 | -0.0261 | 0 | 28.2 | 0.0221 | 0 | [6 empty] | DEER:HVAC_Split-Package_AC | Annual
Any | NE-HVAC-airHP-SpltPkg-65to134kBtuh-11p5eer-3p4cop | SCn | New | CZ10 | cDXHP | SWHC013-02 | DEER2020 | D20v1 | 2020-11-09 | Cap-Tons | 1 |  | None | -33.9 | 0.00966 | 0 | 35.4 | 0.0254 | 0 | [6 empty] | DEER:HVAC_Split-Package_AC | Annual
Any | NE-HVAC-airHP-SpltPkg-65to134kBtuh-11p5eer-3p4cop | SCn | New | CZ11 | cDXHP | SWHC013-02 | DEER2020 | D20v1 | 2020-11-09 | Cap-Tons | 1 |  | None | 6.51 | 0.0335 | 0 | 47.4 | 0.0261 | 0 | [6 empty] | DEER:HVAC_Split-Package_AC | Annual
Any | NE-HVAC-airHP-SpltPkg-65to134kBtuh-11p5eer-3p4cop | SCn | New | CZ12 | cDXHP | SWHC013-02 | DEER2020 | D20v1 | 2020-11-09 | Cap-Tons | 1 |  | None | -36.3 | 0.0171 | 0 | 36.7 | 0.0219 | 0 | [6 empty] | DEER:HVAC_Split-Package_AC | Annual
Any | NE-HVAC-airHP-SpltPkg-65to134kBtuh-11p5eer-3p4cop | SCn | New | CZ13 | cDXHP | SWHC013-02 | DEER2020 | D20v1 | 2020-11-09 | Cap-Tons | 1 |  | None | -3.72 | 0.0216 | 0 | 48.8 | 0.0225 | 0 | [6 empty] | DEER:HVAC_Split-Package_AC | Annual
Any | NE-HVAC-airHP-SpltPkg-65to134kBtuh-11p5eer-3p4cop | SCn | New | CZ14 | cDXHP | SWHC013-02 | DEER2020 | D20v1 | 2020-11-09 | Cap-Tons | 1 |  | None | 14.4 | 0.0396 | 0 | 50.8 | 0.0212 | 0 | [6 empty] | DEER:HVAC_Split-Package_AC | Annual
Any | NE-HVAC-airHP-SpltPkg-65to134kBtuh-11p5eer-3p4cop | SCn | New | CZ15 | cDXHP | SWHC013-02 | DEER2020 | D20v1 | 2020-11-09 | Cap-Tons | 1 |  | None | -23.9 | 0.0353 | 0 | 58.1 | 0.0213 | 0 | [6 empty] | DEER:HVAC_Split-Package_AC | Annual
Any | NE-HVAC-airHP-SpltPkg-65to134kBtuh-11p5eer-3p4cop | SCn | New | CZ16 | cDXHP | SWHC013-02 | DEER2020 | D20v1 | 2020-11-09 | Cap-Tons | 1 |  | None | 7.56 | -0.00191 | 0 | 38.4 | 0.00741 | 0 | [6 empty] | DEER:HVAC_Split-Package_AC | Annual
Any | NE-HVAC-airHP-SpltPkg-65to134kBtuh-11p5eer-3p4cop | Asm | Ex | CZ02 | cDXHP | SWHC013-02 | DEER2020 | D20v1 | 2020-11-09 | Cap-Tons | 1 |  | None | 473 | 0.129 | 0 | 59.7 | 0.0491 | 0 | [6 empty] | DEER:HVAC_Split-Package_AC | Annual
Any | NE-HVAC-airHP-SpltPkg-65to134kBtuh-11p5eer-3p4cop | Asm | Ex | CZ03 | cDXHP | SWHC013-02 | DEER2020 | D20v1 | 2020-11-09 | Cap-Tons | 1 |  | None | 459 | 0.12 | 0 | 33.3 | 0.0232 | 0 | [6 empty] | DEER:HVAC_Split-Package_AC | Annual
Any | NE-HVAC-airHP-SpltPkg-65to134kBtuh-11p5eer-3p4cop | Asm | Ex | CZ04 | cDXHP | SWHC013-02 | DEER2020 | D20v1 | 2020-11-09 | Cap-Tons | 1 |  | None | 467 | 0.127 | 0 | 56.7 | 0.0427 | 0 | [6 empty] | DEER:HVAC_Split-Package_AC | Annual
Any | NE-HVAC-airHP-SpltPkg-65to134kBtuh-11p5eer-3p4cop | Asm | Ex | CZ05 | cDXHP | SWHC013-02 | DEER2020 | D20v1 | 2020-11-09 | Cap-Tons | 1 |  | None | 440 | 0.0962 | 0 | 33.8 | 0.014 | 0 | [6 empty] | DEER:HVAC_Split-Package_AC | Annual
Any | NE-HVAC-airHP-SpltPkg-65to134kBtuh-11p5eer-3p4cop | Asm | Ex | CZ06 | cDXHP | SWHC013-02 | DEER2020 | D20v1 | 2020-11-09 | Cap-Tons | 1 |  | None | 434 | 0.121 | 0 | 44 | 0.031 | 0 | [6 empty] | DEER:HVAC_Split-Package_AC | Annual
Any | NE-HVAC-airHP-SpltPkg-65to134kBtuh-11p5eer-3p4cop | Asm | Ex | CZ07 | cDXHP | SWHC013-02 | DEER2020 | D20v1 | 2020-11-09 | Cap-Tons | 1 |  | None | 417 | 0.105 | 0 | 36.6 | 0.0244 | 0 | [6 empty] | DEER:HVAC_Split-Package_AC | Annual
Any | NE-HVAC-airHP-SpltPkg-65to134kBtuh-11p5eer-3p4cop | Asm | Ex | CZ08 | cDXHP | SWHC013-02 | DEER2020 | D20v1 | 2020-11-09 | Cap-Tons | 1 |  | None | 447 | 0.125 | 0 | 57.5 | 0.0337 | 0 | [6 empty] | DEER:HVAC_Split-Package_AC | Annual
Any | NE-HVAC-airHP-SpltPkg-65to134kBtuh-11p5eer-3p4cop | Asm | Ex | CZ09 | cDXHP | SWHC013-02 | DEER2020 | D20v1 | 2020-11-09 | Cap-Tons | 1 |  | None | 497 | 0.146 | 0 | 52 | 0.0422 | 0 | [6 empty] | DEER:HVAC_Split-Package_AC | Annual
Any | NE-HVAC-airHP-SpltPkg-65to134kBtuh-11p5eer-3p4cop | Asm | Ex | CZ10 | cDXHP | SWHC013-02 | DEER2020 | D20v1 | 2020-11-09 | Cap-Tons | 1 |  | None | 512 | 0.146 | 0 | 62.3 | 0.0469 | 0 | [6 empty] | DEER:HVAC_Split-Package_AC | Annual
Any | NE-HVAC-airHP-SpltPkg-65to134kBtuh-11p5eer-3p4cop | Asm | Ex | CZ11 | cDXHP | SWHC013-02 | DEER2020 | D20v1 | 2020-11-09 | Cap-Tons | 1 |  | None | 591 | 0.173 | 0 | 65.8 | 0.0469 | 0 | [6 empty] | DEER:HVAC_Split-Package_AC | Annual
Any | NE-HVAC-airHP-SpltPkg-65to134kBtuh-11p5eer-3p4cop | Asm | Ex | CZ12 | cDXHP | SWHC013-02 | DEER2020 | D20v1 | 2020-11-09 | Cap-Tons | 1 |  | None | 544 | 0.147 | 0 | 61.2 | 0.0505 | 0 | [6 empty] | DEER:HVAC_Split-Package_AC | Annual
Any | NE-HVAC-airHP-SpltPkg-65to134kBtuh-11p5eer-3p4cop | Asm | Ex | CZ13 | cDXHP | SWHC013-02 | DEER2020 | D20v1 | 2020-11-09 | Cap-Tons | 1 |  | None | 588 | 0.166 | 0 | 67.3 | 0.045 | 0 | [6 empty] | DEER:HVAC_Split-Package_AC | Annual
Any | NE-HVAC-airHP-SpltPkg-65to134kBtuh-11p5eer-3p4cop | Asm | Ex | CZ14 | cDXHP | SWHC013-02 | DEER2020 | D20v1 | 2020-11-09 | Cap-Tons | 1 |  | None | 593 | 0.181 | 0 | 65.2 | 0.0376 | 0 | [6 empty] | DEER:HVAC_Split-Package_AC | Annual
Any | NE-HVAC-airHP-SpltPkg-65to134kBtuh-11p5eer-3p4cop | Asm | Ex | CZ15 | cDXHP | SWHC013-02 | DEER2020 | D20v1 | 2020-11-09 | Cap-Tons | 1 |  | None | 619 | 0.21 | 0 | 82.1 | 0.0386 | 0 | [6 empty] | DEER:HVAC_Split-Package_AC | Annual
Any | NE-HVAC-airHP-SpltPkg-65to134kBtuh-11p5eer-3p4cop | Asm | Ex | CZ16 | cDXHP | SWHC013-02 | DEER2020 | D20v1 | 2020-11-09 | Cap-Tons | 1 |  | None | 642 | 0.134 | 0 | 61.8 | 0.0267 | 0 | [6 empty] | DEER:HVAC_Split-Package_AC | Annual
Any | NE-HVAC-airHP-SpltPkg-65to134kBtuh-11p5eer-3p4cop | Asm | New | CZ01 | cDXHP | SWHC013-02 | DEER2020 | D20v1 | 2020-11-09 | Cap-Tons | 1 |  | None | 41.9 | 0.00716 | 0 | 41.9 | 0.00716 | 0 | [6 empty] | DEER:HVAC_Split-Package_AC | Annual
Any | NE-HVAC-airHP-SpltPkg-65to134kBtuh-11p5eer-3p4cop | Asm | New | CZ02 | cDXHP | SWHC013-02 | DEER2020 | D20v1 | 2020-11-09 | Cap-Tons | 1 |  | None | 57.3 | 0.0481 | 0 | 57.3 | 0.0481 | 0 | [6 empty] | DEER:HVAC_Split-Package_AC | Annual
Any | NE-HVAC-airHP-SpltPkg-65to134kBtuh-11p5eer-3p4cop | Asm | New | CZ03 | cDXHP | SWHC013-02 | DEER2020 | D20v1 | 2020-11-09 | Cap-Tons | 1 |  | None | 35.5 | 0.023 | 0 | 35.5 | 0.023 | 0 | [6 empty] | DEER:HVAC_Split-Package_AC | Annual
Any | NE-HVAC-airHP-SpltPkg-65to134kBtuh-11p5eer-3p4cop | Asm | New | CZ04 | cDXHP | SWHC013-02 | DEER2020 | D20v1 | 2020-11-09 | Cap-Tons | 1 |  | None | 56.2 | 0.0422 | 0 | 56.2 | 0.0422 | 0 | [6 empty] | DEER:HVAC_Split-Package_AC | Annual
Any | NE-HVAC-airHP-SpltPkg-65to134kBtuh-11p5eer-3p4cop | Asm | New | CZ05 | cDXHP | SWHC013-02 | DEER2020 | D20v1 | 2020-11-09 | Cap-Tons | 1 |  | None | 35.7 | 0.0141 | 0 | 35.7 | 0.0141 | 0 | [6 empty] | DEER:HVAC_Split-Package_AC | Annual
Any | NE-HVAC-airHP-SpltPkg-65to134kBtuh-11p5eer-3p4cop | Asm | New | CZ06 | cDXHP | SWHC013-02 | DEER2020 | D20v1 | 2020-11-09 | Cap-Tons | 1 |  | None | 43.7 | 0.0329 | 0 | 43.7 | 0.0329 | 0 | [6 empty] | DEER:HVAC_Split-Package_AC | Annual
Any | NE-HVAC-airHP-SpltPkg-65to134kBtuh-11p5eer-3p4cop | Asm | New | CZ07 | cDXHP | SWHC013-02 | DEER2020 | D20v1 | 2020-11-09 | Cap-Tons | 1 |  | None | 35.7 | 0.0252 | 0 | 35.7 | 0.0252 | 0 | [6 empty] | DEER:HVAC_Split-Package_AC | Annual
Any | NE-HVAC-airHP-SpltPkg-65to134kBtuh-11p5eer-3p4cop | Asm | New | CZ08 | cDXHP | SWHC013-02 | DEER2020 | D20v1 | 2020-11-09 | Cap-Tons | 1 |  | None | 55.5 | 0.0341 | 0 | 55.5 | 0.0341 | 0 | [6 empty] | DEER:HVAC_Split-Package_AC | Annual
Any | NE-HVAC-airHP-SpltPkg-65to134kBtuh-11p5eer-3p4cop | Asm | New | CZ09 | cDXHP | SWHC013-02 | DEER2020 | D20v1 | 2020-11-09 | Cap-Tons | 1 |  | None | 50.1 | 0.0425 | 0 | 50.1 | 0.0425 | 0 | [6 empty] | DEER:HVAC_Split-Package_AC | Annual
Any | NE-HVAC-airHP-SpltPkg-65to134kBtuh-11p5eer-3p4cop | Asm | New | CZ10 | cDXHP | SWHC013-02 | DEER2020 | D20v1 | 2020-11-09 | Cap-Tons | 1 |  | None | 61.4 | 0.047 | 0 | 61.4 | 0.047 | 0 | [6 empty] | DEER:HVAC_Split-Package_AC | Annual
Any | NE-HVAC-airHP-SpltPkg-65to134kBtuh-11p5eer-3p4cop | Asm | New | CZ11 | cDXHP | SWHC013-02 | DEER2020 | D20v1 | 2020-11-09 | Cap-Tons | 1 |  | None | 64.8 | 0.0465 | 0 | 64.8 | 0.0465 | 0 | [6 empty] | DEER:HVAC_Split-Package_AC | Annual
Any | NE-HVAC-airHP-SpltPkg-65to134kBtuh-11p5eer-3p4cop | Asm | New | CZ12 | cDXHP | SWHC013-02 | DEER2020 | D20v1 | 2020-11-09 | Cap-Tons | 1 |  | None | 60.8 | 0.0502 | 0 | 60.8 | 0.0502 | 0 | [6 empty] | DEER:HVAC_Split-Package_AC | Annual
Any | NE-HVAC-airHP-SpltPkg-65to134kBtuh-11p5eer-3p4cop | Asm | New | CZ13 | cDXHP | SWHC013-02 | DEER2020 | D20v1 | 2020-11-09 | Cap-Tons | 1 |  | None | 66.3 | 0.0447 | 0 | 66.3 | 0.0447 | 0 | [6 empty] | DEER:HVAC_Split-Package_AC | Annual
Any | NE-HVAC-airHP-SpltPkg-65to134kBtuh-11p5eer-3p4cop | Asm | New | CZ14 | cDXHP | SWHC013-02 | DEER2020 | D20v1 | 2020-11-09 | Cap-Tons | 1 |  | None | 63.7 | 0.0367 | 0 | 63.7 | 0.0367 | 0 | [6 empty] | DEER:HVAC_Split-Package_AC | Annual
Any | NE-HVAC-airHP-SpltPkg-65to134kBtuh-11p5eer-3p4cop | Asm | New | CZ15 | cDXHP | SWHC013-02 | DEER2020 | D20v1 | 2020-11-09 | Cap-Tons | 1 |  | None | 80.2 | 0.0378 | 0 | 80.2 | 0.0378 | 0 | [6 empty] | DEER:HVAC_Split-Package_AC | Annual
Any | NE-HVAC-airHP-SpltPkg-65to134kBtuh-12p0eer-3p4cop | Htl | New | CZ15 | cDXHP | SWHC013-02 | DEER2020 | D20v1 | 2020-11-09 | Cap-Tons | 1 |  | None | 163 | 0.067 | 0 | 163 | 0.067 | 0 | [6 empty] | DEER:HVAC_Split-Package_AC | Annual
Any | NE-HVAC-airHP-SpltPkg-65to134kBtuh-12p0eer-3p4cop | Asm | Ex | CZ01 | cDXHP | SWHC013-02 | DEER2020 | D20v1 | 2020-11-09 | Cap-Tons | 1 |  | None | 430 | 0.0938 | 0 | 43.8 | 0.0113 | 0 | [6 empty] | DEER:HVAC_Split-Package_AC | Annual
Any | NE-HVAC-airHP-SpltPkg-65to134kBtuh-12p0eer-3p4cop | Asm | Ex | CZ02 | cDXHP | SWHC013-02 | DEER2020 | D20v1 | 2020-11-09 | Cap-Tons | 1 |  | None | 497 | 0.162 | 0 | 83.6 | 0.0814 | 0 | [6 empty] | DEER:HVAC_Split-Package_AC | Annual
Any | NE-HVAC-airHP-SpltPkg-65to134kBtuh-12p0eer-3p4cop | Asm | Ex | CZ03 | cDXHP | SWHC013-02 | DEER2020 | D20v1 | 2020-11-09 | Cap-Tons | 1 |  | None | 469 | 0.135 | 0 | 43.1 | 0.0385 | 0 | [6 empty] | DEER:HVAC_Split-Package_AC | Annual
Any | NE-HVAC-airHP-SpltPkg-65to134kBtuh-12p0eer-3p4cop | Asm | Ex | CZ04 | cDXHP | SWHC013-02 | DEER2020 | D20v1 | 2020-11-09 | Cap-Tons | 1 |  | None | 494 | 0.155 | 0 | 83.3 | 0.0708 | 0 | [6 empty] | DEER:HVAC_Split-Package_AC | Annual
Any | NE-HVAC-airHP-SpltPkg-65to134kBtuh-12p0eer-3p4cop | Asm | Ex | CZ05 | cDXHP | SWHC013-02 | DEER2020 | D20v1 | 2020-11-09 | Cap-Tons | 1 |  | None | 450 | 0.105 | 0 | 43.9 | 0.0232 | 0 | [6 empty] | DEER:HVAC_Split-Package_AC | Annual
Any | NE-HVAC-airHP-SpltPkg-65to134kBtuh-12p0eer-3p4cop | Asm | Ex | CZ06 | cDXHP | SWHC013-02 | DEER2020 | D20v1 | 2020-11-09 | Cap-Tons | 1 |  | None | 458 | 0.142 | 0 | 67.5 | 0.0514 | 0 | [6 empty] | DEER:HVAC_Split-Package_AC | Annual
Any | NE-HVAC-airHP-SpltPkg-65to134kBtuh-12p0eer-3p4cop | Asm | Ex | CZ07 | cDXHP | SWHC013-02 | DEER2020 | D20v1 | 2020-11-09 | Cap-Tons | 1 |  | None | 437 | 0.121 | 0 | 56.2 | 0.0405 | 0 | [6 empty] | DEER:HVAC_Split-Package_AC | Annual
Any | NE-HVAC-airHP-SpltPkg-65to134kBtuh-12p0eer-3p4cop | Asm | Ex | CZ08 | cDXHP | SWHC013-02 | DEER2020 | D20v1 | 2020-11-09 | Cap-Tons | 1 |  | None | 479 | 0.148 | 0 | 90.5 | 0.0559 | 0 | [6 empty] | DEER:HVAC_Split-Package_AC | Annual
Any | NE-HVAC-airHP-SpltPkg-65to134kBtuh-12p0eer-3p4cop | Asm | Ex | CZ09 | cDXHP | SWHC013-02 | DEER2020 | D20v1 | 2020-11-09 | Cap-Tons | 1 |  | None | 527 | 0.173 | 0 | 81.9 | 0.07 | 0 | [6 empty] | DEER:HVAC_Split-Package_AC | Annual
Any | NE-HVAC-airHP-SpltPkg-65to134kBtuh-12p0eer-3p4cop | Asm | Ex | CZ10 | cDXHP | SWHC013-02 | DEER2020 | D20v1 | 2020-11-09 | Cap-Tons | 1 |  | None | 547 | 0.176 | 0 | 98 | 0.0779 | 0 | [6 empty] | DEER:HVAC_Split-Package_AC | Annual
Any | NE-HVAC-airHP-SpltPkg-65to134kBtuh-12p0eer-3p4cop | Asm | Ex | CZ11 | cDXHP | SWHC013-02 | DEER2020 | D20v1 | 2020-11-09 | Cap-Tons | 1 |  | None | 626 | 0.204 | 0 | 101 | 0.0779 | 0 | [6 empty] | DEER:HVAC_Split-Package_AC | Annual
Any | NE-HVAC-airHP-SpltPkg-65to134kBtuh-12p0eer-3p4cop | Com | Ex | CZ01 | cDXHP | SWHC013-02 | DEER2020 | D20v1 | 2020-11-09 | Cap-Tons | 1 |  | None | 648 | 0.0943 | 0.00035 | 29.9 | 0.00946 | 0 | [6 empty] | DEER:HVAC_Split-Package_AC | Annual
Any | NE-HVAC-airHP-SpltPkg-65to134kBtuh-12p0eer-3p4cop | Com | Ex | CZ02 | cDXHP | SWHC013-02 | DEER2020 | D20v1 | 2020-11-09 | Cap-Tons | 1 |  | None | 624 | 0.143 | 9e-05 | 60.8 | 0.0481 | 0 | [6 empty] | DEER:HVAC_Split-Package_AC | Annual
Any | NE-HVAC-airHP-SpltPkg-65to134kBtuh-12p0eer-3p4cop | Com | Ex | CZ03 | cDXHP | SWHC013-02 | DEER2020 | D20v1 | 2020-11-09 | Cap-Tons | 1 |  | None | 561 | 0.0951 | 0.00012 | 33.6 | 0.0247 | 0 | [6 empty] | DEER:HVAC_Split-Package_AC | Annual
Any | NE-HVAC-airHP-SpltPkg-65to134kBtuh-12p0eer-3p4cop | Com | Ex | CZ04 | cDXHP | SWHC013-02 | DEER2020 | D20v1 | 2020-11-09 | Cap-Tons | 1 |  | None | 577 | 0.125 | 1e-05 | 61.3 | 0.041 | 0 | [6 empty] | DEER:HVAC_Split-Package_AC | Annual
Any | NE-HVAC-airHP-SpltPkg-65to134kBtuh-12p0eer-3p4cop | Com | Ex | CZ05 | cDXHP | SWHC013-02 | DEER2020 | D20v1 | 2020-11-09 | Cap-Tons | 1 |  | None | 610 | 0.101 | -0.00016 | 38.2 | 0.0197 | 0 | [6 empty] | DEER:HVAC_Split-Package_AC | Annual
Any | NE-HVAC-airHP-SpltPkg-65to134kBtuh-12p0eer-3p4cop | Com | Ex | CZ06 | cDXHP | SWHC013-02 | DEER2020 | D20v1 | 2020-11-09 | Cap-Tons | 1 |  | None | 563 | 0.127 | -0.00016 | 65.6 | 0.04 | 0 | [6 empty] | DEER:HVAC_Split-Package_AC | Annual
Any | NE-HVAC-airHP-SpltPkg-65to134kBtuh-12p0eer-3p4cop | Com | Ex | CZ07 | cDXHP | SWHC013-02 | DEER2020 | D20v1 | 2020-11-09 | Cap-Tons | 1 |  | None | 609 | 0.112 | 0.00015 | 55.4 | 0.0312 | 0 | [6 empty] | DEER:HVAC_Split-Package_AC | Annual
Any | NE-HVAC-airHP-SpltPkg-65to134kBtuh-12p0eer-3p4cop | Com | Ex | CZ08 | cDXHP | SWHC013-02 | DEER2020 | D20v1 | 2020-11-09 | Cap-Tons | 1 |  | None | 564 | 0.132 | 0 | 74.8 | 0.0393 | 0 | [6 empty] | DEER:HVAC_Split-Package_AC | Annual
Any | NE-HVAC-airHP-SpltPkg-65to134kBtuh-12p0eer-3p4cop | Com | Ex | CZ09 | cDXHP | SWHC013-02 | DEER2020 | D20v1 | 2020-11-09 | Cap-Tons | 1 |  | None | 590 | 0.152 | 0 | 70.1 | 0.0494 | 0 | [6 empty] | DEER:HVAC_Split-Package_AC | Annual
Any | NE-HVAC-airHP-SpltPkg-65to134kBtuh-12p0eer-3p4cop | Com | Ex | CZ10 | cDXHP | SWHC013-02 | DEER2020 | D20v1 | 2020-11-09 | Cap-Tons | 1 |  | None | 569 | 0.163 | 2e-05 | 76.8 | 0.0535 | 0 | [6 empty] | DEER:HVAC_Split-Package_AC | Annual
Any | NE-HVAC-airHP-SpltPkg-65to134kBtuh-12p0eer-3p4cop | Com | Ex | CZ11 | cDXHP | SWHC013-02 | DEER2020 | D20v1 | 2020-11-09 | Cap-Tons | 1 |  | None | 636 | 0.166 | -3e-05 | 81.6 | 0.0544 | 0 | [6 empty] | DEER:HVAC_Split-Package_AC | Annual
Any | NE-HVAC-airHP-SpltPkg-65to134kBtuh-12p0eer-3p4cop | Com | Ex | CZ12 | cDXHP | SWHC013-02 | DEER2020 | D20v1 | 2020-11-09 | Cap-Tons | 1 |  | None | 612 | 0.149 | 1e-05 | 69.2 | 0.0498 | 0 | [6 empty] | DEER:HVAC_Split-Package_AC | Annual
Any | NE-HVAC-airHP-SpltPkg-65to134kBtuh-12p0eer-3p4cop | Com | Ex | CZ13 | cDXHP | SWHC013-02 | DEER2020 | D20v1 | 2020-11-09 | Cap-Tons | 1 |  | None | 639 | 0.156 | -5e-05 | 84 | 0.0479 | 0 | [6 empty] | DEER:HVAC_Split-Package_AC | Annual
Any | NE-HVAC-airHP-SpltPkg-65to134kBtuh-12p0eer-3p4cop | Com | Ex | CZ14 | cDXHP | SWHC013-02 | DEER2020 | D20v1 | 2020-11-09 | Cap-Tons | 1 |  | None | 630 | 0.177 | 2e-05 | 85.1 | 0.0487 | 0 | [6 empty] | DEER:HVAC_Split-Package_AC | Annual
Any | NE-HVAC-airHP-SpltPkg-65to134kBtuh-12p0eer-3p4cop | Com | Ex | CZ15 | cDXHP | SWHC013-02 | DEER2020 | D20v1 | 2020-11-09 | Cap-Tons | 1 |  | None | 712 | 0.19 | -1e-05 | 126 | 0.0529 | 0 | [6 empty] | DEER:HVAC_Split-Package_AC | Annual
Any | NE-HVAC-airHP-SpltPkg-65to134kBtuh-12p0eer-3p4cop | Com | Ex | CZ16 | cDXHP | SWHC013-02 | DEER2020 | D20v1 | 2020-11-09 | Cap-Tons | 1 |  | None | 672 | 0.119 | 5e-05 | 56.9 | 0.03 | 0 | [6 empty] | DEER:HVAC_Split-Package_AC | Annual
Any | NE-HVAC-airHP-SpltPkg-65to134kBtuh-12p0eer-3p4cop | Com | New | CZ01 | cDXHP | SWHC013-02 | DEER2020 | D20v1 | 2020-11-09 | Cap-Tons | 1 |  | None | 21.2 | 0.00791 | -0.00013 | 29.7 | 0.00967 | -0.00013 | [6 empty] | DEER:HVAC_Split-Package_AC | Annual
Any | NE-HVAC-airHP-SpltPkg-65to134kBtuh-12p0eer-3p4cop | ECC | Ex | CZ01 | cDXHP | SWHC013-02 | DEER2020 | D20v1 | 2020-11-09 | Cap-Tons | 1 |  | None | 457 | 0.115 | 0 | 18.5 | 0.0156 | 0 | [6 empty] | DEER:HVAC_Split-Package_AC | Annual
Any | NE-HVAC-airHP-SpltPkg-65to134kBtuh-12p0eer-3p4cop | ECC | Ex | CZ02 | cDXHP | SWHC013-02 | DEER2020 | D20v1 | 2020-11-09 | Cap-Tons | 1 |  | None | 500 | 0.166 | 0 | 53.7 | 0.0466 | 0 | [6 empty] | DEER:HVAC_Split-Package_AC | Annual
Any | NE-HVAC-airHP-SpltPkg-65to134kBtuh-12p0eer-3p4cop | ECC | Ex | CZ03 | cDXHP | SWHC013-02 | DEER2020 | D20v1 | 2020-11-09 | Cap-Tons | 1 |  | None | 453 | 0.108 | 0 | 26.3 | 0.0233 | 0 | [6 empty] | DEER:HVAC_Split-Package_AC | Annual
Any | NE-HVAC-airHP-SpltPkg-65to134kBtuh-12p0eer-3p4cop | ECC | Ex | CZ04 | cDXHP | SWHC013-02 | DEER2020 | D20v1 | 2020-11-09 | Cap-Tons | 1 |  | None | 483 | 0.17 | 0 | 54.4 | 0.0619 | 0 | [6 empty] | DEER:HVAC_Split-Package_AC | Annual
Any | NE-HVAC-airHP-SpltPkg-65to134kBtuh-12p0eer-3p4cop | ECC | Ex | CZ05 | cDXHP | SWHC013-02 | DEER2020 | D20v1 | 2020-11-09 | Cap-Tons | 1 |  | None | 446 | 0.121 | 0 | 27.4 | 0.0253 | 0 | [6 empty] | DEER:HVAC_Split-Package_AC | Annual
Any | NE-HVAC-airHP-SpltPkg-65to134kBtuh-12p0eer-3p4cop | ECC | Ex | CZ06 | cDXHP | SWHC013-02 | DEER2020 | D20v1 | 2020-11-09 | Cap-Tons | 1 |  | None | 453 | 0.155 | 0 | 52.1 | 0.0491 | 0 | [6 empty] | DEER:HVAC_Split-Package_AC | Annual
Any | NE-HVAC-airHP-SpltPkg-65to134kBtuh-12p0eer-3p4cop | ECC | Ex | CZ07 | cDXHP | SWHC013-02 | DEER2020 | D20v1 | 2020-11-09 | Cap-Tons | 1 |  | None | 475 | 0.142 | 0 | 44.5 | 0.0411 | 0 | [6 empty] | DEER:HVAC_Split-Package_AC | Annual
Any | NE-HVAC-airHP-SpltPkg-65to134kBtuh-12p0eer-3p4cop | ECC | Ex | CZ08 | cDXHP | SWHC013-02 | DEER2020 | D20v1 | 2020-11-09 | Cap-Tons | 1 |  | None | 481 | 0.158 | 0 | 67.9 | 0.0536 | 0 | [6 empty] | DEER:HVAC_Split-Package_AC | Annual
Any | NE-HVAC-airHP-SpltPkg-65to134kBtuh-12p0eer-3p4cop | ECC | Ex | CZ09 | cDXHP | SWHC013-02 | DEER2020 | D20v1 | 2020-11-09 | Cap-Tons | 1 |  | None | 489 | 0.182 | 0 | 60.7 | 0.0656 | 0 | [6 empty] | DEER:HVAC_Split-Package_AC | Annual
Any | NE-HVAC-airHP-SpltPkg-65to134kBtuh-12p0eer-3p4cop | ECC | Ex | CZ10 | cDXHP | SWHC013-02 | DEER2020 | D20v1 | 2020-11-09 | Cap-Tons | 1 |  | None | 517 | 0.187 | 0 | 71.7 | 0.0712 | 0 | [6 empty] | DEER:HVAC_Split-Package_AC | Annual
Any | NE-HVAC-airHP-SpltPkg-65to134kBtuh-12p0eer-3p4cop | ECC | Ex | CZ11 | cDXHP | SWHC013-02 | DEER2020 | D20v1 | 2020-11-09 | Cap-Tons | 1 |  | None | 535 | 0.173 | 0 | 78.7 | 0.0557 | 0 | [6 empty] | DEER:HVAC_Split-Package_AC | Annual
Any | NE-HVAC-airHP-SpltPkg-65to134kBtuh-12p0eer-3p4cop | ECC | Ex | CZ12 | cDXHP | SWHC013-02 | DEER2020 | D20v1 | 2020-11-09 | Cap-Tons | 1 |  | None | 527 | 0.172 | 0 | 68.5 | 0.0541 | 0 | [6 empty] | DEER:HVAC_Split-Package_AC | Annual
Any | NE-HVAC-airHP-SpltPkg-65to134kBtuh-12p0eer-3p4cop | ECC | Ex | CZ13 | cDXHP | SWHC013-02 | DEER2020 | D20v1 | 2020-11-09 | Cap-Tons | 1 |  | None | 544 | 0.176 | 0 | 81.9 | 0.0502 | 0 | [6 empty] | DEER:HVAC_Split-Package_AC | Annual
Any | NE-HVAC-airHP-SpltPkg-65to134kBtuh-12p0eer-3p4cop | ECC | Ex | CZ14 | cDXHP | SWHC013-02 | DEER2020 | D20v1 | 2020-11-09 | Cap-Tons | 1 |  | None | 523 | 0.195 | 0 | 75.1 | 0.0636 | 0 | [6 empty] | DEER:HVAC_Split-Package_AC | Annual
Any | NE-HVAC-airHP-SpltPkg-65to134kBtuh-12p0eer-3p4cop | ECC | Ex | CZ15 | cDXHP | SWHC013-02 | DEER2020 | D20v1 | 2020-11-09 | Cap-Tons | 1 |  | None | 570 | 0.219 | 0 | 110 | 0.0652 | 0 | [6 empty] | DEER:HVAC_Split-Package_AC | Annual
Any | NE-HVAC-airHP-SpltPkg-65to134kBtuh-12p0eer-3p4cop | ECC | Ex | CZ16 | cDXHP | SWHC013-02 | DEER2020 | D20v1 | 2020-11-09 | Cap-Tons | 1 |  | None | 557 | 0.119 | 0 | 44.9 | 0.0274 | 0 | [6 empty] | DEER:HVAC_Split-Package_AC | Annual
Any | NE-HVAC-airHP-SpltPkg-65to134kBtuh-12p0eer-3p4cop | ECC | New | CZ01 | cDXHP | SWHC013-02 | DEER2020 | D20v1 | 2020-11-09 | Cap-Tons | 1 |  | None | 20.3 | 0.0151 | 0 | 20.3 | 0.0151 | 0 | [6 empty] | DEER:HVAC_Split-Package_AC | Annual
Any | NE-HVAC-airHP-SpltPkg-65to134kBtuh-12p0eer-3p4cop | ECC | New | CZ02 | cDXHP | SWHC013-02 | DEER2020 | D20v1 | 2020-11-09 | Cap-Tons | 1 |  | None | 50.2 | 0.0438 | 0 | 50.2 | 0.0438 | 0 | [6 empty] | DEER:HVAC_Split-Package_AC | Annual
Any | NE-HVAC-airHP-SpltPkg-65to134kBtuh-12p0eer-3p4cop | ECC | New | CZ03 | cDXHP | SWHC013-02 | DEER2020 | D20v1 | 2020-11-09 | Cap-Tons | 1 |  | None | 26.6 | 0.0224 | 0 | 26.6 | 0.0224 | 0 | [6 empty] | DEER:HVAC_Split-Package_AC | Annual
Any | NE-HVAC-airHP-SpltPkg-65to134kBtuh-12p0eer-3p4cop | ECC | New | CZ04 | cDXHP | SWHC013-02 | DEER2020 | D20v1 | 2020-11-09 | Cap-Tons | 1 |  | None | 51 | 0.0607 | 0 | 51 | 0.0607 | 0 | [6 empty] | DEER:HVAC_Split-Package_AC | Annual
Any | NE-HVAC-airHP-SpltPkg-65to134kBtuh-12p0eer-3p4cop | ECC | New | CZ05 | cDXHP | SWHC013-02 | DEER2020 | D20v1 | 2020-11-09 | Cap-Tons | 1 |  | None | 27.4 | 0.0256 | 0 | 27.4 | 0.0256 | 0 | [6 empty] | DEER:HVAC_Split-Package_AC | Annual
Any | NE-HVAC-airHP-SpltPkg-65to134kBtuh-12p0eer-3p4cop | ECC | New | CZ06 | cDXHP | SWHC013-02 | DEER2020 | D20v1 | 2020-11-09 | Cap-Tons | 1 |  | None | 51.7 | 0.0512 | 0 | 51.7 | 0.0512 | 0 | [6 empty] | DEER:HVAC_Split-Package_AC | Annual
Any | NE-HVAC-airHP-SpltPkg-65to134kBtuh-12p0eer-3p4cop | ECC | New | CZ07 | cDXHP | SWHC013-02 | DEER2020 | D20v1 | 2020-11-09 | Cap-Tons | 1 |  | None | 44.6 | 0.043 | 0 | 44.6 | 0.043 | 0 | [6 empty] | DEER:HVAC_Split-Package_AC | Annual
Any | NE-HVAC-airHP-SpltPkg-65to134kBtuh-12p0eer-3p4cop | EPr | Ex | CZ01 | cDXHP | SWHC013-02 | DEER2020 | D20v1 | 2020-11-09 | Cap-Tons | 1 |  | None | 324 | 0.0574 | 0 | 21.8 | 0.00644 | 0 | [6 empty] | DEER:HVAC_Split-Package_AC | Annual
Any | NE-HVAC-airHP-SpltPkg-65to134kBtuh-12p0eer-3p4cop | EPr | Ex | CZ02 | cDXHP | SWHC013-02 | DEER2020 | D20v1 | 2020-11-09 | Cap-Tons | 1 |  | None | 326 | 0.0039 | 0 | 38.2 | 0.00369 | 0 | [6 empty] | DEER:HVAC_Split-Package_AC | Annual
Any | NE-HVAC-airHP-SpltPkg-65to134kBtuh-12p0eer-3p4cop | EPr | Ex | CZ03 | cDXHP | SWHC013-02 | DEER2020 | D20v1 | 2020-11-09 | Cap-Tons | 1 |  | None | 288 | 0.00057 | 0 | 22 | 0.00032 | 0 | [6 empty] | DEER:HVAC_Split-Package_AC | Annual
Any | NE-HVAC-airHP-SpltPkg-65to134kBtuh-12p0eer-3p4cop | EPr | Ex | CZ04 | cDXHP | SWHC013-02 | DEER2020 | D20v1 | 2020-11-09 | Cap-Tons | 1 |  | None | 305 | 0.118 | 0 | 37.8 | 0.0346 | 0 | [6 empty] | DEER:HVAC_Split-Package_AC | Annual
Any | NE-HVAC-airHP-SpltPkg-65to134kBtuh-12p0eer-3p4cop | EPr | Ex | CZ05 | cDXHP | SWHC013-02 | DEER2020 | D20v1 | 2020-11-09 | Cap-Tons | 1 |  | None | 278 | 0.065 | 0 | 24 | 0.0125 | 0 | [6 empty] | DEER:HVAC_Split-Package_AC | Annual
Any | NE-HVAC-airHP-SpltPkg-65to134kBtuh-12p0eer-3p4cop | EPr | Ex | CZ06 | cDXHP | SWHC013-02 | DEER2020 | D20v1 | 2020-11-09 | Cap-Tons | 1 |  | None | 268 | 0.0949 | 0 | 34.3 | 0.0282 | 0 | [6 empty] | DEER:HVAC_Split-Package_AC | Annual
Any | NE-HVAC-airHP-SpltPkg-65to134kBtuh-12p0eer-3p4cop | EPr | Ex | CZ07 | cDXHP | SWHC013-02 | DEER2020 | D20v1 | 2020-11-09 | Cap-Tons | 1 |  | None | 271 | 0.0833 | 0 | 28.3 | 0.0217 | 0 | [6 empty] | DEER:HVAC_Split-Package_AC | Annual
Any | NE-HVAC-airHP-SpltPkg-65to134kBtuh-12p0eer-3p4cop | EPr | Ex | CZ08 | cDXHP | SWHC013-02 | DEER2020 | D20v1 | 2020-11-09 | Cap-Tons | 1 |  | None | 289 | 0.107 | 0 | 41.7 | 0.0282 | 0 | [6 empty] | DEER:HVAC_Split-Package_AC | Annual
Any | NE-HVAC-airHP-SpltPkg-65to134kBtuh-12p0eer-3p4cop | EPr | Ex | CZ09 | cDXHP | SWHC013-02 | DEER2020 | D20v1 | 2020-11-09 | Cap-Tons | 1 |  | None | 307 | 0.13 | 0 | 37.3 | 0.0376 | 0 | [6 empty] | DEER:HVAC_Split-Package_AC | Annual
Any | NE-HVAC-airHP-SpltPkg-65to134kBtuh-12p0eer-3p4cop | EPr | Ex | CZ10 | cDXHP | SWHC013-02 | DEER2020 | D20v1 | 2020-11-09 | Cap-Tons | 1 |  | None | 321 | 0.137 | 0 | 45.6 | 0.0413 | 0 | [6 empty] | DEER:HVAC_Split-Package_AC | Annual
Any | NE-HVAC-airHP-SpltPkg-65to134kBtuh-12p0eer-3p4cop | EPr | Ex | CZ11 | cDXHP | SWHC013-02 | DEER2020 | D20v1 | 2020-11-09 | Cap-Tons | 1 |  | None | 328 | 0.00807 | 0 | 49.7 | 0.0182 | 0 | [6 empty] | DEER:HVAC_Split-Package_AC | Annual
Any | NE-HVAC-airHP-SpltPkg-65to134kBtuh-12p0eer-3p4cop | EPr | Ex | CZ12 | cDXHP | SWHC013-02 | DEER2020 | D20v1 | 2020-11-09 | Cap-Tons | 1 |  | None | 331 | 0.00687 | 0 | 45.1 | 0.0105 | 0 | [6 empty] | DEER:HVAC_Split-Package_AC | Annual
Any | NE-HVAC-airHP-SpltPkg-65to134kBtuh-12p0eer-3p4cop | EPr | Ex | CZ13 | cDXHP | SWHC013-02 | DEER2020 | D20v1 | 2020-11-09 | Cap-Tons | 1 |  | None | 331 | 0.00666 | 0 | 53.2 | 0.0137 | 0 | [6 empty] | DEER:HVAC_Split-Package_AC | Annual
Any | NE-HVAC-airHP-SpltPkg-65to134kBtuh-12p0eer-3p4cop | EPr | Ex | CZ14 | cDXHP | SWHC013-02 | DEER2020 | D20v1 | 2020-11-09 | Cap-Tons | 1 |  | None | 343 | 0.137 | 0 | 50.2 | 0.0364 | 0 | [6 empty] | DEER:HVAC_Split-Package_AC | Annual
Any | NE-HVAC-airHP-SpltPkg-65to134kBtuh-12p0eer-3p4cop | EPr | Ex | CZ15 | cDXHP | SWHC013-02 | DEER2020 | D20v1 | 2020-11-09 | Cap-Tons | 1 |  | None | 360 | 0.146 | 0 | 71.9 | 0.0371 | 0 | [6 empty] | DEER:HVAC_Split-Package_AC | Annual
Any | NE-HVAC-airHP-SpltPkg-65to134kBtuh-12p0eer-3p4cop | EPr | Ex | CZ16 | cDXHP | SWHC013-02 | DEER2020 | D20v1 | 2020-11-09 | Cap-Tons | 1 |  | None | 432 | 0.00302 | 0 | 36.4 | 0.00237 | 0 | [6 empty] | DEER:HVAC_Split-Package_AC | Annual
Any | NE-HVAC-airHP-SpltPkg-65to134kBtuh-12p0eer-3p4cop | EPr | New | CZ01 | cDXHP | SWHC013-02 | DEER2020 | D20v1 | 2020-11-09 | Cap-Tons | 1 |  | None | 23.7 | 0.00591 | 0 | 23.7 | 0.00591 | 0 | [6 empty] | DEER:HVAC_Split-Package_AC | Annual
Any | NE-HVAC-airHP-SpltPkg-65to134kBtuh-12p0eer-3p4cop | EPr | New | CZ02 | cDXHP | SWHC013-02 | DEER2020 | D20v1 | 2020-11-09 | Cap-Tons | 1 |  | None | 36.4 | 0.00069 | 0 | 36.4 | 0.00069 | 0 | [6 empty] | DEER:HVAC_Split-Package_AC | Annual
Any | NE-HVAC-airHP-SpltPkg-65to134kBtuh-12p0eer-3p4cop | EPr | New | CZ03 | cDXHP | SWHC013-02 | DEER2020 | D20v1 | 2020-11-09 | Cap-Tons | 1 |  | None | 22.7 | 0.00019 | 0 | 22.7 | 0.00019 | 0 | [6 empty] | DEER:HVAC_Split-Package_AC | Annual
Any | NE-HVAC-airHP-SpltPkg-65to134kBtuh-12p0eer-3p4cop | EPr | New | CZ04 | cDXHP | SWHC013-02 | DEER2020 | D20v1 | 2020-11-09 | Cap-Tons | 1 |  | None | 36.6 | 0.0334 | 0 | 36.6 | 0.0334 | 0 | [6 empty] | DEER:HVAC_Split-Package_AC | Annual
Any | NE-HVAC-airHP-SpltPkg-65to134kBtuh-12p0eer-3p4cop | EPr | New | CZ05 | cDXHP | SWHC013-02 | DEER2020 | D20v1 | 2020-11-09 | Cap-Tons | 1 |  | None | 24.8 | 0.0118 | 0 | 24.8 | 0.0118 | 0 | [6 empty] | DEER:HVAC_Split-Package_AC | Annual
Any | NE-HVAC-airHP-SpltPkg-65to134kBtuh-12p0eer-3p4cop | EPr | New | CZ06 | cDXHP | SWHC013-02 | DEER2020 | D20v1 | 2020-11-09 | Cap-Tons | 1 |  | None | 33.8 | 0.0281 | 0 | 33.8 | 0.0281 | 0 | [6 empty] | DEER:HVAC_Split-Package_AC | Annual
Any | NE-HVAC-airHP-SpltPkg-65to134kBtuh-12p0eer-3p4cop | EPr | New | CZ07 | cDXHP | SWHC013-02 | DEER2020 | D20v1 | 2020-11-09 | Cap-Tons | 1 |  | None | 28.3 | 0.0212 | 0 | 28.3 | 0.0212 | 0 | [6 empty] | DEER:HVAC_Split-Package_AC | Annual
Any | NE-HVAC-airHP-SpltPkg-65to134kBtuh-12p0eer-3p4cop | EPr | New | CZ08 | cDXHP | SWHC013-02 | DEER2020 | D20v1 | 2020-11-09 | Cap-Tons | 1 |  | None | 40.1 | 0.0276 | 0 | 40.1 | 0.0276 | 0 | [6 empty] | DEER:HVAC_Split-Package_AC | Annual
Any | NE-HVAC-airHP-SpltPkg-65to134kBtuh-12p0eer-3p4cop | EPr | New | CZ09 | cDXHP | SWHC013-02 | DEER2020 | D20v1 | 2020-11-09 | Cap-Tons | 1 |  | None | 35.4 | 0.0366 | 0 | 35.4 | 0.0366 | 0 | [6 empty] | DEER:HVAC_Split-Package_AC | Annual
Any | NE-HVAC-airHP-SpltPkg-65to134kBtuh-12p0eer-3p4cop | EPr | New | CZ10 | cDXHP | SWHC013-02 | DEER2020 | D20v1 | 2020-11-09 | Cap-Tons | 1 |  | None | 43.2 | 0.04 | 0 | 43.2 | 0.04 | 0 | [6 empty] | DEER:HVAC_Split-Package_AC | Annual
Any | NE-HVAC-airHP-SpltPkg-65to134kBtuh-12p0eer-3p4cop | EPr | New | CZ11 | cDXHP | SWHC013-02 | DEER2020 | D20v1 | 2020-11-09 | Cap-Tons | 1 |  | None | 46 | 0.0126 | 0 | 46 | 0.0126 | 0 | [6 empty] | DEER:HVAC_Split-Package_AC | Annual
Any | NE-HVAC-airHP-SpltPkg-65to134kBtuh-12p0eer-3p4cop | EPr | New | CZ12 | cDXHP | SWHC013-02 | DEER2020 | D20v1 | 2020-11-09 | Cap-Tons | 1 |  | None | 42.3 | 0.00482 | 0 | 42.3 | 0.00482 | 0 | [6 empty] | DEER:HVAC_Split-Package_AC | Annual
Any | NE-HVAC-airHP-SpltPkg-65to134kBtuh-12p0eer-3p4cop | EPr | New | CZ13 | cDXHP | SWHC013-02 | DEER2020 | D20v1 | 2020-11-09 | Cap-Tons | 1 |  | None | 49 | 0.00936 | 0 | 49 | 0.00936 | 0 | [6 empty] | DEER:HVAC_Split-Package_AC | Annual
Any | NE-HVAC-airHP-SpltPkg-65to134kBtuh-12p0eer-3p4cop | ERC | Ex | CZ01 | cDXHP | SWHC013-02 | DEER2020 | D20v1 | 2020-11-09 | Cap-Tons | 1 |  | None | 301 | 0.00299 | 0 | 29.6 | 0.001 | 0 | [6 empty] | DEER:HVAC_Split-Package_AC | Annual
Any | NE-HVAC-airHP-SpltPkg-65to134kBtuh-12p0eer-3p4cop | ERC | Ex | CZ02 | cDXHP | SWHC013-02 | DEER2020 | D20v1 | 2020-11-09 | Cap-Tons | 1 |  | None | 304 | 0.0356 | 0 | 42.5 | 0.0121 | 0 | [6 empty] | DEER:HVAC_Split-Package_AC | Annual
Any | NE-HVAC-airHP-SpltPkg-65to134kBtuh-12p0eer-3p4cop | ERC | Ex | CZ03 | cDXHP | SWHC013-02 | DEER2020 | D20v1 | 2020-11-09 | Cap-Tons | 1 |  | None | 229 | 0.00239 | 0 | 27.3 | 0.00076 | 0 | [6 empty] | DEER:HVAC_Split-Package_AC | Annual
Any | NE-HVAC-airHP-SpltPkg-65to134kBtuh-12p0eer-3p4cop | ERC | Ex | CZ04 | cDXHP | SWHC013-02 | DEER2020 | D20v1 | 2020-11-09 | Cap-Tons | 1 |  | None | 275 | 0.049 | 0 | 40 | 0.0149 | 0 | [6 empty] | DEER:HVAC_Split-Package_AC | Annual
Any | NE-HVAC-airHP-SpltPkg-65to134kBtuh-12p0eer-3p4cop | ERC | Ex | CZ05 | cDXHP | SWHC013-02 | DEER2020 | D20v1 | 2020-11-09 | Cap-Tons | 1 |  | None | 252 | 0.0118 | 0 | 34.9 | 0.00359 | 0 | [6 empty] | DEER:HVAC_Split-Package_AC | Annual
Any | NE-HVAC-airHP-SpltPkg-65to134kBtuh-12p0eer-3p4cop | ERC | Ex | CZ06 | cDXHP | SWHC013-02 | DEER2020 | D20v1 | 2020-11-09 | Cap-Tons | 1 |  | None | 225 | 0.0297 | 0 | 40 | 0.0109 | 0 | [6 empty] | DEER:HVAC_Split-Package_AC | Annual
Any | NE-HVAC-airHP-SpltPkg-65to134kBtuh-12p0eer-3p4cop | ERC | Ex | CZ07 | cDXHP | SWHC013-02 | DEER2020 | D20v1 | 2020-11-09 | Cap-Tons | 1 |  | None | 213 | 0.0206 | 0 | 33.3 | 0.00692 | 0 | [6 empty] | DEER:HVAC_Split-Package_AC | Annual
Any | NE-HVAC-airHP-SpltPkg-65to134kBtuh-12p0eer-3p4cop | ERC | Ex | CZ08 | cDXHP | SWHC013-02 | DEER2020 | D20v1 | 2020-11-09 | Cap-Tons | 1 |  | None | 258 | 0.0352 | 0 | 45.7 | 0.012 | 0 | [6 empty] | DEER:HVAC_Split-Package_AC | Annual
Any | NE-HVAC-airHP-SpltPkg-65to134kBtuh-12p0eer-3p4cop | ERC | Ex | CZ09 | cDXHP | SWHC013-02 | DEER2020 | D20v1 | 2020-11-09 | Cap-Tons | 1 |  | None | 273 | 0.0506 | 0 | 39.2 | 0.0174 | 0 | [6 empty] | DEER:HVAC_Split-Package_AC | Annual
Any | NE-HVAC-airHP-SpltPkg-65to134kBtuh-12p0eer-3p4cop | ERC | Ex | CZ10 | cDXHP | SWHC013-02 | DEER2020 | D20v1 | 2020-11-09 | Cap-Tons | 1 |  | None | 297 | 0.0589 | 0 | 46.6 | 0.019 | 0 | [6 empty] | DEER:HVAC_Split-Package_AC | Annual
Any | NE-HVAC-airHP-SpltPkg-65to134kBtuh-12p0eer-3p4cop | ERC | Ex | CZ11 | cDXHP | SWHC013-02 | DEER2020 | D20v1 | 2020-11-09 | Cap-Tons | 1 |  | None | 323 | 0.0591 | 0 | 51.5 | 0.0264 | 0 | [6 empty] | DEER:HVAC_Split-Package_AC | Annual
Any | NE-HVAC-airHP-SpltPkg-65to134kBtuh-12p0eer-3p4cop | ERC | Ex | CZ12 | cDXHP | SWHC013-02 | DEER2020 | D20v1 | 2020-11-09 | Cap-Tons | 1 |  | None | 302 | 0.0493 | 0 | 45.4 | 0.0202 | 0 | [6 empty] | DEER:HVAC_Split-Package_AC | Annual
Any | NE-HVAC-airHP-SpltPkg-65to134kBtuh-12p0eer-3p4cop | ERC | Ex | CZ13 | cDXHP | SWHC013-02 | DEER2020 | D20v1 | 2020-11-09 | Cap-Tons | 1 |  | None | 312 | 0.0373 | 0 | 55.4 | 0.0211 | 0 | [6 empty] | DEER:HVAC_Split-Package_AC | Annual
Any | NE-HVAC-airHP-SpltPkg-65to134kBtuh-12p0eer-3p4cop | ERC | Ex | CZ14 | cDXHP | SWHC013-02 | DEER2020 | D20v1 | 2020-11-09 | Cap-Tons | 1 |  | None | 352 | 0.0661 | 0 | 53.3 | 0.0193 | 0 | [6 empty] | DEER:HVAC_Split-Package_AC | Annual
Any | NE-HVAC-airHP-SpltPkg-65to134kBtuh-12p0eer-3p4cop | ERC | Ex | CZ15 | cDXHP | SWHC013-02 | DEER2020 | D20v1 | 2020-11-09 | Cap-Tons | 1 |  | None | 421 | 0.0713 | 0 | 79.9 | 0.0229 | 0 | [6 empty] | DEER:HVAC_Split-Package_AC | Annual
Any | NE-HVAC-airHP-SpltPkg-65to134kBtuh-12p0eer-3p4cop | ERC | Ex | CZ16 | cDXHP | SWHC013-02 | DEER2020 | D20v1 | 2020-11-09 | Cap-Tons | 1 |  | None | 367 | 0.0137 | 0 | 44.8 | 0.0049 | 0 | [6 empty] | DEER:HVAC_Split-Package_AC | Annual
Any | NE-HVAC-airHP-SpltPkg-65to134kBtuh-12p0eer-3p4cop | ERC | New | CZ01 | cDXHP | SWHC013-02 | DEER2020 | D20v1 | 2020-11-09 | Cap-Tons | 1 |  | None | 37.8 | 0.00022 | 0 | 31 | 0.00043 | 0 | [6 empty] | DEER:HVAC_Split-Package_AC | Annual
Any | NE-HVAC-airHP-SpltPkg-65to134kBtuh-12p0eer-3p4cop | ERC | New | CZ02 | cDXHP | SWHC013-02 | DEER2020 | D20v1 | 2020-11-09 | Cap-Tons | 1 |  | None | 21.6 | 0.00647 | 0 | 40.8 | 0.00688 | 0 | [6 empty] | DEER:HVAC_Split-Package_AC | Annual
Any | NE-HVAC-airHP-SpltPkg-65to134kBtuh-12p0eer-3p4cop | ERC | New | CZ03 | cDXHP | SWHC013-02 | DEER2020 | D20v1 | 2020-11-09 | Cap-Tons | 1 |  | None | 0.837 | 0 | 0 | 27.6 | 0 | 0 | [6 empty] | DEER:HVAC_Split-Package_AC | Annual
Any | NE-HVAC-airHP-SpltPkg-65to134kBtuh-12p0eer-3p4cop | ERC | New | CZ04 | cDXHP | SWHC013-02 | DEER2020 | D20v1 | 2020-11-09 | Cap-Tons | 1 |  | None | 11.5 | 0.0114 | 0 | 38.3 | 0.0116 | 0 | [6 empty] | DEER:HVAC_Split-Package_AC | Annual
Any | NE-HVAC-airHP-SpltPkg-65to134kBtuh-12p0eer-3p4cop | ERC | New | CZ05 | cDXHP | SWHC013-02 | DEER2020 | D20v1 | 2020-11-09 | Cap-Tons | 1 |  | None | 13.4 | 0.00126 | 0 | 35.1 | 0.00189 | 0 | [6 empty] | DEER:HVAC_Split-Package_AC | Annual
Any | NE-HVAC-airHP-SpltPkg-65to134kBtuh-12p0eer-3p4cop | ERC | New | CZ06 | cDXHP | SWHC013-02 | DEER2020 | D20v1 | 2020-11-09 | Cap-Tons | 1 |  | None | -9.3 | 0.00536 | 0 | 37.9 | 0.00839 | 0 | [6 empty] | DEER:HVAC_Split-Package_AC | Annual
Any | NE-HVAC-airHP-SpltPkg-65to134kBtuh-12p0eer-3p4cop | ERC | New | CZ07 | cDXHP | SWHC013-02 | DEER2020 | D20v1 | 2020-11-09 | Cap-Tons | 1 |  | None | -28.3 | 0.00186 | 0 | 31 | 0.00465 | 0 | [6 empty] | DEER:HVAC_Split-Package_AC | Annual
Any | NE-HVAC-airHP-SpltPkg-65to134kBtuh-12p0eer-3p4cop | ERC | New | CZ08 | cDXHP | SWHC013-02 | DEER2020 | D20v1 | 2020-11-09 | Cap-Tons | 1 |  | None | -6.74 | 0.00726 | 0 | 41 | 0.00945 | 0 | [6 empty] | DEER:HVAC_Split-Package_AC | Annual
Any | NE-HVAC-airHP-SpltPkg-65to134kBtuh-12p0eer-3p4cop | ERC | New | CZ09 | cDXHP | SWHC013-02 | DEER2020 | D20v1 | 2020-11-09 | Cap-Tons | 1 |  | None | -11.9 | 0.00884 | 0 | 33.6 | 0.0133 | 0 | [6 empty] | DEER:HVAC_Split-Package_AC | Annual
Any | NE-HVAC-airHP-SpltPkg-65to134kBtuh-12p0eer-3p4cop | ERC | New | CZ10 | cDXHP | SWHC013-02 | DEER2020 | D20v1 | 2020-11-09 | Cap-Tons | 1 |  | None | 6.36 | 0.0164 | 0 | 42.7 | 0.0164 | 0 | [6 empty] | DEER:HVAC_Split-Package_AC | Annual
Any | NE-HVAC-airHP-SpltPkg-65to134kBtuh-12p0eer-3p4cop | ERC | New | CZ11 | cDXHP | SWHC013-02 | DEER2020 | D20v1 | 2020-11-09 | Cap-Tons | 1 |  | None | 38.6 | 0.0261 | 0 | 47.7 | 0.0225 | 0 | [6 empty] | DEER:HVAC_Split-Package_AC | Annual
Any | NE-HVAC-airHP-SpltPkg-65to134kBtuh-12p0eer-3p4cop | ERC | New | CZ12 | cDXHP | SWHC013-02 | DEER2020 | D20v1 | 2020-11-09 | Cap-Tons | 1 |  | None | 19.9 | 0.0127 | 0 | 43 | 0.0169 | 0 | [6 empty] | DEER:HVAC_Split-Package_AC | Annual
Any | NE-HVAC-airHP-SpltPkg-65to134kBtuh-12p0eer-3p4cop | ERC | New | CZ13 | cDXHP | SWHC013-02 | DEER2020 | D20v1 | 2020-11-09 | Cap-Tons | 1 |  | None | 17.9 | 0.00434 | 0 | 50.9 | 0.018 | 0 | [6 empty] | DEER:HVAC_Split-Package_AC | Annual
Any | NE-HVAC-airHP-SpltPkg-65to134kBtuh-12p0eer-3p4cop | ERC | New | CZ14 | cDXHP | SWHC013-02 | DEER2020 | D20v1 | 2020-11-09 | Cap-Tons | 1 |  | None | 31.9 | 0.0228 | 0 | 48.7 | 0.0163 | 0 | [6 empty] | DEER:HVAC_Split-Package_AC | Annual
Any | NE-HVAC-airHP-SpltPkg-65to134kBtuh-12p0eer-3p4cop | ERC | New | CZ15 | cDXHP | SWHC013-02 | DEER2020 | D20v1 | 2020-11-09 | Cap-Tons | 1 |  | None | 40.1 | 0.025 | 0 | 69.5 | 0.0186 | 0 | [6 empty] | DEER:HVAC_Split-Package_AC | Annual
Any | NE-HVAC-airHP-SpltPkg-65to134kBtuh-12p0eer-3p4cop | ERC | New | CZ16 | cDXHP | SWHC013-02 | DEER2020 | D20v1 | 2020-11-09 | Cap-Tons | 1 |  | None | 32.2 | 0.0015 | 0 | 44.7 | 0.00244 | 0 | [6 empty] | DEER:HVAC_Split-Package_AC | Annual
Any | NE-HVAC-airHP-SpltPkg-65to134kBtuh-12p0eer-3p4cop | ESe | Ex | CZ07 | cDXHP | SWHC013-02 | DEER2020 | D20v1 | 2020-11-09 | Cap-Tons | 1 |  | None | 364 | 0.0878 | 0 | 32.6 | 0.0228 | 0 | [6 empty] | DEER:HVAC_Split-Package_AC | Annual
Any | NE-HVAC-airHP-SpltPkg-65to134kBtuh-12p0eer-3p4cop | ESe | Ex | CZ08 | cDXHP | SWHC013-02 | DEER2020 | D20v1 | 2020-11-09 | Cap-Tons | 1 |  | None | 365 | 0.108 | 0 | 49.8 | 0.0299 | 0 | [6 empty] | DEER:HVAC_Split-Package_AC | Annual
Any | NE-HVAC-airHP-SpltPkg-65to134kBtuh-12p0eer-3p4cop | ESe | Ex | CZ09 | cDXHP | SWHC013-02 | DEER2020 | D20v1 | 2020-11-09 | Cap-Tons | 1 |  | None | 372 | 0.127 | 0 | 44.8 | 0.0387 | 0 | [6 empty] | DEER:HVAC_Split-Package_AC | Annual
Any | NE-HVAC-airHP-SpltPkg-65to134kBtuh-12p0eer-3p4cop | ESe | Ex | CZ10 | cDXHP | SWHC013-02 | DEER2020 | D20v1 | 2020-11-09 | Cap-Tons | 1 |  | None | 380 | 0.136 | 0 | 50.1 | 0.0412 | 0 | [6 empty] | DEER:HVAC_Split-Package_AC | Annual
Any | NE-HVAC-airHP-SpltPkg-65to134kBtuh-12p0eer-3p4cop | ESe | Ex | CZ11 | cDXHP | SWHC013-02 | DEER2020 | D20v1 | 2020-11-09 | Cap-Tons | 1 |  | None | 393 | 0.0188 | 0 | 55.8 | 0.0212 | 0 | [6 empty] | DEER:HVAC_Split-Package_AC | Annual
Any | NE-HVAC-airHP-SpltPkg-65to134kBtuh-12p0eer-3p4cop | ESe | Ex | CZ12 | cDXHP | SWHC013-02 | DEER2020 | D20v1 | 2020-11-09 | Cap-Tons | 1 |  | None | 390 | 0.0181 | 0 | 47.4 | 0.017 | 0 | [6 empty] | DEER:HVAC_Split-Package_AC | Annual
Any | NE-HVAC-airHP-SpltPkg-65to134kBtuh-12p0eer-3p4cop | ESe | Ex | CZ13 | cDXHP | SWHC013-02 | DEER2020 | D20v1 | 2020-11-09 | Cap-Tons | 1 |  | None | 395 | 0.0168 | 0 | 59.5 | 0.0174 | 0 | [6 empty] | DEER:HVAC_Split-Package_AC | Annual
Any | NE-HVAC-airHP-SpltPkg-65to134kBtuh-12p0eer-3p4cop | ESe | Ex | CZ14 | cDXHP | SWHC013-02 | DEER2020 | D20v1 | 2020-11-09 | Cap-Tons | 1 |  | None | 396 | 0.137 | 0 | 54.7 | 0.0354 | 0 | [6 empty] | DEER:HVAC_Split-Package_AC | Annual
Any | NE-HVAC-airHP-SpltPkg-65to134kBtuh-12p0eer-3p4cop | ESe | Ex | CZ15 | cDXHP | SWHC013-02 | DEER2020 | D20v1 | 2020-11-09 | Cap-Tons | 1 |  | None | 414 | 0.146 | 0 | 81.6 | 0.0368 | 0 | [6 empty] | DEER:HVAC_Split-Package_AC | Annual
Any | NE-HVAC-airHP-SpltPkg-65to134kBtuh-12p0eer-3p4cop | ESe | Ex | CZ16 | cDXHP | SWHC013-02 | DEER2020 | D20v1 | 2020-11-09 | Cap-Tons | 1 |  | None | 457 | 0.00738 | 0 | 36 | 0.0071 | 0 | [6 empty] | DEER:HVAC_Split-Package_AC | Annual
Any | NE-HVAC-airHP-SpltPkg-65to134kBtuh-12p0eer-3p4cop | ESe | New | CZ01 | cDXHP | SWHC013-02 | DEER2020 | D20v1 | 2020-11-09 | Cap-Tons | 1 |  | None | 20.7 | 0.00598 | 0 | 20.7 | 0.00598 | 0 | [6 empty] | DEER:HVAC_Split-Package_AC | Annual
Any | NE-HVAC-airHP-SpltPkg-65to134kBtuh-12p0eer-3p4cop | ESe | New | CZ02 | cDXHP | SWHC013-02 | DEER2020 | D20v1 | 2020-11-09 | Cap-Tons | 1 |  | None | 35.2 | 0.00722 | 0 | 35.2 | 0.00722 | 0 | [6 empty] | DEER:HVAC_Split-Package_AC | Annual
Any | NE-HVAC-airHP-SpltPkg-65to134kBtuh-12p0eer-3p4cop | ESe | New | CZ03 | cDXHP | SWHC013-02 | DEER2020 | D20v1 | 2020-11-09 | Cap-Tons | 1 |  | None | 21.7 | 0.00088 | 0 | 21.7 | 0.00088 | 0 | [6 empty] | DEER:HVAC_Split-Package_AC | Annual
Any | NE-HVAC-airHP-SpltPkg-65to134kBtuh-12p0eer-3p4cop | ESe | New | CZ04 | cDXHP | SWHC013-02 | DEER2020 | D20v1 | 2020-11-09 | Cap-Tons | 1 |  | None | 34.9 | 0.0312 | 0 | 34.9 | 0.0312 | 0 | [6 empty] | DEER:HVAC_Split-Package_AC | Annual
Any | NE-HVAC-airHP-SpltPkg-65to134kBtuh-12p0eer-3p4cop | ESe | New | CZ05 | cDXHP | SWHC013-02 | DEER2020 | D20v1 | 2020-11-09 | Cap-Tons | 1 |  | None | 23.6 | 0.013 | 0 | 23.6 | 0.013 | 0 | [6 empty] | DEER:HVAC_Split-Package_AC | Annual
Any | NE-HVAC-airHP-SpltPkg-65to134kBtuh-12p0eer-3p4cop | ESe | New | CZ06 | cDXHP | SWHC013-02 | DEER2020 | D20v1 | 2020-11-09 | Cap-Tons | 1 |  | None | 34.2 | 0.0275 | 0 | 34.2 | 0.0275 | 0 | [6 empty] | DEER:HVAC_Split-Package_AC | Annual
Any | NE-HVAC-airHP-SpltPkg-65to134kBtuh-12p0eer-3p4cop | ESe | New | CZ07 | cDXHP | SWHC013-02 | DEER2020 | D20v1 | 2020-11-09 | Cap-Tons | 1 |  | None | 29.6 | 0.0223 | 0 | 29.6 | 0.0223 | 0 | [6 empty] | DEER:HVAC_Split-Package_AC | Annual
Any | NE-HVAC-airHP-SpltPkg-65to134kBtuh-12p0eer-3p4cop | ESe | New | CZ08 | cDXHP | SWHC013-02 | DEER2020 | D20v1 | 2020-11-09 | Cap-Tons | 1 |  | None | 42.8 | 0.0283 | 0 | 42.8 | 0.0283 | 0 | [6 empty] | DEER:HVAC_Split-Package_AC | Annual
Any | NE-HVAC-airHP-SpltPkg-65to134kBtuh-12p0eer-3p4cop | ESe | New | CZ09 | cDXHP | SWHC013-02 | DEER2020 | D20v1 | 2020-11-09 | Cap-Tons | 1 |  | None | 38.2 | 0.0365 | 0 | 38.2 | 0.0365 | 0 | [6 empty] | DEER:HVAC_Split-Package_AC | Annual
Any | NE-HVAC-airHP-SpltPkg-65to134kBtuh-12p0eer-3p4cop | ESe | New | CZ10 | cDXHP | SWHC013-02 | DEER2020 | D20v1 | 2020-11-09 | Cap-Tons | 1 |  | None | 46.6 | 0.0402 | 0 | 46.6 | 0.0402 | 0 | [6 empty] | DEER:HVAC_Split-Package_AC | Annual
Any | NE-HVAC-airHP-SpltPkg-65to134kBtuh-12p0eer-3p4cop | ESe | New | CZ11 | cDXHP | SWHC013-02 | DEER2020 | D20v1 | 2020-11-09 | Cap-Tons | 1 |  | None | 50.5 | 0.0166 | 0 | 50.5 | 0.0166 | 0 | [6 empty] | DEER:HVAC_Split-Package_AC | Annual
Any | NE-HVAC-airHP-SpltPkg-65to134kBtuh-12p0eer-3p4cop | ESe | New | CZ12 | cDXHP | SWHC013-02 | DEER2020 | D20v1 | 2020-11-09 | Cap-Tons | 1 |  | None | 44 | 0.013 | 0 | 44 | 0.013 | 0 | [6 empty] | DEER:HVAC_Split-Package_AC | Annual
Any | NE-HVAC-airHP-SpltPkg-65to134kBtuh-12p0eer-3p4cop | ESe | New | CZ13 | cDXHP | SWHC013-02 | DEER2020 | D20v1 | 2020-11-09 | Cap-Tons | 1 |  | None | 54.5 | 0.0139 | 0 | 54.5 | 0.0139 | 0 | [6 empty] | DEER:HVAC_Split-Package_AC | Annual
Any | NE-HVAC-airHP-SpltPkg-65to134kBtuh-12p0eer-3p4cop | ESe | New | CZ14 | cDXHP | SWHC013-02 | DEER2020 | D20v1 | 2020-11-09 | Cap-Tons | 1 |  | None | 49.7 | 0.0331 | 0 | 49.7 | 0.0331 | 0 | [6 empty] | DEER:HVAC_Split-Package_AC | Annual
Any | NE-HVAC-airHP-SpltPkg-65to134kBtuh-12p0eer-3p4cop | ESe | New | CZ15 | cDXHP | SWHC013-02 | DEER2020 | D20v1 | 2020-11-09 | Cap-Tons | 1 |  | None | 72.8 | 0.0343 | 0 | 72.8 | 0.0343 | 0 | [6 empty] | DEER:HVAC_Split-Package_AC | Annual
Any | NE-HVAC-airHP-SpltPkg-65to134kBtuh-12p0eer-3p4cop | ESe | New | CZ16 | cDXHP | SWHC013-02 | DEER2020 | D20v1 | 2020-11-09 | Cap-Tons | 1 |  | None | 33.9 | 0.00389 | 0 | 33.9 | 0.00389 | 0 | [6 empty] | DEER:HVAC_Split-Package_AC | Annual
Any | NE-HVAC-airHP-SpltPkg-65to134kBtuh-12p0eer-3p4cop | EUn | Ex | CZ13 | cDXHP | SWHC013-02 | DEER2020 | D20v1 | 2020-11-09 | Cap-Tons | 1 |  | None | 617 | 0.213 | 0 | 92.2 | 0.0653 | 0 | [6 empty] | DEER:HVAC_Split-Package_AC | Annual
Any | NE-HVAC-airHP-SpltPkg-65to134kBtuh-12p0eer-3p4cop | EUn | Ex | CZ14 | cDXHP | SWHC013-02 | DEER2020 | D20v1 | 2020-11-09 | Cap-Tons | 1 |  | None | 605 | 0.196 | 0 | 86.3 | 0.0672 | 0 | [6 empty] | DEER:HVAC_Split-Package_AC | Annual
Any | NE-HVAC-airHP-SpltPkg-65to134kBtuh-12p0eer-3p4cop | EUn | Ex | CZ15 | cDXHP | SWHC013-02 | DEER2020 | D20v1 | 2020-11-09 | Cap-Tons | 1 |  | None | 645 | 0.224 | 0 | 120 | 0.0672 | 0 | [6 empty] | DEER:HVAC_Split-Package_AC | Annual
Any | NE-HVAC-airHP-SpltPkg-65to134kBtuh-12p0eer-3p4cop | EUn | Ex | CZ16 | cDXHP | SWHC013-02 | DEER2020 | D20v1 | 2020-11-09 | Cap-Tons | 1 |  | None | 635 | 0.15 | 0 | 51.9 | 0.0369 | 0 | [6 empty] | DEER:HVAC_Split-Package_AC | Annual
Any | NE-HVAC-airHP-SpltPkg-65to134kBtuh-12p0eer-3p4cop | EUn | New | CZ01 | cDXHP | SWHC013-02 | DEER2020 | D20v1 | 2020-11-09 | Cap-Tons | 1 |  | None | 25.7 | 0.0165 | 0 | 25.7 | 0.0165 | 0 | [6 empty] | DEER:HVAC_Split-Package_AC | Annual
Any | NE-HVAC-airHP-SpltPkg-65to134kBtuh-12p0eer-3p4cop | EUn | New | CZ02 | cDXHP | SWHC013-02 | DEER2020 | D20v1 | 2020-11-09 | Cap-Tons | 1 |  | None | 61.6 | 0.0593 | 0 | 61.6 | 0.0593 | 0 | [6 empty] | DEER:HVAC_Split-Package_AC | Annual
Any | NE-HVAC-airHP-SpltPkg-65to134kBtuh-12p0eer-3p4cop | EUn | New | CZ03 | cDXHP | SWHC013-02 | DEER2020 | D20v1 | 2020-11-09 | Cap-Tons | 1 |  | None | 33.8 | 0.0306 | 0 | 33.8 | 0.0306 | 0 | [6 empty] | DEER:HVAC_Split-Package_AC | Annual
Any | NE-HVAC-airHP-SpltPkg-65to134kBtuh-12p0eer-3p4cop | EUn | New | CZ04 | cDXHP | SWHC013-02 | DEER2020 | D20v1 | 2020-11-09 | Cap-Tons | 1 |  | None | 61.5 | 0.0649 | 0 | 61.5 | 0.0649 | 0 | [6 empty] | DEER:HVAC_Split-Package_AC | Annual
Any | NE-HVAC-airHP-SpltPkg-65to134kBtuh-12p0eer-3p4cop | EUn | New | CZ05 | cDXHP | SWHC013-02 | DEER2020 | D20v1 | 2020-11-09 | Cap-Tons | 1 |  | None | 35 | 0.0272 | 0 | 35 | 0.0272 | 0 | [6 empty] | DEER:HVAC_Split-Package_AC | Annual
Any | NE-HVAC-airHP-SpltPkg-65to134kBtuh-12p0eer-3p4cop | EUn | New | CZ06 | cDXHP | SWHC013-02 | DEER2020 | D20v1 | 2020-11-09 | Cap-Tons | 1 |  | None | 60.2 | 0.0542 | 0 | 60.2 | 0.0542 | 0 | [6 empty] | DEER:HVAC_Split-Package_AC | Annual
Any | NE-HVAC-airHP-SpltPkg-65to134kBtuh-12p0eer-3p4cop | EUn | New | CZ07 | cDXHP | SWHC013-02 | DEER2020 | D20v1 | 2020-11-09 | Cap-Tons | 1 |  | None | 51.5 | 0.0451 | 0 | 51.5 | 0.0451 | 0 | [6 empty] | DEER:HVAC_Split-Package_AC | Annual
Any | NE-HVAC-airHP-SpltPkg-65to134kBtuh-12p0eer-3p4cop | EUn | New | CZ08 | cDXHP | SWHC013-02 | DEER2020 | D20v1 | 2020-11-09 | Cap-Tons | 1 |  | None | 76 | 0.0578 | 0 | 76 | 0.0578 | 0 | [6 empty] | DEER:HVAC_Split-Package_AC | Annual
Any | NE-HVAC-airHP-SpltPkg-65to134kBtuh-12p0eer-3p4cop | EUn | New | CZ09 | cDXHP | SWHC013-02 | DEER2020 | D20v1 | 2020-11-09 | Cap-Tons | 1 |  | None | 66.9 | 0.0696 | 0 | 66.9 | 0.0696 | 0 | [6 empty] | DEER:HVAC_Split-Package_AC | Annual
Any | NE-HVAC-airHP-SpltPkg-65to134kBtuh-12p0eer-3p4cop | EUn | New | CZ10 | cDXHP | SWHC013-02 | DEER2020 | D20v1 | 2020-11-09 | Cap-Tons | 1 |  | None | 79.5 | 0.0755 | 0 | 79.5 | 0.0755 | 0 | [6 empty] | DEER:HVAC_Split-Package_AC | Annual
Any | NE-HVAC-airHP-SpltPkg-65to134kBtuh-12p0eer-3p4cop | EUn | New | CZ11 | cDXHP | SWHC013-02 | DEER2020 | D20v1 | 2020-11-09 | Cap-Tons | 1 |  | None | 87.1 | 0.0716 | 0 | 87.1 | 0.0716 | 0 | [6 empty] | DEER:HVAC_Split-Package_AC | Annual
Any | NE-HVAC-airHP-SpltPkg-65to134kBtuh-12p0eer-3p4cop | EUn | New | CZ12 | cDXHP | SWHC013-02 | DEER2020 | D20v1 | 2020-11-09 | Cap-Tons | 1 |  | None | 77.2 | 0.0708 | 0 | 77.2 | 0.0708 | 0 | [6 empty] | DEER:HVAC_Split-Package_AC | Annual
Any | NE-HVAC-airHP-SpltPkg-65to134kBtuh-12p0eer-3p4cop | EUn | New | CZ13 | cDXHP | SWHC013-02 | DEER2020 | D20v1 | 2020-11-09 | Cap-Tons | 1 |  | None | 89.4 | 0.064 | 0 | 89.4 | 0.064 | 0 | [6 empty] | DEER:HVAC_Split-Package_AC | Annual
Any | NE-HVAC-airHP-SpltPkg-65to134kBtuh-12p0eer-3p4cop | EUn | New | CZ14 | cDXHP | SWHC013-02 | DEER2020 | D20v1 | 2020-11-09 | Cap-Tons | 1 |  | None | 83.5 | 0.0656 | 0 | 83.5 | 0.0656 | 0 | [6 empty] | DEER:HVAC_Split-Package_AC | Annual
Any | NE-HVAC-airHP-SpltPkg-65to134kBtuh-12p0eer-3p4cop | EUn | New | CZ15 | cDXHP | SWHC013-02 | DEER2020 | D20v1 | 2020-11-09 | Cap-Tons | 1 |  | None | 115 | 0.0656 | 0 | 115 | 0.0656 | 0 | [6 empty] | DEER:HVAC_Split-Package_AC | Annual
Any | NE-HVAC-airHP-SpltPkg-65to134kBtuh-12p0eer-3p4cop | EUn | New | CZ16 | cDXHP | SWHC013-02 | DEER2020 | D20v1 | 2020-11-09 | Cap-Tons | 1 |  | None | 51.1 | 0.0358 | 0 | 51.1 | 0.0358 | 0 | [6 empty] | DEER:HVAC_Split-Package_AC | Annual
Any | NE-HVAC-airHP-SpltPkg-65to134kBtuh-12p0eer-3p4cop | Gro | New | CZ03 | cDXHP | SWHC013-02 | DEER2020 | D20v1 | 2020-11-09 | Cap-Tons | 1 |  | None | 111 | 0.0261 | 0 | 111 | 0.0261 | 0 | [6 empty] | DEER:HVAC_Split-Package_AC | Annual
Any | NE-HVAC-airHP-SpltPkg-65to134kBtuh-12p0eer-3p4cop | Gro | New | CZ04 | cDXHP | SWHC013-02 | DEER2020 | D20v1 | 2020-11-09 | Cap-Tons | 1 |  | None | 111 | 0.0444 | 2e-05 | 111 | 0.0444 | 2e-05 | [6 empty] | DEER:HVAC_Split-Package_AC | Annual
Any | NE-HVAC-airHP-SpltPkg-65to134kBtuh-12p0eer-3p4cop | Gro | New | CZ05 | cDXHP | SWHC013-02 | DEER2020 | D20v1 | 2020-11-09 | Cap-Tons | 1 |  | None | 106 | 0.0173 | 0.00025 | 106 | 0.0173 | 0.00025 | [6 empty] | DEER:HVAC_Split-Package_AC | Annual
Any | NE-HVAC-airHP-SpltPkg-65to134kBtuh-12p0eer-3p4cop | Gro | New | CZ06 | cDXHP | SWHC013-02 | DEER2020 | D20v1 | 2020-11-09 | Cap-Tons | 1 |  | None | 99.8 | 0.0369 | 0 | 99.8 | 0.0369 | 0 | [6 empty] | DEER:HVAC_Split-Package_AC | Annual
Any | NE-HVAC-airHP-SpltPkg-65to134kBtuh-12p0eer-3p4cop | Gro | New | CZ07 | cDXHP | SWHC013-02 | DEER2020 | D20v1 | 2020-11-09 | Cap-Tons | 1 |  | None | 107 | 0.0353 | 0.00037 | 107 | 0.0353 | 0.00037 | [6 empty] | DEER:HVAC_Split-Package_AC | Annual
Any | NE-HVAC-airHP-SpltPkg-65to134kBtuh-12p0eer-3p4cop | Gro | New | CZ08 | cDXHP | SWHC013-02 | DEER2020 | D20v1 | 2020-11-09 | Cap-Tons | 1 |  | None | 108 | 0.0393 | 0.00012 | 108 | 0.0393 | 0.00012 | [6 empty] | DEER:HVAC_Split-Package_AC | Annual
Any | NE-HVAC-airHP-SpltPkg-65to134kBtuh-12p0eer-3p4cop | Gro | New | CZ09 | cDXHP | SWHC013-02 | DEER2020 | D20v1 | 2020-11-09 | Cap-Tons | 1 |  | None | 99.2 | 0.0483 | 0 | 99.2 | 0.0483 | 0 | [6 empty] | DEER:HVAC_Split-Package_AC | Annual
Any | NE-HVAC-airHP-SpltPkg-65to134kBtuh-12p0eer-3p4cop | Gro | New | CZ10 | cDXHP | SWHC013-02 | DEER2020 | D20v1 | 2020-11-09 | Cap-Tons | 1 |  | None | 114 | 0.0552 | 0 | 114 | 0.0552 | 0 | [6 empty] | DEER:HVAC_Split-Package_AC | Annual
Any | NE-HVAC-airHP-SpltPkg-65to134kBtuh-12p0eer-3p4cop | Gro | New | CZ11 | cDXHP | SWHC013-02 | DEER2020 | D20v1 | 2020-11-09 | Cap-Tons | 1 |  | None | 130 | 0.0567 | 0 | 130 | 0.0567 | 0 | [6 empty] | DEER:HVAC_Split-Package_AC | Annual
Any | NE-HVAC-airHP-SpltPkg-65to134kBtuh-12p0eer-3p4cop | Gro | New | CZ12 | cDXHP | SWHC013-02 | DEER2020 | D20v1 | 2020-11-09 | Cap-Tons | 1 |  | None | 116 | 0.0512 | 0 | 116 | 0.0512 | 0 | [6 empty] | DEER:HVAC_Split-Package_AC | Annual
Any | NE-HVAC-airHP-SpltPkg-65to134kBtuh-12p0eer-3p4cop | Gro | New | CZ13 | cDXHP | SWHC013-02 | DEER2020 | D20v1 | 2020-11-09 | Cap-Tons | 1 |  | None | 129 | 0.0535 | 0 | 129 | 0.0535 | 0 | [6 empty] | DEER:HVAC_Split-Package_AC | Annual
Any | NE-HVAC-airHP-SpltPkg-65to134kBtuh-12p0eer-3p4cop | Gro | New | CZ14 | cDXHP | SWHC013-02 | DEER2020 | D20v1 | 2020-11-09 | Cap-Tons | 1 |  | None | 121 | 0.0405 | 0 | 121 | 0.0405 | 0 | [6 empty] | DEER:HVAC_Split-Package_AC | Annual
Any | NE-HVAC-airHP-SpltPkg-65to134kBtuh-12p0eer-3p4cop | Gro | New | CZ15 | cDXHP | SWHC013-02 | DEER2020 | D20v1 | 2020-11-09 | Cap-Tons | 1 |  | None | 127 | 0.0479 | 0 | 127 | 0.0479 | 0 | [6 empty] | DEER:HVAC_Split-Package_AC | Annual
Any | NE-HVAC-airHP-SpltPkg-65to134kBtuh-12p0eer-3p4cop | Gro | New | CZ16 | cDXHP | SWHC013-02 | DEER2020 | D20v1 | 2020-11-09 | Cap-Tons | 1 |  | None | 49.2 | 0.0349 | 2e-05 | 49.2 | 0.0349 | 2e-05 | [6 empty] | DEER:HVAC_Split-Package_AC | Annual
Any | NE-HVAC-airHP-SpltPkg-65to134kBtuh-12p0eer-3p4cop | Hsp | New | CZ09 | cDXHP | SWHC013-02 | DEER2020 | D20v1 | 2020-11-09 | Cap-Tons | 1 |  | None | 68 | 0.0484 | 0 | 68 | 0.0484 | 0 | [6 empty] | DEER:HVAC_Split-Package_AC | Annual
Any | NE-HVAC-airHP-SpltPkg-65to134kBtuh-12p0eer-3p4cop | Hsp | New | CZ10 | cDXHP | SWHC013-02 | DEER2020 | D20v1 | 2020-11-09 | Cap-Tons | 1 |  | None | 72.1 | 0.0478 | 0 | 72.1 | 0.0478 | 0 | [6 empty] | DEER:HVAC_Split-Package_AC | Annual
Any | NE-HVAC-airHP-SpltPkg-65to134kBtuh-12p0eer-3p4cop | Hsp | New | CZ11 | cDXHP | SWHC013-02 | DEER2020 | D20v1 | 2020-11-09 | Cap-Tons | 1 |  | None | 82.2 | 0.053 | 0 | 82.2 | 0.053 | 0 | [6 empty] | DEER:HVAC_Split-Package_AC | Annual
Any | NE-HVAC-airHP-SpltPkg-65to134kBtuh-12p0eer-3p4cop | Hsp | New | CZ12 | cDXHP | SWHC013-02 | DEER2020 | D20v1 | 2020-11-09 | Cap-Tons | 1 |  | None | 63.1 | 0.0482 | 0 | 63.1 | 0.0482 | 0 | [6 empty] | DEER:HVAC_Split-Package_AC | Annual
Any | NE-HVAC-airHP-SpltPkg-65to134kBtuh-12p0eer-3p4cop | Hsp | New | CZ13 | cDXHP | SWHC013-02 | DEER2020 | D20v1 | 2020-11-09 | Cap-Tons | 1 |  | None | 86.6 | 0.0487 | 0 | 86.6 | 0.0487 | 0 | [6 empty] | DEER:HVAC_Split-Package_AC | Annual
Any | NE-HVAC-airHP-SpltPkg-65to134kBtuh-12p0eer-3p4cop | Hsp | New | CZ14 | cDXHP | SWHC013-02 | DEER2020 | D20v1 | 2020-11-09 | Cap-Tons | 1 |  | None | 82.8 | 0.0431 | 0 | 82.8 | 0.0431 | 0 | [6 empty] | DEER:HVAC_Split-Package_AC | Annual
Any | NE-HVAC-airHP-SpltPkg-65to134kBtuh-12p0eer-3p4cop | Hsp | New | CZ15 | cDXHP | SWHC013-02 | DEER2020 | D20v1 | 2020-11-09 | Cap-Tons | 1 |  | None | 148 | 0.0569 | 0 | 148 | 0.0569 | 0 | [6 empty] | DEER:HVAC_Split-Package_AC | Annual
Any | NE-HVAC-airHP-SpltPkg-65to134kBtuh-12p0eer-3p4cop | Hsp | New | CZ16 | cDXHP | SWHC013-02 | DEER2020 | D20v1 | 2020-11-09 | Cap-Tons | 1 |  | None | 46.7 | 0.0261 | 0 | 46.7 | 0.0261 | 0 | [6 empty] | DEER:HVAC_Split-Package_AC | Annual
Any | NE-HVAC-airHP-SpltPkg-65to134kBtuh-12p0eer-3p4cop | MBT | Ex | CZ02 | cDXHP | SWHC013-02 | DEER2020 | D20v1 | 2020-11-09 | Cap-Tons | 1 |  | None | 573 | 0.176 | 0 | 54 | 0.0465 | 0 | [6 empty] | DEER:HVAC_Split-Package_AC | Annual
Any | NE-HVAC-airHP-SpltPkg-65to134kBtuh-12p0eer-3p4cop | MBT | Ex | CZ03 | cDXHP | SWHC013-02 | DEER2020 | D20v1 | 2020-11-09 | Cap-Tons | 1 |  | None | 550 | 0.133 | 0 | 35.2 | 0.0262 | 0 | [6 empty] | DEER:HVAC_Split-Package_AC | Annual
Any | NE-HVAC-airHP-SpltPkg-65to134kBtuh-12p0eer-3p4cop | MBT | Ex | CZ04 | cDXHP | SWHC013-02 | DEER2020 | D20v1 | 2020-11-09 | Cap-Tons | 1 |  | None | 555 | 0.165 | 0 | 58 | 0.0404 | 0 | [6 empty] | DEER:HVAC_Split-Package_AC | Annual
Any | NE-HVAC-airHP-SpltPkg-65to134kBtuh-12p0eer-3p4cop | MBT | Ex | CZ05 | cDXHP | SWHC013-02 | DEER2020 | D20v1 | 2020-11-09 | Cap-Tons | 1 |  | None | 513 | 0.104 | 0 | 37.5 | 0.0177 | 0 | [6 empty] | DEER:HVAC_Split-Package_AC | Annual
Any | NE-HVAC-airHP-SpltPkg-65to134kBtuh-12p0eer-3p4cop | MBT | Ex | CZ06 | cDXHP | SWHC013-02 | DEER2020 | D20v1 | 2020-11-09 | Cap-Tons | 1 |  | None | 497 | 0.139 | 0 | 62 | 0.0347 | 0 | [6 empty] | DEER:HVAC_Split-Package_AC | Annual
Any | NE-HVAC-airHP-SpltPkg-65to134kBtuh-12p0eer-3p4cop | MBT | Ex | CZ07 | cDXHP | SWHC013-02 | DEER2020 | D20v1 | 2020-11-09 | Cap-Tons | 1 |  | None | 508 | 0.121 | 0 | 54.3 | 0.0277 | 0 | [6 empty] | DEER:HVAC_Split-Package_AC | Annual
Any | NE-HVAC-airHP-SpltPkg-65to134kBtuh-12p0eer-3p4cop | MBT | Ex | CZ08 | cDXHP | SWHC013-02 | DEER2020 | D20v1 | 2020-11-09 | Cap-Tons | 1 |  | None | 534 | 0.149 | 0 | 71.3 | 0.0351 | 0 | [6 empty] | DEER:HVAC_Split-Package_AC | Annual
Any | NE-HVAC-airHP-SpltPkg-65to134kBtuh-12p0eer-3p4cop | MBT | Ex | CZ09 | cDXHP | SWHC013-02 | DEER2020 | D20v1 | 2020-11-09 | Cap-Tons | 1 |  | None | 545 | 0.179 | 0 | 62.5 | 0.0444 | 0 | [6 empty] | DEER:HVAC_Split-Package_AC | Annual
Any | NE-HVAC-airHP-SpltPkg-65to134kBtuh-12p0eer-3p4cop | MBT | Ex | CZ10 | cDXHP | SWHC013-02 | DEER2020 | D20v1 | 2020-11-09 | Cap-Tons | 1 |  | None | 569 | 0.181 | 0 | 72 | 0.0475 | 0 | [6 empty] | DEER:HVAC_Split-Package_AC | Annual
Any | NE-HVAC-airHP-SpltPkg-65to134kBtuh-12p0eer-3p4cop | MBT | Ex | CZ11 | cDXHP | SWHC013-02 | DEER2020 | D20v1 | 2020-11-09 | Cap-Tons | 1 |  | None | 566 | 0.187 | 0 | 67 | 0.0517 | 0 | [6 empty] | DEER:HVAC_Split-Package_AC | Annual
Any | NE-HVAC-airHP-SpltPkg-65to134kBtuh-12p0eer-3p4cop | MBT | Ex | CZ12 | cDXHP | SWHC013-02 | DEER2020 | D20v1 | 2020-11-09 | Cap-Tons | 1 |  | None | 575 | 0.186 | 0 | 60 | 0.0493 | 0 | [6 empty] | DEER:HVAC_Split-Package_AC | Annual
Any | NE-HVAC-airHP-SpltPkg-65to134kBtuh-12p0eer-3p4cop | MBT | Ex | CZ13 | cDXHP | SWHC013-02 | DEER2020 | D20v1 | 2020-11-09 | Cap-Tons | 1 |  | None | 577 | 0.187 | 0 | 70.2 | 0.0463 | 0 | [6 empty] | DEER:HVAC_Split-Package_AC | Annual
Any | NE-HVAC-airHP-SpltPkg-65to134kBtuh-12p0eer-3p4cop | MBT | Ex | CZ14 | cDXHP | SWHC013-02 | DEER2020 | D20v1 | 2020-11-09 | Cap-Tons | 1 |  | None | 568 | 0.183 | 0 | 69.7 | 0.0419 | 0 | [6 empty] | DEER:HVAC_Split-Package_AC | Annual
Any | NE-HVAC-airHP-SpltPkg-65to134kBtuh-12p0eer-3p4cop | MBT | Ex | CZ15 | cDXHP | SWHC013-02 | DEER2020 | D20v1 | 2020-11-09 | Cap-Tons | 1 |  | None | 596 | 0.19 | 0 | 101 | 0.0459 | 0 | [6 empty] | DEER:HVAC_Split-Package_AC | Annual
Any | NE-HVAC-airHP-SpltPkg-65to134kBtuh-12p0eer-3p4cop | MBT | Ex | CZ16 | cDXHP | SWHC013-02 | DEER2020 | D20v1 | 2020-11-09 | Cap-Tons | 1 |  | None | 577 | 0.141 | 0 | 47.9 | 0.0295 | 0 | [6 empty] | DEER:HVAC_Split-Package_AC | Annual
Any | NE-HVAC-airHP-SpltPkg-65to134kBtuh-12p0eer-3p4cop | MBT | New | CZ01 | cDXHP | SWHC013-02 | DEER2020 | D20v1 | 2020-11-09 | Cap-Tons | 1 |  | None | 38 | 0.0143 | 0 | 24.7 | 0.00967 | 0 | [6 empty] | DEER:HVAC_Split-Package_AC | Annual
Any | NE-HVAC-airHP-SpltPkg-65to134kBtuh-12p0eer-3p4cop | MBT | New | CZ02 | cDXHP | SWHC013-02 | DEER2020 | D20v1 | 2020-11-09 | Cap-Tons | 1 |  | None | 73.7 | 0.0504 | 0 | 54.6 | 0.0461 | 0 | [6 empty] | DEER:HVAC_Split-Package_AC | Annual
Any | NE-HVAC-airHP-SpltPkg-65to134kBtuh-12p0eer-3p4cop | MBT | New | CZ03 | cDXHP | SWHC013-02 | DEER2020 | D20v1 | 2020-11-09 | Cap-Tons | 1 |  | None | 51.7 | 0.034 | 0 | 36.6 | 0.0255 | 0 | [6 empty] | DEER:HVAC_Split-Package_AC | Annual
Any | NE-HVAC-airHP-SpltPkg-65to134kBtuh-12p0eer-3p4cop | MBT | New | CZ04 | cDXHP | SWHC013-02 | DEER2020 | D20v1 | 2020-11-09 | Cap-Tons | 1 |  | None | 77.9 | 0.0463 | 0 | 58.4 | 0.0401 | 0 | [6 empty] | DEER:HVAC_Split-Package_AC | Annual
Any | NE-HVAC-airHP-SpltPkg-65to134kBtuh-12p0eer-3p4cop | MBT | New | CZ05 | cDXHP | SWHC013-02 | DEER2020 | D20v1 | 2020-11-09 | Cap-Tons | 1 |  | None | 55.7 | 0.0263 | 0 | 39.3 | 0.0176 | 0 | [6 empty] | DEER:HVAC_Split-Package_AC | Annual
Any | NE-HVAC-airHP-SpltPkg-65to134kBtuh-12p0eer-3p4cop | MBT | New | CZ06 | cDXHP | SWHC013-02 | DEER2020 | D20v1 | 2020-11-09 | Cap-Tons | 1 |  | None | 79.8 | 0.0432 | 0 | 63 | 0.0346 | 0 | [6 empty] | DEER:HVAC_Split-Package_AC | Annual
Any | NE-HVAC-airHP-SpltPkg-65to134kBtuh-12p0eer-3p4cop | MBT | New | CZ07 | cDXHP | SWHC013-02 | DEER2020 | D20v1 | 2020-11-09 | Cap-Tons | 1 |  | None | 69 | 0.0333 | 0 | 55.2 | 0.0274 | 0 | [6 empty] | DEER:HVAC_Split-Package_AC | Annual
Any | NE-HVAC-airHP-SpltPkg-65to134kBtuh-12p0eer-3p4cop | MBT | New | CZ08 | cDXHP | SWHC013-02 | DEER2020 | D20v1 | 2020-11-09 | Cap-Tons | 1 |  | None | 88.9 | 0.0411 | 0 | 70.5 | 0.0346 | 0 | [6 empty] | DEER:HVAC_Split-Package_AC | Annual
Any | NE-HVAC-airHP-SpltPkg-65to134kBtuh-12p0eer-3p4cop | MBT | New | CZ09 | cDXHP | SWHC013-02 | DEER2020 | D20v1 | 2020-11-09 | Cap-Tons | 1 |  | None | 81.6 | 0.0516 | 0 | 62.1 | 0.0441 | 0 | [6 empty] | DEER:HVAC_Split-Package_AC | Annual
Any | NE-HVAC-airHP-SpltPkg-65to134kBtuh-12p0eer-3p4cop | MBT | New | CZ10 | cDXHP | SWHC013-02 | DEER2020 | D20v1 | 2020-11-09 | Cap-Tons | 1 |  | None | 90.8 | 0.0459 | 0 | 72.3 | 0.0474 | 0 | [6 empty] | DEER:HVAC_Split-Package_AC | Annual
Any | NE-HVAC-airHP-SpltPkg-65to134kBtuh-12p0eer-3p4cop | MBT | New | CZ11 | cDXHP | SWHC013-02 | DEER2020 | D20v1 | 2020-11-09 | Cap-Tons | 1 |  | None | 89.5 | 0.0547 | 0 | 66.6 | 0.0516 | 0 | [6 empty] | DEER:HVAC_Split-Package_AC | Annual
Any | NE-HVAC-airHP-SpltPkg-65to134kBtuh-12p0eer-3p4cop | MBT | New | CZ12 | cDXHP | SWHC013-02 | DEER2020 | D20v1 | 2020-11-09 | Cap-Tons | 1 |  | None | 80.1 | 0.0492 | 0 | 60.3 | 0.0493 | 0 | [6 empty] | DEER:HVAC_Split-Package_AC | Annual
Any | NE-HVAC-airHP-SpltPkg-65to134kBtuh-12p0eer-3p4cop | MBT | New | CZ13 | cDXHP | SWHC013-02 | DEER2020 | D20v1 | 2020-11-09 | Cap-Tons | 1 |  | None | 90.4 | 0.0459 | 0 | 69.4 | 0.0461 | 0 | [6 empty] | DEER:HVAC_Split-Package_AC | Annual
Any | NE-HVAC-airHP-SpltPkg-65to134kBtuh-12p0eer-3p4cop | MBT | New | CZ14 | cDXHP | SWHC013-02 | DEER2020 | D20v1 | 2020-11-09 | Cap-Tons | 1 |  | None | 95.7 | 0.0528 | 0 | 68.9 | 0.0415 | 0 | [6 empty] | DEER:HVAC_Split-Package_AC | Annual
Any | NE-HVAC-airHP-SpltPkg-65to134kBtuh-12p0eer-3p4cop | MBT | New | CZ15 | cDXHP | SWHC013-02 | DEER2020 | D20v1 | 2020-11-09 | Cap-Tons | 1 |  | None | 114 | 0.0464 | 0 | 95 | 0.0439 | 0 | [6 empty] | DEER:HVAC_Split-Package_AC | Annual
Any | NE-HVAC-airHP-SpltPkg-65to134kBtuh-12p0eer-3p4cop | MBT | New | CZ16 | cDXHP | SWHC013-02 | DEER2020 | D20v1 | 2020-11-09 | Cap-Tons | 1 |  | None | 71.6 | 0.0437 | 0 | 47.3 | 0.0288 | 0 | [6 empty] | DEER:HVAC_Split-Package_AC | Annual
Any | NE-HVAC-airHP-SpltPkg-65to134kBtuh-12p0eer-3p4cop | MLI | Ex | CZ01 | cDXHP | SWHC013-02 | DEER2020 | D20v1 | 2020-11-09 | Cap-Tons | 1 |  | None | 365 | 0.0561 | 0 | 22.6 | 0.00361 | 0 | [6 empty] | DEER:HVAC_Split-Package_AC | Annual
Any | NE-HVAC-airHP-SpltPkg-65to134kBtuh-12p0eer-3p4cop | MLI | Ex | CZ02 | cDXHP | SWHC013-02 | DEER2020 | D20v1 | 2020-11-09 | Cap-Tons | 1 |  | None | 410 | 0.116 | 0 | 38.7 | 0.0339 | 0 | [6 empty] | DEER:HVAC_Split-Package_AC | Annual
Any | NE-HVAC-airHP-SpltPkg-65to134kBtuh-12p0eer-3p4cop | MLI | Ex | CZ03 | cDXHP | SWHC013-02 | DEER2020 | D20v1 | 2020-11-09 | Cap-Tons | 1 |  | None | 366 | 0.0821 | 0 | 20.3 | 0.0159 | 0 | [6 empty] | DEER:HVAC_Split-Package_AC | Annual
Any | NE-HVAC-airHP-SpltPkg-65to134kBtuh-12p0eer-3p4cop | MLI | Ex | CZ04 | cDXHP | SWHC013-02 | DEER2020 | D20v1 | 2020-11-09 | Cap-Tons | 1 |  | None | 395 | 0.108 | 0 | 36.6 | 0.0279 | 0 | [6 empty] | DEER:HVAC_Split-Package_AC | Annual
Any | NE-HVAC-airHP-SpltPkg-65to134kBtuh-12p0eer-3p4cop | MLI | Ex | CZ05 | cDXHP | SWHC013-02 | DEER2020 | D20v1 | 2020-11-09 | Cap-Tons | 1 |  | None | 360 | 0.0659 | 0 | 21.6 | 0.00856 | 0 | [6 empty] | DEER:HVAC_Split-Package_AC | Annual
Any | NE-HVAC-airHP-SpltPkg-65to134kBtuh-12p0eer-3p4cop | MLI | Ex | CZ06 | cDXHP | SWHC013-02 | DEER2020 | D20v1 | 2020-11-09 | Cap-Tons | 1 |  | None | 366 | 0.0906 | 0 | 35.1 | 0.0231 | 0 | [6 empty] | DEER:HVAC_Split-Package_AC | Annual
Any | NE-HVAC-airHP-SpltPkg-65to134kBtuh-12p0eer-3p4cop | MLI | Ex | CZ07 | cDXHP | SWHC013-02 | DEER2020 | D20v1 | 2020-11-09 | Cap-Tons | 1 |  | None | 365 | 0.0806 | 0 | 27.2 | 0.0181 | 0 | [6 empty] | DEER:HVAC_Split-Package_AC | Annual
Any | NE-HVAC-airHP-SpltPkg-65to134kBtuh-12p0eer-3p4cop | MLI | Ex | CZ08 | cDXHP | SWHC013-02 | DEER2020 | D20v1 | 2020-11-09 | Cap-Tons | 1 |  | None | 399 | 0.0973 | 0 | 46.3 | 0.0263 | 0 | [6 empty] | DEER:HVAC_Split-Package_AC | Annual
Any | NE-HVAC-airHP-SpltPkg-65to134kBtuh-12p0eer-3p4cop | MLI | Ex | CZ09 | cDXHP | SWHC013-02 | DEER2020 | D20v1 | 2020-11-09 | Cap-Tons | 1 |  | None | 401 | 0.116 | 0 | 44.3 | 0.0343 | 0 | [6 empty] | DEER:HVAC_Split-Package_AC | Annual
Any | NE-HVAC-airHP-SpltPkg-65to134kBtuh-12p0eer-3p4cop | MLI | Ex | CZ10 | cDXHP | SWHC013-02 | DEER2020 | D20v1 | 2020-11-09 | Cap-Tons | 1 |  | None | 418 | 0.12 | 0 | 52.3 | 0.0385 | 0 | [6 empty] | DEER:HVAC_Split-Package_AC | Annual
Any | NE-HVAC-airHP-SpltPkg-65to134kBtuh-12p0eer-3p4cop | MLI | Ex | CZ11 | cDXHP | SWHC013-02 | DEER2020 | D20v1 | 2020-11-09 | Cap-Tons | 1 |  | None | 431 | 0.121 | 0 | 56.1 | 0.0415 | 0 | [6 empty] | DEER:HVAC_Split-Package_AC | Annual
Any | NE-HVAC-airHP-SpltPkg-65to134kBtuh-12p0eer-3p4cop | MLI | Ex | CZ12 | cDXHP | SWHC013-02 | DEER2020 | D20v1 | 2020-11-09 | Cap-Tons | 1 |  | None | 419 | 0.121 | 0 | 46.6 | 0.0385 | 0 | [6 empty] | DEER:HVAC_Split-Package_AC | Annual
Any | NE-HVAC-airHP-SpltPkg-65to134kBtuh-12p0eer-3p4cop | MLI | Ex | CZ13 | cDXHP | SWHC013-02 | DEER2020 | D20v1 | 2020-11-09 | Cap-Tons | 1 |  | None | 441 | 0.122 | 0 | 59.1 | 0.0364 | 0 | [6 empty] | DEER:HVAC_Split-Package_AC | Annual
Any | NE-HVAC-airHP-SpltPkg-65to134kBtuh-12p0eer-3p4cop | MLI | Ex | CZ14 | cDXHP | SWHC013-02 | DEER2020 | D20v1 | 2020-11-09 | Cap-Tons | 1 |  | None | 439 | 0.118 | 0 | 59.8 | 0.0334 | 0 | [6 empty] | DEER:HVAC_Split-Package_AC | Annual
Any | NE-HVAC-airHP-SpltPkg-65to134kBtuh-12p0eer-3p4cop | MLI | Ex | CZ15 | cDXHP | SWHC013-02 | DEER2020 | D20v1 | 2020-11-09 | Cap-Tons | 1 |  | None | 486 | 0.128 | 0 | 89.4 | 0.0373 | 0 | [6 empty] | DEER:HVAC_Split-Package_AC | Annual
Any | NE-HVAC-airHP-SpltPkg-65to134kBtuh-12p0eer-3p4cop | MLI | Ex | CZ16 | cDXHP | SWHC013-02 | DEER2020 | D20v1 | 2020-11-09 | Cap-Tons | 1 |  | None | 444 | 0.0832 | 0 | 40.3 | 0.0182 | 0 | [6 empty] | DEER:HVAC_Split-Package_AC | Annual
Any | NE-HVAC-airHP-SpltPkg-65to134kBtuh-12p0eer-3p4cop | MLI | New | CZ01 | cDXHP | SWHC013-02 | DEER2020 | D20v1 | 2020-11-09 | Cap-Tons | 1 |  | None | 22.7 | 0.00298 | 0 | 22.7 | 0.00298 | 0 | [6 empty] | DEER:HVAC_Split-Package_AC | Annual
Any | NE-HVAC-airHP-SpltPkg-65to134kBtuh-12p0eer-3p4cop | MLI | New | CZ02 | cDXHP | SWHC013-02 | DEER2020 | D20v1 | 2020-11-09 | Cap-Tons | 1 |  | None | 37.2 | 0.0326 | 0 | 37.2 | 0.0326 | 0 | [6 empty] | DEER:HVAC_Split-Package_AC | Annual
Any | NE-HVAC-airHP-SpltPkg-65to134kBtuh-12p0eer-3p4cop | MLI | New | CZ03 | cDXHP | SWHC013-02 | DEER2020 | D20v1 | 2020-11-09 | Cap-Tons | 1 |  | None | 19.4 | 0.0139 | 0 | 19.4 | 0.0139 | 0 | [6 empty] | DEER:HVAC_Split-Package_AC | Annual
Any | NE-HVAC-airHP-SpltPkg-65to134kBtuh-12p0eer-3p4cop | MLI | New | CZ04 | cDXHP | SWHC013-02 | DEER2020 | D20v1 | 2020-11-09 | Cap-Tons | 1 |  | None | 34.8 | 0.027 | 0 | 34.8 | 0.027 | 0 | [6 empty] | DEER:HVAC_Split-Package_AC | Annual
Any | NE-HVAC-airHP-SpltPkg-65to134kBtuh-12p0eer-3p4cop | MLI | New | CZ05 | cDXHP | SWHC013-02 | DEER2020 | D20v1 | 2020-11-09 | Cap-Tons | 1 |  | None | 20.5 | 0.00744 | 0 | 20.5 | 0.00744 | 0 | [6 empty] | DEER:HVAC_Split-Package_AC | Annual
Any | NE-HVAC-airHP-SpltPkg-65to134kBtuh-12p0eer-3p4cop | MLI | New | CZ06 | cDXHP | SWHC013-02 | DEER2020 | D20v1 | 2020-11-09 | Cap-Tons | 1 |  | None | 32.7 | 0.0227 | 0 | 32.7 | 0.0227 | 0 | [6 empty] | DEER:HVAC_Split-Package_AC | Annual
Any | NE-HVAC-airHP-SpltPkg-65to134kBtuh-12p0eer-3p4cop | MLI | New | CZ07 | cDXHP | SWHC013-02 | DEER2020 | D20v1 | 2020-11-09 | Cap-Tons | 1 |  | None | 25.1 | 0.0175 | 0 | 25.1 | 0.0175 | 0 | [6 empty] | DEER:HVAC_Split-Package_AC | Annual
Any | NE-HVAC-airHP-SpltPkg-65to134kBtuh-12p0eer-3p4cop | MLI | New | CZ08 | cDXHP | SWHC013-02 | DEER2020 | D20v1 | 2020-11-09 | Cap-Tons | 1 |  | None | 43.1 | 0.0257 | 0 | 43.1 | 0.0257 | 0 | [6 empty] | DEER:HVAC_Split-Package_AC | Annual
Any | NE-HVAC-airHP-SpltPkg-65to134kBtuh-12p0eer-3p4cop | MLI | New | CZ09 | cDXHP | SWHC013-02 | DEER2020 | D20v1 | 2020-11-09 | Cap-Tons | 1 |  | None | 41.6 | 0.0337 | 0 | 41.6 | 0.0337 | 0 | [6 empty] | DEER:HVAC_Split-Package_AC | Annual
Any | NE-HVAC-airHP-SpltPkg-65to134kBtuh-12p0eer-3p4cop | MLI | New | CZ10 | cDXHP | SWHC013-02 | DEER2020 | D20v1 | 2020-11-09 | Cap-Tons | 1 |  | None | 49.9 | 0.0382 | 0 | 49.9 | 0.0382 | 0 | [6 empty] | DEER:HVAC_Split-Package_AC | Annual
Any | NE-HVAC-airHP-SpltPkg-65to134kBtuh-12p0eer-3p4cop | MLI | New | CZ11 | cDXHP | SWHC013-02 | DEER2020 | D20v1 | 2020-11-09 | Cap-Tons | 1 |  | None | 53.4 | 0.0396 | 0 | 53.4 | 0.0396 | 0 | [6 empty] | DEER:HVAC_Split-Package_AC | Annual
Any | NE-HVAC-airHP-SpltPkg-65to134kBtuh-12p0eer-3p4cop | MLI | New | CZ12 | cDXHP | SWHC013-02 | DEER2020 | D20v1 | 2020-11-09 | Cap-Tons | 1 |  | None | 44.6 | 0.0371 | 0 | 44.6 | 0.0371 | 0 | [6 empty] | DEER:HVAC_Split-Package_AC | Annual
Any | NE-HVAC-airHP-SpltPkg-65to134kBtuh-12p0eer-3p4cop | MLI | New | CZ13 | cDXHP | SWHC013-02 | DEER2020 | D20v1 | 2020-11-09 | Cap-Tons | 1 |  | None | 56.5 | 0.0355 | 0 | 56.5 | 0.0355 | 0 | [6 empty] | DEER:HVAC_Split-Package_AC | Annual
Any | NE-HVAC-airHP-SpltPkg-65to134kBtuh-12p0eer-3p4cop | MLI | New | CZ14 | cDXHP | SWHC013-02 | DEER2020 | D20v1 | 2020-11-09 | Cap-Tons | 1 |  | None | 56.7 | 0.0323 | 0 | 56.7 | 0.0323 | 0 | [6 empty] | DEER:HVAC_Split-Package_AC | Annual
Any | NE-HVAC-airHP-SpltPkg-65to134kBtuh-12p0eer-3p4cop | MLI | New | CZ15 | cDXHP | SWHC013-02 | DEER2020 | D20v1 | 2020-11-09 | Cap-Tons | 1 |  | None | 83.9 | 0.0353 | 0 | 83.9 | 0.0353 | 0 | [6 empty] | DEER:HVAC_Split-Package_AC | Annual
Any | NE-HVAC-airHP-SpltPkg-65to134kBtuh-12p0eer-3p4cop | MLI | New | CZ16 | cDXHP | SWHC013-02 | DEER2020 | D20v1 | 2020-11-09 | Cap-Tons | 1 |  | None | 38.2 | 0.0172 | 0 | 38.2 | 0.0172 | 0 | [6 empty] | DEER:HVAC_Split-Package_AC | Annual
Any | NE-HVAC-airHP-SpltPkg-65to134kBtuh-12p0eer-3p4cop | Mtl | Ex | CZ01 | cDXHP | SWHC013-02 | DEER2020 | D20v1 | 2020-11-09 | Cap-Tons | 1 |  | None | 1150 | 0.13 | 0 | 23.1 | 0.00956 | 0 | [6 empty] | DEER:HVAC_Split-Package_AC | Annual
Any | NE-HVAC-airHP-SpltPkg-65to134kBtuh-12p0eer-3p4cop | Mtl | Ex | CZ02 | cDXHP | SWHC013-02 | DEER2020 | D20v1 | 2020-11-09 | Cap-Tons | 1 |  | None | 1190 | 0.174 | 0 | 81.9 | 0.072 | 0 | [6 empty] | DEER:HVAC_Split-Package_AC | Annual
Any | NE-HVAC-airHP-SpltPkg-65to134kBtuh-12p0eer-3p4cop | Mtl | Ex | CZ03 | cDXHP | SWHC013-02 | DEER2020 | D20v1 | 2020-11-09 | Cap-Tons | 1 |  | None | 1110 | 0.145 | 0 | 32 | 0.0336 | 0 | [6 empty] | DEER:HVAC_Split-Package_AC | Annual
Any | NE-HVAC-airHP-SpltPkg-65to134kBtuh-12p0eer-3p4cop | Mtl | Ex | CZ04 | cDXHP | SWHC013-02 | DEER2020 | D20v1 | 2020-11-09 | Cap-Tons | 1 |  | None | 1170 | 0.176 | 0 | 86.9 | 0.0621 | 0 | [6 empty] | DEER:HVAC_Split-Package_AC | Annual
Any | NE-HVAC-airHP-SpltPkg-65to134kBtuh-12p0eer-3p4cop | Mtl | Ex | CZ05 | cDXHP | SWHC013-02 | DEER2020 | D20v1 | 2020-11-09 | Cap-Tons | 1 |  | None | 1060 | 0.125 | 0 | 33.8 | 0.0196 | 0 | [6 empty] | DEER:HVAC_Split-Package_AC | Annual
Any | NE-HVAC-airHP-SpltPkg-65to134kBtuh-12p0eer-3p4cop | Mtl | Ex | CZ06 | cDXHP | SWHC013-02 | DEER2020 | D20v1 | 2020-11-09 | Cap-Tons | 1 |  | None | 1060 | 0.162 | 0 | 71.7 | 0.0416 | 0 | [6 empty] | DEER:HVAC_Split-Package_AC | Annual
Any | NE-HVAC-airHP-SpltPkg-65to134kBtuh-12p0eer-3p4cop | Mtl | Ex | CZ07 | cDXHP | SWHC013-02 | DEER2020 | D20v1 | 2020-11-09 | Cap-Tons | 1 |  | None | 1050 | 0.14 | 0 | 62.1 | 0.0344 | 0 | [6 empty] | DEER:HVAC_Split-Package_AC | Annual
Any | NE-HVAC-airHP-SpltPkg-65to134kBtuh-12p0eer-3p4cop | Mtl | Ex | CZ08 | cDXHP | SWHC013-02 | DEER2020 | D20v1 | 2020-11-09 | Cap-Tons | 1 |  | None | 1090 | 0.164 | 0 | 112 | 0.0539 | 0 | [6 empty] | DEER:HVAC_Split-Package_AC | Annual
Any | NE-HVAC-airHP-SpltPkg-65to134kBtuh-12p0eer-3p4cop | Mtl | Ex | CZ09 | cDXHP | SWHC013-02 | DEER2020 | D20v1 | 2020-11-09 | Cap-Tons | 1 |  | None | 1070 | 0.182 | 0 | 103 | 0.0667 | 0 | [6 empty] | DEER:HVAC_Split-Package_AC | Annual
Any | NE-HVAC-airHP-SpltPkg-65to134kBtuh-12p0eer-3p4cop | Mtl | Ex | CZ10 | cDXHP | SWHC013-02 | DEER2020 | D20v1 | 2020-11-09 | Cap-Tons | 1 |  | None | 1150 | 0.195 | 0 | 113 | 0.0703 | 0 | [6 empty] | DEER:HVAC_Split-Package_AC | Annual
Any | NE-HVAC-airHP-SpltPkg-65to134kBtuh-12p0eer-3p4cop | Mtl | Ex | CZ11 | cDXHP | SWHC013-02 | DEER2020 | D20v1 | 2020-11-09 | Cap-Tons | 1 |  | None | 1200 | 0.205 | 0 | 123 | 0.0797 | 0 | [6 empty] | DEER:HVAC_Split-Package_AC | Annual
Any | NE-HVAC-airHP-SpltPkg-65to134kBtuh-12p0eer-3p4cop | Mtl | Ex | CZ12 | cDXHP | SWHC013-02 | DEER2020 | D20v1 | 2020-11-09 | Cap-Tons | 1 |  | None | 1160 | 0.193 | 0 | 101 | 0.0784 | 0 | [6 empty] | DEER:HVAC_Split-Package_AC | Annual
Any | NE-HVAC-airHP-SpltPkg-65to134kBtuh-12p0eer-3p4cop | Mtl | Ex | CZ13 | cDXHP | SWHC013-02 | DEER2020 | D20v1 | 2020-11-09 | Cap-Tons | 1 |  | None | 1200 | 0.206 | 0 | 127 | 0.0712 | 0 | [6 empty] | DEER:HVAC_Split-Package_AC | Annual
Any | NE-HVAC-airHP-SpltPkg-65to134kBtuh-12p0eer-3p4cop | Mtl | Ex | CZ14 | cDXHP | SWHC013-02 | DEER2020 | D20v1 | 2020-11-09 | Cap-Tons | 1 |  | None | 1190 | 0.198 | 0 | 123 | 0.0644 | 0 | [6 empty] | DEER:HVAC_Split-Package_AC | Annual
Any | NE-HVAC-airHP-SpltPkg-65to134kBtuh-12p0eer-3p4cop | Mtl | Ex | CZ15 | cDXHP | SWHC013-02 | DEER2020 | D20v1 | 2020-11-09 | Cap-Tons | 1 |  | None | 1240 | 0.233 | 0 | 181 | 0.0663 | 0 | [6 empty] | DEER:HVAC_Split-Package_AC | Annual
Any | NE-HVAC-airHP-SpltPkg-65to134kBtuh-12p0eer-3p4cop | Mtl | Ex | CZ16 | cDXHP | SWHC013-02 | DEER2020 | D20v1 | 2020-11-09 | Cap-Tons | 1 |  | None | 1180 | 0.142 | 0 | 63.7 | 0.0378 | 0 | [6 empty] | DEER:HVAC_Split-Package_AC | Annual
Any | NE-HVAC-airHP-SpltPkg-65to134kBtuh-12p0eer-3p4cop | Mtl | New | CZ01 | cDXHP | SWHC013-02 | DEER2020 | D20v1 | 2020-11-09 | Cap-Tons | 1 |  | None | 21.3 | 0.00943 | 0 | 21.3 | 0.00943 | 0 | [6 empty] | DEER:HVAC_Split-Package_AC | Annual
Any | NE-HVAC-airHP-SpltPkg-65to134kBtuh-12p0eer-3p4cop | Mtl | New | CZ02 | cDXHP | SWHC013-02 | DEER2020 | D20v1 | 2020-11-09 | Cap-Tons | 1 |  | None | 81.5 | 0.0726 | 0 | 81.5 | 0.0726 | 0 | [6 empty] | DEER:HVAC_Split-Package_AC | Annual
Any | NE-HVAC-airHP-SpltPkg-65to134kBtuh-12p0eer-3p4cop | Mtl | New | CZ03 | cDXHP | SWHC013-02 | DEER2020 | D20v1 | 2020-11-09 | Cap-Tons | 1 |  | None | 29.9 | 0.033 | 0 | 29.9 | 0.033 | 0 | [6 empty] | DEER:HVAC_Split-Package_AC | Annual
Any | NE-HVAC-airHP-SpltPkg-65to134kBtuh-12p0eer-3p4cop | Mtl | New | CZ04 | cDXHP | SWHC013-02 | DEER2020 | D20v1 | 2020-11-09 | Cap-Tons | 1 |  | None | 86.2 | 0.0627 | 0 | 86.2 | 0.0627 | 0 | [6 empty] | DEER:HVAC_Split-Package_AC | Annual
Any | NE-HVAC-airHP-SpltPkg-65to134kBtuh-12p0eer-3p4cop | Mtl | New | CZ05 | cDXHP | SWHC013-02 | DEER2020 | D20v1 | 2020-11-09 | Cap-Tons | 1 |  | None | 31.3 | 0.0194 | 0 | 31.3 | 0.0194 | 0 | [6 empty] | DEER:HVAC_Split-Package_AC | Annual
Any | NE-HVAC-airHP-SpltPkg-65to134kBtuh-12p0eer-3p4cop | Mtl | New | CZ06 | cDXHP | SWHC013-02 | DEER2020 | D20v1 | 2020-11-09 | Cap-Tons | 1 |  | None | 68.6 | 0.0409 | 0 | 68.6 | 0.0409 | 0 | [6 empty] | DEER:HVAC_Split-Package_AC | Annual
Any | NE-HVAC-airHP-SpltPkg-65to134kBtuh-12p0eer-3p4cop | Mtl | New | CZ07 | cDXHP | SWHC013-02 | DEER2020 | D20v1 | 2020-11-09 | Cap-Tons | 1 |  | None | 59.7 | 0.034 | 0 | 59.7 | 0.034 | 0 | [6 empty] | DEER:HVAC_Split-Package_AC | Annual
Any | NE-HVAC-airHP-SpltPkg-65to134kBtuh-12p0eer-3p4cop | Mtl | New | CZ08 | cDXHP | SWHC013-02 | DEER2020 | D20v1 | 2020-11-09 | Cap-Tons | 1 |  | None | 109 | 0.0536 | 0 | 109 | 0.0536 | 0 | [6 empty] | DEER:HVAC_Split-Package_AC | Annual
Any | NE-HVAC-airHP-SpltPkg-65to134kBtuh-12p0eer-3p4cop | Mtl | New | CZ09 | cDXHP | SWHC013-02 | DEER2020 | D20v1 | 2020-11-09 | Cap-Tons | 1 |  | None | 99.3 | 0.0665 | 0 | 99.3 | 0.0665 | 0 | [6 empty] | DEER:HVAC_Split-Package_AC | Annual
Any | NE-HVAC-airHP-SpltPkg-65to134kBtuh-12p0eer-3p4cop | Mtl | New | CZ10 | cDXHP | SWHC013-02 | DEER2020 | D20v1 | 2020-11-09 | Cap-Tons | 1 |  | None | 113 | 0.0707 | 0 | 113 | 0.0707 | 0 | [6 empty] | DEER:HVAC_Split-Package_AC | Annual
Any | NE-HVAC-airHP-SpltPkg-65to134kBtuh-12p0eer-3p4cop | Mtl | New | CZ11 | cDXHP | SWHC013-02 | DEER2020 | D20v1 | 2020-11-09 | Cap-Tons | 1 |  | None | 123 | 0.0797 | 0 | 123 | 0.0797 | 0 | [6 empty] | DEER:HVAC_Split-Package_AC | Annual
Any | NE-HVAC-airHP-SpltPkg-65to134kBtuh-12p0eer-3p4cop | Mtl | New | CZ12 | cDXHP | SWHC013-02 | DEER2020 | D20v1 | 2020-11-09 | Cap-Tons | 1 |  | None | 101 | 0.0786 | 0 | 101 | 0.0786 | 0 | [6 empty] | DEER:HVAC_Split-Package_AC | Annual
Any | NE-HVAC-airHP-SpltPkg-65to134kBtuh-12p0eer-3p4cop | Mtl | New | CZ13 | cDXHP | SWHC013-02 | DEER2020 | D20v1 | 2020-11-09 | Cap-Tons | 1 |  | None | 126 | 0.0713 | 0 | 126 | 0.0713 | 0 | [6 empty] | DEER:HVAC_Split-Package_AC | Annual
Any | NE-HVAC-airHP-SpltPkg-65to134kBtuh-12p0eer-3p4cop | Mtl | New | CZ14 | cDXHP | SWHC013-02 | DEER2020 | D20v1 | 2020-11-09 | Cap-Tons | 1 |  | None | 122 | 0.0639 | 0 | 122 | 0.0639 | 0 | [6 empty] | DEER:HVAC_Split-Package_AC | Annual
Any | NE-HVAC-airHP-SpltPkg-65to134kBtuh-12p0eer-3p4cop | Mtl | New | CZ15 | cDXHP | SWHC013-02 | DEER2020 | D20v1 | 2020-11-09 | Cap-Tons | 1 |  | None | 179 | 0.0655 | 0 | 179 | 0.0655 | 0 | [6 empty] | DEER:HVAC_Split-Package_AC | Annual
Any | NE-HVAC-airHP-SpltPkg-65to134kBtuh-12p0eer-3p4cop | Mtl | New | CZ16 | cDXHP | SWHC013-02 | DEER2020 | D20v1 | 2020-11-09 | Cap-Tons | 1 |  | None | 62.3 | 0.037 | 0 | 62.3 | 0.037 | 0 | [6 empty] | DEER:HVAC_Split-Package_AC | Annual
Any | NE-HVAC-airHP-SpltPkg-65to134kBtuh-12p0eer-3p4cop | Nrs | Ex | CZ01 | cDXHP | SWHC013-02 | DEER2020 | D20v1 | 2020-11-09 | Cap-Tons | 1 |  | None | 937 | 0.124 | 0 | 29.7 | 0.00727 | 0 | [6 empty] | DEER:HVAC_Split-Package_AC | Annual
Any | NE-HVAC-airHP-SpltPkg-65to134kBtuh-12p0eer-3p4cop | Nrs | Ex | CZ02 | cDXHP | SWHC013-02 | DEER2020 | D20v1 | 2020-11-09 | Cap-Tons | 1 |  | None | 913 | 0.168 | 0 | 56.5 | 0.0452 | 0 | [6 empty] | DEER:HVAC_Split-Package_AC | Annual
Any | NE-HVAC-airHP-SpltPkg-65to134kBtuh-12p0eer-3p4cop | Nrs | Ex | CZ03 | cDXHP | SWHC013-02 | DEER2020 | D20v1 | 2020-11-09 | Cap-Tons | 1 |  | None | 853 | 0.116 | 0 | 32.1 | 0.0266 | 0 | [6 empty] | DEER:HVAC_Split-Package_AC | Annual
Any | NE-HVAC-airHP-SpltPkg-65to134kBtuh-12p0eer-3p4cop | Nrs | Ex | CZ04 | cDXHP | SWHC013-02 | DEER2020 | D20v1 | 2020-11-09 | Cap-Tons | 1 |  | None | 931 | 0.158 | 0 | 57.6 | 0.0407 | 0 | [6 empty] | DEER:HVAC_Split-Package_AC | Annual
Any | NE-HVAC-airHP-SpltPkg-65to134kBtuh-12p0eer-3p4cop | Nrs | Ex | CZ05 | cDXHP | SWHC013-02 | DEER2020 | D20v1 | 2020-11-09 | Cap-Tons | 1 |  | None | 864 | 0.108 | 0 | 34.8 | 0.0159 | 0 | [6 empty] | DEER:HVAC_Split-Package_AC | Annual
Any | NE-HVAC-airHP-SpltPkg-65to134kBtuh-12p0eer-3p4cop | Nrs | Ex | CZ06 | cDXHP | SWHC013-02 | DEER2020 | D20v1 | 2020-11-09 | Cap-Tons | 1 |  | None | 925 | 0.145 | 0 | 58.5 | 0.0357 | 0 | [6 empty] | DEER:HVAC_Split-Package_AC | Annual
Any | NE-HVAC-airHP-SpltPkg-65to134kBtuh-12p0eer-3p4cop | Nrs | Ex | CZ07 | cDXHP | SWHC013-02 | DEER2020 | D20v1 | 2020-11-09 | Cap-Tons | 1 |  | None | 892 | 0.121 | 0 | 47 | 0.0286 | 0 | [6 empty] | DEER:HVAC_Split-Package_AC | Annual
Any | NE-HVAC-airHP-SpltPkg-65to134kBtuh-12p0eer-3p4cop | Nrs | Ex | CZ08 | cDXHP | SWHC013-02 | DEER2020 | D20v1 | 2020-11-09 | Cap-Tons | 1 |  | None | 938 | 0.151 | 0 | 68.5 | 0.0359 | 0 | [6 empty] | DEER:HVAC_Split-Package_AC | Annual
Any | NE-HVAC-airHP-SpltPkg-65to134kBtuh-12p0eer-3p4cop | Nrs | Ex | CZ09 | cDXHP | SWHC013-02 | DEER2020 | D20v1 | 2020-11-09 | Cap-Tons | 1 |  | None | 922 | 0.174 | 0 | 77.6 | 0.0525 | 0 | [6 empty] | DEER:HVAC_Split-Package_AC | Annual
Any | NE-HVAC-airHP-SpltPkg-65to134kBtuh-12p0eer-3p4cop | Nrs | Ex | CZ10 | cDXHP | SWHC013-02 | DEER2020 | D20v1 | 2020-11-09 | Cap-Tons | 1 |  | None | 904 | 0.173 | 0 | 81.7 | 0.0516 | 0 | [6 empty] | DEER:HVAC_Split-Package_AC | Annual
Any | NE-HVAC-airHP-SpltPkg-65to134kBtuh-12p0eer-3p4cop | Nrs | Ex | CZ11 | cDXHP | SWHC013-02 | DEER2020 | D20v1 | 2020-11-09 | Cap-Tons | 1 |  | None | 938 | 0.178 | 0 | 94.6 | 0.0619 | 0 | [6 empty] | DEER:HVAC_Split-Package_AC | Annual
Any | NE-HVAC-airHP-SpltPkg-65to134kBtuh-12p0eer-3p4cop | Nrs | Ex | CZ12 | cDXHP | SWHC013-02 | DEER2020 | D20v1 | 2020-11-09 | Cap-Tons | 1 |  | None | 934 | 0.181 | 0 | 73.8 | 0.0558 | 0 | [6 empty] | DEER:HVAC_Split-Package_AC | Annual
Any | NE-HVAC-airHP-SpltPkg-65to134kBtuh-12p0eer-3p4cop | Nrs | Ex | CZ13 | cDXHP | SWHC013-02 | DEER2020 | D20v1 | 2020-11-09 | Cap-Tons | 1 |  | None | 992 | 0.19 | 0 | 96.2 | 0.0559 | 0 | [6 empty] | DEER:HVAC_Split-Package_AC | Annual
Any | NE-HVAC-airHP-SpltPkg-65to134kBtuh-12p0eer-3p4cop | Nrs | Ex | CZ14 | cDXHP | SWHC013-02 | DEER2020 | D20v1 | 2020-11-09 | Cap-Tons | 1 |  | None | 898 | 0.162 | 0 | 96.1 | 0.0502 | 0 | [6 empty] | DEER:HVAC_Split-Package_AC | Annual
Any | NE-HVAC-airHP-SpltPkg-65to134kBtuh-12p0eer-3p4cop | Nrs | Ex | CZ15 | cDXHP | SWHC013-02 | DEER2020 | D20v1 | 2020-11-09 | Cap-Tons | 1 |  | None | 918 | 0.182 | 0 | 154 | 0.0607 | 0 | [6 empty] | DEER:HVAC_Split-Package_AC | Annual
Any | NE-HVAC-airHP-SpltPkg-65to134kBtuh-12p0eer-3p4cop | Nrs | Ex | CZ16 | cDXHP | SWHC013-02 | DEER2020 | D20v1 | 2020-11-09 | Cap-Tons | 1 |  | None | 962 | 0.132 | 0 | 57 | 0.0301 | 0 | [6 empty] | DEER:HVAC_Split-Package_AC | Annual
Any | NE-HVAC-airHP-SpltPkg-65to134kBtuh-12p0eer-3p4cop | Nrs | New | CZ01 | cDXHP | SWHC013-02 | DEER2020 | D20v1 | 2020-11-09 | Cap-Tons | 1 |  | None | 30.4 | 0.00594 | 0 | 30.4 | 0.00594 | 0 | [6 empty] | DEER:HVAC_Split-Package_AC | Annual
Any | NE-HVAC-airHP-SpltPkg-65to134kBtuh-12p0eer-3p4cop | Nrs | New | CZ02 | cDXHP | SWHC013-02 | DEER2020 | D20v1 | 2020-11-09 | Cap-Tons | 1 |  | None | 51.7 | 0.0407 | 0 | 51.7 | 0.0407 | 0 | [6 empty] | DEER:HVAC_Split-Package_AC | Annual
Any | NE-HVAC-airHP-SpltPkg-65to134kBtuh-12p0eer-3p4cop | Nrs | New | CZ03 | cDXHP | SWHC013-02 | DEER2020 | D20v1 | 2020-11-09 | Cap-Tons | 1 |  | None | 29.1 | 0.0224 | 0 | 29.1 | 0.0224 | 0 | [6 empty] | DEER:HVAC_Split-Package_AC | Annual
Any | NE-HVAC-airHP-SpltPkg-65to134kBtuh-12p0eer-3p4cop | Nrs | New | CZ04 | cDXHP | SWHC013-02 | DEER2020 | D20v1 | 2020-11-09 | Cap-Tons | 1 |  | None | 50.2 | 0.0358 | 0 | 50.2 | 0.0358 | 0 | [6 empty] | DEER:HVAC_Split-Package_AC | Annual
Any | NE-HVAC-airHP-SpltPkg-65to134kBtuh-12p0eer-3p4cop | Nrs | New | CZ05 | cDXHP | SWHC013-02 | DEER2020 | D20v1 | 2020-11-09 | Cap-Tons | 1 |  | None | 31.4 | 0.0128 | 0 | 31.4 | 0.0128 | 0 | [6 empty] | DEER:HVAC_Split-Package_AC | Annual
Any | NE-HVAC-airHP-SpltPkg-65to134kBtuh-12p0eer-3p4cop | Nrs | New | CZ06 | cDXHP | SWHC013-02 | DEER2020 | D20v1 | 2020-11-09 | Cap-Tons | 1 |  | None | 49.6 | 0.0316 | 0 | 49.6 | 0.0316 | 0 | [6 empty] | DEER:HVAC_Split-Package_AC | Annual
Any | NE-HVAC-airHP-SpltPkg-65to134kBtuh-12p0eer-3p4cop | Nrs | New | CZ07 | cDXHP | SWHC013-02 | DEER2020 | D20v1 | 2020-11-09 | Cap-Tons | 1 |  | None | 38.5 | 0.0246 | 0 | 38.5 | 0.0246 | 0 | [6 empty] | DEER:HVAC_Split-Package_AC | Annual
Any | NE-HVAC-airHP-SpltPkg-65to134kBtuh-12p0eer-3p4cop | Nrs | New | CZ08 | cDXHP | SWHC013-02 | DEER2020 | D20v1 | 2020-11-09 | Cap-Tons | 1 |  | None | 59.2 | 0.0324 | 0 | 59.2 | 0.0324 | 0 | [6 empty] | DEER:HVAC_Split-Package_AC | Annual
Any | NE-HVAC-airHP-SpltPkg-65to134kBtuh-12p0eer-3p4cop | Nrs | New | CZ09 | cDXHP | SWHC013-02 | DEER2020 | D20v1 | 2020-11-09 | Cap-Tons | 1 |  | None | 68 | 0.0477 | 0 | 68 | 0.0477 | 0 | [6 empty] | DEER:HVAC_Split-Package_AC | Annual
Any | NE-HVAC-airHP-SpltPkg-65to134kBtuh-12p0eer-3p4cop | Nrs | New | CZ10 | cDXHP | SWHC013-02 | DEER2020 | D20v1 | 2020-11-09 | Cap-Tons | 1 |  | None | 74.3 | 0.0475 | 0 | 74.3 | 0.0475 | 0 | [6 empty] | DEER:HVAC_Split-Package_AC | Annual
Any | NE-HVAC-airHP-SpltPkg-65to134kBtuh-12p0eer-3p4cop | Nrs | New | CZ11 | cDXHP | SWHC013-02 | DEER2020 | D20v1 | 2020-11-09 | Cap-Tons | 1 |  | None | 86.4 | 0.0565 | 0 | 86.4 | 0.0565 | 0 | [6 empty] | DEER:HVAC_Split-Package_AC | Annual
Any | NE-HVAC-airHP-SpltPkg-65to134kBtuh-12p0eer-3p4cop | Nrs | New | CZ12 | cDXHP | SWHC013-02 | DEER2020 | D20v1 | 2020-11-09 | Cap-Tons | 1 |  | None | 67.5 | 0.051 | 0 | 67.5 | 0.051 | 0 | [6 empty] | DEER:HVAC_Split-Package_AC | Annual
Any | NE-HVAC-airHP-SpltPkg-65to134kBtuh-12p0eer-3p4cop | Nrs | New | CZ13 | cDXHP | SWHC013-02 | DEER2020 | D20v1 | 2020-11-09 | Cap-Tons | 1 |  | None | 88.6 | 0.0517 | 0 | 88.6 | 0.0517 | 0 | [6 empty] | DEER:HVAC_Split-Package_AC | Annual
Any | NE-HVAC-airHP-SpltPkg-65to134kBtuh-12p0eer-3p4cop | Nrs | New | CZ14 | cDXHP | SWHC013-02 | DEER2020 | D20v1 | 2020-11-09 | Cap-Tons | 1 |  | None | 88.7 | 0.0462 | 0 | 88.7 | 0.0462 | 0 | [6 empty] | DEER:HVAC_Split-Package_AC | Annual
Any | NE-HVAC-airHP-SpltPkg-65to134kBtuh-12p0eer-3p4cop | Nrs | New | CZ15 | cDXHP | SWHC013-02 | DEER2020 | D20v1 | 2020-11-09 | Cap-Tons | 1 |  | None | 144 | 0.0575 | 0 | 144 | 0.0575 | 0 | [6 empty] | DEER:HVAC_Split-Package_AC | Annual
Any | NE-HVAC-airHP-SpltPkg-65to134kBtuh-12p0eer-3p4cop | Nrs | New | CZ16 | cDXHP | SWHC013-02 | DEER2020 | D20v1 | 2020-11-09 | Cap-Tons | 1 |  | None | 53.2 | 0.0268 | 0 | 53.2 | 0.0268 | 0 | [6 empty] | DEER:HVAC_Split-Package_AC | Annual
Any | NE-HVAC-airHP-SpltPkg-65to134kBtuh-12p0eer-3p4cop | OfL | Ex | CZ01 | cDXHP | SWHC013-02 | DEER2020 | D20v1 | 2020-11-09 | Cap-Tons | 1 |  | None | 573 | 0.0751 | 0 | 11.4 | 0.00792 | 0 | [6 empty] | DEER:HVAC_Split-Package_AC | Annual
Any | NE-HVAC-airHP-SpltPkg-65to134kBtuh-12p0eer-3p4cop | OfL | Ex | CZ02 | cDXHP | SWHC013-02 | DEER2020 | D20v1 | 2020-11-09 | Cap-Tons | 1 |  | None | 559 | 0.0763 | 0 | 55.4 | 0.0326 | 0 | [6 empty] | DEER:HVAC_Split-Package_AC | Annual
Any | NE-HVAC-airHP-SpltPkg-65to134kBtuh-12p0eer-3p4cop | OfL | Ex | CZ03 | cDXHP | SWHC013-02 | DEER2020 | D20v1 | 2020-11-09 | Cap-Tons | 1 |  | None | 546 | 0.0611 | 0 | 26.3 | 0.0177 | 0 | [6 empty] | DEER:HVAC_Split-Package_AC | Annual
Any | NE-HVAC-airHP-SpltPkg-65to134kBtuh-12p0eer-3p4cop | OfL | Ex | CZ04 | cDXHP | SWHC013-02 | DEER2020 | D20v1 | 2020-11-09 | Cap-Tons | 1 |  | None | 541 | 0.0712 | 0 | 57.6 | 0.028 | 0 | [6 empty] | DEER:HVAC_Split-Package_AC | Annual
Any | NE-HVAC-airHP-SpltPkg-65to134kBtuh-12p0eer-3p4cop | OfL | Ex | CZ05 | cDXHP | SWHC013-02 | DEER2020 | D20v1 | 2020-11-09 | Cap-Tons | 1 |  | None | 541 | 0.0566 | 0 | 29.8 | 0.0139 | 0 | [6 empty] | DEER:HVAC_Split-Package_AC | Annual
Any | NE-HVAC-airHP-SpltPkg-65to134kBtuh-12p0eer-3p4cop | OfL | Ex | CZ06 | cDXHP | SWHC013-02 | DEER2020 | D20v1 | 2020-11-09 | Cap-Tons | 1 |  | None | 524 | 0.0635 | 0 | 54.8 | 0.0197 | 0 | [6 empty] | DEER:HVAC_Split-Package_AC | Annual
Any | NE-HVAC-airHP-SpltPkg-65to134kBtuh-12p0eer-3p4cop | OfL | Ex | CZ07 | cDXHP | SWHC013-02 | DEER2020 | D20v1 | 2020-11-09 | Cap-Tons | 1 |  | None | 570 | 0.0598 | 0 | 46.8 | 0.0172 | 0 | [6 empty] | DEER:HVAC_Split-Package_AC | Annual
Any | NE-HVAC-airHP-SpltPkg-65to134kBtuh-12p0eer-3p4cop | OfL | Ex | CZ08 | cDXHP | SWHC013-02 | DEER2020 | D20v1 | 2020-11-09 | Cap-Tons | 1 |  | None | 534 | 0.065 | 0 | 72.1 | 0.0227 | 0 | [6 empty] | DEER:HVAC_Split-Package_AC | Annual
Any | NE-HVAC-airHP-SpltPkg-65to134kBtuh-12p0eer-3p4cop | OfL | Ex | CZ09 | cDXHP | SWHC013-02 | DEER2020 | D20v1 | 2020-11-09 | Cap-Tons | 1 |  | None | 521 | 0.0736 | 0 | 65 | 0.0289 | 0 | [6 empty] | DEER:HVAC_Split-Package_AC | Annual
Any | NE-HVAC-airHP-SpltPkg-65to134kBtuh-12p0eer-3p4cop | OfL | Ex | CZ10 | cDXHP | SWHC013-02 | DEER2020 | D20v1 | 2020-11-09 | Cap-Tons | 1 |  | None | 560 | 0.077 | 0 | 76.4 | 0.0316 | 0 | [6 empty] | DEER:HVAC_Split-Package_AC | Annual
Any | NE-HVAC-airHP-SpltPkg-65to134kBtuh-12p0eer-3p4cop | OfL | Ex | CZ11 | cDXHP | SWHC013-02 | DEER2020 | D20v1 | 2020-11-09 | Cap-Tons | 1 |  | None | 531 | 0.0838 | 0 | 71.5 | 0.0347 | 0 | [6 empty] | DEER:HVAC_Split-Package_AC | Annual
Any | NE-HVAC-airHP-SpltPkg-65to134kBtuh-12p0eer-3p4cop | OfL | Ex | CZ12 | cDXHP | SWHC013-02 | DEER2020 | D20v1 | 2020-11-09 | Cap-Tons | 1 |  | None | 552 | 0.0816 | 0 | 62.4 | 0.0332 | 0 | [6 empty] | DEER:HVAC_Split-Package_AC | Annual
Any | NE-HVAC-airHP-SpltPkg-65to134kBtuh-12p0eer-3p4cop | OfL | Ex | CZ13 | cDXHP | SWHC013-02 | DEER2020 | D20v1 | 2020-11-09 | Cap-Tons | 1 |  | None | 529 | 0.0784 | 0 | 73.5 | 0.0297 | 0 | [6 empty] | DEER:HVAC_Split-Package_AC | Annual
Any | NE-HVAC-airHP-SpltPkg-65to134kBtuh-12p0eer-3p4cop | OfL | Ex | CZ14 | cDXHP | SWHC013-02 | DEER2020 | D20v1 | 2020-11-09 | Cap-Tons | 1 |  | None | 525 | 0.0786 | 0 | 73.5 | 0.0281 | 0 | [6 empty] | DEER:HVAC_Split-Package_AC | Annual
Any | NE-HVAC-airHP-SpltPkg-65to134kBtuh-12p0eer-3p4cop | OfL | Ex | CZ15 | cDXHP | SWHC013-02 | DEER2020 | D20v1 | 2020-11-09 | Cap-Tons | 1 |  | None | 566 | 0.087 | 0 | 108 | 0.0292 | 0 | [6 empty] | DEER:HVAC_Split-Package_AC | Annual
Any | NE-HVAC-airHP-SpltPkg-65to134kBtuh-12p0eer-3p4cop | OfL | Ex | CZ16 | cDXHP | SWHC013-02 | DEER2020 | D20v1 | 2020-11-09 | Cap-Tons | 1 |  | None | 492 | 0.0614 | 0 | 38.2 | 0.019 | 0 | [6 empty] | DEER:HVAC_Split-Package_AC | Annual
Any | NE-HVAC-airHP-SpltPkg-65to134kBtuh-12p0eer-3p4cop | OfL | New | CZ01 | cDXHP | SWHC013-02 | DEER2020 | D20v1 | 2020-11-09 | Cap-Tons | 1 |  | None | 10.3 | 0.00703 | 0 | 10.3 | 0.00703 | 0 | [6 empty] | DEER:HVAC_Split-Package_AC | Annual
Any | NE-HVAC-airHP-SpltPkg-65to134kBtuh-12p0eer-3p4cop | OfL | New | CZ02 | cDXHP | SWHC013-02 | DEER2020 | D20v1 | 2020-11-09 | Cap-Tons | 1 |  | None | 52.6 | 0.0317 | 0 | 52.6 | 0.0317 | 0 | [6 empty] | DEER:HVAC_Split-Package_AC | Annual
Any | NE-HVAC-airHP-SpltPkg-65to134kBtuh-12p0eer-3p4cop | OfL | New | CZ03 | cDXHP | SWHC013-02 | DEER2020 | D20v1 | 2020-11-09 | Cap-Tons | 1 |  | None | 24.7 | 0.0167 | 0 | 24.7 | 0.0167 | 0 | [6 empty] | DEER:HVAC_Split-Package_AC | Annual
Any | NE-HVAC-airHP-SpltPkg-65to134kBtuh-12p0eer-3p4cop | OfL | New | CZ04 | cDXHP | SWHC013-02 | DEER2020 | D20v1 | 2020-11-09 | Cap-Tons | 1 |  | None | 55.8 | 0.0271 | 0 | 55.8 | 0.0271 | 0 | [6 empty] | DEER:HVAC_Split-Package_AC | Annual
Any | NE-HVAC-airHP-SpltPkg-65to134kBtuh-12p0eer-3p4cop | OfL | New | CZ05 | cDXHP | SWHC013-02 | DEER2020 | D20v1 | 2020-11-09 | Cap-Tons | 1 |  | None | 28.4 | 0.0136 | 0 | 28.4 | 0.0136 | 0 | [6 empty] | DEER:HVAC_Split-Package_AC | Annual
Any | NE-HVAC-airHP-SpltPkg-65to134kBtuh-12p0eer-3p4cop | OfL | New | CZ06 | cDXHP | SWHC013-02 | DEER2020 | D20v1 | 2020-11-09 | Cap-Tons | 1 |  | None | 52.8 | 0.019 | 0 | 52.8 | 0.019 | 0 | [6 empty] | DEER:HVAC_Split-Package_AC | Annual
Any | NE-HVAC-airHP-SpltPkg-65to134kBtuh-12p0eer-3p4cop | OfL | New | CZ07 | cDXHP | SWHC013-02 | DEER2020 | D20v1 | 2020-11-09 | Cap-Tons | 1 |  | None | 45 | 0.0168 | 0 | 45 | 0.0168 | 0 | [6 empty] | DEER:HVAC_Split-Package_AC | Annual
Any | NE-HVAC-airHP-SpltPkg-65to134kBtuh-12p0eer-3p4cop | OfL | New | CZ08 | cDXHP | SWHC013-02 | DEER2020 | D20v1 | 2020-11-09 | Cap-Tons | 1 |  | None | 69.9 | 0.0222 | 0 | 69.9 | 0.0222 | 0 | [6 empty] | DEER:HVAC_Split-Package_AC | Annual
Any | NE-HVAC-airHP-SpltPkg-65to134kBtuh-12p0eer-3p4cop | OfL | New | CZ09 | cDXHP | SWHC013-02 | DEER2020 | D20v1 | 2020-11-09 | Cap-Tons | 1 |  | None | 62 | 0.0278 | 0 | 62 | 0.0278 | 0 | [6 empty] | DEER:HVAC_Split-Package_AC | Annual
Any | NE-HVAC-airHP-SpltPkg-65to134kBtuh-12p0eer-3p4cop | OfL | New | CZ10 | cDXHP | SWHC013-02 | DEER2020 | D20v1 | 2020-11-09 | Cap-Tons | 1 |  | None | 72.5 | 0.031 | 0 | 72.5 | 0.031 | 0 | [6 empty] | DEER:HVAC_Split-Package_AC | Annual
Any | NE-HVAC-airHP-SpltPkg-65to134kBtuh-12p0eer-3p4cop | OfL | New | CZ11 | cDXHP | SWHC013-02 | DEER2020 | D20v1 | 2020-11-09 | Cap-Tons | 1 |  | None | 68.2 | 0.0333 | 0 | 68.2 | 0.0333 | 0 | [6 empty] | DEER:HVAC_Split-Package_AC | Annual
Any | NE-HVAC-airHP-SpltPkg-65to134kBtuh-12p0eer-3p4cop | OfL | New | CZ12 | cDXHP | SWHC013-02 | DEER2020 | D20v1 | 2020-11-09 | Cap-Tons | 1 |  | None | 59.3 | 0.0319 | 0 | 59.3 | 0.0319 | 0 | [6 empty] | DEER:HVAC_Split-Package_AC | Annual
Any | NE-HVAC-airHP-SpltPkg-65to134kBtuh-12p0eer-3p4cop | OfL | New | CZ13 | cDXHP | SWHC013-02 | DEER2020 | D20v1 | 2020-11-09 | Cap-Tons | 1 |  | None | 70.4 | 0.0287 | 0 | 70.4 | 0.0287 | 0 | [6 empty] | DEER:HVAC_Split-Package_AC | Annual
Any | NE-HVAC-airHP-SpltPkg-65to134kBtuh-12p0eer-3p4cop | OfL | New | CZ14 | cDXHP | SWHC013-02 | DEER2020 | D20v1 | 2020-11-09 | Cap-Tons | 1 |  | None | 70.4 | 0.0271 | 0 | 70.4 | 0.0271 | 0 | [6 empty] | DEER:HVAC_Split-Package_AC | Annual
Any | NE-HVAC-airHP-SpltPkg-65to134kBtuh-12p0eer-3p4cop | OfL | New | CZ15 | cDXHP | SWHC013-02 | DEER2020 | D20v1 | 2020-11-09 | Cap-Tons | 1 |  | None | 104 | 0.0282 | 0 | 104 | 0.0282 | 0 | [6 empty] | DEER:HVAC_Split-Package_AC | Annual
Any | NE-HVAC-airHP-SpltPkg-65to134kBtuh-12p0eer-3p4cop | OfL | New | CZ16 | cDXHP | SWHC013-02 | DEER2020 | D20v1 | 2020-11-09 | Cap-Tons | 1 |  | None | 36.3 | 0.0176 | 0 | 36.3 | 0.0176 | 0 | [6 empty] | DEER:HVAC_Split-Package_AC | Annual
Any | NE-HVAC-airHP-SpltPkg-65to134kBtuh-12p0eer-3p4cop | OfS | Ex | CZ01 | cDXHP | SWHC013-02 | DEER2020 | D20v1 | 2020-11-09 | Cap-Tons | 1 |  | None | 442 | 0.0624 | 0 | 16.4 | 0.00682 | 0 | [6 empty] | DEER:HVAC_Split-Package_AC | Annual
Any | NE-HVAC-airHP-SpltPkg-65to134kBtuh-12p0eer-3p4cop | OfS | Ex | CZ02 | cDXHP | SWHC013-02 | DEER2020 | D20v1 | 2020-11-09 | Cap-Tons | 1 |  | None | 460 | 0.0749 | 0 | 51.6 | 0.0314 | 0 | [6 empty] | DEER:HVAC_Split-Package_AC | Annual
Any | NE-HVAC-airHP-SpltPkg-65to134kBtuh-12p0eer-3p4cop | OfS | Ex | CZ03 | cDXHP | SWHC013-02 | DEER2020 | D20v1 | 2020-11-09 | Cap-Tons | 1 |  | None | 430 | 0.0568 | 0 | 25.9 | 0.0168 | 0 | [6 empty] | DEER:HVAC_Split-Package_AC | Annual
Any | NE-HVAC-airHP-SpltPkg-65to134kBtuh-12p0eer-3p4cop | OfS | Ex | CZ04 | cDXHP | SWHC013-02 | DEER2020 | D20v1 | 2020-11-09 | Cap-Tons | 1 |  | None | 450 | 0.069 | 0 | 52.6 | 0.0267 | 0 | [6 empty] | DEER:HVAC_Split-Package_AC | Annual
Any | NE-HVAC-airHP-SpltPkg-65to134kBtuh-12p0eer-3p4cop | OfS | Ex | CZ05 | cDXHP | SWHC013-02 | DEER2020 | D20v1 | 2020-11-09 | Cap-Tons | 1 |  | None | 437 | 0.0519 | 0 | 28.9 | 0.0124 | 0 | [6 empty] | DEER:HVAC_Split-Package_AC | Annual
Any | NE-HVAC-airHP-SpltPkg-65to134kBtuh-12p0eer-3p4cop | OfS | Ex | CZ06 | cDXHP | SWHC013-02 | DEER2020 | D20v1 | 2020-11-09 | Cap-Tons | 1 |  | None | 431 | 0.0598 | 0 | 50.2 | 0.0197 | 0 | [6 empty] | DEER:HVAC_Split-Package_AC | Annual
Any | NE-HVAC-airHP-SpltPkg-65to134kBtuh-12p0eer-3p4cop | OfS | Ex | CZ07 | cDXHP | SWHC013-02 | DEER2020 | D20v1 | 2020-11-09 | Cap-Tons | 1 |  | None | 473 | 0.0569 | 0 | 41.9 | 0.0168 | 0 | [6 empty] | DEER:HVAC_Split-Package_AC | Annual
Any | NE-HVAC-airHP-SpltPkg-65to134kBtuh-12p0eer-3p4cop | OfS | Ex | CZ08 | cDXHP | SWHC013-02 | DEER2020 | D20v1 | 2020-11-09 | Cap-Tons | 1 |  | None | 448 | 0.062 | 0 | 64.7 | 0.0223 | 0 | [6 empty] | DEER:HVAC_Split-Package_AC | Annual
Any | NE-HVAC-airHP-SpltPkg-65to134kBtuh-12p0eer-3p4cop | OfS | Ex | CZ09 | cDXHP | SWHC013-02 | DEER2020 | D20v1 | 2020-11-09 | Cap-Tons | 1 |  | None | 459 | 0.0736 | 0 | 60.1 | 0.0286 | 0 | [6 empty] | DEER:HVAC_Split-Package_AC | Annual
Any | NE-HVAC-airHP-SpltPkg-65to134kBtuh-12p0eer-3p4cop | OfS | Ex | CZ10 | cDXHP | SWHC013-02 | DEER2020 | D20v1 | 2020-11-09 | Cap-Tons | 1 |  | None | 487 | 0.0767 | 0 | 69.9 | 0.031 | 0 | [6 empty] | DEER:HVAC_Split-Package_AC | Annual
Any | NE-HVAC-airHP-SpltPkg-65to134kBtuh-12p0eer-3p4cop | OfS | Ex | CZ11 | cDXHP | SWHC013-02 | DEER2020 | D20v1 | 2020-11-09 | Cap-Tons | 1 |  | None | 478 | 0.0836 | 0 | 69.1 | 0.0355 | 0 | [6 empty] | DEER:HVAC_Split-Package_AC | Annual
Any | NE-HVAC-airHP-SpltPkg-65to134kBtuh-12p0eer-3p4cop | OfS | Ex | CZ12 | cDXHP | SWHC013-02 | DEER2020 | D20v1 | 2020-11-09 | Cap-Tons | 1 |  | None | 472 | 0.0802 | 0 | 59.4 | 0.0329 | 0 | [6 empty] | DEER:HVAC_Split-Package_AC | Annual
Any | NE-HVAC-airHP-SpltPkg-65to134kBtuh-12p0eer-3p4cop | OfS | Ex | CZ13 | cDXHP | SWHC013-02 | DEER2020 | D20v1 | 2020-11-09 | Cap-Tons | 1 |  | None | 487 | 0.0803 | 0 | 70.6 | 0.0296 | 0 | [6 empty] | DEER:HVAC_Split-Package_AC | Annual
Any | NE-HVAC-airHP-SpltPkg-65to134kBtuh-12p0eer-3p4cop | OfS | Ex | CZ14 | cDXHP | SWHC013-02 | DEER2020 | D20v1 | 2020-11-09 | Cap-Tons | 1 |  | None | 479 | 0.0792 | 0 | 71 | 0.0282 | 0 | [6 empty] | DEER:HVAC_Split-Package_AC | Annual
Any | NE-HVAC-airHP-SpltPkg-65to134kBtuh-12p0eer-3p4cop | OfS | Ex | CZ15 | cDXHP | SWHC013-02 | DEER2020 | D20v1 | 2020-11-09 | Cap-Tons | 1 |  | None | 522 | 0.0858 | 0 | 105 | 0.0301 | 0 | [6 empty] | DEER:HVAC_Split-Package_AC | Annual
Any | NE-HVAC-airHP-SpltPkg-65to134kBtuh-12p0eer-3p4cop | OfS | Ex | CZ16 | cDXHP | SWHC013-02 | DEER2020 | D20v1 | 2020-11-09 | Cap-Tons | 1 |  | None | 474 | 0.0618 | 0 | 42.5 | 0.0196 | 0 | [6 empty] | DEER:HVAC_Split-Package_AC | Annual
Any | NE-HVAC-airHP-SpltPkg-65to134kBtuh-12p0eer-3p4cop | OfS | New | CZ01 | cDXHP | SWHC013-02 | DEER2020 | D20v1 | 2020-11-09 | Cap-Tons | 1 |  | None | 16.4 | 0.00631 | 0 | 16.4 | 0.00631 | 0 | [6 empty] | DEER:HVAC_Split-Package_AC | Annual
Any | NE-HVAC-airHP-SpltPkg-65to134kBtuh-12p0eer-3p4cop | OfS | New | CZ02 | cDXHP | SWHC013-02 | DEER2020 | D20v1 | 2020-11-09 | Cap-Tons | 1 |  | None | 49.9 | 0.0301 | 0 | 49.9 | 0.0301 | 0 | [6 empty] | DEER:HVAC_Split-Package_AC | Annual
Any | NE-HVAC-airHP-SpltPkg-65to134kBtuh-12p0eer-3p4cop | OfS | New | CZ03 | cDXHP | SWHC013-02 | DEER2020 | D20v1 | 2020-11-09 | Cap-Tons | 1 |  | None | 25.9 | 0.0163 | 0 | 25.9 | 0.0163 | 0 | [6 empty] | DEER:HVAC_Split-Package_AC | Annual
Any | NE-HVAC-airHP-SpltPkg-65to134kBtuh-12p0eer-3p4cop | OfS | New | CZ04 | cDXHP | SWHC013-02 | DEER2020 | D20v1 | 2020-11-09 | Cap-Tons | 1 |  | None | 51.3 | 0.0257 | 0 | 51.3 | 0.0257 | 0 | [6 empty] | DEER:HVAC_Split-Package_AC | Annual
Any | NE-HVAC-airHP-SpltPkg-65to134kBtuh-12p0eer-3p4cop | OfS | New | CZ05 | cDXHP | SWHC013-02 | DEER2020 | D20v1 | 2020-11-09 | Cap-Tons | 1 |  | None | 28.7 | 0.0124 | 0 | 28.7 | 0.0124 | 0 | [6 empty] | DEER:HVAC_Split-Package_AC | Annual
Any | NE-HVAC-airHP-SpltPkg-65to134kBtuh-12p0eer-3p4cop | OfS | New | CZ06 | cDXHP | SWHC013-02 | DEER2020 | D20v1 | 2020-11-09 | Cap-Tons | 1 |  | None | 50.3 | 0.0196 | 0 | 50.3 | 0.0196 | 0 | [6 empty] | DEER:HVAC_Split-Package_AC | Annual
Any | NE-HVAC-airHP-SpltPkg-65to134kBtuh-12p0eer-3p4cop | OfS | New | CZ07 | cDXHP | SWHC013-02 | DEER2020 | D20v1 | 2020-11-09 | Cap-Tons | 1 |  | None | 42.2 | 0.017 | 0 | 42.2 | 0.017 | 0 | [6 empty] | DEER:HVAC_Split-Package_AC | Annual
Any | NE-HVAC-airHP-SpltPkg-65to134kBtuh-12p0eer-3p4cop | OfS | New | CZ08 | cDXHP | SWHC013-02 | DEER2020 | D20v1 | 2020-11-09 | Cap-Tons | 1 |  | None | 62.9 | 0.0219 | 0 | 62.9 | 0.0219 | 0 | [6 empty] | DEER:HVAC_Split-Package_AC | Annual
Any | NE-HVAC-airHP-SpltPkg-65to134kBtuh-12p0eer-3p4cop | OfS | New | CZ09 | cDXHP | SWHC013-02 | DEER2020 | D20v1 | 2020-11-09 | Cap-Tons | 1 |  | None | 57.8 | 0.0273 | 0 | 57.8 | 0.0273 | 0 | [6 empty] | DEER:HVAC_Split-Package_AC | Annual
Any | NE-HVAC-airHP-SpltPkg-65to134kBtuh-12p0eer-3p4cop | OfS | New | CZ10 | cDXHP | SWHC013-02 | DEER2020 | D20v1 | 2020-11-09 | Cap-Tons | 1 |  | None | 67.3 | 0.0302 | 0 | 67.3 | 0.0302 | 0 | [6 empty] | DEER:HVAC_Split-Package_AC | Annual
Any | NE-HVAC-airHP-SpltPkg-65to134kBtuh-12p0eer-3p4cop | OfS | New | CZ11 | cDXHP | SWHC013-02 | DEER2020 | D20v1 | 2020-11-09 | Cap-Tons | 1 |  | None | 66.3 | 0.0326 | 0 | 66.3 | 0.0326 | 0 | [6 empty] | DEER:HVAC_Split-Package_AC | Annual
Any | NE-HVAC-airHP-SpltPkg-65to134kBtuh-12p0eer-3p4cop | OfS | New | CZ12 | cDXHP | SWHC013-02 | DEER2020 | D20v1 | 2020-11-09 | Cap-Tons | 1 |  | None | 57.2 | 0.031 | 0 | 57.2 | 0.031 | 0 | [6 empty] | DEER:HVAC_Split-Package_AC | Annual
Any | NE-HVAC-airHP-SpltPkg-65to134kBtuh-12p0eer-3p4cop | OfS | New | CZ13 | cDXHP | SWHC013-02 | DEER2020 | D20v1 | 2020-11-09 | Cap-Tons | 1 |  | None | 67.9 | 0.028 | 0 | 67.9 | 0.028 | 0 | [6 empty] | DEER:HVAC_Split-Package_AC | Annual
Any | NE-HVAC-airHP-SpltPkg-65to134kBtuh-12p0eer-3p4cop | OfS | New | CZ14 | cDXHP | SWHC013-02 | DEER2020 | D20v1 | 2020-11-09 | Cap-Tons | 1 |  | None | 68.2 | 0.0268 | 0 | 68.2 | 0.0268 | 0 | [6 empty] | DEER:HVAC_Split-Package_AC | Annual
Any | NE-HVAC-airHP-SpltPkg-65to134kBtuh-12p0eer-3p4cop | OfS | New | CZ15 | cDXHP | SWHC013-02 | DEER2020 | D20v1 | 2020-11-09 | Cap-Tons | 1 |  | None | 100 | 0.028 | 0 | 100 | 0.028 | 0 | [6 empty] | DEER:HVAC_Split-Package_AC | Annual
Any | NE-HVAC-airHP-SpltPkg-65to134kBtuh-12p0eer-3p4cop | OfS | New | CZ16 | cDXHP | SWHC013-02 | DEER2020 | D20v1 | 2020-11-09 | Cap-Tons | 1 |  | None | 41 | 0.018 | 0 | 41 | 0.018 | 0 | [6 empty] | DEER:HVAC_Split-Package_AC | Annual
Any | NE-HVAC-airHP-SpltPkg-65to134kBtuh-12p0eer-3p4cop | RFF | Ex | CZ01 | cDXHP | SWHC013-02 | DEER2020 | D20v1 | 2020-11-09 | Cap-Tons | 1 |  | None | 810 | 0.0682 | 0 | 37.3 | 0.0147 | 0 | [6 empty] | DEER:HVAC_Split-Package_AC | Annual
Any | NE-HVAC-airHP-SpltPkg-65to134kBtuh-12p0eer-3p4cop | RFF | Ex | CZ02 | cDXHP | SWHC013-02 | DEER2020 | D20v1 | 2020-11-09 | Cap-Tons | 1 |  | None | 759 | 0.143 | 0 | 98.2 | 0.0876 | 0 | [6 empty] | DEER:HVAC_Split-Package_AC | Annual
Any | NE-HVAC-airHP-SpltPkg-65to134kBtuh-12p0eer-3p4cop | RFF | Ex | CZ03 | cDXHP | SWHC013-02 | DEER2020 | D20v1 | 2020-11-09 | Cap-Tons | 1 |  | None | 642 | 0.121 | 0 | 46.5 | 0.0429 | 0 | [6 empty] | DEER:HVAC_Split-Package_AC | Annual
Any | NE-HVAC-airHP-SpltPkg-65to134kBtuh-12p0eer-3p4cop | RFF | Ex | CZ04 | cDXHP | SWHC013-02 | DEER2020 | D20v1 | 2020-11-09 | Cap-Tons | 1 |  | None | 706 | 0.146 | 0 | 101 | 0.0759 | 0 | [6 empty] | DEER:HVAC_Split-Package_AC | Annual
Any | NE-HVAC-airHP-SpltPkg-65to134kBtuh-12p0eer-3p4cop | RFF | Ex | CZ05 | cDXHP | SWHC013-02 | DEER2020 | D20v1 | 2020-11-09 | Cap-Tons | 1 |  | None | 676 | 0.0972 | 0 | 46.9 | 0.0272 | 0 | [6 empty] | DEER:HVAC_Split-Package_AC | Annual
Any | NE-HVAC-airHP-SpltPkg-65to134kBtuh-12p0eer-3p4cop | RFF | Ex | CZ06 | cDXHP | SWHC013-02 | DEER2020 | D20v1 | 2020-11-09 | Cap-Tons | 1 |  | None | 597 | 0.142 | 0 | 82 | 0.0541 | 0 | [6 empty] | DEER:HVAC_Split-Package_AC | Annual
Any | NE-HVAC-airHP-SpltPkg-65to134kBtuh-12p0eer-3p4cop | RFF | Ex | CZ07 | cDXHP | SWHC013-02 | DEER2020 | D20v1 | 2020-11-09 | Cap-Tons | 1 |  | None | 580 | 0.126 | 0 | 74.3 | 0.0455 | 0 | [6 empty] | DEER:HVAC_Split-Package_AC | Annual
Any | NE-HVAC-airHP-SpltPkg-65to134kBtuh-12p0eer-3p4cop | RFF | Ex | CZ08 | cDXHP | SWHC013-02 | DEER2020 | D20v1 | 2020-11-09 | Cap-Tons | 1 |  | None | 639 | 0.139 | 0 | 118 | 0.0636 | 0 | [6 empty] | DEER:HVAC_Split-Package_AC | Annual
Any | NE-HVAC-airHP-SpltPkg-65to134kBtuh-12p0eer-3p4cop | RFF | Ex | CZ09 | cDXHP | SWHC013-02 | DEER2020 | D20v1 | 2020-11-09 | Cap-Tons | 1 |  | None | 698 | 0.164 | 0 | 102 | 0.0754 | 0 | [6 empty] | DEER:HVAC_Split-Package_AC | Annual
Any | NE-HVAC-airHP-SpltPkg-65to134kBtuh-12p0eer-3p4cop | RFF | Ex | CZ10 | cDXHP | SWHC013-02 | DEER2020 | D20v1 | 2020-11-09 | Cap-Tons | 1 |  | None | 773 | 0.17 | 0 | 124 | 0.0845 | 0 | [6 empty] | DEER:HVAC_Split-Package_AC | Annual
Any | NE-HVAC-airHP-SpltPkg-65to134kBtuh-12p0eer-3p4cop | RFF | Ex | CZ11 | cDXHP | SWHC013-02 | DEER2020 | D20v1 | 2020-11-09 | Cap-Tons | 1 |  | None | 809 | 0.183 | 0 | 129 | 0.0843 | 0 | [6 empty] | DEER:HVAC_Split-Package_AC | Annual
Any | NE-HVAC-airHP-SpltPkg-65to134kBtuh-12p0eer-3p4cop | RFF | Ex | CZ12 | cDXHP | SWHC013-02 | DEER2020 | D20v1 | 2020-11-09 | Cap-Tons | 1 |  | None | 788 | 0.167 | 0 | 111 | 0.0884 | 0 | [6 empty] | DEER:HVAC_Split-Package_AC | Annual
Any | NE-HVAC-airHP-SpltPkg-65to134kBtuh-12p0eer-3p4cop | RFF | Ex | CZ13 | cDXHP | SWHC013-02 | DEER2020 | D20v1 | 2020-11-09 | Cap-Tons | 1 |  | None | 817 | 0.176 | 0 | 135 | 0.0812 | 0 | [6 empty] | DEER:HVAC_Split-Package_AC | Annual
Any | NE-HVAC-airHP-SpltPkg-65to134kBtuh-12p0eer-3p4cop | RFF | Ex | CZ14 | cDXHP | SWHC013-02 | DEER2020 | D20v1 | 2020-11-09 | Cap-Tons | 1 |  | None | 849 | 0.19 | 0 | 126 | 0.0706 | 0 | [6 empty] | DEER:HVAC_Split-Package_AC | Annual
Any | NE-HVAC-airHP-SpltPkg-65to134kBtuh-12p0eer-3p4cop | RFF | Ex | CZ15 | cDXHP | SWHC013-02 | DEER2020 | D20v1 | 2020-11-09 | Cap-Tons | 1 |  | None | 895 | 0.212 | 0 | 181 | 0.0741 | 0 | [6 empty] | DEER:HVAC_Split-Package_AC | Annual
Any | NE-HVAC-airHP-SpltPkg-65to134kBtuh-12p0eer-3p4cop | RFF | Ex | CZ16 | cDXHP | SWHC013-02 | DEER2020 | D20v1 | 2020-11-09 | Cap-Tons | 1 |  | None | 1020 | 0.147 | 0 | 84.4 | 0.048 | 0 | [6 empty] | DEER:HVAC_Split-Package_AC | Annual
Any | NE-HVAC-airHP-SpltPkg-65to134kBtuh-12p0eer-3p4cop | RFF | New | CZ01 | cDXHP | SWHC013-02 | DEER2020 | D20v1 | 2020-11-09 | Cap-Tons | 1 |  | None | 46.6 | 0.012 | 0 | 46.6 | 0.012 | 0 | [6 empty] | DEER:HVAC_Split-Package_AC | Annual
Any | NE-HVAC-airHP-SpltPkg-65to134kBtuh-12p0eer-3p4cop | RFF | New | CZ02 | cDXHP | SWHC013-02 | DEER2020 | D20v1 | 2020-11-09 | Cap-Tons | 1 |  | None | 91 | 0.0809 | 0 | 91 | 0.0809 | 0 | [6 empty] | DEER:HVAC_Split-Package_AC | Annual
Any | NE-HVAC-airHP-SpltPkg-65to134kBtuh-12p0eer-3p4cop | RFF | New | CZ03 | cDXHP | SWHC013-02 | DEER2020 | D20v1 | 2020-11-09 | Cap-Tons | 1 |  | None | 46.2 | 0.0406 | 0 | 46.2 | 0.0406 | 0 | [6 empty] | DEER:HVAC_Split-Package_AC | Annual
Any | NE-HVAC-airHP-SpltPkg-65to134kBtuh-12p0eer-3p4cop | RFF | New | CZ04 | cDXHP | SWHC013-02 | DEER2020 | D20v1 | 2020-11-09 | Cap-Tons | 1 |  | None | 91.9 | 0.0708 | 0 | 91.9 | 0.0708 | 0 | [6 empty] | DEER:HVAC_Split-Package_AC | Annual
Any | NE-HVAC-airHP-SpltPkg-65to134kBtuh-12p0eer-3p4cop | RFF | New | CZ05 | cDXHP | SWHC013-02 | DEER2020 | D20v1 | 2020-11-09 | Cap-Tons | 1 |  | None | 46.6 | 0.0252 | 0 | 46.6 | 0.0252 | 0 | [6 empty] | DEER:HVAC_Split-Package_AC | Annual
Any | NE-HVAC-airHP-SpltPkg-65to134kBtuh-12p0eer-3p4cop | RFF | New | CZ06 | cDXHP | SWHC013-02 | DEER2020 | D20v1 | 2020-11-09 | Cap-Tons | 1 |  | None | 78.7 | 0.0544 | 0 | 78.7 | 0.0544 | 0 | [6 empty] | DEER:HVAC_Split-Package_AC | Annual
Any | NE-HVAC-airHP-SpltPkg-65to134kBtuh-12p0eer-3p4cop | RFF | New | CZ07 | cDXHP | SWHC013-02 | DEER2020 | D20v1 | 2020-11-09 | Cap-Tons | 1 |  | None | 70 | 0.045 | 0 | 70 | 0.045 | 0 | [6 empty] | DEER:HVAC_Split-Package_AC | Annual
Any | NE-HVAC-airHP-SpltPkg-65to134kBtuh-12p0eer-3p4cop | RFF | New | CZ08 | cDXHP | SWHC013-02 | DEER2020 | D20v1 | 2020-11-09 | Cap-Tons | 1 |  | None | 113 | 0.0627 | 0 | 113 | 0.0627 | 0 | [6 empty] | DEER:HVAC_Split-Package_AC | Annual
Any | NE-HVAC-airHP-SpltPkg-65to134kBtuh-12p0eer-3p4cop | RFF | New | CZ09 | cDXHP | SWHC013-02 | DEER2020 | D20v1 | 2020-11-09 | Cap-Tons | 1 |  | None | 97.4 | 0.0743 | 0 | 97.4 | 0.0743 | 0 | [6 empty] | DEER:HVAC_Split-Package_AC | Annual
Any | NE-HVAC-airHP-SpltPkg-65to134kBtuh-12p0eer-3p4cop | RFF | New | CZ10 | cDXHP | SWHC013-02 | DEER2020 | D20v1 | 2020-11-09 | Cap-Tons | 1 |  | None | 118 | 0.0825 | 0 | 118 | 0.0825 | 0 | [6 empty] | DEER:HVAC_Split-Package_AC | Annual
Any | NE-HVAC-airHP-SpltPkg-65to134kBtuh-12p0eer-3p4cop | RFF | New | CZ11 | cDXHP | SWHC013-02 | DEER2020 | D20v1 | 2020-11-09 | Cap-Tons | 1 |  | None | 125 | 0.0823 | 0 | 125 | 0.0823 | 0 | [6 empty] | DEER:HVAC_Split-Package_AC | Annual
Any | NE-HVAC-airHP-SpltPkg-65to134kBtuh-12p0eer-3p4cop | RFF | New | CZ12 | cDXHP | SWHC013-02 | DEER2020 | D20v1 | 2020-11-09 | Cap-Tons | 1 |  | None | 108 | 0.0863 | 0 | 108 | 0.0863 | 0 | [6 empty] | DEER:HVAC_Split-Package_AC | Annual
Any | NE-HVAC-airHP-SpltPkg-65to134kBtuh-12p0eer-3p4cop | RFF | New | CZ13 | cDXHP | SWHC013-02 | DEER2020 | D20v1 | 2020-11-09 | Cap-Tons | 1 |  | None | 131 | 0.0789 | 0 | 131 | 0.0789 | 0 | [6 empty] | DEER:HVAC_Split-Package_AC | Annual
Any | NE-HVAC-airHP-SpltPkg-65to134kBtuh-12p0eer-3p4cop | RFF | New | CZ14 | cDXHP | SWHC013-02 | DEER2020 | D20v1 | 2020-11-09 | Cap-Tons | 1 |  | None | 123 | 0.0675 | 0 | 123 | 0.0675 | 0 | [6 empty] | DEER:HVAC_Split-Package_AC | Annual
Any | NE-HVAC-airHP-SpltPkg-65to134kBtuh-12p0eer-3p4cop | RFF | New | CZ15 | cDXHP | SWHC013-02 | DEER2020 | D20v1 | 2020-11-09 | Cap-Tons | 1 |  | None | 173 | 0.0709 | 0 | 173 | 0.0709 | 0 | [6 empty] | DEER:HVAC_Split-Package_AC | Annual
Any | NE-HVAC-airHP-SpltPkg-65to134kBtuh-12p0eer-3p4cop | RFF | New | CZ16 | cDXHP | SWHC013-02 | DEER2020 | D20v1 | 2020-11-09 | Cap-Tons | 1 |  | None | 86.1 | 0.0463 | 0 | 86.1 | 0.0463 | 0 | [6 empty] | DEER:HVAC_Split-Package_AC | Annual
Any | NE-HVAC-airHP-SpltPkg-65to134kBtuh-12p0eer-3p4cop | RSD | Ex | CZ01 | cDXHP | SWHC013-02 | DEER2020 | D20v1 | 2020-11-09 | Cap-Tons | 1 |  | None | 511 | 0.0597 | 0 | 25.4 | 0.0152 | 0 | [6 empty] | DEER:HVAC_Split-Package_AC | Annual
Any | NE-HVAC-airHP-SpltPkg-65to134kBtuh-12p0eer-3p4cop | RSD | Ex | CZ02 | cDXHP | SWHC013-02 | DEER2020 | D20v1 | 2020-11-09 | Cap-Tons | 1 |  | None | 534 | 0.16 | 0 | 87.1 | 0.0825 | 0 | [6 empty] | DEER:HVAC_Split-Package_AC | Annual
Any | NE-HVAC-airHP-SpltPkg-65to134kBtuh-12p0eer-3p4cop | RSD | Ex | CZ03 | cDXHP | SWHC013-02 | DEER2020 | D20v1 | 2020-11-09 | Cap-Tons | 1 |  | None | 459 | 0.122 | 0 | 46.8 | 0.0453 | 0 | [6 empty] | DEER:HVAC_Split-Package_AC | Annual
Any | NE-HVAC-airHP-SpltPkg-65to134kBtuh-12p0eer-3p4cop | RSD | Ex | CZ04 | cDXHP | SWHC013-02 | DEER2020 | D20v1 | 2020-11-09 | Cap-Tons | 1 |  | None | 521 | 0.152 | 0 | 94.4 | 0.0736 | 0 | [6 empty] | DEER:HVAC_Split-Package_AC | Annual
Any | NE-HVAC-airHP-SpltPkg-65to134kBtuh-12p0eer-3p4cop | RSD | Ex | CZ05 | cDXHP | SWHC013-02 | DEER2020 | D20v1 | 2020-11-09 | Cap-Tons | 1 |  | None | 449 | 0.0943 | 0 | 46 | 0.0289 | 0 | [6 empty] | DEER:HVAC_Split-Package_AC | Annual
Any | NE-HVAC-airHP-SpltPkg-65to134kBtuh-12p0eer-3p4cop | RSD | Ex | CZ06 | cDXHP | SWHC013-02 | DEER2020 | D20v1 | 2020-11-09 | Cap-Tons | 1 |  | None | 435 | 0.138 | 0 | 88.8 | 0.0564 | 0 | [6 empty] | DEER:HVAC_Split-Package_AC | Annual
Any | NE-HVAC-airHP-SpltPkg-65to134kBtuh-12p0eer-3p4cop | RSD | Ex | CZ07 | cDXHP | SWHC013-02 | DEER2020 | D20v1 | 2020-11-09 | Cap-Tons | 1 |  | None | 400 | 0.118 | 0 | 82.5 | 0.0479 | 0 | [6 empty] | DEER:HVAC_Split-Package_AC | Annual
Any | NE-HVAC-airHP-SpltPkg-65to134kBtuh-12p0eer-3p4cop | RSD | Ex | CZ08 | cDXHP | SWHC013-02 | DEER2020 | D20v1 | 2020-11-09 | Cap-Tons | 1 |  | None | 488 | 0.145 | 0 | 107 | 0.0583 | 0 | [6 empty] | DEER:HVAC_Split-Package_AC | Annual
Any | NE-HVAC-airHP-SpltPkg-65to134kBtuh-12p0eer-3p4cop | RSD | Ex | CZ09 | cDXHP | SWHC013-02 | DEER2020 | D20v1 | 2020-11-09 | Cap-Tons | 1 |  | None | 552 | 0.172 | 0 | 93.6 | 0.0721 | 0 | [6 empty] | DEER:HVAC_Split-Package_AC | Annual
Any | NE-HVAC-airHP-SpltPkg-65to134kBtuh-12p0eer-3p4cop | RSD | Ex | CZ10 | cDXHP | SWHC013-02 | DEER2020 | D20v1 | 2020-11-09 | Cap-Tons | 1 |  | None | 599 | 0.189 | 0 | 111 | 0.0778 | 0 | [6 empty] | DEER:HVAC_Split-Package_AC | Annual
Any | NE-HVAC-airHP-SpltPkg-65to134kBtuh-12p0eer-3p4cop | RSD | Ex | CZ11 | cDXHP | SWHC013-02 | DEER2020 | D20v1 | 2020-11-09 | Cap-Tons | 1 |  | None | 635 | 0.203 | 0 | 107 | 0.0788 | 0 | [6 empty] | DEER:HVAC_Split-Package_AC | Annual
Any | NE-HVAC-airHP-SpltPkg-65to134kBtuh-12p0eer-3p4cop | RSD | Ex | CZ12 | cDXHP | SWHC013-02 | DEER2020 | D20v1 | 2020-11-09 | Cap-Tons | 1 |  | None | 616 | 0.184 | 0 | 97.6 | 0.0841 | 0 | [6 empty] | DEER:HVAC_Split-Package_AC | Annual
Any | NE-HVAC-airHP-SpltPkg-65to134kBtuh-12p0eer-3p4cop | RSD | Ex | CZ13 | cDXHP | SWHC013-02 | DEER2020 | D20v1 | 2020-11-09 | Cap-Tons | 1 |  | None | 647 | 0.192 | 0 | 113 | 0.0772 | 0 | [6 empty] | DEER:HVAC_Split-Package_AC | Annual
Any | NE-HVAC-airHP-SpltPkg-65to134kBtuh-12p0eer-3p4cop | RSD | Ex | CZ14 | cDXHP | SWHC013-02 | DEER2020 | D20v1 | 2020-11-09 | Cap-Tons | 1 |  | None | 656 | 0.211 | 0 | 105 | 0.0639 | 0 | [6 empty] | DEER:HVAC_Split-Package_AC | Annual
Any | NE-HVAC-airHP-SpltPkg-65to134kBtuh-12p0eer-3p4cop | RSD | Ex | CZ15 | cDXHP | SWHC013-02 | DEER2020 | D20v1 | 2020-11-09 | Cap-Tons | 1 |  | None | 725 | 0.239 | 0 | 149 | 0.0663 | 0 | [6 empty] | DEER:HVAC_Split-Package_AC | Annual
Any | NE-HVAC-airHP-SpltPkg-65to134kBtuh-12p0eer-3p4cop | RSD | Ex | CZ16 | cDXHP | SWHC013-02 | DEER2020 | D20v1 | 2020-11-09 | Cap-Tons | 1 |  | None | 816 | 0.155 | 0 | 71 | 0.0485 | 0 | [6 empty] | DEER:HVAC_Split-Package_AC | Annual
Any | NE-HVAC-airHP-SpltPkg-65to134kBtuh-12p0eer-3p4cop | RSD | New | CZ01 | cDXHP | SWHC013-02 | DEER2020 | D20v1 | 2020-11-09 | Cap-Tons | 1 |  | None | 36.4 | 0.0093 | 0 | 36.4 | 0.0093 | 0 | [6 empty] | DEER:HVAC_Split-Package_AC | Annual
Any | NE-HVAC-airHP-SpltPkg-65to134kBtuh-12p0eer-3p4cop | RSD | New | CZ02 | cDXHP | SWHC013-02 | DEER2020 | D20v1 | 2020-11-09 | Cap-Tons | 1 |  | None | 81.7 | 0.0809 | 0 | 81.7 | 0.0809 | 0 | [6 empty] | DEER:HVAC_Split-Package_AC | Annual
Any | NE-HVAC-airHP-SpltPkg-65to134kBtuh-12p0eer-3p4cop | RSD | New | CZ03 | cDXHP | SWHC013-02 | DEER2020 | D20v1 | 2020-11-09 | Cap-Tons | 1 |  | None | 42.2 | 0.041 | 0 | 42.2 | 0.041 | 0 | [6 empty] | DEER:HVAC_Split-Package_AC | Annual
Any | NE-HVAC-airHP-SpltPkg-65to134kBtuh-12p0eer-3p4cop | RSD | New | CZ04 | cDXHP | SWHC013-02 | DEER2020 | D20v1 | 2020-11-09 | Cap-Tons | 1 |  | None | 85.4 | 0.0717 | 0 | 85.4 | 0.0717 | 0 | [6 empty] | DEER:HVAC_Split-Package_AC | Annual
Any | NE-HVAC-airHP-SpltPkg-65to134kBtuh-12p0eer-3p4cop | RSD | New | CZ05 | cDXHP | SWHC013-02 | DEER2020 | D20v1 | 2020-11-09 | Cap-Tons | 1 |  | None | 39.4 | 0.0248 | 0 | 39.4 | 0.0248 | 0 | [6 empty] | DEER:HVAC_Split-Package_AC | Annual
Any | NE-HVAC-airHP-SpltPkg-65to134kBtuh-12p0eer-3p4cop | RSD | New | CZ06 | cDXHP | SWHC013-02 | DEER2020 | D20v1 | 2020-11-09 | Cap-Tons | 1 |  | None | 78.3 | 0.0575 | 0 | 78.3 | 0.0575 | 0 | [6 empty] | DEER:HVAC_Split-Package_AC | Annual
Any | NE-HVAC-airHP-SpltPkg-65to134kBtuh-12p0eer-3p4cop | RSD | New | CZ07 | cDXHP | SWHC013-02 | DEER2020 | D20v1 | 2020-11-09 | Cap-Tons | 1 |  | None | 67.4 | 0.046 | 0 | 67.4 | 0.046 | 0 | [6 empty] | DEER:HVAC_Split-Package_AC | Annual
Any | NE-HVAC-airHP-SpltPkg-65to134kBtuh-12p0eer-3p4cop | RSD | New | CZ08 | cDXHP | SWHC013-02 | DEER2020 | D20v1 | 2020-11-09 | Cap-Tons | 1 |  | None | 95.6 | 0.0561 | 0 | 95.6 | 0.0561 | 0 | [6 empty] | DEER:HVAC_Split-Package_AC | Annual
Any | NE-HVAC-airHP-SpltPkg-65to134kBtuh-12p0eer-3p4cop | RSD | New | CZ09 | cDXHP | SWHC013-02 | DEER2020 | D20v1 | 2020-11-09 | Cap-Tons | 1 |  | None | 86.1 | 0.07 | 0 | 86.1 | 0.07 | 0 | [6 empty] | DEER:HVAC_Split-Package_AC | Annual
Any | NE-HVAC-airHP-SpltPkg-65to134kBtuh-12p0eer-3p4cop | RSD | New | CZ10 | cDXHP | SWHC013-02 | DEER2020 | D20v1 | 2020-11-09 | Cap-Tons | 1 |  | None | 104 | 0.076 | 0 | 104 | 0.076 | 0 | [6 empty] | DEER:HVAC_Split-Package_AC | Annual
Any | NE-HVAC-airHP-SpltPkg-65to134kBtuh-12p0eer-3p4cop | RSD | New | CZ11 | cDXHP | SWHC013-02 | DEER2020 | D20v1 | 2020-11-09 | Cap-Tons | 1 |  | None | 104 | 0.077 | 0 | 104 | 0.077 | 0 | [6 empty] | DEER:HVAC_Split-Package_AC | Annual
Any | NE-HVAC-airHP-SpltPkg-65to134kBtuh-12p0eer-3p4cop | RSD | New | CZ12 | cDXHP | SWHC013-02 | DEER2020 | D20v1 | 2020-11-09 | Cap-Tons | 1 |  | None | 93.4 | 0.0824 | 0 | 93.4 | 0.0824 | 0 | [6 empty] | DEER:HVAC_Split-Package_AC | Annual
Any | NE-HVAC-airHP-SpltPkg-65to134kBtuh-12p0eer-3p4cop | RSD | New | CZ13 | cDXHP | SWHC013-02 | DEER2020 | D20v1 | 2020-11-09 | Cap-Tons | 1 |  | None | 108 | 0.0751 | 0 | 108 | 0.0751 | 0 | [6 empty] | DEER:HVAC_Split-Package_AC | Annual
Any | NE-HVAC-airHP-SpltPkg-65to134kBtuh-12p0eer-3p4cop | RSD | New | CZ14 | cDXHP | SWHC013-02 | DEER2020 | D20v1 | 2020-11-09 | Cap-Tons | 1 |  | None | 101 | 0.0614 | 0 | 101 | 0.0614 | 0 | [6 empty] | DEER:HVAC_Split-Package_AC | Annual
Any | NE-HVAC-airHP-SpltPkg-65to134kBtuh-12p0eer-3p4cop | RSD | New | CZ15 | cDXHP | SWHC013-02 | DEER2020 | D20v1 | 2020-11-09 | Cap-Tons | 1 |  | None | 141 | 0.0635 | 0 | 141 | 0.0635 | 0 | [6 empty] | DEER:HVAC_Split-Package_AC | Annual
Any | NE-HVAC-airHP-SpltPkg-65to134kBtuh-12p0eer-3p4cop | RSD | New | CZ16 | cDXHP | SWHC013-02 | DEER2020 | D20v1 | 2020-11-09 | Cap-Tons | 1 |  | None | 76.1 | 0.0465 | 0 | 76.1 | 0.0465 | 0 | [6 empty] | DEER:HVAC_Split-Package_AC | Annual
Any | NE-HVAC-airHP-SpltPkg-65to134kBtuh-12p0eer-3p4cop | Rt3 | Ex | CZ01 | cDXHP | SWHC013-02 | DEER2020 | D20v1 | 2020-11-09 | Cap-Tons | 1 |  | None | 651 | 0.158 | 0 | 19.9 | 0.0221 | 0 | [6 empty] | DEER:HVAC_Split-Package_AC | Annual
Any | NE-HVAC-airHP-SpltPkg-65to134kBtuh-12p0eer-3p4cop | Rt3 | Ex | CZ02 | cDXHP | SWHC013-02 | DEER2020 | D20v1 | 2020-11-09 | Cap-Tons | 1 |  | None | 703 | 0.174 | 0 | 78.9 | 0.0768 | 0 | [6 empty] | DEER:HVAC_Split-Package_AC | Annual
Any | NE-HVAC-airHP-SpltPkg-65to134kBtuh-12p0eer-3p4cop | Rt3 | Ex | CZ03 | cDXHP | SWHC013-02 | DEER2020 | D20v1 | 2020-11-09 | Cap-Tons | 1 |  | None | 672 | 0.141 | 0 | 49.6 | 0.052 | 0 | [6 empty] | DEER:HVAC_Split-Package_AC | Annual
Any | NE-HVAC-airHP-SpltPkg-65to134kBtuh-12p0eer-3p4cop | Rt3 | Ex | CZ04 | cDXHP | SWHC013-02 | DEER2020 | D20v1 | 2020-11-09 | Cap-Tons | 1 |  | None | 702 | 0.169 | 0 | 84.2 | 0.0694 | 0 | [6 empty] | DEER:HVAC_Split-Package_AC | Annual
Any | NE-HVAC-airHP-SpltPkg-65to134kBtuh-12p0eer-3p4cop | Rt3 | Ex | CZ05 | cDXHP | SWHC013-02 | DEER2020 | D20v1 | 2020-11-09 | Cap-Tons | 1 |  | None | 675 | 0.141 | 0 | 50.3 | 0.0347 | 0 | [6 empty] | DEER:HVAC_Split-Package_AC | Annual
Any | NE-HVAC-airHP-SpltPkg-65to134kBtuh-12p0eer-3p4cop | Rt3 | Ex | CZ06 | cDXHP | SWHC013-02 | DEER2020 | D20v1 | 2020-11-09 | Cap-Tons | 1 |  | None | 699 | 0.149 | 0 | 101 | 0.0663 | 0 | [6 empty] | DEER:HVAC_Split-Package_AC | Annual
Any | NE-HVAC-airHP-SpltPkg-65to134kBtuh-12p0eer-3p4cop | Rt3 | Ex | CZ07 | cDXHP | SWHC013-02 | DEER2020 | D20v1 | 2020-11-09 | Cap-Tons | 1 |  | None | 740 | 0.14 | 0 | 94.4 | 0.0581 | 0 | [6 empty] | DEER:HVAC_Split-Package_AC | Annual
Any | NE-HVAC-airHP-SpltPkg-65to134kBtuh-12p0eer-3p4cop | Rt3 | Ex | CZ08 | cDXHP | SWHC013-02 | DEER2020 | D20v1 | 2020-11-09 | Cap-Tons | 1 |  | None | 734 | 0.159 | 0 | 107 | 0.0614 | 0 | [6 empty] | DEER:HVAC_Split-Package_AC | Annual
Any | NE-HVAC-airHP-SpltPkg-65to134kBtuh-12p0eer-3p4cop | Rt3 | Ex | CZ09 | cDXHP | SWHC013-02 | DEER2020 | D20v1 | 2020-11-09 | Cap-Tons | 1 |  | None | 728 | 0.181 | 0 | 90.2 | 0.0705 | 0 | [6 empty] | DEER:HVAC_Split-Package_AC | Annual
Any | NE-HVAC-airHP-SpltPkg-65to134kBtuh-12p0eer-3p4cop | Rt3 | Ex | CZ10 | cDXHP | SWHC013-02 | DEER2020 | D20v1 | 2020-11-09 | Cap-Tons | 1 |  | None | 751 | 0.184 | 0 | 107 | 0.0764 | 0 | [6 empty] | DEER:HVAC_Split-Package_AC | Annual
Any | NE-HVAC-airHP-SpltPkg-65to134kBtuh-12p0eer-3p4cop | Rt3 | Ex | CZ11 | cDXHP | SWHC013-02 | DEER2020 | D20v1 | 2020-11-09 | Cap-Tons | 1 |  | None | 720 | 0.206 | 0 | 101 | 0.076 | 0 | [6 empty] | DEER:HVAC_Split-Package_AC | Annual
Any | NE-HVAC-airHP-SpltPkg-65to134kBtuh-12p0eer-3p4cop | Rt3 | Ex | CZ12 | cDXHP | SWHC013-02 | DEER2020 | D20v1 | 2020-11-09 | Cap-Tons | 1 |  | None | 730 | 0.198 | 0 | 90.1 | 0.0771 | 0 | [6 empty] | DEER:HVAC_Split-Package_AC | Annual
Any | NE-HVAC-airHP-SpltPkg-65to134kBtuh-12p0eer-3p4cop | Rt3 | Ex | CZ13 | cDXHP | SWHC013-02 | DEER2020 | D20v1 | 2020-11-09 | Cap-Tons | 1 |  | None | 730 | 0.197 | 0 | 105 | 0.0726 | 0 | [6 empty] | DEER:HVAC_Split-Package_AC | Annual
Any | NE-HVAC-airHP-SpltPkg-65to134kBtuh-12p0eer-3p4cop | Rt3 | Ex | CZ14 | cDXHP | SWHC013-02 | DEER2020 | D20v1 | 2020-11-09 | Cap-Tons | 1 |  | None | 705 | 0.203 | 0 | 101 | 0.0632 | 0 | [6 empty] | DEER:HVAC_Split-Package_AC | Annual
Any | NE-HVAC-airHP-SpltPkg-65to134kBtuh-12p0eer-3p4cop | Rt3 | Ex | CZ15 | cDXHP | SWHC013-02 | DEER2020 | D20v1 | 2020-11-09 | Cap-Tons | 1 |  | None | 796 | 0.221 | 0 | 148 | 0.0687 | 0 | [6 empty] | DEER:HVAC_Split-Package_AC | Annual
Any | NE-HVAC-airHP-SpltPkg-65to134kBtuh-12p0eer-3p4cop | Rt3 | Ex | CZ16 | cDXHP | SWHC013-02 | DEER2020 | D20v1 | 2020-11-09 | Cap-Tons | 1 |  | None | 769 | 0.157 | 0 | 69.5 | 0.0542 | 0 | [6 empty] | DEER:HVAC_Split-Package_AC | Annual
Any | NE-HVAC-airHP-SpltPkg-65to134kBtuh-12p0eer-3p4cop | Rt3 | New | CZ01 | cDXHP | SWHC013-02 | DEER2020 | D20v1 | 2020-11-09 | Cap-Tons | 1 |  | None | 19.4 | 0.0198 | 0 | 19.4 | 0.0198 | 0 | [6 empty] | DEER:HVAC_Split-Package_AC | Annual
Any | NE-HVAC-airHP-SpltPkg-65to134kBtuh-12p0eer-3p4cop | Rt3 | New | CZ02 | cDXHP | SWHC013-02 | DEER2020 | D20v1 | 2020-11-09 | Cap-Tons | 1 |  | None | 74.1 | 0.075 | 0 | 74.1 | 0.075 | 0 | [6 empty] | DEER:HVAC_Split-Package_AC | Annual
Any | NE-HVAC-airHP-SpltPkg-65to134kBtuh-12p0eer-3p4cop | Rt3 | New | CZ03 | cDXHP | SWHC013-02 | DEER2020 | D20v1 | 2020-11-09 | Cap-Tons | 1 |  | None | 44.9 | 0.0502 | 0 | 44.9 | 0.0502 | 0 | [6 empty] | DEER:HVAC_Split-Package_AC | Annual
Any | NE-HVAC-airHP-SpltPkg-65to134kBtuh-12p0eer-3p4cop | Rt3 | New | CZ04 | cDXHP | SWHC013-02 | DEER2020 | D20v1 | 2020-11-09 | Cap-Tons | 1 |  | None | 78.4 | 0.0681 | 0 | 78.4 | 0.0681 | 0 | [6 empty] | DEER:HVAC_Split-Package_AC | Annual
Any | NE-HVAC-airHP-SpltPkg-65to134kBtuh-12p0eer-3p4cop | Rt3 | New | CZ05 | cDXHP | SWHC013-02 | DEER2020 | D20v1 | 2020-11-09 | Cap-Tons | 1 |  | None | 44.3 | 0.0327 | 0 | 44.3 | 0.0327 | 0 | [6 empty] | DEER:HVAC_Split-Package_AC | Annual
Any | NE-HVAC-airHP-SpltPkg-65to134kBtuh-12p0eer-3p4cop | Rt3 | New | CZ06 | cDXHP | SWHC013-02 | DEER2020 | D20v1 | 2020-11-09 | Cap-Tons | 1 |  | None | 93.2 | 0.0654 | 0 | 93.2 | 0.0654 | 0 | [6 empty] | DEER:HVAC_Split-Package_AC | Annual
Any | NE-HVAC-airHP-SpltPkg-65to134kBtuh-12p0eer-3p4cop | Rt3 | New | CZ07 | cDXHP | SWHC013-02 | DEER2020 | D20v1 | 2020-11-09 | Cap-Tons | 1 |  | None | 85.9 | 0.0571 | 0 | 85.9 | 0.0571 | 0 | [6 empty] | DEER:HVAC_Split-Package_AC | Annual
Any | NE-HVAC-airHP-SpltPkg-65to134kBtuh-12p0eer-3p4cop | Rt3 | New | CZ08 | cDXHP | SWHC013-02 | DEER2020 | D20v1 | 2020-11-09 | Cap-Tons | 1 |  | None | 98.6 | 0.06 | 0 | 98.6 | 0.06 | 0 | [6 empty] | DEER:HVAC_Split-Package_AC | Annual
Any | NE-HVAC-airHP-SpltPkg-65to134kBtuh-12p0eer-3p4cop | Rt3 | New | CZ09 | cDXHP | SWHC013-02 | DEER2020 | D20v1 | 2020-11-09 | Cap-Tons | 1 |  | None | 84.3 | 0.0691 | 0 | 84.3 | 0.0691 | 0 | [6 empty] | DEER:HVAC_Split-Package_AC | Annual
Any | NE-HVAC-airHP-SpltPkg-65to134kBtuh-12p0eer-3p4cop | Rt3 | New | CZ10 | cDXHP | SWHC013-02 | DEER2020 | D20v1 | 2020-11-09 | Cap-Tons | 1 |  | None | 100 | 0.075 | 0 | 100 | 0.075 | 0 | [6 empty] | DEER:HVAC_Split-Package_AC | Annual
Any | NE-HVAC-airHP-SpltPkg-65to134kBtuh-12p0eer-3p4cop | Rt3 | New | CZ11 | cDXHP | SWHC013-02 | DEER2020 | D20v1 | 2020-11-09 | Cap-Tons | 1 |  | None | 96.9 | 0.0739 | 0 | 96.9 | 0.0739 | 0 | [6 empty] | DEER:HVAC_Split-Package_AC | Annual
Any | NE-HVAC-airHP-SpltPkg-65to134kBtuh-12p0eer-3p4cop | Rt3 | New | CZ12 | cDXHP | SWHC013-02 | DEER2020 | D20v1 | 2020-11-09 | Cap-Tons | 1 |  | None | 86.4 | 0.0751 | 0 | 86.4 | 0.0751 | 0 | [6 empty] | DEER:HVAC_Split-Package_AC | Annual
Any | NE-HVAC-airHP-SpltPkg-65to134kBtuh-12p0eer-3p4cop | Rt3 | New | CZ13 | cDXHP | SWHC013-02 | DEER2020 | D20v1 | 2020-11-09 | Cap-Tons | 1 |  | None | 101 | 0.0704 | 0 | 101 | 0.0704 | 0 | [6 empty] | DEER:HVAC_Split-Package_AC | Annual
Any | NE-HVAC-airHP-SpltPkg-65to134kBtuh-12p0eer-3p4cop | Rt3 | New | CZ14 | cDXHP | SWHC013-02 | DEER2020 | D20v1 | 2020-11-09 | Cap-Tons | 1 |  | None | 97.1 | 0.0605 | 0 | 97.1 | 0.0605 | 0 | [6 empty] | DEER:HVAC_Split-Package_AC | Annual
Any | NE-HVAC-airHP-SpltPkg-65to134kBtuh-12p0eer-3p4cop | Rt3 | New | CZ15 | cDXHP | SWHC013-02 | DEER2020 | D20v1 | 2020-11-09 | Cap-Tons | 1 |  | None | 141 | 0.0655 | 0 | 141 | 0.0655 | 0 | [6 empty] | DEER:HVAC_Split-Package_AC | Annual
Any | NE-HVAC-airHP-SpltPkg-65to134kBtuh-12p0eer-3p4cop | Rt3 | New | CZ16 | cDXHP | SWHC013-02 | DEER2020 | D20v1 | 2020-11-09 | Cap-Tons | 1 |  | None | 68.6 | 0.0524 | 0 | 68.6 | 0.0524 | 0 | [6 empty] | DEER:HVAC_Split-Package_AC | Annual
Any | NE-HVAC-airHP-SpltPkg-65to134kBtuh-12p0eer-3p4cop | RtL | Ex | CZ01 | cDXHP | SWHC013-02 | DEER2020 | D20v1 | 2020-11-09 | Cap-Tons | 1 |  | None | 722 | 0.141 | 0 | 36.6 | 0.0242 | 0 | [6 empty] | DEER:HVAC_Split-Package_AC | Annual
Any | NE-HVAC-airHP-SpltPkg-65to134kBtuh-12p0eer-3p4cop | RtL | Ex | CZ02 | cDXHP | SWHC013-02 | DEER2020 | D20v1 | 2020-11-09 | Cap-Tons | 1 |  | None | 796 | 0.192 | 0 | 87.7 | 0.0768 | 0 | [6 empty] | DEER:HVAC_Split-Package_AC | Annual
Any | NE-HVAC-airHP-SpltPkg-65to134kBtuh-12p0eer-3p4cop | RtL | Ex | CZ03 | cDXHP | SWHC013-02 | DEER2020 | D20v1 | 2020-11-09 | Cap-Tons | 1 |  | None | 708 | 0.153 | 0 | 67.2 | 0.0519 | 0 | [6 empty] | DEER:HVAC_Split-Package_AC | Annual
Any | NE-HVAC-airHP-SpltPkg-65to134kBtuh-12p0eer-3p4cop | RtL | Ex | CZ04 | cDXHP | SWHC013-02 | DEER2020 | D20v1 | 2020-11-09 | Cap-Tons | 1 |  | None | 784 | 0.188 | 0 | 98.1 | 0.0698 | 0 | [6 empty] | DEER:HVAC_Split-Package_AC | Annual
Any | NE-HVAC-airHP-SpltPkg-65to134kBtuh-12p0eer-3p4cop | RtL | Ex | CZ05 | cDXHP | SWHC013-02 | DEER2020 | D20v1 | 2020-11-09 | Cap-Tons | 1 |  | None | 711 | 0.143 | 0 | 67.8 | 0.0337 | 0 | [6 empty] | DEER:HVAC_Split-Package_AC | Annual
Any | NE-HVAC-airHP-SpltPkg-65to134kBtuh-12p0eer-3p4cop | RtL | Ex | CZ06 | cDXHP | SWHC013-02 | DEER2020 | D20v1 | 2020-11-09 | Cap-Tons | 1 |  | None | 721 | 0.162 | 0 | 121 | 0.0678 | 0 | [6 empty] | DEER:HVAC_Split-Package_AC | Annual
Any | NE-HVAC-airHP-SpltPkg-65to134kBtuh-12p0eer-3p4cop | RtL | Ex | CZ07 | cDXHP | SWHC013-02 | DEER2020 | D20v1 | 2020-11-09 | Cap-Tons | 1 |  | None | 735 | 0.147 | 0 | 112 | 0.0573 | 0 | [6 empty] | DEER:HVAC_Split-Package_AC | Annual
Any | NE-HVAC-airHP-SpltPkg-65to134kBtuh-12p0eer-3p4cop | RtL | Ex | CZ08 | cDXHP | SWHC013-02 | DEER2020 | D20v1 | 2020-11-09 | Cap-Tons | 1 |  | None | 788 | 0.179 | 0 | 115 | 0.0586 | 0 | [6 empty] | DEER:HVAC_Split-Package_AC | Annual
Any | NE-HVAC-airHP-SpltPkg-65to134kBtuh-12p0eer-3p4cop | RtL | Ex | CZ09 | cDXHP | SWHC013-02 | DEER2020 | D20v1 | 2020-11-09 | Cap-Tons | 1 |  | None | 796 | 0.201 | 0 | 97.9 | 0.0703 | 0 | [6 empty] | DEER:HVAC_Split-Package_AC | Annual
Any | NE-HVAC-airHP-SpltPkg-65to134kBtuh-12p0eer-3p4cop | RtL | Ex | CZ10 | cDXHP | SWHC013-02 | DEER2020 | D20v1 | 2020-11-09 | Cap-Tons | 1 |  | None | 837 | 0.201 | 0 | 115 | 0.0755 | 0 | [6 empty] | DEER:HVAC_Split-Package_AC | Annual
Any | NE-HVAC-airHP-SpltPkg-65to134kBtuh-12p0eer-3p4cop | RtL | Ex | CZ11 | cDXHP | SWHC013-02 | DEER2020 | D20v1 | 2020-11-09 | Cap-Tons | 1 |  | None | 839 | 0.215 | 0 | 110 | 0.0804 | 0 | [6 empty] | DEER:HVAC_Split-Package_AC | Annual
Any | NE-HVAC-airHP-SpltPkg-65to134kBtuh-12p0eer-3p4cop | RtL | Ex | CZ12 | cDXHP | SWHC013-02 | DEER2020 | D20v1 | 2020-11-09 | Cap-Tons | 1 |  | None | 838 | 0.207 | 0 | 98.5 | 0.0792 | 0 | [6 empty] | DEER:HVAC_Split-Package_AC | Annual
Any | NE-HVAC-airHP-SpltPkg-65to134kBtuh-12p0eer-3p4cop | RtL | Ex | CZ13 | cDXHP | SWHC013-02 | DEER2020 | D20v1 | 2020-11-09 | Cap-Tons | 1 |  | None | 850 | 0.206 | 0 | 115 | 0.0747 | 0 | [6 empty] | DEER:HVAC_Split-Package_AC | Annual
Any | NE-HVAC-airHP-SpltPkg-65to134kBtuh-12p0eer-3p4cop | RtL | Ex | CZ14 | cDXHP | SWHC013-02 | DEER2020 | D20v1 | 2020-11-09 | Cap-Tons | 1 |  | None | 835 | 0.225 | 0 | 110 | 0.0639 | 0 | [6 empty] | DEER:HVAC_Split-Package_AC | Annual
Any | NE-HVAC-airHP-SpltPkg-65to134kBtuh-12p0eer-3p4cop | RtL | Ex | CZ15 | cDXHP | SWHC013-02 | DEER2020 | D20v1 | 2020-11-09 | Cap-Tons | 1 |  | None | 914 | 0.233 | 0 | 157 | 0.0695 | 0 | [6 empty] | DEER:HVAC_Split-Package_AC | Annual
Any | NE-HVAC-airHP-SpltPkg-65to134kBtuh-12p0eer-3p4cop | RtL | Ex | CZ16 | cDXHP | SWHC013-02 | DEER2020 | D20v1 | 2020-11-09 | Cap-Tons | 1 |  | None | 976 | 0.182 | 0 | 80 | 0.0551 | 0 | [6 empty] | DEER:HVAC_Split-Package_AC | Annual
Any | NE-HVAC-airHP-SpltPkg-65to134kBtuh-12p0eer-3p4cop | RtL | New | CZ01 | cDXHP | SWHC013-02 | DEER2020 | D20v1 | 2020-11-09 | Cap-Tons | 1 |  | None | 55 | 0.0324 | 0 | 37.5 | 0.0246 | 0 | [6 empty] | DEER:HVAC_Split-Package_AC | Annual
Any | NE-HVAC-airHP-SpltPkg-65to134kBtuh-12p0eer-3p4cop | RtL | New | CZ02 | cDXHP | SWHC013-02 | DEER2020 | D20v1 | 2020-11-09 | Cap-Tons | 1 |  | None | 112 | 0.0725 | 0 | 85.7 | 0.0768 | 0 | [6 empty] | DEER:HVAC_Split-Package_AC | Annual
Any | NE-HVAC-airHP-SpltPkg-65to134kBtuh-12p0eer-3p4cop | RtL | New | CZ03 | cDXHP | SWHC013-02 | DEER2020 | D20v1 | 2020-11-09 | Cap-Tons | 1 |  | None | 90.6 | 0.0555 | 0 | 67 | 0.0515 | 0 | [6 empty] | DEER:HVAC_Split-Package_AC | Annual
Any | NE-HVAC-airHP-SpltPkg-65to134kBtuh-12p0eer-3p4cop | RtL | New | CZ04 | cDXHP | SWHC013-02 | DEER2020 | D20v1 | 2020-11-09 | Cap-Tons | 1 |  | None | 123 | 0.0678 | 0 | 95.7 | 0.0702 | 0 | [6 empty] | DEER:HVAC_Split-Package_AC | Annual
Any | NE-HVAC-airHP-SpltPkg-65to134kBtuh-12p0eer-3p4cop | RtL | New | CZ05 | cDXHP | SWHC013-02 | DEER2020 | D20v1 | 2020-11-09 | Cap-Tons | 1 |  | None | 93.3 | 0.0458 | 0 | 67.9 | 0.034 | 0 | [6 empty] | DEER:HVAC_Split-Package_AC | Annual
Any | NE-HVAC-airHP-SpltPkg-65to134kBtuh-12p0eer-3p4cop | RtL | New | CZ06 | cDXHP | SWHC013-02 | DEER2020 | D20v1 | 2020-11-09 | Cap-Tons | 1 |  | None | 142 | 0.0717 | 0 | 120 | 0.069 | 0 | [6 empty] | DEER:HVAC_Split-Package_AC | Annual
Any | NE-HVAC-airHP-SpltPkg-65to134kBtuh-12p0eer-3p4cop | RtL | New | CZ07 | cDXHP | SWHC013-02 | DEER2020 | D20v1 | 2020-11-09 | Cap-Tons | 1 |  | None | 131 | 0.0559 | 0 | 112 | 0.0581 | 0 | [6 empty] | DEER:HVAC_Split-Package_AC | Annual
Any | NE-HVAC-airHP-SpltPkg-65to134kBtuh-12p0eer-3p4cop | RtL | New | CZ08 | cDXHP | SWHC013-02 | DEER2020 | D20v1 | 2020-11-09 | Cap-Tons | 1 |  | None | 137 | 0.0574 | 0 | 110 | 0.0584 | 0 | [6 empty] | DEER:HVAC_Split-Package_AC | Annual
Any | NE-HVAC-airHP-SpltPkg-65to134kBtuh-12p0eer-3p4cop | RtL | New | CZ09 | cDXHP | SWHC013-02 | DEER2020 | D20v1 | 2020-11-09 | Cap-Tons | 1 |  | None | 122 | 0.0689 | 0 | 95.2 | 0.0705 | 0 | [6 empty] | DEER:HVAC_Split-Package_AC | Annual
Any | NE-HVAC-airHP-SpltPkg-65to134kBtuh-12p0eer-3p4cop | RtL | New | CZ10 | cDXHP | SWHC013-02 | DEER2020 | D20v1 | 2020-11-09 | Cap-Tons | 1 |  | None | 141 | 0.0654 | 0 | 113 | 0.0759 | 0 | [6 empty] | DEER:HVAC_Split-Package_AC | Annual
Any | NE-HVAC-airHP-SpltPkg-65to134kBtuh-12p0eer-3p4cop | RtL | New | CZ11 | cDXHP | SWHC013-02 | DEER2020 | D20v1 | 2020-11-09 | Cap-Tons | 1 |  | None | 143 | 0.0794 | 0 | 110 | 0.0811 | 0 | [6 empty] | DEER:HVAC_Split-Package_AC | Annual
Any | NE-HVAC-airHP-SpltPkg-65to134kBtuh-12p0eer-3p4cop | RtL | New | CZ12 | cDXHP | SWHC013-02 | DEER2020 | D20v1 | 2020-11-09 | Cap-Tons | 1 |  | None | 125 | 0.069 | 0 | 97.8 | 0.0801 | 0 | [6 empty] | DEER:HVAC_Split-Package_AC | Annual
Any | NE-HVAC-airHP-SpltPkg-65to134kBtuh-12p0eer-3p4cop | RtL | New | CZ13 | cDXHP | SWHC013-02 | DEER2020 | D20v1 | 2020-11-09 | Cap-Tons | 1 |  | None | 143 | 0.0629 | 0 | 113 | 0.0749 | 0 | [6 empty] | DEER:HVAC_Split-Package_AC | Annual
Any | NE-HVAC-airHP-SpltPkg-65to134kBtuh-12p0eer-3p4cop | RtL | New | CZ14 | cDXHP | SWHC013-02 | DEER2020 | D20v1 | 2020-11-09 | Cap-Tons | 1 |  | None | 148 | 0.0711 | 0 | 109 | 0.0636 | 0 | [6 empty] | DEER:HVAC_Split-Package_AC | Annual
Any | NE-HVAC-airHP-SpltPkg-65to134kBtuh-12p0eer-3p4cop | RtL | New | CZ15 | cDXHP | SWHC013-02 | DEER2020 | D20v1 | 2020-11-09 | Cap-Tons | 1 |  | None | 175 | 0.063 | 0 | 152 | 0.0672 | 0 | [6 empty] | DEER:HVAC_Split-Package_AC | Annual
Any | NE-HVAC-airHP-SpltPkg-65to134kBtuh-12p0eer-3p4cop | RtL | New | CZ16 | cDXHP | SWHC013-02 | DEER2020 | D20v1 | 2020-11-09 | Cap-Tons | 1 |  | None | 119 | 0.0746 | 0 | 81.2 | 0.0555 | 0 | [6 empty] | DEER:HVAC_Split-Package_AC | Annual
Any | NE-HVAC-airHP-SpltPkg-65to134kBtuh-12p0eer-3p4cop | RtS | Ex | CZ01 | cDXHP | SWHC013-02 | DEER2020 | D20v1 | 2020-11-09 | Cap-Tons | 1 |  | None | 507 | 0.102 | 0 | 29.5 | 0.0118 | 0 | [6 empty] | DEER:HVAC_Split-Package_AC | Annual
Any | NE-HVAC-airHP-SpltPkg-65to134kBtuh-12p0eer-3p4cop | RtS | Ex | CZ02 | cDXHP | SWHC013-02 | DEER2020 | D20v1 | 2020-11-09 | Cap-Tons | 1 |  | None | 603 | 0.244 | 0 | 72.3 | 0.071 | 0 | [6 empty] | DEER:HVAC_Split-Package_AC | Annual
Any | NE-HVAC-airHP-SpltPkg-65to134kBtuh-12p0eer-3p4cop | RtS | Ex | CZ03 | cDXHP | SWHC013-02 | DEER2020 | D20v1 | 2020-11-09 | Cap-Tons | 1 |  | None | 480 | 0.152 | 0 | 40.8 | 0.0414 | 0 | [6 empty] | DEER:HVAC_Split-Package_AC | Annual
Any | NE-HVAC-airHP-SpltPkg-65to134kBtuh-12p0eer-3p4cop | RtS | Ex | CZ04 | cDXHP | SWHC013-02 | DEER2020 | D20v1 | 2020-11-09 | Cap-Tons | 1 |  | None | 583 | 0.23 | 0 | 72.4 | 0.0601 | 0 | [6 empty] | DEER:HVAC_Split-Package_AC | Annual
Any | NE-HVAC-airHP-SpltPkg-65to134kBtuh-12p0eer-3p4cop | RtS | Ex | CZ05 | cDXHP | SWHC013-02 | DEER2020 | D20v1 | 2020-11-09 | Cap-Tons | 1 |  | None | 483 | 0.128 | 0 | 40.6 | 0.0236 | 0 | [6 empty] | DEER:HVAC_Split-Package_AC | Annual
Any | NE-HVAC-airHP-SpltPkg-65to134kBtuh-12p0eer-3p4cop | RtS | Ex | CZ06 | cDXHP | SWHC013-02 | DEER2020 | D20v1 | 2020-11-09 | Cap-Tons | 1 |  | None | 512 | 0.18 | 0 | 78.8 | 0.0571 | 0 | [6 empty] | DEER:HVAC_Split-Package_AC | Annual
Any | NE-HVAC-airHP-SpltPkg-65to134kBtuh-12p0eer-3p4cop | RtS | Ex | CZ07 | cDXHP | SWHC013-02 | DEER2020 | D20v1 | 2020-11-09 | Cap-Tons | 1 |  | None | 540 | 0.157 | 0 | 68.7 | 0.0468 | 0 | [6 empty] | DEER:HVAC_Split-Package_AC | Annual
Any | NE-HVAC-airHP-SpltPkg-65to134kBtuh-12p0eer-3p4cop | RtS | Ex | CZ08 | cDXHP | SWHC013-02 | DEER2020 | D20v1 | 2020-11-09 | Cap-Tons | 1 |  | None | 585 | 0.2 | 0 | 88 | 0.0529 | 0 | [6 empty] | DEER:HVAC_Split-Package_AC | Annual
Any | NE-HVAC-airHP-SpltPkg-65to134kBtuh-12p0eer-3p4cop | RtS | Ex | CZ09 | cDXHP | SWHC013-02 | DEER2020 | D20v1 | 2020-11-09 | Cap-Tons | 1 |  | None | 582 | 0.226 | 0 | 79.5 | 0.0648 | 0 | [6 empty] | DEER:HVAC_Split-Package_AC | Annual
Any | NE-HVAC-airHP-SpltPkg-65to134kBtuh-12p0eer-3p4cop | RtS | Ex | CZ10 | cDXHP | SWHC013-02 | DEER2020 | D20v1 | 2020-11-09 | Cap-Tons | 1 |  | None | 657 | 0.253 | 0 | 94.4 | 0.0704 | 0 | [6 empty] | DEER:HVAC_Split-Package_AC | Annual
Any | NE-HVAC-airHP-SpltPkg-65to134kBtuh-12p0eer-3p4cop | RtS | Ex | CZ11 | cDXHP | SWHC013-02 | DEER2020 | D20v1 | 2020-11-09 | Cap-Tons | 1 |  | None | 676 | 0.292 | 0 | 97.7 | 0.0774 | 0 | [6 empty] | DEER:HVAC_Split-Package_AC | Annual
Any | NE-HVAC-airHP-SpltPkg-65to134kBtuh-12p0eer-3p4cop | RtS | Ex | CZ12 | cDXHP | SWHC013-02 | DEER2020 | D20v1 | 2020-11-09 | Cap-Tons | 1 |  | None | 663 | 0.282 | 0 | 85.4 | 0.0737 | 0 | [6 empty] | DEER:HVAC_Split-Package_AC | Annual
Any | NE-HVAC-airHP-SpltPkg-65to134kBtuh-12p0eer-3p4cop | RtS | Ex | CZ13 | cDXHP | SWHC013-02 | DEER2020 | D20v1 | 2020-11-09 | Cap-Tons | 1 |  | None | 667 | 0.26 | 0 | 101 | 0.0698 | 0 | [6 empty] | DEER:HVAC_Split-Package_AC | Annual
Any | NE-HVAC-airHP-SpltPkg-65to134kBtuh-12p0eer-3p4cop | RtS | Ex | CZ14 | cDXHP | SWHC013-02 | DEER2020 | D20v1 | 2020-11-09 | Cap-Tons | 1 |  | None | 681 | 0.284 | 0 | 98.1 | 0.061 | 0 | [6 empty] | DEER:HVAC_Split-Package_AC | Annual
Any | NE-HVAC-airHP-SpltPkg-65to134kBtuh-12p0eer-3p4cop | RtS | Ex | CZ15 | cDXHP | SWHC013-02 | DEER2020 | D20v1 | 2020-11-09 | Cap-Tons | 1 |  | None | 836 | 0.305 | 0 | 145 | 0.0704 | 0 | [6 empty] | DEER:HVAC_Split-Package_AC | Annual
Any | NE-HVAC-airHP-SpltPkg-65to134kBtuh-12p0eer-3p4cop | RtS | Ex | CZ16 | cDXHP | SWHC013-02 | DEER2020 | D20v1 | 2020-11-09 | Cap-Tons | 1 |  | None | 686 | 0.191 | 0 | 71.6 | 0.0465 | 0 | [6 empty] | DEER:HVAC_Split-Package_AC | Annual
Any | NE-HVAC-airHP-SpltPkg-65to134kBtuh-12p0eer-3p4cop | RtS | New | CZ01 | cDXHP | SWHC013-02 | DEER2020 | D20v1 | 2020-11-09 | Cap-Tons | 1 |  | None | -26.9 | -0.0184 | 0 | 31.7 | 0.00979 | 0 | [6 empty] | DEER:HVAC_Split-Package_AC | Annual
Any | NE-HVAC-airHP-SpltPkg-65to134kBtuh-12p0eer-3p4cop | RtS | New | CZ02 | cDXHP | SWHC013-02 | DEER2020 | D20v1 | 2020-11-09 | Cap-Tons | 1 |  | None | -8.41 | 0.0502 | 0 | 68.9 | 0.068 | 0 | [6 empty] | DEER:HVAC_Split-Package_AC | Annual
Any | NE-HVAC-airHP-SpltPkg-65to134kBtuh-12p0eer-3p4cop | RtS | New | CZ03 | cDXHP | SWHC013-02 | DEER2020 | D20v1 | 2020-11-09 | Cap-Tons | 1 |  | None | -68.7 | 0.0228 | 0 | 39.4 | 0.039 | 0 | [6 empty] | DEER:HVAC_Split-Package_AC | Annual
Any | NE-HVAC-airHP-SpltPkg-65to134kBtuh-12p0eer-3p4cop | RtS | New | CZ04 | cDXHP | SWHC013-02 | DEER2020 | D20v1 | 2020-11-09 | Cap-Tons | 1 |  | None | -20.1 | 0.0449 | 0 | 70.1 | 0.0596 | 0 | [6 empty] | DEER:HVAC_Split-Package_AC | Annual
Any | NE-HVAC-airHP-SpltPkg-65to134kBtuh-12p0eer-3p4cop | RtS | New | CZ05 | cDXHP | SWHC013-02 | DEER2020 | D20v1 | 2020-11-09 | Cap-Tons | 1 |  | None | -73.8 | 0.00484 | 0 | 38.1 | 0.0218 | 0 | [6 empty] | DEER:HVAC_Split-Package_AC | Annual
Any | NE-HVAC-airHP-SpltPkg-65to134kBtuh-12p0eer-3p4cop | RtS | New | CZ06 | cDXHP | SWHC013-02 | DEER2020 | D20v1 | 2020-11-09 | Cap-Tons | 1 |  | None | -46.6 | 0.0303 | 0 | 73.7 | 0.0563 | 0 | [6 empty] | DEER:HVAC_Split-Package_AC | Annual
Any | NE-HVAC-airHP-SpltPkg-65to134kBtuh-12p0eer-3p4cop | RtS | New | CZ07 | cDXHP | SWHC013-02 | DEER2020 | D20v1 | 2020-11-09 | Cap-Tons | 1 |  | None | -76.8 | 0.0199 | 0 | 62.9 | 0.0453 | 0 | [6 empty] | DEER:HVAC_Split-Package_AC | Annual
Any | NE-HVAC-airHP-SpltPkg-65to134kBtuh-12p0eer-3p4cop | RtS | New | CZ08 | cDXHP | SWHC013-02 | DEER2020 | D20v1 | 2020-11-09 | Cap-Tons | 1 |  | None | -32.4 | 0.0389 | 0 | 82.5 | 0.0515 | 0 | [6 empty] | DEER:HVAC_Split-Package_AC | Annual
Any | NE-HVAC-airHP-SpltPkg-65to134kBtuh-12p0eer-3p4cop | RtS | New | CZ09 | cDXHP | SWHC013-02 | DEER2020 | D20v1 | 2020-11-09 | Cap-Tons | 1 |  | None | -30 | 0.0207 | 0 | 74.7 | 0.0627 | 0 | [6 empty] | DEER:HVAC_Split-Package_AC | Annual
Any | NE-HVAC-airHP-SpltPkg-65to134kBtuh-12p0eer-3p4cop | RtS | New | CZ10 | cDXHP | SWHC013-02 | DEER2020 | D20v1 | 2020-11-09 | Cap-Tons | 1 |  | None | 4.58 | 0.0381 | 0 | 89.8 | 0.0687 | 0 | [6 empty] | DEER:HVAC_Split-Package_AC | Annual
Any | NE-HVAC-airHP-SpltPkg-65to134kBtuh-12p0eer-3p4cop | RtS | New | CZ11 | cDXHP | SWHC013-02 | DEER2020 | D20v1 | 2020-11-09 | Cap-Tons | 1 |  | None | 51.3 | 0.105 | 0 | 95 | 0.0753 | 0 | [6 empty] | DEER:HVAC_Split-Package_AC | Annual
Any | NE-HVAC-airHP-SpltPkg-65to134kBtuh-12p0eer-3p4cop | RtS | New | CZ12 | cDXHP | SWHC013-02 | DEER2020 | D20v1 | 2020-11-09 | Cap-Tons | 1 |  | None | 16.6 | 0.0556 | 0 | 83.7 | 0.0726 | 0 | [6 empty] | DEER:HVAC_Split-Package_AC | Annual
Any | NE-HVAC-airHP-SpltPkg-65to134kBtuh-12p0eer-3p4cop | RtS | New | CZ13 | cDXHP | SWHC013-02 | DEER2020 | D20v1 | 2020-11-09 | Cap-Tons | 1 |  | None | 37.2 | 0.0601 | 0 | 98.2 | 0.0675 | 0 | [6 empty] | DEER:HVAC_Split-Package_AC | Annual
Any | NE-HVAC-airHP-SpltPkg-65to134kBtuh-12p0eer-3p4cop | RtS | New | CZ14 | cDXHP | SWHC013-02 | DEER2020 | D20v1 | 2020-11-09 | Cap-Tons | 1 |  | None | 54 | 0.0982 | 0 | 94.7 | 0.0585 | 0 | [6 empty] | DEER:HVAC_Split-Package_AC | Annual
Any | NE-HVAC-airHP-SpltPkg-65to134kBtuh-12p0eer-3p4cop | RtS | New | CZ15 | cDXHP | SWHC013-02 | DEER2020 | D20v1 | 2020-11-09 | Cap-Tons | 1 |  | None | 99 | 0.106 | 0 | 135 | 0.0658 | 0 | [6 empty] | DEER:HVAC_Split-Package_AC | Annual
Any | NE-HVAC-airHP-SpltPkg-65to134kBtuh-12p0eer-3p4cop | RtS | New | CZ16 | cDXHP | SWHC013-02 | DEER2020 | D20v1 | 2020-11-09 | Cap-Tons | 1 |  | None | 35.7 | 0.043 | 0 | 69.9 | 0.0436 | 0 | [6 empty] | DEER:HVAC_Split-Package_AC | Annual
Any | NE-HVAC-airHP-SpltPkg-65to134kBtuh-12p0eer-3p4cop | SCn | Ex | CZ01 | cDXHP | SWHC013-02 | DEER2020 | D20v1 | 2020-11-09 | Cap-Tons | 1 |  | None | 460 | 0.0369 | 0 | 34.5 | 0.00057 | 0 | [6 empty] | DEER:HVAC_Split-Package_AC | Annual
Any | NE-HVAC-airHP-SpltPkg-65to134kBtuh-12p0eer-3p4cop | SCn | Ex | CZ02 | cDXHP | SWHC013-02 | DEER2020 | D20v1 | 2020-11-09 | Cap-Tons | 1 |  | None | 473 | 0.159 | 0 | 37.2 | 0.0315 | 0 | [6 empty] | DEER:HVAC_Split-Package_AC | Annual
Any | NE-HVAC-airHP-SpltPkg-65to134kBtuh-12p0eer-3p4cop | SCn | Ex | CZ03 | cDXHP | SWHC013-02 | DEER2020 | D20v1 | 2020-11-09 | Cap-Tons | 1 |  | None | 293 | 0.048 | 0 | 20.6 | 0.00627 | 0 | [6 empty] | DEER:HVAC_Split-Package_AC | Annual
Any | NE-HVAC-airHP-SpltPkg-65to134kBtuh-12p0eer-3p4cop | SCn | Ex | CZ04 | cDXHP | SWHC013-02 | DEER2020 | D20v1 | 2020-11-09 | Cap-Tons | 1 |  | None | 430 | 0.138 | 0 | 34.6 | 0.0254 | 0 | [6 empty] | DEER:HVAC_Split-Package_AC | Annual
Any | NE-HVAC-airHP-SpltPkg-65to134kBtuh-12p0eer-3p4cop | SCn | Ex | CZ05 | cDXHP | SWHC013-02 | DEER2020 | D20v1 | 2020-11-09 | Cap-Tons | 1 |  | None | 338 | 0.0426 | 0 | 21.6 | 0.00204 | 0 | [6 empty] | DEER:HVAC_Split-Package_AC | Annual
Any | NE-HVAC-airHP-SpltPkg-65to134kBtuh-12p0eer-3p4cop | SCn | Ex | CZ06 | cDXHP | SWHC013-02 | DEER2020 | D20v1 | 2020-11-09 | Cap-Tons | 1 |  | None | 323 | 0.0998 | 0 | 25.9 | 0.0214 | 0 | [6 empty] | DEER:HVAC_Split-Package_AC | Annual
Any | NE-HVAC-airHP-SpltPkg-65to134kBtuh-12p0eer-3p4cop | SCn | Ex | CZ07 | cDXHP | SWHC013-02 | DEER2020 | D20v1 | 2020-11-09 | Cap-Tons | 1 |  | None | 304 | 0.0691 | 0 | 19.1 | 0.0143 | 0 | [6 empty] | DEER:HVAC_Split-Package_AC | Annual
Any | NE-HVAC-airHP-SpltPkg-65to134kBtuh-12p0eer-3p4cop | SCn | Ex | CZ08 | cDXHP | SWHC013-02 | DEER2020 | D20v1 | 2020-11-09 | Cap-Tons | 1 |  | None | 399 | 0.124 | 0 | 43.6 | 0.0273 | 0 | [6 empty] | DEER:HVAC_Split-Package_AC | Annual
Any | NE-HVAC-airHP-SpltPkg-65to134kBtuh-12p0eer-3p4cop | SCn | Ex | CZ09 | cDXHP | SWHC013-02 | DEER2020 | D20v1 | 2020-11-09 | Cap-Tons | 1 |  | None | 426 | 0.149 | 0 | 45 | 0.0377 | 0 | [6 empty] | DEER:HVAC_Split-Package_AC | Annual
Any | NE-HVAC-airHP-SpltPkg-65to134kBtuh-12p0eer-3p4cop | SCn | Ex | CZ10 | cDXHP | SWHC013-02 | DEER2020 | D20v1 | 2020-11-09 | Cap-Tons | 1 |  | None | 444 | 0.153 | 0 | 55.3 | 0.0428 | 0 | [6 empty] | DEER:HVAC_Split-Package_AC | Annual
Any | NE-HVAC-airHP-SpltPkg-65to134kBtuh-12p0eer-3p4cop | SCn | Ex | CZ11 | cDXHP | SWHC013-02 | DEER2020 | D20v1 | 2020-11-09 | Cap-Tons | 1 |  | None | 592 | 0.181 | 0 | 68.5 | 0.044 | 0 | [6 empty] | DEER:HVAC_Split-Package_AC | Annual
Any | NE-HVAC-airHP-SpltPkg-65to134kBtuh-12p0eer-3p4cop | SCn | Ex | CZ12 | cDXHP | SWHC013-02 | DEER2020 | D20v1 | 2020-11-09 | Cap-Tons | 1 |  | None | 516 | 0.159 | 0 | 53.2 | 0.0398 | 0 | [6 empty] | DEER:HVAC_Split-Package_AC | Annual
Any | NE-HVAC-airHP-SpltPkg-65to134kBtuh-12p0eer-3p4cop | SCn | Ex | CZ13 | cDXHP | SWHC013-02 | DEER2020 | D20v1 | 2020-11-09 | Cap-Tons | 1 |  | None | 603 | 0.176 | 0 | 71.8 | 0.0379 | 0 | [6 empty] | DEER:HVAC_Split-Package_AC | Annual
Any | NE-HVAC-airHP-SpltPkg-65to134kBtuh-12p0eer-3p4cop | SCn | Ex | CZ14 | cDXHP | SWHC013-02 | DEER2020 | D20v1 | 2020-11-09 | Cap-Tons | 1 |  | None | 573 | 0.164 | 0 | 74.8 | 0.0364 | 0 | [6 empty] | DEER:HVAC_Split-Package_AC | Annual
Any | NE-HVAC-airHP-SpltPkg-65to134kBtuh-12p0eer-3p4cop | SCn | Ex | CZ15 | cDXHP | SWHC013-02 | DEER2020 | D20v1 | 2020-11-09 | Cap-Tons | 1 |  | None | 622 | 0.178 | 0 | 101 | 0.0377 | 0 | [6 empty] | DEER:HVAC_Split-Package_AC | Annual
Any | NE-HVAC-airHP-SpltPkg-65to134kBtuh-12p0eer-3p4cop | SCn | Ex | CZ16 | cDXHP | SWHC013-02 | DEER2020 | D20v1 | 2020-11-09 | Cap-Tons | 1 |  | None | 511 | 0.0794 | 0 | 46.8 | 0.0144 | 0 | [6 empty] | DEER:HVAC_Split-Package_AC | Annual
Any | NE-HVAC-airHP-SpltPkg-65to134kBtuh-12p0eer-3p4cop | SCn | New | CZ01 | cDXHP | SWHC013-02 | DEER2020 | D20v1 | 2020-11-09 | Cap-Tons | 1 |  | None | -49.6 | -0.00909 | 0 | 32.1 | 0.00054 | 0 | [6 empty] | DEER:HVAC_Split-Package_AC | Annual
Any | NE-HVAC-airHP-SpltPkg-65to134kBtuh-12p0eer-3p4cop | SCn | New | CZ02 | cDXHP | SWHC013-02 | DEER2020 | D20v1 | 2020-11-09 | Cap-Tons | 1 |  | None | -6.65 | 0.0318 | 0 | 33.1 | 0.0277 | 0 | [6 empty] | DEER:HVAC_Split-Package_AC | Annual
Any | NE-HVAC-airHP-SpltPkg-65to134kBtuh-12p0eer-3p4cop | SCn | New | CZ03 | cDXHP | SWHC013-02 | DEER2020 | D20v1 | 2020-11-09 | Cap-Tons | 1 |  | None | -45.5 | -0.00986 | 0 | 19.4 | 0.00405 | 0 | [6 empty] | DEER:HVAC_Split-Package_AC | Annual
Any | NE-HVAC-airHP-SpltPkg-65to134kBtuh-12p0eer-3p4cop | SCn | New | CZ04 | cDXHP | SWHC013-02 | DEER2020 | D20v1 | 2020-11-09 | Cap-Tons | 1 |  | None | -50.4 | 0.0158 | 0 | 30.5 | 0.0225 | 0 | [6 empty] | DEER:HVAC_Split-Package_AC | Annual
Any | NE-HVAC-airHP-SpltPkg-65to134kBtuh-12p0eer-3p4cop | SCn | New | CZ05 | cDXHP | SWHC013-02 | DEER2020 | D20v1 | 2020-11-09 | Cap-Tons | 1 |  | None | -41.1 | -0.00291 | 0 | 19.2 | 0.00129 | 0 | [6 empty] | DEER:HVAC_Split-Package_AC | Annual
Any | NE-HVAC-airHP-SpltPkg-65to134kBtuh-12p0eer-3p4cop | SCn | New | CZ06 | cDXHP | SWHC013-02 | DEER2020 | D20v1 | 2020-11-09 | Cap-Tons | 1 |  | None | -78.7 | 0.00817 | 0 | 21.3 | 0.0189 | 0 | [6 empty] | DEER:HVAC_Split-Package_AC | Annual
Any | NE-HVAC-airHP-SpltPkg-65to134kBtuh-12p0eer-3p4cop | SCn | New | CZ07 | cDXHP | SWHC013-02 | DEER2020 | D20v1 | 2020-11-09 | Cap-Tons | 1 |  | None | -82.4 | -0.0089 | 0 | 15.7 | 0.012 | 0 | [6 empty] | DEER:HVAC_Split-Package_AC | Annual
Any | NE-HVAC-airHP-SpltPkg-65to134kBtuh-12p0eer-3p4cop | SCn | New | CZ08 | cDXHP | SWHC013-02 | DEER2020 | D20v1 | 2020-11-09 | Cap-Tons | 1 |  | None | -69.8 | 0.0176 | 0 | 39.5 | 0.0266 | 0 | [6 empty] | DEER:HVAC_Split-Package_AC | Annual
Any | NE-HVAC-airHP-SpltPkg-65to134kBtuh-12p0eer-3p4cop | SCn | New | CZ09 | cDXHP | SWHC013-02 | DEER2020 | D20v1 | 2020-11-09 | Cap-Tons | 1 |  | None | -87.2 | -0.0115 | 0 | 40.9 | 0.0367 | 0 | [6 empty] | DEER:HVAC_Split-Package_AC | Annual
Any | NE-HVAC-airHP-SpltPkg-65to134kBtuh-12p0eer-3p4cop | SCn | New | CZ10 | cDXHP | SWHC013-02 | DEER2020 | D20v1 | 2020-11-09 | Cap-Tons | 1 |  | None | -17 | 0.0264 | 0 | 52.3 | 0.0422 | 0 | [6 empty] | DEER:HVAC_Split-Package_AC | Annual
Any | NE-HVAC-airHP-SpltPkg-65to134kBtuh-12p0eer-3p4cop | SCn | New | CZ11 | cDXHP | SWHC013-02 | DEER2020 | D20v1 | 2020-11-09 | Cap-Tons | 1 |  | None | 26.2 | 0.0507 | 0 | 67.2 | 0.0433 | 0 | [6 empty] | DEER:HVAC_Split-Package_AC | Annual
Any | NE-HVAC-airHP-SpltPkg-65to134kBtuh-12p0eer-3p4cop | SCn | New | CZ12 | cDXHP | SWHC013-02 | DEER2020 | D20v1 | 2020-11-09 | Cap-Tons | 1 |  | None | -24.3 | 0.0315 | 0 | 48.7 | 0.0363 | 0 | [6 empty] | DEER:HVAC_Split-Package_AC | Annual
Any | NE-HVAC-airHP-SpltPkg-65to134kBtuh-12p0eer-3p4cop | SCn | New | CZ13 | cDXHP | SWHC013-02 | DEER2020 | D20v1 | 2020-11-09 | Cap-Tons | 1 |  | None | 18 | 0.0364 | 0 | 70.5 | 0.0373 | 0 | [6 empty] | DEER:HVAC_Split-Package_AC | Annual
Any | NE-HVAC-airHP-SpltPkg-65to134kBtuh-12p0eer-3p4cop | SCn | New | CZ14 | cDXHP | SWHC013-02 | DEER2020 | D20v1 | 2020-11-09 | Cap-Tons | 1 |  | None | 36 | 0.0535 | 0 | 72.4 | 0.0351 | 0 | [6 empty] | DEER:HVAC_Split-Package_AC | Annual
Any | NE-HVAC-airHP-SpltPkg-65to134kBtuh-12p0eer-3p4cop | SCn | New | CZ15 | cDXHP | SWHC013-02 | DEER2020 | D20v1 | 2020-11-09 | Cap-Tons | 1 |  | None | 12.7 | 0.0493 | 0 | 94.7 | 0.0353 | 0 | [6 empty] | DEER:HVAC_Split-Package_AC | Annual
Any | NE-HVAC-airHP-SpltPkg-65to134kBtuh-12p0eer-3p4cop | SCn | New | CZ16 | cDXHP | SWHC013-02 | DEER2020 | D20v1 | 2020-11-09 | Cap-Tons | 1 |  | None | 11.4 | 0.00297 | 0 | 42.2 | 0.0123 | 0 | [6 empty] | DEER:HVAC_Split-Package_AC | Annual
Any | NE-HVAC-airHP-SpltPkg-65to134kBtuh-12p0eer-3p4cop | Asm | Ex | CZ12 | cDXHP | SWHC013-02 | DEER2020 | D20v1 | 2020-11-09 | Cap-Tons | 1 |  | None | 575 | 0.181 | 0 | 91.4 | 0.0838 | 0 | [6 empty] | DEER:HVAC_Split-Package_AC | Annual
Any | NE-HVAC-airHP-SpltPkg-65to134kBtuh-12p0eer-3p4cop | Asm | Ex | CZ13 | cDXHP | SWHC013-02 | DEER2020 | D20v1 | 2020-11-09 | Cap-Tons | 1 |  | None | 624 | 0.196 | 0 | 104 | 0.0747 | 0 | [6 empty] | DEER:HVAC_Split-Package_AC | Annual
Any | NE-HVAC-airHP-SpltPkg-65to134kBtuh-12p0eer-3p4cop | Asm | Ex | CZ14 | cDXHP | SWHC013-02 | DEER2020 | D20v1 | 2020-11-09 | Cap-Tons | 1 |  | None | 628 | 0.206 | 0 | 99.6 | 0.0623 | 0 | [6 empty] | DEER:HVAC_Split-Package_AC | Annual
Any | NE-HVAC-airHP-SpltPkg-65to134kBtuh-12p0eer-3p4cop | Asm | Ex | CZ15 | cDXHP | SWHC013-02 | DEER2020 | D20v1 | 2020-11-09 | Cap-Tons | 1 |  | None | 671 | 0.236 | 0 | 134 | 0.064 | 0 | [6 empty] | DEER:HVAC_Split-Package_AC | Annual
Any | NE-HVAC-airHP-SpltPkg-65to134kBtuh-12p0eer-3p4cop | Asm | Ex | CZ16 | cDXHP | SWHC013-02 | DEER2020 | D20v1 | 2020-11-09 | Cap-Tons | 1 |  | None | 656 | 0.152 | 0 | 75.7 | 0.0443 | 0 | [6 empty] | DEER:HVAC_Split-Package_AC | Annual
Any | NE-HVAC-airHP-SpltPkg-65to134kBtuh-12p0eer-3p4cop | Asm | New | CZ01 | cDXHP | SWHC013-02 | DEER2020 | D20v1 | 2020-11-09 | Cap-Tons | 1 |  | None | 43.6 | 0.0114 | 0 | 43.6 | 0.0114 | 0 | [6 empty] | DEER:HVAC_Split-Package_AC | Annual
Any | NE-HVAC-airHP-SpltPkg-65to134kBtuh-12p0eer-3p4cop | Asm | New | CZ02 | cDXHP | SWHC013-02 | DEER2020 | D20v1 | 2020-11-09 | Cap-Tons | 1 |  | None | 83.8 | 0.0797 | 0 | 83.8 | 0.0797 | 0 | [6 empty] | DEER:HVAC_Split-Package_AC | Annual
Any | NE-HVAC-airHP-SpltPkg-65to134kBtuh-12p0eer-3p4cop | Asm | New | CZ03 | cDXHP | SWHC013-02 | DEER2020 | D20v1 | 2020-11-09 | Cap-Tons | 1 |  | None | 43.8 | 0.0382 | 0 | 43.8 | 0.0382 | 0 | [6 empty] | DEER:HVAC_Split-Package_AC | Annual
Any | NE-HVAC-airHP-SpltPkg-65to134kBtuh-12p0eer-3p4cop | Asm | New | CZ04 | cDXHP | SWHC013-02 | DEER2020 | D20v1 | 2020-11-09 | Cap-Tons | 1 |  | None | 85.1 | 0.07 | 0 | 85.1 | 0.07 | 0 | [6 empty] | DEER:HVAC_Split-Package_AC | Annual
Any | NE-HVAC-airHP-SpltPkg-65to134kBtuh-12p0eer-3p4cop | Asm | New | CZ05 | cDXHP | SWHC013-02 | DEER2020 | D20v1 | 2020-11-09 | Cap-Tons | 1 |  | None | 44.5 | 0.0233 | 0 | 44.5 | 0.0233 | 0 | [6 empty] | DEER:HVAC_Split-Package_AC | Annual
Any | NE-HVAC-airHP-SpltPkg-65to134kBtuh-12p0eer-3p4cop | Asm | New | CZ06 | cDXHP | SWHC013-02 | DEER2020 | D20v1 | 2020-11-09 | Cap-Tons | 1 |  | None | 65.6 | 0.0545 | 0 | 65.6 | 0.0545 | 0 | [6 empty] | DEER:HVAC_Split-Package_AC | Annual
Any | NE-HVAC-airHP-SpltPkg-65to134kBtuh-12p0eer-3p4cop | Asm | New | CZ07 | cDXHP | SWHC013-02 | DEER2020 | D20v1 | 2020-11-09 | Cap-Tons | 1 |  | None | 53 | 0.0418 | 0 | 53 | 0.0418 | 0 | [6 empty] | DEER:HVAC_Split-Package_AC | Annual
Any | NE-HVAC-airHP-SpltPkg-65to134kBtuh-12p0eer-3p4cop | Asm | New | CZ08 | cDXHP | SWHC013-02 | DEER2020 | D20v1 | 2020-11-09 | Cap-Tons | 1 |  | None | 86.3 | 0.0566 | 0 | 86.3 | 0.0566 | 0 | [6 empty] | DEER:HVAC_Split-Package_AC | Annual
Any | NE-HVAC-airHP-SpltPkg-65to134kBtuh-12p0eer-3p4cop | Asm | New | CZ09 | cDXHP | SWHC013-02 | DEER2020 | D20v1 | 2020-11-09 | Cap-Tons | 1 |  | None | 78.4 | 0.0705 | 0 | 78.4 | 0.0705 | 0 | [6 empty] | DEER:HVAC_Split-Package_AC | Annual
Any | NE-HVAC-airHP-SpltPkg-65to134kBtuh-12p0eer-3p4cop | Asm | New | CZ10 | cDXHP | SWHC013-02 | DEER2020 | D20v1 | 2020-11-09 | Cap-Tons | 1 |  | None | 96.2 | 0.0779 | 0 | 96.2 | 0.0779 | 0 | [6 empty] | DEER:HVAC_Split-Package_AC | Annual
Any | NE-HVAC-airHP-SpltPkg-65to134kBtuh-12p0eer-3p4cop | Asm | New | CZ11 | cDXHP | SWHC013-02 | DEER2020 | D20v1 | 2020-11-09 | Cap-Tons | 1 |  | None | 99.2 | 0.0772 | 0 | 99.2 | 0.0772 | 0 | [6 empty] | DEER:HVAC_Split-Package_AC | Annual
Any | NE-HVAC-airHP-SpltPkg-65to134kBtuh-12p0eer-3p4cop | Asm | New | CZ12 | cDXHP | SWHC013-02 | DEER2020 | D20v1 | 2020-11-09 | Cap-Tons | 1 |  | None | 90.4 | 0.0833 | 0 | 90.4 | 0.0833 | 0 | [6 empty] | DEER:HVAC_Split-Package_AC | Annual
Any | NE-HVAC-airHP-SpltPkg-65to134kBtuh-12p0eer-3p4cop | Asm | New | CZ13 | cDXHP | SWHC013-02 | DEER2020 | D20v1 | 2020-11-09 | Cap-Tons | 1 |  | None | 102 | 0.0741 | 0 | 102 | 0.0741 | 0 | [6 empty] | DEER:HVAC_Split-Package_AC | Annual
Any | NE-HVAC-airHP-SpltPkg-65to134kBtuh-12p0eer-3p4cop | Asm | New | CZ14 | cDXHP | SWHC013-02 | DEER2020 | D20v1 | 2020-11-09 | Cap-Tons | 1 |  | None | 97.8 | 0.0609 | 0 | 97.8 | 0.0609 | 0 | [6 empty] | DEER:HVAC_Split-Package_AC | Annual
Any | NE-HVAC-airHP-SpltPkg-65to134kBtuh-12p0eer-3p4cop | Asm | New | CZ15 | cDXHP | SWHC013-02 | DEER2020 | D20v1 | 2020-11-09 | Cap-Tons | 1 |  | None | 131 | 0.0627 | 0 | 131 | 0.0627 | 0 | [6 empty] | DEER:HVAC_Split-Package_AC | Annual
Any | NE-HVAC-airHP-SpltPkg-65to134kBtuh-12p0eer-3p4cop | Asm | New | CZ16 | cDXHP | SWHC013-02 | DEER2020 | D20v1 | 2020-11-09 | Cap-Tons | 1 |  | None | 76.5 | 0.044 | 0 | 76.5 | 0.044 | 0 | [6 empty] | DEER:HVAC_Split-Package_AC | Annual
Any | NE-HVAC-airHP-SpltPkg-65to134kBtuh-12p0eer-3p4cop | Com | New | CZ02 | cDXHP | SWHC013-02 | DEER2020 | D20v1 | 2020-11-09 | Cap-Tons | 1 |  | None | 56.1 | 0.0467 | 0 | 61.5 | 0.0475 | 0 | [6 empty] | DEER:HVAC_Split-Package_AC | Annual
Any | NE-HVAC-airHP-SpltPkg-65to134kBtuh-12p0eer-3p4cop | Com | New | CZ03 | cDXHP | SWHC013-02 | DEER2020 | D20v1 | 2020-11-09 | Cap-Tons | 1 |  | None | 24.6 | 0.0222 | 0 | 34.5 | 0.0237 | 0 | [6 empty] | DEER:HVAC_Split-Package_AC | Annual
Any | NE-HVAC-airHP-SpltPkg-65to134kBtuh-12p0eer-3p4cop | Com | New | CZ04 | cDXHP | SWHC013-02 | DEER2020 | D20v1 | 2020-11-09 | Cap-Tons | 1 |  | None | 54.4 | 0.0398 | 0 | 61.1 | 0.0406 | 0 | [6 empty] | DEER:HVAC_Split-Package_AC | Annual
Any | NE-HVAC-airHP-SpltPkg-65to134kBtuh-12p0eer-3p4cop | Com | New | CZ05 | cDXHP | SWHC013-02 | DEER2020 | D20v1 | 2020-11-09 | Cap-Tons | 1 |  | None | 33.4 | 0.0194 | 1e-05 | 39.2 | 0.0194 | 1e-05 | [6 empty] | DEER:HVAC_Split-Package_AC | Annual
Any | NE-HVAC-airHP-SpltPkg-65to134kBtuh-12p0eer-3p4cop | Com | New | CZ06 | cDXHP | SWHC013-02 | DEER2020 | D20v1 | 2020-11-09 | Cap-Tons | 1 |  | None | 51.7 | 0.0385 | 0 | 65.6 | 0.0406 | 0 | [6 empty] | DEER:HVAC_Split-Package_AC | Annual
Any | NE-HVAC-airHP-SpltPkg-65to134kBtuh-12p0eer-3p4cop | Com | New | CZ07 | cDXHP | SWHC013-02 | DEER2020 | D20v1 | 2020-11-09 | Cap-Tons | 1 |  | None | 43.7 | 0.0291 | 2e-05 | 56.4 | 0.0316 | 2e-05 | [6 empty] | DEER:HVAC_Split-Package_AC | Annual
Any | NE-HVAC-airHP-SpltPkg-65to134kBtuh-12p0eer-3p4cop | Com | New | CZ08 | cDXHP | SWHC013-02 | DEER2020 | D20v1 | 2020-11-09 | Cap-Tons | 1 |  | None | 54.6 | 0.0378 | 1e-05 | 73.7 | 0.0394 | 1e-05 | [6 empty] | DEER:HVAC_Split-Package_AC | Annual
Any | NE-HVAC-airHP-SpltPkg-65to134kBtuh-12p0eer-3p4cop | Com | New | CZ09 | cDXHP | SWHC013-02 | DEER2020 | D20v1 | 2020-11-09 | Cap-Tons | 1 |  | None | 52.4 | 0.0416 | 0 | 69 | 0.0487 | 0 | [6 empty] | DEER:HVAC_Split-Package_AC | Annual
Any | NE-HVAC-airHP-SpltPkg-65to134kBtuh-12p0eer-3p4cop | Com | New | CZ10 | cDXHP | SWHC013-02 | DEER2020 | D20v1 | 2020-11-09 | Cap-Tons | 1 |  | None | 52.4 | 0.0455 | 0 | 75.3 | 0.053 | 0 | [6 empty] | DEER:HVAC_Split-Package_AC | Annual
Any | NE-HVAC-airHP-SpltPkg-65to134kBtuh-12p0eer-3p4cop | Com | New | CZ11 | cDXHP | SWHC013-02 | DEER2020 | D20v1 | 2020-11-09 | Cap-Tons | 1 |  | None | 77.3 | 0.0561 | 0 | 82.1 | 0.0532 | 0 | [6 empty] | DEER:HVAC_Split-Package_AC | Annual
Any | NE-HVAC-airHP-SpltPkg-65to134kBtuh-12p0eer-3p4cop | Com | New | CZ12 | cDXHP | SWHC013-02 | DEER2020 | D20v1 | 2020-11-09 | Cap-Tons | 1 |  | None | 57.6 | 0.0463 | 0 | 69.3 | 0.0488 | 0 | [6 empty] | DEER:HVAC_Split-Package_AC | Annual
Any | NE-HVAC-airHP-SpltPkg-65to134kBtuh-12p0eer-3p4cop | Com | New | CZ13 | cDXHP | SWHC013-02 | DEER2020 | D20v1 | 2020-11-09 | Cap-Tons | 1 |  | None | 76.1 | 0.0453 | 0 | 84.1 | 0.0471 | 0 | [6 empty] | DEER:HVAC_Split-Package_AC | Annual
Any | NE-HVAC-airHP-SpltPkg-65to134kBtuh-12p0eer-3p4cop | Com | New | CZ14 | cDXHP | SWHC013-02 | DEER2020 | D20v1 | 2020-11-09 | Cap-Tons | 1 |  | None | 86.5 | 0.0533 | 0 | 86.1 | 0.0474 | 0 | [6 empty] | DEER:HVAC_Split-Package_AC | Annual
Any | NE-HVAC-airHP-SpltPkg-65to134kBtuh-12p0eer-3p4cop | Com | New | CZ15 | cDXHP | SWHC013-02 | DEER2020 | D20v1 | 2020-11-09 | Cap-Tons | 1 |  | None | 121 | 0.0536 | 0 | 121 | 0.051 | 0 | [6 empty] | DEER:HVAC_Split-Package_AC | Annual
Any | NE-HVAC-airHP-SpltPkg-65to134kBtuh-12p0eer-3p4cop | Com | New | CZ16 | cDXHP | SWHC013-02 | DEER2020 | D20v1 | 2020-11-09 | Cap-Tons | 1 |  | None | 53.4 | 0.0306 | 0 | 53.2 | 0.0292 | 0 | [6 empty] | DEER:HVAC_Split-Package_AC | Annual
Any | NE-HVAC-airHP-SpltPkg-65to134kBtuh-12p0eer-3p4cop | ECC | New | CZ08 | cDXHP | SWHC013-02 | DEER2020 | D20v1 | 2020-11-09 | Cap-Tons | 1 |  | None | 63.9 | 0.0532 | 0 | 63.9 | 0.0532 | 0 | [6 empty] | DEER:HVAC_Split-Package_AC | Annual
Any | NE-HVAC-airHP-SpltPkg-65to134kBtuh-12p0eer-3p4cop | ECC | New | CZ09 | cDXHP | SWHC013-02 | DEER2020 | D20v1 | 2020-11-09 | Cap-Tons | 1 |  | None | 56.7 | 0.0645 | 0 | 56.7 | 0.0645 | 0 | [6 empty] | DEER:HVAC_Split-Package_AC | Annual
Any | NE-HVAC-airHP-SpltPkg-65to134kBtuh-12p0eer-3p4cop | ECC | New | CZ10 | cDXHP | SWHC013-02 | DEER2020 | D20v1 | 2020-11-09 | Cap-Tons | 1 |  | None | 67.5 | 0.0698 | 0 | 67.5 | 0.0698 | 0 | [6 empty] | DEER:HVAC_Split-Package_AC | Annual
Any | NE-HVAC-airHP-SpltPkg-65to134kBtuh-12p0eer-3p4cop | ECC | New | CZ11 | cDXHP | SWHC013-02 | DEER2020 | D20v1 | 2020-11-09 | Cap-Tons | 1 |  | None | 73.7 | 0.0525 | 0 | 73.7 | 0.0525 | 0 | [6 empty] | DEER:HVAC_Split-Package_AC | Annual
Any | NE-HVAC-airHP-SpltPkg-65to134kBtuh-12p0eer-3p4cop | ECC | New | CZ12 | cDXHP | SWHC013-02 | DEER2020 | D20v1 | 2020-11-09 | Cap-Tons | 1 |  | None | 64.6 | 0.0514 | 0 | 64.6 | 0.0514 | 0 | [6 empty] | DEER:HVAC_Split-Package_AC | Annual
Any | NE-HVAC-airHP-SpltPkg-65to134kBtuh-12p0eer-3p4cop | ECC | New | CZ13 | cDXHP | SWHC013-02 | DEER2020 | D20v1 | 2020-11-09 | Cap-Tons | 1 |  | None | 76.9 | 0.0474 | 0 | 76.9 | 0.0474 | 0 | [6 empty] | DEER:HVAC_Split-Package_AC | Annual
Any | NE-HVAC-airHP-SpltPkg-65to134kBtuh-12p0eer-3p4cop | ECC | New | CZ14 | cDXHP | SWHC013-02 | DEER2020 | D20v1 | 2020-11-09 | Cap-Tons | 1 |  | None | 69.8 | 0.0602 | 0 | 69.8 | 0.0602 | 0 | [6 empty] | DEER:HVAC_Split-Package_AC | Annual
Any | NE-HVAC-airHP-SpltPkg-65to134kBtuh-12p0eer-3p4cop | ECC | New | CZ15 | cDXHP | SWHC013-02 | DEER2020 | D20v1 | 2020-11-09 | Cap-Tons | 1 |  | None | 101 | 0.0617 | 0 | 101 | 0.0617 | 0 | [6 empty] | DEER:HVAC_Split-Package_AC | Annual
Any | NE-HVAC-airHP-SpltPkg-65to134kBtuh-12p0eer-3p4cop | ECC | New | CZ16 | cDXHP | SWHC013-02 | DEER2020 | D20v1 | 2020-11-09 | Cap-Tons | 1 |  | None | 43 | 0.0254 | 0 | 43 | 0.0254 | 0 | [6 empty] | DEER:HVAC_Split-Package_AC | Annual
Any | NE-HVAC-airHP-SpltPkg-65to134kBtuh-12p0eer-3p4cop | EPr | New | CZ14 | cDXHP | SWHC013-02 | DEER2020 | D20v1 | 2020-11-09 | Cap-Tons | 1 |  | None | 46.4 | 0.0349 | 0 | 46.4 | 0.0349 | 0 | [6 empty] | DEER:HVAC_Split-Package_AC | Annual
Any | NE-HVAC-airHP-SpltPkg-65to134kBtuh-12p0eer-3p4cop | EPr | New | CZ15 | cDXHP | SWHC013-02 | DEER2020 | D20v1 | 2020-11-09 | Cap-Tons | 1 |  | None | 65.2 | 0.0351 | 0 | 65.2 | 0.0351 | 0 | [6 empty] | DEER:HVAC_Split-Package_AC | Annual
Any | NE-HVAC-airHP-SpltPkg-65to134kBtuh-12p0eer-3p4cop | EPr | New | CZ16 | cDXHP | SWHC013-02 | DEER2020 | D20v1 | 2020-11-09 | Cap-Tons | 1 |  | None | 36 | 0.00059 | 0 | 36 | 0.00059 | 0 | [6 empty] | DEER:HVAC_Split-Package_AC | Annual
Any | NE-HVAC-airHP-SpltPkg-65to134kBtuh-12p0eer-3p4cop | ESe | Ex | CZ01 | cDXHP | SWHC013-02 | DEER2020 | D20v1 | 2020-11-09 | Cap-Tons | 1 |  | None | 378 | 0.0633 | 0 | 19.5 | 0.00641 | 0 | [6 empty] | DEER:HVAC_Split-Package_AC | Annual
Any | NE-HVAC-airHP-SpltPkg-65to134kBtuh-12p0eer-3p4cop | ESe | Ex | CZ02 | cDXHP | SWHC013-02 | DEER2020 | D20v1 | 2020-11-09 | Cap-Tons | 1 |  | None | 377 | 0.0123 | 0 | 37.8 | 0.0111 | 0 | [6 empty] | DEER:HVAC_Split-Package_AC | Annual
Any | NE-HVAC-airHP-SpltPkg-65to134kBtuh-12p0eer-3p4cop | ESe | Ex | CZ03 | cDXHP | SWHC013-02 | DEER2020 | D20v1 | 2020-11-09 | Cap-Tons | 1 |  | None | 343 | 0.00447 | 0 | 21.8 | 0.00333 | 0 | [6 empty] | DEER:HVAC_Split-Package_AC | Annual
Any | NE-HVAC-airHP-SpltPkg-65to134kBtuh-12p0eer-3p4cop | ESe | Ex | CZ04 | cDXHP | SWHC013-02 | DEER2020 | D20v1 | 2020-11-09 | Cap-Tons | 1 |  | None | 369 | 0.117 | 0 | 40.3 | 0.0343 | 0 | [6 empty] | DEER:HVAC_Split-Package_AC | Annual
Any | NE-HVAC-airHP-SpltPkg-65to134kBtuh-12p0eer-3p4cop | ESe | Ex | CZ05 | cDXHP | SWHC013-02 | DEER2020 | D20v1 | 2020-11-09 | Cap-Tons | 1 |  | None | 347 | 0.0713 | 0 | 24 | 0.0143 | 0 | [6 empty] | DEER:HVAC_Split-Package_AC | Annual
Any | NE-HVAC-airHP-SpltPkg-65to134kBtuh-12p0eer-3p4cop | ESe | Ex | CZ06 | cDXHP | SWHC013-02 | DEER2020 | D20v1 | 2020-11-09 | Cap-Tons | 1 |  | None | 345 | 0.099 | 0 | 37.5 | 0.0278 | 0 | [6 empty] | DEER:HVAC_Split-Package_AC | Annual
Any | NE-HVAC-airHP-SpltPkg-65to134kBtuh-12p0eer-3p4cop | EUn | Ex | CZ01 | cDXHP | SWHC013-02 | DEER2020 | D20v1 | 2020-11-09 | Cap-Tons | 1 |  | None | 539 | 0.134 | 0 | 23.9 | 0.0168 | 0 | [6 empty] | DEER:HVAC_Split-Package_AC | Annual
Any | NE-HVAC-airHP-SpltPkg-65to134kBtuh-12p0eer-3p4cop | EUn | Ex | CZ02 | cDXHP | SWHC013-02 | DEER2020 | D20v1 | 2020-11-09 | Cap-Tons | 1 |  | None | 579 | 0.196 | 0 | 64.7 | 0.0614 | 0 | [6 empty] | DEER:HVAC_Split-Package_AC | Annual
Any | NE-HVAC-airHP-SpltPkg-65to134kBtuh-12p0eer-3p4cop | EUn | Ex | CZ03 | cDXHP | SWHC013-02 | DEER2020 | D20v1 | 2020-11-09 | Cap-Tons | 1 |  | None | 542 | 0.135 | 0 | 32.9 | 0.0311 | 0 | [6 empty] | DEER:HVAC_Split-Package_AC | Annual
Any | NE-HVAC-airHP-SpltPkg-65to134kBtuh-12p0eer-3p4cop | EUn | Ex | CZ04 | cDXHP | SWHC013-02 | DEER2020 | D20v1 | 2020-11-09 | Cap-Tons | 1 |  | None | 556 | 0.169 | 0 | 64.5 | 0.0658 | 0 | [6 empty] | DEER:HVAC_Split-Package_AC | Annual
Any | NE-HVAC-airHP-SpltPkg-65to134kBtuh-12p0eer-3p4cop | EUn | Ex | CZ05 | cDXHP | SWHC013-02 | DEER2020 | D20v1 | 2020-11-09 | Cap-Tons | 1 |  | None | 535 | 0.126 | 0 | 34.4 | 0.0267 | 0 | [6 empty] | DEER:HVAC_Split-Package_AC | Annual
Any | NE-HVAC-airHP-SpltPkg-65to134kBtuh-12p0eer-3p4cop | EUn | Ex | CZ06 | cDXHP | SWHC013-02 | DEER2020 | D20v1 | 2020-11-09 | Cap-Tons | 1 |  | None | 526 | 0.154 | 0 | 59.8 | 0.0517 | 0 | [6 empty] | DEER:HVAC_Split-Package_AC | Annual
Any | NE-HVAC-airHP-SpltPkg-65to134kBtuh-12p0eer-3p4cop | EUn | Ex | CZ07 | cDXHP | SWHC013-02 | DEER2020 | D20v1 | 2020-11-09 | Cap-Tons | 1 |  | None | 551 | 0.142 | 0 | 50.6 | 0.043 | 0 | [6 empty] | DEER:HVAC_Split-Package_AC | Annual
Any | NE-HVAC-airHP-SpltPkg-65to134kBtuh-12p0eer-3p4cop | EUn | Ex | CZ08 | cDXHP | SWHC013-02 | DEER2020 | D20v1 | 2020-11-09 | Cap-Tons | 1 |  | None | 545 | 0.158 | 0 | 78.3 | 0.0569 | 0 | [6 empty] | DEER:HVAC_Split-Package_AC | Annual
Any | NE-HVAC-airHP-SpltPkg-65to134kBtuh-12p0eer-3p4cop | EUn | Ex | CZ09 | cDXHP | SWHC013-02 | DEER2020 | D20v1 | 2020-11-09 | Cap-Tons | 1 |  | None | 557 | 0.179 | 0 | 69.7 | 0.0691 | 0 | [6 empty] | DEER:HVAC_Split-Package_AC | Annual
Any | NE-HVAC-airHP-SpltPkg-65to134kBtuh-12p0eer-3p4cop | EUn | Ex | CZ10 | cDXHP | SWHC013-02 | DEER2020 | D20v1 | 2020-11-09 | Cap-Tons | 1 |  | None | 585 | 0.183 | 0 | 82.5 | 0.0754 | 0 | [6 empty] | DEER:HVAC_Split-Package_AC | Annual
Any | NE-HVAC-airHP-SpltPkg-65to134kBtuh-12p0eer-3p4cop | EUn | Ex | CZ11 | cDXHP | SWHC013-02 | DEER2020 | D20v1 | 2020-11-09 | Cap-Tons | 1 |  | None | 611 | 0.211 | 0 | 89.5 | 0.0727 | 0 | [6 empty] | DEER:HVAC_Split-Package_AC | Annual
Any | NE-HVAC-airHP-SpltPkg-65to134kBtuh-12p0eer-3p4cop | EUn | Ex | CZ12 | cDXHP | SWHC013-02 | DEER2020 | D20v1 | 2020-11-09 | Cap-Tons | 1 |  | None | 598 | 0.204 | 0 | 79.9 | 0.0723 | 0 | [6 empty] | DEER:HVAC_Split-Package_AC | Annual
Any | NE-HVAC-airHP-SpltPkg-65to134kBtuh-12p0eer-3p4cop | Gro | Ex | CZ01 | cDXHP | SWHC013-02 | DEER2020 | D20v1 | 2020-11-09 | Cap-Tons | 1 |  | None | 1730 | 0.161 | 0.008 | 115 | 0.0103 | 0 | [6 empty] | DEER:HVAC_Split-Package_AC | Annual
Any | NE-HVAC-airHP-SpltPkg-65to134kBtuh-12p0eer-3p4cop | Gro | Ex | CZ02 | cDXHP | SWHC013-02 | DEER2020 | D20v1 | 2020-11-09 | Cap-Tons | 1 |  | None | 847 | 0.208 | 0.00163 | 75.5 | 0.0451 | 0 | [6 empty] | DEER:HVAC_Split-Package_AC | Annual
Any | NE-HVAC-airHP-SpltPkg-65to134kBtuh-12p0eer-3p4cop | Gro | Ex | CZ03 | cDXHP | SWHC013-02 | DEER2020 | D20v1 | 2020-11-09 | Cap-Tons | 1 |  | None | 1050 | 0.177 | 0.00337 | 72.4 | 0.0268 | 0 | [6 empty] | DEER:HVAC_Split-Package_AC | Annual
Any | NE-HVAC-airHP-SpltPkg-65to134kBtuh-12p0eer-3p4cop | Gro | Ex | CZ04 | cDXHP | SWHC013-02 | DEER2020 | D20v1 | 2020-11-09 | Cap-Tons | 1 |  | None | 819 | 0.2 | 0.00027 | 75.1 | 0.0415 | 0 | [6 empty] | DEER:HVAC_Split-Package_AC | Annual
Any | NE-HVAC-airHP-SpltPkg-65to134kBtuh-12p0eer-3p4cop | Gro | Ex | CZ05 | cDXHP | SWHC013-02 | DEER2020 | D20v1 | 2020-11-09 | Cap-Tons | 1 |  | None | 1230 | 0.143 | -0.00321 | 81.2 | 0.0156 | 0 | [6 empty] | DEER:HVAC_Split-Package_AC | Annual
Any | NE-HVAC-airHP-SpltPkg-65to134kBtuh-12p0eer-3p4cop | Gro | Ex | CZ06 | cDXHP | SWHC013-02 | DEER2020 | D20v1 | 2020-11-09 | Cap-Tons | 1 |  | None | 817 | 0.199 | -0.00324 | 66.2 | 0.0358 | 0 | [6 empty] | DEER:HVAC_Split-Package_AC | Annual
Any | NE-HVAC-airHP-SpltPkg-65to134kBtuh-12p0eer-3p4cop | Gro | Ex | CZ07 | cDXHP | SWHC013-02 | DEER2020 | D20v1 | 2020-11-09 | Cap-Tons | 1 |  | None | 1090 | 0.224 | 0.00261 | 69.8 | 0.0324 | 0 | [6 empty] | DEER:HVAC_Split-Package_AC | Annual
Any | NE-HVAC-airHP-SpltPkg-65to134kBtuh-12p0eer-3p4cop | Gro | Ex | CZ08 | cDXHP | SWHC013-02 | DEER2020 | D20v1 | 2020-11-09 | Cap-Tons | 1 |  | None | 759 | 0.174 | 1e-05 | 74.6 | 0.0357 | 0 | [6 empty] | DEER:HVAC_Split-Package_AC | Annual
Any | NE-HVAC-airHP-SpltPkg-65to134kBtuh-12p0eer-3p4cop | Gro | Ex | CZ09 | cDXHP | SWHC013-02 | DEER2020 | D20v1 | 2020-11-09 | Cap-Tons | 1 |  | None | 734 | 0.229 | -3e-05 | 70.4 | 0.0479 | 0 | [6 empty] | DEER:HVAC_Split-Package_AC | Annual
Any | NE-HVAC-airHP-SpltPkg-65to134kBtuh-12p0eer-3p4cop | Gro | Ex | CZ10 | cDXHP | SWHC013-02 | DEER2020 | D20v1 | 2020-11-09 | Cap-Tons | 1 |  | None | 772 | 0.226 | 0.00051 | 79.5 | 0.0516 | 0 | [6 empty] | DEER:HVAC_Split-Package_AC | Annual
Any | NE-HVAC-airHP-SpltPkg-65to134kBtuh-12p0eer-3p4cop | Gro | Ex | CZ11 | cDXHP | SWHC013-02 | DEER2020 | D20v1 | 2020-11-09 | Cap-Tons | 1 |  | None | 845 | 0.235 | -0.00042 | 92.2 | 0.0566 | 0 | [6 empty] | DEER:HVAC_Split-Package_AC | Annual
Any | NE-HVAC-airHP-SpltPkg-65to134kBtuh-12p0eer-3p4cop | Gro | Ex | CZ12 | cDXHP | SWHC013-02 | DEER2020 | D20v1 | 2020-11-09 | Cap-Tons | 1 |  | None | 800 | 0.229 | 0.00024 | 75.1 | 0.0486 | 0 | [6 empty] | DEER:HVAC_Split-Package_AC | Annual
Any | NE-HVAC-airHP-SpltPkg-65to134kBtuh-12p0eer-3p4cop | Gro | Ex | CZ13 | cDXHP | SWHC013-02 | DEER2020 | D20v1 | 2020-11-09 | Cap-Tons | 1 |  | None | 821 | 0.23 | -0.00091 | 92 | 0.052 | 0 | [6 empty] | DEER:HVAC_Split-Package_AC | Annual
Any | NE-HVAC-airHP-SpltPkg-65to134kBtuh-12p0eer-3p4cop | Gro | Ex | CZ14 | cDXHP | SWHC013-02 | DEER2020 | D20v1 | 2020-11-09 | Cap-Tons | 1 |  | None | 809 | 0.204 | 0.0002 | 87.7 | 0.0417 | 0 | [6 empty] | DEER:HVAC_Split-Package_AC | Annual
Any | NE-HVAC-airHP-SpltPkg-65to134kBtuh-12p0eer-3p4cop | Gro | Ex | CZ15 | cDXHP | SWHC013-02 | DEER2020 | D20v1 | 2020-11-09 | Cap-Tons | 1 |  | None | 844 | 0.229 | -0.00029 | 110 | 0.0488 | 0 | [6 empty] | DEER:HVAC_Split-Package_AC | Annual
Any | NE-HVAC-airHP-SpltPkg-65to134kBtuh-12p0eer-3p4cop | Gro | Ex | CZ16 | cDXHP | SWHC013-02 | DEER2020 | D20v1 | 2020-11-09 | Cap-Tons | 1 |  | None | 1460 | 0.191 | 0.00095 | 110 | 0.0367 | 0 | [6 empty] | DEER:HVAC_Split-Package_AC | Annual
Any | NE-HVAC-airHP-SpltPkg-65to134kBtuh-12p0eer-3p4cop | Gro | New | CZ01 | cDXHP | SWHC013-02 | DEER2020 | D20v1 | 2020-11-09 | Cap-Tons | 1 |  | None | 81.3 | 0.0141 | -0.00259 | 81.3 | 0.0141 | -0.00259 | [6 empty] | DEER:HVAC_Split-Package_AC | Annual
Any | NE-HVAC-airHP-SpltPkg-65to134kBtuh-12p0eer-3p4cop | Gro | New | CZ02 | cDXHP | SWHC013-02 | DEER2020 | D20v1 | 2020-11-09 | Cap-Tons | 1 |  | None | 116 | 0.0474 | 0 | 116 | 0.0474 | 0 | [6 empty] | DEER:HVAC_Split-Package_AC | Annual
Any | NE-HVAC-airHP-SpltPkg-65to134kBtuh-12p0eer-3p4cop | Hsp | Ex | CZ01 | cDXHP | SWHC013-02 | DEER2020 | D20v1 | 2020-11-09 | Cap-Tons | 1 |  | None | 973 | 0.145 | 0 | 17 | 0.00717 | 0 | [6 empty] | DEER:HVAC_Split-Package_AC | Annual
Any | NE-HVAC-airHP-SpltPkg-65to134kBtuh-12p0eer-3p4cop | Hsp | Ex | CZ02 | cDXHP | SWHC013-02 | DEER2020 | D20v1 | 2020-11-09 | Cap-Tons | 1 |  | None | 973 | 0.185 | 0 | 47.1 | 0.043 | 0 | [6 empty] | DEER:HVAC_Split-Package_AC | Annual
Any | NE-HVAC-airHP-SpltPkg-65to134kBtuh-12p0eer-3p4cop | Hsp | Ex | CZ03 | cDXHP | SWHC013-02 | DEER2020 | D20v1 | 2020-11-09 | Cap-Tons | 1 |  | None | 902 | 0.127 | 0 | 23.7 | 0.027 | 0 | [6 empty] | DEER:HVAC_Split-Package_AC | Annual
Any | NE-HVAC-airHP-SpltPkg-65to134kBtuh-12p0eer-3p4cop | Hsp | Ex | CZ04 | cDXHP | SWHC013-02 | DEER2020 | D20v1 | 2020-11-09 | Cap-Tons | 1 |  | None | 998 | 0.172 | 0 | 51 | 0.04 | 0 | [6 empty] | DEER:HVAC_Split-Package_AC | Annual
Any | NE-HVAC-airHP-SpltPkg-65to134kBtuh-12p0eer-3p4cop | Hsp | Ex | CZ05 | cDXHP | SWHC013-02 | DEER2020 | D20v1 | 2020-11-09 | Cap-Tons | 1 |  | None | 949 | 0.123 | 0 | 23.8 | 0.0169 | 0 | [6 empty] | DEER:HVAC_Split-Package_AC | Annual
Any | NE-HVAC-airHP-SpltPkg-65to134kBtuh-12p0eer-3p4cop | Hsp | Ex | CZ06 | cDXHP | SWHC013-02 | DEER2020 | D20v1 | 2020-11-09 | Cap-Tons | 1 |  | None | 1020 | 0.16 | 0 | 56.5 | 0.0365 | 0 | [6 empty] | DEER:HVAC_Split-Package_AC | Annual
Any | NE-HVAC-airHP-SpltPkg-65to134kBtuh-12p0eer-3p4cop | Hsp | Ex | CZ07 | cDXHP | SWHC013-02 | DEER2020 | D20v1 | 2020-11-09 | Cap-Tons | 1 |  | None | 1030 | 0.144 | 0 | 48.7 | 0.0304 | 0 | [6 empty] | DEER:HVAC_Split-Package_AC | Annual
Any | NE-HVAC-airHP-SpltPkg-65to134kBtuh-12p0eer-3p4cop | Hsp | Ex | CZ08 | cDXHP | SWHC013-02 | DEER2020 | D20v1 | 2020-11-09 | Cap-Tons | 1 |  | None | 1050 | 0.165 | 0 | 68.5 | 0.0369 | 0 | [6 empty] | DEER:HVAC_Split-Package_AC | Annual
Any | NE-HVAC-airHP-SpltPkg-65to134kBtuh-12p0eer-3p4cop | Hsp | Ex | CZ09 | cDXHP | SWHC013-02 | DEER2020 | D20v1 | 2020-11-09 | Cap-Tons | 1 |  | None | 1020 | 0.19 | 0 | 76.9 | 0.0525 | 0 | [6 empty] | DEER:HVAC_Split-Package_AC | Annual
Any | NE-HVAC-airHP-SpltPkg-65to134kBtuh-12p0eer-3p4cop | Hsp | Ex | CZ10 | cDXHP | SWHC013-02 | DEER2020 | D20v1 | 2020-11-09 | Cap-Tons | 1 |  | None | 1010 | 0.188 | 0 | 79 | 0.0513 | 0 | [6 empty] | DEER:HVAC_Split-Package_AC | Annual
Any | NE-HVAC-airHP-SpltPkg-65to134kBtuh-12p0eer-3p4cop | Hsp | Ex | CZ11 | cDXHP | SWHC013-02 | DEER2020 | D20v1 | 2020-11-09 | Cap-Tons | 1 |  | None | 1070 | 0.202 | 0 | 91.8 | 0.0591 | 0 | [6 empty] | DEER:HVAC_Split-Package_AC | Annual
Any | NE-HVAC-airHP-SpltPkg-65to134kBtuh-12p0eer-3p4cop | Hsp | Ex | CZ12 | cDXHP | SWHC013-02 | DEER2020 | D20v1 | 2020-11-09 | Cap-Tons | 1 |  | None | 1030 | 0.199 | 0 | 68.9 | 0.0528 | 0 | [6 empty] | DEER:HVAC_Split-Package_AC | Annual
Any | NE-HVAC-airHP-SpltPkg-65to134kBtuh-12p0eer-3p4cop | Hsp | Ex | CZ13 | cDXHP | SWHC013-02 | DEER2020 | D20v1 | 2020-11-09 | Cap-Tons | 1 |  | None | 1090 | 0.206 | 0 | 95.6 | 0.0538 | 0 | [6 empty] | DEER:HVAC_Split-Package_AC | Annual
Any | NE-HVAC-airHP-SpltPkg-65to134kBtuh-12p0eer-3p4cop | Hsp | Ex | CZ14 | cDXHP | SWHC013-02 | DEER2020 | D20v1 | 2020-11-09 | Cap-Tons | 1 |  | None | 1030 | 0.185 | 0 | 91.6 | 0.0481 | 0 | [6 empty] | DEER:HVAC_Split-Package_AC | Annual
Any | NE-HVAC-airHP-SpltPkg-65to134kBtuh-12p0eer-3p4cop | Hsp | Ex | CZ15 | cDXHP | SWHC013-02 | DEER2020 | D20v1 | 2020-11-09 | Cap-Tons | 1 |  | None | 1070 | 0.203 | 0 | 160 | 0.0607 | 0 | [6 empty] | DEER:HVAC_Split-Package_AC | Annual
Any | NE-HVAC-airHP-SpltPkg-65to134kBtuh-12p0eer-3p4cop | Hsp | Ex | CZ16 | cDXHP | SWHC013-02 | DEER2020 | D20v1 | 2020-11-09 | Cap-Tons | 1 |  | None | 1060 | 0.141 | 0 | 51.3 | 0.0296 | 0 | [6 empty] | DEER:HVAC_Split-Package_AC | Annual
Any | NE-HVAC-airHP-SpltPkg-65to134kBtuh-12p0eer-3p4cop | Hsp | New | CZ01 | cDXHP | SWHC013-02 | DEER2020 | D20v1 | 2020-11-09 | Cap-Tons | 1 |  | None | 18.7 | 0.00573 | 0 | 18.7 | 0.00573 | 0 | [6 empty] | DEER:HVAC_Split-Package_AC | Annual
Any | NE-HVAC-airHP-SpltPkg-65to134kBtuh-12p0eer-3p4cop | Hsp | New | CZ02 | cDXHP | SWHC013-02 | DEER2020 | D20v1 | 2020-11-09 | Cap-Tons | 1 |  | None | 43.9 | 0.0396 | 0 | 43.9 | 0.0396 | 0 | [6 empty] | DEER:HVAC_Split-Package_AC | Annual
Any | NE-HVAC-airHP-SpltPkg-65to134kBtuh-12p0eer-3p4cop | Hsp | New | CZ03 | cDXHP | SWHC013-02 | DEER2020 | D20v1 | 2020-11-09 | Cap-Tons | 1 |  | None | 21.2 | 0.0238 | 0 | 21.2 | 0.0238 | 0 | [6 empty] | DEER:HVAC_Split-Package_AC | Annual
Any | NE-HVAC-airHP-SpltPkg-65to134kBtuh-12p0eer-3p4cop | Hsp | New | CZ04 | cDXHP | SWHC013-02 | DEER2020 | D20v1 | 2020-11-09 | Cap-Tons | 1 |  | None | 45.1 | 0.0359 | 0 | 45.1 | 0.0359 | 0 | [6 empty] | DEER:HVAC_Split-Package_AC | Annual
Any | NE-HVAC-airHP-SpltPkg-65to134kBtuh-12p0eer-3p4cop | Hsp | New | CZ05 | cDXHP | SWHC013-02 | DEER2020 | D20v1 | 2020-11-09 | Cap-Tons | 1 |  | None | 20.9 | 0.0143 | 0 | 20.9 | 0.0143 | 0 | [6 empty] | DEER:HVAC_Split-Package_AC | Annual
Any | NE-HVAC-airHP-SpltPkg-65to134kBtuh-12p0eer-3p4cop | Hsp | New | CZ06 | cDXHP | SWHC013-02 | DEER2020 | D20v1 | 2020-11-09 | Cap-Tons | 1 |  | None | 47.7 | 0.0326 | 0 | 47.7 | 0.0326 | 0 | [6 empty] | DEER:HVAC_Split-Package_AC | Annual
Any | NE-HVAC-airHP-SpltPkg-65to134kBtuh-12p0eer-3p4cop | Hsp | New | CZ07 | cDXHP | SWHC013-02 | DEER2020 | D20v1 | 2020-11-09 | Cap-Tons | 1 |  | None | 39.6 | 0.0271 | 0 | 39.6 | 0.0271 | 0 | [6 empty] | DEER:HVAC_Split-Package_AC | Annual
Any | NE-HVAC-airHP-SpltPkg-65to134kBtuh-12p0eer-3p4cop | Hsp | New | CZ08 | cDXHP | SWHC013-02 | DEER2020 | D20v1 | 2020-11-09 | Cap-Tons | 1 |  | None | 58.7 | 0.0332 | 0 | 58.7 | 0.0332 | 0 | [6 empty] | DEER:HVAC_Split-Package_AC | Annual
Any | NE-HVAC-airHP-SpltPkg-65to134kBtuh-12p0eer-3p4cop | Htl | Ex | CZ01 | cDXHP | SWHC013-02 | DEER2020 | D20v1 | 2020-11-09 | Cap-Tons | 1 |  | None | 821 | 0.105 | 0 | 48.6 | 0.00962 | 0 | [6 empty] | DEER:HVAC_Split-Package_AC | Annual
Any | NE-HVAC-airHP-SpltPkg-65to134kBtuh-12p0eer-3p4cop | Htl | Ex | CZ02 | cDXHP | SWHC013-02 | DEER2020 | D20v1 | 2020-11-09 | Cap-Tons | 1 |  | None | 838 | 0.174 | 0 | 85.5 | 0.0716 | 0 | [6 empty] | DEER:HVAC_Split-Package_AC | Annual
Any | NE-HVAC-airHP-SpltPkg-65to134kBtuh-12p0eer-3p4cop | Htl | Ex | CZ03 | cDXHP | SWHC013-02 | DEER2020 | D20v1 | 2020-11-09 | Cap-Tons | 1 |  | None | 774 | 0.144 | 0 | 45.8 | 0.035 | 0 | [6 empty] | DEER:HVAC_Split-Package_AC | Annual
Any | NE-HVAC-airHP-SpltPkg-65to134kBtuh-12p0eer-3p4cop | Htl | Ex | CZ04 | cDXHP | SWHC013-02 | DEER2020 | D20v1 | 2020-11-09 | Cap-Tons | 1 |  | None | 785 | 0.171 | 0 | 83 | 0.0599 | 0 | [6 empty] | DEER:HVAC_Split-Package_AC | Annual
Any | NE-HVAC-airHP-SpltPkg-65to134kBtuh-12p0eer-3p4cop | Htl | Ex | CZ05 | cDXHP | SWHC013-02 | DEER2020 | D20v1 | 2020-11-09 | Cap-Tons | 1 |  | None | 702 | 0.105 | 0 | 47.4 | 0.0201 | 0 | [6 empty] | DEER:HVAC_Split-Package_AC | Annual
Any | NE-HVAC-airHP-SpltPkg-65to134kBtuh-12p0eer-3p4cop | Htl | Ex | CZ06 | cDXHP | SWHC013-02 | DEER2020 | D20v1 | 2020-11-09 | Cap-Tons | 1 |  | None | 708 | 0.144 | 0 | 72 | 0.0485 | 0 | [6 empty] | DEER:HVAC_Split-Package_AC | Annual
Any | NE-HVAC-airHP-SpltPkg-65to134kBtuh-12p0eer-3p4cop | Htl | Ex | CZ07 | cDXHP | SWHC013-02 | DEER2020 | D20v1 | 2020-11-09 | Cap-Tons | 1 |  | None | 676 | 0.124 | 0 | 59.1 | 0.0368 | 0 | [6 empty] | DEER:HVAC_Split-Package_AC | Annual
Any | NE-HVAC-airHP-SpltPkg-65to134kBtuh-12p0eer-3p4cop | Htl | Ex | CZ08 | cDXHP | SWHC013-02 | DEER2020 | D20v1 | 2020-11-09 | Cap-Tons | 1 |  | None | 766 | 0.158 | 0 | 99.1 | 0.0531 | 0 | [6 empty] | DEER:HVAC_Split-Package_AC | Annual
Any | NE-HVAC-airHP-SpltPkg-65to134kBtuh-12p0eer-3p4cop | Htl | Ex | CZ09 | cDXHP | SWHC013-02 | DEER2020 | D20v1 | 2020-11-09 | Cap-Tons | 1 |  | None | 742 | 0.171 | 0 | 92.4 | 0.0682 | 0 | [6 empty] | DEER:HVAC_Split-Package_AC | Annual
Any | NE-HVAC-airHP-SpltPkg-65to134kBtuh-12p0eer-3p4cop | Htl | Ex | CZ10 | cDXHP | SWHC013-02 | DEER2020 | D20v1 | 2020-11-09 | Cap-Tons | 1 |  | None | 820 | 0.184 | 0 | 109 | 0.0735 | 0 | [6 empty] | DEER:HVAC_Split-Package_AC | Annual
Any | NE-HVAC-airHP-SpltPkg-65to134kBtuh-12p0eer-3p4cop | Htl | Ex | CZ11 | cDXHP | SWHC013-02 | DEER2020 | D20v1 | 2020-11-09 | Cap-Tons | 1 |  | None | 879 | 0.184 | 0 | 122 | 0.0841 | 0 | [6 empty] | DEER:HVAC_Split-Package_AC | Annual
Any | NE-HVAC-airHP-SpltPkg-65to134kBtuh-12p0eer-3p4cop | Htl | Ex | CZ12 | cDXHP | SWHC013-02 | DEER2020 | D20v1 | 2020-11-09 | Cap-Tons | 1 |  | None | 844 | 0.181 | 0 | 103 | 0.0809 | 0 | [6 empty] | DEER:HVAC_Split-Package_AC | Annual
Any | NE-HVAC-airHP-SpltPkg-65to134kBtuh-12p0eer-3p4cop | Htl | Ex | CZ13 | cDXHP | SWHC013-02 | DEER2020 | D20v1 | 2020-11-09 | Cap-Tons | 1 |  | None | 878 | 0.196 | 0 | 123 | 0.0724 | 0 | [6 empty] | DEER:HVAC_Split-Package_AC | Annual
Any | NE-HVAC-airHP-SpltPkg-65to134kBtuh-12p0eer-3p4cop | Htl | Ex | CZ14 | cDXHP | SWHC013-02 | DEER2020 | D20v1 | 2020-11-09 | Cap-Tons | 1 |  | None | 866 | 0.185 | 0 | 121 | 0.0645 | 0 | [6 empty] | DEER:HVAC_Split-Package_AC | Annual
Any | NE-HVAC-airHP-SpltPkg-65to134kBtuh-12p0eer-3p4cop | Htl | Ex | CZ15 | cDXHP | SWHC013-02 | DEER2020 | D20v1 | 2020-11-09 | Cap-Tons | 1 |  | None | 945 | 0.216 | 0 | 168 | 0.0685 | 0 | [6 empty] | DEER:HVAC_Split-Package_AC | Annual
Any | NE-HVAC-airHP-SpltPkg-65to134kBtuh-12p0eer-3p4cop | Htl | Ex | CZ16 | cDXHP | SWHC013-02 | DEER2020 | D20v1 | 2020-11-09 | Cap-Tons | 1 |  | None | 921 | 0.14 | 0 | 85.1 | 0.0421 | 0 | [6 empty] | DEER:HVAC_Split-Package_AC | Annual
Any | NE-HVAC-airHP-SpltPkg-65to134kBtuh-12p0eer-3p4cop | Htl | New | CZ01 | cDXHP | SWHC013-02 | DEER2020 | D20v1 | 2020-11-09 | Cap-Tons | 1 |  | None | 52.1 | 0.00911 | 0 | 52.1 | 0.00911 | 0 | [6 empty] | DEER:HVAC_Split-Package_AC | Annual
Any | NE-HVAC-airHP-SpltPkg-65to134kBtuh-12p0eer-3p4cop | Htl | New | CZ02 | cDXHP | SWHC013-02 | DEER2020 | D20v1 | 2020-11-09 | Cap-Tons | 1 |  | None | 83.2 | 0.0693 | 0 | 83.2 | 0.0693 | 0 | [6 empty] | DEER:HVAC_Split-Package_AC | Annual
Any | NE-HVAC-airHP-SpltPkg-65to134kBtuh-12p0eer-3p4cop | Htl | New | CZ03 | cDXHP | SWHC013-02 | DEER2020 | D20v1 | 2020-11-09 | Cap-Tons | 1 |  | None | 47 | 0.0344 | 0 | 47 | 0.0344 | 0 | [6 empty] | DEER:HVAC_Split-Package_AC | Annual
Any | NE-HVAC-airHP-SpltPkg-65to134kBtuh-12p0eer-3p4cop | Htl | New | CZ04 | cDXHP | SWHC013-02 | DEER2020 | D20v1 | 2020-11-09 | Cap-Tons | 1 |  | None | 79.8 | 0.0585 | 0 | 79.8 | 0.0585 | 0 | [6 empty] | DEER:HVAC_Split-Package_AC | Annual
Any | NE-HVAC-airHP-SpltPkg-65to134kBtuh-12p0eer-3p4cop | Htl | New | CZ05 | cDXHP | SWHC013-02 | DEER2020 | D20v1 | 2020-11-09 | Cap-Tons | 1 |  | None | 48.4 | 0.0195 | 0 | 48.4 | 0.0195 | 0 | [6 empty] | DEER:HVAC_Split-Package_AC | Annual
Any | NE-HVAC-airHP-SpltPkg-65to134kBtuh-12p0eer-3p4cop | Htl | New | CZ06 | cDXHP | SWHC013-02 | DEER2020 | D20v1 | 2020-11-09 | Cap-Tons | 1 |  | None | 69.8 | 0.0493 | 0 | 69.8 | 0.0493 | 0 | [6 empty] | DEER:HVAC_Split-Package_AC | Annual
Any | NE-HVAC-airHP-SpltPkg-65to134kBtuh-12p0eer-3p4cop | Htl | New | CZ07 | cDXHP | SWHC013-02 | DEER2020 | D20v1 | 2020-11-09 | Cap-Tons | 1 |  | None | 56.6 | 0.0366 | 0 | 56.6 | 0.0366 | 0 | [6 empty] | DEER:HVAC_Split-Package_AC | Annual
Any | NE-HVAC-airHP-SpltPkg-65to134kBtuh-12p0eer-3p4cop | Htl | New | CZ08 | cDXHP | SWHC013-02 | DEER2020 | D20v1 | 2020-11-09 | Cap-Tons | 1 |  | None | 95.3 | 0.0535 | 0 | 95.3 | 0.0535 | 0 | [6 empty] | DEER:HVAC_Split-Package_AC | Annual
Any | NE-HVAC-airHP-SpltPkg-65to134kBtuh-12p0eer-3p4cop | Htl | New | CZ09 | cDXHP | SWHC013-02 | DEER2020 | D20v1 | 2020-11-09 | Cap-Tons | 1 |  | None | 89.4 | 0.0681 | 0 | 89.4 | 0.0681 | 0 | [6 empty] | DEER:HVAC_Split-Package_AC | Annual
Any | NE-HVAC-airHP-SpltPkg-65to134kBtuh-12p0eer-3p4cop | Htl | New | CZ10 | cDXHP | SWHC013-02 | DEER2020 | D20v1 | 2020-11-09 | Cap-Tons | 1 |  | None | 106 | 0.0735 | 0 | 106 | 0.0735 | 0 | [6 empty] | DEER:HVAC_Split-Package_AC | Annual
Any | NE-HVAC-airHP-SpltPkg-65to134kBtuh-12p0eer-3p4cop | Htl | New | CZ11 | cDXHP | SWHC013-02 | DEER2020 | D20v1 | 2020-11-09 | Cap-Tons | 1 |  | None | 121 | 0.0833 | 0 | 121 | 0.0833 | 0 | [6 empty] | DEER:HVAC_Split-Package_AC | Annual
Any | NE-HVAC-airHP-SpltPkg-65to134kBtuh-12p0eer-3p4cop | Htl | New | CZ12 | cDXHP | SWHC013-02 | DEER2020 | D20v1 | 2020-11-09 | Cap-Tons | 1 |  | None | 102 | 0.0802 | 0 | 102 | 0.0802 | 0 | [6 empty] | DEER:HVAC_Split-Package_AC | Annual
Any | NE-HVAC-airHP-SpltPkg-65to134kBtuh-12p0eer-3p4cop | Htl | New | CZ13 | cDXHP | SWHC013-02 | DEER2020 | D20v1 | 2020-11-09 | Cap-Tons | 1 |  | None | 122 | 0.0714 | 0 | 122 | 0.0714 | 0 | [6 empty] | DEER:HVAC_Split-Package_AC | Annual
Any | NE-HVAC-airHP-SpltPkg-65to134kBtuh-12p0eer-3p4cop | Htl | New | CZ14 | cDXHP | SWHC013-02 | DEER2020 | D20v1 | 2020-11-09 | Cap-Tons | 1 |  | None | 119 | 0.0633 | 0 | 119 | 0.0633 | 0 | [6 empty] | DEER:HVAC_Split-Package_AC | Annual
Any | NE-HVAC-airHP-SpltPkg-65to134kBtuh-12p0eer-3p4cop | Htl | New | CZ16 | cDXHP | SWHC013-02 | DEER2020 | D20v1 | 2020-11-09 | Cap-Tons | 1 |  | None | 86 | 0.0413 | 0 | 86 | 0.0413 | 0 | [6 empty] | DEER:HVAC_Split-Package_AC | Annual
Any | NE-HVAC-airHP-SpltPkg-65to134kBtuh-12p0eer-3p4cop | MBT | Ex | CZ01 | cDXHP | SWHC013-02 | DEER2020 | D20v1 | 2020-11-09 | Cap-Tons | 1 |  | None | 538 | 0.103 | 0 | 23.3 | 0.00943 | 0 | [6 empty] | DEER:HVAC_Split-Package_AC | Annual
Any | NE-HVAC-airHP-SpltPkg-135to239kBtuh-11p5eer-3p2cop | Com | Ex | CZ01 | cDXHP | SWHC013-02 | DEER2020 | D20v1 | 2020-11-09 | Cap-Tons | 1 |  | None | 452 | 0.0491 | 0.00032 | 9.77 | 0.0102 | 0 | [6 empty] | DEER:HVAC_Split-Package_AC | Annual
Any | NE-HVAC-airHP-SpltPkg-135to239kBtuh-11p5eer-3p2cop | Com | Ex | CZ02 | cDXHP | SWHC013-02 | DEER2020 | D20v1 | 2020-11-09 | Cap-Tons | 1 |  | None | 424 | 0.128 | 4e-05 | 52.1 | 0.0477 | 0 | [6 empty] | DEER:HVAC_Split-Package_AC | Annual
Any | NE-HVAC-airHP-SpltPkg-135to239kBtuh-11p5eer-3p2cop | Com | Ex | CZ03 | cDXHP | SWHC013-02 | DEER2020 | D20v1 | 2020-11-09 | Cap-Tons | 1 |  | None | 312 | 0.0815 | 9e-05 | 27.4 | 0.0252 | 0 | [6 empty] | DEER:HVAC_Split-Package_AC | Annual
Any | NE-HVAC-airHP-SpltPkg-135to239kBtuh-11p5eer-3p2cop | Com | Ex | CZ04 | cDXHP | SWHC013-02 | DEER2020 | D20v1 | 2020-11-09 | Cap-Tons | 1 |  | None | 351 | 0.11 | 3e-05 | 57.3 | 0.0409 | 0 | [6 empty] | DEER:HVAC_Split-Package_AC | Annual
Any | NE-HVAC-airHP-SpltPkg-135to239kBtuh-11p5eer-3p2cop | Com | Ex | CZ05 | cDXHP | SWHC013-02 | DEER2020 | D20v1 | 2020-11-09 | Cap-Tons | 1 |  | None | 369 | 0.0721 | -0.00011 | 30.4 | 0.0209 | 0 | [6 empty] | DEER:HVAC_Split-Package_AC | Annual
Any | NE-HVAC-airHP-SpltPkg-135to239kBtuh-11p5eer-3p2cop | Com | Ex | CZ06 | cDXHP | SWHC013-02 | DEER2020 | D20v1 | 2020-11-09 | Cap-Tons | 1 |  | None | 361 | 0.109 | -0.00015 | 62.7 | 0.04 | 0 | [6 empty] | DEER:HVAC_Split-Package_AC | Annual
Any | NE-HVAC-airHP-SpltPkg-135to239kBtuh-11p5eer-3p2cop | Com | Ex | CZ07 | cDXHP | SWHC013-02 | DEER2020 | D20v1 | 2020-11-09 | Cap-Tons | 1 |  | None | 342 | 0.0984 | 0.00019 | 55.6 | 0.0314 | 0 | [6 empty] | DEER:HVAC_Split-Package_AC | Annual
Any | NE-HVAC-airHP-SpltPkg-135to239kBtuh-11p5eer-3p2cop | Com | Ex | CZ08 | cDXHP | SWHC013-02 | DEER2020 | D20v1 | 2020-11-09 | Cap-Tons | 1 |  | None | 364 | 0.116 | -1e-05 | 72.8 | 0.0393 | 0 | [6 empty] | DEER:HVAC_Split-Package_AC | Annual
Any | NE-HVAC-airHP-SpltPkg-135to239kBtuh-11p5eer-3p2cop | Com | Ex | CZ09 | cDXHP | SWHC013-02 | DEER2020 | D20v1 | 2020-11-09 | Cap-Tons | 1 |  | None | 404 | 0.136 | 0 | 68.5 | 0.0494 | 0 | [6 empty] | DEER:HVAC_Split-Package_AC | Annual
Any | NE-HVAC-airHP-SpltPkg-135to239kBtuh-11p5eer-3p2cop | Com | Ex | CZ10 | cDXHP | SWHC013-02 | DEER2020 | D20v1 | 2020-11-09 | Cap-Tons | 1 |  | None | 412 | 0.152 | 2e-05 | 73.3 | 0.0526 | 0 | [6 empty] | DEER:HVAC_Split-Package_AC | Annual
Any | NE-HVAC-airHP-SpltPkg-135to239kBtuh-11p5eer-3p2cop | Com | Ex | CZ11 | cDXHP | SWHC013-02 | DEER2020 | D20v1 | 2020-11-09 | Cap-Tons | 1 |  | None | 479 | 0.147 | -5e-05 | 74.1 | 0.054 | 0 | [6 empty] | DEER:HVAC_Split-Package_AC | Annual
Any | NE-HVAC-airHP-SpltPkg-135to239kBtuh-11p5eer-3p2cop | Com | Ex | CZ12 | cDXHP | SWHC013-02 | DEER2020 | D20v1 | 2020-11-09 | Cap-Tons | 1 |  | None | 431 | 0.138 | 1e-05 | 62.2 | 0.0489 | 0 | [6 empty] | DEER:HVAC_Split-Package_AC | Annual
Any | NE-HVAC-airHP-SpltPkg-135to239kBtuh-11p5eer-3p2cop | Com | Ex | CZ13 | cDXHP | SWHC013-02 | DEER2020 | D20v1 | 2020-11-09 | Cap-Tons | 1 |  | None | 475 | 0.145 | -8e-05 | 78.1 | 0.0471 | 0 | [6 empty] | DEER:HVAC_Split-Package_AC | Annual
Any | NE-HVAC-airHP-SpltPkg-135to239kBtuh-11p5eer-3p2cop | Com | Ex | CZ14 | cDXHP | SWHC013-02 | DEER2020 | D20v1 | 2020-11-09 | Cap-Tons | 1 |  | None | 475 | 0.157 | 4e-05 | 78.4 | 0.0491 | 0 | [6 empty] | DEER:HVAC_Split-Package_AC | Annual
Any | NE-HVAC-airHP-SpltPkg-135to239kBtuh-11p5eer-3p2cop | Com | Ex | CZ15 | cDXHP | SWHC013-02 | DEER2020 | D20v1 | 2020-11-09 | Cap-Tons | 1 |  | None | 552 | 0.177 | 0 | 128 | 0.0526 | 0 | [6 empty] | DEER:HVAC_Split-Package_AC | Annual
Any | NE-HVAC-airHP-SpltPkg-135to239kBtuh-11p5eer-3p2cop | Com | Ex | CZ16 | cDXHP | SWHC013-02 | DEER2020 | D20v1 | 2020-11-09 | Cap-Tons | 1 |  | None | 498 | 0.0979 | -1e-05 | 31.5 | 0.031 | 0 | [6 empty] | DEER:HVAC_Split-Package_AC | Annual
Any | NE-HVAC-airHP-SpltPkg-135to239kBtuh-11p5eer-3p2cop | Com | New | CZ01 | cDXHP | SWHC013-02 | DEER2020 | D20v1 | 2020-11-09 | Cap-Tons | 1 |  | None | 936 | 0.146 | 29.2 | 2.21 | 0.00872 | 0.00034 | [6 empty] | DEER:HVAC_Split-Package_AC | Annual
Any | NE-HVAC-airHP-SpltPkg-135to239kBtuh-11p5eer-3p2cop | Com | New | CZ02 | cDXHP | SWHC013-02 | DEER2020 | D20v1 | 2020-11-09 | Cap-Tons | 1 |  | None | 653 | 0.145 | 21.4 | 48.4 | 0.0449 | 0 | [6 empty] | DEER:HVAC_Split-Package_AC | Annual
Any | NE-HVAC-airHP-SpltPkg-135to239kBtuh-11p5eer-3p2cop | Com | New | CZ03 | cDXHP | SWHC013-02 | DEER2020 | D20v1 | 2020-11-09 | Cap-Tons | 1 |  | None | 457 | 0.0807 | 17.8 | 23.2 | 0.0224 | 0 | [6 empty] | DEER:HVAC_Split-Package_AC | Annual
Any | NE-HVAC-airHP-SpltPkg-135to239kBtuh-11p5eer-3p2cop | Com | New | CZ04 | cDXHP | SWHC013-02 | DEER2020 | D20v1 | 2020-11-09 | Cap-Tons | 1 |  | None | 499 | 0.109 | 14.9 | 53.3 | 0.0387 | 0 | [6 empty] | DEER:HVAC_Split-Package_AC | Annual
Any | NE-HVAC-airHP-SpltPkg-135to239kBtuh-11p5eer-3p2cop | Com | New | CZ05 | cDXHP | SWHC013-02 | DEER2020 | D20v1 | 2020-11-09 | Cap-Tons | 1 |  | None | 1100 | 0.179 | 26.2 | 24.5 | 0.0193 | -3e-05 | [6 empty] | DEER:HVAC_Split-Package_AC | Annual
Any | NE-HVAC-airHP-SpltPkg-135to239kBtuh-11p5eer-3p2cop | Com | New | CZ06 | cDXHP | SWHC013-02 | DEER2020 | D20v1 | 2020-11-09 | Cap-Tons | 1 |  | None | 874 | 0.168 | 40.6 | 55.9 | 0.0384 | 0 | [6 empty] | DEER:HVAC_Split-Package_AC | Annual
Any | NE-HVAC-airHP-SpltPkg-135to239kBtuh-11p5eer-3p2cop | Com | New | CZ07 | cDXHP | SWHC013-02 | DEER2020 | D20v1 | 2020-11-09 | Cap-Tons | 1 |  | None | 1020 | 0.179 | 25.3 | 48.5 | 0.0301 | 0 | [6 empty] | DEER:HVAC_Split-Package_AC | Annual
Any | NE-HVAC-airHP-SpltPkg-135to239kBtuh-11p5eer-3p2cop | Com | New | CZ08 | cDXHP | SWHC013-02 | DEER2020 | D20v1 | 2020-11-09 | Cap-Tons | 1 |  | None | 637 | 0.127 | 33.5 | 67.8 | 0.0385 | 0 | [6 empty] | DEER:HVAC_Split-Package_AC | Annual
Any | NE-HVAC-airHP-SpltPkg-135to239kBtuh-11p5eer-3p2cop | Com | New | CZ09 | cDXHP | SWHC013-02 | DEER2020 | D20v1 | 2020-11-09 | Cap-Tons | 1 |  | None | 571 | 0.135 | 23.8 | 64.2 | 0.0468 | 0 | [6 empty] | DEER:HVAC_Split-Package_AC | Annual
Any | NE-HVAC-airHP-SpltPkg-135to239kBtuh-11p5eer-3p2cop | Com | New | CZ10 | cDXHP | SWHC013-02 | DEER2020 | D20v1 | 2020-11-09 | Cap-Tons | 1 |  | None | 367 | 0.106 | 21.7 | 66.8 | 0.0502 | 0 | [6 empty] | DEER:HVAC_Split-Package_AC | Annual
Any | NE-HVAC-airHP-SpltPkg-135to239kBtuh-11p5eer-3p2cop | Com | New | CZ11 | cDXHP | SWHC013-02 | DEER2020 | D20v1 | 2020-11-09 | Cap-Tons | 1 |  | None | 358 | 0.105 | 13.2 | 72.1 | 0.0504 | 0 | [6 empty] | DEER:HVAC_Split-Package_AC | Annual
Any | NE-HVAC-airHP-SpltPkg-135to239kBtuh-11p5eer-3p2cop | Com | New | CZ12 | cDXHP | SWHC013-02 | DEER2020 | D20v1 | 2020-11-09 | Cap-Tons | 1 |  | None | 381 | 0.106 | 13.3 | 58.5 | 0.0453 | 0 | [6 empty] | DEER:HVAC_Split-Package_AC | Annual
Any | NE-HVAC-airHP-SpltPkg-135to239kBtuh-11p5eer-3p2cop | Com | New | CZ13 | cDXHP | SWHC013-02 | DEER2020 | D20v1 | 2020-11-09 | Cap-Tons | 1 |  | None | 320 | 0.0913 | 12.2 | 75.1 | 0.044 | 0 | [6 empty] | DEER:HVAC_Split-Package_AC | Annual
Any | NE-HVAC-airHP-SpltPkg-135to239kBtuh-11p5eer-3p2cop | Com | New | CZ14 | cDXHP | SWHC013-02 | DEER2020 | D20v1 | 2020-11-09 | Cap-Tons | 1 |  | None | 674 | 0.154 | 30.4 | 77.7 | 0.0462 | 0 | [6 empty] | DEER:HVAC_Split-Package_AC | Annual
Any | NE-HVAC-airHP-SpltPkg-135to239kBtuh-11p5eer-3p2cop | Com | New | CZ15 | cDXHP | SWHC013-02 | DEER2020 | D20v1 | 2020-11-09 | Cap-Tons | 1 |  | None | 888 | 0.197 | 20.4 | 126 | 0.0512 | 0 | [6 empty] | DEER:HVAC_Split-Package_AC | Annual
Any | NE-HVAC-airHP-SpltPkg-135to239kBtuh-11p5eer-3p2cop | Com | New | CZ16 | cDXHP | SWHC013-02 | DEER2020 | D20v1 | 2020-11-09 | Cap-Tons | 1 |  | None | 856 | 0.137 | 30.2 | 24.1 | 0.0294 | 0 | [6 empty] | DEER:HVAC_Split-Package_AC | Annual
Any | NE-HVAC-airHP-SpltPkg-135to239kBtuh-11p5eer-3p2cop | ECC | Ex | CZ13 | cDXHP | SWHC013-02 | DEER2020 | D20v1 | 2020-11-09 | Cap-Tons | 1 |  | None | 364 | 0.163 | 0 | 78.6 | 0.0492 | 0 | [6 empty] | DEER:HVAC_Split-Package_AC | Annual
Any | NE-HVAC-airHP-SpltPkg-135to239kBtuh-11p5eer-3p2cop | ECC | Ex | CZ14 | cDXHP | SWHC013-02 | DEER2020 | D20v1 | 2020-11-09 | Cap-Tons | 1 |  | None | 364 | 0.175 | 0 | 72.1 | 0.0626 | 0 | [6 empty] | DEER:HVAC_Split-Package_AC | Annual
Any | NE-HVAC-airHP-SpltPkg-135to239kBtuh-11p5eer-3p2cop | ECC | Ex | CZ15 | cDXHP | SWHC013-02 | DEER2020 | D20v1 | 2020-11-09 | Cap-Tons | 1 |  | None | 414 | 0.205 | 0 | 111 | 0.0636 | 0 | [6 empty] | DEER:HVAC_Split-Package_AC | Annual
Any | NE-HVAC-airHP-SpltPkg-135to239kBtuh-11p5eer-3p2cop | ECC | Ex | CZ16 | cDXHP | SWHC013-02 | DEER2020 | D20v1 | 2020-11-09 | Cap-Tons | 1 |  | None | 392 | 0.0967 | 0 | 29.7 | 0.0288 | 0 | [6 empty] | DEER:HVAC_Split-Package_AC | Annual
Any | NE-HVAC-airHP-SpltPkg-135to239kBtuh-11p5eer-3p2cop | ECC | New | CZ01 | cDXHP | SWHC013-02 | DEER2020 | D20v1 | 2020-11-09 | Cap-Tons | 1 |  | None | 96.9 | 0.0287 | 9.31 | 5.98 | 0.0153 | 0 | [6 empty] | DEER:HVAC_Split-Package_AC | Annual
Any | NE-HVAC-airHP-SpltPkg-135to239kBtuh-11p5eer-3p2cop | ECC | New | CZ02 | cDXHP | SWHC013-02 | DEER2020 | D20v1 | 2020-11-09 | Cap-Tons | 1 |  | None | 118 | 0.0533 | 8.8 | 43.4 | 0.0434 | 0 | [6 empty] | DEER:HVAC_Split-Package_AC | Annual
Any | NE-HVAC-airHP-SpltPkg-135to239kBtuh-11p5eer-3p2cop | ECC | New | CZ03 | cDXHP | SWHC013-02 | DEER2020 | D20v1 | 2020-11-09 | Cap-Tons | 1 |  | None | 102 | 0.0263 | 8.61 | 20.5 | 0.0231 | 0 | [6 empty] | DEER:HVAC_Split-Package_AC | Annual
Any | NE-HVAC-airHP-SpltPkg-135to239kBtuh-11p5eer-3p2cop | ECC | New | CZ04 | cDXHP | SWHC013-02 | DEER2020 | D20v1 | 2020-11-09 | Cap-Tons | 1 |  | None | 119 | 0.0729 | 8.68 | 46.7 | 0.0599 | 0 | [6 empty] | DEER:HVAC_Split-Package_AC | Annual
Any | NE-HVAC-airHP-SpltPkg-135to239kBtuh-11p5eer-3p2cop | ECC | New | CZ05 | cDXHP | SWHC013-02 | DEER2020 | D20v1 | 2020-11-09 | Cap-Tons | 1 |  | None | 105 | 0.0319 | 8.85 | 21.3 | 0.0265 | 0 | [6 empty] | DEER:HVAC_Split-Package_AC | Annual
Any | NE-HVAC-airHP-SpltPkg-135to239kBtuh-11p5eer-3p2cop | ECC | New | CZ06 | cDXHP | SWHC013-02 | DEER2020 | D20v1 | 2020-11-09 | Cap-Tons | 1 |  | None | 120 | 0.058 | 8.22 | 50.4 | 0.0512 | 0 | [6 empty] | DEER:HVAC_Split-Package_AC | Annual
Any | NE-HVAC-airHP-SpltPkg-135to239kBtuh-11p5eer-3p2cop | ECC | New | CZ07 | cDXHP | SWHC013-02 | DEER2020 | D20v1 | 2020-11-09 | Cap-Tons | 1 |  | None | 119 | 0.0527 | 8.33 | 43.7 | 0.0428 | 0 | [6 empty] | DEER:HVAC_Split-Package_AC | Annual
Any | NE-HVAC-airHP-SpltPkg-135to239kBtuh-11p5eer-3p2cop | ECC | New | CZ08 | cDXHP | SWHC013-02 | DEER2020 | D20v1 | 2020-11-09 | Cap-Tons | 1 |  | None | 131 | 0.0643 | 8.35 | 64.2 | 0.0534 | 0 | [6 empty] | DEER:HVAC_Split-Package_AC | Annual
Any | NE-HVAC-airHP-SpltPkg-135to239kBtuh-11p5eer-3p2cop | ECC | New | CZ09 | cDXHP | SWHC013-02 | DEER2020 | D20v1 | 2020-11-09 | Cap-Tons | 1 |  | None | 107 | 0.0718 | 6.68 | 55.7 | 0.0639 | 0 | [6 empty] | DEER:HVAC_Split-Package_AC | Annual
Any | NE-HVAC-airHP-SpltPkg-135to239kBtuh-11p5eer-3p2cop | ECC | New | CZ10 | cDXHP | SWHC013-02 | DEER2020 | D20v1 | 2020-11-09 | Cap-Tons | 1 |  | None | 120 | 0.0836 | 7.3 | 66 | 0.0682 | 0 | [6 empty] | DEER:HVAC_Split-Package_AC | Annual
Any | NE-HVAC-airHP-SpltPkg-135to239kBtuh-11p5eer-3p2cop | ECC | New | CZ11 | cDXHP | SWHC013-02 | DEER2020 | D20v1 | 2020-11-09 | Cap-Tons | 1 |  | None | 122 | 0.056 | 7.6 | 69.2 | 0.052 | 0 | [6 empty] | DEER:HVAC_Split-Package_AC | Annual
Any | NE-HVAC-airHP-SpltPkg-135to239kBtuh-11p5eer-3p2cop | ECC | New | CZ12 | cDXHP | SWHC013-02 | DEER2020 | D20v1 | 2020-11-09 | Cap-Tons | 1 |  | None | 124 | 0.064 | 8.21 | 59 | 0.0502 | 0 | [6 empty] | DEER:HVAC_Split-Package_AC | Annual
Any | NE-HVAC-airHP-SpltPkg-135to239kBtuh-11p5eer-3p2cop | ECC | New | CZ13 | cDXHP | SWHC013-02 | DEER2020 | D20v1 | 2020-11-09 | Cap-Tons | 1 |  | None | 126 | 0.0585 | 7.4 | 72.8 | 0.0463 | 0 | [6 empty] | DEER:HVAC_Split-Package_AC | Annual
Any | NE-HVAC-airHP-SpltPkg-135to239kBtuh-11p5eer-3p2cop | ECC | New | CZ14 | cDXHP | SWHC013-02 | DEER2020 | D20v1 | 2020-11-09 | Cap-Tons | 1 |  | None | 111 | 0.0697 | 7.06 | 66.3 | 0.0592 | 0 | [6 empty] | DEER:HVAC_Split-Package_AC | Annual
Any | NE-HVAC-airHP-SpltPkg-135to239kBtuh-11p5eer-3p2cop | ECC | New | CZ15 | cDXHP | SWHC013-02 | DEER2020 | D20v1 | 2020-11-09 | Cap-Tons | 1 |  | None | 124 | 0.0718 | 5.24 | 103 | 0.0607 | 0 | [6 empty] | DEER:HVAC_Split-Package_AC | Annual
Any | NE-HVAC-airHP-SpltPkg-135to239kBtuh-11p5eer-3p2cop | ECC | New | CZ16 | cDXHP | SWHC013-02 | DEER2020 | D20v1 | 2020-11-09 | Cap-Tons | 1 |  | None | 94.9 | 0.0226 | 8.21 | 27.6 | 0.0266 | 0 | [6 empty] | DEER:HVAC_Split-Package_AC | Annual
Any | NE-HVAC-airHP-SpltPkg-135to239kBtuh-11p5eer-3p2cop | EPr | New | CZ03 | cDXHP | SWHC013-02 | DEER2020 | D20v1 | 2020-11-09 | Cap-Tons | 1 |  | None | 54.7 | 4e-05 | 4.89 | 13.6 | 0.00019 | 0 | [6 empty] | DEER:HVAC_Split-Package_AC | Annual
Any | NE-HVAC-airHP-SpltPkg-135to239kBtuh-11p5eer-3p2cop | EPr | New | CZ04 | cDXHP | SWHC013-02 | DEER2020 | D20v1 | 2020-11-09 | Cap-Tons | 1 |  | None | 40.8 | 0.0379 | 4.95 | 30.6 | 0.0333 | 0 | [6 empty] | DEER:HVAC_Split-Package_AC | Annual
Any | NE-HVAC-airHP-SpltPkg-135to239kBtuh-11p5eer-3p2cop | EPr | New | CZ05 | cDXHP | SWHC013-02 | DEER2020 | D20v1 | 2020-11-09 | Cap-Tons | 1 |  | None | 57.1 | 0.0147 | 5.06 | 15.5 | 0.0123 | 0 | [6 empty] | DEER:HVAC_Split-Package_AC | Annual
Any | NE-HVAC-airHP-SpltPkg-135to239kBtuh-11p5eer-3p2cop | EPr | New | CZ06 | cDXHP | SWHC013-02 | DEER2020 | D20v1 | 2020-11-09 | Cap-Tons | 1 |  | None | 47.8 | 0.0316 | 4.58 | 30.1 | 0.0283 | 0 | [6 empty] | DEER:HVAC_Split-Package_AC | Annual
Any | NE-HVAC-airHP-SpltPkg-135to239kBtuh-11p5eer-3p2cop | EPr | New | CZ07 | cDXHP | SWHC013-02 | DEER2020 | D20v1 | 2020-11-09 | Cap-Tons | 1 |  | None | 50.4 | 0.0234 | 4.69 | 25 | 0.0214 | 0 | [6 empty] | DEER:HVAC_Split-Package_AC | Annual
Any | NE-HVAC-airHP-SpltPkg-135to239kBtuh-11p5eer-3p2cop | EPr | New | CZ08 | cDXHP | SWHC013-02 | DEER2020 | D20v1 | 2020-11-09 | Cap-Tons | 1 |  | None | 16 | 0.024 | 4.52 | 38.2 | 0.028 | 0 | [6 empty] | DEER:HVAC_Split-Package_AC | Annual
Any | NE-HVAC-airHP-SpltPkg-135to239kBtuh-11p5eer-3p2cop | EPr | New | CZ09 | cDXHP | SWHC013-02 | DEER2020 | D20v1 | 2020-11-09 | Cap-Tons | 1 |  | None | 28.1 | 0.0355 | 3.55 | 32.6 | 0.0365 | 0 | [6 empty] | DEER:HVAC_Split-Package_AC | Annual
Any | NE-HVAC-airHP-SpltPkg-135to239kBtuh-11p5eer-3p2cop | EPr | New | CZ10 | cDXHP | SWHC013-02 | DEER2020 | D20v1 | 2020-11-09 | Cap-Tons | 1 |  | None | 13.4 | 0.0364 | 3.94 | 40.2 | 0.0394 | 0 | [6 empty] | DEER:HVAC_Split-Package_AC | Annual
Any | NE-HVAC-airHP-SpltPkg-135to239kBtuh-11p5eer-3p2cop | EPr | New | CZ11 | cDXHP | SWHC013-02 | DEER2020 | D20v1 | 2020-11-09 | Cap-Tons | 1 |  | None | 31 | 0.00656 | 4.03 | 39.5 | 0.0128 | 0 | [6 empty] | DEER:HVAC_Split-Package_AC | Annual
Any | NE-HVAC-airHP-SpltPkg-135to239kBtuh-11p5eer-3p2cop | EPr | New | CZ12 | cDXHP | SWHC013-02 | DEER2020 | D20v1 | 2020-11-09 | Cap-Tons | 1 |  | None | 45.2 | 0.00443 | 4.52 | 35 | 0.00477 | 0 | [6 empty] | DEER:HVAC_Split-Package_AC | Annual
Any | NE-HVAC-airHP-SpltPkg-135to239kBtuh-11p5eer-3p2cop | EPr | New | CZ13 | cDXHP | SWHC013-02 | DEER2020 | D20v1 | 2020-11-09 | Cap-Tons | 1 |  | None | 30.1 | 0.00649 | 3.88 | 43 | 0.00919 | 0 | [6 empty] | DEER:HVAC_Split-Package_AC | Annual
Any | NE-HVAC-airHP-SpltPkg-135to239kBtuh-11p5eer-3p2cop | EPr | New | CZ14 | cDXHP | SWHC013-02 | DEER2020 | D20v1 | 2020-11-09 | Cap-Tons | 1 |  | None | 13.4 | 0.0276 | 3.62 | 40.4 | 0.035 | 0 | [6 empty] | DEER:HVAC_Split-Package_AC | Annual
Any | NE-HVAC-airHP-SpltPkg-135to239kBtuh-11p5eer-3p2cop | EPr | New | CZ15 | cDXHP | SWHC013-02 | DEER2020 | D20v1 | 2020-11-09 | Cap-Tons | 1 |  | None | 52.3 | 0.0446 | 2.6 | 65.9 | 0.0351 | 0 | [6 empty] | DEER:HVAC_Split-Package_AC | Annual
Any | NE-HVAC-airHP-SpltPkg-135to239kBtuh-11p5eer-3p2cop | EPr | New | CZ16 | cDXHP | SWHC013-02 | DEER2020 | D20v1 | 2020-11-09 | Cap-Tons | 1 |  | None | 85.7 | 0.00011 | 4.59 | 14.4 | 0.00061 | 0 | [6 empty] | DEER:HVAC_Split-Package_AC | Annual
Any | NE-HVAC-airHP-SpltPkg-135to239kBtuh-11p5eer-3p2cop | ERC | New | CZ09 | cDXHP | SWHC013-02 | DEER2020 | D20v1 | 2020-11-09 | Cap-Tons | 1 |  | None | -38.9 | 0.00292 | 0 | 29.6 | 0.0134 | 0 | [6 empty] | DEER:HVAC_Split-Package_AC | Annual
Any | NE-HVAC-airHP-SpltPkg-135to239kBtuh-11p5eer-3p2cop | ERC | New | CZ10 | cDXHP | SWHC013-02 | DEER2020 | D20v1 | 2020-11-09 | Cap-Tons | 1 |  | None | -25.1 | 0.01 | 0 | 37.6 | 0.0163 | 0 | [6 empty] | DEER:HVAC_Split-Package_AC | Annual
Any | NE-HVAC-airHP-SpltPkg-135to239kBtuh-11p5eer-3p2cop | ERC | New | CZ11 | cDXHP | SWHC013-02 | DEER2020 | D20v1 | 2020-11-09 | Cap-Tons | 1 |  | None | -3.8 | 0.0131 | 0 | 38.3 | 0.023 | 0 | [6 empty] | DEER:HVAC_Split-Package_AC | Annual
Any | NE-HVAC-airHP-SpltPkg-135to239kBtuh-11p5eer-3p2cop | ERC | New | CZ12 | cDXHP | SWHC013-02 | DEER2020 | D20v1 | 2020-11-09 | Cap-Tons | 1 |  | None | -19.8 | 0.00797 | 0 | 31.7 | 0.017 | 0 | [6 empty] | DEER:HVAC_Split-Package_AC | Annual
Any | NE-HVAC-airHP-SpltPkg-135to239kBtuh-11p5eer-3p2cop | ERC | New | CZ13 | cDXHP | SWHC013-02 | DEER2020 | D20v1 | 2020-11-09 | Cap-Tons | 1 |  | None | -22.7 | -0.00189 | 0 | 42.3 | 0.0177 | 0 | [6 empty] | DEER:HVAC_Split-Package_AC | Annual
Any | NE-HVAC-airHP-SpltPkg-135to239kBtuh-11p5eer-3p2cop | ERC | New | CZ14 | cDXHP | SWHC013-02 | DEER2020 | D20v1 | 2020-11-09 | Cap-Tons | 1 |  | None | -12.6 | 0.0157 | 0 | 39.5 | 0.0164 | 0 | [6 empty] | DEER:HVAC_Split-Package_AC | Annual
Any | NE-HVAC-airHP-SpltPkg-135to239kBtuh-11p5eer-3p2cop | ERC | New | CZ15 | cDXHP | SWHC013-02 | DEER2020 | D20v1 | 2020-11-09 | Cap-Tons | 1 |  | None | 0.995 | 0.0196 | 0 | 69.5 | 0.0184 | 0 | [6 empty] | DEER:HVAC_Split-Package_AC | Annual
Any | NE-HVAC-airHP-SpltPkg-135to239kBtuh-11p5eer-3p2cop | ERC | New | CZ16 | cDXHP | SWHC013-02 | DEER2020 | D20v1 | 2020-11-09 | Cap-Tons | 1 |  | None | -37.8 | -0.00075 | 0 | 14.4 | 0.00244 | 0 | [6 empty] | DEER:HVAC_Split-Package_AC | Annual
Any | NE-HVAC-airHP-SpltPkg-135to239kBtuh-11p5eer-3p2cop | ESe | New | CZ15 | cDXHP | SWHC013-02 | DEER2020 | D20v1 | 2020-11-09 | Cap-Tons | 1 |  | None | 38.9 | 0.0332 | 0.677 | 73.5 | 0.0342 | 0 | [6 empty] | DEER:HVAC_Split-Package_AC | Annual
Any | NE-HVAC-airHP-SpltPkg-135to239kBtuh-11p5eer-3p2cop | ESe | New | CZ16 | cDXHP | SWHC013-02 | DEER2020 | D20v1 | 2020-11-09 | Cap-Tons | 1 |  | None | 35.5 | -0.00077 | 1.08 | 16.1 | 0.00409 | 0 | [6 empty] | DEER:HVAC_Split-Package_AC | Annual
Any | NE-HVAC-airHP-SpltPkg-135to239kBtuh-11p5eer-3p2cop | EUn | Ex | CZ01 | cDXHP | SWHC013-02 | DEER2020 | D20v1 | 2020-11-09 | Cap-Tons | 1 |  | None | 359 | 0.0471 | 0 | 8.42 | 0.0175 | 0 | [6 empty] | DEER:HVAC_Split-Package_AC | Annual
Any | NE-HVAC-airHP-SpltPkg-135to239kBtuh-11p5eer-3p2cop | Gro | Ex | CZ01 | cDXHP | SWHC013-02 | DEER2020 | D20v1 | 2020-11-09 | Cap-Tons | 1 |  | None | 1490 | 0.135 | 0.00731 | 0.541 | 0.00583 | 0 | [6 empty] | DEER:HVAC_Split-Package_AC | Annual
Any | NE-HVAC-airHP-SpltPkg-135to239kBtuh-11p5eer-3p2cop | Gro | Ex | CZ02 | cDXHP | SWHC013-02 | DEER2020 | D20v1 | 2020-11-09 | Cap-Tons | 1 |  | None | 718 | 0.181 | 0.00066 | 24.7 | 0.0457 | 0 | [6 empty] | DEER:HVAC_Split-Package_AC | Annual
Any | NE-HVAC-airHP-SpltPkg-135to239kBtuh-11p5eer-3p2cop | Gro | Ex | CZ03 | cDXHP | SWHC013-02 | DEER2020 | D20v1 | 2020-11-09 | Cap-Tons | 1 |  | None | 875 | 0.157 | 0.00267 | 9.05 | 0.027 | 0 | [6 empty] | DEER:HVAC_Split-Package_AC | Annual
Any | NE-HVAC-airHP-SpltPkg-135to239kBtuh-11p5eer-3p2cop | Gro | Ex | CZ04 | cDXHP | SWHC013-02 | DEER2020 | D20v1 | 2020-11-09 | Cap-Tons | 1 |  | None | 687 | 0.173 | 0.00096 | 28.8 | 0.042 | 0 | [6 empty] | DEER:HVAC_Split-Package_AC | Annual
Any | NE-HVAC-airHP-SpltPkg-135to239kBtuh-11p5eer-3p2cop | Gro | Ex | CZ05 | cDXHP | SWHC013-02 | DEER2020 | D20v1 | 2020-11-09 | Cap-Tons | 1 |  | None | 1030 | 0.123 | -0.00228 | 8.11 | 0.0143 | 0 | [6 empty] | DEER:HVAC_Split-Package_AC | Annual
Any | NE-HVAC-airHP-SpltPkg-135to239kBtuh-11p5eer-3p2cop | Gro | Ex | CZ06 | cDXHP | SWHC013-02 | DEER2020 | D20v1 | 2020-11-09 | Cap-Tons | 1 |  | None | 687 | 0.171 | -0.003 | 29 | 0.0358 | 0 | [6 empty] | DEER:HVAC_Split-Package_AC | Annual
Any | NE-HVAC-airHP-SpltPkg-135to239kBtuh-11p5eer-3p2cop | Gro | Ex | CZ07 | cDXHP | SWHC013-02 | DEER2020 | D20v1 | 2020-11-09 | Cap-Tons | 1 |  | None | 924 | 0.201 | 0.00333 | 27.2 | 0.0316 | 0 | [6 empty] | DEER:HVAC_Split-Package_AC | Annual
Any | NE-HVAC-airHP-SpltPkg-135to239kBtuh-11p5eer-3p2cop | Hsp | Ex | CZ01 | cDXHP | SWHC013-02 | DEER2020 | D20v1 | 2020-11-09 | Cap-Tons | 1 |  | None | 824 | 0.074 | 0 | 3.48 | 0.0082 | 0 | [6 empty] | DEER:HVAC_Split-Package_AC | Annual
Any | NE-HVAC-airHP-SpltPkg-135to239kBtuh-11p5eer-3p2cop | Hsp | Ex | CZ02 | cDXHP | SWHC013-02 | DEER2020 | D20v1 | 2020-11-09 | Cap-Tons | 1 |  | None | 730 | 0.157 | 0 | 41.1 | 0.0442 | 0 | [6 empty] | DEER:HVAC_Split-Package_AC | Annual
Any | NE-HVAC-airHP-SpltPkg-135to239kBtuh-11p5eer-3p2cop | Hsp | Ex | CZ03 | cDXHP | SWHC013-02 | DEER2020 | D20v1 | 2020-11-09 | Cap-Tons | 1 |  | None | 611 | 0.103 | 0 | 19.1 | 0.0286 | 0 | [6 empty] | DEER:HVAC_Split-Package_AC | Annual
Any | NE-HVAC-airHP-SpltPkg-135to239kBtuh-11p5eer-3p2cop | Hsp | Ex | CZ04 | cDXHP | SWHC013-02 | DEER2020 | D20v1 | 2020-11-09 | Cap-Tons | 1 |  | None | 696 | 0.147 | 0 | 47.8 | 0.0412 | 0 | [6 empty] | DEER:HVAC_Split-Package_AC | Annual
Any | NE-HVAC-airHP-SpltPkg-135to239kBtuh-11p5eer-3p2cop | Hsp | Ex | CZ05 | cDXHP | SWHC013-02 | DEER2020 | D20v1 | 2020-11-09 | Cap-Tons | 1 |  | None | 664 | 0.0794 | 0 | 18.7 | 0.0183 | 0 | [6 empty] | DEER:HVAC_Split-Package_AC | Annual
Any | NE-HVAC-airHP-SpltPkg-135to239kBtuh-11p5eer-3p2cop | Hsp | Ex | CZ06 | cDXHP | SWHC013-02 | DEER2020 | D20v1 | 2020-11-09 | Cap-Tons | 1 |  | None | 718 | 0.138 | 0 | 57.4 | 0.038 | 0 | [6 empty] | DEER:HVAC_Split-Package_AC | Annual
Any | NE-HVAC-airHP-SpltPkg-135to239kBtuh-11p5eer-3p2cop | Hsp | Ex | CZ07 | cDXHP | SWHC013-02 | DEER2020 | D20v1 | 2020-11-09 | Cap-Tons | 1 |  | None | 660 | 0.127 | 0 | 51.3 | 0.0316 | 0 | [6 empty] | DEER:HVAC_Split-Package_AC | Annual
Any | NE-HVAC-airHP-SpltPkg-135to239kBtuh-11p5eer-3p2cop | Hsp | Ex | CZ08 | cDXHP | SWHC013-02 | DEER2020 | D20v1 | 2020-11-09 | Cap-Tons | 1 |  | None | 682 | 0.139 | 0 | 70.8 | 0.0382 | 0 | [6 empty] | DEER:HVAC_Split-Package_AC | Annual
Any | NE-HVAC-airHP-SpltPkg-135to239kBtuh-11p5eer-3p2cop | Hsp | Ex | CZ09 | cDXHP | SWHC013-02 | DEER2020 | D20v1 | 2020-11-09 | Cap-Tons | 1 |  | None | 746 | 0.168 | 0 | 77.8 | 0.053 | 0 | [6 empty] | DEER:HVAC_Split-Package_AC | Annual
Any | NE-HVAC-airHP-SpltPkg-135to239kBtuh-11p5eer-3p2cop | Hsp | Ex | CZ10 | cDXHP | SWHC013-02 | DEER2020 | D20v1 | 2020-11-09 | Cap-Tons | 1 |  | None | 741 | 0.17 | 0 | 79.6 | 0.0516 | 0 | [6 empty] | DEER:HVAC_Split-Package_AC | Annual
Any | NE-HVAC-airHP-SpltPkg-135to239kBtuh-11p5eer-3p2cop | Hsp | Ex | CZ11 | cDXHP | SWHC013-02 | DEER2020 | D20v1 | 2020-11-09 | Cap-Tons | 1 |  | None | 802 | 0.17 | 0 | 87.3 | 0.0596 | 0 | [6 empty] | DEER:HVAC_Split-Package_AC | Annual
Any | NE-HVAC-airHP-SpltPkg-135to239kBtuh-11p5eer-3p2cop | Hsp | Ex | CZ12 | cDXHP | SWHC013-02 | DEER2020 | D20v1 | 2020-11-09 | Cap-Tons | 1 |  | None | 776 | 0.181 | 0 | 64.3 | 0.053 | 0 | [6 empty] | DEER:HVAC_Split-Package_AC | Annual
Any | NE-HVAC-airHP-SpltPkg-135to239kBtuh-11p5eer-3p2cop | Hsp | Ex | CZ13 | cDXHP | SWHC013-02 | DEER2020 | D20v1 | 2020-11-09 | Cap-Tons | 1 |  | None | 802 | 0.184 | 0 | 92.1 | 0.0538 | 0 | [6 empty] | DEER:HVAC_Split-Package_AC | Annual
Any | NE-HVAC-airHP-SpltPkg-135to239kBtuh-11p5eer-3p2cop | Htl | Ex | CZ01 | cDXHP | SWHC013-02 | DEER2020 | D20v1 | 2020-11-09 | Cap-Tons | 1 |  | None | 403 | 0.0488 | 0 | 27.6 | 0.0195 | 0 | [6 empty] | DEER:HVAC_Split-Package_AC | Annual
Any | NE-HVAC-airHP-SpltPkg-135to239kBtuh-11p5eer-3p2cop | Htl | Ex | CZ02 | cDXHP | SWHC013-02 | DEER2020 | D20v1 | 2020-11-09 | Cap-Tons | 1 |  | None | 480 | 0.135 | 0 | 112 | 0.0791 | 0 | [6 empty] | DEER:HVAC_Split-Package_AC | Annual
Any | NE-HVAC-airHP-SpltPkg-135to239kBtuh-11p5eer-3p2cop | Htl | Ex | CZ03 | cDXHP | SWHC013-02 | DEER2020 | D20v1 | 2020-11-09 | Cap-Tons | 1 |  | None | 368 | 0.109 | 0 | 56.1 | 0.042 | 0 | [6 empty] | DEER:HVAC_Split-Package_AC | Annual
Any | NE-HVAC-airHP-SpltPkg-135to239kBtuh-11p5eer-3p2cop | Htl | Ex | CZ04 | cDXHP | SWHC013-02 | DEER2020 | D20v1 | 2020-11-09 | Cap-Tons | 1 |  | None | 458 | 0.129 | 0 | 124 | 0.0701 | 0 | [6 empty] | DEER:HVAC_Split-Package_AC | Annual
Any | NE-HVAC-airHP-SpltPkg-135to239kBtuh-11p5eer-3p2cop | Htl | Ex | CZ05 | cDXHP | SWHC013-02 | DEER2020 | D20v1 | 2020-11-09 | Cap-Tons | 1 |  | None | 350 | 0.072 | 0 | 55.8 | 0.0286 | 0 | [6 empty] | DEER:HVAC_Split-Package_AC | Annual
Any | NE-HVAC-airHP-SpltPkg-135to239kBtuh-11p5eer-3p2cop | Htl | Ex | CZ06 | cDXHP | SWHC013-02 | DEER2020 | D20v1 | 2020-11-09 | Cap-Tons | 1 |  | None | 420 | 0.117 | 0 | 106 | 0.0522 | 0 | [6 empty] | DEER:HVAC_Split-Package_AC | Annual
Any | NE-HVAC-airHP-SpltPkg-135to239kBtuh-11p5eer-3p2cop | Htl | Ex | CZ07 | cDXHP | SWHC013-02 | DEER2020 | D20v1 | 2020-11-09 | Cap-Tons | 1 |  | None | 359 | 0.103 | 0 | 101 | 0.0437 | 0 | [6 empty] | DEER:HVAC_Split-Package_AC | Annual
Any | NE-HVAC-airHP-SpltPkg-135to239kBtuh-11p5eer-3p2cop | Htl | Ex | CZ08 | cDXHP | SWHC013-02 | DEER2020 | D20v1 | 2020-11-09 | Cap-Tons | 1 |  | None | 437 | 0.116 | 0 | 152 | 0.0613 | 0 | [6 empty] | DEER:HVAC_Split-Package_AC | Annual
Any | NE-HVAC-airHP-SpltPkg-135to239kBtuh-11p5eer-3p2cop | Htl | Ex | CZ09 | cDXHP | SWHC013-02 | DEER2020 | D20v1 | 2020-11-09 | Cap-Tons | 1 |  | None | 473 | 0.13 | 0 | 129 | 0.0737 | 0 | [6 empty] | DEER:HVAC_Split-Package_AC | Annual
Any | NE-HVAC-airHP-SpltPkg-135to239kBtuh-11p5eer-3p2cop | Htl | Ex | CZ10 | cDXHP | SWHC013-02 | DEER2020 | D20v1 | 2020-11-09 | Cap-Tons | 1 |  | None | 510 | 0.146 | 0 | 146 | 0.0784 | 0 | [6 empty] | DEER:HVAC_Split-Package_AC | Annual
Any | NE-HVAC-airHP-SpltPkg-135to239kBtuh-11p5eer-3p2cop | Htl | Ex | CZ11 | cDXHP | SWHC013-02 | DEER2020 | D20v1 | 2020-11-09 | Cap-Tons | 1 |  | None | 563 | 0.159 | 0 | 140 | 0.0828 | 0 | [6 empty] | DEER:HVAC_Split-Package_AC | Annual
Any | NE-HVAC-airHP-SpltPkg-135to239kBtuh-11p5eer-3p2cop | Htl | Ex | CZ12 | cDXHP | SWHC013-02 | DEER2020 | D20v1 | 2020-11-09 | Cap-Tons | 1 |  | None | 500 | 0.147 | 0 | 126 | 0.0845 | 0 | [6 empty] | DEER:HVAC_Split-Package_AC | Annual
Any | NE-HVAC-airHP-SpltPkg-135to239kBtuh-11p5eer-3p2cop | Htl | Ex | CZ13 | cDXHP | SWHC013-02 | DEER2020 | D20v1 | 2020-11-09 | Cap-Tons | 1 |  | None | 558 | 0.159 | 0 | 144 | 0.0771 | 0 | [6 empty] | DEER:HVAC_Split-Package_AC | Annual
Any | NE-HVAC-airHP-SpltPkg-135to239kBtuh-11p5eer-3p2cop | Htl | Ex | CZ14 | cDXHP | SWHC013-02 | DEER2020 | D20v1 | 2020-11-09 | Cap-Tons | 1 |  | None | 563 | 0.15 | 0 | 135 | 0.069 | 0 | [6 empty] | DEER:HVAC_Split-Package_AC | Annual
Any | NE-HVAC-airHP-SpltPkg-135to239kBtuh-11p5eer-3p2cop | Htl | Ex | CZ15 | cDXHP | SWHC013-02 | DEER2020 | D20v1 | 2020-11-09 | Cap-Tons | 1 |  | None | 668 | 0.185 | 0 | 196 | 0.0706 | 0 | [6 empty] | DEER:HVAC_Split-Package_AC | Annual
Any | NE-HVAC-airHP-SpltPkg-135to239kBtuh-11p5eer-3p2cop | Htl | Ex | CZ16 | cDXHP | SWHC013-02 | DEER2020 | D20v1 | 2020-11-09 | Cap-Tons | 1 |  | None | 509 | 0.094 | 0 | 57.9 | 0.0475 | 0 | [6 empty] | DEER:HVAC_Split-Package_AC | Annual
Any | NE-HVAC-airHP-SpltPkg-135to239kBtuh-11p5eer-3p2cop | Htl | New | CZ01 | cDXHP | SWHC013-02 | DEER2020 | D20v1 | 2020-11-09 | Cap-Tons | 1 |  | None | 9330 | 1.56 | 113 | 2.95 | 0.00847 | 0 | [6 empty] | DEER:HVAC_Split-Package_AC | Annual
Any | NE-HVAC-airHP-SpltPkg-135to239kBtuh-11p5eer-3p2cop | Htl | New | CZ02 | cDXHP | SWHC013-02 | DEER2020 | D20v1 | 2020-11-09 | Cap-Tons | 1 |  | None | 10000 | 1.83 | 112 | 53.8 | 0.0683 | 0 | [6 empty] | DEER:HVAC_Split-Package_AC | Annual
Any | NE-HVAC-airHP-SpltPkg-135to239kBtuh-11p5eer-3p2cop | Htl | New | CZ03 | cDXHP | SWHC013-02 | DEER2020 | D20v1 | 2020-11-09 | Cap-Tons | 1 |  | None | 9360 | 1.61 | 108 | 18.6 | 0.035 | 0 | [6 empty] | DEER:HVAC_Split-Package_AC | Annual
Any | NE-HVAC-airHP-SpltPkg-135to239kBtuh-11p5eer-3p2cop | MLI | Ex | CZ01 | cDXHP | SWHC013-02 | DEER2020 | D20v1 | 2020-11-09 | Cap-Tons | 1 |  | None | 307 | 0.0478 | 0 | 3.47 | 0.00373 | 0 | [6 empty] | DEER:HVAC_Split-Package_AC | Annual
Any | NE-HVAC-airHP-SpltPkg-135to239kBtuh-11p5eer-3p2cop | MLI | Ex | CZ02 | cDXHP | SWHC013-02 | DEER2020 | D20v1 | 2020-11-09 | Cap-Tons | 1 |  | None | 322 | 0.103 | 0 | 27.4 | 0.0336 | 0 | [6 empty] | DEER:HVAC_Split-Package_AC | Annual
Any | NE-HVAC-airHP-SpltPkg-135to239kBtuh-11p5eer-3p2cop | MLI | Ex | CZ03 | cDXHP | SWHC013-02 | DEER2020 | D20v1 | 2020-11-09 | Cap-Tons | 1 |  | None | 283 | 0.0717 | 0 | 10.4 | 0.0162 | 0 | [6 empty] | DEER:HVAC_Split-Package_AC | Annual
Any | NE-HVAC-airHP-SpltPkg-135to239kBtuh-11p5eer-3p2cop | MLI | Ex | CZ04 | cDXHP | SWHC013-02 | DEER2020 | D20v1 | 2020-11-09 | Cap-Tons | 1 |  | None | 301 | 0.0948 | 0 | 28.3 | 0.028 | 0 | [6 empty] | DEER:HVAC_Split-Package_AC | Annual
Any | NE-HVAC-airHP-SpltPkg-135to239kBtuh-11p5eer-3p2cop | MLI | Ex | CZ05 | cDXHP | SWHC013-02 | DEER2020 | D20v1 | 2020-11-09 | Cap-Tons | 1 |  | None | 278 | 0.0551 | 0 | 10.9 | 0.00893 | 0 | [6 empty] | DEER:HVAC_Split-Package_AC | Annual
Any | NE-HVAC-airHP-SpltPkg-135to239kBtuh-11p5eer-3p2cop | MLI | Ex | CZ06 | cDXHP | SWHC013-02 | DEER2020 | D20v1 | 2020-11-09 | Cap-Tons | 1 |  | None | 282 | 0.0766 | 0 | 30.6 | 0.0235 | 0 | [6 empty] | DEER:HVAC_Split-Package_AC | Annual
Any | NE-HVAC-airHP-SpltPkg-135to239kBtuh-11p5eer-3p2cop | MLI | Ex | CZ07 | cDXHP | SWHC013-02 | DEER2020 | D20v1 | 2020-11-09 | Cap-Tons | 1 |  | None | 264 | 0.0705 | 0 | 24.3 | 0.0183 | 0 | [6 empty] | DEER:HVAC_Split-Package_AC | Annual
Any | NE-HVAC-airHP-SpltPkg-135to239kBtuh-11p5eer-3p2cop | MLI | Ex | CZ08 | cDXHP | SWHC013-02 | DEER2020 | D20v1 | 2020-11-09 | Cap-Tons | 1 |  | None | 294 | 0.0833 | 0 | 42.8 | 0.0266 | 0 | [6 empty] | DEER:HVAC_Split-Package_AC | Annual
Any | NE-HVAC-airHP-SpltPkg-135to239kBtuh-11p5eer-3p2cop | MLI | Ex | CZ09 | cDXHP | SWHC013-02 | DEER2020 | D20v1 | 2020-11-09 | Cap-Tons | 1 |  | None | 311 | 0.102 | 0 | 40.5 | 0.0341 | 0 | [6 empty] | DEER:HVAC_Split-Package_AC | Annual
Any | NE-HVAC-airHP-SpltPkg-135to239kBtuh-11p5eer-3p2cop | MLI | Ex | CZ10 | cDXHP | SWHC013-02 | DEER2020 | D20v1 | 2020-11-09 | Cap-Tons | 1 |  | None | 321 | 0.109 | 0 | 48 | 0.0377 | 0 | [6 empty] | DEER:HVAC_Split-Package_AC | Annual
Any | NE-HVAC-airHP-SpltPkg-135to239kBtuh-11p5eer-3p2cop | MLI | Ex | CZ11 | cDXHP | SWHC013-02 | DEER2020 | D20v1 | 2020-11-09 | Cap-Tons | 1 |  | None | 333 | 0.104 | 0 | 48.4 | 0.0413 | 0 | [6 empty] | DEER:HVAC_Split-Package_AC | Annual
Any | NE-HVAC-airHP-SpltPkg-135to239kBtuh-11p5eer-3p2cop | MLI | Ex | CZ12 | cDXHP | SWHC013-02 | DEER2020 | D20v1 | 2020-11-09 | Cap-Tons | 1 |  | None | 325 | 0.11 | 0 | 37.7 | 0.0376 | 0 | [6 empty] | DEER:HVAC_Split-Package_AC | Annual
Any | NE-HVAC-airHP-SpltPkg-135to239kBtuh-11p5eer-3p2cop | MLI | Ex | CZ13 | cDXHP | SWHC013-02 | DEER2020 | D20v1 | 2020-11-09 | Cap-Tons | 1 |  | None | 332 | 0.111 | 0 | 52.5 | 0.0357 | 0 | [6 empty] | DEER:HVAC_Split-Package_AC | Annual
Any | NE-HVAC-airHP-SpltPkg-135to239kBtuh-11p5eer-3p2cop | MLI | Ex | CZ14 | cDXHP | SWHC013-02 | DEER2020 | D20v1 | 2020-11-09 | Cap-Tons | 1 |  | None | 340 | 0.0978 | 0 | 51.5 | 0.034 | 0 | [6 empty] | DEER:HVAC_Split-Package_AC | Annual
Any | NE-HVAC-airHP-SpltPkg-135to239kBtuh-11p5eer-3p2cop | MLI | Ex | CZ15 | cDXHP | SWHC013-02 | DEER2020 | D20v1 | 2020-11-09 | Cap-Tons | 1 |  | None | 380 | 0.115 | 0 | 89 | 0.0369 | 0 | [6 empty] | DEER:HVAC_Split-Package_AC | Annual
Any | NE-HVAC-airHP-SpltPkg-135to239kBtuh-11p5eer-3p2cop | MLI | Ex | CZ16 | cDXHP | SWHC013-02 | DEER2020 | D20v1 | 2020-11-09 | Cap-Tons | 1 |  | None | 337 | 0.068 | 0 | 18.1 | 0.019 | 0 | [6 empty] | DEER:HVAC_Split-Package_AC | Annual
Any | NE-HVAC-airHP-SpltPkg-135to239kBtuh-11p5eer-3p2cop | MLI | New | CZ01 | cDXHP | SWHC013-02 | DEER2020 | D20v1 | 2020-11-09 | Cap-Tons | 1 |  | None | -19.7 | 4e-05 | 0 | 3.58 | 0.00316 | 0 | [6 empty] | DEER:HVAC_Split-Package_AC | Annual
Any | NE-HVAC-airHP-SpltPkg-135to239kBtuh-11p5eer-3p2cop | MLI | New | CZ02 | cDXHP | SWHC013-02 | DEER2020 | D20v1 | 2020-11-09 | Cap-Tons | 1 |  | None | -8.66 | 0.0191 | 0 | 24.7 | 0.0323 | 0 | [6 empty] | DEER:HVAC_Split-Package_AC | Annual
Any | NE-HVAC-airHP-SpltPkg-135to239kBtuh-11p5eer-3p2cop | MLI | New | CZ03 | cDXHP | SWHC013-02 | DEER2020 | D20v1 | 2020-11-09 | Cap-Tons | 1 |  | None | -11.1 | 0.00464 | 0 | 8.69 | 0.0144 | 0 | [6 empty] | DEER:HVAC_Split-Package_AC | Annual
Any | NE-HVAC-airHP-SpltPkg-135to239kBtuh-11p5eer-3p2cop | MLI | New | CZ04 | cDXHP | SWHC013-02 | DEER2020 | D20v1 | 2020-11-09 | Cap-Tons | 1 |  | None | -5.37 | 0.0137 | 0 | 25.5 | 0.027 | 0 | [6 empty] | DEER:HVAC_Split-Package_AC | Annual
Any | NE-HVAC-airHP-SpltPkg-135to239kBtuh-11p5eer-3p2cop | MLI | New | CZ05 | cDXHP | SWHC013-02 | DEER2020 | D20v1 | 2020-11-09 | Cap-Tons | 1 |  | None | -11.8 | 0.00083 | 0 | 9.02 | 0.00786 | 0 | [6 empty] | DEER:HVAC_Split-Package_AC | Annual
Any | NE-HVAC-airHP-SpltPkg-135to239kBtuh-11p5eer-3p2cop | MLI | New | CZ06 | cDXHP | SWHC013-02 | DEER2020 | D20v1 | 2020-11-09 | Cap-Tons | 1 |  | None | 2.41 | 0.00991 | 0 | 27.9 | 0.0231 | 0 | [6 empty] | DEER:HVAC_Split-Package_AC | Annual
Any | NE-HVAC-airHP-SpltPkg-135to239kBtuh-11p5eer-3p2cop | MLI | New | CZ07 | cDXHP | SWHC013-02 | DEER2020 | D20v1 | 2020-11-09 | Cap-Tons | 1 |  | None | 2.09 | 0.00839 | 0 | 21.9 | 0.0177 | 0 | [6 empty] | DEER:HVAC_Split-Package_AC | Annual
Any | NE-HVAC-airHP-SpltPkg-135to239kBtuh-11p5eer-3p2cop | MLI | New | CZ08 | cDXHP | SWHC013-02 | DEER2020 | D20v1 | 2020-11-09 | Cap-Tons | 1 |  | None | 7.45 | 0.0123 | 0 | 39.6 | 0.0261 | 0 | [6 empty] | DEER:HVAC_Split-Package_AC | Annual
Any | NE-HVAC-airHP-SpltPkg-135to239kBtuh-11p5eer-3p2cop | MLI | New | CZ09 | cDXHP | SWHC013-02 | DEER2020 | D20v1 | 2020-11-09 | Cap-Tons | 1 |  | None | 5.08 | 0.0195 | 0 | 37.8 | 0.0336 | 0 | [6 empty] | DEER:HVAC_Split-Package_AC | Annual
Any | NE-HVAC-airHP-SpltPkg-135to239kBtuh-11p5eer-3p2cop | MLI | New | CZ10 | cDXHP | SWHC013-02 | DEER2020 | D20v1 | 2020-11-09 | Cap-Tons | 1 |  | None | 7.76 | 0.0272 | 0 | 45 | 0.037 | 0 | [6 empty] | DEER:HVAC_Split-Package_AC | Annual
Any | NE-HVAC-airHP-SpltPkg-135to239kBtuh-11p5eer-3p2cop | MLI | New | CZ11 | cDXHP | SWHC013-02 | DEER2020 | D20v1 | 2020-11-09 | Cap-Tons | 1 |  | None | 2.39 | 0.0224 | 0 | 46.1 | 0.039 | 0 | [6 empty] | DEER:HVAC_Split-Package_AC | Annual
Any | NE-HVAC-airHP-SpltPkg-135to239kBtuh-11p5eer-3p2cop | MLI | New | CZ12 | cDXHP | SWHC013-02 | DEER2020 | D20v1 | 2020-11-09 | Cap-Tons | 1 |  | None | -2.19 | 0.0266 | 0 | 35.4 | 0.0359 | 0 | [6 empty] | DEER:HVAC_Split-Package_AC | Annual
Any | NE-HVAC-airHP-SpltPkg-135to239kBtuh-11p5eer-3p2cop | MLI | New | CZ13 | cDXHP | SWHC013-02 | DEER2020 | D20v1 | 2020-11-09 | Cap-Tons | 1 |  | None | 6.86 | 0.0249 | 0 | 49.6 | 0.0344 | 0 | [6 empty] | DEER:HVAC_Split-Package_AC | Annual
Any | NE-HVAC-airHP-SpltPkg-135to239kBtuh-11p5eer-3p2cop | MLI | New | CZ14 | cDXHP | SWHC013-02 | DEER2020 | D20v1 | 2020-11-09 | Cap-Tons | 1 |  | None | 1.46 | 0.0123 | 0 | 49 | 0.0327 | 0 | [6 empty] | DEER:HVAC_Split-Package_AC | Annual
Any | NE-HVAC-airHP-SpltPkg-135to239kBtuh-11p5eer-3p2cop | MLI | New | CZ15 | cDXHP | SWHC013-02 | DEER2020 | D20v1 | 2020-11-09 | Cap-Tons | 1 |  | None | 33.9 | 0.0229 | 0 | 84.1 | 0.0349 | 0 | [6 empty] | DEER:HVAC_Split-Package_AC | Annual
Any | NE-HVAC-airHP-SpltPkg-135to239kBtuh-11p5eer-3p2cop | MLI | New | CZ16 | cDXHP | SWHC013-02 | DEER2020 | D20v1 | 2020-11-09 | Cap-Tons | 1 |  | None | -17.7 | 0.00326 | 0 | 17.6 | 0.018 | 0 | [6 empty] | DEER:HVAC_Split-Package_AC | Annual
Any | NE-HVAC-airHP-SpltPkg-135to239kBtuh-11p5eer-3p2cop | Mtl | Ex | CZ01 | cDXHP | SWHC013-02 | DEER2020 | D20v1 | 2020-11-09 | Cap-Tons | 1 |  | None | 906 | 0.0681 | 0 | 5.16 | 0.00989 | 0 | [6 empty] | DEER:HVAC_Split-Package_AC | Annual
Any | NE-HVAC-airHP-SpltPkg-135to239kBtuh-11p5eer-3p2cop | Mtl | Ex | CZ02 | cDXHP | SWHC013-02 | DEER2020 | D20v1 | 2020-11-09 | Cap-Tons | 1 |  | None | 880 | 0.149 | 0 | 68.6 | 0.0711 | 0 | [6 empty] | DEER:HVAC_Split-Package_AC | Annual
Any | NE-HVAC-airHP-SpltPkg-135to239kBtuh-11p5eer-3p2cop | Mtl | Ex | CZ03 | cDXHP | SWHC013-02 | DEER2020 | D20v1 | 2020-11-09 | Cap-Tons | 1 |  | None | 769 | 0.123 | 0 | 23.7 | 0.0344 | 0 | [6 empty] | DEER:HVAC_Split-Package_AC | Annual
Any | NE-HVAC-airHP-SpltPkg-135to239kBtuh-11p5eer-3p2cop | Mtl | Ex | CZ04 | cDXHP | SWHC013-02 | DEER2020 | D20v1 | 2020-11-09 | Cap-Tons | 1 |  | None | 830 | 0.15 | 0 | 77.9 | 0.062 | 0 | [6 empty] | DEER:HVAC_Split-Package_AC | Annual
Any | NE-HVAC-airHP-SpltPkg-135to239kBtuh-11p5eer-3p2cop | Mtl | Ex | CZ05 | cDXHP | SWHC013-02 | DEER2020 | D20v1 | 2020-11-09 | Cap-Tons | 1 |  | None | 754 | 0.0848 | 0 | 24.2 | 0.0202 | 0 | [6 empty] | DEER:HVAC_Split-Package_AC | Annual
Any | NE-HVAC-airHP-SpltPkg-135to239kBtuh-11p5eer-3p2cop | Mtl | Ex | CZ06 | cDXHP | SWHC013-02 | DEER2020 | D20v1 | 2020-11-09 | Cap-Tons | 1 |  | None | 709 | 0.138 | 0 | 70 | 0.0423 | 0 | [6 empty] | DEER:HVAC_Split-Package_AC | Annual
Any | NE-HVAC-airHP-SpltPkg-135to239kBtuh-11p5eer-3p2cop | Mtl | Ex | CZ07 | cDXHP | SWHC013-02 | DEER2020 | D20v1 | 2020-11-09 | Cap-Tons | 1 |  | None | 628 | 0.121 | 0 | 62.2 | 0.0348 | 0 | [6 empty] | DEER:HVAC_Split-Package_AC | Annual
Any | NE-HVAC-airHP-SpltPkg-135to239kBtuh-11p5eer-3p2cop | Mtl | Ex | CZ08 | cDXHP | SWHC013-02 | DEER2020 | D20v1 | 2020-11-09 | Cap-Tons | 1 |  | None | 684 | 0.138 | 0 | 112 | 0.0541 | 0 | [6 empty] | DEER:HVAC_Split-Package_AC | Annual
Any | NE-HVAC-airHP-SpltPkg-135to239kBtuh-11p5eer-3p2cop | Mtl | Ex | CZ09 | cDXHP | SWHC013-02 | DEER2020 | D20v1 | 2020-11-09 | Cap-Tons | 1 |  | None | 735 | 0.157 | 0 | 101 | 0.0663 | 0 | [6 empty] | DEER:HVAC_Split-Package_AC | Annual
Any | NE-HVAC-airHP-SpltPkg-135to239kBtuh-11p5eer-3p2cop | Mtl | Ex | CZ10 | cDXHP | SWHC013-02 | DEER2020 | D20v1 | 2020-11-09 | Cap-Tons | 1 |  | None | 813 | 0.176 | 0 | 109 | 0.0688 | 0 | [6 empty] | DEER:HVAC_Split-Package_AC | Annual
Any | NE-HVAC-airHP-SpltPkg-135to239kBtuh-11p5eer-3p2cop | Mtl | Ex | CZ11 | cDXHP | SWHC013-02 | DEER2020 | D20v1 | 2020-11-09 | Cap-Tons | 1 |  | None | 903 | 0.182 | 0 | 114 | 0.0781 | 0 | [6 empty] | DEER:HVAC_Split-Package_AC | Annual
Any | NE-HVAC-airHP-SpltPkg-135to239kBtuh-11p5eer-3p2cop | Mtl | Ex | CZ12 | cDXHP | SWHC013-02 | DEER2020 | D20v1 | 2020-11-09 | Cap-Tons | 1 |  | None | 858 | 0.172 | 0 | 91 | 0.0767 | 0 | [6 empty] | DEER:HVAC_Split-Package_AC | Annual
Any | NE-HVAC-airHP-SpltPkg-135to239kBtuh-11p5eer-3p2cop | Mtl | Ex | CZ13 | cDXHP | SWHC013-02 | DEER2020 | D20v1 | 2020-11-09 | Cap-Tons | 1 |  | None | 889 | 0.188 | 0 | 119 | 0.0696 | 0 | [6 empty] | DEER:HVAC_Split-Package_AC | Annual
Any | NE-HVAC-airHP-SpltPkg-135to239kBtuh-11p5eer-3p2cop | Mtl | Ex | CZ14 | cDXHP | SWHC013-02 | DEER2020 | D20v1 | 2020-11-09 | Cap-Tons | 1 |  | None | 902 | 0.169 | 0 | 114 | 0.0642 | 0 | [6 empty] | DEER:HVAC_Split-Package_AC | Annual
Any | NE-HVAC-airHP-SpltPkg-135to239kBtuh-11p5eer-3p2cop | Mtl | Ex | CZ15 | cDXHP | SWHC013-02 | DEER2020 | D20v1 | 2020-11-09 | Cap-Tons | 1 |  | None | 944 | 0.211 | 0 | 181 | 0.0653 | 0 | [6 empty] | DEER:HVAC_Split-Package_AC | Annual
Any | NE-HVAC-airHP-SpltPkg-135to239kBtuh-11p5eer-3p2cop | Mtl | Ex | CZ16 | cDXHP | SWHC013-02 | DEER2020 | D20v1 | 2020-11-09 | Cap-Tons | 1 |  | None | 911 | 0.113 | 0 | 38.4 | 0.0392 | 0 | [6 empty] | DEER:HVAC_Split-Package_AC | Annual
Any | NE-HVAC-airHP-SpltPkg-135to239kBtuh-11p5eer-3p2cop | Mtl | New | CZ01 | cDXHP | SWHC013-02 | DEER2020 | D20v1 | 2020-11-09 | Cap-Tons | 1 |  | None | -22.8 | 0.0014 | 0 | 5.81 | 0.00981 | 0 | [6 empty] | DEER:HVAC_Split-Package_AC | Annual
Any | NE-HVAC-airHP-SpltPkg-135to239kBtuh-11p5eer-3p2cop | Mtl | New | CZ02 | cDXHP | SWHC013-02 | DEER2020 | D20v1 | 2020-11-09 | Cap-Tons | 1 |  | None | 1.25 | 0.0491 | 0 | 70 | 0.0711 | 0 | [6 empty] | DEER:HVAC_Split-Package_AC | Annual
Any | NE-HVAC-airHP-SpltPkg-135to239kBtuh-11p5eer-3p2cop | Mtl | New | CZ03 | cDXHP | SWHC013-02 | DEER2020 | D20v1 | 2020-11-09 | Cap-Tons | 1 |  | None | -8.7 | 0.0126 | 0 | 25 | 0.0338 | 0 | [6 empty] | DEER:HVAC_Split-Package_AC | Annual
Any | NE-HVAC-airHP-SpltPkg-135to239kBtuh-11p5eer-3p2cop | Mtl | New | CZ04 | cDXHP | SWHC013-02 | DEER2020 | D20v1 | 2020-11-09 | Cap-Tons | 1 |  | None | 7.91 | 0.0372 | 0 | 79.2 | 0.0621 | 0 | [6 empty] | DEER:HVAC_Split-Package_AC | Annual
Any | NE-HVAC-airHP-SpltPkg-135to239kBtuh-11p5eer-3p2cop | Mtl | New | CZ05 | cDXHP | SWHC013-02 | DEER2020 | D20v1 | 2020-11-09 | Cap-Tons | 1 |  | None | -10.1 | 0.0042 | 0 | 25.2 | 0.0203 | 0 | [6 empty] | DEER:HVAC_Split-Package_AC | Annual
Any | NE-HVAC-airHP-SpltPkg-135to239kBtuh-11p5eer-3p2cop | Mtl | New | CZ06 | cDXHP | SWHC013-02 | DEER2020 | D20v1 | 2020-11-09 | Cap-Tons | 1 |  | None | 16 | 0.0175 | 0 | 68.3 | 0.0418 | 0 | [6 empty] | DEER:HVAC_Split-Package_AC | Annual
Any | NE-HVAC-airHP-SpltPkg-135to239kBtuh-11p5eer-3p2cop | Mtl | New | CZ07 | cDXHP | SWHC013-02 | DEER2020 | D20v1 | 2020-11-09 | Cap-Tons | 1 |  | None | 15.6 | 0.0164 | 0 | 60.9 | 0.0345 | 0 | [6 empty] | DEER:HVAC_Split-Package_AC | Annual
Any | NE-HVAC-airHP-SpltPkg-135to239kBtuh-11p5eer-3p2cop | Mtl | New | CZ08 | cDXHP | SWHC013-02 | DEER2020 | D20v1 | 2020-11-09 | Cap-Tons | 1 |  | None | 32.2 | 0.0291 | 0 | 110 | 0.0539 | 0 | [6 empty] | DEER:HVAC_Split-Package_AC | Annual
Any | NE-HVAC-airHP-SpltPkg-135to239kBtuh-11p5eer-3p2cop | Mtl | New | CZ09 | cDXHP | SWHC013-02 | DEER2020 | D20v1 | 2020-11-09 | Cap-Tons | 1 |  | None | 22.1 | 0.0398 | 0 | 98.6 | 0.0656 | 0 | [6 empty] | DEER:HVAC_Split-Package_AC | Annual
Any | NE-HVAC-airHP-SpltPkg-135to239kBtuh-11p5eer-3p2cop | Mtl | New | CZ10 | cDXHP | SWHC013-02 | DEER2020 | D20v1 | 2020-11-09 | Cap-Tons | 1 |  | None | 30.6 | 0.0513 | 0 | 111 | 0.069 | 0 | [6 empty] | DEER:HVAC_Split-Package_AC | Annual
Any | NE-HVAC-airHP-SpltPkg-135to239kBtuh-11p5eer-3p2cop | Mtl | New | CZ11 | cDXHP | SWHC013-02 | DEER2020 | D20v1 | 2020-11-09 | Cap-Tons | 1 |  | None | 23.9 | 0.0564 | 0 | 116 | 0.0777 | 0 | [6 empty] | DEER:HVAC_Split-Package_AC | Annual
Any | NE-HVAC-airHP-SpltPkg-135to239kBtuh-11p5eer-3p2cop | Mtl | New | CZ12 | cDXHP | SWHC013-02 | DEER2020 | D20v1 | 2020-11-09 | Cap-Tons | 1 |  | None | 13.5 | 0.0584 | 0 | 92.4 | 0.0762 | 0 | [6 empty] | DEER:HVAC_Split-Package_AC | Annual
Any | NE-HVAC-airHP-SpltPkg-135to239kBtuh-11p5eer-3p2cop | Mtl | New | CZ13 | cDXHP | SWHC013-02 | DEER2020 | D20v1 | 2020-11-09 | Cap-Tons | 1 |  | None | 25.5 | 0.0521 | 0 | 120 | 0.0691 | 0 | [6 empty] | DEER:HVAC_Split-Package_AC | Annual
Any | NE-HVAC-airHP-SpltPkg-135to239kBtuh-11p5eer-3p2cop | Mtl | New | CZ14 | cDXHP | SWHC013-02 | DEER2020 | D20v1 | 2020-11-09 | Cap-Tons | 1 |  | None | 14 | 0.0348 | 0 | 115 | 0.0633 | 0 | [6 empty] | DEER:HVAC_Split-Package_AC | Annual
Any | NE-HVAC-airHP-SpltPkg-135to239kBtuh-11p5eer-3p2cop | Mtl | New | CZ15 | cDXHP | SWHC013-02 | DEER2020 | D20v1 | 2020-11-09 | Cap-Tons | 1 |  | None | 63.7 | 0.043 | 0 | 180 | 0.0639 | 0 | [6 empty] | DEER:HVAC_Split-Package_AC | Annual
Any | NE-HVAC-airHP-SpltPkg-135to239kBtuh-11p5eer-3p2cop | Mtl | New | CZ16 | cDXHP | SWHC013-02 | DEER2020 | D20v1 | 2020-11-09 | Cap-Tons | 1 |  | None | -22.9 | 0.00843 | 0 | 38.9 | 0.0386 | 0 | [6 empty] | DEER:HVAC_Split-Package_AC | Annual
Any | NE-HVAC-airHP-SpltPkg-135to239kBtuh-11p5eer-3p2cop | Nrs | Ex | CZ01 | cDXHP | SWHC013-02 | DEER2020 | D20v1 | 2020-11-09 | Cap-Tons | 1 |  | None | 701 | 0.0684 | 0 | 3.09 | 0.00697 | 0 | [6 empty] | DEER:HVAC_Split-Package_AC | Annual
Any | NE-HVAC-airHP-SpltPkg-135to239kBtuh-11p5eer-3p2cop | Nrs | Ex | CZ02 | cDXHP | SWHC013-02 | DEER2020 | D20v1 | 2020-11-09 | Cap-Tons | 1 |  | None | 671 | 0.149 | 0 | 37.4 | 0.0449 | 0 | [6 empty] | DEER:HVAC_Split-Package_AC | Annual
Any | NE-HVAC-airHP-SpltPkg-135to239kBtuh-11p5eer-3p2cop | Nrs | Ex | CZ03 | cDXHP | SWHC013-02 | DEER2020 | D20v1 | 2020-11-09 | Cap-Tons | 1 |  | None | 563 | 0.0975 | 0 | 15.9 | 0.0261 | 0 | [6 empty] | DEER:HVAC_Split-Package_AC | Annual
Any | NE-HVAC-airHP-SpltPkg-135to239kBtuh-11p5eer-3p2cop | Nrs | Ex | CZ04 | cDXHP | SWHC013-02 | DEER2020 | D20v1 | 2020-11-09 | Cap-Tons | 1 |  | None | 593 | 0.128 | 0 | 42.7 | 0.0407 | 0 | [6 empty] | DEER:HVAC_Split-Package_AC | Annual
Any | NE-HVAC-airHP-SpltPkg-135to239kBtuh-11p5eer-3p2cop | Nrs | Ex | CZ05 | cDXHP | SWHC013-02 | DEER2020 | D20v1 | 2020-11-09 | Cap-Tons | 1 |  | None | 555 | 0.0714 | 0 | 16.9 | 0.0157 | 0 | [6 empty] | DEER:HVAC_Split-Package_AC | Annual
Any | NE-HVAC-airHP-SpltPkg-135to239kBtuh-11p5eer-3p2cop | Nrs | Ex | CZ06 | cDXHP | SWHC013-02 | DEER2020 | D20v1 | 2020-11-09 | Cap-Tons | 1 |  | None | 639 | 0.123 | 0 | 46.6 | 0.0353 | 0 | [6 empty] | DEER:HVAC_Split-Package_AC | Annual
Any | NE-HVAC-airHP-SpltPkg-135to239kBtuh-11p5eer-3p2cop | Nrs | Ex | CZ07 | cDXHP | SWHC013-02 | DEER2020 | D20v1 | 2020-11-09 | Cap-Tons | 1 |  | None | 542 | 0.101 | 0 | 38.4 | 0.0276 | 0 | [6 empty] | DEER:HVAC_Split-Package_AC | Annual
Any | NE-HVAC-airHP-SpltPkg-135to239kBtuh-11p5eer-3p2cop | Nrs | Ex | CZ08 | cDXHP | SWHC013-02 | DEER2020 | D20v1 | 2020-11-09 | Cap-Tons | 1 |  | None | 652 | 0.13 | 0 | 58.8 | 0.0356 | 0 | [6 empty] | DEER:HVAC_Split-Package_AC | Annual
Any | NE-HVAC-airHP-SpltPkg-135to239kBtuh-11p5eer-3p2cop | Nrs | Ex | CZ09 | cDXHP | SWHC013-02 | DEER2020 | D20v1 | 2020-11-09 | Cap-Tons | 1 |  | None | 667 | 0.149 | 0 | 67.4 | 0.0525 | 0 | [6 empty] | DEER:HVAC_Split-Package_AC | Annual
Any | NE-HVAC-airHP-SpltPkg-135to239kBtuh-11p5eer-3p2cop | Nrs | Ex | CZ10 | cDXHP | SWHC013-02 | DEER2020 | D20v1 | 2020-11-09 | Cap-Tons | 1 |  | None | 657 | 0.152 | 0 | 70.6 | 0.0513 | 0 | [6 empty] | DEER:HVAC_Split-Package_AC | Annual
Any | NE-HVAC-airHP-SpltPkg-135to239kBtuh-11p5eer-3p2cop | Nrs | Ex | CZ11 | cDXHP | SWHC013-02 | DEER2020 | D20v1 | 2020-11-09 | Cap-Tons | 1 |  | None | 677 | 0.155 | 0 | 79.5 | 0.0615 | 0 | [6 empty] | DEER:HVAC_Split-Package_AC | Annual
Any | NE-HVAC-airHP-SpltPkg-135to239kBtuh-11p5eer-3p2cop | Nrs | Ex | CZ12 | cDXHP | SWHC013-02 | DEER2020 | D20v1 | 2020-11-09 | Cap-Tons | 1 |  | None | 684 | 0.16 | 0 | 57.8 | 0.0554 | 0 | [6 empty] | DEER:HVAC_Split-Package_AC | Annual
Any | NE-HVAC-airHP-SpltPkg-135to239kBtuh-11p5eer-3p2cop | Nrs | Ex | CZ13 | cDXHP | SWHC013-02 | DEER2020 | D20v1 | 2020-11-09 | Cap-Tons | 1 |  | None | 740 | 0.17 | 0 | 81.8 | 0.0555 | 0 | [6 empty] | DEER:HVAC_Split-Package_AC | Annual
Any | NE-HVAC-airHP-SpltPkg-135to239kBtuh-11p5eer-3p2cop | Nrs | Ex | CZ14 | cDXHP | SWHC013-02 | DEER2020 | D20v1 | 2020-11-09 | Cap-Tons | 1 |  | None | 652 | 0.136 | 0 | 80.2 | 0.0503 | 0 | [6 empty] | DEER:HVAC_Split-Package_AC | Annual
Any | NE-HVAC-airHP-SpltPkg-135to239kBtuh-11p5eer-3p2cop | Nrs | Ex | CZ15 | cDXHP | SWHC013-02 | DEER2020 | D20v1 | 2020-11-09 | Cap-Tons | 1 |  | None | 684 | 0.162 | 0 | 151 | 0.0607 | 0 | [6 empty] | DEER:HVAC_Split-Package_AC | Annual
Any | NE-HVAC-airHP-SpltPkg-135to239kBtuh-11p5eer-3p2cop | Nrs | Ex | CZ16 | cDXHP | SWHC013-02 | DEER2020 | D20v1 | 2020-11-09 | Cap-Tons | 1 |  | None | 706 | 0.107 | 0 | 24.4 | 0.0306 | 0 | [6 empty] | DEER:HVAC_Split-Package_AC | Annual
Any | NE-HVAC-airHP-SpltPkg-135to239kBtuh-11p5eer-3p2cop | Nrs | New | CZ01 | cDXHP | SWHC013-02 | DEER2020 | D20v1 | 2020-11-09 | Cap-Tons | 1 |  | None | 180 | 0.0131 | 32.2 | 2.53 | 0.00583 | 0 | [6 empty] | DEER:HVAC_Split-Package_AC | Annual
Any | NE-HVAC-airHP-SpltPkg-135to239kBtuh-11p5eer-3p2cop | Nrs | New | CZ02 | cDXHP | SWHC013-02 | DEER2020 | D20v1 | 2020-11-09 | Cap-Tons | 1 |  | None | 162 | 0.0448 | 32.2 | 33.3 | 0.0406 | 0 | [6 empty] | DEER:HVAC_Split-Package_AC | Annual
Any | NE-HVAC-airHP-SpltPkg-135to239kBtuh-11p5eer-3p2cop | Nrs | New | CZ03 | cDXHP | SWHC013-02 | DEER2020 | D20v1 | 2020-11-09 | Cap-Tons | 1 |  | None | 135 | 0.0111 | 32.2 | 11.8 | 0.0229 | 0 | [6 empty] | DEER:HVAC_Split-Package_AC | Annual
Any | NE-HVAC-airHP-SpltPkg-135to239kBtuh-11p5eer-3p2cop | Nrs | New | CZ04 | cDXHP | SWHC013-02 | DEER2020 | D20v1 | 2020-11-09 | Cap-Tons | 1 |  | None | 144 | 0.0332 | 32.2 | 35.7 | 0.036 | 0 | [6 empty] | DEER:HVAC_Split-Package_AC | Annual
Any | NE-HVAC-airHP-SpltPkg-135to239kBtuh-11p5eer-3p2cop | Nrs | New | CZ05 | cDXHP | SWHC013-02 | DEER2020 | D20v1 | 2020-11-09 | Cap-Tons | 1 |  | None | 147 | 0.00552 | 32.2 | 12 | 0.0132 | 0 | [6 empty] | DEER:HVAC_Split-Package_AC | Annual
Any | NE-HVAC-airHP-SpltPkg-135to239kBtuh-11p5eer-3p2cop | Nrs | New | CZ06 | cDXHP | SWHC013-02 | DEER2020 | D20v1 | 2020-11-09 | Cap-Tons | 1 |  | None | 110 | 0.0235 | 32.2 | 39.4 | 0.0321 | 0 | [6 empty] | DEER:HVAC_Split-Package_AC | Annual
Any | NE-HVAC-airHP-SpltPkg-135to239kBtuh-11p5eer-3p2cop | Nrs | New | CZ07 | cDXHP | SWHC013-02 | DEER2020 | D20v1 | 2020-11-09 | Cap-Tons | 1 |  | None | 103 | 0.0122 | 32.2 | 30.7 | 0.0249 | 0 | [6 empty] | DEER:HVAC_Split-Package_AC | Annual
Any | NE-HVAC-airHP-SpltPkg-135to239kBtuh-11p5eer-3p2cop | Nrs | New | CZ08 | cDXHP | SWHC013-02 | DEER2020 | D20v1 | 2020-11-09 | Cap-Tons | 1 |  | None | 109 | 0.025 | 32.2 | 51.1 | 0.0328 | 0 | [6 empty] | DEER:HVAC_Split-Package_AC | Annual
Any | NE-HVAC-airHP-SpltPkg-135to239kBtuh-11p5eer-3p2cop | Nrs | New | CZ09 | cDXHP | SWHC013-02 | DEER2020 | D20v1 | 2020-11-09 | Cap-Tons | 1 |  | None | 120 | 0.048 | 31.9 | 59.6 | 0.0481 | 0 | [6 empty] | DEER:HVAC_Split-Package_AC | Annual
Any | NE-HVAC-airHP-SpltPkg-135to239kBtuh-11p5eer-3p2cop | Nrs | New | CZ10 | cDXHP | SWHC013-02 | DEER2020 | D20v1 | 2020-11-09 | Cap-Tons | 1 |  | None | 134 | 0.0524 | 32.1 | 64.8 | 0.0474 | 0 | [6 empty] | DEER:HVAC_Split-Package_AC | Annual
Any | NE-HVAC-airHP-SpltPkg-135to239kBtuh-11p5eer-3p2cop | Nrs | New | CZ11 | cDXHP | SWHC013-02 | DEER2020 | D20v1 | 2020-11-09 | Cap-Tons | 1 |  | None | 165 | 0.0751 | 32 | 72.4 | 0.0557 | 0 | [6 empty] | DEER:HVAC_Split-Package_AC | Annual
Any | NE-HVAC-airHP-SpltPkg-135to239kBtuh-11p5eer-3p2cop | Nrs | New | CZ12 | cDXHP | SWHC013-02 | DEER2020 | D20v1 | 2020-11-09 | Cap-Tons | 1 |  | None | 154 | 0.0625 | 32.1 | 52.6 | 0.0505 | 0 | [6 empty] | DEER:HVAC_Split-Package_AC | Annual
Any | NE-HVAC-airHP-SpltPkg-135to239kBtuh-11p5eer-3p2cop | Nrs | New | CZ13 | cDXHP | SWHC013-02 | DEER2020 | D20v1 | 2020-11-09 | Cap-Tons | 1 |  | None | 159 | 0.0617 | 31.9 | 75.6 | 0.0512 | 0 | [6 empty] | DEER:HVAC_Split-Package_AC | Annual
Any | NE-HVAC-airHP-SpltPkg-135to239kBtuh-11p5eer-3p2cop | Nrs | New | CZ14 | cDXHP | SWHC013-02 | DEER2020 | D20v1 | 2020-11-09 | Cap-Tons | 1 |  | None | 177 | 0.0529 | 31.8 | 73.4 | 0.0461 | 0 | [6 empty] | DEER:HVAC_Split-Package_AC | Annual
Any | NE-HVAC-airHP-SpltPkg-135to239kBtuh-11p5eer-3p2cop | Nrs | New | CZ15 | cDXHP | SWHC013-02 | DEER2020 | D20v1 | 2020-11-09 | Cap-Tons | 1 |  | None | 179 | 0.0802 | 29.6 | 142 | 0.057 | 0 | [6 empty] | DEER:HVAC_Split-Package_AC | Annual
Any | NE-HVAC-airHP-SpltPkg-135to239kBtuh-11p5eer-3p2cop | Nrs | New | CZ16 | cDXHP | SWHC013-02 | DEER2020 | D20v1 | 2020-11-09 | Cap-Tons | 1 |  | None | 246 | 0.0144 | 32.2 | 22 | 0.0279 | 0 | [6 empty] | DEER:HVAC_Split-Package_AC | Annual
Any | NE-HVAC-airHP-SpltPkg-135to239kBtuh-11p5eer-3p2cop | OfL | Ex | CZ01 | cDXHP | SWHC013-02 | DEER2020 | D20v1 | 2020-11-09 | Cap-Tons | 1 |  | None | 253 | 0.0229 | 0 | 9.42 | 0.00816 | 0 | [6 empty] | DEER:HVAC_Split-Package_AC | Annual
Any | NE-HVAC-airHP-SpltPkg-135to239kBtuh-11p5eer-3p2cop | OfL | Ex | CZ02 | cDXHP | SWHC013-02 | DEER2020 | D20v1 | 2020-11-09 | Cap-Tons | 1 |  | None | 257 | 0.0654 | 0 | 55.3 | 0.032 | 0 | [6 empty] | DEER:HVAC_Split-Package_AC | Annual
Any | NE-HVAC-airHP-SpltPkg-135to239kBtuh-11p5eer-3p2cop | OfL | Ex | CZ03 | cDXHP | SWHC013-02 | DEER2020 | D20v1 | 2020-11-09 | Cap-Tons | 1 |  | None | 215 | 0.0497 | 0 | 26 | 0.0181 | 0 | [6 empty] | DEER:HVAC_Split-Package_AC | Annual
Any | NE-HVAC-airHP-SpltPkg-135to239kBtuh-11p5eer-3p2cop | OfL | Ex | CZ04 | cDXHP | SWHC013-02 | DEER2020 | D20v1 | 2020-11-09 | Cap-Tons | 1 |  | None | 243 | 0.0596 | 0 | 57.9 | 0.0278 | 0 | [6 empty] | DEER:HVAC_Split-Package_AC | Annual
Any | NE-HVAC-airHP-SpltPkg-135to239kBtuh-11p5eer-3p2cop | OfL | Ex | CZ05 | cDXHP | SWHC013-02 | DEER2020 | D20v1 | 2020-11-09 | Cap-Tons | 1 |  | None | 214 | 0.041 | 0 | 29.7 | 0.0144 | 0 | [6 empty] | DEER:HVAC_Split-Package_AC | Annual
Any | NE-HVAC-airHP-SpltPkg-135to239kBtuh-11p5eer-3p2cop | OfL | Ex | CZ06 | cDXHP | SWHC013-02 | DEER2020 | D20v1 | 2020-11-09 | Cap-Tons | 1 |  | None | 252 | 0.0524 | 0 | 55.6 | 0.0199 | 0 | [6 empty] | DEER:HVAC_Split-Package_AC | Annual
Any | NE-HVAC-airHP-SpltPkg-135to239kBtuh-11p5eer-3p2cop | OfL | Ex | CZ07 | cDXHP | SWHC013-02 | DEER2020 | D20v1 | 2020-11-09 | Cap-Tons | 1 |  | None | 223 | 0.0508 | 0 | 47.5 | 0.0174 | 0 | [6 empty] | DEER:HVAC_Split-Package_AC | Annual
Any | NE-HVAC-airHP-SpltPkg-135to239kBtuh-11p5eer-3p2cop | OfL | Ex | CZ08 | cDXHP | SWHC013-02 | DEER2020 | D20v1 | 2020-11-09 | Cap-Tons | 1 |  | None | 253 | 0.0535 | 0 | 73.2 | 0.0229 | 0 | [6 empty] | DEER:HVAC_Split-Package_AC | Annual
Any | NE-HVAC-airHP-SpltPkg-135to239kBtuh-11p5eer-3p2cop | OfL | Ex | CZ09 | cDXHP | SWHC013-02 | DEER2020 | D20v1 | 2020-11-09 | Cap-Tons | 1 |  | None | 271 | 0.0639 | 0 | 66 | 0.0284 | 0 | [6 empty] | DEER:HVAC_Split-Package_AC | Annual
Any | NE-HVAC-airHP-SpltPkg-135to239kBtuh-11p5eer-3p2cop | OfL | Ex | CZ10 | cDXHP | SWHC013-02 | DEER2020 | D20v1 | 2020-11-09 | Cap-Tons | 1 |  | None | 282 | 0.0705 | 0 | 77.3 | 0.0305 | 0 | [6 empty] | DEER:HVAC_Split-Package_AC | Annual
Any | NE-HVAC-airHP-SpltPkg-135to239kBtuh-11p5eer-3p2cop | OfL | Ex | CZ11 | cDXHP | SWHC013-02 | DEER2020 | D20v1 | 2020-11-09 | Cap-Tons | 1 |  | None | 297 | 0.0687 | 0 | 71.6 | 0.0345 | 0 | [6 empty] | DEER:HVAC_Split-Package_AC | Annual
Any | NE-HVAC-airHP-SpltPkg-135to239kBtuh-11p5eer-3p2cop | OfL | Ex | CZ12 | cDXHP | SWHC013-02 | DEER2020 | D20v1 | 2020-11-09 | Cap-Tons | 1 |  | None | 280 | 0.0722 | 0 | 62.4 | 0.0324 | 0 | [6 empty] | DEER:HVAC_Split-Package_AC | Annual
Any | NE-HVAC-airHP-SpltPkg-135to239kBtuh-11p5eer-3p2cop | OfL | Ex | CZ13 | cDXHP | SWHC013-02 | DEER2020 | D20v1 | 2020-11-09 | Cap-Tons | 1 |  | None | 295 | 0.0701 | 0 | 73.7 | 0.029 | 0 | [6 empty] | DEER:HVAC_Split-Package_AC | Annual
Any | NE-HVAC-airHP-SpltPkg-135to239kBtuh-11p5eer-3p2cop | OfL | Ex | CZ14 | cDXHP | SWHC013-02 | DEER2020 | D20v1 | 2020-11-09 | Cap-Tons | 1 |  | None | 299 | 0.0649 | 0 | 74.1 | 0.0282 | 0 | [6 empty] | DEER:HVAC_Split-Package_AC | Annual
Any | NE-HVAC-airHP-SpltPkg-135to239kBtuh-11p5eer-3p2cop | OfL | Ex | CZ15 | cDXHP | SWHC013-02 | DEER2020 | D20v1 | 2020-11-09 | Cap-Tons | 1 |  | None | 366 | 0.0781 | 0 | 109 | 0.0286 | 0 | [6 empty] | DEER:HVAC_Split-Package_AC | Annual
Any | NE-HVAC-airHP-SpltPkg-135to239kBtuh-11p5eer-3p2cop | OfL | Ex | CZ16 | cDXHP | SWHC013-02 | DEER2020 | D20v1 | 2020-11-09 | Cap-Tons | 1 |  | None | 278 | 0.0467 | 0 | 34.1 | 0.0197 | 0 | [6 empty] | DEER:HVAC_Split-Package_AC | Annual
Any | NE-HVAC-airHP-SpltPkg-135to239kBtuh-11p5eer-3p2cop | OfL | New | CZ01 | cDXHP | SWHC013-02 | DEER2020 | D20v1 | 2020-11-09 | Cap-Tons | 1 |  | None | -2.73 | 0.00124 | 0 | 8.43 | 0.00735 | 0 | [6 empty] | DEER:HVAC_Split-Package_AC | Annual
Any | NE-HVAC-airHP-SpltPkg-135to239kBtuh-11p5eer-3p2cop | OfL | New | CZ02 | cDXHP | SWHC013-02 | DEER2020 | D20v1 | 2020-11-09 | Cap-Tons | 1 |  | None | 12.7 | 0.0208 | 0 | 52.1 | 0.0308 | 0 | [6 empty] | DEER:HVAC_Split-Package_AC | Annual
Any | NE-HVAC-airHP-SpltPkg-135to239kBtuh-11p5eer-3p2cop | OfL | New | CZ03 | cDXHP | SWHC013-02 | DEER2020 | D20v1 | 2020-11-09 | Cap-Tons | 1 |  | None | 2.87 | 0.00577 | 0 | 24.8 | 0.0172 | 0 | [6 empty] | DEER:HVAC_Split-Package_AC | Annual
Any | NE-HVAC-airHP-SpltPkg-135to239kBtuh-11p5eer-3p2cop | OfL | New | CZ04 | cDXHP | SWHC013-02 | DEER2020 | D20v1 | 2020-11-09 | Cap-Tons | 1 |  | None | 14.4 | 0.0163 | 0 | 56.1 | 0.0267 | 0 | [6 empty] | DEER:HVAC_Split-Package_AC | Annual
Any | NE-HVAC-airHP-SpltPkg-135to239kBtuh-11p5eer-3p2cop | OfL | New | CZ05 | cDXHP | SWHC013-02 | DEER2020 | D20v1 | 2020-11-09 | Cap-Tons | 1 |  | None | 4.15 | 0.00299 | 0 | 28.9 | 0.0141 | 0 | [6 empty] | DEER:HVAC_Split-Package_AC | Annual
Any | NE-HVAC-airHP-SpltPkg-135to239kBtuh-11p5eer-3p2cop | OfL | New | CZ06 | cDXHP | SWHC013-02 | DEER2020 | D20v1 | 2020-11-09 | Cap-Tons | 1 |  | None | 16.8 | 0.00807 | 0 | 54.2 | 0.0193 | 0 | [6 empty] | DEER:HVAC_Split-Package_AC | Annual
Any | NE-HVAC-airHP-SpltPkg-135to239kBtuh-11p5eer-3p2cop | OfL | New | CZ07 | cDXHP | SWHC013-02 | DEER2020 | D20v1 | 2020-11-09 | Cap-Tons | 1 |  | None | 14.6 | 0.00797 | 0 | 46.2 | 0.017 | 0 | [6 empty] | DEER:HVAC_Split-Package_AC | Annual
Any | NE-HVAC-airHP-SpltPkg-135to239kBtuh-11p5eer-3p2cop | OfL | New | CZ08 | cDXHP | SWHC013-02 | DEER2020 | D20v1 | 2020-11-09 | Cap-Tons | 1 |  | None | 24.7 | 0.0112 | 0 | 71.7 | 0.0224 | 0 | [6 empty] | DEER:HVAC_Split-Package_AC | Annual
Any | NE-HVAC-airHP-SpltPkg-135to239kBtuh-11p5eer-3p2cop | OfL | New | CZ09 | cDXHP | SWHC013-02 | DEER2020 | D20v1 | 2020-11-09 | Cap-Tons | 1 |  | None | 19.8 | 0.0185 | 0 | 63.3 | 0.0273 | 0 | [6 empty] | DEER:HVAC_Split-Package_AC | Annual
Any | NE-HVAC-airHP-SpltPkg-135to239kBtuh-11p5eer-3p2cop | OfL | New | CZ10 | cDXHP | SWHC013-02 | DEER2020 | D20v1 | 2020-11-09 | Cap-Tons | 1 |  | None | 25.2 | 0.0243 | 0 | 73.1 | 0.0298 | 0 | [6 empty] | DEER:HVAC_Split-Package_AC | Annual
Any | NE-HVAC-airHP-SpltPkg-135to239kBtuh-11p5eer-3p2cop | OfL | New | CZ11 | cDXHP | SWHC013-02 | DEER2020 | D20v1 | 2020-11-09 | Cap-Tons | 1 |  | None | 16.9 | 0.0192 | 0 | 67.3 | 0.0325 | 0 | [6 empty] | DEER:HVAC_Split-Package_AC | Annual
Any | NE-HVAC-airHP-SpltPkg-135to239kBtuh-11p5eer-3p2cop | OfL | New | CZ12 | cDXHP | SWHC013-02 | DEER2020 | D20v1 | 2020-11-09 | Cap-Tons | 1 |  | None | 14.8 | 0.0225 | 0 | 58.6 | 0.0308 | 0 | [6 empty] | DEER:HVAC_Split-Package_AC | Annual
Any | NE-HVAC-airHP-SpltPkg-135to239kBtuh-11p5eer-3p2cop | OfL | New | CZ13 | cDXHP | SWHC013-02 | DEER2020 | D20v1 | 2020-11-09 | Cap-Tons | 1 |  | None | 20.1 | 0.0205 | 0 | 69.9 | 0.0277 | 0 | [6 empty] | DEER:HVAC_Split-Package_AC | Annual
Any | NE-HVAC-airHP-SpltPkg-135to239kBtuh-11p5eer-3p2cop | OfL | New | CZ14 | cDXHP | SWHC013-02 | DEER2020 | D20v1 | 2020-11-09 | Cap-Tons | 1 |  | None | 15.4 | 0.0131 | 0 | 70.2 | 0.0269 | 0 | [6 empty] | DEER:HVAC_Split-Package_AC | Annual
Any | NE-HVAC-airHP-SpltPkg-135to239kBtuh-11p5eer-3p2cop | OfL | New | CZ15 | cDXHP | SWHC013-02 | DEER2020 | D20v1 | 2020-11-09 | Cap-Tons | 1 |  | None | 40.7 | 0.0191 | 0 | 104 | 0.0274 | 0 | [6 empty] | DEER:HVAC_Split-Package_AC | Annual
Any | NE-HVAC-airHP-SpltPkg-135to239kBtuh-11p5eer-3p2cop | OfL | New | CZ16 | cDXHP | SWHC013-02 | DEER2020 | D20v1 | 2020-11-09 | Cap-Tons | 1 |  | None | 0.608 | 0.00403 | 0 | 32 | 0.0183 | 0 | [6 empty] | DEER:HVAC_Split-Package_AC | Annual
Any | NE-HVAC-airHP-SpltPkg-135to239kBtuh-11p5eer-3p2cop | OfS | Ex | CZ01 | cDXHP | SWHC013-02 | DEER2020 | D20v1 | 2020-11-09 | Cap-Tons | 1 |  | None | 250 | 0.0245 | 0 | 7.94 | 0.00704 | 0 | [6 empty] | DEER:HVAC_Split-Package_AC | Annual
Any | NE-HVAC-airHP-SpltPkg-135to239kBtuh-11p5eer-3p2cop | OfS | Ex | CZ02 | cDXHP | SWHC013-02 | DEER2020 | D20v1 | 2020-11-09 | Cap-Tons | 1 |  | None | 262 | 0.0638 | 0 | 47.7 | 0.031 | 0 | [6 empty] | DEER:HVAC_Split-Package_AC | Annual
Any | NE-HVAC-airHP-SpltPkg-135to239kBtuh-11p5eer-3p2cop | OfS | Ex | CZ03 | cDXHP | SWHC013-02 | DEER2020 | D20v1 | 2020-11-09 | Cap-Tons | 1 |  | None | 213 | 0.0454 | 0 | 22 | 0.0172 | 0 | [6 empty] | DEER:HVAC_Split-Package_AC | Annual
Any | NE-HVAC-airHP-SpltPkg-135to239kBtuh-11p5eer-3p2cop | OfS | Ex | CZ04 | cDXHP | SWHC013-02 | DEER2020 | D20v1 | 2020-11-09 | Cap-Tons | 1 |  | None | 247 | 0.0575 | 0 | 49.6 | 0.0265 | 0 | [6 empty] | DEER:HVAC_Split-Package_AC | Annual
Any | NE-HVAC-airHP-SpltPkg-135to239kBtuh-11p5eer-3p2cop | OfS | Ex | CZ05 | cDXHP | SWHC013-02 | DEER2020 | D20v1 | 2020-11-09 | Cap-Tons | 1 |  | None | 217 | 0.0381 | 0 | 24.9 | 0.0129 | 0 | [6 empty] | DEER:HVAC_Split-Package_AC | Annual
Any | NE-HVAC-airHP-SpltPkg-135to239kBtuh-11p5eer-3p2cop | OfS | Ex | CZ06 | cDXHP | SWHC013-02 | DEER2020 | D20v1 | 2020-11-09 | Cap-Tons | 1 |  | None | 246 | 0.0488 | 0 | 49.3 | 0.02 | 0 | [6 empty] | DEER:HVAC_Split-Package_AC | Annual
Any | NE-HVAC-airHP-SpltPkg-135to239kBtuh-11p5eer-3p2cop | OfS | Ex | CZ07 | cDXHP | SWHC013-02 | DEER2020 | D20v1 | 2020-11-09 | Cap-Tons | 1 |  | None | 226 | 0.0479 | 0 | 41.5 | 0.017 | 0 | [6 empty] | DEER:HVAC_Split-Package_AC | Annual
Any | NE-HVAC-airHP-SpltPkg-135to239kBtuh-11p5eer-3p2cop | OfS | Ex | CZ08 | cDXHP | SWHC013-02 | DEER2020 | D20v1 | 2020-11-09 | Cap-Tons | 1 |  | None | 253 | 0.0508 | 0 | 64.2 | 0.0224 | 0 | [6 empty] | DEER:HVAC_Split-Package_AC | Annual
Any | NE-HVAC-airHP-SpltPkg-135to239kBtuh-11p5eer-3p2cop | OfS | Ex | CZ09 | cDXHP | SWHC013-02 | DEER2020 | D20v1 | 2020-11-09 | Cap-Tons | 1 |  | None | 277 | 0.0638 | 0 | 59.3 | 0.0282 | 0 | [6 empty] | DEER:HVAC_Split-Package_AC | Annual
Any | NE-HVAC-airHP-SpltPkg-135to239kBtuh-11p5eer-3p2cop | OfS | Ex | CZ10 | cDXHP | SWHC013-02 | DEER2020 | D20v1 | 2020-11-09 | Cap-Tons | 1 |  | None | 289 | 0.0698 | 0 | 69.4 | 0.03 | 0 | [6 empty] | DEER:HVAC_Split-Package_AC | Annual
Any | NE-HVAC-airHP-SpltPkg-135to239kBtuh-11p5eer-3p2cop | OfS | Ex | CZ11 | cDXHP | SWHC013-02 | DEER2020 | D20v1 | 2020-11-09 | Cap-Tons | 1 |  | None | 304 | 0.0683 | 0 | 66.2 | 0.0353 | 0 | [6 empty] | DEER:HVAC_Split-Package_AC | Annual
Any | NE-HVAC-airHP-SpltPkg-135to239kBtuh-11p5eer-3p2cop | OfS | Ex | CZ12 | cDXHP | SWHC013-02 | DEER2020 | D20v1 | 2020-11-09 | Cap-Tons | 1 |  | None | 283 | 0.0706 | 0 | 56.3 | 0.0322 | 0 | [6 empty] | DEER:HVAC_Split-Package_AC | Annual
Any | NE-HVAC-airHP-SpltPkg-135to239kBtuh-11p5eer-3p2cop | OfS | Ex | CZ13 | cDXHP | SWHC013-02 | DEER2020 | D20v1 | 2020-11-09 | Cap-Tons | 1 |  | None | 308 | 0.0717 | 0 | 68.2 | 0.0289 | 0 | [6 empty] | DEER:HVAC_Split-Package_AC | Annual
Any | NE-HVAC-airHP-SpltPkg-135to239kBtuh-11p5eer-3p2cop | OfS | Ex | CZ14 | cDXHP | SWHC013-02 | DEER2020 | D20v1 | 2020-11-09 | Cap-Tons | 1 |  | None | 307 | 0.0654 | 0 | 68.8 | 0.0283 | 0 | [6 empty] | DEER:HVAC_Split-Package_AC | Annual
Any | NE-HVAC-airHP-SpltPkg-135to239kBtuh-11p5eer-3p2cop | OfS | Ex | CZ15 | cDXHP | SWHC013-02 | DEER2020 | D20v1 | 2020-11-09 | Cap-Tons | 1 |  | None | 361 | 0.0762 | 0 | 106 | 0.0295 | 0 | [6 empty] | DEER:HVAC_Split-Package_AC | Annual
Any | NE-HVAC-airHP-SpltPkg-135to239kBtuh-11p5eer-3p2cop | OfS | Ex | CZ16 | cDXHP | SWHC013-02 | DEER2020 | D20v1 | 2020-11-09 | Cap-Tons | 1 |  | None | 295 | 0.0474 | 0 | 31.3 | 0.0202 | 0 | [6 empty] | DEER:HVAC_Split-Package_AC | Annual
Any | NE-HVAC-airHP-SpltPkg-135to239kBtuh-11p5eer-3p2cop | OfS | New | CZ01 | cDXHP | SWHC013-02 | DEER2020 | D20v1 | 2020-11-09 | Cap-Tons | 1 |  | None | -9.29 | 0.00109 | 0 | 7.44 | 0.00658 | 0 | [6 empty] | DEER:HVAC_Split-Package_AC | Annual
Any | NE-HVAC-airHP-SpltPkg-135to239kBtuh-11p5eer-3p2cop | OfS | New | CZ02 | cDXHP | SWHC013-02 | DEER2020 | D20v1 | 2020-11-09 | Cap-Tons | 1 |  | None | 6.46 | 0.0197 | 0 | 45.6 | 0.0293 | 0 | [6 empty] | DEER:HVAC_Split-Package_AC | Annual
Any | NE-HVAC-airHP-SpltPkg-135to239kBtuh-11p5eer-3p2cop | OfS | New | CZ03 | cDXHP | SWHC013-02 | DEER2020 | D20v1 | 2020-11-09 | Cap-Tons | 1 |  | None | -0.992 | 0.00554 | 0 | 22.3 | 0.0168 | 0 | [6 empty] | DEER:HVAC_Split-Package_AC | Annual
Any | NE-HVAC-airHP-SpltPkg-135to239kBtuh-11p5eer-3p2cop | OfS | New | CZ04 | cDXHP | SWHC013-02 | DEER2020 | D20v1 | 2020-11-09 | Cap-Tons | 1 |  | None | 9.39 | 0.0152 | 0 | 48.9 | 0.0254 | 0 | [6 empty] | DEER:HVAC_Split-Package_AC | Annual
Any | NE-HVAC-airHP-SpltPkg-135to239kBtuh-11p5eer-3p2cop | OfS | New | CZ05 | cDXHP | SWHC013-02 | DEER2020 | D20v1 | 2020-11-09 | Cap-Tons | 1 |  | None | -0.402 | 0.00281 | 0 | 25.1 | 0.0129 | 0 | [6 empty] | DEER:HVAC_Split-Package_AC | Annual
Any | NE-HVAC-airHP-SpltPkg-135to239kBtuh-11p5eer-3p2cop | OfS | New | CZ06 | cDXHP | SWHC013-02 | DEER2020 | D20v1 | 2020-11-09 | Cap-Tons | 1 |  | None | 14.6 | 0.00906 | 0 | 49.8 | 0.0199 | 0 | [6 empty] | DEER:HVAC_Split-Package_AC | Annual
Any | NE-HVAC-airHP-SpltPkg-135to239kBtuh-11p5eer-3p2cop | OfS | New | CZ07 | cDXHP | SWHC013-02 | DEER2020 | D20v1 | 2020-11-09 | Cap-Tons | 1 |  | None | 12.9 | 0.00828 | 0 | 42.2 | 0.0172 | 0 | [6 empty] | DEER:HVAC_Split-Package_AC | Annual
Any | NE-HVAC-airHP-SpltPkg-135to239kBtuh-11p5eer-3p2cop | OfS | New | CZ08 | cDXHP | SWHC013-02 | DEER2020 | D20v1 | 2020-11-09 | Cap-Tons | 1 |  | None | 20 | 0.0115 | 0 | 62.9 | 0.022 | 0 | [6 empty] | DEER:HVAC_Split-Package_AC | Annual
Any | NE-HVAC-airHP-SpltPkg-135to239kBtuh-11p5eer-3p2cop | OfS | New | CZ09 | cDXHP | SWHC013-02 | DEER2020 | D20v1 | 2020-11-09 | Cap-Tons | 1 |  | None | 16.4 | 0.0182 | 0 | 57.6 | 0.0267 | 0 | [6 empty] | DEER:HVAC_Split-Package_AC | Annual
Any | NE-HVAC-airHP-SpltPkg-135to239kBtuh-11p5eer-3p2cop | OfS | New | CZ10 | cDXHP | SWHC013-02 | DEER2020 | D20v1 | 2020-11-09 | Cap-Tons | 1 |  | None | 20.9 | 0.0237 | 0 | 66.6 | 0.0291 | 0 | [6 empty] | DEER:HVAC_Split-Package_AC | Annual
Any | NE-HVAC-airHP-SpltPkg-135to239kBtuh-11p5eer-3p2cop | OfS | New | CZ11 | cDXHP | SWHC013-02 | DEER2020 | D20v1 | 2020-11-09 | Cap-Tons | 1 |  | None | 12.8 | 0.0188 | 0 | 63.1 | 0.0319 | 0 | [6 empty] | DEER:HVAC_Split-Package_AC | Annual
Any | NE-HVAC-airHP-SpltPkg-135to239kBtuh-11p5eer-3p2cop | OfS | New | CZ12 | cDXHP | SWHC013-02 | DEER2020 | D20v1 | 2020-11-09 | Cap-Tons | 1 |  | None | 9.64 | 0.0223 | 0 | 53.6 | 0.0299 | 0 | [6 empty] | DEER:HVAC_Split-Package_AC | Annual
Any | NE-HVAC-airHP-SpltPkg-135to239kBtuh-11p5eer-3p2cop | OfS | New | CZ13 | cDXHP | SWHC013-02 | DEER2020 | D20v1 | 2020-11-09 | Cap-Tons | 1 |  | None | 15.9 | 0.0198 | 0 | 64.9 | 0.027 | 0 | [6 empty] | DEER:HVAC_Split-Package_AC | Annual
Any | NE-HVAC-airHP-SpltPkg-135to239kBtuh-11p5eer-3p2cop | OfS | New | CZ14 | cDXHP | SWHC013-02 | DEER2020 | D20v1 | 2020-11-09 | Cap-Tons | 1 |  | None | 11.8 | 0.0134 | 0 | 65.7 | 0.0266 | 0 | [6 empty] | DEER:HVAC_Split-Package_AC | Annual
Any | NE-HVAC-airHP-SpltPkg-135to239kBtuh-11p5eer-3p2cop | OfS | New | CZ15 | cDXHP | SWHC013-02 | DEER2020 | D20v1 | 2020-11-09 | Cap-Tons | 1 |  | None | 40.6 | 0.0191 | 0 | 101 | 0.0273 | 0 | [6 empty] | DEER:HVAC_Split-Package_AC | Annual
Any | NE-HVAC-airHP-SpltPkg-135to239kBtuh-11p5eer-3p2cop | OfS | New | CZ16 | cDXHP | SWHC013-02 | DEER2020 | D20v1 | 2020-11-09 | Cap-Tons | 1 |  | None | -5.34 | 0.0043 | 0 | 30.3 | 0.0187 | 0 | [6 empty] | DEER:HVAC_Split-Package_AC | Annual
Any | NE-HVAC-airHP-SpltPkg-135to239kBtuh-11p5eer-3p2cop | RFF | Ex | CZ01 | cDXHP | SWHC013-02 | DEER2020 | D20v1 | 2020-11-09 | Cap-Tons | 1 |  | None | 299 | 0.0432 | 0 | 2.37 | 0.00688 | 0 | [6 empty] | DEER:HVAC_Split-Package_AC | Annual
Any | NE-HVAC-airHP-SpltPkg-135to239kBtuh-11p5eer-3p2cop | RFF | Ex | CZ02 | cDXHP | SWHC013-02 | DEER2020 | D20v1 | 2020-11-09 | Cap-Tons | 1 |  | None | 170 | 0.102 | 0 | 46.2 | 0.0682 | 0 | [6 empty] | DEER:HVAC_Split-Package_AC | Annual
Any | NE-HVAC-airHP-SpltPkg-135to239kBtuh-11p5eer-3p2cop | RFF | Ex | CZ03 | cDXHP | SWHC013-02 | DEER2020 | D20v1 | 2020-11-09 | Cap-Tons | 1 |  | None | 290 | 0.0913 | 0 | 11.2 | 0.0278 | 0 | [6 empty] | DEER:HVAC_Split-Package_AC | Annual
Any | NE-HVAC-airHP-SpltPkg-135to239kBtuh-11p5eer-3p2cop | RFF | Ex | CZ04 | cDXHP | SWHC013-02 | DEER2020 | D20v1 | 2020-11-09 | Cap-Tons | 1 |  | None | 163 | 0.094 | 0 | 47.3 | 0.0573 | 0 | [6 empty] | DEER:HVAC_Split-Package_AC | Annual
Any | NE-HVAC-airHP-SpltPkg-135to239kBtuh-11p5eer-3p2cop | RFF | Ex | CZ05 | cDXHP | SWHC013-02 | DEER2020 | D20v1 | 2020-11-09 | Cap-Tons | 1 |  | None | 114 | 0.0256 | 0 | 11.9 | 0.0151 | 0 | [6 empty] | DEER:HVAC_Split-Package_AC | Annual
Any | NE-HVAC-airHP-SpltPkg-135to239kBtuh-11p5eer-3p2cop | RFF | Ex | CZ06 | cDXHP | SWHC013-02 | DEER2020 | D20v1 | 2020-11-09 | Cap-Tons | 1 |  | None | 317 | 0.0928 | 0 | 34.4 | 0.0447 | 0 | [6 empty] | DEER:HVAC_Split-Package_AC | Annual
Any | NE-HVAC-airHP-SpltPkg-135to239kBtuh-11p5eer-3p2cop | RFF | Ex | CZ07 | cDXHP | SWHC013-02 | DEER2020 | D20v1 | 2020-11-09 | Cap-Tons | 1 |  | None | 95.7 | 0.0484 | 0 | 25.5 | 0.0293 | 0 | [6 empty] | DEER:HVAC_Split-Package_AC | Annual
Any | NE-HVAC-airHP-SpltPkg-135to239kBtuh-11p5eer-3p2cop | RFF | Ex | CZ08 | cDXHP | SWHC013-02 | DEER2020 | D20v1 | 2020-11-09 | Cap-Tons | 1 |  | None | 202 | 0.0904 | 0 | 78.7 | 0.0536 | 0 | [6 empty] | DEER:HVAC_Split-Package_AC | Annual
Any | NE-HVAC-airHP-SpltPkg-135to239kBtuh-11p5eer-3p2cop | RFF | Ex | CZ09 | cDXHP | SWHC013-02 | DEER2020 | D20v1 | 2020-11-09 | Cap-Tons | 1 |  | None | 225 | 0.0985 | 0 | 77.4 | 0.0797 | 0 | [6 empty] | DEER:HVAC_Split-Package_AC | Annual
Any | NE-HVAC-airHP-SpltPkg-135to239kBtuh-11p5eer-3p2cop | RFF | Ex | CZ10 | cDXHP | SWHC013-02 | DEER2020 | D20v1 | 2020-11-09 | Cap-Tons | 1 |  | None | 280 | 0.103 | 0 | 99.5 | 0.0852 | 0 | [6 empty] | DEER:HVAC_Split-Package_AC | Annual
Any | NE-HVAC-airHP-SpltPkg-135to239kBtuh-11p5eer-3p2cop | RFF | Ex | CZ11 | cDXHP | SWHC013-02 | DEER2020 | D20v1 | 2020-11-09 | Cap-Tons | 1 |  | None | 284 | 0.11 | 0 | 107 | 0.091 | 0 | [6 empty] | DEER:HVAC_Split-Package_AC | Annual
Any | NE-HVAC-airHP-SpltPkg-135to239kBtuh-11p5eer-3p2cop | RFF | Ex | CZ12 | cDXHP | SWHC013-02 | DEER2020 | D20v1 | 2020-11-09 | Cap-Tons | 1 |  | None | 231 | 0.0964 | 0 | 74.4 | 0.0873 | 0 | [6 empty] | DEER:HVAC_Split-Package_AC | Annual
Any | NE-HVAC-airHP-SpltPkg-135to239kBtuh-11p5eer-3p2cop | RFF | Ex | CZ13 | cDXHP | SWHC013-02 | DEER2020 | D20v1 | 2020-11-09 | Cap-Tons | 1 |  | None | 294 | 0.105 | 0 | 111 | 0.0868 | 0 | [6 empty] | DEER:HVAC_Split-Package_AC | Annual
Any | NE-HVAC-airHP-SpltPkg-135to239kBtuh-11p5eer-3p2cop | RFF | Ex | CZ14 | cDXHP | SWHC013-02 | DEER2020 | D20v1 | 2020-11-09 | Cap-Tons | 1 |  | None | 296 | 0.113 | 0 | 105 | 0.0728 | 0 | [6 empty] | DEER:HVAC_Split-Package_AC | Annual
Any | NE-HVAC-airHP-SpltPkg-135to239kBtuh-11p5eer-3p2cop | RFF | Ex | CZ15 | cDXHP | SWHC013-02 | DEER2020 | D20v1 | 2020-11-09 | Cap-Tons | 1 |  | None | 567 | 0.159 | 0 | 174 | 0.0784 | 0 | [6 empty] | DEER:HVAC_Split-Package_AC | Annual
Any | NE-HVAC-airHP-SpltPkg-135to239kBtuh-11p5eer-3p2cop | RFF | Ex | CZ16 | cDXHP | SWHC013-02 | DEER2020 | D20v1 | 2020-11-09 | Cap-Tons | 1 |  | None | 386 | 0.113 | 0 | 23.9 | 0.0376 | 0 | [6 empty] | DEER:HVAC_Split-Package_AC | Annual
Any | NE-HVAC-airHP-SpltPkg-135to239kBtuh-11p5eer-3p2cop | RFF | New | CZ01 | cDXHP | SWHC013-02 | DEER2020 | D20v1 | 2020-11-09 | Cap-Tons | 1 |  | None | 15300 | 1.69 | 703 | 4.62 | 0.0123 | 0 | [6 empty] | DEER:HVAC_Split-Package_AC | Annual
Any | NE-HVAC-airHP-SpltPkg-135to239kBtuh-11p5eer-3p2cop | RFF | New | CZ02 | cDXHP | SWHC013-02 | DEER2020 | D20v1 | 2020-11-09 | Cap-Tons | 1 |  | None | 12500 | 2.14 | 648 | 66.9 | 0.0789 | 0 | [6 empty] | DEER:HVAC_Split-Package_AC | Annual
Any | NE-HVAC-airHP-SpltPkg-135to239kBtuh-11p5eer-3p2cop | RFF | New | CZ03 | cDXHP | SWHC013-02 | DEER2020 | D20v1 | 2020-11-09 | Cap-Tons | 1 |  | None | 11900 | 1.5 | 614 | 27.6 | 0.0413 | 0 | [6 empty] | DEER:HVAC_Split-Package_AC | Annual
Any | NE-HVAC-airHP-SpltPkg-135to239kBtuh-11p5eer-3p2cop | RFF | New | CZ04 | cDXHP | SWHC013-02 | DEER2020 | D20v1 | 2020-11-09 | Cap-Tons | 1 |  | None | 11800 | 1.96 | 637 | 74.9 | 0.0696 | 0 | [6 empty] | DEER:HVAC_Split-Package_AC | Annual
Any | NE-HVAC-airHP-SpltPkg-135to239kBtuh-11p5eer-3p2cop | RFF | New | CZ05 | cDXHP | SWHC013-02 | DEER2020 | D20v1 | 2020-11-09 | Cap-Tons | 1 |  | None | 12900 | 1.42 | 653 | 26.7 | 0.0263 | 0 | [6 empty] | DEER:HVAC_Split-Package_AC | Annual
Any | NE-HVAC-airHP-SpltPkg-135to239kBtuh-11p5eer-3p2cop | RFF | New | CZ06 | cDXHP | SWHC013-02 | DEER2020 | D20v1 | 2020-11-09 | Cap-Tons | 1 |  | None | 9910 | 1.64 | 564 | 71.7 | 0.0548 | 0 | [6 empty] | DEER:HVAC_Split-Package_AC | Annual
Any | NE-HVAC-airHP-SpltPkg-135to239kBtuh-11p5eer-3p2cop | RFF | New | CZ07 | cDXHP | SWHC013-02 | DEER2020 | D20v1 | 2020-11-09 | Cap-Tons | 1 |  | None | 9910 | 1.39 | 582 | 65.8 | 0.0451 | 0 | [6 empty] | DEER:HVAC_Split-Package_AC | Annual
Any | NE-HVAC-airHP-SpltPkg-135to239kBtuh-11p5eer-3p2cop | RFF | New | CZ08 | cDXHP | SWHC013-02 | DEER2020 | D20v1 | 2020-11-09 | Cap-Tons | 1 |  | None | 9160 | 1.5 | 616 | 108 | 0.0625 | 0 | [6 empty] | DEER:HVAC_Split-Package_AC | Annual
Any | NE-HVAC-airHP-SpltPkg-135to239kBtuh-11p5eer-3p2cop | RFF | New | CZ09 | cDXHP | SWHC013-02 | DEER2020 | D20v1 | 2020-11-09 | Cap-Tons | 1 |  | None | 7950 | 1.65 | 466 | 91.5 | 0.0732 | 0 | [6 empty] | DEER:HVAC_Split-Package_AC | Annual
Any | NE-HVAC-airHP-SpltPkg-135to239kBtuh-11p5eer-3p2cop | RFF | New | CZ10 | cDXHP | SWHC013-02 | DEER2020 | D20v1 | 2020-11-09 | Cap-Tons | 1 |  | None | 8430 | 1.64 | 521 | 111 | 0.0805 | 0 | [6 empty] | DEER:HVAC_Split-Package_AC | Annual
Any | NE-HVAC-airHP-SpltPkg-135to239kBtuh-11p5eer-3p2cop | RFF | New | CZ11 | cDXHP | SWHC013-02 | DEER2020 | D20v1 | 2020-11-09 | Cap-Tons | 1 |  | None | 8940 | 1.86 | 484 | 111 | 0.0804 | 0 | [6 empty] | DEER:HVAC_Split-Package_AC | Annual
Any | NE-HVAC-airHP-SpltPkg-135to239kBtuh-11p5eer-3p2cop | RFF | New | CZ12 | cDXHP | SWHC013-02 | DEER2020 | D20v1 | 2020-11-09 | Cap-Tons | 1 |  | None | 10200 | 2.05 | 535 | 91.5 | 0.0836 | 0 | [6 empty] | DEER:HVAC_Split-Package_AC | Annual
Any | NE-HVAC-airHP-SpltPkg-135to239kBtuh-11p5eer-3p2cop | RFF | New | CZ13 | cDXHP | SWHC013-02 | DEER2020 | D20v1 | 2020-11-09 | Cap-Tons | 1 |  | None | 8740 | 1.72 | 475 | 118 | 0.0764 | 0 | [6 empty] | DEER:HVAC_Split-Package_AC | Annual
Any | NE-HVAC-airHP-SpltPkg-135to239kBtuh-11p5eer-3p2cop | RFF | New | CZ14 | cDXHP | SWHC013-02 | DEER2020 | D20v1 | 2020-11-09 | Cap-Tons | 1 |  | None | 9440 | 1.68 | 481 | 109 | 0.0661 | 0 | [6 empty] | DEER:HVAC_Split-Package_AC | Annual
Any | NE-HVAC-airHP-SpltPkg-135to239kBtuh-11p5eer-3p2cop | RFF | New | CZ15 | cDXHP | SWHC013-02 | DEER2020 | D20v1 | 2020-11-09 | Cap-Tons | 1 |  | None | 7170 | 1.65 | 350 | 173 | 0.0685 | 0 | [6 empty] | DEER:HVAC_Split-Package_AC | Annual
Any | NE-HVAC-airHP-SpltPkg-135to239kBtuh-11p5eer-3p2cop | RFF | New | CZ16 | cDXHP | SWHC013-02 | DEER2020 | D20v1 | 2020-11-09 | Cap-Tons | 1 |  | None | 14500 | 1.56 | 585 | 45.3 | 0.0479 | 0 | [6 empty] | DEER:HVAC_Split-Package_AC | Annual
Any | NE-HVAC-airHP-SpltPkg-135to239kBtuh-11p5eer-3p2cop | RSD | Ex | CZ01 | cDXHP | SWHC013-02 | DEER2020 | D20v1 | 2020-11-09 | Cap-Tons | 1 |  | None | 126 | 0.0176 | 0 | 9.47 | 0.011 | 0 | [6 empty] | DEER:HVAC_Split-Package_AC | Annual
Any | NE-HVAC-airHP-SpltPkg-135to239kBtuh-11p5eer-3p2cop | RSD | Ex | CZ02 | cDXHP | SWHC013-02 | DEER2020 | D20v1 | 2020-11-09 | Cap-Tons | 1 |  | None | 220 | 0.116 | 0 | 86.3 | 0.083 | 0 | [6 empty] | DEER:HVAC_Split-Package_AC | Annual
Any | NE-HVAC-airHP-SpltPkg-135to239kBtuh-11p5eer-3p2cop | RSD | Ex | CZ03 | cDXHP | SWHC013-02 | DEER2020 | D20v1 | 2020-11-09 | Cap-Tons | 1 |  | None | 115 | 0.0673 | 0 | 33.5 | 0.0395 | 0 | [6 empty] | DEER:HVAC_Split-Package_AC | Annual
Any | NE-HVAC-airHP-SpltPkg-135to239kBtuh-11p5eer-3p2cop | RSD | Ex | CZ04 | cDXHP | SWHC013-02 | DEER2020 | D20v1 | 2020-11-09 | Cap-Tons | 1 |  | None | 222 | 0.108 | 0 | 98.8 | 0.0746 | 0 | [6 empty] | DEER:HVAC_Split-Package_AC | Annual
Any | NE-HVAC-airHP-SpltPkg-135to239kBtuh-11p5eer-3p2cop | RSD | Ex | CZ05 | cDXHP | SWHC013-02 | DEER2020 | D20v1 | 2020-11-09 | Cap-Tons | 1 |  | None | 112 | 0.0375 | 0 | 33.2 | 0.0243 | 0 | [6 empty] | DEER:HVAC_Split-Package_AC | Annual
Any | NE-HVAC-airHP-SpltPkg-135to239kBtuh-11p5eer-3p2cop | RSD | Ex | CZ06 | cDXHP | SWHC013-02 | DEER2020 | D20v1 | 2020-11-09 | Cap-Tons | 1 |  | None | 291 | 0.1 | 0 | 73.2 | 0.0554 | 0 | [6 empty] | DEER:HVAC_Split-Package_AC | Annual
Any | NE-HVAC-airHP-SpltPkg-135to239kBtuh-11p5eer-3p2cop | RSD | Ex | CZ07 | cDXHP | SWHC013-02 | DEER2020 | D20v1 | 2020-11-09 | Cap-Tons | 1 |  | None | 91.9 | 0.0642 | 0 | 64.2 | 0.0418 | 0 | [6 empty] | DEER:HVAC_Split-Package_AC | Annual
Any | NE-HVAC-airHP-SpltPkg-135to239kBtuh-11p5eer-3p2cop | RSD | Ex | CZ08 | cDXHP | SWHC013-02 | DEER2020 | D20v1 | 2020-11-09 | Cap-Tons | 1 |  | None | 189 | 0.0973 | 0 | 111 | 0.0586 | 0 | [6 empty] | DEER:HVAC_Split-Package_AC | Annual
Any | NE-HVAC-airHP-SpltPkg-135to239kBtuh-11p5eer-3p2cop | RSD | Ex | CZ09 | cDXHP | SWHC013-02 | DEER2020 | D20v1 | 2020-11-09 | Cap-Tons | 1 |  | None | 361 | 0.122 | 0 | 94.5 | 0.0797 | 0 | [6 empty] | DEER:HVAC_Split-Package_AC | Annual
Any | NE-HVAC-airHP-SpltPkg-135to239kBtuh-11p5eer-3p2cop | RSD | Ex | CZ10 | cDXHP | SWHC013-02 | DEER2020 | D20v1 | 2020-11-09 | Cap-Tons | 1 |  | None | 353 | 0.123 | 0 | 115 | 0.086 | 0 | [6 empty] | DEER:HVAC_Split-Package_AC | Annual
Any | NE-HVAC-airHP-SpltPkg-135to239kBtuh-11p5eer-3p2cop | RSD | Ex | CZ11 | cDXHP | SWHC013-02 | DEER2020 | D20v1 | 2020-11-09 | Cap-Tons | 1 |  | None | 414 | 0.139 | 0 | 112 | 0.0884 | 0 | [6 empty] | DEER:HVAC_Split-Package_AC | Annual
Any | NE-HVAC-airHP-SpltPkg-135to239kBtuh-11p5eer-3p2cop | RSD | Ex | CZ12 | cDXHP | SWHC013-02 | DEER2020 | D20v1 | 2020-11-09 | Cap-Tons | 1 |  | None | 258 | 0.127 | 0 | 98.5 | 0.0918 | 0 | [6 empty] | DEER:HVAC_Split-Package_AC | Annual
Any | NE-HVAC-airHP-SpltPkg-135to239kBtuh-11p5eer-3p2cop | RSD | Ex | CZ13 | cDXHP | SWHC013-02 | DEER2020 | D20v1 | 2020-11-09 | Cap-Tons | 1 |  | None | 428 | 0.13 | 0 | 116 | 0.0858 | 0 | [6 empty] | DEER:HVAC_Split-Package_AC | Annual
Any | NE-HVAC-airHP-SpltPkg-135to239kBtuh-11p5eer-3p2cop | RSD | Ex | CZ14 | cDXHP | SWHC013-02 | DEER2020 | D20v1 | 2020-11-09 | Cap-Tons | 1 |  | None | 434 | 0.162 | 0 | 110 | 0.0698 | 0 | [6 empty] | DEER:HVAC_Split-Package_AC | Annual
Any | NE-HVAC-airHP-SpltPkg-135to239kBtuh-11p5eer-3p2cop | RSD | Ex | CZ15 | cDXHP | SWHC013-02 | DEER2020 | D20v1 | 2020-11-09 | Cap-Tons | 1 |  | None | 451 | 0.18 | 0 | 169 | 0.0745 | 0 | [6 empty] | DEER:HVAC_Split-Package_AC | Annual
Any | NE-HVAC-airHP-SpltPkg-135to239kBtuh-11p5eer-3p2cop | RSD | Ex | CZ16 | cDXHP | SWHC013-02 | DEER2020 | D20v1 | 2020-11-09 | Cap-Tons | 1 |  | None | 382 | 0.126 | 0 | 41.1 | 0.0451 | 0 | [6 empty] | DEER:HVAC_Split-Package_AC | Annual
Any | NE-HVAC-airHP-SpltPkg-135to239kBtuh-11p5eer-3p2cop | RSD | New | CZ01 | cDXHP | SWHC013-02 | DEER2020 | D20v1 | 2020-11-09 | Cap-Tons | 1 |  | None | 11600 | 1.6 | 759 | 5.47 | 0.0096 | 0 | [6 empty] | DEER:HVAC_Split-Package_AC | Annual
Any | NE-HVAC-airHP-SpltPkg-135to239kBtuh-11p5eer-3p2cop | RSD | New | CZ02 | cDXHP | SWHC013-02 | DEER2020 | D20v1 | 2020-11-09 | Cap-Tons | 1 |  | None | 9780 | 1.95 | 706 | 71.5 | 0.0796 | 0 | [6 empty] | DEER:HVAC_Split-Package_AC | Annual
Any | NE-HVAC-airHP-SpltPkg-135to239kBtuh-11p5eer-3p2cop | RSD | New | CZ03 | cDXHP | SWHC013-02 | DEER2020 | D20v1 | 2020-11-09 | Cap-Tons | 1 |  | None | 10200 | 1.72 | 696 | 31.5 | 0.0417 | 0 | [6 empty] | DEER:HVAC_Split-Package_AC | Annual
Any | NE-HVAC-airHP-SpltPkg-135to239kBtuh-11p5eer-3p2cop | RSD | New | CZ04 | cDXHP | SWHC013-02 | DEER2020 | D20v1 | 2020-11-09 | Cap-Tons | 1 |  | None | 9820 | 1.87 | 712 | 79.5 | 0.0713 | 0 | [6 empty] | DEER:HVAC_Split-Package_AC | Annual
Any | NE-HVAC-airHP-SpltPkg-135to239kBtuh-11p5eer-3p2cop | RSD | New | CZ05 | cDXHP | SWHC013-02 | DEER2020 | D20v1 | 2020-11-09 | Cap-Tons | 1 |  | None | 10400 | 1.59 | 714 | 28.9 | 0.0256 | 0 | [6 empty] | DEER:HVAC_Split-Package_AC | Annual
Any | NE-HVAC-airHP-SpltPkg-135to239kBtuh-11p5eer-3p2cop | RSD | New | CZ06 | cDXHP | SWHC013-02 | DEER2020 | D20v1 | 2020-11-09 | Cap-Tons | 1 |  | None | 9230 | 1.77 | 631 | 76.8 | 0.0572 | 0 | [6 empty] | DEER:HVAC_Split-Package_AC | Annual
Any | NE-HVAC-airHP-SpltPkg-135to239kBtuh-11p5eer-3p2cop | RSD | New | CZ07 | cDXHP | SWHC013-02 | DEER2020 | D20v1 | 2020-11-09 | Cap-Tons | 1 |  | None | 9270 | 1.62 | 649 | 66.7 | 0.0456 | 0 | [6 empty] | DEER:HVAC_Split-Package_AC | Annual
Any | NE-HVAC-airHP-SpltPkg-135to239kBtuh-11p5eer-3p2cop | RSD | New | CZ08 | cDXHP | SWHC013-02 | DEER2020 | D20v1 | 2020-11-09 | Cap-Tons | 1 |  | None | 8680 | 1.58 | 607 | 97 | 0.0563 | 0 | [6 empty] | DEER:HVAC_Split-Package_AC | Annual
Any | NE-HVAC-airHP-SpltPkg-135to239kBtuh-11p5eer-3p2cop | RSD | New | CZ09 | cDXHP | SWHC013-02 | DEER2020 | D20v1 | 2020-11-09 | Cap-Tons | 1 |  | None | 6960 | 1.64 | 473 | 86.3 | 0.0695 | 0 | [6 empty] | DEER:HVAC_Split-Package_AC | Annual
Any | NE-HVAC-airHP-SpltPkg-135to239kBtuh-11p5eer-3p2cop | RSD | New | CZ10 | cDXHP | SWHC013-02 | DEER2020 | D20v1 | 2020-11-09 | Cap-Tons | 1 |  | None | 8000 | 1.76 | 521 | 103 | 0.074 | 0 | [6 empty] | DEER:HVAC_Split-Package_AC | Annual
Any | NE-HVAC-airHP-SpltPkg-135to239kBtuh-11p5eer-3p2cop | RSD | New | CZ11 | cDXHP | SWHC013-02 | DEER2020 | D20v1 | 2020-11-09 | Cap-Tons | 1 |  | None | 7400 | 1.77 | 470 | 98.3 | 0.0752 | 0 | [6 empty] | DEER:HVAC_Split-Package_AC | Annual
Any | NE-HVAC-airHP-SpltPkg-135to239kBtuh-11p5eer-3p2cop | RSD | New | CZ12 | cDXHP | SWHC013-02 | DEER2020 | D20v1 | 2020-11-09 | Cap-Tons | 1 |  | None | 8180 | 1.84 | 535 | 87 | 0.0802 | 0 | [6 empty] | DEER:HVAC_Split-Package_AC | Annual
Any | NE-HVAC-airHP-SpltPkg-135to239kBtuh-11p5eer-3p2cop | RSD | New | CZ13 | cDXHP | SWHC013-02 | DEER2020 | D20v1 | 2020-11-09 | Cap-Tons | 1 |  | None | 7300 | 1.66 | 463 | 103 | 0.0728 | 0 | [6 empty] | DEER:HVAC_Split-Package_AC | Annual
Any | NE-HVAC-airHP-SpltPkg-135to239kBtuh-11p5eer-3p2cop | RSD | New | CZ14 | cDXHP | SWHC013-02 | DEER2020 | D20v1 | 2020-11-09 | Cap-Tons | 1 |  | None | 7220 | 1.51 | 459 | 96.2 | 0.0599 | 0 | [6 empty] | DEER:HVAC_Split-Package_AC | Annual
Any | NE-HVAC-airHP-SpltPkg-135to239kBtuh-11p5eer-3p2cop | RSD | New | CZ15 | cDXHP | SWHC013-02 | DEER2020 | D20v1 | 2020-11-09 | Cap-Tons | 1 |  | None | 6170 | 1.42 | 347 | 145 | 0.0637 | 0 | [6 empty] | DEER:HVAC_Split-Package_AC | Annual
Any | NE-HVAC-airHP-SpltPkg-135to239kBtuh-11p5eer-3p2cop | RSD | New | CZ16 | cDXHP | SWHC013-02 | DEER2020 | D20v1 | 2020-11-09 | Cap-Tons | 1 |  | None | 11100 | 1.68 | 655 | 43.5 | 0.0479 | 0 | [6 empty] | DEER:HVAC_Split-Package_AC | Annual
Any | NE-HVAC-airHP-SpltPkg-135to239kBtuh-11p5eer-3p2cop | Rt3 | Ex | CZ01 | cDXHP | SWHC013-02 | DEER2020 | D20v1 | 2020-11-09 | Cap-Tons | 1 |  | None | 389 | 0.0374 | 0 | 15.8 | 0.0226 | 0 | [6 empty] | DEER:HVAC_Split-Package_AC | Annual
Any | NE-HVAC-airHP-SpltPkg-135to239kBtuh-11p5eer-3p2cop | Rt3 | Ex | CZ02 | cDXHP | SWHC013-02 | DEER2020 | D20v1 | 2020-11-09 | Cap-Tons | 1 |  | None | 411 | 0.156 | 0 | 77.7 | 0.0747 | 0 | [6 empty] | DEER:HVAC_Split-Package_AC | Annual
Any | NE-HVAC-airHP-SpltPkg-135to239kBtuh-11p5eer-3p2cop | Rt3 | Ex | CZ03 | cDXHP | SWHC013-02 | DEER2020 | D20v1 | 2020-11-09 | Cap-Tons | 1 |  | None | 301 | 0.118 | 0 | 49.1 | 0.052 | 0 | [6 empty] | DEER:HVAC_Split-Package_AC | Annual
Any | NE-HVAC-airHP-SpltPkg-135to239kBtuh-11p5eer-3p2cop | Rt3 | Ex | CZ04 | cDXHP | SWHC013-02 | DEER2020 | D20v1 | 2020-11-09 | Cap-Tons | 1 |  | None | 383 | 0.148 | 0 | 84.2 | 0.0681 | 0 | [6 empty] | DEER:HVAC_Split-Package_AC | Annual
Any | NE-HVAC-airHP-SpltPkg-135to239kBtuh-11p5eer-3p2cop | Rt3 | Ex | CZ05 | cDXHP | SWHC013-02 | DEER2020 | D20v1 | 2020-11-09 | Cap-Tons | 1 |  | None | 294 | 0.0822 | 0 | 50.2 | 0.0356 | 0 | [6 empty] | DEER:HVAC_Split-Package_AC | Annual
Any | NE-HVAC-airHP-SpltPkg-135to239kBtuh-11p5eer-3p2cop | Rt3 | Ex | CZ06 | cDXHP | SWHC013-02 | DEER2020 | D20v1 | 2020-11-09 | Cap-Tons | 1 |  | None | 339 | 0.124 | 0 | 102 | 0.0658 | 0 | [6 empty] | DEER:HVAC_Split-Package_AC | Annual
Any | NE-HVAC-airHP-SpltPkg-135to239kBtuh-11p5eer-3p2cop | Rt3 | Ex | CZ07 | cDXHP | SWHC013-02 | DEER2020 | D20v1 | 2020-11-09 | Cap-Tons | 1 |  | None | 274 | 0.123 | 0 | 95 | 0.0572 | 0 | [6 empty] | DEER:HVAC_Split-Package_AC | Annual
Any | NE-HVAC-airHP-SpltPkg-135to239kBtuh-11p5eer-3p2cop | Rt3 | Ex | CZ08 | cDXHP | SWHC013-02 | DEER2020 | D20v1 | 2020-11-09 | Cap-Tons | 1 |  | None | 374 | 0.138 | 0 | 108 | 0.0606 | 0 | [6 empty] | DEER:HVAC_Split-Package_AC | Annual
Any | NE-HVAC-airHP-SpltPkg-135to239kBtuh-11p5eer-3p2cop | Rt3 | Ex | CZ09 | cDXHP | SWHC013-02 | DEER2020 | D20v1 | 2020-11-09 | Cap-Tons | 1 |  | None | 433 | 0.161 | 0 | 91.4 | 0.0692 | 0 | [6 empty] | DEER:HVAC_Split-Package_AC | Annual
Any | NE-HVAC-airHP-SpltPkg-135to239kBtuh-11p5eer-3p2cop | Rt3 | Ex | CZ10 | cDXHP | SWHC013-02 | DEER2020 | D20v1 | 2020-11-09 | Cap-Tons | 1 |  | None | 449 | 0.168 | 0 | 107 | 0.0741 | 0 | [6 empty] | DEER:HVAC_Split-Package_AC | Annual
Any | NE-HVAC-airHP-SpltPkg-135to239kBtuh-11p5eer-3p2cop | Rt3 | Ex | CZ11 | cDXHP | SWHC013-02 | DEER2020 | D20v1 | 2020-11-09 | Cap-Tons | 1 |  | None | 499 | 0.178 | 0 | 99.9 | 0.0751 | 0 | [6 empty] | DEER:HVAC_Split-Package_AC | Annual
Any | NE-HVAC-airHP-SpltPkg-135to239kBtuh-11p5eer-3p2cop | Rt3 | Ex | CZ12 | cDXHP | SWHC013-02 | DEER2020 | D20v1 | 2020-11-09 | Cap-Tons | 1 |  | None | 471 | 0.184 | 0 | 89 | 0.0744 | 0 | [6 empty] | DEER:HVAC_Split-Package_AC | Annual
Any | NE-HVAC-airHP-SpltPkg-135to239kBtuh-11p5eer-3p2cop | Rt3 | Ex | CZ13 | cDXHP | SWHC013-02 | DEER2020 | D20v1 | 2020-11-09 | Cap-Tons | 1 |  | None | 497 | 0.183 | 0 | 105 | 0.0703 | 0 | [6 empty] | DEER:HVAC_Split-Package_AC | Annual
Any | NE-HVAC-airHP-SpltPkg-135to239kBtuh-11p5eer-3p2cop | Rt3 | Ex | CZ14 | cDXHP | SWHC013-02 | DEER2020 | D20v1 | 2020-11-09 | Cap-Tons | 1 |  | None | 503 | 0.178 | 0 | 101 | 0.0627 | 0 | [6 empty] | DEER:HVAC_Split-Package_AC | Annual
Any | NE-HVAC-airHP-SpltPkg-135to239kBtuh-11p5eer-3p2cop | Rt3 | Ex | CZ15 | cDXHP | SWHC013-02 | DEER2020 | D20v1 | 2020-11-09 | Cap-Tons | 1 |  | None | 574 | 0.206 | 0 | 149 | 0.0669 | 0 | [6 empty] | DEER:HVAC_Split-Package_AC | Annual
Any | NE-HVAC-airHP-SpltPkg-135to239kBtuh-11p5eer-3p2cop | Rt3 | Ex | CZ16 | cDXHP | SWHC013-02 | DEER2020 | D20v1 | 2020-11-09 | Cap-Tons | 1 |  | None | 549 | 0.121 | 0 | 58.3 | 0.0554 | 0 | [6 empty] | DEER:HVAC_Split-Package_AC | Annual
Any | NE-HVAC-airHP-SpltPkg-135to239kBtuh-11p5eer-3p2cop | Rt3 | New | CZ01 | cDXHP | SWHC013-02 | DEER2020 | D20v1 | 2020-11-09 | Cap-Tons | 1 |  | None | -6.99 | 0.00554 | 0 | 13.4 | 0.0205 | 0 | [6 empty] | DEER:HVAC_Split-Package_AC | Annual
Any | NE-HVAC-airHP-SpltPkg-135to239kBtuh-11p5eer-3p2cop | Rt3 | New | CZ02 | cDXHP | SWHC013-02 | DEER2020 | D20v1 | 2020-11-09 | Cap-Tons | 1 |  | None | 20.5 | 0.0584 | 0 | 71.9 | 0.0732 | 0 | [6 empty] | DEER:HVAC_Split-Package_AC | Annual
Any | NE-HVAC-airHP-SpltPkg-135to239kBtuh-11p5eer-3p2cop | Rt3 | New | CZ03 | cDXHP | SWHC013-02 | DEER2020 | D20v1 | 2020-11-09 | Cap-Tons | 1 |  | None | 6.61 | 0.0284 | 0 | 43.3 | 0.0503 | 0 | [6 empty] | DEER:HVAC_Split-Package_AC | Annual
Any | NE-HVAC-airHP-SpltPkg-135to239kBtuh-11p5eer-3p2cop | Rt3 | New | CZ04 | cDXHP | SWHC013-02 | DEER2020 | D20v1 | 2020-11-09 | Cap-Tons | 1 |  | None | 24 | 0.049 | 0 | 78.2 | 0.067 | 0 | [6 empty] | DEER:HVAC_Split-Package_AC | Annual
Any | NE-HVAC-airHP-SpltPkg-135to239kBtuh-11p5eer-3p2cop | Rt3 | New | CZ05 | cDXHP | SWHC013-02 | DEER2020 | D20v1 | 2020-11-09 | Cap-Tons | 1 |  | None | 5.85 | 0.01 | 0 | 43.5 | 0.0337 | 0 | [6 empty] | DEER:HVAC_Split-Package_AC | Annual
Any | NE-HVAC-airHP-SpltPkg-135to239kBtuh-11p5eer-3p2cop | Rt3 | New | CZ06 | cDXHP | SWHC013-02 | DEER2020 | D20v1 | 2020-11-09 | Cap-Tons | 1 |  | None | 39.8 | 0.0403 | 0 | 94.2 | 0.0651 | 0 | [6 empty] | DEER:HVAC_Split-Package_AC | Annual
Any | NE-HVAC-airHP-SpltPkg-135to239kBtuh-11p5eer-3p2cop | Rt3 | New | CZ07 | cDXHP | SWHC013-02 | DEER2020 | D20v1 | 2020-11-09 | Cap-Tons | 1 |  | None | 38 | 0.0404 | 0 | 87 | 0.0563 | 0 | [6 empty] | DEER:HVAC_Split-Package_AC | Annual
Any | NE-HVAC-airHP-SpltPkg-135to239kBtuh-11p5eer-3p2cop | Rt3 | New | CZ08 | cDXHP | SWHC013-02 | DEER2020 | D20v1 | 2020-11-09 | Cap-Tons | 1 |  | None | 39.4 | 0.0413 | 0 | 102 | 0.0599 | 0 | [6 empty] | DEER:HVAC_Split-Package_AC | Annual
Any | NE-HVAC-airHP-SpltPkg-135to239kBtuh-11p5eer-3p2cop | Rt3 | New | CZ09 | cDXHP | SWHC013-02 | DEER2020 | D20v1 | 2020-11-09 | Cap-Tons | 1 |  | None | 28.4 | 0.0494 | 0 | 86 | 0.068 | 0 | [6 empty] | DEER:HVAC_Split-Package_AC | Annual
Any | NE-HVAC-airHP-SpltPkg-135to239kBtuh-11p5eer-3p2cop | Rt3 | New | CZ10 | cDXHP | SWHC013-02 | DEER2020 | D20v1 | 2020-11-09 | Cap-Tons | 1 |  | None | 38.9 | 0.0599 | 0 | 102 | 0.0729 | 0 | [6 empty] | DEER:HVAC_Split-Package_AC | Annual
Any | NE-HVAC-airHP-SpltPkg-135to239kBtuh-11p5eer-3p2cop | Rt3 | New | CZ11 | cDXHP | SWHC013-02 | DEER2020 | D20v1 | 2020-11-09 | Cap-Tons | 1 |  | None | 31.5 | 0.046 | 0 | 96.6 | 0.0732 | 0 | [6 empty] | DEER:HVAC_Split-Package_AC | Annual
Any | NE-HVAC-airHP-SpltPkg-135to239kBtuh-11p5eer-3p2cop | Rt3 | New | CZ12 | cDXHP | SWHC013-02 | DEER2020 | D20v1 | 2020-11-09 | Cap-Tons | 1 |  | None | 26.5 | 0.0611 | 0 | 84.8 | 0.0727 | 0 | [6 empty] | DEER:HVAC_Split-Package_AC | Annual
Any | NE-HVAC-airHP-SpltPkg-135to239kBtuh-11p5eer-3p2cop | Rt3 | New | CZ13 | cDXHP | SWHC013-02 | DEER2020 | D20v1 | 2020-11-09 | Cap-Tons | 1 |  | None | 37.2 | 0.056 | 0 | 101 | 0.0683 | 0 | [6 empty] | DEER:HVAC_Split-Package_AC | Annual
Any | NE-HVAC-airHP-SpltPkg-135to239kBtuh-11p5eer-3p2cop | Rt3 | New | CZ14 | cDXHP | SWHC013-02 | DEER2020 | D20v1 | 2020-11-09 | Cap-Tons | 1 |  | None | 27 | 0.0353 | 0 | 97.6 | 0.0604 | 0 | [6 empty] | DEER:HVAC_Split-Package_AC | Annual
Any | NE-HVAC-airHP-SpltPkg-135to239kBtuh-11p5eer-3p2cop | Rt3 | New | CZ15 | cDXHP | SWHC013-02 | DEER2020 | D20v1 | 2020-11-09 | Cap-Tons | 1 |  | None | 70.1 | 0.0485 | 0 | 143 | 0.0647 | 0 | [6 empty] | DEER:HVAC_Split-Package_AC | Annual
Any | NE-HVAC-airHP-SpltPkg-135to239kBtuh-11p5eer-3p2cop | Rt3 | New | CZ16 | cDXHP | SWHC013-02 | DEER2020 | D20v1 | 2020-11-09 | Cap-Tons | 1 |  | None | 0.131 | 0.0174 | 0 | 57.2 | 0.0538 | 0 | [6 empty] | DEER:HVAC_Split-Package_AC | Annual
Any | NE-HVAC-airHP-SpltPkg-135to239kBtuh-11p5eer-3p2cop | RtL | Ex | CZ01 | cDXHP | SWHC013-02 | DEER2020 | D20v1 | 2020-11-09 | Cap-Tons | 1 |  | None | 531 | 0.0594 | 0 | 27 | 0.0245 | 0 | [6 empty] | DEER:HVAC_Split-Package_AC | Annual
Any | NE-HVAC-airHP-SpltPkg-135to239kBtuh-11p5eer-3p2cop | RtL | Ex | CZ02 | cDXHP | SWHC013-02 | DEER2020 | D20v1 | 2020-11-09 | Cap-Tons | 1 |  | None | 597 | 0.196 | 0 | 83.9 | 0.0751 | 0 | [6 empty] | DEER:HVAC_Split-Package_AC | Annual
Any | NE-HVAC-airHP-SpltPkg-135to239kBtuh-11p5eer-3p2cop | RtL | Ex | CZ03 | cDXHP | SWHC013-02 | DEER2020 | D20v1 | 2020-11-09 | Cap-Tons | 1 |  | None | 414 | 0.152 | 0 | 63.6 | 0.0517 | 0 | [6 empty] | DEER:HVAC_Split-Package_AC | Annual
Any | NE-HVAC-airHP-SpltPkg-135to239kBtuh-11p5eer-3p2cop | RtL | Ex | CZ04 | cDXHP | SWHC013-02 | DEER2020 | D20v1 | 2020-11-09 | Cap-Tons | 1 |  | None | 538 | 0.191 | 0 | 96 | 0.0685 | 0 | [6 empty] | DEER:HVAC_Split-Package_AC | Annual
Any | NE-HVAC-airHP-SpltPkg-135to239kBtuh-11p5eer-3p2cop | RtL | Ex | CZ05 | cDXHP | SWHC013-02 | DEER2020 | D20v1 | 2020-11-09 | Cap-Tons | 1 |  | None | 429 | 0.111 | 0 | 64.2 | 0.0347 | 0 | [6 empty] | DEER:HVAC_Split-Package_AC | Annual
Any | NE-HVAC-airHP-SpltPkg-135to239kBtuh-11p5eer-3p2cop | RtL | Ex | CZ06 | cDXHP | SWHC013-02 | DEER2020 | D20v1 | 2020-11-09 | Cap-Tons | 1 |  | None | 473 | 0.156 | 0 | 120 | 0.0672 | 0 | [6 empty] | DEER:HVAC_Split-Package_AC | Annual
Any | NE-HVAC-airHP-SpltPkg-135to239kBtuh-11p5eer-3p2cop | RtL | Ex | CZ07 | cDXHP | SWHC013-02 | DEER2020 | D20v1 | 2020-11-09 | Cap-Tons | 1 |  | None | 391 | 0.148 | 0 | 111 | 0.0565 | 0 | [6 empty] | DEER:HVAC_Split-Package_AC | Annual
Any | NE-HVAC-airHP-SpltPkg-135to239kBtuh-11p5eer-3p2cop | RtL | Ex | CZ08 | cDXHP | SWHC013-02 | DEER2020 | D20v1 | 2020-11-09 | Cap-Tons | 1 |  | None | 537 | 0.185 | 0 | 114 | 0.0578 | 0 | [6 empty] | DEER:HVAC_Split-Package_AC | Annual
Any | NE-HVAC-airHP-SpltPkg-135to239kBtuh-11p5eer-3p2cop | RtL | Ex | CZ09 | cDXHP | SWHC013-02 | DEER2020 | D20v1 | 2020-11-09 | Cap-Tons | 1 |  | None | 615 | 0.207 | 0 | 97.6 | 0.069 | 0 | [6 empty] | DEER:HVAC_Split-Package_AC | Annual
Any | NE-HVAC-airHP-SpltPkg-135to239kBtuh-11p5eer-3p2cop | RtL | Ex | CZ10 | cDXHP | SWHC013-02 | DEER2020 | D20v1 | 2020-11-09 | Cap-Tons | 1 |  | None | 638 | 0.212 | 0 | 115 | 0.0732 | 0 | [6 empty] | DEER:HVAC_Split-Package_AC | Annual
Any | NE-HVAC-airHP-SpltPkg-135to239kBtuh-11p5eer-3p2cop | RtL | Ex | CZ11 | cDXHP | SWHC013-02 | DEER2020 | D20v1 | 2020-11-09 | Cap-Tons | 1 |  | None | 733 | 0.216 | 0 | 107 | 0.0789 | 0 | [6 empty] | DEER:HVAC_Split-Package_AC | Annual
Any | NE-HVAC-airHP-SpltPkg-135to239kBtuh-11p5eer-3p2cop | RtL | Ex | CZ12 | cDXHP | SWHC013-02 | DEER2020 | D20v1 | 2020-11-09 | Cap-Tons | 1 |  | None | 671 | 0.216 | 0 | 95.4 | 0.0768 | 0 | [6 empty] | DEER:HVAC_Split-Package_AC | Annual
Any | NE-HVAC-airHP-SpltPkg-135to239kBtuh-11p5eer-3p2cop | RtL | Ex | CZ13 | cDXHP | SWHC013-02 | DEER2020 | D20v1 | 2020-11-09 | Cap-Tons | 1 |  | None | 733 | 0.222 | 0 | 112 | 0.0723 | 0 | [6 empty] | DEER:HVAC_Split-Package_AC | Annual
Any | NE-HVAC-airHP-SpltPkg-135to239kBtuh-11p5eer-3p2cop | RtL | Ex | CZ14 | cDXHP | SWHC013-02 | DEER2020 | D20v1 | 2020-11-09 | Cap-Tons | 1 |  | None | 740 | 0.228 | 0 | 108 | 0.0637 | 0 | [6 empty] | DEER:HVAC_Split-Package_AC | Annual
Any | NE-HVAC-airHP-SpltPkg-135to239kBtuh-11p5eer-3p2cop | RtL | Ex | CZ15 | cDXHP | SWHC013-02 | DEER2020 | D20v1 | 2020-11-09 | Cap-Tons | 1 |  | None | 812 | 0.251 | 0 | 157 | 0.0678 | 0 | [6 empty] | DEER:HVAC_Split-Package_AC | Annual
Any | NE-HVAC-airHP-SpltPkg-135to239kBtuh-11p5eer-3p2cop | RtL | Ex | CZ16 | cDXHP | SWHC013-02 | DEER2020 | D20v1 | 2020-11-09 | Cap-Tons | 1 |  | None | 912 | 0.167 | 0 | 62.5 | 0.0563 | 0 | [6 empty] | DEER:HVAC_Split-Package_AC | Annual
Any | NE-HVAC-airHP-SpltPkg-135to239kBtuh-11p5eer-3p2cop | RtS | Ex | CZ01 | cDXHP | SWHC013-02 | DEER2020 | D20v1 | 2020-11-09 | Cap-Tons | 1 |  | None | 352 | 0.0578 | 0 | 21.5 | 0.0166 | 0 | [6 empty] | DEER:HVAC_Split-Package_AC | Annual
Any | NE-HVAC-airHP-SpltPkg-135to239kBtuh-11p5eer-3p2cop | RtS | Ex | CZ02 | cDXHP | SWHC013-02 | DEER2020 | D20v1 | 2020-11-09 | Cap-Tons | 1 |  | None | 438 | 0.223 | 0 | 77.1 | 0.0697 | 0 | [6 empty] | DEER:HVAC_Split-Package_AC | Annual
Any | NE-HVAC-airHP-SpltPkg-135to239kBtuh-11p5eer-3p2cop | RtS | Ex | CZ03 | cDXHP | SWHC013-02 | DEER2020 | D20v1 | 2020-11-09 | Cap-Tons | 1 |  | None | 299 | 0.131 | 0 | 50.3 | 0.0418 | 0 | [6 empty] | DEER:HVAC_Split-Package_AC | Annual
Any | NE-HVAC-airHP-SpltPkg-135to239kBtuh-11p5eer-3p2cop | RtS | Ex | CZ04 | cDXHP | SWHC013-02 | DEER2020 | D20v1 | 2020-11-09 | Cap-Tons | 1 |  | None | 419 | 0.209 | 0 | 81.4 | 0.0594 | 0 | [6 empty] | DEER:HVAC_Split-Package_AC | Annual
Any | NE-HVAC-airHP-SpltPkg-135to239kBtuh-11p5eer-3p2cop | RtS | Ex | CZ05 | cDXHP | SWHC013-02 | DEER2020 | D20v1 | 2020-11-09 | Cap-Tons | 1 |  | None | 303 | 0.0976 | 0 | 51.2 | 0.0265 | 0 | [6 empty] | DEER:HVAC_Split-Package_AC | Annual
Any | NE-HVAC-airHP-SpltPkg-135to239kBtuh-11p5eer-3p2cop | RtS | Ex | CZ06 | cDXHP | SWHC013-02 | DEER2020 | D20v1 | 2020-11-09 | Cap-Tons | 1 |  | None | 339 | 0.155 | 0 | 92.4 | 0.0572 | 0 | [6 empty] | DEER:HVAC_Split-Package_AC | Annual
Any | NE-HVAC-airHP-SpltPkg-135to239kBtuh-11p5eer-3p2cop | RtS | Ex | CZ07 | cDXHP | SWHC013-02 | DEER2020 | D20v1 | 2020-11-09 | Cap-Tons | 1 |  | None | 314 | 0.139 | 0 | 92.4 | 0.0467 | 0 | [6 empty] | DEER:HVAC_Split-Package_AC | Annual
Any | NE-HVAC-airHP-SpltPkg-135to239kBtuh-11p5eer-3p2cop | RtS | Ex | CZ08 | cDXHP | SWHC013-02 | DEER2020 | D20v1 | 2020-11-09 | Cap-Tons | 1 |  | None | 405 | 0.179 | 0 | 103 | 0.0527 | 0 | [6 empty] | DEER:HVAC_Split-Package_AC | Annual
Any | NE-HVAC-airHP-SpltPkg-135to239kBtuh-11p5eer-3p2cop | RtS | Ex | CZ09 | cDXHP | SWHC013-02 | DEER2020 | D20v1 | 2020-11-09 | Cap-Tons | 1 |  | None | 422 | 0.205 | 0 | 90.6 | 0.0638 | 0 | [6 empty] | DEER:HVAC_Split-Package_AC | Annual
Any | NE-HVAC-airHP-SpltPkg-135to239kBtuh-11p5eer-3p2cop | RtS | Ex | CZ10 | cDXHP | SWHC013-02 | DEER2020 | D20v1 | 2020-11-09 | Cap-Tons | 1 |  | None | 491 | 0.237 | 0 | 106 | 0.0686 | 0 | [6 empty] | DEER:HVAC_Split-Package_AC | Annual
Any | NE-HVAC-airHP-SpltPkg-135to239kBtuh-11p5eer-3p2cop | RtS | Ex | CZ11 | cDXHP | SWHC013-02 | DEER2020 | D20v1 | 2020-11-09 | Cap-Tons | 1 |  | None | 537 | 0.264 | 0 | 99.8 | 0.0764 | 0 | [6 empty] | DEER:HVAC_Split-Package_AC | Annual
Any | NE-HVAC-airHP-SpltPkg-135to239kBtuh-11p5eer-3p2cop | RtS | Ex | CZ12 | cDXHP | SWHC013-02 | DEER2020 | D20v1 | 2020-11-09 | Cap-Tons | 1 |  | None | 511 | 0.266 | 0 | 89.3 | 0.0716 | 0 | [6 empty] | DEER:HVAC_Split-Package_AC | Annual
Any | NE-HVAC-airHP-SpltPkg-135to239kBtuh-11p5eer-3p2cop | RtS | Ex | CZ13 | cDXHP | SWHC013-02 | DEER2020 | D20v1 | 2020-11-09 | Cap-Tons | 1 |  | None | 520 | 0.244 | 0 | 106 | 0.0679 | 0 | [6 empty] | DEER:HVAC_Split-Package_AC | Annual
Any | NE-HVAC-airHP-SpltPkg-135to239kBtuh-11p5eer-3p2cop | RtS | Ex | CZ14 | cDXHP | SWHC013-02 | DEER2020 | D20v1 | 2020-11-09 | Cap-Tons | 1 |  | None | 544 | 0.253 | 0 | 100 | 0.0613 | 0 | [6 empty] | DEER:HVAC_Split-Package_AC | Annual
Any | NE-HVAC-airHP-SpltPkg-135to239kBtuh-11p5eer-3p2cop | RtS | Ex | CZ15 | cDXHP | SWHC013-02 | DEER2020 | D20v1 | 2020-11-09 | Cap-Tons | 1 |  | None | 697 | 0.287 | 0 | 154 | 0.0688 | 0 | [6 empty] | DEER:HVAC_Split-Package_AC | Annual
Any | NE-HVAC-airHP-SpltPkg-135to239kBtuh-11p5eer-3p2cop | RtS | Ex | CZ16 | cDXHP | SWHC013-02 | DEER2020 | D20v1 | 2020-11-09 | Cap-Tons | 1 |  | None | 532 | 0.158 | 0 | 55.5 | 0.0479 | 0 | [6 empty] | DEER:HVAC_Split-Package_AC | Annual
Any | NE-HVAC-airHP-SpltPkg-135to239kBtuh-11p5eer-3p2cop | RtS | New | CZ01 | cDXHP | SWHC013-02 | DEER2020 | D20v1 | 2020-11-09 | Cap-Tons | 1 |  | None | -84.8 | -0.0271 | 0 | 6.21 | 0.00971 | 0 | [6 empty] | DEER:HVAC_Split-Package_AC | Annual
Any | NE-HVAC-airHP-SpltPkg-135to239kBtuh-11p5eer-3p2cop | RtS | New | CZ02 | cDXHP | SWHC013-02 | DEER2020 | D20v1 | 2020-11-09 | Cap-Tons | 1 |  | None | -72.7 | 0.0289 | 0 | 57.1 | 0.067 | 0 | [6 empty] | DEER:HVAC_Split-Package_AC | Annual
Any | NE-HVAC-airHP-SpltPkg-135to239kBtuh-11p5eer-3p2cop | RtS | New | CZ03 | cDXHP | SWHC013-02 | DEER2020 | D20v1 | 2020-11-09 | Cap-Tons | 1 |  | None | -116 | 0.00235 | 0 | 27.4 | 0.0396 | 0 | [6 empty] | DEER:HVAC_Split-Package_AC | Annual
Any | NE-HVAC-airHP-SpltPkg-135to239kBtuh-11p5eer-3p2cop | RtS | New | CZ04 | cDXHP | SWHC013-02 | DEER2020 | D20v1 | 2020-11-09 | Cap-Tons | 1 |  | None | -80.1 | 0.0241 | 0 | 62.2 | 0.0591 | 0 | [6 empty] | DEER:HVAC_Split-Package_AC | Annual
Any | NE-HVAC-airHP-SpltPkg-135to239kBtuh-11p5eer-3p2cop | RtS | New | CZ05 | cDXHP | SWHC013-02 | DEER2020 | D20v1 | 2020-11-09 | Cap-Tons | 1 |  | None | -119 | -0.0122 | 0 | 27.4 | 0.0228 | 0 | [6 empty] | DEER:HVAC_Split-Package_AC | Annual
Any | NE-HVAC-airHP-SpltPkg-135to239kBtuh-11p5eer-3p2cop | RtS | New | CZ06 | cDXHP | SWHC013-02 | DEER2020 | D20v1 | 2020-11-09 | Cap-Tons | 1 |  | None | -97.9 | 0.00567 | 0 | 70.2 | 0.0564 | 0 | [6 empty] | DEER:HVAC_Split-Package_AC | Annual
Any | NE-HVAC-airHP-SpltPkg-135to239kBtuh-11p5eer-3p2cop | RtS | New | CZ07 | cDXHP | SWHC013-02 | DEER2020 | D20v1 | 2020-11-09 | Cap-Tons | 1 |  | None | -119 | 0.00164 | 0 | 60.7 | 0.0453 | 0 | [6 empty] | DEER:HVAC_Split-Package_AC | Annual
Any | NE-HVAC-airHP-SpltPkg-135to239kBtuh-11p5eer-3p2cop | RtS | New | CZ08 | cDXHP | SWHC013-02 | DEER2020 | D20v1 | 2020-11-09 | Cap-Tons | 1 |  | None | -87.5 | 0.0179 | 0 | 81.5 | 0.052 | 0 | [6 empty] | DEER:HVAC_Split-Package_AC | Annual
Any | NE-HVAC-airHP-SpltPkg-135to239kBtuh-11p5eer-3p2cop | RtS | New | CZ09 | cDXHP | SWHC013-02 | DEER2020 | D20v1 | 2020-11-09 | Cap-Tons | 1 |  | None | -84.3 | 0 | 0 | 72.6 | 0.0621 | 0 | [6 empty] | DEER:HVAC_Split-Package_AC | Annual
Any | NE-HVAC-airHP-SpltPkg-135to239kBtuh-11p5eer-3p2cop | RtS | New | CZ10 | cDXHP | SWHC013-02 | DEER2020 | D20v1 | 2020-11-09 | Cap-Tons | 1 |  | None | -56.3 | 0.0226 | 0 | 87.1 | 0.067 | 0 | [6 empty] | DEER:HVAC_Split-Package_AC | Annual
Any | NE-HVAC-airHP-SpltPkg-135to239kBtuh-11p5eer-3p2cop | RtS | New | CZ11 | cDXHP | SWHC013-02 | DEER2020 | D20v1 | 2020-11-09 | Cap-Tons | 1 |  | None | -22.4 | 0.0774 | 0 | 86.9 | 0.0745 | 0 | [6 empty] | DEER:HVAC_Split-Package_AC | Annual
Any | NE-HVAC-airHP-SpltPkg-135to239kBtuh-11p5eer-3p2cop | RtS | New | CZ12 | cDXHP | SWHC013-02 | DEER2020 | D20v1 | 2020-11-09 | Cap-Tons | 1 |  | None | -52.3 | 0.04 | 0 | 74 | 0.0706 | 0 | [6 empty] | DEER:HVAC_Split-Package_AC | Annual
Any | NE-HVAC-airHP-SpltPkg-135to239kBtuh-11p5eer-3p2cop | RtS | New | CZ13 | cDXHP | SWHC013-02 | DEER2020 | D20v1 | 2020-11-09 | Cap-Tons | 1 |  | None | -33.8 | 0.0449 | 0 | 90.6 | 0.0657 | 0 | [6 empty] | DEER:HVAC_Split-Package_AC | Annual
Any | NE-HVAC-airHP-SpltPkg-135to239kBtuh-11p5eer-3p2cop | RtS | New | CZ14 | cDXHP | SWHC013-02 | DEER2020 | D20v1 | 2020-11-09 | Cap-Tons | 1 |  | None | -23.2 | 0.0682 | 0 | 87.9 | 0.0589 | 0 | [6 empty] | DEER:HVAC_Split-Package_AC | Annual
Any | NE-HVAC-airHP-SpltPkg-135to239kBtuh-11p5eer-3p2cop | RtS | New | CZ15 | cDXHP | SWHC013-02 | DEER2020 | D20v1 | 2020-11-09 | Cap-Tons | 1 |  | None | 31.4 | 0.0851 | 0 | 136 | 0.0653 | 0 | [6 empty] | DEER:HVAC_Split-Package_AC | Annual
Any | NE-HVAC-airHP-SpltPkg-135to239kBtuh-11p5eer-3p2cop | RtS | New | CZ16 | cDXHP | SWHC013-02 | DEER2020 | D20v1 | 2020-11-09 | Cap-Tons | 1 |  | None | -55.3 | 0.0116 | 0 | 40.7 | 0.045 | 0 | [6 empty] | DEER:HVAC_Split-Package_AC | Annual
Any | NE-HVAC-airHP-SpltPkg-135to239kBtuh-11p5eer-3p2cop | SCn | Ex | CZ01 | cDXHP | SWHC013-02 | DEER2020 | D20v1 | 2020-11-09 | Cap-Tons | 1 |  | None | 382 | 0.0346 | 0 | 4.34 | 0.00075 | 0 | [6 empty] | DEER:HVAC_Split-Package_AC | Annual
Any | NE-HVAC-airHP-SpltPkg-135to239kBtuh-11p5eer-3p2cop | SCn | Ex | CZ02 | cDXHP | SWHC013-02 | DEER2020 | D20v1 | 2020-11-09 | Cap-Tons | 1 |  | None | 409 | 0.144 | 0 | 19.5 | 0.0316 | 0 | [6 empty] | DEER:HVAC_Split-Package_AC | Annual
Any | NE-HVAC-airHP-SpltPkg-135to239kBtuh-11p5eer-3p2cop | SCn | Ex | CZ03 | cDXHP | SWHC013-02 | DEER2020 | D20v1 | 2020-11-09 | Cap-Tons | 1 |  | None | 241 | 0.0436 | 0 | 6.3 | 0.00639 | 0 | [6 empty] | DEER:HVAC_Split-Package_AC | Annual
Any | NE-HVAC-airHP-SpltPkg-135to239kBtuh-11p5eer-3p2cop | SCn | Ex | CZ04 | cDXHP | SWHC013-02 | DEER2020 | D20v1 | 2020-11-09 | Cap-Tons | 1 |  | None | 364 | 0.123 | 0 | 21.6 | 0.0257 | 0 | [6 empty] | DEER:HVAC_Split-Package_AC | Annual
Any | NE-HVAC-airHP-SpltPkg-135to239kBtuh-11p5eer-3p2cop | SCn | Ex | CZ05 | cDXHP | SWHC013-02 | DEER2020 | D20v1 | 2020-11-09 | Cap-Tons | 1 |  | None | 285 | 0.0401 | 0 | 6.49 | 0.00216 | 0 | [6 empty] | DEER:HVAC_Split-Package_AC | Annual
Any | NE-HVAC-airHP-SpltPkg-135to239kBtuh-11p5eer-3p2cop | SCn | Ex | CZ06 | cDXHP | SWHC013-02 | DEER2020 | D20v1 | 2020-11-09 | Cap-Tons | 1 |  | None | 279 | 0.0867 | 0 | 19 | 0.0218 | 0 | [6 empty] | DEER:HVAC_Split-Package_AC | Annual
Any | NE-HVAC-airHP-SpltPkg-135to239kBtuh-11p5eer-3p2cop | SCn | Ex | CZ07 | cDXHP | SWHC013-02 | DEER2020 | D20v1 | 2020-11-09 | Cap-Tons | 1 |  | None | 262 | 0.061 | 0 | 15.1 | 0.0145 | 0 | [6 empty] | DEER:HVAC_Split-Package_AC | Annual
Any | NE-HVAC-airHP-SpltPkg-135to239kBtuh-11p5eer-3p2cop | SCn | Ex | CZ08 | cDXHP | SWHC013-02 | DEER2020 | D20v1 | 2020-11-09 | Cap-Tons | 1 |  | None | 335 | 0.109 | 0 | 38.7 | 0.0276 | 0 | [6 empty] | DEER:HVAC_Split-Package_AC | Annual
Any | NE-HVAC-airHP-SpltPkg-135to239kBtuh-11p5eer-3p2cop | SCn | Ex | CZ09 | cDXHP | SWHC013-02 | DEER2020 | D20v1 | 2020-11-09 | Cap-Tons | 1 |  | None | 363 | 0.131 | 0 | 39 | 0.0378 | 0 | [6 empty] | DEER:HVAC_Split-Package_AC | Annual
Any | NE-HVAC-airHP-SpltPkg-135to239kBtuh-11p5eer-3p2cop | SCn | Ex | CZ10 | cDXHP | SWHC013-02 | DEER2020 | D20v1 | 2020-11-09 | Cap-Tons | 1 |  | None | 374 | 0.144 | 0 | 49.6 | 0.0415 | 0 | [6 empty] | DEER:HVAC_Split-Package_AC | Annual
Any | NE-HVAC-airHP-SpltPkg-135to239kBtuh-11p5eer-3p2cop | SCn | Ex | CZ11 | cDXHP | SWHC013-02 | DEER2020 | D20v1 | 2020-11-09 | Cap-Tons | 1 |  | None | 496 | 0.169 | 0 | 55.6 | 0.0431 | 0 | [6 empty] | DEER:HVAC_Split-Package_AC | Annual
Any | NE-HVAC-airHP-SpltPkg-135to239kBtuh-11p5eer-3p2cop | SCn | Ex | CZ12 | cDXHP | SWHC013-02 | DEER2020 | D20v1 | 2020-11-09 | Cap-Tons | 1 |  | None | 434 | 0.15 | 0 | 38 | 0.0388 | 0 | [6 empty] | DEER:HVAC_Split-Package_AC | Annual
Any | NE-HVAC-airHP-SpltPkg-135to239kBtuh-11p5eer-3p2cop | SCn | Ex | CZ13 | cDXHP | SWHC013-02 | DEER2020 | D20v1 | 2020-11-09 | Cap-Tons | 1 |  | None | 506 | 0.167 | 0 | 61.7 | 0.037 | 0 | [6 empty] | DEER:HVAC_Split-Package_AC | Annual
Any | NE-HVAC-airHP-SpltPkg-135to239kBtuh-11p5eer-3p2cop | SCn | Ex | CZ14 | cDXHP | SWHC013-02 | DEER2020 | D20v1 | 2020-11-09 | Cap-Tons | 1 |  | None | 477 | 0.144 | 0 | 60.5 | 0.0368 | 0 | [6 empty] | DEER:HVAC_Split-Package_AC | Annual
Any | NE-HVAC-airHP-SpltPkg-135to239kBtuh-11p5eer-3p2cop | SCn | Ex | CZ15 | cDXHP | SWHC013-02 | DEER2020 | D20v1 | 2020-11-09 | Cap-Tons | 1 |  | None | 541 | 0.165 | 0 | 103 | 0.0373 | 0 | [6 empty] | DEER:HVAC_Split-Package_AC | Annual
Any | NE-HVAC-airHP-SpltPkg-135to239kBtuh-11p5eer-3p2cop | SCn | Ex | CZ16 | cDXHP | SWHC013-02 | DEER2020 | D20v1 | 2020-11-09 | Cap-Tons | 1 |  | None | 417 | 0.0677 | 0 | 13.7 | 0.015 | 0 | [6 empty] | DEER:HVAC_Split-Package_AC | Annual
Any | NE-HVAC-airHP-SpltPkg-135to239kBtuh-11p5eer-3p2cop | SCn | New | CZ01 | cDXHP | SWHC013-02 | DEER2020 | D20v1 | 2020-11-09 | Cap-Tons | 1 |  | None | -111 | -0.0103 | 0 | 3.17 | 0.0006 | 0 | [6 empty] | DEER:HVAC_Split-Package_AC | Annual
Any | NE-HVAC-airHP-SpltPkg-135to239kBtuh-11p5eer-3p2cop | SCn | New | CZ02 | cDXHP | SWHC013-02 | DEER2020 | D20v1 | 2020-11-09 | Cap-Tons | 1 |  | None | -56.2 | 0.0179 | 0 | 14.4 | 0.028 | 0 | [6 empty] | DEER:HVAC_Split-Package_AC | Annual
Any | NE-HVAC-airHP-SpltPkg-135to239kBtuh-11p5eer-3p2cop | SCn | New | CZ03 | cDXHP | SWHC013-02 | DEER2020 | D20v1 | 2020-11-09 | Cap-Tons | 1 |  | None | -82.4 | -0.0131 | 0 | 4.01 | 0.00424 | 0 | [6 empty] | DEER:HVAC_Split-Package_AC | Annual
Any | NE-HVAC-airHP-SpltPkg-135to239kBtuh-11p5eer-3p2cop | SCn | New | CZ04 | cDXHP | SWHC013-02 | DEER2020 | D20v1 | 2020-11-09 | Cap-Tons | 1 |  | None | -93.6 | 0.0027 | 0 | 21.9 | 0.023 | 0 | [6 empty] | DEER:HVAC_Split-Package_AC | Annual
Any | NE-HVAC-airHP-SpltPkg-135to239kBtuh-11p5eer-3p2cop | SCn | New | CZ05 | cDXHP | SWHC013-02 | DEER2020 | D20v1 | 2020-11-09 | Cap-Tons | 1 |  | None | -76.1 | -0.00416 | 0 | 4.42 | 0.00137 | 0 | [6 empty] | DEER:HVAC_Split-Package_AC | Annual
Any | NE-HVAC-airHP-SpltPkg-135to239kBtuh-11p5eer-3p2cop | SCn | New | CZ06 | cDXHP | SWHC013-02 | DEER2020 | D20v1 | 2020-11-09 | Cap-Tons | 1 |  | None | -108 | -0.0038 | 0 | 13.8 | 0.0194 | 0 | [6 empty] | DEER:HVAC_Split-Package_AC | Annual
Any | NE-HVAC-airHP-SpltPkg-135to239kBtuh-11p5eer-3p2cop | SCn | New | CZ07 | cDXHP | SWHC013-02 | DEER2020 | D20v1 | 2020-11-09 | Cap-Tons | 1 |  | None | -106 | -0.0163 | 0 | 9.98 | 0.0123 | 0 | [6 empty] | DEER:HVAC_Split-Package_AC | Annual
Any | NE-HVAC-airHP-SpltPkg-135to239kBtuh-11p5eer-3p2cop | SCn | New | CZ08 | cDXHP | SWHC013-02 | DEER2020 | D20v1 | 2020-11-09 | Cap-Tons | 1 |  | None | -111 | 0.00336 | 0 | 32.2 | 0.0271 | 0 | [6 empty] | DEER:HVAC_Split-Package_AC | Annual
Any | NE-HVAC-airHP-SpltPkg-135to239kBtuh-11p5eer-3p2cop | SCn | New | CZ09 | cDXHP | SWHC013-02 | DEER2020 | D20v1 | 2020-11-09 | Cap-Tons | 1 |  | None | -134 | -0.0315 | 0 | 33.1 | 0.0368 | 0 | [6 empty] | DEER:HVAC_Split-Package_AC | Annual
Any | NE-HVAC-airHP-SpltPkg-135to239kBtuh-11p5eer-3p2cop | SCn | New | CZ10 | cDXHP | SWHC013-02 | DEER2020 | D20v1 | 2020-11-09 | Cap-Tons | 1 |  | None | -65.8 | 0.0177 | 0 | 43.9 | 0.0408 | 0 | [6 empty] | DEER:HVAC_Split-Package_AC | Annual
Any | NE-HVAC-airHP-SpltPkg-135to239kBtuh-11p5eer-3p2cop | SCn | New | CZ11 | cDXHP | SWHC013-02 | DEER2020 | D20v1 | 2020-11-09 | Cap-Tons | 1 |  | None | -38.3 | 0.0414 | 0 | 51.9 | 0.0426 | 0 | [6 empty] | DEER:HVAC_Split-Package_AC | Annual
Any | NE-HVAC-airHP-SpltPkg-135to239kBtuh-11p5eer-3p2cop | SCn | New | CZ12 | cDXHP | SWHC013-02 | DEER2020 | D20v1 | 2020-11-09 | Cap-Tons | 1 |  | None | -81.5 | 0.022 | 0 | 31.7 | 0.0356 | 0 | [6 empty] | DEER:HVAC_Split-Package_AC | Annual
Any | NE-HVAC-airHP-SpltPkg-135to239kBtuh-11p5eer-3p2cop | SCn | New | CZ13 | cDXHP | SWHC013-02 | DEER2020 | D20v1 | 2020-11-09 | Cap-Tons | 1 |  | None | -48.1 | 0.028 | 0 | 56.2 | 0.0364 | 0 | [6 empty] | DEER:HVAC_Split-Package_AC | Annual
Any | NE-HVAC-airHP-SpltPkg-135to239kBtuh-11p5eer-3p2cop | SCn | New | CZ14 | cDXHP | SWHC013-02 | DEER2020 | D20v1 | 2020-11-09 | Cap-Tons | 1 |  | None | -41 | 0.0335 | 0 | 56.3 | 0.0355 | 0 | [6 empty] | DEER:HVAC_Split-Package_AC | Annual
Any | NE-HVAC-airHP-SpltPkg-135to239kBtuh-11p5eer-3p2cop | SCn | New | CZ15 | cDXHP | SWHC013-02 | DEER2020 | D20v1 | 2020-11-09 | Cap-Tons | 1 |  | None | -49.6 | 0.035 | 0 | 93.8 | 0.0349 | 0 | [6 empty] | DEER:HVAC_Split-Package_AC | Annual
Any | NE-HVAC-airHP-SpltPkg-135to239kBtuh-11p5eer-3p2cop | SCn | New | CZ16 | cDXHP | SWHC013-02 | DEER2020 | D20v1 | 2020-11-09 | Cap-Tons | 1 |  | None | -61.5 | -0.00721 | 0 | 10.8 | 0.0129 | 0 | [6 empty] | DEER:HVAC_Split-Package_AC | Annual
Any | NE-HVAC-airHP-SpltPkg-135to239kBtuh-11p5eer-3p2cop | Asm | Ex | CZ01 | cDXHP | SWHC013-02 | DEER2020 | D20v1 | 2020-11-09 | Cap-Tons | 1 |  | None | 315 | 0.0669 | 0 | 4.88 | 0.0111 | 0 | [6 empty] | DEER:HVAC_Split-Package_AC | Annual
Any | NE-HVAC-airHP-SpltPkg-135to239kBtuh-11p5eer-3p2cop | Asm | Ex | CZ02 | cDXHP | SWHC013-02 | DEER2020 | D20v1 | 2020-11-09 | Cap-Tons | 1 |  | None | 373 | 0.138 | 0 | 61.7 | 0.0799 | 0 | [6 empty] | DEER:HVAC_Split-Package_AC | Annual
Any | NE-HVAC-airHP-SpltPkg-135to239kBtuh-11p5eer-3p2cop | Asm | Ex | CZ03 | cDXHP | SWHC013-02 | DEER2020 | D20v1 | 2020-11-09 | Cap-Tons | 1 |  | None | 336 | 0.113 | 0 | 25.7 | 0.0391 | 0 | [6 empty] | DEER:HVAC_Split-Package_AC | Annual
Any | NE-HVAC-airHP-SpltPkg-135to239kBtuh-11p5eer-3p2cop | Asm | Ex | CZ04 | cDXHP | SWHC013-02 | DEER2020 | D20v1 | 2020-11-09 | Cap-Tons | 1 |  | None | 360 | 0.131 | 0 | 68.4 | 0.0699 | 0 | [6 empty] | DEER:HVAC_Split-Package_AC | Annual
Any | NE-HVAC-airHP-SpltPkg-135to239kBtuh-11p5eer-3p2cop | Asm | Ex | CZ05 | cDXHP | SWHC013-02 | DEER2020 | D20v1 | 2020-11-09 | Cap-Tons | 1 |  | None | 319 | 0.079 | 0 | 26.3 | 0.024 | 0 | [6 empty] | DEER:HVAC_Split-Package_AC | Annual
Any | NE-HVAC-airHP-SpltPkg-135to239kBtuh-11p5eer-3p2cop | Asm | Ex | CZ06 | cDXHP | SWHC013-02 | DEER2020 | D20v1 | 2020-11-09 | Cap-Tons | 1 |  | None | 337 | 0.119 | 0 | 60.5 | 0.0515 | 0 | [6 empty] | DEER:HVAC_Split-Package_AC | Annual
Any | NE-HVAC-airHP-SpltPkg-135to239kBtuh-11p5eer-3p2cop | Asm | Ex | CZ07 | cDXHP | SWHC013-02 | DEER2020 | D20v1 | 2020-11-09 | Cap-Tons | 1 |  | None | 301 | 0.106 | 0 | 50 | 0.0402 | 0 | [6 empty] | DEER:HVAC_Split-Package_AC | Annual
Any | NE-HVAC-airHP-SpltPkg-135to239kBtuh-11p5eer-3p2cop | Asm | Ex | CZ08 | cDXHP | SWHC013-02 | DEER2020 | D20v1 | 2020-11-09 | Cap-Tons | 1 |  | None | 351 | 0.127 | 0 | 84.6 | 0.0554 | 0 | [6 empty] | DEER:HVAC_Split-Package_AC | Annual
Any | NE-HVAC-airHP-SpltPkg-135to239kBtuh-11p5eer-3p2cop | Asm | Ex | CZ09 | cDXHP | SWHC013-02 | DEER2020 | D20v1 | 2020-11-09 | Cap-Tons | 1 |  | None | 403 | 0.149 | 0 | 76.8 | 0.0692 | 0 | [6 empty] | DEER:HVAC_Split-Package_AC | Annual
Any | NE-HVAC-airHP-SpltPkg-135to239kBtuh-11p5eer-3p2cop | Asm | Ex | CZ10 | cDXHP | SWHC013-02 | DEER2020 | D20v1 | 2020-11-09 | Cap-Tons | 1 |  | None | 430 | 0.155 | 0 | 91.4 | 0.0763 | 0 | [6 empty] | DEER:HVAC_Split-Package_AC | Annual
Any | NE-HVAC-airHP-SpltPkg-135to239kBtuh-11p5eer-3p2cop | Asm | Ex | CZ11 | cDXHP | SWHC013-02 | DEER2020 | D20v1 | 2020-11-09 | Cap-Tons | 1 |  | None | 511 | 0.183 | 0 | 89 | 0.0761 | 0 | [6 empty] | DEER:HVAC_Split-Package_AC | Annual
Any | NE-HVAC-airHP-SpltPkg-135to239kBtuh-11p5eer-3p2cop | Asm | Ex | CZ12 | cDXHP | SWHC013-02 | DEER2020 | D20v1 | 2020-11-09 | Cap-Tons | 1 |  | None | 457 | 0.162 | 0 | 77.4 | 0.0817 | 0 | [6 empty] | DEER:HVAC_Split-Package_AC | Annual
Any | NE-HVAC-airHP-SpltPkg-135to239kBtuh-11p5eer-3p2cop | Asm | Ex | CZ13 | cDXHP | SWHC013-02 | DEER2020 | D20v1 | 2020-11-09 | Cap-Tons | 1 |  | None | 508 | 0.179 | 0 | 93 | 0.0728 | 0 | [6 empty] | DEER:HVAC_Split-Package_AC | Annual
Any | NE-HVAC-airHP-SpltPkg-135to239kBtuh-11p5eer-3p2cop | Asm | Ex | CZ14 | cDXHP | SWHC013-02 | DEER2020 | D20v1 | 2020-11-09 | Cap-Tons | 1 |  | None | 514 | 0.189 | 0 | 89.2 | 0.0609 | 0 | [6 empty] | DEER:HVAC_Split-Package_AC | Annual
Any | NE-HVAC-airHP-SpltPkg-135to239kBtuh-11p5eer-3p2cop | Asm | Ex | CZ15 | cDXHP | SWHC013-02 | DEER2020 | D20v1 | 2020-11-09 | Cap-Tons | 1 |  | None | 555 | 0.221 | 0 | 133 | 0.0624 | 0 | [6 empty] | DEER:HVAC_Split-Package_AC | Annual
Any | NE-HVAC-airHP-SpltPkg-135to239kBtuh-11p5eer-3p2cop | Asm | Ex | CZ16 | cDXHP | SWHC013-02 | DEER2020 | D20v1 | 2020-11-09 | Cap-Tons | 1 |  | None | 509 | 0.12 | 0 | 36.7 | 0.0457 | 0 | [6 empty] | DEER:HVAC_Split-Package_AC | Annual
Any | NE-HVAC-airHP-SpltPkg-135to239kBtuh-11p5eer-3p2cop | Asm | New | CZ01 | cDXHP | SWHC013-02 | DEER2020 | D20v1 | 2020-11-09 | Cap-Tons | 1 |  | None | -39.7 | 0.00033 | 0 | 4.87 | 0.0112 | 0 | [6 empty] | DEER:HVAC_Split-Package_AC | Annual
Any | NE-HVAC-airHP-SpltPkg-135to239kBtuh-11p5eer-3p2cop | Asm | New | CZ02 | cDXHP | SWHC013-02 | DEER2020 | D20v1 | 2020-11-09 | Cap-Tons | 1 |  | None | 13.9 | 0.056 | 0 | 68.5 | 0.0785 | 0 | [6 empty] | DEER:HVAC_Split-Package_AC | Annual
Any | NE-HVAC-airHP-SpltPkg-135to239kBtuh-11p5eer-3p2cop | Asm | New | CZ03 | cDXHP | SWHC013-02 | DEER2020 | D20v1 | 2020-11-09 | Cap-Tons | 1 |  | None | -16.6 | 0.017 | 0 | 22 | 0.0389 | 0 | [6 empty] | DEER:HVAC_Split-Package_AC | Annual
Any | NE-HVAC-airHP-SpltPkg-135to239kBtuh-11p5eer-3p2cop | Asm | New | CZ04 | cDXHP | SWHC013-02 | DEER2020 | D20v1 | 2020-11-09 | Cap-Tons | 1 |  | None | 23.3 | 0.0491 | 0 | 75 | 0.0694 | 0 | [6 empty] | DEER:HVAC_Split-Package_AC | Annual
Any | NE-HVAC-airHP-SpltPkg-135to239kBtuh-11p5eer-3p2cop | Asm | New | CZ05 | cDXHP | SWHC013-02 | DEER2020 | D20v1 | 2020-11-09 | Cap-Tons | 1 |  | None | -19.1 | 0.0047 | 0 | 23.2 | 0.0242 | 0 | [6 empty] | DEER:HVAC_Split-Package_AC | Annual
Any | NE-HVAC-airHP-SpltPkg-135to239kBtuh-11p5eer-3p2cop | Asm | New | CZ06 | cDXHP | SWHC013-02 | DEER2020 | D20v1 | 2020-11-09 | Cap-Tons | 1 |  | None | 11 | 0.0315 | 0 | 56.7 | 0.0546 | 0 | [6 empty] | DEER:HVAC_Split-Package_AC | Annual
Any | NE-HVAC-airHP-SpltPkg-135to239kBtuh-11p5eer-3p2cop | Asm | New | CZ07 | cDXHP | SWHC013-02 | DEER2020 | D20v1 | 2020-11-09 | Cap-Tons | 1 |  | None | 8.89 | 0.0272 | 0 | 44.6 | 0.0415 | 0 | [6 empty] | DEER:HVAC_Split-Package_AC | Annual
Any | NE-HVAC-airHP-SpltPkg-135to239kBtuh-11p5eer-3p2cop | Asm | New | CZ08 | cDXHP | SWHC013-02 | DEER2020 | D20v1 | 2020-11-09 | Cap-Tons | 1 |  | None | 25.2 | 0.0369 | 0 | 80.3 | 0.0571 | 0 | [6 empty] | DEER:HVAC_Split-Package_AC | Annual
Any | NE-HVAC-airHP-SpltPkg-135to239kBtuh-11p5eer-3p2cop | Asm | New | CZ09 | cDXHP | SWHC013-02 | DEER2020 | D20v1 | 2020-11-09 | Cap-Tons | 1 |  | None | 18.9 | 0.0425 | 0 | 73.5 | 0.0706 | 0 | [6 empty] | DEER:HVAC_Split-Package_AC | Annual
Any | NE-HVAC-airHP-SpltPkg-135to239kBtuh-11p5eer-3p2cop | Asm | New | CZ10 | cDXHP | SWHC013-02 | DEER2020 | D20v1 | 2020-11-09 | Cap-Tons | 1 |  | None | 24.3 | 0.0548 | 0 | 89.2 | 0.0761 | 0 | [6 empty] | DEER:HVAC_Split-Package_AC | Annual
Any | NE-HVAC-airHP-SpltPkg-135to239kBtuh-11p5eer-3p2cop | Asm | New | CZ11 | cDXHP | SWHC013-02 | DEER2020 | D20v1 | 2020-11-09 | Cap-Tons | 1 |  | None | 19.5 | 0.057 | 0 | 87.8 | 0.0746 | 0 | [6 empty] | DEER:HVAC_Split-Package_AC | Annual
Any | NE-HVAC-airHP-SpltPkg-135to239kBtuh-11p5eer-3p2cop | Asm | New | CZ12 | cDXHP | SWHC013-02 | DEER2020 | D20v1 | 2020-11-09 | Cap-Tons | 1 |  | None | 15.8 | 0.0613 | 0 | 76 | 0.0809 | 0 | [6 empty] | DEER:HVAC_Split-Package_AC | Annual
Any | NE-HVAC-airHP-SpltPkg-135to239kBtuh-11p5eer-3p2cop | Asm | New | CZ13 | cDXHP | SWHC013-02 | DEER2020 | D20v1 | 2020-11-09 | Cap-Tons | 1 |  | None | 24.2 | 0.0561 | 0 | 91.3 | 0.0716 | 0 | [6 empty] | DEER:HVAC_Split-Package_AC | Annual
Any | NE-HVAC-airHP-SpltPkg-135to239kBtuh-11p5eer-3p2cop | Asm | New | CZ14 | cDXHP | SWHC013-02 | DEER2020 | D20v1 | 2020-11-09 | Cap-Tons | 1 |  | None | 15.4 | 0.0447 | 0 | 87.8 | 0.0591 | 0 | [6 empty] | DEER:HVAC_Split-Package_AC | Annual
Any | NE-HVAC-airHP-SpltPkg-135to239kBtuh-11p5eer-3p2cop | Asm | New | CZ15 | cDXHP | SWHC013-02 | DEER2020 | D20v1 | 2020-11-09 | Cap-Tons | 1 |  | None | 78 | 0.0484 | 0 | 138 | 0.0652 | 0 | [6 empty] | DEER:HVAC_Split-Package_AC | Annual
Any | NE-HVAC-airHP-SpltPkg-135to239kBtuh-11p5eer-3p2cop | Asm | New | CZ16 | cDXHP | SWHC013-02 | DEER2020 | D20v1 | 2020-11-09 | Cap-Tons | 1 |  | None | -32.8 | 0.0116 | 0 | 36.6 | 0.0457 | 0 | [6 empty] | DEER:HVAC_Split-Package_AC | Annual
Any | NE-HVAC-airHP-SpltPkg-135to239kBtuh-11p5eer-3p2cop | ECC | Ex | CZ01 | cDXHP | SWHC013-02 | DEER2020 | D20v1 | 2020-11-09 | Cap-Tons | 1 |  | None | 339 | 0.0417 | 0 | 7.07 | 0.0162 | 0 | [6 empty] | DEER:HVAC_Split-Package_AC | Annual
Any | NE-HVAC-airHP-SpltPkg-135to239kBtuh-11p5eer-3p2cop | ECC | Ex | CZ02 | cDXHP | SWHC013-02 | DEER2020 | D20v1 | 2020-11-09 | Cap-Tons | 1 |  | None | 333 | 0.151 | 0 | 48.6 | 0.0463 | 0 | [6 empty] | DEER:HVAC_Split-Package_AC | Annual
Any | NE-HVAC-airHP-SpltPkg-135to239kBtuh-11p5eer-3p2cop | ECC | Ex | CZ03 | cDXHP | SWHC013-02 | DEER2020 | D20v1 | 2020-11-09 | Cap-Tons | 1 |  | None | 273 | 0.0921 | 0 | 22 | 0.0242 | 0 | [6 empty] | DEER:HVAC_Split-Package_AC | Annual
Any | NE-HVAC-airHP-SpltPkg-135to239kBtuh-11p5eer-3p2cop | ECC | Ex | CZ04 | cDXHP | SWHC013-02 | DEER2020 | D20v1 | 2020-11-09 | Cap-Tons | 1 |  | None | 302 | 0.149 | 0 | 51.3 | 0.0614 | 0 | [6 empty] | DEER:HVAC_Split-Package_AC | Annual
Any | NE-HVAC-airHP-SpltPkg-135to239kBtuh-11p5eer-3p2cop | ECC | Ex | CZ05 | cDXHP | SWHC013-02 | DEER2020 | D20v1 | 2020-11-09 | Cap-Tons | 1 |  | None | 270 | 0.0778 | 0 | 23.1 | 0.0264 | 0 | [6 empty] | DEER:HVAC_Split-Package_AC | Annual
Any | NE-HVAC-airHP-SpltPkg-135to239kBtuh-11p5eer-3p2cop | ECC | Ex | CZ06 | cDXHP | SWHC013-02 | DEER2020 | D20v1 | 2020-11-09 | Cap-Tons | 1 |  | None | 264 | 0.132 | 0 | 52.1 | 0.0497 | 0 | [6 empty] | DEER:HVAC_Split-Package_AC | Annual
Any | NE-HVAC-airHP-SpltPkg-135to239kBtuh-11p5eer-3p2cop | ECC | Ex | CZ07 | cDXHP | SWHC013-02 | DEER2020 | D20v1 | 2020-11-09 | Cap-Tons | 1 |  | None | 237 | 0.123 | 0 | 45 | 0.0415 | 0 | [6 empty] | DEER:HVAC_Split-Package_AC | Annual
Any | NE-HVAC-airHP-SpltPkg-135to239kBtuh-11p5eer-3p2cop | ECC | Ex | CZ08 | cDXHP | SWHC013-02 | DEER2020 | D20v1 | 2020-11-09 | Cap-Tons | 1 |  | None | 277 | 0.138 | 0 | 68.2 | 0.0533 | 0 | [6 empty] | DEER:HVAC_Split-Package_AC | Annual
Any | NE-HVAC-airHP-SpltPkg-135to239kBtuh-11p5eer-3p2cop | ECC | Ex | CZ09 | cDXHP | SWHC013-02 | DEER2020 | D20v1 | 2020-11-09 | Cap-Tons | 1 |  | None | 309 | 0.16 | 0 | 60.4 | 0.065 | 0 | [6 empty] | DEER:HVAC_Split-Package_AC | Annual
Any | NE-HVAC-airHP-SpltPkg-135to239kBtuh-11p5eer-3p2cop | ECC | Ex | CZ10 | cDXHP | SWHC013-02 | DEER2020 | D20v1 | 2020-11-09 | Cap-Tons | 1 |  | None | 325 | 0.169 | 0 | 71.3 | 0.0697 | 0 | [6 empty] | DEER:HVAC_Split-Package_AC | Annual
Any | NE-HVAC-airHP-SpltPkg-135to239kBtuh-11p5eer-3p2cop | ECC | Ex | CZ11 | cDXHP | SWHC013-02 | DEER2020 | D20v1 | 2020-11-09 | Cap-Tons | 1 |  | None | 365 | 0.15 | 0 | 74.9 | 0.0554 | 0 | [6 empty] | DEER:HVAC_Split-Package_AC | Annual
Any | NE-HVAC-airHP-SpltPkg-135to239kBtuh-11p5eer-3p2cop | ECC | Ex | CZ12 | cDXHP | SWHC013-02 | DEER2020 | D20v1 | 2020-11-09 | Cap-Tons | 1 |  | None | 345 | 0.159 | 0 | 64.1 | 0.0531 | 0 | [6 empty] | DEER:HVAC_Split-Package_AC | Annual
Any | NE-HVAC-airHP-SpltPkg-135to239kBtuh-11p5eer-3p2cop | EPr | Ex | CZ01 | cDXHP | SWHC013-02 | DEER2020 | D20v1 | 2020-11-09 | Cap-Tons | 1 |  | None | 251 | 0.0418 | 0 | 4.81 | 0.006 | 0 | [6 empty] | DEER:HVAC_Split-Package_AC | Annual
Any | NE-HVAC-airHP-SpltPkg-135to239kBtuh-11p5eer-3p2cop | EPr | Ex | CZ02 | cDXHP | SWHC013-02 | DEER2020 | D20v1 | 2020-11-09 | Cap-Tons | 1 |  | None | 240 | 0.00193 | 0 | 29 | 0.00357 | 0 | [6 empty] | DEER:HVAC_Split-Package_AC | Annual
Any | NE-HVAC-airHP-SpltPkg-135to239kBtuh-11p5eer-3p2cop | EPr | Ex | CZ03 | cDXHP | SWHC013-02 | DEER2020 | D20v1 | 2020-11-09 | Cap-Tons | 1 |  | None | 202 | 0.00037 | 0 | 13.4 | 0.00032 | 0 | [6 empty] | DEER:HVAC_Split-Package_AC | Annual
Any | NE-HVAC-airHP-SpltPkg-135to239kBtuh-11p5eer-3p2cop | EPr | Ex | CZ04 | cDXHP | SWHC013-02 | DEER2020 | D20v1 | 2020-11-09 | Cap-Tons | 1 |  | None | 213 | 0.103 | 0 | 30.9 | 0.034 | 0 | [6 empty] | DEER:HVAC_Split-Package_AC | Annual
Any | NE-HVAC-airHP-SpltPkg-135to239kBtuh-11p5eer-3p2cop | EPr | Ex | CZ05 | cDXHP | SWHC013-02 | DEER2020 | D20v1 | 2020-11-09 | Cap-Tons | 1 |  | None | 187 | 0.0485 | 0 | 15.4 | 0.0126 | 0 | [6 empty] | DEER:HVAC_Split-Package_AC | Annual
Any | NE-HVAC-airHP-SpltPkg-135to239kBtuh-11p5eer-3p2cop | EPr | Ex | CZ06 | cDXHP | SWHC013-02 | DEER2020 | D20v1 | 2020-11-09 | Cap-Tons | 1 |  | None | 182 | 0.0819 | 0 | 29.5 | 0.0278 | 0 | [6 empty] | DEER:HVAC_Split-Package_AC | Annual
Any | NE-HVAC-airHP-SpltPkg-135to239kBtuh-11p5eer-3p2cop | EPr | Ex | CZ07 | cDXHP | SWHC013-02 | DEER2020 | D20v1 | 2020-11-09 | Cap-Tons | 1 |  | None | 154 | 0.07 | 0 | 24.5 | 0.0211 | 0 | [6 empty] | DEER:HVAC_Split-Package_AC | Annual
Any | NE-HVAC-airHP-SpltPkg-135to239kBtuh-11p5eer-3p2cop | EPr | Ex | CZ08 | cDXHP | SWHC013-02 | DEER2020 | D20v1 | 2020-11-09 | Cap-Tons | 1 |  | None | 190 | 0.0931 | 0 | 39 | 0.0283 | 0 | [6 empty] | DEER:HVAC_Split-Package_AC | Annual
Any | NE-HVAC-airHP-SpltPkg-135to239kBtuh-11p5eer-3p2cop | EPr | Ex | CZ09 | cDXHP | SWHC013-02 | DEER2020 | D20v1 | 2020-11-09 | Cap-Tons | 1 |  | None | 209 | 0.114 | 0 | 34.3 | 0.0377 | 0 | [6 empty] | DEER:HVAC_Split-Package_AC | Annual
Any | NE-HVAC-airHP-SpltPkg-135to239kBtuh-11p5eer-3p2cop | EPr | Ex | CZ10 | cDXHP | SWHC013-02 | DEER2020 | D20v1 | 2020-11-09 | Cap-Tons | 1 |  | None | 221 | 0.124 | 0 | 42.4 | 0.0405 | 0 | [6 empty] | DEER:HVAC_Split-Package_AC | Annual
Any | NE-HVAC-airHP-SpltPkg-135to239kBtuh-11p5eer-3p2cop | EPr | Ex | CZ11 | cDXHP | SWHC013-02 | DEER2020 | D20v1 | 2020-11-09 | Cap-Tons | 1 |  | None | 237 | -0.00319 | 0 | 42.6 | 0.018 | 0 | [6 empty] | DEER:HVAC_Split-Package_AC | Annual
Any | NE-HVAC-airHP-SpltPkg-135to239kBtuh-11p5eer-3p2cop | EPr | Ex | CZ12 | cDXHP | SWHC013-02 | DEER2020 | D20v1 | 2020-11-09 | Cap-Tons | 1 |  | None | 236 | 0.00153 | 0 | 37 | 0.0101 | 0 | [6 empty] | DEER:HVAC_Split-Package_AC | Annual
Any | NE-HVAC-airHP-SpltPkg-135to239kBtuh-11p5eer-3p2cop | EPr | Ex | CZ13 | cDXHP | SWHC013-02 | DEER2020 | D20v1 | 2020-11-09 | Cap-Tons | 1 |  | None | 237 | -3e-05 | 0 | 46.7 | 0.0134 | 0 | [6 empty] | DEER:HVAC_Split-Package_AC | Annual
Any | NE-HVAC-airHP-SpltPkg-135to239kBtuh-11p5eer-3p2cop | EPr | Ex | CZ14 | cDXHP | SWHC013-02 | DEER2020 | D20v1 | 2020-11-09 | Cap-Tons | 1 |  | None | 248 | 0.117 | 0 | 44.1 | 0.0367 | 0 | [6 empty] | DEER:HVAC_Split-Package_AC | Annual
Any | NE-HVAC-airHP-SpltPkg-135to239kBtuh-11p5eer-3p2cop | EPr | Ex | CZ15 | cDXHP | SWHC013-02 | DEER2020 | D20v1 | 2020-11-09 | Cap-Tons | 1 |  | None | 270 | 0.132 | 0 | 71.1 | 0.0373 | 0 | [6 empty] | DEER:HVAC_Split-Package_AC | Annual
Any | NE-HVAC-airHP-SpltPkg-135to239kBtuh-11p5eer-3p2cop | EPr | Ex | CZ16 | cDXHP | SWHC013-02 | DEER2020 | D20v1 | 2020-11-09 | Cap-Tons | 1 |  | None | 330 | 0.00118 | 0 | 14.9 | 0.00236 | 0 | [6 empty] | DEER:HVAC_Split-Package_AC | Annual
Any | NE-HVAC-airHP-SpltPkg-135to239kBtuh-11p5eer-3p2cop | EPr | New | CZ01 | cDXHP | SWHC013-02 | DEER2020 | D20v1 | 2020-11-09 | Cap-Tons | 1 |  | None | 70.1 | 0.0172 | 5.35 | 4.54 | 0.00546 | 0 | [6 empty] | DEER:HVAC_Split-Package_AC | Annual
Any | NE-HVAC-airHP-SpltPkg-135to239kBtuh-11p5eer-3p2cop | EPr | New | CZ02 | cDXHP | SWHC013-02 | DEER2020 | D20v1 | 2020-11-09 | Cap-Tons | 1 |  | None | 46.3 | 0.00027 | 4.98 | 27.6 | 0.0007 | 0 | [6 empty] | DEER:HVAC_Split-Package_AC | Annual
Any | NE-HVAC-airHP-SpltPkg-135to239kBtuh-11p5eer-3p2cop | ERC | Ex | CZ01 | cDXHP | SWHC013-02 | DEER2020 | D20v1 | 2020-11-09 | Cap-Tons | 1 |  | None | 223 | 0.0024 | 0 | 9.27 | 0.001 | 0 | [6 empty] | DEER:HVAC_Split-Package_AC | Annual
Any | NE-HVAC-airHP-SpltPkg-135to239kBtuh-11p5eer-3p2cop | ERC | Ex | CZ02 | cDXHP | SWHC013-02 | DEER2020 | D20v1 | 2020-11-09 | Cap-Tons | 1 |  | None | 229 | 0.0307 | 0 | 32.8 | 0.0122 | 0 | [6 empty] | DEER:HVAC_Split-Package_AC | Annual
Any | NE-HVAC-airHP-SpltPkg-135to239kBtuh-11p5eer-3p2cop | ERC | Ex | CZ03 | cDXHP | SWHC013-02 | DEER2020 | D20v1 | 2020-11-09 | Cap-Tons | 1 |  | None | 150 | 0.00193 | 0 | 22.7 | 0.00076 | 0 | [6 empty] | DEER:HVAC_Split-Package_AC | Annual
Any | NE-HVAC-airHP-SpltPkg-135to239kBtuh-11p5eer-3p2cop | ERC | Ex | CZ04 | cDXHP | SWHC013-02 | DEER2020 | D20v1 | 2020-11-09 | Cap-Tons | 1 |  | None | 199 | 0.0411 | 0 | 36.3 | 0.0152 | 0 | [6 empty] | DEER:HVAC_Split-Package_AC | Annual
Any | NE-HVAC-airHP-SpltPkg-135to239kBtuh-11p5eer-3p2cop | ERC | Ex | CZ05 | cDXHP | SWHC013-02 | DEER2020 | D20v1 | 2020-11-09 | Cap-Tons | 1 |  | None | 172 | 0.00906 | 0 | 28.2 | 0.00374 | 0 | [6 empty] | DEER:HVAC_Split-Package_AC | Annual
Any | NE-HVAC-airHP-SpltPkg-135to239kBtuh-11p5eer-3p2cop | ERC | Ex | CZ06 | cDXHP | SWHC013-02 | DEER2020 | D20v1 | 2020-11-09 | Cap-Tons | 1 |  | None | 154 | 0.0238 | 0 | 41.1 | 0.0111 | 0 | [6 empty] | DEER:HVAC_Split-Package_AC | Annual
Any | NE-HVAC-airHP-SpltPkg-135to239kBtuh-11p5eer-3p2cop | ERC | Ex | CZ07 | cDXHP | SWHC013-02 | DEER2020 | D20v1 | 2020-11-09 | Cap-Tons | 1 |  | None | 131 | 0.0168 | 0 | 38.9 | 0.00705 | 0 | [6 empty] | DEER:HVAC_Split-Package_AC | Annual
Any | NE-HVAC-airHP-SpltPkg-135to239kBtuh-11p5eer-3p2cop | ERC | Ex | CZ08 | cDXHP | SWHC013-02 | DEER2020 | D20v1 | 2020-11-09 | Cap-Tons | 1 |  | None | 187 | 0.0284 | 0 | 47.6 | 0.0122 | 0 | [6 empty] | DEER:HVAC_Split-Package_AC | Annual
Any | NE-HVAC-airHP-SpltPkg-135to239kBtuh-11p5eer-3p2cop | ERC | Ex | CZ09 | cDXHP | SWHC013-02 | DEER2020 | D20v1 | 2020-11-09 | Cap-Tons | 1 |  | None | 200 | 0.0426 | 0 | 40.8 | 0.0174 | 0 | [6 empty] | DEER:HVAC_Split-Package_AC | Annual
Any | NE-HVAC-airHP-SpltPkg-135to239kBtuh-11p5eer-3p2cop | ERC | Ex | CZ10 | cDXHP | SWHC013-02 | DEER2020 | D20v1 | 2020-11-09 | Cap-Tons | 1 |  | None | 226 | 0.0511 | 0 | 47.1 | 0.019 | 0 | [6 empty] | DEER:HVAC_Split-Package_AC | Annual
Any | NE-HVAC-airHP-SpltPkg-135to239kBtuh-11p5eer-3p2cop | ERC | Ex | CZ11 | cDXHP | SWHC013-02 | DEER2020 | D20v1 | 2020-11-09 | Cap-Tons | 1 |  | None | 249 | 0.0437 | 0 | 46.4 | 0.0269 | 0 | [6 empty] | DEER:HVAC_Split-Package_AC | Annual
Any | NE-HVAC-airHP-SpltPkg-135to239kBtuh-11p5eer-3p2cop | ERC | Ex | CZ12 | cDXHP | SWHC013-02 | DEER2020 | D20v1 | 2020-11-09 | Cap-Tons | 1 |  | None | 229 | 0.0426 | 0 | 39.6 | 0.0199 | 0 | [6 empty] | DEER:HVAC_Split-Package_AC | Annual
Any | NE-HVAC-airHP-SpltPkg-135to239kBtuh-11p5eer-3p2cop | ERC | Ex | CZ13 | cDXHP | SWHC013-02 | DEER2020 | D20v1 | 2020-11-09 | Cap-Tons | 1 |  | None | 234 | 0.0292 | 0 | 52.1 | 0.0209 | 0 | [6 empty] | DEER:HVAC_Split-Package_AC | Annual
Any | NE-HVAC-airHP-SpltPkg-135to239kBtuh-11p5eer-3p2cop | ERC | Ex | CZ14 | cDXHP | SWHC013-02 | DEER2020 | D20v1 | 2020-11-09 | Cap-Tons | 1 |  | None | 277 | 0.0578 | 0 | 48.1 | 0.0193 | 0 | [6 empty] | DEER:HVAC_Split-Package_AC | Annual
Any | NE-HVAC-airHP-SpltPkg-135to239kBtuh-11p5eer-3p2cop | ERC | Ex | CZ15 | cDXHP | SWHC013-02 | DEER2020 | D20v1 | 2020-11-09 | Cap-Tons | 1 |  | None | 349 | 0.0649 | 0 | 83.5 | 0.0224 | 0 | [6 empty] | DEER:HVAC_Split-Package_AC | Annual
Any | NE-HVAC-airHP-SpltPkg-135to239kBtuh-11p5eer-3p2cop | ERC | Ex | CZ16 | cDXHP | SWHC013-02 | DEER2020 | D20v1 | 2020-11-09 | Cap-Tons | 1 |  | None | 279 | 0.00926 | 0 | 19 | 0.0052 | 0 | [6 empty] | DEER:HVAC_Split-Package_AC | Annual
Any | NE-HVAC-airHP-SpltPkg-135to239kBtuh-11p5eer-3p2cop | ERC | New | CZ01 | cDXHP | SWHC013-02 | DEER2020 | D20v1 | 2020-11-09 | Cap-Tons | 1 |  | None | -16.3 | -0.00022 | 0 | 4.71 | 0.00043 | 0 | [6 empty] | DEER:HVAC_Split-Package_AC | Annual
Any | NE-HVAC-airHP-SpltPkg-135to239kBtuh-11p5eer-3p2cop | ERC | New | CZ02 | cDXHP | SWHC013-02 | DEER2020 | D20v1 | 2020-11-09 | Cap-Tons | 1 |  | None | -23.9 | 0.00405 | 0 | 25.6 | 0.00708 | 0 | [6 empty] | DEER:HVAC_Split-Package_AC | Annual
Any | NE-HVAC-airHP-SpltPkg-135to239kBtuh-11p5eer-3p2cop | ERC | New | CZ03 | cDXHP | SWHC013-02 | DEER2020 | D20v1 | 2020-11-09 | Cap-Tons | 1 |  | None | -35.7 | 0 | 0 | 14.2 | 0 | 0 | [6 empty] | DEER:HVAC_Split-Package_AC | Annual
Any | NE-HVAC-airHP-SpltPkg-135to239kBtuh-11p5eer-3p2cop | ERC | New | CZ04 | cDXHP | SWHC013-02 | DEER2020 | D20v1 | 2020-11-09 | Cap-Tons | 1 |  | None | -25.4 | 0.00547 | 0 | 28.1 | 0.0119 | 0 | [6 empty] | DEER:HVAC_Split-Package_AC | Annual
Any | NE-HVAC-airHP-SpltPkg-135to239kBtuh-11p5eer-3p2cop | ERC | New | CZ05 | cDXHP | SWHC013-02 | DEER2020 | D20v1 | 2020-11-09 | Cap-Tons | 1 |  | None | -30.8 | -0.00021 | 0 | 19.7 | 0.00189 | 0 | [6 empty] | DEER:HVAC_Split-Package_AC | Annual
Any | NE-HVAC-airHP-SpltPkg-135to239kBtuh-11p5eer-3p2cop | ERC | New | CZ06 | cDXHP | SWHC013-02 | DEER2020 | D20v1 | 2020-11-09 | Cap-Tons | 1 |  | None | -40.6 | 0.00089 | 0 | 31.7 | 0.00839 | 0 | [6 empty] | DEER:HVAC_Split-Package_AC | Annual
Any | NE-HVAC-airHP-SpltPkg-135to239kBtuh-11p5eer-3p2cop | ERC | New | CZ07 | cDXHP | SWHC013-02 | DEER2020 | D20v1 | 2020-11-09 | Cap-Tons | 1 |  | None | -52 | -0.00056 | 0 | 26.8 | 0.00465 | 0 | [6 empty] | DEER:HVAC_Split-Package_AC | Annual
Any | NE-HVAC-airHP-SpltPkg-135to239kBtuh-11p5eer-3p2cop | ERC | New | CZ08 | cDXHP | SWHC013-02 | DEER2020 | D20v1 | 2020-11-09 | Cap-Tons | 1 |  | None | -37.5 | 0.00206 | 0 | 36.6 | 0.00996 | 0 | [6 empty] | DEER:HVAC_Split-Package_AC | Annual
Any | NE-HVAC-airHP-SpltPkg-135to239kBtuh-11p5eer-3p2cop | ESe | Ex | CZ01 | cDXHP | SWHC013-02 | DEER2020 | D20v1 | 2020-11-09 | Cap-Tons | 1 |  | None | 297 | 0.0388 | 0 | 4.93 | 0.00633 | 0 | [6 empty] | DEER:HVAC_Split-Package_AC | Annual
Any | NE-HVAC-airHP-SpltPkg-135to239kBtuh-11p5eer-3p2cop | ESe | Ex | CZ02 | cDXHP | SWHC013-02 | DEER2020 | D20v1 | 2020-11-09 | Cap-Tons | 1 |  | None | 267 | 0.00621 | 0 | 29.2 | 0.011 | 0 | [6 empty] | DEER:HVAC_Split-Package_AC | Annual
Any | NE-HVAC-airHP-SpltPkg-135to239kBtuh-11p5eer-3p2cop | ESe | Ex | CZ03 | cDXHP | SWHC013-02 | DEER2020 | D20v1 | 2020-11-09 | Cap-Tons | 1 |  | None | 212 | 0.00286 | 0 | 15.3 | 0.00339 | 0 | [6 empty] | DEER:HVAC_Split-Package_AC | Annual
Any | NE-HVAC-airHP-SpltPkg-135to239kBtuh-11p5eer-3p2cop | ESe | Ex | CZ04 | cDXHP | SWHC013-02 | DEER2020 | D20v1 | 2020-11-09 | Cap-Tons | 1 |  | None | 232 | 0.102 | 0 | 34.5 | 0.034 | 0 | [6 empty] | DEER:HVAC_Split-Package_AC | Annual
Any | NE-HVAC-airHP-SpltPkg-135to239kBtuh-11p5eer-3p2cop | ESe | Ex | CZ05 | cDXHP | SWHC013-02 | DEER2020 | D20v1 | 2020-11-09 | Cap-Tons | 1 |  | None | 214 | 0.0515 | 0 | 17.7 | 0.0148 | 0 | [6 empty] | DEER:HVAC_Split-Package_AC | Annual
Any | NE-HVAC-airHP-SpltPkg-135to239kBtuh-11p5eer-3p2cop | ESe | Ex | CZ06 | cDXHP | SWHC013-02 | DEER2020 | D20v1 | 2020-11-09 | Cap-Tons | 1 |  | None | 202 | 0.084 | 0 | 34.9 | 0.0281 | 0 | [6 empty] | DEER:HVAC_Split-Package_AC | Annual
Any | NE-HVAC-airHP-SpltPkg-135to239kBtuh-11p5eer-3p2cop | ESe | Ex | CZ07 | cDXHP | SWHC013-02 | DEER2020 | D20v1 | 2020-11-09 | Cap-Tons | 1 |  | None | 178 | 0.0746 | 0 | 30.7 | 0.0228 | 0 | [6 empty] | DEER:HVAC_Split-Package_AC | Annual
Any | NE-HVAC-airHP-SpltPkg-135to239kBtuh-11p5eer-3p2cop | ESe | Ex | CZ08 | cDXHP | SWHC013-02 | DEER2020 | D20v1 | 2020-11-09 | Cap-Tons | 1 |  | None | 209 | 0.0927 | 0 | 47.9 | 0.0301 | 0 | [6 empty] | DEER:HVAC_Split-Package_AC | Annual
Any | NE-HVAC-airHP-SpltPkg-135to239kBtuh-11p5eer-3p2cop | ESe | Ex | CZ09 | cDXHP | SWHC013-02 | DEER2020 | D20v1 | 2020-11-09 | Cap-Tons | 1 |  | None | 233 | 0.113 | 0 | 42.5 | 0.0387 | 0 | [6 empty] | DEER:HVAC_Split-Package_AC | Annual
Any | NE-HVAC-airHP-SpltPkg-135to239kBtuh-11p5eer-3p2cop | ESe | Ex | CZ10 | cDXHP | SWHC013-02 | DEER2020 | D20v1 | 2020-11-09 | Cap-Tons | 1 |  | None | 249 | 0.126 | 0 | 47.2 | 0.0404 | 0 | [6 empty] | DEER:HVAC_Split-Package_AC | Annual
Any | NE-HVAC-airHP-SpltPkg-135to239kBtuh-11p5eer-3p2cop | ESe | Ex | CZ11 | cDXHP | SWHC013-02 | DEER2020 | D20v1 | 2020-11-09 | Cap-Tons | 1 |  | None | 269 | 0.00375 | 0 | 49 | 0.0214 | 0 | [6 empty] | DEER:HVAC_Split-Package_AC | Annual
Any | NE-HVAC-airHP-SpltPkg-135to239kBtuh-11p5eer-3p2cop | ESe | Ex | CZ12 | cDXHP | SWHC013-02 | DEER2020 | D20v1 | 2020-11-09 | Cap-Tons | 1 |  | None | 265 | 0.00889 | 0 | 39.6 | 0.0167 | 0 | [6 empty] | DEER:HVAC_Split-Package_AC | Annual
Any | NE-HVAC-airHP-SpltPkg-135to239kBtuh-11p5eer-3p2cop | ESe | Ex | CZ13 | cDXHP | SWHC013-02 | DEER2020 | D20v1 | 2020-11-09 | Cap-Tons | 1 |  | None | 266 | 0.00706 | 0 | 53.4 | 0.0173 | 0 | [6 empty] | DEER:HVAC_Split-Package_AC | Annual
Any | NE-HVAC-airHP-SpltPkg-135to239kBtuh-11p5eer-3p2cop | ESe | Ex | CZ14 | cDXHP | SWHC013-02 | DEER2020 | D20v1 | 2020-11-09 | Cap-Tons | 1 |  | None | 282 | 0.119 | 0 | 48.6 | 0.0358 | 0 | [6 empty] | DEER:HVAC_Split-Package_AC | Annual
Any | NE-HVAC-airHP-SpltPkg-135to239kBtuh-11p5eer-3p2cop | ESe | Ex | CZ15 | cDXHP | SWHC013-02 | DEER2020 | D20v1 | 2020-11-09 | Cap-Tons | 1 |  | None | 297 | 0.133 | 0 | 81.3 | 0.0368 | 0 | [6 empty] | DEER:HVAC_Split-Package_AC | Annual
Any | NE-HVAC-airHP-SpltPkg-135to239kBtuh-11p5eer-3p2cop | ESe | Ex | CZ16 | cDXHP | SWHC013-02 | DEER2020 | D20v1 | 2020-11-09 | Cap-Tons | 1 |  | None | 342 | 0.0019 | 0 | 17 | 0.0073 | 0 | [6 empty] | DEER:HVAC_Split-Package_AC | Annual
Any | NE-HVAC-airHP-SpltPkg-135to239kBtuh-11p5eer-3p2cop | ESe | New | CZ01 | cDXHP | SWHC013-02 | DEER2020 | D20v1 | 2020-11-09 | Cap-Tons | 1 |  | None | 26.6 | 0.00816 | 1.25 | 4.66 | 0.0059 | 0 | [6 empty] | DEER:HVAC_Split-Package_AC | Annual
Any | NE-HVAC-airHP-SpltPkg-135to239kBtuh-11p5eer-3p2cop | ESe | New | CZ02 | cDXHP | SWHC013-02 | DEER2020 | D20v1 | 2020-11-09 | Cap-Tons | 1 |  | None | 22 | 0.00252 | 1.11 | 26.2 | 0.0073 | 0 | [6 empty] | DEER:HVAC_Split-Package_AC | Annual
Any | NE-HVAC-airHP-SpltPkg-135to239kBtuh-11p5eer-3p2cop | ESe | New | CZ03 | cDXHP | SWHC013-02 | DEER2020 | D20v1 | 2020-11-09 | Cap-Tons | 1 |  | None | 21.3 | -0.00016 | 1.14 | 13.6 | 0.00091 | 0 | [6 empty] | DEER:HVAC_Split-Package_AC | Annual
Any | NE-HVAC-airHP-SpltPkg-135to239kBtuh-11p5eer-3p2cop | ESe | New | CZ04 | cDXHP | SWHC013-02 | DEER2020 | D20v1 | 2020-11-09 | Cap-Tons | 1 |  | None | 21.7 | 0.0279 | 1.09 | 28.6 | 0.0311 | 0 | [6 empty] | DEER:HVAC_Split-Package_AC | Annual
Any | NE-HVAC-airHP-SpltPkg-135to239kBtuh-11p5eer-3p2cop | ESe | New | CZ05 | cDXHP | SWHC013-02 | DEER2020 | D20v1 | 2020-11-09 | Cap-Tons | 1 |  | None | 23.9 | 0.00807 | 1.19 | 15.6 | 0.0135 | 0 | [6 empty] | DEER:HVAC_Split-Package_AC | Annual
Any | NE-HVAC-airHP-SpltPkg-135to239kBtuh-11p5eer-3p2cop | ESe | New | CZ06 | cDXHP | SWHC013-02 | DEER2020 | D20v1 | 2020-11-09 | Cap-Tons | 1 |  | None | 23.3 | 0.0207 | 1.1 | 31.2 | 0.0278 | 0 | [6 empty] | DEER:HVAC_Split-Package_AC | Annual
Any | NE-HVAC-airHP-SpltPkg-135to239kBtuh-11p5eer-3p2cop | ESe | New | CZ07 | cDXHP | SWHC013-02 | DEER2020 | D20v1 | 2020-11-09 | Cap-Tons | 1 |  | None | 24.6 | 0.0164 | 1.12 | 27.3 | 0.0225 | 0 | [6 empty] | DEER:HVAC_Split-Package_AC | Annual
Any | NE-HVAC-airHP-SpltPkg-135to239kBtuh-11p5eer-3p2cop | ESe | New | CZ08 | cDXHP | SWHC013-02 | DEER2020 | D20v1 | 2020-11-09 | Cap-Tons | 1 |  | None | 13.5 | 0.0197 | 1.1 | 41.1 | 0.0289 | 0 | [6 empty] | DEER:HVAC_Split-Package_AC | Annual
Any | NE-HVAC-airHP-SpltPkg-135to239kBtuh-11p5eer-3p2cop | ESe | New | CZ09 | cDXHP | SWHC013-02 | DEER2020 | D20v1 | 2020-11-09 | Cap-Tons | 1 |  | None | 15.6 | 0.0299 | 0.87 | 35.5 | 0.0363 | 0 | [6 empty] | DEER:HVAC_Split-Package_AC | Annual
Any | NE-HVAC-airHP-SpltPkg-135to239kBtuh-11p5eer-3p2cop | ESe | New | CZ10 | cDXHP | SWHC013-02 | DEER2020 | D20v1 | 2020-11-09 | Cap-Tons | 1 |  | None | 15.4 | 0.0363 | 0.961 | 43.4 | 0.0392 | 0 | [6 empty] | DEER:HVAC_Split-Package_AC | Annual
Any | NE-HVAC-airHP-SpltPkg-135to239kBtuh-11p5eer-3p2cop | ESe | New | CZ11 | cDXHP | SWHC013-02 | DEER2020 | D20v1 | 2020-11-09 | Cap-Tons | 1 |  | None | 20.9 | 0.00772 | 1 | 44.1 | 0.0168 | 0 | [6 empty] | DEER:HVAC_Split-Package_AC | Annual
Any | NE-HVAC-airHP-SpltPkg-135to239kBtuh-11p5eer-3p2cop | ESe | New | CZ12 | cDXHP | SWHC013-02 | DEER2020 | D20v1 | 2020-11-09 | Cap-Tons | 1 |  | None | 25.8 | 0.00825 | 1.06 | 36.3 | 0.0129 | 0 | [6 empty] | DEER:HVAC_Split-Package_AC | Annual
Any | NE-HVAC-airHP-SpltPkg-135to239kBtuh-11p5eer-3p2cop | ESe | New | CZ13 | cDXHP | SWHC013-02 | DEER2020 | D20v1 | 2020-11-09 | Cap-Tons | 1 |  | None | 24.5 | 0.00895 | 0.975 | 48.6 | 0.0138 | 0 | [6 empty] | DEER:HVAC_Split-Package_AC | Annual
Any | NE-HVAC-airHP-SpltPkg-135to239kBtuh-11p5eer-3p2cop | ESe | New | CZ14 | cDXHP | SWHC013-02 | DEER2020 | D20v1 | 2020-11-09 | Cap-Tons | 1 |  | None | 22.1 | 0.0265 | 0.92 | 43.9 | 0.0332 | 0 | [6 empty] | DEER:HVAC_Split-Package_AC | Annual
Any | NE-HVAC-airHP-SpltPkg-135to239kBtuh-11p5eer-3p2cop | EUn | Ex | CZ02 | cDXHP | SWHC013-02 | DEER2020 | D20v1 | 2020-11-09 | Cap-Tons | 1 |  | None | 379 | 0.175 | 0 | 56.8 | 0.0607 | 0 | [6 empty] | DEER:HVAC_Split-Package_AC | Annual
Any | NE-HVAC-airHP-SpltPkg-135to239kBtuh-11p5eer-3p2cop | EUn | Ex | CZ03 | cDXHP | SWHC013-02 | DEER2020 | D20v1 | 2020-11-09 | Cap-Tons | 1 |  | None | 313 | 0.114 | 0 | 25.7 | 0.0322 | 0 | [6 empty] | DEER:HVAC_Split-Package_AC | Annual
Any | NE-HVAC-airHP-SpltPkg-135to239kBtuh-11p5eer-3p2cop | EUn | Ex | CZ04 | cDXHP | SWHC013-02 | DEER2020 | D20v1 | 2020-11-09 | Cap-Tons | 1 |  | None | 349 | 0.146 | 0 | 59.3 | 0.0652 | 0 | [6 empty] | DEER:HVAC_Split-Package_AC | Annual
Any | NE-HVAC-airHP-SpltPkg-135to239kBtuh-11p5eer-3p2cop | EUn | Ex | CZ05 | cDXHP | SWHC013-02 | DEER2020 | D20v1 | 2020-11-09 | Cap-Tons | 1 |  | None | 309 | 0.0807 | 0 | 26.9 | 0.0277 | 0 | [6 empty] | DEER:HVAC_Split-Package_AC | Annual
Any | NE-HVAC-airHP-SpltPkg-135to239kBtuh-11p5eer-3p2cop | EUn | Ex | CZ06 | cDXHP | SWHC013-02 | DEER2020 | D20v1 | 2020-11-09 | Cap-Tons | 1 |  | None | 315 | 0.13 | 0 | 57.9 | 0.0521 | 0 | [6 empty] | DEER:HVAC_Split-Package_AC | Annual
Any | NE-HVAC-airHP-SpltPkg-135to239kBtuh-11p5eer-3p2cop | EUn | Ex | CZ07 | cDXHP | SWHC013-02 | DEER2020 | D20v1 | 2020-11-09 | Cap-Tons | 1 |  | None | 287 | 0.122 | 0 | 49.4 | 0.0433 | 0 | [6 empty] | DEER:HVAC_Split-Package_AC | Annual
Any | NE-HVAC-airHP-SpltPkg-135to239kBtuh-11p5eer-3p2cop | EUn | Ex | CZ08 | cDXHP | SWHC013-02 | DEER2020 | D20v1 | 2020-11-09 | Cap-Tons | 1 |  | None | 331 | 0.135 | 0 | 77.3 | 0.0567 | 0 | [6 empty] | DEER:HVAC_Split-Package_AC | Annual
Any | NE-HVAC-airHP-SpltPkg-135to239kBtuh-11p5eer-3p2cop | EUn | Ex | CZ09 | cDXHP | SWHC013-02 | DEER2020 | D20v1 | 2020-11-09 | Cap-Tons | 1 |  | None | 366 | 0.157 | 0 | 67.9 | 0.0683 | 0 | [6 empty] | DEER:HVAC_Split-Package_AC | Annual
Any | NE-HVAC-airHP-SpltPkg-135to239kBtuh-11p5eer-3p2cop | EUn | Ex | CZ10 | cDXHP | SWHC013-02 | DEER2020 | D20v1 | 2020-11-09 | Cap-Tons | 1 |  | None | 385 | 0.165 | 0 | 80.7 | 0.0736 | 0 | [6 empty] | DEER:HVAC_Split-Package_AC | Annual
Any | NE-HVAC-airHP-SpltPkg-135to239kBtuh-11p5eer-3p2cop | EUn | Ex | CZ11 | cDXHP | SWHC013-02 | DEER2020 | D20v1 | 2020-11-09 | Cap-Tons | 1 |  | None | 425 | 0.183 | 0 | 83.9 | 0.0719 | 0 | [6 empty] | DEER:HVAC_Split-Package_AC | Annual
Any | NE-HVAC-airHP-SpltPkg-135to239kBtuh-11p5eer-3p2cop | EUn | Ex | CZ12 | cDXHP | SWHC013-02 | DEER2020 | D20v1 | 2020-11-09 | Cap-Tons | 1 |  | None | 397 | 0.186 | 0 | 73.6 | 0.0705 | 0 | [6 empty] | DEER:HVAC_Split-Package_AC | Annual
Any | NE-HVAC-airHP-SpltPkg-135to239kBtuh-11p5eer-3p2cop | EUn | Ex | CZ13 | cDXHP | SWHC013-02 | DEER2020 | D20v1 | 2020-11-09 | Cap-Tons | 1 |  | None | 425 | 0.197 | 0 | 87.3 | 0.0638 | 0 | [6 empty] | DEER:HVAC_Split-Package_AC | Annual
Any | NE-HVAC-airHP-SpltPkg-135to239kBtuh-11p5eer-3p2cop | EUn | Ex | CZ14 | cDXHP | SWHC013-02 | DEER2020 | D20v1 | 2020-11-09 | Cap-Tons | 1 |  | None | 427 | 0.175 | 0 | 81.5 | 0.066 | 0 | [6 empty] | DEER:HVAC_Split-Package_AC | Annual
Any | NE-HVAC-airHP-SpltPkg-135to239kBtuh-11p5eer-3p2cop | EUn | Ex | CZ15 | cDXHP | SWHC013-02 | DEER2020 | D20v1 | 2020-11-09 | Cap-Tons | 1 |  | None | 484 | 0.21 | 0 | 120 | 0.0654 | 0 | [6 empty] | DEER:HVAC_Split-Package_AC | Annual
Any | NE-HVAC-airHP-SpltPkg-135to239kBtuh-11p5eer-3p2cop | EUn | Ex | CZ16 | cDXHP | SWHC013-02 | DEER2020 | D20v1 | 2020-11-09 | Cap-Tons | 1 |  | None | 441 | 0.12 | 0 | 33.1 | 0.0386 | 0 | [6 empty] | DEER:HVAC_Split-Package_AC | Annual
Any | NE-HVAC-airHP-SpltPkg-135to239kBtuh-11p5eer-3p2cop | EUn | New | CZ01 | cDXHP | SWHC013-02 | DEER2020 | D20v1 | 2020-11-09 | Cap-Tons | 1 |  | None | 66.2 | 0.0238 | 11.7 | 7.32 | 0.0167 | 0 | [6 empty] | DEER:HVAC_Split-Package_AC | Annual
Any | NE-HVAC-airHP-SpltPkg-135to239kBtuh-11p5eer-3p2cop | EUn | New | CZ02 | cDXHP | SWHC013-02 | DEER2020 | D20v1 | 2020-11-09 | Cap-Tons | 1 |  | None | 96 | 0.0578 | 11.3 | 51.2 | 0.0584 | 0 | [6 empty] | DEER:HVAC_Split-Package_AC | Annual
Any | NE-HVAC-airHP-SpltPkg-135to239kBtuh-11p5eer-3p2cop | EUn | New | CZ03 | cDXHP | SWHC013-02 | DEER2020 | D20v1 | 2020-11-09 | Cap-Tons | 1 |  | None | 80.6 | 0.0253 | 11 | 24.7 | 0.0315 | 0 | [6 empty] | DEER:HVAC_Split-Package_AC | Annual
Any | NE-HVAC-airHP-SpltPkg-135to239kBtuh-11p5eer-3p2cop | EUn | New | CZ04 | cDXHP | SWHC013-02 | DEER2020 | D20v1 | 2020-11-09 | Cap-Tons | 1 |  | None | 99.6 | 0.0664 | 11.1 | 54.4 | 0.0639 | 0 | [6 empty] | DEER:HVAC_Split-Package_AC | Annual
Any | NE-HVAC-airHP-SpltPkg-135to239kBtuh-11p5eer-3p2cop | EUn | New | CZ05 | cDXHP | SWHC013-02 | DEER2020 | D20v1 | 2020-11-09 | Cap-Tons | 1 |  | None | 82.5 | 0.0268 | 11.3 | 25.5 | 0.0282 | 0 | [6 empty] | DEER:HVAC_Split-Package_AC | Annual
Any | NE-HVAC-airHP-SpltPkg-135to239kBtuh-11p5eer-3p2cop | EUn | New | CZ06 | cDXHP | SWHC013-02 | DEER2020 | D20v1 | 2020-11-09 | Cap-Tons | 1 |  | None | 104 | 0.051 | 10.6 | 56.9 | 0.0543 | 0 | [6 empty] | DEER:HVAC_Split-Package_AC | Annual
Any | NE-HVAC-airHP-SpltPkg-135to239kBtuh-11p5eer-3p2cop | EUn | New | CZ07 | cDXHP | SWHC013-02 | DEER2020 | D20v1 | 2020-11-09 | Cap-Tons | 1 |  | None | 104 | 0.047 | 10.8 | 48.7 | 0.0451 | 0 | [6 empty] | DEER:HVAC_Split-Package_AC | Annual
Any | NE-HVAC-airHP-SpltPkg-135to239kBtuh-11p5eer-3p2cop | EUn | New | CZ08 | cDXHP | SWHC013-02 | DEER2020 | D20v1 | 2020-11-09 | Cap-Tons | 1 |  | None | 119 | 0.0595 | 11 | 74.3 | 0.0577 | 0 | [6 empty] | DEER:HVAC_Split-Package_AC | Annual
Any | NE-HVAC-airHP-SpltPkg-135to239kBtuh-11p5eer-3p2cop | EUn | New | CZ09 | cDXHP | SWHC013-02 | DEER2020 | D20v1 | 2020-11-09 | Cap-Tons | 1 |  | None | 90 | 0.0681 | 8.76 | 64.2 | 0.0685 | 0 | [6 empty] | DEER:HVAC_Split-Package_AC | Annual
Any | NE-HVAC-airHP-SpltPkg-135to239kBtuh-11p5eer-3p2cop | EUn | New | CZ10 | cDXHP | SWHC013-02 | DEER2020 | D20v1 | 2020-11-09 | Cap-Tons | 1 |  | None | 104 | 0.0801 | 9.51 | 76 | 0.0732 | 0 | [6 empty] | DEER:HVAC_Split-Package_AC | Annual
Any | NE-HVAC-airHP-SpltPkg-135to239kBtuh-11p5eer-3p2cop | EUn | New | CZ11 | cDXHP | SWHC013-02 | DEER2020 | D20v1 | 2020-11-09 | Cap-Tons | 1 |  | None | 99.7 | 0.0627 | 9.83 | 80.4 | 0.0703 | 0 | [6 empty] | DEER:HVAC_Split-Package_AC | Annual
Any | NE-HVAC-airHP-SpltPkg-135to239kBtuh-11p5eer-3p2cop | EUn | New | CZ12 | cDXHP | SWHC013-02 | DEER2020 | D20v1 | 2020-11-09 | Cap-Tons | 1 |  | None | 103 | 0.0718 | 10.6 | 68.9 | 0.0689 | 0 | [6 empty] | DEER:HVAC_Split-Package_AC | Annual
Any | NE-HVAC-airHP-SpltPkg-135to239kBtuh-11p5eer-3p2cop | EUn | New | CZ13 | cDXHP | SWHC013-02 | DEER2020 | D20v1 | 2020-11-09 | Cap-Tons | 1 |  | None | 104 | 0.0657 | 9.54 | 83.1 | 0.0621 | 0 | [6 empty] | DEER:HVAC_Split-Package_AC | Annual
Any | NE-HVAC-airHP-SpltPkg-135to239kBtuh-11p5eer-3p2cop | EUn | New | CZ14 | cDXHP | SWHC013-02 | DEER2020 | D20v1 | 2020-11-09 | Cap-Tons | 1 |  | None | 89.9 | 0.0651 | 9.23 | 77.9 | 0.0641 | 0 | [6 empty] | DEER:HVAC_Split-Package_AC | Annual
Any | NE-HVAC-airHP-SpltPkg-135to239kBtuh-11p5eer-3p2cop | EUn | New | CZ15 | cDXHP | SWHC013-02 | DEER2020 | D20v1 | 2020-11-09 | Cap-Tons | 1 |  | None | 118 | 0.0701 | 6.95 | 117 | 0.0647 | 0 | [6 empty] | DEER:HVAC_Split-Package_AC | Annual
Any | NE-HVAC-airHP-SpltPkg-135to239kBtuh-11p5eer-3p2cop | EUn | New | CZ16 | cDXHP | SWHC013-02 | DEER2020 | D20v1 | 2020-11-09 | Cap-Tons | 1 |  | None | 67.4 | 0.0219 | 10.7 | 32.2 | 0.0374 | 0 | [6 empty] | DEER:HVAC_Split-Package_AC | Annual
Any | NE-HVAC-airHP-SpltPkg-135to239kBtuh-11p5eer-3p2cop | Gro | Ex | CZ08 | cDXHP | SWHC013-02 | DEER2020 | D20v1 | 2020-11-09 | Cap-Tons | 1 |  | None | 632 | 0.148 | -0.00015 | 43.1 | 0.0364 | 0 | [6 empty] | DEER:HVAC_Split-Package_AC | Annual
Any | NE-HVAC-airHP-SpltPkg-135to239kBtuh-11p5eer-3p2cop | Gro | Ex | CZ09 | cDXHP | SWHC013-02 | DEER2020 | D20v1 | 2020-11-09 | Cap-Tons | 1 |  | None | 619 | 0.204 | -6e-05 | 41.7 | 0.048 | 0 | [6 empty] | DEER:HVAC_Split-Package_AC | Annual
Any | NE-HVAC-airHP-SpltPkg-135to239kBtuh-11p5eer-3p2cop | Gro | Ex | CZ10 | cDXHP | SWHC013-02 | DEER2020 | D20v1 | 2020-11-09 | Cap-Tons | 1 |  | None | 649 | 0.2 | 0.00034 | 49.3 | 0.0515 | 0 | [6 empty] | DEER:HVAC_Split-Package_AC | Annual
Any | NE-HVAC-airHP-SpltPkg-135to239kBtuh-11p5eer-3p2cop | Gro | Ex | CZ11 | cDXHP | SWHC013-02 | DEER2020 | D20v1 | 2020-11-09 | Cap-Tons | 1 |  | None | 718 | 0.209 | -0.0007 | 55.3 | 0.0567 | 0 | [6 empty] | DEER:HVAC_Split-Package_AC | Annual
Any | NE-HVAC-airHP-SpltPkg-135to239kBtuh-11p5eer-3p2cop | Gro | Ex | CZ12 | cDXHP | SWHC013-02 | DEER2020 | D20v1 | 2020-11-09 | Cap-Tons | 1 |  | None | 686 | 0.207 | 0.00021 | 36.2 | 0.0485 | 0 | [6 empty] | DEER:HVAC_Split-Package_AC | Annual
Any | NE-HVAC-airHP-SpltPkg-135to239kBtuh-11p5eer-3p2cop | Gro | Ex | CZ13 | cDXHP | SWHC013-02 | DEER2020 | D20v1 | 2020-11-09 | Cap-Tons | 1 |  | None | 701 | 0.204 | -0.00135 | 59.7 | 0.052 | 0 | [6 empty] | DEER:HVAC_Split-Package_AC | Annual
Any | NE-HVAC-airHP-SpltPkg-135to239kBtuh-11p5eer-3p2cop | Gro | Ex | CZ14 | cDXHP | SWHC013-02 | DEER2020 | D20v1 | 2020-11-09 | Cap-Tons | 1 |  | None | 690 | 0.177 | 0.00055 | 53.3 | 0.0427 | 0 | [6 empty] | DEER:HVAC_Split-Package_AC | Annual
Any | NE-HVAC-airHP-SpltPkg-135to239kBtuh-11p5eer-3p2cop | Gro | Ex | CZ15 | cDXHP | SWHC013-02 | DEER2020 | D20v1 | 2020-11-09 | Cap-Tons | 1 |  | None | 726 | 0.204 | -4e-05 | 97.6 | 0.049 | 0 | [6 empty] | DEER:HVAC_Split-Package_AC | Annual
Any | NE-HVAC-airHP-SpltPkg-135to239kBtuh-11p5eer-3p2cop | Gro | Ex | CZ16 | cDXHP | SWHC013-02 | DEER2020 | D20v1 | 2020-11-09 | Cap-Tons | 1 |  | None | 1270 | 0.164 | -0.00017 | 22.4 | 0.0378 | 0 | [6 empty] | DEER:HVAC_Split-Package_AC | Annual
Any | NE-HVAC-airHP-SpltPkg-135to239kBtuh-11p5eer-3p2cop | Gro | New | CZ01 | cDXHP | SWHC013-02 | DEER2020 | D20v1 | 2020-11-09 | Cap-Tons | 1 |  | None | -167 | 0.00423 | -0.00088 | -56.4 | 0.0125 | 0.00597 | [6 empty] | DEER:HVAC_Split-Package_AC | Annual
Any | NE-HVAC-airHP-SpltPkg-135to239kBtuh-11p5eer-3p2cop | Gro | New | CZ02 | cDXHP | SWHC013-02 | DEER2020 | D20v1 | 2020-11-09 | Cap-Tons | 1 |  | None | 12 | 0.0162 | -0.00086 | 81.5 | 0.0472 | 0 | [6 empty] | DEER:HVAC_Split-Package_AC | Annual
Any | NE-HVAC-airHP-SpltPkg-135to239kBtuh-11p5eer-3p2cop | Gro | New | CZ03 | cDXHP | SWHC013-02 | DEER2020 | D20v1 | 2020-11-09 | Cap-Tons | 1 |  | None | -5 | 0.00531 | 0.00055 | 63 | 0.027 | -2e-05 | [6 empty] | DEER:HVAC_Split-Package_AC | Annual
Any | NE-HVAC-airHP-SpltPkg-135to239kBtuh-11p5eer-3p2cop | Gro | New | CZ04 | cDXHP | SWHC013-02 | DEER2020 | D20v1 | 2020-11-09 | Cap-Tons | 1 |  | None | 9.19 | 0.0126 | -0.00105 | 79.9 | 0.0443 | 0 | [6 empty] | DEER:HVAC_Split-Package_AC | Annual
Any | NE-HVAC-airHP-SpltPkg-135to239kBtuh-11p5eer-3p2cop | Gro | New | CZ05 | cDXHP | SWHC013-02 | DEER2020 | D20v1 | 2020-11-09 | Cap-Tons | 1 |  | None | -35.8 | 0.00415 | -0.00177 | 45.5 | 0.0171 | -0.00047 | [6 empty] | DEER:HVAC_Split-Package_AC | Annual
Any | NE-HVAC-airHP-SpltPkg-135to239kBtuh-11p5eer-3p2cop | Gro | New | CZ06 | cDXHP | SWHC013-02 | DEER2020 | D20v1 | 2020-11-09 | Cap-Tons | 1 |  | None | 4.78 | 0.0121 | -0.00024 | 78.5 | 0.0361 | 0 | [6 empty] | DEER:HVAC_Split-Package_AC | Annual
Any | NE-HVAC-airHP-SpltPkg-135to239kBtuh-11p5eer-3p2cop | Gro | New | CZ07 | cDXHP | SWHC013-02 | DEER2020 | D20v1 | 2020-11-09 | Cap-Tons | 1 |  | None | 12.1 | 0.0143 | -0.00014 | 81.3 | 0.035 | 0 | [6 empty] | DEER:HVAC_Split-Package_AC | Annual
Any | NE-HVAC-airHP-SpltPkg-135to239kBtuh-11p5eer-3p2cop | Gro | New | CZ08 | cDXHP | SWHC013-02 | DEER2020 | D20v1 | 2020-11-09 | Cap-Tons | 1 |  | None | 18 | 0.0112 | 0.00013 | 89.9 | 0.0393 | 0 | [6 empty] | DEER:HVAC_Split-Package_AC | Annual
Any | NE-HVAC-airHP-SpltPkg-135to239kBtuh-11p5eer-3p2cop | Gro | New | CZ09 | cDXHP | SWHC013-02 | DEER2020 | D20v1 | 2020-11-09 | Cap-Tons | 1 |  | None | 28.7 | 0.0222 | 0.00014 | 85.6 | 0.0483 | 0 | [6 empty] | DEER:HVAC_Split-Package_AC | Annual
Any | NE-HVAC-airHP-SpltPkg-135to239kBtuh-11p5eer-3p2cop | Gro | New | CZ10 | cDXHP | SWHC013-02 | DEER2020 | D20v1 | 2020-11-09 | Cap-Tons | 1 |  | None | 24.9 | 0.0257 | -1e-05 | 97.4 | 0.0542 | 0 | [6 empty] | DEER:HVAC_Split-Package_AC | Annual
Any | NE-HVAC-airHP-SpltPkg-135to239kBtuh-11p5eer-3p2cop | Gro | New | CZ11 | cDXHP | SWHC013-02 | DEER2020 | D20v1 | 2020-11-09 | Cap-Tons | 1 |  | None | 17.3 | 0.0279 | 0.0007 | 108 | 0.0547 | 0 | [6 empty] | DEER:HVAC_Split-Package_AC | Annual
Any | NE-HVAC-airHP-SpltPkg-135to239kBtuh-11p5eer-3p2cop | Gro | New | CZ12 | cDXHP | SWHC013-02 | DEER2020 | D20v1 | 2020-11-09 | Cap-Tons | 1 |  | None | 28.4 | 0.0255 | 8e-05 | 94.4 | 0.0503 | 0 | [6 empty] | DEER:HVAC_Split-Package_AC | Annual
Any | NE-HVAC-airHP-SpltPkg-135to239kBtuh-11p5eer-3p2cop | Gro | New | CZ13 | cDXHP | SWHC013-02 | DEER2020 | D20v1 | 2020-11-09 | Cap-Tons | 1 |  | None | 33.9 | 0.0242 | -0.00096 | 110 | 0.0528 | 0 | [6 empty] | DEER:HVAC_Split-Package_AC | Annual
Any | NE-HVAC-airHP-SpltPkg-135to239kBtuh-11p5eer-3p2cop | Gro | New | CZ14 | cDXHP | SWHC013-02 | DEER2020 | D20v1 | 2020-11-09 | Cap-Tons | 1 |  | None | 31.9 | 0.0142 | 0.0011 | 101 | 0.0413 | 0 | [6 empty] | DEER:HVAC_Split-Package_AC | Annual
Any | NE-HVAC-airHP-SpltPkg-135to239kBtuh-11p5eer-3p2cop | Gro | New | CZ15 | cDXHP | SWHC013-02 | DEER2020 | D20v1 | 2020-11-09 | Cap-Tons | 1 |  | None | 50.1 | 0.0234 | 1e-05 | 124 | 0.0483 | 0 | [6 empty] | DEER:HVAC_Split-Package_AC | Annual
Any | NE-HVAC-airHP-SpltPkg-135to239kBtuh-11p5eer-3p2cop | Gro | New | CZ16 | cDXHP | SWHC013-02 | DEER2020 | D20v1 | 2020-11-09 | Cap-Tons | 1 |  | None | -100 | 0.00711 | -0.0002 | -45 | 0.0352 | 0 | [6 empty] | DEER:HVAC_Split-Package_AC | Annual
Any | NE-HVAC-airHP-SpltPkg-135to239kBtuh-11p5eer-3p2cop | Hsp | Ex | CZ14 | cDXHP | SWHC013-02 | DEER2020 | D20v1 | 2020-11-09 | Cap-Tons | 1 |  | None | 781 | 0.154 | 0 | 86.5 | 0.0493 | 0 | [6 empty] | DEER:HVAC_Split-Package_AC | Annual
Any | NE-HVAC-airHP-SpltPkg-135to239kBtuh-11p5eer-3p2cop | Hsp | Ex | CZ15 | cDXHP | SWHC013-02 | DEER2020 | D20v1 | 2020-11-09 | Cap-Tons | 1 |  | None | 791 | 0.18 | 0 | 163 | 0.06 | 0 | [6 empty] | DEER:HVAC_Split-Package_AC | Annual
Any | NE-HVAC-airHP-SpltPkg-135to239kBtuh-11p5eer-3p2cop | Hsp | Ex | CZ16 | cDXHP | SWHC013-02 | DEER2020 | D20v1 | 2020-11-09 | Cap-Tons | 1 |  | None | 797 | 0.111 | 0 | 31.6 | 0.0316 | 0 | [6 empty] | DEER:HVAC_Split-Package_AC | Annual
Any | NE-HVAC-airHP-SpltPkg-135to239kBtuh-11p5eer-3p2cop | Hsp | New | CZ01 | cDXHP | SWHC013-02 | DEER2020 | D20v1 | 2020-11-09 | Cap-Tons | 1 |  | None | 220 | 0.042 | 19.5 | 1.98 | 0.00595 | 0 | [6 empty] | DEER:HVAC_Split-Package_AC | Annual
Any | NE-HVAC-airHP-SpltPkg-135to239kBtuh-11p5eer-3p2cop | Hsp | New | CZ02 | cDXHP | SWHC013-02 | DEER2020 | D20v1 | 2020-11-09 | Cap-Tons | 1 |  | None | 255 | 0.0709 | 19.5 | 33.9 | 0.04 | 0 | [6 empty] | DEER:HVAC_Split-Package_AC | Annual
Any | NE-HVAC-airHP-SpltPkg-135to239kBtuh-11p5eer-3p2cop | Hsp | New | CZ03 | cDXHP | SWHC013-02 | DEER2020 | D20v1 | 2020-11-09 | Cap-Tons | 1 |  | None | 239 | 0.0536 | 19.5 | 12.7 | 0.0246 | 0 | [6 empty] | DEER:HVAC_Split-Package_AC | Annual
Any | NE-HVAC-airHP-SpltPkg-135to239kBtuh-11p5eer-3p2cop | Hsp | New | CZ04 | cDXHP | SWHC013-02 | DEER2020 | D20v1 | 2020-11-09 | Cap-Tons | 1 |  | None | 260 | 0.0668 | 19.5 | 37.8 | 0.0364 | 0 | [6 empty] | DEER:HVAC_Split-Package_AC | Annual
Any | NE-HVAC-airHP-SpltPkg-135to239kBtuh-11p5eer-3p2cop | Hsp | New | CZ05 | cDXHP | SWHC013-02 | DEER2020 | D20v1 | 2020-11-09 | Cap-Tons | 1 |  | None | 241 | 0.046 | 19.5 | 11.8 | 0.015 | 0 | [6 empty] | DEER:HVAC_Split-Package_AC | Annual
Any | NE-HVAC-airHP-SpltPkg-135to239kBtuh-11p5eer-3p2cop | Hsp | New | CZ06 | cDXHP | SWHC013-02 | DEER2020 | D20v1 | 2020-11-09 | Cap-Tons | 1 |  | None | 275 | 0.0617 | 19.5 | 44.5 | 0.0334 | 0 | [6 empty] | DEER:HVAC_Split-Package_AC | Annual
Any | NE-HVAC-airHP-SpltPkg-135to239kBtuh-11p5eer-3p2cop | Hsp | New | CZ07 | cDXHP | SWHC013-02 | DEER2020 | D20v1 | 2020-11-09 | Cap-Tons | 1 |  | None | 272 | 0.0598 | 19.5 | 38.2 | 0.0276 | 0 | [6 empty] | DEER:HVAC_Split-Package_AC | Annual
Any | NE-HVAC-airHP-SpltPkg-135to239kBtuh-11p5eer-3p2cop | Hsp | New | CZ08 | cDXHP | SWHC013-02 | DEER2020 | D20v1 | 2020-11-09 | Cap-Tons | 1 |  | None | 281 | 0.0627 | 19.5 | 57 | 0.0339 | 0 | [6 empty] | DEER:HVAC_Split-Package_AC | Annual
Any | NE-HVAC-airHP-SpltPkg-135to239kBtuh-11p5eer-3p2cop | Hsp | New | CZ09 | cDXHP | SWHC013-02 | DEER2020 | D20v1 | 2020-11-09 | Cap-Tons | 1 |  | None | 288 | 0.0877 | 19.5 | 65.2 | 0.0481 | 0 | [6 empty] | DEER:HVAC_Split-Package_AC | Annual
Any | NE-HVAC-airHP-SpltPkg-135to239kBtuh-11p5eer-3p2cop | Hsp | New | CZ10 | cDXHP | SWHC013-02 | DEER2020 | D20v1 | 2020-11-09 | Cap-Tons | 1 |  | None | 289 | 0.0884 | 19.5 | 68.6 | 0.0472 | 0 | [6 empty] | DEER:HVAC_Split-Package_AC | Annual
Any | NE-HVAC-airHP-SpltPkg-135to239kBtuh-11p5eer-3p2cop | Hsp | New | CZ11 | cDXHP | SWHC013-02 | DEER2020 | D20v1 | 2020-11-09 | Cap-Tons | 1 |  | None | 286 | 0.0848 | 19.5 | 75 | 0.0532 | 0 | [6 empty] | DEER:HVAC_Split-Package_AC | Annual
Any | NE-HVAC-airHP-SpltPkg-135to239kBtuh-11p5eer-3p2cop | Hsp | New | CZ12 | cDXHP | SWHC013-02 | DEER2020 | D20v1 | 2020-11-09 | Cap-Tons | 1 |  | None | 270 | 0.0883 | 19.5 | 54.9 | 0.0476 | 0 | [6 empty] | DEER:HVAC_Split-Package_AC | Annual
Any | NE-HVAC-airHP-SpltPkg-135to239kBtuh-11p5eer-3p2cop | Hsp | New | CZ13 | cDXHP | SWHC013-02 | DEER2020 | D20v1 | 2020-11-09 | Cap-Tons | 1 |  | None | 291 | 0.0918 | 19.5 | 79.8 | 0.0479 | 0 | [6 empty] | DEER:HVAC_Split-Package_AC | Annual
Any | NE-HVAC-airHP-SpltPkg-135to239kBtuh-11p5eer-3p2cop | Hsp | New | CZ14 | cDXHP | SWHC013-02 | DEER2020 | D20v1 | 2020-11-09 | Cap-Tons | 1 |  | None | 282 | 0.0691 | 19.5 | 75 | 0.044 | 0 | [6 empty] | DEER:HVAC_Split-Package_AC | Annual
Any | NE-HVAC-airHP-SpltPkg-135to239kBtuh-11p5eer-3p2cop | Hsp | New | CZ15 | cDXHP | SWHC013-02 | DEER2020 | D20v1 | 2020-11-09 | Cap-Tons | 1 |  | None | 358 | 0.0951 | 18.6 | 148 | 0.0562 | 0 | [6 empty] | DEER:HVAC_Split-Package_AC | Annual
Any | NE-HVAC-airHP-SpltPkg-135to239kBtuh-11p5eer-3p2cop | Hsp | New | CZ16 | cDXHP | SWHC013-02 | DEER2020 | D20v1 | 2020-11-09 | Cap-Tons | 1 |  | None | 237 | 0.0499 | 19.5 | 25.5 | 0.0274 | 0 | [6 empty] | DEER:HVAC_Split-Package_AC | Annual
Any | NE-HVAC-airHP-SpltPkg-135to239kBtuh-11p5eer-3p2cop | Htl | New | CZ04 | cDXHP | SWHC013-02 | DEER2020 | D20v1 | 2020-11-09 | Cap-Tons | 1 |  | None | 9970 | 1.75 | 109 | 58.1 | 0.0582 | 0 | [6 empty] | DEER:HVAC_Split-Package_AC | Annual
Any | NE-HVAC-airHP-SpltPkg-135to239kBtuh-11p5eer-3p2cop | Htl | New | CZ05 | cDXHP | SWHC013-02 | DEER2020 | D20v1 | 2020-11-09 | Cap-Tons | 1 |  | None | 9430 | 1.55 | 109 | 18.1 | 0.0201 | 0 | [6 empty] | DEER:HVAC_Split-Package_AC | Annual
Any | NE-HVAC-airHP-SpltPkg-135to239kBtuh-11p5eer-3p2cop | Htl | New | CZ06 | cDXHP | SWHC013-02 | DEER2020 | D20v1 | 2020-11-09 | Cap-Tons | 1 |  | None | 9520 | 1.61 | 104 | 56 | 0.0497 | 0 | [6 empty] | DEER:HVAC_Split-Package_AC | Annual
Any | NE-HVAC-airHP-SpltPkg-135to239kBtuh-11p5eer-3p2cop | Htl | New | CZ07 | cDXHP | SWHC013-02 | DEER2020 | D20v1 | 2020-11-09 | Cap-Tons | 1 |  | None | 9700 | 1.6 | 105 | 45.8 | 0.0369 | 0 | [6 empty] | DEER:HVAC_Split-Package_AC | Annual
Any | NE-HVAC-airHP-SpltPkg-135to239kBtuh-11p5eer-3p2cop | Htl | New | CZ08 | cDXHP | SWHC013-02 | DEER2020 | D20v1 | 2020-11-09 | Cap-Tons | 1 |  | None | 11100 | 1.84 | 117 | 85.9 | 0.0535 | 0 | [6 empty] | DEER:HVAC_Split-Package_AC | Annual
Any | NE-HVAC-airHP-SpltPkg-135to239kBtuh-11p5eer-3p2cop | Htl | New | CZ09 | cDXHP | SWHC013-02 | DEER2020 | D20v1 | 2020-11-09 | Cap-Tons | 1 |  | None | 8100 | 1.47 | 87 | 78 | 0.0676 | 0 | [6 empty] | DEER:HVAC_Split-Package_AC | Annual
Any | NE-HVAC-airHP-SpltPkg-135to239kBtuh-11p5eer-3p2cop | Htl | New | CZ10 | cDXHP | SWHC013-02 | DEER2020 | D20v1 | 2020-11-09 | Cap-Tons | 1 |  | None | 8970 | 1.63 | 95.9 | 92.9 | 0.0716 | 0 | [6 empty] | DEER:HVAC_Split-Package_AC | Annual
Any | NE-HVAC-airHP-SpltPkg-135to239kBtuh-11p5eer-3p2cop | Htl | New | CZ11 | cDXHP | SWHC013-02 | DEER2020 | D20v1 | 2020-11-09 | Cap-Tons | 1 |  | None | 8240 | 1.53 | 90 | 99.7 | 0.0801 | 0 | [6 empty] | DEER:HVAC_Split-Package_AC | Annual
Any | NE-HVAC-airHP-SpltPkg-135to239kBtuh-11p5eer-3p2cop | Htl | New | CZ12 | cDXHP | SWHC013-02 | DEER2020 | D20v1 | 2020-11-09 | Cap-Tons | 1 |  | None | 9140 | 1.73 | 100 | 78.7 | 0.0781 | 0 | [6 empty] | DEER:HVAC_Split-Package_AC | Annual
Any | NE-HVAC-airHP-SpltPkg-135to239kBtuh-11p5eer-3p2cop | Htl | New | CZ13 | cDXHP | SWHC013-02 | DEER2020 | D20v1 | 2020-11-09 | Cap-Tons | 1 |  | None | 8060 | 1.5 | 87.3 | 102 | 0.0695 | 0 | [6 empty] | DEER:HVAC_Split-Package_AC | Annual
Any | NE-HVAC-airHP-SpltPkg-135to239kBtuh-11p5eer-3p2cop | Htl | New | CZ14 | cDXHP | SWHC013-02 | DEER2020 | D20v1 | 2020-11-09 | Cap-Tons | 1 |  | None | 7980 | 1.44 | 87.6 | 98.2 | 0.0625 | 0 | [6 empty] | DEER:HVAC_Split-Package_AC | Annual
Any | NE-HVAC-airHP-SpltPkg-135to239kBtuh-11p5eer-3p2cop | Htl | New | CZ15 | cDXHP | SWHC013-02 | DEER2020 | D20v1 | 2020-11-09 | Cap-Tons | 1 |  | None | 6660 | 1.18 | 66.8 | 163 | 0.0673 | 0 | [6 empty] | DEER:HVAC_Split-Package_AC | Annual
Any | NE-HVAC-airHP-SpltPkg-135to239kBtuh-11p5eer-3p2cop | Htl | New | CZ16 | cDXHP | SWHC013-02 | DEER2020 | D20v1 | 2020-11-09 | Cap-Tons | 1 |  | None | 8780 | 1.57 | 105 | 36.3 | 0.0427 | 0 | [6 empty] | DEER:HVAC_Split-Package_AC | Annual
Any | NE-HVAC-airHP-SpltPkg-135to239kBtuh-11p5eer-3p2cop | MBT | Ex | CZ01 | cDXHP | SWHC013-02 | DEER2020 | D20v1 | 2020-11-09 | Cap-Tons | 1 |  | None | 327 | 0.0698 | 0 | 12.6 | 0.0093 | 0 | [6 empty] | DEER:HVAC_Split-Package_AC | Annual
Any | NE-HVAC-airHP-SpltPkg-135to239kBtuh-11p5eer-3p2cop | MBT | Ex | CZ02 | cDXHP | SWHC013-02 | DEER2020 | D20v1 | 2020-11-09 | Cap-Tons | 1 |  | None | 388 | 0.18 | 0 | 48.8 | 0.0462 | 0 | [6 empty] | DEER:HVAC_Split-Package_AC | Annual
Any | NE-HVAC-airHP-SpltPkg-135to239kBtuh-11p5eer-3p2cop | MBT | Ex | CZ03 | cDXHP | SWHC013-02 | DEER2020 | D20v1 | 2020-11-09 | Cap-Tons | 1 |  | None | 293 | 0.13 | 0 | 30.5 | 0.027 | 0 | [6 empty] | DEER:HVAC_Split-Package_AC | Annual
Any | NE-HVAC-airHP-SpltPkg-135to239kBtuh-11p5eer-3p2cop | MBT | Ex | CZ04 | cDXHP | SWHC013-02 | DEER2020 | D20v1 | 2020-11-09 | Cap-Tons | 1 |  | None | 355 | 0.168 | 0 | 54.6 | 0.0404 | 0 | [6 empty] | DEER:HVAC_Split-Package_AC | Annual
Any | NE-HVAC-airHP-SpltPkg-135to239kBtuh-11p5eer-3p2cop | MBT | Ex | CZ05 | cDXHP | SWHC013-02 | DEER2020 | D20v1 | 2020-11-09 | Cap-Tons | 1 |  | None | 285 | 0.0917 | 0 | 32.9 | 0.0183 | 0 | [6 empty] | DEER:HVAC_Split-Package_AC | Annual
Any | NE-HVAC-airHP-SpltPkg-135to239kBtuh-11p5eer-3p2cop | MBT | Ex | CZ06 | cDXHP | SWHC013-02 | DEER2020 | D20v1 | 2020-11-09 | Cap-Tons | 1 |  | None | 323 | 0.138 | 0 | 60.5 | 0.0352 | 0 | [6 empty] | DEER:HVAC_Split-Package_AC | Annual
Any | NE-HVAC-airHP-SpltPkg-135to239kBtuh-11p5eer-3p2cop | MBT | Ex | CZ07 | cDXHP | SWHC013-02 | DEER2020 | D20v1 | 2020-11-09 | Cap-Tons | 1 |  | None | 279 | 0.122 | 0 | 53.2 | 0.028 | 0 | [6 empty] | DEER:HVAC_Split-Package_AC | Annual
Any | NE-HVAC-airHP-SpltPkg-135to239kBtuh-11p5eer-3p2cop | MBT | Ex | CZ08 | cDXHP | SWHC013-02 | DEER2020 | D20v1 | 2020-11-09 | Cap-Tons | 1 |  | None | 360 | 0.152 | 0 | 70.2 | 0.0355 | 0 | [6 empty] | DEER:HVAC_Split-Package_AC | Annual
Any | NE-HVAC-airHP-SpltPkg-135to239kBtuh-11p5eer-3p2cop | MBT | Ex | CZ09 | cDXHP | SWHC013-02 | DEER2020 | D20v1 | 2020-11-09 | Cap-Tons | 1 |  | None | 398 | 0.184 | 0 | 61.3 | 0.0446 | 0 | [6 empty] | DEER:HVAC_Split-Package_AC | Annual
Any | NE-HVAC-airHP-SpltPkg-135to239kBtuh-11p5eer-3p2cop | MBT | Ex | CZ10 | cDXHP | SWHC013-02 | DEER2020 | D20v1 | 2020-11-09 | Cap-Tons | 1 |  | None | 410 | 0.193 | 0 | 70.6 | 0.0467 | 0 | [6 empty] | DEER:HVAC_Split-Package_AC | Annual
Any | NE-HVAC-airHP-SpltPkg-135to239kBtuh-11p5eer-3p2cop | MBT | Ex | CZ11 | cDXHP | SWHC013-02 | DEER2020 | D20v1 | 2020-11-09 | Cap-Tons | 1 |  | None | 450 | 0.192 | 0 | 63.9 | 0.0515 | 0 | [6 empty] | DEER:HVAC_Split-Package_AC | Annual
Any | NE-HVAC-airHP-SpltPkg-135to239kBtuh-11p5eer-3p2cop | MBT | Ex | CZ12 | cDXHP | SWHC013-02 | DEER2020 | D20v1 | 2020-11-09 | Cap-Tons | 1 |  | None | 422 | 0.196 | 0 | 56.2 | 0.0486 | 0 | [6 empty] | DEER:HVAC_Split-Package_AC | Annual
Any | NE-HVAC-airHP-SpltPkg-135to239kBtuh-11p5eer-3p2cop | MBT | Ex | CZ13 | cDXHP | SWHC013-02 | DEER2020 | D20v1 | 2020-11-09 | Cap-Tons | 1 |  | None | 453 | 0.2 | 0 | 67.4 | 0.0457 | 0 | [6 empty] | DEER:HVAC_Split-Package_AC | Annual
Any | NE-HVAC-airHP-SpltPkg-135to239kBtuh-11p5eer-3p2cop | MBT | Ex | CZ14 | cDXHP | SWHC013-02 | DEER2020 | D20v1 | 2020-11-09 | Cap-Tons | 1 |  | None | 466 | 0.184 | 0 | 66.7 | 0.0426 | 0 | [6 empty] | DEER:HVAC_Split-Package_AC | Annual
Any | NE-HVAC-airHP-SpltPkg-135to239kBtuh-11p5eer-3p2cop | MBT | Ex | CZ15 | cDXHP | SWHC013-02 | DEER2020 | D20v1 | 2020-11-09 | Cap-Tons | 1 |  | None | 511 | 0.2 | 0 | 101 | 0.0457 | 0 | [6 empty] | DEER:HVAC_Split-Package_AC | Annual
Any | NE-HVAC-airHP-SpltPkg-135to239kBtuh-11p5eer-3p2cop | MBT | Ex | CZ16 | cDXHP | SWHC013-02 | DEER2020 | D20v1 | 2020-11-09 | Cap-Tons | 1 |  | None | 477 | 0.137 | 0 | 34.5 | 0.0308 | 0 | [6 empty] | DEER:HVAC_Split-Package_AC | Annual
Any | NE-HVAC-airHP-SpltPkg-135to239kBtuh-12p0eer-3p2cop | Asm | Ex | CZ03 | cDXHP | SWHC013-02 | DEER2020 | D20v1 | 2020-11-09 | Cap-Tons | 1 |  | None | 346 | 0.128 | 0 | 35.6 | 0.0544 | 0 | [6 empty] | DEER:HVAC_Split-Package_AC | Annual
Any | NE-HVAC-airHP-SpltPkg-135to239kBtuh-12p0eer-3p2cop | Asm | Ex | CZ04 | cDXHP | SWHC013-02 | DEER2020 | D20v1 | 2020-11-09 | Cap-Tons | 1 |  | None | 387 | 0.158 | 0 | 94.9 | 0.0971 | 0 | [6 empty] | DEER:HVAC_Split-Package_AC | Annual
Any | NE-HVAC-airHP-SpltPkg-135to239kBtuh-12p0eer-3p2cop | Asm | Ex | CZ05 | cDXHP | SWHC013-02 | DEER2020 | D20v1 | 2020-11-09 | Cap-Tons | 1 |  | None | 329 | 0.0882 | 0 | 36.5 | 0.0333 | 0 | [6 empty] | DEER:HVAC_Split-Package_AC | Annual
Any | NE-HVAC-airHP-SpltPkg-135to239kBtuh-12p0eer-3p2cop | Asm | Ex | CZ06 | cDXHP | SWHC013-02 | DEER2020 | D20v1 | 2020-11-09 | Cap-Tons | 1 |  | None | 360 | 0.139 | 0 | 84 | 0.0714 | 0 | [6 empty] | DEER:HVAC_Split-Package_AC | Annual
Any | NE-HVAC-airHP-SpltPkg-135to239kBtuh-12p0eer-3p2cop | Asm | Ex | CZ07 | cDXHP | SWHC013-02 | DEER2020 | D20v1 | 2020-11-09 | Cap-Tons | 1 |  | None | 321 | 0.121 | 0 | 69.5 | 0.0558 | 0 | [6 empty] | DEER:HVAC_Split-Package_AC | Annual
Any | NE-HVAC-airHP-SpltPkg-135to239kBtuh-12p0eer-3p2cop | Asm | Ex | CZ08 | cDXHP | SWHC013-02 | DEER2020 | D20v1 | 2020-11-09 | Cap-Tons | 1 |  | None | 384 | 0.149 | 0 | 118 | 0.0768 | 0 | [6 empty] | DEER:HVAC_Split-Package_AC | Annual
Any | NE-HVAC-airHP-SpltPkg-135to239kBtuh-12p0eer-3p2cop | Asm | Ex | CZ09 | cDXHP | SWHC013-02 | DEER2020 | D20v1 | 2020-11-09 | Cap-Tons | 1 |  | None | 433 | 0.176 | 0 | 106 | 0.0962 | 0 | [6 empty] | DEER:HVAC_Split-Package_AC | Annual
Any | NE-HVAC-airHP-SpltPkg-135to239kBtuh-12p0eer-3p2cop | Asm | Ex | CZ10 | cDXHP | SWHC013-02 | DEER2020 | D20v1 | 2020-11-09 | Cap-Tons | 1 |  | None | 465 | 0.185 | 0 | 127 | 0.106 | 0 | [6 empty] | DEER:HVAC_Split-Package_AC | Annual
Any | NE-HVAC-airHP-SpltPkg-135to239kBtuh-12p0eer-3p2cop | Asm | Ex | CZ11 | cDXHP | SWHC013-02 | DEER2020 | D20v1 | 2020-11-09 | Cap-Tons | 1 |  | None | 545 | 0.213 | 0 | 124 | 0.106 | 0 | [6 empty] | DEER:HVAC_Split-Package_AC | Annual
Any | NE-HVAC-airHP-SpltPkg-135to239kBtuh-12p0eer-3p2cop | Asm | Ex | CZ12 | cDXHP | SWHC013-02 | DEER2020 | D20v1 | 2020-11-09 | Cap-Tons | 1 |  | None | 487 | 0.194 | 0 | 107 | 0.113 | 0 | [6 empty] | DEER:HVAC_Split-Package_AC | Annual
Any | NE-HVAC-airHP-SpltPkg-135to239kBtuh-12p0eer-3p2cop | Asm | Ex | CZ13 | cDXHP | SWHC013-02 | DEER2020 | D20v1 | 2020-11-09 | Cap-Tons | 1 |  | None | 544 | 0.207 | 0 | 129 | 0.101 | 0 | [6 empty] | DEER:HVAC_Split-Package_AC | Annual
Any | NE-HVAC-airHP-SpltPkg-135to239kBtuh-12p0eer-3p2cop | Asm | Ex | CZ14 | cDXHP | SWHC013-02 | DEER2020 | D20v1 | 2020-11-09 | Cap-Tons | 1 |  | None | 549 | 0.213 | 0 | 124 | 0.0847 | 0 | [6 empty] | DEER:HVAC_Split-Package_AC | Annual
Any | NE-HVAC-airHP-SpltPkg-135to239kBtuh-12p0eer-3p2cop | Asm | Ex | CZ15 | cDXHP | SWHC013-02 | DEER2020 | D20v1 | 2020-11-09 | Cap-Tons | 1 |  | None | 607 | 0.245 | 0 | 184 | 0.0866 | 0 | [6 empty] | DEER:HVAC_Split-Package_AC | Annual
Any | NE-HVAC-airHP-SpltPkg-135to239kBtuh-12p0eer-3p2cop | Asm | Ex | CZ16 | cDXHP | SWHC013-02 | DEER2020 | D20v1 | 2020-11-09 | Cap-Tons | 1 |  | None | 524 | 0.138 | 0 | 50.8 | 0.0635 | 0 | [6 empty] | DEER:HVAC_Split-Package_AC | Annual
Any | NE-HVAC-airHP-SpltPkg-135to239kBtuh-12p0eer-3p2cop | Asm | New | CZ01 | cDXHP | SWHC013-02 | DEER2020 | D20v1 | 2020-11-09 | Cap-Tons | 1 |  | None | -38 | 0.00467 | 0 | 6.56 | 0.0156 | 0 | [6 empty] | DEER:HVAC_Split-Package_AC | Annual
Any | NE-HVAC-airHP-SpltPkg-135to239kBtuh-12p0eer-3p2cop | Asm | New | CZ02 | cDXHP | SWHC013-02 | DEER2020 | D20v1 | 2020-11-09 | Cap-Tons | 1 |  | None | 40.3 | 0.0865 | 0 | 94.8 | 0.109 | 0 | [6 empty] | DEER:HVAC_Split-Package_AC | Annual
Any | NE-HVAC-airHP-SpltPkg-135to239kBtuh-12p0eer-3p2cop | Asm | New | CZ03 | cDXHP | SWHC013-02 | DEER2020 | D20v1 | 2020-11-09 | Cap-Tons | 1 |  | None | -8.24 | 0.0321 | 0 | 30.4 | 0.054 | 0 | [6 empty] | DEER:HVAC_Split-Package_AC | Annual
Any | NE-HVAC-airHP-SpltPkg-135to239kBtuh-12p0eer-3p2cop | Asm | New | CZ04 | cDXHP | SWHC013-02 | DEER2020 | D20v1 | 2020-11-09 | Cap-Tons | 1 |  | None | 52.2 | 0.0761 | 0 | 104 | 0.0964 | 0 | [6 empty] | DEER:HVAC_Split-Package_AC | Annual
Any | NE-HVAC-airHP-SpltPkg-135to239kBtuh-12p0eer-3p2cop | Asm | New | CZ05 | cDXHP | SWHC013-02 | DEER2020 | D20v1 | 2020-11-09 | Cap-Tons | 1 |  | None | -10.3 | 0.0141 | 0 | 32.1 | 0.0336 | 0 | [6 empty] | DEER:HVAC_Split-Package_AC | Annual
Any | NE-HVAC-airHP-SpltPkg-135to239kBtuh-12p0eer-3p2cop | Asm | New | CZ06 | cDXHP | SWHC013-02 | DEER2020 | D20v1 | 2020-11-09 | Cap-Tons | 1 |  | None | 32.8 | 0.0527 | 0 | 78.5 | 0.0758 | 0 | [6 empty] | DEER:HVAC_Split-Package_AC | Annual
Any | NE-HVAC-airHP-SpltPkg-135to239kBtuh-12p0eer-3p2cop | Asm | New | CZ07 | cDXHP | SWHC013-02 | DEER2020 | D20v1 | 2020-11-09 | Cap-Tons | 1 |  | None | 26.1 | 0.0433 | 0 | 61.7 | 0.0576 | 0 | [6 empty] | DEER:HVAC_Split-Package_AC | Annual
Any | NE-HVAC-airHP-SpltPkg-135to239kBtuh-12p0eer-3p2cop | Asm | New | CZ08 | cDXHP | SWHC013-02 | DEER2020 | D20v1 | 2020-11-09 | Cap-Tons | 1 |  | None | 56.2 | 0.0591 | 0 | 111 | 0.0793 | 0 | [6 empty] | DEER:HVAC_Split-Package_AC | Annual
Any | NE-HVAC-airHP-SpltPkg-135to239kBtuh-12p0eer-3p2cop | Asm | New | CZ09 | cDXHP | SWHC013-02 | DEER2020 | D20v1 | 2020-11-09 | Cap-Tons | 1 |  | None | 47.2 | 0.0699 | 0 | 102 | 0.098 | 0 | [6 empty] | DEER:HVAC_Split-Package_AC | Annual
Any | NE-HVAC-airHP-SpltPkg-135to239kBtuh-12p0eer-3p2cop | Asm | New | CZ10 | cDXHP | SWHC013-02 | DEER2020 | D20v1 | 2020-11-09 | Cap-Tons | 1 |  | None | 58.7 | 0.0843 | 0 | 124 | 0.106 | 0 | [6 empty] | DEER:HVAC_Split-Package_AC | Annual
Any | NE-HVAC-airHP-SpltPkg-135to239kBtuh-12p0eer-3p2cop | Asm | New | CZ11 | cDXHP | SWHC013-02 | DEER2020 | D20v1 | 2020-11-09 | Cap-Tons | 1 |  | None | 53.4 | 0.0859 | 0 | 122 | 0.104 | 0 | [6 empty] | DEER:HVAC_Split-Package_AC | Annual
Any | NE-HVAC-airHP-SpltPkg-135to239kBtuh-12p0eer-3p2cop | Asm | New | CZ12 | cDXHP | SWHC013-02 | DEER2020 | D20v1 | 2020-11-09 | Cap-Tons | 1 |  | None | 45.1 | 0.0927 | 0 | 105 | 0.112 | 0 | [6 empty] | DEER:HVAC_Split-Package_AC | Annual
Any | NE-HVAC-airHP-SpltPkg-135to239kBtuh-12p0eer-3p2cop | Asm | New | CZ13 | cDXHP | SWHC013-02 | DEER2020 | D20v1 | 2020-11-09 | Cap-Tons | 1 |  | None | 59.4 | 0.0839 | 0 | 126 | 0.0994 | 0 | [6 empty] | DEER:HVAC_Split-Package_AC | Annual
Any | NE-HVAC-airHP-SpltPkg-135to239kBtuh-12p0eer-3p2cop | Asm | New | CZ14 | cDXHP | SWHC013-02 | DEER2020 | D20v1 | 2020-11-09 | Cap-Tons | 1 |  | None | 49.2 | 0.0677 | 0 | 122 | 0.0821 | 0 | [6 empty] | DEER:HVAC_Split-Package_AC | Annual
Any | NE-HVAC-airHP-SpltPkg-135to239kBtuh-12p0eer-3p2cop | Asm | New | CZ15 | cDXHP | SWHC013-02 | DEER2020 | D20v1 | 2020-11-09 | Cap-Tons | 1 |  | None | 131 | 0.0737 | 0 | 191 | 0.0905 | 0 | [6 empty] | DEER:HVAC_Split-Package_AC | Annual
Any | NE-HVAC-airHP-SpltPkg-135to239kBtuh-12p0eer-3p2cop | Asm | New | CZ16 | cDXHP | SWHC013-02 | DEER2020 | D20v1 | 2020-11-09 | Cap-Tons | 1 |  | None | -18.9 | 0.0293 | 0 | 50.5 | 0.0634 | 0 | [6 empty] | DEER:HVAC_Split-Package_AC | Annual
Any | NE-HVAC-airHP-SpltPkg-135to239kBtuh-12p0eer-3p2cop | Com | Ex | CZ09 | cDXHP | SWHC013-02 | DEER2020 | D20v1 | 2020-11-09 | Cap-Tons | 1 |  | None | 431 | 0.155 | 0 | 95.1 | 0.0685 | 0 | [6 empty] | DEER:HVAC_Split-Package_AC | Annual
Any | NE-HVAC-airHP-SpltPkg-135to239kBtuh-12p0eer-3p2cop | Com | Ex | CZ10 | cDXHP | SWHC013-02 | DEER2020 | D20v1 | 2020-11-09 | Cap-Tons | 1 |  | None | 440 | 0.172 | 2e-05 | 102 | 0.073 | 0 | [6 empty] | DEER:HVAC_Split-Package_AC | Annual
Any | NE-HVAC-airHP-SpltPkg-135to239kBtuh-12p0eer-3p2cop | Com | Ex | CZ11 | cDXHP | SWHC013-02 | DEER2020 | D20v1 | 2020-11-09 | Cap-Tons | 1 |  | None | 507 | 0.168 | -5e-05 | 103 | 0.075 | 0 | [6 empty] | DEER:HVAC_Split-Package_AC | Annual
Any | NE-HVAC-airHP-SpltPkg-135to239kBtuh-12p0eer-3p2cop | Com | Ex | CZ12 | cDXHP | SWHC013-02 | DEER2020 | D20v1 | 2020-11-09 | Cap-Tons | 1 |  | None | 455 | 0.157 | 1e-05 | 86.3 | 0.0679 | 0 | [6 empty] | DEER:HVAC_Split-Package_AC | Annual
Any | NE-HVAC-airHP-SpltPkg-135to239kBtuh-12p0eer-3p2cop | Com | Ex | CZ13 | cDXHP | SWHC013-02 | DEER2020 | D20v1 | 2020-11-09 | Cap-Tons | 1 |  | None | 505 | 0.163 | -8e-05 | 108 | 0.0654 | 0 | [6 empty] | DEER:HVAC_Split-Package_AC | Annual
Any | NE-HVAC-airHP-SpltPkg-135to239kBtuh-12p0eer-3p2cop | Com | Ex | CZ14 | cDXHP | SWHC013-02 | DEER2020 | D20v1 | 2020-11-09 | Cap-Tons | 1 |  | None | 506 | 0.176 | 4e-05 | 109 | 0.0682 | 0 | [6 empty] | DEER:HVAC_Split-Package_AC | Annual
Any | NE-HVAC-airHP-SpltPkg-135to239kBtuh-12p0eer-3p2cop | Com | Ex | CZ15 | cDXHP | SWHC013-02 | DEER2020 | D20v1 | 2020-11-09 | Cap-Tons | 1 |  | None | 602 | 0.198 | 0 | 178 | 0.073 | 0 | [6 empty] | DEER:HVAC_Split-Package_AC | Annual
Any | NE-HVAC-airHP-SpltPkg-135to239kBtuh-12p0eer-3p2cop | Com | Ex | CZ16 | cDXHP | SWHC013-02 | DEER2020 | D20v1 | 2020-11-09 | Cap-Tons | 1 |  | None | 511 | 0.11 | -1e-05 | 43.7 | 0.043 | 0 | [6 empty] | DEER:HVAC_Split-Package_AC | Annual
Any | NE-HVAC-airHP-SpltPkg-135to239kBtuh-12p0eer-3p2cop | Com | New | CZ01 | cDXHP | SWHC013-02 | DEER2020 | D20v1 | 2020-11-09 | Cap-Tons | 1 |  | None | 936 | 0.149 | 29.2 | 1.65 | 0.0121 | 0.00044 | [6 empty] | DEER:HVAC_Split-Package_AC | Annual
Any | NE-HVAC-airHP-SpltPkg-135to239kBtuh-12p0eer-3p2cop | Com | New | CZ02 | cDXHP | SWHC013-02 | DEER2020 | D20v1 | 2020-11-09 | Cap-Tons | 1 |  | None | 670 | 0.162 | 21.4 | 66.8 | 0.0624 | 0 | [6 empty] | DEER:HVAC_Split-Package_AC | Annual
Any | NE-HVAC-airHP-SpltPkg-135to239kBtuh-12p0eer-3p2cop | Com | New | CZ03 | cDXHP | SWHC013-02 | DEER2020 | D20v1 | 2020-11-09 | Cap-Tons | 1 |  | None | 465 | 0.0896 | 17.8 | 32.1 | 0.031 | 0 | [6 empty] | DEER:HVAC_Split-Package_AC | Annual
Any | NE-HVAC-airHP-SpltPkg-135to239kBtuh-12p0eer-3p2cop | Com | New | CZ04 | cDXHP | SWHC013-02 | DEER2020 | D20v1 | 2020-11-09 | Cap-Tons | 1 |  | None | 520 | 0.124 | 14.9 | 73.7 | 0.0538 | 0 | [6 empty] | DEER:HVAC_Split-Package_AC | Annual
Any | NE-HVAC-airHP-SpltPkg-135to239kBtuh-12p0eer-3p2cop | Com | New | CZ05 | cDXHP | SWHC013-02 | DEER2020 | D20v1 | 2020-11-09 | Cap-Tons | 1 |  | None | 1110 | 0.187 | 26.2 | 33.8 | 0.0268 | -3e-05 | [6 empty] | DEER:HVAC_Split-Package_AC | Annual
Any | NE-HVAC-airHP-SpltPkg-135to239kBtuh-12p0eer-3p2cop | Com | New | CZ06 | cDXHP | SWHC013-02 | DEER2020 | D20v1 | 2020-11-09 | Cap-Tons | 1 |  | None | 896 | 0.183 | 40.6 | 77.4 | 0.0534 | 0 | [6 empty] | DEER:HVAC_Split-Package_AC | Annual
Any | NE-HVAC-airHP-SpltPkg-135to239kBtuh-12p0eer-3p2cop | Com | New | CZ07 | cDXHP | SWHC013-02 | DEER2020 | D20v1 | 2020-11-09 | Cap-Tons | 1 |  | None | 1040 | 0.191 | 25.3 | 67.2 | 0.0418 | 0 | [6 empty] | DEER:HVAC_Split-Package_AC | Annual
Any | NE-HVAC-airHP-SpltPkg-135to239kBtuh-12p0eer-3p2cop | Com | New | CZ08 | cDXHP | SWHC013-02 | DEER2020 | D20v1 | 2020-11-09 | Cap-Tons | 1 |  | None | 663 | 0.142 | 33.5 | 93.9 | 0.0535 | 0 | [6 empty] | DEER:HVAC_Split-Package_AC | Annual
Any | NE-HVAC-airHP-SpltPkg-135to239kBtuh-12p0eer-3p2cop | Com | New | CZ09 | cDXHP | SWHC013-02 | DEER2020 | D20v1 | 2020-11-09 | Cap-Tons | 1 |  | None | 596 | 0.153 | 23.8 | 89 | 0.065 | 0 | [6 empty] | DEER:HVAC_Split-Package_AC | Annual
Any | NE-HVAC-airHP-SpltPkg-135to239kBtuh-12p0eer-3p2cop | Com | New | CZ10 | cDXHP | SWHC013-02 | DEER2020 | D20v1 | 2020-11-09 | Cap-Tons | 1 |  | None | 393 | 0.125 | 21.7 | 92.6 | 0.0697 | 0 | [6 empty] | DEER:HVAC_Split-Package_AC | Annual
Any | NE-HVAC-airHP-SpltPkg-135to239kBtuh-12p0eer-3p2cop | Com | New | CZ11 | cDXHP | SWHC013-02 | DEER2020 | D20v1 | 2020-11-09 | Cap-Tons | 1 |  | None | 385 | 0.125 | 13.2 | 99.9 | 0.07 | 0 | [6 empty] | DEER:HVAC_Split-Package_AC | Annual
Any | NE-HVAC-airHP-SpltPkg-135to239kBtuh-12p0eer-3p2cop | Com | New | CZ12 | cDXHP | SWHC013-02 | DEER2020 | D20v1 | 2020-11-09 | Cap-Tons | 1 |  | None | 403 | 0.124 | 13.3 | 80.9 | 0.063 | 0 | [6 empty] | DEER:HVAC_Split-Package_AC | Annual
Any | NE-HVAC-airHP-SpltPkg-135to239kBtuh-12p0eer-3p2cop | Com | New | CZ13 | cDXHP | SWHC013-02 | DEER2020 | D20v1 | 2020-11-09 | Cap-Tons | 1 |  | None | 349 | 0.108 | 12.2 | 104 | 0.061 | 0 | [6 empty] | DEER:HVAC_Split-Package_AC | Annual
Any | NE-HVAC-airHP-SpltPkg-135to239kBtuh-12p0eer-3p2cop | Com | New | CZ14 | cDXHP | SWHC013-02 | DEER2020 | D20v1 | 2020-11-09 | Cap-Tons | 1 |  | None | 704 | 0.172 | 30.4 | 108 | 0.0642 | 0 | [6 empty] | DEER:HVAC_Split-Package_AC | Annual
Any | NE-HVAC-airHP-SpltPkg-135to239kBtuh-12p0eer-3p2cop | Com | New | CZ15 | cDXHP | SWHC013-02 | DEER2020 | D20v1 | 2020-11-09 | Cap-Tons | 1 |  | None | 936 | 0.217 | 20.4 | 174 | 0.0711 | 0 | [6 empty] | DEER:HVAC_Split-Package_AC | Annual
Any | NE-HVAC-airHP-SpltPkg-135to239kBtuh-12p0eer-3p2cop | Com | New | CZ16 | cDXHP | SWHC013-02 | DEER2020 | D20v1 | 2020-11-09 | Cap-Tons | 1 |  | None | 864 | 0.148 | 30.2 | 32.6 | 0.0408 | 0 | [6 empty] | DEER:HVAC_Split-Package_AC | Annual
Any | NE-HVAC-airHP-SpltPkg-135to239kBtuh-12p0eer-3p2cop | ECC | Ex | CZ15 | cDXHP | SWHC013-02 | DEER2020 | D20v1 | 2020-11-09 | Cap-Tons | 1 |  | None | 457 | 0.23 | 0 | 155 | 0.0882 | 0 | [6 empty] | DEER:HVAC_Split-Package_AC | Annual
Any | NE-HVAC-airHP-SpltPkg-135to239kBtuh-12p0eer-3p2cop | ECC | Ex | CZ16 | cDXHP | SWHC013-02 | DEER2020 | D20v1 | 2020-11-09 | Cap-Tons | 1 |  | None | 404 | 0.108 | 0 | 41.1 | 0.04 | 0 | [6 empty] | DEER:HVAC_Split-Package_AC | Annual
Any | NE-HVAC-airHP-SpltPkg-135to239kBtuh-12p0eer-3p2cop | ECC | New | CZ01 | cDXHP | SWHC013-02 | DEER2020 | D20v1 | 2020-11-09 | Cap-Tons | 1 |  | None | 99.1 | 0.0347 | 9.31 | 8.15 | 0.0213 | 0 | [6 empty] | DEER:HVAC_Split-Package_AC | Annual
Any | NE-HVAC-airHP-SpltPkg-135to239kBtuh-12p0eer-3p2cop | ECC | New | CZ02 | cDXHP | SWHC013-02 | DEER2020 | D20v1 | 2020-11-09 | Cap-Tons | 1 |  | None | 135 | 0.0701 | 8.8 | 60.2 | 0.0602 | 0 | [6 empty] | DEER:HVAC_Split-Package_AC | Annual
Any | NE-HVAC-airHP-SpltPkg-135to239kBtuh-12p0eer-3p2cop | ECC | New | CZ03 | cDXHP | SWHC013-02 | DEER2020 | D20v1 | 2020-11-09 | Cap-Tons | 1 |  | None | 109 | 0.0352 | 8.61 | 28.4 | 0.032 | 0 | [6 empty] | DEER:HVAC_Split-Package_AC | Annual
Any | NE-HVAC-airHP-SpltPkg-135to239kBtuh-12p0eer-3p2cop | ECC | New | CZ04 | cDXHP | SWHC013-02 | DEER2020 | D20v1 | 2020-11-09 | Cap-Tons | 1 |  | None | 137 | 0.0962 | 8.68 | 64.8 | 0.0832 | 0 | [6 empty] | DEER:HVAC_Split-Package_AC | Annual
Any | NE-HVAC-airHP-SpltPkg-135to239kBtuh-12p0eer-3p2cop | ECC | New | CZ05 | cDXHP | SWHC013-02 | DEER2020 | D20v1 | 2020-11-09 | Cap-Tons | 1 |  | None | 113 | 0.0423 | 8.85 | 29.4 | 0.0369 | 0 | [6 empty] | DEER:HVAC_Split-Package_AC | Annual
Any | NE-HVAC-airHP-SpltPkg-135to239kBtuh-12p0eer-3p2cop | ECC | New | CZ06 | cDXHP | SWHC013-02 | DEER2020 | D20v1 | 2020-11-09 | Cap-Tons | 1 |  | None | 139 | 0.0779 | 8.22 | 70 | 0.0711 | 0 | [6 empty] | DEER:HVAC_Split-Package_AC | Annual
Any | NE-HVAC-airHP-SpltPkg-135to239kBtuh-12p0eer-3p2cop | ECC | New | CZ07 | cDXHP | SWHC013-02 | DEER2020 | D20v1 | 2020-11-09 | Cap-Tons | 1 |  | None | 136 | 0.0694 | 8.33 | 60.6 | 0.0595 | 0 | [6 empty] | DEER:HVAC_Split-Package_AC | Annual
Any | NE-HVAC-airHP-SpltPkg-135to239kBtuh-12p0eer-3p2cop | ECC | New | CZ08 | cDXHP | SWHC013-02 | DEER2020 | D20v1 | 2020-11-09 | Cap-Tons | 1 |  | None | 156 | 0.0851 | 8.35 | 89.2 | 0.0741 | 0 | [6 empty] | DEER:HVAC_Split-Package_AC | Annual
Any | NE-HVAC-airHP-SpltPkg-135to239kBtuh-12p0eer-3p2cop | ECC | New | CZ09 | cDXHP | SWHC013-02 | DEER2020 | D20v1 | 2020-11-09 | Cap-Tons | 1 |  | None | 128 | 0.0967 | 6.68 | 77.3 | 0.0888 | 0 | [6 empty] | DEER:HVAC_Split-Package_AC | Annual
Any | NE-HVAC-airHP-SpltPkg-135to239kBtuh-12p0eer-3p2cop | ECC | New | CZ10 | cDXHP | SWHC013-02 | DEER2020 | D20v1 | 2020-11-09 | Cap-Tons | 1 |  | None | 146 | 0.11 | 7.3 | 91.6 | 0.0947 | 0 | [6 empty] | DEER:HVAC_Split-Package_AC | Annual
Any | NE-HVAC-airHP-SpltPkg-135to239kBtuh-12p0eer-3p2cop | ECC | New | CZ11 | cDXHP | SWHC013-02 | DEER2020 | D20v1 | 2020-11-09 | Cap-Tons | 1 |  | None | 149 | 0.0762 | 7.6 | 96 | 0.0723 | 0 | [6 empty] | DEER:HVAC_Split-Package_AC | Annual
Any | NE-HVAC-airHP-SpltPkg-135to239kBtuh-12p0eer-3p2cop | ECC | New | CZ12 | cDXHP | SWHC013-02 | DEER2020 | D20v1 | 2020-11-09 | Cap-Tons | 1 |  | None | 147 | 0.0835 | 8.21 | 81.9 | 0.0698 | 0 | [6 empty] | DEER:HVAC_Split-Package_AC | Annual
Any | NE-HVAC-airHP-SpltPkg-135to239kBtuh-12p0eer-3p2cop | ECC | New | CZ13 | cDXHP | SWHC013-02 | DEER2020 | D20v1 | 2020-11-09 | Cap-Tons | 1 |  | None | 154 | 0.0766 | 7.4 | 101 | 0.0644 | 0 | [6 empty] | DEER:HVAC_Split-Package_AC | Annual
Any | NE-HVAC-airHP-SpltPkg-135to239kBtuh-12p0eer-3p2cop | ECC | New | CZ14 | cDXHP | SWHC013-02 | DEER2020 | D20v1 | 2020-11-09 | Cap-Tons | 1 |  | None | 137 | 0.0927 | 7.06 | 91.9 | 0.0823 | 0 | [6 empty] | DEER:HVAC_Split-Package_AC | Annual
Any | NE-HVAC-airHP-SpltPkg-135to239kBtuh-12p0eer-3p2cop | ECC | New | CZ15 | cDXHP | SWHC013-02 | DEER2020 | D20v1 | 2020-11-09 | Cap-Tons | 1 |  | None | 164 | 0.0954 | 5.24 | 143 | 0.0843 | 0 | [6 empty] | DEER:HVAC_Split-Package_AC | Annual
Any | NE-HVAC-airHP-SpltPkg-135to239kBtuh-12p0eer-3p2cop | ECC | New | CZ16 | cDXHP | SWHC013-02 | DEER2020 | D20v1 | 2020-11-09 | Cap-Tons | 1 |  | None | 105 | 0.0329 | 8.21 | 38.2 | 0.0369 | 0 | [6 empty] | DEER:HVAC_Split-Package_AC | Annual
Any | NE-HVAC-airHP-SpltPkg-135to239kBtuh-12p0eer-3p2cop | EPr | New | CZ05 | cDXHP | SWHC013-02 | DEER2020 | D20v1 | 2020-11-09 | Cap-Tons | 1 |  | None | 63 | 0.0194 | 5.06 | 21.5 | 0.0171 | 0 | [6 empty] | DEER:HVAC_Split-Package_AC | Annual
Any | NE-HVAC-airHP-SpltPkg-135to239kBtuh-12p0eer-3p2cop | EPr | New | CZ06 | cDXHP | SWHC013-02 | DEER2020 | D20v1 | 2020-11-09 | Cap-Tons | 1 |  | None | 59.4 | 0.0426 | 4.58 | 41.8 | 0.0393 | 0 | [6 empty] | DEER:HVAC_Split-Package_AC | Annual
Any | NE-HVAC-airHP-SpltPkg-135to239kBtuh-12p0eer-3p2cop | EPr | New | CZ07 | cDXHP | SWHC013-02 | DEER2020 | D20v1 | 2020-11-09 | Cap-Tons | 1 |  | None | 60.1 | 0.0317 | 4.69 | 34.7 | 0.0297 | 0 | [6 empty] | DEER:HVAC_Split-Package_AC | Annual
Any | NE-HVAC-airHP-SpltPkg-135to239kBtuh-12p0eer-3p2cop | EPr | New | CZ08 | cDXHP | SWHC013-02 | DEER2020 | D20v1 | 2020-11-09 | Cap-Tons | 1 |  | None | 30.9 | 0.0349 | 4.52 | 53.1 | 0.0389 | 0 | [6 empty] | DEER:HVAC_Split-Package_AC | Annual
Any | NE-HVAC-airHP-SpltPkg-135to239kBtuh-12p0eer-3p2cop | EPr | New | CZ09 | cDXHP | SWHC013-02 | DEER2020 | D20v1 | 2020-11-09 | Cap-Tons | 1 |  | None | 40.8 | 0.0497 | 3.55 | 45.3 | 0.0507 | 0 | [6 empty] | DEER:HVAC_Split-Package_AC | Annual
Any | NE-HVAC-airHP-SpltPkg-135to239kBtuh-12p0eer-3p2cop | EPr | New | CZ10 | cDXHP | SWHC013-02 | DEER2020 | D20v1 | 2020-11-09 | Cap-Tons | 1 |  | None | 28.9 | 0.0517 | 3.94 | 55.8 | 0.0547 | 0 | [6 empty] | DEER:HVAC_Split-Package_AC | Annual
Any | NE-HVAC-airHP-SpltPkg-135to239kBtuh-12p0eer-3p2cop | EPr | New | CZ11 | cDXHP | SWHC013-02 | DEER2020 | D20v1 | 2020-11-09 | Cap-Tons | 1 |  | None | 46.3 | 0.0116 | 4.03 | 54.8 | 0.0178 | 0 | [6 empty] | DEER:HVAC_Split-Package_AC | Annual
Any | NE-HVAC-airHP-SpltPkg-135to239kBtuh-12p0eer-3p2cop | EPr | New | CZ12 | cDXHP | SWHC013-02 | DEER2020 | D20v1 | 2020-11-09 | Cap-Tons | 1 |  | None | 58.7 | 0.00628 | 4.52 | 48.5 | 0.00663 | 0 | [6 empty] | DEER:HVAC_Split-Package_AC | Annual
Any | NE-HVAC-airHP-SpltPkg-135to239kBtuh-12p0eer-3p2cop | EPr | New | CZ13 | cDXHP | SWHC013-02 | DEER2020 | D20v1 | 2020-11-09 | Cap-Tons | 1 |  | None | 46.8 | 0.0101 | 3.88 | 59.7 | 0.0128 | 0 | [6 empty] | DEER:HVAC_Split-Package_AC | Annual
Any | NE-HVAC-airHP-SpltPkg-135to239kBtuh-12p0eer-3p2cop | EPr | New | CZ14 | cDXHP | SWHC013-02 | DEER2020 | D20v1 | 2020-11-09 | Cap-Tons | 1 |  | None | 29 | 0.0412 | 3.62 | 56 | 0.0487 | 0 | [6 empty] | DEER:HVAC_Split-Package_AC | Annual
Any | NE-HVAC-airHP-SpltPkg-135to239kBtuh-12p0eer-3p2cop | EPr | New | CZ15 | cDXHP | SWHC013-02 | DEER2020 | D20v1 | 2020-11-09 | Cap-Tons | 1 |  | None | 77.9 | 0.0582 | 2.6 | 91.5 | 0.0488 | 0 | [6 empty] | DEER:HVAC_Split-Package_AC | Annual
Any | NE-HVAC-airHP-SpltPkg-135to239kBtuh-12p0eer-3p2cop | EPr | New | CZ16 | cDXHP | SWHC013-02 | DEER2020 | D20v1 | 2020-11-09 | Cap-Tons | 1 |  | None | 91.1 | 0.00035 | 4.59 | 19.8 | 0.00085 | 0 | [6 empty] | DEER:HVAC_Split-Package_AC | Annual
Any | NE-HVAC-airHP-SpltPkg-135to239kBtuh-12p0eer-3p2cop | ERC | New | CZ11 | cDXHP | SWHC013-02 | DEER2020 | D20v1 | 2020-11-09 | Cap-Tons | 1 |  | None | 10.9 | 0.022 | 0 | 53 | 0.0319 | 0 | [6 empty] | DEER:HVAC_Split-Package_AC | Annual
Any | NE-HVAC-airHP-SpltPkg-135to239kBtuh-12p0eer-3p2cop | ERC | New | CZ12 | cDXHP | SWHC013-02 | DEER2020 | D20v1 | 2020-11-09 | Cap-Tons | 1 |  | None | -7.68 | 0.0146 | 0 | 43.9 | 0.0236 | 0 | [6 empty] | DEER:HVAC_Split-Package_AC | Annual
Any | NE-HVAC-airHP-SpltPkg-135to239kBtuh-12p0eer-3p2cop | ERC | New | CZ13 | cDXHP | SWHC013-02 | DEER2020 | D20v1 | 2020-11-09 | Cap-Tons | 1 |  | None | -6.44 | 0.00509 | 0 | 58.6 | 0.0247 | 0 | [6 empty] | DEER:HVAC_Split-Package_AC | Annual
Any | NE-HVAC-airHP-SpltPkg-135to239kBtuh-12p0eer-3p2cop | ERC | New | CZ14 | cDXHP | SWHC013-02 | DEER2020 | D20v1 | 2020-11-09 | Cap-Tons | 1 |  | None | 2.6 | 0.0221 | 0 | 54.7 | 0.0228 | 0 | [6 empty] | DEER:HVAC_Split-Package_AC | Annual
Any | NE-HVAC-airHP-SpltPkg-135to239kBtuh-12p0eer-3p2cop | ERC | New | CZ15 | cDXHP | SWHC013-02 | DEER2020 | D20v1 | 2020-11-09 | Cap-Tons | 1 |  | None | 27.9 | 0.0268 | 0 | 96.5 | 0.0256 | 0 | [6 empty] | DEER:HVAC_Split-Package_AC | Annual
Any | NE-HVAC-airHP-SpltPkg-135to239kBtuh-12p0eer-3p2cop | ERC | New | CZ16 | cDXHP | SWHC013-02 | DEER2020 | D20v1 | 2020-11-09 | Cap-Tons | 1 |  | None | -32.4 | 0.00038 | 0 | 19.8 | 0.00357 | 0 | [6 empty] | DEER:HVAC_Split-Package_AC | Annual
Any | NE-HVAC-airHP-SpltPkg-135to239kBtuh-12p0eer-3p2cop | EUn | Ex | CZ01 | cDXHP | SWHC013-02 | DEER2020 | D20v1 | 2020-11-09 | Cap-Tons | 1 |  | None | 363 | 0.0539 | 0 | 11.5 | 0.0243 | 0 | [6 empty] | DEER:HVAC_Split-Package_AC | Annual
Any | NE-HVAC-airHP-SpltPkg-135to239kBtuh-12p0eer-3p2cop | EUn | Ex | CZ02 | cDXHP | SWHC013-02 | DEER2020 | D20v1 | 2020-11-09 | Cap-Tons | 1 |  | None | 401 | 0.199 | 0 | 78.8 | 0.0844 | 0 | [6 empty] | DEER:HVAC_Split-Package_AC | Annual
Any | NE-HVAC-airHP-SpltPkg-135to239kBtuh-12p0eer-3p2cop | EUn | Ex | CZ03 | cDXHP | SWHC013-02 | DEER2020 | D20v1 | 2020-11-09 | Cap-Tons | 1 |  | None | 323 | 0.126 | 0 | 35.6 | 0.0447 | 0 | [6 empty] | DEER:HVAC_Split-Package_AC | Annual
Any | NE-HVAC-airHP-SpltPkg-135to239kBtuh-12p0eer-3p2cop | Gro | Ex | CZ01 | cDXHP | SWHC013-02 | DEER2020 | D20v1 | 2020-11-09 | Cap-Tons | 1 |  | None | 1490 | 0.137 | 0.00731 | 0.752 | 0.00809 | 0 | [6 empty] | DEER:HVAC_Split-Package_AC | Annual
Any | NE-HVAC-airHP-SpltPkg-135to239kBtuh-12p0eer-3p2cop | Gro | Ex | CZ02 | cDXHP | SWHC013-02 | DEER2020 | D20v1 | 2020-11-09 | Cap-Tons | 1 |  | None | 727 | 0.199 | 0.00066 | 34.3 | 0.0634 | 0 | [6 empty] | DEER:HVAC_Split-Package_AC | Annual
Any | NE-HVAC-airHP-SpltPkg-135to239kBtuh-12p0eer-3p2cop | Gro | Ex | CZ03 | cDXHP | SWHC013-02 | DEER2020 | D20v1 | 2020-11-09 | Cap-Tons | 1 |  | None | 876 | 0.167 | 0.00267 | 12.5 | 0.0375 | 0 | [6 empty] | DEER:HVAC_Split-Package_AC | Annual
Any | NE-HVAC-airHP-SpltPkg-135to239kBtuh-12p0eer-3p2cop | Gro | Ex | CZ04 | cDXHP | SWHC013-02 | DEER2020 | D20v1 | 2020-11-09 | Cap-Tons | 1 |  | None | 698 | 0.189 | 0.00096 | 40 | 0.0584 | 0 | [6 empty] | DEER:HVAC_Split-Package_AC | Annual
Any | NE-HVAC-airHP-SpltPkg-135to239kBtuh-12p0eer-3p2cop | Gro | Ex | CZ05 | cDXHP | SWHC013-02 | DEER2020 | D20v1 | 2020-11-09 | Cap-Tons | 1 |  | None | 1030 | 0.128 | -0.00228 | 11.3 | 0.0199 | 0 | [6 empty] | DEER:HVAC_Split-Package_AC | Annual
Any | NE-HVAC-airHP-SpltPkg-135to239kBtuh-12p0eer-3p2cop | Gro | Ex | CZ06 | cDXHP | SWHC013-02 | DEER2020 | D20v1 | 2020-11-09 | Cap-Tons | 1 |  | None | 699 | 0.185 | -0.003 | 40.2 | 0.0497 | 0 | [6 empty] | DEER:HVAC_Split-Package_AC | Annual
Any | NE-HVAC-airHP-SpltPkg-135to239kBtuh-12p0eer-3p2cop | Gro | Ex | CZ07 | cDXHP | SWHC013-02 | DEER2020 | D20v1 | 2020-11-09 | Cap-Tons | 1 |  | None | 936 | 0.213 | 0.00333 | 37.9 | 0.0438 | 0 | [6 empty] | DEER:HVAC_Split-Package_AC | Annual
Any | NE-HVAC-airHP-SpltPkg-135to239kBtuh-12p0eer-3p2cop | Gro | Ex | CZ08 | cDXHP | SWHC013-02 | DEER2020 | D20v1 | 2020-11-09 | Cap-Tons | 1 |  | None | 648 | 0.162 | -0.00015 | 59.9 | 0.0505 | 0 | [6 empty] | DEER:HVAC_Split-Package_AC | Annual
Any | NE-HVAC-airHP-SpltPkg-135to239kBtuh-12p0eer-3p2cop | Gro | Ex | CZ09 | cDXHP | SWHC013-02 | DEER2020 | D20v1 | 2020-11-09 | Cap-Tons | 1 |  | None | 635 | 0.222 | -6e-05 | 57.9 | 0.0666 | 0 | [6 empty] | DEER:HVAC_Split-Package_AC | Annual
Any | NE-HVAC-airHP-SpltPkg-135to239kBtuh-12p0eer-3p2cop | Hsp | Ex | CZ01 | cDXHP | SWHC013-02 | DEER2020 | D20v1 | 2020-11-09 | Cap-Tons | 1 |  | None | 825 | 0.0771 | 0 | 4.74 | 0.0114 | 0 | [6 empty] | DEER:HVAC_Split-Package_AC | Annual
Any | NE-HVAC-airHP-SpltPkg-135to239kBtuh-12p0eer-3p2cop | Hsp | Ex | CZ02 | cDXHP | SWHC013-02 | DEER2020 | D20v1 | 2020-11-09 | Cap-Tons | 1 |  | None | 746 | 0.175 | 0 | 57 | 0.0614 | 0 | [6 empty] | DEER:HVAC_Split-Package_AC | Annual
Any | NE-HVAC-airHP-SpltPkg-135to239kBtuh-12p0eer-3p2cop | Hsp | Ex | CZ03 | cDXHP | SWHC013-02 | DEER2020 | D20v1 | 2020-11-09 | Cap-Tons | 1 |  | None | 618 | 0.114 | 0 | 26.6 | 0.0397 | 0 | [6 empty] | DEER:HVAC_Split-Package_AC | Annual
Any | NE-HVAC-airHP-SpltPkg-135to239kBtuh-12p0eer-3p2cop | Hsp | Ex | CZ04 | cDXHP | SWHC013-02 | DEER2020 | D20v1 | 2020-11-09 | Cap-Tons | 1 |  | None | 714 | 0.162 | 0 | 66.3 | 0.0572 | 0 | [6 empty] | DEER:HVAC_Split-Package_AC | Annual
Any | NE-HVAC-airHP-SpltPkg-135to239kBtuh-12p0eer-3p2cop | Hsp | Ex | CZ05 | cDXHP | SWHC013-02 | DEER2020 | D20v1 | 2020-11-09 | Cap-Tons | 1 |  | None | 671 | 0.0868 | 0 | 25.9 | 0.0255 | 0 | [6 empty] | DEER:HVAC_Split-Package_AC | Annual
Any | NE-HVAC-airHP-SpltPkg-135to239kBtuh-12p0eer-3p2cop | Hsp | Ex | CZ06 | cDXHP | SWHC013-02 | DEER2020 | D20v1 | 2020-11-09 | Cap-Tons | 1 |  | None | 740 | 0.153 | 0 | 79.7 | 0.0527 | 0 | [6 empty] | DEER:HVAC_Split-Package_AC | Annual
Any | NE-HVAC-airHP-SpltPkg-135to239kBtuh-12p0eer-3p2cop | Hsp | Ex | CZ07 | cDXHP | SWHC013-02 | DEER2020 | D20v1 | 2020-11-09 | Cap-Tons | 1 |  | None | 680 | 0.139 | 0 | 71.3 | 0.0438 | 0 | [6 empty] | DEER:HVAC_Split-Package_AC | Annual
Any | NE-HVAC-airHP-SpltPkg-135to239kBtuh-12p0eer-3p2cop | Hsp | Ex | CZ08 | cDXHP | SWHC013-02 | DEER2020 | D20v1 | 2020-11-09 | Cap-Tons | 1 |  | None | 709 | 0.153 | 0 | 98.3 | 0.0531 | 0 | [6 empty] | DEER:HVAC_Split-Package_AC | Annual
Any | NE-HVAC-airHP-SpltPkg-135to239kBtuh-12p0eer-3p2cop | Hsp | Ex | CZ09 | cDXHP | SWHC013-02 | DEER2020 | D20v1 | 2020-11-09 | Cap-Tons | 1 |  | None | 776 | 0.189 | 0 | 108 | 0.0736 | 0 | [6 empty] | DEER:HVAC_Split-Package_AC | Annual
Any | NE-HVAC-airHP-SpltPkg-135to239kBtuh-12p0eer-3p2cop | Hsp | Ex | CZ10 | cDXHP | SWHC013-02 | DEER2020 | D20v1 | 2020-11-09 | Cap-Tons | 1 |  | None | 771 | 0.19 | 0 | 110 | 0.0717 | 0 | [6 empty] | DEER:HVAC_Split-Package_AC | Annual
Any | NE-HVAC-airHP-SpltPkg-135to239kBtuh-12p0eer-3p2cop | Hsp | Ex | CZ11 | cDXHP | SWHC013-02 | DEER2020 | D20v1 | 2020-11-09 | Cap-Tons | 1 |  | None | 836 | 0.194 | 0 | 121 | 0.0829 | 0 | [6 empty] | DEER:HVAC_Split-Package_AC | Annual
Any | NE-HVAC-airHP-SpltPkg-135to239kBtuh-12p0eer-3p2cop | Hsp | Ex | CZ12 | cDXHP | SWHC013-02 | DEER2020 | D20v1 | 2020-11-09 | Cap-Tons | 1 |  | None | 801 | 0.202 | 0 | 89.3 | 0.0736 | 0 | [6 empty] | DEER:HVAC_Split-Package_AC | Annual
Any | NE-HVAC-airHP-SpltPkg-135to239kBtuh-12p0eer-3p2cop | Hsp | Ex | CZ13 | cDXHP | SWHC013-02 | DEER2020 | D20v1 | 2020-11-09 | Cap-Tons | 1 |  | None | 838 | 0.205 | 0 | 128 | 0.0747 | 0 | [6 empty] | DEER:HVAC_Split-Package_AC | Annual
Any | NE-HVAC-airHP-SpltPkg-135to239kBtuh-12p0eer-3p2cop | Hsp | Ex | CZ14 | cDXHP | SWHC013-02 | DEER2020 | D20v1 | 2020-11-09 | Cap-Tons | 1 |  | None | 817 | 0.172 | 0 | 120 | 0.0685 | 0 | [6 empty] | DEER:HVAC_Split-Package_AC | Annual
Any | NE-HVAC-airHP-SpltPkg-135to239kBtuh-12p0eer-3p2cop | Hsp | Ex | CZ15 | cDXHP | SWHC013-02 | DEER2020 | D20v1 | 2020-11-09 | Cap-Tons | 1 |  | None | 858 | 0.203 | 0 | 226 | 0.0833 | 0 | [6 empty] | DEER:HVAC_Split-Package_AC | Annual
Any | NE-HVAC-airHP-SpltPkg-135to239kBtuh-12p0eer-3p2cop | Htl | Ex | CZ01 | cDXHP | SWHC013-02 | DEER2020 | D20v1 | 2020-11-09 | Cap-Tons | 1 |  | None | 414 | 0.0563 | 0 | 38.2 | 0.0271 | 0 | [6 empty] | DEER:HVAC_Split-Package_AC | Annual
Any | NE-HVAC-airHP-SpltPkg-135to239kBtuh-12p0eer-3p2cop | Htl | Ex | CZ02 | cDXHP | SWHC013-02 | DEER2020 | D20v1 | 2020-11-09 | Cap-Tons | 1 |  | None | 523 | 0.165 | 0 | 156 | 0.11 | 0 | [6 empty] | DEER:HVAC_Split-Package_AC | Annual
Any | NE-HVAC-airHP-SpltPkg-135to239kBtuh-12p0eer-3p2cop | Htl | Ex | CZ03 | cDXHP | SWHC013-02 | DEER2020 | D20v1 | 2020-11-09 | Cap-Tons | 1 |  | None | 390 | 0.126 | 0 | 77.9 | 0.0584 | 0 | [6 empty] | DEER:HVAC_Split-Package_AC | Annual
Any | NE-HVAC-airHP-SpltPkg-135to239kBtuh-12p0eer-3p2cop | Htl | Ex | CZ04 | cDXHP | SWHC013-02 | DEER2020 | D20v1 | 2020-11-09 | Cap-Tons | 1 |  | None | 506 | 0.156 | 0 | 171 | 0.0974 | 0 | [6 empty] | DEER:HVAC_Split-Package_AC | Annual
Any | NE-HVAC-airHP-SpltPkg-135to239kBtuh-12p0eer-3p2cop | Htl | Ex | CZ05 | cDXHP | SWHC013-02 | DEER2020 | D20v1 | 2020-11-09 | Cap-Tons | 1 |  | None | 371 | 0.0832 | 0 | 77.5 | 0.0398 | 0 | [6 empty] | DEER:HVAC_Split-Package_AC | Annual
Any | NE-HVAC-airHP-SpltPkg-135to239kBtuh-12p0eer-3p2cop | Htl | Ex | CZ06 | cDXHP | SWHC013-02 | DEER2020 | D20v1 | 2020-11-09 | Cap-Tons | 1 |  | None | 461 | 0.137 | 0 | 147 | 0.0725 | 0 | [6 empty] | DEER:HVAC_Split-Package_AC | Annual
Any | NE-HVAC-airHP-SpltPkg-135to239kBtuh-12p0eer-3p2cop | Htl | Ex | CZ07 | cDXHP | SWHC013-02 | DEER2020 | D20v1 | 2020-11-09 | Cap-Tons | 1 |  | None | 398 | 0.12 | 0 | 140 | 0.0607 | 0 | [6 empty] | DEER:HVAC_Split-Package_AC | Annual
Any | NE-HVAC-airHP-SpltPkg-135to239kBtuh-12p0eer-3p2cop | Htl | Ex | CZ08 | cDXHP | SWHC013-02 | DEER2020 | D20v1 | 2020-11-09 | Cap-Tons | 1 |  | None | 496 | 0.14 | 0 | 211 | 0.0851 | 0 | [6 empty] | DEER:HVAC_Split-Package_AC | Annual
Any | NE-HVAC-airHP-SpltPkg-135to239kBtuh-12p0eer-3p2cop | Htl | Ex | CZ09 | cDXHP | SWHC013-02 | DEER2020 | D20v1 | 2020-11-09 | Cap-Tons | 1 |  | None | 523 | 0.158 | 0 | 180 | 0.102 | 0 | [6 empty] | DEER:HVAC_Split-Package_AC | Annual
Any | NE-HVAC-airHP-SpltPkg-135to239kBtuh-12p0eer-3p2cop | Htl | Ex | CZ10 | cDXHP | SWHC013-02 | DEER2020 | D20v1 | 2020-11-09 | Cap-Tons | 1 |  | None | 567 | 0.177 | 0 | 204 | 0.109 | 0 | [6 empty] | DEER:HVAC_Split-Package_AC | Annual
Any | NE-HVAC-airHP-SpltPkg-135to239kBtuh-12p0eer-3p2cop | Htl | Ex | CZ11 | cDXHP | SWHC013-02 | DEER2020 | D20v1 | 2020-11-09 | Cap-Tons | 1 |  | None | 617 | 0.191 | 0 | 194 | 0.115 | 0 | [6 empty] | DEER:HVAC_Split-Package_AC | Annual
Any | NE-HVAC-airHP-SpltPkg-135to239kBtuh-12p0eer-3p2cop | Htl | Ex | CZ12 | cDXHP | SWHC013-02 | DEER2020 | D20v1 | 2020-11-09 | Cap-Tons | 1 |  | None | 549 | 0.18 | 0 | 175 | 0.117 | 0 | [6 empty] | DEER:HVAC_Split-Package_AC | Annual
Any | NE-HVAC-airHP-SpltPkg-135to239kBtuh-12p0eer-3p2cop | Htl | Ex | CZ13 | cDXHP | SWHC013-02 | DEER2020 | D20v1 | 2020-11-09 | Cap-Tons | 1 |  | None | 614 | 0.189 | 0 | 201 | 0.107 | 0 | [6 empty] | DEER:HVAC_Split-Package_AC | Annual
Any | NE-HVAC-airHP-SpltPkg-135to239kBtuh-12p0eer-3p2cop | Htl | Ex | CZ14 | cDXHP | SWHC013-02 | DEER2020 | D20v1 | 2020-11-09 | Cap-Tons | 1 |  | None | 615 | 0.177 | 0 | 187 | 0.0959 | 0 | [6 empty] | DEER:HVAC_Split-Package_AC | Annual
Any | NE-HVAC-airHP-SpltPkg-135to239kBtuh-12p0eer-3p2cop | Htl | Ex | CZ15 | cDXHP | SWHC013-02 | DEER2020 | D20v1 | 2020-11-09 | Cap-Tons | 1 |  | None | 744 | 0.213 | 0 | 272 | 0.098 | 0 | [6 empty] | DEER:HVAC_Split-Package_AC | Annual
Any | NE-HVAC-airHP-SpltPkg-135to239kBtuh-12p0eer-3p2cop | Htl | Ex | CZ16 | cDXHP | SWHC013-02 | DEER2020 | D20v1 | 2020-11-09 | Cap-Tons | 1 |  | None | 531 | 0.113 | 0 | 80.2 | 0.066 | 0 | [6 empty] | DEER:HVAC_Split-Package_AC | Annual
Any | NE-HVAC-airHP-SpltPkg-135to239kBtuh-12p0eer-3p2cop | Htl | New | CZ01 | cDXHP | SWHC013-02 | DEER2020 | D20v1 | 2020-11-09 | Cap-Tons | 1 |  | None | 9330 | 1.56 | 113 | 4.04 | 0.0118 | 0 | [6 empty] | DEER:HVAC_Split-Package_AC | Annual
Any | NE-HVAC-airHP-SpltPkg-135to239kBtuh-12p0eer-3p2cop | Htl | New | CZ02 | cDXHP | SWHC013-02 | DEER2020 | D20v1 | 2020-11-09 | Cap-Tons | 1 |  | None | 10000 | 1.85 | 112 | 74.7 | 0.0949 | 0 | [6 empty] | DEER:HVAC_Split-Package_AC | Annual
Any | NE-HVAC-airHP-SpltPkg-135to239kBtuh-12p0eer-3p2cop | Htl | New | CZ03 | cDXHP | SWHC013-02 | DEER2020 | D20v1 | 2020-11-09 | Cap-Tons | 1 |  | None | 9370 | 1.63 | 108 | 25.8 | 0.0486 | 0 | [6 empty] | DEER:HVAC_Split-Package_AC | Annual
Any | NE-HVAC-airHP-SpltPkg-135to239kBtuh-12p0eer-3p2cop | Htl | New | CZ04 | cDXHP | SWHC013-02 | DEER2020 | D20v1 | 2020-11-09 | Cap-Tons | 1 |  | None | 10000 | 1.77 | 109 | 80.6 | 0.0809 | 0 | [6 empty] | DEER:HVAC_Split-Package_AC | Annual
Any | NE-HVAC-airHP-SpltPkg-135to239kBtuh-12p0eer-3p2cop | Htl | New | CZ05 | cDXHP | SWHC013-02 | DEER2020 | D20v1 | 2020-11-09 | Cap-Tons | 1 |  | None | 9440 | 1.56 | 109 | 25.1 | 0.0279 | 0 | [6 empty] | DEER:HVAC_Split-Package_AC | Annual
Any | NE-HVAC-airHP-SpltPkg-135to239kBtuh-12p0eer-3p2cop | MLI | Ex | CZ01 | cDXHP | SWHC013-02 | DEER2020 | D20v1 | 2020-11-09 | Cap-Tons | 1 |  | None | 308 | 0.0492 | 0 | 4.68 | 0.00518 | 0 | [6 empty] | DEER:HVAC_Split-Package_AC | Annual
Any | NE-HVAC-airHP-SpltPkg-135to239kBtuh-12p0eer-3p2cop | MLI | Ex | CZ02 | cDXHP | SWHC013-02 | DEER2020 | D20v1 | 2020-11-09 | Cap-Tons | 1 |  | None | 333 | 0.116 | 0 | 37.9 | 0.0467 | 0 | [6 empty] | DEER:HVAC_Split-Package_AC | Annual
Any | NE-HVAC-airHP-SpltPkg-135to239kBtuh-12p0eer-3p2cop | MLI | Ex | CZ03 | cDXHP | SWHC013-02 | DEER2020 | D20v1 | 2020-11-09 | Cap-Tons | 1 |  | None | 287 | 0.0781 | 0 | 14.4 | 0.0226 | 0 | [6 empty] | DEER:HVAC_Split-Package_AC | Annual
Any | NE-HVAC-airHP-SpltPkg-135to239kBtuh-12p0eer-3p2cop | MLI | Ex | CZ04 | cDXHP | SWHC013-02 | DEER2020 | D20v1 | 2020-11-09 | Cap-Tons | 1 |  | None | 312 | 0.105 | 0 | 39.2 | 0.039 | 0 | [6 empty] | DEER:HVAC_Split-Package_AC | Annual
Any | NE-HVAC-airHP-SpltPkg-135to239kBtuh-12p0eer-3p2cop | MLI | Ex | CZ05 | cDXHP | SWHC013-02 | DEER2020 | D20v1 | 2020-11-09 | Cap-Tons | 1 |  | None | 283 | 0.0586 | 0 | 15 | 0.0124 | 0 | [6 empty] | DEER:HVAC_Split-Package_AC | Annual
Any | NE-HVAC-airHP-SpltPkg-135to239kBtuh-12p0eer-3p2cop | MLI | Ex | CZ06 | cDXHP | SWHC013-02 | DEER2020 | D20v1 | 2020-11-09 | Cap-Tons | 1 |  | None | 294 | 0.0858 | 0 | 42.5 | 0.0327 | 0 | [6 empty] | DEER:HVAC_Split-Package_AC | Annual
Any | NE-HVAC-airHP-SpltPkg-135to239kBtuh-12p0eer-3p2cop | MLI | Ex | CZ07 | cDXHP | SWHC013-02 | DEER2020 | D20v1 | 2020-11-09 | Cap-Tons | 1 |  | None | 273 | 0.0776 | 0 | 33.8 | 0.0255 | 0 | [6 empty] | DEER:HVAC_Split-Package_AC | Annual
Any | NE-HVAC-airHP-SpltPkg-135to239kBtuh-12p0eer-3p2cop | MLI | Ex | CZ08 | cDXHP | SWHC013-02 | DEER2020 | D20v1 | 2020-11-09 | Cap-Tons | 1 |  | None | 311 | 0.094 | 0 | 59.4 | 0.037 | 0 | [6 empty] | DEER:HVAC_Split-Package_AC | Annual
Any | NE-HVAC-airHP-SpltPkg-135to239kBtuh-12p0eer-3p2cop | MLI | Ex | CZ09 | cDXHP | SWHC013-02 | DEER2020 | D20v1 | 2020-11-09 | Cap-Tons | 1 |  | None | 326 | 0.115 | 0 | 56.1 | 0.0473 | 0 | [6 empty] | DEER:HVAC_Split-Package_AC | Annual
Any | NE-HVAC-airHP-SpltPkg-135to239kBtuh-12p0eer-3p2cop | MLI | Ex | CZ10 | cDXHP | SWHC013-02 | DEER2020 | D20v1 | 2020-11-09 | Cap-Tons | 1 |  | None | 340 | 0.124 | 0 | 66.5 | 0.0523 | 0 | [6 empty] | DEER:HVAC_Split-Package_AC | Annual
Any | NE-HVAC-airHP-SpltPkg-135to239kBtuh-12p0eer-3p2cop | MLI | Ex | CZ11 | cDXHP | SWHC013-02 | DEER2020 | D20v1 | 2020-11-09 | Cap-Tons | 1 |  | None | 352 | 0.12 | 0 | 67.1 | 0.0574 | 0 | [6 empty] | DEER:HVAC_Split-Package_AC | Annual
Any | NE-HVAC-airHP-SpltPkg-135to239kBtuh-12p0eer-3p2cop | MLI | Ex | CZ12 | cDXHP | SWHC013-02 | DEER2020 | D20v1 | 2020-11-09 | Cap-Tons | 1 |  | None | 340 | 0.125 | 0 | 52.3 | 0.0523 | 0 | [6 empty] | DEER:HVAC_Split-Package_AC | Annual
Any | NE-HVAC-airHP-SpltPkg-135to239kBtuh-12p0eer-3p2cop | MLI | Ex | CZ13 | cDXHP | SWHC013-02 | DEER2020 | D20v1 | 2020-11-09 | Cap-Tons | 1 |  | None | 353 | 0.125 | 0 | 72.8 | 0.0496 | 0 | [6 empty] | DEER:HVAC_Split-Package_AC | Annual
Any | NE-HVAC-airHP-SpltPkg-135to239kBtuh-12p0eer-3p2cop | MLI | Ex | CZ14 | cDXHP | SWHC013-02 | DEER2020 | D20v1 | 2020-11-09 | Cap-Tons | 1 |  | None | 360 | 0.111 | 0 | 71.4 | 0.0472 | 0 | [6 empty] | DEER:HVAC_Split-Package_AC | Annual
Any | NE-HVAC-airHP-SpltPkg-135to239kBtuh-12p0eer-3p2cop | MLI | Ex | CZ15 | cDXHP | SWHC013-02 | DEER2020 | D20v1 | 2020-11-09 | Cap-Tons | 1 |  | None | 414 | 0.129 | 0 | 124 | 0.0512 | 0 | [6 empty] | DEER:HVAC_Split-Package_AC | Annual
Any | NE-HVAC-airHP-SpltPkg-135to239kBtuh-12p0eer-3p2cop | MLI | Ex | CZ16 | cDXHP | SWHC013-02 | DEER2020 | D20v1 | 2020-11-09 | Cap-Tons | 1 |  | None | 344 | 0.0754 | 0 | 25 | 0.0264 | 0 | [6 empty] | DEER:HVAC_Split-Package_AC | Annual
Any | NE-HVAC-airHP-SpltPkg-135to239kBtuh-12p0eer-3p2cop | MLI | New | CZ01 | cDXHP | SWHC013-02 | DEER2020 | D20v1 | 2020-11-09 | Cap-Tons | 1 |  | None | -18.6 | 0.00124 | 0 | 4.69 | 0.00435 | 0 | [6 empty] | DEER:HVAC_Split-Package_AC | Annual
Any | NE-HVAC-airHP-SpltPkg-135to239kBtuh-12p0eer-3p2cop | MLI | New | CZ02 | cDXHP | SWHC013-02 | DEER2020 | D20v1 | 2020-11-09 | Cap-Tons | 1 |  | None | 0.699 | 0.0316 | 0 | 34.1 | 0.0448 | 0 | [6 empty] | DEER:HVAC_Split-Package_AC | Annual
Any | NE-HVAC-airHP-SpltPkg-135to239kBtuh-12p0eer-3p2cop | MLI | New | CZ03 | cDXHP | SWHC013-02 | DEER2020 | D20v1 | 2020-11-09 | Cap-Tons | 1 |  | None | -7.96 | 0.0102 | 0 | 11.9 | 0.0199 | 0 | [6 empty] | DEER:HVAC_Split-Package_AC | Annual
Any | NE-HVAC-airHP-SpltPkg-135to239kBtuh-12p0eer-3p2cop | MLI | New | CZ04 | cDXHP | SWHC013-02 | DEER2020 | D20v1 | 2020-11-09 | Cap-Tons | 1 |  | None | 4.33 | 0.0242 | 0 | 35.3 | 0.0375 | 0 | [6 empty] | DEER:HVAC_Split-Package_AC | Annual
Any | NE-HVAC-airHP-SpltPkg-135to239kBtuh-12p0eer-3p2cop | MLI | New | CZ05 | cDXHP | SWHC013-02 | DEER2020 | D20v1 | 2020-11-09 | Cap-Tons | 1 |  | None | -8.59 | 0.00385 | 0 | 12.3 | 0.0109 | 0 | [6 empty] | DEER:HVAC_Split-Package_AC | Annual
Any | NE-HVAC-airHP-SpltPkg-135to239kBtuh-12p0eer-3p2cop | MLI | New | CZ06 | cDXHP | SWHC013-02 | DEER2020 | D20v1 | 2020-11-09 | Cap-Tons | 1 |  | None | 13.1 | 0.0189 | 0 | 38.6 | 0.0321 | 0 | [6 empty] | DEER:HVAC_Split-Package_AC | Annual
Any | NE-HVAC-airHP-SpltPkg-135to239kBtuh-12p0eer-3p2cop | MLI | New | CZ07 | cDXHP | SWHC013-02 | DEER2020 | D20v1 | 2020-11-09 | Cap-Tons | 1 |  | None | 10.4 | 0.0153 | 0 | 30.3 | 0.0246 | 0 | [6 empty] | DEER:HVAC_Split-Package_AC | Annual
Any | NE-HVAC-airHP-SpltPkg-135to239kBtuh-12p0eer-3p2cop | MLI | New | CZ08 | cDXHP | SWHC013-02 | DEER2020 | D20v1 | 2020-11-09 | Cap-Tons | 1 |  | None | 22.7 | 0.0224 | 0 | 54.8 | 0.0362 | 0 | [6 empty] | DEER:HVAC_Split-Package_AC | Annual
Any | NE-HVAC-airHP-SpltPkg-135to239kBtuh-12p0eer-3p2cop | MLI | New | CZ09 | cDXHP | SWHC013-02 | DEER2020 | D20v1 | 2020-11-09 | Cap-Tons | 1 |  | None | 19.6 | 0.0325 | 0 | 52.3 | 0.0466 | 0 | [6 empty] | DEER:HVAC_Split-Package_AC | Annual
Any | NE-HVAC-airHP-SpltPkg-135to239kBtuh-12p0eer-3p2cop | MLI | New | CZ10 | cDXHP | SWHC013-02 | DEER2020 | D20v1 | 2020-11-09 | Cap-Tons | 1 |  | None | 25 | 0.0416 | 0 | 62.3 | 0.0514 | 0 | [6 empty] | DEER:HVAC_Split-Package_AC | Annual
Any | NE-HVAC-airHP-SpltPkg-135to239kBtuh-12p0eer-3p2cop | MLI | New | CZ11 | cDXHP | SWHC013-02 | DEER2020 | D20v1 | 2020-11-09 | Cap-Tons | 1 |  | None | 20.1 | 0.0375 | 0 | 63.8 | 0.0541 | 0 | [6 empty] | DEER:HVAC_Split-Package_AC | Annual
Any | NE-HVAC-airHP-SpltPkg-135to239kBtuh-12p0eer-3p2cop | MLI | New | CZ12 | cDXHP | SWHC013-02 | DEER2020 | D20v1 | 2020-11-09 | Cap-Tons | 1 |  | None | 11.3 | 0.0405 | 0 | 48.8 | 0.0498 | 0 | [6 empty] | DEER:HVAC_Split-Package_AC | Annual
Any | NE-HVAC-airHP-SpltPkg-135to239kBtuh-12p0eer-3p2cop | MLI | New | CZ13 | cDXHP | SWHC013-02 | DEER2020 | D20v1 | 2020-11-09 | Cap-Tons | 1 |  | None | 25.9 | 0.0383 | 0 | 68.6 | 0.0478 | 0 | [6 empty] | DEER:HVAC_Split-Package_AC | Annual
Any | NE-HVAC-airHP-SpltPkg-135to239kBtuh-12p0eer-3p2cop | MLI | New | CZ14 | cDXHP | SWHC013-02 | DEER2020 | D20v1 | 2020-11-09 | Cap-Tons | 1 |  | None | 20.2 | 0.025 | 0 | 67.8 | 0.0454 | 0 | [6 empty] | DEER:HVAC_Split-Package_AC | Annual
Any | NE-HVAC-airHP-SpltPkg-135to239kBtuh-12p0eer-3p2cop | MLI | New | CZ15 | cDXHP | SWHC013-02 | DEER2020 | D20v1 | 2020-11-09 | Cap-Tons | 1 |  | None | 66.4 | 0.0364 | 0 | 117 | 0.0484 | 0 | [6 empty] | DEER:HVAC_Split-Package_AC | Annual
Any | NE-HVAC-airHP-SpltPkg-135to239kBtuh-12p0eer-3p2cop | MLI | New | CZ16 | cDXHP | SWHC013-02 | DEER2020 | D20v1 | 2020-11-09 | Cap-Tons | 1 |  | None | -11.2 | 0.0102 | 0 | 24.1 | 0.025 | 0 | [6 empty] | DEER:HVAC_Split-Package_AC | Annual
Any | NE-HVAC-airHP-SpltPkg-135to239kBtuh-12p0eer-3p2cop | Mtl | Ex | CZ01 | cDXHP | SWHC013-02 | DEER2020 | D20v1 | 2020-11-09 | Cap-Tons | 1 |  | None | 907 | 0.0719 | 0 | 7.1 | 0.0137 | 0 | [6 empty] | DEER:HVAC_Split-Package_AC | Annual
Any | NE-HVAC-airHP-SpltPkg-135to239kBtuh-12p0eer-3p2cop | Mtl | Ex | CZ02 | cDXHP | SWHC013-02 | DEER2020 | D20v1 | 2020-11-09 | Cap-Tons | 1 |  | None | 909 | 0.177 | 0 | 95.3 | 0.0988 | 0 | [6 empty] | DEER:HVAC_Split-Package_AC | Annual
Any | NE-HVAC-airHP-SpltPkg-135to239kBtuh-12p0eer-3p2cop | Mtl | Ex | CZ03 | cDXHP | SWHC013-02 | DEER2020 | D20v1 | 2020-11-09 | Cap-Tons | 1 |  | None | 779 | 0.136 | 0 | 32.9 | 0.0478 | 0 | [6 empty] | DEER:HVAC_Split-Package_AC | Annual
Any | NE-HVAC-airHP-SpltPkg-135to239kBtuh-12p0eer-3p2cop | Mtl | Ex | CZ04 | cDXHP | SWHC013-02 | DEER2020 | D20v1 | 2020-11-09 | Cap-Tons | 1 |  | None | 860 | 0.175 | 0 | 108 | 0.0861 | 0 | [6 empty] | DEER:HVAC_Split-Package_AC | Annual
Any | NE-HVAC-airHP-SpltPkg-135to239kBtuh-12p0eer-3p2cop | Mtl | Ex | CZ05 | cDXHP | SWHC013-02 | DEER2020 | D20v1 | 2020-11-09 | Cap-Tons | 1 |  | None | 764 | 0.0927 | 0 | 33.7 | 0.0281 | 0 | [6 empty] | DEER:HVAC_Split-Package_AC | Annual
Any | NE-HVAC-airHP-SpltPkg-135to239kBtuh-12p0eer-3p2cop | Mtl | Ex | CZ06 | cDXHP | SWHC013-02 | DEER2020 | D20v1 | 2020-11-09 | Cap-Tons | 1 |  | None | 736 | 0.154 | 0 | 97.3 | 0.0587 | 0 | [6 empty] | DEER:HVAC_Split-Package_AC | Annual
Any | NE-HVAC-airHP-SpltPkg-135to239kBtuh-12p0eer-3p2cop | Mtl | Ex | CZ07 | cDXHP | SWHC013-02 | DEER2020 | D20v1 | 2020-11-09 | Cap-Tons | 1 |  | None | 652 | 0.135 | 0 | 86.5 | 0.0482 | 0 | [6 empty] | DEER:HVAC_Split-Package_AC | Annual
Any | NE-HVAC-airHP-SpltPkg-135to239kBtuh-12p0eer-3p2cop | Mtl | Ex | CZ08 | cDXHP | SWHC013-02 | DEER2020 | D20v1 | 2020-11-09 | Cap-Tons | 1 |  | None | 728 | 0.159 | 0 | 155 | 0.0751 | 0 | [6 empty] | DEER:HVAC_Split-Package_AC | Annual
Any | NE-HVAC-airHP-SpltPkg-135to239kBtuh-12p0eer-3p2cop | Mtl | Ex | CZ09 | cDXHP | SWHC013-02 | DEER2020 | D20v1 | 2020-11-09 | Cap-Tons | 1 |  | None | 775 | 0.182 | 0 | 141 | 0.0921 | 0 | [6 empty] | DEER:HVAC_Split-Package_AC | Annual
Any | NE-HVAC-airHP-SpltPkg-135to239kBtuh-12p0eer-3p2cop | Mtl | Ex | CZ10 | cDXHP | SWHC013-02 | DEER2020 | D20v1 | 2020-11-09 | Cap-Tons | 1 |  | None | 858 | 0.203 | 0 | 152 | 0.0956 | 0 | [6 empty] | DEER:HVAC_Split-Package_AC | Annual
Any | NE-HVAC-airHP-SpltPkg-135to239kBtuh-12p0eer-3p2cop | Mtl | Ex | CZ11 | cDXHP | SWHC013-02 | DEER2020 | D20v1 | 2020-11-09 | Cap-Tons | 1 |  | None | 951 | 0.212 | 0 | 158 | 0.108 | 0 | [6 empty] | DEER:HVAC_Split-Package_AC | Annual
Any | NE-HVAC-airHP-SpltPkg-135to239kBtuh-12p0eer-3p2cop | Mtl | Ex | CZ12 | cDXHP | SWHC013-02 | DEER2020 | D20v1 | 2020-11-09 | Cap-Tons | 1 |  | None | 890 | 0.202 | 0 | 127 | 0.106 | 0 | [6 empty] | DEER:HVAC_Split-Package_AC | Annual
Any | NE-HVAC-airHP-SpltPkg-135to239kBtuh-12p0eer-3p2cop | Mtl | Ex | CZ13 | cDXHP | SWHC013-02 | DEER2020 | D20v1 | 2020-11-09 | Cap-Tons | 1 |  | None | 931 | 0.215 | 0 | 165 | 0.0967 | 0 | [6 empty] | DEER:HVAC_Split-Package_AC | Annual
Any | NE-HVAC-airHP-SpltPkg-135to239kBtuh-12p0eer-3p2cop | Mtl | Ex | CZ14 | cDXHP | SWHC013-02 | DEER2020 | D20v1 | 2020-11-09 | Cap-Tons | 1 |  | None | 945 | 0.194 | 0 | 158 | 0.0892 | 0 | [6 empty] | DEER:HVAC_Split-Package_AC | Annual
Any | NE-HVAC-airHP-SpltPkg-135to239kBtuh-12p0eer-3p2cop | Mtl | Ex | CZ15 | cDXHP | SWHC013-02 | DEER2020 | D20v1 | 2020-11-09 | Cap-Tons | 1 |  | None | 1020 | 0.237 | 0 | 252 | 0.0907 | 0 | [6 empty] | DEER:HVAC_Split-Package_AC | Annual
Any | NE-HVAC-airHP-SpltPkg-135to239kBtuh-12p0eer-3p2cop | Mtl | Ex | CZ16 | cDXHP | SWHC013-02 | DEER2020 | D20v1 | 2020-11-09 | Cap-Tons | 1 |  | None | 924 | 0.128 | 0 | 53.3 | 0.0544 | 0 | [6 empty] | DEER:HVAC_Split-Package_AC | Annual
Any | NE-HVAC-airHP-SpltPkg-135to239kBtuh-12p0eer-3p2cop | Mtl | New | CZ01 | cDXHP | SWHC013-02 | DEER2020 | D20v1 | 2020-11-09 | Cap-Tons | 1 |  | None | -21 | 0.00523 | 0 | 7.66 | 0.0136 | 0 | [6 empty] | DEER:HVAC_Split-Package_AC | Annual
Any | NE-HVAC-airHP-SpltPkg-135to239kBtuh-12p0eer-3p2cop | Mtl | New | CZ02 | cDXHP | SWHC013-02 | DEER2020 | D20v1 | 2020-11-09 | Cap-Tons | 1 |  | None | 28 | 0.0768 | 0 | 96.8 | 0.0988 | 0 | [6 empty] | DEER:HVAC_Split-Package_AC | Annual
Any | NE-HVAC-airHP-SpltPkg-135to239kBtuh-12p0eer-3p2cop | Mtl | New | CZ03 | cDXHP | SWHC013-02 | DEER2020 | D20v1 | 2020-11-09 | Cap-Tons | 1 |  | None | 0.586 | 0.0257 | 0 | 34.3 | 0.0469 | 0 | [6 empty] | DEER:HVAC_Split-Package_AC | Annual
Any | NE-HVAC-airHP-SpltPkg-135to239kBtuh-12p0eer-3p2cop | Mtl | New | CZ04 | cDXHP | SWHC013-02 | DEER2020 | D20v1 | 2020-11-09 | Cap-Tons | 1 |  | None | 38.3 | 0.0613 | 0 | 110 | 0.0862 | 0 | [6 empty] | DEER:HVAC_Split-Package_AC | Annual
Any | NE-HVAC-airHP-SpltPkg-135to239kBtuh-12p0eer-3p2cop | Mtl | New | CZ05 | cDXHP | SWHC013-02 | DEER2020 | D20v1 | 2020-11-09 | Cap-Tons | 1 |  | None | -0.79 | 0.0121 | 0 | 34.5 | 0.0282 | 0 | [6 empty] | DEER:HVAC_Split-Package_AC | Annual
Any | NE-HVAC-airHP-SpltPkg-135to239kBtuh-12p0eer-3p2cop | Mtl | New | CZ06 | cDXHP | SWHC013-02 | DEER2020 | D20v1 | 2020-11-09 | Cap-Tons | 1 |  | None | 42.1 | 0.0336 | 0 | 94.4 | 0.0578 | 0 | [6 empty] | DEER:HVAC_Split-Package_AC | Annual
Any | NE-HVAC-airHP-SpltPkg-135to239kBtuh-12p0eer-3p2cop | Mtl | New | CZ07 | cDXHP | SWHC013-02 | DEER2020 | D20v1 | 2020-11-09 | Cap-Tons | 1 |  | None | 38.9 | 0.0297 | 0 | 84.2 | 0.0478 | 0 | [6 empty] | DEER:HVAC_Split-Package_AC | Annual
Any | NE-HVAC-airHP-SpltPkg-135to239kBtuh-12p0eer-3p2cop | Mtl | New | CZ08 | cDXHP | SWHC013-02 | DEER2020 | D20v1 | 2020-11-09 | Cap-Tons | 1 |  | None | 74.4 | 0.05 | 0 | 152 | 0.0748 | 0 | [6 empty] | DEER:HVAC_Split-Package_AC | Annual
Any | NE-HVAC-airHP-SpltPkg-135to239kBtuh-12p0eer-3p2cop | Mtl | New | CZ09 | cDXHP | SWHC013-02 | DEER2020 | D20v1 | 2020-11-09 | Cap-Tons | 1 |  | None | 60 | 0.0652 | 0 | 137 | 0.091 | 0 | [6 empty] | DEER:HVAC_Split-Package_AC | Annual
Any | NE-HVAC-airHP-SpltPkg-135to239kBtuh-12p0eer-3p2cop | Mtl | New | CZ10 | cDXHP | SWHC013-02 | DEER2020 | D20v1 | 2020-11-09 | Cap-Tons | 1 |  | None | 73.4 | 0.0783 | 0 | 154 | 0.096 | 0 | [6 empty] | DEER:HVAC_Split-Package_AC | Annual
Any | NE-HVAC-airHP-SpltPkg-135to239kBtuh-12p0eer-3p2cop | Mtl | New | CZ11 | cDXHP | SWHC013-02 | DEER2020 | D20v1 | 2020-11-09 | Cap-Tons | 1 |  | None | 68.6 | 0.0867 | 0 | 161 | 0.108 | 0 | [6 empty] | DEER:HVAC_Split-Package_AC | Annual
Any | NE-HVAC-airHP-SpltPkg-135to239kBtuh-12p0eer-3p2cop | Mtl | New | CZ12 | cDXHP | SWHC013-02 | DEER2020 | D20v1 | 2020-11-09 | Cap-Tons | 1 |  | None | 49 | 0.0881 | 0 | 128 | 0.106 | 0 | [6 empty] | DEER:HVAC_Split-Package_AC | Annual
Any | NE-HVAC-airHP-SpltPkg-135to239kBtuh-12p0eer-3p2cop | Mtl | New | CZ13 | cDXHP | SWHC013-02 | DEER2020 | D20v1 | 2020-11-09 | Cap-Tons | 1 |  | None | 71.6 | 0.0789 | 0 | 166 | 0.096 | 0 | [6 empty] | DEER:HVAC_Split-Package_AC | Annual
Any | NE-HVAC-airHP-SpltPkg-135to239kBtuh-12p0eer-3p2cop | Mtl | New | CZ14 | cDXHP | SWHC013-02 | DEER2020 | D20v1 | 2020-11-09 | Cap-Tons | 1 |  | None | 58 | 0.0593 | 0 | 159 | 0.0878 | 0 | [6 empty] | DEER:HVAC_Split-Package_AC | Annual
Any | NE-HVAC-airHP-SpltPkg-135to239kBtuh-12p0eer-3p2cop | Mtl | New | CZ15 | cDXHP | SWHC013-02 | DEER2020 | D20v1 | 2020-11-09 | Cap-Tons | 1 |  | None | 133 | 0.0677 | 0 | 249 | 0.0887 | 0 | [6 empty] | DEER:HVAC_Split-Package_AC | Annual
Any | NE-HVAC-airHP-SpltPkg-135to239kBtuh-12p0eer-3p2cop | Mtl | New | CZ16 | cDXHP | SWHC013-02 | DEER2020 | D20v1 | 2020-11-09 | Cap-Tons | 1 |  | None | -8.21 | 0.0233 | 0 | 53.5 | 0.0535 | 0 | [6 empty] | DEER:HVAC_Split-Package_AC | Annual
Any | NE-HVAC-airHP-SpltPkg-135to239kBtuh-12p0eer-3p2cop | Nrs | Ex | CZ01 | cDXHP | SWHC013-02 | DEER2020 | D20v1 | 2020-11-09 | Cap-Tons | 1 |  | None | 702 | 0.0711 | 0 | 4.2 | 0.00967 | 0 | [6 empty] | DEER:HVAC_Split-Package_AC | Annual
Any | NE-HVAC-airHP-SpltPkg-135to239kBtuh-12p0eer-3p2cop | Nrs | Ex | CZ02 | cDXHP | SWHC013-02 | DEER2020 | D20v1 | 2020-11-09 | Cap-Tons | 1 |  | None | 686 | 0.166 | 0 | 51.8 | 0.0625 | 0 | [6 empty] | DEER:HVAC_Split-Package_AC | Annual
Any | NE-HVAC-airHP-SpltPkg-135to239kBtuh-12p0eer-3p2cop | Nrs | Ex | CZ03 | cDXHP | SWHC013-02 | DEER2020 | D20v1 | 2020-11-09 | Cap-Tons | 1 |  | None | 570 | 0.108 | 0 | 22.1 | 0.0363 | 0 | [6 empty] | DEER:HVAC_Split-Package_AC | Annual
Any | NE-HVAC-airHP-SpltPkg-135to239kBtuh-12p0eer-3p2cop | Nrs | Ex | CZ04 | cDXHP | SWHC013-02 | DEER2020 | D20v1 | 2020-11-09 | Cap-Tons | 1 |  | None | 609 | 0.144 | 0 | 59.3 | 0.0566 | 0 | [6 empty] | DEER:HVAC_Split-Package_AC | Annual
Any | NE-HVAC-airHP-SpltPkg-135to239kBtuh-12p0eer-3p2cop | Nrs | Ex | CZ05 | cDXHP | SWHC013-02 | DEER2020 | D20v1 | 2020-11-09 | Cap-Tons | 1 |  | None | 561 | 0.0775 | 0 | 23.5 | 0.0218 | 0 | [6 empty] | DEER:HVAC_Split-Package_AC | Annual
Any | NE-HVAC-airHP-SpltPkg-135to239kBtuh-12p0eer-3p2cop | Nrs | Ex | CZ06 | cDXHP | SWHC013-02 | DEER2020 | D20v1 | 2020-11-09 | Cap-Tons | 1 |  | None | 657 | 0.136 | 0 | 64.7 | 0.0491 | 0 | [6 empty] | DEER:HVAC_Split-Package_AC | Annual
Any | NE-HVAC-airHP-SpltPkg-135to239kBtuh-12p0eer-3p2cop | Nrs | Ex | CZ07 | cDXHP | SWHC013-02 | DEER2020 | D20v1 | 2020-11-09 | Cap-Tons | 1 |  | None | 556 | 0.112 | 0 | 53.2 | 0.0383 | 0 | [6 empty] | DEER:HVAC_Split-Package_AC | Annual
Any | NE-HVAC-airHP-SpltPkg-135to239kBtuh-12p0eer-3p2cop | Nrs | Ex | CZ08 | cDXHP | SWHC013-02 | DEER2020 | D20v1 | 2020-11-09 | Cap-Tons | 1 |  | None | 674 | 0.143 | 0 | 81.6 | 0.0494 | 0 | [6 empty] | DEER:HVAC_Split-Package_AC | Annual
Any | NE-HVAC-airHP-SpltPkg-135to239kBtuh-12p0eer-3p2cop | Nrs | Ex | CZ09 | cDXHP | SWHC013-02 | DEER2020 | D20v1 | 2020-11-09 | Cap-Tons | 1 |  | None | 692 | 0.17 | 0 | 93.7 | 0.0729 | 0 | [6 empty] | DEER:HVAC_Split-Package_AC | Annual
Any | NE-HVAC-airHP-SpltPkg-135to239kBtuh-12p0eer-3p2cop | Nrs | Ex | CZ10 | cDXHP | SWHC013-02 | DEER2020 | D20v1 | 2020-11-09 | Cap-Tons | 1 |  | None | 685 | 0.172 | 0 | 98.1 | 0.0713 | 0 | [6 empty] | DEER:HVAC_Split-Package_AC | Annual
Any | NE-HVAC-airHP-SpltPkg-135to239kBtuh-12p0eer-3p2cop | Nrs | Ex | CZ11 | cDXHP | SWHC013-02 | DEER2020 | D20v1 | 2020-11-09 | Cap-Tons | 1 |  | None | 708 | 0.179 | 0 | 110 | 0.0854 | 0 | [6 empty] | DEER:HVAC_Split-Package_AC | Annual
Any | NE-HVAC-airHP-SpltPkg-135to239kBtuh-12p0eer-3p2cop | Nrs | Ex | CZ12 | cDXHP | SWHC013-02 | DEER2020 | D20v1 | 2020-11-09 | Cap-Tons | 1 |  | None | 706 | 0.182 | 0 | 80.1 | 0.077 | 0 | [6 empty] | DEER:HVAC_Split-Package_AC | Annual
Any | NE-HVAC-airHP-SpltPkg-135to239kBtuh-12p0eer-3p2cop | Nrs | Ex | CZ13 | cDXHP | SWHC013-02 | DEER2020 | D20v1 | 2020-11-09 | Cap-Tons | 1 |  | None | 772 | 0.192 | 0 | 114 | 0.0771 | 0 | [6 empty] | DEER:HVAC_Split-Package_AC | Annual
Any | NE-HVAC-airHP-SpltPkg-135to239kBtuh-12p0eer-3p2cop | Nrs | Ex | CZ14 | cDXHP | SWHC013-02 | DEER2020 | D20v1 | 2020-11-09 | Cap-Tons | 1 |  | None | 683 | 0.156 | 0 | 111 | 0.07 | 0 | [6 empty] | DEER:HVAC_Split-Package_AC | Annual
Any | NE-HVAC-airHP-SpltPkg-135to239kBtuh-12p0eer-3p2cop | Nrs | Ex | CZ15 | cDXHP | SWHC013-02 | DEER2020 | D20v1 | 2020-11-09 | Cap-Tons | 1 |  | None | 743 | 0.185 | 0 | 210 | 0.0842 | 0 | [6 empty] | DEER:HVAC_Split-Package_AC | Annual
Any | NE-HVAC-airHP-SpltPkg-135to239kBtuh-12p0eer-3p2cop | Nrs | Ex | CZ16 | cDXHP | SWHC013-02 | DEER2020 | D20v1 | 2020-11-09 | Cap-Tons | 1 |  | None | 715 | 0.118 | 0 | 33.8 | 0.0425 | 0 | [6 empty] | DEER:HVAC_Split-Package_AC | Annual
Any | NE-HVAC-airHP-SpltPkg-135to239kBtuh-12p0eer-3p2cop | Nrs | New | CZ01 | cDXHP | SWHC013-02 | DEER2020 | D20v1 | 2020-11-09 | Cap-Tons | 1 |  | None | 180 | 0.0154 | 32.2 | 3.42 | 0.00809 | 0 | [6 empty] | DEER:HVAC_Split-Package_AC | Annual
Any | NE-HVAC-airHP-SpltPkg-135to239kBtuh-12p0eer-3p2cop | Nrs | New | CZ02 | cDXHP | SWHC013-02 | DEER2020 | D20v1 | 2020-11-09 | Cap-Tons | 1 |  | None | 175 | 0.0606 | 32.2 | 46.2 | 0.0564 | 0 | [6 empty] | DEER:HVAC_Split-Package_AC | Annual
Any | NE-HVAC-airHP-SpltPkg-135to239kBtuh-12p0eer-3p2cop | Nrs | New | CZ03 | cDXHP | SWHC013-02 | DEER2020 | D20v1 | 2020-11-09 | Cap-Tons | 1 |  | None | 140 | 0.02 | 32.2 | 16.3 | 0.0318 | 0 | [6 empty] | DEER:HVAC_Split-Package_AC | Annual
Any | NE-HVAC-airHP-SpltPkg-135to239kBtuh-12p0eer-3p2cop | Nrs | New | CZ04 | cDXHP | SWHC013-02 | DEER2020 | D20v1 | 2020-11-09 | Cap-Tons | 1 |  | None | 158 | 0.0472 | 32.2 | 49.5 | 0.0501 | 0 | [6 empty] | DEER:HVAC_Split-Package_AC | Annual
Any | NE-HVAC-airHP-SpltPkg-135to239kBtuh-12p0eer-3p2cop | Nrs | New | CZ05 | cDXHP | SWHC013-02 | DEER2020 | D20v1 | 2020-11-09 | Cap-Tons | 1 |  | None | 152 | 0.0107 | 32.2 | 16.7 | 0.0184 | 0 | [6 empty] | DEER:HVAC_Split-Package_AC | Annual
Any | NE-HVAC-airHP-SpltPkg-135to239kBtuh-12p0eer-3p2cop | Nrs | New | CZ06 | cDXHP | SWHC013-02 | DEER2020 | D20v1 | 2020-11-09 | Cap-Tons | 1 |  | None | 126 | 0.036 | 32.2 | 54.7 | 0.0446 | 0 | [6 empty] | DEER:HVAC_Split-Package_AC | Annual
Any | NE-HVAC-airHP-SpltPkg-135to239kBtuh-12p0eer-3p2cop | Nrs | New | CZ07 | cDXHP | SWHC013-02 | DEER2020 | D20v1 | 2020-11-09 | Cap-Tons | 1 |  | None | 115 | 0.0219 | 32.2 | 42.7 | 0.0346 | 0 | [6 empty] | DEER:HVAC_Split-Package_AC | Annual
Any | NE-HVAC-airHP-SpltPkg-135to239kBtuh-12p0eer-3p2cop | Nrs | New | CZ08 | cDXHP | SWHC013-02 | DEER2020 | D20v1 | 2020-11-09 | Cap-Tons | 1 |  | None | 129 | 0.0378 | 32.2 | 71 | 0.0455 | 0 | [6 empty] | DEER:HVAC_Split-Package_AC | Annual
Any | NE-HVAC-airHP-SpltPkg-135to239kBtuh-12p0eer-3p2cop | Nrs | New | CZ09 | cDXHP | SWHC013-02 | DEER2020 | D20v1 | 2020-11-09 | Cap-Tons | 1 |  | None | 143 | 0.0667 | 31.9 | 82.7 | 0.0669 | 0 | [6 empty] | DEER:HVAC_Split-Package_AC | Annual
Any | NE-HVAC-airHP-SpltPkg-135to239kBtuh-12p0eer-3p2cop | Nrs | New | CZ10 | cDXHP | SWHC013-02 | DEER2020 | D20v1 | 2020-11-09 | Cap-Tons | 1 |  | None | 159 | 0.0709 | 32.1 | 89.9 | 0.0659 | 0 | [6 empty] | DEER:HVAC_Split-Package_AC | Annual
Any | NE-HVAC-airHP-SpltPkg-135to239kBtuh-12p0eer-3p2cop | Nrs | New | CZ11 | cDXHP | SWHC013-02 | DEER2020 | D20v1 | 2020-11-09 | Cap-Tons | 1 |  | None | 193 | 0.0967 | 32 | 101 | 0.0774 | 0 | [6 empty] | DEER:HVAC_Split-Package_AC | Annual
Any | NE-HVAC-airHP-SpltPkg-135to239kBtuh-12p0eer-3p2cop | Nrs | New | CZ12 | cDXHP | SWHC013-02 | DEER2020 | D20v1 | 2020-11-09 | Cap-Tons | 1 |  | None | 174 | 0.0821 | 32.1 | 73 | 0.0701 | 0 | [6 empty] | DEER:HVAC_Split-Package_AC | Annual
Any | NE-HVAC-airHP-SpltPkg-135to239kBtuh-12p0eer-3p2cop | Nrs | New | CZ13 | cDXHP | SWHC013-02 | DEER2020 | D20v1 | 2020-11-09 | Cap-Tons | 1 |  | None | 189 | 0.0816 | 31.9 | 105 | 0.0711 | 0 | [6 empty] | DEER:HVAC_Split-Package_AC | Annual
Any | NE-HVAC-airHP-SpltPkg-135to239kBtuh-12p0eer-3p2cop | Nrs | New | CZ14 | cDXHP | SWHC013-02 | DEER2020 | D20v1 | 2020-11-09 | Cap-Tons | 1 |  | None | 205 | 0.0708 | 31.8 | 102 | 0.0641 | 0 | [6 empty] | DEER:HVAC_Split-Package_AC | Annual
Any | NE-HVAC-airHP-SpltPkg-135to239kBtuh-12p0eer-3p2cop | Nrs | New | CZ15 | cDXHP | SWHC013-02 | DEER2020 | D20v1 | 2020-11-09 | Cap-Tons | 1 |  | None | 234 | 0.102 | 29.6 | 198 | 0.0791 | 0 | [6 empty] | DEER:HVAC_Split-Package_AC | Annual
Any | NE-HVAC-airHP-SpltPkg-135to239kBtuh-12p0eer-3p2cop | Nrs | New | CZ16 | cDXHP | SWHC013-02 | DEER2020 | D20v1 | 2020-11-09 | Cap-Tons | 1 |  | None | 254 | 0.0253 | 32.2 | 30.5 | 0.0388 | 0 | [6 empty] | DEER:HVAC_Split-Package_AC | Annual
Any | NE-HVAC-airHP-SpltPkg-135to239kBtuh-12p0eer-3p2cop | OfL | Ex | CZ01 | cDXHP | SWHC013-02 | DEER2020 | D20v1 | 2020-11-09 | Cap-Tons | 1 |  | None | 256 | 0.0261 | 0 | 12.9 | 0.0113 | 0 | [6 empty] | DEER:HVAC_Split-Package_AC | Annual
Any | NE-HVAC-airHP-SpltPkg-135to239kBtuh-12p0eer-3p2cop | OfL | Ex | CZ02 | cDXHP | SWHC013-02 | DEER2020 | D20v1 | 2020-11-09 | Cap-Tons | 1 |  | None | 278 | 0.0779 | 0 | 76.6 | 0.0445 | 0 | [6 empty] | DEER:HVAC_Split-Package_AC | Annual
Any | NE-HVAC-airHP-SpltPkg-135to239kBtuh-12p0eer-3p2cop | OfL | Ex | CZ03 | cDXHP | SWHC013-02 | DEER2020 | D20v1 | 2020-11-09 | Cap-Tons | 1 |  | None | 225 | 0.0567 | 0 | 36.1 | 0.0251 | 0 | [6 empty] | DEER:HVAC_Split-Package_AC | Annual
Any | NE-HVAC-airHP-SpltPkg-135to239kBtuh-12p0eer-3p2cop | OfL | Ex | CZ04 | cDXHP | SWHC013-02 | DEER2020 | D20v1 | 2020-11-09 | Cap-Tons | 1 |  | None | 266 | 0.0704 | 0 | 80.3 | 0.0386 | 0 | [6 empty] | DEER:HVAC_Split-Package_AC | Annual
Any | NE-HVAC-airHP-SpltPkg-135to239kBtuh-12p0eer-3p2cop | OfL | Ex | CZ05 | cDXHP | SWHC013-02 | DEER2020 | D20v1 | 2020-11-09 | Cap-Tons | 1 |  | None | 226 | 0.0466 | 0 | 41.2 | 0.02 | 0 | [6 empty] | DEER:HVAC_Split-Package_AC | Annual
Any | NE-HVAC-airHP-SpltPkg-135to239kBtuh-12p0eer-3p2cop | OfL | Ex | CZ06 | cDXHP | SWHC013-02 | DEER2020 | D20v1 | 2020-11-09 | Cap-Tons | 1 |  | None | 274 | 0.0602 | 0 | 77.1 | 0.0277 | 0 | [6 empty] | DEER:HVAC_Split-Package_AC | Annual
Any | NE-HVAC-airHP-SpltPkg-135to239kBtuh-12p0eer-3p2cop | OfL | Ex | CZ07 | cDXHP | SWHC013-02 | DEER2020 | D20v1 | 2020-11-09 | Cap-Tons | 1 |  | None | 241 | 0.0575 | 0 | 66 | 0.0241 | 0 | [6 empty] | DEER:HVAC_Split-Package_AC | Annual
Any | NE-HVAC-airHP-SpltPkg-135to239kBtuh-12p0eer-3p2cop | OfL | Ex | CZ08 | cDXHP | SWHC013-02 | DEER2020 | D20v1 | 2020-11-09 | Cap-Tons | 1 |  | None | 281 | 0.0623 | 0 | 102 | 0.0317 | 0 | [6 empty] | DEER:HVAC_Split-Package_AC | Annual
Any | NE-HVAC-airHP-SpltPkg-135to239kBtuh-12p0eer-3p2cop | OfL | Ex | CZ09 | cDXHP | SWHC013-02 | DEER2020 | D20v1 | 2020-11-09 | Cap-Tons | 1 |  | None | 297 | 0.075 | 0 | 91.6 | 0.0395 | 0 | [6 empty] | DEER:HVAC_Split-Package_AC | Annual
Any | NE-HVAC-airHP-SpltPkg-135to239kBtuh-12p0eer-3p2cop | OfL | Ex | CZ10 | cDXHP | SWHC013-02 | DEER2020 | D20v1 | 2020-11-09 | Cap-Tons | 1 |  | None | 312 | 0.0824 | 0 | 107 | 0.0425 | 0 | [6 empty] | DEER:HVAC_Split-Package_AC | Annual
Any | NE-HVAC-airHP-SpltPkg-135to239kBtuh-12p0eer-3p2cop | OfL | Ex | CZ11 | cDXHP | SWHC013-02 | DEER2020 | D20v1 | 2020-11-09 | Cap-Tons | 1 |  | None | 325 | 0.0821 | 0 | 99.3 | 0.0479 | 0 | [6 empty] | DEER:HVAC_Split-Package_AC | Annual
Any | NE-HVAC-airHP-SpltPkg-135to239kBtuh-12p0eer-3p2cop | OfL | Ex | CZ12 | cDXHP | SWHC013-02 | DEER2020 | D20v1 | 2020-11-09 | Cap-Tons | 1 |  | None | 305 | 0.0848 | 0 | 86.6 | 0.045 | 0 | [6 empty] | DEER:HVAC_Split-Package_AC | Annual
Any | NE-HVAC-airHP-SpltPkg-135to239kBtuh-12p0eer-3p2cop | OfL | Ex | CZ13 | cDXHP | SWHC013-02 | DEER2020 | D20v1 | 2020-11-09 | Cap-Tons | 1 |  | None | 323 | 0.0814 | 0 | 102 | 0.0402 | 0 | [6 empty] | DEER:HVAC_Split-Package_AC | Annual
Any | NE-HVAC-airHP-SpltPkg-135to239kBtuh-12p0eer-3p2cop | OfL | Ex | CZ14 | cDXHP | SWHC013-02 | DEER2020 | D20v1 | 2020-11-09 | Cap-Tons | 1 |  | None | 328 | 0.0759 | 0 | 103 | 0.0391 | 0 | [6 empty] | DEER:HVAC_Split-Package_AC | Annual
Any | NE-HVAC-airHP-SpltPkg-135to239kBtuh-12p0eer-3p2cop | OfL | Ex | CZ15 | cDXHP | SWHC013-02 | DEER2020 | D20v1 | 2020-11-09 | Cap-Tons | 1 |  | None | 408 | 0.089 | 0 | 151 | 0.0397 | 0 | [6 empty] | DEER:HVAC_Split-Package_AC | Annual
Any | NE-HVAC-airHP-SpltPkg-135to239kBtuh-12p0eer-3p2cop | OfL | Ex | CZ16 | cDXHP | SWHC013-02 | DEER2020 | D20v1 | 2020-11-09 | Cap-Tons | 1 |  | None | 291 | 0.0543 | 0 | 47.2 | 0.0273 | 0 | [6 empty] | DEER:HVAC_Split-Package_AC | Annual
Any | NE-HVAC-airHP-SpltPkg-135to239kBtuh-12p0eer-3p2cop | OfL | New | CZ01 | cDXHP | SWHC013-02 | DEER2020 | D20v1 | 2020-11-09 | Cap-Tons | 1 |  | None | 0.205 | 0.00408 | 0 | 11.4 | 0.0102 | 0 | [6 empty] | DEER:HVAC_Split-Package_AC | Annual
Any | NE-HVAC-airHP-SpltPkg-135to239kBtuh-12p0eer-3p2cop | OfL | New | CZ02 | cDXHP | SWHC013-02 | DEER2020 | D20v1 | 2020-11-09 | Cap-Tons | 1 |  | None | 32.6 | 0.0328 | 0 | 72 | 0.0428 | 0 | [6 empty] | DEER:HVAC_Split-Package_AC | Annual
Any | NE-HVAC-airHP-SpltPkg-135to239kBtuh-12p0eer-3p2cop | OfL | New | CZ03 | cDXHP | SWHC013-02 | DEER2020 | D20v1 | 2020-11-09 | Cap-Tons | 1 |  | None | 12.3 | 0.0124 | 0 | 34.3 | 0.0239 | 0 | [6 empty] | DEER:HVAC_Split-Package_AC | Annual
Any | NE-HVAC-airHP-SpltPkg-135to239kBtuh-12p0eer-3p2cop | OfL | New | CZ04 | cDXHP | SWHC013-02 | DEER2020 | D20v1 | 2020-11-09 | Cap-Tons | 1 |  | None | 36 | 0.0266 | 0 | 77.7 | 0.0371 | 0 | [6 empty] | DEER:HVAC_Split-Package_AC | Annual
Any | NE-HVAC-airHP-SpltPkg-135to239kBtuh-12p0eer-3p2cop | OfL | New | CZ05 | cDXHP | SWHC013-02 | DEER2020 | D20v1 | 2020-11-09 | Cap-Tons | 1 |  | None | 15.1 | 0.00847 | 0 | 39.8 | 0.0196 | 0 | [6 empty] | DEER:HVAC_Split-Package_AC | Annual
Any | NE-HVAC-airHP-SpltPkg-135to239kBtuh-12p0eer-3p2cop | OfL | New | CZ06 | cDXHP | SWHC013-02 | DEER2020 | D20v1 | 2020-11-09 | Cap-Tons | 1 |  | None | 37.7 | 0.0156 | 0 | 75.1 | 0.0268 | 0 | [6 empty] | DEER:HVAC_Split-Package_AC | Annual
Any | NE-HVAC-airHP-SpltPkg-135to239kBtuh-12p0eer-3p2cop | OfL | New | CZ07 | cDXHP | SWHC013-02 | DEER2020 | D20v1 | 2020-11-09 | Cap-Tons | 1 |  | None | 32.4 | 0.0146 | 0 | 64 | 0.0236 | 0 | [6 empty] | DEER:HVAC_Split-Package_AC | Annual
Any | NE-HVAC-airHP-SpltPkg-135to239kBtuh-12p0eer-3p2cop | OfL | New | CZ08 | cDXHP | SWHC013-02 | DEER2020 | D20v1 | 2020-11-09 | Cap-Tons | 1 |  | None | 52.4 | 0.0199 | 0 | 99.4 | 0.0311 | 0 | [6 empty] | DEER:HVAC_Split-Package_AC | Annual
Any | NE-HVAC-airHP-SpltPkg-135to239kBtuh-12p0eer-3p2cop | OfL | New | CZ09 | cDXHP | SWHC013-02 | DEER2020 | D20v1 | 2020-11-09 | Cap-Tons | 1 |  | None | 44.2 | 0.0291 | 0 | 87.8 | 0.0379 | 0 | [6 empty] | DEER:HVAC_Split-Package_AC | Annual
Any | NE-HVAC-airHP-SpltPkg-135to239kBtuh-12p0eer-3p2cop | OfL | New | CZ10 | cDXHP | SWHC013-02 | DEER2020 | D20v1 | 2020-11-09 | Cap-Tons | 1 |  | None | 53.4 | 0.0358 | 0 | 101 | 0.0414 | 0 | [6 empty] | DEER:HVAC_Split-Package_AC | Annual
Any | NE-HVAC-airHP-SpltPkg-135to239kBtuh-12p0eer-3p2cop | OfL | New | CZ11 | cDXHP | SWHC013-02 | DEER2020 | D20v1 | 2020-11-09 | Cap-Tons | 1 |  | None | 42.8 | 0.0318 | 0 | 93.2 | 0.0451 | 0 | [6 empty] | DEER:HVAC_Split-Package_AC | Annual
Any | NE-HVAC-airHP-SpltPkg-135to239kBtuh-12p0eer-3p2cop | OfL | New | CZ12 | cDXHP | SWHC013-02 | DEER2020 | D20v1 | 2020-11-09 | Cap-Tons | 1 |  | None | 37.3 | 0.0345 | 0 | 81.1 | 0.0428 | 0 | [6 empty] | DEER:HVAC_Split-Package_AC | Annual
Any | NE-HVAC-airHP-SpltPkg-135to239kBtuh-12p0eer-3p2cop | OfL | New | CZ13 | cDXHP | SWHC013-02 | DEER2020 | D20v1 | 2020-11-09 | Cap-Tons | 1 |  | None | 47 | 0.0312 | 0 | 96.8 | 0.0384 | 0 | [6 empty] | DEER:HVAC_Split-Package_AC | Annual
Any | NE-HVAC-airHP-SpltPkg-135to239kBtuh-12p0eer-3p2cop | OfL | New | CZ14 | cDXHP | SWHC013-02 | DEER2020 | D20v1 | 2020-11-09 | Cap-Tons | 1 |  | None | 42.4 | 0.0235 | 0 | 97.2 | 0.0373 | 0 | [6 empty] | DEER:HVAC_Split-Package_AC | Annual
Any | NE-HVAC-airHP-SpltPkg-135to239kBtuh-12p0eer-3p2cop | OfL | New | CZ15 | cDXHP | SWHC013-02 | DEER2020 | D20v1 | 2020-11-09 | Cap-Tons | 1 |  | None | 81 | 0.0297 | 0 | 145 | 0.038 | 0 | [6 empty] | DEER:HVAC_Split-Package_AC | Annual
Any | NE-HVAC-airHP-SpltPkg-135to239kBtuh-12p0eer-3p2cop | OfL | New | CZ16 | cDXHP | SWHC013-02 | DEER2020 | D20v1 | 2020-11-09 | Cap-Tons | 1 |  | None | 12.7 | 0.0111 | 0 | 44.1 | 0.0255 | 0 | [6 empty] | DEER:HVAC_Split-Package_AC | Annual
Any | NE-HVAC-airHP-SpltPkg-135to239kBtuh-12p0eer-3p2cop | OfS | Ex | CZ01 | cDXHP | SWHC013-02 | DEER2020 | D20v1 | 2020-11-09 | Cap-Tons | 1 |  | None | 253 | 0.0272 | 0 | 10.9 | 0.00978 | 0 | [6 empty] | DEER:HVAC_Split-Package_AC | Annual
Any | NE-HVAC-airHP-SpltPkg-135to239kBtuh-12p0eer-3p2cop | OfS | Ex | CZ02 | cDXHP | SWHC013-02 | DEER2020 | D20v1 | 2020-11-09 | Cap-Tons | 1 |  | None | 280 | 0.0759 | 0 | 66.2 | 0.0431 | 0 | [6 empty] | DEER:HVAC_Split-Package_AC | Annual
Any | NE-HVAC-airHP-SpltPkg-135to239kBtuh-12p0eer-3p2cop | OfS | Ex | CZ03 | cDXHP | SWHC013-02 | DEER2020 | D20v1 | 2020-11-09 | Cap-Tons | 1 |  | None | 222 | 0.0521 | 0 | 30.5 | 0.024 | 0 | [6 empty] | DEER:HVAC_Split-Package_AC | Annual
Any | NE-HVAC-airHP-SpltPkg-135to239kBtuh-12p0eer-3p2cop | OfS | Ex | CZ04 | cDXHP | SWHC013-02 | DEER2020 | D20v1 | 2020-11-09 | Cap-Tons | 1 |  | None | 266 | 0.0678 | 0 | 68.8 | 0.0369 | 0 | [6 empty] | DEER:HVAC_Split-Package_AC | Annual
Any | NE-HVAC-airHP-SpltPkg-135to239kBtuh-12p0eer-3p2cop | OfS | Ex | CZ05 | cDXHP | SWHC013-02 | DEER2020 | D20v1 | 2020-11-09 | Cap-Tons | 1 |  | None | 226 | 0.0431 | 0 | 34.5 | 0.0179 | 0 | [6 empty] | DEER:HVAC_Split-Package_AC | Annual
Any | NE-HVAC-airHP-SpltPkg-135to239kBtuh-12p0eer-3p2cop | OfS | Ex | CZ06 | cDXHP | SWHC013-02 | DEER2020 | D20v1 | 2020-11-09 | Cap-Tons | 1 |  | None | 265 | 0.0566 | 0 | 68.4 | 0.0278 | 0 | [6 empty] | DEER:HVAC_Split-Package_AC | Annual
Any | NE-HVAC-airHP-SpltPkg-135to239kBtuh-12p0eer-3p2cop | OfS | Ex | CZ07 | cDXHP | SWHC013-02 | DEER2020 | D20v1 | 2020-11-09 | Cap-Tons | 1 |  | None | 242 | 0.0545 | 0 | 57.7 | 0.0236 | 0 | [6 empty] | DEER:HVAC_Split-Package_AC | Annual
Any | NE-HVAC-airHP-SpltPkg-135to239kBtuh-12p0eer-3p2cop | OfS | Ex | CZ08 | cDXHP | SWHC013-02 | DEER2020 | D20v1 | 2020-11-09 | Cap-Tons | 1 |  | None | 278 | 0.0595 | 0 | 89.1 | 0.0312 | 0 | [6 empty] | DEER:HVAC_Split-Package_AC | Annual
Any | NE-HVAC-airHP-SpltPkg-135to239kBtuh-12p0eer-3p2cop | OfS | Ex | CZ09 | cDXHP | SWHC013-02 | DEER2020 | D20v1 | 2020-11-09 | Cap-Tons | 1 |  | None | 300 | 0.0748 | 0 | 82.3 | 0.0391 | 0 | [6 empty] | DEER:HVAC_Split-Package_AC | Annual
Any | NE-HVAC-airHP-SpltPkg-135to239kBtuh-12p0eer-3p2cop | OfS | Ex | CZ10 | cDXHP | SWHC013-02 | DEER2020 | D20v1 | 2020-11-09 | Cap-Tons | 1 |  | None | 316 | 0.0815 | 0 | 96.3 | 0.0417 | 0 | [6 empty] | DEER:HVAC_Split-Package_AC | Annual
Any | NE-HVAC-airHP-SpltPkg-135to239kBtuh-12p0eer-3p2cop | OfS | Ex | CZ11 | cDXHP | SWHC013-02 | DEER2020 | D20v1 | 2020-11-09 | Cap-Tons | 1 |  | None | 329 | 0.082 | 0 | 91.8 | 0.049 | 0 | [6 empty] | DEER:HVAC_Split-Package_AC | Annual
Any | NE-HVAC-airHP-SpltPkg-135to239kBtuh-12p0eer-3p2cop | OfS | Ex | CZ12 | cDXHP | SWHC013-02 | DEER2020 | D20v1 | 2020-11-09 | Cap-Tons | 1 |  | None | 304 | 0.0833 | 0 | 78.1 | 0.0448 | 0 | [6 empty] | DEER:HVAC_Split-Package_AC | Annual
Any | NE-HVAC-airHP-SpltPkg-135to239kBtuh-12p0eer-3p2cop | OfS | Ex | CZ13 | cDXHP | SWHC013-02 | DEER2020 | D20v1 | 2020-11-09 | Cap-Tons | 1 |  | None | 335 | 0.083 | 0 | 94.6 | 0.0402 | 0 | [6 empty] | DEER:HVAC_Split-Package_AC | Annual
Any | NE-HVAC-airHP-SpltPkg-135to239kBtuh-12p0eer-3p2cop | OfS | Ex | CZ14 | cDXHP | SWHC013-02 | DEER2020 | D20v1 | 2020-11-09 | Cap-Tons | 1 |  | None | 334 | 0.0764 | 0 | 95.4 | 0.0393 | 0 | [6 empty] | DEER:HVAC_Split-Package_AC | Annual
Any | NE-HVAC-airHP-SpltPkg-135to239kBtuh-12p0eer-3p2cop | OfS | Ex | CZ15 | cDXHP | SWHC013-02 | DEER2020 | D20v1 | 2020-11-09 | Cap-Tons | 1 |  | None | 403 | 0.0878 | 0 | 147 | 0.041 | 0 | [6 empty] | DEER:HVAC_Split-Package_AC | Annual
Any | NE-HVAC-airHP-SpltPkg-135to239kBtuh-12p0eer-3p2cop | OfS | Ex | CZ16 | cDXHP | SWHC013-02 | DEER2020 | D20v1 | 2020-11-09 | Cap-Tons | 1 |  | None | 307 | 0.0553 | 0 | 43.2 | 0.028 | 0 | [6 empty] | DEER:HVAC_Split-Package_AC | Annual
Any | NE-HVAC-airHP-SpltPkg-135to239kBtuh-12p0eer-3p2cop | OfS | New | CZ01 | cDXHP | SWHC013-02 | DEER2020 | D20v1 | 2020-11-09 | Cap-Tons | 1 |  | None | -6.7 | 0.00362 | 0 | 10 | 0.00911 | 0 | [6 empty] | DEER:HVAC_Split-Package_AC | Annual
Any | NE-HVAC-airHP-SpltPkg-135to239kBtuh-12p0eer-3p2cop | OfS | New | CZ02 | cDXHP | SWHC013-02 | DEER2020 | D20v1 | 2020-11-09 | Cap-Tons | 1 |  | None | 23.9 | 0.0311 | 0 | 63 | 0.0407 | 0 | [6 empty] | DEER:HVAC_Split-Package_AC | Annual
Any | NE-HVAC-airHP-SpltPkg-135to239kBtuh-12p0eer-3p2cop | OfS | New | CZ03 | cDXHP | SWHC013-02 | DEER2020 | D20v1 | 2020-11-09 | Cap-Tons | 1 |  | None | 7.46 | 0.0121 | 0 | 30.8 | 0.0233 | 0 | [6 empty] | DEER:HVAC_Split-Package_AC | Annual
Any | NE-HVAC-airHP-SpltPkg-135to239kBtuh-12p0eer-3p2cop | OfS | New | CZ04 | cDXHP | SWHC013-02 | DEER2020 | D20v1 | 2020-11-09 | Cap-Tons | 1 |  | None | 28.2 | 0.025 | 0 | 67.7 | 0.0352 | 0 | [6 empty] | DEER:HVAC_Split-Package_AC | Annual
Any | NE-HVAC-airHP-SpltPkg-135to239kBtuh-12p0eer-3p2cop | OfS | New | CZ05 | cDXHP | SWHC013-02 | DEER2020 | D20v1 | 2020-11-09 | Cap-Tons | 1 |  | None | 9.08 | 0.00778 | 0 | 34.5 | 0.0179 | 0 | [6 empty] | DEER:HVAC_Split-Package_AC | Annual
Any | NE-HVAC-airHP-SpltPkg-135to239kBtuh-12p0eer-3p2cop | OfS | New | CZ06 | cDXHP | SWHC013-02 | DEER2020 | D20v1 | 2020-11-09 | Cap-Tons | 1 |  | None | 33.8 | 0.0168 | 0 | 69 | 0.0276 | 0 | [6 empty] | DEER:HVAC_Split-Package_AC | Annual
Any | NE-HVAC-airHP-SpltPkg-135to239kBtuh-12p0eer-3p2cop | OfS | New | CZ07 | cDXHP | SWHC013-02 | DEER2020 | D20v1 | 2020-11-09 | Cap-Tons | 1 |  | None | 29.2 | 0.015 | 0 | 58.5 | 0.0239 | 0 | [6 empty] | DEER:HVAC_Split-Package_AC | Annual
Any | NE-HVAC-airHP-SpltPkg-135to239kBtuh-12p0eer-3p2cop | OfS | New | CZ08 | cDXHP | SWHC013-02 | DEER2020 | D20v1 | 2020-11-09 | Cap-Tons | 1 |  | None | 44.3 | 0.02 | 0 | 87.2 | 0.0306 | 0 | [6 empty] | DEER:HVAC_Split-Package_AC | Annual
Any | NE-HVAC-airHP-SpltPkg-135to239kBtuh-12p0eer-3p2cop | OfS | New | CZ09 | cDXHP | SWHC013-02 | DEER2020 | D20v1 | 2020-11-09 | Cap-Tons | 1 |  | None | 38.6 | 0.0286 | 0 | 79.8 | 0.0372 | 0 | [6 empty] | DEER:HVAC_Split-Package_AC | Annual
Any | NE-HVAC-airHP-SpltPkg-135to239kBtuh-12p0eer-3p2cop | OfS | New | CZ10 | cDXHP | SWHC013-02 | DEER2020 | D20v1 | 2020-11-09 | Cap-Tons | 1 |  | None | 46.6 | 0.035 | 0 | 92.2 | 0.0403 | 0 | [6 empty] | DEER:HVAC_Split-Package_AC | Annual
Any | NE-HVAC-airHP-SpltPkg-135to239kBtuh-12p0eer-3p2cop | OfS | New | CZ11 | cDXHP | SWHC013-02 | DEER2020 | D20v1 | 2020-11-09 | Cap-Tons | 1 |  | None | 37 | 0.0312 | 0 | 87.3 | 0.0443 | 0 | [6 empty] | DEER:HVAC_Split-Package_AC | Annual
Any | NE-HVAC-airHP-SpltPkg-135to239kBtuh-12p0eer-3p2cop | OfS | New | CZ12 | cDXHP | SWHC013-02 | DEER2020 | D20v1 | 2020-11-09 | Cap-Tons | 1 |  | None | 30.2 | 0.0339 | 0 | 74.1 | 0.0415 | 0 | [6 empty] | DEER:HVAC_Split-Package_AC | Annual
Any | NE-HVAC-airHP-SpltPkg-135to239kBtuh-12p0eer-3p2cop | OfS | New | CZ13 | cDXHP | SWHC013-02 | DEER2020 | D20v1 | 2020-11-09 | Cap-Tons | 1 |  | None | 40.9 | 0.0304 | 0 | 89.9 | 0.0375 | 0 | [6 empty] | DEER:HVAC_Split-Package_AC | Annual
Any | NE-HVAC-airHP-SpltPkg-135to239kBtuh-12p0eer-3p2cop | OfS | New | CZ14 | cDXHP | SWHC013-02 | DEER2020 | D20v1 | 2020-11-09 | Cap-Tons | 1 |  | None | 37.1 | 0.0237 | 0 | 90.9 | 0.0369 | 0 | [6 empty] | DEER:HVAC_Split-Package_AC | Annual
Any | NE-HVAC-airHP-SpltPkg-135to239kBtuh-12p0eer-3p2cop | OfS | New | CZ15 | cDXHP | SWHC013-02 | DEER2020 | D20v1 | 2020-11-09 | Cap-Tons | 1 |  | None | 79.6 | 0.0297 | 0 | 140 | 0.0379 | 0 | [6 empty] | DEER:HVAC_Split-Package_AC | Annual
Any | NE-HVAC-airHP-SpltPkg-135to239kBtuh-12p0eer-3p2cop | OfS | New | CZ16 | cDXHP | SWHC013-02 | DEER2020 | D20v1 | 2020-11-09 | Cap-Tons | 1 |  | None | 6.12 | 0.0116 | 0 | 41.8 | 0.0259 | 0 | [6 empty] | DEER:HVAC_Split-Package_AC | Annual
Any | NE-HVAC-airHP-SpltPkg-135to239kBtuh-12p0eer-3p2cop | RFF | Ex | CZ01 | cDXHP | SWHC013-02 | DEER2020 | D20v1 | 2020-11-09 | Cap-Tons | 1 |  | None | 300 | 0.0458 | 0 | 3.22 | 0.00953 | 0 | [6 empty] | DEER:HVAC_Split-Package_AC | Annual
Any | NE-HVAC-airHP-SpltPkg-135to239kBtuh-12p0eer-3p2cop | RFF | Ex | CZ02 | cDXHP | SWHC013-02 | DEER2020 | D20v1 | 2020-11-09 | Cap-Tons | 1 |  | None | 188 | 0.128 | 0 | 64.1 | 0.0947 | 0 | [6 empty] | DEER:HVAC_Split-Package_AC | Annual
Any | NE-HVAC-airHP-SpltPkg-135to239kBtuh-12p0eer-3p2cop | RFF | Ex | CZ03 | cDXHP | SWHC013-02 | DEER2020 | D20v1 | 2020-11-09 | Cap-Tons | 1 |  | None | 294 | 0.102 | 0 | 15.4 | 0.0385 | 0 | [6 empty] | DEER:HVAC_Split-Package_AC | Annual
Any | NE-HVAC-airHP-SpltPkg-135to239kBtuh-12p0eer-3p2cop | RFF | Ex | CZ04 | cDXHP | SWHC013-02 | DEER2020 | D20v1 | 2020-11-09 | Cap-Tons | 1 |  | None | 181 | 0.116 | 0 | 65.6 | 0.0796 | 0 | [6 empty] | DEER:HVAC_Split-Package_AC | Annual
Any | NE-HVAC-airHP-SpltPkg-135to239kBtuh-12p0eer-3p2cop | RFF | Ex | CZ05 | cDXHP | SWHC013-02 | DEER2020 | D20v1 | 2020-11-09 | Cap-Tons | 1 |  | None | 118 | 0.0314 | 0 | 16.5 | 0.0211 | 0 | [6 empty] | DEER:HVAC_Split-Package_AC | Annual
Any | NE-HVAC-airHP-SpltPkg-135to239kBtuh-12p0eer-3p2cop | RFF | Ex | CZ06 | cDXHP | SWHC013-02 | DEER2020 | D20v1 | 2020-11-09 | Cap-Tons | 1 |  | None | 331 | 0.11 | 0 | 47.7 | 0.0621 | 0 | [6 empty] | DEER:HVAC_Split-Package_AC | Annual
Any | NE-HVAC-airHP-SpltPkg-135to239kBtuh-12p0eer-3p2cop | RFF | Ex | CZ07 | cDXHP | SWHC013-02 | DEER2020 | D20v1 | 2020-11-09 | Cap-Tons | 1 |  | None | 106 | 0.0598 | 0 | 35.5 | 0.0407 | 0 | [6 empty] | DEER:HVAC_Split-Package_AC | Annual
Any | NE-HVAC-airHP-SpltPkg-135to239kBtuh-12p0eer-3p2cop | RFF | Ex | CZ08 | cDXHP | SWHC013-02 | DEER2020 | D20v1 | 2020-11-09 | Cap-Tons | 1 |  | None | 233 | 0.111 | 0 | 109 | 0.0745 | 0 | [6 empty] | DEER:HVAC_Split-Package_AC | Annual
Any | NE-HVAC-airHP-SpltPkg-135to239kBtuh-12p0eer-3p2cop | RFF | Ex | CZ09 | cDXHP | SWHC013-02 | DEER2020 | D20v1 | 2020-11-09 | Cap-Tons | 1 |  | None | 255 | 0.129 | 0 | 108 | 0.111 | 0 | [6 empty] | DEER:HVAC_Split-Package_AC | Annual
Any | NE-HVAC-airHP-SpltPkg-135to239kBtuh-12p0eer-3p2cop | RFF | Ex | CZ10 | cDXHP | SWHC013-02 | DEER2020 | D20v1 | 2020-11-09 | Cap-Tons | 1 |  | None | 319 | 0.136 | 0 | 138 | 0.119 | 0 | [6 empty] | DEER:HVAC_Split-Package_AC | Annual
Any | NE-HVAC-airHP-SpltPkg-135to239kBtuh-12p0eer-3p2cop | RFF | Ex | CZ11 | cDXHP | SWHC013-02 | DEER2020 | D20v1 | 2020-11-09 | Cap-Tons | 1 |  | None | 325 | 0.146 | 0 | 148 | 0.126 | 0 | [6 empty] | DEER:HVAC_Split-Package_AC | Annual
Any | NE-HVAC-airHP-SpltPkg-135to239kBtuh-12p0eer-3p2cop | RFF | Ex | CZ12 | cDXHP | SWHC013-02 | DEER2020 | D20v1 | 2020-11-09 | Cap-Tons | 1 |  | None | 260 | 0.13 | 0 | 103 | 0.121 | 0 | [6 empty] | DEER:HVAC_Split-Package_AC | Annual
Any | NE-HVAC-airHP-SpltPkg-135to239kBtuh-12p0eer-3p2cop | RFF | Ex | CZ13 | cDXHP | SWHC013-02 | DEER2020 | D20v1 | 2020-11-09 | Cap-Tons | 1 |  | None | 337 | 0.138 | 0 | 154 | 0.12 | 0 | [6 empty] | DEER:HVAC_Split-Package_AC | Annual
Any | NE-HVAC-airHP-SpltPkg-135to239kBtuh-12p0eer-3p2cop | RFF | Ex | CZ14 | cDXHP | SWHC013-02 | DEER2020 | D20v1 | 2020-11-09 | Cap-Tons | 1 |  | None | 336 | 0.141 | 0 | 146 | 0.101 | 0 | [6 empty] | DEER:HVAC_Split-Package_AC | Annual
Any | NE-HVAC-airHP-SpltPkg-135to239kBtuh-12p0eer-3p2cop | RFF | Ex | CZ15 | cDXHP | SWHC013-02 | DEER2020 | D20v1 | 2020-11-09 | Cap-Tons | 1 |  | None | 635 | 0.19 | 0 | 242 | 0.109 | 0 | [6 empty] | DEER:HVAC_Split-Package_AC | Annual
Any | NE-HVAC-airHP-SpltPkg-135to239kBtuh-12p0eer-3p2cop | RFF | Ex | CZ16 | cDXHP | SWHC013-02 | DEER2020 | D20v1 | 2020-11-09 | Cap-Tons | 1 |  | None | 395 | 0.128 | 0 | 33.2 | 0.0522 | 0 | [6 empty] | DEER:HVAC_Split-Package_AC | Annual
Any | NE-HVAC-airHP-SpltPkg-135to239kBtuh-12p0eer-3p2cop | RFF | New | CZ01 | cDXHP | SWHC013-02 | DEER2020 | D20v1 | 2020-11-09 | Cap-Tons | 1 |  | None | 15300 | 1.69 | 703 | 6.34 | 0.017 | 0 | [6 empty] | DEER:HVAC_Split-Package_AC | Annual
Any | NE-HVAC-airHP-SpltPkg-135to239kBtuh-12p0eer-3p2cop | RFF | New | CZ02 | cDXHP | SWHC013-02 | DEER2020 | D20v1 | 2020-11-09 | Cap-Tons | 1 |  | None | 12500 | 2.17 | 648 | 92.9 | 0.11 | 0 | [6 empty] | DEER:HVAC_Split-Package_AC | Annual
Any | NE-HVAC-airHP-SpltPkg-135to239kBtuh-12p0eer-3p2cop | RFF | New | CZ03 | cDXHP | SWHC013-02 | DEER2020 | D20v1 | 2020-11-09 | Cap-Tons | 1 |  | None | 11900 | 1.52 | 614 | 38.4 | 0.0575 | 0 | [6 empty] | DEER:HVAC_Split-Package_AC | Annual
Any | NE-HVAC-airHP-SpltPkg-135to239kBtuh-12p0eer-3p2cop | RFF | New | CZ04 | cDXHP | SWHC013-02 | DEER2020 | D20v1 | 2020-11-09 | Cap-Tons | 1 |  | None | 11800 | 1.99 | 637 | 104 | 0.0967 | 0 | [6 empty] | DEER:HVAC_Split-Package_AC | Annual
Any | NE-HVAC-airHP-SpltPkg-135to239kBtuh-12p0eer-3p2cop | RFF | New | CZ05 | cDXHP | SWHC013-02 | DEER2020 | D20v1 | 2020-11-09 | Cap-Tons | 1 |  | None | 12900 | 1.43 | 653 | 37 | 0.0364 | 0 | [6 empty] | DEER:HVAC_Split-Package_AC | Annual
Any | NE-HVAC-airHP-SpltPkg-135to239kBtuh-12p0eer-3p2cop | RFF | New | CZ06 | cDXHP | SWHC013-02 | DEER2020 | D20v1 | 2020-11-09 | Cap-Tons | 1 |  | None | 9940 | 1.66 | 564 | 99.5 | 0.076 | 0 | [6 empty] | DEER:HVAC_Split-Package_AC | Annual
Any | NE-HVAC-airHP-SpltPkg-135to239kBtuh-12p0eer-3p2cop | RFF | New | CZ07 | cDXHP | SWHC013-02 | DEER2020 | D20v1 | 2020-11-09 | Cap-Tons | 1 |  | None | 9940 | 1.41 | 582 | 91.5 | 0.0626 | 0 | [6 empty] | DEER:HVAC_Split-Package_AC | Annual
Any | NE-HVAC-airHP-SpltPkg-135to239kBtuh-12p0eer-3p2cop | RFF | New | CZ08 | cDXHP | SWHC013-02 | DEER2020 | D20v1 | 2020-11-09 | Cap-Tons | 1 |  | None | 9200 | 1.53 | 616 | 150 | 0.0868 | 0 | [6 empty] | DEER:HVAC_Split-Package_AC | Annual
Any | NE-HVAC-airHP-SpltPkg-135to239kBtuh-12p0eer-3p2cop | RFF | New | CZ09 | cDXHP | SWHC013-02 | DEER2020 | D20v1 | 2020-11-09 | Cap-Tons | 1 |  | None | 7990 | 1.68 | 466 | 127 | 0.102 | 0 | [6 empty] | DEER:HVAC_Split-Package_AC | Annual
Any | NE-HVAC-airHP-SpltPkg-135to239kBtuh-12p0eer-3p2cop | RFF | New | CZ10 | cDXHP | SWHC013-02 | DEER2020 | D20v1 | 2020-11-09 | Cap-Tons | 1 |  | None | 8470 | 1.67 | 521 | 154 | 0.112 | 0 | [6 empty] | DEER:HVAC_Split-Package_AC | Annual
Any | NE-HVAC-airHP-SpltPkg-135to239kBtuh-12p0eer-3p2cop | RFF | New | CZ11 | cDXHP | SWHC013-02 | DEER2020 | D20v1 | 2020-11-09 | Cap-Tons | 1 |  | None | 8980 | 1.89 | 484 | 154 | 0.112 | 0 | [6 empty] | DEER:HVAC_Split-Package_AC | Annual
Any | NE-HVAC-airHP-SpltPkg-135to239kBtuh-12p0eer-3p2cop | RFF | New | CZ12 | cDXHP | SWHC013-02 | DEER2020 | D20v1 | 2020-11-09 | Cap-Tons | 1 |  | None | 10200 | 2.08 | 535 | 127 | 0.116 | 0 | [6 empty] | DEER:HVAC_Split-Package_AC | Annual
Any | NE-HVAC-airHP-SpltPkg-135to239kBtuh-12p0eer-3p2cop | RFF | New | CZ13 | cDXHP | SWHC013-02 | DEER2020 | D20v1 | 2020-11-09 | Cap-Tons | 1 |  | None | 8790 | 1.75 | 475 | 164 | 0.106 | 0 | [6 empty] | DEER:HVAC_Split-Package_AC | Annual
Any | NE-HVAC-airHP-SpltPkg-135to239kBtuh-12p0eer-3p2cop | RFF | New | CZ14 | cDXHP | SWHC013-02 | DEER2020 | D20v1 | 2020-11-09 | Cap-Tons | 1 |  | None | 9490 | 1.71 | 481 | 151 | 0.0919 | 0 | [6 empty] | DEER:HVAC_Split-Package_AC | Annual
Any | NE-HVAC-airHP-SpltPkg-135to239kBtuh-12p0eer-3p2cop | RFF | New | CZ15 | cDXHP | SWHC013-02 | DEER2020 | D20v1 | 2020-11-09 | Cap-Tons | 1 |  | None | 7240 | 1.67 | 350 | 240 | 0.0951 | 0 | [6 empty] | DEER:HVAC_Split-Package_AC | Annual
Any | NE-HVAC-airHP-SpltPkg-135to239kBtuh-12p0eer-3p2cop | RFF | New | CZ16 | cDXHP | SWHC013-02 | DEER2020 | D20v1 | 2020-11-09 | Cap-Tons | 1 |  | None | 14500 | 1.58 | 585 | 62.8 | 0.0665 | 0 | [6 empty] | DEER:HVAC_Split-Package_AC | Annual
Any | NE-HVAC-airHP-SpltPkg-135to239kBtuh-12p0eer-3p2cop | RSD | Ex | CZ01 | cDXHP | SWHC013-02 | DEER2020 | D20v1 | 2020-11-09 | Cap-Tons | 1 |  | None | 130 | 0.0219 | 0 | 13 | 0.0152 | 0 | [6 empty] | DEER:HVAC_Split-Package_AC | Annual
Any | NE-HVAC-airHP-SpltPkg-135to239kBtuh-12p0eer-3p2cop | RSD | Ex | CZ02 | cDXHP | SWHC013-02 | DEER2020 | D20v1 | 2020-11-09 | Cap-Tons | 1 |  | None | 254 | 0.149 | 0 | 120 | 0.115 | 0 | [6 empty] | DEER:HVAC_Split-Package_AC | Annual
Any | NE-HVAC-airHP-SpltPkg-135to239kBtuh-12p0eer-3p2cop | RSD | Ex | CZ03 | cDXHP | SWHC013-02 | DEER2020 | D20v1 | 2020-11-09 | Cap-Tons | 1 |  | None | 129 | 0.0828 | 0 | 46.4 | 0.0549 | 0 | [6 empty] | DEER:HVAC_Split-Package_AC | Annual
Any | NE-HVAC-airHP-SpltPkg-135to239kBtuh-12p0eer-3p2cop | RSD | Ex | CZ04 | cDXHP | SWHC013-02 | DEER2020 | D20v1 | 2020-11-09 | Cap-Tons | 1 |  | None | 260 | 0.137 | 0 | 137 | 0.104 | 0 | [6 empty] | DEER:HVAC_Split-Package_AC | Annual
Any | NE-HVAC-airHP-SpltPkg-135to239kBtuh-12p0eer-3p2cop | RSD | Ex | CZ05 | cDXHP | SWHC013-02 | DEER2020 | D20v1 | 2020-11-09 | Cap-Tons | 1 |  | None | 125 | 0.047 | 0 | 46 | 0.0338 | 0 | [6 empty] | DEER:HVAC_Split-Package_AC | Annual
Any | NE-HVAC-airHP-SpltPkg-135to239kBtuh-12p0eer-3p2cop | RSD | Ex | CZ06 | cDXHP | SWHC013-02 | DEER2020 | D20v1 | 2020-11-09 | Cap-Tons | 1 |  | None | 319 | 0.122 | 0 | 102 | 0.0769 | 0 | [6 empty] | DEER:HVAC_Split-Package_AC | Annual
Any | NE-HVAC-airHP-SpltPkg-135to239kBtuh-12p0eer-3p2cop | RSD | Ex | CZ07 | cDXHP | SWHC013-02 | DEER2020 | D20v1 | 2020-11-09 | Cap-Tons | 1 |  | None | 117 | 0.0805 | 0 | 89.1 | 0.0581 | 0 | [6 empty] | DEER:HVAC_Split-Package_AC | Annual
Any | NE-HVAC-airHP-SpltPkg-135to239kBtuh-12p0eer-3p2cop | RSD | Ex | CZ08 | cDXHP | SWHC013-02 | DEER2020 | D20v1 | 2020-11-09 | Cap-Tons | 1 |  | None | 232 | 0.12 | 0 | 153 | 0.0814 | 0 | [6 empty] | DEER:HVAC_Split-Package_AC | Annual
Any | NE-HVAC-airHP-SpltPkg-135to239kBtuh-12p0eer-3p2cop | RSD | Ex | CZ09 | cDXHP | SWHC013-02 | DEER2020 | D20v1 | 2020-11-09 | Cap-Tons | 1 |  | None | 398 | 0.153 | 0 | 131 | 0.11 | 0 | [6 empty] | DEER:HVAC_Split-Package_AC | Annual
Any | NE-HVAC-airHP-SpltPkg-135to239kBtuh-12p0eer-3p2cop | RSD | Ex | CZ10 | cDXHP | SWHC013-02 | DEER2020 | D20v1 | 2020-11-09 | Cap-Tons | 1 |  | None | 398 | 0.156 | 0 | 159 | 0.119 | 0 | [6 empty] | DEER:HVAC_Split-Package_AC | Annual
Any | NE-HVAC-airHP-SpltPkg-135to239kBtuh-12p0eer-3p2cop | RSD | Ex | CZ11 | cDXHP | SWHC013-02 | DEER2020 | D20v1 | 2020-11-09 | Cap-Tons | 1 |  | None | 458 | 0.174 | 0 | 156 | 0.123 | 0 | [6 empty] | DEER:HVAC_Split-Package_AC | Annual
Any | NE-HVAC-airHP-SpltPkg-135to239kBtuh-12p0eer-3p2cop | RSD | Ex | CZ12 | cDXHP | SWHC013-02 | DEER2020 | D20v1 | 2020-11-09 | Cap-Tons | 1 |  | None | 296 | 0.162 | 0 | 137 | 0.128 | 0 | [6 empty] | DEER:HVAC_Split-Package_AC | Annual
Any | NE-HVAC-airHP-SpltPkg-135to239kBtuh-12p0eer-3p2cop | RSD | Ex | CZ13 | cDXHP | SWHC013-02 | DEER2020 | D20v1 | 2020-11-09 | Cap-Tons | 1 |  | None | 473 | 0.164 | 0 | 161 | 0.119 | 0 | [6 empty] | DEER:HVAC_Split-Package_AC | Annual
Any | NE-HVAC-airHP-SpltPkg-135to239kBtuh-12p0eer-3p2cop | RSD | Ex | CZ14 | cDXHP | SWHC013-02 | DEER2020 | D20v1 | 2020-11-09 | Cap-Tons | 1 |  | None | 476 | 0.19 | 0 | 153 | 0.097 | 0 | [6 empty] | DEER:HVAC_Split-Package_AC | Annual
Any | NE-HVAC-airHP-SpltPkg-135to239kBtuh-12p0eer-3p2cop | RSD | Ex | CZ15 | cDXHP | SWHC013-02 | DEER2020 | D20v1 | 2020-11-09 | Cap-Tons | 1 |  | None | 517 | 0.209 | 0 | 235 | 0.103 | 0 | [6 empty] | DEER:HVAC_Split-Package_AC | Annual
Any | NE-HVAC-airHP-SpltPkg-135to239kBtuh-12p0eer-3p2cop | RSD | Ex | CZ16 | cDXHP | SWHC013-02 | DEER2020 | D20v1 | 2020-11-09 | Cap-Tons | 1 |  | None | 398 | 0.144 | 0 | 56.9 | 0.0628 | 0 | [6 empty] | DEER:HVAC_Split-Package_AC | Annual
Any | NE-HVAC-airHP-SpltPkg-135to239kBtuh-12p0eer-3p2cop | RSD | New | CZ01 | cDXHP | SWHC013-02 | DEER2020 | D20v1 | 2020-11-09 | Cap-Tons | 1 |  | None | 11600 | 1.61 | 759 | 7.46 | 0.0134 | 0 | [6 empty] | DEER:HVAC_Split-Package_AC | Annual
Any | NE-HVAC-airHP-SpltPkg-135to239kBtuh-12p0eer-3p2cop | RSD | New | CZ02 | cDXHP | SWHC013-02 | DEER2020 | D20v1 | 2020-11-09 | Cap-Tons | 1 |  | None | 9810 | 1.98 | 706 | 99.2 | 0.111 | 0 | [6 empty] | DEER:HVAC_Split-Package_AC | Annual
Any | NE-HVAC-airHP-SpltPkg-135to239kBtuh-12p0eer-3p2cop | RSD | New | CZ03 | cDXHP | SWHC013-02 | DEER2020 | D20v1 | 2020-11-09 | Cap-Tons | 1 |  | None | 10200 | 1.74 | 696 | 43.7 | 0.0579 | 0 | [6 empty] | DEER:HVAC_Split-Package_AC | Annual
Any | NE-HVAC-airHP-SpltPkg-135to239kBtuh-12p0eer-3p2cop | RSD | New | CZ04 | cDXHP | SWHC013-02 | DEER2020 | D20v1 | 2020-11-09 | Cap-Tons | 1 |  | None | 9850 | 1.9 | 712 | 110 | 0.099 | 0 | [6 empty] | DEER:HVAC_Split-Package_AC | Annual
Any | NE-HVAC-airHP-SpltPkg-135to239kBtuh-12p0eer-3p2cop | RSD | New | CZ05 | cDXHP | SWHC013-02 | DEER2020 | D20v1 | 2020-11-09 | Cap-Tons | 1 |  | None | 10500 | 1.6 | 714 | 40 | 0.0356 | 0 | [6 empty] | DEER:HVAC_Split-Package_AC | Annual
Any | NE-HVAC-airHP-SpltPkg-135to239kBtuh-12p0eer-3p2cop | RSD | New | CZ06 | cDXHP | SWHC013-02 | DEER2020 | D20v1 | 2020-11-09 | Cap-Tons | 1 |  | None | 9260 | 1.79 | 631 | 107 | 0.0795 | 0 | [6 empty] | DEER:HVAC_Split-Package_AC | Annual
Any | NE-HVAC-airHP-SpltPkg-135to239kBtuh-12p0eer-3p2cop | RSD | New | CZ07 | cDXHP | SWHC013-02 | DEER2020 | D20v1 | 2020-11-09 | Cap-Tons | 1 |  | None | 9290 | 1.64 | 649 | 92.7 | 0.0634 | 0 | [6 empty] | DEER:HVAC_Split-Package_AC | Annual
Any | NE-HVAC-airHP-SpltPkg-135to239kBtuh-12p0eer-3p2cop | RSD | New | CZ08 | cDXHP | SWHC013-02 | DEER2020 | D20v1 | 2020-11-09 | Cap-Tons | 1 |  | None | 8720 | 1.6 | 607 | 135 | 0.0782 | 0 | [6 empty] | DEER:HVAC_Split-Package_AC | Annual
Any | NE-HVAC-airHP-SpltPkg-135to239kBtuh-12p0eer-3p2cop | RSD | New | CZ09 | cDXHP | SWHC013-02 | DEER2020 | D20v1 | 2020-11-09 | Cap-Tons | 1 |  | None | 6990 | 1.66 | 473 | 120 | 0.0966 | 0 | [6 empty] | DEER:HVAC_Split-Package_AC | Annual
Any | NE-HVAC-airHP-SpltPkg-135to239kBtuh-12p0eer-3p2cop | RSD | New | CZ10 | cDXHP | SWHC013-02 | DEER2020 | D20v1 | 2020-11-09 | Cap-Tons | 1 |  | None | 8040 | 1.79 | 521 | 143 | 0.103 | 0 | [6 empty] | DEER:HVAC_Split-Package_AC | Annual
Any | NE-HVAC-airHP-SpltPkg-135to239kBtuh-12p0eer-3p2cop | RSD | New | CZ11 | cDXHP | SWHC013-02 | DEER2020 | D20v1 | 2020-11-09 | Cap-Tons | 1 |  | None | 7430 | 1.8 | 470 | 136 | 0.104 | 0 | [6 empty] | DEER:HVAC_Split-Package_AC | Annual
Any | NE-HVAC-airHP-SpltPkg-135to239kBtuh-12p0eer-3p2cop | RSD | New | CZ12 | cDXHP | SWHC013-02 | DEER2020 | D20v1 | 2020-11-09 | Cap-Tons | 1 |  | None | 8220 | 1.87 | 535 | 121 | 0.111 | 0 | [6 empty] | DEER:HVAC_Split-Package_AC | Annual
Any | NE-HVAC-airHP-SpltPkg-135to239kBtuh-12p0eer-3p2cop | RSD | New | CZ13 | cDXHP | SWHC013-02 | DEER2020 | D20v1 | 2020-11-09 | Cap-Tons | 1 |  | None | 7340 | 1.69 | 463 | 143 | 0.101 | 0 | [6 empty] | DEER:HVAC_Split-Package_AC | Annual
Any | NE-HVAC-airHP-SpltPkg-135to239kBtuh-12p0eer-3p2cop | RSD | New | CZ14 | cDXHP | SWHC013-02 | DEER2020 | D20v1 | 2020-11-09 | Cap-Tons | 1 |  | None | 7260 | 1.54 | 459 | 134 | 0.0832 | 0 | [6 empty] | DEER:HVAC_Split-Package_AC | Annual
Any | NE-HVAC-airHP-SpltPkg-135to239kBtuh-12p0eer-3p2cop | RSD | New | CZ15 | cDXHP | SWHC013-02 | DEER2020 | D20v1 | 2020-11-09 | Cap-Tons | 1 |  | None | 6230 | 1.45 | 347 | 202 | 0.0885 | 0 | [6 empty] | DEER:HVAC_Split-Package_AC | Annual
Any | NE-HVAC-airHP-SpltPkg-135to239kBtuh-12p0eer-3p2cop | RSD | New | CZ16 | cDXHP | SWHC013-02 | DEER2020 | D20v1 | 2020-11-09 | Cap-Tons | 1 |  | None | 11100 | 1.7 | 655 | 60.3 | 0.0666 | 0 | [6 empty] | DEER:HVAC_Split-Package_AC | Annual
Any | NE-HVAC-airHP-SpltPkg-135to239kBtuh-12p0eer-3p2cop | Rt3 | Ex | CZ01 | cDXHP | SWHC013-02 | DEER2020 | D20v1 | 2020-11-09 | Cap-Tons | 1 |  | None | 395 | 0.0462 | 0 | 21.8 | 0.0314 | 0 | [6 empty] | DEER:HVAC_Split-Package_AC | Annual
Any | NE-HVAC-airHP-SpltPkg-135to239kBtuh-12p0eer-3p2cop | Rt3 | Ex | CZ02 | cDXHP | SWHC013-02 | DEER2020 | D20v1 | 2020-11-09 | Cap-Tons | 1 |  | None | 441 | 0.185 | 0 | 108 | 0.104 | 0 | [6 empty] | DEER:HVAC_Split-Package_AC | Annual
Any | NE-HVAC-airHP-SpltPkg-135to239kBtuh-12p0eer-3p2cop | Rt3 | Ex | CZ03 | cDXHP | SWHC013-02 | DEER2020 | D20v1 | 2020-11-09 | Cap-Tons | 1 |  | None | 321 | 0.138 | 0 | 68.1 | 0.0723 | 0 | [6 empty] | DEER:HVAC_Split-Package_AC | Annual
Any | NE-HVAC-airHP-SpltPkg-135to239kBtuh-12p0eer-3p2cop | Rt3 | Ex | CZ04 | cDXHP | SWHC013-02 | DEER2020 | D20v1 | 2020-11-09 | Cap-Tons | 1 |  | None | 415 | 0.175 | 0 | 117 | 0.0946 | 0 | [6 empty] | DEER:HVAC_Split-Package_AC | Annual
Any | NE-HVAC-airHP-SpltPkg-135to239kBtuh-12p0eer-3p2cop | Rt3 | Ex | CZ05 | cDXHP | SWHC013-02 | DEER2020 | D20v1 | 2020-11-09 | Cap-Tons | 1 |  | None | 314 | 0.0961 | 0 | 69.7 | 0.0495 | 0 | [6 empty] | DEER:HVAC_Split-Package_AC | Annual
Any | NE-HVAC-airHP-SpltPkg-135to239kBtuh-12p0eer-3p2cop | Rt3 | Ex | CZ06 | cDXHP | SWHC013-02 | DEER2020 | D20v1 | 2020-11-09 | Cap-Tons | 1 |  | None | 379 | 0.149 | 0 | 142 | 0.0914 | 0 | [6 empty] | DEER:HVAC_Split-Package_AC | Annual
Any | NE-HVAC-airHP-SpltPkg-135to239kBtuh-12p0eer-3p2cop | Rt3 | Ex | CZ07 | cDXHP | SWHC013-02 | DEER2020 | D20v1 | 2020-11-09 | Cap-Tons | 1 |  | None | 312 | 0.145 | 0 | 132 | 0.0795 | 0 | [6 empty] | DEER:HVAC_Split-Package_AC | Annual
Any | NE-HVAC-airHP-SpltPkg-135to239kBtuh-12p0eer-3p2cop | Rt3 | Ex | CZ08 | cDXHP | SWHC013-02 | DEER2020 | D20v1 | 2020-11-09 | Cap-Tons | 1 |  | None | 415 | 0.162 | 0 | 150 | 0.0842 | 0 | [6 empty] | DEER:HVAC_Split-Package_AC | Annual
Any | NE-HVAC-airHP-SpltPkg-135to239kBtuh-12p0eer-3p2cop | Rt3 | Ex | CZ09 | cDXHP | SWHC013-02 | DEER2020 | D20v1 | 2020-11-09 | Cap-Tons | 1 |  | None | 469 | 0.188 | 0 | 127 | 0.0961 | 0 | [6 empty] | DEER:HVAC_Split-Package_AC | Annual
Any | NE-HVAC-airHP-SpltPkg-135to239kBtuh-12p0eer-3p2cop | Rt3 | Ex | CZ10 | cDXHP | SWHC013-02 | DEER2020 | D20v1 | 2020-11-09 | Cap-Tons | 1 |  | None | 491 | 0.197 | 0 | 149 | 0.103 | 0 | [6 empty] | DEER:HVAC_Split-Package_AC | Annual
Any | NE-HVAC-airHP-SpltPkg-135to239kBtuh-12p0eer-3p2cop | Rt3 | Ex | CZ11 | cDXHP | SWHC013-02 | DEER2020 | D20v1 | 2020-11-09 | Cap-Tons | 1 |  | None | 537 | 0.206 | 0 | 138 | 0.104 | 0 | [6 empty] | DEER:HVAC_Split-Package_AC | Annual
Any | NE-HVAC-airHP-SpltPkg-135to239kBtuh-12p0eer-3p2cop | Rt3 | Ex | CZ12 | cDXHP | SWHC013-02 | DEER2020 | D20v1 | 2020-11-09 | Cap-Tons | 1 |  | None | 506 | 0.213 | 0 | 124 | 0.103 | 0 | [6 empty] | DEER:HVAC_Split-Package_AC | Annual
Any | NE-HVAC-airHP-SpltPkg-135to239kBtuh-12p0eer-3p2cop | Rt3 | Ex | CZ13 | cDXHP | SWHC013-02 | DEER2020 | D20v1 | 2020-11-09 | Cap-Tons | 1 |  | None | 538 | 0.211 | 0 | 145 | 0.0977 | 0 | [6 empty] | DEER:HVAC_Split-Package_AC | Annual
Any | NE-HVAC-airHP-SpltPkg-135to239kBtuh-12p0eer-3p2cop | Rt3 | Ex | CZ14 | cDXHP | SWHC013-02 | DEER2020 | D20v1 | 2020-11-09 | Cap-Tons | 1 |  | None | 541 | 0.202 | 0 | 140 | 0.0871 | 0 | [6 empty] | DEER:HVAC_Split-Package_AC | Annual
Any | NE-HVAC-airHP-SpltPkg-135to239kBtuh-12p0eer-3p2cop | Rt3 | Ex | CZ15 | cDXHP | SWHC013-02 | DEER2020 | D20v1 | 2020-11-09 | Cap-Tons | 1 |  | None | 631 | 0.232 | 0 | 207 | 0.0928 | 0 | [6 empty] | DEER:HVAC_Split-Package_AC | Annual
Any | NE-HVAC-airHP-SpltPkg-135to239kBtuh-12p0eer-3p2cop | Rt3 | Ex | CZ16 | cDXHP | SWHC013-02 | DEER2020 | D20v1 | 2020-11-09 | Cap-Tons | 1 |  | None | 571 | 0.143 | 0 | 80.8 | 0.077 | 0 | [6 empty] | DEER:HVAC_Split-Package_AC | Annual
Any | NE-HVAC-airHP-SpltPkg-135to239kBtuh-12p0eer-3p2cop | Rt3 | New | CZ01 | cDXHP | SWHC013-02 | DEER2020 | D20v1 | 2020-11-09 | Cap-Tons | 1 |  | None | -2.15 | 0.0135 | 0 | 18.3 | 0.0284 | 0 | [6 empty] | DEER:HVAC_Split-Package_AC | Annual
Any | NE-HVAC-airHP-SpltPkg-135to239kBtuh-12p0eer-3p2cop | Rt3 | New | CZ02 | cDXHP | SWHC013-02 | DEER2020 | D20v1 | 2020-11-09 | Cap-Tons | 1 |  | None | 48.1 | 0.0869 | 0 | 99.5 | 0.102 | 0 | [6 empty] | DEER:HVAC_Split-Package_AC | Annual
Any | NE-HVAC-airHP-SpltPkg-135to239kBtuh-12p0eer-3p2cop | Rt3 | New | CZ03 | cDXHP | SWHC013-02 | DEER2020 | D20v1 | 2020-11-09 | Cap-Tons | 1 |  | None | 23.2 | 0.0479 | 0 | 59.9 | 0.0698 | 0 | [6 empty] | DEER:HVAC_Split-Package_AC | Annual
Any | NE-HVAC-airHP-SpltPkg-135to239kBtuh-12p0eer-3p2cop | Rt3 | New | CZ04 | cDXHP | SWHC013-02 | DEER2020 | D20v1 | 2020-11-09 | Cap-Tons | 1 |  | None | 54.1 | 0.075 | 0 | 108 | 0.093 | 0 | [6 empty] | DEER:HVAC_Split-Package_AC | Annual
Any | NE-HVAC-airHP-SpltPkg-135to239kBtuh-12p0eer-3p2cop | Rt3 | New | CZ05 | cDXHP | SWHC013-02 | DEER2020 | D20v1 | 2020-11-09 | Cap-Tons | 1 |  | None | 22.4 | 0.0231 | 0 | 60.1 | 0.0467 | 0 | [6 empty] | DEER:HVAC_Split-Package_AC | Annual
Any | NE-HVAC-airHP-SpltPkg-135to239kBtuh-12p0eer-3p2cop | Rt3 | New | CZ06 | cDXHP | SWHC013-02 | DEER2020 | D20v1 | 2020-11-09 | Cap-Tons | 1 |  | None | 76.2 | 0.0656 | 0 | 130 | 0.0904 | 0 | [6 empty] | DEER:HVAC_Split-Package_AC | Annual
Any | NE-HVAC-airHP-SpltPkg-135to239kBtuh-12p0eer-3p2cop | Rt3 | New | CZ07 | cDXHP | SWHC013-02 | DEER2020 | D20v1 | 2020-11-09 | Cap-Tons | 1 |  | None | 71.6 | 0.0623 | 0 | 121 | 0.0782 | 0 | [6 empty] | DEER:HVAC_Split-Package_AC | Annual
Any | NE-HVAC-airHP-SpltPkg-135to239kBtuh-12p0eer-3p2cop | Rt3 | New | CZ08 | cDXHP | SWHC013-02 | DEER2020 | D20v1 | 2020-11-09 | Cap-Tons | 1 |  | None | 78.6 | 0.0645 | 0 | 141 | 0.0831 | 0 | [6 empty] | DEER:HVAC_Split-Package_AC | Annual
Any | NE-HVAC-airHP-SpltPkg-135to239kBtuh-12p0eer-3p2cop | Rt3 | New | CZ09 | cDXHP | SWHC013-02 | DEER2020 | D20v1 | 2020-11-09 | Cap-Tons | 1 |  | None | 61.5 | 0.0758 | 0 | 119 | 0.0944 | 0 | [6 empty] | DEER:HVAC_Split-Package_AC | Annual
Any | NE-HVAC-airHP-SpltPkg-135to239kBtuh-12p0eer-3p2cop | Rt3 | New | CZ10 | cDXHP | SWHC013-02 | DEER2020 | D20v1 | 2020-11-09 | Cap-Tons | 1 |  | None | 78 | 0.0883 | 0 | 141 | 0.101 | 0 | [6 empty] | DEER:HVAC_Split-Package_AC | Annual
Any | NE-HVAC-airHP-SpltPkg-135to239kBtuh-12p0eer-3p2cop | Rt3 | New | CZ11 | cDXHP | SWHC013-02 | DEER2020 | D20v1 | 2020-11-09 | Cap-Tons | 1 |  | None | 68.7 | 0.0744 | 0 | 134 | 0.102 | 0 | [6 empty] | DEER:HVAC_Split-Package_AC | Annual
Any | NE-HVAC-airHP-SpltPkg-135to239kBtuh-12p0eer-3p2cop | Rt3 | New | CZ12 | cDXHP | SWHC013-02 | DEER2020 | D20v1 | 2020-11-09 | Cap-Tons | 1 |  | None | 59.2 | 0.0893 | 0 | 117 | 0.101 | 0 | [6 empty] | DEER:HVAC_Split-Package_AC | Annual
Any | NE-HVAC-airHP-SpltPkg-135to239kBtuh-12p0eer-3p2cop | Rt3 | New | CZ13 | cDXHP | SWHC013-02 | DEER2020 | D20v1 | 2020-11-09 | Cap-Tons | 1 |  | None | 76 | 0.0825 | 0 | 139 | 0.0948 | 0 | [6 empty] | DEER:HVAC_Split-Package_AC | Annual
Any | NE-HVAC-airHP-SpltPkg-135to239kBtuh-12p0eer-3p2cop | Rt3 | New | CZ14 | cDXHP | SWHC013-02 | DEER2020 | D20v1 | 2020-11-09 | Cap-Tons | 1 |  | None | 64.6 | 0.0588 | 0 | 135 | 0.0839 | 0 | [6 empty] | DEER:HVAC_Split-Package_AC | Annual
Any | NE-HVAC-airHP-SpltPkg-135to239kBtuh-12p0eer-3p2cop | Rt3 | New | CZ15 | cDXHP | SWHC013-02 | DEER2020 | D20v1 | 2020-11-09 | Cap-Tons | 1 |  | None | 125 | 0.0736 | 0 | 199 | 0.0898 | 0 | [6 empty] | DEER:HVAC_Split-Package_AC | Annual
Any | NE-HVAC-airHP-SpltPkg-135to239kBtuh-12p0eer-3p2cop | Rt3 | New | CZ16 | cDXHP | SWHC013-02 | DEER2020 | D20v1 | 2020-11-09 | Cap-Tons | 1 |  | None | 22 | 0.0382 | 0 | 79.1 | 0.0747 | 0 | [6 empty] | DEER:HVAC_Split-Package_AC | Annual
Any | NE-HVAC-airHP-SpltPkg-135to239kBtuh-12p0eer-3p2cop | RtL | Ex | CZ01 | cDXHP | SWHC013-02 | DEER2020 | D20v1 | 2020-11-09 | Cap-Tons | 1 |  | None | 541 | 0.069 | 0 | 37.4 | 0.0339 | 0 | [6 empty] | DEER:HVAC_Split-Package_AC | Annual
Any | NE-HVAC-airHP-SpltPkg-135to239kBtuh-12p0eer-3p2cop | RtL | Ex | CZ02 | cDXHP | SWHC013-02 | DEER2020 | D20v1 | 2020-11-09 | Cap-Tons | 1 |  | None | 630 | 0.225 | 0 | 116 | 0.104 | 0 | [6 empty] | DEER:HVAC_Split-Package_AC | Annual
Any | NE-HVAC-airHP-SpltPkg-135to239kBtuh-12p0eer-3p2cop | RtL | Ex | CZ03 | cDXHP | SWHC013-02 | DEER2020 | D20v1 | 2020-11-09 | Cap-Tons | 1 |  | None | 439 | 0.172 | 0 | 88.3 | 0.0719 | 0 | [6 empty] | DEER:HVAC_Split-Package_AC | Annual
Any | NE-HVAC-airHP-SpltPkg-135to239kBtuh-12p0eer-3p2cop | RtL | Ex | CZ04 | cDXHP | SWHC013-02 | DEER2020 | D20v1 | 2020-11-09 | Cap-Tons | 1 |  | None | 575 | 0.217 | 0 | 133 | 0.0951 | 0 | [6 empty] | DEER:HVAC_Split-Package_AC | Annual
Any | NE-HVAC-airHP-SpltPkg-135to239kBtuh-12p0eer-3p2cop | RtL | Ex | CZ05 | cDXHP | SWHC013-02 | DEER2020 | D20v1 | 2020-11-09 | Cap-Tons | 1 |  | None | 453 | 0.125 | 0 | 89 | 0.0481 | 0 | [6 empty] | DEER:HVAC_Split-Package_AC | Annual
Any | NE-HVAC-airHP-SpltPkg-135to239kBtuh-12p0eer-3p2cop | RtL | Ex | CZ06 | cDXHP | SWHC013-02 | DEER2020 | D20v1 | 2020-11-09 | Cap-Tons | 1 |  | None | 519 | 0.182 | 0 | 166 | 0.0933 | 0 | [6 empty] | DEER:HVAC_Split-Package_AC | Annual
Any | NE-HVAC-airHP-SpltPkg-135to239kBtuh-12p0eer-3p2cop | RtL | Ex | CZ07 | cDXHP | SWHC013-02 | DEER2020 | D20v1 | 2020-11-09 | Cap-Tons | 1 |  | None | 434 | 0.17 | 0 | 155 | 0.0785 | 0 | [6 empty] | DEER:HVAC_Split-Package_AC | Annual
Any | NE-HVAC-airHP-SpltPkg-135to239kBtuh-12p0eer-3p2cop | RtL | Ex | CZ08 | cDXHP | SWHC013-02 | DEER2020 | D20v1 | 2020-11-09 | Cap-Tons | 1 |  | None | 582 | 0.208 | 0 | 159 | 0.0802 | 0 | [6 empty] | DEER:HVAC_Split-Package_AC | Annual
Any | NE-HVAC-airHP-SpltPkg-135to239kBtuh-12p0eer-3p2cop | RtL | Ex | CZ09 | cDXHP | SWHC013-02 | DEER2020 | D20v1 | 2020-11-09 | Cap-Tons | 1 |  | None | 653 | 0.234 | 0 | 135 | 0.096 | 0 | [6 empty] | DEER:HVAC_Split-Package_AC | Annual
Any | NE-HVAC-airHP-SpltPkg-135to239kBtuh-12p0eer-3p2cop | RtL | Ex | CZ10 | cDXHP | SWHC013-02 | DEER2020 | D20v1 | 2020-11-09 | Cap-Tons | 1 |  | None | 683 | 0.241 | 0 | 159 | 0.102 | 0 | [6 empty] | DEER:HVAC_Split-Package_AC | Annual
Any | NE-HVAC-airHP-SpltPkg-135to239kBtuh-12p0eer-3p2cop | RtL | Ex | CZ11 | cDXHP | SWHC013-02 | DEER2020 | D20v1 | 2020-11-09 | Cap-Tons | 1 |  | None | 775 | 0.247 | 0 | 149 | 0.11 | 0 | [6 empty] | DEER:HVAC_Split-Package_AC | Annual
Any | NE-HVAC-airHP-SpltPkg-135to239kBtuh-12p0eer-3p2cop | RtL | Ex | CZ12 | cDXHP | SWHC013-02 | DEER2020 | D20v1 | 2020-11-09 | Cap-Tons | 1 |  | None | 708 | 0.246 | 0 | 132 | 0.106 | 0 | [6 empty] | DEER:HVAC_Split-Package_AC | Annual
Any | NE-HVAC-airHP-SpltPkg-135to239kBtuh-12p0eer-3p2cop | RtL | Ex | CZ13 | cDXHP | SWHC013-02 | DEER2020 | D20v1 | 2020-11-09 | Cap-Tons | 1 |  | None | 777 | 0.251 | 0 | 156 | 0.1 | 0 | [6 empty] | DEER:HVAC_Split-Package_AC | Annual
Any | NE-HVAC-airHP-SpltPkg-135to239kBtuh-12p0eer-3p2cop | RtL | Ex | CZ14 | cDXHP | SWHC013-02 | DEER2020 | D20v1 | 2020-11-09 | Cap-Tons | 1 |  | None | 781 | 0.253 | 0 | 150 | 0.0884 | 0 | [6 empty] | DEER:HVAC_Split-Package_AC | Annual
Any | NE-HVAC-airHP-SpltPkg-135to239kBtuh-12p0eer-3p2cop | RtL | Ex | CZ15 | cDXHP | SWHC013-02 | DEER2020 | D20v1 | 2020-11-09 | Cap-Tons | 1 |  | None | 873 | 0.277 | 0 | 219 | 0.0941 | 0 | [6 empty] | DEER:HVAC_Split-Package_AC | Annual
Any | NE-HVAC-airHP-SpltPkg-135to239kBtuh-12p0eer-3p2cop | RtL | Ex | CZ16 | cDXHP | SWHC013-02 | DEER2020 | D20v1 | 2020-11-09 | Cap-Tons | 1 |  | None | 936 | 0.189 | 0 | 86.7 | 0.0782 | 0 | [6 empty] | DEER:HVAC_Split-Package_AC | Annual
Any | NE-HVAC-airHP-SpltPkg-135to239kBtuh-12p0eer-3p2cop | RtS | Ex | CZ01 | cDXHP | SWHC013-02 | DEER2020 | D20v1 | 2020-11-09 | Cap-Tons | 1 |  | None | 360 | 0.0643 | 0 | 29.6 | 0.0231 | 0 | [6 empty] | DEER:HVAC_Split-Package_AC | Annual
Any | NE-HVAC-airHP-SpltPkg-135to239kBtuh-12p0eer-3p2cop | RtS | Ex | CZ02 | cDXHP | SWHC013-02 | DEER2020 | D20v1 | 2020-11-09 | Cap-Tons | 1 |  | None | 468 | 0.25 | 0 | 107 | 0.0969 | 0 | [6 empty] | DEER:HVAC_Split-Package_AC | Annual
Any | NE-HVAC-airHP-SpltPkg-135to239kBtuh-12p0eer-3p2cop | RtS | Ex | CZ03 | cDXHP | SWHC013-02 | DEER2020 | D20v1 | 2020-11-09 | Cap-Tons | 1 |  | None | 318 | 0.147 | 0 | 69.9 | 0.058 | 0 | [6 empty] | DEER:HVAC_Split-Package_AC | Annual
Any | NE-HVAC-airHP-SpltPkg-135to239kBtuh-12p0eer-3p2cop | RtS | Ex | CZ04 | cDXHP | SWHC013-02 | DEER2020 | D20v1 | 2020-11-09 | Cap-Tons | 1 |  | None | 450 | 0.232 | 0 | 113 | 0.0825 | 0 | [6 empty] | DEER:HVAC_Split-Package_AC | Annual
Any | NE-HVAC-airHP-SpltPkg-135to239kBtuh-12p0eer-3p2cop | RtS | Ex | CZ05 | cDXHP | SWHC013-02 | DEER2020 | D20v1 | 2020-11-09 | Cap-Tons | 1 |  | None | 323 | 0.108 | 0 | 71.1 | 0.0367 | 0 | [6 empty] | DEER:HVAC_Split-Package_AC | Annual
Any | NE-HVAC-airHP-SpltPkg-135to239kBtuh-12p0eer-3p2cop | RtS | Ex | CZ06 | cDXHP | SWHC013-02 | DEER2020 | D20v1 | 2020-11-09 | Cap-Tons | 1 |  | None | 375 | 0.177 | 0 | 128 | 0.0794 | 0 | [6 empty] | DEER:HVAC_Split-Package_AC | Annual
Any | NE-HVAC-airHP-SpltPkg-135to239kBtuh-12p0eer-3p2cop | RtS | Ex | CZ07 | cDXHP | SWHC013-02 | DEER2020 | D20v1 | 2020-11-09 | Cap-Tons | 1 |  | None | 350 | 0.157 | 0 | 128 | 0.0649 | 0 | [6 empty] | DEER:HVAC_Split-Package_AC | Annual
Any | NE-HVAC-airHP-SpltPkg-135to239kBtuh-12p0eer-3p2cop | RtS | Ex | CZ08 | cDXHP | SWHC013-02 | DEER2020 | D20v1 | 2020-11-09 | Cap-Tons | 1 |  | None | 445 | 0.199 | 0 | 143 | 0.0732 | 0 | [6 empty] | DEER:HVAC_Split-Package_AC | Annual
Any | NE-HVAC-airHP-SpltPkg-135to239kBtuh-12p0eer-3p2cop | RtS | Ex | CZ09 | cDXHP | SWHC013-02 | DEER2020 | D20v1 | 2020-11-09 | Cap-Tons | 1 |  | None | 457 | 0.23 | 0 | 126 | 0.0886 | 0 | [6 empty] | DEER:HVAC_Split-Package_AC | Annual
Any | NE-HVAC-airHP-SpltPkg-135to239kBtuh-12p0eer-3p2cop | RtS | Ex | CZ10 | cDXHP | SWHC013-02 | DEER2020 | D20v1 | 2020-11-09 | Cap-Tons | 1 |  | None | 533 | 0.264 | 0 | 148 | 0.0952 | 0 | [6 empty] | DEER:HVAC_Split-Package_AC | Annual
Any | NE-HVAC-airHP-SpltPkg-135to239kBtuh-12p0eer-3p2cop | RtS | Ex | CZ11 | cDXHP | SWHC013-02 | DEER2020 | D20v1 | 2020-11-09 | Cap-Tons | 1 |  | None | 576 | 0.294 | 0 | 139 | 0.106 | 0 | [6 empty] | DEER:HVAC_Split-Package_AC | Annual
Any | NE-HVAC-airHP-SpltPkg-135to239kBtuh-12p0eer-3p2cop | RtS | Ex | CZ12 | cDXHP | SWHC013-02 | DEER2020 | D20v1 | 2020-11-09 | Cap-Tons | 1 |  | None | 545 | 0.294 | 0 | 124 | 0.0995 | 0 | [6 empty] | DEER:HVAC_Split-Package_AC | Annual
Any | NE-HVAC-airHP-SpltPkg-135to239kBtuh-12p0eer-3p2cop | RtS | Ex | CZ13 | cDXHP | SWHC013-02 | DEER2020 | D20v1 | 2020-11-09 | Cap-Tons | 1 |  | None | 561 | 0.27 | 0 | 147 | 0.0942 | 0 | [6 empty] | DEER:HVAC_Split-Package_AC | Annual
Any | NE-HVAC-airHP-SpltPkg-135to239kBtuh-12p0eer-3p2cop | RtS | Ex | CZ14 | cDXHP | SWHC013-02 | DEER2020 | D20v1 | 2020-11-09 | Cap-Tons | 1 |  | None | 583 | 0.277 | 0 | 140 | 0.0851 | 0 | [6 empty] | DEER:HVAC_Split-Package_AC | Annual
Any | NE-HVAC-airHP-SpltPkg-135to239kBtuh-12p0eer-3p2cop | RtS | Ex | CZ15 | cDXHP | SWHC013-02 | DEER2020 | D20v1 | 2020-11-09 | Cap-Tons | 1 |  | None | 756 | 0.313 | 0 | 214 | 0.0956 | 0 | [6 empty] | DEER:HVAC_Split-Package_AC | Annual
Any | NE-HVAC-airHP-SpltPkg-135to239kBtuh-12p0eer-3p2cop | RtS | Ex | CZ16 | cDXHP | SWHC013-02 | DEER2020 | D20v1 | 2020-11-09 | Cap-Tons | 1 |  | None | 554 | 0.176 | 0 | 76.9 | 0.0666 | 0 | [6 empty] | DEER:HVAC_Split-Package_AC | Annual
Any | NE-HVAC-airHP-SpltPkg-135to239kBtuh-12p0eer-3p2cop | RtS | New | CZ01 | cDXHP | SWHC013-02 | DEER2020 | D20v1 | 2020-11-09 | Cap-Tons | 1 |  | None | -82.7 | -0.0233 | 0 | 8.3 | 0.0135 | 0 | [6 empty] | DEER:HVAC_Split-Package_AC | Annual
Any | NE-HVAC-airHP-SpltPkg-135to239kBtuh-12p0eer-3p2cop | RtS | New | CZ02 | cDXHP | SWHC013-02 | DEER2020 | D20v1 | 2020-11-09 | Cap-Tons | 1 |  | None | -50.8 | 0.0548 | 0 | 78.9 | 0.0929 | 0 | [6 empty] | DEER:HVAC_Split-Package_AC | Annual
Any | NE-HVAC-airHP-SpltPkg-135to239kBtuh-12p0eer-3p2cop | RtS | New | CZ03 | cDXHP | SWHC013-02 | DEER2020 | D20v1 | 2020-11-09 | Cap-Tons | 1 |  | None | -106 | 0.0177 | 0 | 37.8 | 0.0549 | 0 | [6 empty] | DEER:HVAC_Split-Package_AC | Annual
Any | NE-HVAC-airHP-SpltPkg-135to239kBtuh-12p0eer-3p2cop | RtS | New | CZ04 | cDXHP | SWHC013-02 | DEER2020 | D20v1 | 2020-11-09 | Cap-Tons | 1 |  | None | -56.2 | 0.0471 | 0 | 86.1 | 0.082 | 0 | [6 empty] | DEER:HVAC_Split-Package_AC | Annual
Any | NE-HVAC-airHP-SpltPkg-135to239kBtuh-12p0eer-3p2cop | RtS | New | CZ05 | cDXHP | SWHC013-02 | DEER2020 | D20v1 | 2020-11-09 | Cap-Tons | 1 |  | None | -109 | -0.00341 | 0 | 37.8 | 0.0316 | 0 | [6 empty] | DEER:HVAC_Split-Package_AC | Annual
Any | NE-HVAC-airHP-SpltPkg-135to239kBtuh-12p0eer-3p2cop | RtS | New | CZ06 | cDXHP | SWHC013-02 | DEER2020 | D20v1 | 2020-11-09 | Cap-Tons | 1 |  | None | -70.9 | 0.0276 | 0 | 97.2 | 0.0783 | 0 | [6 empty] | DEER:HVAC_Split-Package_AC | Annual
Any | NE-HVAC-airHP-SpltPkg-135to239kBtuh-12p0eer-3p2cop | RtS | New | CZ07 | cDXHP | SWHC013-02 | DEER2020 | D20v1 | 2020-11-09 | Cap-Tons | 1 |  | None | -95.6 | 0.0192 | 0 | 84.1 | 0.0628 | 0 | [6 empty] | DEER:HVAC_Split-Package_AC | Annual
Any | NE-HVAC-airHP-SpltPkg-135to239kBtuh-12p0eer-3p2cop | RtS | New | CZ08 | cDXHP | SWHC013-02 | DEER2020 | D20v1 | 2020-11-09 | Cap-Tons | 1 |  | None | -56.1 | 0.038 | 0 | 113 | 0.0722 | 0 | [6 empty] | DEER:HVAC_Split-Package_AC | Annual
Any | NE-HVAC-airHP-SpltPkg-135to239kBtuh-12p0eer-3p2cop | RtS | New | CZ09 | cDXHP | SWHC013-02 | DEER2020 | D20v1 | 2020-11-09 | Cap-Tons | 1 |  | None | -56.3 | 0.0241 | 0 | 101 | 0.0863 | 0 | [6 empty] | DEER:HVAC_Split-Package_AC | Annual
Any | NE-HVAC-airHP-SpltPkg-135to239kBtuh-12p0eer-3p2cop | RtS | New | CZ10 | cDXHP | SWHC013-02 | DEER2020 | D20v1 | 2020-11-09 | Cap-Tons | 1 |  | None | -22.7 | 0.0486 | 0 | 121 | 0.093 | 0 | [6 empty] | DEER:HVAC_Split-Package_AC | Annual
Any | NE-HVAC-airHP-SpltPkg-135to239kBtuh-12p0eer-3p2cop | RtS | New | CZ11 | cDXHP | SWHC013-02 | DEER2020 | D20v1 | 2020-11-09 | Cap-Tons | 1 |  | None | 11.1 | 0.106 | 0 | 120 | 0.103 | 0 | [6 empty] | DEER:HVAC_Split-Package_AC | Annual
Any | NE-HVAC-airHP-SpltPkg-135to239kBtuh-12p0eer-3p2cop | RtS | New | CZ12 | cDXHP | SWHC013-02 | DEER2020 | D20v1 | 2020-11-09 | Cap-Tons | 1 |  | None | -23.9 | 0.0674 | 0 | 102 | 0.098 | 0 | [6 empty] | DEER:HVAC_Split-Package_AC | Annual
Any | NE-HVAC-airHP-SpltPkg-135to239kBtuh-12p0eer-3p2cop | RtS | New | CZ13 | cDXHP | SWHC013-02 | DEER2020 | D20v1 | 2020-11-09 | Cap-Tons | 1 |  | None | 1.12 | 0.0703 | 0 | 125 | 0.0911 | 0 | [6 empty] | DEER:HVAC_Split-Package_AC | Annual
Any | NE-HVAC-airHP-SpltPkg-135to239kBtuh-12p0eer-3p2cop | RtS | New | CZ14 | cDXHP | SWHC013-02 | DEER2020 | D20v1 | 2020-11-09 | Cap-Tons | 1 |  | None | 10.6 | 0.0911 | 0 | 122 | 0.0818 | 0 | [6 empty] | DEER:HVAC_Split-Package_AC | Annual
Any | NE-HVAC-airHP-SpltPkg-135to239kBtuh-12p0eer-3p2cop | RtS | New | CZ15 | cDXHP | SWHC013-02 | DEER2020 | D20v1 | 2020-11-09 | Cap-Tons | 1 |  | None | 83.9 | 0.11 | 0 | 188 | 0.0907 | 0 | [6 empty] | DEER:HVAC_Split-Package_AC | Annual
Any | NE-HVAC-airHP-SpltPkg-135to239kBtuh-12p0eer-3p2cop | RtS | New | CZ16 | cDXHP | SWHC013-02 | DEER2020 | D20v1 | 2020-11-09 | Cap-Tons | 1 |  | None | -39.8 | 0.0291 | 0 | 56.3 | 0.0625 | 0 | [6 empty] | DEER:HVAC_Split-Package_AC | Annual
Any | NE-HVAC-airHP-SpltPkg-135to239kBtuh-12p0eer-3p2cop | SCn | Ex | CZ01 | cDXHP | SWHC013-02 | DEER2020 | D20v1 | 2020-11-09 | Cap-Tons | 1 |  | None | 383 | 0.0349 | 0 | 5.9 | 0.00104 | 0 | [6 empty] | DEER:HVAC_Split-Package_AC | Annual
Any | NE-HVAC-airHP-SpltPkg-135to239kBtuh-12p0eer-3p2cop | SCn | Ex | CZ02 | cDXHP | SWHC013-02 | DEER2020 | D20v1 | 2020-11-09 | Cap-Tons | 1 |  | None | 416 | 0.157 | 0 | 26.9 | 0.0438 | 0 | [6 empty] | DEER:HVAC_Split-Package_AC | Annual
Any | NE-HVAC-airHP-SpltPkg-135to239kBtuh-12p0eer-3p2cop | SCn | Ex | CZ03 | cDXHP | SWHC013-02 | DEER2020 | D20v1 | 2020-11-09 | Cap-Tons | 1 |  | None | 243 | 0.0461 | 0 | 8.69 | 0.00888 | 0 | [6 empty] | DEER:HVAC_Split-Package_AC | Annual
Any | NE-HVAC-airHP-SpltPkg-135to239kBtuh-12p0eer-3p2cop | SCn | Ex | CZ04 | cDXHP | SWHC013-02 | DEER2020 | D20v1 | 2020-11-09 | Cap-Tons | 1 |  | None | 372 | 0.133 | 0 | 29.9 | 0.0357 | 0 | [6 empty] | DEER:HVAC_Split-Package_AC | Annual
Any | NE-HVAC-airHP-SpltPkg-135to239kBtuh-12p0eer-3p2cop | SCn | Ex | CZ05 | cDXHP | SWHC013-02 | DEER2020 | D20v1 | 2020-11-09 | Cap-Tons | 1 |  | None | 287 | 0.0409 | 0 | 8.93 | 0.00301 | 0 | [6 empty] | DEER:HVAC_Split-Package_AC | Annual
Any | NE-HVAC-airHP-SpltPkg-135to239kBtuh-12p0eer-3p2cop | SCn | Ex | CZ06 | cDXHP | SWHC013-02 | DEER2020 | D20v1 | 2020-11-09 | Cap-Tons | 1 |  | None | 287 | 0.095 | 0 | 26.5 | 0.0303 | 0 | [6 empty] | DEER:HVAC_Split-Package_AC | Annual
Any | NE-HVAC-airHP-SpltPkg-135to239kBtuh-12p0eer-3p2cop | SCn | Ex | CZ07 | cDXHP | SWHC013-02 | DEER2020 | D20v1 | 2020-11-09 | Cap-Tons | 1 |  | None | 268 | 0.0667 | 0 | 21 | 0.0201 | 0 | [6 empty] | DEER:HVAC_Split-Package_AC | Annual
Any | NE-HVAC-airHP-SpltPkg-135to239kBtuh-12p0eer-3p2cop | SCn | Ex | CZ08 | cDXHP | SWHC013-02 | DEER2020 | D20v1 | 2020-11-09 | Cap-Tons | 1 |  | None | 350 | 0.12 | 0 | 53.7 | 0.0383 | 0 | [6 empty] | DEER:HVAC_Split-Package_AC | Annual
Any | NE-HVAC-airHP-SpltPkg-135to239kBtuh-12p0eer-3p2cop | SCn | Ex | CZ09 | cDXHP | SWHC013-02 | DEER2020 | D20v1 | 2020-11-09 | Cap-Tons | 1 |  | None | 378 | 0.146 | 0 | 54.2 | 0.0525 | 0 | [6 empty] | DEER:HVAC_Split-Package_AC | Annual
Any | NE-HVAC-airHP-SpltPkg-135to239kBtuh-12p0eer-3p2cop | SCn | Ex | CZ10 | cDXHP | SWHC013-02 | DEER2020 | D20v1 | 2020-11-09 | Cap-Tons | 1 |  | None | 393 | 0.16 | 0 | 68.8 | 0.0577 | 0 | [6 empty] | DEER:HVAC_Split-Package_AC | Annual
Any | NE-HVAC-airHP-SpltPkg-135to239kBtuh-12p0eer-3p2cop | SCn | Ex | CZ11 | cDXHP | SWHC013-02 | DEER2020 | D20v1 | 2020-11-09 | Cap-Tons | 1 |  | None | 517 | 0.186 | 0 | 77.2 | 0.06 | 0 | [6 empty] | DEER:HVAC_Split-Package_AC | Annual
Any | NE-HVAC-airHP-SpltPkg-135to239kBtuh-12p0eer-3p2cop | SCn | Ex | CZ12 | cDXHP | SWHC013-02 | DEER2020 | D20v1 | 2020-11-09 | Cap-Tons | 1 |  | None | 449 | 0.165 | 0 | 52.7 | 0.0539 | 0 | [6 empty] | DEER:HVAC_Split-Package_AC | Annual
Any | NE-HVAC-airHP-SpltPkg-135to239kBtuh-12p0eer-3p2cop | SCn | Ex | CZ13 | cDXHP | SWHC013-02 | DEER2020 | D20v1 | 2020-11-09 | Cap-Tons | 1 |  | None | 530 | 0.182 | 0 | 85.7 | 0.0515 | 0 | [6 empty] | DEER:HVAC_Split-Package_AC | Annual
Any | NE-HVAC-airHP-SpltPkg-135to239kBtuh-12p0eer-3p2cop | SCn | Ex | CZ14 | cDXHP | SWHC013-02 | DEER2020 | D20v1 | 2020-11-09 | Cap-Tons | 1 |  | None | 501 | 0.159 | 0 | 83.9 | 0.0511 | 0 | [6 empty] | DEER:HVAC_Split-Package_AC | Annual
Any | NE-HVAC-airHP-SpltPkg-135to239kBtuh-12p0eer-3p2cop | SCn | Ex | CZ15 | cDXHP | SWHC013-02 | DEER2020 | D20v1 | 2020-11-09 | Cap-Tons | 1 |  | None | 581 | 0.18 | 0 | 143 | 0.0518 | 0 | [6 empty] | DEER:HVAC_Split-Package_AC | Annual
Any | NE-HVAC-airHP-SpltPkg-135to239kBtuh-12p0eer-3p2cop | SCn | Ex | CZ16 | cDXHP | SWHC013-02 | DEER2020 | D20v1 | 2020-11-09 | Cap-Tons | 1 |  | None | 423 | 0.0735 | 0 | 18.8 | 0.0209 | 0 | [6 empty] | DEER:HVAC_Split-Package_AC | Annual
Any | NE-HVAC-airHP-SpltPkg-135to239kBtuh-12p0eer-3p2cop | SCn | New | CZ01 | cDXHP | SWHC013-02 | DEER2020 | D20v1 | 2020-11-09 | Cap-Tons | 1 |  | None | -110 | -0.0101 | 0 | 4.11 | 0.00081 | 0 | [6 empty] | DEER:HVAC_Split-Package_AC | Annual
Any | NE-HVAC-airHP-SpltPkg-135to239kBtuh-12p0eer-3p2cop | SCn | New | CZ02 | cDXHP | SWHC013-02 | DEER2020 | D20v1 | 2020-11-09 | Cap-Tons | 1 |  | None | -50.8 | 0.0287 | 0 | 19.8 | 0.0389 | 0 | [6 empty] | DEER:HVAC_Split-Package_AC | Annual
Any | NE-HVAC-airHP-SpltPkg-135to239kBtuh-12p0eer-3p2cop | SCn | New | CZ03 | cDXHP | SWHC013-02 | DEER2020 | D20v1 | 2020-11-09 | Cap-Tons | 1 |  | None | -81.1 | -0.0115 | 0 | 5.33 | 0.00585 | 0 | [6 empty] | DEER:HVAC_Split-Package_AC | Annual
Any | NE-HVAC-airHP-SpltPkg-135to239kBtuh-12p0eer-3p2cop | SCn | New | CZ04 | cDXHP | SWHC013-02 | DEER2020 | D20v1 | 2020-11-09 | Cap-Tons | 1 |  | None | -87.8 | 0.0116 | 0 | 27.8 | 0.0319 | 0 | [6 empty] | DEER:HVAC_Split-Package_AC | Annual
Any | NE-HVAC-airHP-SpltPkg-135to239kBtuh-12p0eer-3p2cop | SCn | New | CZ05 | cDXHP | SWHC013-02 | DEER2020 | D20v1 | 2020-11-09 | Cap-Tons | 1 |  | None | -74.6 | -0.00364 | 0 | 5.92 | 0.00189 | 0 | [6 empty] | DEER:HVAC_Split-Package_AC | Annual
Any | NE-HVAC-airHP-SpltPkg-135to239kBtuh-12p0eer-3p2cop | SCn | New | CZ06 | cDXHP | SWHC013-02 | DEER2020 | D20v1 | 2020-11-09 | Cap-Tons | 1 |  | None | -103 | 0.00372 | 0 | 18.9 | 0.027 | 0 | [6 empty] | DEER:HVAC_Split-Package_AC | Annual
Any | NE-HVAC-airHP-SpltPkg-135to239kBtuh-12p0eer-3p2cop | SCn | New | CZ07 | cDXHP | SWHC013-02 | DEER2020 | D20v1 | 2020-11-09 | Cap-Tons | 1 |  | None | -102 | -0.0115 | 0 | 13.6 | 0.0171 | 0 | [6 empty] | DEER:HVAC_Split-Package_AC | Annual
Any | NE-HVAC-airHP-SpltPkg-135to239kBtuh-12p0eer-3p2cop | SCn | New | CZ08 | cDXHP | SWHC013-02 | DEER2020 | D20v1 | 2020-11-09 | Cap-Tons | 1 |  | None | -98.7 | 0.0139 | 0 | 44.5 | 0.0376 | 0 | [6 empty] | DEER:HVAC_Split-Package_AC | Annual
Any | NE-HVAC-airHP-SpltPkg-135to239kBtuh-12p0eer-3p2cop | SCn | New | CZ09 | cDXHP | SWHC013-02 | DEER2020 | D20v1 | 2020-11-09 | Cap-Tons | 1 |  | None | -122 | -0.0172 | 0 | 45.8 | 0.0511 | 0 | [6 empty] | DEER:HVAC_Split-Package_AC | Annual
Any | NE-HVAC-airHP-SpltPkg-135to239kBtuh-12p0eer-3p2cop | SCn | New | CZ10 | cDXHP | SWHC013-02 | DEER2020 | D20v1 | 2020-11-09 | Cap-Tons | 1 |  | None | -49 | 0.0336 | 0 | 60.7 | 0.0566 | 0 | [6 empty] | DEER:HVAC_Split-Package_AC | Annual
Any | NE-HVAC-airHP-SpltPkg-135to239kBtuh-12p0eer-3p2cop | SCn | New | CZ11 | cDXHP | SWHC013-02 | DEER2020 | D20v1 | 2020-11-09 | Cap-Tons | 1 |  | None | -18.5 | 0.058 | 0 | 71.7 | 0.0591 | 0 | [6 empty] | DEER:HVAC_Split-Package_AC | Annual
Any | NE-HVAC-airHP-SpltPkg-135to239kBtuh-12p0eer-3p2cop | SCn | New | CZ12 | cDXHP | SWHC013-02 | DEER2020 | D20v1 | 2020-11-09 | Cap-Tons | 1 |  | None | -69.5 | 0.0358 | 0 | 43.7 | 0.0494 | 0 | [6 empty] | DEER:HVAC_Split-Package_AC | Annual
Any | NE-HVAC-airHP-SpltPkg-135to239kBtuh-12p0eer-3p2cop | SCn | New | CZ13 | cDXHP | SWHC013-02 | DEER2020 | D20v1 | 2020-11-09 | Cap-Tons | 1 |  | None | -26.5 | 0.0421 | 0 | 77.8 | 0.0505 | 0 | [6 empty] | DEER:HVAC_Split-Package_AC | Annual
Any | NE-HVAC-airHP-SpltPkg-135to239kBtuh-12p0eer-3p2cop | SCn | New | CZ14 | cDXHP | SWHC013-02 | DEER2020 | D20v1 | 2020-11-09 | Cap-Tons | 1 |  | None | -19.4 | 0.0473 | 0 | 77.9 | 0.0492 | 0 | [6 empty] | DEER:HVAC_Split-Package_AC | Annual
Any | NE-HVAC-airHP-SpltPkg-135to239kBtuh-12p0eer-3p2cop | SCn | New | CZ15 | cDXHP | SWHC013-02 | DEER2020 | D20v1 | 2020-11-09 | Cap-Tons | 1 |  | None | -13.4 | 0.0486 | 0 | 130 | 0.0485 | 0 | [6 empty] | DEER:HVAC_Split-Package_AC | Annual
Any | NE-HVAC-airHP-SpltPkg-135to239kBtuh-12p0eer-3p2cop | SCn | New | CZ16 | cDXHP | SWHC013-02 | DEER2020 | D20v1 | 2020-11-09 | Cap-Tons | 1 |  | None | -57.6 | -0.00222 | 0 | 14.7 | 0.0179 | 0 | [6 empty] | DEER:HVAC_Split-Package_AC | Annual
Any | NE-HVAC-airHP-SpltPkg-135to239kBtuh-12p0eer-3p2cop | Asm | Ex | CZ01 | cDXHP | SWHC013-02 | DEER2020 | D20v1 | 2020-11-09 | Cap-Tons | 1 |  | None | 317 | 0.0712 | 0 | 6.65 | 0.0154 | 0 | [6 empty] | DEER:HVAC_Split-Package_AC | Annual
Any | NE-HVAC-airHP-SpltPkg-135to239kBtuh-12p0eer-3p2cop | Asm | Ex | CZ02 | cDXHP | SWHC013-02 | DEER2020 | D20v1 | 2020-11-09 | Cap-Tons | 1 |  | None | 397 | 0.17 | 0 | 85.6 | 0.111 | 0 | [6 empty] | DEER:HVAC_Split-Package_AC | Annual
Any | NE-HVAC-airHP-SpltPkg-135to239kBtuh-12p0eer-3p2cop | Com | Ex | CZ01 | cDXHP | SWHC013-02 | DEER2020 | D20v1 | 2020-11-09 | Cap-Tons | 1 |  | None | 455 | 0.0531 | 0.00032 | 13.4 | 0.0142 | 0 | [6 empty] | DEER:HVAC_Split-Package_AC | Annual
Any | NE-HVAC-airHP-SpltPkg-135to239kBtuh-12p0eer-3p2cop | Com | Ex | CZ02 | cDXHP | SWHC013-02 | DEER2020 | D20v1 | 2020-11-09 | Cap-Tons | 1 |  | None | 444 | 0.147 | 4e-05 | 72.2 | 0.0662 | 0 | [6 empty] | DEER:HVAC_Split-Package_AC | Annual
Any | NE-HVAC-airHP-SpltPkg-135to239kBtuh-12p0eer-3p2cop | Com | Ex | CZ03 | cDXHP | SWHC013-02 | DEER2020 | D20v1 | 2020-11-09 | Cap-Tons | 1 |  | None | 323 | 0.0913 | 9e-05 | 38 | 0.035 | 0 | [6 empty] | DEER:HVAC_Split-Package_AC | Annual
Any | NE-HVAC-airHP-SpltPkg-135to239kBtuh-12p0eer-3p2cop | Com | Ex | CZ04 | cDXHP | SWHC013-02 | DEER2020 | D20v1 | 2020-11-09 | Cap-Tons | 1 |  | None | 374 | 0.125 | 3e-05 | 79.4 | 0.0568 | 0 | [6 empty] | DEER:HVAC_Split-Package_AC | Annual
Any | NE-HVAC-airHP-SpltPkg-135to239kBtuh-12p0eer-3p2cop | Com | Ex | CZ05 | cDXHP | SWHC013-02 | DEER2020 | D20v1 | 2020-11-09 | Cap-Tons | 1 |  | None | 380 | 0.0802 | -0.00011 | 42.2 | 0.029 | 0 | [6 empty] | DEER:HVAC_Split-Package_AC | Annual
Any | NE-HVAC-airHP-SpltPkg-135to239kBtuh-12p0eer-3p2cop | Com | Ex | CZ06 | cDXHP | SWHC013-02 | DEER2020 | D20v1 | 2020-11-09 | Cap-Tons | 1 |  | None | 385 | 0.125 | -0.00015 | 86.9 | 0.0555 | 0 | [6 empty] | DEER:HVAC_Split-Package_AC | Annual
Any | NE-HVAC-airHP-SpltPkg-135to239kBtuh-12p0eer-3p2cop | Com | Ex | CZ07 | cDXHP | SWHC013-02 | DEER2020 | D20v1 | 2020-11-09 | Cap-Tons | 1 |  | None | 363 | 0.111 | 0.00019 | 77.2 | 0.0436 | 0 | [6 empty] | DEER:HVAC_Split-Package_AC | Annual
Any | NE-HVAC-airHP-SpltPkg-135to239kBtuh-12p0eer-3p2cop | Com | Ex | CZ08 | cDXHP | SWHC013-02 | DEER2020 | D20v1 | 2020-11-09 | Cap-Tons | 1 |  | None | 392 | 0.131 | -1e-05 | 101 | 0.0545 | 0 | [6 empty] | DEER:HVAC_Split-Package_AC | Annual
Any | NE-HVAC-airHP-SpltPkg-135to239kBtuh-12p0eer-3p2cop | ECC | Ex | CZ01 | cDXHP | SWHC013-02 | DEER2020 | D20v1 | 2020-11-09 | Cap-Tons | 1 |  | None | 341 | 0.048 | 0 | 9.66 | 0.0225 | 0 | [6 empty] | DEER:HVAC_Split-Package_AC | Annual
Any | NE-HVAC-airHP-SpltPkg-135to239kBtuh-12p0eer-3p2cop | ECC | Ex | CZ02 | cDXHP | SWHC013-02 | DEER2020 | D20v1 | 2020-11-09 | Cap-Tons | 1 |  | None | 352 | 0.169 | 0 | 67.4 | 0.0642 | 0 | [6 empty] | DEER:HVAC_Split-Package_AC | Annual
Any | NE-HVAC-airHP-SpltPkg-135to239kBtuh-12p0eer-3p2cop | ECC | Ex | CZ03 | cDXHP | SWHC013-02 | DEER2020 | D20v1 | 2020-11-09 | Cap-Tons | 1 |  | None | 281 | 0.102 | 0 | 30.4 | 0.0337 | 0 | [6 empty] | DEER:HVAC_Split-Package_AC | Annual
Any | NE-HVAC-airHP-SpltPkg-135to239kBtuh-12p0eer-3p2cop | ECC | Ex | CZ04 | cDXHP | SWHC013-02 | DEER2020 | D20v1 | 2020-11-09 | Cap-Tons | 1 |  | None | 322 | 0.173 | 0 | 71.2 | 0.0853 | 0 | [6 empty] | DEER:HVAC_Split-Package_AC | Annual
Any | NE-HVAC-airHP-SpltPkg-135to239kBtuh-12p0eer-3p2cop | ECC | Ex | CZ05 | cDXHP | SWHC013-02 | DEER2020 | D20v1 | 2020-11-09 | Cap-Tons | 1 |  | None | 278 | 0.0882 | 0 | 32.1 | 0.0367 | 0 | [6 empty] | DEER:HVAC_Split-Package_AC | Annual
Any | NE-HVAC-airHP-SpltPkg-135to239kBtuh-12p0eer-3p2cop | ECC | Ex | CZ06 | cDXHP | SWHC013-02 | DEER2020 | D20v1 | 2020-11-09 | Cap-Tons | 1 |  | None | 284 | 0.151 | 0 | 72.4 | 0.069 | 0 | [6 empty] | DEER:HVAC_Split-Package_AC | Annual
Any | NE-HVAC-airHP-SpltPkg-135to239kBtuh-12p0eer-3p2cop | ECC | Ex | CZ07 | cDXHP | SWHC013-02 | DEER2020 | D20v1 | 2020-11-09 | Cap-Tons | 1 |  | None | 255 | 0.139 | 0 | 62.5 | 0.0577 | 0 | [6 empty] | DEER:HVAC_Split-Package_AC | Annual
Any | NE-HVAC-airHP-SpltPkg-135to239kBtuh-12p0eer-3p2cop | ECC | Ex | CZ08 | cDXHP | SWHC013-02 | DEER2020 | D20v1 | 2020-11-09 | Cap-Tons | 1 |  | None | 304 | 0.158 | 0 | 94.7 | 0.0741 | 0 | [6 empty] | DEER:HVAC_Split-Package_AC | Annual
Any | NE-HVAC-airHP-SpltPkg-135to239kBtuh-12p0eer-3p2cop | ECC | Ex | CZ09 | cDXHP | SWHC013-02 | DEER2020 | D20v1 | 2020-11-09 | Cap-Tons | 1 |  | None | 332 | 0.185 | 0 | 83.9 | 0.0903 | 0 | [6 empty] | DEER:HVAC_Split-Package_AC | Annual
Any | NE-HVAC-airHP-SpltPkg-135to239kBtuh-12p0eer-3p2cop | ECC | Ex | CZ10 | cDXHP | SWHC013-02 | DEER2020 | D20v1 | 2020-11-09 | Cap-Tons | 1 |  | None | 353 | 0.196 | 0 | 99.1 | 0.0968 | 0 | [6 empty] | DEER:HVAC_Split-Package_AC | Annual
Any | NE-HVAC-airHP-SpltPkg-135to239kBtuh-12p0eer-3p2cop | ECC | Ex | CZ11 | cDXHP | SWHC013-02 | DEER2020 | D20v1 | 2020-11-09 | Cap-Tons | 1 |  | None | 394 | 0.171 | 0 | 104 | 0.077 | 0 | [6 empty] | DEER:HVAC_Split-Package_AC | Annual
Any | NE-HVAC-airHP-SpltPkg-135to239kBtuh-12p0eer-3p2cop | ECC | Ex | CZ12 | cDXHP | SWHC013-02 | DEER2020 | D20v1 | 2020-11-09 | Cap-Tons | 1 |  | None | 369 | 0.179 | 0 | 89 | 0.0738 | 0 | [6 empty] | DEER:HVAC_Split-Package_AC | Annual
Any | NE-HVAC-airHP-SpltPkg-135to239kBtuh-12p0eer-3p2cop | ECC | Ex | CZ13 | cDXHP | SWHC013-02 | DEER2020 | D20v1 | 2020-11-09 | Cap-Tons | 1 |  | None | 395 | 0.182 | 0 | 109 | 0.0684 | 0 | [6 empty] | DEER:HVAC_Split-Package_AC | Annual
Any | NE-HVAC-airHP-SpltPkg-135to239kBtuh-12p0eer-3p2cop | ECC | Ex | CZ14 | cDXHP | SWHC013-02 | DEER2020 | D20v1 | 2020-11-09 | Cap-Tons | 1 |  | None | 392 | 0.199 | 0 | 100 | 0.0869 | 0 | [6 empty] | DEER:HVAC_Split-Package_AC | Annual
Any | NE-HVAC-airHP-SpltPkg-135to239kBtuh-12p0eer-3p2cop | EPr | Ex | CZ01 | cDXHP | SWHC013-02 | DEER2020 | D20v1 | 2020-11-09 | Cap-Tons | 1 |  | None | 253 | 0.0441 | 0 | 6.52 | 0.00833 | 0 | [6 empty] | DEER:HVAC_Split-Package_AC | Annual
Any | NE-HVAC-airHP-SpltPkg-135to239kBtuh-12p0eer-3p2cop | EPr | Ex | CZ02 | cDXHP | SWHC013-02 | DEER2020 | D20v1 | 2020-11-09 | Cap-Tons | 1 |  | None | 251 | 0.00332 | 0 | 40 | 0.00496 | 0 | [6 empty] | DEER:HVAC_Split-Package_AC | Annual
Any | NE-HVAC-airHP-SpltPkg-135to239kBtuh-12p0eer-3p2cop | EPr | Ex | CZ03 | cDXHP | SWHC013-02 | DEER2020 | D20v1 | 2020-11-09 | Cap-Tons | 1 |  | None | 207 | 0.0005 | 0 | 18.5 | 0.00044 | 0 | [6 empty] | DEER:HVAC_Split-Package_AC | Annual
Any | NE-HVAC-airHP-SpltPkg-135to239kBtuh-12p0eer-3p2cop | EPr | Ex | CZ04 | cDXHP | SWHC013-02 | DEER2020 | D20v1 | 2020-11-09 | Cap-Tons | 1 |  | None | 225 | 0.116 | 0 | 42.9 | 0.0472 | 0 | [6 empty] | DEER:HVAC_Split-Package_AC | Annual
Any | NE-HVAC-airHP-SpltPkg-135to239kBtuh-12p0eer-3p2cop | EPr | Ex | CZ05 | cDXHP | SWHC013-02 | DEER2020 | D20v1 | 2020-11-09 | Cap-Tons | 1 |  | None | 193 | 0.0534 | 0 | 21.3 | 0.0176 | 0 | [6 empty] | DEER:HVAC_Split-Package_AC | Annual
Any | NE-HVAC-airHP-SpltPkg-135to239kBtuh-12p0eer-3p2cop | EPr | Ex | CZ06 | cDXHP | SWHC013-02 | DEER2020 | D20v1 | 2020-11-09 | Cap-Tons | 1 |  | None | 194 | 0.0927 | 0 | 40.8 | 0.0385 | 0 | [6 empty] | DEER:HVAC_Split-Package_AC | Annual
Any | NE-HVAC-airHP-SpltPkg-135to239kBtuh-12p0eer-3p2cop | EPr | Ex | CZ07 | cDXHP | SWHC013-02 | DEER2020 | D20v1 | 2020-11-09 | Cap-Tons | 1 |  | None | 163 | 0.0782 | 0 | 34 | 0.0293 | 0 | [6 empty] | DEER:HVAC_Split-Package_AC | Annual
Any | NE-HVAC-airHP-SpltPkg-135to239kBtuh-12p0eer-3p2cop | EPr | Ex | CZ08 | cDXHP | SWHC013-02 | DEER2020 | D20v1 | 2020-11-09 | Cap-Tons | 1 |  | None | 205 | 0.104 | 0 | 54.1 | 0.0393 | 0 | [6 empty] | DEER:HVAC_Split-Package_AC | Annual
Any | NE-HVAC-airHP-SpltPkg-135to239kBtuh-12p0eer-3p2cop | EPr | Ex | CZ09 | cDXHP | SWHC013-02 | DEER2020 | D20v1 | 2020-11-09 | Cap-Tons | 1 |  | None | 222 | 0.128 | 0 | 47.5 | 0.0524 | 0 | [6 empty] | DEER:HVAC_Split-Package_AC | Annual
Any | NE-HVAC-airHP-SpltPkg-135to239kBtuh-12p0eer-3p2cop | EPr | Ex | CZ10 | cDXHP | SWHC013-02 | DEER2020 | D20v1 | 2020-11-09 | Cap-Tons | 1 |  | None | 237 | 0.139 | 0 | 58.9 | 0.0563 | 0 | [6 empty] | DEER:HVAC_Split-Package_AC | Annual
Any | NE-HVAC-airHP-SpltPkg-135to239kBtuh-12p0eer-3p2cop | EPr | Ex | CZ11 | cDXHP | SWHC013-02 | DEER2020 | D20v1 | 2020-11-09 | Cap-Tons | 1 |  | None | 253 | 0.00383 | 0 | 59 | 0.0251 | 0 | [6 empty] | DEER:HVAC_Split-Package_AC | Annual
Any | NE-HVAC-airHP-SpltPkg-135to239kBtuh-12p0eer-3p2cop | EPr | Ex | CZ12 | cDXHP | SWHC013-02 | DEER2020 | D20v1 | 2020-11-09 | Cap-Tons | 1 |  | None | 250 | 0.00546 | 0 | 51.2 | 0.0141 | 0 | [6 empty] | DEER:HVAC_Split-Package_AC | Annual
Any | NE-HVAC-airHP-SpltPkg-135to239kBtuh-12p0eer-3p2cop | EPr | Ex | CZ13 | cDXHP | SWHC013-02 | DEER2020 | D20v1 | 2020-11-09 | Cap-Tons | 1 |  | None | 255 | 0.00518 | 0 | 64.8 | 0.0186 | 0 | [6 empty] | DEER:HVAC_Split-Package_AC | Annual
Any | NE-HVAC-airHP-SpltPkg-135to239kBtuh-12p0eer-3p2cop | EPr | Ex | CZ14 | cDXHP | SWHC013-02 | DEER2020 | D20v1 | 2020-11-09 | Cap-Tons | 1 |  | None | 265 | 0.131 | 0 | 61.1 | 0.0509 | 0 | [6 empty] | DEER:HVAC_Split-Package_AC | Annual
Any | NE-HVAC-airHP-SpltPkg-135to239kBtuh-12p0eer-3p2cop | EPr | Ex | CZ15 | cDXHP | SWHC013-02 | DEER2020 | D20v1 | 2020-11-09 | Cap-Tons | 1 |  | None | 297 | 0.146 | 0 | 98.7 | 0.0518 | 0 | [6 empty] | DEER:HVAC_Split-Package_AC | Annual
Any | NE-HVAC-airHP-SpltPkg-135to239kBtuh-12p0eer-3p2cop | EPr | Ex | CZ16 | cDXHP | SWHC013-02 | DEER2020 | D20v1 | 2020-11-09 | Cap-Tons | 1 |  | None | 336 | 0.0021 | 0 | 20.5 | 0.00327 | 0 | [6 empty] | DEER:HVAC_Split-Package_AC | Annual
Any | NE-HVAC-airHP-SpltPkg-135to239kBtuh-12p0eer-3p2cop | EPr | New | CZ01 | cDXHP | SWHC013-02 | DEER2020 | D20v1 | 2020-11-09 | Cap-Tons | 1 |  | None | 71.7 | 0.0193 | 5.35 | 6.14 | 0.00758 | 0 | [6 empty] | DEER:HVAC_Split-Package_AC | Annual
Any | NE-HVAC-airHP-SpltPkg-135to239kBtuh-12p0eer-3p2cop | EPr | New | CZ02 | cDXHP | SWHC013-02 | DEER2020 | D20v1 | 2020-11-09 | Cap-Tons | 1 |  | None | 56.9 | 0.00054 | 4.98 | 38.2 | 0.00097 | 0 | [6 empty] | DEER:HVAC_Split-Package_AC | Annual
Any | NE-HVAC-airHP-SpltPkg-135to239kBtuh-12p0eer-3p2cop | EPr | New | CZ03 | cDXHP | SWHC013-02 | DEER2020 | D20v1 | 2020-11-09 | Cap-Tons | 1 |  | None | 59.9 | 0.00011 | 4.89 | 18.8 | 0.00026 | 0 | [6 empty] | DEER:HVAC_Split-Package_AC | Annual
Any | NE-HVAC-airHP-SpltPkg-135to239kBtuh-12p0eer-3p2cop | EPr | New | CZ04 | cDXHP | SWHC013-02 | DEER2020 | D20v1 | 2020-11-09 | Cap-Tons | 1 |  | None | 52.6 | 0.0509 | 4.95 | 42.4 | 0.0463 | 0 | [6 empty] | DEER:HVAC_Split-Package_AC | Annual
Any | NE-HVAC-airHP-SpltPkg-135to239kBtuh-12p0eer-3p2cop | ERC | Ex | CZ01 | cDXHP | SWHC013-02 | DEER2020 | D20v1 | 2020-11-09 | Cap-Tons | 1 |  | None | 226 | 0.00278 | 0 | 12.7 | 0.00139 | 0 | [6 empty] | DEER:HVAC_Split-Package_AC | Annual
Any | NE-HVAC-airHP-SpltPkg-135to239kBtuh-12p0eer-3p2cop | ERC | Ex | CZ02 | cDXHP | SWHC013-02 | DEER2020 | D20v1 | 2020-11-09 | Cap-Tons | 1 |  | None | 242 | 0.0354 | 0 | 45.4 | 0.0169 | 0 | [6 empty] | DEER:HVAC_Split-Package_AC | Annual
Any | NE-HVAC-airHP-SpltPkg-135to239kBtuh-12p0eer-3p2cop | ERC | Ex | CZ03 | cDXHP | SWHC013-02 | DEER2020 | D20v1 | 2020-11-09 | Cap-Tons | 1 |  | None | 159 | 0.00223 | 0 | 31.5 | 0.00106 | 0 | [6 empty] | DEER:HVAC_Split-Package_AC | Annual
Any | NE-HVAC-airHP-SpltPkg-135to239kBtuh-12p0eer-3p2cop | ERC | Ex | CZ04 | cDXHP | SWHC013-02 | DEER2020 | D20v1 | 2020-11-09 | Cap-Tons | 1 |  | None | 212 | 0.0471 | 0 | 50.3 | 0.0211 | 0 | [6 empty] | DEER:HVAC_Split-Package_AC | Annual
Any | NE-HVAC-airHP-SpltPkg-135to239kBtuh-12p0eer-3p2cop | ERC | Ex | CZ05 | cDXHP | SWHC013-02 | DEER2020 | D20v1 | 2020-11-09 | Cap-Tons | 1 |  | None | 183 | 0.0106 | 0 | 39 | 0.00528 | 0 | [6 empty] | DEER:HVAC_Split-Package_AC | Annual
Any | NE-HVAC-airHP-SpltPkg-135to239kBtuh-12p0eer-3p2cop | ERC | Ex | CZ06 | cDXHP | SWHC013-02 | DEER2020 | D20v1 | 2020-11-09 | Cap-Tons | 1 |  | None | 170 | 0.0282 | 0 | 57 | 0.0154 | 0 | [6 empty] | DEER:HVAC_Split-Package_AC | Annual
Any | NE-HVAC-airHP-SpltPkg-135to239kBtuh-12p0eer-3p2cop | ERC | Ex | CZ07 | cDXHP | SWHC013-02 | DEER2020 | D20v1 | 2020-11-09 | Cap-Tons | 1 |  | None | 146 | 0.0196 | 0 | 54.1 | 0.00976 | 0 | [6 empty] | DEER:HVAC_Split-Package_AC | Annual
Any | NE-HVAC-airHP-SpltPkg-135to239kBtuh-12p0eer-3p2cop | ERC | Ex | CZ08 | cDXHP | SWHC013-02 | DEER2020 | D20v1 | 2020-11-09 | Cap-Tons | 1 |  | None | 205 | 0.0331 | 0 | 66.1 | 0.0169 | 0 | [6 empty] | DEER:HVAC_Split-Package_AC | Annual
Any | NE-HVAC-airHP-SpltPkg-135to239kBtuh-12p0eer-3p2cop | ERC | Ex | CZ09 | cDXHP | SWHC013-02 | DEER2020 | D20v1 | 2020-11-09 | Cap-Tons | 1 |  | None | 216 | 0.0493 | 0 | 56.6 | 0.0241 | 0 | [6 empty] | DEER:HVAC_Split-Package_AC | Annual
Any | NE-HVAC-airHP-SpltPkg-135to239kBtuh-12p0eer-3p2cop | ERC | Ex | CZ10 | cDXHP | SWHC013-02 | DEER2020 | D20v1 | 2020-11-09 | Cap-Tons | 1 |  | None | 245 | 0.0585 | 0 | 65.4 | 0.0264 | 0 | [6 empty] | DEER:HVAC_Split-Package_AC | Annual
Any | NE-HVAC-airHP-SpltPkg-135to239kBtuh-12p0eer-3p2cop | ERC | Ex | CZ11 | cDXHP | SWHC013-02 | DEER2020 | D20v1 | 2020-11-09 | Cap-Tons | 1 |  | None | 267 | 0.0541 | 0 | 64.3 | 0.0373 | 0 | [6 empty] | DEER:HVAC_Split-Package_AC | Annual
Any | NE-HVAC-airHP-SpltPkg-135to239kBtuh-12p0eer-3p2cop | ERC | Ex | CZ12 | cDXHP | SWHC013-02 | DEER2020 | D20v1 | 2020-11-09 | Cap-Tons | 1 |  | None | 245 | 0.0505 | 0 | 54.8 | 0.0278 | 0 | [6 empty] | DEER:HVAC_Split-Package_AC | Annual
Any | NE-HVAC-airHP-SpltPkg-135to239kBtuh-12p0eer-3p2cop | ERC | Ex | CZ13 | cDXHP | SWHC013-02 | DEER2020 | D20v1 | 2020-11-09 | Cap-Tons | 1 |  | None | 254 | 0.0373 | 0 | 72.3 | 0.0291 | 0 | [6 empty] | DEER:HVAC_Split-Package_AC | Annual
Any | NE-HVAC-airHP-SpltPkg-135to239kBtuh-12p0eer-3p2cop | ERC | Ex | CZ14 | cDXHP | SWHC013-02 | DEER2020 | D20v1 | 2020-11-09 | Cap-Tons | 1 |  | None | 296 | 0.0652 | 0 | 66.8 | 0.0268 | 0 | [6 empty] | DEER:HVAC_Split-Package_AC | Annual
Any | NE-HVAC-airHP-SpltPkg-135to239kBtuh-12p0eer-3p2cop | ERC | Ex | CZ15 | cDXHP | SWHC013-02 | DEER2020 | D20v1 | 2020-11-09 | Cap-Tons | 1 |  | None | 381 | 0.0739 | 0 | 116 | 0.0312 | 0 | [6 empty] | DEER:HVAC_Split-Package_AC | Annual
Any | NE-HVAC-airHP-SpltPkg-135to239kBtuh-12p0eer-3p2cop | ERC | Ex | CZ16 | cDXHP | SWHC013-02 | DEER2020 | D20v1 | 2020-11-09 | Cap-Tons | 1 |  | None | 286 | 0.0112 | 0 | 26.2 | 0.00711 | 0 | [6 empty] | DEER:HVAC_Split-Package_AC | Annual
Any | NE-HVAC-airHP-SpltPkg-135to239kBtuh-12p0eer-3p2cop | ERC | New | CZ01 | cDXHP | SWHC013-02 | DEER2020 | D20v1 | 2020-11-09 | Cap-Tons | 1 |  | None | -14.7 | 0 | 0 | 6.31 | 0.00065 | 0 | [6 empty] | DEER:HVAC_Split-Package_AC | Annual
Any | NE-HVAC-airHP-SpltPkg-135to239kBtuh-12p0eer-3p2cop | ERC | New | CZ02 | cDXHP | SWHC013-02 | DEER2020 | D20v1 | 2020-11-09 | Cap-Tons | 1 |  | None | -14.2 | 0.00668 | 0 | 35.3 | 0.00972 | 0 | [6 empty] | DEER:HVAC_Split-Package_AC | Annual
Any | NE-HVAC-airHP-SpltPkg-135to239kBtuh-12p0eer-3p2cop | ERC | New | CZ03 | cDXHP | SWHC013-02 | DEER2020 | D20v1 | 2020-11-09 | Cap-Tons | 1 |  | None | -30.3 | 0 | 0 | 19.6 | 0 | 0 | [6 empty] | DEER:HVAC_Split-Package_AC | Annual
Any | NE-HVAC-airHP-SpltPkg-135to239kBtuh-12p0eer-3p2cop | ERC | New | CZ04 | cDXHP | SWHC013-02 | DEER2020 | D20v1 | 2020-11-09 | Cap-Tons | 1 |  | None | -14.6 | 0.0102 | 0 | 38.8 | 0.0166 | 0 | [6 empty] | DEER:HVAC_Split-Package_AC | Annual
Any | NE-HVAC-airHP-SpltPkg-135to239kBtuh-12p0eer-3p2cop | ERC | New | CZ05 | cDXHP | SWHC013-02 | DEER2020 | D20v1 | 2020-11-09 | Cap-Tons | 1 |  | None | -23.3 | 0.00063 | 0 | 27.2 | 0.00273 | 0 | [6 empty] | DEER:HVAC_Split-Package_AC | Annual
Any | NE-HVAC-airHP-SpltPkg-135to239kBtuh-12p0eer-3p2cop | ERC | New | CZ06 | cDXHP | SWHC013-02 | DEER2020 | D20v1 | 2020-11-09 | Cap-Tons | 1 |  | None | -28.4 | 0.00428 | 0 | 43.9 | 0.0118 | 0 | [6 empty] | DEER:HVAC_Split-Package_AC | Annual
Any | NE-HVAC-airHP-SpltPkg-135to239kBtuh-12p0eer-3p2cop | ERC | New | CZ07 | cDXHP | SWHC013-02 | DEER2020 | D20v1 | 2020-11-09 | Cap-Tons | 1 |  | None | -41.6 | 0.0013 | 0 | 37.1 | 0.0065 | 0 | [6 empty] | DEER:HVAC_Split-Package_AC | Annual
Any | NE-HVAC-airHP-SpltPkg-135to239kBtuh-12p0eer-3p2cop | ERC | New | CZ08 | cDXHP | SWHC013-02 | DEER2020 | D20v1 | 2020-11-09 | Cap-Tons | 1 |  | None | -23.3 | 0.00584 | 0 | 50.8 | 0.0137 | 0 | [6 empty] | DEER:HVAC_Split-Package_AC | Annual
Any | NE-HVAC-airHP-SpltPkg-135to239kBtuh-12p0eer-3p2cop | ERC | New | CZ09 | cDXHP | SWHC013-02 | DEER2020 | D20v1 | 2020-11-09 | Cap-Tons | 1 |  | None | -27.5 | 0.0081 | 0 | 41 | 0.0186 | 0 | [6 empty] | DEER:HVAC_Split-Package_AC | Annual
Any | NE-HVAC-airHP-SpltPkg-135to239kBtuh-12p0eer-3p2cop | ERC | New | CZ10 | cDXHP | SWHC013-02 | DEER2020 | D20v1 | 2020-11-09 | Cap-Tons | 1 |  | None | -10.6 | 0.0163 | 0 | 52.1 | 0.0226 | 0 | [6 empty] | DEER:HVAC_Split-Package_AC | Annual
Any | NE-HVAC-airHP-SpltPkg-135to239kBtuh-12p0eer-3p2cop | ESe | Ex | CZ01 | cDXHP | SWHC013-02 | DEER2020 | D20v1 | 2020-11-09 | Cap-Tons | 1 |  | None | 299 | 0.0413 | 0 | 6.69 | 0.0088 | 0 | [6 empty] | DEER:HVAC_Split-Package_AC | Annual
Any | NE-HVAC-airHP-SpltPkg-135to239kBtuh-12p0eer-3p2cop | ESe | Ex | CZ02 | cDXHP | SWHC013-02 | DEER2020 | D20v1 | 2020-11-09 | Cap-Tons | 1 |  | None | 278 | 0.0105 | 0 | 40.4 | 0.0152 | 0 | [6 empty] | DEER:HVAC_Split-Package_AC | Annual
Any | NE-HVAC-airHP-SpltPkg-135to239kBtuh-12p0eer-3p2cop | ESe | Ex | CZ03 | cDXHP | SWHC013-02 | DEER2020 | D20v1 | 2020-11-09 | Cap-Tons | 1 |  | None | 218 | 0.00418 | 0 | 21.2 | 0.00471 | 0 | [6 empty] | DEER:HVAC_Split-Package_AC | Annual
Any | NE-HVAC-airHP-SpltPkg-135to239kBtuh-12p0eer-3p2cop | ESe | Ex | CZ04 | cDXHP | SWHC013-02 | DEER2020 | D20v1 | 2020-11-09 | Cap-Tons | 1 |  | None | 246 | 0.115 | 0 | 47.8 | 0.0472 | 0 | [6 empty] | DEER:HVAC_Split-Package_AC | Annual
Any | NE-HVAC-airHP-SpltPkg-135to239kBtuh-12p0eer-3p2cop | ESe | Ex | CZ05 | cDXHP | SWHC013-02 | DEER2020 | D20v1 | 2020-11-09 | Cap-Tons | 1 |  | None | 221 | 0.0573 | 0 | 24.5 | 0.0204 | 0 | [6 empty] | DEER:HVAC_Split-Package_AC | Annual
Any | NE-HVAC-airHP-SpltPkg-135to239kBtuh-12p0eer-3p2cop | ESe | Ex | CZ06 | cDXHP | SWHC013-02 | DEER2020 | D20v1 | 2020-11-09 | Cap-Tons | 1 |  | None | 216 | 0.095 | 0 | 48.4 | 0.0391 | 0 | [6 empty] | DEER:HVAC_Split-Package_AC | Annual
Any | NE-HVAC-airHP-SpltPkg-135to239kBtuh-12p0eer-3p2cop | ESe | Ex | CZ07 | cDXHP | SWHC013-02 | DEER2020 | D20v1 | 2020-11-09 | Cap-Tons | 1 |  | None | 190 | 0.0835 | 0 | 42.6 | 0.0317 | 0 | [6 empty] | DEER:HVAC_Split-Package_AC | Annual
Any | NE-HVAC-airHP-SpltPkg-135to239kBtuh-12p0eer-3p2cop | ESe | Ex | CZ08 | cDXHP | SWHC013-02 | DEER2020 | D20v1 | 2020-11-09 | Cap-Tons | 1 |  | None | 228 | 0.105 | 0 | 66.5 | 0.0418 | 0 | [6 empty] | DEER:HVAC_Split-Package_AC | Annual
Any | NE-HVAC-airHP-SpltPkg-135to239kBtuh-12p0eer-3p2cop | ESe | Ex | CZ09 | cDXHP | SWHC013-02 | DEER2020 | D20v1 | 2020-11-09 | Cap-Tons | 1 |  | None | 250 | 0.128 | 0 | 59 | 0.0537 | 0 | [6 empty] | DEER:HVAC_Split-Package_AC | Annual
Any | NE-HVAC-airHP-SpltPkg-135to239kBtuh-12p0eer-3p2cop | ESe | Ex | CZ10 | cDXHP | SWHC013-02 | DEER2020 | D20v1 | 2020-11-09 | Cap-Tons | 1 |  | None | 267 | 0.142 | 0 | 65.4 | 0.0562 | 0 | [6 empty] | DEER:HVAC_Split-Package_AC | Annual
Any | NE-HVAC-airHP-SpltPkg-135to239kBtuh-12p0eer-3p2cop | ESe | Ex | CZ11 | cDXHP | SWHC013-02 | DEER2020 | D20v1 | 2020-11-09 | Cap-Tons | 1 |  | None | 288 | 0.0121 | 0 | 67.9 | 0.0297 | 0 | [6 empty] | DEER:HVAC_Split-Package_AC | Annual
Any | NE-HVAC-airHP-SpltPkg-135to239kBtuh-12p0eer-3p2cop | ESe | Ex | CZ12 | cDXHP | SWHC013-02 | DEER2020 | D20v1 | 2020-11-09 | Cap-Tons | 1 |  | None | 280 | 0.0154 | 0 | 55 | 0.0232 | 0 | [6 empty] | DEER:HVAC_Split-Package_AC | Annual
Any | NE-HVAC-airHP-SpltPkg-135to239kBtuh-12p0eer-3p2cop | ESe | Ex | CZ13 | cDXHP | SWHC013-02 | DEER2020 | D20v1 | 2020-11-09 | Cap-Tons | 1 |  | None | 287 | 0.0138 | 0 | 74.1 | 0.024 | 0 | [6 empty] | DEER:HVAC_Split-Package_AC | Annual
Any | NE-HVAC-airHP-SpltPkg-135to239kBtuh-12p0eer-3p2cop | ESe | Ex | CZ14 | cDXHP | SWHC013-02 | DEER2020 | D20v1 | 2020-11-09 | Cap-Tons | 1 |  | None | 301 | 0.133 | 0 | 67.4 | 0.0497 | 0 | [6 empty] | DEER:HVAC_Split-Package_AC | Annual
Any | NE-HVAC-airHP-SpltPkg-135to239kBtuh-12p0eer-3p2cop | ESe | Ex | CZ15 | cDXHP | SWHC013-02 | DEER2020 | D20v1 | 2020-11-09 | Cap-Tons | 1 |  | None | 328 | 0.147 | 0 | 113 | 0.051 | 0 | [6 empty] | DEER:HVAC_Split-Package_AC | Annual
Any | NE-HVAC-airHP-SpltPkg-135to239kBtuh-12p0eer-3p2cop | ESe | Ex | CZ16 | cDXHP | SWHC013-02 | DEER2020 | D20v1 | 2020-11-09 | Cap-Tons | 1 |  | None | 348 | 0.00474 | 0 | 23.5 | 0.0101 | 0 | [6 empty] | DEER:HVAC_Split-Package_AC | Annual
Any | NE-HVAC-airHP-SpltPkg-135to239kBtuh-12p0eer-3p2cop | ESe | New | CZ01 | cDXHP | SWHC013-02 | DEER2020 | D20v1 | 2020-11-09 | Cap-Tons | 1 |  | None | 28.3 | 0.0105 | 1.25 | 6.32 | 0.00819 | 0 | [6 empty] | DEER:HVAC_Split-Package_AC | Annual
Any | NE-HVAC-airHP-SpltPkg-135to239kBtuh-12p0eer-3p2cop | ESe | New | CZ02 | cDXHP | SWHC013-02 | DEER2020 | D20v1 | 2020-11-09 | Cap-Tons | 1 |  | None | 32 | 0.00536 | 1.11 | 36.3 | 0.0101 | 0 | [6 empty] | DEER:HVAC_Split-Package_AC | Annual
Any | NE-HVAC-airHP-SpltPkg-135to239kBtuh-12p0eer-3p2cop | ESe | New | CZ03 | cDXHP | SWHC013-02 | DEER2020 | D20v1 | 2020-11-09 | Cap-Tons | 1 |  | None | 26.5 | 0.00019 | 1.14 | 18.8 | 0.00126 | 0 | [6 empty] | DEER:HVAC_Split-Package_AC | Annual
Any | NE-HVAC-airHP-SpltPkg-135to239kBtuh-12p0eer-3p2cop | ESe | New | CZ04 | cDXHP | SWHC013-02 | DEER2020 | D20v1 | 2020-11-09 | Cap-Tons | 1 |  | None | 32.7 | 0.04 | 1.09 | 39.6 | 0.0431 | 0 | [6 empty] | DEER:HVAC_Split-Package_AC | Annual
Any | NE-HVAC-airHP-SpltPkg-135to239kBtuh-12p0eer-3p2cop | ESe | New | CZ05 | cDXHP | SWHC013-02 | DEER2020 | D20v1 | 2020-11-09 | Cap-Tons | 1 |  | None | 29.8 | 0.0133 | 1.19 | 21.6 | 0.0188 | 0 | [6 empty] | DEER:HVAC_Split-Package_AC | Annual
Any | NE-HVAC-airHP-SpltPkg-135to239kBtuh-12p0eer-3p2cop | ESe | New | CZ06 | cDXHP | SWHC013-02 | DEER2020 | D20v1 | 2020-11-09 | Cap-Tons | 1 |  | None | 35.4 | 0.0315 | 1.1 | 43.3 | 0.0387 | 0 | [6 empty] | DEER:HVAC_Split-Package_AC | Annual
Any | NE-HVAC-airHP-SpltPkg-135to239kBtuh-12p0eer-3p2cop | ESe | New | CZ07 | cDXHP | SWHC013-02 | DEER2020 | D20v1 | 2020-11-09 | Cap-Tons | 1 |  | None | 35.3 | 0.0251 | 1.12 | 38 | 0.0312 | 0 | [6 empty] | DEER:HVAC_Split-Package_AC | Annual
Any | NE-HVAC-airHP-SpltPkg-135to239kBtuh-12p0eer-3p2cop | ESe | New | CZ08 | cDXHP | SWHC013-02 | DEER2020 | D20v1 | 2020-11-09 | Cap-Tons | 1 |  | None | 29.4 | 0.0309 | 1.1 | 57 | 0.0401 | 0 | [6 empty] | DEER:HVAC_Split-Package_AC | Annual
Any | NE-HVAC-airHP-SpltPkg-135to239kBtuh-12p0eer-3p2cop | ESe | New | CZ09 | cDXHP | SWHC013-02 | DEER2020 | D20v1 | 2020-11-09 | Cap-Tons | 1 |  | None | 29.4 | 0.044 | 0.87 | 49.2 | 0.0504 | 0 | [6 empty] | DEER:HVAC_Split-Package_AC | Annual
Any | NE-HVAC-airHP-SpltPkg-135to239kBtuh-12p0eer-3p2cop | ESe | New | CZ10 | cDXHP | SWHC013-02 | DEER2020 | D20v1 | 2020-11-09 | Cap-Tons | 1 |  | None | 32.2 | 0.0515 | 0.961 | 60.3 | 0.0545 | 0 | [6 empty] | DEER:HVAC_Split-Package_AC | Annual
Any | NE-HVAC-airHP-SpltPkg-135to239kBtuh-12p0eer-3p2cop | ESe | New | CZ11 | cDXHP | SWHC013-02 | DEER2020 | D20v1 | 2020-11-09 | Cap-Tons | 1 |  | None | 37.9 | 0.0143 | 1 | 61.2 | 0.0234 | 0 | [6 empty] | DEER:HVAC_Split-Package_AC | Annual
Any | NE-HVAC-airHP-SpltPkg-135to239kBtuh-12p0eer-3p2cop | ESe | New | CZ12 | cDXHP | SWHC013-02 | DEER2020 | D20v1 | 2020-11-09 | Cap-Tons | 1 |  | None | 39.8 | 0.0133 | 1.06 | 50.3 | 0.018 | 0 | [6 empty] | DEER:HVAC_Split-Package_AC | Annual
Any | NE-HVAC-airHP-SpltPkg-135to239kBtuh-12p0eer-3p2cop | ESe | New | CZ13 | cDXHP | SWHC013-02 | DEER2020 | D20v1 | 2020-11-09 | Cap-Tons | 1 |  | None | 43.3 | 0.0143 | 0.975 | 67.4 | 0.0192 | 0 | [6 empty] | DEER:HVAC_Split-Package_AC | Annual
Any | NE-HVAC-airHP-SpltPkg-135to239kBtuh-12p0eer-3p2cop | ESe | New | CZ14 | cDXHP | SWHC013-02 | DEER2020 | D20v1 | 2020-11-09 | Cap-Tons | 1 |  | None | 39 | 0.0394 | 0.92 | 60.8 | 0.0461 | 0 | [6 empty] | DEER:HVAC_Split-Package_AC | Annual
Any | NE-HVAC-airHP-SpltPkg-135to239kBtuh-12p0eer-3p2cop | ESe | New | CZ15 | cDXHP | SWHC013-02 | DEER2020 | D20v1 | 2020-11-09 | Cap-Tons | 1 |  | None | 67.5 | 0.0465 | 0.677 | 102 | 0.0475 | 0 | [6 empty] | DEER:HVAC_Split-Package_AC | Annual
Any | NE-HVAC-airHP-SpltPkg-135to239kBtuh-12p0eer-3p2cop | ESe | New | CZ16 | cDXHP | SWHC013-02 | DEER2020 | D20v1 | 2020-11-09 | Cap-Tons | 1 |  | None | 41.6 | 0.00083 | 1.08 | 22.2 | 0.00569 | 0 | [6 empty] | DEER:HVAC_Split-Package_AC | Annual
Any | NE-HVAC-airHP-SpltPkg-135to239kBtuh-12p0eer-3p2cop | EUn | Ex | CZ04 | cDXHP | SWHC013-02 | DEER2020 | D20v1 | 2020-11-09 | Cap-Tons | 1 |  | None | 372 | 0.171 | 0 | 82.2 | 0.0906 | 0 | [6 empty] | DEER:HVAC_Split-Package_AC | Annual
Any | NE-HVAC-airHP-SpltPkg-135to239kBtuh-12p0eer-3p2cop | EUn | Ex | CZ05 | cDXHP | SWHC013-02 | DEER2020 | D20v1 | 2020-11-09 | Cap-Tons | 1 |  | None | 320 | 0.0912 | 0 | 37.3 | 0.0385 | 0 | [6 empty] | DEER:HVAC_Split-Package_AC | Annual
Any | NE-HVAC-airHP-SpltPkg-135to239kBtuh-12p0eer-3p2cop | EUn | Ex | CZ06 | cDXHP | SWHC013-02 | DEER2020 | D20v1 | 2020-11-09 | Cap-Tons | 1 |  | None | 337 | 0.15 | 0 | 80.3 | 0.0723 | 0 | [6 empty] | DEER:HVAC_Split-Package_AC | Annual
Any | NE-HVAC-airHP-SpltPkg-135to239kBtuh-12p0eer-3p2cop | EUn | Ex | CZ07 | cDXHP | SWHC013-02 | DEER2020 | D20v1 | 2020-11-09 | Cap-Tons | 1 |  | None | 306 | 0.139 | 0 | 68.6 | 0.0601 | 0 | [6 empty] | DEER:HVAC_Split-Package_AC | Annual
Any | NE-HVAC-airHP-SpltPkg-135to239kBtuh-12p0eer-3p2cop | EUn | Ex | CZ08 | cDXHP | SWHC013-02 | DEER2020 | D20v1 | 2020-11-09 | Cap-Tons | 1 |  | None | 361 | 0.157 | 0 | 107 | 0.0788 | 0 | [6 empty] | DEER:HVAC_Split-Package_AC | Annual
Any | NE-HVAC-airHP-SpltPkg-135to239kBtuh-12p0eer-3p2cop | EUn | Ex | CZ09 | cDXHP | SWHC013-02 | DEER2020 | D20v1 | 2020-11-09 | Cap-Tons | 1 |  | None | 393 | 0.184 | 0 | 94.2 | 0.0948 | 0 | [6 empty] | DEER:HVAC_Split-Package_AC | Annual
Any | NE-HVAC-airHP-SpltPkg-135to239kBtuh-12p0eer-3p2cop | EUn | Ex | CZ10 | cDXHP | SWHC013-02 | DEER2020 | D20v1 | 2020-11-09 | Cap-Tons | 1 |  | None | 416 | 0.194 | 0 | 112 | 0.102 | 0 | [6 empty] | DEER:HVAC_Split-Package_AC | Annual
Any | NE-HVAC-airHP-SpltPkg-135to239kBtuh-12p0eer-3p2cop | EUn | Ex | CZ11 | cDXHP | SWHC013-02 | DEER2020 | D20v1 | 2020-11-09 | Cap-Tons | 1 |  | None | 458 | 0.211 | 0 | 116 | 0.1 | 0 | [6 empty] | DEER:HVAC_Split-Package_AC | Annual
Any | NE-HVAC-airHP-SpltPkg-135to239kBtuh-12p0eer-3p2cop | EUn | Ex | CZ12 | cDXHP | SWHC013-02 | DEER2020 | D20v1 | 2020-11-09 | Cap-Tons | 1 |  | None | 426 | 0.213 | 0 | 102 | 0.0979 | 0 | [6 empty] | DEER:HVAC_Split-Package_AC | Annual
Any | NE-HVAC-airHP-SpltPkg-135to239kBtuh-12p0eer-3p2cop | EUn | Ex | CZ13 | cDXHP | SWHC013-02 | DEER2020 | D20v1 | 2020-11-09 | Cap-Tons | 1 |  | None | 459 | 0.221 | 0 | 121 | 0.0886 | 0 | [6 empty] | DEER:HVAC_Split-Package_AC | Annual
Any | NE-HVAC-airHP-SpltPkg-135to239kBtuh-12p0eer-3p2cop | EUn | Ex | CZ14 | cDXHP | SWHC013-02 | DEER2020 | D20v1 | 2020-11-09 | Cap-Tons | 1 |  | None | 459 | 0.201 | 0 | 113 | 0.0917 | 0 | [6 empty] | DEER:HVAC_Split-Package_AC | Annual
Any | NE-HVAC-airHP-SpltPkg-135to239kBtuh-12p0eer-3p2cop | EUn | Ex | CZ15 | cDXHP | SWHC013-02 | DEER2020 | D20v1 | 2020-11-09 | Cap-Tons | 1 |  | None | 530 | 0.235 | 0 | 168 | 0.0909 | 0 | [6 empty] | DEER:HVAC_Split-Package_AC | Annual
Any | NE-HVAC-airHP-SpltPkg-135to239kBtuh-12p0eer-3p2cop | EUn | Ex | CZ16 | cDXHP | SWHC013-02 | DEER2020 | D20v1 | 2020-11-09 | Cap-Tons | 1 |  | None | 454 | 0.135 | 0 | 45.8 | 0.0536 | 0 | [6 empty] | DEER:HVAC_Split-Package_AC | Annual
Any | NE-HVAC-airHP-SpltPkg-135to239kBtuh-12p0eer-3p2cop | EUn | New | CZ01 | cDXHP | SWHC013-02 | DEER2020 | D20v1 | 2020-11-09 | Cap-Tons | 1 |  | None | 68.8 | 0.0303 | 11.7 | 10 | 0.0233 | 0 | [6 empty] | DEER:HVAC_Split-Package_AC | Annual
Any | NE-HVAC-airHP-SpltPkg-135to239kBtuh-12p0eer-3p2cop | EUn | New | CZ02 | cDXHP | SWHC013-02 | DEER2020 | D20v1 | 2020-11-09 | Cap-Tons | 1 |  | None | 116 | 0.0805 | 11.3 | 71 | 0.0811 | 0 | [6 empty] | DEER:HVAC_Split-Package_AC | Annual
Any | NE-HVAC-airHP-SpltPkg-135to239kBtuh-12p0eer-3p2cop | EUn | New | CZ03 | cDXHP | SWHC013-02 | DEER2020 | D20v1 | 2020-11-09 | Cap-Tons | 1 |  | None | 90.2 | 0.0376 | 11 | 34.3 | 0.0438 | 0 | [6 empty] | DEER:HVAC_Split-Package_AC | Annual
Any | NE-HVAC-airHP-SpltPkg-135to239kBtuh-12p0eer-3p2cop | EUn | New | CZ04 | cDXHP | SWHC013-02 | DEER2020 | D20v1 | 2020-11-09 | Cap-Tons | 1 |  | None | 121 | 0.0912 | 11.1 | 75.5 | 0.0887 | 0 | [6 empty] | DEER:HVAC_Split-Package_AC | Annual
Any | NE-HVAC-airHP-SpltPkg-135to239kBtuh-12p0eer-3p2cop | EUn | New | CZ05 | cDXHP | SWHC013-02 | DEER2020 | D20v1 | 2020-11-09 | Cap-Tons | 1 |  | None | 92.3 | 0.0377 | 11.3 | 35.4 | 0.0391 | 0 | [6 empty] | DEER:HVAC_Split-Package_AC | Annual
Any | NE-HVAC-airHP-SpltPkg-135to239kBtuh-12p0eer-3p2cop | EUn | New | CZ06 | cDXHP | SWHC013-02 | DEER2020 | D20v1 | 2020-11-09 | Cap-Tons | 1 |  | None | 126 | 0.0721 | 10.6 | 78.9 | 0.0754 | 0 | [6 empty] | DEER:HVAC_Split-Package_AC | Annual
Any | NE-HVAC-airHP-SpltPkg-135to239kBtuh-12p0eer-3p2cop | EUn | New | CZ07 | cDXHP | SWHC013-02 | DEER2020 | D20v1 | 2020-11-09 | Cap-Tons | 1 |  | None | 123 | 0.0646 | 10.8 | 67.6 | 0.0626 | 0 | [6 empty] | DEER:HVAC_Split-Package_AC | Annual
Any | NE-HVAC-airHP-SpltPkg-135to239kBtuh-12p0eer-3p2cop | EUn | New | CZ08 | cDXHP | SWHC013-02 | DEER2020 | D20v1 | 2020-11-09 | Cap-Tons | 1 |  | None | 148 | 0.082 | 11 | 103 | 0.0801 | 0 | [6 empty] | DEER:HVAC_Split-Package_AC | Annual
Any | NE-HVAC-airHP-SpltPkg-135to239kBtuh-12p0eer-3p2cop | EUn | New | CZ09 | cDXHP | SWHC013-02 | DEER2020 | D20v1 | 2020-11-09 | Cap-Tons | 1 |  | None | 115 | 0.0948 | 8.76 | 89.1 | 0.0952 | 0 | [6 empty] | DEER:HVAC_Split-Package_AC | Annual
Any | NE-HVAC-airHP-SpltPkg-135to239kBtuh-12p0eer-3p2cop | EUn | New | CZ10 | cDXHP | SWHC013-02 | DEER2020 | D20v1 | 2020-11-09 | Cap-Tons | 1 |  | None | 134 | 0.109 | 9.51 | 105 | 0.102 | 0 | [6 empty] | DEER:HVAC_Split-Package_AC | Annual
Any | NE-HVAC-airHP-SpltPkg-135to239kBtuh-12p0eer-3p2cop | EUn | New | CZ11 | cDXHP | SWHC013-02 | DEER2020 | D20v1 | 2020-11-09 | Cap-Tons | 1 |  | None | 131 | 0.0901 | 9.83 | 112 | 0.0977 | 0 | [6 empty] | DEER:HVAC_Split-Package_AC | Annual
Any | NE-HVAC-airHP-SpltPkg-135to239kBtuh-12p0eer-3p2cop | EUn | New | CZ12 | cDXHP | SWHC013-02 | DEER2020 | D20v1 | 2020-11-09 | Cap-Tons | 1 |  | None | 130 | 0.0986 | 10.6 | 95.6 | 0.0957 | 0 | [6 empty] | DEER:HVAC_Split-Package_AC | Annual
Any | NE-HVAC-airHP-SpltPkg-135to239kBtuh-12p0eer-3p2cop | EUn | New | CZ13 | cDXHP | SWHC013-02 | DEER2020 | D20v1 | 2020-11-09 | Cap-Tons | 1 |  | None | 136 | 0.0899 | 9.54 | 115 | 0.0863 | 0 | [6 empty] | DEER:HVAC_Split-Package_AC | Annual
Any | NE-HVAC-airHP-SpltPkg-135to239kBtuh-12p0eer-3p2cop | EUn | New | CZ14 | cDXHP | SWHC013-02 | DEER2020 | D20v1 | 2020-11-09 | Cap-Tons | 1 |  | None | 120 | 0.09 | 9.23 | 108 | 0.089 | 0 | [6 empty] | DEER:HVAC_Split-Package_AC | Annual
Any | NE-HVAC-airHP-SpltPkg-135to239kBtuh-12p0eer-3p2cop | EUn | New | CZ15 | cDXHP | SWHC013-02 | DEER2020 | D20v1 | 2020-11-09 | Cap-Tons | 1 |  | None | 164 | 0.0952 | 6.95 | 163 | 0.0898 | 0 | [6 empty] | DEER:HVAC_Split-Package_AC | Annual
Any | NE-HVAC-airHP-SpltPkg-135to239kBtuh-12p0eer-3p2cop | EUn | New | CZ16 | cDXHP | SWHC013-02 | DEER2020 | D20v1 | 2020-11-09 | Cap-Tons | 1 |  | None | 79.7 | 0.0364 | 10.7 | 44.5 | 0.0519 | 0 | [6 empty] | DEER:HVAC_Split-Package_AC | Annual
Any | NE-HVAC-airHP-SpltPkg-135to239kBtuh-12p0eer-3p2cop | Gro | Ex | CZ10 | cDXHP | SWHC013-02 | DEER2020 | D20v1 | 2020-11-09 | Cap-Tons | 1 |  | None | 668 | 0.22 | 0.00034 | 68.4 | 0.0716 | 0 | [6 empty] | DEER:HVAC_Split-Package_AC | Annual
Any | NE-HVAC-airHP-SpltPkg-135to239kBtuh-12p0eer-3p2cop | Gro | Ex | CZ11 | cDXHP | SWHC013-02 | DEER2020 | D20v1 | 2020-11-09 | Cap-Tons | 1 |  | None | 739 | 0.231 | -0.0007 | 76.9 | 0.0788 | 0 | [6 empty] | DEER:HVAC_Split-Package_AC | Annual
Any | NE-HVAC-airHP-SpltPkg-135to239kBtuh-12p0eer-3p2cop | Gro | Ex | CZ12 | cDXHP | SWHC013-02 | DEER2020 | D20v1 | 2020-11-09 | Cap-Tons | 1 |  | None | 701 | 0.226 | 0.00021 | 50.3 | 0.0674 | 0 | [6 empty] | DEER:HVAC_Split-Package_AC | Annual
Any | NE-HVAC-airHP-SpltPkg-135to239kBtuh-12p0eer-3p2cop | Gro | Ex | CZ13 | cDXHP | SWHC013-02 | DEER2020 | D20v1 | 2020-11-09 | Cap-Tons | 1 |  | None | 724 | 0.225 | -0.00135 | 82.9 | 0.0722 | 0 | [6 empty] | DEER:HVAC_Split-Package_AC | Annual
Any | NE-HVAC-airHP-SpltPkg-135to239kBtuh-12p0eer-3p2cop | Gro | Ex | CZ14 | cDXHP | SWHC013-02 | DEER2020 | D20v1 | 2020-11-09 | Cap-Tons | 1 |  | None | 710 | 0.193 | 0.00055 | 74 | 0.0594 | 0 | [6 empty] | DEER:HVAC_Split-Package_AC | Annual
Any | NE-HVAC-airHP-SpltPkg-135to239kBtuh-12p0eer-3p2cop | Gro | Ex | CZ15 | cDXHP | SWHC013-02 | DEER2020 | D20v1 | 2020-11-09 | Cap-Tons | 1 |  | None | 764 | 0.223 | -4e-05 | 136 | 0.068 | 0 | [6 empty] | DEER:HVAC_Split-Package_AC | Annual
Any | NE-HVAC-airHP-SpltPkg-135to239kBtuh-12p0eer-3p2cop | Gro | Ex | CZ16 | cDXHP | SWHC013-02 | DEER2020 | D20v1 | 2020-11-09 | Cap-Tons | 1 |  | None | 1280 | 0.179 | -0.00017 | 31.1 | 0.0526 | 0 | [6 empty] | DEER:HVAC_Split-Package_AC | Annual
Any | NE-HVAC-airHP-SpltPkg-135to239kBtuh-12p0eer-3p2cop | Gro | New | CZ01 | cDXHP | SWHC013-02 | DEER2020 | D20v1 | 2020-11-09 | Cap-Tons | 1 |  | None | -209 | 0.00904 | 0.00074 | -98.9 | 0.0173 | 0.00759 | [6 empty] | DEER:HVAC_Split-Package_AC | Annual
Any | NE-HVAC-airHP-SpltPkg-135to239kBtuh-12p0eer-3p2cop | Gro | New | CZ02 | cDXHP | SWHC013-02 | DEER2020 | D20v1 | 2020-11-09 | Cap-Tons | 1 |  | None | 41.5 | 0.0346 | -0.00086 | 111 | 0.0656 | 0 | [6 empty] | DEER:HVAC_Split-Package_AC | Annual
Any | NE-HVAC-airHP-SpltPkg-135to239kBtuh-12p0eer-3p2cop | Gro | New | CZ03 | cDXHP | SWHC013-02 | DEER2020 | D20v1 | 2020-11-09 | Cap-Tons | 1 |  | None | 19 | 0.0158 | 0.00053 | 87 | 0.0375 | -3e-05 | [6 empty] | DEER:HVAC_Split-Package_AC | Annual
Any | NE-HVAC-airHP-SpltPkg-135to239kBtuh-12p0eer-3p2cop | Gro | New | CZ04 | cDXHP | SWHC013-02 | DEER2020 | D20v1 | 2020-11-09 | Cap-Tons | 1 |  | None | 39 | 0.0299 | -0.00105 | 110 | 0.0616 | 0 | [6 empty] | DEER:HVAC_Split-Package_AC | Annual
Any | NE-HVAC-airHP-SpltPkg-135to239kBtuh-12p0eer-3p2cop | Gro | New | CZ05 | cDXHP | SWHC013-02 | DEER2020 | D20v1 | 2020-11-09 | Cap-Tons | 1 |  | None | -19.9 | 0.0107 | -0.00189 | 61.5 | 0.0236 | -0.00058 | [6 empty] | DEER:HVAC_Split-Package_AC | Annual
Any | NE-HVAC-airHP-SpltPkg-135to239kBtuh-12p0eer-3p2cop | Gro | New | CZ06 | cDXHP | SWHC013-02 | DEER2020 | D20v1 | 2020-11-09 | Cap-Tons | 1 |  | None | 35.2 | 0.0261 | -0.00024 | 109 | 0.0501 | 0 | [6 empty] | DEER:HVAC_Split-Package_AC | Annual
Any | NE-HVAC-airHP-SpltPkg-135to239kBtuh-12p0eer-3p2cop | Gro | New | CZ07 | cDXHP | SWHC013-02 | DEER2020 | D20v1 | 2020-11-09 | Cap-Tons | 1 |  | None | 43.9 | 0.0278 | -0.00014 | 113 | 0.0485 | 0 | [6 empty] | DEER:HVAC_Split-Package_AC | Annual
Any | NE-HVAC-airHP-SpltPkg-135to239kBtuh-12p0eer-3p2cop | Gro | New | CZ08 | cDXHP | SWHC013-02 | DEER2020 | D20v1 | 2020-11-09 | Cap-Tons | 1 |  | None | 52.8 | 0.0265 | 0.00013 | 125 | 0.0546 | 0 | [6 empty] | DEER:HVAC_Split-Package_AC | Annual
Any | NE-HVAC-airHP-SpltPkg-135to239kBtuh-12p0eer-3p2cop | Gro | New | CZ09 | cDXHP | SWHC013-02 | DEER2020 | D20v1 | 2020-11-09 | Cap-Tons | 1 |  | None | 62.1 | 0.041 | 0.00014 | 119 | 0.0671 | 0 | [6 empty] | DEER:HVAC_Split-Package_AC | Annual
Any | NE-HVAC-airHP-SpltPkg-135to239kBtuh-12p0eer-3p2cop | Gro | New | CZ10 | cDXHP | SWHC013-02 | DEER2020 | D20v1 | 2020-11-09 | Cap-Tons | 1 |  | None | 62.7 | 0.0468 | -1e-05 | 135 | 0.0753 | 0 | [6 empty] | DEER:HVAC_Split-Package_AC | Annual
Any | NE-HVAC-airHP-SpltPkg-135to239kBtuh-12p0eer-3p2cop | Gro | New | CZ11 | cDXHP | SWHC013-02 | DEER2020 | D20v1 | 2020-11-09 | Cap-Tons | 1 |  | None | 58.7 | 0.0491 | 0.0007 | 149 | 0.0759 | 0 | [6 empty] | DEER:HVAC_Split-Package_AC | Annual
Any | NE-HVAC-airHP-SpltPkg-135to239kBtuh-12p0eer-3p2cop | Gro | New | CZ12 | cDXHP | SWHC013-02 | DEER2020 | D20v1 | 2020-11-09 | Cap-Tons | 1 |  | None | 64.8 | 0.0451 | 8e-05 | 131 | 0.0699 | 0 | [6 empty] | DEER:HVAC_Split-Package_AC | Annual
Any | NE-HVAC-airHP-SpltPkg-135to239kBtuh-12p0eer-3p2cop | Gro | New | CZ13 | cDXHP | SWHC013-02 | DEER2020 | D20v1 | 2020-11-09 | Cap-Tons | 1 |  | None | 76.5 | 0.0448 | -0.00096 | 153 | 0.0733 | 0 | [6 empty] | DEER:HVAC_Split-Package_AC | Annual
Any | NE-HVAC-airHP-SpltPkg-135to239kBtuh-12p0eer-3p2cop | Gro | New | CZ14 | cDXHP | SWHC013-02 | DEER2020 | D20v1 | 2020-11-09 | Cap-Tons | 1 |  | None | 70.8 | 0.0302 | 0.0011 | 140 | 0.0573 | 0 | [6 empty] | DEER:HVAC_Split-Package_AC | Annual
Any | NE-HVAC-airHP-SpltPkg-135to239kBtuh-12p0eer-3p2cop | Gro | New | CZ15 | cDXHP | SWHC013-02 | DEER2020 | D20v1 | 2020-11-09 | Cap-Tons | 1 |  | None | 98.3 | 0.0422 | 1e-05 | 172 | 0.0671 | 0 | [6 empty] | DEER:HVAC_Split-Package_AC | Annual
Any | NE-HVAC-airHP-SpltPkg-135to239kBtuh-12p0eer-3p2cop | Gro | New | CZ16 | cDXHP | SWHC013-02 | DEER2020 | D20v1 | 2020-11-09 | Cap-Tons | 1 |  | None | -128 | 0.0208 | -0.0002 | -72.2 | 0.0489 | 0 | [6 empty] | DEER:HVAC_Split-Package_AC | Annual
Any | NE-HVAC-airHP-SpltPkg-135to239kBtuh-12p0eer-3p2cop | Hsp | Ex | CZ16 | cDXHP | SWHC013-02 | DEER2020 | D20v1 | 2020-11-09 | Cap-Tons | 1 |  | None | 814 | 0.123 | 0 | 43.8 | 0.0439 | 0 | [6 empty] | DEER:HVAC_Split-Package_AC | Annual
Any | NE-HVAC-airHP-SpltPkg-135to239kBtuh-12p0eer-3p2cop | Hsp | New | CZ01 | cDXHP | SWHC013-02 | DEER2020 | D20v1 | 2020-11-09 | Cap-Tons | 1 |  | None | 221 | 0.0443 | 19.5 | 2.68 | 0.00827 | 0 | [6 empty] | DEER:HVAC_Split-Package_AC | Annual
Any | NE-HVAC-airHP-SpltPkg-135to239kBtuh-12p0eer-3p2cop | Hsp | New | CZ02 | cDXHP | SWHC013-02 | DEER2020 | D20v1 | 2020-11-09 | Cap-Tons | 1 |  | None | 268 | 0.0865 | 19.5 | 47 | 0.0556 | 0 | [6 empty] | DEER:HVAC_Split-Package_AC | Annual
Any | NE-HVAC-airHP-SpltPkg-135to239kBtuh-12p0eer-3p2cop | Hsp | New | CZ03 | cDXHP | SWHC013-02 | DEER2020 | D20v1 | 2020-11-09 | Cap-Tons | 1 |  | None | 244 | 0.0632 | 19.5 | 17.6 | 0.0341 | 0 | [6 empty] | DEER:HVAC_Split-Package_AC | Annual
Any | NE-HVAC-airHP-SpltPkg-135to239kBtuh-12p0eer-3p2cop | Hsp | New | CZ04 | cDXHP | SWHC013-02 | DEER2020 | D20v1 | 2020-11-09 | Cap-Tons | 1 |  | None | 275 | 0.0809 | 19.5 | 52.4 | 0.0506 | 0 | [6 empty] | DEER:HVAC_Split-Package_AC | Annual
Any | NE-HVAC-airHP-SpltPkg-135to239kBtuh-12p0eer-3p2cop | Hsp | New | CZ05 | cDXHP | SWHC013-02 | DEER2020 | D20v1 | 2020-11-09 | Cap-Tons | 1 |  | None | 246 | 0.0518 | 19.5 | 16.4 | 0.0208 | 0 | [6 empty] | DEER:HVAC_Split-Package_AC | Annual
Any | NE-HVAC-airHP-SpltPkg-135to239kBtuh-12p0eer-3p2cop | Hsp | New | CZ06 | cDXHP | SWHC013-02 | DEER2020 | D20v1 | 2020-11-09 | Cap-Tons | 1 |  | None | 292 | 0.0746 | 19.5 | 61.8 | 0.0464 | 0 | [6 empty] | DEER:HVAC_Split-Package_AC | Annual
Any | NE-HVAC-airHP-SpltPkg-135to239kBtuh-12p0eer-3p2cop | Hsp | New | CZ07 | cDXHP | SWHC013-02 | DEER2020 | D20v1 | 2020-11-09 | Cap-Tons | 1 |  | None | 287 | 0.0705 | 19.5 | 53.1 | 0.0383 | 0 | [6 empty] | DEER:HVAC_Split-Package_AC | Annual
Any | NE-HVAC-airHP-SpltPkg-135to239kBtuh-12p0eer-3p2cop | Hsp | New | CZ08 | cDXHP | SWHC013-02 | DEER2020 | D20v1 | 2020-11-09 | Cap-Tons | 1 |  | None | 304 | 0.0759 | 19.5 | 79.1 | 0.0471 | 0 | [6 empty] | DEER:HVAC_Split-Package_AC | Annual
Any | NE-HVAC-airHP-SpltPkg-135to239kBtuh-12p0eer-3p2cop | Hsp | New | CZ09 | cDXHP | SWHC013-02 | DEER2020 | D20v1 | 2020-11-09 | Cap-Tons | 1 |  | None | 313 | 0.106 | 19.5 | 90.5 | 0.0668 | 0 | [6 empty] | DEER:HVAC_Split-Package_AC | Annual
Any | NE-HVAC-airHP-SpltPkg-135to239kBtuh-12p0eer-3p2cop | Hsp | New | CZ10 | cDXHP | SWHC013-02 | DEER2020 | D20v1 | 2020-11-09 | Cap-Tons | 1 |  | None | 315 | 0.107 | 19.5 | 95.3 | 0.0656 | 0 | [6 empty] | DEER:HVAC_Split-Package_AC | Annual
Any | NE-HVAC-airHP-SpltPkg-135to239kBtuh-12p0eer-3p2cop | Hsp | New | CZ11 | cDXHP | SWHC013-02 | DEER2020 | D20v1 | 2020-11-09 | Cap-Tons | 1 |  | None | 315 | 0.105 | 19.5 | 104 | 0.0738 | 0 | [6 empty] | DEER:HVAC_Split-Package_AC | Annual
Any | NE-HVAC-airHP-SpltPkg-135to239kBtuh-12p0eer-3p2cop | Hsp | New | CZ12 | cDXHP | SWHC013-02 | DEER2020 | D20v1 | 2020-11-09 | Cap-Tons | 1 |  | None | 291 | 0.107 | 19.5 | 76.2 | 0.0661 | 0 | [6 empty] | DEER:HVAC_Split-Package_AC | Annual
Any | NE-HVAC-airHP-SpltPkg-135to239kBtuh-12p0eer-3p2cop | Hsp | New | CZ13 | cDXHP | SWHC013-02 | DEER2020 | D20v1 | 2020-11-09 | Cap-Tons | 1 |  | None | 322 | 0.11 | 19.5 | 111 | 0.0666 | 0 | [6 empty] | DEER:HVAC_Split-Package_AC | Annual
Any | NE-HVAC-airHP-SpltPkg-135to239kBtuh-12p0eer-3p2cop | Hsp | New | CZ14 | cDXHP | SWHC013-02 | DEER2020 | D20v1 | 2020-11-09 | Cap-Tons | 1 |  | None | 311 | 0.0863 | 19.5 | 104 | 0.0611 | 0 | [6 empty] | DEER:HVAC_Split-Package_AC | Annual
Any | NE-HVAC-airHP-SpltPkg-135to239kBtuh-12p0eer-3p2cop | Hsp | New | CZ15 | cDXHP | SWHC013-02 | DEER2020 | D20v1 | 2020-11-09 | Cap-Tons | 1 |  | None | 415 | 0.117 | 18.6 | 206 | 0.0781 | 0 | [6 empty] | DEER:HVAC_Split-Package_AC | Annual
Any | NE-HVAC-airHP-SpltPkg-135to239kBtuh-12p0eer-3p2cop | Hsp | New | CZ16 | cDXHP | SWHC013-02 | DEER2020 | D20v1 | 2020-11-09 | Cap-Tons | 1 |  | None | 247 | 0.0606 | 19.5 | 35.4 | 0.0381 | 0 | [6 empty] | DEER:HVAC_Split-Package_AC | Annual
Any | NE-HVAC-airHP-SpltPkg-135to239kBtuh-12p0eer-3p2cop | Htl | New | CZ06 | cDXHP | SWHC013-02 | DEER2020 | D20v1 | 2020-11-09 | Cap-Tons | 1 |  | None | 9540 | 1.63 | 104 | 77.8 | 0.069 | 0 | [6 empty] | DEER:HVAC_Split-Package_AC | Annual
Any | NE-HVAC-airHP-SpltPkg-135to239kBtuh-12p0eer-3p2cop | Htl | New | CZ07 | cDXHP | SWHC013-02 | DEER2020 | D20v1 | 2020-11-09 | Cap-Tons | 1 |  | None | 9710 | 1.62 | 105 | 63.6 | 0.0513 | 0 | [6 empty] | DEER:HVAC_Split-Package_AC | Annual
Any | NE-HVAC-airHP-SpltPkg-135to239kBtuh-12p0eer-3p2cop | Htl | New | CZ08 | cDXHP | SWHC013-02 | DEER2020 | D20v1 | 2020-11-09 | Cap-Tons | 1 |  | None | 11100 | 1.86 | 117 | 119 | 0.0743 | 0 | [6 empty] | DEER:HVAC_Split-Package_AC | Annual
Any | NE-HVAC-airHP-SpltPkg-135to239kBtuh-12p0eer-3p2cop | Htl | New | CZ09 | cDXHP | SWHC013-02 | DEER2020 | D20v1 | 2020-11-09 | Cap-Tons | 1 |  | None | 8130 | 1.5 | 87 | 108 | 0.0939 | 0 | [6 empty] | DEER:HVAC_Split-Package_AC | Annual
Any | NE-HVAC-airHP-SpltPkg-135to239kBtuh-12p0eer-3p2cop | Htl | New | CZ10 | cDXHP | SWHC013-02 | DEER2020 | D20v1 | 2020-11-09 | Cap-Tons | 1 |  | None | 9010 | 1.66 | 95.9 | 129 | 0.0994 | 0 | [6 empty] | DEER:HVAC_Split-Package_AC | Annual
Any | NE-HVAC-airHP-SpltPkg-135to239kBtuh-12p0eer-3p2cop | Htl | New | CZ11 | cDXHP | SWHC013-02 | DEER2020 | D20v1 | 2020-11-09 | Cap-Tons | 1 |  | None | 8280 | 1.56 | 90 | 138 | 0.111 | 0 | [6 empty] | DEER:HVAC_Split-Package_AC | Annual
Any | NE-HVAC-airHP-SpltPkg-135to239kBtuh-12p0eer-3p2cop | Htl | New | CZ12 | cDXHP | SWHC013-02 | DEER2020 | D20v1 | 2020-11-09 | Cap-Tons | 1 |  | None | 9170 | 1.76 | 100 | 109 | 0.109 | 0 | [6 empty] | DEER:HVAC_Split-Package_AC | Annual
Any | NE-HVAC-airHP-SpltPkg-135to239kBtuh-12p0eer-3p2cop | Htl | New | CZ13 | cDXHP | SWHC013-02 | DEER2020 | D20v1 | 2020-11-09 | Cap-Tons | 1 |  | None | 8100 | 1.53 | 87.3 | 142 | 0.0966 | 0 | [6 empty] | DEER:HVAC_Split-Package_AC | Annual
Any | NE-HVAC-airHP-SpltPkg-135to239kBtuh-12p0eer-3p2cop | Htl | New | CZ14 | cDXHP | SWHC013-02 | DEER2020 | D20v1 | 2020-11-09 | Cap-Tons | 1 |  | None | 8010 | 1.47 | 87.6 | 136 | 0.0868 | 0 | [6 empty] | DEER:HVAC_Split-Package_AC | Annual
Any | NE-HVAC-airHP-SpltPkg-135to239kBtuh-12p0eer-3p2cop | Htl | New | CZ15 | cDXHP | SWHC013-02 | DEER2020 | D20v1 | 2020-11-09 | Cap-Tons | 1 |  | None | 6720 | 1.21 | 66.8 | 226 | 0.0934 | 0 | [6 empty] | DEER:HVAC_Split-Package_AC | Annual
Any | NE-HVAC-airHP-SpltPkg-135to239kBtuh-12p0eer-3p2cop | Htl | New | CZ16 | cDXHP | SWHC013-02 | DEER2020 | D20v1 | 2020-11-09 | Cap-Tons | 1 |  | None | 8800 | 1.59 | 105 | 50.4 | 0.0593 | 0 | [6 empty] | DEER:HVAC_Split-Package_AC | Annual
Any | NE-HVAC-airHP-SpltPkg-135to239kBtuh-12p0eer-3p2cop | MBT | Ex | CZ01 | cDXHP | SWHC013-02 | DEER2020 | D20v1 | 2020-11-09 | Cap-Tons | 1 |  | None | 332 | 0.0734 | 0 | 17.4 | 0.0129 | 0 | [6 empty] | DEER:HVAC_Split-Package_AC | Annual
Any | NE-HVAC-airHP-SpltPkg-135to239kBtuh-12p0eer-3p2cop | MBT | Ex | CZ02 | cDXHP | SWHC013-02 | DEER2020 | D20v1 | 2020-11-09 | Cap-Tons | 1 |  | None | 407 | 0.198 | 0 | 67.7 | 0.0642 | 0 | [6 empty] | DEER:HVAC_Split-Package_AC | Annual
Any | NE-HVAC-airHP-SpltPkg-135to239kBtuh-12p0eer-3p2cop | MBT | Ex | CZ03 | cDXHP | SWHC013-02 | DEER2020 | D20v1 | 2020-11-09 | Cap-Tons | 1 |  | None | 305 | 0.141 | 0 | 42.3 | 0.0375 | 0 | [6 empty] | DEER:HVAC_Split-Package_AC | Annual
Any | NE-HVAC-airHP-SpltPkg-135to239kBtuh-12p0eer-3p2cop | MBT | Ex | CZ04 | cDXHP | SWHC013-02 | DEER2020 | D20v1 | 2020-11-09 | Cap-Tons | 1 |  | None | 376 | 0.184 | 0 | 75.8 | 0.0562 | 0 | [6 empty] | DEER:HVAC_Split-Package_AC | Annual
Any | NE-HVAC-airHP-SpltPkg-135to239kBtuh-12p0eer-3p2cop | MBT | Ex | CZ05 | cDXHP | SWHC013-02 | DEER2020 | D20v1 | 2020-11-09 | Cap-Tons | 1 |  | None | 298 | 0.0987 | 0 | 45.6 | 0.0255 | 0 | [6 empty] | DEER:HVAC_Split-Package_AC | Annual
Any | NE-HVAC-airHP-SpltPkg-135to239kBtuh-12p0eer-3p2cop | MBT | Ex | CZ06 | cDXHP | SWHC013-02 | DEER2020 | D20v1 | 2020-11-09 | Cap-Tons | 1 |  | None | 347 | 0.152 | 0 | 83.9 | 0.0489 | 0 | [6 empty] | DEER:HVAC_Split-Package_AC | Annual
Any | NE-HVAC-airHP-SpltPkg-135to239kBtuh-12p0eer-3p2cop | MBT | Ex | CZ07 | cDXHP | SWHC013-02 | DEER2020 | D20v1 | 2020-11-09 | Cap-Tons | 1 |  | None | 300 | 0.133 | 0 | 73.8 | 0.0389 | 0 | [6 empty] | DEER:HVAC_Split-Package_AC | Annual
Any | NE-HVAC-airHP-SpltPkg-135to239kBtuh-12p0eer-3p2cop | MBT | Ex | CZ08 | cDXHP | SWHC013-02 | DEER2020 | D20v1 | 2020-11-09 | Cap-Tons | 1 |  | None | 388 | 0.166 | 0 | 97.5 | 0.0493 | 0 | [6 empty] | DEER:HVAC_Split-Package_AC | Annual
Any | NE-HVAC-airHP-SpltPkg-135to239kBtuh-12p0eer-3p2cop | MBT | Ex | CZ09 | cDXHP | SWHC013-02 | DEER2020 | D20v1 | 2020-11-09 | Cap-Tons | 1 |  | None | 422 | 0.202 | 0 | 85.1 | 0.0619 | 0 | [6 empty] | DEER:HVAC_Split-Package_AC | Annual
Any | NE-HVAC-airHP-SpltPkg-135to239kBtuh-12p0eer-3p2cop | MBT | Ex | CZ10 | cDXHP | SWHC013-02 | DEER2020 | D20v1 | 2020-11-09 | Cap-Tons | 1 |  | None | 438 | 0.211 | 0 | 98 | 0.0648 | 0 | [6 empty] | DEER:HVAC_Split-Package_AC | Annual
Any | NE-HVAC-airHP-SpltPkg-135to239kBtuh-12p0eer-3p2cop | MBT | Ex | CZ11 | cDXHP | SWHC013-02 | DEER2020 | D20v1 | 2020-11-09 | Cap-Tons | 1 |  | None | 475 | 0.212 | 0 | 88.6 | 0.0716 | 0 | [6 empty] | DEER:HVAC_Split-Package_AC | Annual
Any | NE-HVAC-airHP-SpltPkg-135to239kBtuh-12p0eer-3p2cop | MBT | Ex | CZ12 | cDXHP | SWHC013-02 | DEER2020 | D20v1 | 2020-11-09 | Cap-Tons | 1 |  | None | 444 | 0.214 | 0 | 77.9 | 0.0674 | 0 | [6 empty] | DEER:HVAC_Split-Package_AC | Annual
Any | NE-HVAC-airHP-SpltPkg-135to239kBtuh-12p0eer-3p2cop | MBT | Ex | CZ13 | cDXHP | SWHC013-02 | DEER2020 | D20v1 | 2020-11-09 | Cap-Tons | 1 |  | None | 479 | 0.218 | 0 | 93.5 | 0.0635 | 0 | [6 empty] | DEER:HVAC_Split-Package_AC | Annual
Any | NE-HVAC-airHP-SpltPkg-135to239kBtuh-12p0eer-3p2cop | MBT | Ex | CZ14 | cDXHP | SWHC013-02 | DEER2020 | D20v1 | 2020-11-09 | Cap-Tons | 1 |  | None | 491 | 0.2 | 0 | 92.6 | 0.0593 | 0 | [6 empty] | DEER:HVAC_Split-Package_AC | Annual
Any | NE-HVAC-airHP-SpltPkg-135to239kBtuh-12p0eer-3p2cop | MBT | Ex | CZ15 | cDXHP | SWHC013-02 | DEER2020 | D20v1 | 2020-11-09 | Cap-Tons | 1 |  | None | 551 | 0.218 | 0 | 140 | 0.0635 | 0 | [6 empty] | DEER:HVAC_Split-Package_AC | Annual
Any | NE-HVAC-airHP-SpltPkg-135to239kBtuh-12p0eer-3p2cop | MBT | Ex | CZ16 | cDXHP | SWHC013-02 | DEER2020 | D20v1 | 2020-11-09 | Cap-Tons | 1 |  | None | 491 | 0.149 | 0 | 47.8 | 0.0428 | 0 | [6 empty] | DEER:HVAC_Split-Package_AC | Annual
Any | NE-HVAC-airHP-SpltPkg-240to759kBtuh-10p5eer-3p2cop | Htl | New | CZ08 | cDXHP | SWHC013-02 | DEER2020 | D20v1 | 2020-11-09 | Cap-Tons | 1 |  | None | 10700 | 1.75 | 116 | 119 | 0.0747 | 0 | [6 empty] | DEER:HVAC_Split-Package_AC | Annual
Any | NE-HVAC-airHP-SpltPkg-240to759kBtuh-10p5eer-3p2cop | Asm | Ex | CZ05 | cDXHP | SWHC013-02 | DEER2020 | D20v1 | 2020-11-09 | Cap-Tons | 1 |  | None | 219 | 0.0437 | 0 | 37.5 | 0.0328 | 0 | [6 empty] | DEER:HVAC_Split-Package_AC | Annual
Any | NE-HVAC-airHP-SpltPkg-240to759kBtuh-10p5eer-3p2cop | Asm | Ex | CZ06 | cDXHP | SWHC013-02 | DEER2020 | D20v1 | 2020-11-09 | Cap-Tons | 1 |  | None | 206 | 0.0598 | 0 | 84.2 | 0.0718 | 0 | [6 empty] | DEER:HVAC_Split-Package_AC | Annual
Any | NE-HVAC-airHP-SpltPkg-240to759kBtuh-10p5eer-3p2cop | Asm | Ex | CZ07 | cDXHP | SWHC013-02 | DEER2020 | D20v1 | 2020-11-09 | Cap-Tons | 1 |  | None | 159 | 0.0527 | 0 | 71.2 | 0.0567 | 0 | [6 empty] | DEER:HVAC_Split-Package_AC | Annual
Any | NE-HVAC-airHP-SpltPkg-240to759kBtuh-10p5eer-3p2cop | Asm | Ex | CZ08 | cDXHP | SWHC013-02 | DEER2020 | D20v1 | 2020-11-09 | Cap-Tons | 1 |  | None | 198 | 0.0522 | 0 | 118 | 0.0791 | 0 | [6 empty] | DEER:HVAC_Split-Package_AC | Annual
Any | NE-HVAC-airHP-SpltPkg-240to759kBtuh-10p5eer-3p2cop | Asm | Ex | CZ09 | cDXHP | SWHC013-02 | DEER2020 | D20v1 | 2020-11-09 | Cap-Tons | 1 |  | None | 269 | 0.078 | 0 | 105 | 0.0963 | 0 | [6 empty] | DEER:HVAC_Split-Package_AC | Annual
Any | NE-HVAC-airHP-SpltPkg-240to759kBtuh-10p5eer-3p2cop | Asm | Ex | CZ10 | cDXHP | SWHC013-02 | DEER2020 | D20v1 | 2020-11-09 | Cap-Tons | 1 |  | None | 279 | 0.0551 | 0 | 127 | 0.109 | 0 | [6 empty] | DEER:HVAC_Split-Package_AC | Annual
Any | NE-HVAC-airHP-SpltPkg-240to759kBtuh-10p5eer-3p2cop | Asm | Ex | CZ11 | cDXHP | SWHC013-02 | DEER2020 | D20v1 | 2020-11-09 | Cap-Tons | 1 |  | None | 369 | 0.0605 | 0 | 124 | 0.113 | 0 | [6 empty] | DEER:HVAC_Split-Package_AC | Annual
Any | NE-HVAC-airHP-SpltPkg-240to759kBtuh-10p5eer-3p2cop | Asm | Ex | CZ12 | cDXHP | SWHC013-02 | DEER2020 | D20v1 | 2020-11-09 | Cap-Tons | 1 |  | None | 323 | 0.0437 | 0 | 108 | 0.119 | 0 | [6 empty] | DEER:HVAC_Split-Package_AC | Annual
Any | NE-HVAC-airHP-SpltPkg-240to759kBtuh-10p5eer-3p2cop | Asm | Ex | CZ13 | cDXHP | SWHC013-02 | DEER2020 | D20v1 | 2020-11-09 | Cap-Tons | 1 |  | None | 357 | 0.0745 | 0 | 130 | 0.106 | 0 | [6 empty] | DEER:HVAC_Split-Package_AC | Annual
Any | NE-HVAC-airHP-SpltPkg-240to759kBtuh-10p5eer-3p2cop | Asm | Ex | CZ14 | cDXHP | SWHC013-02 | DEER2020 | D20v1 | 2020-11-09 | Cap-Tons | 1 |  | None | 369 | 0.0788 | 0 | 125 | 0.0921 | 0 | [6 empty] | DEER:HVAC_Split-Package_AC | Annual
Any | NE-HVAC-airHP-SpltPkg-240to759kBtuh-10p5eer-3p2cop | Asm | Ex | CZ15 | cDXHP | SWHC013-02 | DEER2020 | D20v1 | 2020-11-09 | Cap-Tons | 1 |  | None | 358 | 0.112 | 0 | 186 | 0.0942 | 0 | [6 empty] | DEER:HVAC_Split-Package_AC | Annual
Any | NE-HVAC-airHP-SpltPkg-240to759kBtuh-10p5eer-3p2cop | Asm | Ex | CZ16 | cDXHP | SWHC013-02 | DEER2020 | D20v1 | 2020-11-09 | Cap-Tons | 1 |  | None | 450 | 0.0598 | 0 | 50.6 | 0.0648 | 0 | [6 empty] | DEER:HVAC_Split-Package_AC | Annual
Any | NE-HVAC-airHP-SpltPkg-240to759kBtuh-10p5eer-3p2cop | Asm | New | CZ01 | cDXHP | SWHC013-02 | DEER2020 | D20v1 | 2020-11-09 | Cap-Tons | 1 |  | None | -131 | -0.0399 | 0 | 7.13 | 0.016 | 0 | [6 empty] | DEER:HVAC_Split-Package_AC | Annual
Any | NE-HVAC-airHP-SpltPkg-240to759kBtuh-10p5eer-3p2cop | Asm | New | CZ02 | cDXHP | SWHC013-02 | DEER2020 | D20v1 | 2020-11-09 | Cap-Tons | 1 |  | None | -127 | -0.0542 | 0 | 92.6 | 0.11 | 0 | [6 empty] | DEER:HVAC_Split-Package_AC | Annual
Any | NE-HVAC-airHP-SpltPkg-240to759kBtuh-10p5eer-3p2cop | Asm | New | CZ03 | cDXHP | SWHC013-02 | DEER2020 | D20v1 | 2020-11-09 | Cap-Tons | 1 |  | None | -98.1 | -0.022 | 0 | 31.3 | 0.0528 | 0 | [6 empty] | DEER:HVAC_Split-Package_AC | Annual
Any | NE-HVAC-airHP-SpltPkg-240to759kBtuh-10p5eer-3p2cop | Asm | New | CZ04 | cDXHP | SWHC013-02 | DEER2020 | D20v1 | 2020-11-09 | Cap-Tons | 1 |  | None | -131 | -0.0481 | 0 | 101 | 0.0965 | 0 | [6 empty] | DEER:HVAC_Split-Package_AC | Annual
Any | NE-HVAC-airHP-SpltPkg-240to759kBtuh-10p5eer-3p2cop | Asm | New | CZ05 | cDXHP | SWHC013-02 | DEER2020 | D20v1 | 2020-11-09 | Cap-Tons | 1 |  | None | -166 | -0.0484 | 0 | 34.1 | 0.0341 | 0 | [6 empty] | DEER:HVAC_Split-Package_AC | Annual
Any | NE-HVAC-airHP-SpltPkg-240to759kBtuh-10p5eer-3p2cop | Asm | New | CZ06 | cDXHP | SWHC013-02 | DEER2020 | D20v1 | 2020-11-09 | Cap-Tons | 1 |  | None | -109 | -0.0261 | 0 | 78.5 | 0.0755 | 0 | [6 empty] | DEER:HVAC_Split-Package_AC | Annual
Any | NE-HVAC-airHP-SpltPkg-240to759kBtuh-10p5eer-3p2cop | Asm | New | CZ07 | cDXHP | SWHC013-02 | DEER2020 | D20v1 | 2020-11-09 | Cap-Tons | 1 |  | None | -114 | -0.0276 | 0 | 63.3 | 0.0586 | 0 | [6 empty] | DEER:HVAC_Split-Package_AC | Annual
Any | NE-HVAC-airHP-SpltPkg-240to759kBtuh-10p5eer-3p2cop | Asm | New | CZ08 | cDXHP | SWHC013-02 | DEER2020 | D20v1 | 2020-11-09 | Cap-Tons | 1 |  | None | -109 | -0.0388 | 0 | 110 | 0.0815 | 0 | [6 empty] | DEER:HVAC_Split-Package_AC | Annual
Any | NE-HVAC-airHP-SpltPkg-240to759kBtuh-10p5eer-3p2cop | Asm | New | CZ09 | cDXHP | SWHC013-02 | DEER2020 | D20v1 | 2020-11-09 | Cap-Tons | 1 |  | None | -108 | -0.029 | 0 | 101 | 0.0989 | 0 | [6 empty] | DEER:HVAC_Split-Package_AC | Annual
Any | NE-HVAC-airHP-SpltPkg-240to759kBtuh-10p5eer-3p2cop | Asm | New | CZ10 | cDXHP | SWHC013-02 | DEER2020 | D20v1 | 2020-11-09 | Cap-Tons | 1 |  | None | -124 | -0.0459 | 0 | 124 | 0.11 | 0 | [6 empty] | DEER:HVAC_Split-Package_AC | Annual
Any | NE-HVAC-airHP-SpltPkg-240to759kBtuh-10p5eer-3p2cop | Asm | New | CZ11 | cDXHP | SWHC013-02 | DEER2020 | D20v1 | 2020-11-09 | Cap-Tons | 1 |  | None | -125 | -0.0609 | 0 | 121 | 0.11 | 0 | [6 empty] | DEER:HVAC_Split-Package_AC | Annual
Any | NE-HVAC-airHP-SpltPkg-240to759kBtuh-10p5eer-3p2cop | Asm | New | CZ12 | cDXHP | SWHC013-02 | DEER2020 | D20v1 | 2020-11-09 | Cap-Tons | 1 |  | None | -121 | -0.0508 | 0 | 104 | 0.116 | 0 | [6 empty] | DEER:HVAC_Split-Package_AC | Annual
Any | NE-HVAC-airHP-SpltPkg-240to759kBtuh-10p5eer-3p2cop | Asm | New | CZ13 | cDXHP | SWHC013-02 | DEER2020 | D20v1 | 2020-11-09 | Cap-Tons | 1 |  | None | -129 | -0.0464 | 0 | 127 | 0.104 | 0 | [6 empty] | DEER:HVAC_Split-Package_AC | Annual
Any | NE-HVAC-airHP-SpltPkg-240to759kBtuh-10p5eer-3p2cop | Asm | New | CZ14 | cDXHP | SWHC013-02 | DEER2020 | D20v1 | 2020-11-09 | Cap-Tons | 1 |  | None | -133 | -0.0628 | 0 | 123 | 0.0896 | 0 | [6 empty] | DEER:HVAC_Split-Package_AC | Annual
Any | NE-HVAC-airHP-SpltPkg-240to759kBtuh-10p5eer-3p2cop | Asm | New | CZ15 | cDXHP | SWHC013-02 | DEER2020 | D20v1 | 2020-11-09 | Cap-Tons | 1 |  | None | -129 | -0.0661 | 0 | 188 | 0.0959 | 0 | [6 empty] | DEER:HVAC_Split-Package_AC | Annual
Any | NE-HVAC-airHP-SpltPkg-240to759kBtuh-10p5eer-3p2cop | Asm | New | CZ16 | cDXHP | SWHC013-02 | DEER2020 | D20v1 | 2020-11-09 | Cap-Tons | 1 |  | None | -85.6 | -0.053 | 0 | 50.4 | 0.0652 | 0 | [6 empty] | DEER:HVAC_Split-Package_AC | Annual
Any | NE-HVAC-airHP-SpltPkg-240to759kBtuh-10p5eer-3p2cop | Com | Ex | CZ11 | cDXHP | SWHC013-02 | DEER2020 | D20v1 | 2020-11-09 | Cap-Tons | 1 |  | None | 305 | 0.0637 | -7e-05 | 104 | 0.0782 | 0 | [6 empty] | DEER:HVAC_Split-Package_AC | Annual
Any | NE-HVAC-airHP-SpltPkg-240to759kBtuh-10p5eer-3p2cop | Com | Ex | CZ12 | cDXHP | SWHC013-02 | DEER2020 | D20v1 | 2020-11-09 | Cap-Tons | 1 |  | None | 265 | 0.0537 | -2e-05 | 87.5 | 0.0719 | 0 | [6 empty] | DEER:HVAC_Split-Package_AC | Annual
Any | NE-HVAC-airHP-SpltPkg-240to759kBtuh-10p5eer-3p2cop | Com | Ex | CZ13 | cDXHP | SWHC013-02 | DEER2020 | D20v1 | 2020-11-09 | Cap-Tons | 1 |  | None | 291 | 0.0669 | 2e-05 | 110 | 0.0689 | 0 | [6 empty] | DEER:HVAC_Split-Package_AC | Annual
Any | NE-HVAC-airHP-SpltPkg-240to759kBtuh-10p5eer-3p2cop | Com | Ex | CZ14 | cDXHP | SWHC013-02 | DEER2020 | D20v1 | 2020-11-09 | Cap-Tons | 1 |  | None | 297 | 0.0728 | 0.00014 | 110 | 0.0718 | 0 | [6 empty] | DEER:HVAC_Split-Package_AC | Annual
Any | NE-HVAC-airHP-SpltPkg-240to759kBtuh-10p5eer-3p2cop | Com | Ex | CZ15 | cDXHP | SWHC013-02 | DEER2020 | D20v1 | 2020-11-09 | Cap-Tons | 1 |  | None | 308 | 0.0886 | 1e-05 | 180 | 0.0772 | 0 | [6 empty] | DEER:HVAC_Split-Package_AC | Annual
Any | NE-HVAC-airHP-SpltPkg-240to759kBtuh-10p5eer-3p2cop | Com | Ex | CZ16 | cDXHP | SWHC013-02 | DEER2020 | D20v1 | 2020-11-09 | Cap-Tons | 1 |  | None | 388 | 0.0544 | 8e-05 | 44.2 | 0.0431 | 0 | [6 empty] | DEER:HVAC_Split-Package_AC | Annual
Any | NE-HVAC-airHP-SpltPkg-240to759kBtuh-10p5eer-3p2cop | Com | New | CZ01 | cDXHP | SWHC013-02 | DEER2020 | D20v1 | 2020-11-09 | Cap-Tons | 1 |  | None | 739 | 0.0982 | 26 | 10.1 | 0.0138 | 5e-05 | [6 empty] | DEER:HVAC_Split-Package_AC | Annual
Any | NE-HVAC-airHP-SpltPkg-240to759kBtuh-10p5eer-3p2cop | Com | New | CZ02 | cDXHP | SWHC013-02 | DEER2020 | D20v1 | 2020-11-09 | Cap-Tons | 1 |  | None | 417 | 0.0588 | 18.5 | 68.6 | 0.0657 | 0 | [6 empty] | DEER:HVAC_Split-Package_AC | Annual
Any | NE-HVAC-airHP-SpltPkg-240to759kBtuh-10p5eer-3p2cop | Com | New | CZ03 | cDXHP | SWHC013-02 | DEER2020 | D20v1 | 2020-11-09 | Cap-Tons | 1 |  | None | 275 | 0.0375 | 16 | 37 | 0.034 | -5e-05 | [6 empty] | DEER:HVAC_Split-Package_AC | Annual
Any | NE-HVAC-airHP-SpltPkg-240to759kBtuh-10p5eer-3p2cop | Com | New | CZ04 | cDXHP | SWHC013-02 | DEER2020 | D20v1 | 2020-11-09 | Cap-Tons | 1 |  | None | 277 | 0.0378 | 12.9 | 73.9 | 0.056 | 0 | [6 empty] | DEER:HVAC_Split-Package_AC | Annual
Any | NE-HVAC-airHP-SpltPkg-240to759kBtuh-10p5eer-3p2cop | Com | New | CZ05 | cDXHP | SWHC013-02 | DEER2020 | D20v1 | 2020-11-09 | Cap-Tons | 1 |  | None | 838 | 0.123 | 23.4 | 38.9 | 0.028 | 1e-05 | [6 empty] | DEER:HVAC_Split-Package_AC | Annual
Any | NE-HVAC-airHP-SpltPkg-240to759kBtuh-10p5eer-3p2cop | Com | New | CZ06 | cDXHP | SWHC013-02 | DEER2020 | D20v1 | 2020-11-09 | Cap-Tons | 1 |  | None | 573 | 0.0935 | 34.2 | 86.4 | 0.0569 | 0 | [6 empty] | DEER:HVAC_Split-Package_AC | Annual
Any | NE-HVAC-airHP-SpltPkg-240to759kBtuh-10p5eer-3p2cop | Com | New | CZ07 | cDXHP | SWHC013-02 | DEER2020 | D20v1 | 2020-11-09 | Cap-Tons | 1 |  | None | 713 | 0.113 | 22.2 | 74.8 | 0.0445 | 0 | [6 empty] | DEER:HVAC_Split-Package_AC | Annual
Any | NE-HVAC-airHP-SpltPkg-240to759kBtuh-10p5eer-3p2cop | Com | New | CZ08 | cDXHP | SWHC013-02 | DEER2020 | D20v1 | 2020-11-09 | Cap-Tons | 1 |  | None | 371 | 0.0565 | 28.4 | 97 | 0.0555 | 0 | [6 empty] | DEER:HVAC_Split-Package_AC | Annual
Any | NE-HVAC-airHP-SpltPkg-240to759kBtuh-10p5eer-3p2cop | Com | New | CZ09 | cDXHP | SWHC013-02 | DEER2020 | D20v1 | 2020-11-09 | Cap-Tons | 1 |  | None | 341 | 0.0625 | 20.5 | 89.4 | 0.0668 | 0 | [6 empty] | DEER:HVAC_Split-Package_AC | Annual
Any | NE-HVAC-airHP-SpltPkg-240to759kBtuh-10p5eer-3p2cop | Com | New | CZ10 | cDXHP | SWHC013-02 | DEER2020 | D20v1 | 2020-11-09 | Cap-Tons | 1 |  | None | 151 | 0.0171 | 18.2 | 95.2 | 0.0731 | 0 | [6 empty] | DEER:HVAC_Split-Package_AC | Annual
Any | NE-HVAC-airHP-SpltPkg-240to759kBtuh-10p5eer-3p2cop | Com | New | CZ11 | cDXHP | SWHC013-02 | DEER2020 | D20v1 | 2020-11-09 | Cap-Tons | 1 |  | None | 147 | 0.0228 | 11.2 | 98.5 | 0.0723 | 0 | [6 empty] | DEER:HVAC_Split-Package_AC | Annual
Any | NE-HVAC-airHP-SpltPkg-240to759kBtuh-10p5eer-3p2cop | Com | New | CZ12 | cDXHP | SWHC013-02 | DEER2020 | D20v1 | 2020-11-09 | Cap-Tons | 1 |  | None | 174 | 0.0199 | 11.4 | 81.6 | 0.0674 | 0 | [6 empty] | DEER:HVAC_Split-Package_AC | Annual
Any | NE-HVAC-airHP-SpltPkg-240to759kBtuh-10p5eer-3p2cop | Com | New | CZ13 | cDXHP | SWHC013-02 | DEER2020 | D20v1 | 2020-11-09 | Cap-Tons | 1 |  | None | 109 | 0.0151 | 10.5 | 104 | 0.0645 | 0 | [6 empty] | DEER:HVAC_Split-Package_AC | Annual
Any | NE-HVAC-airHP-SpltPkg-240to759kBtuh-10p5eer-3p2cop | Com | New | CZ14 | cDXHP | SWHC013-02 | DEER2020 | D20v1 | 2020-11-09 | Cap-Tons | 1 |  | None | 391 | 0.0572 | 24.6 | 107 | 0.0672 | 0 | [6 empty] | DEER:HVAC_Split-Package_AC | Annual
Any | NE-HVAC-airHP-SpltPkg-240to759kBtuh-10p5eer-3p2cop | Com | New | CZ15 | cDXHP | SWHC013-02 | DEER2020 | D20v1 | 2020-11-09 | Cap-Tons | 1 |  | None | 498 | 0.0868 | 16.4 | 168 | 0.0727 | 0 | [6 empty] | DEER:HVAC_Split-Package_AC | Annual
Any | NE-HVAC-airHP-SpltPkg-240to759kBtuh-10p5eer-3p2cop | Com | New | CZ16 | cDXHP | SWHC013-02 | DEER2020 | D20v1 | 2020-11-09 | Cap-Tons | 1 |  | None | 646 | 0.0798 | 26.3 | 39.7 | 0.0422 | 0 | [6 empty] | DEER:HVAC_Split-Package_AC | Annual
Any | NE-HVAC-airHP-SpltPkg-240to759kBtuh-10p5eer-3p2cop | ECC | New | CZ01 | cDXHP | SWHC013-02 | DEER2020 | D20v1 | 2020-11-09 | Cap-Tons | 1 |  | None | 30.3 | -0.0123 | 9.3 | 8.67 | 0.0217 | 0 | [6 empty] | DEER:HVAC_Split-Package_AC | Annual
Any | NE-HVAC-airHP-SpltPkg-240to759kBtuh-10p5eer-3p2cop | ECC | New | CZ02 | cDXHP | SWHC013-02 | DEER2020 | D20v1 | 2020-11-09 | Cap-Tons | 1 |  | None | -2.43 | -0.0111 | 8.56 | 59 | 0.061 | 0 | [6 empty] | DEER:HVAC_Split-Package_AC | Annual
Any | NE-HVAC-airHP-SpltPkg-240to759kBtuh-10p5eer-3p2cop | ECC | New | CZ03 | cDXHP | SWHC013-02 | DEER2020 | D20v1 | 2020-11-09 | Cap-Tons | 1 |  | None | -2.75 | -0.00156 | 8.61 | 29.4 | 0.0311 | 0 | [6 empty] | DEER:HVAC_Split-Package_AC | Annual
Any | NE-HVAC-airHP-SpltPkg-240to759kBtuh-10p5eer-3p2cop | ECC | New | CZ04 | cDXHP | SWHC013-02 | DEER2020 | D20v1 | 2020-11-09 | Cap-Tons | 1 |  | None | -13.6 | -0.019 | 8.37 | 62.9 | 0.0838 | 0 | [6 empty] | DEER:HVAC_Split-Package_AC | Annual
Any | NE-HVAC-airHP-SpltPkg-240to759kBtuh-10p5eer-3p2cop | ECC | New | CZ05 | cDXHP | SWHC013-02 | DEER2020 | D20v1 | 2020-11-09 | Cap-Tons | 1 |  | None | -0.448 | -0.00845 | 8.85 | 30.6 | 0.0362 | 0 | [6 empty] | DEER:HVAC_Split-Package_AC | Annual
Any | NE-HVAC-airHP-SpltPkg-240to759kBtuh-10p5eer-3p2cop | ECC | New | CZ06 | cDXHP | SWHC013-02 | DEER2020 | D20v1 | 2020-11-09 | Cap-Tons | 1 |  | None | -12.7 | -0.0134 | 8.22 | 70.6 | 0.0729 | 0 | [6 empty] | DEER:HVAC_Split-Package_AC | Annual
Any | NE-HVAC-airHP-SpltPkg-240to759kBtuh-10p5eer-3p2cop | ECC | New | CZ07 | cDXHP | SWHC013-02 | DEER2020 | D20v1 | 2020-11-09 | Cap-Tons | 1 |  | None | -19.9 | -0.00672 | 8.33 | 62.2 | 0.0605 | 0 | [6 empty] | DEER:HVAC_Split-Package_AC | Annual
Any | NE-HVAC-airHP-SpltPkg-240to759kBtuh-10p5eer-3p2cop | ECC | New | CZ08 | cDXHP | SWHC013-02 | DEER2020 | D20v1 | 2020-11-09 | Cap-Tons | 1 |  | None | -17.1 | -0.0169 | 8.16 | 87.2 | 0.0753 | 0 | [6 empty] | DEER:HVAC_Split-Package_AC | Annual
Any | NE-HVAC-airHP-SpltPkg-240to759kBtuh-10p5eer-3p2cop | ECC | New | CZ09 | cDXHP | SWHC013-02 | DEER2020 | D20v1 | 2020-11-09 | Cap-Tons | 1 |  | None | -22.6 | -0.00678 | 6.53 | 75.1 | 0.0881 | 0 | [6 empty] | DEER:HVAC_Split-Package_AC | Annual
Any | NE-HVAC-airHP-SpltPkg-240to759kBtuh-10p5eer-3p2cop | ECC | New | CZ10 | cDXHP | SWHC013-02 | DEER2020 | D20v1 | 2020-11-09 | Cap-Tons | 1 |  | None | -26 | -0.0202 | 7.04 | 88.4 | 0.0957 | 0 | [6 empty] | DEER:HVAC_Split-Package_AC | Annual
Any | NE-HVAC-airHP-SpltPkg-240to759kBtuh-10p5eer-3p2cop | ECC | New | CZ11 | cDXHP | SWHC013-02 | DEER2020 | D20v1 | 2020-11-09 | Cap-Tons | 1 |  | None | -33.8 | -0.00627 | 7.06 | 89.5 | 0.0681 | 0 | [6 empty] | DEER:HVAC_Split-Package_AC | Annual
Any | NE-HVAC-airHP-SpltPkg-240to759kBtuh-10p5eer-3p2cop | ECC | New | CZ12 | cDXHP | SWHC013-02 | DEER2020 | D20v1 | 2020-11-09 | Cap-Tons | 1 |  | None | -21.1 | -0.0105 | 7.8 | 78.3 | 0.0691 | 0 | [6 empty] | DEER:HVAC_Split-Package_AC | Annual
Any | NE-HVAC-airHP-SpltPkg-240to759kBtuh-10p5eer-3p2cop | ECC | New | CZ13 | cDXHP | SWHC013-02 | DEER2020 | D20v1 | 2020-11-09 | Cap-Tons | 1 |  | None | -30.3 | -0.00704 | 7.1 | 97.5 | 0.0639 | 0 | [6 empty] | DEER:HVAC_Split-Package_AC | Annual
Any | NE-HVAC-airHP-SpltPkg-240to759kBtuh-10p5eer-3p2cop | ECC | New | CZ14 | cDXHP | SWHC013-02 | DEER2020 | D20v1 | 2020-11-09 | Cap-Tons | 1 |  | None | -31.6 | -0.0426 | 6.81 | 89 | 0.0864 | 0 | [6 empty] | DEER:HVAC_Split-Package_AC | Annual
Any | NE-HVAC-airHP-SpltPkg-240to759kBtuh-10p5eer-3p2cop | ECC | New | CZ15 | cDXHP | SWHC013-02 | DEER2020 | D20v1 | 2020-11-09 | Cap-Tons | 1 |  | None | -48.6 | -0.0409 | 5.13 | 140 | 0.09 | 0 | [6 empty] | DEER:HVAC_Split-Package_AC | Annual
Any | NE-HVAC-airHP-SpltPkg-240to759kBtuh-10p5eer-3p2cop | ECC | New | CZ16 | cDXHP | SWHC013-02 | DEER2020 | D20v1 | 2020-11-09 | Cap-Tons | 1 |  | None | 7 | -0.00661 | 8.21 | 38.5 | 0.0359 | 0 | [6 empty] | DEER:HVAC_Split-Package_AC | Annual
Any | NE-HVAC-airHP-SpltPkg-240to759kBtuh-10p5eer-3p2cop | ERC | Ex | CZ01 | cDXHP | SWHC013-02 | DEER2020 | D20v1 | 2020-11-09 | Cap-Tons | 1 |  | None | 204 | 0.00119 | 0 | 13.4 | 0.00157 | 0 | [6 empty] | DEER:HVAC_Split-Package_AC | Annual
Any | NE-HVAC-airHP-SpltPkg-240to759kBtuh-10p5eer-3p2cop | ERC | Ex | CZ02 | cDXHP | SWHC013-02 | DEER2020 | D20v1 | 2020-11-09 | Cap-Tons | 1 |  | None | 179 | 0.0133 | 0 | 46.3 | 0.0179 | 0 | [6 empty] | DEER:HVAC_Split-Package_AC | Annual
Any | NE-HVAC-airHP-SpltPkg-240to759kBtuh-10p5eer-3p2cop | ERC | Ex | CZ03 | cDXHP | SWHC013-02 | DEER2020 | D20v1 | 2020-11-09 | Cap-Tons | 1 |  | None | 106 | 0.00098 | 0 | 32 | 0.00119 | 0 | [6 empty] | DEER:HVAC_Split-Package_AC | Annual
Any | NE-HVAC-airHP-SpltPkg-240to759kBtuh-10p5eer-3p2cop | ERC | Ex | CZ04 | cDXHP | SWHC013-02 | DEER2020 | D20v1 | 2020-11-09 | Cap-Tons | 1 |  | None | 138 | 0.0258 | 0 | 51.3 | 0.0211 | 0 | [6 empty] | DEER:HVAC_Split-Package_AC | Annual
Any | NE-HVAC-airHP-SpltPkg-240to759kBtuh-10p5eer-3p2cop | ERC | Ex | CZ05 | cDXHP | SWHC013-02 | DEER2020 | D20v1 | 2020-11-09 | Cap-Tons | 1 |  | None | 127 | 0.00504 | 0 | 39.4 | 0.00528 | 0 | [6 empty] | DEER:HVAC_Split-Package_AC | Annual
Any | NE-HVAC-airHP-SpltPkg-240to759kBtuh-10p5eer-3p2cop | ERC | Ex | CZ06 | cDXHP | SWHC013-02 | DEER2020 | D20v1 | 2020-11-09 | Cap-Tons | 1 |  | None | 88.4 | 0.0119 | 0 | 57.6 | 0.0155 | 0 | [6 empty] | DEER:HVAC_Split-Package_AC | Annual
Any | NE-HVAC-airHP-SpltPkg-240to759kBtuh-10p5eer-3p2cop | ERC | Ex | CZ07 | cDXHP | SWHC013-02 | DEER2020 | D20v1 | 2020-11-09 | Cap-Tons | 1 |  | None | 61.4 | 0.00929 | 0 | 54.9 | 0.00993 | 0 | [6 empty] | DEER:HVAC_Split-Package_AC | Annual
Any | NE-HVAC-airHP-SpltPkg-240to759kBtuh-10p5eer-3p2cop | ERC | Ex | CZ08 | cDXHP | SWHC013-02 | DEER2020 | D20v1 | 2020-11-09 | Cap-Tons | 1 |  | None | 113 | 0.0168 | 0 | 66.7 | 0.0169 | 0 | [6 empty] | DEER:HVAC_Split-Package_AC | Annual
Any | NE-HVAC-airHP-SpltPkg-240to759kBtuh-10p5eer-3p2cop | ERC | Ex | CZ09 | cDXHP | SWHC013-02 | DEER2020 | D20v1 | 2020-11-09 | Cap-Tons | 1 |  | None | 134 | 0.0271 | 0 | 57 | 0.0239 | 0 | [6 empty] | DEER:HVAC_Split-Package_AC | Annual
Any | NE-HVAC-airHP-SpltPkg-240to759kBtuh-10p5eer-3p2cop | ERC | Ex | CZ10 | cDXHP | SWHC013-02 | DEER2020 | D20v1 | 2020-11-09 | Cap-Tons | 1 |  | None | 150 | 0.0318 | 0 | 66.6 | 0.0265 | 0 | [6 empty] | DEER:HVAC_Split-Package_AC | Annual
Any | NE-HVAC-airHP-SpltPkg-240to759kBtuh-10p5eer-3p2cop | ERC | Ex | CZ11 | cDXHP | SWHC013-02 | DEER2020 | D20v1 | 2020-11-09 | Cap-Tons | 1 |  | None | 179 | 0.0239 | 0 | 65.7 | 0.0365 | 0 | [6 empty] | DEER:HVAC_Split-Package_AC | Annual
Any | NE-HVAC-airHP-SpltPkg-240to759kBtuh-10p5eer-3p2cop | ERC | Ex | CZ12 | cDXHP | SWHC013-02 | DEER2020 | D20v1 | 2020-11-09 | Cap-Tons | 1 |  | None | 167 | 0.0169 | 0 | 55.9 | 0.0288 | 0 | [6 empty] | DEER:HVAC_Split-Package_AC | Annual
Any | NE-HVAC-airHP-SpltPkg-240to759kBtuh-10p5eer-3p2cop | ERC | Ex | CZ13 | cDXHP | SWHC013-02 | DEER2020 | D20v1 | 2020-11-09 | Cap-Tons | 1 |  | None | 157 | 0.00593 | 0 | 73.5 | 0.0296 | 0 | [6 empty] | DEER:HVAC_Split-Package_AC | Annual
Any | NE-HVAC-airHP-SpltPkg-240to759kBtuh-10p5eer-3p2cop | ERC | Ex | CZ14 | cDXHP | SWHC013-02 | DEER2020 | D20v1 | 2020-11-09 | Cap-Tons | 1 |  | None | 207 | 0.0328 | 0 | 68 | 0.0278 | 0 | [6 empty] | DEER:HVAC_Split-Package_AC | Annual
Any | NE-HVAC-airHP-SpltPkg-240to759kBtuh-10p5eer-3p2cop | ERC | Ex | CZ15 | cDXHP | SWHC013-02 | DEER2020 | D20v1 | 2020-11-09 | Cap-Tons | 1 |  | None | 234 | 0.0356 | 0 | 118 | 0.0325 | 0 | [6 empty] | DEER:HVAC_Split-Package_AC | Annual
Any | NE-HVAC-airHP-SpltPkg-240to759kBtuh-10p5eer-3p2cop | ERC | Ex | CZ16 | cDXHP | SWHC013-02 | DEER2020 | D20v1 | 2020-11-09 | Cap-Tons | 1 |  | None | 268 | 0.00307 | 0 | 26.1 | 0.00741 | 0 | [6 empty] | DEER:HVAC_Split-Package_AC | Annual
Any | NE-HVAC-airHP-SpltPkg-240to759kBtuh-10p5eer-3p2cop | ERC | New | CZ01 | cDXHP | SWHC013-02 | DEER2020 | D20v1 | 2020-11-09 | Cap-Tons | 1 |  | None | -27.3 | -0.00065 | 0 | 6.71 | 0.00065 | 0 | [6 empty] | DEER:HVAC_Split-Package_AC | Annual
Any | NE-HVAC-airHP-SpltPkg-240to759kBtuh-10p5eer-3p2cop | ERC | New | CZ02 | cDXHP | SWHC013-02 | DEER2020 | D20v1 | 2020-11-09 | Cap-Tons | 1 |  | None | -73.8 | -0.00672 | 0 | 35.3 | 0.0101 | 0 | [6 empty] | DEER:HVAC_Split-Package_AC | Annual
Any | NE-HVAC-airHP-SpltPkg-240to759kBtuh-10p5eer-3p2cop | ERC | New | CZ03 | cDXHP | SWHC013-02 | DEER2020 | D20v1 | 2020-11-09 | Cap-Tons | 1 |  | None | -76.6 | 0 | 0 | 20.2 | 0 | 0 | [6 empty] | DEER:HVAC_Split-Package_AC | Annual
Any | NE-HVAC-airHP-SpltPkg-240to759kBtuh-10p5eer-3p2cop | ERC | New | CZ04 | cDXHP | SWHC013-02 | DEER2020 | D20v1 | 2020-11-09 | Cap-Tons | 1 |  | None | -88.5 | -0.00754 | 0 | 37.4 | 0.016 | 0 | [6 empty] | DEER:HVAC_Split-Package_AC | Annual
Any | NE-HVAC-airHP-SpltPkg-240to759kBtuh-10p5eer-3p2cop | ERC | New | CZ05 | cDXHP | SWHC013-02 | DEER2020 | D20v1 | 2020-11-09 | Cap-Tons | 1 |  | None | -76.4 | -0.00231 | 0 | 28 | 0.00273 | 0 | [6 empty] | DEER:HVAC_Split-Package_AC | Annual
Any | NE-HVAC-airHP-SpltPkg-240to759kBtuh-10p5eer-3p2cop | ERC | New | CZ06 | cDXHP | SWHC013-02 | DEER2020 | D20v1 | 2020-11-09 | Cap-Tons | 1 |  | None | -106 | -0.00893 | 0 | 44.8 | 0.0121 | 0 | [6 empty] | DEER:HVAC_Split-Package_AC | Annual
Any | NE-HVAC-airHP-SpltPkg-240to759kBtuh-10p5eer-3p2cop | ERC | New | CZ07 | cDXHP | SWHC013-02 | DEER2020 | D20v1 | 2020-11-09 | Cap-Tons | 1 |  | None | -122 | -0.00595 | 0 | 38.7 | 0.00651 | 0 | [6 empty] | DEER:HVAC_Split-Package_AC | Annual
Any | NE-HVAC-airHP-SpltPkg-240to759kBtuh-10p5eer-3p2cop | ERC | New | CZ08 | cDXHP | SWHC013-02 | DEER2020 | D20v1 | 2020-11-09 | Cap-Tons | 1 |  | None | -111 | -0.00807 | 0 | 50.7 | 0.0136 | 0 | [6 empty] | DEER:HVAC_Split-Package_AC | Annual
Any | NE-HVAC-airHP-SpltPkg-240to759kBtuh-10p5eer-3p2cop | ERC | New | CZ09 | cDXHP | SWHC013-02 | DEER2020 | D20v1 | 2020-11-09 | Cap-Tons | 1 |  | None | -99.6 | -0.0106 | 0 | 40.5 | 0.0185 | 0 | [6 empty] | DEER:HVAC_Split-Package_AC | Annual
Any | NE-HVAC-airHP-SpltPkg-240to759kBtuh-10p5eer-3p2cop | ERC | New | CZ10 | cDXHP | SWHC013-02 | DEER2020 | D20v1 | 2020-11-09 | Cap-Tons | 1 |  | None | -100 | -0.00799 | 0 | 50.9 | 0.0221 | 0 | [6 empty] | DEER:HVAC_Split-Package_AC | Annual
Any | NE-HVAC-airHP-SpltPkg-240to759kBtuh-10p5eer-3p2cop | ERC | New | CZ11 | cDXHP | SWHC013-02 | DEER2020 | D20v1 | 2020-11-09 | Cap-Tons | 1 |  | None | -80 | -0.00765 | 0 | 50.2 | 0.0295 | 0 | [6 empty] | DEER:HVAC_Split-Package_AC | Annual
Any | NE-HVAC-airHP-SpltPkg-240to759kBtuh-10p5eer-3p2cop | ERC | New | CZ12 | cDXHP | SWHC013-02 | DEER2020 | D20v1 | 2020-11-09 | Cap-Tons | 1 |  | None | -86.1 | -0.0161 | 0 | 42.4 | 0.0233 | 0 | [6 empty] | DEER:HVAC_Split-Package_AC | Annual
Any | NE-HVAC-airHP-SpltPkg-240to759kBtuh-10p5eer-3p2cop | ESe | Ex | CZ01 | cDXHP | SWHC013-02 | DEER2020 | D20v1 | 2020-11-09 | Cap-Tons | 1 |  | None | 257 | 0.0198 | 0 | 7.01 | 0.00893 | 0 | [6 empty] | DEER:HVAC_Split-Package_AC | Annual
Any | NE-HVAC-airHP-SpltPkg-240to759kBtuh-10p5eer-3p2cop | ESe | Ex | CZ02 | cDXHP | SWHC013-02 | DEER2020 | D20v1 | 2020-11-09 | Cap-Tons | 1 |  | None | 188 | -0.00683 | 0 | 41 | 0.0155 | 0 | [6 empty] | DEER:HVAC_Split-Package_AC | Annual
Any | NE-HVAC-airHP-SpltPkg-240to759kBtuh-10p5eer-3p2cop | ESe | Ex | CZ03 | cDXHP | SWHC013-02 | DEER2020 | D20v1 | 2020-11-09 | Cap-Tons | 1 |  | None | 140 | -0.00099 | 0 | 21.8 | 0.00475 | 0 | [6 empty] | DEER:HVAC_Split-Package_AC | Annual
Any | NE-HVAC-airHP-SpltPkg-240to759kBtuh-10p5eer-3p2cop | ESe | Ex | CZ04 | cDXHP | SWHC013-02 | DEER2020 | D20v1 | 2020-11-09 | Cap-Tons | 1 |  | None | 139 | 0.0538 | 0 | 48.8 | 0.0487 | 0 | [6 empty] | DEER:HVAC_Split-Package_AC | Annual
Any | NE-HVAC-airHP-SpltPkg-240to759kBtuh-10p5eer-3p2cop | ESe | Ex | CZ05 | cDXHP | SWHC013-02 | DEER2020 | D20v1 | 2020-11-09 | Cap-Tons | 1 |  | None | 139 | 0.0275 | 0 | 25.1 | 0.0203 | 0 | [6 empty] | DEER:HVAC_Split-Package_AC | Annual
Any | NE-HVAC-airHP-SpltPkg-240to759kBtuh-10p5eer-3p2cop | ESe | Ex | CZ06 | cDXHP | SWHC013-02 | DEER2020 | D20v1 | 2020-11-09 | Cap-Tons | 1 |  | None | 109 | 0.0551 | 0 | 48.9 | 0.0384 | 0 | [6 empty] | DEER:HVAC_Split-Package_AC | Annual
Any | NE-HVAC-airHP-SpltPkg-240to759kBtuh-10p5eer-3p2cop | ESe | Ex | CZ07 | cDXHP | SWHC013-02 | DEER2020 | D20v1 | 2020-11-09 | Cap-Tons | 1 |  | None | 77.8 | 0.0484 | 0 | 43.6 | 0.0312 | 0 | [6 empty] | DEER:HVAC_Split-Package_AC | Annual
Any | NE-HVAC-airHP-SpltPkg-240to759kBtuh-10p5eer-3p2cop | ESe | Ex | CZ08 | cDXHP | SWHC013-02 | DEER2020 | D20v1 | 2020-11-09 | Cap-Tons | 1 |  | None | 95.3 | 0.0567 | 0 | 67.5 | 0.042 | 0 | [6 empty] | DEER:HVAC_Split-Package_AC | Annual
Any | NE-HVAC-airHP-SpltPkg-240to759kBtuh-10p5eer-3p2cop | ESe | Ex | CZ09 | cDXHP | SWHC013-02 | DEER2020 | D20v1 | 2020-11-09 | Cap-Tons | 1 |  | None | 135 | 0.0661 | 0 | 59.2 | 0.0545 | 0 | [6 empty] | DEER:HVAC_Split-Package_AC | Annual
Any | NE-HVAC-airHP-SpltPkg-240to759kBtuh-10p5eer-3p2cop | ESe | Ex | CZ10 | cDXHP | SWHC013-02 | DEER2020 | D20v1 | 2020-11-09 | Cap-Tons | 1 |  | None | 143 | 0.0628 | 0 | 66.3 | 0.0592 | 0 | [6 empty] | DEER:HVAC_Split-Package_AC | Annual
Any | NE-HVAC-airHP-SpltPkg-240to759kBtuh-10p5eer-3p2cop | ESe | Ex | CZ11 | cDXHP | SWHC013-02 | DEER2020 | D20v1 | 2020-11-09 | Cap-Tons | 1 |  | None | 167 | -0.0144 | 0 | 68.7 | 0.0291 | 0 | [6 empty] | DEER:HVAC_Split-Package_AC | Annual
Any | NE-HVAC-airHP-SpltPkg-240to759kBtuh-10p5eer-3p2cop | ESe | Ex | CZ12 | cDXHP | SWHC013-02 | DEER2020 | D20v1 | 2020-11-09 | Cap-Tons | 1 |  | None | 170 | -0.0115 | 0 | 56 | 0.0237 | 0 | [6 empty] | DEER:HVAC_Split-Package_AC | Annual
Any | NE-HVAC-airHP-SpltPkg-240to759kBtuh-10p5eer-3p2cop | ESe | Ex | CZ13 | cDXHP | SWHC013-02 | DEER2020 | D20v1 | 2020-11-09 | Cap-Tons | 1 |  | None | 156 | -0.0133 | 0 | 75.3 | 0.0244 | 0 | [6 empty] | DEER:HVAC_Split-Package_AC | Annual
Any | NE-HVAC-airHP-SpltPkg-240to759kBtuh-10p5eer-3p2cop | ESe | Ex | CZ14 | cDXHP | SWHC013-02 | DEER2020 | D20v1 | 2020-11-09 | Cap-Tons | 1 |  | None | 183 | 0.0635 | 0 | 68.3 | 0.0523 | 0 | [6 empty] | DEER:HVAC_Split-Package_AC | Annual
Any | NE-HVAC-airHP-SpltPkg-240to759kBtuh-10p5eer-3p2cop | ESe | Ex | CZ15 | cDXHP | SWHC013-02 | DEER2020 | D20v1 | 2020-11-09 | Cap-Tons | 1 |  | None | 161 | 0.0876 | 0 | 114 | 0.0523 | 0 | [6 empty] | DEER:HVAC_Split-Package_AC | Annual
Any | NE-HVAC-airHP-SpltPkg-240to759kBtuh-10p5eer-3p2cop | ESe | Ex | CZ16 | cDXHP | SWHC013-02 | DEER2020 | D20v1 | 2020-11-09 | Cap-Tons | 1 |  | None | 295 | -0.00517 | 0 | 23.7 | 0.0101 | 0 | [6 empty] | DEER:HVAC_Split-Package_AC | Annual
Any | NE-HVAC-airHP-SpltPkg-240to759kBtuh-10p5eer-3p2cop | ESe | New | CZ01 | cDXHP | SWHC013-02 | DEER2020 | D20v1 | 2020-11-09 | Cap-Tons | 1 |  | None | -11.6 | -0.0109 | 1.24 | 6.61 | 0.00832 | 0 | [6 empty] | DEER:HVAC_Split-Package_AC | Annual
Any | NE-HVAC-airHP-SpltPkg-240to759kBtuh-10p5eer-3p2cop | ESe | New | CZ02 | cDXHP | SWHC013-02 | DEER2020 | D20v1 | 2020-11-09 | Cap-Tons | 1 |  | None | -48.4 | -0.00643 | 1.1 | 36.3 | 0.0103 | 0 | [6 empty] | DEER:HVAC_Split-Package_AC | Annual
Any | NE-HVAC-airHP-SpltPkg-240to759kBtuh-10p5eer-3p2cop | ESe | New | CZ03 | cDXHP | SWHC013-02 | DEER2020 | D20v1 | 2020-11-09 | Cap-Tons | 1 |  | None | -42.9 | -0.00122 | 1.14 | 19.3 | 0.00128 | 0 | [6 empty] | DEER:HVAC_Split-Package_AC | Annual
Any | NE-HVAC-airHP-SpltPkg-240to759kBtuh-10p5eer-3p2cop | ESe | New | CZ04 | cDXHP | SWHC013-02 | DEER2020 | D20v1 | 2020-11-09 | Cap-Tons | 1 |  | None | -57.9 | -0.0115 | 1.08 | 39.5 | 0.0433 | 0 | [6 empty] | DEER:HVAC_Split-Package_AC | Annual
Any | NE-HVAC-airHP-SpltPkg-240to759kBtuh-10p5eer-3p2cop | ESe | New | CZ05 | cDXHP | SWHC013-02 | DEER2020 | D20v1 | 2020-11-09 | Cap-Tons | 1 |  | None | -43.3 | -0.0143 | 1.19 | 22.2 | 0.0186 | 0 | [6 empty] | DEER:HVAC_Split-Package_AC | Annual
Any | NE-HVAC-airHP-SpltPkg-240to759kBtuh-10p5eer-3p2cop | ESe | New | CZ06 | cDXHP | SWHC013-02 | DEER2020 | D20v1 | 2020-11-09 | Cap-Tons | 1 |  | None | -64.5 | -0.00455 | 1.1 | 43.7 | 0.0376 | 0 | [6 empty] | DEER:HVAC_Split-Package_AC | Annual
Any | NE-HVAC-airHP-SpltPkg-240to759kBtuh-10p5eer-3p2cop | ESe | New | CZ07 | cDXHP | SWHC013-02 | DEER2020 | D20v1 | 2020-11-09 | Cap-Tons | 1 |  | None | -67.6 | -0.00877 | 1.12 | 39 | 0.0307 | 0 | [6 empty] | DEER:HVAC_Split-Package_AC | Annual
Any | NE-HVAC-airHP-SpltPkg-240to759kBtuh-10p5eer-3p2cop | ESe | New | CZ08 | cDXHP | SWHC013-02 | DEER2020 | D20v1 | 2020-11-09 | Cap-Tons | 1 |  | None | -86.5 | -0.00815 | 1.08 | 56.4 | 0.0385 | 0 | [6 empty] | DEER:HVAC_Split-Package_AC | Annual
Any | NE-HVAC-airHP-SpltPkg-240to759kBtuh-10p5eer-3p2cop | ESe | New | CZ09 | cDXHP | SWHC013-02 | DEER2020 | D20v1 | 2020-11-09 | Cap-Tons | 1 |  | None | -71.1 | -0.00683 | 0.855 | 48.3 | 0.0493 | 0 | [6 empty] | DEER:HVAC_Split-Package_AC | Annual
Any | NE-HVAC-airHP-SpltPkg-240to759kBtuh-10p5eer-3p2cop | ESe | New | CZ10 | cDXHP | SWHC013-02 | DEER2020 | D20v1 | 2020-11-09 | Cap-Tons | 1 |  | None | -85.4 | -0.0207 | 0.932 | 59 | 0.0552 | 0 | [6 empty] | DEER:HVAC_Split-Package_AC | Annual
Any | NE-HVAC-airHP-SpltPkg-240to759kBtuh-10p5eer-3p2cop | ESe | New | CZ11 | cDXHP | SWHC013-02 | DEER2020 | D20v1 | 2020-11-09 | Cap-Tons | 1 |  | None | -82.6 | -0.0079 | 0.935 | 57.6 | 0.0218 | 0 | [6 empty] | DEER:HVAC_Split-Package_AC | Annual
Any | NE-HVAC-airHP-SpltPkg-240to759kBtuh-10p5eer-3p2cop | ESe | New | CZ12 | cDXHP | SWHC013-02 | DEER2020 | D20v1 | 2020-11-09 | Cap-Tons | 1 |  | None | -65.6 | -0.00791 | 1.02 | 49 | 0.0178 | 0 | [6 empty] | DEER:HVAC_Split-Package_AC | Annual
Any | NE-HVAC-airHP-SpltPkg-240to759kBtuh-10p5eer-3p2cop | ESe | New | CZ13 | cDXHP | SWHC013-02 | DEER2020 | D20v1 | 2020-11-09 | Cap-Tons | 1 |  | None | -81.7 | -0.00863 | 0.94 | 65.8 | 0.0191 | 0 | [6 empty] | DEER:HVAC_Split-Package_AC | Annual
Any | NE-HVAC-airHP-SpltPkg-240to759kBtuh-10p5eer-3p2cop | ESe | New | CZ14 | cDXHP | SWHC013-02 | DEER2020 | D20v1 | 2020-11-09 | Cap-Tons | 1 |  | None | -74 | -0.0161 | 0.892 | 59.7 | 0.0458 | 0 | [6 empty] | DEER:HVAC_Split-Package_AC | Annual
Any | NE-HVAC-airHP-SpltPkg-240to759kBtuh-10p5eer-3p2cop | ESe | New | CZ15 | cDXHP | SWHC013-02 | DEER2020 | D20v1 | 2020-11-09 | Cap-Tons | 1 |  | None | -91.4 | -0.00244 | 0.665 | 101 | 0.0466 | 0 | [6 empty] | DEER:HVAC_Split-Package_AC | Annual
Any | NE-HVAC-airHP-SpltPkg-240to759kBtuh-10p5eer-3p2cop | ESe | New | CZ16 | cDXHP | SWHC013-02 | DEER2020 | D20v1 | 2020-11-09 | Cap-Tons | 1 |  | None | -11.2 | -0.00532 | 1.08 | 22.4 | 0.00573 | 0 | [6 empty] | DEER:HVAC_Split-Package_AC | Annual
Any | NE-HVAC-airHP-SpltPkg-240to759kBtuh-10p5eer-3p2cop | EUn | Ex | CZ06 | cDXHP | SWHC013-02 | DEER2020 | D20v1 | 2020-11-09 | Cap-Tons | 1 |  | None | 162 | 0.06 | 0 | 81.1 | 0.0735 | 0 | [6 empty] | DEER:HVAC_Split-Package_AC | Annual
Any | NE-HVAC-airHP-SpltPkg-240to759kBtuh-10p5eer-3p2cop | EUn | Ex | CZ07 | cDXHP | SWHC013-02 | DEER2020 | D20v1 | 2020-11-09 | Cap-Tons | 1 |  | None | 129 | 0.0688 | 0 | 70.3 | 0.0601 | 0 | [6 empty] | DEER:HVAC_Split-Package_AC | Annual
Any | NE-HVAC-airHP-SpltPkg-240to759kBtuh-10p5eer-3p2cop | EUn | Ex | CZ08 | cDXHP | SWHC013-02 | DEER2020 | D20v1 | 2020-11-09 | Cap-Tons | 1 |  | None | 158 | 0.0485 | 0 | 108 | 0.0819 | 0 | [6 empty] | DEER:HVAC_Split-Package_AC | Annual
Any | NE-HVAC-airHP-SpltPkg-240to759kBtuh-10p5eer-3p2cop | EUn | Ex | CZ09 | cDXHP | SWHC013-02 | DEER2020 | D20v1 | 2020-11-09 | Cap-Tons | 1 |  | None | 216 | 0.0606 | 0 | 94.2 | 0.0981 | 0 | [6 empty] | DEER:HVAC_Split-Package_AC | Annual
Any | NE-HVAC-airHP-SpltPkg-240to759kBtuh-10p5eer-3p2cop | EUn | Ex | CZ10 | cDXHP | SWHC013-02 | DEER2020 | D20v1 | 2020-11-09 | Cap-Tons | 1 |  | None | 215 | 0.0422 | 0 | 113 | 0.108 | 0 | [6 empty] | DEER:HVAC_Split-Package_AC | Annual
Any | NE-HVAC-airHP-SpltPkg-240to759kBtuh-10p5eer-3p2cop | EUn | Ex | CZ11 | cDXHP | SWHC013-02 | DEER2020 | D20v1 | 2020-11-09 | Cap-Tons | 1 |  | None | 254 | 0.0727 | 0 | 118 | 0.105 | 0 | [6 empty] | DEER:HVAC_Split-Package_AC | Annual
Any | NE-HVAC-airHP-SpltPkg-240to759kBtuh-10p5eer-3p2cop | EUn | Ex | CZ12 | cDXHP | SWHC013-02 | DEER2020 | D20v1 | 2020-11-09 | Cap-Tons | 1 |  | None | 231 | 0.0653 | 0 | 104 | 0.105 | 0 | [6 empty] | DEER:HVAC_Split-Package_AC | Annual
Any | NE-HVAC-airHP-SpltPkg-240to759kBtuh-10p5eer-3p2cop | EUn | Ex | CZ13 | cDXHP | SWHC013-02 | DEER2020 | D20v1 | 2020-11-09 | Cap-Tons | 1 |  | None | 245 | 0.0919 | 0 | 123 | 0.0939 | 0 | [6 empty] | DEER:HVAC_Split-Package_AC | Annual
Any | NE-HVAC-airHP-SpltPkg-240to759kBtuh-10p5eer-3p2cop | EUn | Ex | CZ14 | cDXHP | SWHC013-02 | DEER2020 | D20v1 | 2020-11-09 | Cap-Tons | 1 |  | None | 264 | 0.0461 | 0 | 114 | 0.1 | 0 | [6 empty] | DEER:HVAC_Split-Package_AC | Annual
Any | NE-HVAC-airHP-SpltPkg-240to759kBtuh-10p5eer-3p2cop | EUn | Ex | CZ15 | cDXHP | SWHC013-02 | DEER2020 | D20v1 | 2020-11-09 | Cap-Tons | 1 |  | None | 280 | 0.0865 | 0 | 169 | 0.0992 | 0 | [6 empty] | DEER:HVAC_Split-Package_AC | Annual
Any | NE-HVAC-airHP-SpltPkg-240to759kBtuh-10p5eer-3p2cop | EUn | Ex | CZ16 | cDXHP | SWHC013-02 | DEER2020 | D20v1 | 2020-11-09 | Cap-Tons | 1 |  | None | 339 | 0.0768 | 0 | 46.1 | 0.0527 | 0 | [6 empty] | DEER:HVAC_Split-Package_AC | Annual
Any | NE-HVAC-airHP-SpltPkg-240to759kBtuh-10p5eer-3p2cop | EUn | New | CZ01 | cDXHP | SWHC013-02 | DEER2020 | D20v1 | 2020-11-09 | Cap-Tons | 1 |  | None | -11.4 | -0.0186 | 11.7 | 10.7 | 0.0236 | 0 | [6 empty] | DEER:HVAC_Split-Package_AC | Annual
Any | NE-HVAC-airHP-SpltPkg-240to759kBtuh-10p5eer-3p2cop | EUn | New | CZ02 | cDXHP | SWHC013-02 | DEER2020 | D20v1 | 2020-11-09 | Cap-Tons | 1 |  | None | -45.7 | -0.0328 | 10.9 | 69.4 | 0.0823 | 0 | [6 empty] | DEER:HVAC_Split-Package_AC | Annual
Any | NE-HVAC-airHP-SpltPkg-240to759kBtuh-10p5eer-3p2cop | EUn | New | CZ03 | cDXHP | SWHC013-02 | DEER2020 | D20v1 | 2020-11-09 | Cap-Tons | 1 |  | None | -38.3 | -0.0106 | 11 | 35.4 | 0.0425 | 0 | [6 empty] | DEER:HVAC_Split-Package_AC | Annual
Any | NE-HVAC-airHP-SpltPkg-240to759kBtuh-10p5eer-3p2cop | EUn | New | CZ04 | cDXHP | SWHC013-02 | DEER2020 | D20v1 | 2020-11-09 | Cap-Tons | 1 |  | None | -52.7 | -0.0325 | 10.7 | 73.2 | 0.0895 | 0 | [6 empty] | DEER:HVAC_Split-Package_AC | Annual
Any | NE-HVAC-airHP-SpltPkg-240to759kBtuh-10p5eer-3p2cop | EUn | New | CZ05 | cDXHP | SWHC013-02 | DEER2020 | D20v1 | 2020-11-09 | Cap-Tons | 1 |  | None | -36.2 | -0.0178 | 11.3 | 36.5 | 0.0389 | 0 | [6 empty] | DEER:HVAC_Split-Package_AC | Annual
Any | NE-HVAC-airHP-SpltPkg-240to759kBtuh-10p5eer-3p2cop | EUn | New | CZ06 | cDXHP | SWHC013-02 | DEER2020 | D20v1 | 2020-11-09 | Cap-Tons | 1 |  | None | -46 | -0.0237 | 10.6 | 79.6 | 0.077 | 0 | [6 empty] | DEER:HVAC_Split-Package_AC | Annual
Any | NE-HVAC-airHP-SpltPkg-240to759kBtuh-10p5eer-3p2cop | EUn | New | CZ07 | cDXHP | SWHC013-02 | DEER2020 | D20v1 | 2020-11-09 | Cap-Tons | 1 |  | None | -56.6 | -0.012 | 10.8 | 69.5 | 0.063 | 0 | [6 empty] | DEER:HVAC_Split-Package_AC | Annual
Any | NE-HVAC-airHP-SpltPkg-240to759kBtuh-10p5eer-3p2cop | EUn | New | CZ08 | cDXHP | SWHC013-02 | DEER2020 | D20v1 | 2020-11-09 | Cap-Tons | 1 |  | None | -50.5 | -0.0302 | 10.8 | 101 | 0.0817 | 0 | [6 empty] | DEER:HVAC_Split-Package_AC | Annual
Any | NE-HVAC-airHP-SpltPkg-240to759kBtuh-10p5eer-3p2cop | EUn | New | CZ09 | cDXHP | SWHC013-02 | DEER2020 | D20v1 | 2020-11-09 | Cap-Tons | 1 |  | None | -59.3 | -0.0238 | 8.56 | 86.7 | 0.0956 | 0 | [6 empty] | DEER:HVAC_Split-Package_AC | Annual
Any | NE-HVAC-airHP-SpltPkg-240to759kBtuh-10p5eer-3p2cop | EUn | New | CZ10 | cDXHP | SWHC013-02 | DEER2020 | D20v1 | 2020-11-09 | Cap-Tons | 1 |  | None | -65 | -0.0381 | 9.18 | 102 | 0.104 | 0 | [6 empty] | DEER:HVAC_Split-Package_AC | Annual
Any | NE-HVAC-airHP-SpltPkg-240to759kBtuh-10p5eer-3p2cop | EUn | New | CZ11 | cDXHP | SWHC013-02 | DEER2020 | D20v1 | 2020-11-09 | Cap-Tons | 1 |  | None | -76.4 | -0.0304 | 9.18 | 105 | 0.0942 | 0 | [6 empty] | DEER:HVAC_Split-Package_AC | Annual
Any | NE-HVAC-airHP-SpltPkg-240to759kBtuh-10p5eer-3p2cop | EUn | New | CZ12 | cDXHP | SWHC013-02 | DEER2020 | D20v1 | 2020-11-09 | Cap-Tons | 1 |  | None | -64.7 | -0.0392 | 10 | 91.4 | 0.096 | 0 | [6 empty] | DEER:HVAC_Split-Package_AC | Annual
Any | NE-HVAC-airHP-SpltPkg-240to759kBtuh-10p5eer-3p2cop | EUn | New | CZ13 | cDXHP | SWHC013-02 | DEER2020 | D20v1 | 2020-11-09 | Cap-Tons | 1 |  | None | -75.1 | -0.0295 | 9.18 | 112 | 0.0872 | 0 | [6 empty] | DEER:HVAC_Split-Package_AC | Annual
Any | NE-HVAC-airHP-SpltPkg-240to759kBtuh-10p5eer-3p2cop | EUn | New | CZ14 | cDXHP | SWHC013-02 | DEER2020 | D20v1 | 2020-11-09 | Cap-Tons | 1 |  | None | -75.9 | -0.0604 | 8.93 | 105 | 0.0945 | 0 | [6 empty] | DEER:HVAC_Split-Package_AC | Annual
Any | NE-HVAC-airHP-SpltPkg-240to759kBtuh-10p5eer-3p2cop | EUn | New | CZ15 | cDXHP | SWHC013-02 | DEER2020 | D20v1 | 2020-11-09 | Cap-Tons | 1 |  | None | -86.1 | -0.0537 | 6.74 | 159 | 0.0958 | 0 | [6 empty] | DEER:HVAC_Split-Package_AC | Annual
Any | NE-HVAC-airHP-SpltPkg-240to759kBtuh-10p5eer-3p2cop | EUn | New | CZ16 | cDXHP | SWHC013-02 | DEER2020 | D20v1 | 2020-11-09 | Cap-Tons | 1 |  | None | -32.1 | -0.0197 | 10.7 | 44.8 | 0.0509 | 0 | [6 empty] | DEER:HVAC_Split-Package_AC | Annual
Any | NE-HVAC-airHP-SpltPkg-240to759kBtuh-10p5eer-3p2cop | Gro | Ex | CZ12 | cDXHP | SWHC013-02 | DEER2020 | D20v1 | 2020-11-09 | Cap-Tons | 1 |  | None | 563 | 0.161 | -0.00039 | 50.8 | 0.0687 | 0 | [6 empty] | DEER:HVAC_Split-Package_AC | Annual
Any | NE-HVAC-airHP-SpltPkg-240to759kBtuh-10p5eer-3p2cop | Gro | Ex | CZ13 | cDXHP | SWHC013-02 | DEER2020 | D20v1 | 2020-11-09 | Cap-Tons | 1 |  | None | 562 | 0.149 | 0.00027 | 83.2 | 0.075 | 0 | [6 empty] | DEER:HVAC_Split-Package_AC | Annual
Any | NE-HVAC-airHP-SpltPkg-240to759kBtuh-10p5eer-3p2cop | Gro | Ex | CZ14 | cDXHP | SWHC013-02 | DEER2020 | D20v1 | 2020-11-09 | Cap-Tons | 1 |  | None | 553 | 0.136 | 0.00182 | 73.9 | 0.0586 | 0 | [6 empty] | DEER:HVAC_Split-Package_AC | Annual
Any | NE-HVAC-airHP-SpltPkg-240to759kBtuh-10p5eer-3p2cop | Gro | Ex | CZ15 | cDXHP | SWHC013-02 | DEER2020 | D20v1 | 2020-11-09 | Cap-Tons | 1 |  | None | 548 | 0.164 | 0.0003 | 136 | 0.0674 | 0 | [6 empty] | DEER:HVAC_Split-Package_AC | Annual
Any | NE-HVAC-airHP-SpltPkg-240to759kBtuh-10p5eer-3p2cop | Gro | Ex | CZ16 | cDXHP | SWHC013-02 | DEER2020 | D20v1 | 2020-11-09 | Cap-Tons | 1 |  | None | 1130 | 0.102 | 0.00142 | 32 | 0.0527 | 0 | [6 empty] | DEER:HVAC_Split-Package_AC | Annual
Any | NE-HVAC-airHP-SpltPkg-240to759kBtuh-10p5eer-3p2cop | Gro | New | CZ01 | cDXHP | SWHC013-02 | DEER2020 | D20v1 | 2020-11-09 | Cap-Tons | 1 |  | None | -207 | -0.0435 | -0.00813 | -7.09 | 0.0172 | 0.00094 | [6 empty] | DEER:HVAC_Split-Package_AC | Annual
Any | NE-HVAC-airHP-SpltPkg-240to759kBtuh-10p5eer-3p2cop | Gro | New | CZ02 | cDXHP | SWHC013-02 | DEER2020 | D20v1 | 2020-11-09 | Cap-Tons | 1 |  | None | -139 | -0.0154 | 0.00264 | 118 | 0.0641 | 0 | [6 empty] | DEER:HVAC_Split-Package_AC | Annual
Any | NE-HVAC-airHP-SpltPkg-240to759kBtuh-10p5eer-3p2cop | Gro | New | CZ03 | cDXHP | SWHC013-02 | DEER2020 | D20v1 | 2020-11-09 | Cap-Tons | 1 |  | None | -168 | -0.0291 | -0.00197 | 88.1 | 0.0359 | -0.00121 | [6 empty] | DEER:HVAC_Split-Package_AC | Annual
Any | NE-HVAC-airHP-SpltPkg-240to759kBtuh-10p5eer-3p2cop | Gro | New | CZ04 | cDXHP | SWHC013-02 | DEER2020 | D20v1 | 2020-11-09 | Cap-Tons | 1 |  | None | -158 | -0.019 | 0.00062 | 114 | 0.0599 | 0 | [6 empty] | DEER:HVAC_Split-Package_AC | Annual
Any | NE-HVAC-airHP-SpltPkg-240to759kBtuh-10p5eer-3p2cop | Gro | New | CZ05 | cDXHP | SWHC013-02 | DEER2020 | D20v1 | 2020-11-09 | Cap-Tons | 1 |  | None | -190 | -0.0384 | -0.00429 | 63.1 | 0.0228 | 0.00011 | [6 empty] | DEER:HVAC_Split-Package_AC | Annual
Any | NE-HVAC-airHP-SpltPkg-240to759kBtuh-10p5eer-3p2cop | Gro | New | CZ06 | cDXHP | SWHC013-02 | DEER2020 | D20v1 | 2020-11-09 | Cap-Tons | 1 |  | None | -163 | -0.0264 | -0.00049 | 106 | 0.0486 | 0 | [6 empty] | DEER:HVAC_Split-Package_AC | Annual
Any | NE-HVAC-airHP-SpltPkg-240to759kBtuh-10p5eer-3p2cop | Gro | New | CZ07 | cDXHP | SWHC013-02 | DEER2020 | D20v1 | 2020-11-09 | Cap-Tons | 1 |  | None | -224 | -0.0402 | -0.00079 | 109 | 0.0472 | 0 | [6 empty] | DEER:HVAC_Split-Package_AC | Annual
Any | NE-HVAC-airHP-SpltPkg-240to759kBtuh-10p5eer-3p2cop | Gro | New | CZ08 | cDXHP | SWHC013-02 | DEER2020 | D20v1 | 2020-11-09 | Cap-Tons | 1 |  | None | -170 | -0.0216 | 0.00125 | 121 | 0.0533 | 0 | [6 empty] | DEER:HVAC_Split-Package_AC | Annual
Any | NE-HVAC-airHP-SpltPkg-240to759kBtuh-10p5eer-3p2cop | Gro | New | CZ09 | cDXHP | SWHC013-02 | DEER2020 | D20v1 | 2020-11-09 | Cap-Tons | 1 |  | None | -109 | -0.0162 | 0.00154 | 115 | 0.0663 | 0 | [6 empty] | DEER:HVAC_Split-Package_AC | Annual
Any | NE-HVAC-airHP-SpltPkg-240to759kBtuh-10p5eer-3p2cop | Gro | New | CZ10 | cDXHP | SWHC013-02 | DEER2020 | D20v1 | 2020-11-09 | Cap-Tons | 1 |  | None | -138 | -0.0147 | -0.00188 | 131 | 0.0757 | 0 | [6 empty] | DEER:HVAC_Split-Package_AC | Annual
Any | NE-HVAC-airHP-SpltPkg-240to759kBtuh-10p5eer-3p2cop | Gro | New | CZ11 | cDXHP | SWHC013-02 | DEER2020 | D20v1 | 2020-11-09 | Cap-Tons | 1 |  | None | -135 | -0.0169 | 0.00095 | 147 | 0.0743 | 0 | [6 empty] | DEER:HVAC_Split-Package_AC | Annual
Any | NE-HVAC-airHP-SpltPkg-240to759kBtuh-10p5eer-3p2cop | Gro | New | CZ12 | cDXHP | SWHC013-02 | DEER2020 | D20v1 | 2020-11-09 | Cap-Tons | 1 |  | None | -118 | -0.0245 | -0.00295 | 130 | 0.0714 | 0 | [6 empty] | DEER:HVAC_Split-Package_AC | Annual
Any | NE-HVAC-airHP-SpltPkg-240to759kBtuh-10p5eer-3p2cop | Gro | New | CZ13 | cDXHP | SWHC013-02 | DEER2020 | D20v1 | 2020-11-09 | Cap-Tons | 1 |  | None | -123 | -0.011 | 0.00433 | 151 | 0.0722 | 0 | [6 empty] | DEER:HVAC_Split-Package_AC | Annual
Any | NE-HVAC-airHP-SpltPkg-240to759kBtuh-10p5eer-3p2cop | Gro | New | CZ14 | cDXHP | SWHC013-02 | DEER2020 | D20v1 | 2020-11-09 | Cap-Tons | 1 |  | None | -106 | -0.0157 | 0.00262 | 140 | 0.0555 | 0 | [6 empty] | DEER:HVAC_Split-Package_AC | Annual
Any | NE-HVAC-airHP-SpltPkg-240to759kBtuh-10p5eer-3p2cop | Gro | New | CZ15 | cDXHP | SWHC013-02 | DEER2020 | D20v1 | 2020-11-09 | Cap-Tons | 1 |  | None | -89.4 | -0.00424 | 0.00077 | 167 | 0.0656 | 0 | [6 empty] | DEER:HVAC_Split-Package_AC | Annual
Any | NE-HVAC-airHP-SpltPkg-240to759kBtuh-10p5eer-3p2cop | Gro | New | CZ16 | cDXHP | SWHC013-02 | DEER2020 | D20v1 | 2020-11-09 | Cap-Tons | 1 |  | None | -175 | -0.0409 | 0.00337 | -16.8 | 0.0474 | 0 | [6 empty] | DEER:HVAC_Split-Package_AC | Annual
Any | NE-HVAC-airHP-SpltPkg-240to759kBtuh-10p5eer-3p2cop | Hsp | New | CZ02 | cDXHP | SWHC013-02 | DEER2020 | D20v1 | 2020-11-09 | Cap-Tons | 1 |  | None | 30.9 | 0.0111 | 19.5 | 48.4 | 0.0566 | 0 | [6 empty] | DEER:HVAC_Split-Package_AC | Annual
Any | NE-HVAC-airHP-SpltPkg-240to759kBtuh-10p5eer-3p2cop | Hsp | New | CZ03 | cDXHP | SWHC013-02 | DEER2020 | D20v1 | 2020-11-09 | Cap-Tons | 1 |  | None | 26.5 | 0.0131 | 19.5 | 19 | 0.0338 | 0 | [6 empty] | DEER:HVAC_Split-Package_AC | Annual
Any | NE-HVAC-airHP-SpltPkg-240to759kBtuh-10p5eer-3p2cop | Hsp | New | CZ04 | cDXHP | SWHC013-02 | DEER2020 | D20v1 | 2020-11-09 | Cap-Tons | 1 |  | None | 20.9 | 0.0128 | 19.5 | 54 | 0.0511 | 0 | [6 empty] | DEER:HVAC_Split-Package_AC | Annual
Any | NE-HVAC-airHP-SpltPkg-240to759kBtuh-10p5eer-3p2cop | Hsp | New | CZ05 | cDXHP | SWHC013-02 | DEER2020 | D20v1 | 2020-11-09 | Cap-Tons | 1 |  | None | 31.1 | 0.00487 | 19.5 | 18.1 | 0.0212 | 0 | [6 empty] | DEER:HVAC_Split-Package_AC | Annual
Any | NE-HVAC-airHP-SpltPkg-240to759kBtuh-10p5eer-3p2cop | Hsp | New | CZ06 | cDXHP | SWHC013-02 | DEER2020 | D20v1 | 2020-11-09 | Cap-Tons | 1 |  | None | 11.2 | 0.0202 | 19.5 | 64.1 | 0.0453 | 0 | [6 empty] | DEER:HVAC_Split-Package_AC | Annual
Any | NE-HVAC-airHP-SpltPkg-240to759kBtuh-10p5eer-3p2cop | Hsp | New | CZ07 | cDXHP | SWHC013-02 | DEER2020 | D20v1 | 2020-11-09 | Cap-Tons | 1 |  | None | -4.16 | 0.0206 | 19.5 | 55.9 | 0.0375 | 0 | [6 empty] | DEER:HVAC_Split-Package_AC | Annual
Any | NE-HVAC-airHP-SpltPkg-240to759kBtuh-10p5eer-3p2cop | Hsp | New | CZ08 | cDXHP | SWHC013-02 | DEER2020 | D20v1 | 2020-11-09 | Cap-Tons | 1 |  | None | 6.3 | 0.0132 | 19.5 | 80.7 | 0.0471 | 0 | [6 empty] | DEER:HVAC_Split-Package_AC | Annual
Any | NE-HVAC-airHP-SpltPkg-240to759kBtuh-10p5eer-3p2cop | Hsp | New | CZ09 | cDXHP | SWHC013-02 | DEER2020 | D20v1 | 2020-11-09 | Cap-Tons | 1 |  | None | 20.4 | 0.0209 | 19.4 | 91.2 | 0.0674 | 0 | [6 empty] | DEER:HVAC_Split-Package_AC | Annual
Any | NE-HVAC-airHP-SpltPkg-240to759kBtuh-10p5eer-3p2cop | Hsp | New | CZ10 | cDXHP | SWHC013-02 | DEER2020 | D20v1 | 2020-11-09 | Cap-Tons | 1 |  | None | 18.8 | 0.012 | 19.5 | 96.4 | 0.068 | 0 | [6 empty] | DEER:HVAC_Split-Package_AC | Annual
Any | NE-HVAC-airHP-SpltPkg-240to759kBtuh-10p5eer-3p2cop | Hsp | New | CZ11 | cDXHP | SWHC013-02 | DEER2020 | D20v1 | 2020-11-09 | Cap-Tons | 1 |  | None | 27.5 | 0.00899 | 19.5 | 105 | 0.0758 | 0 | [6 empty] | DEER:HVAC_Split-Package_AC | Annual
Any | NE-HVAC-airHP-SpltPkg-240to759kBtuh-10p5eer-3p2cop | Hsp | New | CZ12 | cDXHP | SWHC013-02 | DEER2020 | D20v1 | 2020-11-09 | Cap-Tons | 1 |  | None | 23.8 | 0.00986 | 19.5 | 77.3 | 0.069 | 0 | [6 empty] | DEER:HVAC_Split-Package_AC | Annual
Any | NE-HVAC-airHP-SpltPkg-240to759kBtuh-10p5eer-3p2cop | Hsp | New | CZ13 | cDXHP | SWHC013-02 | DEER2020 | D20v1 | 2020-11-09 | Cap-Tons | 1 |  | None | 22.1 | 0.0149 | 19.5 | 112 | 0.0692 | 0 | [6 empty] | DEER:HVAC_Split-Package_AC | Annual
Any | NE-HVAC-airHP-SpltPkg-240to759kBtuh-10p5eer-3p2cop | Hsp | New | CZ14 | cDXHP | SWHC013-02 | DEER2020 | D20v1 | 2020-11-09 | Cap-Tons | 1 |  | None | 25.6 | 0.0107 | 19.5 | 105 | 0.0615 | 0 | [6 empty] | DEER:HVAC_Split-Package_AC | Annual
Any | NE-HVAC-airHP-SpltPkg-240to759kBtuh-10p5eer-3p2cop | Hsp | New | CZ15 | cDXHP | SWHC013-02 | DEER2020 | D20v1 | 2020-11-09 | Cap-Tons | 1 |  | None | 5.54 | 0.0026 | 18.3 | 207 | 0.0814 | 0 | [6 empty] | DEER:HVAC_Split-Package_AC | Annual
Any | NE-HVAC-airHP-SpltPkg-240to759kBtuh-10p5eer-3p2cop | Hsp | New | CZ16 | cDXHP | SWHC013-02 | DEER2020 | D20v1 | 2020-11-09 | Cap-Tons | 1 |  | None | 35.6 | 0.0107 | 19.5 | 37 | 0.0373 | 0 | [6 empty] | DEER:HVAC_Split-Package_AC | Annual
Any | NE-HVAC-airHP-SpltPkg-240to759kBtuh-10p5eer-3p2cop | Htl | Ex | CZ01 | cDXHP | SWHC013-02 | DEER2020 | D20v1 | 2020-11-09 | Cap-Tons | 1 |  | None | 236 | 0.0108 | 0 | 41.4 | 0.0267 | 0 | [6 empty] | DEER:HVAC_Split-Package_AC | Annual
Any | NE-HVAC-airHP-SpltPkg-240to759kBtuh-10p5eer-3p2cop | Htl | Ex | CZ02 | cDXHP | SWHC013-02 | DEER2020 | D20v1 | 2020-11-09 | Cap-Tons | 1 |  | None | 214 | 0.0149 | 0 | 160 | 0.115 | 0 | [6 empty] | DEER:HVAC_Split-Package_AC | Annual
Any | NE-HVAC-airHP-SpltPkg-240to759kBtuh-10p5eer-3p2cop | Htl | Ex | CZ03 | cDXHP | SWHC013-02 | DEER2020 | D20v1 | 2020-11-09 | Cap-Tons | 1 |  | None | 148 | 0.0458 | 0 | 80.8 | 0.0604 | 0 | [6 empty] | DEER:HVAC_Split-Package_AC | Annual
Any | NE-HVAC-airHP-SpltPkg-240to759kBtuh-10p5eer-3p2cop | Htl | Ex | CZ04 | cDXHP | SWHC013-02 | DEER2020 | D20v1 | 2020-11-09 | Cap-Tons | 1 |  | None | 170 | 0.0267 | 0 | 175 | 0.101 | 0 | [6 empty] | DEER:HVAC_Split-Package_AC | Annual
Any | NE-HVAC-airHP-SpltPkg-240to759kBtuh-10p5eer-3p2cop | Htl | Ex | CZ05 | cDXHP | SWHC013-02 | DEER2020 | D20v1 | 2020-11-09 | Cap-Tons | 1 |  | None | 135 | 0.0275 | 0 | 80.1 | 0.0398 | 0 | [6 empty] | DEER:HVAC_Split-Package_AC | Annual
Any | NE-HVAC-airHP-SpltPkg-240to759kBtuh-10p5eer-3p2cop | Htl | Ex | CZ06 | cDXHP | SWHC013-02 | DEER2020 | D20v1 | 2020-11-09 | Cap-Tons | 1 |  | None | 163 | 0.0501 | 0 | 149 | 0.0738 | 0 | [6 empty] | DEER:HVAC_Split-Package_AC | Annual
Any | NE-HVAC-airHP-SpltPkg-240to759kBtuh-10p5eer-3p2cop | Htl | Ex | CZ07 | cDXHP | SWHC013-02 | DEER2020 | D20v1 | 2020-11-09 | Cap-Tons | 1 |  | None | 84.8 | 0.0408 | 0 | 143 | 0.0624 | 0 | [6 empty] | DEER:HVAC_Split-Package_AC | Annual
Any | NE-HVAC-airHP-SpltPkg-240to759kBtuh-10p5eer-3p2cop | Htl | Ex | CZ08 | cDXHP | SWHC013-02 | DEER2020 | D20v1 | 2020-11-09 | Cap-Tons | 1 |  | None | 119 | 0.0267 | 0 | 215 | 0.0883 | 0 | [6 empty] | DEER:HVAC_Split-Package_AC | Annual
Any | NE-HVAC-airHP-SpltPkg-240to759kBtuh-10p5eer-3p2cop | Htl | Ex | CZ09 | cDXHP | SWHC013-02 | DEER2020 | D20v1 | 2020-11-09 | Cap-Tons | 1 |  | None | 202 | 0.0388 | 0 | 182 | 0.104 | 0 | [6 empty] | DEER:HVAC_Split-Package_AC | Annual
Any | NE-HVAC-airHP-SpltPkg-240to759kBtuh-10p5eer-3p2cop | Htl | Ex | CZ10 | cDXHP | SWHC013-02 | DEER2020 | D20v1 | 2020-11-09 | Cap-Tons | 1 |  | None | 212 | 0.0308 | 0 | 207 | 0.113 | 0 | [6 empty] | DEER:HVAC_Split-Package_AC | Annual
Any | NE-HVAC-airHP-SpltPkg-240to759kBtuh-10p5eer-3p2cop | Htl | Ex | CZ11 | cDXHP | SWHC013-02 | DEER2020 | D20v1 | 2020-11-09 | Cap-Tons | 1 |  | None | 277 | 0.0128 | 0 | 198 | 0.124 | 0 | [6 empty] | DEER:HVAC_Split-Package_AC | Annual
Any | NE-HVAC-airHP-SpltPkg-240to759kBtuh-10p5eer-3p2cop | Htl | Ex | CZ12 | cDXHP | SWHC013-02 | DEER2020 | D20v1 | 2020-11-09 | Cap-Tons | 1 |  | None | 221 | 0.0189 | 0 | 179 | 0.123 | 0 | [6 empty] | DEER:HVAC_Split-Package_AC | Annual
Any | NE-HVAC-airHP-SpltPkg-240to759kBtuh-10p5eer-3p2cop | Htl | Ex | CZ13 | cDXHP | SWHC013-02 | DEER2020 | D20v1 | 2020-11-09 | Cap-Tons | 1 |  | None | 264 | 0.0413 | 0 | 205 | 0.113 | 0 | [6 empty] | DEER:HVAC_Split-Package_AC | Annual
Any | NE-HVAC-airHP-SpltPkg-240to759kBtuh-10p5eer-3p2cop | Htl | Ex | CZ14 | cDXHP | SWHC013-02 | DEER2020 | D20v1 | 2020-11-09 | Cap-Tons | 1 |  | None | 289 | 0.0354 | 0 | 191 | 0.102 | 0 | [6 empty] | DEER:HVAC_Split-Package_AC | Annual
Any | NE-HVAC-airHP-SpltPkg-240to759kBtuh-10p5eer-3p2cop | Htl | Ex | CZ15 | cDXHP | SWHC013-02 | DEER2020 | D20v1 | 2020-11-09 | Cap-Tons | 1 |  | None | 332 | 0.0709 | 0 | 276 | 0.105 | 0 | [6 empty] | DEER:HVAC_Split-Package_AC | Annual
Any | NE-HVAC-airHP-SpltPkg-240to759kBtuh-10p5eer-3p2cop | Htl | Ex | CZ16 | cDXHP | SWHC013-02 | DEER2020 | D20v1 | 2020-11-09 | Cap-Tons | 1 |  | None | 339 | 0.0403 | 0 | 80.6 | 0.0659 | 0 | [6 empty] | DEER:HVAC_Split-Package_AC | Annual
Any | NE-HVAC-airHP-SpltPkg-240to759kBtuh-10p5eer-3p2cop | Htl | New | CZ01 | cDXHP | SWHC013-02 | DEER2020 | D20v1 | 2020-11-09 | Cap-Tons | 1 |  | None | 9190 | 1.52 | 113 | 4.3 | 0.0118 | 0 | [6 empty] | DEER:HVAC_Split-Package_AC | Annual
Any | NE-HVAC-airHP-SpltPkg-240to759kBtuh-10p5eer-3p2cop | Htl | New | CZ02 | cDXHP | SWHC013-02 | DEER2020 | D20v1 | 2020-11-09 | Cap-Tons | 1 |  | None | 9680 | 1.69 | 110 | 73.7 | 0.0974 | 0 | [6 empty] | DEER:HVAC_Split-Package_AC | Annual
Any | NE-HVAC-airHP-SpltPkg-240to759kBtuh-10p5eer-3p2cop | Htl | New | CZ03 | cDXHP | SWHC013-02 | DEER2020 | D20v1 | 2020-11-09 | Cap-Tons | 1 |  | None | 9170 | 1.56 | 108 | 26.9 | 0.0485 | 0 | [6 empty] | DEER:HVAC_Split-Package_AC | Annual
Any | NE-HVAC-airHP-SpltPkg-240to759kBtuh-10p5eer-3p2cop | Htl | New | CZ04 | cDXHP | SWHC013-02 | DEER2020 | D20v1 | 2020-11-09 | Cap-Tons | 1 |  | None | 9590 | 1.63 | 108 | 79.4 | 0.0813 | 0 | [6 empty] | DEER:HVAC_Split-Package_AC | Annual
Any | NE-HVAC-airHP-SpltPkg-240to759kBtuh-10p5eer-3p2cop | Htl | New | CZ05 | cDXHP | SWHC013-02 | DEER2020 | D20v1 | 2020-11-09 | Cap-Tons | 1 |  | None | 9240 | 1.5 | 109 | 26.3 | 0.0283 | 0 | [6 empty] | DEER:HVAC_Split-Package_AC | Annual
Any | NE-HVAC-airHP-SpltPkg-240to759kBtuh-10p5eer-3p2cop | Htl | New | CZ06 | cDXHP | SWHC013-02 | DEER2020 | D20v1 | 2020-11-09 | Cap-Tons | 1 |  | None | 9280 | 1.54 | 104 | 78.8 | 0.0682 | 0 | [6 empty] | DEER:HVAC_Split-Package_AC | Annual
Any | NE-HVAC-airHP-SpltPkg-240to759kBtuh-10p5eer-3p2cop | Htl | New | CZ07 | cDXHP | SWHC013-02 | DEER2020 | D20v1 | 2020-11-09 | Cap-Tons | 1 |  | None | 9440 | 1.55 | 105 | 65.9 | 0.0511 | 0 | [6 empty] | DEER:HVAC_Split-Package_AC | Annual
Any | NE-HVAC-airHP-SpltPkg-240to759kBtuh-10p5eer-3p2cop | MBT | Ex | CZ01 | cDXHP | SWHC013-02 | DEER2020 | D20v1 | 2020-11-09 | Cap-Tons | 1 |  | None | 176 | 0.0294 | 0 | 18.4 | 0.0131 | 0 | [6 empty] | DEER:HVAC_Split-Package_AC | Annual
Any | NE-HVAC-airHP-SpltPkg-240to759kBtuh-10p5eer-3p2cop | MBT | Ex | CZ02 | cDXHP | SWHC013-02 | DEER2020 | D20v1 | 2020-11-09 | Cap-Tons | 1 |  | None | 192 | 0.0888 | 0 | 69.8 | 0.0664 | 0 | [6 empty] | DEER:HVAC_Split-Package_AC | Annual
Any | NE-HVAC-airHP-SpltPkg-240to759kBtuh-10p5eer-3p2cop | MBT | Ex | CZ03 | cDXHP | SWHC013-02 | DEER2020 | D20v1 | 2020-11-09 | Cap-Tons | 1 |  | None | 125 | 0.0787 | 0 | 43.9 | 0.037 | 0 | [6 empty] | DEER:HVAC_Split-Package_AC | Annual
Any | NE-HVAC-airHP-SpltPkg-240to759kBtuh-10p5eer-3p2cop | MBT | Ex | CZ04 | cDXHP | SWHC013-02 | DEER2020 | D20v1 | 2020-11-09 | Cap-Tons | 1 |  | None | 148 | 0.0885 | 0 | 78.1 | 0.0574 | 0 | [6 empty] | DEER:HVAC_Split-Package_AC | Annual
Any | NE-HVAC-airHP-SpltPkg-240to759kBtuh-10p5eer-3p2cop | MBT | Ex | CZ05 | cDXHP | SWHC013-02 | DEER2020 | D20v1 | 2020-11-09 | Cap-Tons | 1 |  | None | 105 | 0.0418 | 0 | 47.1 | 0.0255 | 0 | [6 empty] | DEER:HVAC_Split-Package_AC | Annual
Any | NE-HVAC-airHP-SpltPkg-240to759kBtuh-10p5eer-3p2cop | MBT | Ex | CZ06 | cDXHP | SWHC013-02 | DEER2020 | D20v1 | 2020-11-09 | Cap-Tons | 1 |  | None | 112 | 0.0766 | 0 | 85.3 | 0.0481 | 0 | [6 empty] | DEER:HVAC_Split-Package_AC | Annual
Any | NE-HVAC-airHP-SpltPkg-240to759kBtuh-10p5eer-3p2cop | MBT | Ex | CZ07 | cDXHP | SWHC013-02 | DEER2020 | D20v1 | 2020-11-09 | Cap-Tons | 1 |  | None | 71.5 | 0.0634 | 0 | 75.8 | 0.0389 | 0 | [6 empty] | DEER:HVAC_Split-Package_AC | Annual
Any | NE-HVAC-airHP-SpltPkg-240to759kBtuh-10p5eer-3p2cop | MBT | Ex | CZ08 | cDXHP | SWHC013-02 | DEER2020 | D20v1 | 2020-11-09 | Cap-Tons | 1 |  | None | 135 | 0.0841 | 0 | 99.7 | 0.0493 | 0 | [6 empty] | DEER:HVAC_Split-Package_AC | Annual
Any | NE-HVAC-airHP-SpltPkg-240to759kBtuh-10p5eer-3p2cop | MBT | Ex | CZ09 | cDXHP | SWHC013-02 | DEER2020 | D20v1 | 2020-11-09 | Cap-Tons | 1 |  | None | 194 | 0.113 | 0 | 86 | 0.0608 | 0 | [6 empty] | DEER:HVAC_Split-Package_AC | Annual
Any | NE-HVAC-airHP-SpltPkg-240to759kBtuh-10p5eer-3p2cop | MBT | Ex | CZ10 | cDXHP | SWHC013-02 | DEER2020 | D20v1 | 2020-11-09 | Cap-Tons | 1 |  | None | 183 | 0.1 | 0 | 101 | 0.0665 | 0 | [6 empty] | DEER:HVAC_Split-Package_AC | Annual
Any | NE-HVAC-airHP-SpltPkg-240to759kBtuh-10p5eer-3p2cop | MBT | Ex | CZ11 | cDXHP | SWHC013-02 | DEER2020 | D20v1 | 2020-11-09 | Cap-Tons | 1 |  | None | 236 | 0.0991 | 0 | 89.7 | 0.0729 | 0 | [6 empty] | DEER:HVAC_Split-Package_AC | Annual
Any | NE-HVAC-airHP-SpltPkg-240to759kBtuh-10p5eer-3p2cop | MBT | Ex | CZ12 | cDXHP | SWHC013-02 | DEER2020 | D20v1 | 2020-11-09 | Cap-Tons | 1 |  | None | 215 | 0.0971 | 0 | 79.7 | 0.0699 | 0 | [6 empty] | DEER:HVAC_Split-Package_AC | Annual
Any | NE-HVAC-airHP-SpltPkg-240to759kBtuh-10p5eer-3p2cop | MBT | Ex | CZ13 | cDXHP | SWHC013-02 | DEER2020 | D20v1 | 2020-11-09 | Cap-Tons | 1 |  | None | 226 | 0.106 | 0 | 95.2 | 0.0652 | 0 | [6 empty] | DEER:HVAC_Split-Package_AC | Annual
Any | NE-HVAC-airHP-SpltPkg-240to759kBtuh-10p5eer-3p2cop | MBT | Ex | CZ14 | cDXHP | SWHC013-02 | DEER2020 | D20v1 | 2020-11-09 | Cap-Tons | 1 |  | None | 249 | 0.109 | 0 | 93.6 | 0.0589 | 0 | [6 empty] | DEER:HVAC_Split-Package_AC | Annual
Any | NE-HVAC-airHP-SpltPkg-240to759kBtuh-10p5eer-3p2cop | MBT | Ex | CZ15 | cDXHP | SWHC013-02 | DEER2020 | D20v1 | 2020-11-09 | Cap-Tons | 1 |  | None | 252 | 0.12 | 0 | 142 | 0.0634 | 0 | [6 empty] | DEER:HVAC_Split-Package_AC | Annual
Any | NE-HVAC-airHP-SpltPkg-240to759kBtuh-10p5eer-3p2cop | MBT | Ex | CZ16 | cDXHP | SWHC013-02 | DEER2020 | D20v1 | 2020-11-09 | Cap-Tons | 1 |  | None | 294 | 0.0783 | 0 | 48.6 | 0.0423 | 0 | [6 empty] | DEER:HVAC_Split-Package_AC | Annual
Any | NE-HVAC-airHP-SpltPkg-240to759kBtuh-10p5eer-3p2cop | MBT | New | CZ01 | cDXHP | SWHC013-02 | DEER2020 | D20v1 | 2020-11-09 | Cap-Tons | 1 |  | None | -99.5 | -0.0257 | 0 | 20.6 | 0.0134 | 0 | [6 empty] | DEER:HVAC_Split-Package_AC | Annual
Any | NE-HVAC-airHP-SpltPkg-240to759kBtuh-10p5eer-3p2cop | MBT | New | CZ02 | cDXHP | SWHC013-02 | DEER2020 | D20v1 | 2020-11-09 | Cap-Tons | 1 |  | None | -111 | -0.0339 | 0 | 66.5 | 0.0623 | 0 | [6 empty] | DEER:HVAC_Split-Package_AC | Annual
Any | NE-HVAC-airHP-SpltPkg-240to759kBtuh-10p5eer-3p2cop | MBT | New | CZ03 | cDXHP | SWHC013-02 | DEER2020 | D20v1 | 2020-11-09 | Cap-Tons | 1 |  | None | -124 | -0.0227 | 0 | 45.9 | 0.0363 | 0 | [6 empty] | DEER:HVAC_Split-Package_AC | Annual
Any | NE-HVAC-airHP-SpltPkg-240to759kBtuh-10p5eer-3p2cop | MBT | New | CZ04 | cDXHP | SWHC013-02 | DEER2020 | D20v1 | 2020-11-09 | Cap-Tons | 1 |  | None | -119 | -0.0263 | 0 | 74.6 | 0.0542 | 0 | [6 empty] | DEER:HVAC_Split-Package_AC | Annual
Any | NE-HVAC-airHP-SpltPkg-240to759kBtuh-10p5eer-3p2cop | MBT | New | CZ05 | cDXHP | SWHC013-02 | DEER2020 | D20v1 | 2020-11-09 | Cap-Tons | 1 |  | None | -123 | -0.0256 | 0 | 49.5 | 0.0255 | 0 | [6 empty] | DEER:HVAC_Split-Package_AC | Annual
Any | NE-HVAC-airHP-SpltPkg-240to759kBtuh-10p5eer-3p2cop | MBT | New | CZ06 | cDXHP | SWHC013-02 | DEER2020 | D20v1 | 2020-11-09 | Cap-Tons | 1 |  | None | -129 | -0.0186 | 0 | 87.2 | 0.0481 | 0 | [6 empty] | DEER:HVAC_Split-Package_AC | Annual
Any | NE-HVAC-airHP-SpltPkg-240to759kBtuh-10p5eer-3p2cop | MBT | New | CZ07 | cDXHP | SWHC013-02 | DEER2020 | D20v1 | 2020-11-09 | Cap-Tons | 1 |  | None | -137 | -0.0242 | 0 | 77.3 | 0.0387 | 0 | [6 empty] | DEER:HVAC_Split-Package_AC | Annual
Any | NE-HVAC-airHP-SpltPkg-240to759kBtuh-10p5eer-3p2cop | MBT | New | CZ08 | cDXHP | SWHC013-02 | DEER2020 | D20v1 | 2020-11-09 | Cap-Tons | 1 |  | None | -145 | -0.0251 | 0 | 97.8 | 0.0499 | 0 | [6 empty] | DEER:HVAC_Split-Package_AC | Annual
Any | NE-HVAC-airHP-SpltPkg-240to759kBtuh-10p5eer-3p2cop | MBT | New | CZ09 | cDXHP | SWHC013-02 | DEER2020 | D20v1 | 2020-11-09 | Cap-Tons | 1 |  | None | -104 | -0.0178 | 0 | 83.2 | 0.0594 | 0 | [6 empty] | DEER:HVAC_Split-Package_AC | Annual
Any | NE-HVAC-airHP-SpltPkg-240to759kBtuh-10p5eer-3p2cop | MBT | New | CZ10 | cDXHP | SWHC013-02 | DEER2020 | D20v1 | 2020-11-09 | Cap-Tons | 1 |  | None | -122 | -0.0362 | 0 | 96.7 | 0.0642 | 0 | [6 empty] | DEER:HVAC_Split-Package_AC | Annual
Any | NE-HVAC-airHP-SpltPkg-240to759kBtuh-10p5eer-3p2cop | MBT | New | CZ11 | cDXHP | SWHC013-02 | DEER2020 | D20v1 | 2020-11-09 | Cap-Tons | 1 |  | None | -111 | -0.0316 | 0 | 84.7 | 0.0689 | 0 | [6 empty] | DEER:HVAC_Split-Package_AC | Annual
Any | NE-HVAC-airHP-SpltPkg-240to759kBtuh-10p5eer-3p2cop | MBT | New | CZ12 | cDXHP | SWHC013-02 | DEER2020 | D20v1 | 2020-11-09 | Cap-Tons | 1 |  | None | -112 | -0.0355 | 0 | 76 | 0.0661 | 0 | [6 empty] | DEER:HVAC_Split-Package_AC | Annual
Any | NE-HVAC-airHP-SpltPkg-240to759kBtuh-10p5eer-3p2cop | MBT | New | CZ13 | cDXHP | SWHC013-02 | DEER2020 | D20v1 | 2020-11-09 | Cap-Tons | 1 |  | None | -117 | -0.0291 | 0 | 89.8 | 0.0613 | 0 | [6 empty] | DEER:HVAC_Split-Package_AC | Annual
Any | NE-HVAC-airHP-SpltPkg-240to759kBtuh-10p5eer-3p2cop | MBT | New | CZ14 | cDXHP | SWHC013-02 | DEER2020 | D20v1 | 2020-11-09 | Cap-Tons | 1 |  | None | -110 | -0.0269 | 0 | 89.3 | 0.057 | 0 | [6 empty] | DEER:HVAC_Split-Package_AC | Annual
Any | NE-HVAC-airHP-SpltPkg-240to759kBtuh-10p5eer-3p2cop | MBT | New | CZ15 | cDXHP | SWHC013-02 | DEER2020 | D20v1 | 2020-11-09 | Cap-Tons | 1 |  | None | -118 | -0.019 | 0 | 132 | 0.0594 | 0 | [6 empty] | DEER:HVAC_Split-Package_AC | Annual
Any | NE-HVAC-airHP-SpltPkg-240to759kBtuh-10p5eer-3p2cop | MBT | New | CZ16 | cDXHP | SWHC013-02 | DEER2020 | D20v1 | 2020-11-09 | Cap-Tons | 1 |  | None | -95.3 | -0.0217 | 0 | 49.2 | 0.0417 | 0 | [6 empty] | DEER:HVAC_Split-Package_AC | Annual
Any | NE-HVAC-airHP-SpltPkg-240to759kBtuh-10p5eer-3p2cop | MLI | Ex | CZ01 | cDXHP | SWHC013-02 | DEER2020 | D20v1 | 2020-11-09 | Cap-Tons | 1 |  | None | 250 | 0.0271 | 0 | 4.86 | 0.0054 | 0 | [6 empty] | DEER:HVAC_Split-Package_AC | Annual
Any | NE-HVAC-airHP-SpltPkg-240to759kBtuh-10p5eer-3p2cop | MLI | Ex | CZ02 | cDXHP | SWHC013-02 | DEER2020 | D20v1 | 2020-11-09 | Cap-Tons | 1 |  | None | 229 | 0.0483 | 0 | 38.3 | 0.0488 | 0 | [6 empty] | DEER:HVAC_Split-Package_AC | Annual
Any | NE-HVAC-airHP-SpltPkg-240to759kBtuh-10p5eer-3p2cop | MLI | Ex | CZ03 | cDXHP | SWHC013-02 | DEER2020 | D20v1 | 2020-11-09 | Cap-Tons | 1 |  | None | 198 | 0.0439 | 0 | 14.9 | 0.0227 | 0 | [6 empty] | DEER:HVAC_Split-Package_AC | Annual
Any | NE-HVAC-airHP-SpltPkg-240to759kBtuh-10p5eer-3p2cop | MLI | Ex | CZ04 | cDXHP | SWHC013-02 | DEER2020 | D20v1 | 2020-11-09 | Cap-Tons | 1 |  | None | 201 | 0.0555 | 0 | 39.4 | 0.0395 | 0 | [6 empty] | DEER:HVAC_Split-Package_AC | Annual
Any | NE-HVAC-airHP-SpltPkg-240to759kBtuh-10p5eer-3p2cop | MLI | Ex | CZ05 | cDXHP | SWHC013-02 | DEER2020 | D20v1 | 2020-11-09 | Cap-Tons | 1 |  | None | 194 | 0.0317 | 0 | 15.4 | 0.0125 | 0 | [6 empty] | DEER:HVAC_Split-Package_AC | Annual
Any | NE-HVAC-airHP-SpltPkg-240to759kBtuh-10p5eer-3p2cop | MLI | Ex | CZ06 | cDXHP | SWHC013-02 | DEER2020 | D20v1 | 2020-11-09 | Cap-Tons | 1 |  | None | 174 | 0.0468 | 0 | 42.6 | 0.0323 | 0 | [6 empty] | DEER:HVAC_Split-Package_AC | Annual
Any | NE-HVAC-airHP-SpltPkg-240to759kBtuh-10p5eer-3p2cop | MLI | Ex | CZ07 | cDXHP | SWHC013-02 | DEER2020 | D20v1 | 2020-11-09 | Cap-Tons | 1 |  | None | 153 | 0.0413 | 0 | 34.2 | 0.0256 | 0 | [6 empty] | DEER:HVAC_Split-Package_AC | Annual
Any | NE-HVAC-airHP-SpltPkg-240to759kBtuh-10p5eer-3p2cop | MLI | Ex | CZ08 | cDXHP | SWHC013-02 | DEER2020 | D20v1 | 2020-11-09 | Cap-Tons | 1 |  | None | 177 | 0.0478 | 0 | 59.3 | 0.0371 | 0 | [6 empty] | DEER:HVAC_Split-Package_AC | Annual
Any | NE-HVAC-airHP-SpltPkg-240to759kBtuh-10p5eer-3p2cop | MLI | Ex | CZ09 | cDXHP | SWHC013-02 | DEER2020 | D20v1 | 2020-11-09 | Cap-Tons | 1 |  | None | 202 | 0.0582 | 0 | 55.6 | 0.0479 | 0 | [6 empty] | DEER:HVAC_Split-Package_AC | Annual
Any | NE-HVAC-airHP-SpltPkg-240to759kBtuh-10p5eer-3p2cop | MLI | Ex | CZ10 | cDXHP | SWHC013-02 | DEER2020 | D20v1 | 2020-11-09 | Cap-Tons | 1 |  | None | 198 | 0.0481 | 0 | 67.1 | 0.055 | 0 | [6 empty] | DEER:HVAC_Split-Package_AC | Annual
Any | NE-HVAC-airHP-SpltPkg-240to759kBtuh-10p5eer-3p2cop | MLI | Ex | CZ11 | cDXHP | SWHC013-02 | DEER2020 | D20v1 | 2020-11-09 | Cap-Tons | 1 |  | None | 221 | 0.0479 | 0 | 67.1 | 0.0589 | 0 | [6 empty] | DEER:HVAC_Split-Package_AC | Annual
Any | NE-HVAC-airHP-SpltPkg-240to759kBtuh-10p5eer-3p2cop | MLI | Ex | CZ12 | cDXHP | SWHC013-02 | DEER2020 | D20v1 | 2020-11-09 | Cap-Tons | 1 |  | None | 220 | 0.0483 | 0 | 52.7 | 0.055 | 0 | [6 empty] | DEER:HVAC_Split-Package_AC | Annual
Any | NE-HVAC-airHP-SpltPkg-240to759kBtuh-10p5eer-3p2cop | MLI | Ex | CZ13 | cDXHP | SWHC013-02 | DEER2020 | D20v1 | 2020-11-09 | Cap-Tons | 1 |  | None | 209 | 0.0542 | 0 | 73.5 | 0.052 | 0 | [6 empty] | DEER:HVAC_Split-Package_AC | Annual
Any | NE-HVAC-airHP-SpltPkg-240to759kBtuh-10p5eer-3p2cop | MLI | Ex | CZ14 | cDXHP | SWHC013-02 | DEER2020 | D20v1 | 2020-11-09 | Cap-Tons | 1 |  | None | 225 | 0.0513 | 0 | 71.8 | 0.0483 | 0 | [6 empty] | DEER:HVAC_Split-Package_AC | Annual
Any | NE-HVAC-airHP-SpltPkg-240to759kBtuh-10p5eer-3p2cop | MLI | Ex | CZ15 | cDXHP | SWHC013-02 | DEER2020 | D20v1 | 2020-11-09 | Cap-Tons | 1 |  | None | 208 | 0.0597 | 0 | 126 | 0.0534 | 0 | [6 empty] | DEER:HVAC_Split-Package_AC | Annual
Any | NE-HVAC-airHP-SpltPkg-240to759kBtuh-10p5eer-3p2cop | MLI | Ex | CZ16 | cDXHP | SWHC013-02 | DEER2020 | D20v1 | 2020-11-09 | Cap-Tons | 1 |  | None | 267 | 0.0408 | 0 | 25.3 | 0.0261 | 0 | [6 empty] | DEER:HVAC_Split-Package_AC | Annual
Any | NE-HVAC-airHP-SpltPkg-240to759kBtuh-10p5eer-3p2cop | MLI | New | CZ01 | cDXHP | SWHC013-02 | DEER2020 | D20v1 | 2020-11-09 | Cap-Tons | 1 |  | None | -75.5 | -0.0209 | 0 | 4.96 | 0.00466 | 0 | [6 empty] | DEER:HVAC_Split-Package_AC | Annual
Any | NE-HVAC-airHP-SpltPkg-240to759kBtuh-10p5eer-3p2cop | MLI | New | CZ02 | cDXHP | SWHC013-02 | DEER2020 | D20v1 | 2020-11-09 | Cap-Tons | 1 |  | None | -102 | -0.0292 | 0 | 33.8 | 0.0451 | 0 | [6 empty] | DEER:HVAC_Split-Package_AC | Annual
Any | NE-HVAC-airHP-SpltPkg-240to759kBtuh-10p5eer-3p2cop | MLI | New | CZ03 | cDXHP | SWHC013-02 | DEER2020 | D20v1 | 2020-11-09 | Cap-Tons | 1 |  | None | -90.5 | -0.0217 | 0 | 12.6 | 0.0201 | 0 | [6 empty] | DEER:HVAC_Split-Package_AC | Annual
Any | NE-HVAC-airHP-SpltPkg-240to759kBtuh-10p5eer-3p2cop | MLI | New | CZ04 | cDXHP | SWHC013-02 | DEER2020 | D20v1 | 2020-11-09 | Cap-Tons | 1 |  | None | -106 | -0.024 | 0 | 34.9 | 0.0372 | 0 | [6 empty] | DEER:HVAC_Split-Package_AC | Annual
Any | NE-HVAC-airHP-SpltPkg-240to759kBtuh-10p5eer-3p2cop | MLI | New | CZ05 | cDXHP | SWHC013-02 | DEER2020 | D20v1 | 2020-11-09 | Cap-Tons | 1 |  | None | -90.7 | -0.0221 | 0 | 13 | 0.0111 | 0 | [6 empty] | DEER:HVAC_Split-Package_AC | Annual
Any | NE-HVAC-airHP-SpltPkg-240to759kBtuh-10p5eer-3p2cop | MLI | New | CZ06 | cDXHP | SWHC013-02 | DEER2020 | D20v1 | 2020-11-09 | Cap-Tons | 1 |  | None | -102 | -0.0218 | 0 | 39.1 | 0.0321 | 0 | [6 empty] | DEER:HVAC_Split-Package_AC | Annual
Any | NE-HVAC-airHP-SpltPkg-240to759kBtuh-10p5eer-3p2cop | MLI | New | CZ07 | cDXHP | SWHC013-02 | DEER2020 | D20v1 | 2020-11-09 | Cap-Tons | 1 |  | None | -104 | -0.0196 | 0 | 31 | 0.0246 | 0 | [6 empty] | DEER:HVAC_Split-Package_AC | Annual
Any | NE-HVAC-airHP-SpltPkg-240to759kBtuh-10p5eer-3p2cop | MLI | New | CZ08 | cDXHP | SWHC013-02 | DEER2020 | D20v1 | 2020-11-09 | Cap-Tons | 1 |  | None | -110 | -0.0208 | 0 | 53.3 | 0.035 | 0 | [6 empty] | DEER:HVAC_Split-Package_AC | Annual
Any | NE-HVAC-airHP-SpltPkg-240to759kBtuh-10p5eer-3p2cop | MLI | New | CZ09 | cDXHP | SWHC013-02 | DEER2020 | D20v1 | 2020-11-09 | Cap-Tons | 1 |  | None | -111 | -0.0215 | 0 | 50 | 0.0449 | 0 | [6 empty] | DEER:HVAC_Split-Package_AC | Annual
Any | NE-HVAC-airHP-SpltPkg-240to759kBtuh-10p5eer-3p2cop | MLI | New | CZ10 | cDXHP | SWHC013-02 | DEER2020 | D20v1 | 2020-11-09 | Cap-Tons | 1 |  | None | -119 | -0.032 | 0 | 60.1 | 0.0517 | 0 | [6 empty] | DEER:HVAC_Split-Package_AC | Annual
Any | NE-HVAC-airHP-SpltPkg-240to759kBtuh-10p5eer-3p2cop | MLI | New | CZ11 | cDXHP | SWHC013-02 | DEER2020 | D20v1 | 2020-11-09 | Cap-Tons | 1 |  | None | -117 | -0.0282 | 0 | 60.6 | 0.0524 | 0 | [6 empty] | DEER:HVAC_Split-Package_AC | Annual
Any | NE-HVAC-airHP-SpltPkg-240to759kBtuh-10p5eer-3p2cop | MLI | New | CZ12 | cDXHP | SWHC013-02 | DEER2020 | D20v1 | 2020-11-09 | Cap-Tons | 1 |  | None | -112 | -0.0364 | 0 | 47.5 | 0.0511 | 0 | [6 empty] | DEER:HVAC_Split-Package_AC | Annual
Any | NE-HVAC-airHP-SpltPkg-240to759kBtuh-10p5eer-3p2cop | MLI | New | CZ13 | cDXHP | SWHC013-02 | DEER2020 | D20v1 | 2020-11-09 | Cap-Tons | 1 |  | None | -120 | -0.0289 | 0 | 66 | 0.0477 | 0 | [6 empty] | DEER:HVAC_Split-Package_AC | Annual
Any | NE-HVAC-airHP-SpltPkg-240to759kBtuh-10p5eer-3p2cop | MLI | New | CZ14 | cDXHP | SWHC013-02 | DEER2020 | D20v1 | 2020-11-09 | Cap-Tons | 1 |  | None | -118 | -0.0283 | 0 | 65.1 | 0.0438 | 0 | [6 empty] | DEER:HVAC_Split-Package_AC | Annual
Any | NE-HVAC-airHP-SpltPkg-240to759kBtuh-10p5eer-3p2cop | MLI | New | CZ15 | cDXHP | SWHC013-02 | DEER2020 | D20v1 | 2020-11-09 | Cap-Tons | 1 |  | None | -134 | -0.0228 | 0 | 113 | 0.0474 | 0 | [6 empty] | DEER:HVAC_Split-Package_AC | Annual
Any | NE-HVAC-airHP-SpltPkg-240to759kBtuh-10p5eer-3p2cop | MLI | New | CZ16 | cDXHP | SWHC013-02 | DEER2020 | D20v1 | 2020-11-09 | Cap-Tons | 1 |  | None | -87 | -0.0253 | 0 | 24.8 | 0.0251 | 0 | [6 empty] | DEER:HVAC_Split-Package_AC | Annual
Any | NE-HVAC-airHP-SpltPkg-240to759kBtuh-10p5eer-3p2cop | Mtl | Ex | CZ01 | cDXHP | SWHC013-02 | DEER2020 | D20v1 | 2020-11-09 | Cap-Tons | 1 |  | None | 725 | 0.0274 | 0 | 7.82 | 0.0141 | 0 | [6 empty] | DEER:HVAC_Split-Package_AC | Annual
Any | NE-HVAC-airHP-SpltPkg-240to759kBtuh-10p5eer-3p2cop | Mtl | Ex | CZ02 | cDXHP | SWHC013-02 | DEER2020 | D20v1 | 2020-11-09 | Cap-Tons | 1 |  | None | 611 | 0.0263 | 0 | 96.9 | 0.104 | 0 | [6 empty] | DEER:HVAC_Split-Package_AC | Annual
Any | NE-HVAC-airHP-SpltPkg-240to759kBtuh-10p5eer-3p2cop | Mtl | Ex | CZ03 | cDXHP | SWHC013-02 | DEER2020 | D20v1 | 2020-11-09 | Cap-Tons | 1 |  | None | 528 | 0.0718 | 0 | 34.3 | 0.0476 | 0 | [6 empty] | DEER:HVAC_Split-Package_AC | Annual
Any | NE-HVAC-airHP-SpltPkg-240to759kBtuh-10p5eer-3p2cop | Mtl | Ex | CZ04 | cDXHP | SWHC013-02 | DEER2020 | D20v1 | 2020-11-09 | Cap-Tons | 1 |  | None | 533 | 0.0517 | 0 | 109 | 0.0892 | 0 | [6 empty] | DEER:HVAC_Split-Package_AC | Annual
Any | NE-HVAC-airHP-SpltPkg-240to759kBtuh-10p5eer-3p2cop | Mtl | Ex | CZ05 | cDXHP | SWHC013-02 | DEER2020 | D20v1 | 2020-11-09 | Cap-Tons | 1 |  | None | 517 | 0.0383 | 0 | 35.2 | 0.0286 | 0 | [6 empty] | DEER:HVAC_Split-Package_AC | Annual
Any | NE-HVAC-airHP-SpltPkg-240to759kBtuh-10p5eer-3p2cop | Mtl | Ex | CZ06 | cDXHP | SWHC013-02 | DEER2020 | D20v1 | 2020-11-09 | Cap-Tons | 1 |  | None | 405 | 0.0841 | 0 | 99.1 | 0.0581 | 0 | [6 empty] | DEER:HVAC_Split-Package_AC | Annual
Any | NE-HVAC-airHP-SpltPkg-240to759kBtuh-10p5eer-3p2cop | Mtl | Ex | CZ07 | cDXHP | SWHC013-02 | DEER2020 | D20v1 | 2020-11-09 | Cap-Tons | 1 |  | None | 308 | 0.0708 | 0 | 89.2 | 0.048 | 0 | [6 empty] | DEER:HVAC_Split-Package_AC | Annual
Any | NE-HVAC-airHP-SpltPkg-240to759kBtuh-10p5eer-3p2cop | Mtl | Ex | CZ08 | cDXHP | SWHC013-02 | DEER2020 | D20v1 | 2020-11-09 | Cap-Tons | 1 |  | None | 328 | 0.0588 | 0 | 157 | 0.0764 | 0 | [6 empty] | DEER:HVAC_Split-Package_AC | Annual
Any | NE-HVAC-airHP-SpltPkg-240to759kBtuh-10p5eer-3p2cop | Mtl | Ex | CZ09 | cDXHP | SWHC013-02 | DEER2020 | D20v1 | 2020-11-09 | Cap-Tons | 1 |  | None | 423 | 0.0668 | 0 | 141 | 0.0937 | 0 | [6 empty] | DEER:HVAC_Split-Package_AC | Annual
Any | NE-HVAC-airHP-SpltPkg-240to759kBtuh-10p5eer-3p2cop | Mtl | Ex | CZ10 | cDXHP | SWHC013-02 | DEER2020 | D20v1 | 2020-11-09 | Cap-Tons | 1 |  | None | 489 | 0.0598 | 0 | 154 | 0.1 | 0 | [6 empty] | DEER:HVAC_Split-Package_AC | Annual
Any | NE-HVAC-airHP-SpltPkg-240to759kBtuh-10p5eer-3p2cop | Mtl | Ex | CZ11 | cDXHP | SWHC013-02 | DEER2020 | D20v1 | 2020-11-09 | Cap-Tons | 1 |  | None | 595 | 0.0389 | 0 | 159 | 0.116 | 0 | [6 empty] | DEER:HVAC_Split-Package_AC | Annual
Any | NE-HVAC-airHP-SpltPkg-240to759kBtuh-10p5eer-3p2cop | Mtl | Ex | CZ12 | cDXHP | SWHC013-02 | DEER2020 | D20v1 | 2020-11-09 | Cap-Tons | 1 |  | None | 559 | 0.0384 | 0 | 128 | 0.113 | 0 | [6 empty] | DEER:HVAC_Split-Package_AC | Annual
Any | NE-HVAC-airHP-SpltPkg-240to759kBtuh-10p5eer-3p2cop | Mtl | Ex | CZ13 | cDXHP | SWHC013-02 | DEER2020 | D20v1 | 2020-11-09 | Cap-Tons | 1 |  | None | 565 | 0.072 | 0 | 167 | 0.102 | 0 | [6 empty] | DEER:HVAC_Split-Package_AC | Annual
Any | NE-HVAC-airHP-SpltPkg-240to759kBtuh-10p5eer-3p2cop | Mtl | Ex | CZ14 | cDXHP | SWHC013-02 | DEER2020 | D20v1 | 2020-11-09 | Cap-Tons | 1 |  | None | 594 | 0.0632 | 0 | 159 | 0.0937 | 0 | [6 empty] | DEER:HVAC_Split-Package_AC | Annual
Any | NE-HVAC-airHP-SpltPkg-240to759kBtuh-10p5eer-3p2cop | Mtl | Ex | CZ15 | cDXHP | SWHC013-02 | DEER2020 | D20v1 | 2020-11-09 | Cap-Tons | 1 |  | None | 548 | 0.106 | 0 | 255 | 0.0955 | 0 | [6 empty] | DEER:HVAC_Split-Package_AC | Annual
Any | NE-HVAC-airHP-SpltPkg-240to759kBtuh-10p5eer-3p2cop | Mtl | Ex | CZ16 | cDXHP | SWHC013-02 | DEER2020 | D20v1 | 2020-11-09 | Cap-Tons | 1 |  | None | 692 | 0.0567 | 0 | 54.5 | 0.0545 | 0 | [6 empty] | DEER:HVAC_Split-Package_AC | Annual
Any | NE-HVAC-airHP-SpltPkg-240to759kBtuh-10p5eer-3p2cop | Mtl | New | CZ01 | cDXHP | SWHC013-02 | DEER2020 | D20v1 | 2020-11-09 | Cap-Tons | 1 |  | None | -212 | -0.0391 | 0 | 8.84 | 0.0141 | 0 | [6 empty] | DEER:HVAC_Split-Package_AC | Annual
Any | NE-HVAC-airHP-SpltPkg-240to759kBtuh-10p5eer-3p2cop | Mtl | New | CZ02 | cDXHP | SWHC013-02 | DEER2020 | D20v1 | 2020-11-09 | Cap-Tons | 1 |  | None | -290 | -0.0731 | 0 | 93.9 | 0.1 | 0 | [6 empty] | DEER:HVAC_Split-Package_AC | Annual
Any | NE-HVAC-airHP-SpltPkg-240to759kBtuh-10p5eer-3p2cop | Mtl | New | CZ03 | cDXHP | SWHC013-02 | DEER2020 | D20v1 | 2020-11-09 | Cap-Tons | 1 |  | None | -263 | -0.0394 | 0 | 36.3 | 0.0471 | 0 | [6 empty] | DEER:HVAC_Split-Package_AC | Annual
Any | NE-HVAC-airHP-SpltPkg-240to759kBtuh-10p5eer-3p2cop | Mtl | New | CZ04 | cDXHP | SWHC013-02 | DEER2020 | D20v1 | 2020-11-09 | Cap-Tons | 1 |  | None | -303 | -0.0602 | 0 | 106 | 0.0861 | 0 | [6 empty] | DEER:HVAC_Split-Package_AC | Annual
Any | NE-HVAC-airHP-SpltPkg-240to759kBtuh-10p5eer-3p2cop | Mtl | New | CZ05 | cDXHP | SWHC013-02 | DEER2020 | D20v1 | 2020-11-09 | Cap-Tons | 1 |  | None | -260 | -0.0435 | 0 | 36.7 | 0.0288 | 0 | [6 empty] | DEER:HVAC_Split-Package_AC | Annual
Any | NE-HVAC-airHP-SpltPkg-240to759kBtuh-10p5eer-3p2cop | Mtl | New | CZ06 | cDXHP | SWHC013-02 | DEER2020 | D20v1 | 2020-11-09 | Cap-Tons | 1 |  | None | -288 | -0.0346 | 0 | 97 | 0.0571 | 0 | [6 empty] | DEER:HVAC_Split-Package_AC | Annual
Any | NE-HVAC-airHP-SpltPkg-240to759kBtuh-10p5eer-3p2cop | Mtl | New | CZ07 | cDXHP | SWHC013-02 | DEER2020 | D20v1 | 2020-11-09 | Cap-Tons | 1 |  | None | -303 | -0.0342 | 0 | 87.7 | 0.0478 | 0 | [6 empty] | DEER:HVAC_Split-Package_AC | Annual
Any | NE-HVAC-airHP-SpltPkg-240to759kBtuh-10p5eer-3p2cop | Mtl | New | CZ08 | cDXHP | SWHC013-02 | DEER2020 | D20v1 | 2020-11-09 | Cap-Tons | 1 |  | None | -315 | -0.0453 | 0 | 151 | 0.0739 | 0 | [6 empty] | DEER:HVAC_Split-Package_AC | Annual
Any | NE-HVAC-airHP-SpltPkg-240to759kBtuh-10p5eer-3p2cop | Mtl | New | CZ09 | cDXHP | SWHC013-02 | DEER2020 | D20v1 | 2020-11-09 | Cap-Tons | 1 |  | None | -290 | -0.0459 | 0 | 132 | 0.09 | 0 | [6 empty] | DEER:HVAC_Split-Package_AC | Annual
Any | NE-HVAC-airHP-SpltPkg-240to759kBtuh-10p5eer-3p2cop | Mtl | New | CZ10 | cDXHP | SWHC013-02 | DEER2020 | D20v1 | 2020-11-09 | Cap-Tons | 1 |  | None | -310 | -0.0579 | 0 | 148 | 0.0958 | 0 | [6 empty] | DEER:HVAC_Split-Package_AC | Annual
Any | NE-HVAC-airHP-SpltPkg-240to759kBtuh-10p5eer-3p2cop | Mtl | New | CZ11 | cDXHP | SWHC013-02 | DEER2020 | D20v1 | 2020-11-09 | Cap-Tons | 1 |  | None | -309 | -0.0723 | 0 | 153 | 0.108 | 0 | [6 empty] | DEER:HVAC_Split-Package_AC | Annual
Any | NE-HVAC-airHP-SpltPkg-240to759kBtuh-10p5eer-3p2cop | Mtl | New | CZ12 | cDXHP | SWHC013-02 | DEER2020 | D20v1 | 2020-11-09 | Cap-Tons | 1 |  | None | -304 | -0.0677 | 0 | 122 | 0.106 | 0 | [6 empty] | DEER:HVAC_Split-Package_AC | Annual
Any | NE-HVAC-airHP-SpltPkg-240to759kBtuh-10p5eer-3p2cop | Mtl | New | CZ13 | cDXHP | SWHC013-02 | DEER2020 | D20v1 | 2020-11-09 | Cap-Tons | 1 |  | None | -315 | -0.0588 | 0 | 159 | 0.0958 | 0 | [6 empty] | DEER:HVAC_Split-Package_AC | Annual
Any | NE-HVAC-airHP-SpltPkg-240to759kBtuh-10p5eer-3p2cop | Mtl | New | CZ14 | cDXHP | SWHC013-02 | DEER2020 | D20v1 | 2020-11-09 | Cap-Tons | 1 |  | None | -315 | -0.0705 | 0 | 153 | 0.0889 | 0 | [6 empty] | DEER:HVAC_Split-Package_AC | Annual
Any | NE-HVAC-airHP-SpltPkg-240to759kBtuh-10p5eer-3p2cop | Mtl | New | CZ15 | cDXHP | SWHC013-02 | DEER2020 | D20v1 | 2020-11-09 | Cap-Tons | 1 |  | None | -333 | -0.0518 | 0 | 246 | 0.0901 | 0 | [6 empty] | DEER:HVAC_Split-Package_AC | Annual
Any | NE-HVAC-airHP-SpltPkg-240to759kBtuh-10p5eer-3p2cop | Mtl | New | CZ16 | cDXHP | SWHC013-02 | DEER2020 | D20v1 | 2020-11-09 | Cap-Tons | 1 |  | None | -243 | -0.0468 | 0 | 55.4 | 0.0536 | 0 | [6 empty] | DEER:HVAC_Split-Package_AC | Annual
Any | NE-HVAC-airHP-SpltPkg-240to759kBtuh-10p5eer-3p2cop | Nrs | Ex | CZ01 | cDXHP | SWHC013-02 | DEER2020 | D20v1 | 2020-11-09 | Cap-Tons | 1 |  | None | 555 | 0.037 | 0 | 4.57 | 0.01 | 0 | [6 empty] | DEER:HVAC_Split-Package_AC | Annual
Any | NE-HVAC-airHP-SpltPkg-240to759kBtuh-10p5eer-3p2cop | Nrs | Ex | CZ02 | cDXHP | SWHC013-02 | DEER2020 | D20v1 | 2020-11-09 | Cap-Tons | 1 |  | None | 476 | 0.0901 | 0 | 52.4 | 0.063 | 0 | [6 empty] | DEER:HVAC_Split-Package_AC | Annual
Any | NE-HVAC-airHP-SpltPkg-240to759kBtuh-10p5eer-3p2cop | Nrs | Ex | CZ03 | cDXHP | SWHC013-02 | DEER2020 | D20v1 | 2020-11-09 | Cap-Tons | 1 |  | None | 372 | 0.0567 | 0 | 23.2 | 0.0362 | 0 | [6 empty] | DEER:HVAC_Split-Package_AC | Annual
Any | NE-HVAC-airHP-SpltPkg-240to759kBtuh-10p5eer-3p2cop | Nrs | Ex | CZ04 | cDXHP | SWHC013-02 | DEER2020 | D20v1 | 2020-11-09 | Cap-Tons | 1 |  | None | 346 | 0.0692 | 0 | 60.4 | 0.057 | 0 | [6 empty] | DEER:HVAC_Split-Package_AC | Annual
Any | NE-HVAC-airHP-SpltPkg-240to759kBtuh-10p5eer-3p2cop | Nrs | Ex | CZ05 | cDXHP | SWHC013-02 | DEER2020 | D20v1 | 2020-11-09 | Cap-Tons | 1 |  | None | 335 | 0.0287 | 0 | 24.7 | 0.0222 | 0 | [6 empty] | DEER:HVAC_Split-Package_AC | Annual
Any | NE-HVAC-airHP-SpltPkg-240to759kBtuh-10p5eer-3p2cop | Nrs | Ex | CZ06 | cDXHP | SWHC013-02 | DEER2020 | D20v1 | 2020-11-09 | Cap-Tons | 1 |  | None | 410 | 0.0763 | 0 | 66.1 | 0.0488 | 0 | [6 empty] | DEER:HVAC_Split-Package_AC | Annual
Any | NE-HVAC-airHP-SpltPkg-240to759kBtuh-10p5eer-3p2cop | Nrs | Ex | CZ07 | cDXHP | SWHC013-02 | DEER2020 | D20v1 | 2020-11-09 | Cap-Tons | 1 |  | None | 272 | 0.0536 | 0 | 55.7 | 0.0384 | 0 | [6 empty] | DEER:HVAC_Split-Package_AC | Annual
Any | NE-HVAC-airHP-SpltPkg-240to759kBtuh-10p5eer-3p2cop | Nrs | Ex | CZ08 | cDXHP | SWHC013-02 | DEER2020 | D20v1 | 2020-11-09 | Cap-Tons | 1 |  | None | 413 | 0.0821 | 0 | 82.5 | 0.0494 | 0 | [6 empty] | DEER:HVAC_Split-Package_AC | Annual
Any | NE-HVAC-airHP-SpltPkg-240to759kBtuh-10p5eer-3p2cop | Nrs | Ex | CZ09 | cDXHP | SWHC013-02 | DEER2020 | D20v1 | 2020-11-09 | Cap-Tons | 1 |  | None | 437 | 0.102 | 0 | 93.4 | 0.0709 | 0 | [6 empty] | DEER:HVAC_Split-Package_AC | Annual
Any | NE-HVAC-airHP-SpltPkg-240to759kBtuh-10p5eer-3p2cop | Nrs | Ex | CZ10 | cDXHP | SWHC013-02 | DEER2020 | D20v1 | 2020-11-09 | Cap-Tons | 1 |  | None | 423 | 0.0948 | 0 | 98 | 0.0709 | 0 | [6 empty] | DEER:HVAC_Split-Package_AC | Annual
Any | NE-HVAC-airHP-SpltPkg-240to759kBtuh-10p5eer-3p2cop | Nrs | Ex | CZ11 | cDXHP | SWHC013-02 | DEER2020 | D20v1 | 2020-11-09 | Cap-Tons | 1 |  | None | 413 | 0.0673 | 0 | 111 | 0.0881 | 0 | [6 empty] | DEER:HVAC_Split-Package_AC | Annual
Any | NE-HVAC-airHP-SpltPkg-240to759kBtuh-10p5eer-3p2cop | Nrs | Ex | CZ12 | cDXHP | SWHC013-02 | DEER2020 | D20v1 | 2020-11-09 | Cap-Tons | 1 |  | None | 467 | 0.0894 | 0 | 80.5 | 0.0782 | 0 | [6 empty] | DEER:HVAC_Split-Package_AC | Annual
Any | NE-HVAC-airHP-SpltPkg-240to759kBtuh-10p5eer-3p2cop | Nrs | Ex | CZ13 | cDXHP | SWHC013-02 | DEER2020 | D20v1 | 2020-11-09 | Cap-Tons | 1 |  | None | 505 | 0.106 | 0 | 114 | 0.0773 | 0 | [6 empty] | DEER:HVAC_Split-Package_AC | Annual
Any | NE-HVAC-airHP-SpltPkg-240to759kBtuh-10p5eer-3p2cop | Nrs | Ex | CZ14 | cDXHP | SWHC013-02 | DEER2020 | D20v1 | 2020-11-09 | Cap-Tons | 1 |  | None | 391 | 0.0642 | 0 | 113 | 0.0715 | 0 | [6 empty] | DEER:HVAC_Split-Package_AC | Annual
Any | NE-HVAC-airHP-SpltPkg-240to759kBtuh-10p5eer-3p2cop | Nrs | Ex | CZ15 | cDXHP | SWHC013-02 | DEER2020 | D20v1 | 2020-11-09 | Cap-Tons | 1 |  | None | 369 | 0.0848 | 0 | 211 | 0.086 | 0 | [6 empty] | DEER:HVAC_Split-Package_AC | Annual
Any | NE-HVAC-airHP-SpltPkg-240to759kBtuh-10p5eer-3p2cop | Nrs | Ex | CZ16 | cDXHP | SWHC013-02 | DEER2020 | D20v1 | 2020-11-09 | Cap-Tons | 1 |  | None | 546 | 0.0644 | 0 | 34.8 | 0.0421 | 0 | [6 empty] | DEER:HVAC_Split-Package_AC | Annual
Any | NE-HVAC-airHP-SpltPkg-240to759kBtuh-10p5eer-3p2cop | Nrs | New | CZ01 | cDXHP | SWHC013-02 | DEER2020 | D20v1 | 2020-11-09 | Cap-Tons | 1 |  | None | 3.6 | -0.0203 | 32.2 | 3.66 | 0.00838 | 0 | [6 empty] | DEER:HVAC_Split-Package_AC | Annual
Any | NE-HVAC-airHP-SpltPkg-240to759kBtuh-10p5eer-3p2cop | Nrs | New | CZ02 | cDXHP | SWHC013-02 | DEER2020 | D20v1 | 2020-11-09 | Cap-Tons | 1 |  | None | -64.5 | -0.0156 | 32.2 | 47.1 | 0.0573 | 0 | [6 empty] | DEER:HVAC_Split-Package_AC | Annual
Any | NE-HVAC-airHP-SpltPkg-240to759kBtuh-10p5eer-3p2cop | Nrs | New | CZ03 | cDXHP | SWHC013-02 | DEER2020 | D20v1 | 2020-11-09 | Cap-Tons | 1 |  | None | -79.1 | -0.0327 | 32.2 | 17.4 | 0.0319 | 0 | [6 empty] | DEER:HVAC_Split-Package_AC | Annual
Any | NE-HVAC-airHP-SpltPkg-240to759kBtuh-10p5eer-3p2cop | Nrs | New | CZ04 | cDXHP | SWHC013-02 | DEER2020 | D20v1 | 2020-11-09 | Cap-Tons | 1 |  | None | -94.2 | -0.0192 | 32.2 | 50.6 | 0.0502 | 0 | [6 empty] | DEER:HVAC_Split-Package_AC | Annual
Any | NE-HVAC-airHP-SpltPkg-240to759kBtuh-10p5eer-3p2cop | Nrs | New | CZ05 | cDXHP | SWHC013-02 | DEER2020 | D20v1 | 2020-11-09 | Cap-Tons | 1 |  | None | -62.4 | -0.0344 | 32.2 | 17.8 | 0.0188 | 0 | [6 empty] | DEER:HVAC_Split-Package_AC | Annual
Any | NE-HVAC-airHP-SpltPkg-240to759kBtuh-10p5eer-3p2cop | Nrs | New | CZ06 | cDXHP | SWHC013-02 | DEER2020 | D20v1 | 2020-11-09 | Cap-Tons | 1 |  | None | -143 | -0.0232 | 32.2 | 56.5 | 0.0442 | 0 | [6 empty] | DEER:HVAC_Split-Package_AC | Annual
Any | NE-HVAC-airHP-SpltPkg-240to759kBtuh-10p5eer-3p2cop | Nrs | New | CZ07 | cDXHP | SWHC013-02 | DEER2020 | D20v1 | 2020-11-09 | Cap-Tons | 1 |  | None | -154 | -0.0325 | 32.2 | 45.1 | 0.0347 | 0 | [6 empty] | DEER:HVAC_Split-Package_AC | Annual
Any | NE-HVAC-airHP-SpltPkg-240to759kBtuh-10p5eer-3p2cop | Nrs | New | CZ08 | cDXHP | SWHC013-02 | DEER2020 | D20v1 | 2020-11-09 | Cap-Tons | 1 |  | None | -154 | -0.0223 | 32.1 | 72.1 | 0.0452 | 0 | [6 empty] | DEER:HVAC_Split-Package_AC | Annual
Any | NE-HVAC-airHP-SpltPkg-240to759kBtuh-10p5eer-3p2cop | Nrs | New | CZ09 | cDXHP | SWHC013-02 | DEER2020 | D20v1 | 2020-11-09 | Cap-Tons | 1 |  | None | -137 | 0.00221 | 31.8 | 82.7 | 0.0645 | 0 | [6 empty] | DEER:HVAC_Split-Package_AC | Annual
Any | NE-HVAC-airHP-SpltPkg-240to759kBtuh-10p5eer-3p2cop | Nrs | New | CZ10 | cDXHP | SWHC013-02 | DEER2020 | D20v1 | 2020-11-09 | Cap-Tons | 1 |  | None | -131 | -0.00575 | 32 | 90.1 | 0.0655 | 0 | [6 empty] | DEER:HVAC_Split-Package_AC | Annual
Any | NE-HVAC-airHP-SpltPkg-240to759kBtuh-10p5eer-3p2cop | Nrs | New | CZ11 | cDXHP | SWHC013-02 | DEER2020 | D20v1 | 2020-11-09 | Cap-Tons | 1 |  | None | -97.5 | 0.00058 | 31.8 | 101 | 0.0785 | 0 | [6 empty] | DEER:HVAC_Split-Package_AC | Annual
Any | NE-HVAC-airHP-SpltPkg-240to759kBtuh-10p5eer-3p2cop | Nrs | New | CZ12 | cDXHP | SWHC013-02 | DEER2020 | D20v1 | 2020-11-09 | Cap-Tons | 1 |  | None | -94.4 | -0.00467 | 32 | 73.6 | 0.0708 | 0 | [6 empty] | DEER:HVAC_Split-Package_AC | Annual
Any | NE-HVAC-airHP-SpltPkg-240to759kBtuh-10p5eer-3p2cop | Nrs | New | CZ13 | cDXHP | SWHC013-02 | DEER2020 | D20v1 | 2020-11-09 | Cap-Tons | 1 |  | None | -110 | -0.00228 | 31.7 | 106 | 0.0711 | 0 | [6 empty] | DEER:HVAC_Split-Package_AC | Annual
Any | NE-HVAC-airHP-SpltPkg-240to759kBtuh-10p5eer-3p2cop | Nrs | New | CZ14 | cDXHP | SWHC013-02 | DEER2020 | D20v1 | 2020-11-09 | Cap-Tons | 1 |  | None | -83.1 | -0.0133 | 31.6 | 103 | 0.065 | 0 | [6 empty] | DEER:HVAC_Split-Package_AC | Annual
Any | NE-HVAC-airHP-SpltPkg-240to759kBtuh-10p5eer-3p2cop | Nrs | New | CZ15 | cDXHP | SWHC013-02 | DEER2020 | D20v1 | 2020-11-09 | Cap-Tons | 1 |  | None | -138 | 0.00754 | 29.3 | 197 | 0.08 | 0 | [6 empty] | DEER:HVAC_Split-Package_AC | Annual
Any | NE-HVAC-airHP-SpltPkg-240to759kBtuh-10p5eer-3p2cop | Nrs | New | CZ16 | cDXHP | SWHC013-02 | DEER2020 | D20v1 | 2020-11-09 | Cap-Tons | 1 |  | None | 53.9 | -0.0299 | 32.2 | 31.7 | 0.0385 | 0 | [6 empty] | DEER:HVAC_Split-Package_AC | Annual
Any | NE-HVAC-airHP-SpltPkg-240to759kBtuh-10p5eer-3p2cop | OfL | Ex | CZ01 | cDXHP | SWHC013-02 | DEER2020 | D20v1 | 2020-11-09 | Cap-Tons | 1 |  | None | 153 | 0.00218 | 0 | 13.8 | 0.0116 | 0 | [6 empty] | DEER:HVAC_Split-Package_AC | Annual
Any | NE-HVAC-airHP-SpltPkg-240to759kBtuh-10p5eer-3p2cop | OfL | Ex | CZ02 | cDXHP | SWHC013-02 | DEER2020 | D20v1 | 2020-11-09 | Cap-Tons | 1 |  | None | 101 | 0.00423 | 0 | 78.5 | 0.048 | 0 | [6 empty] | DEER:HVAC_Split-Package_AC | Annual
Any | NE-HVAC-airHP-SpltPkg-240to759kBtuh-10p5eer-3p2cop | OfL | Ex | CZ03 | cDXHP | SWHC013-02 | DEER2020 | D20v1 | 2020-11-09 | Cap-Tons | 1 |  | None | 87.4 | 0.0235 | 0 | 37.1 | 0.0255 | 0 | [6 empty] | DEER:HVAC_Split-Package_AC | Annual
Any | NE-HVAC-airHP-SpltPkg-240to759kBtuh-10p5eer-3p2cop | OfL | Ex | CZ04 | cDXHP | SWHC013-02 | DEER2020 | D20v1 | 2020-11-09 | Cap-Tons | 1 |  | None | 81.8 | 0.00971 | 0 | 81.9 | 0.0411 | 0 | [6 empty] | DEER:HVAC_Split-Package_AC | Annual
Any | NE-HVAC-airHP-SpltPkg-240to759kBtuh-10p5eer-3p2cop | OfL | Ex | CZ05 | cDXHP | SWHC013-02 | DEER2020 | D20v1 | 2020-11-09 | Cap-Tons | 1 |  | None | 84.1 | 0.0195 | 0 | 42.3 | 0.0199 | 0 | [6 empty] | DEER:HVAC_Split-Package_AC | Annual
Any | NE-HVAC-airHP-SpltPkg-240to759kBtuh-10p5eer-3p2cop | OfL | Ex | CZ06 | cDXHP | SWHC013-02 | DEER2020 | D20v1 | 2020-11-09 | Cap-Tons | 1 |  | None | 108 | 0.0252 | 0 | 77.7 | 0.028 | 0 | [6 empty] | DEER:HVAC_Split-Package_AC | Annual
Any | NE-HVAC-airHP-SpltPkg-240to759kBtuh-10p5eer-3p2cop | OfL | Ex | CZ07 | cDXHP | SWHC013-02 | DEER2020 | D20v1 | 2020-11-09 | Cap-Tons | 1 |  | None | 73.6 | 0.0257 | 0 | 67.4 | 0.0244 | 0 | [6 empty] | DEER:HVAC_Split-Package_AC | Annual
Any | NE-HVAC-airHP-SpltPkg-240to759kBtuh-10p5eer-3p2cop | OfL | Ex | CZ08 | cDXHP | SWHC013-02 | DEER2020 | D20v1 | 2020-11-09 | Cap-Tons | 1 |  | None | 79.8 | 0.0177 | 0 | 104 | 0.0329 | 0 | [6 empty] | DEER:HVAC_Split-Package_AC | Annual
Any | NE-HVAC-airHP-SpltPkg-240to759kBtuh-10p5eer-3p2cop | OfL | Ex | CZ09 | cDXHP | SWHC013-02 | DEER2020 | D20v1 | 2020-11-09 | Cap-Tons | 1 |  | None | 118 | 0.0194 | 0 | 92.5 | 0.0412 | 0 | [6 empty] | DEER:HVAC_Split-Package_AC | Annual
Any | NE-HVAC-airHP-SpltPkg-240to759kBtuh-10p5eer-3p2cop | OfL | Ex | CZ10 | cDXHP | SWHC013-02 | DEER2020 | D20v1 | 2020-11-09 | Cap-Tons | 1 |  | None | 103 | 0.00973 | 0 | 110 | 0.0463 | 0 | [6 empty] | DEER:HVAC_Split-Package_AC | Annual
Any | NE-HVAC-airHP-SpltPkg-240to759kBtuh-10p5eer-3p2cop | OfL | Ex | CZ11 | cDXHP | SWHC013-02 | DEER2020 | D20v1 | 2020-11-09 | Cap-Tons | 1 |  | None | 130 | 0.0127 | 0 | 102 | 0.0506 | 0 | [6 empty] | DEER:HVAC_Split-Package_AC | Annual
Any | NE-HVAC-airHP-SpltPkg-240to759kBtuh-10p5eer-3p2cop | OfL | Ex | CZ12 | cDXHP | SWHC013-02 | DEER2020 | D20v1 | 2020-11-09 | Cap-Tons | 1 |  | None | 119 | 0.0113 | 0 | 88.6 | 0.0486 | 0 | [6 empty] | DEER:HVAC_Split-Package_AC | Annual
Any | NE-HVAC-airHP-SpltPkg-240to759kBtuh-10p5eer-3p2cop | OfL | Ex | CZ13 | cDXHP | SWHC013-02 | DEER2020 | D20v1 | 2020-11-09 | Cap-Tons | 1 |  | None | 122 | 0.0153 | 0 | 105 | 0.0435 | 0 | [6 empty] | DEER:HVAC_Split-Package_AC | Annual
Any | NE-HVAC-airHP-SpltPkg-240to759kBtuh-10p5eer-3p2cop | OfL | Ex | CZ14 | cDXHP | SWHC013-02 | DEER2020 | D20v1 | 2020-11-09 | Cap-Tons | 1 |  | None | 135 | 0.0169 | 0 | 105 | 0.0415 | 0 | [6 empty] | DEER:HVAC_Split-Package_AC | Annual
Any | NE-HVAC-airHP-SpltPkg-240to759kBtuh-10p5eer-3p2cop | OfL | Ex | CZ15 | cDXHP | SWHC013-02 | DEER2020 | D20v1 | 2020-11-09 | Cap-Tons | 1 |  | None | 159 | 0.0254 | 0 | 155 | 0.043 | 0 | [6 empty] | DEER:HVAC_Split-Package_AC | Annual
Any | NE-HVAC-airHP-SpltPkg-240to759kBtuh-10p5eer-3p2cop | OfL | Ex | CZ16 | cDXHP | SWHC013-02 | DEER2020 | D20v1 | 2020-11-09 | Cap-Tons | 1 |  | None | 160 | 0.0222 | 0 | 47.5 | 0.0272 | 0 | [6 empty] | DEER:HVAC_Split-Package_AC | Annual
Any | NE-HVAC-airHP-SpltPkg-240to759kBtuh-10p5eer-3p2cop | OfL | New | CZ01 | cDXHP | SWHC013-02 | DEER2020 | D20v1 | 2020-11-09 | Cap-Tons | 1 |  | None | -99.2 | -0.0184 | 0 | 12.3 | 0.0105 | 0 | [6 empty] | DEER:HVAC_Split-Package_AC | Annual
Any | NE-HVAC-airHP-SpltPkg-240to759kBtuh-10p5eer-3p2cop | OfL | New | CZ02 | cDXHP | SWHC013-02 | DEER2020 | D20v1 | 2020-11-09 | Cap-Tons | 1 |  | None | -134 | -0.0353 | 0 | 68.6 | 0.0436 | 0 | [6 empty] | DEER:HVAC_Split-Package_AC | Annual
Any | NE-HVAC-airHP-SpltPkg-240to759kBtuh-10p5eer-3p2cop | OfL | New | CZ03 | cDXHP | SWHC013-02 | DEER2020 | D20v1 | 2020-11-09 | Cap-Tons | 1 |  | None | -121 | -0.0198 | 0 | 35.5 | 0.0244 | 0 | [6 empty] | DEER:HVAC_Split-Package_AC | Annual
Any | NE-HVAC-airHP-SpltPkg-240to759kBtuh-10p5eer-3p2cop | OfL | New | CZ04 | cDXHP | SWHC013-02 | DEER2020 | D20v1 | 2020-11-09 | Cap-Tons | 1 |  | None | -140 | -0.0301 | 0 | 73.7 | 0.0374 | 0 | [6 empty] | DEER:HVAC_Split-Package_AC | Annual
Any | NE-HVAC-airHP-SpltPkg-240to759kBtuh-10p5eer-3p2cop | OfL | New | CZ05 | cDXHP | SWHC013-02 | DEER2020 | D20v1 | 2020-11-09 | Cap-Tons | 1 |  | None | -125 | -0.0172 | 0 | 41 | 0.0194 | 0 | [6 empty] | DEER:HVAC_Split-Package_AC | Annual
Any | NE-HVAC-airHP-SpltPkg-240to759kBtuh-10p5eer-3p2cop | OfL | New | CZ06 | cDXHP | SWHC013-02 | DEER2020 | D20v1 | 2020-11-09 | Cap-Tons | 1 |  | None | -122 | -0.0162 | 0 | 75.4 | 0.0268 | 0 | [6 empty] | DEER:HVAC_Split-Package_AC | Annual
Any | NE-HVAC-airHP-SpltPkg-240to759kBtuh-10p5eer-3p2cop | OfL | New | CZ07 | cDXHP | SWHC013-02 | DEER2020 | D20v1 | 2020-11-09 | Cap-Tons | 1 |  | None | -130 | -0.0161 | 0 | 65.2 | 0.0239 | 0 | [6 empty] | DEER:HVAC_Split-Package_AC | Annual
Any | NE-HVAC-airHP-SpltPkg-240to759kBtuh-10p5eer-3p2cop | OfL | New | CZ08 | cDXHP | SWHC013-02 | DEER2020 | D20v1 | 2020-11-09 | Cap-Tons | 1 |  | None | -142 | -0.0221 | 0 | 96.4 | 0.0308 | 0 | [6 empty] | DEER:HVAC_Split-Package_AC | Annual
Any | NE-HVAC-airHP-SpltPkg-240to759kBtuh-10p5eer-3p2cop | OfL | New | CZ09 | cDXHP | SWHC013-02 | DEER2020 | D20v1 | 2020-11-09 | Cap-Tons | 1 |  | None | -126 | -0.0238 | 0 | 84 | 0.0381 | 0 | [6 empty] | DEER:HVAC_Split-Package_AC | Annual
Any | NE-HVAC-airHP-SpltPkg-240to759kBtuh-10p5eer-3p2cop | OfL | New | CZ10 | cDXHP | SWHC013-02 | DEER2020 | D20v1 | 2020-11-09 | Cap-Tons | 1 |  | None | -143 | -0.0311 | 0 | 97.7 | 0.0426 | 0 | [6 empty] | DEER:HVAC_Split-Package_AC | Annual
Any | NE-HVAC-airHP-SpltPkg-240to759kBtuh-10p5eer-3p2cop | OfL | New | CZ11 | cDXHP | SWHC013-02 | DEER2020 | D20v1 | 2020-11-09 | Cap-Tons | 1 |  | None | -141 | -0.0294 | 0 | 89 | 0.0446 | 0 | [6 empty] | DEER:HVAC_Split-Package_AC | Annual
Any | NE-HVAC-airHP-SpltPkg-240to759kBtuh-10p5eer-3p2cop | OfL | New | CZ12 | cDXHP | SWHC013-02 | DEER2020 | D20v1 | 2020-11-09 | Cap-Tons | 1 |  | None | -137 | -0.0328 | 0 | 77.4 | 0.0435 | 0 | [6 empty] | DEER:HVAC_Split-Package_AC | Annual
Any | NE-HVAC-airHP-SpltPkg-240to759kBtuh-10p5eer-3p2cop | OfL | New | CZ13 | cDXHP | SWHC013-02 | DEER2020 | D20v1 | 2020-11-09 | Cap-Tons | 1 |  | None | -144 | -0.0301 | 0 | 93.2 | 0.0394 | 0 | [6 empty] | DEER:HVAC_Split-Package_AC | Annual
Any | NE-HVAC-airHP-SpltPkg-240to759kBtuh-10p5eer-3p2cop | OfL | New | CZ14 | cDXHP | SWHC013-02 | DEER2020 | D20v1 | 2020-11-09 | Cap-Tons | 1 |  | None | -142 | -0.0295 | 0 | 93 | 0.0373 | 0 | [6 empty] | DEER:HVAC_Split-Package_AC | Annual
Any | NE-HVAC-airHP-SpltPkg-240to759kBtuh-10p5eer-3p2cop | OfL | New | CZ15 | cDXHP | SWHC013-02 | DEER2020 | D20v1 | 2020-11-09 | Cap-Tons | 1 |  | None | -156 | -0.0264 | 0 | 141 | 0.0388 | 0 | [6 empty] | DEER:HVAC_Split-Package_AC | Annual
Any | NE-HVAC-airHP-SpltPkg-240to759kBtuh-10p5eer-3p2cop | OfL | New | CZ16 | cDXHP | SWHC013-02 | DEER2020 | D20v1 | 2020-11-09 | Cap-Tons | 1 |  | None | -111 | -0.0187 | 0 | 44.5 | 0.0253 | 0 | [6 empty] | DEER:HVAC_Split-Package_AC | Annual
Any | NE-HVAC-airHP-SpltPkg-240to759kBtuh-10p5eer-3p2cop | OfS | Ex | CZ01 | cDXHP | SWHC013-02 | DEER2020 | D20v1 | 2020-11-09 | Cap-Tons | 1 |  | None | 168 | 0.00458 | 0 | 11.5 | 0.0101 | 0 | [6 empty] | DEER:HVAC_Split-Package_AC | Annual
Any | NE-HVAC-airHP-SpltPkg-240to759kBtuh-10p5eer-3p2cop | OfS | Ex | CZ02 | cDXHP | SWHC013-02 | DEER2020 | D20v1 | 2020-11-09 | Cap-Tons | 1 |  | None | 129 | 0.00688 | 0 | 67.5 | 0.0462 | 0 | [6 empty] | DEER:HVAC_Split-Package_AC | Annual
Any | NE-HVAC-airHP-SpltPkg-240to759kBtuh-10p5eer-3p2cop | OfS | Ex | CZ03 | cDXHP | SWHC013-02 | DEER2020 | D20v1 | 2020-11-09 | Cap-Tons | 1 |  | None | 103 | 0.0193 | 0 | 31.4 | 0.0244 | 0 | [6 empty] | DEER:HVAC_Split-Package_AC | Annual
Any | NE-HVAC-airHP-SpltPkg-240to759kBtuh-10p5eer-3p2cop | OfS | Ex | CZ04 | cDXHP | SWHC013-02 | DEER2020 | D20v1 | 2020-11-09 | Cap-Tons | 1 |  | None | 109 | 0.0129 | 0 | 70 | 0.0388 | 0 | [6 empty] | DEER:HVAC_Split-Package_AC | Annual
Any | NE-HVAC-airHP-SpltPkg-240to759kBtuh-10p5eer-3p2cop | OfS | Ex | CZ05 | cDXHP | SWHC013-02 | DEER2020 | D20v1 | 2020-11-09 | Cap-Tons | 1 |  | None | 104 | 0.0166 | 0 | 35.4 | 0.018 | 0 | [6 empty] | DEER:HVAC_Split-Package_AC | Annual
Any | NE-HVAC-airHP-SpltPkg-240to759kBtuh-10p5eer-3p2cop | OfS | Ex | CZ06 | cDXHP | SWHC013-02 | DEER2020 | D20v1 | 2020-11-09 | Cap-Tons | 1 |  | None | 113 | 0.022 | 0 | 69.2 | 0.028 | 0 | [6 empty] | DEER:HVAC_Split-Package_AC | Annual
Any | NE-HVAC-airHP-SpltPkg-240to759kBtuh-10p5eer-3p2cop | OfS | Ex | CZ07 | cDXHP | SWHC013-02 | DEER2020 | D20v1 | 2020-11-09 | Cap-Tons | 1 |  | None | 90.2 | 0.0235 | 0 | 59 | 0.0238 | 0 | [6 empty] | DEER:HVAC_Split-Package_AC | Annual
Any | NE-HVAC-airHP-SpltPkg-240to759kBtuh-10p5eer-3p2cop | OfS | Ex | CZ08 | cDXHP | SWHC013-02 | DEER2020 | D20v1 | 2020-11-09 | Cap-Tons | 1 |  | None | 102 | 0.0168 | 0 | 90.4 | 0.0322 | 0 | [6 empty] | DEER:HVAC_Split-Package_AC | Annual
Any | NE-HVAC-airHP-SpltPkg-240to759kBtuh-10p5eer-3p2cop | OfS | Ex | CZ09 | cDXHP | SWHC013-02 | DEER2020 | D20v1 | 2020-11-09 | Cap-Tons | 1 |  | None | 140 | 0.0185 | 0 | 82.9 | 0.0411 | 0 | [6 empty] | DEER:HVAC_Split-Package_AC | Annual
Any | NE-HVAC-airHP-SpltPkg-240to759kBtuh-10p5eer-3p2cop | OfS | Ex | CZ10 | cDXHP | SWHC013-02 | DEER2020 | D20v1 | 2020-11-09 | Cap-Tons | 1 |  | None | 131 | 0.012 | 0 | 98.2 | 0.0453 | 0 | [6 empty] | DEER:HVAC_Split-Package_AC | Annual
Any | NE-HVAC-airHP-SpltPkg-240to759kBtuh-10p5eer-3p2cop | OfS | Ex | CZ11 | cDXHP | SWHC013-02 | DEER2020 | D20v1 | 2020-11-09 | Cap-Tons | 1 |  | None | 156 | 0.0131 | 0 | 93.4 | 0.0514 | 0 | [6 empty] | DEER:HVAC_Split-Package_AC | Annual
Any | NE-HVAC-airHP-SpltPkg-240to759kBtuh-10p5eer-3p2cop | OfS | Ex | CZ12 | cDXHP | SWHC013-02 | DEER2020 | D20v1 | 2020-11-09 | Cap-Tons | 1 |  | None | 143 | 0.0108 | 0 | 79.4 | 0.0482 | 0 | [6 empty] | DEER:HVAC_Split-Package_AC | Annual
Any | NE-HVAC-airHP-SpltPkg-240to759kBtuh-10p5eer-3p2cop | OfS | Ex | CZ13 | cDXHP | SWHC013-02 | DEER2020 | D20v1 | 2020-11-09 | Cap-Tons | 1 |  | None | 155 | 0.0193 | 0 | 96.5 | 0.0431 | 0 | [6 empty] | DEER:HVAC_Split-Package_AC | Annual
Any | NE-HVAC-airHP-SpltPkg-240to759kBtuh-10p5eer-3p2cop | OfS | Ex | CZ14 | cDXHP | SWHC013-02 | DEER2020 | D20v1 | 2020-11-09 | Cap-Tons | 1 |  | None | 160 | 0.0182 | 0 | 96.6 | 0.0415 | 0 | [6 empty] | DEER:HVAC_Split-Package_AC | Annual
Any | NE-HVAC-airHP-SpltPkg-240to759kBtuh-10p5eer-3p2cop | OfS | Ex | CZ15 | cDXHP | SWHC013-02 | DEER2020 | D20v1 | 2020-11-09 | Cap-Tons | 1 |  | None | 164 | 0.0234 | 0 | 150 | 0.0441 | 0 | [6 empty] | DEER:HVAC_Split-Package_AC | Annual
Any | NE-HVAC-airHP-SpltPkg-240to759kBtuh-10p5eer-3p2cop | OfS | Ex | CZ16 | cDXHP | SWHC013-02 | DEER2020 | D20v1 | 2020-11-09 | Cap-Tons | 1 |  | None | 194 | 0.0215 | 0 | 43.6 | 0.028 | 0 | [6 empty] | DEER:HVAC_Split-Package_AC | Annual
Any | NE-HVAC-airHP-SpltPkg-240to759kBtuh-10p5eer-3p2cop | OfS | New | CZ01 | cDXHP | SWHC013-02 | DEER2020 | D20v1 | 2020-11-09 | Cap-Tons | 1 |  | None | -86.3 | -0.0178 | 0 | 10.8 | 0.00946 | 0 | [6 empty] | DEER:HVAC_Split-Package_AC | Annual
Any | NE-HVAC-airHP-SpltPkg-240to759kBtuh-10p5eer-3p2cop | OfS | New | CZ02 | cDXHP | SWHC013-02 | DEER2020 | D20v1 | 2020-11-09 | Cap-Tons | 1 |  | None | -124 | -0.0323 | 0 | 60.8 | 0.0416 | 0 | [6 empty] | DEER:HVAC_Split-Package_AC | Annual
Any | NE-HVAC-airHP-SpltPkg-240to759kBtuh-10p5eer-3p2cop | OfS | New | CZ03 | cDXHP | SWHC013-02 | DEER2020 | D20v1 | 2020-11-09 | Cap-Tons | 1 |  | None | -111 | -0.0192 | 0 | 31.8 | 0.0236 | 0 | [6 empty] | DEER:HVAC_Split-Package_AC | Annual
Any | NE-HVAC-airHP-SpltPkg-240to759kBtuh-10p5eer-3p2cop | OfS | New | CZ04 | cDXHP | SWHC013-02 | DEER2020 | D20v1 | 2020-11-09 | Cap-Tons | 1 |  | None | -130 | -0.0264 | 0 | 65 | 0.0353 | 0 | [6 empty] | DEER:HVAC_Split-Package_AC | Annual
Any | NE-HVAC-airHP-SpltPkg-240to759kBtuh-10p5eer-3p2cop | OfS | New | CZ05 | cDXHP | SWHC013-02 | DEER2020 | D20v1 | 2020-11-09 | Cap-Tons | 1 |  | None | -113 | -0.0185 | 0 | 35.6 | 0.018 | 0 | [6 empty] | DEER:HVAC_Split-Package_AC | Annual
Any | NE-HVAC-airHP-SpltPkg-240to759kBtuh-10p5eer-3p2cop | OfS | New | CZ06 | cDXHP | SWHC013-02 | DEER2020 | D20v1 | 2020-11-09 | Cap-Tons | 1 |  | None | -117 | -0.0171 | 0 | 69.8 | 0.0277 | 0 | [6 empty] | DEER:HVAC_Split-Package_AC | Annual
Any | NE-HVAC-airHP-SpltPkg-240to759kBtuh-10p5eer-3p2cop | OfS | New | CZ07 | cDXHP | SWHC013-02 | DEER2020 | D20v1 | 2020-11-09 | Cap-Tons | 1 |  | None | -123 | -0.0166 | 0 | 60 | 0.0242 | 0 | [6 empty] | DEER:HVAC_Split-Package_AC | Annual
Any | NE-HVAC-airHP-SpltPkg-240to759kBtuh-10p5eer-3p2cop | OfS | New | CZ08 | cDXHP | SWHC013-02 | DEER2020 | D20v1 | 2020-11-09 | Cap-Tons | 1 |  | None | -129 | -0.0216 | 0 | 84.7 | 0.0305 | 0 | [6 empty] | DEER:HVAC_Split-Package_AC | Annual
Any | NE-HVAC-airHP-SpltPkg-240to759kBtuh-10p5eer-3p2cop | OfS | New | CZ09 | cDXHP | SWHC013-02 | DEER2020 | D20v1 | 2020-11-09 | Cap-Tons | 1 |  | None | -120 | -0.0217 | 0 | 76.7 | 0.0372 | 0 | [6 empty] | DEER:HVAC_Split-Package_AC | Annual
Any | NE-HVAC-airHP-SpltPkg-240to759kBtuh-10p5eer-3p2cop | OfS | New | CZ10 | cDXHP | SWHC013-02 | DEER2020 | D20v1 | 2020-11-09 | Cap-Tons | 1 |  | None | -135 | -0.0302 | 0 | 89.2 | 0.0418 | 0 | [6 empty] | DEER:HVAC_Split-Package_AC | Annual
Any | NE-HVAC-airHP-SpltPkg-240to759kBtuh-10p5eer-3p2cop | OfS | New | CZ11 | cDXHP | SWHC013-02 | DEER2020 | D20v1 | 2020-11-09 | Cap-Tons | 1 |  | None | -134 | -0.0289 | 0 | 83.6 | 0.0439 | 0 | [6 empty] | DEER:HVAC_Split-Package_AC | Annual
Any | NE-HVAC-airHP-SpltPkg-240to759kBtuh-10p5eer-3p2cop | OfS | New | CZ12 | cDXHP | SWHC013-02 | DEER2020 | D20v1 | 2020-11-09 | Cap-Tons | 1 |  | None | -129 | -0.0314 | 0 | 71.2 | 0.0424 | 0 | [6 empty] | DEER:HVAC_Split-Package_AC | Annual
Any | NE-HVAC-airHP-SpltPkg-240to759kBtuh-10p5eer-3p2cop | OfS | New | CZ13 | cDXHP | SWHC013-02 | DEER2020 | D20v1 | 2020-11-09 | Cap-Tons | 1 |  | None | -135 | -0.0262 | 0 | 86.8 | 0.038 | 0 | [6 empty] | DEER:HVAC_Split-Package_AC | Annual
Any | NE-HVAC-airHP-SpltPkg-240to759kBtuh-10p5eer-3p2cop | OfS | New | CZ14 | cDXHP | SWHC013-02 | DEER2020 | D20v1 | 2020-11-09 | Cap-Tons | 1 |  | None | -135 | -0.0308 | 0 | 87.5 | 0.0373 | 0 | [6 empty] | DEER:HVAC_Split-Package_AC | Annual
Any | NE-HVAC-airHP-SpltPkg-240to759kBtuh-10p5eer-3p2cop | OfS | New | CZ15 | cDXHP | SWHC013-02 | DEER2020 | D20v1 | 2020-11-09 | Cap-Tons | 1 |  | None | -151 | -0.0272 | 0 | 137 | 0.0388 | 0 | [6 empty] | DEER:HVAC_Split-Package_AC | Annual
Any | NE-HVAC-airHP-SpltPkg-240to759kBtuh-10p5eer-3p2cop | OfS | New | CZ16 | cDXHP | SWHC013-02 | DEER2020 | D20v1 | 2020-11-09 | Cap-Tons | 1 |  | None | -103 | -0.0211 | 0 | 42.3 | 0.0261 | 0 | [6 empty] | DEER:HVAC_Split-Package_AC | Annual
Any | NE-HVAC-airHP-SpltPkg-240to759kBtuh-10p5eer-3p2cop | RFF | Ex | CZ01 | cDXHP | SWHC013-02 | DEER2020 | D20v1 | 2020-11-09 | Cap-Tons | 1 |  | None | 300 | 0.027 | 0 | 3.37 | 0.00954 | 0 | [6 empty] | DEER:HVAC_Split-Package_AC | Annual
Any | NE-HVAC-airHP-SpltPkg-240to759kBtuh-10p5eer-3p2cop | RFF | Ex | CZ02 | cDXHP | SWHC013-02 | DEER2020 | D20v1 | 2020-11-09 | Cap-Tons | 1 |  | None | -14.6 | 0.00064 | 0 | 64.7 | 0.0974 | 0 | [6 empty] | DEER:HVAC_Split-Package_AC | Annual
Any | NE-HVAC-airHP-SpltPkg-240to759kBtuh-10p5eer-3p2cop | RFF | Ex | CZ03 | cDXHP | SWHC013-02 | DEER2020 | D20v1 | 2020-11-09 | Cap-Tons | 1 |  | None | 240 | 0.0573 | 0 | 15.9 | 0.0383 | 0 | [6 empty] | DEER:HVAC_Split-Package_AC | Annual
Any | NE-HVAC-airHP-SpltPkg-240to759kBtuh-10p5eer-3p2cop | RFF | Ex | CZ04 | cDXHP | SWHC013-02 | DEER2020 | D20v1 | 2020-11-09 | Cap-Tons | 1 |  | None | -45.6 | 0.0118 | 0 | 66.9 | 0.0806 | 0 | [6 empty] | DEER:HVAC_Split-Package_AC | Annual
Any | NE-HVAC-airHP-SpltPkg-240to759kBtuh-10p5eer-3p2cop | RFF | Ex | CZ05 | cDXHP | SWHC013-02 | DEER2020 | D20v1 | 2020-11-09 | Cap-Tons | 1 |  | None | -44.3 | -0.0228 | 0 | 17.5 | 0.0219 | 0 | [6 empty] | DEER:HVAC_Split-Package_AC | Annual
Any | NE-HVAC-airHP-SpltPkg-240to759kBtuh-10p5eer-3p2cop | RFF | Ex | CZ06 | cDXHP | SWHC013-02 | DEER2020 | D20v1 | 2020-11-09 | Cap-Tons | 1 |  | None | 226 | 0.044 | 0 | 48 | 0.0621 | 0 | [6 empty] | DEER:HVAC_Split-Package_AC | Annual
Any | NE-HVAC-airHP-SpltPkg-240to759kBtuh-10p5eer-3p2cop | RFF | Ex | CZ07 | cDXHP | SWHC013-02 | DEER2020 | D20v1 | 2020-11-09 | Cap-Tons | 1 |  | None | -124 | -0.0116 | 0 | 38.3 | 0.0413 | 0 | [6 empty] | DEER:HVAC_Split-Package_AC | Annual
Any | NE-HVAC-airHP-SpltPkg-240to759kBtuh-10p5eer-3p2cop | RFF | Ex | CZ08 | cDXHP | SWHC013-02 | DEER2020 | D20v1 | 2020-11-09 | Cap-Tons | 1 |  | None | -53.4 | 0.0224 | 0 | 110 | 0.0741 | 0 | [6 empty] | DEER:HVAC_Split-Package_AC | Annual
Any | NE-HVAC-airHP-SpltPkg-240to759kBtuh-10p5eer-3p2cop | RFF | Ex | CZ09 | cDXHP | SWHC013-02 | DEER2020 | D20v1 | 2020-11-09 | Cap-Tons | 1 |  | None | 3.79 | 0.0316 | 0 | 106 | 0.108 | 0 | [6 empty] | DEER:HVAC_Split-Package_AC | Annual
Any | NE-HVAC-airHP-SpltPkg-240to759kBtuh-10p5eer-3p2cop | RFF | Ex | CZ10 | cDXHP | SWHC013-02 | DEER2020 | D20v1 | 2020-11-09 | Cap-Tons | 1 |  | None | 31 | 0.0267 | 0 | 137 | 0.116 | 0 | [6 empty] | DEER:HVAC_Split-Package_AC | Annual
Any | NE-HVAC-airHP-SpltPkg-240to759kBtuh-10p5eer-3p2cop | RFF | Ex | CZ11 | cDXHP | SWHC013-02 | DEER2020 | D20v1 | 2020-11-09 | Cap-Tons | 1 |  | None | 42 | -0.0285 | 0 | 149 | 0.133 | 0 | [6 empty] | DEER:HVAC_Split-Package_AC | Annual
Any | NE-HVAC-airHP-SpltPkg-240to759kBtuh-10p5eer-3p2cop | RFF | Ex | CZ12 | cDXHP | SWHC013-02 | DEER2020 | D20v1 | 2020-11-09 | Cap-Tons | 1 |  | None | 19 | 0.00914 | 0 | 103 | 0.12 | 0 | [6 empty] | DEER:HVAC_Split-Package_AC | Annual
Any | NE-HVAC-airHP-SpltPkg-240to759kBtuh-10p5eer-3p2cop | RFF | Ex | CZ13 | cDXHP | SWHC013-02 | DEER2020 | D20v1 | 2020-11-09 | Cap-Tons | 1 |  | None | 46.1 | 0.0162 | 0 | 154 | 0.12 | 0 | [6 empty] | DEER:HVAC_Split-Package_AC | Annual
Any | NE-HVAC-airHP-SpltPkg-240to759kBtuh-10p5eer-3p2cop | RFF | Ex | CZ14 | cDXHP | SWHC013-02 | DEER2020 | D20v1 | 2020-11-09 | Cap-Tons | 1 |  | None | 54.9 | 0.00202 | 0 | 147 | 0.106 | 0 | [6 empty] | DEER:HVAC_Split-Package_AC | Annual
Any | NE-HVAC-airHP-SpltPkg-240to759kBtuh-10p5eer-3p2cop | RFF | Ex | CZ15 | cDXHP | SWHC013-02 | DEER2020 | D20v1 | 2020-11-09 | Cap-Tons | 1 |  | None | 385 | 0.0679 | 0 | 236 | 0.112 | 0 | [6 empty] | DEER:HVAC_Split-Package_AC | Annual
Any | NE-HVAC-airHP-SpltPkg-240to759kBtuh-10p5eer-3p2cop | RFF | Ex | CZ16 | cDXHP | SWHC013-02 | DEER2020 | D20v1 | 2020-11-09 | Cap-Tons | 1 |  | None | 378 | 0.0786 | 0 | 33.6 | 0.051 | 0 | [6 empty] | DEER:HVAC_Split-Package_AC | Annual
Any | NE-HVAC-airHP-SpltPkg-240to759kBtuh-10p5eer-3p2cop | RFF | New | CZ01 | cDXHP | SWHC013-02 | DEER2020 | D20v1 | 2020-11-09 | Cap-Tons | 1 |  | None | 15300 | 1.65 | 702 | 6.95 | 0.0171 | 0 | [6 empty] | DEER:HVAC_Split-Package_AC | Annual
Any | NE-HVAC-airHP-SpltPkg-240to759kBtuh-10p5eer-3p2cop | RFF | New | CZ02 | cDXHP | SWHC013-02 | DEER2020 | D20v1 | 2020-11-09 | Cap-Tons | 1 |  | None | 12200 | 1.99 | 640 | 93.3 | 0.116 | 0 | [6 empty] | DEER:HVAC_Split-Package_AC | Annual
Any | NE-HVAC-airHP-SpltPkg-240to759kBtuh-10p5eer-3p2cop | RFF | New | CZ03 | cDXHP | SWHC013-02 | DEER2020 | D20v1 | 2020-11-09 | Cap-Tons | 1 |  | None | 11700 | 1.47 | 614 | 39.9 | 0.0554 | 0 | [6 empty] | DEER:HVAC_Split-Package_AC | Annual
Any | NE-HVAC-airHP-SpltPkg-240to759kBtuh-10p5eer-3p2cop | RFF | New | CZ04 | cDXHP | SWHC013-02 | DEER2020 | D20v1 | 2020-11-09 | Cap-Tons | 1 |  | None | 11500 | 1.84 | 631 | 104 | 0.1 | 0 | [6 empty] | DEER:HVAC_Split-Package_AC | Annual
Any | NE-HVAC-airHP-SpltPkg-240to759kBtuh-10p5eer-3p2cop | RFF | New | CZ05 | cDXHP | SWHC013-02 | DEER2020 | D20v1 | 2020-11-09 | Cap-Tons | 1 |  | None | 12700 | 1.38 | 653 | 38.6 | 0.0361 | 0 | [6 empty] | DEER:HVAC_Split-Package_AC | Annual
Any | NE-HVAC-airHP-SpltPkg-240to759kBtuh-10p5eer-3p2cop | RFF | New | CZ06 | cDXHP | SWHC013-02 | DEER2020 | D20v1 | 2020-11-09 | Cap-Tons | 1 |  | None | 9740 | 1.57 | 564 | 99.9 | 0.0784 | 0 | [6 empty] | DEER:HVAC_Split-Package_AC | Annual
Any | NE-HVAC-airHP-SpltPkg-240to759kBtuh-10p5eer-3p2cop | RFF | New | CZ07 | cDXHP | SWHC013-02 | DEER2020 | D20v1 | 2020-11-09 | Cap-Tons | 1 |  | None | 9720 | 1.35 | 582 | 93.6 | 0.0608 | 0 | [6 empty] | DEER:HVAC_Split-Package_AC | Annual
Any | NE-HVAC-airHP-SpltPkg-240to759kBtuh-10p5eer-3p2cop | RFF | New | CZ08 | cDXHP | SWHC013-02 | DEER2020 | D20v1 | 2020-11-09 | Cap-Tons | 1 |  | None | 8760 | 1.38 | 604 | 149 | 0.0898 | 0 | [6 empty] | DEER:HVAC_Split-Package_AC | Annual
Any | NE-HVAC-airHP-SpltPkg-240to759kBtuh-10p5eer-3p2cop | RFF | New | CZ09 | cDXHP | SWHC013-02 | DEER2020 | D20v1 | 2020-11-09 | Cap-Tons | 1 |  | None | 7630 | 1.53 | 458 | 123 | 0.102 | 0 | [6 empty] | DEER:HVAC_Split-Package_AC | Annual
Any | NE-HVAC-airHP-SpltPkg-240to759kBtuh-10p5eer-3p2cop | RFF | New | CZ10 | cDXHP | SWHC013-02 | DEER2020 | D20v1 | 2020-11-09 | Cap-Tons | 1 |  | None | 7850 | 1.45 | 499 | 148 | 0.113 | 0 | [6 empty] | DEER:HVAC_Split-Package_AC | Annual
Any | NE-HVAC-airHP-SpltPkg-240to759kBtuh-10p5eer-3p2cop | RFF | New | CZ11 | cDXHP | SWHC013-02 | DEER2020 | D20v1 | 2020-11-09 | Cap-Tons | 1 |  | None | 8300 | 1.63 | 460 | 148 | 0.115 | 0 | [6 empty] | DEER:HVAC_Split-Package_AC | Annual
Any | NE-HVAC-airHP-SpltPkg-240to759kBtuh-10p5eer-3p2cop | RFF | New | CZ12 | cDXHP | SWHC013-02 | DEER2020 | D20v1 | 2020-11-09 | Cap-Tons | 1 |  | None | 9530 | 1.82 | 510 | 122 | 0.119 | 0 | [6 empty] | DEER:HVAC_Split-Package_AC | Annual
Any | NE-HVAC-airHP-SpltPkg-240to759kBtuh-10p5eer-3p2cop | RFF | New | CZ13 | cDXHP | SWHC013-02 | DEER2020 | D20v1 | 2020-11-09 | Cap-Tons | 1 |  | None | 8150 | 1.53 | 455 | 159 | 0.108 | 0 | [6 empty] | DEER:HVAC_Split-Package_AC | Annual
Any | NE-HVAC-airHP-SpltPkg-240to759kBtuh-10p5eer-3p2cop | RFF | New | CZ14 | cDXHP | SWHC013-02 | DEER2020 | D20v1 | 2020-11-09 | Cap-Tons | 1 |  | None | 8910 | 1.5 | 464 | 148 | 0.0977 | 0 | [6 empty] | DEER:HVAC_Split-Package_AC | Annual
Any | NE-HVAC-airHP-SpltPkg-240to759kBtuh-10p5eer-3p2cop | RFF | New | CZ15 | cDXHP | SWHC013-02 | DEER2020 | D20v1 | 2020-11-09 | Cap-Tons | 1 |  | None | 6780 | 1.48 | 345 | 241 | 0.105 | 0 | [6 empty] | DEER:HVAC_Split-Package_AC | Annual
Any | NE-HVAC-airHP-SpltPkg-240to759kBtuh-10p5eer-3p2cop | RFF | New | CZ16 | cDXHP | SWHC013-02 | DEER2020 | D20v1 | 2020-11-09 | Cap-Tons | 1 |  | None | 14400 | 1.51 | 585 | 62.9 | 0.0667 | 0 | [6 empty] | DEER:HVAC_Split-Package_AC | Annual
Any | NE-HVAC-airHP-SpltPkg-240to759kBtuh-10p5eer-3p2cop | RSD | Ex | CZ01 | cDXHP | SWHC013-02 | DEER2020 | D20v1 | 2020-11-09 | Cap-Tons | 1 |  | None | 3.78 | -0.0204 | 0 | 13.9 | 0.0156 | 0 | [6 empty] | DEER:HVAC_Split-Package_AC | Annual
Any | NE-HVAC-airHP-SpltPkg-240to759kBtuh-10p5eer-3p2cop | RSD | Ex | CZ02 | cDXHP | SWHC013-02 | DEER2020 | D20v1 | 2020-11-09 | Cap-Tons | 1 |  | None | -10.4 | -0.0012 | 0 | 122 | 0.119 | 0 | [6 empty] | DEER:HVAC_Split-Package_AC | Annual
Any | NE-HVAC-airHP-SpltPkg-240to759kBtuh-10p5eer-3p2cop | RSD | Ex | CZ03 | cDXHP | SWHC013-02 | DEER2020 | D20v1 | 2020-11-09 | Cap-Tons | 1 |  | None | -72.5 | 0.0126 | 0 | 49.2 | 0.0539 | 0 | [6 empty] | DEER:HVAC_Split-Package_AC | Annual
Any | NE-HVAC-airHP-SpltPkg-240to759kBtuh-10p5eer-3p2cop | RSD | Ex | CZ04 | cDXHP | SWHC013-02 | DEER2020 | D20v1 | 2020-11-09 | Cap-Tons | 1 |  | None | -33.4 | 0.00244 | 0 | 140 | 0.107 | 0 | [6 empty] | DEER:HVAC_Split-Package_AC | Annual
Any | NE-HVAC-airHP-SpltPkg-240to759kBtuh-10p5eer-3p2cop | RSD | Ex | CZ05 | cDXHP | SWHC013-02 | DEER2020 | D20v1 | 2020-11-09 | Cap-Tons | 1 |  | None | -79.1 | -0.0151 | 0 | 48.8 | 0.0338 | 0 | [6 empty] | DEER:HVAC_Split-Package_AC | Annual
Any | NE-HVAC-airHP-SpltPkg-240to759kBtuh-10p5eer-3p2cop | RSD | Ex | CZ06 | cDXHP | SWHC013-02 | DEER2020 | D20v1 | 2020-11-09 | Cap-Tons | 1 |  | None | 156 | 0.0463 | 0 | 102 | 0.0763 | 0 | [6 empty] | DEER:HVAC_Split-Package_AC | Annual
Any | NE-HVAC-airHP-SpltPkg-240to759kBtuh-10p5eer-3p2cop | RSD | Ex | CZ07 | cDXHP | SWHC013-02 | DEER2020 | D20v1 | 2020-11-09 | Cap-Tons | 1 |  | None | -155 | -0.00704 | 0 | 93.8 | 0.0594 | 0 | [6 empty] | DEER:HVAC_Split-Package_AC | Annual
Any | NE-HVAC-airHP-SpltPkg-240to759kBtuh-10p5eer-3p2cop | RSD | Ex | CZ08 | cDXHP | SWHC013-02 | DEER2020 | D20v1 | 2020-11-09 | Cap-Tons | 1 |  | None | -69.8 | 0.004 | 0 | 155 | 0.0847 | 0 | [6 empty] | DEER:HVAC_Split-Package_AC | Annual
Any | NE-HVAC-airHP-SpltPkg-240to759kBtuh-10p5eer-3p2cop | RSD | Ex | CZ09 | cDXHP | SWHC013-02 | DEER2020 | D20v1 | 2020-11-09 | Cap-Tons | 1 |  | None | 238 | 0.0631 | 0 | 128 | 0.108 | 0 | [6 empty] | DEER:HVAC_Split-Package_AC | Annual
Any | NE-HVAC-airHP-SpltPkg-240to759kBtuh-10p5eer-3p2cop | RSD | Ex | CZ10 | cDXHP | SWHC013-02 | DEER2020 | D20v1 | 2020-11-09 | Cap-Tons | 1 |  | None | 163 | 0.054 | 0 | 158 | 0.116 | 0 | [6 empty] | DEER:HVAC_Split-Package_AC | Annual
Any | NE-HVAC-airHP-SpltPkg-240to759kBtuh-10p5eer-3p2cop | RSD | Ex | CZ11 | cDXHP | SWHC013-02 | DEER2020 | D20v1 | 2020-11-09 | Cap-Tons | 1 |  | None | 275 | 0.0139 | 0 | 154 | 0.129 | 0 | [6 empty] | DEER:HVAC_Split-Package_AC | Annual
Any | NE-HVAC-airHP-SpltPkg-240to759kBtuh-10p5eer-3p2cop | RSD | Ex | CZ12 | cDXHP | SWHC013-02 | DEER2020 | D20v1 | 2020-11-09 | Cap-Tons | 1 |  | None | 38.4 | 0.0256 | 0 | 138 | 0.128 | 0 | [6 empty] | DEER:HVAC_Split-Package_AC | Annual
Any | NE-HVAC-airHP-SpltPkg-240to759kBtuh-10p5eer-3p2cop | RSD | Ex | CZ13 | cDXHP | SWHC013-02 | DEER2020 | D20v1 | 2020-11-09 | Cap-Tons | 1 |  | None | 287 | 0.0502 | 0 | 159 | 0.119 | 0 | [6 empty] | DEER:HVAC_Split-Package_AC | Annual
Any | NE-HVAC-airHP-SpltPkg-240to759kBtuh-10p5eer-3p2cop | RSD | Ex | CZ14 | cDXHP | SWHC013-02 | DEER2020 | D20v1 | 2020-11-09 | Cap-Tons | 1 |  | None | 291 | 0.057 | 0 | 152 | 0.102 | 0 | [6 empty] | DEER:HVAC_Split-Package_AC | Annual
Any | NE-HVAC-airHP-SpltPkg-240to759kBtuh-10p5eer-3p2cop | RSD | Ex | CZ15 | cDXHP | SWHC013-02 | DEER2020 | D20v1 | 2020-11-09 | Cap-Tons | 1 |  | None | 262 | 0.0832 | 0 | 232 | 0.108 | 0 | [6 empty] | DEER:HVAC_Split-Package_AC | Annual
Any | NE-HVAC-airHP-SpltPkg-240to759kBtuh-10p5eer-3p2cop | RSD | Ex | CZ16 | cDXHP | SWHC013-02 | DEER2020 | D20v1 | 2020-11-09 | Cap-Tons | 1 |  | None | 330 | 0.074 | 0 | 56.7 | 0.0634 | 0 | [6 empty] | DEER:HVAC_Split-Package_AC | Annual
Any | NE-HVAC-airHP-SpltPkg-240to759kBtuh-10p5eer-3p2cop | RSD | New | CZ01 | cDXHP | SWHC013-02 | DEER2020 | D20v1 | 2020-11-09 | Cap-Tons | 1 |  | None | 11500 | 1.58 | 758 | 7.82 | 0.0131 | 0 | [6 empty] | DEER:HVAC_Split-Package_AC | Annual
Any | NE-HVAC-airHP-SpltPkg-240to759kBtuh-10p5eer-3p2cop | RSD | New | CZ02 | cDXHP | SWHC013-02 | DEER2020 | D20v1 | 2020-11-09 | Cap-Tons | 1 |  | None | 9330 | 1.77 | 683 | 97.3 | 0.113 | 0 | [6 empty] | DEER:HVAC_Split-Package_AC | Annual
Any | NE-HVAC-airHP-SpltPkg-240to759kBtuh-10p5eer-3p2cop | RSD | New | CZ03 | cDXHP | SWHC013-02 | DEER2020 | D20v1 | 2020-11-09 | Cap-Tons | 1 |  | None | 10100 | 1.68 | 696 | 45.1 | 0.056 | 0 | [6 empty] | DEER:HVAC_Split-Package_AC | Annual
Any | NE-HVAC-airHP-SpltPkg-240to759kBtuh-10p5eer-3p2cop | RSD | New | CZ04 | cDXHP | SWHC013-02 | DEER2020 | D20v1 | 2020-11-09 | Cap-Tons | 1 |  | None | 9240 | 1.69 | 681 | 107 | 0.099 | 0 | [6 empty] | DEER:HVAC_Split-Package_AC | Annual
Any | NE-HVAC-airHP-SpltPkg-240to759kBtuh-10p5eer-3p2cop | RSD | New | CZ05 | cDXHP | SWHC013-02 | DEER2020 | D20v1 | 2020-11-09 | Cap-Tons | 1 |  | None | 10300 | 1.55 | 714 | 41.2 | 0.0347 | 0 | [6 empty] | DEER:HVAC_Split-Package_AC | Annual
Any | NE-HVAC-airHP-SpltPkg-240to759kBtuh-10p5eer-3p2cop | RSD | New | CZ06 | cDXHP | SWHC013-02 | DEER2020 | D20v1 | 2020-11-09 | Cap-Tons | 1 |  | None | 9080 | 1.7 | 632 | 106 | 0.0811 | 0 | [6 empty] | DEER:HVAC_Split-Package_AC | Annual
Any | NE-HVAC-airHP-SpltPkg-240to759kBtuh-10p5eer-3p2cop | RSD | New | CZ07 | cDXHP | SWHC013-02 | DEER2020 | D20v1 | 2020-11-09 | Cap-Tons | 1 |  | None | 9100 | 1.56 | 649 | 94.6 | 0.0641 | 0 | [6 empty] | DEER:HVAC_Split-Package_AC | Annual
Any | NE-HVAC-airHP-SpltPkg-240to759kBtuh-10p5eer-3p2cop | RSD | New | CZ08 | cDXHP | SWHC013-02 | DEER2020 | D20v1 | 2020-11-09 | Cap-Tons | 1 |  | None | 8560 | 1.51 | 611 | 135 | 0.0806 | 0 | [6 empty] | DEER:HVAC_Split-Package_AC | Annual
Any | NE-HVAC-airHP-SpltPkg-240to759kBtuh-10p5eer-3p2cop | RSD | New | CZ09 | cDXHP | SWHC013-02 | DEER2020 | D20v1 | 2020-11-09 | Cap-Tons | 1 |  | None | 6950 | 1.6 | 482 | 120 | 0.0985 | 0 | [6 empty] | DEER:HVAC_Split-Package_AC | Annual
Any | NE-HVAC-airHP-SpltPkg-240to759kBtuh-10p5eer-3p2cop | RSD | New | CZ10 | cDXHP | SWHC013-02 | DEER2020 | D20v1 | 2020-11-09 | Cap-Tons | 1 |  | None | 7900 | 1.68 | 526 | 144 | 0.107 | 0 | [6 empty] | DEER:HVAC_Split-Package_AC | Annual
Any | NE-HVAC-airHP-SpltPkg-240to759kBtuh-10p5eer-3p2cop | RSD | New | CZ11 | cDXHP | SWHC013-02 | DEER2020 | D20v1 | 2020-11-09 | Cap-Tons | 1 |  | None | 7130 | 1.62 | 463 | 134 | 0.11 | 0 | [6 empty] | DEER:HVAC_Split-Package_AC | Annual
Any | NE-HVAC-airHP-SpltPkg-240to759kBtuh-10p5eer-3p2cop | RSD | New | CZ12 | cDXHP | SWHC013-02 | DEER2020 | D20v1 | 2020-11-09 | Cap-Tons | 1 |  | None | 7890 | 1.68 | 527 | 119 | 0.117 | 0 | [6 empty] | DEER:HVAC_Split-Package_AC | Annual
Any | NE-HVAC-airHP-SpltPkg-240to759kBtuh-10p5eer-3p2cop | RSD | New | CZ13 | cDXHP | SWHC013-02 | DEER2020 | D20v1 | 2020-11-09 | Cap-Tons | 1 |  | None | 7070 | 1.55 | 459 | 142 | 0.105 | 0 | [6 empty] | DEER:HVAC_Split-Package_AC | Annual
Any | NE-HVAC-airHP-SpltPkg-240to759kBtuh-10p5eer-3p2cop | RSD | New | CZ14 | cDXHP | SWHC013-02 | DEER2020 | D20v1 | 2020-11-09 | Cap-Tons | 1 |  | None | 7040 | 1.39 | 457 | 134 | 0.0921 | 0 | [6 empty] | DEER:HVAC_Split-Package_AC | Annual
Any | NE-HVAC-airHP-SpltPkg-240to759kBtuh-10p5eer-3p2cop | RSD | New | CZ15 | cDXHP | SWHC013-02 | DEER2020 | D20v1 | 2020-11-09 | Cap-Tons | 1 |  | None | 5950 | 1.29 | 347 | 204 | 0.0988 | 0 | [6 empty] | DEER:HVAC_Split-Package_AC | Annual
Any | NE-HVAC-airHP-SpltPkg-240to759kBtuh-10p5eer-3p2cop | RSD | New | CZ16 | cDXHP | SWHC013-02 | DEER2020 | D20v1 | 2020-11-09 | Cap-Tons | 1 |  | None | 11000 | 1.62 | 655 | 59.9 | 0.0679 | 0 | [6 empty] | DEER:HVAC_Split-Package_AC | Annual
Any | NE-HVAC-airHP-SpltPkg-240to759kBtuh-10p5eer-3p2cop | Rt3 | Ex | CZ01 | cDXHP | SWHC013-02 | DEER2020 | D20v1 | 2020-11-09 | Cap-Tons | 1 |  | None | 236 | -0.0262 | 0 | 23.6 | 0.0329 | 0 | [6 empty] | DEER:HVAC_Split-Package_AC | Annual
Any | NE-HVAC-airHP-SpltPkg-240to759kBtuh-10p5eer-3p2cop | Rt3 | Ex | CZ02 | cDXHP | SWHC013-02 | DEER2020 | D20v1 | 2020-11-09 | Cap-Tons | 1 |  | None | 193 | 0.0076 | 0 | 110 | 0.113 | 0 | [6 empty] | DEER:HVAC_Split-Package_AC | Annual
Any | NE-HVAC-airHP-SpltPkg-240to759kBtuh-10p5eer-3p2cop | Rt3 | Ex | CZ03 | cDXHP | SWHC013-02 | DEER2020 | D20v1 | 2020-11-09 | Cap-Tons | 1 |  | None | 93 | 0.0352 | 0 | 70.4 | 0.0746 | 0 | [6 empty] | DEER:HVAC_Split-Package_AC | Annual
Any | NE-HVAC-airHP-SpltPkg-240to759kBtuh-10p5eer-3p2cop | Rt3 | Ex | CZ04 | cDXHP | SWHC013-02 | DEER2020 | D20v1 | 2020-11-09 | Cap-Tons | 1 |  | None | 150 | 0.0266 | 0 | 119 | 0.1 | 0 | [6 empty] | DEER:HVAC_Split-Package_AC | Annual
Any | NE-HVAC-airHP-SpltPkg-240to759kBtuh-10p5eer-3p2cop | Rt3 | Ex | CZ05 | cDXHP | SWHC013-02 | DEER2020 | D20v1 | 2020-11-09 | Cap-Tons | 1 |  | None | 85.9 | 0.0181 | 0 | 71.6 | 0.0504 | 0 | [6 empty] | DEER:HVAC_Split-Package_AC | Annual
Any | NE-HVAC-airHP-SpltPkg-240to759kBtuh-10p5eer-3p2cop | Rt3 | Ex | CZ06 | cDXHP | SWHC013-02 | DEER2020 | D20v1 | 2020-11-09 | Cap-Tons | 1 |  | None | 89.8 | 0.0162 | 0 | 144 | 0.0952 | 0 | [6 empty] | DEER:HVAC_Split-Package_AC | Annual
Any | NE-HVAC-airHP-SpltPkg-240to759kBtuh-10p5eer-3p2cop | Rt3 | Ex | CZ07 | cDXHP | SWHC013-02 | DEER2020 | D20v1 | 2020-11-09 | Cap-Tons | 1 |  | None | 6.79 | 0.0283 | 0 | 136 | 0.0826 | 0 | [6 empty] | DEER:HVAC_Split-Package_AC | Annual
Any | NE-HVAC-airHP-SpltPkg-240to759kBtuh-10p5eer-3p2cop | Rt3 | Ex | CZ08 | cDXHP | SWHC013-02 | DEER2020 | D20v1 | 2020-11-09 | Cap-Tons | 1 |  | None | 126 | 0.0317 | 0 | 152 | 0.089 | 0 | [6 empty] | DEER:HVAC_Split-Package_AC | Annual
Any | NE-HVAC-airHP-SpltPkg-240to759kBtuh-10p5eer-3p2cop | Rt3 | Ex | CZ09 | cDXHP | SWHC013-02 | DEER2020 | D20v1 | 2020-11-09 | Cap-Tons | 1 |  | None | 237 | 0.0554 | 0 | 125 | 0.0996 | 0 | [6 empty] | DEER:HVAC_Split-Package_AC | Annual
Any | NE-HVAC-airHP-SpltPkg-240to759kBtuh-10p5eer-3p2cop | Rt3 | Ex | CZ10 | cDXHP | SWHC013-02 | DEER2020 | D20v1 | 2020-11-09 | Cap-Tons | 1 |  | None | 208 | 0.0335 | 0 | 152 | 0.11 | 0 | [6 empty] | DEER:HVAC_Split-Package_AC | Annual
Any | NE-HVAC-airHP-SpltPkg-240to759kBtuh-10p5eer-3p2cop | Rt3 | Ex | CZ11 | cDXHP | SWHC013-02 | DEER2020 | D20v1 | 2020-11-09 | Cap-Tons | 1 |  | None | 273 | 0.044 | 0 | 141 | 0.111 | 0 | [6 empty] | DEER:HVAC_Split-Package_AC | Annual
Any | NE-HVAC-airHP-SpltPkg-240to759kBtuh-10p5eer-3p2cop | Rt3 | Ex | CZ12 | cDXHP | SWHC013-02 | DEER2020 | D20v1 | 2020-11-09 | Cap-Tons | 1 |  | None | 253 | 0.0309 | 0 | 126 | 0.113 | 0 | [6 empty] | DEER:HVAC_Split-Package_AC | Annual
Any | NE-HVAC-airHP-SpltPkg-240to759kBtuh-10p5eer-3p2cop | Rt3 | Ex | CZ13 | cDXHP | SWHC013-02 | DEER2020 | D20v1 | 2020-11-09 | Cap-Tons | 1 |  | None | 258 | 0.0476 | 0 | 149 | 0.106 | 0 | [6 empty] | DEER:HVAC_Split-Package_AC | Annual
Any | NE-HVAC-airHP-SpltPkg-240to759kBtuh-10p5eer-3p2cop | Rt3 | Ex | CZ14 | cDXHP | SWHC013-02 | DEER2020 | D20v1 | 2020-11-09 | Cap-Tons | 1 |  | None | 281 | 0.0546 | 0 | 143 | 0.0946 | 0 | [6 empty] | DEER:HVAC_Split-Package_AC | Annual
Any | NE-HVAC-airHP-SpltPkg-240to759kBtuh-10p5eer-3p2cop | Rt3 | Ex | CZ15 | cDXHP | SWHC013-02 | DEER2020 | D20v1 | 2020-11-09 | Cap-Tons | 1 |  | None | 286 | 0.0735 | 0 | 212 | 0.102 | 0 | [6 empty] | DEER:HVAC_Split-Package_AC | Annual
Any | NE-HVAC-airHP-SpltPkg-240to759kBtuh-10p5eer-3p2cop | Rt3 | Ex | CZ16 | cDXHP | SWHC013-02 | DEER2020 | D20v1 | 2020-11-09 | Cap-Tons | 1 |  | None | 369 | 0.0281 | 0 | 82.1 | 0.0804 | 0 | [6 empty] | DEER:HVAC_Split-Package_AC | Annual
Any | NE-HVAC-airHP-SpltPkg-240to759kBtuh-10p5eer-3p2cop | Rt3 | New | CZ01 | cDXHP | SWHC013-02 | DEER2020 | D20v1 | 2020-11-09 | Cap-Tons | 1 |  | None | -146 | -0.0515 | 0 | 20.1 | 0.0295 | 0 | [6 empty] | DEER:HVAC_Split-Package_AC | Annual
Any | NE-HVAC-airHP-SpltPkg-240to759kBtuh-10p5eer-3p2cop | Rt3 | New | CZ02 | cDXHP | SWHC013-02 | DEER2020 | D20v1 | 2020-11-09 | Cap-Tons | 1 |  | None | -181 | -0.0792 | 0 | 94.7 | 0.104 | 0 | [6 empty] | DEER:HVAC_Split-Package_AC | Annual
Any | NE-HVAC-airHP-SpltPkg-240to759kBtuh-10p5eer-3p2cop | Rt3 | New | CZ03 | cDXHP | SWHC013-02 | DEER2020 | D20v1 | 2020-11-09 | Cap-Tons | 1 |  | None | -185 | -0.0536 | 0 | 62.1 | 0.0724 | 0 | [6 empty] | DEER:HVAC_Split-Package_AC | Annual
Any | NE-HVAC-airHP-SpltPkg-240to759kBtuh-10p5eer-3p2cop | Rt3 | New | CZ04 | cDXHP | SWHC013-02 | DEER2020 | D20v1 | 2020-11-09 | Cap-Tons | 1 |  | None | -190 | -0.0676 | 0 | 103 | 0.0936 | 0 | [6 empty] | DEER:HVAC_Split-Package_AC | Annual
Any | NE-HVAC-airHP-SpltPkg-240to759kBtuh-10p5eer-3p2cop | Rt3 | New | CZ05 | cDXHP | SWHC013-02 | DEER2020 | D20v1 | 2020-11-09 | Cap-Tons | 1 |  | None | -186 | -0.051 | 0 | 62.2 | 0.0476 | 0 | [6 empty] | DEER:HVAC_Split-Package_AC | Annual
Any | NE-HVAC-airHP-SpltPkg-240to759kBtuh-10p5eer-3p2cop | Rt3 | New | CZ06 | cDXHP | SWHC013-02 | DEER2020 | D20v1 | 2020-11-09 | Cap-Tons | 1 |  | None | -190 | -0.0616 | 0 | 133 | 0.0935 | 0 | [6 empty] | DEER:HVAC_Split-Package_AC | Annual
Any | NE-HVAC-airHP-SpltPkg-240to759kBtuh-10p5eer-3p2cop | Rt3 | New | CZ07 | cDXHP | SWHC013-02 | DEER2020 | D20v1 | 2020-11-09 | Cap-Tons | 1 |  | None | -211 | -0.0514 | 0 | 125 | 0.0811 | 0 | [6 empty] | DEER:HVAC_Split-Package_AC | Annual
Any | NE-HVAC-airHP-SpltPkg-240to759kBtuh-10p5eer-3p2cop | Rt3 | New | CZ08 | cDXHP | SWHC013-02 | DEER2020 | D20v1 | 2020-11-09 | Cap-Tons | 1 |  | None | -187 | -0.0623 | 0 | 137 | 0.0857 | 0 | [6 empty] | DEER:HVAC_Split-Package_AC | Annual
Any | NE-HVAC-airHP-SpltPkg-240to759kBtuh-10p5eer-3p2cop | Rt3 | New | CZ09 | cDXHP | SWHC013-02 | DEER2020 | D20v1 | 2020-11-09 | Cap-Tons | 1 |  | None | -161 | -0.0519 | 0 | 114 | 0.095 | 0 | [6 empty] | DEER:HVAC_Split-Package_AC | Annual
Any | NE-HVAC-airHP-SpltPkg-240to759kBtuh-10p5eer-3p2cop | Rt3 | New | CZ10 | cDXHP | SWHC013-02 | DEER2020 | D20v1 | 2020-11-09 | Cap-Tons | 1 |  | None | -185 | -0.065 | 0 | 136 | 0.103 | 0 | [6 empty] | DEER:HVAC_Split-Package_AC | Annual
Any | NE-HVAC-airHP-SpltPkg-240to759kBtuh-10p5eer-3p2cop | Rt3 | New | CZ11 | cDXHP | SWHC013-02 | DEER2020 | D20v1 | 2020-11-09 | Cap-Tons | 1 |  | None | -183 | -0.0614 | 0 | 127 | 0.1 | 0 | [6 empty] | DEER:HVAC_Split-Package_AC | Annual
Any | NE-HVAC-airHP-SpltPkg-240to759kBtuh-10p5eer-3p2cop | Rt3 | New | CZ12 | cDXHP | SWHC013-02 | DEER2020 | D20v1 | 2020-11-09 | Cap-Tons | 1 |  | None | -181 | -0.0718 | 0 | 112 | 0.103 | 0 | [6 empty] | DEER:HVAC_Split-Package_AC | Annual
Any | NE-HVAC-airHP-SpltPkg-240to759kBtuh-10p5eer-3p2cop | Rt3 | New | CZ13 | cDXHP | SWHC013-02 | DEER2020 | D20v1 | 2020-11-09 | Cap-Tons | 1 |  | None | -190 | -0.059 | 0 | 135 | 0.096 | 0 | [6 empty] | DEER:HVAC_Split-Package_AC | Annual
Any | NE-HVAC-airHP-SpltPkg-240to759kBtuh-10p5eer-3p2cop | Rt3 | New | CZ14 | cDXHP | SWHC013-02 | DEER2020 | D20v1 | 2020-11-09 | Cap-Tons | 1 |  | None | -190 | -0.0814 | 0 | 131 | 0.0875 | 0 | [6 empty] | DEER:HVAC_Split-Package_AC | Annual
Any | NE-HVAC-airHP-SpltPkg-240to759kBtuh-10p5eer-3p2cop | Rt3 | New | CZ15 | cDXHP | SWHC013-02 | DEER2020 | D20v1 | 2020-11-09 | Cap-Tons | 1 |  | None | -205 | -0.0774 | 0 | 197 | 0.0957 | 0 | [6 empty] | DEER:HVAC_Split-Package_AC | Annual
Any | NE-HVAC-airHP-SpltPkg-240to759kBtuh-10p5eer-3p2cop | Rt3 | New | CZ16 | cDXHP | SWHC013-02 | DEER2020 | D20v1 | 2020-11-09 | Cap-Tons | 1 |  | None | -174 | -0.0706 | 0 | 80.5 | 0.0777 | 0 | [6 empty] | DEER:HVAC_Split-Package_AC | Annual
Any | NE-HVAC-airHP-SpltPkg-240to759kBtuh-10p5eer-3p2cop | RtL | Ex | CZ01 | cDXHP | SWHC013-02 | DEER2020 | D20v1 | 2020-11-09 | Cap-Tons | 1 |  | None | 259 | -0.0116 | 0 | 39.9 | 0.0351 | 0 | [6 empty] | DEER:HVAC_Split-Package_AC | Annual
Any | NE-HVAC-airHP-SpltPkg-240to759kBtuh-10p5eer-3p2cop | RtL | Ex | CZ02 | cDXHP | SWHC013-02 | DEER2020 | D20v1 | 2020-11-09 | Cap-Tons | 1 |  | None | 260 | 0.0323 | 0 | 120 | 0.111 | 0 | [6 empty] | DEER:HVAC_Split-Package_AC | Annual
Any | NE-HVAC-airHP-SpltPkg-240to759kBtuh-10p5eer-3p2cop | RtL | Ex | CZ03 | cDXHP | SWHC013-02 | DEER2020 | D20v1 | 2020-11-09 | Cap-Tons | 1 |  | None | 102 | 0.042 | 0 | 91.1 | 0.0749 | 0 | [6 empty] | DEER:HVAC_Split-Package_AC | Annual
Any | NE-HVAC-airHP-SpltPkg-240to759kBtuh-10p5eer-3p2cop | RtL | Ex | CZ04 | cDXHP | SWHC013-02 | DEER2020 | D20v1 | 2020-11-09 | Cap-Tons | 1 |  | None | 186 | 0.045 | 0 | 137 | 0.101 | 0 | [6 empty] | DEER:HVAC_Split-Package_AC | Annual
Any | NE-HVAC-airHP-SpltPkg-240to759kBtuh-10p5eer-3p2cop | RtL | Ex | CZ05 | cDXHP | SWHC013-02 | DEER2020 | D20v1 | 2020-11-09 | Cap-Tons | 1 |  | None | 122 | 0.0289 | 0 | 91.2 | 0.0495 | 0 | [6 empty] | DEER:HVAC_Split-Package_AC | Annual
Any | NE-HVAC-airHP-SpltPkg-240to759kBtuh-10p5eer-3p2cop | RtL | Ex | CZ06 | cDXHP | SWHC013-02 | DEER2020 | D20v1 | 2020-11-09 | Cap-Tons | 1 |  | None | 105 | 0.0312 | 0 | 170 | 0.0964 | 0 | [6 empty] | DEER:HVAC_Split-Package_AC | Annual
Any | NE-HVAC-airHP-SpltPkg-240to759kBtuh-10p5eer-3p2cop | RtL | Ex | CZ07 | cDXHP | SWHC013-02 | DEER2020 | D20v1 | 2020-11-09 | Cap-Tons | 1 |  | None | 30.1 | 0.0312 | 0 | 159 | 0.0821 | 0 | [6 empty] | DEER:HVAC_Split-Package_AC | Annual
Any | NE-HVAC-airHP-SpltPkg-240to759kBtuh-10p5eer-3p2cop | RtL | Ex | CZ08 | cDXHP | SWHC013-02 | DEER2020 | D20v1 | 2020-11-09 | Cap-Tons | 1 |  | None | 185 | 0.0604 | 0 | 161 | 0.0844 | 0 | [6 empty] | DEER:HVAC_Split-Package_AC | Annual
Any | NE-HVAC-airHP-SpltPkg-240to759kBtuh-10p5eer-3p2cop | RtL | Ex | CZ09 | cDXHP | SWHC013-02 | DEER2020 | D20v1 | 2020-11-09 | Cap-Tons | 1 |  | None | 301 | 0.0777 | 0 | 135 | 0.0991 | 0 | [6 empty] | DEER:HVAC_Split-Package_AC | Annual
Any | NE-HVAC-airHP-SpltPkg-240to759kBtuh-10p5eer-3p2cop | RtL | Ex | CZ10 | cDXHP | SWHC013-02 | DEER2020 | D20v1 | 2020-11-09 | Cap-Tons | 1 |  | None | 284 | 0.055 | 0 | 162 | 0.108 | 0 | [6 empty] | DEER:HVAC_Split-Package_AC | Annual
Any | NE-HVAC-airHP-SpltPkg-240to759kBtuh-10p5eer-3p2cop | RtL | Ex | CZ11 | cDXHP | SWHC013-02 | DEER2020 | D20v1 | 2020-11-09 | Cap-Tons | 1 |  | None | 380 | 0.0555 | 0 | 152 | 0.116 | 0 | [6 empty] | DEER:HVAC_Split-Package_AC | Annual
Any | NE-HVAC-airHP-SpltPkg-240to759kBtuh-10p5eer-3p2cop | RtL | Ex | CZ12 | cDXHP | SWHC013-02 | DEER2020 | D20v1 | 2020-11-09 | Cap-Tons | 1 |  | None | 336 | 0.041 | 0 | 135 | 0.116 | 0 | [6 empty] | DEER:HVAC_Split-Package_AC | Annual
Any | NE-HVAC-airHP-SpltPkg-240to759kBtuh-10p5eer-3p2cop | RtL | Ex | CZ13 | cDXHP | SWHC013-02 | DEER2020 | D20v1 | 2020-11-09 | Cap-Tons | 1 |  | None | 361 | 0.0573 | 0 | 159 | 0.108 | 0 | [6 empty] | DEER:HVAC_Split-Package_AC | Annual
Any | NE-HVAC-airHP-SpltPkg-240to759kBtuh-10p5eer-3p2cop | RtL | Ex | CZ14 | cDXHP | SWHC013-02 | DEER2020 | D20v1 | 2020-11-09 | Cap-Tons | 1 |  | None | 394 | 0.0766 | 0 | 152 | 0.0953 | 0 | [6 empty] | DEER:HVAC_Split-Package_AC | Annual
Any | NE-HVAC-airHP-SpltPkg-240to759kBtuh-10p5eer-3p2cop | RtL | Ex | CZ15 | cDXHP | SWHC013-02 | DEER2020 | D20v1 | 2020-11-09 | Cap-Tons | 1 |  | None | 398 | 0.084 | 0 | 223 | 0.103 | 0 | [6 empty] | DEER:HVAC_Split-Package_AC | Annual
Any | NE-HVAC-airHP-SpltPkg-240to759kBtuh-10p5eer-3p2cop | RtL | Ex | CZ16 | cDXHP | SWHC013-02 | DEER2020 | D20v1 | 2020-11-09 | Cap-Tons | 1 |  | None | 570 | 0.0508 | 0 | 89.1 | 0.0815 | 0 | [6 empty] | DEER:HVAC_Split-Package_AC | Annual
Any | NE-HVAC-airHP-SpltPkg-240to759kBtuh-10p5eer-3p2cop | RtL | New | CZ01 | cDXHP | SWHC013-02 | DEER2020 | D20v1 | 2020-11-09 | Cap-Tons | 1 |  | None | -169 | -0.0471 | 0 | 40.6 | 0.0355 | 0 | [6 empty] | DEER:HVAC_Split-Package_AC | Annual
Any | NE-HVAC-airHP-SpltPkg-240to759kBtuh-10p5eer-3p2cop | RtL | New | CZ02 | cDXHP | SWHC013-02 | DEER2020 | D20v1 | 2020-11-09 | Cap-Tons | 1 |  | None | -187 | -0.0829 | 0 | 110 | 0.107 | 0 | [6 empty] | DEER:HVAC_Split-Package_AC | Annual
Any | NE-HVAC-airHP-SpltPkg-240to759kBtuh-10p5eer-3p2cop | RtL | New | CZ03 | cDXHP | SWHC013-02 | DEER2020 | D20v1 | 2020-11-09 | Cap-Tons | 1 |  | None | -205 | -0.0567 | 0 | 90.1 | 0.0747 | 0 | [6 empty] | DEER:HVAC_Split-Package_AC | Annual
Any | NE-HVAC-airHP-SpltPkg-240to759kBtuh-10p5eer-3p2cop | RtL | New | CZ04 | cDXHP | SWHC013-02 | DEER2020 | D20v1 | 2020-11-09 | Cap-Tons | 1 |  | None | -200 | -0.0721 | 0 | 125 | 0.0967 | 0 | [6 empty] | DEER:HVAC_Split-Package_AC | Annual
Any | NE-HVAC-airHP-SpltPkg-240to759kBtuh-10p5eer-3p2cop | RtL | New | CZ05 | cDXHP | SWHC013-02 | DEER2020 | D20v1 | 2020-11-09 | Cap-Tons | 1 |  | None | -201 | -0.0433 | 0 | 90.8 | 0.0496 | 0 | [6 empty] | DEER:HVAC_Split-Package_AC | Annual
Any | NE-HVAC-airHP-SpltPkg-240to759kBtuh-10p5eer-3p2cop | RtL | New | CZ06 | cDXHP | SWHC013-02 | DEER2020 | D20v1 | 2020-11-09 | Cap-Tons | 1 |  | None | -220 | -0.0575 | 0 | 169 | 0.0977 | 0 | [6 empty] | DEER:HVAC_Split-Package_AC | Annual
Any | NE-HVAC-airHP-SpltPkg-240to759kBtuh-10p5eer-3p2cop | RtL | New | CZ07 | cDXHP | SWHC013-02 | DEER2020 | D20v1 | 2020-11-09 | Cap-Tons | 1 |  | None | -236 | -0.0654 | 0 | 159 | 0.0839 | 0 | [6 empty] | DEER:HVAC_Split-Package_AC | Annual
Any | NE-HVAC-airHP-SpltPkg-240to759kBtuh-10p5eer-3p2cop | RtL | New | CZ08 | cDXHP | SWHC013-02 | DEER2020 | D20v1 | 2020-11-09 | Cap-Tons | 1 |  | None | -194 | -0.0601 | 0 | 155 | 0.084 | 0 | [6 empty] | DEER:HVAC_Split-Package_AC | Annual
Any | NE-HVAC-airHP-SpltPkg-240to759kBtuh-10p5eer-3p2cop | RtL | New | CZ09 | cDXHP | SWHC013-02 | DEER2020 | D20v1 | 2020-11-09 | Cap-Tons | 1 |  | None | -158 | -0.0517 | 0 | 130 | 0.0979 | 0 | [6 empty] | DEER:HVAC_Split-Package_AC | Annual
Any | NE-HVAC-airHP-SpltPkg-240to759kBtuh-10p5eer-3p2cop | RtL | New | CZ10 | cDXHP | SWHC013-02 | DEER2020 | D20v1 | 2020-11-09 | Cap-Tons | 1 |  | None | -186 | -0.078 | 0 | 154 | 0.106 | 0 | [6 empty] | DEER:HVAC_Split-Package_AC | Annual
Any | NE-HVAC-airHP-SpltPkg-240to759kBtuh-10p5eer-3p2cop | RtL | New | CZ11 | cDXHP | SWHC013-02 | DEER2020 | D20v1 | 2020-11-09 | Cap-Tons | 1 |  | None | -177 | -0.0774 | 0 | 145 | 0.113 | 0 | [6 empty] | DEER:HVAC_Split-Package_AC | Annual
Any | NE-HVAC-airHP-SpltPkg-240to759kBtuh-10p5eer-3p2cop | RtL | New | CZ12 | cDXHP | SWHC013-02 | DEER2020 | D20v1 | 2020-11-09 | Cap-Tons | 1 |  | None | -186 | -0.0954 | 0 | 128 | 0.112 | 0 | [6 empty] | DEER:HVAC_Split-Package_AC | Annual
Any | NE-HVAC-airHP-SpltPkg-240to759kBtuh-10p5eer-3p2cop | RtL | New | CZ13 | cDXHP | SWHC013-02 | DEER2020 | D20v1 | 2020-11-09 | Cap-Tons | 1 |  | None | -190 | -0.0848 | 0 | 152 | 0.105 | 0 | [6 empty] | DEER:HVAC_Split-Package_AC | Annual
Any | NE-HVAC-airHP-SpltPkg-240to759kBtuh-10p5eer-3p2cop | RtL | New | CZ14 | cDXHP | SWHC013-02 | DEER2020 | D20v1 | 2020-11-09 | Cap-Tons | 1 |  | None | -172 | -0.0735 | 0 | 146 | 0.092 | 0 | [6 empty] | DEER:HVAC_Split-Package_AC | Annual
Any | NE-HVAC-airHP-SpltPkg-240to759kBtuh-10p5eer-3p2cop | RtL | New | CZ15 | cDXHP | SWHC013-02 | DEER2020 | D20v1 | 2020-11-09 | Cap-Tons | 1 |  | None | -193 | -0.0856 | 0 | 216 | 0.1 | 0 | [6 empty] | DEER:HVAC_Split-Package_AC | Annual
Any | NE-HVAC-airHP-SpltPkg-240to759kBtuh-10p5eer-3p2cop | RtL | New | CZ16 | cDXHP | SWHC013-02 | DEER2020 | D20v1 | 2020-11-09 | Cap-Tons | 1 |  | None | -159 | -0.0612 | 0 | 91.6 | 0.0826 | 0 | [6 empty] | DEER:HVAC_Split-Package_AC | Annual
Any | NE-HVAC-airHP-SpltPkg-240to759kBtuh-10p5eer-3p2cop | RtS | Ex | CZ01 | cDXHP | SWHC013-02 | DEER2020 | D20v1 | 2020-11-09 | Cap-Tons | 1 |  | None | 251 | 0.019 | 0 | 30.9 | 0.0234 | 0 | [6 empty] | DEER:HVAC_Split-Package_AC | Annual
Any | NE-HVAC-airHP-SpltPkg-240to759kBtuh-10p5eer-3p2cop | RtS | Ex | CZ02 | cDXHP | SWHC013-02 | DEER2020 | D20v1 | 2020-11-09 | Cap-Tons | 1 |  | None | 279 | 0.0993 | 0 | 108 | 0.103 | 0 | [6 empty] | DEER:HVAC_Split-Package_AC | Annual
Any | NE-HVAC-airHP-SpltPkg-240to759kBtuh-10p5eer-3p2cop | RtS | Ex | CZ03 | cDXHP | SWHC013-02 | DEER2020 | D20v1 | 2020-11-09 | Cap-Tons | 1 |  | None | 156 | 0.0678 | 0 | 70.9 | 0.0589 | 0 | [6 empty] | DEER:HVAC_Split-Package_AC | Annual
Any | NE-HVAC-airHP-SpltPkg-240to759kBtuh-10p5eer-3p2cop | RtS | Ex | CZ04 | cDXHP | SWHC013-02 | DEER2020 | D20v1 | 2020-11-09 | Cap-Tons | 1 |  | None | 250 | 0.109 | 0 | 114 | 0.0866 | 0 | [6 empty] | DEER:HVAC_Split-Package_AC | Annual
Any | NE-HVAC-airHP-SpltPkg-240to759kBtuh-10p5eer-3p2cop | RtS | Ex | CZ05 | cDXHP | SWHC013-02 | DEER2020 | D20v1 | 2020-11-09 | Cap-Tons | 1 |  | None | 158 | 0.0525 | 0 | 72.1 | 0.0368 | 0 | [6 empty] | DEER:HVAC_Split-Package_AC | Annual
Any | NE-HVAC-airHP-SpltPkg-240to759kBtuh-10p5eer-3p2cop | RtS | Ex | CZ06 | cDXHP | SWHC013-02 | DEER2020 | D20v1 | 2020-11-09 | Cap-Tons | 1 |  | None | 154 | 0.0764 | 0 | 129 | 0.0805 | 0 | [6 empty] | DEER:HVAC_Split-Package_AC | Annual
Any | NE-HVAC-airHP-SpltPkg-240to759kBtuh-10p5eer-3p2cop | RtS | Ex | CZ07 | cDXHP | SWHC013-02 | DEER2020 | D20v1 | 2020-11-09 | Cap-Tons | 1 |  | None | 120 | 0.0678 | 0 | 130 | 0.0662 | 0 | [6 empty] | DEER:HVAC_Split-Package_AC | Annual
Any | NE-HVAC-airHP-SpltPkg-240to759kBtuh-10p5eer-3p2cop | RtS | Ex | CZ08 | cDXHP | SWHC013-02 | DEER2020 | D20v1 | 2020-11-09 | Cap-Tons | 1 |  | None | 212 | 0.0969 | 0 | 143 | 0.0756 | 0 | [6 empty] | DEER:HVAC_Split-Package_AC | Annual
Any | NE-HVAC-airHP-SpltPkg-240to759kBtuh-10p5eer-3p2cop | RtS | Ex | CZ09 | cDXHP | SWHC013-02 | DEER2020 | D20v1 | 2020-11-09 | Cap-Tons | 1 |  | None | 249 | 0.114 | 0 | 125 | 0.091 | 0 | [6 empty] | DEER:HVAC_Split-Package_AC | Annual
Any | NE-HVAC-airHP-SpltPkg-240to759kBtuh-10p5eer-3p2cop | RtS | Ex | CZ10 | cDXHP | SWHC013-02 | DEER2020 | D20v1 | 2020-11-09 | Cap-Tons | 1 |  | None | 292 | 0.118 | 0 | 149 | 0.101 | 0 | [6 empty] | DEER:HVAC_Split-Package_AC | Annual
Any | NE-HVAC-airHP-SpltPkg-240to759kBtuh-10p5eer-3p2cop | RtS | Ex | CZ11 | cDXHP | SWHC013-02 | DEER2020 | D20v1 | 2020-11-09 | Cap-Tons | 1 |  | None | 352 | 0.142 | 0 | 140 | 0.111 | 0 | [6 empty] | DEER:HVAC_Split-Package_AC | Annual
Any | NE-HVAC-airHP-SpltPkg-240to759kBtuh-10p5eer-3p2cop | RtS | Ex | CZ12 | cDXHP | SWHC013-02 | DEER2020 | D20v1 | 2020-11-09 | Cap-Tons | 1 |  | None | 341 | 0.133 | 0 | 125 | 0.107 | 0 | [6 empty] | DEER:HVAC_Split-Package_AC | Annual
Any | NE-HVAC-airHP-SpltPkg-240to759kBtuh-10p5eer-3p2cop | RtS | Ex | CZ13 | cDXHP | SWHC013-02 | DEER2020 | D20v1 | 2020-11-09 | Cap-Tons | 1 |  | None | 322 | 0.126 | 0 | 149 | 0.1 | 0 | [6 empty] | DEER:HVAC_Split-Package_AC | Annual
Any | NE-HVAC-airHP-SpltPkg-240to759kBtuh-10p5eer-3p2cop | RtS | Ex | CZ14 | cDXHP | SWHC013-02 | DEER2020 | D20v1 | 2020-11-09 | Cap-Tons | 1 |  | None | 358 | 0.146 | 0 | 141 | 0.0904 | 0 | [6 empty] | DEER:HVAC_Split-Package_AC | Annual
Any | NE-HVAC-airHP-SpltPkg-240to759kBtuh-10p5eer-3p2cop | RtS | Ex | CZ15 | cDXHP | SWHC013-02 | DEER2020 | D20v1 | 2020-11-09 | Cap-Tons | 1 |  | None | 426 | 0.171 | 0 | 219 | 0.101 | 0 | [6 empty] | DEER:HVAC_Split-Package_AC | Annual
Any | NE-HVAC-airHP-SpltPkg-240to759kBtuh-10p5eer-3p2cop | RtS | Ex | CZ16 | cDXHP | SWHC013-02 | DEER2020 | D20v1 | 2020-11-09 | Cap-Tons | 1 |  | None | 421 | 0.0839 | 0 | 77.5 | 0.0681 | 0 | [6 empty] | DEER:HVAC_Split-Package_AC | Annual
Any | NE-HVAC-airHP-SpltPkg-240to759kBtuh-10p5eer-3p2cop | RtS | New | CZ01 | cDXHP | SWHC013-02 | DEER2020 | D20v1 | 2020-11-09 | Cap-Tons | 1 |  | None | -165 | -0.0601 | 0 | 9.08 | 0.0136 | 0 | [6 empty] | DEER:HVAC_Split-Package_AC | Annual
Any | NE-HVAC-airHP-SpltPkg-240to759kBtuh-10p5eer-3p2cop | RtS | New | CZ02 | cDXHP | SWHC013-02 | DEER2020 | D20v1 | 2020-11-09 | Cap-Tons | 1 |  | None | -231 | -0.0841 | 0 | 76.3 | 0.0943 | 0 | [6 empty] | DEER:HVAC_Split-Package_AC | Annual
Any | NE-HVAC-airHP-SpltPkg-240to759kBtuh-10p5eer-3p2cop | RtS | New | CZ03 | cDXHP | SWHC013-02 | DEER2020 | D20v1 | 2020-11-09 | Cap-Tons | 1 |  | None | -253 | -0.0597 | 0 | 39.3 | 0.056 | 0 | [6 empty] | DEER:HVAC_Split-Package_AC | Annual
Any | NE-HVAC-airHP-SpltPkg-240to759kBtuh-10p5eer-3p2cop | RtS | New | CZ04 | cDXHP | SWHC013-02 | DEER2020 | D20v1 | 2020-11-09 | Cap-Tons | 1 |  | None | -252 | -0.0744 | 0 | 82.4 | 0.0825 | 0 | [6 empty] | DEER:HVAC_Split-Package_AC | Annual
Any | NE-HVAC-airHP-SpltPkg-240to759kBtuh-10p5eer-3p2cop | RtS | New | CZ05 | cDXHP | SWHC013-02 | DEER2020 | D20v1 | 2020-11-09 | Cap-Tons | 1 |  | None | -257 | -0.0561 | 0 | 39.2 | 0.0315 | 0 | [6 empty] | DEER:HVAC_Split-Package_AC | Annual
Any | NE-HVAC-airHP-SpltPkg-240to759kBtuh-10p5eer-3p2cop | RtS | New | CZ06 | cDXHP | SWHC013-02 | DEER2020 | D20v1 | 2020-11-09 | Cap-Tons | 1 |  | None | -273 | -0.0703 | 0 | 97.8 | 0.0791 | 0 | [6 empty] | DEER:HVAC_Split-Package_AC | Annual
Any | NE-HVAC-airHP-SpltPkg-240to759kBtuh-10p5eer-3p2cop | RtS | New | CZ07 | cDXHP | SWHC013-02 | DEER2020 | D20v1 | 2020-11-09 | Cap-Tons | 1 |  | None | -306 | -0.0612 | 0 | 86 | 0.0647 | 0 | [6 empty] | DEER:HVAC_Split-Package_AC | Annual
Any | NE-HVAC-airHP-SpltPkg-240to759kBtuh-10p5eer-3p2cop | RtS | New | CZ08 | cDXHP | SWHC013-02 | DEER2020 | D20v1 | 2020-11-09 | Cap-Tons | 1 |  | None | -270 | -0.0612 | 0 | 110 | 0.0726 | 0 | [6 empty] | DEER:HVAC_Split-Package_AC | Annual
Any | NE-HVAC-airHP-SpltPkg-240to759kBtuh-10p5eer-3p2cop | RtS | New | CZ09 | cDXHP | SWHC013-02 | DEER2020 | D20v1 | 2020-11-09 | Cap-Tons | 1 |  | None | -248 | -0.0856 | 0 | 96.4 | 0.0859 | 0 | [6 empty] | DEER:HVAC_Split-Package_AC | Annual
Any | NE-HVAC-airHP-SpltPkg-240to759kBtuh-10p5eer-3p2cop | RtS | New | CZ10 | cDXHP | SWHC013-02 | DEER2020 | D20v1 | 2020-11-09 | Cap-Tons | 1 |  | None | -247 | -0.0908 | 0 | 116 | 0.0946 | 0 | [6 empty] | DEER:HVAC_Split-Package_AC | Annual
Any | NE-HVAC-airHP-SpltPkg-240to759kBtuh-10p5eer-3p2cop | RtS | New | CZ11 | cDXHP | SWHC013-02 | DEER2020 | D20v1 | 2020-11-09 | Cap-Tons | 1 |  | None | -212 | -0.0387 | 0 | 115 | 0.103 | 0 | [6 empty] | DEER:HVAC_Split-Package_AC | Annual
Any | NE-HVAC-airHP-SpltPkg-240to759kBtuh-10p5eer-3p2cop | RtS | New | CZ12 | cDXHP | SWHC013-02 | DEER2020 | D20v1 | 2020-11-09 | Cap-Tons | 1 |  | None | -230 | -0.0865 | 0 | 97.7 | 0.0996 | 0 | [6 empty] | DEER:HVAC_Split-Package_AC | Annual
Any | NE-HVAC-airHP-SpltPkg-240to759kBtuh-10p5eer-3p2cop | RtS | New | CZ13 | cDXHP | SWHC013-02 | DEER2020 | D20v1 | 2020-11-09 | Cap-Tons | 1 |  | None | -233 | -0.0674 | 0 | 122 | 0.0926 | 0 | [6 empty] | DEER:HVAC_Split-Package_AC | Annual
Any | NE-HVAC-airHP-SpltPkg-240to759kBtuh-10p5eer-3p2cop | RtS | New | CZ14 | cDXHP | SWHC013-02 | DEER2020 | D20v1 | 2020-11-09 | Cap-Tons | 1 |  | None | -212 | -0.0261 | 0 | 118 | 0.082 | 0 | [6 empty] | DEER:HVAC_Split-Package_AC | Annual
Any | NE-HVAC-airHP-SpltPkg-240to759kBtuh-10p5eer-3p2cop | RtS | New | CZ15 | cDXHP | SWHC013-02 | DEER2020 | D20v1 | 2020-11-09 | Cap-Tons | 1 |  | None | -230 | -0.0242 | 0 | 187 | 0.0932 | 0 | [6 empty] | DEER:HVAC_Split-Package_AC | Annual
Any | NE-HVAC-airHP-SpltPkg-240to759kBtuh-10p5eer-3p2cop | RtS | New | CZ16 | cDXHP | SWHC013-02 | DEER2020 | D20v1 | 2020-11-09 | Cap-Tons | 1 |  | None | -169 | -0.0552 | 0 | 57.2 | 0.0636 | 0 | [6 empty] | DEER:HVAC_Split-Package_AC | Annual
Any | NE-HVAC-airHP-SpltPkg-240to759kBtuh-10p5eer-3p2cop | SCn | Ex | CZ01 | cDXHP | SWHC013-02 | DEER2020 | D20v1 | 2020-11-09 | Cap-Tons | 1 |  | None | 334 | 0.0171 | 0 | 6.04 | 0.00107 | 0 | [6 empty] | DEER:HVAC_Split-Package_AC | Annual
Any | NE-HVAC-airHP-SpltPkg-240to759kBtuh-10p5eer-3p2cop | SCn | Ex | CZ02 | cDXHP | SWHC013-02 | DEER2020 | D20v1 | 2020-11-09 | Cap-Tons | 1 |  | None | 294 | 0.107 | 0 | 27.5 | 0.0439 | 0 | [6 empty] | DEER:HVAC_Split-Package_AC | Annual
Any | NE-HVAC-airHP-SpltPkg-240to759kBtuh-10p5eer-3p2cop | SCn | Ex | CZ03 | cDXHP | SWHC013-02 | DEER2020 | D20v1 | 2020-11-09 | Cap-Tons | 1 |  | None | 156 | 0.018 | 0 | 9.05 | 0.00961 | 0 | [6 empty] | DEER:HVAC_Split-Package_AC | Annual
Any | NE-HVAC-airHP-SpltPkg-240to759kBtuh-10p5eer-3p2cop | SCn | Ex | CZ04 | cDXHP | SWHC013-02 | DEER2020 | D20v1 | 2020-11-09 | Cap-Tons | 1 |  | None | 256 | 0.0985 | 0 | 30.6 | 0.0344 | 0 | [6 empty] | DEER:HVAC_Split-Package_AC | Annual
Any | NE-HVAC-airHP-SpltPkg-240to759kBtuh-10p5eer-3p2cop | SCn | Ex | CZ05 | cDXHP | SWHC013-02 | DEER2020 | D20v1 | 2020-11-09 | Cap-Tons | 1 |  | None | 201 | 0.0191 | 0 | 9.15 | 0.00349 | 0 | [6 empty] | DEER:HVAC_Split-Package_AC | Annual
Any | NE-HVAC-airHP-SpltPkg-240to759kBtuh-10p5eer-3p2cop | SCn | Ex | CZ06 | cDXHP | SWHC013-02 | DEER2020 | D20v1 | 2020-11-09 | Cap-Tons | 1 |  | None | 160 | 0.0652 | 0 | 27.3 | 0.0288 | 0 | [6 empty] | DEER:HVAC_Split-Package_AC | Annual
Any | NE-HVAC-airHP-SpltPkg-240to759kBtuh-10p5eer-3p2cop | SCn | Ex | CZ07 | cDXHP | SWHC013-02 | DEER2020 | D20v1 | 2020-11-09 | Cap-Tons | 1 |  | None | 138 | 0.0357 | 0 | 21.9 | 0.02 | 0 | [6 empty] | DEER:HVAC_Split-Package_AC | Annual
Any | NE-HVAC-airHP-SpltPkg-240to759kBtuh-10p5eer-3p2cop | SCn | Ex | CZ08 | cDXHP | SWHC013-02 | DEER2020 | D20v1 | 2020-11-09 | Cap-Tons | 1 |  | None | 205 | 0.0792 | 0 | 53.1 | 0.0376 | 0 | [6 empty] | DEER:HVAC_Split-Package_AC | Annual
Any | NE-HVAC-airHP-SpltPkg-240to759kBtuh-10p5eer-3p2cop | SCn | Ex | CZ09 | cDXHP | SWHC013-02 | DEER2020 | D20v1 | 2020-11-09 | Cap-Tons | 1 |  | None | 240 | 0.0942 | 0 | 53.3 | 0.0516 | 0 | [6 empty] | DEER:HVAC_Split-Package_AC | Annual
Any | NE-HVAC-airHP-SpltPkg-240to759kBtuh-10p5eer-3p2cop | SCn | Ex | CZ10 | cDXHP | SWHC013-02 | DEER2020 | D20v1 | 2020-11-09 | Cap-Tons | 1 |  | None | 244 | 0.0792 | 0 | 68.2 | 0.0603 | 0 | [6 empty] | DEER:HVAC_Split-Package_AC | Annual
Any | NE-HVAC-airHP-SpltPkg-240to759kBtuh-10p5eer-3p2cop | SCn | Ex | CZ11 | cDXHP | SWHC013-02 | DEER2020 | D20v1 | 2020-11-09 | Cap-Tons | 1 |  | None | 372 | 0.105 | 0 | 76.4 | 0.0622 | 0 | [6 empty] | DEER:HVAC_Split-Package_AC | Annual
Any | NE-HVAC-airHP-SpltPkg-240to759kBtuh-10p5eer-3p2cop | SCn | Ex | CZ12 | cDXHP | SWHC013-02 | DEER2020 | D20v1 | 2020-11-09 | Cap-Tons | 1 |  | None | 328 | 0.089 | 0 | 52.9 | 0.0563 | 0 | [6 empty] | DEER:HVAC_Split-Package_AC | Annual
Any | NE-HVAC-airHP-SpltPkg-240to759kBtuh-10p5eer-3p2cop | SCn | Ex | CZ13 | cDXHP | SWHC013-02 | DEER2020 | D20v1 | 2020-11-09 | Cap-Tons | 1 |  | None | 373 | 0.107 | 0 | 85.1 | 0.0542 | 0 | [6 empty] | DEER:HVAC_Split-Package_AC | Annual
Any | NE-HVAC-airHP-SpltPkg-240to759kBtuh-10p5eer-3p2cop | SCn | Ex | CZ14 | cDXHP | SWHC013-02 | DEER2020 | D20v1 | 2020-11-09 | Cap-Tons | 1 |  | None | 360 | 0.0974 | 0 | 83.3 | 0.052 | 0 | [6 empty] | DEER:HVAC_Split-Package_AC | Annual
Any | NE-HVAC-airHP-SpltPkg-240to759kBtuh-10p5eer-3p2cop | SCn | Ex | CZ15 | cDXHP | SWHC013-02 | DEER2020 | D20v1 | 2020-11-09 | Cap-Tons | 1 |  | None | 363 | 0.12 | 0 | 141 | 0.0525 | 0 | [6 empty] | DEER:HVAC_Split-Package_AC | Annual
Any | NE-HVAC-airHP-SpltPkg-240to759kBtuh-10p5eer-3p2cop | SCn | Ex | CZ16 | cDXHP | SWHC013-02 | DEER2020 | D20v1 | 2020-11-09 | Cap-Tons | 1 |  | None | 344 | 0.0428 | 0 | 19.8 | 0.0207 | 0 | [6 empty] | DEER:HVAC_Split-Package_AC | Annual
Any | NE-HVAC-airHP-SpltPkg-240to759kBtuh-10p5eer-3p2cop | SCn | New | CZ01 | cDXHP | SWHC013-02 | DEER2020 | D20v1 | 2020-11-09 | Cap-Tons | 1 |  | None | -168 | -0.0278 | 0 | 4.37 | 0.00086 | 0 | [6 empty] | DEER:HVAC_Split-Package_AC | Annual
Any | NE-HVAC-airHP-SpltPkg-240to759kBtuh-10p5eer-3p2cop | SCn | New | CZ02 | cDXHP | SWHC013-02 | DEER2020 | D20v1 | 2020-11-09 | Cap-Tons | 1 |  | None | -141 | -0.00616 | 0 | 20.8 | 0.0382 | 0 | [6 empty] | DEER:HVAC_Split-Package_AC | Annual
Any | NE-HVAC-airHP-SpltPkg-240to759kBtuh-10p5eer-3p2cop | SCn | New | CZ03 | cDXHP | SWHC013-02 | DEER2020 | D20v1 | 2020-11-09 | Cap-Tons | 1 |  | None | -188 | -0.0385 | 0 | 5.75 | 0.00685 | 0 | [6 empty] | DEER:HVAC_Split-Package_AC | Annual
Any | NE-HVAC-airHP-SpltPkg-240to759kBtuh-10p5eer-3p2cop | SCn | New | CZ04 | cDXHP | SWHC013-02 | DEER2020 | D20v1 | 2020-11-09 | Cap-Tons | 1 |  | None | -203 | -0.0222 | 0 | 22.9 | 0.0317 | 0 | [6 empty] | DEER:HVAC_Split-Package_AC | Annual
Any | NE-HVAC-airHP-SpltPkg-240to759kBtuh-10p5eer-3p2cop | SCn | New | CZ05 | cDXHP | SWHC013-02 | DEER2020 | D20v1 | 2020-11-09 | Cap-Tons | 1 |  | None | -133 | -0.0129 | 0 | 6.21 | 0.00205 | 0 | [6 empty] | DEER:HVAC_Split-Package_AC | Annual
Any | NE-HVAC-airHP-SpltPkg-240to759kBtuh-10p5eer-3p2cop | SCn | New | CZ06 | cDXHP | SWHC013-02 | DEER2020 | D20v1 | 2020-11-09 | Cap-Tons | 1 |  | None | -228 | -0.0262 | 0 | 20.1 | 0.026 | 0 | [6 empty] | DEER:HVAC_Split-Package_AC | Annual
Any | NE-HVAC-airHP-SpltPkg-240to759kBtuh-10p5eer-3p2cop | SCn | New | CZ07 | cDXHP | SWHC013-02 | DEER2020 | D20v1 | 2020-11-09 | Cap-Tons | 1 |  | None | -226 | -0.0424 | 0 | 14.8 | 0.0174 | 0 | [6 empty] | DEER:HVAC_Split-Package_AC | Annual
Any | NE-HVAC-airHP-SpltPkg-240to759kBtuh-10p5eer-3p2cop | SCn | New | CZ08 | cDXHP | SWHC013-02 | DEER2020 | D20v1 | 2020-11-09 | Cap-Tons | 1 |  | None | -240 | -0.0249 | 0 | 44.4 | 0.0368 | 0 | [6 empty] | DEER:HVAC_Split-Package_AC | Annual
Any | NE-HVAC-airHP-SpltPkg-240to759kBtuh-10p5eer-3p2cop | SCn | New | CZ09 | cDXHP | SWHC013-02 | DEER2020 | D20v1 | 2020-11-09 | Cap-Tons | 1 |  | None | -244 | -0.0595 | 0 | 45 | 0.049 | 0 | [6 empty] | DEER:HVAC_Split-Package_AC | Annual
Any | NE-HVAC-airHP-SpltPkg-240to759kBtuh-10p5eer-3p2cop | SCn | New | CZ10 | cDXHP | SWHC013-02 | DEER2020 | D20v1 | 2020-11-09 | Cap-Tons | 1 |  | None | -200 | -0.0441 | 0 | 59.2 | 0.0579 | 0 | [6 empty] | DEER:HVAC_Split-Package_AC | Annual
Any | NE-HVAC-airHP-SpltPkg-240to759kBtuh-10p5eer-3p2cop | SCn | New | CZ11 | cDXHP | SWHC013-02 | DEER2020 | D20v1 | 2020-11-09 | Cap-Tons | 1 |  | None | -170 | -0.0211 | 0 | 68.5 | 0.0592 | 0 | [6 empty] | DEER:HVAC_Split-Package_AC | Annual
Any | NE-HVAC-airHP-SpltPkg-240to759kBtuh-10p5eer-3p2cop | SCn | New | CZ12 | cDXHP | SWHC013-02 | DEER2020 | D20v1 | 2020-11-09 | Cap-Tons | 1 |  | None | -182 | -0.0292 | 0 | 44 | 0.0513 | 0 | [6 empty] | DEER:HVAC_Split-Package_AC | Annual
Any | NE-HVAC-airHP-SpltPkg-240to759kBtuh-10p5eer-3p2cop | SCn | New | CZ13 | cDXHP | SWHC013-02 | DEER2020 | D20v1 | 2020-11-09 | Cap-Tons | 1 |  | None | -189 | -0.0257 | 0 | 74.3 | 0.0504 | 0 | [6 empty] | DEER:HVAC_Split-Package_AC | Annual
Any | NE-HVAC-airHP-SpltPkg-240to759kBtuh-10p5eer-3p2cop | SCn | New | CZ14 | cDXHP | SWHC013-02 | DEER2020 | D20v1 | 2020-11-09 | Cap-Tons | 1 |  | None | -162 | -0.00412 | 0 | 75.5 | 0.0475 | 0 | [6 empty] | DEER:HVAC_Split-Package_AC | Annual
Any | NE-HVAC-airHP-SpltPkg-240to759kBtuh-10p5eer-3p2cop | SCn | New | CZ15 | cDXHP | SWHC013-02 | DEER2020 | D20v1 | 2020-11-09 | Cap-Tons | 1 |  | None | -215 | 0.00484 | 0 | 126 | 0.0468 | 0 | [6 empty] | DEER:HVAC_Split-Package_AC | Annual
Any | NE-HVAC-airHP-SpltPkg-240to759kBtuh-10p5eer-3p2cop | SCn | New | CZ16 | cDXHP | SWHC013-02 | DEER2020 | D20v1 | 2020-11-09 | Cap-Tons | 1 |  | None | -136 | -0.0332 | 0 | 15.7 | 0.0182 | 0 | [6 empty] | DEER:HVAC_Split-Package_AC | Annual
Any | NE-HVAC-airHP-SpltPkg-240to759kBtuh-10p5eer-3p2cop | Asm | Ex | CZ01 | cDXHP | SWHC013-02 | DEER2020 | D20v1 | 2020-11-09 | Cap-Tons | 1 |  | None | 275 | 0.0391 | 0 | 7 | 0.0154 | 0 | [6 empty] | DEER:HVAC_Split-Package_AC | Annual
Any | NE-HVAC-airHP-SpltPkg-240to759kBtuh-10p5eer-3p2cop | Asm | Ex | CZ02 | cDXHP | SWHC013-02 | DEER2020 | D20v1 | 2020-11-09 | Cap-Tons | 1 |  | None | 261 | 0.0246 | 0 | 85.7 | 0.115 | 0 | [6 empty] | DEER:HVAC_Split-Package_AC | Annual
Any | NE-HVAC-airHP-SpltPkg-240to759kBtuh-10p5eer-3p2cop | Asm | Ex | CZ03 | cDXHP | SWHC013-02 | DEER2020 | D20v1 | 2020-11-09 | Cap-Tons | 1 |  | None | 239 | 0.0729 | 0 | 36.6 | 0.0533 | 0 | [6 empty] | DEER:HVAC_Split-Package_AC | Annual
Any | NE-HVAC-airHP-SpltPkg-240to759kBtuh-10p5eer-3p2cop | Asm | Ex | CZ04 | cDXHP | SWHC013-02 | DEER2020 | D20v1 | 2020-11-09 | Cap-Tons | 1 |  | None | 220 | 0.0326 | 0 | 95.5 | 0.101 | 0 | [6 empty] | DEER:HVAC_Split-Package_AC | Annual
Any | NE-HVAC-airHP-SpltPkg-240to759kBtuh-10p5eer-3p2cop | Com | Ex | CZ01 | cDXHP | SWHC013-02 | DEER2020 | D20v1 | 2020-11-09 | Cap-Tons | 1 |  | None | 343 | 0.0169 | 0.00027 | 14.3 | 0.0145 | 0 | [6 empty] | DEER:HVAC_Split-Package_AC | Annual
Any | NE-HVAC-airHP-SpltPkg-240to759kBtuh-10p5eer-3p2cop | Com | Ex | CZ02 | cDXHP | SWHC013-02 | DEER2020 | D20v1 | 2020-11-09 | Cap-Tons | 1 |  | None | 259 | 0.0486 | 0.00015 | 73.6 | 0.0695 | 0 | [6 empty] | DEER:HVAC_Split-Package_AC | Annual
Any | NE-HVAC-airHP-SpltPkg-240to759kBtuh-10p5eer-3p2cop | Com | Ex | CZ03 | cDXHP | SWHC013-02 | DEER2020 | D20v1 | 2020-11-09 | Cap-Tons | 1 |  | None | 171 | 0.042 | 0.0002 | 39.2 | 0.0354 | 0 | [6 empty] | DEER:HVAC_Split-Package_AC | Annual
Any | NE-HVAC-airHP-SpltPkg-240to759kBtuh-10p5eer-3p2cop | Com | Ex | CZ04 | cDXHP | SWHC013-02 | DEER2020 | D20v1 | 2020-11-09 | Cap-Tons | 1 |  | None | 180 | 0.0429 | 0.00014 | 80.9 | 0.0592 | 0 | [6 empty] | DEER:HVAC_Split-Package_AC | Annual
Any | NE-HVAC-airHP-SpltPkg-240to759kBtuh-10p5eer-3p2cop | Com | Ex | CZ05 | cDXHP | SWHC013-02 | DEER2020 | D20v1 | 2020-11-09 | Cap-Tons | 1 |  | None | 213 | 0.0323 | -5e-05 | 43.4 | 0.0291 | 0 | [6 empty] | DEER:HVAC_Split-Package_AC | Annual
Any | NE-HVAC-airHP-SpltPkg-240to759kBtuh-10p5eer-3p2cop | Com | Ex | CZ06 | cDXHP | SWHC013-02 | DEER2020 | D20v1 | 2020-11-09 | Cap-Tons | 1 |  | None | 179 | 0.0527 | -0.00013 | 88.1 | 0.0561 | 0 | [6 empty] | DEER:HVAC_Split-Package_AC | Annual
Any | NE-HVAC-airHP-SpltPkg-240to759kBtuh-10p5eer-3p2cop | Com | Ex | CZ07 | cDXHP | SWHC013-02 | DEER2020 | D20v1 | 2020-11-09 | Cap-Tons | 1 |  | None | 147 | 0.0482 | 8e-05 | 79.1 | 0.0444 | 0 | [6 empty] | DEER:HVAC_Split-Package_AC | Annual
Any | NE-HVAC-airHP-SpltPkg-240to759kBtuh-10p5eer-3p2cop | Com | Ex | CZ08 | cDXHP | SWHC013-02 | DEER2020 | D20v1 | 2020-11-09 | Cap-Tons | 1 |  | None | 176 | 0.0562 | 3e-05 | 102 | 0.0559 | 0 | [6 empty] | DEER:HVAC_Split-Package_AC | Annual
Any | NE-HVAC-airHP-SpltPkg-240to759kBtuh-10p5eer-3p2cop | Com | Ex | CZ09 | cDXHP | SWHC013-02 | DEER2020 | D20v1 | 2020-11-09 | Cap-Tons | 1 |  | None | 232 | 0.0701 | -3e-05 | 94.9 | 0.0696 | 0 | [6 empty] | DEER:HVAC_Split-Package_AC | Annual
Any | NE-HVAC-airHP-SpltPkg-240to759kBtuh-10p5eer-3p2cop | Com | Ex | CZ10 | cDXHP | SWHC013-02 | DEER2020 | D20v1 | 2020-11-09 | Cap-Tons | 1 |  | None | 234 | 0.0674 | -1e-05 | 103 | 0.0763 | 0 | [6 empty] | DEER:HVAC_Split-Package_AC | Annual
Any | NE-HVAC-airHP-SpltPkg-240to759kBtuh-10p5eer-3p2cop | ECC | Ex | CZ01 | cDXHP | SWHC013-02 | DEER2020 | D20v1 | 2020-11-09 | Cap-Tons | 1 |  | None | 266 | 0.00037 | 0 | 10.3 | 0.0228 | 0 | [6 empty] | DEER:HVAC_Split-Package_AC | Annual
Any | NE-HVAC-airHP-SpltPkg-240to759kBtuh-10p5eer-3p2cop | ECC | Ex | CZ02 | cDXHP | SWHC013-02 | DEER2020 | D20v1 | 2020-11-09 | Cap-Tons | 1 |  | None | 209 | 0.0816 | 0 | 68.3 | 0.067 | 0 | [6 empty] | DEER:HVAC_Split-Package_AC | Annual
Any | NE-HVAC-airHP-SpltPkg-240to759kBtuh-10p5eer-3p2cop | ECC | Ex | CZ03 | cDXHP | SWHC013-02 | DEER2020 | D20v1 | 2020-11-09 | Cap-Tons | 1 |  | None | 166 | 0.0655 | 0 | 31.5 | 0.0326 | 0 | [6 empty] | DEER:HVAC_Split-Package_AC | Annual
Any | NE-HVAC-airHP-SpltPkg-240to759kBtuh-10p5eer-3p2cop | ECC | Ex | CZ04 | cDXHP | SWHC013-02 | DEER2020 | D20v1 | 2020-11-09 | Cap-Tons | 1 |  | None | 169 | 0.0554 | 0 | 72.1 | 0.089 | 0 | [6 empty] | DEER:HVAC_Split-Package_AC | Annual
Any | NE-HVAC-airHP-SpltPkg-240to759kBtuh-10p5eer-3p2cop | ECC | Ex | CZ05 | cDXHP | SWHC013-02 | DEER2020 | D20v1 | 2020-11-09 | Cap-Tons | 1 |  | None | 160 | 0.0375 | 0 | 33.2 | 0.036 | 0 | [6 empty] | DEER:HVAC_Split-Package_AC | Annual
Any | NE-HVAC-airHP-SpltPkg-240to759kBtuh-10p5eer-3p2cop | ECC | Ex | CZ06 | cDXHP | SWHC013-02 | DEER2020 | D20v1 | 2020-11-09 | Cap-Tons | 1 |  | None | 132 | 0.0654 | 0 | 72.9 | 0.0703 | 0 | [6 empty] | DEER:HVAC_Split-Package_AC | Annual
Any | NE-HVAC-airHP-SpltPkg-240to759kBtuh-10p5eer-3p2cop | ECC | Ex | CZ07 | cDXHP | SWHC013-02 | DEER2020 | D20v1 | 2020-11-09 | Cap-Tons | 1 |  | None | 97.9 | 0.0695 | 0 | 63.9 | 0.0581 | 0 | [6 empty] | DEER:HVAC_Split-Package_AC | Annual
Any | NE-HVAC-airHP-SpltPkg-240to759kBtuh-10p5eer-3p2cop | ECC | Ex | CZ08 | cDXHP | SWHC013-02 | DEER2020 | D20v1 | 2020-11-09 | Cap-Tons | 1 |  | None | 127 | 0.0578 | 0 | 95.4 | 0.0769 | 0 | [6 empty] | DEER:HVAC_Split-Package_AC | Annual
Any | NE-HVAC-airHP-SpltPkg-240to759kBtuh-10p5eer-3p2cop | ECC | Ex | CZ09 | cDXHP | SWHC013-02 | DEER2020 | D20v1 | 2020-11-09 | Cap-Tons | 1 |  | None | 180 | 0.0775 | 0 | 83.5 | 0.092 | 0 | [6 empty] | DEER:HVAC_Split-Package_AC | Annual
Any | NE-HVAC-airHP-SpltPkg-240to759kBtuh-10p5eer-3p2cop | ECC | Ex | CZ10 | cDXHP | SWHC013-02 | DEER2020 | D20v1 | 2020-11-09 | Cap-Tons | 1 |  | None | 178 | 0.062 | 0 | 99.5 | 0.102 | 0 | [6 empty] | DEER:HVAC_Split-Package_AC | Annual
Any | NE-HVAC-airHP-SpltPkg-240to759kBtuh-10p5eer-3p2cop | ECC | Ex | CZ11 | cDXHP | SWHC013-02 | DEER2020 | D20v1 | 2020-11-09 | Cap-Tons | 1 |  | None | 217 | 0.0717 | 0 | 105 | 0.0801 | 0 | [6 empty] | DEER:HVAC_Split-Package_AC | Annual
Any | NE-HVAC-airHP-SpltPkg-240to759kBtuh-10p5eer-3p2cop | ECC | Ex | CZ12 | cDXHP | SWHC013-02 | DEER2020 | D20v1 | 2020-11-09 | Cap-Tons | 1 |  | None | 203 | 0.0719 | 0 | 90.1 | 0.0783 | 0 | [6 empty] | DEER:HVAC_Split-Package_AC | Annual
Any | NE-HVAC-airHP-SpltPkg-240to759kBtuh-10p5eer-3p2cop | ECC | Ex | CZ13 | cDXHP | SWHC013-02 | DEER2020 | D20v1 | 2020-11-09 | Cap-Tons | 1 |  | None | 209 | 0.0868 | 0 | 110 | 0.072 | 0 | [6 empty] | DEER:HVAC_Split-Package_AC | Annual
Any | NE-HVAC-airHP-SpltPkg-240to759kBtuh-10p5eer-3p2cop | ECC | Ex | CZ14 | cDXHP | SWHC013-02 | DEER2020 | D20v1 | 2020-11-09 | Cap-Tons | 1 |  | None | 223 | 0.062 | 0 | 100 | 0.0936 | 0 | [6 empty] | DEER:HVAC_Split-Package_AC | Annual
Any | NE-HVAC-airHP-SpltPkg-240to759kBtuh-10p5eer-3p2cop | ECC | Ex | CZ15 | cDXHP | SWHC013-02 | DEER2020 | D20v1 | 2020-11-09 | Cap-Tons | 1 |  | None | 234 | 0.0881 | 0 | 155 | 0.0962 | 0 | [6 empty] | DEER:HVAC_Split-Package_AC | Annual
Any | NE-HVAC-airHP-SpltPkg-240to759kBtuh-10p5eer-3p2cop | ECC | Ex | CZ16 | cDXHP | SWHC013-02 | DEER2020 | D20v1 | 2020-11-09 | Cap-Tons | 1 |  | None | 303 | 0.0676 | 0 | 41.4 | 0.0388 | 0 | [6 empty] | DEER:HVAC_Split-Package_AC | Annual
Any | NE-HVAC-airHP-SpltPkg-240to759kBtuh-10p5eer-3p2cop | EPr | Ex | CZ01 | cDXHP | SWHC013-02 | DEER2020 | D20v1 | 2020-11-09 | Cap-Tons | 1 |  | None | 224 | 0.0257 | 0 | 6.79 | 0.00835 | 0 | [6 empty] | DEER:HVAC_Split-Package_AC | Annual
Any | NE-HVAC-airHP-SpltPkg-240to759kBtuh-10p5eer-3p2cop | EPr | Ex | CZ02 | cDXHP | SWHC013-02 | DEER2020 | D20v1 | 2020-11-09 | Cap-Tons | 1 |  | None | 166 | -0.00273 | 0 | 40.7 | 0.00507 | 0 | [6 empty] | DEER:HVAC_Split-Package_AC | Annual
Any | NE-HVAC-airHP-SpltPkg-240to759kBtuh-10p5eer-3p2cop | EPr | Ex | CZ03 | cDXHP | SWHC013-02 | DEER2020 | D20v1 | 2020-11-09 | Cap-Tons | 1 |  | None | 146 | 2e-05 | 0 | 19 | 0.00044 | 0 | [6 empty] | DEER:HVAC_Split-Package_AC | Annual
Any | NE-HVAC-airHP-SpltPkg-240to759kBtuh-10p5eer-3p2cop | EPr | Ex | CZ04 | cDXHP | SWHC013-02 | DEER2020 | D20v1 | 2020-11-09 | Cap-Tons | 1 |  | None | 130 | 0.0531 | 0 | 43.6 | 0.0489 | 0 | [6 empty] | DEER:HVAC_Split-Package_AC | Annual
Any | NE-HVAC-airHP-SpltPkg-240to759kBtuh-10p5eer-3p2cop | EPr | Ex | CZ05 | cDXHP | SWHC013-02 | DEER2020 | D20v1 | 2020-11-09 | Cap-Tons | 1 |  | None | 121 | 0.0238 | 0 | 21.9 | 0.0176 | 0 | [6 empty] | DEER:HVAC_Split-Package_AC | Annual
Any | NE-HVAC-airHP-SpltPkg-240to759kBtuh-10p5eer-3p2cop | EPr | Ex | CZ06 | cDXHP | SWHC013-02 | DEER2020 | D20v1 | 2020-11-09 | Cap-Tons | 1 |  | None | 106 | 0.0518 | 0 | 41.3 | 0.0383 | 0 | [6 empty] | DEER:HVAC_Split-Package_AC | Annual
Any | NE-HVAC-airHP-SpltPkg-240to759kBtuh-10p5eer-3p2cop | EPr | Ex | CZ07 | cDXHP | SWHC013-02 | DEER2020 | D20v1 | 2020-11-09 | Cap-Tons | 1 |  | None | 68.1 | 0.0417 | 0 | 34.9 | 0.0291 | 0 | [6 empty] | DEER:HVAC_Split-Package_AC | Annual
Any | NE-HVAC-airHP-SpltPkg-240to759kBtuh-10p5eer-3p2cop | EPr | Ex | CZ08 | cDXHP | SWHC013-02 | DEER2020 | D20v1 | 2020-11-09 | Cap-Tons | 1 |  | None | 95.4 | 0.0618 | 0 | 54.7 | 0.0389 | 0 | [6 empty] | DEER:HVAC_Split-Package_AC | Annual
Any | NE-HVAC-airHP-SpltPkg-240to759kBtuh-10p5eer-3p2cop | EPr | Ex | CZ09 | cDXHP | SWHC013-02 | DEER2020 | D20v1 | 2020-11-09 | Cap-Tons | 1 |  | None | 127 | 0.0744 | 0 | 47.5 | 0.0522 | 0 | [6 empty] | DEER:HVAC_Split-Package_AC | Annual
Any | NE-HVAC-airHP-SpltPkg-240to759kBtuh-10p5eer-3p2cop | EPr | Ex | CZ10 | cDXHP | SWHC013-02 | DEER2020 | D20v1 | 2020-11-09 | Cap-Tons | 1 |  | None | 125 | 0.0665 | 0 | 59.6 | 0.0584 | 0 | [6 empty] | DEER:HVAC_Split-Package_AC | Annual
Any | NE-HVAC-airHP-SpltPkg-240to759kBtuh-10p5eer-3p2cop | EPr | Ex | CZ11 | cDXHP | SWHC013-02 | DEER2020 | D20v1 | 2020-11-09 | Cap-Tons | 1 |  | None | 148 | -0.021 | 0 | 59.7 | 0.0248 | 0 | [6 empty] | DEER:HVAC_Split-Package_AC | Annual
Any | NE-HVAC-airHP-SpltPkg-240to759kBtuh-10p5eer-3p2cop | EPr | Ex | CZ12 | cDXHP | SWHC013-02 | DEER2020 | D20v1 | 2020-11-09 | Cap-Tons | 1 |  | None | 149 | -0.0131 | 0 | 52.1 | 0.0145 | 0 | [6 empty] | DEER:HVAC_Split-Package_AC | Annual
Any | NE-HVAC-airHP-SpltPkg-240to759kBtuh-10p5eer-3p2cop | EPr | Ex | CZ13 | cDXHP | SWHC013-02 | DEER2020 | D20v1 | 2020-11-09 | Cap-Tons | 1 |  | None | 141 | -0.0178 | 0 | 65.7 | 0.0191 | 0 | [6 empty] | DEER:HVAC_Split-Package_AC | Annual
Any | NE-HVAC-airHP-SpltPkg-240to759kBtuh-10p5eer-3p2cop | EPr | Ex | CZ14 | cDXHP | SWHC013-02 | DEER2020 | D20v1 | 2020-11-09 | Cap-Tons | 1 |  | None | 159 | 0.056 | 0 | 61.9 | 0.0542 | 0 | [6 empty] | DEER:HVAC_Split-Package_AC | Annual
Any | NE-HVAC-airHP-SpltPkg-240to759kBtuh-10p5eer-3p2cop | EPr | Ex | CZ15 | cDXHP | SWHC013-02 | DEER2020 | D20v1 | 2020-11-09 | Cap-Tons | 1 |  | None | 155 | 0.0861 | 0 | 99.5 | 0.053 | 0 | [6 empty] | DEER:HVAC_Split-Package_AC | Annual
Any | NE-HVAC-airHP-SpltPkg-240to759kBtuh-10p5eer-3p2cop | EPr | Ex | CZ16 | cDXHP | SWHC013-02 | DEER2020 | D20v1 | 2020-11-09 | Cap-Tons | 1 |  | None | 299 | -0.00106 | 0 | 20.6 | 0.00324 | 0 | [6 empty] | DEER:HVAC_Split-Package_AC | Annual
Any | NE-HVAC-airHP-SpltPkg-240to759kBtuh-10p5eer-3p2cop | EPr | New | CZ01 | cDXHP | SWHC013-02 | DEER2020 | D20v1 | 2020-11-09 | Cap-Tons | 1 |  | None | 37.5 | -0.00027 | 5.35 | 6.38 | 0.00765 | 0 | [6 empty] | DEER:HVAC_Split-Package_AC | Annual
Any | NE-HVAC-airHP-SpltPkg-240to759kBtuh-10p5eer-3p2cop | EPr | New | CZ02 | cDXHP | SWHC013-02 | DEER2020 | D20v1 | 2020-11-09 | Cap-Tons | 1 |  | None | -27.4 | -0.00054 | 4.87 | 37.8 | 0.00096 | 0 | [6 empty] | DEER:HVAC_Split-Package_AC | Annual
Any | NE-HVAC-airHP-SpltPkg-240to759kBtuh-10p5eer-3p2cop | EPr | New | CZ03 | cDXHP | SWHC013-02 | DEER2020 | D20v1 | 2020-11-09 | Cap-Tons | 1 |  | None | -7.12 | -0.00018 | 4.88 | 19.3 | 0.00026 | 0 | [6 empty] | DEER:HVAC_Split-Package_AC | Annual
Any | NE-HVAC-airHP-SpltPkg-240to759kBtuh-10p5eer-3p2cop | EPr | New | CZ04 | cDXHP | SWHC013-02 | DEER2020 | D20v1 | 2020-11-09 | Cap-Tons | 1 |  | None | -42.9 | -0.00382 | 4.78 | 41.3 | 0.0452 | 0 | [6 empty] | DEER:HVAC_Split-Package_AC | Annual
Any | NE-HVAC-airHP-SpltPkg-240to759kBtuh-10p5eer-3p2cop | EPr | New | CZ05 | cDXHP | SWHC013-02 | DEER2020 | D20v1 | 2020-11-09 | Cap-Tons | 1 |  | None | -5.82 | -0.0102 | 5.05 | 22.1 | 0.0172 | 0 | [6 empty] | DEER:HVAC_Split-Package_AC | Annual
Any | NE-HVAC-airHP-SpltPkg-240to759kBtuh-10p5eer-3p2cop | EPr | New | CZ06 | cDXHP | SWHC013-02 | DEER2020 | D20v1 | 2020-11-09 | Cap-Tons | 1 |  | None | -37.3 | 0.00168 | 4.58 | 42.4 | 0.0386 | 0 | [6 empty] | DEER:HVAC_Split-Package_AC | Annual
Any | NE-HVAC-airHP-SpltPkg-240to759kBtuh-10p5eer-3p2cop | EPr | New | CZ07 | cDXHP | SWHC013-02 | DEER2020 | D20v1 | 2020-11-09 | Cap-Tons | 1 |  | None | -35.9 | -0.00436 | 4.69 | 35.8 | 0.0294 | 0 | [6 empty] | DEER:HVAC_Split-Package_AC | Annual
Any | NE-HVAC-airHP-SpltPkg-240to759kBtuh-10p5eer-3p2cop | EPr | New | CZ08 | cDXHP | SWHC013-02 | DEER2020 | D20v1 | 2020-11-09 | Cap-Tons | 1 |  | None | -74.4 | -0.00607 | 4.48 | 53.1 | 0.0381 | 0 | [6 empty] | DEER:HVAC_Split-Package_AC | Annual
Any | NE-HVAC-airHP-SpltPkg-240to759kBtuh-10p5eer-3p2cop | EPr | New | CZ09 | cDXHP | SWHC013-02 | DEER2020 | D20v1 | 2020-11-09 | Cap-Tons | 1 |  | None | -56.8 | 0.00263 | 3.54 | 45.1 | 0.0494 | 0 | [6 empty] | DEER:HVAC_Split-Package_AC | Annual
Any | NE-HVAC-airHP-SpltPkg-240to759kBtuh-10p5eer-3p2cop | EPr | New | CZ10 | cDXHP | SWHC013-02 | DEER2020 | D20v1 | 2020-11-09 | Cap-Tons | 1 |  | None | -73.7 | -0.0131 | 3.87 | 55.3 | 0.0549 | 0 | [6 empty] | DEER:HVAC_Split-Package_AC | Annual
Any | NE-HVAC-airHP-SpltPkg-240to759kBtuh-10p5eer-3p2cop | EPr | New | CZ11 | cDXHP | SWHC013-02 | DEER2020 | D20v1 | 2020-11-09 | Cap-Tons | 1 |  | None | -67.8 | -0.00641 | 3.76 | 51.8 | 0.0166 | 0 | [6 empty] | DEER:HVAC_Split-Package_AC | Annual
Any | NE-HVAC-airHP-SpltPkg-240to759kBtuh-10p5eer-3p2cop | EPr | New | CZ12 | cDXHP | SWHC013-02 | DEER2020 | D20v1 | 2020-11-09 | Cap-Tons | 1 |  | None | -43 | -0.00321 | 4.32 | 47 | 0.00669 | 0 | [6 empty] | DEER:HVAC_Split-Package_AC | Annual
Any | NE-HVAC-airHP-SpltPkg-240to759kBtuh-10p5eer-3p2cop | EPr | New | CZ13 | cDXHP | SWHC013-02 | DEER2020 | D20v1 | 2020-11-09 | Cap-Tons | 1 |  | None | -59 | -0.00621 | 3.79 | 58.9 | 0.0129 | 0 | [6 empty] | DEER:HVAC_Split-Package_AC | Annual
Any | NE-HVAC-airHP-SpltPkg-240to759kBtuh-10p5eer-3p2cop | EPr | New | CZ14 | cDXHP | SWHC013-02 | DEER2020 | D20v1 | 2020-11-09 | Cap-Tons | 1 |  | None | -66.9 | -0.0171 | 3.56 | 55.5 | 0.049 | 0 | [6 empty] | DEER:HVAC_Split-Package_AC | Annual
Any | NE-HVAC-airHP-SpltPkg-240to759kBtuh-10p5eer-3p2cop | EPr | New | CZ15 | cDXHP | SWHC013-02 | DEER2020 | D20v1 | 2020-11-09 | Cap-Tons | 1 |  | None | -60.9 | 0.00868 | 2.57 | 91 | 0.0481 | 0 | [6 empty] | DEER:HVAC_Split-Package_AC | Annual
Any | NE-HVAC-airHP-SpltPkg-240to759kBtuh-10p5eer-3p2cop | EPr | New | CZ16 | cDXHP | SWHC013-02 | DEER2020 | D20v1 | 2020-11-09 | Cap-Tons | 1 |  | None | 50.6 | -0.00046 | 4.59 | 20 | 0.00084 | 0 | [6 empty] | DEER:HVAC_Split-Package_AC | Annual
Any | NE-HVAC-airHP-SpltPkg-240to759kBtuh-10p5eer-3p2cop | ERC | New | CZ13 | cDXHP | SWHC013-02 | DEER2020 | D20v1 | 2020-11-09 | Cap-Tons | 1 |  | None | -99 | -0.0237 | 0 | 57.8 | 0.0247 | 0 | [6 empty] | DEER:HVAC_Split-Package_AC | Annual
Any | NE-HVAC-airHP-SpltPkg-240to759kBtuh-10p5eer-3p2cop | ERC | New | CZ14 | cDXHP | SWHC013-02 | DEER2020 | D20v1 | 2020-11-09 | Cap-Tons | 1 |  | None | -84 | -0.00644 | 0 | 54.4 | 0.023 | 0 | [6 empty] | DEER:HVAC_Split-Package_AC | Annual
Any | NE-HVAC-airHP-SpltPkg-240to759kBtuh-10p5eer-3p2cop | ERC | New | CZ15 | cDXHP | SWHC013-02 | DEER2020 | D20v1 | 2020-11-09 | Cap-Tons | 1 |  | None | -107 | -0.00627 | 0 | 96.6 | 0.0264 | 0 | [6 empty] | DEER:HVAC_Split-Package_AC | Annual
Any | NE-HVAC-airHP-SpltPkg-240to759kBtuh-10p5eer-3p2cop | ERC | New | CZ16 | cDXHP | SWHC013-02 | DEER2020 | D20v1 | 2020-11-09 | Cap-Tons | 1 |  | None | -47.5 | -0.00395 | 0 | 19.9 | 0.00357 | 0 | [6 empty] | DEER:HVAC_Split-Package_AC | Annual
Any | NE-HVAC-airHP-SpltPkg-240to759kBtuh-10p5eer-3p2cop | EUn | Ex | CZ01 | cDXHP | SWHC013-02 | DEER2020 | D20v1 | 2020-11-09 | Cap-Tons | 1 |  | None | 274 | 0.00352 | 0 | 12.4 | 0.0247 | 0 | [6 empty] | DEER:HVAC_Split-Package_AC | Annual
Any | NE-HVAC-airHP-SpltPkg-240to759kBtuh-10p5eer-3p2cop | EUn | Ex | CZ02 | cDXHP | SWHC013-02 | DEER2020 | D20v1 | 2020-11-09 | Cap-Tons | 1 |  | None | 233 | 0.0772 | 0 | 80.1 | 0.0887 | 0 | [6 empty] | DEER:HVAC_Split-Package_AC | Annual
Any | NE-HVAC-airHP-SpltPkg-240to759kBtuh-10p5eer-3p2cop | EUn | Ex | CZ03 | cDXHP | SWHC013-02 | DEER2020 | D20v1 | 2020-11-09 | Cap-Tons | 1 |  | None | 190 | 0.0769 | 0 | 36.8 | 0.0435 | 0 | [6 empty] | DEER:HVAC_Split-Package_AC | Annual
Any | NE-HVAC-airHP-SpltPkg-240to759kBtuh-10p5eer-3p2cop | EUn | Ex | CZ04 | cDXHP | SWHC013-02 | DEER2020 | D20v1 | 2020-11-09 | Cap-Tons | 1 |  | None | 195 | 0.0401 | 0 | 83.5 | 0.0952 | 0 | [6 empty] | DEER:HVAC_Split-Package_AC | Annual
Any | NE-HVAC-airHP-SpltPkg-240to759kBtuh-10p5eer-3p2cop | EUn | Ex | CZ05 | cDXHP | SWHC013-02 | DEER2020 | D20v1 | 2020-11-09 | Cap-Tons | 1 |  | None | 186 | 0.0363 | 0 | 38.5 | 0.0383 | 0 | [6 empty] | DEER:HVAC_Split-Package_AC | Annual
Any | NE-HVAC-airHP-SpltPkg-240to759kBtuh-10p5eer-3p2cop | Gro | Ex | CZ01 | cDXHP | SWHC013-02 | DEER2020 | D20v1 | 2020-11-09 | Cap-Tons | 1 |  | None | 1380 | 0.0966 | 0.00628 | 0.808 | 0.0083 | 0 | [6 empty] | DEER:HVAC_Split-Package_AC | Annual
Any | NE-HVAC-airHP-SpltPkg-240to759kBtuh-10p5eer-3p2cop | Gro | Ex | CZ02 | cDXHP | SWHC013-02 | DEER2020 | D20v1 | 2020-11-09 | Cap-Tons | 1 |  | None | 612 | 0.136 | 0.00276 | 34.9 | 0.0649 | 0 | [6 empty] | DEER:HVAC_Split-Package_AC | Annual
Any | NE-HVAC-airHP-SpltPkg-240to759kBtuh-10p5eer-3p2cop | Gro | Ex | CZ03 | cDXHP | SWHC013-02 | DEER2020 | D20v1 | 2020-11-09 | Cap-Tons | 1 |  | None | 739 | 0.112 | 0.00579 | 13.3 | 0.0375 | 0 | [6 empty] | DEER:HVAC_Split-Package_AC | Annual
Any | NE-HVAC-airHP-SpltPkg-240to759kBtuh-10p5eer-3p2cop | Gro | Ex | CZ04 | cDXHP | SWHC013-02 | DEER2020 | D20v1 | 2020-11-09 | Cap-Tons | 1 |  | None | 572 | 0.128 | 0.00429 | 40.7 | 0.0593 | 0 | [6 empty] | DEER:HVAC_Split-Package_AC | Annual
Any | NE-HVAC-airHP-SpltPkg-240to759kBtuh-10p5eer-3p2cop | Gro | Ex | CZ05 | cDXHP | SWHC013-02 | DEER2020 | D20v1 | 2020-11-09 | Cap-Tons | 1 |  | None | 888 | 0.0762 | -0.00105 | 12 | 0.0201 | 0 | [6 empty] | DEER:HVAC_Split-Package_AC | Annual
Any | NE-HVAC-airHP-SpltPkg-240to759kBtuh-10p5eer-3p2cop | Gro | Ex | CZ06 | cDXHP | SWHC013-02 | DEER2020 | D20v1 | 2020-11-09 | Cap-Tons | 1 |  | None | 535 | 0.123 | -0.00269 | 41.6 | 0.0496 | 0 | [6 empty] | DEER:HVAC_Split-Package_AC | Annual
Any | NE-HVAC-airHP-SpltPkg-240to759kBtuh-10p5eer-3p2cop | Gro | Ex | CZ07 | cDXHP | SWHC013-02 | DEER2020 | D20v1 | 2020-11-09 | Cap-Tons | 1 |  | None | 725 | 0.137 | 0.0014 | 39.3 | 0.0446 | 0 | [6 empty] | DEER:HVAC_Split-Package_AC | Annual
Any | NE-HVAC-airHP-SpltPkg-240to759kBtuh-10p5eer-3p2cop | Gro | Ex | CZ08 | cDXHP | SWHC013-02 | DEER2020 | D20v1 | 2020-11-09 | Cap-Tons | 1 |  | None | 498 | 0.112 | 0.0006 | 60.6 | 0.0508 | 0 | [6 empty] | DEER:HVAC_Split-Package_AC | Annual
Any | NE-HVAC-airHP-SpltPkg-240to759kBtuh-10p5eer-3p2cop | Gro | Ex | CZ09 | cDXHP | SWHC013-02 | DEER2020 | D20v1 | 2020-11-09 | Cap-Tons | 1 |  | None | 490 | 0.161 | -0.00064 | 58.5 | 0.0668 | 0 | [6 empty] | DEER:HVAC_Split-Package_AC | Annual
Any | NE-HVAC-airHP-SpltPkg-240to759kBtuh-10p5eer-3p2cop | Gro | Ex | CZ10 | cDXHP | SWHC013-02 | DEER2020 | D20v1 | 2020-11-09 | Cap-Tons | 1 |  | None | 518 | 0.153 | -0.00014 | 68.8 | 0.0736 | 0 | [6 empty] | DEER:HVAC_Split-Package_AC | Annual
Any | NE-HVAC-airHP-SpltPkg-240to759kBtuh-10p5eer-3p2cop | Gro | Ex | CZ11 | cDXHP | SWHC013-02 | DEER2020 | D20v1 | 2020-11-09 | Cap-Tons | 1 |  | None | 586 | 0.148 | -0.001 | 76.3 | 0.0789 | 0 | [6 empty] | DEER:HVAC_Split-Package_AC | Annual
Any | NE-HVAC-airHP-SpltPkg-240to759kBtuh-10p5eer-3p2cop | Hsp | Ex | CZ01 | cDXHP | SWHC013-02 | DEER2020 | D20v1 | 2020-11-09 | Cap-Tons | 1 |  | None | 652 | 0.0374 | 0 | 5.47 | 0.0118 | 0 | [6 empty] | DEER:HVAC_Split-Package_AC | Annual
Any | NE-HVAC-airHP-SpltPkg-240to759kBtuh-10p5eer-3p2cop | Hsp | Ex | CZ02 | cDXHP | SWHC013-02 | DEER2020 | D20v1 | 2020-11-09 | Cap-Tons | 1 |  | None | 496 | 0.088 | 0 | 58.3 | 0.0634 | 0 | [6 empty] | DEER:HVAC_Split-Package_AC | Annual
Any | NE-HVAC-airHP-SpltPkg-240to759kBtuh-10p5eer-3p2cop | Hsp | Ex | CZ03 | cDXHP | SWHC013-02 | DEER2020 | D20v1 | 2020-11-09 | Cap-Tons | 1 |  | None | 381 | 0.0606 | 0 | 28.2 | 0.0393 | 0 | [6 empty] | DEER:HVAC_Split-Package_AC | Annual
Any | NE-HVAC-airHP-SpltPkg-240to759kBtuh-10p5eer-3p2cop | Hsp | Ex | CZ04 | cDXHP | SWHC013-02 | DEER2020 | D20v1 | 2020-11-09 | Cap-Tons | 1 |  | None | 442 | 0.0844 | 0 | 67.8 | 0.0583 | 0 | [6 empty] | DEER:HVAC_Split-Package_AC | Annual
Any | NE-HVAC-airHP-SpltPkg-240to759kBtuh-10p5eer-3p2cop | Hsp | Ex | CZ05 | cDXHP | SWHC013-02 | DEER2020 | D20v1 | 2020-11-09 | Cap-Tons | 1 |  | None | 435 | 0.0387 | 0 | 27.8 | 0.0255 | 0 | [6 empty] | DEER:HVAC_Split-Package_AC | Annual
Any | NE-HVAC-airHP-SpltPkg-240to759kBtuh-10p5eer-3p2cop | Hsp | Ex | CZ06 | cDXHP | SWHC013-02 | DEER2020 | D20v1 | 2020-11-09 | Cap-Tons | 1 |  | None | 441 | 0.0871 | 0 | 81.7 | 0.0525 | 0 | [6 empty] | DEER:HVAC_Split-Package_AC | Annual
Any | NE-HVAC-airHP-SpltPkg-240to759kBtuh-10p5eer-3p2cop | Hsp | Ex | CZ07 | cDXHP | SWHC013-02 | DEER2020 | D20v1 | 2020-11-09 | Cap-Tons | 1 |  | None | 368 | 0.0813 | 0 | 74.1 | 0.0436 | 0 | [6 empty] | DEER:HVAC_Split-Package_AC | Annual
Any | NE-HVAC-airHP-SpltPkg-240to759kBtuh-10p5eer-3p2cop | Hsp | Ex | CZ08 | cDXHP | SWHC013-02 | DEER2020 | D20v1 | 2020-11-09 | Cap-Tons | 1 |  | None | 392 | 0.0812 | 0 | 100 | 0.0537 | 0 | [6 empty] | DEER:HVAC_Split-Package_AC | Annual
Any | NE-HVAC-airHP-SpltPkg-240to759kBtuh-10p5eer-3p2cop | Hsp | Ex | CZ09 | cDXHP | SWHC013-02 | DEER2020 | D20v1 | 2020-11-09 | Cap-Tons | 1 |  | None | 471 | 0.092 | 0 | 109 | 0.0753 | 0 | [6 empty] | DEER:HVAC_Split-Package_AC | Annual
Any | NE-HVAC-airHP-SpltPkg-240to759kBtuh-10p5eer-3p2cop | Hsp | Ex | CZ10 | cDXHP | SWHC013-02 | DEER2020 | D20v1 | 2020-11-09 | Cap-Tons | 1 |  | None | 456 | 0.0853 | 0 | 112 | 0.0748 | 0 | [6 empty] | DEER:HVAC_Split-Package_AC | Annual
Any | NE-HVAC-airHP-SpltPkg-240to759kBtuh-10p5eer-3p2cop | Hsp | Ex | CZ11 | cDXHP | SWHC013-02 | DEER2020 | D20v1 | 2020-11-09 | Cap-Tons | 1 |  | None | 531 | 0.0808 | 0 | 122 | 0.0859 | 0 | [6 empty] | DEER:HVAC_Split-Package_AC | Annual
Any | NE-HVAC-airHP-SpltPkg-240to759kBtuh-10p5eer-3p2cop | Hsp | Ex | CZ12 | cDXHP | SWHC013-02 | DEER2020 | D20v1 | 2020-11-09 | Cap-Tons | 1 |  | None | 518 | 0.0907 | 0 | 90.5 | 0.0775 | 0 | [6 empty] | DEER:HVAC_Split-Package_AC | Annual
Any | NE-HVAC-airHP-SpltPkg-240to759kBtuh-10p5eer-3p2cop | Hsp | Ex | CZ13 | cDXHP | SWHC013-02 | DEER2020 | D20v1 | 2020-11-09 | Cap-Tons | 1 |  | None | 519 | 0.0944 | 0 | 130 | 0.0784 | 0 | [6 empty] | DEER:HVAC_Split-Package_AC | Annual
Any | NE-HVAC-airHP-SpltPkg-240to759kBtuh-10p5eer-3p2cop | Hsp | Ex | CZ14 | cDXHP | SWHC013-02 | DEER2020 | D20v1 | 2020-11-09 | Cap-Tons | 1 |  | None | 515 | 0.081 | 0 | 121 | 0.0703 | 0 | [6 empty] | DEER:HVAC_Split-Package_AC | Annual
Any | NE-HVAC-airHP-SpltPkg-240to759kBtuh-10p5eer-3p2cop | Hsp | Ex | CZ15 | cDXHP | SWHC013-02 | DEER2020 | D20v1 | 2020-11-09 | Cap-Tons | 1 |  | None | 445 | 0.0849 | 0 | 230 | 0.0879 | 0 | [6 empty] | DEER:HVAC_Split-Package_AC | Annual
Any | NE-HVAC-airHP-SpltPkg-240to759kBtuh-10p5eer-3p2cop | Hsp | Ex | CZ16 | cDXHP | SWHC013-02 | DEER2020 | D20v1 | 2020-11-09 | Cap-Tons | 1 |  | None | 593 | 0.0672 | 0 | 45.2 | 0.0434 | 0 | [6 empty] | DEER:HVAC_Split-Package_AC | Annual
Any | NE-HVAC-airHP-SpltPkg-240to759kBtuh-10p5eer-3p2cop | Hsp | New | CZ01 | cDXHP | SWHC013-02 | DEER2020 | D20v1 | 2020-11-09 | Cap-Tons | 1 |  | None | 62.9 | 0.00702 | 19.5 | 3.09 | 0.00871 | 0 | [6 empty] | DEER:HVAC_Split-Package_AC | Annual
Any | NE-HVAC-airHP-SpltPkg-240to759kBtuh-10p5eer-3p2cop | Htl | New | CZ09 | cDXHP | SWHC013-02 | DEER2020 | D20v1 | 2020-11-09 | Cap-Tons | 1 |  | None | 7920 | 1.41 | 87.2 | 107 | 0.0928 | 0 | [6 empty] | DEER:HVAC_Split-Package_AC | Annual
Any | NE-HVAC-airHP-SpltPkg-240to759kBtuh-10p5eer-3p2cop | Htl | New | CZ10 | cDXHP | SWHC013-02 | DEER2020 | D20v1 | 2020-11-09 | Cap-Tons | 1 |  | None | 8690 | 1.53 | 95.2 | 127 | 0.101 | 0 | [6 empty] | DEER:HVAC_Split-Package_AC | Annual
Any | NE-HVAC-airHP-SpltPkg-240to759kBtuh-10p5eer-3p2cop | Htl | New | CZ11 | cDXHP | SWHC013-02 | DEER2020 | D20v1 | 2020-11-09 | Cap-Tons | 1 |  | None | 7860 | 1.38 | 88.3 | 135 | 0.115 | 0 | [6 empty] | DEER:HVAC_Split-Package_AC | Annual
Any | NE-HVAC-airHP-SpltPkg-240to759kBtuh-10p5eer-3p2cop | Htl | New | CZ12 | cDXHP | SWHC013-02 | DEER2020 | D20v1 | 2020-11-09 | Cap-Tons | 1 |  | None | 8590 | 1.55 | 96.7 | 106 | 0.11 | 0 | [6 empty] | DEER:HVAC_Split-Package_AC | Annual
Any | NE-HVAC-airHP-SpltPkg-240to759kBtuh-10p5eer-3p2cop | Htl | New | CZ13 | cDXHP | SWHC013-02 | DEER2020 | D20v1 | 2020-11-09 | Cap-Tons | 1 |  | None | 7730 | 1.39 | 86.2 | 140 | 0.0974 | 0 | [6 empty] | DEER:HVAC_Split-Package_AC | Annual
Any | NE-HVAC-airHP-SpltPkg-240to759kBtuh-10p5eer-3p2cop | Htl | New | CZ14 | cDXHP | SWHC013-02 | DEER2020 | D20v1 | 2020-11-09 | Cap-Tons | 1 |  | None | 7730 | 1.35 | 87 | 135 | 0.0887 | 0 | [6 empty] | DEER:HVAC_Split-Package_AC | Annual
Any | NE-HVAC-airHP-SpltPkg-240to759kBtuh-10p5eer-3p2cop | Htl | New | CZ15 | cDXHP | SWHC013-02 | DEER2020 | D20v1 | 2020-11-09 | Cap-Tons | 1 |  | None | 6210 | 1.07 | 65.3 | 221 | 0.0946 | 0 | [6 empty] | DEER:HVAC_Split-Package_AC | Annual
Any | NE-HVAC-airHP-SpltPkg-240to759kBtuh-10p5eer-3p2cop | Htl | New | CZ16 | cDXHP | SWHC013-02 | DEER2020 | D20v1 | 2020-11-09 | Cap-Tons | 1 |  | None | 8630 | 1.51 | 105 | 51.4 | 0.059 | 0 | [6 empty] | DEER:HVAC_Split-Package_AC | Annual
Any | NE-HVAC-airHP-SpltPkg-240to759kBtuh-10p8eer-3p2cop | Asm | Ex | CZ01 | cDXHP | SWHC013-02 | DEER2020 | D20v1 | 2020-11-09 | Cap-Tons | 1 |  | None | 276 | 0.0425 | 0 | 8.63 | 0.0188 | 0 | [6 empty] | DEER:HVAC_Split-Package_AC | Annual
Any | NE-HVAC-airHP-SpltPkg-240to759kBtuh-10p8eer-3p2cop | Asm | Ex | CZ02 | cDXHP | SWHC013-02 | DEER2020 | D20v1 | 2020-11-09 | Cap-Tons | 1 |  | None | 279 | 0.0497 | 0 | 104 | 0.14 | 0 | [6 empty] | DEER:HVAC_Split-Package_AC | Annual
Any | NE-HVAC-airHP-SpltPkg-240to759kBtuh-10p8eer-3p2cop | Asm | Ex | CZ03 | cDXHP | SWHC013-02 | DEER2020 | D20v1 | 2020-11-09 | Cap-Tons | 1 |  | None | 247 | 0.0843 | 0 | 44.6 | 0.0649 | 0 | [6 empty] | DEER:HVAC_Split-Package_AC | Annual
Any | NE-HVAC-airHP-SpltPkg-240to759kBtuh-10p8eer-3p2cop | Asm | Ex | CZ04 | cDXHP | SWHC013-02 | DEER2020 | D20v1 | 2020-11-09 | Cap-Tons | 1 |  | None | 241 | 0.0544 | 0 | 116 | 0.122 | 0 | [6 empty] | DEER:HVAC_Split-Package_AC | Annual
Any | NE-HVAC-airHP-SpltPkg-240to759kBtuh-10p8eer-3p2cop | Asm | Ex | CZ05 | cDXHP | SWHC013-02 | DEER2020 | D20v1 | 2020-11-09 | Cap-Tons | 1 |  | None | 227 | 0.0508 | 0 | 45.7 | 0.04 | 0 | [6 empty] | DEER:HVAC_Split-Package_AC | Annual
Any | NE-HVAC-airHP-SpltPkg-240to759kBtuh-10p8eer-3p2cop | Asm | Ex | CZ06 | cDXHP | SWHC013-02 | DEER2020 | D20v1 | 2020-11-09 | Cap-Tons | 1 |  | None | 225 | 0.0752 | 0 | 103 | 0.0874 | 0 | [6 empty] | DEER:HVAC_Split-Package_AC | Annual
Any | NE-HVAC-airHP-SpltPkg-240to759kBtuh-10p8eer-3p2cop | Asm | Ex | CZ07 | cDXHP | SWHC013-02 | DEER2020 | D20v1 | 2020-11-09 | Cap-Tons | 1 |  | None | 175 | 0.065 | 0 | 86.7 | 0.069 | 0 | [6 empty] | DEER:HVAC_Split-Package_AC | Annual
Any | NE-HVAC-airHP-SpltPkg-240to759kBtuh-10p8eer-3p2cop | Asm | Ex | CZ08 | cDXHP | SWHC013-02 | DEER2020 | D20v1 | 2020-11-09 | Cap-Tons | 1 |  | None | 223 | 0.0697 | 0 | 143 | 0.0962 | 0 | [6 empty] | DEER:HVAC_Split-Package_AC | Annual
Any | NE-HVAC-airHP-SpltPkg-240to759kBtuh-10p8eer-3p2cop | Asm | Ex | CZ09 | cDXHP | SWHC013-02 | DEER2020 | D20v1 | 2020-11-09 | Cap-Tons | 1 |  | None | 292 | 0.0991 | 0 | 128 | 0.117 | 0 | [6 empty] | DEER:HVAC_Split-Package_AC | Annual
Any | NE-HVAC-airHP-SpltPkg-240to759kBtuh-10p8eer-3p2cop | Asm | Ex | CZ10 | cDXHP | SWHC013-02 | DEER2020 | D20v1 | 2020-11-09 | Cap-Tons | 1 |  | None | 306 | 0.0788 | 0 | 154 | 0.133 | 0 | [6 empty] | DEER:HVAC_Split-Package_AC | Annual
Any | NE-HVAC-airHP-SpltPkg-240to759kBtuh-10p8eer-3p2cop | Asm | Ex | CZ11 | cDXHP | SWHC013-02 | DEER2020 | D20v1 | 2020-11-09 | Cap-Tons | 1 |  | None | 396 | 0.0849 | 0 | 151 | 0.137 | 0 | [6 empty] | DEER:HVAC_Split-Package_AC | Annual
Any | NE-HVAC-airHP-SpltPkg-240to759kBtuh-10p8eer-3p2cop | Asm | Ex | CZ12 | cDXHP | SWHC013-02 | DEER2020 | D20v1 | 2020-11-09 | Cap-Tons | 1 |  | None | 346 | 0.0696 | 0 | 131 | 0.145 | 0 | [6 empty] | DEER:HVAC_Split-Package_AC | Annual
Any | NE-HVAC-airHP-SpltPkg-240to759kBtuh-10p8eer-3p2cop | Asm | Ex | CZ13 | cDXHP | SWHC013-02 | DEER2020 | D20v1 | 2020-11-09 | Cap-Tons | 1 |  | None | 385 | 0.0975 | 0 | 158 | 0.129 | 0 | [6 empty] | DEER:HVAC_Split-Package_AC | Annual
Any | NE-HVAC-airHP-SpltPkg-240to759kBtuh-10p8eer-3p2cop | Asm | Ex | CZ14 | cDXHP | SWHC013-02 | DEER2020 | D20v1 | 2020-11-09 | Cap-Tons | 1 |  | None | 397 | 0.0987 | 0 | 152 | 0.112 | 0 | [6 empty] | DEER:HVAC_Split-Package_AC | Annual
Any | NE-HVAC-airHP-SpltPkg-240to759kBtuh-10p8eer-3p2cop | Asm | Ex | CZ15 | cDXHP | SWHC013-02 | DEER2020 | D20v1 | 2020-11-09 | Cap-Tons | 1 |  | None | 398 | 0.132 | 0 | 226 | 0.115 | 0 | [6 empty] | DEER:HVAC_Split-Package_AC | Annual
Any | NE-HVAC-airHP-SpltPkg-240to759kBtuh-10p8eer-3p2cop | Asm | Ex | CZ16 | cDXHP | SWHC013-02 | DEER2020 | D20v1 | 2020-11-09 | Cap-Tons | 1 |  | None | 462 | 0.074 | 0 | 61.7 | 0.0789 | 0 | [6 empty] | DEER:HVAC_Split-Package_AC | Annual
Any | NE-HVAC-airHP-SpltPkg-240to759kBtuh-10p8eer-3p2cop | Asm | New | CZ01 | cDXHP | SWHC013-02 | DEER2020 | D20v1 | 2020-11-09 | Cap-Tons | 1 |  | None | -130 | -0.0365 | 0 | 8.44 | 0.0194 | 0 | [6 empty] | DEER:HVAC_Split-Package_AC | Annual
Any | NE-HVAC-airHP-SpltPkg-240to759kBtuh-10p8eer-3p2cop | Asm | New | CZ02 | cDXHP | SWHC013-02 | DEER2020 | D20v1 | 2020-11-09 | Cap-Tons | 1 |  | None | -107 | -0.0304 | 0 | 112 | 0.134 | 0 | [6 empty] | DEER:HVAC_Split-Package_AC | Annual
Any | NE-HVAC-airHP-SpltPkg-240to759kBtuh-10p8eer-3p2cop | Asm | New | CZ03 | cDXHP | SWHC013-02 | DEER2020 | D20v1 | 2020-11-09 | Cap-Tons | 1 |  | None | -92 | -0.0107 | 0 | 37.4 | 0.0641 | 0 | [6 empty] | DEER:HVAC_Split-Package_AC | Annual
Any | NE-HVAC-airHP-SpltPkg-240to759kBtuh-10p8eer-3p2cop | Asm | New | CZ04 | cDXHP | SWHC013-02 | DEER2020 | D20v1 | 2020-11-09 | Cap-Tons | 1 |  | None | -110 | -0.0273 | 0 | 122 | 0.117 | 0 | [6 empty] | DEER:HVAC_Split-Package_AC | Annual
Any | NE-HVAC-airHP-SpltPkg-240to759kBtuh-10p8eer-3p2cop | Asm | New | CZ05 | cDXHP | SWHC013-02 | DEER2020 | D20v1 | 2020-11-09 | Cap-Tons | 1 |  | None | -159 | -0.0411 | 0 | 41.2 | 0.0414 | 0 | [6 empty] | DEER:HVAC_Split-Package_AC | Annual
Any | NE-HVAC-airHP-SpltPkg-240to759kBtuh-10p8eer-3p2cop | Asm | New | CZ06 | cDXHP | SWHC013-02 | DEER2020 | D20v1 | 2020-11-09 | Cap-Tons | 1 |  | None | -92.2 | -0.0099 | 0 | 94.9 | 0.0918 | 0 | [6 empty] | DEER:HVAC_Split-Package_AC | Annual
Any | NE-HVAC-airHP-SpltPkg-240to759kBtuh-10p8eer-3p2cop | Asm | New | CZ07 | cDXHP | SWHC013-02 | DEER2020 | D20v1 | 2020-11-09 | Cap-Tons | 1 |  | None | -102 | -0.015 | 0 | 76.2 | 0.0711 | 0 | [6 empty] | DEER:HVAC_Split-Package_AC | Annual
Any | NE-HVAC-airHP-SpltPkg-240to759kBtuh-10p8eer-3p2cop | Asm | New | CZ08 | cDXHP | SWHC013-02 | DEER2020 | D20v1 | 2020-11-09 | Cap-Tons | 1 |  | None | -85.4 | -0.0213 | 0 | 134 | 0.0991 | 0 | [6 empty] | DEER:HVAC_Split-Package_AC | Annual
Any | NE-HVAC-airHP-SpltPkg-240to759kBtuh-10p8eer-3p2cop | Asm | New | CZ09 | cDXHP | SWHC013-02 | DEER2020 | D20v1 | 2020-11-09 | Cap-Tons | 1 |  | None | -86.8 | -0.00767 | 0 | 122 | 0.12 | 0 | [6 empty] | DEER:HVAC_Split-Package_AC | Annual
Any | NE-HVAC-airHP-SpltPkg-240to759kBtuh-10p8eer-3p2cop | Asm | New | CZ10 | cDXHP | SWHC013-02 | DEER2020 | D20v1 | 2020-11-09 | Cap-Tons | 1 |  | None | -97.5 | -0.0222 | 0 | 150 | 0.133 | 0 | [6 empty] | DEER:HVAC_Split-Package_AC | Annual
Any | NE-HVAC-airHP-SpltPkg-240to759kBtuh-10p8eer-3p2cop | Asm | New | CZ11 | cDXHP | SWHC013-02 | DEER2020 | D20v1 | 2020-11-09 | Cap-Tons | 1 |  | None | -100 | -0.0372 | 0 | 147 | 0.133 | 0 | [6 empty] | DEER:HVAC_Split-Package_AC | Annual
Any | NE-HVAC-airHP-SpltPkg-240to759kBtuh-10p8eer-3p2cop | Asm | New | CZ12 | cDXHP | SWHC013-02 | DEER2020 | D20v1 | 2020-11-09 | Cap-Tons | 1 |  | None | -99.5 | -0.0259 | 0 | 126 | 0.141 | 0 | [6 empty] | DEER:HVAC_Split-Package_AC | Annual
Any | NE-HVAC-airHP-SpltPkg-240to759kBtuh-10p8eer-3p2cop | Asm | New | CZ13 | cDXHP | SWHC013-02 | DEER2020 | D20v1 | 2020-11-09 | Cap-Tons | 1 |  | None | -102 | -0.0239 | 0 | 154 | 0.126 | 0 | [6 empty] | DEER:HVAC_Split-Package_AC | Annual
Any | NE-HVAC-airHP-SpltPkg-240to759kBtuh-10p8eer-3p2cop | Asm | New | CZ14 | cDXHP | SWHC013-02 | DEER2020 | D20v1 | 2020-11-09 | Cap-Tons | 1 |  | None | -107 | -0.0435 | 0 | 149 | 0.109 | 0 | [6 empty] | DEER:HVAC_Split-Package_AC | Annual
Any | NE-HVAC-airHP-SpltPkg-240to759kBtuh-10p8eer-3p2cop | Asm | New | CZ15 | cDXHP | SWHC013-02 | DEER2020 | D20v1 | 2020-11-09 | Cap-Tons | 1 |  | None | -89.6 | -0.0455 | 0 | 228 | 0.117 | 0 | [6 empty] | DEER:HVAC_Split-Package_AC | Annual
Any | NE-HVAC-airHP-SpltPkg-240to759kBtuh-10p8eer-3p2cop | Asm | New | CZ16 | cDXHP | SWHC013-02 | DEER2020 | D20v1 | 2020-11-09 | Cap-Tons | 1 |  | None | -75.2 | -0.039 | 0 | 60.8 | 0.0792 | 0 | [6 empty] | DEER:HVAC_Split-Package_AC | Annual
Any | NE-HVAC-airHP-SpltPkg-240to759kBtuh-10p8eer-3p2cop | Com | Ex | CZ07 | cDXHP | SWHC013-02 | DEER2020 | D20v1 | 2020-11-09 | Cap-Tons | 1 |  | None | 164 | 0.0579 | 8e-05 | 96.4 | 0.054 | 0 | [6 empty] | DEER:HVAC_Split-Package_AC | Annual
Any | NE-HVAC-airHP-SpltPkg-240to759kBtuh-10p8eer-3p2cop | Com | Ex | CZ08 | cDXHP | SWHC013-02 | DEER2020 | D20v1 | 2020-11-09 | Cap-Tons | 1 |  | None | 198 | 0.0684 | 3e-05 | 124 | 0.068 | 0 | [6 empty] | DEER:HVAC_Split-Package_AC | Annual
Any | NE-HVAC-airHP-SpltPkg-240to759kBtuh-10p8eer-3p2cop | Com | Ex | CZ09 | cDXHP | SWHC013-02 | DEER2020 | D20v1 | 2020-11-09 | Cap-Tons | 1 |  | None | 253 | 0.0852 | -3e-05 | 116 | 0.0847 | 0 | [6 empty] | DEER:HVAC_Split-Package_AC | Annual
Any | NE-HVAC-airHP-SpltPkg-240to759kBtuh-10p8eer-3p2cop | Com | Ex | CZ10 | cDXHP | SWHC013-02 | DEER2020 | D20v1 | 2020-11-09 | Cap-Tons | 1 |  | None | 257 | 0.084 | -1e-05 | 125 | 0.0928 | 0 | [6 empty] | DEER:HVAC_Split-Package_AC | Annual
Any | NE-HVAC-airHP-SpltPkg-240to759kBtuh-10p8eer-3p2cop | Com | Ex | CZ11 | cDXHP | SWHC013-02 | DEER2020 | D20v1 | 2020-11-09 | Cap-Tons | 1 |  | None | 327 | 0.0806 | -7e-05 | 126 | 0.0953 | 0 | [6 empty] | DEER:HVAC_Split-Package_AC | Annual
Any | NE-HVAC-airHP-SpltPkg-240to759kBtuh-10p8eer-3p2cop | Com | Ex | CZ12 | cDXHP | SWHC013-02 | DEER2020 | D20v1 | 2020-11-09 | Cap-Tons | 1 |  | None | 284 | 0.0693 | -2e-05 | 107 | 0.0875 | 0 | [6 empty] | DEER:HVAC_Split-Package_AC | Annual
Any | NE-HVAC-airHP-SpltPkg-240to759kBtuh-10p8eer-3p2cop | Com | Ex | CZ13 | cDXHP | SWHC013-02 | DEER2020 | D20v1 | 2020-11-09 | Cap-Tons | 1 |  | None | 315 | 0.082 | 2e-05 | 134 | 0.0839 | 0 | [6 empty] | DEER:HVAC_Split-Package_AC | Annual
Any | NE-HVAC-airHP-SpltPkg-240to759kBtuh-10p8eer-3p2cop | Com | Ex | CZ14 | cDXHP | SWHC013-02 | DEER2020 | D20v1 | 2020-11-09 | Cap-Tons | 1 |  | None | 321 | 0.0884 | 0.00014 | 134 | 0.0874 | 0 | [6 empty] | DEER:HVAC_Split-Package_AC | Annual
Any | NE-HVAC-airHP-SpltPkg-240to759kBtuh-10p8eer-3p2cop | Com | Ex | CZ15 | cDXHP | SWHC013-02 | DEER2020 | D20v1 | 2020-11-09 | Cap-Tons | 1 |  | None | 348 | 0.105 | 1e-05 | 220 | 0.0939 | 0 | [6 empty] | DEER:HVAC_Split-Package_AC | Annual
Any | NE-HVAC-airHP-SpltPkg-240to759kBtuh-10p8eer-3p2cop | Com | Ex | CZ16 | cDXHP | SWHC013-02 | DEER2020 | D20v1 | 2020-11-09 | Cap-Tons | 1 |  | None | 397 | 0.0638 | 8e-05 | 53.9 | 0.0524 | 0 | [6 empty] | DEER:HVAC_Split-Package_AC | Annual
Any | NE-HVAC-airHP-SpltPkg-240to759kBtuh-10p8eer-3p2cop | Com | New | CZ01 | cDXHP | SWHC013-02 | DEER2020 | D20v1 | 2020-11-09 | Cap-Tons | 1 |  | None | 740 | 0.101 | 26 | 11.3 | 0.0166 | 1e-05 | [6 empty] | DEER:HVAC_Split-Package_AC | Annual
Any | NE-HVAC-airHP-SpltPkg-240to759kBtuh-10p8eer-3p2cop | Com | New | CZ02 | cDXHP | SWHC013-02 | DEER2020 | D20v1 | 2020-11-09 | Cap-Tons | 1 |  | None | 432 | 0.0729 | 18.5 | 82.9 | 0.08 | 0 | [6 empty] | DEER:HVAC_Split-Package_AC | Annual
Any | NE-HVAC-airHP-SpltPkg-240to759kBtuh-10p8eer-3p2cop | Com | New | CZ03 | cDXHP | SWHC013-02 | DEER2020 | D20v1 | 2020-11-09 | Cap-Tons | 1 |  | None | 282 | 0.0448 | 16 | 44.4 | 0.0412 | -3e-05 | [6 empty] | DEER:HVAC_Split-Package_AC | Annual
Any | NE-HVAC-airHP-SpltPkg-240to759kBtuh-10p8eer-3p2cop | Com | New | CZ04 | cDXHP | SWHC013-02 | DEER2020 | D20v1 | 2020-11-09 | Cap-Tons | 1 |  | None | 293 | 0.0499 | 12.9 | 89.2 | 0.068 | 0 | [6 empty] | DEER:HVAC_Split-Package_AC | Annual
Any | NE-HVAC-airHP-SpltPkg-240to759kBtuh-10p8eer-3p2cop | Com | New | CZ05 | cDXHP | SWHC013-02 | DEER2020 | D20v1 | 2020-11-09 | Cap-Tons | 1 |  | None | 847 | 0.128 | 23.4 | 46.8 | 0.0339 | 3e-05 | [6 empty] | DEER:HVAC_Split-Package_AC | Annual
Any | NE-HVAC-airHP-SpltPkg-240to759kBtuh-10p8eer-3p2cop | Com | New | CZ06 | cDXHP | SWHC013-02 | DEER2020 | D20v1 | 2020-11-09 | Cap-Tons | 1 |  | None | 591 | 0.106 | 34.2 | 104 | 0.0692 | 0 | [6 empty] | DEER:HVAC_Split-Package_AC | Annual
Any | NE-HVAC-airHP-SpltPkg-240to759kBtuh-10p8eer-3p2cop | Com | New | CZ07 | cDXHP | SWHC013-02 | DEER2020 | D20v1 | 2020-11-09 | Cap-Tons | 1 |  | None | 728 | 0.122 | 22.2 | 90.2 | 0.054 | 0 | [6 empty] | DEER:HVAC_Split-Package_AC | Annual
Any | NE-HVAC-airHP-SpltPkg-240to759kBtuh-10p8eer-3p2cop | Com | New | CZ08 | cDXHP | SWHC013-02 | DEER2020 | D20v1 | 2020-11-09 | Cap-Tons | 1 |  | None | 392 | 0.0684 | 28.4 | 117 | 0.0673 | 0 | [6 empty] | DEER:HVAC_Split-Package_AC | Annual
Any | NE-HVAC-airHP-SpltPkg-240to759kBtuh-10p8eer-3p2cop | Com | New | CZ09 | cDXHP | SWHC013-02 | DEER2020 | D20v1 | 2020-11-09 | Cap-Tons | 1 |  | None | 359 | 0.0768 | 20.5 | 108 | 0.0811 | 0 | [6 empty] | DEER:HVAC_Split-Package_AC | Annual
Any | NE-HVAC-airHP-SpltPkg-240to759kBtuh-10p8eer-3p2cop | Com | New | CZ10 | cDXHP | SWHC013-02 | DEER2020 | D20v1 | 2020-11-09 | Cap-Tons | 1 |  | None | 171 | 0.0329 | 18.2 | 115 | 0.0888 | 0 | [6 empty] | DEER:HVAC_Split-Package_AC | Annual
Any | NE-HVAC-airHP-SpltPkg-240to759kBtuh-10p8eer-3p2cop | Com | New | CZ11 | cDXHP | SWHC013-02 | DEER2020 | D20v1 | 2020-11-09 | Cap-Tons | 1 |  | None | 167 | 0.0383 | 11.2 | 119 | 0.0879 | 0 | [6 empty] | DEER:HVAC_Split-Package_AC | Annual
Any | NE-HVAC-airHP-SpltPkg-240to759kBtuh-10p8eer-3p2cop | Com | New | CZ12 | cDXHP | SWHC013-02 | DEER2020 | D20v1 | 2020-11-09 | Cap-Tons | 1 |  | None | 191 | 0.0343 | 11.4 | 98.7 | 0.0819 | 0 | [6 empty] | DEER:HVAC_Split-Package_AC | Annual
Any | NE-HVAC-airHP-SpltPkg-240to759kBtuh-10p8eer-3p2cop | Com | New | CZ13 | cDXHP | SWHC013-02 | DEER2020 | D20v1 | 2020-11-09 | Cap-Tons | 1 |  | None | 130 | 0.0289 | 10.5 | 126 | 0.0783 | 0 | [6 empty] | DEER:HVAC_Split-Package_AC | Annual
Any | NE-HVAC-airHP-SpltPkg-240to759kBtuh-10p8eer-3p2cop | Com | New | CZ14 | cDXHP | SWHC013-02 | DEER2020 | D20v1 | 2020-11-09 | Cap-Tons | 1 |  | None | 414 | 0.0716 | 24.6 | 130 | 0.0816 | 0 | [6 empty] | DEER:HVAC_Split-Package_AC | Annual
Any | NE-HVAC-airHP-SpltPkg-240to759kBtuh-10p8eer-3p2cop | Com | New | CZ15 | cDXHP | SWHC013-02 | DEER2020 | D20v1 | 2020-11-09 | Cap-Tons | 1 |  | None | 534 | 0.102 | 16.4 | 204 | 0.0883 | 0 | [6 empty] | DEER:HVAC_Split-Package_AC | Annual
Any | NE-HVAC-airHP-SpltPkg-240to759kBtuh-10p8eer-3p2cop | Com | New | CZ16 | cDXHP | SWHC013-02 | DEER2020 | D20v1 | 2020-11-09 | Cap-Tons | 1 |  | None | 654 | 0.0886 | 26.3 | 47.4 | 0.0513 | 0 | [6 empty] | DEER:HVAC_Split-Package_AC | Annual
Any | NE-HVAC-airHP-SpltPkg-240to759kBtuh-10p8eer-3p2cop | ECC | Ex | CZ01 | cDXHP | SWHC013-02 | DEER2020 | D20v1 | 2020-11-09 | Cap-Tons | 1 |  | None | 268 | 0.00533 | 0 | 12.7 | 0.0278 | 0 | [6 empty] | DEER:HVAC_Split-Package_AC | Annual
Any | NE-HVAC-airHP-SpltPkg-240to759kBtuh-10p8eer-3p2cop | ECC | Ex | CZ02 | cDXHP | SWHC013-02 | DEER2020 | D20v1 | 2020-11-09 | Cap-Tons | 1 |  | None | 224 | 0.0964 | 0 | 83.2 | 0.0815 | 0 | [6 empty] | DEER:HVAC_Split-Package_AC | Annual
Any | NE-HVAC-airHP-SpltPkg-240to759kBtuh-10p8eer-3p2cop | ECC | Ex | CZ03 | cDXHP | SWHC013-02 | DEER2020 | D20v1 | 2020-11-09 | Cap-Tons | 1 |  | None | 173 | 0.0725 | 0 | 38.4 | 0.0397 | 0 | [6 empty] | DEER:HVAC_Split-Package_AC | Annual
Any | NE-HVAC-airHP-SpltPkg-240to759kBtuh-10p8eer-3p2cop | ECC | Ex | CZ04 | cDXHP | SWHC013-02 | DEER2020 | D20v1 | 2020-11-09 | Cap-Tons | 1 |  | None | 185 | 0.0747 | 0 | 87.9 | 0.108 | 0 | [6 empty] | DEER:HVAC_Split-Package_AC | Annual
Any | NE-HVAC-airHP-SpltPkg-240to759kBtuh-10p8eer-3p2cop | ECC | Ex | CZ05 | cDXHP | SWHC013-02 | DEER2020 | D20v1 | 2020-11-09 | Cap-Tons | 1 |  | None | 167 | 0.0454 | 0 | 40.5 | 0.0439 | 0 | [6 empty] | DEER:HVAC_Split-Package_AC | Annual
Any | NE-HVAC-airHP-SpltPkg-240to759kBtuh-10p8eer-3p2cop | ECC | Ex | CZ06 | cDXHP | SWHC013-02 | DEER2020 | D20v1 | 2020-11-09 | Cap-Tons | 1 |  | None | 148 | 0.0805 | 0 | 88.7 | 0.0856 | 0 | [6 empty] | DEER:HVAC_Split-Package_AC | Annual
Any | NE-HVAC-airHP-SpltPkg-240to759kBtuh-10p8eer-3p2cop | ECC | Ex | CZ07 | cDXHP | SWHC013-02 | DEER2020 | D20v1 | 2020-11-09 | Cap-Tons | 1 |  | None | 112 | 0.0822 | 0 | 77.8 | 0.0707 | 0 | [6 empty] | DEER:HVAC_Split-Package_AC | Annual
Any | NE-HVAC-airHP-SpltPkg-240to759kBtuh-10p8eer-3p2cop | ECC | Ex | CZ08 | cDXHP | SWHC013-02 | DEER2020 | D20v1 | 2020-11-09 | Cap-Tons | 1 |  | None | 148 | 0.0743 | 0 | 116 | 0.0936 | 0 | [6 empty] | DEER:HVAC_Split-Package_AC | Annual
Any | NE-HVAC-airHP-SpltPkg-240to759kBtuh-10p8eer-3p2cop | ECC | Ex | CZ09 | cDXHP | SWHC013-02 | DEER2020 | D20v1 | 2020-11-09 | Cap-Tons | 1 |  | None | 198 | 0.0975 | 0 | 102 | 0.112 | 0 | [6 empty] | DEER:HVAC_Split-Package_AC | Annual
Any | NE-HVAC-airHP-SpltPkg-240to759kBtuh-10p8eer-3p2cop | ECC | Ex | CZ10 | cDXHP | SWHC013-02 | DEER2020 | D20v1 | 2020-11-09 | Cap-Tons | 1 |  | None | 200 | 0.084 | 0 | 121 | 0.124 | 0 | [6 empty] | DEER:HVAC_Split-Package_AC | Annual
Any | NE-HVAC-airHP-SpltPkg-240to759kBtuh-10p8eer-3p2cop | ECC | Ex | CZ11 | cDXHP | SWHC013-02 | DEER2020 | D20v1 | 2020-11-09 | Cap-Tons | 1 |  | None | 240 | 0.0893 | 0 | 128 | 0.0974 | 0 | [6 empty] | DEER:HVAC_Split-Package_AC | Annual
Any | NE-HVAC-airHP-SpltPkg-240to759kBtuh-10p8eer-3p2cop | ECC | Ex | CZ12 | cDXHP | SWHC013-02 | DEER2020 | D20v1 | 2020-11-09 | Cap-Tons | 1 |  | None | 222 | 0.0888 | 0 | 110 | 0.0953 | 0 | [6 empty] | DEER:HVAC_Split-Package_AC | Annual
Any | NE-HVAC-airHP-SpltPkg-240to759kBtuh-10p8eer-3p2cop | ECC | Ex | CZ13 | cDXHP | SWHC013-02 | DEER2020 | D20v1 | 2020-11-09 | Cap-Tons | 1 |  | None | 233 | 0.102 | 0 | 135 | 0.0876 | 0 | [6 empty] | DEER:HVAC_Split-Package_AC | Annual
Any | NE-HVAC-airHP-SpltPkg-240to759kBtuh-10p8eer-3p2cop | ECC | Ex | CZ14 | cDXHP | SWHC013-02 | DEER2020 | D20v1 | 2020-11-09 | Cap-Tons | 1 |  | None | 245 | 0.0826 | 0 | 123 | 0.114 | 0 | [6 empty] | DEER:HVAC_Split-Package_AC | Annual
Any | NE-HVAC-airHP-SpltPkg-240to759kBtuh-10p8eer-3p2cop | ECC | Ex | CZ15 | cDXHP | SWHC013-02 | DEER2020 | D20v1 | 2020-11-09 | Cap-Tons | 1 |  | None | 267 | 0.109 | 0 | 189 | 0.117 | 0 | [6 empty] | DEER:HVAC_Split-Package_AC | Annual
Any | NE-HVAC-airHP-SpltPkg-240to759kBtuh-10p8eer-3p2cop | ECC | Ex | CZ16 | cDXHP | SWHC013-02 | DEER2020 | D20v1 | 2020-11-09 | Cap-Tons | 1 |  | None | 312 | 0.0761 | 0 | 50.5 | 0.0472 | 0 | [6 empty] | DEER:HVAC_Split-Package_AC | Annual
Any | NE-HVAC-airHP-SpltPkg-240to759kBtuh-10p8eer-3p2cop | ECC | New | CZ01 | cDXHP | SWHC013-02 | DEER2020 | D20v1 | 2020-11-09 | Cap-Tons | 1 |  | None | 32.3 | -0.0076 | 9.3 | 10.7 | 0.0264 | 0 | [6 empty] | DEER:HVAC_Split-Package_AC | Annual
Any | NE-HVAC-airHP-SpltPkg-240to759kBtuh-10p8eer-3p2cop | ECC | New | CZ02 | cDXHP | SWHC013-02 | DEER2020 | D20v1 | 2020-11-09 | Cap-Tons | 1 |  | None | 10.5 | 0.00215 | 8.56 | 71.9 | 0.0743 | 0 | [6 empty] | DEER:HVAC_Split-Package_AC | Annual
Any | NE-HVAC-airHP-SpltPkg-240to759kBtuh-10p8eer-3p2cop | ECC | New | CZ03 | cDXHP | SWHC013-02 | DEER2020 | D20v1 | 2020-11-09 | Cap-Tons | 1 |  | None | 3.71 | 0.0052 | 8.61 | 35.9 | 0.0379 | 0 | [6 empty] | DEER:HVAC_Split-Package_AC | Annual
Any | NE-HVAC-airHP-SpltPkg-240to759kBtuh-10p8eer-3p2cop | ECC | New | CZ04 | cDXHP | SWHC013-02 | DEER2020 | D20v1 | 2020-11-09 | Cap-Tons | 1 |  | None | 0.162 | -0.00081 | 8.37 | 76.6 | 0.102 | 0 | [6 empty] | DEER:HVAC_Split-Package_AC | Annual
Any | NE-HVAC-airHP-SpltPkg-240to759kBtuh-10p8eer-3p2cop | ECC | New | CZ05 | cDXHP | SWHC013-02 | DEER2020 | D20v1 | 2020-11-09 | Cap-Tons | 1 |  | None | 6.28 | -0.0006 | 8.85 | 37.3 | 0.044 | 0 | [6 empty] | DEER:HVAC_Split-Package_AC | Annual
Any | NE-HVAC-airHP-SpltPkg-240to759kBtuh-10p8eer-3p2cop | ECC | New | CZ06 | cDXHP | SWHC013-02 | DEER2020 | D20v1 | 2020-11-09 | Cap-Tons | 1 |  | None | 2.67 | 0.0024 | 8.22 | 86 | 0.0887 | 0 | [6 empty] | DEER:HVAC_Split-Package_AC | Annual
Any | NE-HVAC-airHP-SpltPkg-240to759kBtuh-10p8eer-3p2cop | ECC | New | CZ07 | cDXHP | SWHC013-02 | DEER2020 | D20v1 | 2020-11-09 | Cap-Tons | 1 |  | None | -6.41 | 0.00643 | 8.33 | 75.7 | 0.0737 | 0 | [6 empty] | DEER:HVAC_Split-Package_AC | Annual
Any | NE-HVAC-airHP-SpltPkg-240to759kBtuh-10p8eer-3p2cop | ECC | New | CZ08 | cDXHP | SWHC013-02 | DEER2020 | D20v1 | 2020-11-09 | Cap-Tons | 1 |  | None | 1.84 | -0.00054 | 8.16 | 106 | 0.0916 | 0 | [6 empty] | DEER:HVAC_Split-Package_AC | Annual
Any | NE-HVAC-airHP-SpltPkg-240to759kBtuh-10p8eer-3p2cop | ECC | New | CZ09 | cDXHP | SWHC013-02 | DEER2020 | D20v1 | 2020-11-09 | Cap-Tons | 1 |  | None | -6.28 | 0.0124 | 6.53 | 91.4 | 0.107 | 0 | [6 empty] | DEER:HVAC_Split-Package_AC | Annual
Any | NE-HVAC-airHP-SpltPkg-240to759kBtuh-10p8eer-3p2cop | ECC | New | CZ10 | cDXHP | SWHC013-02 | DEER2020 | D20v1 | 2020-11-09 | Cap-Tons | 1 |  | None | -6.77 | 0.00061 | 7.04 | 108 | 0.116 | 0 | [6 empty] | DEER:HVAC_Split-Package_AC | Annual
Any | NE-HVAC-airHP-SpltPkg-240to759kBtuh-10p8eer-3p2cop | ECC | New | CZ11 | cDXHP | SWHC013-02 | DEER2020 | D20v1 | 2020-11-09 | Cap-Tons | 1 |  | None | -14.3 | 0.00853 | 7.06 | 109 | 0.0829 | 0 | [6 empty] | DEER:HVAC_Split-Package_AC | Annual
Any | NE-HVAC-airHP-SpltPkg-240to759kBtuh-10p8eer-3p2cop | ECC | New | CZ12 | cDXHP | SWHC013-02 | DEER2020 | D20v1 | 2020-11-09 | Cap-Tons | 1 |  | None | -3.97 | 0.00451 | 7.8 | 95.4 | 0.0841 | 0 | [6 empty] | DEER:HVAC_Split-Package_AC | Annual
Any | NE-HVAC-airHP-SpltPkg-240to759kBtuh-10p8eer-3p2cop | ECC | New | CZ13 | cDXHP | SWHC013-02 | DEER2020 | D20v1 | 2020-11-09 | Cap-Tons | 1 |  | None | -9.02 | 0.00684 | 7.1 | 119 | 0.0778 | 0 | [6 empty] | DEER:HVAC_Split-Package_AC | Annual
Any | NE-HVAC-airHP-SpltPkg-240to759kBtuh-10p8eer-3p2cop | ECC | New | CZ14 | cDXHP | SWHC013-02 | DEER2020 | D20v1 | 2020-11-09 | Cap-Tons | 1 |  | None | -12.1 | -0.0239 | 6.81 | 108 | 0.105 | 0 | [6 empty] | DEER:HVAC_Split-Package_AC | Annual
Any | NE-HVAC-airHP-SpltPkg-240to759kBtuh-10p8eer-3p2cop | ECC | New | CZ15 | cDXHP | SWHC013-02 | DEER2020 | D20v1 | 2020-11-09 | Cap-Tons | 1 |  | None | -18.2 | -0.0214 | 5.13 | 170 | 0.109 | 0 | [6 empty] | DEER:HVAC_Split-Package_AC | Annual
Any | NE-HVAC-airHP-SpltPkg-240to759kBtuh-10p8eer-3p2cop | ECC | New | CZ16 | cDXHP | SWHC013-02 | DEER2020 | D20v1 | 2020-11-09 | Cap-Tons | 1 |  | None | 15.5 | 0.00119 | 8.21 | 47.1 | 0.0437 | 0 | [6 empty] | DEER:HVAC_Split-Package_AC | Annual
Any | NE-HVAC-airHP-SpltPkg-240to759kBtuh-10p8eer-3p2cop | EPr | Ex | CZ01 | cDXHP | SWHC013-02 | DEER2020 | D20v1 | 2020-11-09 | Cap-Tons | 1 |  | None | 225 | 0.0275 | 0 | 8.4 | 0.0102 | 0 | [6 empty] | DEER:HVAC_Split-Package_AC | Annual
Any | NE-HVAC-airHP-SpltPkg-240to759kBtuh-10p8eer-3p2cop | EPr | Ex | CZ02 | cDXHP | SWHC013-02 | DEER2020 | D20v1 | 2020-11-09 | Cap-Tons | 1 |  | None | 174 | -0.00162 | 0 | 49.6 | 0.00617 | 0 | [6 empty] | DEER:HVAC_Split-Package_AC | Annual
Any | NE-HVAC-airHP-SpltPkg-240to759kBtuh-10p8eer-3p2cop | EPr | Ex | CZ03 | cDXHP | SWHC013-02 | DEER2020 | D20v1 | 2020-11-09 | Cap-Tons | 1 |  | None | 151 | 0.00011 | 0 | 23.2 | 0.00053 | 0 | [6 empty] | DEER:HVAC_Split-Package_AC | Annual
Any | NE-HVAC-airHP-SpltPkg-240to759kBtuh-10p8eer-3p2cop | EPr | Ex | CZ04 | cDXHP | SWHC013-02 | DEER2020 | D20v1 | 2020-11-09 | Cap-Tons | 1 |  | None | 140 | 0.0638 | 0 | 53.2 | 0.0595 | 0 | [6 empty] | DEER:HVAC_Split-Package_AC | Annual
Any | NE-HVAC-airHP-SpltPkg-240to759kBtuh-10p8eer-3p2cop | EPr | Ex | CZ05 | cDXHP | SWHC013-02 | DEER2020 | D20v1 | 2020-11-09 | Cap-Tons | 1 |  | None | 126 | 0.0277 | 0 | 26.7 | 0.0214 | 0 | [6 empty] | DEER:HVAC_Split-Package_AC | Annual
Any | NE-HVAC-airHP-SpltPkg-240to759kBtuh-10p8eer-3p2cop | EPr | Ex | CZ06 | cDXHP | SWHC013-02 | DEER2020 | D20v1 | 2020-11-09 | Cap-Tons | 1 |  | None | 115 | 0.0601 | 0 | 50.4 | 0.0465 | 0 | [6 empty] | DEER:HVAC_Split-Package_AC | Annual
Any | NE-HVAC-airHP-SpltPkg-240to759kBtuh-10p8eer-3p2cop | EPr | Ex | CZ07 | cDXHP | SWHC013-02 | DEER2020 | D20v1 | 2020-11-09 | Cap-Tons | 1 |  | None | 75.8 | 0.048 | 0 | 42.6 | 0.0355 | 0 | [6 empty] | DEER:HVAC_Split-Package_AC | Annual
Any | NE-HVAC-airHP-SpltPkg-240to759kBtuh-10p8eer-3p2cop | EPr | Ex | CZ08 | cDXHP | SWHC013-02 | DEER2020 | D20v1 | 2020-11-09 | Cap-Tons | 1 |  | None | 107 | 0.0703 | 0 | 66.6 | 0.0473 | 0 | [6 empty] | DEER:HVAC_Split-Package_AC | Annual
Any | NE-HVAC-airHP-SpltPkg-240to759kBtuh-10p8eer-3p2cop | EPr | Ex | CZ09 | cDXHP | SWHC013-02 | DEER2020 | D20v1 | 2020-11-09 | Cap-Tons | 1 |  | None | 138 | 0.0858 | 0 | 57.8 | 0.0635 | 0 | [6 empty] | DEER:HVAC_Split-Package_AC | Annual
Any | NE-HVAC-airHP-SpltPkg-240to759kBtuh-10p8eer-3p2cop | EPr | Ex | CZ10 | cDXHP | SWHC013-02 | DEER2020 | D20v1 | 2020-11-09 | Cap-Tons | 1 |  | None | 138 | 0.0791 | 0 | 72.7 | 0.0711 | 0 | [6 empty] | DEER:HVAC_Split-Package_AC | Annual
Any | NE-HVAC-airHP-SpltPkg-240to759kBtuh-10p8eer-3p2cop | EPr | Ex | CZ11 | cDXHP | SWHC013-02 | DEER2020 | D20v1 | 2020-11-09 | Cap-Tons | 1 |  | None | 162 | -0.0156 | 0 | 72.8 | 0.0302 | 0 | [6 empty] | DEER:HVAC_Split-Package_AC | Annual
Any | NE-HVAC-airHP-SpltPkg-240to759kBtuh-10p8eer-3p2cop | EPr | Ex | CZ12 | cDXHP | SWHC013-02 | DEER2020 | D20v1 | 2020-11-09 | Cap-Tons | 1 |  | None | 161 | -0.01 | 0 | 63.5 | 0.0177 | 0 | [6 empty] | DEER:HVAC_Split-Package_AC | Annual
Any | NE-HVAC-airHP-SpltPkg-240to759kBtuh-10p8eer-3p2cop | EPr | Ex | CZ13 | cDXHP | SWHC013-02 | DEER2020 | D20v1 | 2020-11-09 | Cap-Tons | 1 |  | None | 155 | -0.0137 | 0 | 80.1 | 0.0232 | 0 | [6 empty] | DEER:HVAC_Split-Package_AC | Annual
Any | NE-HVAC-airHP-SpltPkg-240to759kBtuh-10p8eer-3p2cop | EPr | Ex | CZ14 | cDXHP | SWHC013-02 | DEER2020 | D20v1 | 2020-11-09 | Cap-Tons | 1 |  | None | 172 | 0.0678 | 0 | 75.4 | 0.0659 | 0 | [6 empty] | DEER:HVAC_Split-Package_AC | Annual
Any | NE-HVAC-airHP-SpltPkg-240to759kBtuh-10p8eer-3p2cop | EPr | Ex | CZ15 | cDXHP | SWHC013-02 | DEER2020 | D20v1 | 2020-11-09 | Cap-Tons | 1 |  | None | 176 | 0.0979 | 0 | 121 | 0.0645 | 0 | [6 empty] | DEER:HVAC_Split-Package_AC | Annual
Any | NE-HVAC-airHP-SpltPkg-240to759kBtuh-10p8eer-3p2cop | EPr | Ex | CZ16 | cDXHP | SWHC013-02 | DEER2020 | D20v1 | 2020-11-09 | Cap-Tons | 1 |  | None | 304 | -0.00035 | 0 | 25.3 | 0.00394 | 0 | [6 empty] | DEER:HVAC_Split-Package_AC | Annual
Any | NE-HVAC-airHP-SpltPkg-240to759kBtuh-10p8eer-3p2cop | EPr | New | CZ01 | cDXHP | SWHC013-02 | DEER2020 | D20v1 | 2020-11-09 | Cap-Tons | 1 |  | None | 39 | 0.0014 | 5.35 | 7.9 | 0.00932 | 0 | [6 empty] | DEER:HVAC_Split-Package_AC | Annual
Any | NE-HVAC-airHP-SpltPkg-240to759kBtuh-10p8eer-3p2cop | EPr | New | CZ02 | cDXHP | SWHC013-02 | DEER2020 | D20v1 | 2020-11-09 | Cap-Tons | 1 |  | None | -19.1 | -0.00033 | 4.87 | 46.1 | 0.00117 | 0 | [6 empty] | DEER:HVAC_Split-Package_AC | Annual
Any | NE-HVAC-airHP-SpltPkg-240to759kBtuh-10p8eer-3p2cop | EPr | New | CZ03 | cDXHP | SWHC013-02 | DEER2020 | D20v1 | 2020-11-09 | Cap-Tons | 1 |  | None | -2.86 | -0.00011 | 4.88 | 23.6 | 0.00032 | 0 | [6 empty] | DEER:HVAC_Split-Package_AC | Annual
Any | NE-HVAC-airHP-SpltPkg-240to759kBtuh-10p8eer-3p2cop | EPr | New | CZ04 | cDXHP | SWHC013-02 | DEER2020 | D20v1 | 2020-11-09 | Cap-Tons | 1 |  | None | -33.8 | 0.00601 | 4.78 | 50.3 | 0.0551 | 0 | [6 empty] | DEER:HVAC_Split-Package_AC | Annual
Any | NE-HVAC-airHP-SpltPkg-240to759kBtuh-10p8eer-3p2cop | EPr | New | CZ05 | cDXHP | SWHC013-02 | DEER2020 | D20v1 | 2020-11-09 | Cap-Tons | 1 |  | None | -0.938 | -0.00643 | 5.05 | 26.9 | 0.0209 | 0 | [6 empty] | DEER:HVAC_Split-Package_AC | Annual
Any | NE-HVAC-airHP-SpltPkg-240to759kBtuh-10p8eer-3p2cop | EPr | New | CZ06 | cDXHP | SWHC013-02 | DEER2020 | D20v1 | 2020-11-09 | Cap-Tons | 1 |  | None | -28.1 | 0.0101 | 4.58 | 51.7 | 0.047 | 0 | [6 empty] | DEER:HVAC_Split-Package_AC | Annual
Any | NE-HVAC-airHP-SpltPkg-240to759kBtuh-10p8eer-3p2cop | EPr | New | CZ07 | cDXHP | SWHC013-02 | DEER2020 | D20v1 | 2020-11-09 | Cap-Tons | 1 |  | None | -28.1 | 0.00204 | 4.69 | 43.5 | 0.0358 | 0 | [6 empty] | DEER:HVAC_Split-Package_AC | Annual
Any | NE-HVAC-airHP-SpltPkg-240to759kBtuh-10p8eer-3p2cop | EPr | New | CZ08 | cDXHP | SWHC013-02 | DEER2020 | D20v1 | 2020-11-09 | Cap-Tons | 1 |  | None | -62.9 | 0.00221 | 4.48 | 64.7 | 0.0464 | 0 | [6 empty] | DEER:HVAC_Split-Package_AC | Annual
Any | NE-HVAC-airHP-SpltPkg-240to759kBtuh-10p8eer-3p2cop | EPr | New | CZ09 | cDXHP | SWHC013-02 | DEER2020 | D20v1 | 2020-11-09 | Cap-Tons | 1 |  | None | -47 | 0.0134 | 3.54 | 55 | 0.0601 | 0 | [6 empty] | DEER:HVAC_Split-Package_AC | Annual
Any | NE-HVAC-airHP-SpltPkg-240to759kBtuh-10p8eer-3p2cop | EPr | New | CZ10 | cDXHP | SWHC013-02 | DEER2020 | D20v1 | 2020-11-09 | Cap-Tons | 1 |  | None | -61.7 | -0.00117 | 3.87 | 67.3 | 0.0669 | 0 | [6 empty] | DEER:HVAC_Split-Package_AC | Annual
Any | NE-HVAC-airHP-SpltPkg-240to759kBtuh-10p8eer-3p2cop | EPr | New | CZ11 | cDXHP | SWHC013-02 | DEER2020 | D20v1 | 2020-11-09 | Cap-Tons | 1 |  | None | -56.5 | -0.0028 | 3.76 | 63.1 | 0.0202 | 0 | [6 empty] | DEER:HVAC_Split-Package_AC | Annual
Any | NE-HVAC-airHP-SpltPkg-240to759kBtuh-10p8eer-3p2cop | EPr | New | CZ12 | cDXHP | SWHC013-02 | DEER2020 | D20v1 | 2020-11-09 | Cap-Tons | 1 |  | None | -32.7 | -0.00176 | 4.32 | 57.3 | 0.00814 | 0 | [6 empty] | DEER:HVAC_Split-Package_AC | Annual
Any | NE-HVAC-airHP-SpltPkg-240to759kBtuh-10p8eer-3p2cop | EPr | New | CZ13 | cDXHP | SWHC013-02 | DEER2020 | D20v1 | 2020-11-09 | Cap-Tons | 1 |  | None | -46.1 | -0.0034 | 3.79 | 71.8 | 0.0157 | 0 | [6 empty] | DEER:HVAC_Split-Package_AC | Annual
Any | NE-HVAC-airHP-SpltPkg-240to759kBtuh-10p8eer-3p2cop | EPr | New | CZ14 | cDXHP | SWHC013-02 | DEER2020 | D20v1 | 2020-11-09 | Cap-Tons | 1 |  | None | -54.7 | -0.00651 | 3.56 | 67.7 | 0.0596 | 0 | [6 empty] | DEER:HVAC_Split-Package_AC | Annual
Any | NE-HVAC-airHP-SpltPkg-240to759kBtuh-10p8eer-3p2cop | EPr | New | CZ15 | cDXHP | SWHC013-02 | DEER2020 | D20v1 | 2020-11-09 | Cap-Tons | 1 |  | None | -41.2 | 0.0191 | 2.57 | 111 | 0.0586 | 0 | [6 empty] | DEER:HVAC_Split-Package_AC | Annual
Any | NE-HVAC-airHP-SpltPkg-240to759kBtuh-10p8eer-3p2cop | EPr | New | CZ16 | cDXHP | SWHC013-02 | DEER2020 | D20v1 | 2020-11-09 | Cap-Tons | 1 |  | None | 55.1 | -0.00027 | 4.59 | 24.5 | 0.00102 | 0 | [6 empty] | DEER:HVAC_Split-Package_AC | Annual
Any | NE-HVAC-airHP-SpltPkg-240to759kBtuh-10p8eer-3p2cop | ERC | Ex | CZ01 | cDXHP | SWHC013-02 | DEER2020 | D20v1 | 2020-11-09 | Cap-Tons | 1 |  | None | 206 | 0.0014 | 0 | 16.4 | 0.00178 | 0 | [6 empty] | DEER:HVAC_Split-Package_AC | Annual
Any | NE-HVAC-airHP-SpltPkg-240to759kBtuh-10p8eer-3p2cop | ERC | Ex | CZ02 | cDXHP | SWHC013-02 | DEER2020 | D20v1 | 2020-11-09 | Cap-Tons | 1 |  | None | 189 | 0.0171 | 0 | 56.5 | 0.0216 | 0 | [6 empty] | DEER:HVAC_Split-Package_AC | Annual
Any | NE-HVAC-airHP-SpltPkg-240to759kBtuh-10p8eer-3p2cop | ERC | Ex | CZ03 | cDXHP | SWHC013-02 | DEER2020 | D20v1 | 2020-11-09 | Cap-Tons | 1 |  | None | 114 | 0.00117 | 0 | 39 | 0.00137 | 0 | [6 empty] | DEER:HVAC_Split-Package_AC | Annual
Any | NE-HVAC-airHP-SpltPkg-240to759kBtuh-10p8eer-3p2cop | ERC | Ex | CZ04 | cDXHP | SWHC013-02 | DEER2020 | D20v1 | 2020-11-09 | Cap-Tons | 1 |  | None | 149 | 0.0304 | 0 | 62.5 | 0.0257 | 0 | [6 empty] | DEER:HVAC_Split-Package_AC | Annual
Any | NE-HVAC-airHP-SpltPkg-240to759kBtuh-10p8eer-3p2cop | ERC | Ex | CZ05 | cDXHP | SWHC013-02 | DEER2020 | D20v1 | 2020-11-09 | Cap-Tons | 1 |  | None | 135 | 0.00616 | 0 | 48.1 | 0.00641 | 0 | [6 empty] | DEER:HVAC_Split-Package_AC | Annual
Any | NE-HVAC-airHP-SpltPkg-240to759kBtuh-10p8eer-3p2cop | ERC | Ex | CZ06 | cDXHP | SWHC013-02 | DEER2020 | D20v1 | 2020-11-09 | Cap-Tons | 1 |  | None | 101 | 0.0153 | 0 | 70.2 | 0.0188 | 0 | [6 empty] | DEER:HVAC_Split-Package_AC | Annual
Any | NE-HVAC-airHP-SpltPkg-240to759kBtuh-10p8eer-3p2cop | ERC | Ex | CZ07 | cDXHP | SWHC013-02 | DEER2020 | D20v1 | 2020-11-09 | Cap-Tons | 1 |  | None | 73.2 | 0.0114 | 0 | 66.9 | 0.0121 | 0 | [6 empty] | DEER:HVAC_Split-Package_AC | Annual
Any | NE-HVAC-airHP-SpltPkg-240to759kBtuh-10p8eer-3p2cop | ERC | Ex | CZ08 | cDXHP | SWHC013-02 | DEER2020 | D20v1 | 2020-11-09 | Cap-Tons | 1 |  | None | 128 | 0.0204 | 0 | 81.2 | 0.0205 | 0 | [6 empty] | DEER:HVAC_Split-Package_AC | Annual
Any | NE-HVAC-airHP-SpltPkg-240to759kBtuh-10p8eer-3p2cop | ERC | Ex | CZ09 | cDXHP | SWHC013-02 | DEER2020 | D20v1 | 2020-11-09 | Cap-Tons | 1 |  | None | 146 | 0.0323 | 0 | 69.5 | 0.0291 | 0 | [6 empty] | DEER:HVAC_Split-Package_AC | Annual
Any | NE-HVAC-airHP-SpltPkg-240to759kBtuh-10p8eer-3p2cop | ERC | Ex | CZ10 | cDXHP | SWHC013-02 | DEER2020 | D20v1 | 2020-11-09 | Cap-Tons | 1 |  | None | 164 | 0.0375 | 0 | 81.2 | 0.0322 | 0 | [6 empty] | DEER:HVAC_Split-Package_AC | Annual
Any | NE-HVAC-airHP-SpltPkg-240to759kBtuh-10p8eer-3p2cop | ERC | Ex | CZ11 | cDXHP | SWHC013-02 | DEER2020 | D20v1 | 2020-11-09 | Cap-Tons | 1 |  | None | 193 | 0.0318 | 0 | 80 | 0.0444 | 0 | [6 empty] | DEER:HVAC_Split-Package_AC | Annual
Any | NE-HVAC-airHP-SpltPkg-240to759kBtuh-10p8eer-3p2cop | ERC | Ex | CZ12 | cDXHP | SWHC013-02 | DEER2020 | D20v1 | 2020-11-09 | Cap-Tons | 1 |  | None | 179 | 0.0231 | 0 | 68.1 | 0.0351 | 0 | [6 empty] | DEER:HVAC_Split-Package_AC | Annual
Any | NE-HVAC-airHP-SpltPkg-240to759kBtuh-10p8eer-3p2cop | ERC | Ex | CZ13 | cDXHP | SWHC013-02 | DEER2020 | D20v1 | 2020-11-09 | Cap-Tons | 1 |  | None | 174 | 0.0123 | 0 | 89.6 | 0.036 | 0 | [6 empty] | DEER:HVAC_Split-Package_AC | Annual
Any | NE-HVAC-airHP-SpltPkg-240to759kBtuh-10p8eer-3p2cop | ERC | Ex | CZ14 | cDXHP | SWHC013-02 | DEER2020 | D20v1 | 2020-11-09 | Cap-Tons | 1 |  | None | 221 | 0.0387 | 0 | 82.8 | 0.0338 | 0 | [6 empty] | DEER:HVAC_Split-Package_AC | Annual
Any | NE-HVAC-airHP-SpltPkg-240to759kBtuh-10p8eer-3p2cop | ERC | Ex | CZ15 | cDXHP | SWHC013-02 | DEER2020 | D20v1 | 2020-11-09 | Cap-Tons | 1 |  | None | 259 | 0.0426 | 0 | 143 | 0.0395 | 0 | [6 empty] | DEER:HVAC_Split-Package_AC | Annual
Any | NE-HVAC-airHP-SpltPkg-240to759kBtuh-10p8eer-3p2cop | ERC | Ex | CZ16 | cDXHP | SWHC013-02 | DEER2020 | D20v1 | 2020-11-09 | Cap-Tons | 1 |  | None | 274 | 0.00461 | 0 | 31.9 | 0.00896 | 0 | [6 empty] | DEER:HVAC_Split-Package_AC | Annual
Any | NE-HVAC-airHP-SpltPkg-240to759kBtuh-10p8eer-3p2cop | ERC | New | CZ01 | cDXHP | SWHC013-02 | DEER2020 | D20v1 | 2020-11-09 | Cap-Tons | 1 |  | None | -26.1 | -0.00065 | 0 | 7.91 | 0.00065 | 0 | [6 empty] | DEER:HVAC_Split-Package_AC | Annual
Any | NE-HVAC-airHP-SpltPkg-240to759kBtuh-10p8eer-3p2cop | ERC | New | CZ02 | cDXHP | SWHC013-02 | DEER2020 | D20v1 | 2020-11-09 | Cap-Tons | 1 |  | None | -66.3 | -0.00455 | 0 | 42.8 | 0.0123 | 0 | [6 empty] | DEER:HVAC_Split-Package_AC | Annual
Any | NE-HVAC-airHP-SpltPkg-240to759kBtuh-10p8eer-3p2cop | ERC | New | CZ03 | cDXHP | SWHC013-02 | DEER2020 | D20v1 | 2020-11-09 | Cap-Tons | 1 |  | None | -72.4 | 0 | 0 | 24.3 | 0 | 0 | [6 empty] | DEER:HVAC_Split-Package_AC | Annual
Any | NE-HVAC-airHP-SpltPkg-240to759kBtuh-10p8eer-3p2cop | ERC | New | CZ04 | cDXHP | SWHC013-02 | DEER2020 | D20v1 | 2020-11-09 | Cap-Tons | 1 |  | None | -80.7 | -0.00423 | 0 | 45.2 | 0.0193 | 0 | [6 empty] | DEER:HVAC_Split-Package_AC | Annual
Any | NE-HVAC-airHP-SpltPkg-240to759kBtuh-10p8eer-3p2cop | ERC | New | CZ05 | cDXHP | SWHC013-02 | DEER2020 | D20v1 | 2020-11-09 | Cap-Tons | 1 |  | None | -70.6 | -0.00189 | 0 | 33.8 | 0.00315 | 0 | [6 empty] | DEER:HVAC_Split-Package_AC | Annual
Any | NE-HVAC-airHP-SpltPkg-240to759kBtuh-10p8eer-3p2cop | ERC | New | CZ06 | cDXHP | SWHC013-02 | DEER2020 | D20v1 | 2020-11-09 | Cap-Tons | 1 |  | None | -96.8 | -0.00643 | 0 | 54.2 | 0.0146 | 0 | [6 empty] | DEER:HVAC_Split-Package_AC | Annual
Any | NE-HVAC-airHP-SpltPkg-240to759kBtuh-10p8eer-3p2cop | ERC | New | CZ07 | cDXHP | SWHC013-02 | DEER2020 | D20v1 | 2020-11-09 | Cap-Tons | 1 |  | None | -114 | -0.00446 | 0 | 46.7 | 0.00799 | 0 | [6 empty] | DEER:HVAC_Split-Package_AC | Annual
Any | NE-HVAC-airHP-SpltPkg-240to759kBtuh-10p8eer-3p2cop | ERC | New | CZ08 | cDXHP | SWHC013-02 | DEER2020 | D20v1 | 2020-11-09 | Cap-Tons | 1 |  | None | -100 | -0.00521 | 0 | 61.4 | 0.0165 | 0 | [6 empty] | DEER:HVAC_Split-Package_AC | Annual
Any | NE-HVAC-airHP-SpltPkg-240to759kBtuh-10p8eer-3p2cop | ERC | New | CZ09 | cDXHP | SWHC013-02 | DEER2020 | D20v1 | 2020-11-09 | Cap-Tons | 1 |  | None | -91.2 | -0.00665 | 0 | 49 | 0.0224 | 0 | [6 empty] | DEER:HVAC_Split-Package_AC | Annual
Any | NE-HVAC-airHP-SpltPkg-240to759kBtuh-10p8eer-3p2cop | ERC | New | CZ10 | cDXHP | SWHC013-02 | DEER2020 | D20v1 | 2020-11-09 | Cap-Tons | 1 |  | None | -89.5 | -0.00328 | 0 | 61.6 | 0.0268 | 0 | [6 empty] | DEER:HVAC_Split-Package_AC | Annual
Any | NE-HVAC-airHP-SpltPkg-240to759kBtuh-10p8eer-3p2cop | ERC | New | CZ11 | cDXHP | SWHC013-02 | DEER2020 | D20v1 | 2020-11-09 | Cap-Tons | 1 |  | None | -69.3 | -0.00139 | 0 | 60.9 | 0.0357 | 0 | [6 empty] | DEER:HVAC_Split-Package_AC | Annual
Any | NE-HVAC-airHP-SpltPkg-240to759kBtuh-10p8eer-3p2cop | ERC | New | CZ12 | cDXHP | SWHC013-02 | DEER2020 | D20v1 | 2020-11-09 | Cap-Tons | 1 |  | None | -77.1 | -0.0111 | 0 | 51.3 | 0.0283 | 0 | [6 empty] | DEER:HVAC_Split-Package_AC | Annual
Any | NE-HVAC-airHP-SpltPkg-240to759kBtuh-10p8eer-3p2cop | ERC | New | CZ13 | cDXHP | SWHC013-02 | DEER2020 | D20v1 | 2020-11-09 | Cap-Tons | 1 |  | None | -86.8 | -0.0183 | 0 | 70 | 0.03 | 0 | [6 empty] | DEER:HVAC_Split-Package_AC | Annual
Any | NE-HVAC-airHP-SpltPkg-240to759kBtuh-10p8eer-3p2cop | ERC | New | CZ14 | cDXHP | SWHC013-02 | DEER2020 | D20v1 | 2020-11-09 | Cap-Tons | 1 |  | None | -72.5 | -0.00145 | 0 | 65.9 | 0.028 | 0 | [6 empty] | DEER:HVAC_Split-Package_AC | Annual
Any | NE-HVAC-airHP-SpltPkg-240to759kBtuh-10p8eer-3p2cop | ERC | New | CZ15 | cDXHP | SWHC013-02 | DEER2020 | D20v1 | 2020-11-09 | Cap-Tons | 1 |  | None | -86.5 | -0.00059 | 0 | 117 | 0.0321 | 0 | [6 empty] | DEER:HVAC_Split-Package_AC | Annual
Any | NE-HVAC-airHP-SpltPkg-240to759kBtuh-10p8eer-3p2cop | ERC | New | CZ16 | cDXHP | SWHC013-02 | DEER2020 | D20v1 | 2020-11-09 | Cap-Tons | 1 |  | None | -43.5 | -0.0032 | 0 | 24 | 0.00433 | 0 | [6 empty] | DEER:HVAC_Split-Package_AC | Annual
Any | NE-HVAC-airHP-SpltPkg-240to759kBtuh-10p8eer-3p2cop | ESe | Ex | CZ01 | cDXHP | SWHC013-02 | DEER2020 | D20v1 | 2020-11-09 | Cap-Tons | 1 |  | None | 259 | 0.0217 | 0 | 8.66 | 0.0109 | 0 | [6 empty] | DEER:HVAC_Split-Package_AC | Annual
Any | NE-HVAC-airHP-SpltPkg-240to759kBtuh-10p8eer-3p2cop | ESe | Ex | CZ02 | cDXHP | SWHC013-02 | DEER2020 | D20v1 | 2020-11-09 | Cap-Tons | 1 |  | None | 197 | -0.00346 | 0 | 50.1 | 0.0189 | 0 | [6 empty] | DEER:HVAC_Split-Package_AC | Annual
Any | NE-HVAC-airHP-SpltPkg-240to759kBtuh-10p8eer-3p2cop | ESe | Ex | CZ03 | cDXHP | SWHC013-02 | DEER2020 | D20v1 | 2020-11-09 | Cap-Tons | 1 |  | None | 145 | 5e-05 | 0 | 26.6 | 0.00579 | 0 | [6 empty] | DEER:HVAC_Split-Package_AC | Annual
Any | NE-HVAC-airHP-SpltPkg-240to759kBtuh-10p8eer-3p2cop | ESe | Ex | CZ04 | cDXHP | SWHC013-02 | DEER2020 | D20v1 | 2020-11-09 | Cap-Tons | 1 |  | None | 150 | 0.0644 | 0 | 59.4 | 0.0593 | 0 | [6 empty] | DEER:HVAC_Split-Package_AC | Annual
Any | NE-HVAC-airHP-SpltPkg-240to759kBtuh-10p8eer-3p2cop | ESe | Ex | CZ05 | cDXHP | SWHC013-02 | DEER2020 | D20v1 | 2020-11-09 | Cap-Tons | 1 |  | None | 144 | 0.0318 | 0 | 30.6 | 0.0247 | 0 | [6 empty] | DEER:HVAC_Split-Package_AC | Annual
Any | NE-HVAC-airHP-SpltPkg-240to759kBtuh-10p8eer-3p2cop | ESe | Ex | CZ06 | cDXHP | SWHC013-02 | DEER2020 | D20v1 | 2020-11-09 | Cap-Tons | 1 |  | None | 119 | 0.0634 | 0 | 59.6 | 0.0468 | 0 | [6 empty] | DEER:HVAC_Split-Package_AC | Annual
Any | NE-HVAC-airHP-SpltPkg-240to759kBtuh-10p8eer-3p2cop | ESe | Ex | CZ07 | cDXHP | SWHC013-02 | DEER2020 | D20v1 | 2020-11-09 | Cap-Tons | 1 |  | None | 86.8 | 0.0552 | 0 | 53.2 | 0.038 | 0 | [6 empty] | DEER:HVAC_Split-Package_AC | Annual
Any | NE-HVAC-airHP-SpltPkg-240to759kBtuh-10p8eer-3p2cop | ESe | Ex | CZ08 | cDXHP | SWHC013-02 | DEER2020 | D20v1 | 2020-11-09 | Cap-Tons | 1 |  | None | 110 | 0.0658 | 0 | 82.2 | 0.0511 | 0 | [6 empty] | DEER:HVAC_Split-Package_AC | Annual
Any | NE-HVAC-airHP-SpltPkg-240to759kBtuh-10p8eer-3p2cop | ESe | Ex | CZ09 | cDXHP | SWHC013-02 | DEER2020 | D20v1 | 2020-11-09 | Cap-Tons | 1 |  | None | 148 | 0.078 | 0 | 72.1 | 0.0664 | 0 | [6 empty] | DEER:HVAC_Split-Package_AC | Annual
Any | NE-HVAC-airHP-SpltPkg-240to759kBtuh-10p8eer-3p2cop | ESe | Ex | CZ10 | cDXHP | SWHC013-02 | DEER2020 | D20v1 | 2020-11-09 | Cap-Tons | 1 |  | None | 157 | 0.0756 | 0 | 80.8 | 0.0721 | 0 | [6 empty] | DEER:HVAC_Split-Package_AC | Annual
Any | NE-HVAC-airHP-SpltPkg-240to759kBtuh-10p8eer-3p2cop | ESe | Ex | CZ11 | cDXHP | SWHC013-02 | DEER2020 | D20v1 | 2020-11-09 | Cap-Tons | 1 |  | None | 182 | -0.00803 | 0 | 83.7 | 0.0355 | 0 | [6 empty] | DEER:HVAC_Split-Package_AC | Annual
Any | NE-HVAC-airHP-SpltPkg-240to759kBtuh-10p8eer-3p2cop | ESe | Ex | CZ12 | cDXHP | SWHC013-02 | DEER2020 | D20v1 | 2020-11-09 | Cap-Tons | 1 |  | None | 182 | -0.00631 | 0 | 68.2 | 0.0288 | 0 | [6 empty] | DEER:HVAC_Split-Package_AC | Annual
Any | NE-HVAC-airHP-SpltPkg-240to759kBtuh-10p8eer-3p2cop | ESe | Ex | CZ13 | cDXHP | SWHC013-02 | DEER2020 | D20v1 | 2020-11-09 | Cap-Tons | 1 |  | None | 173 | -0.00799 | 0 | 91.7 | 0.0297 | 0 | [6 empty] | DEER:HVAC_Split-Package_AC | Annual
Any | NE-HVAC-airHP-SpltPkg-240to759kBtuh-10p8eer-3p2cop | ESe | Ex | CZ14 | cDXHP | SWHC013-02 | DEER2020 | D20v1 | 2020-11-09 | Cap-Tons | 1 |  | None | 197 | 0.0748 | 0 | 83.2 | 0.0638 | 0 | [6 empty] | DEER:HVAC_Split-Package_AC | Annual
Any | NE-HVAC-airHP-SpltPkg-240to759kBtuh-10p8eer-3p2cop | ESe | Ex | CZ15 | cDXHP | SWHC013-02 | DEER2020 | D20v1 | 2020-11-09 | Cap-Tons | 1 |  | None | 186 | 0.0986 | 0 | 138 | 0.0636 | 0 | [6 empty] | DEER:HVAC_Split-Package_AC | Annual
Any | NE-HVAC-airHP-SpltPkg-240to759kBtuh-10p8eer-3p2cop | ESe | Ex | CZ16 | cDXHP | SWHC013-02 | DEER2020 | D20v1 | 2020-11-09 | Cap-Tons | 1 |  | None | 300 | -0.00299 | 0 | 29 | 0.0123 | 0 | [6 empty] | DEER:HVAC_Split-Package_AC | Annual
Any | NE-HVAC-airHP-SpltPkg-240to759kBtuh-10p8eer-3p2cop | ESe | New | CZ01 | cDXHP | SWHC013-02 | DEER2020 | D20v1 | 2020-11-09 | Cap-Tons | 1 |  | None | -10.1 | -0.00913 | 1.24 | 8.17 | 0.0101 | 0 | [6 empty] | DEER:HVAC_Split-Package_AC | Annual
Any | NE-HVAC-airHP-SpltPkg-240to759kBtuh-10p8eer-3p2cop | ESe | New | CZ02 | cDXHP | SWHC013-02 | DEER2020 | D20v1 | 2020-11-09 | Cap-Tons | 1 |  | None | -40.4 | -0.00419 | 1.1 | 44.3 | 0.0126 | 0 | [6 empty] | DEER:HVAC_Split-Package_AC | Annual
Any | NE-HVAC-airHP-SpltPkg-240to759kBtuh-10p8eer-3p2cop | ESe | New | CZ03 | cDXHP | SWHC013-02 | DEER2020 | D20v1 | 2020-11-09 | Cap-Tons | 1 |  | None | -38.6 | -0.00095 | 1.14 | 23.6 | 0.00156 | 0 | [6 empty] | DEER:HVAC_Split-Package_AC | Annual
Any | NE-HVAC-airHP-SpltPkg-240to759kBtuh-10p8eer-3p2cop | ESe | New | CZ04 | cDXHP | SWHC013-02 | DEER2020 | D20v1 | 2020-11-09 | Cap-Tons | 1 |  | None | -49.2 | -0.00206 | 1.08 | 48.1 | 0.0527 | 0 | [6 empty] | DEER:HVAC_Split-Package_AC | Annual
Any | NE-HVAC-airHP-SpltPkg-240to759kBtuh-10p8eer-3p2cop | ESe | New | CZ05 | cDXHP | SWHC013-02 | DEER2020 | D20v1 | 2020-11-09 | Cap-Tons | 1 |  | None | -38.4 | -0.0103 | 1.19 | 27.1 | 0.0226 | 0 | [6 empty] | DEER:HVAC_Split-Package_AC | Annual
Any | NE-HVAC-airHP-SpltPkg-240to759kBtuh-10p8eer-3p2cop | ESe | New | CZ06 | cDXHP | SWHC013-02 | DEER2020 | D20v1 | 2020-11-09 | Cap-Tons | 1 |  | None | -55 | 0.00361 | 1.1 | 53.3 | 0.0457 | 0 | [6 empty] | DEER:HVAC_Split-Package_AC | Annual
Any | NE-HVAC-airHP-SpltPkg-240to759kBtuh-10p8eer-3p2cop | ESe | New | CZ07 | cDXHP | SWHC013-02 | DEER2020 | D20v1 | 2020-11-09 | Cap-Tons | 1 |  | None | -59.1 | -0.0021 | 1.12 | 47.4 | 0.0374 | 0 | [6 empty] | DEER:HVAC_Split-Package_AC | Annual
Any | NE-HVAC-airHP-SpltPkg-240to759kBtuh-10p8eer-3p2cop | ESe | New | CZ08 | cDXHP | SWHC013-02 | DEER2020 | D20v1 | 2020-11-09 | Cap-Tons | 1 |  | None | -74.2 | 0.00021 | 1.08 | 68.6 | 0.0469 | 0 | [6 empty] | DEER:HVAC_Split-Package_AC | Annual
Any | NE-HVAC-airHP-SpltPkg-240to759kBtuh-10p8eer-3p2cop | ESe | New | CZ09 | cDXHP | SWHC013-02 | DEER2020 | D20v1 | 2020-11-09 | Cap-Tons | 1 |  | None | -60.5 | 0.00387 | 0.855 | 58.8 | 0.06 | 0 | [6 empty] | DEER:HVAC_Split-Package_AC | Annual
Any | NE-HVAC-airHP-SpltPkg-240to759kBtuh-10p8eer-3p2cop | ESe | New | CZ10 | cDXHP | SWHC013-02 | DEER2020 | D20v1 | 2020-11-09 | Cap-Tons | 1 |  | None | -72.5 | -0.00875 | 0.932 | 71.8 | 0.0672 | 0 | [6 empty] | DEER:HVAC_Split-Package_AC | Annual
Any | NE-HVAC-airHP-SpltPkg-240to759kBtuh-10p8eer-3p2cop | ESe | New | CZ11 | cDXHP | SWHC013-02 | DEER2020 | D20v1 | 2020-11-09 | Cap-Tons | 1 |  | None | -70 | -0.00317 | 0.935 | 70.2 | 0.0265 | 0 | [6 empty] | DEER:HVAC_Split-Package_AC | Annual
Any | NE-HVAC-airHP-SpltPkg-240to759kBtuh-10p8eer-3p2cop | ESe | New | CZ12 | cDXHP | SWHC013-02 | DEER2020 | D20v1 | 2020-11-09 | Cap-Tons | 1 |  | None | -54.8 | -0.00403 | 1.02 | 59.7 | 0.0217 | 0 | [6 empty] | DEER:HVAC_Split-Package_AC | Annual
Any | NE-HVAC-airHP-SpltPkg-240to759kBtuh-10p8eer-3p2cop | ESe | New | CZ13 | cDXHP | SWHC013-02 | DEER2020 | D20v1 | 2020-11-09 | Cap-Tons | 1 |  | None | -67.3 | -0.00448 | 0.94 | 80.2 | 0.0233 | 0 | [6 empty] | DEER:HVAC_Split-Package_AC | Annual
Any | NE-HVAC-airHP-SpltPkg-240to759kBtuh-10p8eer-3p2cop | ESe | New | CZ14 | cDXHP | SWHC013-02 | DEER2020 | D20v1 | 2020-11-09 | Cap-Tons | 1 |  | None | -61 | -0.00619 | 0.892 | 72.7 | 0.0557 | 0 | [6 empty] | DEER:HVAC_Split-Package_AC | Annual
Any | NE-HVAC-airHP-SpltPkg-240to759kBtuh-10p8eer-3p2cop | MBT | New | CZ10 | cDXHP | SWHC013-02 | DEER2020 | D20v1 | 2020-11-09 | Cap-Tons | 1 |  | None | -102 | -0.0224 | 0 | 117 | 0.078 | 0 | [6 empty] | DEER:HVAC_Split-Package_AC | Annual
Any | NE-HVAC-airHP-SpltPkg-240to759kBtuh-10p8eer-3p2cop | MBT | New | CZ11 | cDXHP | SWHC013-02 | DEER2020 | D20v1 | 2020-11-09 | Cap-Tons | 1 |  | None | -93.7 | -0.0168 | 0 | 102 | 0.0837 | 0 | [6 empty] | DEER:HVAC_Split-Package_AC | Annual
Any | NE-HVAC-airHP-SpltPkg-240to759kBtuh-10p8eer-3p2cop | MBT | New | CZ12 | cDXHP | SWHC013-02 | DEER2020 | D20v1 | 2020-11-09 | Cap-Tons | 1 |  | None | -96.5 | -0.0213 | 0 | 91.8 | 0.0803 | 0 | [6 empty] | DEER:HVAC_Split-Package_AC | Annual
Any | NE-HVAC-airHP-SpltPkg-240to759kBtuh-10p8eer-3p2cop | MBT | New | CZ13 | cDXHP | SWHC013-02 | DEER2020 | D20v1 | 2020-11-09 | Cap-Tons | 1 |  | None | -98 | -0.016 | 0 | 109 | 0.0744 | 0 | [6 empty] | DEER:HVAC_Split-Package_AC | Annual
Any | NE-HVAC-airHP-SpltPkg-240to759kBtuh-10p8eer-3p2cop | MBT | New | CZ14 | cDXHP | SWHC013-02 | DEER2020 | D20v1 | 2020-11-09 | Cap-Tons | 1 |  | None | -91.3 | -0.0147 | 0 | 108 | 0.0692 | 0 | [6 empty] | DEER:HVAC_Split-Package_AC | Annual
Any | NE-HVAC-airHP-SpltPkg-240to759kBtuh-10p8eer-3p2cop | MBT | New | CZ15 | cDXHP | SWHC013-02 | DEER2020 | D20v1 | 2020-11-09 | Cap-Tons | 1 |  | None | -90.6 | -0.00635 | 0 | 160 | 0.0721 | 0 | [6 empty] | DEER:HVAC_Split-Package_AC | Annual
Any | NE-HVAC-airHP-SpltPkg-240to759kBtuh-10p8eer-3p2cop | MBT | New | CZ16 | cDXHP | SWHC013-02 | DEER2020 | D20v1 | 2020-11-09 | Cap-Tons | 1 |  | None | -85.1 | -0.0129 | 0 | 59.4 | 0.0505 | 0 | [6 empty] | DEER:HVAC_Split-Package_AC | Annual
Any | NE-HVAC-airHP-SpltPkg-240to759kBtuh-10p8eer-3p2cop | MLI | Ex | CZ01 | cDXHP | SWHC013-02 | DEER2020 | D20v1 | 2020-11-09 | Cap-Tons | 1 |  | None | 251 | 0.0283 | 0 | 6.03 | 0.00657 | 0 | [6 empty] | DEER:HVAC_Split-Package_AC | Annual
Any | NE-HVAC-airHP-SpltPkg-240to759kBtuh-10p8eer-3p2cop | MLI | Ex | CZ02 | cDXHP | SWHC013-02 | DEER2020 | D20v1 | 2020-11-09 | Cap-Tons | 1 |  | None | 237 | 0.0589 | 0 | 46.7 | 0.0594 | 0 | [6 empty] | DEER:HVAC_Split-Package_AC | Annual
Any | NE-HVAC-airHP-SpltPkg-240to759kBtuh-10p8eer-3p2cop | MLI | Ex | CZ03 | cDXHP | SWHC013-02 | DEER2020 | D20v1 | 2020-11-09 | Cap-Tons | 1 |  | None | 202 | 0.0488 | 0 | 18.2 | 0.0276 | 0 | [6 empty] | DEER:HVAC_Split-Package_AC | Annual
Any | NE-HVAC-airHP-SpltPkg-240to759kBtuh-10p8eer-3p2cop | MLI | Ex | CZ04 | cDXHP | SWHC013-02 | DEER2020 | D20v1 | 2020-11-09 | Cap-Tons | 1 |  | None | 209 | 0.0641 | 0 | 48.1 | 0.0482 | 0 | [6 empty] | DEER:HVAC_Split-Package_AC | Annual
Any | NE-HVAC-airHP-SpltPkg-240to759kBtuh-10p8eer-3p2cop | MLI | Ex | CZ05 | cDXHP | SWHC013-02 | DEER2020 | D20v1 | 2020-11-09 | Cap-Tons | 1 |  | None | 197 | 0.0344 | 0 | 18.8 | 0.0153 | 0 | [6 empty] | DEER:HVAC_Split-Package_AC | Annual
Any | NE-HVAC-airHP-SpltPkg-240to759kBtuh-10p8eer-3p2cop | MLI | Ex | CZ06 | cDXHP | SWHC013-02 | DEER2020 | D20v1 | 2020-11-09 | Cap-Tons | 1 |  | None | 183 | 0.0538 | 0 | 52 | 0.0393 | 0 | [6 empty] | DEER:HVAC_Split-Package_AC | Annual
Any | NE-HVAC-airHP-SpltPkg-240to759kBtuh-10p8eer-3p2cop | MLI | Ex | CZ07 | cDXHP | SWHC013-02 | DEER2020 | D20v1 | 2020-11-09 | Cap-Tons | 1 |  | None | 161 | 0.0468 | 0 | 41.7 | 0.0312 | 0 | [6 empty] | DEER:HVAC_Split-Package_AC | Annual
Any | NE-HVAC-airHP-SpltPkg-240to759kBtuh-10p8eer-3p2cop | MLI | Ex | CZ08 | cDXHP | SWHC013-02 | DEER2020 | D20v1 | 2020-11-09 | Cap-Tons | 1 |  | None | 190 | 0.0559 | 0 | 72.3 | 0.0452 | 0 | [6 empty] | DEER:HVAC_Split-Package_AC | Annual
Any | NE-HVAC-airHP-SpltPkg-240to759kBtuh-10p8eer-3p2cop | MLI | Ex | CZ09 | cDXHP | SWHC013-02 | DEER2020 | D20v1 | 2020-11-09 | Cap-Tons | 1 |  | None | 214 | 0.0687 | 0 | 67.7 | 0.0583 | 0 | [6 empty] | DEER:HVAC_Split-Package_AC | Annual
Any | NE-HVAC-airHP-SpltPkg-240to759kBtuh-10p8eer-3p2cop | MLI | Ex | CZ10 | cDXHP | SWHC013-02 | DEER2020 | D20v1 | 2020-11-09 | Cap-Tons | 1 |  | None | 212 | 0.0601 | 0 | 81.7 | 0.0669 | 0 | [6 empty] | DEER:HVAC_Split-Package_AC | Annual
Any | NE-HVAC-airHP-SpltPkg-240to759kBtuh-10p8eer-3p2cop | MLI | Ex | CZ11 | cDXHP | SWHC013-02 | DEER2020 | D20v1 | 2020-11-09 | Cap-Tons | 1 |  | None | 236 | 0.0607 | 0 | 81.8 | 0.0717 | 0 | [6 empty] | DEER:HVAC_Split-Package_AC | Annual
Any | NE-HVAC-airHP-SpltPkg-240to759kBtuh-10p8eer-3p2cop | MLI | Ex | CZ12 | cDXHP | SWHC013-02 | DEER2020 | D20v1 | 2020-11-09 | Cap-Tons | 1 |  | None | 232 | 0.0603 | 0 | 64.2 | 0.0669 | 0 | [6 empty] | DEER:HVAC_Split-Package_AC | Annual
Any | NE-HVAC-airHP-SpltPkg-240to759kBtuh-10p8eer-3p2cop | MLI | Ex | CZ13 | cDXHP | SWHC013-02 | DEER2020 | D20v1 | 2020-11-09 | Cap-Tons | 1 |  | None | 225 | 0.0654 | 0 | 89.6 | 0.0633 | 0 | [6 empty] | DEER:HVAC_Split-Package_AC | Annual
Any | NE-HVAC-airHP-SpltPkg-240to759kBtuh-10p8eer-3p2cop | MLI | Ex | CZ14 | cDXHP | SWHC013-02 | DEER2020 | D20v1 | 2020-11-09 | Cap-Tons | 1 |  | None | 241 | 0.0618 | 0 | 87.4 | 0.0587 | 0 | [6 empty] | DEER:HVAC_Split-Package_AC | Annual
Any | NE-HVAC-airHP-SpltPkg-240to759kBtuh-10p8eer-3p2cop | MLI | Ex | CZ15 | cDXHP | SWHC013-02 | DEER2020 | D20v1 | 2020-11-09 | Cap-Tons | 1 |  | None | 235 | 0.0713 | 0 | 153 | 0.065 | 0 | [6 empty] | DEER:HVAC_Split-Package_AC | Annual
Any | NE-HVAC-airHP-SpltPkg-240to759kBtuh-10p8eer-3p2cop | MLI | Ex | CZ16 | cDXHP | SWHC013-02 | DEER2020 | D20v1 | 2020-11-09 | Cap-Tons | 1 |  | None | 272 | 0.0465 | 0 | 30.9 | 0.0318 | 0 | [6 empty] | DEER:HVAC_Split-Package_AC | Annual
Any | NE-HVAC-airHP-SpltPkg-240to759kBtuh-10p8eer-3p2cop | MLI | New | CZ01 | cDXHP | SWHC013-02 | DEER2020 | D20v1 | 2020-11-09 | Cap-Tons | 1 |  | None | -74.9 | -0.02 | 0 | 5.55 | 0.00552 | 0 | [6 empty] | DEER:HVAC_Split-Package_AC | Annual
Any | NE-HVAC-airHP-SpltPkg-240to759kBtuh-10p8eer-3p2cop | MLI | New | CZ02 | cDXHP | SWHC013-02 | DEER2020 | D20v1 | 2020-11-09 | Cap-Tons | 1 |  | None | -95.7 | -0.0196 | 0 | 40.5 | 0.0548 | 0 | [6 empty] | DEER:HVAC_Split-Package_AC | Annual
Any | NE-HVAC-airHP-SpltPkg-240to759kBtuh-10p8eer-3p2cop | MLI | New | CZ03 | cDXHP | SWHC013-02 | DEER2020 | D20v1 | 2020-11-09 | Cap-Tons | 1 |  | None | -88.4 | -0.0175 | 0 | 14.6 | 0.0243 | 0 | [6 empty] | DEER:HVAC_Split-Package_AC | Annual
Any | NE-HVAC-airHP-SpltPkg-240to759kBtuh-10p8eer-3p2cop | MLI | New | CZ04 | cDXHP | SWHC013-02 | DEER2020 | D20v1 | 2020-11-09 | Cap-Tons | 1 |  | None | -98.7 | -0.0161 | 0 | 41.8 | 0.0451 | 0 | [6 empty] | DEER:HVAC_Split-Package_AC | Annual
Any | NE-HVAC-airHP-SpltPkg-240to759kBtuh-10p8eer-3p2cop | MLI | New | CZ05 | cDXHP | SWHC013-02 | DEER2020 | D20v1 | 2020-11-09 | Cap-Tons | 1 |  | None | -88.5 | -0.0199 | 0 | 15.1 | 0.0134 | 0 | [6 empty] | DEER:HVAC_Split-Package_AC | Annual
Any | NE-HVAC-airHP-SpltPkg-240to759kBtuh-10p8eer-3p2cop | MLI | New | CZ06 | cDXHP | SWHC013-02 | DEER2020 | D20v1 | 2020-11-09 | Cap-Tons | 1 |  | None | -94.1 | -0.015 | 0 | 46.8 | 0.0389 | 0 | [6 empty] | DEER:HVAC_Split-Package_AC | Annual
Any | NE-HVAC-airHP-SpltPkg-240to759kBtuh-10p8eer-3p2cop | MLI | New | CZ07 | cDXHP | SWHC013-02 | DEER2020 | D20v1 | 2020-11-09 | Cap-Tons | 1 |  | None | -98.4 | -0.0144 | 0 | 37 | 0.0298 | 0 | [6 empty] | DEER:HVAC_Split-Package_AC | Annual
Any | NE-HVAC-airHP-SpltPkg-240to759kBtuh-10p8eer-3p2cop | MLI | New | CZ08 | cDXHP | SWHC013-02 | DEER2020 | D20v1 | 2020-11-09 | Cap-Tons | 1 |  | None | -99.2 | -0.0134 | 0 | 64 | 0.0424 | 0 | [6 empty] | DEER:HVAC_Split-Package_AC | Annual
Any | NE-HVAC-airHP-SpltPkg-240to759kBtuh-10p8eer-3p2cop | MLI | New | CZ09 | cDXHP | SWHC013-02 | DEER2020 | D20v1 | 2020-11-09 | Cap-Tons | 1 |  | None | -101 | -0.0119 | 0 | 60.1 | 0.0545 | 0 | [6 empty] | DEER:HVAC_Split-Package_AC | Annual
Any | NE-HVAC-airHP-SpltPkg-240to759kBtuh-10p8eer-3p2cop | MLI | New | CZ10 | cDXHP | SWHC013-02 | DEER2020 | D20v1 | 2020-11-09 | Cap-Tons | 1 |  | None | -106 | -0.0209 | 0 | 72.4 | 0.0627 | 0 | [6 empty] | DEER:HVAC_Split-Package_AC | Annual
Any | NE-HVAC-airHP-SpltPkg-240to759kBtuh-10p8eer-3p2cop | MLI | New | CZ11 | cDXHP | SWHC013-02 | DEER2020 | D20v1 | 2020-11-09 | Cap-Tons | 1 |  | None | -105 | -0.017 | 0 | 73 | 0.0636 | 0 | [6 empty] | DEER:HVAC_Split-Package_AC | Annual
Any | NE-HVAC-airHP-SpltPkg-240to759kBtuh-10p8eer-3p2cop | MLI | New | CZ12 | cDXHP | SWHC013-02 | DEER2020 | D20v1 | 2020-11-09 | Cap-Tons | 1 |  | None | -102 | -0.0255 | 0 | 57.1 | 0.062 | 0 | [6 empty] | DEER:HVAC_Split-Package_AC | Annual
Any | NE-HVAC-airHP-SpltPkg-240to759kBtuh-10p8eer-3p2cop | MLI | New | CZ13 | cDXHP | SWHC013-02 | DEER2020 | D20v1 | 2020-11-09 | Cap-Tons | 1 |  | None | -106 | -0.0187 | 0 | 79.6 | 0.0579 | 0 | [6 empty] | DEER:HVAC_Split-Package_AC | Annual
Any | NE-HVAC-airHP-SpltPkg-240to759kBtuh-10p8eer-3p2cop | MLI | New | CZ14 | cDXHP | SWHC013-02 | DEER2020 | D20v1 | 2020-11-09 | Cap-Tons | 1 |  | None | -104 | -0.019 | 0 | 78.5 | 0.0531 | 0 | [6 empty] | DEER:HVAC_Split-Package_AC | Annual
Any | NE-HVAC-airHP-SpltPkg-240to759kBtuh-10p8eer-3p2cop | MLI | New | CZ15 | cDXHP | SWHC013-02 | DEER2020 | D20v1 | 2020-11-09 | Cap-Tons | 1 |  | None | -110 | -0.0127 | 0 | 137 | 0.0575 | 0 | [6 empty] | DEER:HVAC_Split-Package_AC | Annual
Any | NE-HVAC-airHP-SpltPkg-240to759kBtuh-10p8eer-3p2cop | MLI | New | CZ16 | cDXHP | SWHC013-02 | DEER2020 | D20v1 | 2020-11-09 | Cap-Tons | 1 |  | None | -82.2 | -0.0201 | 0 | 29.6 | 0.0304 | 0 | [6 empty] | DEER:HVAC_Split-Package_AC | Annual
Any | NE-HVAC-airHP-SpltPkg-240to759kBtuh-10p8eer-3p2cop | Mtl | Ex | CZ01 | cDXHP | SWHC013-02 | DEER2020 | D20v1 | 2020-11-09 | Cap-Tons | 1 |  | None | 727 | 0.0304 | 0 | 9.57 | 0.0171 | 0 | [6 empty] | DEER:HVAC_Split-Package_AC | Annual
Any | NE-HVAC-airHP-SpltPkg-240to759kBtuh-10p8eer-3p2cop | Mtl | Ex | CZ02 | cDXHP | SWHC013-02 | DEER2020 | D20v1 | 2020-11-09 | Cap-Tons | 1 |  | None | 631 | 0.0489 | 0 | 118 | 0.127 | 0 | [6 empty] | DEER:HVAC_Split-Package_AC | Annual
Any | NE-HVAC-airHP-SpltPkg-240to759kBtuh-10p8eer-3p2cop | Mtl | Ex | CZ03 | cDXHP | SWHC013-02 | DEER2020 | D20v1 | 2020-11-09 | Cap-Tons | 1 |  | None | 535 | 0.0819 | 0 | 41.9 | 0.0579 | 0 | [6 empty] | DEER:HVAC_Split-Package_AC | Annual
Any | NE-HVAC-airHP-SpltPkg-240to759kBtuh-10p8eer-3p2cop | Mtl | Ex | CZ04 | cDXHP | SWHC013-02 | DEER2020 | D20v1 | 2020-11-09 | Cap-Tons | 1 |  | None | 557 | 0.0711 | 0 | 134 | 0.109 | 0 | [6 empty] | DEER:HVAC_Split-Package_AC | Annual
Any | NE-HVAC-airHP-SpltPkg-240to759kBtuh-10p8eer-3p2cop | Mtl | Ex | CZ05 | cDXHP | SWHC013-02 | DEER2020 | D20v1 | 2020-11-09 | Cap-Tons | 1 |  | None | 524 | 0.0444 | 0 | 42.9 | 0.0347 | 0 | [6 empty] | DEER:HVAC_Split-Package_AC | Annual
Any | NE-HVAC-airHP-SpltPkg-240to759kBtuh-10p8eer-3p2cop | Mtl | Ex | CZ06 | cDXHP | SWHC013-02 | DEER2020 | D20v1 | 2020-11-09 | Cap-Tons | 1 |  | None | 427 | 0.0967 | 0 | 121 | 0.0707 | 0 | [6 empty] | DEER:HVAC_Split-Package_AC | Annual
Any | NE-HVAC-airHP-SpltPkg-240to759kBtuh-10p8eer-3p2cop | Mtl | Ex | CZ07 | cDXHP | SWHC013-02 | DEER2020 | D20v1 | 2020-11-09 | Cap-Tons | 1 |  | None | 327 | 0.0816 | 0 | 108 | 0.0584 | 0 | [6 empty] | DEER:HVAC_Split-Package_AC | Annual
Any | NE-HVAC-airHP-SpltPkg-240to759kBtuh-10p8eer-3p2cop | Mtl | Ex | CZ08 | cDXHP | SWHC013-02 | DEER2020 | D20v1 | 2020-11-09 | Cap-Tons | 1 |  | None | 362 | 0.0755 | 0 | 191 | 0.0931 | 0 | [6 empty] | DEER:HVAC_Split-Package_AC | Annual
Any | NE-HVAC-airHP-SpltPkg-240to759kBtuh-10p8eer-3p2cop | Mtl | Ex | CZ09 | cDXHP | SWHC013-02 | DEER2020 | D20v1 | 2020-11-09 | Cap-Tons | 1 |  | None | 454 | 0.087 | 0 | 172 | 0.114 | 0 | [6 empty] | DEER:HVAC_Split-Package_AC | Annual
Any | NE-HVAC-airHP-SpltPkg-240to759kBtuh-10p8eer-3p2cop | Mtl | Ex | CZ10 | cDXHP | SWHC013-02 | DEER2020 | D20v1 | 2020-11-09 | Cap-Tons | 1 |  | None | 522 | 0.0817 | 0 | 187 | 0.122 | 0 | [6 empty] | DEER:HVAC_Split-Package_AC | Annual
Any | NE-HVAC-airHP-SpltPkg-240to759kBtuh-10p8eer-3p2cop | Mtl | Ex | CZ11 | cDXHP | SWHC013-02 | DEER2020 | D20v1 | 2020-11-09 | Cap-Tons | 1 |  | None | 630 | 0.064 | 0 | 194 | 0.141 | 0 | [6 empty] | DEER:HVAC_Split-Package_AC | Annual
Any | NE-HVAC-airHP-SpltPkg-240to759kBtuh-10p8eer-3p2cop | Mtl | Ex | CZ12 | cDXHP | SWHC013-02 | DEER2020 | D20v1 | 2020-11-09 | Cap-Tons | 1 |  | None | 587 | 0.0625 | 0 | 155 | 0.137 | 0 | [6 empty] | DEER:HVAC_Split-Package_AC | Annual
Any | NE-HVAC-airHP-SpltPkg-240to759kBtuh-10p8eer-3p2cop | Mtl | Ex | CZ13 | cDXHP | SWHC013-02 | DEER2020 | D20v1 | 2020-11-09 | Cap-Tons | 1 |  | None | 601 | 0.0941 | 0 | 203 | 0.124 | 0 | [6 empty] | DEER:HVAC_Split-Package_AC | Annual
Any | NE-HVAC-airHP-SpltPkg-240to759kBtuh-10p8eer-3p2cop | Mtl | Ex | CZ14 | cDXHP | SWHC013-02 | DEER2020 | D20v1 | 2020-11-09 | Cap-Tons | 1 |  | None | 628 | 0.0836 | 0 | 195 | 0.114 | 0 | [6 empty] | DEER:HVAC_Split-Package_AC | Annual
Any | NE-HVAC-airHP-SpltPkg-240to759kBtuh-10p8eer-3p2cop | Mtl | Ex | CZ15 | cDXHP | SWHC013-02 | DEER2020 | D20v1 | 2020-11-09 | Cap-Tons | 1 |  | None | 603 | 0.127 | 0 | 310 | 0.116 | 0 | [6 empty] | DEER:HVAC_Split-Package_AC | Annual
Any | NE-HVAC-airHP-SpltPkg-240to759kBtuh-10p8eer-3p2cop | Mtl | Ex | CZ16 | cDXHP | SWHC013-02 | DEER2020 | D20v1 | 2020-11-09 | Cap-Tons | 1 |  | None | 704 | 0.0684 | 0 | 66.4 | 0.0663 | 0 | [6 empty] | DEER:HVAC_Split-Package_AC | Annual
Any | NE-HVAC-airHP-SpltPkg-240to759kBtuh-10p8eer-3p2cop | Mtl | New | CZ01 | cDXHP | SWHC013-02 | DEER2020 | D20v1 | 2020-11-09 | Cap-Tons | 1 |  | None | -212 | -0.0363 | 0 | 9.21 | 0.0169 | 0 | [6 empty] | DEER:HVAC_Split-Package_AC | Annual
Any | NE-HVAC-airHP-SpltPkg-240to759kBtuh-10p8eer-3p2cop | Mtl | New | CZ02 | cDXHP | SWHC013-02 | DEER2020 | D20v1 | 2020-11-09 | Cap-Tons | 1 |  | None | -271 | -0.0515 | 0 | 112 | 0.122 | 0 | [6 empty] | DEER:HVAC_Split-Package_AC | Annual
Any | NE-HVAC-airHP-SpltPkg-240to759kBtuh-10p8eer-3p2cop | Mtl | New | CZ03 | cDXHP | SWHC013-02 | DEER2020 | D20v1 | 2020-11-09 | Cap-Tons | 1 |  | None | -257 | -0.0296 | 0 | 42.4 | 0.057 | 0 | [6 empty] | DEER:HVAC_Split-Package_AC | Annual
Any | NE-HVAC-airHP-SpltPkg-240to759kBtuh-10p8eer-3p2cop | Mtl | New | CZ04 | cDXHP | SWHC013-02 | DEER2020 | D20v1 | 2020-11-09 | Cap-Tons | 1 |  | None | -282 | -0.0418 | 0 | 127 | 0.105 | 0 | [6 empty] | DEER:HVAC_Split-Package_AC | Annual
Any | NE-HVAC-airHP-SpltPkg-240to759kBtuh-10p8eer-3p2cop | Mtl | New | CZ05 | cDXHP | SWHC013-02 | DEER2020 | D20v1 | 2020-11-09 | Cap-Tons | 1 |  | None | -254 | -0.0374 | 0 | 42.9 | 0.0348 | 0 | [6 empty] | DEER:HVAC_Split-Package_AC | Annual
Any | NE-HVAC-airHP-SpltPkg-240to759kBtuh-10p8eer-3p2cop | Mtl | New | CZ06 | cDXHP | SWHC013-02 | DEER2020 | D20v1 | 2020-11-09 | Cap-Tons | 1 |  | None | -269 | -0.0225 | 0 | 116 | 0.0692 | 0 | [6 empty] | DEER:HVAC_Split-Package_AC | Annual
Any | NE-HVAC-airHP-SpltPkg-240to759kBtuh-10p8eer-3p2cop | Mtl | New | CZ07 | cDXHP | SWHC013-02 | DEER2020 | D20v1 | 2020-11-09 | Cap-Tons | 1 |  | None | -286 | -0.0241 | 0 | 105 | 0.0579 | 0 | [6 empty] | DEER:HVAC_Split-Package_AC | Annual
Any | NE-HVAC-airHP-SpltPkg-240to759kBtuh-10p8eer-3p2cop | Mtl | New | CZ08 | cDXHP | SWHC013-02 | DEER2020 | D20v1 | 2020-11-09 | Cap-Tons | 1 |  | None | -284 | -0.0295 | 0 | 181 | 0.0897 | 0 | [6 empty] | DEER:HVAC_Split-Package_AC | Annual
Any | NE-HVAC-airHP-SpltPkg-240to759kBtuh-10p8eer-3p2cop | Mtl | New | CZ09 | cDXHP | SWHC013-02 | DEER2020 | D20v1 | 2020-11-09 | Cap-Tons | 1 |  | None | -264 | -0.0266 | 0 | 159 | 0.109 | 0 | [6 empty] | DEER:HVAC_Split-Package_AC | Annual
Any | NE-HVAC-airHP-SpltPkg-240to759kBtuh-10p8eer-3p2cop | Mtl | New | CZ10 | cDXHP | SWHC013-02 | DEER2020 | D20v1 | 2020-11-09 | Cap-Tons | 1 |  | None | -280 | -0.0375 | 0 | 178 | 0.116 | 0 | [6 empty] | DEER:HVAC_Split-Package_AC | Annual
Any | NE-HVAC-airHP-SpltPkg-240to759kBtuh-10p8eer-3p2cop | Mtl | New | CZ11 | cDXHP | SWHC013-02 | DEER2020 | D20v1 | 2020-11-09 | Cap-Tons | 1 |  | None | -277 | -0.0491 | 0 | 184 | 0.131 | 0 | [6 empty] | DEER:HVAC_Split-Package_AC | Annual
Any | NE-HVAC-airHP-SpltPkg-240to759kBtuh-10p8eer-3p2cop | Mtl | New | CZ12 | cDXHP | SWHC013-02 | DEER2020 | D20v1 | 2020-11-09 | Cap-Tons | 1 |  | None | -280 | -0.0449 | 0 | 147 | 0.129 | 0 | [6 empty] | DEER:HVAC_Split-Package_AC | Annual
Any | NE-HVAC-airHP-SpltPkg-240to759kBtuh-10p8eer-3p2cop | Mtl | New | CZ13 | cDXHP | SWHC013-02 | DEER2020 | D20v1 | 2020-11-09 | Cap-Tons | 1 |  | None | -282 | -0.0382 | 0 | 191 | 0.116 | 0 | [6 empty] | DEER:HVAC_Split-Package_AC | Annual
Any | NE-HVAC-airHP-SpltPkg-240to759kBtuh-10p8eer-3p2cop | Mtl | New | CZ14 | cDXHP | SWHC013-02 | DEER2020 | D20v1 | 2020-11-09 | Cap-Tons | 1 |  | None | -284 | -0.0515 | 0 | 184 | 0.108 | 0 | [6 empty] | DEER:HVAC_Split-Package_AC | Annual
Any | NE-HVAC-airHP-SpltPkg-240to759kBtuh-10p8eer-3p2cop | Mtl | New | CZ15 | cDXHP | SWHC013-02 | DEER2020 | D20v1 | 2020-11-09 | Cap-Tons | 1 |  | None | -282 | -0.0324 | 0 | 297 | 0.109 | 0 | [6 empty] | DEER:HVAC_Split-Package_AC | Annual
Any | NE-HVAC-airHP-SpltPkg-240to759kBtuh-10p8eer-3p2cop | Mtl | New | CZ16 | cDXHP | SWHC013-02 | DEER2020 | D20v1 | 2020-11-09 | Cap-Tons | 1 |  | None | -233 | -0.0354 | 0 | 65.9 | 0.065 | 0 | [6 empty] | DEER:HVAC_Split-Package_AC | Annual
Any | NE-HVAC-airHP-SpltPkg-240to759kBtuh-10p8eer-3p2cop | Nrs | Ex | CZ01 | cDXHP | SWHC013-02 | DEER2020 | D20v1 | 2020-11-09 | Cap-Tons | 1 |  | None | 556 | 0.0391 | 0 | 5.63 | 0.0121 | 0 | [6 empty] | DEER:HVAC_Split-Package_AC | Annual
Any | NE-HVAC-airHP-SpltPkg-240to759kBtuh-10p8eer-3p2cop | Nrs | Ex | CZ02 | cDXHP | SWHC013-02 | DEER2020 | D20v1 | 2020-11-09 | Cap-Tons | 1 |  | None | 488 | 0.104 | 0 | 63.8 | 0.0767 | 0 | [6 empty] | DEER:HVAC_Split-Package_AC | Annual
Any | NE-HVAC-airHP-SpltPkg-240to759kBtuh-10p8eer-3p2cop | Nrs | Ex | CZ03 | cDXHP | SWHC013-02 | DEER2020 | D20v1 | 2020-11-09 | Cap-Tons | 1 |  | None | 377 | 0.0646 | 0 | 28.2 | 0.044 | 0 | [6 empty] | DEER:HVAC_Split-Package_AC | Annual
Any | NE-HVAC-airHP-SpltPkg-240to759kBtuh-10p8eer-3p2cop | Nrs | Ex | CZ04 | cDXHP | SWHC013-02 | DEER2020 | D20v1 | 2020-11-09 | Cap-Tons | 1 |  | None | 359 | 0.0813 | 0 | 73.5 | 0.0694 | 0 | [6 empty] | DEER:HVAC_Split-Package_AC | Annual
Any | NE-HVAC-airHP-SpltPkg-240to759kBtuh-10p8eer-3p2cop | Nrs | Ex | CZ05 | cDXHP | SWHC013-02 | DEER2020 | D20v1 | 2020-11-09 | Cap-Tons | 1 |  | None | 340 | 0.0336 | 0 | 30.2 | 0.0269 | 0 | [6 empty] | DEER:HVAC_Split-Package_AC | Annual
Any | NE-HVAC-airHP-SpltPkg-240to759kBtuh-10p8eer-3p2cop | Nrs | Ex | CZ06 | cDXHP | SWHC013-02 | DEER2020 | D20v1 | 2020-11-09 | Cap-Tons | 1 |  | None | 425 | 0.0866 | 0 | 80.5 | 0.0594 | 0 | [6 empty] | DEER:HVAC_Split-Package_AC | Annual
Any | NE-HVAC-airHP-SpltPkg-240to759kBtuh-10p8eer-3p2cop | Nrs | Ex | CZ07 | cDXHP | SWHC013-02 | DEER2020 | D20v1 | 2020-11-09 | Cap-Tons | 1 |  | None | 283 | 0.062 | 0 | 67.8 | 0.0468 | 0 | [6 empty] | DEER:HVAC_Split-Package_AC | Annual
Any | NE-HVAC-airHP-SpltPkg-240to759kBtuh-10p8eer-3p2cop | Nrs | Ex | CZ08 | cDXHP | SWHC013-02 | DEER2020 | D20v1 | 2020-11-09 | Cap-Tons | 1 |  | None | 430 | 0.0929 | 0 | 101 | 0.0602 | 0 | [6 empty] | DEER:HVAC_Split-Package_AC | Annual
Any | NE-HVAC-airHP-SpltPkg-240to759kBtuh-10p8eer-3p2cop | Nrs | Ex | CZ09 | cDXHP | SWHC013-02 | DEER2020 | D20v1 | 2020-11-09 | Cap-Tons | 1 |  | None | 457 | 0.118 | 0 | 114 | 0.0863 | 0 | [6 empty] | DEER:HVAC_Split-Package_AC | Annual
Any | NE-HVAC-airHP-SpltPkg-240to759kBtuh-10p8eer-3p2cop | Nrs | Ex | CZ10 | cDXHP | SWHC013-02 | DEER2020 | D20v1 | 2020-11-09 | Cap-Tons | 1 |  | None | 445 | 0.11 | 0 | 119 | 0.0863 | 0 | [6 empty] | DEER:HVAC_Split-Package_AC | Annual
Any | NE-HVAC-airHP-SpltPkg-240to759kBtuh-10p8eer-3p2cop | Nrs | Ex | CZ11 | cDXHP | SWHC013-02 | DEER2020 | D20v1 | 2020-11-09 | Cap-Tons | 1 |  | None | 437 | 0.0866 | 0 | 135 | 0.107 | 0 | [6 empty] | DEER:HVAC_Split-Package_AC | Annual
Any | NE-HVAC-airHP-SpltPkg-240to759kBtuh-10p8eer-3p2cop | Nrs | Ex | CZ12 | cDXHP | SWHC013-02 | DEER2020 | D20v1 | 2020-11-09 | Cap-Tons | 1 |  | None | 485 | 0.106 | 0 | 98.1 | 0.0951 | 0 | [6 empty] | DEER:HVAC_Split-Package_AC | Annual
Any | NE-HVAC-airHP-SpltPkg-240to759kBtuh-10p8eer-3p2cop | Nrs | Ex | CZ13 | cDXHP | SWHC013-02 | DEER2020 | D20v1 | 2020-11-09 | Cap-Tons | 1 |  | None | 530 | 0.123 | 0 | 139 | 0.0941 | 0 | [6 empty] | DEER:HVAC_Split-Package_AC | Annual
Any | NE-HVAC-airHP-SpltPkg-240to759kBtuh-10p8eer-3p2cop | Nrs | Ex | CZ14 | cDXHP | SWHC013-02 | DEER2020 | D20v1 | 2020-11-09 | Cap-Tons | 1 |  | None | 415 | 0.0796 | 0 | 137 | 0.0871 | 0 | [6 empty] | DEER:HVAC_Split-Package_AC | Annual
Any | NE-HVAC-airHP-SpltPkg-240to759kBtuh-10p8eer-3p2cop | Nrs | Ex | CZ15 | cDXHP | SWHC013-02 | DEER2020 | D20v1 | 2020-11-09 | Cap-Tons | 1 |  | None | 415 | 0.104 | 0 | 257 | 0.105 | 0 | [6 empty] | DEER:HVAC_Split-Package_AC | Annual
Any | NE-HVAC-airHP-SpltPkg-240to759kBtuh-10p8eer-3p2cop | Nrs | Ex | CZ16 | cDXHP | SWHC013-02 | DEER2020 | D20v1 | 2020-11-09 | Cap-Tons | 1 |  | None | 554 | 0.0734 | 0 | 42.4 | 0.0513 | 0 | [6 empty] | DEER:HVAC_Split-Package_AC | Annual
Any | NE-HVAC-airHP-SpltPkg-240to759kBtuh-10p8eer-3p2cop | Nrs | New | CZ01 | cDXHP | SWHC013-02 | DEER2020 | D20v1 | 2020-11-09 | Cap-Tons | 1 |  | None | 4.47 | -0.0185 | 32.2 | 4.53 | 0.0102 | 0 | [6 empty] | DEER:HVAC_Split-Package_AC | Annual
Any | NE-HVAC-airHP-SpltPkg-240to759kBtuh-10p8eer-3p2cop | Nrs | New | CZ02 | cDXHP | SWHC013-02 | DEER2020 | D20v1 | 2020-11-09 | Cap-Tons | 1 |  | None | -54.2 | -0.00319 | 32.2 | 57.3 | 0.0698 | 0 | [6 empty] | DEER:HVAC_Split-Package_AC | Annual
Any | NE-HVAC-airHP-SpltPkg-240to759kBtuh-10p8eer-3p2cop | Nrs | New | CZ03 | cDXHP | SWHC013-02 | DEER2020 | D20v1 | 2020-11-09 | Cap-Tons | 1 |  | None | -75.3 | -0.0257 | 32.2 | 21.2 | 0.0389 | 0 | [6 empty] | DEER:HVAC_Split-Package_AC | Annual
Any | NE-HVAC-airHP-SpltPkg-240to759kBtuh-10p8eer-3p2cop | Nrs | New | CZ04 | cDXHP | SWHC013-02 | DEER2020 | D20v1 | 2020-11-09 | Cap-Tons | 1 |  | None | -83.1 | -0.00828 | 32.2 | 61.6 | 0.0611 | 0 | [6 empty] | DEER:HVAC_Split-Package_AC | Annual
Any | NE-HVAC-airHP-SpltPkg-240to759kBtuh-10p8eer-3p2cop | Nrs | New | CZ05 | cDXHP | SWHC013-02 | DEER2020 | D20v1 | 2020-11-09 | Cap-Tons | 1 |  | None | -58.5 | -0.0303 | 32.2 | 21.7 | 0.0229 | 0 | [6 empty] | DEER:HVAC_Split-Package_AC | Annual
Any | NE-HVAC-airHP-SpltPkg-240to759kBtuh-10p8eer-3p2cop | Nrs | New | CZ06 | cDXHP | SWHC013-02 | DEER2020 | D20v1 | 2020-11-09 | Cap-Tons | 1 |  | None | -131 | -0.0136 | 32.2 | 68.8 | 0.0538 | 0 | [6 empty] | DEER:HVAC_Split-Package_AC | Annual
Any | NE-HVAC-airHP-SpltPkg-240to759kBtuh-10p8eer-3p2cop | Nrs | New | CZ07 | cDXHP | SWHC013-02 | DEER2020 | D20v1 | 2020-11-09 | Cap-Tons | 1 |  | None | -144 | -0.025 | 32.2 | 54.9 | 0.0422 | 0 | [6 empty] | DEER:HVAC_Split-Package_AC | Annual
Any | NE-HVAC-airHP-SpltPkg-240to759kBtuh-10p8eer-3p2cop | Nrs | New | CZ08 | cDXHP | SWHC013-02 | DEER2020 | D20v1 | 2020-11-09 | Cap-Tons | 1 |  | None | -138 | -0.0125 | 32.1 | 87.8 | 0.055 | 0 | [6 empty] | DEER:HVAC_Split-Package_AC | Annual
Any | NE-HVAC-airHP-SpltPkg-240to759kBtuh-10p8eer-3p2cop | Nrs | New | CZ09 | cDXHP | SWHC013-02 | DEER2020 | D20v1 | 2020-11-09 | Cap-Tons | 1 |  | None | -119 | 0.0162 | 31.8 | 101 | 0.0785 | 0 | [6 empty] | DEER:HVAC_Split-Package_AC | Annual
Any | NE-HVAC-airHP-SpltPkg-240to759kBtuh-10p8eer-3p2cop | Nrs | New | CZ10 | cDXHP | SWHC013-02 | DEER2020 | D20v1 | 2020-11-09 | Cap-Tons | 1 |  | None | -111 | 0.00847 | 32 | 110 | 0.0797 | 0 | [6 empty] | DEER:HVAC_Split-Package_AC | Annual
Any | NE-HVAC-airHP-SpltPkg-240to759kBtuh-10p8eer-3p2cop | Nrs | New | CZ11 | cDXHP | SWHC013-02 | DEER2020 | D20v1 | 2020-11-09 | Cap-Tons | 1 |  | None | -75.5 | 0.0177 | 31.8 | 123 | 0.0956 | 0 | [6 empty] | DEER:HVAC_Split-Package_AC | Annual
Any | NE-HVAC-airHP-SpltPkg-240to759kBtuh-10p8eer-3p2cop | Nrs | New | CZ12 | cDXHP | SWHC013-02 | DEER2020 | D20v1 | 2020-11-09 | Cap-Tons | 1 |  | None | -78.4 | 0.0107 | 32 | 89.6 | 0.0862 | 0 | [6 empty] | DEER:HVAC_Split-Package_AC | Annual
Any | NE-HVAC-airHP-SpltPkg-240to759kBtuh-10p8eer-3p2cop | Nrs | New | CZ13 | cDXHP | SWHC013-02 | DEER2020 | D20v1 | 2020-11-09 | Cap-Tons | 1 |  | None | -86.7 | 0.0132 | 31.7 | 129 | 0.0865 | 0 | [6 empty] | DEER:HVAC_Split-Package_AC | Annual
Any | NE-HVAC-airHP-SpltPkg-240to759kBtuh-10p8eer-3p2cop | Nrs | New | CZ14 | cDXHP | SWHC013-02 | DEER2020 | D20v1 | 2020-11-09 | Cap-Tons | 1 |  | None | -60.8 | 0.00078 | 31.6 | 125 | 0.0792 | 0 | [6 empty] | DEER:HVAC_Split-Package_AC | Annual
Any | NE-HVAC-airHP-SpltPkg-240to759kBtuh-10p8eer-3p2cop | Nrs | New | CZ15 | cDXHP | SWHC013-02 | DEER2020 | D20v1 | 2020-11-09 | Cap-Tons | 1 |  | None | -95.4 | 0.0249 | 29.3 | 240 | 0.0974 | 0 | [6 empty] | DEER:HVAC_Split-Package_AC | Annual
Any | NE-HVAC-airHP-SpltPkg-240to759kBtuh-10p8eer-3p2cop | Nrs | New | CZ16 | cDXHP | SWHC013-02 | DEER2020 | D20v1 | 2020-11-09 | Cap-Tons | 1 |  | None | 60.9 | -0.0215 | 32.2 | 38.7 | 0.0468 | 0 | [6 empty] | DEER:HVAC_Split-Package_AC | Annual
Any | NE-HVAC-airHP-SpltPkg-240to759kBtuh-10p8eer-3p2cop | OfL | Ex | CZ01 | cDXHP | SWHC013-02 | DEER2020 | D20v1 | 2020-11-09 | Cap-Tons | 1 |  | None | 156 | 0.0047 | 0 | 16.9 | 0.0141 | 0 | [6 empty] | DEER:HVAC_Split-Package_AC | Annual
Any | NE-HVAC-airHP-SpltPkg-240to759kBtuh-10p8eer-3p2cop | OfL | Ex | CZ02 | cDXHP | SWHC013-02 | DEER2020 | D20v1 | 2020-11-09 | Cap-Tons | 1 |  | None | 118 | 0.0147 | 0 | 95.7 | 0.0584 | 0 | [6 empty] | DEER:HVAC_Split-Package_AC | Annual
Any | NE-HVAC-airHP-SpltPkg-240to759kBtuh-10p8eer-3p2cop | OfL | Ex | CZ03 | cDXHP | SWHC013-02 | DEER2020 | D20v1 | 2020-11-09 | Cap-Tons | 1 |  | None | 95.9 | 0.029 | 0 | 45.2 | 0.031 | 0 | [6 empty] | DEER:HVAC_Split-Package_AC | Annual
Any | NE-HVAC-airHP-SpltPkg-240to759kBtuh-10p8eer-3p2cop | OfL | Ex | CZ04 | cDXHP | SWHC013-02 | DEER2020 | D20v1 | 2020-11-09 | Cap-Tons | 1 |  | None | 99.9 | 0.0186 | 0 | 99.7 | 0.0501 | 0 | [6 empty] | DEER:HVAC_Split-Package_AC | Annual
Any | NE-HVAC-airHP-SpltPkg-240to759kBtuh-10p8eer-3p2cop | OfL | Ex | CZ05 | cDXHP | SWHC013-02 | DEER2020 | D20v1 | 2020-11-09 | Cap-Tons | 1 |  | None | 93.2 | 0.0238 | 0 | 51.5 | 0.0243 | 0 | [6 empty] | DEER:HVAC_Split-Package_AC | Annual
Any | NE-HVAC-airHP-SpltPkg-240to759kBtuh-10p8eer-3p2cop | OfL | Ex | CZ06 | cDXHP | SWHC013-02 | DEER2020 | D20v1 | 2020-11-09 | Cap-Tons | 1 |  | None | 125 | 0.0313 | 0 | 94.7 | 0.0341 | 0 | [6 empty] | DEER:HVAC_Split-Package_AC | Annual
Any | NE-HVAC-airHP-SpltPkg-240to759kBtuh-10p8eer-3p2cop | OfL | Ex | CZ07 | cDXHP | SWHC013-02 | DEER2020 | D20v1 | 2020-11-09 | Cap-Tons | 1 |  | None | 87.8 | 0.031 | 0 | 82.1 | 0.0297 | 0 | [6 empty] | DEER:HVAC_Split-Package_AC | Annual
Any | NE-HVAC-airHP-SpltPkg-240to759kBtuh-10p8eer-3p2cop | OfL | Ex | CZ08 | cDXHP | SWHC013-02 | DEER2020 | D20v1 | 2020-11-09 | Cap-Tons | 1 |  | None | 103 | 0.0249 | 0 | 126 | 0.0401 | 0 | [6 empty] | DEER:HVAC_Split-Package_AC | Annual
Any | NE-HVAC-airHP-SpltPkg-240to759kBtuh-10p8eer-3p2cop | OfL | Ex | CZ09 | cDXHP | SWHC013-02 | DEER2020 | D20v1 | 2020-11-09 | Cap-Tons | 1 |  | None | 138 | 0.0283 | 0 | 113 | 0.0502 | 0 | [6 empty] | DEER:HVAC_Split-Package_AC | Annual
Any | NE-HVAC-airHP-SpltPkg-240to759kBtuh-10p8eer-3p2cop | OfL | Ex | CZ10 | cDXHP | SWHC013-02 | DEER2020 | D20v1 | 2020-11-09 | Cap-Tons | 1 |  | None | 126 | 0.0198 | 0 | 134 | 0.0565 | 0 | [6 empty] | DEER:HVAC_Split-Package_AC | Annual
Any | NE-HVAC-airHP-SpltPkg-240to759kBtuh-10p8eer-3p2cop | OfL | Ex | CZ11 | cDXHP | SWHC013-02 | DEER2020 | D20v1 | 2020-11-09 | Cap-Tons | 1 |  | None | 152 | 0.0237 | 0 | 124 | 0.0616 | 0 | [6 empty] | DEER:HVAC_Split-Package_AC | Annual
Any | NE-HVAC-airHP-SpltPkg-240to759kBtuh-10p8eer-3p2cop | OfL | Ex | CZ12 | cDXHP | SWHC013-02 | DEER2020 | D20v1 | 2020-11-09 | Cap-Tons | 1 |  | None | 139 | 0.0219 | 0 | 108 | 0.0591 | 0 | [6 empty] | DEER:HVAC_Split-Package_AC | Annual
Any | NE-HVAC-airHP-SpltPkg-240to759kBtuh-10p8eer-3p2cop | OfL | Ex | CZ13 | cDXHP | SWHC013-02 | DEER2020 | D20v1 | 2020-11-09 | Cap-Tons | 1 |  | None | 145 | 0.0248 | 0 | 128 | 0.053 | 0 | [6 empty] | DEER:HVAC_Split-Package_AC | Annual
Any | NE-HVAC-airHP-SpltPkg-240to759kBtuh-10p8eer-3p2cop | OfL | Ex | CZ14 | cDXHP | SWHC013-02 | DEER2020 | D20v1 | 2020-11-09 | Cap-Tons | 1 |  | None | 158 | 0.026 | 0 | 128 | 0.0505 | 0 | [6 empty] | DEER:HVAC_Split-Package_AC | Annual
Any | NE-HVAC-airHP-SpltPkg-240to759kBtuh-10p8eer-3p2cop | OfL | Ex | CZ15 | cDXHP | SWHC013-02 | DEER2020 | D20v1 | 2020-11-09 | Cap-Tons | 1 |  | None | 193 | 0.0347 | 0 | 189 | 0.0523 | 0 | [6 empty] | DEER:HVAC_Split-Package_AC | Annual
Any | NE-HVAC-airHP-SpltPkg-240to759kBtuh-10p8eer-3p2cop | OfL | Ex | CZ16 | cDXHP | SWHC013-02 | DEER2020 | D20v1 | 2020-11-09 | Cap-Tons | 1 |  | None | 170 | 0.0281 | 0 | 57.9 | 0.0331 | 0 | [6 empty] | DEER:HVAC_Split-Package_AC | Annual
Any | NE-HVAC-airHP-SpltPkg-240to759kBtuh-10p8eer-3p2cop | OfL | New | CZ01 | cDXHP | SWHC013-02 | DEER2020 | D20v1 | 2020-11-09 | Cap-Tons | 1 |  | None | -97.1 | -0.0163 | 0 | 14.4 | 0.0127 | 0 | [6 empty] | DEER:HVAC_Split-Package_AC | Annual
Any | NE-HVAC-airHP-SpltPkg-240to759kBtuh-10p8eer-3p2cop | OfL | New | CZ02 | cDXHP | SWHC013-02 | DEER2020 | D20v1 | 2020-11-09 | Cap-Tons | 1 |  | None | -120 | -0.0259 | 0 | 82.9 | 0.053 | 0 | [6 empty] | DEER:HVAC_Split-Package_AC | Annual
Any | NE-HVAC-airHP-SpltPkg-240to759kBtuh-10p8eer-3p2cop | OfL | New | CZ03 | cDXHP | SWHC013-02 | DEER2020 | D20v1 | 2020-11-09 | Cap-Tons | 1 |  | None | -114 | -0.0146 | 0 | 42.5 | 0.0295 | 0 | [6 empty] | DEER:HVAC_Split-Package_AC | Annual
Any | NE-HVAC-airHP-SpltPkg-240to759kBtuh-10p8eer-3p2cop | OfL | New | CZ04 | cDXHP | SWHC013-02 | DEER2020 | D20v1 | 2020-11-09 | Cap-Tons | 1 |  | None | -124 | -0.0221 | 0 | 89.1 | 0.0454 | 0 | [6 empty] | DEER:HVAC_Split-Package_AC | Annual
Any | NE-HVAC-airHP-SpltPkg-240to759kBtuh-10p8eer-3p2cop | OfL | New | CZ05 | cDXHP | SWHC013-02 | DEER2020 | D20v1 | 2020-11-09 | Cap-Tons | 1 |  | None | -116 | -0.013 | 0 | 49.3 | 0.0235 | 0 | [6 empty] | DEER:HVAC_Split-Package_AC | Annual
Any | NE-HVAC-airHP-SpltPkg-240to759kBtuh-10p8eer-3p2cop | OfL | New | CZ06 | cDXHP | SWHC013-02 | DEER2020 | D20v1 | 2020-11-09 | Cap-Tons | 1 |  | None | -107 | -0.0104 | 0 | 91 | 0.0326 | 0 | [6 empty] | DEER:HVAC_Split-Package_AC | Annual
Any | NE-HVAC-airHP-SpltPkg-240to759kBtuh-10p8eer-3p2cop | OfL | New | CZ07 | cDXHP | SWHC013-02 | DEER2020 | D20v1 | 2020-11-09 | Cap-Tons | 1 |  | None | -116 | -0.011 | 0 | 78.6 | 0.029 | 0 | [6 empty] | DEER:HVAC_Split-Package_AC | Annual
Any | NE-HVAC-airHP-SpltPkg-240to759kBtuh-10p8eer-3p2cop | OfL | New | CZ08 | cDXHP | SWHC013-02 | DEER2020 | D20v1 | 2020-11-09 | Cap-Tons | 1 |  | None | -122 | -0.0155 | 0 | 117 | 0.0374 | 0 | [6 empty] | DEER:HVAC_Split-Package_AC | Annual
Any | NE-HVAC-airHP-SpltPkg-240to759kBtuh-10p8eer-3p2cop | OfL | New | CZ09 | cDXHP | SWHC013-02 | DEER2020 | D20v1 | 2020-11-09 | Cap-Tons | 1 |  | None | -109 | -0.0156 | 0 | 101 | 0.0463 | 0 | [6 empty] | DEER:HVAC_Split-Package_AC | Annual
Any | NE-HVAC-airHP-SpltPkg-240to759kBtuh-10p8eer-3p2cop | OfL | New | CZ10 | cDXHP | SWHC013-02 | DEER2020 | D20v1 | 2020-11-09 | Cap-Tons | 1 |  | None | -123 | -0.0219 | 0 | 118 | 0.0518 | 0 | [6 empty] | DEER:HVAC_Split-Package_AC | Annual
Any | NE-HVAC-airHP-SpltPkg-240to759kBtuh-10p8eer-3p2cop | OfL | New | CZ11 | cDXHP | SWHC013-02 | DEER2020 | D20v1 | 2020-11-09 | Cap-Tons | 1 |  | None | -123 | -0.0198 | 0 | 108 | 0.0542 | 0 | [6 empty] | DEER:HVAC_Split-Package_AC | Annual
Any | NE-HVAC-airHP-SpltPkg-240to759kBtuh-10p8eer-3p2cop | OfL | New | CZ12 | cDXHP | SWHC013-02 | DEER2020 | D20v1 | 2020-11-09 | Cap-Tons | 1 |  | None | -121 | -0.0234 | 0 | 93.6 | 0.0529 | 0 | [6 empty] | DEER:HVAC_Split-Package_AC | Annual
Any | NE-HVAC-airHP-SpltPkg-240to759kBtuh-10p8eer-3p2cop | OfL | New | CZ13 | cDXHP | SWHC013-02 | DEER2020 | D20v1 | 2020-11-09 | Cap-Tons | 1 |  | None | -125 | -0.0216 | 0 | 113 | 0.0479 | 0 | [6 empty] | DEER:HVAC_Split-Package_AC | Annual
Any | NE-HVAC-airHP-SpltPkg-240to759kBtuh-10p8eer-3p2cop | OfL | New | CZ14 | cDXHP | SWHC013-02 | DEER2020 | D20v1 | 2020-11-09 | Cap-Tons | 1 |  | None | -122 | -0.0215 | 0 | 113 | 0.0453 | 0 | [6 empty] | DEER:HVAC_Split-Package_AC | Annual
Any | NE-HVAC-airHP-SpltPkg-240to759kBtuh-10p8eer-3p2cop | OfL | New | CZ15 | cDXHP | SWHC013-02 | DEER2020 | D20v1 | 2020-11-09 | Cap-Tons | 1 |  | None | -126 | -0.018 | 0 | 171 | 0.0471 | 0 | [6 empty] | DEER:HVAC_Split-Package_AC | Annual
Any | NE-HVAC-airHP-SpltPkg-240to759kBtuh-10p8eer-3p2cop | OfL | New | CZ16 | cDXHP | SWHC013-02 | DEER2020 | D20v1 | 2020-11-09 | Cap-Tons | 1 |  | None | -102 | -0.0133 | 0 | 53.7 | 0.0307 | 0 | [6 empty] | DEER:HVAC_Split-Package_AC | Annual
Any | NE-HVAC-airHP-SpltPkg-240to759kBtuh-10p8eer-3p2cop | OfS | Ex | CZ01 | cDXHP | SWHC013-02 | DEER2020 | D20v1 | 2020-11-09 | Cap-Tons | 1 |  | None | 171 | 0.00676 | 0 | 14.1 | 0.0123 | 0 | [6 empty] | DEER:HVAC_Split-Package_AC | Annual
Any | NE-HVAC-airHP-SpltPkg-240to759kBtuh-10p8eer-3p2cop | OfS | Ex | CZ02 | cDXHP | SWHC013-02 | DEER2020 | D20v1 | 2020-11-09 | Cap-Tons | 1 |  | None | 144 | 0.0169 | 0 | 82.2 | 0.0563 | 0 | [6 empty] | DEER:HVAC_Split-Package_AC | Annual
Any | NE-HVAC-airHP-SpltPkg-240to759kBtuh-10p8eer-3p2cop | OfS | Ex | CZ03 | cDXHP | SWHC013-02 | DEER2020 | D20v1 | 2020-11-09 | Cap-Tons | 1 |  | None | 110 | 0.0246 | 0 | 38.3 | 0.0297 | 0 | [6 empty] | DEER:HVAC_Split-Package_AC | Annual
Any | NE-HVAC-airHP-SpltPkg-240to759kBtuh-10p8eer-3p2cop | OfS | Ex | CZ04 | cDXHP | SWHC013-02 | DEER2020 | D20v1 | 2020-11-09 | Cap-Tons | 1 |  | None | 124 | 0.0213 | 0 | 85.2 | 0.0473 | 0 | [6 empty] | DEER:HVAC_Split-Package_AC | Annual
Any | NE-HVAC-airHP-SpltPkg-240to759kBtuh-10p8eer-3p2cop | OfS | Ex | CZ05 | cDXHP | SWHC013-02 | DEER2020 | D20v1 | 2020-11-09 | Cap-Tons | 1 |  | None | 112 | 0.0205 | 0 | 43.2 | 0.0219 | 0 | [6 empty] | DEER:HVAC_Split-Package_AC | Annual
Any | NE-HVAC-airHP-SpltPkg-240to759kBtuh-10p8eer-3p2cop | OfS | Ex | CZ06 | cDXHP | SWHC013-02 | DEER2020 | D20v1 | 2020-11-09 | Cap-Tons | 1 |  | None | 128 | 0.0281 | 0 | 84.3 | 0.0341 | 0 | [6 empty] | DEER:HVAC_Split-Package_AC | Annual
Any | NE-HVAC-airHP-SpltPkg-240to759kBtuh-10p8eer-3p2cop | OfS | Ex | CZ07 | cDXHP | SWHC013-02 | DEER2020 | D20v1 | 2020-11-09 | Cap-Tons | 1 |  | None | 102 | 0.0287 | 0 | 71.9 | 0.0291 | 0 | [6 empty] | DEER:HVAC_Split-Package_AC | Annual
Any | NE-HVAC-airHP-SpltPkg-240to759kBtuh-10p8eer-3p2cop | OfS | Ex | CZ08 | cDXHP | SWHC013-02 | DEER2020 | D20v1 | 2020-11-09 | Cap-Tons | 1 |  | None | 122 | 0.0238 | 0 | 110 | 0.0391 | 0 | [6 empty] | DEER:HVAC_Split-Package_AC | Annual
Any | NE-HVAC-airHP-SpltPkg-240to759kBtuh-10p8eer-3p2cop | OfS | Ex | CZ09 | cDXHP | SWHC013-02 | DEER2020 | D20v1 | 2020-11-09 | Cap-Tons | 1 |  | None | 159 | 0.0275 | 0 | 101 | 0.05 | 0 | [6 empty] | DEER:HVAC_Split-Package_AC | Annual
Any | NE-HVAC-airHP-SpltPkg-240to759kBtuh-10p8eer-3p2cop | OfS | Ex | CZ10 | cDXHP | SWHC013-02 | DEER2020 | D20v1 | 2020-11-09 | Cap-Tons | 1 |  | None | 152 | 0.0218 | 0 | 120 | 0.0551 | 0 | [6 empty] | DEER:HVAC_Split-Package_AC | Annual
Any | NE-HVAC-airHP-SpltPkg-240to759kBtuh-10p8eer-3p2cop | OfS | Ex | CZ11 | cDXHP | SWHC013-02 | DEER2020 | D20v1 | 2020-11-09 | Cap-Tons | 1 |  | None | 176 | 0.0243 | 0 | 114 | 0.0626 | 0 | [6 empty] | DEER:HVAC_Split-Package_AC | Annual
Any | NE-HVAC-airHP-SpltPkg-240to759kBtuh-10p8eer-3p2cop | OfS | Ex | CZ12 | cDXHP | SWHC013-02 | DEER2020 | D20v1 | 2020-11-09 | Cap-Tons | 1 |  | None | 161 | 0.0213 | 0 | 96.7 | 0.0587 | 0 | [6 empty] | DEER:HVAC_Split-Package_AC | Annual
Any | NE-HVAC-airHP-SpltPkg-240to759kBtuh-10p8eer-3p2cop | OfS | Ex | CZ13 | cDXHP | SWHC013-02 | DEER2020 | D20v1 | 2020-11-09 | Cap-Tons | 1 |  | None | 176 | 0.0287 | 0 | 118 | 0.0525 | 0 | [6 empty] | DEER:HVAC_Split-Package_AC | Annual
Any | NE-HVAC-airHP-SpltPkg-240to759kBtuh-10p8eer-3p2cop | OfS | Ex | CZ14 | cDXHP | SWHC013-02 | DEER2020 | D20v1 | 2020-11-09 | Cap-Tons | 1 |  | None | 181 | 0.0272 | 0 | 118 | 0.0505 | 0 | [6 empty] | DEER:HVAC_Split-Package_AC | Annual
Any | NE-HVAC-airHP-SpltPkg-240to759kBtuh-10p8eer-3p2cop | OfS | Ex | CZ15 | cDXHP | SWHC013-02 | DEER2020 | D20v1 | 2020-11-09 | Cap-Tons | 1 |  | None | 197 | 0.033 | 0 | 182 | 0.0537 | 0 | [6 empty] | DEER:HVAC_Split-Package_AC | Annual
Any | NE-HVAC-airHP-SpltPkg-240to759kBtuh-10p8eer-3p2cop | OfS | Ex | CZ16 | cDXHP | SWHC013-02 | DEER2020 | D20v1 | 2020-11-09 | Cap-Tons | 1 |  | None | 203 | 0.0275 | 0 | 53.3 | 0.0341 | 0 | [6 empty] | DEER:HVAC_Split-Package_AC | Annual
Any | NE-HVAC-airHP-SpltPkg-240to759kBtuh-10p8eer-3p2cop | OfS | New | CZ01 | cDXHP | SWHC013-02 | DEER2020 | D20v1 | 2020-11-09 | Cap-Tons | 1 |  | None | -84.5 | -0.0158 | 0 | 12.6 | 0.0114 | 0 | [6 empty] | DEER:HVAC_Split-Package_AC | Annual
Any | NE-HVAC-airHP-SpltPkg-240to759kBtuh-10p8eer-3p2cop | OfS | New | CZ02 | cDXHP | SWHC013-02 | DEER2020 | D20v1 | 2020-11-09 | Cap-Tons | 1 |  | None | -112 | -0.0233 | 0 | 73.5 | 0.0505 | 0 | [6 empty] | DEER:HVAC_Split-Package_AC | Annual
Any | NE-HVAC-airHP-SpltPkg-240to759kBtuh-10p8eer-3p2cop | OfS | New | CZ03 | cDXHP | SWHC013-02 | DEER2020 | D20v1 | 2020-11-09 | Cap-Tons | 1 |  | None | -105 | -0.0142 | 0 | 38.1 | 0.0287 | 0 | [6 empty] | DEER:HVAC_Split-Package_AC | Annual
Any | NE-HVAC-airHP-SpltPkg-240to759kBtuh-10p8eer-3p2cop | OfS | New | CZ04 | cDXHP | SWHC013-02 | DEER2020 | D20v1 | 2020-11-09 | Cap-Tons | 1 |  | None | -116 | -0.0188 | 0 | 78.5 | 0.0429 | 0 | [6 empty] | DEER:HVAC_Split-Package_AC | Annual
Any | NE-HVAC-airHP-SpltPkg-240to759kBtuh-10p8eer-3p2cop | OfS | New | CZ05 | cDXHP | SWHC013-02 | DEER2020 | D20v1 | 2020-11-09 | Cap-Tons | 1 |  | None | -105 | -0.0147 | 0 | 42.8 | 0.0218 | 0 | [6 empty] | DEER:HVAC_Split-Package_AC | Annual
Any | NE-HVAC-airHP-SpltPkg-240to759kBtuh-10p8eer-3p2cop | OfS | New | CZ06 | cDXHP | SWHC013-02 | DEER2020 | D20v1 | 2020-11-09 | Cap-Tons | 1 |  | None | -102 | -0.0111 | 0 | 84.3 | 0.0337 | 0 | [6 empty] | DEER:HVAC_Split-Package_AC | Annual
Any | NE-HVAC-airHP-SpltPkg-240to759kBtuh-10p8eer-3p2cop | OfS | New | CZ07 | cDXHP | SWHC013-02 | DEER2020 | D20v1 | 2020-11-09 | Cap-Tons | 1 |  | None | -111 | -0.0114 | 0 | 72.3 | 0.0294 | 0 | [6 empty] | DEER:HVAC_Split-Package_AC | Annual
Any | NE-HVAC-airHP-SpltPkg-240to759kBtuh-10p8eer-3p2cop | OfS | New | CZ08 | cDXHP | SWHC013-02 | DEER2020 | D20v1 | 2020-11-09 | Cap-Tons | 1 |  | None | -112 | -0.0152 | 0 | 102 | 0.0369 | 0 | [6 empty] | DEER:HVAC_Split-Package_AC | Annual
Any | NE-HVAC-airHP-SpltPkg-240to759kBtuh-10p8eer-3p2cop | OfS | New | CZ09 | cDXHP | SWHC013-02 | DEER2020 | D20v1 | 2020-11-09 | Cap-Tons | 1 |  | None | -104 | -0.0138 | 0 | 92.6 | 0.0452 | 0 | [6 empty] | DEER:HVAC_Split-Package_AC | Annual
Any | NE-HVAC-airHP-SpltPkg-240to759kBtuh-10p8eer-3p2cop | OfS | New | CZ10 | cDXHP | SWHC013-02 | DEER2020 | D20v1 | 2020-11-09 | Cap-Tons | 1 |  | None | -116 | -0.0213 | 0 | 108 | 0.0506 | 0 | [6 empty] | DEER:HVAC_Split-Package_AC | Annual
Any | NE-HVAC-airHP-SpltPkg-240to759kBtuh-10p8eer-3p2cop | OfS | New | CZ11 | cDXHP | SWHC013-02 | DEER2020 | D20v1 | 2020-11-09 | Cap-Tons | 1 |  | None | -117 | -0.0194 | 0 | 101 | 0.0533 | 0 | [6 empty] | DEER:HVAC_Split-Package_AC | Annual
Any | NE-HVAC-airHP-SpltPkg-240to759kBtuh-10p8eer-3p2cop | OfS | New | CZ12 | cDXHP | SWHC013-02 | DEER2020 | D20v1 | 2020-11-09 | Cap-Tons | 1 |  | None | -114 | -0.0223 | 0 | 86 | 0.0516 | 0 | [6 empty] | DEER:HVAC_Split-Package_AC | Annual
Any | NE-HVAC-airHP-SpltPkg-240to759kBtuh-10p8eer-3p2cop | OfS | New | CZ13 | cDXHP | SWHC013-02 | DEER2020 | D20v1 | 2020-11-09 | Cap-Tons | 1 |  | None | -117 | -0.018 | 0 | 105 | 0.0462 | 0 | [6 empty] | DEER:HVAC_Split-Package_AC | Annual
Any | NE-HVAC-airHP-SpltPkg-240to759kBtuh-10p8eer-3p2cop | OfS | New | CZ14 | cDXHP | SWHC013-02 | DEER2020 | D20v1 | 2020-11-09 | Cap-Tons | 1 |  | None | -117 | -0.0228 | 0 | 106 | 0.0453 | 0 | [6 empty] | DEER:HVAC_Split-Package_AC | Annual
Any | NE-HVAC-airHP-SpltPkg-240to759kBtuh-10p8eer-3p2cop | OfS | New | CZ15 | cDXHP | SWHC013-02 | DEER2020 | D20v1 | 2020-11-09 | Cap-Tons | 1 |  | None | -122 | -0.0188 | 0 | 165 | 0.0471 | 0 | [6 empty] | DEER:HVAC_Split-Package_AC | Annual
Any | NE-HVAC-airHP-SpltPkg-240to759kBtuh-10p8eer-3p2cop | OfS | New | CZ16 | cDXHP | SWHC013-02 | DEER2020 | D20v1 | 2020-11-09 | Cap-Tons | 1 |  | None | -94.6 | -0.0155 | 0 | 50.9 | 0.0317 | 0 | [6 empty] | DEER:HVAC_Split-Package_AC | Annual
Any | NE-HVAC-airHP-SpltPkg-240to759kBtuh-10p8eer-3p2cop | RFF | Ex | CZ01 | cDXHP | SWHC013-02 | DEER2020 | D20v1 | 2020-11-09 | Cap-Tons | 1 |  | None | 301 | 0.029 | 0 | 4.16 | 0.0116 | 0 | [6 empty] | DEER:HVAC_Split-Package_AC | Annual
Any | NE-HVAC-airHP-SpltPkg-240to759kBtuh-10p8eer-3p2cop | RFF | Ex | CZ02 | cDXHP | SWHC013-02 | DEER2020 | D20v1 | 2020-11-09 | Cap-Tons | 1 |  | None | -0.503 | 0.0218 | 0 | 78.8 | 0.119 | 0 | [6 empty] | DEER:HVAC_Split-Package_AC | Annual
Any | NE-HVAC-airHP-SpltPkg-240to759kBtuh-10p8eer-3p2cop | RFF | Ex | CZ03 | cDXHP | SWHC013-02 | DEER2020 | D20v1 | 2020-11-09 | Cap-Tons | 1 |  | None | 244 | 0.0656 | 0 | 19.4 | 0.0466 | 0 | [6 empty] | DEER:HVAC_Split-Package_AC | Annual
Any | NE-HVAC-airHP-SpltPkg-240to759kBtuh-10p8eer-3p2cop | RFF | Ex | CZ04 | cDXHP | SWHC013-02 | DEER2020 | D20v1 | 2020-11-09 | Cap-Tons | 1 |  | None | -31 | 0.0293 | 0 | 81.4 | 0.0981 | 0 | [6 empty] | DEER:HVAC_Split-Package_AC | Annual
Any | NE-HVAC-airHP-SpltPkg-240to759kBtuh-10p8eer-3p2cop | RFF | Ex | CZ05 | cDXHP | SWHC013-02 | DEER2020 | D20v1 | 2020-11-09 | Cap-Tons | 1 |  | None | -40.5 | -0.018 | 0 | 21.4 | 0.0266 | 0 | [6 empty] | DEER:HVAC_Split-Package_AC | Annual
Any | NE-HVAC-airHP-SpltPkg-240to759kBtuh-10p8eer-3p2cop | RFF | Ex | CZ06 | cDXHP | SWHC013-02 | DEER2020 | D20v1 | 2020-11-09 | Cap-Tons | 1 |  | None | 237 | 0.0575 | 0 | 58.5 | 0.0756 | 0 | [6 empty] | DEER:HVAC_Split-Package_AC | Annual
Any | NE-HVAC-airHP-SpltPkg-240to759kBtuh-10p8eer-3p2cop | RFF | Ex | CZ07 | cDXHP | SWHC013-02 | DEER2020 | D20v1 | 2020-11-09 | Cap-Tons | 1 |  | None | -116 | -0.00258 | 0 | 46.7 | 0.0502 | 0 | [6 empty] | DEER:HVAC_Split-Package_AC | Annual
Any | NE-HVAC-airHP-SpltPkg-240to759kBtuh-10p8eer-3p2cop | RFF | Ex | CZ08 | cDXHP | SWHC013-02 | DEER2020 | D20v1 | 2020-11-09 | Cap-Tons | 1 |  | None | -29.4 | 0.0386 | 0 | 134 | 0.0902 | 0 | [6 empty] | DEER:HVAC_Split-Package_AC | Annual
Any | NE-HVAC-airHP-SpltPkg-240to759kBtuh-10p8eer-3p2cop | RFF | Ex | CZ09 | cDXHP | SWHC013-02 | DEER2020 | D20v1 | 2020-11-09 | Cap-Tons | 1 |  | None | 26.7 | 0.0549 | 0 | 129 | 0.131 | 0 | [6 empty] | DEER:HVAC_Split-Package_AC | Annual
Any | NE-HVAC-airHP-SpltPkg-240to759kBtuh-10p8eer-3p2cop | RFF | Ex | CZ10 | cDXHP | SWHC013-02 | DEER2020 | D20v1 | 2020-11-09 | Cap-Tons | 1 |  | None | 61.1 | 0.0519 | 0 | 167 | 0.141 | 0 | [6 empty] | DEER:HVAC_Split-Package_AC | Annual
Any | NE-HVAC-airHP-SpltPkg-240to759kBtuh-10p8eer-3p2cop | RFF | Ex | CZ11 | cDXHP | SWHC013-02 | DEER2020 | D20v1 | 2020-11-09 | Cap-Tons | 1 |  | None | 74.4 | 0.00048 | 0 | 182 | 0.162 | 0 | [6 empty] | DEER:HVAC_Split-Package_AC | Annual
Any | NE-HVAC-airHP-SpltPkg-240to759kBtuh-10p8eer-3p2cop | RFF | Ex | CZ12 | cDXHP | SWHC013-02 | DEER2020 | D20v1 | 2020-11-09 | Cap-Tons | 1 |  | None | 41.4 | 0.0353 | 0 | 126 | 0.146 | 0 | [6 empty] | DEER:HVAC_Split-Package_AC | Annual
Any | NE-HVAC-airHP-SpltPkg-240to759kBtuh-10p8eer-3p2cop | RFF | Ex | CZ13 | cDXHP | SWHC013-02 | DEER2020 | D20v1 | 2020-11-09 | Cap-Tons | 1 |  | None | 79.6 | 0.0423 | 0 | 188 | 0.146 | 0 | [6 empty] | DEER:HVAC_Split-Package_AC | Annual
Any | NE-HVAC-airHP-SpltPkg-240to759kBtuh-10p8eer-3p2cop | RFF | Ex | CZ14 | cDXHP | SWHC013-02 | DEER2020 | D20v1 | 2020-11-09 | Cap-Tons | 1 |  | None | 86.8 | 0.025 | 0 | 180 | 0.128 | 0 | [6 empty] | DEER:HVAC_Split-Package_AC | Annual
Any | NE-HVAC-airHP-SpltPkg-240to759kBtuh-10p8eer-3p2cop | RFF | Ex | CZ15 | cDXHP | SWHC013-02 | DEER2020 | D20v1 | 2020-11-09 | Cap-Tons | 1 |  | None | 436 | 0.0922 | 0 | 288 | 0.137 | 0 | [6 empty] | DEER:HVAC_Split-Package_AC | Annual
Any | NE-HVAC-airHP-SpltPkg-240to759kBtuh-10p8eer-3p2cop | RFF | Ex | CZ16 | cDXHP | SWHC013-02 | DEER2020 | D20v1 | 2020-11-09 | Cap-Tons | 1 |  | None | 385 | 0.0895 | 0 | 41 | 0.0622 | 0 | [6 empty] | DEER:HVAC_Split-Package_AC | Annual
Any | NE-HVAC-airHP-SpltPkg-240to759kBtuh-10p8eer-3p2cop | RFF | New | CZ01 | cDXHP | SWHC013-02 | DEER2020 | D20v1 | 2020-11-09 | Cap-Tons | 1 |  | None | 15300 | 1.66 | 702 | 8.51 | 0.021 | 0 | [6 empty] | DEER:HVAC_Split-Package_AC | Annual
Any | NE-HVAC-airHP-SpltPkg-240to759kBtuh-10p8eer-3p2cop | RFF | New | CZ02 | cDXHP | SWHC013-02 | DEER2020 | D20v1 | 2020-11-09 | Cap-Tons | 1 |  | None | 12300 | 2.01 | 640 | 114 | 0.141 | 0 | [6 empty] | DEER:HVAC_Split-Package_AC | Annual
Any | NE-HVAC-airHP-SpltPkg-240to759kBtuh-10p8eer-3p2cop | RFF | New | CZ03 | cDXHP | SWHC013-02 | DEER2020 | D20v1 | 2020-11-09 | Cap-Tons | 1 |  | None | 11700 | 1.48 | 614 | 48.6 | 0.0675 | 0 | [6 empty] | DEER:HVAC_Split-Package_AC | Annual
Any | NE-HVAC-airHP-SpltPkg-240to759kBtuh-10p8eer-3p2cop | RFF | New | CZ04 | cDXHP | SWHC013-02 | DEER2020 | D20v1 | 2020-11-09 | Cap-Tons | 1 |  | None | 11500 | 1.86 | 631 | 127 | 0.122 | 0 | [6 empty] | DEER:HVAC_Split-Package_AC | Annual
Any | NE-HVAC-airHP-SpltPkg-240to759kBtuh-10p8eer-3p2cop | RFF | New | CZ05 | cDXHP | SWHC013-02 | DEER2020 | D20v1 | 2020-11-09 | Cap-Tons | 1 |  | None | 12800 | 1.39 | 653 | 47.1 | 0.0438 | 0 | [6 empty] | DEER:HVAC_Split-Package_AC | Annual
Any | NE-HVAC-airHP-SpltPkg-240to759kBtuh-10p8eer-3p2cop | RFF | New | CZ06 | cDXHP | SWHC013-02 | DEER2020 | D20v1 | 2020-11-09 | Cap-Tons | 1 |  | None | 9760 | 1.58 | 564 | 122 | 0.0954 | 0 | [6 empty] | DEER:HVAC_Split-Package_AC | Annual
Any | NE-HVAC-airHP-SpltPkg-240to759kBtuh-10p8eer-3p2cop | RFF | New | CZ07 | cDXHP | SWHC013-02 | DEER2020 | D20v1 | 2020-11-09 | Cap-Tons | 1 |  | None | 9740 | 1.36 | 582 | 114 | 0.0741 | 0 | [6 empty] | DEER:HVAC_Split-Package_AC | Annual
Any | NE-HVAC-airHP-SpltPkg-240to759kBtuh-10p8eer-3p2cop | RFF | New | CZ08 | cDXHP | SWHC013-02 | DEER2020 | D20v1 | 2020-11-09 | Cap-Tons | 1 |  | None | 8790 | 1.4 | 604 | 181 | 0.109 | 0 | [6 empty] | DEER:HVAC_Split-Package_AC | Annual
Any | NE-HVAC-airHP-SpltPkg-240to759kBtuh-10p8eer-3p2cop | RFF | New | CZ09 | cDXHP | SWHC013-02 | DEER2020 | D20v1 | 2020-11-09 | Cap-Tons | 1 |  | None | 7660 | 1.55 | 458 | 150 | 0.125 | 0 | [6 empty] | DEER:HVAC_Split-Package_AC | Annual
Any | NE-HVAC-airHP-SpltPkg-240to759kBtuh-10p8eer-3p2cop | RFF | New | CZ10 | cDXHP | SWHC013-02 | DEER2020 | D20v1 | 2020-11-09 | Cap-Tons | 1 |  | None | 7880 | 1.48 | 499 | 180 | 0.138 | 0 | [6 empty] | DEER:HVAC_Split-Package_AC | Annual
Any | NE-HVAC-airHP-SpltPkg-240to759kBtuh-10p8eer-3p2cop | RFF | New | CZ11 | cDXHP | SWHC013-02 | DEER2020 | D20v1 | 2020-11-09 | Cap-Tons | 1 |  | None | 8330 | 1.66 | 460 | 180 | 0.14 | 0 | [6 empty] | DEER:HVAC_Split-Package_AC | Annual
Any | NE-HVAC-airHP-SpltPkg-240to759kBtuh-10p8eer-3p2cop | RFF | New | CZ12 | cDXHP | SWHC013-02 | DEER2020 | D20v1 | 2020-11-09 | Cap-Tons | 1 |  | None | 9560 | 1.84 | 510 | 148 | 0.145 | 0 | [6 empty] | DEER:HVAC_Split-Package_AC | Annual
Any | NE-HVAC-airHP-SpltPkg-240to759kBtuh-10p8eer-3p2cop | RFF | New | CZ13 | cDXHP | SWHC013-02 | DEER2020 | D20v1 | 2020-11-09 | Cap-Tons | 1 |  | None | 8180 | 1.55 | 455 | 194 | 0.132 | 0 | [6 empty] | DEER:HVAC_Split-Package_AC | Annual
Any | NE-HVAC-airHP-SpltPkg-240to759kBtuh-10p8eer-3p2cop | RFF | New | CZ14 | cDXHP | SWHC013-02 | DEER2020 | D20v1 | 2020-11-09 | Cap-Tons | 1 |  | None | 8940 | 1.52 | 464 | 180 | 0.119 | 0 | [6 empty] | DEER:HVAC_Split-Package_AC | Annual
Any | NE-HVAC-airHP-SpltPkg-240to759kBtuh-10p8eer-3p2cop | RFF | New | CZ15 | cDXHP | SWHC013-02 | DEER2020 | D20v1 | 2020-11-09 | Cap-Tons | 1 |  | None | 6830 | 1.51 | 345 | 293 | 0.128 | 0 | [6 empty] | DEER:HVAC_Split-Package_AC | Annual
Any | NE-HVAC-airHP-SpltPkg-240to759kBtuh-10p8eer-3p2cop | RFF | New | CZ16 | cDXHP | SWHC013-02 | DEER2020 | D20v1 | 2020-11-09 | Cap-Tons | 1 |  | None | 14400 | 1.52 | 585 | 76.6 | 0.0813 | 0 | [6 empty] | DEER:HVAC_Split-Package_AC | Annual
Any | NE-HVAC-airHP-SpltPkg-240to759kBtuh-10p8eer-3p2cop | RSD | Ex | CZ01 | cDXHP | SWHC013-02 | DEER2020 | D20v1 | 2020-11-09 | Cap-Tons | 1 |  | None | 6.94 | -0.0171 | 0 | 17.1 | 0.019 | 0 | [6 empty] | DEER:HVAC_Split-Package_AC | Annual
Any | NE-HVAC-airHP-SpltPkg-240to759kBtuh-10p8eer-3p2cop | RSD | Ex | CZ02 | cDXHP | SWHC013-02 | DEER2020 | D20v1 | 2020-11-09 | Cap-Tons | 1 |  | None | 16.4 | 0.0247 | 0 | 149 | 0.145 | 0 | [6 empty] | DEER:HVAC_Split-Package_AC | Annual
Any | NE-HVAC-airHP-SpltPkg-240to759kBtuh-10p8eer-3p2cop | RSD | Ex | CZ03 | cDXHP | SWHC013-02 | DEER2020 | D20v1 | 2020-11-09 | Cap-Tons | 1 |  | None | -61.7 | 0.0243 | 0 | 59.9 | 0.0656 | 0 | [6 empty] | DEER:HVAC_Split-Package_AC | Annual
Any | NE-HVAC-airHP-SpltPkg-240to759kBtuh-10p8eer-3p2cop | RSD | Ex | CZ04 | cDXHP | SWHC013-02 | DEER2020 | D20v1 | 2020-11-09 | Cap-Tons | 1 |  | None | -2.8 | 0.0257 | 0 | 171 | 0.13 | 0 | [6 empty] | DEER:HVAC_Split-Package_AC | Annual
Any | NE-HVAC-airHP-SpltPkg-240to759kBtuh-10p8eer-3p2cop | RSD | Ex | CZ05 | cDXHP | SWHC013-02 | DEER2020 | D20v1 | 2020-11-09 | Cap-Tons | 1 |  | None | -68.5 | -0.00781 | 0 | 59.5 | 0.0411 | 0 | [6 empty] | DEER:HVAC_Split-Package_AC | Annual
Any | NE-HVAC-airHP-SpltPkg-240to759kBtuh-10p8eer-3p2cop | RSD | Ex | CZ06 | cDXHP | SWHC013-02 | DEER2020 | D20v1 | 2020-11-09 | Cap-Tons | 1 |  | None | 178 | 0.0629 | 0 | 124 | 0.0929 | 0 | [6 empty] | DEER:HVAC_Split-Package_AC | Annual
Any | NE-HVAC-airHP-SpltPkg-240to759kBtuh-10p8eer-3p2cop | RSD | Ex | CZ07 | cDXHP | SWHC013-02 | DEER2020 | D20v1 | 2020-11-09 | Cap-Tons | 1 |  | None | -134 | 0.00589 | 0 | 114 | 0.0723 | 0 | [6 empty] | DEER:HVAC_Split-Package_AC | Annual
Any | NE-HVAC-airHP-SpltPkg-240to759kBtuh-10p8eer-3p2cop | RSD | Ex | CZ08 | cDXHP | SWHC013-02 | DEER2020 | D20v1 | 2020-11-09 | Cap-Tons | 1 |  | None | -36 | 0.0224 | 0 | 189 | 0.103 | 0 | [6 empty] | DEER:HVAC_Split-Package_AC | Annual
Any | NE-HVAC-airHP-SpltPkg-240to759kBtuh-10p8eer-3p2cop | RSD | Ex | CZ09 | cDXHP | SWHC013-02 | DEER2020 | D20v1 | 2020-11-09 | Cap-Tons | 1 |  | None | 265 | 0.0863 | 0 | 156 | 0.131 | 0 | [6 empty] | DEER:HVAC_Split-Package_AC | Annual
Any | NE-HVAC-airHP-SpltPkg-240to759kBtuh-10p8eer-3p2cop | RSD | Ex | CZ10 | cDXHP | SWHC013-02 | DEER2020 | D20v1 | 2020-11-09 | Cap-Tons | 1 |  | None | 197 | 0.0791 | 0 | 192 | 0.142 | 0 | [6 empty] | DEER:HVAC_Split-Package_AC | Annual
Any | NE-HVAC-airHP-SpltPkg-240to759kBtuh-10p8eer-3p2cop | RSD | Ex | CZ11 | cDXHP | SWHC013-02 | DEER2020 | D20v1 | 2020-11-09 | Cap-Tons | 1 |  | None | 309 | 0.0419 | 0 | 188 | 0.157 | 0 | [6 empty] | DEER:HVAC_Split-Package_AC | Annual
Any | NE-HVAC-airHP-SpltPkg-240to759kBtuh-10p8eer-3p2cop | RSD | Ex | CZ12 | cDXHP | SWHC013-02 | DEER2020 | D20v1 | 2020-11-09 | Cap-Tons | 1 |  | None | 68.5 | 0.0536 | 0 | 167 | 0.156 | 0 | [6 empty] | DEER:HVAC_Split-Package_AC | Annual
Any | NE-HVAC-airHP-SpltPkg-240to759kBtuh-10p8eer-3p2cop | RSD | Ex | CZ13 | cDXHP | SWHC013-02 | DEER2020 | D20v1 | 2020-11-09 | Cap-Tons | 1 |  | None | 321 | 0.0762 | 0 | 194 | 0.145 | 0 | [6 empty] | DEER:HVAC_Split-Package_AC | Annual
Any | NE-HVAC-airHP-SpltPkg-240to759kBtuh-10p8eer-3p2cop | RSD | Ex | CZ14 | cDXHP | SWHC013-02 | DEER2020 | D20v1 | 2020-11-09 | Cap-Tons | 1 |  | None | 324 | 0.0794 | 0 | 185 | 0.124 | 0 | [6 empty] | DEER:HVAC_Split-Package_AC | Annual
Any | NE-HVAC-airHP-SpltPkg-240to759kBtuh-10p8eer-3p2cop | RSD | Ex | CZ15 | cDXHP | SWHC013-02 | DEER2020 | D20v1 | 2020-11-09 | Cap-Tons | 1 |  | None | 312 | 0.107 | 0 | 282 | 0.131 | 0 | [6 empty] | DEER:HVAC_Split-Package_AC | Annual
Any | NE-HVAC-airHP-SpltPkg-240to759kBtuh-10p8eer-3p2cop | RSD | Ex | CZ16 | cDXHP | SWHC013-02 | DEER2020 | D20v1 | 2020-11-09 | Cap-Tons | 1 |  | None | 342 | 0.0877 | 0 | 69.1 | 0.0771 | 0 | [6 empty] | DEER:HVAC_Split-Package_AC | Annual
Any | NE-HVAC-airHP-SpltPkg-240to759kBtuh-10p8eer-3p2cop | RSD | New | CZ01 | cDXHP | SWHC013-02 | DEER2020 | D20v1 | 2020-11-09 | Cap-Tons | 1 |  | None | 11500 | 1.58 | 758 | 9.63 | 0.0158 | 0 | [6 empty] | DEER:HVAC_Split-Package_AC | Annual
Any | NE-HVAC-airHP-SpltPkg-240to759kBtuh-10p8eer-3p2cop | RSD | New | CZ02 | cDXHP | SWHC013-02 | DEER2020 | D20v1 | 2020-11-09 | Cap-Tons | 1 |  | None | 9350 | 1.79 | 683 | 119 | 0.137 | 0 | [6 empty] | DEER:HVAC_Split-Package_AC | Annual
Any | NE-HVAC-airHP-SpltPkg-240to759kBtuh-10p8eer-3p2cop | RSD | New | CZ03 | cDXHP | SWHC013-02 | DEER2020 | D20v1 | 2020-11-09 | Cap-Tons | 1 |  | None | 10100 | 1.7 | 696 | 54.9 | 0.0682 | 0 | [6 empty] | DEER:HVAC_Split-Package_AC | Annual
Any | NE-HVAC-airHP-SpltPkg-240to759kBtuh-10p8eer-3p2cop | RSD | New | CZ04 | cDXHP | SWHC013-02 | DEER2020 | D20v1 | 2020-11-09 | Cap-Tons | 1 |  | None | 9260 | 1.71 | 681 | 131 | 0.12 | 0 | [6 empty] | DEER:HVAC_Split-Package_AC | Annual
Any | NE-HVAC-airHP-SpltPkg-240to759kBtuh-10p8eer-3p2cop | RSD | New | CZ05 | cDXHP | SWHC013-02 | DEER2020 | D20v1 | 2020-11-09 | Cap-Tons | 1 |  | None | 10300 | 1.56 | 714 | 50.3 | 0.0423 | 0 | [6 empty] | DEER:HVAC_Split-Package_AC | Annual
Any | NE-HVAC-airHP-SpltPkg-240to759kBtuh-10p8eer-3p2cop | RSD | New | CZ06 | cDXHP | SWHC013-02 | DEER2020 | D20v1 | 2020-11-09 | Cap-Tons | 1 |  | None | 9100 | 1.71 | 632 | 130 | 0.0988 | 0 | [6 empty] | DEER:HVAC_Split-Package_AC | Annual
Any | NE-HVAC-airHP-SpltPkg-240to759kBtuh-10p8eer-3p2cop | RSD | New | CZ07 | cDXHP | SWHC013-02 | DEER2020 | D20v1 | 2020-11-09 | Cap-Tons | 1 |  | None | 9120 | 1.58 | 649 | 115 | 0.078 | 0 | [6 empty] | DEER:HVAC_Split-Package_AC | Annual
Any | NE-HVAC-airHP-SpltPkg-240to759kBtuh-10p8eer-3p2cop | RSD | New | CZ08 | cDXHP | SWHC013-02 | DEER2020 | D20v1 | 2020-11-09 | Cap-Tons | 1 |  | None | 8580 | 1.53 | 611 | 165 | 0.0981 | 0 | [6 empty] | DEER:HVAC_Split-Package_AC | Annual
Any | NE-HVAC-airHP-SpltPkg-240to759kBtuh-10p8eer-3p2cop | RSD | New | CZ09 | cDXHP | SWHC013-02 | DEER2020 | D20v1 | 2020-11-09 | Cap-Tons | 1 |  | None | 6980 | 1.62 | 482 | 146 | 0.12 | 0 | [6 empty] | DEER:HVAC_Split-Package_AC | Annual
Any | NE-HVAC-airHP-SpltPkg-240to759kBtuh-10p8eer-3p2cop | RSD | New | CZ10 | cDXHP | SWHC013-02 | DEER2020 | D20v1 | 2020-11-09 | Cap-Tons | 1 |  | None | 7930 | 1.7 | 526 | 175 | 0.131 | 0 | [6 empty] | DEER:HVAC_Split-Package_AC | Annual
Any | NE-HVAC-airHP-SpltPkg-240to759kBtuh-10p8eer-3p2cop | RSD | New | CZ11 | cDXHP | SWHC013-02 | DEER2020 | D20v1 | 2020-11-09 | Cap-Tons | 1 |  | None | 7160 | 1.64 | 463 | 163 | 0.134 | 0 | [6 empty] | DEER:HVAC_Split-Package_AC | Annual
Any | NE-HVAC-airHP-SpltPkg-240to759kBtuh-10p8eer-3p2cop | RSD | New | CZ12 | cDXHP | SWHC013-02 | DEER2020 | D20v1 | 2020-11-09 | Cap-Tons | 1 |  | None | 7920 | 1.7 | 527 | 145 | 0.142 | 0 | [6 empty] | DEER:HVAC_Split-Package_AC | Annual
Any | NE-HVAC-airHP-SpltPkg-240to759kBtuh-10p8eer-3p2cop | RSD | New | CZ13 | cDXHP | SWHC013-02 | DEER2020 | D20v1 | 2020-11-09 | Cap-Tons | 1 |  | None | 7100 | 1.57 | 459 | 173 | 0.128 | 0 | [6 empty] | DEER:HVAC_Split-Package_AC | Annual
Any | NE-HVAC-airHP-SpltPkg-240to759kBtuh-10p8eer-3p2cop | RSD | New | CZ14 | cDXHP | SWHC013-02 | DEER2020 | D20v1 | 2020-11-09 | Cap-Tons | 1 |  | None | 7070 | 1.41 | 457 | 163 | 0.112 | 0 | [6 empty] | DEER:HVAC_Split-Package_AC | Annual
Any | NE-HVAC-airHP-SpltPkg-240to759kBtuh-10p8eer-3p2cop | RSD | New | CZ15 | cDXHP | SWHC013-02 | DEER2020 | D20v1 | 2020-11-09 | Cap-Tons | 1 |  | None | 6000 | 1.31 | 347 | 249 | 0.12 | 0 | [6 empty] | DEER:HVAC_Split-Package_AC | Annual
Any | NE-HVAC-airHP-SpltPkg-240to759kBtuh-10p8eer-3p2cop | RSD | New | CZ16 | cDXHP | SWHC013-02 | DEER2020 | D20v1 | 2020-11-09 | Cap-Tons | 1 |  | None | 11000 | 1.63 | 655 | 73.1 | 0.0827 | 0 | [6 empty] | DEER:HVAC_Split-Package_AC | Annual
Any | NE-HVAC-airHP-SpltPkg-240to759kBtuh-10p8eer-3p2cop | Rt3 | Ex | CZ01 | cDXHP | SWHC013-02 | DEER2020 | D20v1 | 2020-11-09 | Cap-Tons | 1 |  | None | 242 | -0.019 | 0 | 28.9 | 0.0401 | 0 | [6 empty] | DEER:HVAC_Split-Package_AC | Annual
Any | NE-HVAC-airHP-SpltPkg-240to759kBtuh-10p8eer-3p2cop | Rt3 | Ex | CZ02 | cDXHP | SWHC013-02 | DEER2020 | D20v1 | 2020-11-09 | Cap-Tons | 1 |  | None | 217 | 0.032 | 0 | 134 | 0.137 | 0 | [6 empty] | DEER:HVAC_Split-Package_AC | Annual
Any | NE-HVAC-airHP-SpltPkg-240to759kBtuh-10p8eer-3p2cop | Rt3 | Ex | CZ03 | cDXHP | SWHC013-02 | DEER2020 | D20v1 | 2020-11-09 | Cap-Tons | 1 |  | None | 108 | 0.0514 | 0 | 85.7 | 0.0908 | 0 | [6 empty] | DEER:HVAC_Split-Package_AC | Annual
Any | NE-HVAC-airHP-SpltPkg-240to759kBtuh-10p8eer-3p2cop | Rt3 | Ex | CZ04 | cDXHP | SWHC013-02 | DEER2020 | D20v1 | 2020-11-09 | Cap-Tons | 1 |  | None | 176 | 0.0484 | 0 | 145 | 0.122 | 0 | [6 empty] | DEER:HVAC_Split-Package_AC | Annual
Any | NE-HVAC-airHP-SpltPkg-240to759kBtuh-10p8eer-3p2cop | Rt3 | Ex | CZ05 | cDXHP | SWHC013-02 | DEER2020 | D20v1 | 2020-11-09 | Cap-Tons | 1 |  | None | 102 | 0.0291 | 0 | 87.2 | 0.0614 | 0 | [6 empty] | DEER:HVAC_Split-Package_AC | Annual
Any | NE-HVAC-airHP-SpltPkg-240to759kBtuh-10p8eer-3p2cop | Rt3 | Ex | CZ06 | cDXHP | SWHC013-02 | DEER2020 | D20v1 | 2020-11-09 | Cap-Tons | 1 |  | None | 121 | 0.0368 | 0 | 176 | 0.116 | 0 | [6 empty] | DEER:HVAC_Split-Package_AC | Annual
Any | NE-HVAC-airHP-SpltPkg-240to759kBtuh-10p8eer-3p2cop | Rt3 | Ex | CZ07 | cDXHP | SWHC013-02 | DEER2020 | D20v1 | 2020-11-09 | Cap-Tons | 1 |  | None | 36.5 | 0.0463 | 0 | 166 | 0.101 | 0 | [6 empty] | DEER:HVAC_Split-Package_AC | Annual
Any | NE-HVAC-airHP-SpltPkg-240to759kBtuh-10p8eer-3p2cop | Rt3 | Ex | CZ08 | cDXHP | SWHC013-02 | DEER2020 | D20v1 | 2020-11-09 | Cap-Tons | 1 |  | None | 159 | 0.051 | 0 | 185 | 0.109 | 0 | [6 empty] | DEER:HVAC_Split-Package_AC | Annual
Any | NE-HVAC-airHP-SpltPkg-240to759kBtuh-10p8eer-3p2cop | Rt3 | Ex | CZ09 | cDXHP | SWHC013-02 | DEER2020 | D20v1 | 2020-11-09 | Cap-Tons | 1 |  | None | 264 | 0.0769 | 0 | 153 | 0.121 | 0 | [6 empty] | DEER:HVAC_Split-Package_AC | Annual
Any | NE-HVAC-airHP-SpltPkg-240to759kBtuh-10p8eer-3p2cop | Rt3 | Ex | CZ10 | cDXHP | SWHC013-02 | DEER2020 | D20v1 | 2020-11-09 | Cap-Tons | 1 |  | None | 241 | 0.0574 | 0 | 185 | 0.134 | 0 | [6 empty] | DEER:HVAC_Split-Package_AC | Annual
Any | NE-HVAC-airHP-SpltPkg-240to759kBtuh-10p8eer-3p2cop | Rt3 | Ex | CZ11 | cDXHP | SWHC013-02 | DEER2020 | D20v1 | 2020-11-09 | Cap-Tons | 1 |  | None | 304 | 0.0682 | 0 | 172 | 0.136 | 0 | [6 empty] | DEER:HVAC_Split-Package_AC | Annual
Any | NE-HVAC-airHP-SpltPkg-240to759kBtuh-10p8eer-3p2cop | Rt3 | Ex | CZ12 | cDXHP | SWHC013-02 | DEER2020 | D20v1 | 2020-11-09 | Cap-Tons | 1 |  | None | 281 | 0.0556 | 0 | 153 | 0.138 | 0 | [6 empty] | DEER:HVAC_Split-Package_AC | Annual
Any | NE-HVAC-airHP-SpltPkg-240to759kBtuh-10p8eer-3p2cop | Rt3 | Ex | CZ13 | cDXHP | SWHC013-02 | DEER2020 | D20v1 | 2020-11-09 | Cap-Tons | 1 |  | None | 291 | 0.0705 | 0 | 181 | 0.129 | 0 | [6 empty] | DEER:HVAC_Split-Package_AC | Annual
Any | NE-HVAC-airHP-SpltPkg-240to759kBtuh-10p8eer-3p2cop | Rt3 | Ex | CZ14 | cDXHP | SWHC013-02 | DEER2020 | D20v1 | 2020-11-09 | Cap-Tons | 1 |  | None | 312 | 0.075 | 0 | 173 | 0.115 | 0 | [6 empty] | DEER:HVAC_Split-Package_AC | Annual
Any | NE-HVAC-airHP-SpltPkg-240to759kBtuh-10p8eer-3p2cop | Rt3 | Ex | CZ15 | cDXHP | SWHC013-02 | DEER2020 | D20v1 | 2020-11-09 | Cap-Tons | 1 |  | None | 332 | 0.096 | 0 | 259 | 0.124 | 0 | [6 empty] | DEER:HVAC_Split-Package_AC | Annual
Any | NE-HVAC-airHP-SpltPkg-240to759kBtuh-10p8eer-3p2cop | Rt3 | Ex | CZ16 | cDXHP | SWHC013-02 | DEER2020 | D20v1 | 2020-11-09 | Cap-Tons | 1 |  | None | 387 | 0.0456 | 0 | 100 | 0.0978 | 0 | [6 empty] | DEER:HVAC_Split-Package_AC | Annual
Any | NE-HVAC-airHP-SpltPkg-240to759kBtuh-10p8eer-3p2cop | Rt3 | New | CZ01 | cDXHP | SWHC013-02 | DEER2020 | D20v1 | 2020-11-09 | Cap-Tons | 1 |  | None | -142 | -0.0453 | 0 | 23.5 | 0.0357 | 0 | [6 empty] | DEER:HVAC_Split-Package_AC | Annual
Any | NE-HVAC-airHP-SpltPkg-240to759kBtuh-10p8eer-3p2cop | Rt3 | New | CZ02 | cDXHP | SWHC013-02 | DEER2020 | D20v1 | 2020-11-09 | Cap-Tons | 1 |  | None | -162 | -0.0569 | 0 | 114 | 0.126 | 0 | [6 empty] | DEER:HVAC_Split-Package_AC | Annual
Any | NE-HVAC-airHP-SpltPkg-240to759kBtuh-10p8eer-3p2cop | Rt3 | New | CZ03 | cDXHP | SWHC013-02 | DEER2020 | D20v1 | 2020-11-09 | Cap-Tons | 1 |  | None | -172 | -0.0381 | 0 | 74.6 | 0.0879 | 0 | [6 empty] | DEER:HVAC_Split-Package_AC | Annual
Any | NE-HVAC-airHP-SpltPkg-240to759kBtuh-10p8eer-3p2cop | Rt3 | New | CZ04 | cDXHP | SWHC013-02 | DEER2020 | D20v1 | 2020-11-09 | Cap-Tons | 1 |  | None | -168 | -0.0475 | 0 | 124 | 0.114 | 0 | [6 empty] | DEER:HVAC_Split-Package_AC | Annual
Any | NE-HVAC-airHP-SpltPkg-240to759kBtuh-10p8eer-3p2cop | Rt3 | New | CZ05 | cDXHP | SWHC013-02 | DEER2020 | D20v1 | 2020-11-09 | Cap-Tons | 1 |  | None | -173 | -0.0409 | 0 | 74.7 | 0.0577 | 0 | [6 empty] | DEER:HVAC_Split-Package_AC | Annual
Any | NE-HVAC-airHP-SpltPkg-240to759kBtuh-10p8eer-3p2cop | Rt3 | New | CZ06 | cDXHP | SWHC013-02 | DEER2020 | D20v1 | 2020-11-09 | Cap-Tons | 1 |  | None | -162 | -0.0415 | 0 | 160 | 0.114 | 0 | [6 empty] | DEER:HVAC_Split-Package_AC | Annual
Any | NE-HVAC-airHP-SpltPkg-240to759kBtuh-10p8eer-3p2cop | Rt3 | New | CZ07 | cDXHP | SWHC013-02 | DEER2020 | D20v1 | 2020-11-09 | Cap-Tons | 1 |  | None | -185 | -0.034 | 0 | 150 | 0.0985 | 0 | [6 empty] | DEER:HVAC_Split-Package_AC | Annual
Any | NE-HVAC-airHP-SpltPkg-240to759kBtuh-10p8eer-3p2cop | Rt3 | New | CZ08 | cDXHP | SWHC013-02 | DEER2020 | D20v1 | 2020-11-09 | Cap-Tons | 1 |  | None | -158 | -0.0439 | 0 | 166 | 0.104 | 0 | [6 empty] | DEER:HVAC_Split-Package_AC | Annual
Any | NE-HVAC-airHP-SpltPkg-240to759kBtuh-10p8eer-3p2cop | Rt3 | New | CZ09 | cDXHP | SWHC013-02 | DEER2020 | D20v1 | 2020-11-09 | Cap-Tons | 1 |  | None | -137 | -0.0315 | 0 | 137 | 0.115 | 0 | [6 empty] | DEER:HVAC_Split-Package_AC | Annual
Any | NE-HVAC-airHP-SpltPkg-240to759kBtuh-10p8eer-3p2cop | Rt3 | New | CZ10 | cDXHP | SWHC013-02 | DEER2020 | D20v1 | 2020-11-09 | Cap-Tons | 1 |  | None | -157 | -0.0428 | 0 | 164 | 0.125 | 0 | [6 empty] | DEER:HVAC_Split-Package_AC | Annual
Any | NE-HVAC-airHP-SpltPkg-240to759kBtuh-10p8eer-3p2cop | Rt3 | New | CZ11 | cDXHP | SWHC013-02 | DEER2020 | D20v1 | 2020-11-09 | Cap-Tons | 1 |  | None | -156 | -0.0398 | 0 | 154 | 0.122 | 0 | [6 empty] | DEER:HVAC_Split-Package_AC | Annual
Any | NE-HVAC-airHP-SpltPkg-240to759kBtuh-10p8eer-3p2cop | Rt3 | New | CZ12 | cDXHP | SWHC013-02 | DEER2020 | D20v1 | 2020-11-09 | Cap-Tons | 1 |  | None | -157 | -0.0496 | 0 | 135 | 0.125 | 0 | [6 empty] | DEER:HVAC_Split-Package_AC | Annual
Any | NE-HVAC-airHP-SpltPkg-240to759kBtuh-10p8eer-3p2cop | Rt3 | New | CZ13 | cDXHP | SWHC013-02 | DEER2020 | D20v1 | 2020-11-09 | Cap-Tons | 1 |  | None | -161 | -0.0384 | 0 | 163 | 0.117 | 0 | [6 empty] | DEER:HVAC_Split-Package_AC | Annual
Any | NE-HVAC-airHP-SpltPkg-240to759kBtuh-10p8eer-3p2cop | Rt3 | New | CZ14 | cDXHP | SWHC013-02 | DEER2020 | D20v1 | 2020-11-09 | Cap-Tons | 1 |  | None | -162 | -0.0626 | 0 | 158 | 0.106 | 0 | [6 empty] | DEER:HVAC_Split-Package_AC | Annual
Any | NE-HVAC-airHP-SpltPkg-240to759kBtuh-10p8eer-3p2cop | Rt3 | New | CZ15 | cDXHP | SWHC013-02 | DEER2020 | D20v1 | 2020-11-09 | Cap-Tons | 1 |  | None | -164 | -0.0569 | 0 | 239 | 0.116 | 0 | [6 empty] | DEER:HVAC_Split-Package_AC | Annual
Any | NE-HVAC-airHP-SpltPkg-240to759kBtuh-10p8eer-3p2cop | Rt3 | New | CZ16 | cDXHP | SWHC013-02 | DEER2020 | D20v1 | 2020-11-09 | Cap-Tons | 1 |  | None | -157 | -0.054 | 0 | 97.2 | 0.0943 | 0 | [6 empty] | DEER:HVAC_Split-Package_AC | Annual
Any | NE-HVAC-airHP-SpltPkg-240to759kBtuh-10p8eer-3p2cop | RtL | Ex | CZ01 | cDXHP | SWHC013-02 | DEER2020 | D20v1 | 2020-11-09 | Cap-Tons | 1 |  | None | 268 | -0.004 | 0 | 48.7 | 0.0428 | 0 | [6 empty] | DEER:HVAC_Split-Package_AC | Annual
Any | NE-HVAC-airHP-SpltPkg-240to759kBtuh-10p8eer-3p2cop | RtL | Ex | CZ02 | cDXHP | SWHC013-02 | DEER2020 | D20v1 | 2020-11-09 | Cap-Tons | 1 |  | None | 286 | 0.0566 | 0 | 146 | 0.135 | 0 | [6 empty] | DEER:HVAC_Split-Package_AC | Annual
Any | NE-HVAC-airHP-SpltPkg-240to759kBtuh-10p8eer-3p2cop | RtL | Ex | CZ03 | cDXHP | SWHC013-02 | DEER2020 | D20v1 | 2020-11-09 | Cap-Tons | 1 |  | None | 122 | 0.0583 | 0 | 111 | 0.0912 | 0 | [6 empty] | DEER:HVAC_Split-Package_AC | Annual
Any | NE-HVAC-airHP-SpltPkg-240to759kBtuh-10p8eer-3p2cop | RtL | Ex | CZ04 | cDXHP | SWHC013-02 | DEER2020 | D20v1 | 2020-11-09 | Cap-Tons | 1 |  | None | 215 | 0.0668 | 0 | 167 | 0.123 | 0 | [6 empty] | DEER:HVAC_Split-Package_AC | Annual
Any | NE-HVAC-airHP-SpltPkg-240to759kBtuh-10p8eer-3p2cop | RtL | Ex | CZ05 | cDXHP | SWHC013-02 | DEER2020 | D20v1 | 2020-11-09 | Cap-Tons | 1 |  | None | 142 | 0.0396 | 0 | 111 | 0.0603 | 0 | [6 empty] | DEER:HVAC_Split-Package_AC | Annual
Any | NE-HVAC-airHP-SpltPkg-240to759kBtuh-10p8eer-3p2cop | RtL | Ex | CZ06 | cDXHP | SWHC013-02 | DEER2020 | D20v1 | 2020-11-09 | Cap-Tons | 1 |  | None | 142 | 0.0521 | 0 | 207 | 0.117 | 0 | [6 empty] | DEER:HVAC_Split-Package_AC | Annual
Any | NE-HVAC-airHP-SpltPkg-240to759kBtuh-10p8eer-3p2cop | RtL | Ex | CZ07 | cDXHP | SWHC013-02 | DEER2020 | D20v1 | 2020-11-09 | Cap-Tons | 1 |  | None | 64.3 | 0.0491 | 0 | 194 | 0.0998 | 0 | [6 empty] | DEER:HVAC_Split-Package_AC | Annual
Any | NE-HVAC-airHP-SpltPkg-240to759kBtuh-10p8eer-3p2cop | RtL | Ex | CZ08 | cDXHP | SWHC013-02 | DEER2020 | D20v1 | 2020-11-09 | Cap-Tons | 1 |  | None | 220 | 0.0786 | 0 | 196 | 0.103 | 0 | [6 empty] | DEER:HVAC_Split-Package_AC | Annual
Any | NE-HVAC-airHP-SpltPkg-240to759kBtuh-10p8eer-3p2cop | RtL | Ex | CZ09 | cDXHP | SWHC013-02 | DEER2020 | D20v1 | 2020-11-09 | Cap-Tons | 1 |  | None | 331 | 0.099 | 0 | 164 | 0.12 | 0 | [6 empty] | DEER:HVAC_Split-Package_AC | Annual
Any | NE-HVAC-airHP-SpltPkg-240to759kBtuh-10p8eer-3p2cop | RtL | Ex | CZ10 | cDXHP | SWHC013-02 | DEER2020 | D20v1 | 2020-11-09 | Cap-Tons | 1 |  | None | 320 | 0.0789 | 0 | 197 | 0.132 | 0 | [6 empty] | DEER:HVAC_Split-Package_AC | Annual
Any | NE-HVAC-airHP-SpltPkg-240to759kBtuh-10p8eer-3p2cop | RtL | Ex | CZ11 | cDXHP | SWHC013-02 | DEER2020 | D20v1 | 2020-11-09 | Cap-Tons | 1 |  | None | 413 | 0.0809 | 0 | 185 | 0.142 | 0 | [6 empty] | DEER:HVAC_Split-Package_AC | Annual
Any | NE-HVAC-airHP-SpltPkg-240to759kBtuh-10p8eer-3p2cop | RtL | Ex | CZ12 | cDXHP | SWHC013-02 | DEER2020 | D20v1 | 2020-11-09 | Cap-Tons | 1 |  | None | 366 | 0.0663 | 0 | 165 | 0.141 | 0 | [6 empty] | DEER:HVAC_Split-Package_AC | Annual
Any | NE-HVAC-airHP-SpltPkg-240to759kBtuh-10p8eer-3p2cop | RtL | Ex | CZ13 | cDXHP | SWHC013-02 | DEER2020 | D20v1 | 2020-11-09 | Cap-Tons | 1 |  | None | 396 | 0.0809 | 0 | 194 | 0.131 | 0 | [6 empty] | DEER:HVAC_Split-Package_AC | Annual
Any | NE-HVAC-airHP-SpltPkg-240to759kBtuh-10p8eer-3p2cop | RtL | Ex | CZ14 | cDXHP | SWHC013-02 | DEER2020 | D20v1 | 2020-11-09 | Cap-Tons | 1 |  | None | 427 | 0.0973 | 0 | 184 | 0.116 | 0 | [6 empty] | DEER:HVAC_Split-Package_AC | Annual
Any | NE-HVAC-airHP-SpltPkg-240to759kBtuh-10p8eer-3p2cop | RtL | Ex | CZ15 | cDXHP | SWHC013-02 | DEER2020 | D20v1 | 2020-11-09 | Cap-Tons | 1 |  | None | 446 | 0.107 | 0 | 271 | 0.125 | 0 | [6 empty] | DEER:HVAC_Split-Package_AC | Annual
Any | NE-HVAC-airHP-SpltPkg-240to759kBtuh-10p8eer-3p2cop | RtL | Ex | CZ16 | cDXHP | SWHC013-02 | DEER2020 | D20v1 | 2020-11-09 | Cap-Tons | 1 |  | None | 590 | 0.0687 | 0 | 109 | 0.0991 | 0 | [6 empty] | DEER:HVAC_Split-Package_AC | Annual
Any | NE-HVAC-airHP-SpltPkg-240to759kBtuh-10p8eer-3p2cop | RtL | New | CZ01 | cDXHP | SWHC013-02 | DEER2020 | D20v1 | 2020-11-09 | Cap-Tons | 1 |  | None | -161 | -0.0396 | 0 | 48.4 | 0.043 | 0 | [6 empty] | DEER:HVAC_Split-Package_AC | Annual
Any | NE-HVAC-airHP-SpltPkg-240to759kBtuh-10p8eer-3p2cop | RtL | New | CZ02 | cDXHP | SWHC013-02 | DEER2020 | D20v1 | 2020-11-09 | Cap-Tons | 1 |  | None | -164 | -0.0599 | 0 | 133 | 0.13 | 0 | [6 empty] | DEER:HVAC_Split-Package_AC | Annual
Any | NE-HVAC-airHP-SpltPkg-240to759kBtuh-10p8eer-3p2cop | RtL | New | CZ03 | cDXHP | SWHC013-02 | DEER2020 | D20v1 | 2020-11-09 | Cap-Tons | 1 |  | None | -187 | -0.0407 | 0 | 109 | 0.0908 | 0 | [6 empty] | DEER:HVAC_Split-Package_AC | Annual
Any | NE-HVAC-airHP-SpltPkg-240to759kBtuh-10p8eer-3p2cop | RtL | New | CZ04 | cDXHP | SWHC013-02 | DEER2020 | D20v1 | 2020-11-09 | Cap-Tons | 1 |  | None | -174 | -0.0513 | 0 | 151 | 0.118 | 0 | [6 empty] | DEER:HVAC_Split-Package_AC | Annual
Any | NE-HVAC-airHP-SpltPkg-240to759kBtuh-10p8eer-3p2cop | RtL | New | CZ05 | cDXHP | SWHC013-02 | DEER2020 | D20v1 | 2020-11-09 | Cap-Tons | 1 |  | None | -182 | -0.0327 | 0 | 109 | 0.0602 | 0 | [6 empty] | DEER:HVAC_Split-Package_AC | Annual
Any | NE-HVAC-airHP-SpltPkg-240to759kBtuh-10p8eer-3p2cop | RtL | New | CZ06 | cDXHP | SWHC013-02 | DEER2020 | D20v1 | 2020-11-09 | Cap-Tons | 1 |  | None | -185 | -0.0365 | 0 | 205 | 0.119 | 0 | [6 empty] | DEER:HVAC_Split-Package_AC | Annual
Any | NE-HVAC-airHP-SpltPkg-240to759kBtuh-10p8eer-3p2cop | RtL | New | CZ07 | cDXHP | SWHC013-02 | DEER2020 | D20v1 | 2020-11-09 | Cap-Tons | 1 |  | None | -203 | -0.0474 | 0 | 192 | 0.102 | 0 | [6 empty] | DEER:HVAC_Split-Package_AC | Annual
Any | NE-HVAC-airHP-SpltPkg-240to759kBtuh-10p8eer-3p2cop | RtL | New | CZ08 | cDXHP | SWHC013-02 | DEER2020 | D20v1 | 2020-11-09 | Cap-Tons | 1 |  | None | -161 | -0.0421 | 0 | 188 | 0.102 | 0 | [6 empty] | DEER:HVAC_Split-Package_AC | Annual
Any | NE-HVAC-airHP-SpltPkg-240to759kBtuh-10p8eer-3p2cop | RtL | New | CZ09 | cDXHP | SWHC013-02 | DEER2020 | D20v1 | 2020-11-09 | Cap-Tons | 1 |  | None | -131 | -0.0306 | 0 | 157 | 0.119 | 0 | [6 empty] | DEER:HVAC_Split-Package_AC | Annual
Any | NE-HVAC-airHP-SpltPkg-240to759kBtuh-10p8eer-3p2cop | RtL | New | CZ10 | cDXHP | SWHC013-02 | DEER2020 | D20v1 | 2020-11-09 | Cap-Tons | 1 |  | None | -154 | -0.0551 | 0 | 186 | 0.129 | 0 | [6 empty] | DEER:HVAC_Split-Package_AC | Annual
Any | NE-HVAC-airHP-SpltPkg-240to759kBtuh-10p8eer-3p2cop | RtL | New | CZ11 | cDXHP | SWHC013-02 | DEER2020 | D20v1 | 2020-11-09 | Cap-Tons | 1 |  | None | -147 | -0.0531 | 0 | 175 | 0.137 | 0 | [6 empty] | DEER:HVAC_Split-Package_AC | Annual
Any | NE-HVAC-airHP-SpltPkg-240to759kBtuh-10p8eer-3p2cop | RtL | New | CZ12 | cDXHP | SWHC013-02 | DEER2020 | D20v1 | 2020-11-09 | Cap-Tons | 1 |  | None | -159 | -0.0712 | 0 | 155 | 0.136 | 0 | [6 empty] | DEER:HVAC_Split-Package_AC | Annual
Any | NE-HVAC-airHP-SpltPkg-240to759kBtuh-10p8eer-3p2cop | RtL | New | CZ13 | cDXHP | SWHC013-02 | DEER2020 | D20v1 | 2020-11-09 | Cap-Tons | 1 |  | None | -158 | -0.0623 | 0 | 184 | 0.127 | 0 | [6 empty] | DEER:HVAC_Split-Package_AC | Annual
Any | NE-HVAC-airHP-SpltPkg-240to759kBtuh-10p8eer-3p2cop | RtL | New | CZ14 | cDXHP | SWHC013-02 | DEER2020 | D20v1 | 2020-11-09 | Cap-Tons | 1 |  | None | -141 | -0.0538 | 0 | 176 | 0.112 | 0 | [6 empty] | DEER:HVAC_Split-Package_AC | Annual
Any | NE-HVAC-airHP-SpltPkg-240to759kBtuh-10p8eer-3p2cop | RtL | New | CZ15 | cDXHP | SWHC013-02 | DEER2020 | D20v1 | 2020-11-09 | Cap-Tons | 1 |  | None | -147 | -0.0641 | 0 | 261 | 0.122 | 0 | [6 empty] | DEER:HVAC_Split-Package_AC | Annual
Any | NE-HVAC-airHP-SpltPkg-240to759kBtuh-10p8eer-3p2cop | RtL | New | CZ16 | cDXHP | SWHC013-02 | DEER2020 | D20v1 | 2020-11-09 | Cap-Tons | 1 |  | None | -140 | -0.0435 | 0 | 111 | 0.1 | 0 | [6 empty] | DEER:HVAC_Split-Package_AC | Annual
Any | NE-HVAC-airHP-SpltPkg-240to759kBtuh-10p8eer-3p2cop | RtS | Ex | CZ01 | cDXHP | SWHC013-02 | DEER2020 | D20v1 | 2020-11-09 | Cap-Tons | 1 |  | None | 259 | 0.024 | 0 | 37.8 | 0.0284 | 0 | [6 empty] | DEER:HVAC_Split-Package_AC | Annual
Any | NE-HVAC-airHP-SpltPkg-240to759kBtuh-10p8eer-3p2cop | RtS | Ex | CZ02 | cDXHP | SWHC013-02 | DEER2020 | D20v1 | 2020-11-09 | Cap-Tons | 1 |  | None | 302 | 0.121 | 0 | 131 | 0.125 | 0 | [6 empty] | DEER:HVAC_Split-Package_AC | Annual
Any | NE-HVAC-airHP-SpltPkg-240to759kBtuh-10p8eer-3p2cop | RtS | Ex | CZ03 | cDXHP | SWHC013-02 | DEER2020 | D20v1 | 2020-11-09 | Cap-Tons | 1 |  | None | 171 | 0.0806 | 0 | 86.3 | 0.0717 | 0 | [6 empty] | DEER:HVAC_Split-Package_AC | Annual
Any | NE-HVAC-airHP-SpltPkg-240to759kBtuh-10p8eer-3p2cop | RtS | Ex | CZ04 | cDXHP | SWHC013-02 | DEER2020 | D20v1 | 2020-11-09 | Cap-Tons | 1 |  | None | 275 | 0.128 | 0 | 138 | 0.105 | 0 | [6 empty] | DEER:HVAC_Split-Package_AC | Annual
Any | NE-HVAC-airHP-SpltPkg-240to759kBtuh-10p8eer-3p2cop | RtS | Ex | CZ05 | cDXHP | SWHC013-02 | DEER2020 | D20v1 | 2020-11-09 | Cap-Tons | 1 |  | None | 174 | 0.0604 | 0 | 87.8 | 0.0447 | 0 | [6 empty] | DEER:HVAC_Split-Package_AC | Annual
Any | NE-HVAC-airHP-SpltPkg-240to759kBtuh-10p8eer-3p2cop | RtS | Ex | CZ06 | cDXHP | SWHC013-02 | DEER2020 | D20v1 | 2020-11-09 | Cap-Tons | 1 |  | None | 183 | 0.0937 | 0 | 157 | 0.0979 | 0 | [6 empty] | DEER:HVAC_Split-Package_AC | Annual
Any | NE-HVAC-airHP-SpltPkg-240to759kBtuh-10p8eer-3p2cop | RtS | Ex | CZ07 | cDXHP | SWHC013-02 | DEER2020 | D20v1 | 2020-11-09 | Cap-Tons | 1 |  | None | 148 | 0.0824 | 0 | 158 | 0.0806 | 0 | [6 empty] | DEER:HVAC_Split-Package_AC | Annual
Any | NE-HVAC-airHP-SpltPkg-240to759kBtuh-10p8eer-3p2cop | RtS | Ex | CZ08 | cDXHP | SWHC013-02 | DEER2020 | D20v1 | 2020-11-09 | Cap-Tons | 1 |  | None | 243 | 0.114 | 0 | 175 | 0.092 | 0 | [6 empty] | DEER:HVAC_Split-Package_AC | Annual
Any | NE-HVAC-airHP-SpltPkg-240to759kBtuh-10p8eer-3p2cop | RtS | Ex | CZ09 | cDXHP | SWHC013-02 | DEER2020 | D20v1 | 2020-11-09 | Cap-Tons | 1 |  | None | 276 | 0.134 | 0 | 152 | 0.111 | 0 | [6 empty] | DEER:HVAC_Split-Package_AC | Annual
Any | NE-HVAC-airHP-SpltPkg-240to759kBtuh-10p8eer-3p2cop | RtS | Ex | CZ10 | cDXHP | SWHC013-02 | DEER2020 | D20v1 | 2020-11-09 | Cap-Tons | 1 |  | None | 325 | 0.14 | 0 | 182 | 0.123 | 0 | [6 empty] | DEER:HVAC_Split-Package_AC | Annual
Any | NE-HVAC-airHP-SpltPkg-240to759kBtuh-10p8eer-3p2cop | RtS | Ex | CZ11 | cDXHP | SWHC013-02 | DEER2020 | D20v1 | 2020-11-09 | Cap-Tons | 1 |  | None | 383 | 0.166 | 0 | 171 | 0.136 | 0 | [6 empty] | DEER:HVAC_Split-Package_AC | Annual
Any | NE-HVAC-airHP-SpltPkg-240to759kBtuh-10p8eer-3p2cop | RtS | Ex | CZ12 | cDXHP | SWHC013-02 | DEER2020 | D20v1 | 2020-11-09 | Cap-Tons | 1 |  | None | 368 | 0.156 | 0 | 152 | 0.13 | 0 | [6 empty] | DEER:HVAC_Split-Package_AC | Annual
Any | NE-HVAC-airHP-SpltPkg-240to759kBtuh-10p8eer-3p2cop | RtS | Ex | CZ13 | cDXHP | SWHC013-02 | DEER2020 | D20v1 | 2020-11-09 | Cap-Tons | 1 |  | None | 354 | 0.147 | 0 | 182 | 0.122 | 0 | [6 empty] | DEER:HVAC_Split-Package_AC | Annual
Any | NE-HVAC-airHP-SpltPkg-240to759kBtuh-10p8eer-3p2cop | RtS | Ex | CZ14 | cDXHP | SWHC013-02 | DEER2020 | D20v1 | 2020-11-09 | Cap-Tons | 1 |  | None | 389 | 0.166 | 0 | 172 | 0.11 | 0 | [6 empty] | DEER:HVAC_Split-Package_AC | Annual
Any | NE-HVAC-airHP-SpltPkg-240to759kBtuh-10p8eer-3p2cop | RtS | Ex | CZ15 | cDXHP | SWHC013-02 | DEER2020 | D20v1 | 2020-11-09 | Cap-Tons | 1 |  | None | 474 | 0.193 | 0 | 268 | 0.123 | 0 | [6 empty] | DEER:HVAC_Split-Package_AC | Annual
Any | NE-HVAC-airHP-SpltPkg-240to759kBtuh-10p8eer-3p2cop | RtS | Ex | CZ16 | cDXHP | SWHC013-02 | DEER2020 | D20v1 | 2020-11-09 | Cap-Tons | 1 |  | None | 438 | 0.0987 | 0 | 94.5 | 0.0829 | 0 | [6 empty] | DEER:HVAC_Split-Package_AC | Annual
Any | NE-HVAC-airHP-SpltPkg-240to759kBtuh-10p8eer-3p2cop | RtS | New | CZ01 | cDXHP | SWHC013-02 | DEER2020 | D20v1 | 2020-11-09 | Cap-Tons | 1 |  | None | -164 | -0.0574 | 0 | 10.3 | 0.0162 | 0 | [6 empty] | DEER:HVAC_Split-Package_AC | Annual
Any | NE-HVAC-airHP-SpltPkg-240to759kBtuh-10p8eer-3p2cop | RtS | New | CZ02 | cDXHP | SWHC013-02 | DEER2020 | D20v1 | 2020-11-09 | Cap-Tons | 1 |  | None | -215 | -0.0637 | 0 | 92 | 0.115 | 0 | [6 empty] | DEER:HVAC_Split-Package_AC | Annual
Any | NE-HVAC-airHP-SpltPkg-240to759kBtuh-10p8eer-3p2cop | RtS | New | CZ03 | cDXHP | SWHC013-02 | DEER2020 | D20v1 | 2020-11-09 | Cap-Tons | 1 |  | None | -245 | -0.0478 | 0 | 46.9 | 0.0679 | 0 | [6 empty] | DEER:HVAC_Split-Package_AC | Annual
Any | NE-HVAC-airHP-SpltPkg-240to759kBtuh-10p8eer-3p2cop | RtS | New | CZ04 | cDXHP | SWHC013-02 | DEER2020 | D20v1 | 2020-11-09 | Cap-Tons | 1 |  | None | -235 | -0.0568 | 0 | 99.3 | 0.1 | 0 | [6 empty] | DEER:HVAC_Split-Package_AC | Annual
Any | NE-HVAC-airHP-SpltPkg-240to759kBtuh-10p8eer-3p2cop | RtS | New | CZ05 | cDXHP | SWHC013-02 | DEER2020 | D20v1 | 2020-11-09 | Cap-Tons | 1 |  | None | -250 | -0.0495 | 0 | 46.8 | 0.0381 | 0 | [6 empty] | DEER:HVAC_Split-Package_AC | Annual
Any | NE-HVAC-airHP-SpltPkg-240to759kBtuh-10p8eer-3p2cop | RtS | New | CZ06 | cDXHP | SWHC013-02 | DEER2020 | D20v1 | 2020-11-09 | Cap-Tons | 1 |  | None | -253 | -0.0533 | 0 | 118 | 0.0961 | 0 | [6 empty] | DEER:HVAC_Split-Package_AC | Annual
Any | NE-HVAC-airHP-SpltPkg-240to759kBtuh-10p8eer-3p2cop | RtS | New | CZ07 | cDXHP | SWHC013-02 | DEER2020 | D20v1 | 2020-11-09 | Cap-Tons | 1 |  | None | -288 | -0.0488 | 0 | 104 | 0.0771 | 0 | [6 empty] | DEER:HVAC_Split-Package_AC | Annual
Any | NE-HVAC-airHP-SpltPkg-240to759kBtuh-10p8eer-3p2cop | RtS | New | CZ08 | cDXHP | SWHC013-02 | DEER2020 | D20v1 | 2020-11-09 | Cap-Tons | 1 |  | None | -248 | -0.0457 | 0 | 132 | 0.088 | 0 | [6 empty] | DEER:HVAC_Split-Package_AC | Annual
Any | NE-HVAC-airHP-SpltPkg-240to759kBtuh-10p8eer-3p2cop | RtS | New | CZ09 | cDXHP | SWHC013-02 | DEER2020 | D20v1 | 2020-11-09 | Cap-Tons | 1 |  | None | -228 | -0.0672 | 0 | 116 | 0.104 | 0 | [6 empty] | DEER:HVAC_Split-Package_AC | Annual
Any | NE-HVAC-airHP-SpltPkg-240to759kBtuh-10p8eer-3p2cop | RtS | New | CZ10 | cDXHP | SWHC013-02 | DEER2020 | D20v1 | 2020-11-09 | Cap-Tons | 1 |  | None | -223 | -0.0705 | 0 | 140 | 0.115 | 0 | [6 empty] | DEER:HVAC_Split-Package_AC | Annual
Any | NE-HVAC-airHP-SpltPkg-240to759kBtuh-10p8eer-3p2cop | RtS | New | CZ11 | cDXHP | SWHC013-02 | DEER2020 | D20v1 | 2020-11-09 | Cap-Tons | 1 |  | None | -188 | -0.0166 | 0 | 139 | 0.125 | 0 | [6 empty] | DEER:HVAC_Split-Package_AC | Annual
Any | NE-HVAC-airHP-SpltPkg-240to759kBtuh-10p8eer-3p2cop | RtS | New | CZ12 | cDXHP | SWHC013-02 | DEER2020 | D20v1 | 2020-11-09 | Cap-Tons | 1 |  | None | -210 | -0.0649 | 0 | 118 | 0.121 | 0 | [6 empty] | DEER:HVAC_Split-Package_AC | Annual
Any | NE-HVAC-airHP-SpltPkg-240to759kBtuh-10p8eer-3p2cop | RtS | New | CZ13 | cDXHP | SWHC013-02 | DEER2020 | D20v1 | 2020-11-09 | Cap-Tons | 1 |  | None | -208 | -0.0476 | 0 | 147 | 0.112 | 0 | [6 empty] | DEER:HVAC_Split-Package_AC | Annual
Any | NE-HVAC-airHP-SpltPkg-240to759kBtuh-10p8eer-3p2cop | RtS | New | CZ14 | cDXHP | SWHC013-02 | DEER2020 | D20v1 | 2020-11-09 | Cap-Tons | 1 |  | None | -187 | -0.00855 | 0 | 142 | 0.0995 | 0 | [6 empty] | DEER:HVAC_Split-Package_AC | Annual
Any | NE-HVAC-airHP-SpltPkg-240to759kBtuh-10p8eer-3p2cop | RtS | New | CZ15 | cDXHP | SWHC013-02 | DEER2020 | D20v1 | 2020-11-09 | Cap-Tons | 1 |  | None | -191 | -0.00423 | 0 | 226 | 0.113 | 0 | [6 empty] | DEER:HVAC_Split-Package_AC | Annual
Any | NE-HVAC-airHP-SpltPkg-240to759kBtuh-10p8eer-3p2cop | RtS | New | CZ16 | cDXHP | SWHC013-02 | DEER2020 | D20v1 | 2020-11-09 | Cap-Tons | 1 |  | None | -157 | -0.0417 | 0 | 68.9 | 0.0771 | 0 | [6 empty] | DEER:HVAC_Split-Package_AC | Annual
Any | NE-HVAC-airHP-SpltPkg-240to759kBtuh-10p8eer-3p2cop | SCn | Ex | CZ01 | cDXHP | SWHC013-02 | DEER2020 | D20v1 | 2020-11-09 | Cap-Tons | 1 |  | None | 336 | 0.0173 | 0 | 7.45 | 0.00131 | 0 | [6 empty] | DEER:HVAC_Split-Package_AC | Annual
Any | NE-HVAC-airHP-SpltPkg-240to759kBtuh-10p8eer-3p2cop | SCn | Ex | CZ02 | cDXHP | SWHC013-02 | DEER2020 | D20v1 | 2020-11-09 | Cap-Tons | 1 |  | None | 300 | 0.116 | 0 | 33.6 | 0.0535 | 0 | [6 empty] | DEER:HVAC_Split-Package_AC | Annual
Any | NE-HVAC-airHP-SpltPkg-240to759kBtuh-10p8eer-3p2cop | SCn | Ex | CZ03 | cDXHP | SWHC013-02 | DEER2020 | D20v1 | 2020-11-09 | Cap-Tons | 1 |  | None | 157 | 0.0201 | 0 | 11.1 | 0.0117 | 0 | [6 empty] | DEER:HVAC_Split-Package_AC | Annual
Any | NE-HVAC-airHP-SpltPkg-240to759kBtuh-10p8eer-3p2cop | SCn | Ex | CZ04 | cDXHP | SWHC013-02 | DEER2020 | D20v1 | 2020-11-09 | Cap-Tons | 1 |  | None | 263 | 0.106 | 0 | 37.4 | 0.0419 | 0 | [6 empty] | DEER:HVAC_Split-Package_AC | Annual
Any | NE-HVAC-airHP-SpltPkg-240to759kBtuh-10p8eer-3p2cop | SCn | Ex | CZ05 | cDXHP | SWHC013-02 | DEER2020 | D20v1 | 2020-11-09 | Cap-Tons | 1 |  | None | 203 | 0.0199 | 0 | 11.2 | 0.00424 | 0 | [6 empty] | DEER:HVAC_Split-Package_AC | Annual
Any | NE-HVAC-airHP-SpltPkg-240to759kBtuh-10p8eer-3p2cop | SCn | Ex | CZ06 | cDXHP | SWHC013-02 | DEER2020 | D20v1 | 2020-11-09 | Cap-Tons | 1 |  | None | 166 | 0.0717 | 0 | 33.2 | 0.035 | 0 | [6 empty] | DEER:HVAC_Split-Package_AC | Annual
Any | NE-HVAC-airHP-SpltPkg-240to759kBtuh-10p8eer-3p2cop | SCn | Ex | CZ07 | cDXHP | SWHC013-02 | DEER2020 | D20v1 | 2020-11-09 | Cap-Tons | 1 |  | None | 143 | 0.0401 | 0 | 26.7 | 0.0243 | 0 | [6 empty] | DEER:HVAC_Split-Package_AC | Annual
Any | NE-HVAC-airHP-SpltPkg-240to759kBtuh-10p8eer-3p2cop | SCn | Ex | CZ08 | cDXHP | SWHC013-02 | DEER2020 | D20v1 | 2020-11-09 | Cap-Tons | 1 |  | None | 216 | 0.0874 | 0 | 64.7 | 0.0457 | 0 | [6 empty] | DEER:HVAC_Split-Package_AC | Annual
Any | NE-HVAC-airHP-SpltPkg-240to759kBtuh-10p8eer-3p2cop | SCn | Ex | CZ09 | cDXHP | SWHC013-02 | DEER2020 | D20v1 | 2020-11-09 | Cap-Tons | 1 |  | None | 252 | 0.106 | 0 | 64.9 | 0.0628 | 0 | [6 empty] | DEER:HVAC_Split-Package_AC | Annual
Any | NE-HVAC-airHP-SpltPkg-240to759kBtuh-10p8eer-3p2cop | SCn | Ex | CZ10 | cDXHP | SWHC013-02 | DEER2020 | D20v1 | 2020-11-09 | Cap-Tons | 1 |  | None | 259 | 0.0924 | 0 | 83.1 | 0.0734 | 0 | [6 empty] | DEER:HVAC_Split-Package_AC | Annual
Any | NE-HVAC-airHP-SpltPkg-240to759kBtuh-10p8eer-3p2cop | SCn | Ex | CZ11 | cDXHP | SWHC013-02 | DEER2020 | D20v1 | 2020-11-09 | Cap-Tons | 1 |  | None | 389 | 0.119 | 0 | 93.1 | 0.0758 | 0 | [6 empty] | DEER:HVAC_Split-Package_AC | Annual
Any | NE-HVAC-airHP-SpltPkg-240to759kBtuh-10p8eer-3p2cop | SCn | Ex | CZ12 | cDXHP | SWHC013-02 | DEER2020 | D20v1 | 2020-11-09 | Cap-Tons | 1 |  | None | 340 | 0.102 | 0 | 64.4 | 0.0684 | 0 | [6 empty] | DEER:HVAC_Split-Package_AC | Annual
Any | NE-HVAC-airHP-SpltPkg-240to759kBtuh-10p8eer-3p2cop | SCn | Ex | CZ13 | cDXHP | SWHC013-02 | DEER2020 | D20v1 | 2020-11-09 | Cap-Tons | 1 |  | None | 392 | 0.119 | 0 | 103 | 0.066 | 0 | [6 empty] | DEER:HVAC_Split-Package_AC | Annual
Any | NE-HVAC-airHP-SpltPkg-240to759kBtuh-10p8eer-3p2cop | SCn | Ex | CZ14 | cDXHP | SWHC013-02 | DEER2020 | D20v1 | 2020-11-09 | Cap-Tons | 1 |  | None | 378 | 0.109 | 0 | 101 | 0.0632 | 0 | [6 empty] | DEER:HVAC_Split-Package_AC | Annual
Any | NE-HVAC-airHP-SpltPkg-240to759kBtuh-10p8eer-3p2cop | SCn | Ex | CZ15 | cDXHP | SWHC013-02 | DEER2020 | D20v1 | 2020-11-09 | Cap-Tons | 1 |  | None | 393 | 0.131 | 0 | 172 | 0.0639 | 0 | [6 empty] | DEER:HVAC_Split-Package_AC | Annual
Any | NE-HVAC-airHP-SpltPkg-240to759kBtuh-10p8eer-3p2cop | SCn | Ex | CZ16 | cDXHP | SWHC013-02 | DEER2020 | D20v1 | 2020-11-09 | Cap-Tons | 1 |  | None | 348 | 0.0473 | 0 | 24.2 | 0.0252 | 0 | [6 empty] | DEER:HVAC_Split-Package_AC | Annual
Any | NE-HVAC-airHP-SpltPkg-240to759kBtuh-10p8eer-3p2cop | SCn | New | CZ01 | cDXHP | SWHC013-02 | DEER2020 | D20v1 | 2020-11-09 | Cap-Tons | 1 |  | None | -168 | -0.0278 | 0 | 4.68 | 0.00092 | 0 | [6 empty] | DEER:HVAC_Split-Package_AC | Annual
Any | NE-HVAC-airHP-SpltPkg-240to759kBtuh-10p8eer-3p2cop | SCn | New | CZ02 | cDXHP | SWHC013-02 | DEER2020 | D20v1 | 2020-11-09 | Cap-Tons | 1 |  | None | -138 | 0.00197 | 0 | 24.5 | 0.0463 | 0 | [6 empty] | DEER:HVAC_Split-Package_AC | Annual
Any | NE-HVAC-airHP-SpltPkg-240to759kBtuh-10p8eer-3p2cop | SCn | New | CZ03 | cDXHP | SWHC013-02 | DEER2020 | D20v1 | 2020-11-09 | Cap-Tons | 1 |  | None | -187 | -0.0372 | 0 | 6.26 | 0.00816 | 0 | [6 empty] | DEER:HVAC_Split-Package_AC | Annual
Any | NE-HVAC-airHP-SpltPkg-240to759kBtuh-10p8eer-3p2cop | SCn | New | CZ04 | cDXHP | SWHC013-02 | DEER2020 | D20v1 | 2020-11-09 | Cap-Tons | 1 |  | None | -199 | -0.0155 | 0 | 27 | 0.0384 | 0 | [6 empty] | DEER:HVAC_Split-Package_AC | Annual
Any | NE-HVAC-airHP-SpltPkg-240to759kBtuh-10p8eer-3p2cop | SCn | New | CZ05 | cDXHP | SWHC013-02 | DEER2020 | D20v1 | 2020-11-09 | Cap-Tons | 1 |  | None | -133 | -0.0126 | 0 | 7.03 | 0.00243 | 0 | [6 empty] | DEER:HVAC_Split-Package_AC | Annual
Any | NE-HVAC-airHP-SpltPkg-240to759kBtuh-10p8eer-3p2cop | SCn | New | CZ06 | cDXHP | SWHC013-02 | DEER2020 | D20v1 | 2020-11-09 | Cap-Tons | 1 |  | None | -224 | -0.0207 | 0 | 23.4 | 0.0315 | 0 | [6 empty] | DEER:HVAC_Split-Package_AC | Annual
Any | NE-HVAC-airHP-SpltPkg-240to759kBtuh-10p8eer-3p2cop | SCn | New | CZ07 | cDXHP | SWHC013-02 | DEER2020 | D20v1 | 2020-11-09 | Cap-Tons | 1 |  | None | -224 | -0.0388 | 0 | 17 | 0.021 | 0 | [6 empty] | DEER:HVAC_Split-Package_AC | Annual
Any | NE-HVAC-airHP-SpltPkg-240to759kBtuh-10p8eer-3p2cop | SCn | New | CZ08 | cDXHP | SWHC013-02 | DEER2020 | D20v1 | 2020-11-09 | Cap-Tons | 1 |  | None | -231 | -0.017 | 0 | 53 | 0.0447 | 0 | [6 empty] | DEER:HVAC_Split-Package_AC | Annual
Any | NE-HVAC-airHP-SpltPkg-240to759kBtuh-10p8eer-3p2cop | SCn | New | CZ09 | cDXHP | SWHC013-02 | DEER2020 | D20v1 | 2020-11-09 | Cap-Tons | 1 |  | None | -235 | -0.049 | 0 | 53.8 | 0.0594 | 0 | [6 empty] | DEER:HVAC_Split-Package_AC | Annual
Any | NE-HVAC-airHP-SpltPkg-240to759kBtuh-10p8eer-3p2cop | SCn | New | CZ10 | cDXHP | SWHC013-02 | DEER2020 | D20v1 | 2020-11-09 | Cap-Tons | 1 |  | None | -188 | -0.0317 | 0 | 70.9 | 0.0703 | 0 | [6 empty] | DEER:HVAC_Split-Package_AC | Annual
Any | NE-HVAC-airHP-SpltPkg-240to759kBtuh-10p8eer-3p2cop | SCn | New | CZ11 | cDXHP | SWHC013-02 | DEER2020 | D20v1 | 2020-11-09 | Cap-Tons | 1 |  | None | -157 | -0.0084 | 0 | 82.4 | 0.072 | 0 | [6 empty] | DEER:HVAC_Split-Package_AC | Annual
Any | NE-HVAC-airHP-SpltPkg-240to759kBtuh-10p8eer-3p2cop | SCn | New | CZ12 | cDXHP | SWHC013-02 | DEER2020 | D20v1 | 2020-11-09 | Cap-Tons | 1 |  | None | -174 | -0.0182 | 0 | 52.6 | 0.0623 | 0 | [6 empty] | DEER:HVAC_Split-Package_AC | Annual
Any | NE-HVAC-airHP-SpltPkg-240to759kBtuh-10p8eer-3p2cop | SCn | New | CZ13 | cDXHP | SWHC013-02 | DEER2020 | D20v1 | 2020-11-09 | Cap-Tons | 1 |  | None | -174 | -0.0149 | 0 | 89.5 | 0.0612 | 0 | [6 empty] | DEER:HVAC_Split-Package_AC | Annual
Any | NE-HVAC-airHP-SpltPkg-240to759kBtuh-10p8eer-3p2cop | SCn | New | CZ14 | cDXHP | SWHC013-02 | DEER2020 | D20v1 | 2020-11-09 | Cap-Tons | 1 |  | None | -147 | 0.00604 | 0 | 90.5 | 0.0577 | 0 | [6 empty] | DEER:HVAC_Split-Package_AC | Annual
Any | NE-HVAC-airHP-SpltPkg-240to759kBtuh-10p8eer-3p2cop | SCn | New | CZ15 | cDXHP | SWHC013-02 | DEER2020 | D20v1 | 2020-11-09 | Cap-Tons | 1 |  | None | -189 | 0.0149 | 0 | 153 | 0.0568 | 0 | [6 empty] | DEER:HVAC_Split-Package_AC | Annual
Any | NE-HVAC-airHP-SpltPkg-240to759kBtuh-10p8eer-3p2cop | SCn | New | CZ16 | cDXHP | SWHC013-02 | DEER2020 | D20v1 | 2020-11-09 | Cap-Tons | 1 |  | None | -134 | -0.0295 | 0 | 18.4 | 0.0219 | 0 | [6 empty] | DEER:HVAC_Split-Package_AC | Annual
Any | NE-HVAC-airHP-SpltPkg-240to759kBtuh-10p8eer-3p2cop | ESe | New | CZ15 | cDXHP | SWHC013-02 | DEER2020 | D20v1 | 2020-11-09 | Cap-Tons | 1 |  | None | -69.5 | 0.00769 | 0.665 | 123 | 0.0568 | 0 | [6 empty] | DEER:HVAC_Split-Package_AC | Annual
Any | NE-HVAC-airHP-SpltPkg-240to759kBtuh-10p8eer-3p2cop | ESe | New | CZ16 | cDXHP | SWHC013-02 | DEER2020 | D20v1 | 2020-11-09 | Cap-Tons | 1 |  | None | -6.23 | -0.00407 | 1.08 | 27.5 | 0.00697 | 0 | [6 empty] | DEER:HVAC_Split-Package_AC | Annual
Any | NE-HVAC-airHP-SpltPkg-240to759kBtuh-10p8eer-3p2cop | EUn | Ex | CZ01 | cDXHP | SWHC013-02 | DEER2020 | D20v1 | 2020-11-09 | Cap-Tons | 1 |  | None | 277 | 0.00892 | 0 | 15.1 | 0.0301 | 0 | [6 empty] | DEER:HVAC_Split-Package_AC | Annual
Any | NE-HVAC-airHP-SpltPkg-240to759kBtuh-10p8eer-3p2cop | EUn | Ex | CZ02 | cDXHP | SWHC013-02 | DEER2020 | D20v1 | 2020-11-09 | Cap-Tons | 1 |  | None | 251 | 0.0963 | 0 | 97.6 | 0.108 | 0 | [6 empty] | DEER:HVAC_Split-Package_AC | Annual
Any | NE-HVAC-airHP-SpltPkg-240to759kBtuh-10p8eer-3p2cop | EUn | Ex | CZ03 | cDXHP | SWHC013-02 | DEER2020 | D20v1 | 2020-11-09 | Cap-Tons | 1 |  | None | 198 | 0.0862 | 0 | 44.9 | 0.0529 | 0 | [6 empty] | DEER:HVAC_Split-Package_AC | Annual
Any | NE-HVAC-airHP-SpltPkg-240to759kBtuh-10p8eer-3p2cop | EUn | Ex | CZ04 | cDXHP | SWHC013-02 | DEER2020 | D20v1 | 2020-11-09 | Cap-Tons | 1 |  | None | 213 | 0.0607 | 0 | 102 | 0.116 | 0 | [6 empty] | DEER:HVAC_Split-Package_AC | Annual
Any | NE-HVAC-airHP-SpltPkg-240to759kBtuh-10p8eer-3p2cop | EUn | Ex | CZ05 | cDXHP | SWHC013-02 | DEER2020 | D20v1 | 2020-11-09 | Cap-Tons | 1 |  | None | 194 | 0.0446 | 0 | 47 | 0.0467 | 0 | [6 empty] | DEER:HVAC_Split-Package_AC | Annual
Any | NE-HVAC-airHP-SpltPkg-240to759kBtuh-10p8eer-3p2cop | EUn | Ex | CZ06 | cDXHP | SWHC013-02 | DEER2020 | D20v1 | 2020-11-09 | Cap-Tons | 1 |  | None | 180 | 0.0762 | 0 | 98.7 | 0.0895 | 0 | [6 empty] | DEER:HVAC_Split-Package_AC | Annual
Any | NE-HVAC-airHP-SpltPkg-240to759kBtuh-10p8eer-3p2cop | EUn | Ex | CZ07 | cDXHP | SWHC013-02 | DEER2020 | D20v1 | 2020-11-09 | Cap-Tons | 1 |  | None | 145 | 0.0817 | 0 | 85.6 | 0.0731 | 0 | [6 empty] | DEER:HVAC_Split-Package_AC | Annual
Any | NE-HVAC-airHP-SpltPkg-240to759kBtuh-10p8eer-3p2cop | EUn | Ex | CZ08 | cDXHP | SWHC013-02 | DEER2020 | D20v1 | 2020-11-09 | Cap-Tons | 1 |  | None | 182 | 0.0663 | 0 | 132 | 0.0997 | 0 | [6 empty] | DEER:HVAC_Split-Package_AC | Annual
Any | NE-HVAC-airHP-SpltPkg-240to759kBtuh-10p8eer-3p2cop | EUn | Ex | CZ09 | cDXHP | SWHC013-02 | DEER2020 | D20v1 | 2020-11-09 | Cap-Tons | 1 |  | None | 237 | 0.082 | 0 | 115 | 0.119 | 0 | [6 empty] | DEER:HVAC_Split-Package_AC | Annual
Any | NE-HVAC-airHP-SpltPkg-240to759kBtuh-10p8eer-3p2cop | EUn | Ex | CZ10 | cDXHP | SWHC013-02 | DEER2020 | D20v1 | 2020-11-09 | Cap-Tons | 1 |  | None | 239 | 0.0658 | 0 | 138 | 0.132 | 0 | [6 empty] | DEER:HVAC_Split-Package_AC | Annual
Any | NE-HVAC-airHP-SpltPkg-240to759kBtuh-10p8eer-3p2cop | EUn | Ex | CZ11 | cDXHP | SWHC013-02 | DEER2020 | D20v1 | 2020-11-09 | Cap-Tons | 1 |  | None | 280 | 0.0955 | 0 | 144 | 0.128 | 0 | [6 empty] | DEER:HVAC_Split-Package_AC | Annual
Any | NE-HVAC-airHP-SpltPkg-240to759kBtuh-10p8eer-3p2cop | EUn | Ex | CZ12 | cDXHP | SWHC013-02 | DEER2020 | D20v1 | 2020-11-09 | Cap-Tons | 1 |  | None | 253 | 0.0877 | 0 | 126 | 0.127 | 0 | [6 empty] | DEER:HVAC_Split-Package_AC | Annual
Any | NE-HVAC-airHP-SpltPkg-240to759kBtuh-10p8eer-3p2cop | EUn | Ex | CZ13 | cDXHP | SWHC013-02 | DEER2020 | D20v1 | 2020-11-09 | Cap-Tons | 1 |  | None | 272 | 0.113 | 0 | 150 | 0.114 | 0 | [6 empty] | DEER:HVAC_Split-Package_AC | Annual
Any | NE-HVAC-airHP-SpltPkg-240to759kBtuh-10p8eer-3p2cop | EUn | Ex | CZ14 | cDXHP | SWHC013-02 | DEER2020 | D20v1 | 2020-11-09 | Cap-Tons | 1 |  | None | 289 | 0.0679 | 0 | 139 | 0.122 | 0 | [6 empty] | DEER:HVAC_Split-Package_AC | Annual
Any | NE-HVAC-airHP-SpltPkg-240to759kBtuh-10p8eer-3p2cop | EUn | Ex | CZ15 | cDXHP | SWHC013-02 | DEER2020 | D20v1 | 2020-11-09 | Cap-Tons | 1 |  | None | 316 | 0.108 | 0 | 206 | 0.121 | 0 | [6 empty] | DEER:HVAC_Split-Package_AC | Annual
Any | NE-HVAC-airHP-SpltPkg-240to759kBtuh-10p8eer-3p2cop | EUn | Ex | CZ16 | cDXHP | SWHC013-02 | DEER2020 | D20v1 | 2020-11-09 | Cap-Tons | 1 |  | None | 349 | 0.0886 | 0 | 56.2 | 0.0642 | 0 | [6 empty] | DEER:HVAC_Split-Package_AC | Annual
Any | NE-HVAC-airHP-SpltPkg-240to759kBtuh-10p8eer-3p2cop | EUn | New | CZ01 | cDXHP | SWHC013-02 | DEER2020 | D20v1 | 2020-11-09 | Cap-Tons | 1 |  | None | -8.97 | -0.0135 | 11.7 | 13.1 | 0.0288 | 0 | [6 empty] | DEER:HVAC_Split-Package_AC | Annual
Any | NE-HVAC-airHP-SpltPkg-240to759kBtuh-10p8eer-3p2cop | EUn | New | CZ02 | cDXHP | SWHC013-02 | DEER2020 | D20v1 | 2020-11-09 | Cap-Tons | 1 |  | None | -30.5 | -0.0149 | 10.9 | 84.6 | 0.1 | 0 | [6 empty] | DEER:HVAC_Split-Package_AC | Annual
Any | NE-HVAC-airHP-SpltPkg-240to759kBtuh-10p8eer-3p2cop | EUn | New | CZ03 | cDXHP | SWHC013-02 | DEER2020 | D20v1 | 2020-11-09 | Cap-Tons | 1 |  | None | -30.5 | -0.00133 | 11 | 43.2 | 0.0518 | 0 | [6 empty] | DEER:HVAC_Split-Package_AC | Annual
Any | NE-HVAC-airHP-SpltPkg-240to759kBtuh-10p8eer-3p2cop | EUn | New | CZ04 | cDXHP | SWHC013-02 | DEER2020 | D20v1 | 2020-11-09 | Cap-Tons | 1 |  | None | -36.7 | -0.013 | 10.7 | 89.2 | 0.109 | 0 | [6 empty] | DEER:HVAC_Split-Package_AC | Annual
Any | NE-HVAC-airHP-SpltPkg-240to759kBtuh-10p8eer-3p2cop | EUn | New | CZ05 | cDXHP | SWHC013-02 | DEER2020 | D20v1 | 2020-11-09 | Cap-Tons | 1 |  | None | -28.2 | -0.00933 | 11.3 | 44.5 | 0.0473 | 0 | [6 empty] | DEER:HVAC_Split-Package_AC | Annual
Any | NE-HVAC-airHP-SpltPkg-240to759kBtuh-10p8eer-3p2cop | EUn | New | CZ06 | cDXHP | SWHC013-02 | DEER2020 | D20v1 | 2020-11-09 | Cap-Tons | 1 |  | None | -28.7 | -0.007 | 10.6 | 97 | 0.0938 | 0 | [6 empty] | DEER:HVAC_Split-Package_AC | Annual
Any | NE-HVAC-airHP-SpltPkg-240to759kBtuh-10p8eer-3p2cop | EUn | New | CZ07 | cDXHP | SWHC013-02 | DEER2020 | D20v1 | 2020-11-09 | Cap-Tons | 1 |  | None | -41.5 | 0.00171 | 10.8 | 84.6 | 0.0767 | 0 | [6 empty] | DEER:HVAC_Split-Package_AC | Annual
Any | NE-HVAC-airHP-SpltPkg-240to759kBtuh-10p8eer-3p2cop | EUn | New | CZ08 | cDXHP | SWHC013-02 | DEER2020 | D20v1 | 2020-11-09 | Cap-Tons | 1 |  | None | -28.6 | -0.0124 | 10.8 | 123 | 0.0994 | 0 | [6 empty] | DEER:HVAC_Split-Package_AC | Annual
Any | NE-HVAC-airHP-SpltPkg-240to759kBtuh-10p8eer-3p2cop | EUn | New | CZ09 | cDXHP | SWHC013-02 | DEER2020 | D20v1 | 2020-11-09 | Cap-Tons | 1 |  | None | -40.5 | -0.00301 | 8.56 | 106 | 0.116 | 0 | [6 empty] | DEER:HVAC_Split-Package_AC | Annual
Any | NE-HVAC-airHP-SpltPkg-240to759kBtuh-10p8eer-3p2cop | EUn | New | CZ10 | cDXHP | SWHC013-02 | DEER2020 | D20v1 | 2020-11-09 | Cap-Tons | 1 |  | None | -42.8 | -0.0156 | 9.18 | 124 | 0.126 | 0 | [6 empty] | DEER:HVAC_Split-Package_AC | Annual
Any | NE-HVAC-airHP-SpltPkg-240to759kBtuh-10p8eer-3p2cop | EUn | New | CZ11 | cDXHP | SWHC013-02 | DEER2020 | D20v1 | 2020-11-09 | Cap-Tons | 1 |  | None | -53.5 | -0.00991 | 9.18 | 128 | 0.115 | 0 | [6 empty] | DEER:HVAC_Split-Package_AC | Annual
Any | NE-HVAC-airHP-SpltPkg-240to759kBtuh-10p8eer-3p2cop | EUn | New | CZ12 | cDXHP | SWHC013-02 | DEER2020 | D20v1 | 2020-11-09 | Cap-Tons | 1 |  | None | -44.8 | -0.0183 | 10 | 111 | 0.117 | 0 | [6 empty] | DEER:HVAC_Split-Package_AC | Annual
Any | NE-HVAC-airHP-SpltPkg-240to759kBtuh-10p8eer-3p2cop | EUn | New | CZ13 | cDXHP | SWHC013-02 | DEER2020 | D20v1 | 2020-11-09 | Cap-Tons | 1 |  | None | -50.6 | -0.0106 | 9.18 | 137 | 0.106 | 0 | [6 empty] | DEER:HVAC_Split-Package_AC | Annual
Any | NE-HVAC-airHP-SpltPkg-240to759kBtuh-10p8eer-3p2cop | EUn | New | CZ14 | cDXHP | SWHC013-02 | DEER2020 | D20v1 | 2020-11-09 | Cap-Tons | 1 |  | None | -52.9 | -0.0398 | 8.93 | 128 | 0.115 | 0 | [6 empty] | DEER:HVAC_Split-Package_AC | Annual
Any | NE-HVAC-airHP-SpltPkg-240to759kBtuh-10p8eer-3p2cop | EUn | New | CZ15 | cDXHP | SWHC013-02 | DEER2020 | D20v1 | 2020-11-09 | Cap-Tons | 1 |  | None | -51.5 | -0.0329 | 6.74 | 193 | 0.117 | 0 | [6 empty] | DEER:HVAC_Split-Package_AC | Annual
Any | NE-HVAC-airHP-SpltPkg-240to759kBtuh-10p8eer-3p2cop | EUn | New | CZ16 | cDXHP | SWHC013-02 | DEER2020 | D20v1 | 2020-11-09 | Cap-Tons | 1 |  | None | -22.2 | -0.00864 | 10.7 | 54.7 | 0.062 | 0 | [6 empty] | DEER:HVAC_Split-Package_AC | Annual
Any | NE-HVAC-airHP-SpltPkg-240to759kBtuh-10p8eer-3p2cop | Gro | Ex | CZ01 | cDXHP | SWHC013-02 | DEER2020 | D20v1 | 2020-11-09 | Cap-Tons | 1 |  | None | 1380 | 0.0985 | 0.00628 | 0.984 | 0.0101 | 0 | [6 empty] | DEER:HVAC_Split-Package_AC | Annual
Any | NE-HVAC-airHP-SpltPkg-240to759kBtuh-10p8eer-3p2cop | Gro | Ex | CZ02 | cDXHP | SWHC013-02 | DEER2020 | D20v1 | 2020-11-09 | Cap-Tons | 1 |  | None | 620 | 0.15 | 0.00276 | 42.4 | 0.079 | 0 | [6 empty] | DEER:HVAC_Split-Package_AC | Annual
Any | NE-HVAC-airHP-SpltPkg-240to759kBtuh-10p8eer-3p2cop | Gro | Ex | CZ03 | cDXHP | SWHC013-02 | DEER2020 | D20v1 | 2020-11-09 | Cap-Tons | 1 |  | None | 742 | 0.121 | 0.00579 | 16.2 | 0.0457 | 0 | [6 empty] | DEER:HVAC_Split-Package_AC | Annual
Any | NE-HVAC-airHP-SpltPkg-240to759kBtuh-10p8eer-3p2cop | Gro | Ex | CZ04 | cDXHP | SWHC013-02 | DEER2020 | D20v1 | 2020-11-09 | Cap-Tons | 1 |  | None | 581 | 0.141 | 0.00429 | 49.6 | 0.0722 | 0 | [6 empty] | DEER:HVAC_Split-Package_AC | Annual
Any | NE-HVAC-airHP-SpltPkg-240to759kBtuh-10p8eer-3p2cop | Gro | Ex | CZ05 | cDXHP | SWHC013-02 | DEER2020 | D20v1 | 2020-11-09 | Cap-Tons | 1 |  | None | 889 | 0.0807 | -0.00105 | 14.5 | 0.0245 | 0 | [6 empty] | DEER:HVAC_Split-Package_AC | Annual
Any | NE-HVAC-airHP-SpltPkg-240to759kBtuh-10p8eer-3p2cop | Gro | Ex | CZ06 | cDXHP | SWHC013-02 | DEER2020 | D20v1 | 2020-11-09 | Cap-Tons | 1 |  | None | 544 | 0.134 | -0.00269 | 50.7 | 0.0603 | 0 | [6 empty] | DEER:HVAC_Split-Package_AC | Annual
Any | NE-HVAC-airHP-SpltPkg-240to759kBtuh-10p8eer-3p2cop | Gro | Ex | CZ07 | cDXHP | SWHC013-02 | DEER2020 | D20v1 | 2020-11-09 | Cap-Tons | 1 |  | None | 732 | 0.147 | 0.0014 | 47.8 | 0.0544 | 0 | [6 empty] | DEER:HVAC_Split-Package_AC | Annual
Any | NE-HVAC-airHP-SpltPkg-240to759kBtuh-10p8eer-3p2cop | Gro | Ex | CZ08 | cDXHP | SWHC013-02 | DEER2020 | D20v1 | 2020-11-09 | Cap-Tons | 1 |  | None | 511 | 0.123 | 0.0006 | 73.8 | 0.0618 | 0 | [6 empty] | DEER:HVAC_Split-Package_AC | Annual
Any | NE-HVAC-airHP-SpltPkg-240to759kBtuh-10p8eer-3p2cop | Gro | Ex | CZ09 | cDXHP | SWHC013-02 | DEER2020 | D20v1 | 2020-11-09 | Cap-Tons | 1 |  | None | 503 | 0.176 | -0.00064 | 71.2 | 0.0813 | 0 | [6 empty] | DEER:HVAC_Split-Package_AC | Annual
Any | NE-HVAC-airHP-SpltPkg-240to759kBtuh-10p8eer-3p2cop | Gro | Ex | CZ10 | cDXHP | SWHC013-02 | DEER2020 | D20v1 | 2020-11-09 | Cap-Tons | 1 |  | None | 533 | 0.169 | -0.00014 | 83.8 | 0.0896 | 0 | [6 empty] | DEER:HVAC_Split-Package_AC | Annual
Any | NE-HVAC-airHP-SpltPkg-240to759kBtuh-10p8eer-3p2cop | Gro | Ex | CZ11 | cDXHP | SWHC013-02 | DEER2020 | D20v1 | 2020-11-09 | Cap-Tons | 1 |  | None | 602 | 0.165 | -0.001 | 93.1 | 0.0962 | 0 | [6 empty] | DEER:HVAC_Split-Package_AC | Annual
Any | NE-HVAC-airHP-SpltPkg-240to759kBtuh-10p8eer-3p2cop | Gro | Ex | CZ12 | cDXHP | SWHC013-02 | DEER2020 | D20v1 | 2020-11-09 | Cap-Tons | 1 |  | None | 574 | 0.176 | -0.00039 | 61.9 | 0.0836 | 0 | [6 empty] | DEER:HVAC_Split-Package_AC | Annual
Any | NE-HVAC-airHP-SpltPkg-240to759kBtuh-10p8eer-3p2cop | Gro | Ex | CZ13 | cDXHP | SWHC013-02 | DEER2020 | D20v1 | 2020-11-09 | Cap-Tons | 1 |  | None | 580 | 0.165 | 0.00027 | 102 | 0.0914 | 0 | [6 empty] | DEER:HVAC_Split-Package_AC | Annual
Any | NE-HVAC-airHP-SpltPkg-240to759kBtuh-10p8eer-3p2cop | Gro | Ex | CZ14 | cDXHP | SWHC013-02 | DEER2020 | D20v1 | 2020-11-09 | Cap-Tons | 1 |  | None | 569 | 0.149 | 0.00182 | 90 | 0.0713 | 0 | [6 empty] | DEER:HVAC_Split-Package_AC | Annual
Any | NE-HVAC-airHP-SpltPkg-240to759kBtuh-10p8eer-3p2cop | Gro | Ex | CZ15 | cDXHP | SWHC013-02 | DEER2020 | D20v1 | 2020-11-09 | Cap-Tons | 1 |  | None | 577 | 0.178 | 0.0003 | 165 | 0.0821 | 0 | [6 empty] | DEER:HVAC_Split-Package_AC | Annual
Any | NE-HVAC-airHP-SpltPkg-240to759kBtuh-10p8eer-3p2cop | Gro | Ex | CZ16 | cDXHP | SWHC013-02 | DEER2020 | D20v1 | 2020-11-09 | Cap-Tons | 1 |  | None | 1130 | 0.114 | 0.00142 | 38.9 | 0.0641 | 0 | [6 empty] | DEER:HVAC_Split-Package_AC | Annual
Any | NE-HVAC-airHP-SpltPkg-240to759kBtuh-10p8eer-3p2cop | Gro | New | CZ01 | cDXHP | SWHC013-02 | DEER2020 | D20v1 | 2020-11-09 | Cap-Tons | 1 |  | None | -219 | -0.0398 | -0.00885 | -19.2 | 0.0208 | 0.00022 | [6 empty] | DEER:HVAC_Split-Package_AC | Annual
Any | NE-HVAC-airHP-SpltPkg-240to759kBtuh-10p8eer-3p2cop | Gro | New | CZ02 | cDXHP | SWHC013-02 | DEER2020 | D20v1 | 2020-11-09 | Cap-Tons | 1 |  | None | -115 | -0.00145 | 0.00264 | 143 | 0.078 | 0 | [6 empty] | DEER:HVAC_Split-Package_AC | Annual
Any | NE-HVAC-airHP-SpltPkg-240to759kBtuh-10p8eer-3p2cop | Gro | New | CZ03 | cDXHP | SWHC013-02 | DEER2020 | D20v1 | 2020-11-09 | Cap-Tons | 1 |  | None | -150 | -0.0213 | -0.00139 | 106 | 0.0438 | -0.00064 | [6 empty] | DEER:HVAC_Split-Package_AC | Annual
Any | NE-HVAC-airHP-SpltPkg-240to759kBtuh-10p8eer-3p2cop | Gro | New | CZ04 | cDXHP | SWHC013-02 | DEER2020 | D20v1 | 2020-11-09 | Cap-Tons | 1 |  | None | -134 | -0.00598 | 0.00062 | 138 | 0.0729 | 0 | [6 empty] | DEER:HVAC_Split-Package_AC | Annual
Any | NE-HVAC-airHP-SpltPkg-240to759kBtuh-10p8eer-3p2cop | Gro | New | CZ05 | cDXHP | SWHC013-02 | DEER2020 | D20v1 | 2020-11-09 | Cap-Tons | 1 |  | None | -177 | -0.0334 | -0.00387 | 76.1 | 0.0277 | 0.00053 | [6 empty] | DEER:HVAC_Split-Package_AC | Annual
Any | NE-HVAC-airHP-SpltPkg-240to759kBtuh-10p8eer-3p2cop | Gro | New | CZ06 | cDXHP | SWHC013-02 | DEER2020 | D20v1 | 2020-11-09 | Cap-Tons | 1 |  | None | -140 | -0.0158 | -0.00049 | 129 | 0.0592 | 0 | [6 empty] | DEER:HVAC_Split-Package_AC | Annual
Any | NE-HVAC-airHP-SpltPkg-240to759kBtuh-10p8eer-3p2cop | Gro | New | CZ07 | cDXHP | SWHC013-02 | DEER2020 | D20v1 | 2020-11-09 | Cap-Tons | 1 |  | None | -200 | -0.03 | -0.00079 | 132 | 0.0575 | 0 | [6 empty] | DEER:HVAC_Split-Package_AC | Annual
Any | NE-HVAC-airHP-SpltPkg-240to759kBtuh-10p8eer-3p2cop | Gro | New | CZ08 | cDXHP | SWHC013-02 | DEER2020 | D20v1 | 2020-11-09 | Cap-Tons | 1 |  | None | -143 | -0.0101 | 0.00125 | 147 | 0.0649 | 0 | [6 empty] | DEER:HVAC_Split-Package_AC | Annual
Any | NE-HVAC-airHP-SpltPkg-240to759kBtuh-10p8eer-3p2cop | Gro | New | CZ09 | cDXHP | SWHC013-02 | DEER2020 | D20v1 | 2020-11-09 | Cap-Tons | 1 |  | None | -83.8 | -0.00175 | 0.00154 | 140 | 0.0807 | 0 | [6 empty] | DEER:HVAC_Split-Package_AC | Annual
Any | NE-HVAC-airHP-SpltPkg-240to759kBtuh-10p8eer-3p2cop | Gro | New | CZ10 | cDXHP | SWHC013-02 | DEER2020 | D20v1 | 2020-11-09 | Cap-Tons | 1 |  | None | -109 | 0.00171 | -0.00188 | 160 | 0.0922 | 0 | [6 empty] | DEER:HVAC_Split-Package_AC | Annual
Any | NE-HVAC-airHP-SpltPkg-240to759kBtuh-10p8eer-3p2cop | Gro | New | CZ11 | cDXHP | SWHC013-02 | DEER2020 | D20v1 | 2020-11-09 | Cap-Tons | 1 |  | None | -103 | -0.00076 | 0.00095 | 179 | 0.0905 | 0 | [6 empty] | DEER:HVAC_Split-Package_AC | Annual
Any | NE-HVAC-airHP-SpltPkg-240to759kBtuh-10p8eer-3p2cop | Gro | New | CZ12 | cDXHP | SWHC013-02 | DEER2020 | D20v1 | 2020-11-09 | Cap-Tons | 1 |  | None | -90.4 | -0.00902 | -0.00295 | 158 | 0.0869 | 0 | [6 empty] | DEER:HVAC_Split-Package_AC | Annual
Any | NE-HVAC-airHP-SpltPkg-240to759kBtuh-10p8eer-3p2cop | Gro | New | CZ13 | cDXHP | SWHC013-02 | DEER2020 | D20v1 | 2020-11-09 | Cap-Tons | 1 |  | None | -90.5 | 0.00473 | 0.00433 | 184 | 0.0879 | 0 | [6 empty] | DEER:HVAC_Split-Package_AC | Annual
Any | NE-HVAC-airHP-SpltPkg-240to759kBtuh-10p8eer-3p2cop | Gro | New | CZ14 | cDXHP | SWHC013-02 | DEER2020 | D20v1 | 2020-11-09 | Cap-Tons | 1 |  | None | -76.3 | -0.00361 | 0.00262 | 170 | 0.0675 | 0 | [6 empty] | DEER:HVAC_Split-Package_AC | Annual
Any | NE-HVAC-airHP-SpltPkg-240to759kBtuh-10p8eer-3p2cop | Gro | New | CZ15 | cDXHP | SWHC013-02 | DEER2020 | D20v1 | 2020-11-09 | Cap-Tons | 1 |  | None | -53 | 0.01 | 0.00077 | 204 | 0.0798 | 0 | [6 empty] | DEER:HVAC_Split-Package_AC | Annual
Any | NE-HVAC-airHP-SpltPkg-240to759kBtuh-10p8eer-3p2cop | Gro | New | CZ16 | cDXHP | SWHC013-02 | DEER2020 | D20v1 | 2020-11-09 | Cap-Tons | 1 |  | None | -188 | -0.0306 | 0.00337 | -29.3 | 0.0578 | 0 | [6 empty] | DEER:HVAC_Split-Package_AC | Annual
Any | NE-HVAC-airHP-SpltPkg-240to759kBtuh-10p8eer-3p2cop | Hsp | Ex | CZ01 | cDXHP | SWHC013-02 | DEER2020 | D20v1 | 2020-11-09 | Cap-Tons | 1 |  | None | 653 | 0.0399 | 0 | 6.74 | 0.0143 | 0 | [6 empty] | DEER:HVAC_Split-Package_AC | Annual
Any | NE-HVAC-airHP-SpltPkg-240to759kBtuh-10p8eer-3p2cop | Hsp | Ex | CZ02 | cDXHP | SWHC013-02 | DEER2020 | D20v1 | 2020-11-09 | Cap-Tons | 1 |  | None | 509 | 0.102 | 0 | 71 | 0.0771 | 0 | [6 empty] | DEER:HVAC_Split-Package_AC | Annual
Any | NE-HVAC-airHP-SpltPkg-240to759kBtuh-10p8eer-3p2cop | Hsp | Ex | CZ03 | cDXHP | SWHC013-02 | DEER2020 | D20v1 | 2020-11-09 | Cap-Tons | 1 |  | None | 387 | 0.0694 | 0 | 34.4 | 0.0478 | 0 | [6 empty] | DEER:HVAC_Split-Package_AC | Annual
Any | NE-HVAC-airHP-SpltPkg-240to759kBtuh-10p8eer-3p2cop | Hsp | Ex | CZ04 | cDXHP | SWHC013-02 | DEER2020 | D20v1 | 2020-11-09 | Cap-Tons | 1 |  | None | 457 | 0.0972 | 0 | 82.5 | 0.0709 | 0 | [6 empty] | DEER:HVAC_Split-Package_AC | Annual
Any | NE-HVAC-airHP-SpltPkg-240to759kBtuh-10p8eer-3p2cop | Hsp | Ex | CZ05 | cDXHP | SWHC013-02 | DEER2020 | D20v1 | 2020-11-09 | Cap-Tons | 1 |  | None | 441 | 0.0442 | 0 | 34 | 0.031 | 0 | [6 empty] | DEER:HVAC_Split-Package_AC | Annual
Any | NE-HVAC-airHP-SpltPkg-240to759kBtuh-10p8eer-3p2cop | Hsp | Ex | CZ06 | cDXHP | SWHC013-02 | DEER2020 | D20v1 | 2020-11-09 | Cap-Tons | 1 |  | None | 458 | 0.0981 | 0 | 99.2 | 0.0639 | 0 | [6 empty] | DEER:HVAC_Split-Package_AC | Annual
Any | NE-HVAC-airHP-SpltPkg-240to759kBtuh-10p8eer-3p2cop | Hsp | Ex | CZ07 | cDXHP | SWHC013-02 | DEER2020 | D20v1 | 2020-11-09 | Cap-Tons | 1 |  | None | 384 | 0.0904 | 0 | 90.1 | 0.0532 | 0 | [6 empty] | DEER:HVAC_Split-Package_AC | Annual
Any | NE-HVAC-airHP-SpltPkg-240to759kBtuh-10p8eer-3p2cop | Hsp | Ex | CZ08 | cDXHP | SWHC013-02 | DEER2020 | D20v1 | 2020-11-09 | Cap-Tons | 1 |  | None | 414 | 0.093 | 0 | 122 | 0.0655 | 0 | [6 empty] | DEER:HVAC_Split-Package_AC | Annual
Any | NE-HVAC-airHP-SpltPkg-240to759kBtuh-10p8eer-3p2cop | Hsp | Ex | CZ09 | cDXHP | SWHC013-02 | DEER2020 | D20v1 | 2020-11-09 | Cap-Tons | 1 |  | None | 494 | 0.109 | 0 | 133 | 0.0916 | 0 | [6 empty] | DEER:HVAC_Split-Package_AC | Annual
Any | NE-HVAC-airHP-SpltPkg-240to759kBtuh-10p8eer-3p2cop | Hsp | Ex | CZ10 | cDXHP | SWHC013-02 | DEER2020 | D20v1 | 2020-11-09 | Cap-Tons | 1 |  | None | 480 | 0.101 | 0 | 136 | 0.0911 | 0 | [6 empty] | DEER:HVAC_Split-Package_AC | Annual
Any | NE-HVAC-airHP-SpltPkg-240to759kBtuh-10p8eer-3p2cop | Hsp | Ex | CZ11 | cDXHP | SWHC013-02 | DEER2020 | D20v1 | 2020-11-09 | Cap-Tons | 1 |  | None | 558 | 0.0994 | 0 | 149 | 0.105 | 0 | [6 empty] | DEER:HVAC_Split-Package_AC | Annual
Any | NE-HVAC-airHP-SpltPkg-240to759kBtuh-10p8eer-3p2cop | Hsp | Ex | CZ12 | cDXHP | SWHC013-02 | DEER2020 | D20v1 | 2020-11-09 | Cap-Tons | 1 |  | None | 537 | 0.108 | 0 | 110 | 0.0943 | 0 | [6 empty] | DEER:HVAC_Split-Package_AC | Annual
Any | NE-HVAC-airHP-SpltPkg-240to759kBtuh-10p8eer-3p2cop | Hsp | Ex | CZ13 | cDXHP | SWHC013-02 | DEER2020 | D20v1 | 2020-11-09 | Cap-Tons | 1 |  | None | 547 | 0.112 | 0 | 158 | 0.0954 | 0 | [6 empty] | DEER:HVAC_Split-Package_AC | Annual
Any | NE-HVAC-airHP-SpltPkg-240to759kBtuh-10p8eer-3p2cop | Hsp | Ex | CZ14 | cDXHP | SWHC013-02 | DEER2020 | D20v1 | 2020-11-09 | Cap-Tons | 1 |  | None | 542 | 0.0965 | 0 | 147 | 0.0855 | 0 | [6 empty] | DEER:HVAC_Split-Package_AC | Annual
Any | NE-HVAC-airHP-SpltPkg-240to759kBtuh-10p8eer-3p2cop | Hsp | Ex | CZ15 | cDXHP | SWHC013-02 | DEER2020 | D20v1 | 2020-11-09 | Cap-Tons | 1 |  | None | 495 | 0.104 | 0 | 280 | 0.107 | 0 | [6 empty] | DEER:HVAC_Split-Package_AC | Annual
Any | NE-HVAC-airHP-SpltPkg-240to759kBtuh-10p8eer-3p2cop | Hsp | Ex | CZ16 | cDXHP | SWHC013-02 | DEER2020 | D20v1 | 2020-11-09 | Cap-Tons | 1 |  | None | 603 | 0.0766 | 0 | 55 | 0.0529 | 0 | [6 empty] | DEER:HVAC_Split-Package_AC | Annual
Any | NE-HVAC-airHP-SpltPkg-240to759kBtuh-10p8eer-3p2cop | Hsp | New | CZ01 | cDXHP | SWHC013-02 | DEER2020 | D20v1 | 2020-11-09 | Cap-Tons | 1 |  | None | 63.6 | 0.00891 | 19.5 | 3.83 | 0.0106 | 0 | [6 empty] | DEER:HVAC_Split-Package_AC | Annual
Any | NE-HVAC-airHP-SpltPkg-240to759kBtuh-10p8eer-3p2cop | Hsp | New | CZ02 | cDXHP | SWHC013-02 | DEER2020 | D20v1 | 2020-11-09 | Cap-Tons | 1 |  | None | 41.5 | 0.0234 | 19.5 | 59 | 0.0689 | 0 | [6 empty] | DEER:HVAC_Split-Package_AC | Annual
Any | NE-HVAC-airHP-SpltPkg-240to759kBtuh-10p8eer-3p2cop | Hsp | New | CZ03 | cDXHP | SWHC013-02 | DEER2020 | D20v1 | 2020-11-09 | Cap-Tons | 1 |  | None | 30.6 | 0.0205 | 19.5 | 23.2 | 0.0411 | 0 | [6 empty] | DEER:HVAC_Split-Package_AC | Annual
Any | NE-HVAC-airHP-SpltPkg-240to759kBtuh-10p8eer-3p2cop | Hsp | New | CZ04 | cDXHP | SWHC013-02 | DEER2020 | D20v1 | 2020-11-09 | Cap-Tons | 1 |  | None | 32.6 | 0.0239 | 19.5 | 65.7 | 0.0622 | 0 | [6 empty] | DEER:HVAC_Split-Package_AC | Annual
Any | NE-HVAC-airHP-SpltPkg-240to759kBtuh-10p8eer-3p2cop | Hsp | New | CZ05 | cDXHP | SWHC013-02 | DEER2020 | D20v1 | 2020-11-09 | Cap-Tons | 1 |  | None | 35.1 | 0.00948 | 19.5 | 22.1 | 0.0258 | 0 | [6 empty] | DEER:HVAC_Split-Package_AC | Annual
Any | NE-HVAC-airHP-SpltPkg-240to759kBtuh-10p8eer-3p2cop | Hsp | New | CZ06 | cDXHP | SWHC013-02 | DEER2020 | D20v1 | 2020-11-09 | Cap-Tons | 1 |  | None | 25.1 | 0.0301 | 19.5 | 78.1 | 0.0551 | 0 | [6 empty] | DEER:HVAC_Split-Package_AC | Annual
Any | NE-HVAC-airHP-SpltPkg-240to759kBtuh-10p8eer-3p2cop | Hsp | New | CZ07 | cDXHP | SWHC013-02 | DEER2020 | D20v1 | 2020-11-09 | Cap-Tons | 1 |  | None | 7.98 | 0.0287 | 19.5 | 68 | 0.0456 | 0 | [6 empty] | DEER:HVAC_Split-Package_AC | Annual
Any | NE-HVAC-airHP-SpltPkg-240to759kBtuh-10p8eer-3p2cop | Hsp | New | CZ08 | cDXHP | SWHC013-02 | DEER2020 | D20v1 | 2020-11-09 | Cap-Tons | 1 |  | None | 23.9 | 0.0235 | 19.5 | 98.3 | 0.0574 | 0 | [6 empty] | DEER:HVAC_Split-Package_AC | Annual
Any | NE-HVAC-airHP-SpltPkg-240to759kBtuh-10p8eer-3p2cop | Hsp | New | CZ09 | cDXHP | SWHC013-02 | DEER2020 | D20v1 | 2020-11-09 | Cap-Tons | 1 |  | None | 40.2 | 0.0355 | 19.4 | 111 | 0.082 | 0 | [6 empty] | DEER:HVAC_Split-Package_AC | Annual
Any | NE-HVAC-airHP-SpltPkg-240to759kBtuh-10p8eer-3p2cop | Hsp | New | CZ10 | cDXHP | SWHC013-02 | DEER2020 | D20v1 | 2020-11-09 | Cap-Tons | 1 |  | None | 39.8 | 0.0268 | 19.5 | 117 | 0.0828 | 0 | [6 empty] | DEER:HVAC_Split-Package_AC | Annual
Any | NE-HVAC-airHP-SpltPkg-240to759kBtuh-10p8eer-3p2cop | Hsp | New | CZ11 | cDXHP | SWHC013-02 | DEER2020 | D20v1 | 2020-11-09 | Cap-Tons | 1 |  | None | 50.3 | 0.0255 | 19.5 | 128 | 0.0922 | 0 | [6 empty] | DEER:HVAC_Split-Package_AC | Annual
Any | NE-HVAC-airHP-SpltPkg-240to759kBtuh-10p8eer-3p2cop | Hsp | New | CZ12 | cDXHP | SWHC013-02 | DEER2020 | D20v1 | 2020-11-09 | Cap-Tons | 1 |  | None | 40.6 | 0.0249 | 19.5 | 94.2 | 0.084 | 0 | [6 empty] | DEER:HVAC_Split-Package_AC | Annual
Any | NE-HVAC-airHP-SpltPkg-240to759kBtuh-10p8eer-3p2cop | Hsp | New | CZ13 | cDXHP | SWHC013-02 | DEER2020 | D20v1 | 2020-11-09 | Cap-Tons | 1 |  | None | 46.5 | 0.0299 | 19.5 | 137 | 0.0842 | 0 | [6 empty] | DEER:HVAC_Split-Package_AC | Annual
Any | NE-HVAC-airHP-SpltPkg-240to759kBtuh-10p8eer-3p2cop | Hsp | New | CZ14 | cDXHP | SWHC013-02 | DEER2020 | D20v1 | 2020-11-09 | Cap-Tons | 1 |  | None | 48.4 | 0.0241 | 19.5 | 127 | 0.0749 | 0 | [6 empty] | DEER:HVAC_Split-Package_AC | Annual
Any | NE-HVAC-airHP-SpltPkg-240to759kBtuh-10p8eer-3p2cop | Hsp | New | CZ15 | cDXHP | SWHC013-02 | DEER2020 | D20v1 | 2020-11-09 | Cap-Tons | 1 |  | None | 50.5 | 0.0203 | 18.3 | 252 | 0.0991 | 0 | [6 empty] | DEER:HVAC_Split-Package_AC | Annual
Any | NE-HVAC-airHP-SpltPkg-240to759kBtuh-10p8eer-3p2cop | Hsp | New | CZ16 | cDXHP | SWHC013-02 | DEER2020 | D20v1 | 2020-11-09 | Cap-Tons | 1 |  | None | 43.7 | 0.0188 | 19.5 | 45.1 | 0.0454 | 0 | [6 empty] | DEER:HVAC_Split-Package_AC | Annual
Any | NE-HVAC-airHP-SpltPkg-240to759kBtuh-10p8eer-3p2cop | Htl | Ex | CZ01 | cDXHP | SWHC013-02 | DEER2020 | D20v1 | 2020-11-09 | Cap-Tons | 1 |  | None | 245 | 0.0166 | 0 | 50.5 | 0.0325 | 0 | [6 empty] | DEER:HVAC_Split-Package_AC | Annual
Any | NE-HVAC-airHP-SpltPkg-240to759kBtuh-10p8eer-3p2cop | Htl | Ex | CZ02 | cDXHP | SWHC013-02 | DEER2020 | D20v1 | 2020-11-09 | Cap-Tons | 1 |  | None | 249 | 0.0399 | 0 | 195 | 0.14 | 0 | [6 empty] | DEER:HVAC_Split-Package_AC | Annual
Any | NE-HVAC-airHP-SpltPkg-240to759kBtuh-10p8eer-3p2cop | Htl | Ex | CZ03 | cDXHP | SWHC013-02 | DEER2020 | D20v1 | 2020-11-09 | Cap-Tons | 1 |  | None | 166 | 0.0589 | 0 | 98.4 | 0.0735 | 0 | [6 empty] | DEER:HVAC_Split-Package_AC | Annual
Any | NE-HVAC-airHP-SpltPkg-240to759kBtuh-10p8eer-3p2cop | Htl | Ex | CZ04 | cDXHP | SWHC013-02 | DEER2020 | D20v1 | 2020-11-09 | Cap-Tons | 1 |  | None | 208 | 0.0487 | 0 | 213 | 0.123 | 0 | [6 empty] | DEER:HVAC_Split-Package_AC | Annual
Any | NE-HVAC-airHP-SpltPkg-240to759kBtuh-10p8eer-3p2cop | Htl | Ex | CZ05 | cDXHP | SWHC013-02 | DEER2020 | D20v1 | 2020-11-09 | Cap-Tons | 1 |  | None | 152 | 0.0361 | 0 | 97.5 | 0.0484 | 0 | [6 empty] | DEER:HVAC_Split-Package_AC | Annual
Any | NE-HVAC-airHP-SpltPkg-240to759kBtuh-10p8eer-3p2cop | Htl | Ex | CZ06 | cDXHP | SWHC013-02 | DEER2020 | D20v1 | 2020-11-09 | Cap-Tons | 1 |  | None | 196 | 0.0661 | 0 | 181 | 0.0898 | 0 | [6 empty] | DEER:HVAC_Split-Package_AC | Annual
Any | NE-HVAC-airHP-SpltPkg-240to759kBtuh-10p8eer-3p2cop | Htl | Ex | CZ07 | cDXHP | SWHC013-02 | DEER2020 | D20v1 | 2020-11-09 | Cap-Tons | 1 |  | None | 115 | 0.0544 | 0 | 174 | 0.0759 | 0 | [6 empty] | DEER:HVAC_Split-Package_AC | Annual
Any | NE-HVAC-airHP-SpltPkg-240to759kBtuh-10p8eer-3p2cop | Htl | Ex | CZ08 | cDXHP | SWHC013-02 | DEER2020 | D20v1 | 2020-11-09 | Cap-Tons | 1 |  | None | 165 | 0.0458 | 0 | 262 | 0.107 | 0 | [6 empty] | DEER:HVAC_Split-Package_AC | Annual
Any | NE-HVAC-airHP-SpltPkg-240to759kBtuh-10p8eer-3p2cop | Htl | Ex | CZ09 | cDXHP | SWHC013-02 | DEER2020 | D20v1 | 2020-11-09 | Cap-Tons | 1 |  | None | 242 | 0.0614 | 0 | 221 | 0.127 | 0 | [6 empty] | DEER:HVAC_Split-Package_AC | Annual
Any | NE-HVAC-airHP-SpltPkg-240to759kBtuh-10p8eer-3p2cop | Htl | Ex | CZ10 | cDXHP | SWHC013-02 | DEER2020 | D20v1 | 2020-11-09 | Cap-Tons | 1 |  | None | 257 | 0.0555 | 0 | 252 | 0.138 | 0 | [6 empty] | DEER:HVAC_Split-Package_AC | Annual
Any | NE-HVAC-airHP-SpltPkg-240to759kBtuh-10p8eer-3p2cop | Htl | Ex | CZ11 | cDXHP | SWHC013-02 | DEER2020 | D20v1 | 2020-11-09 | Cap-Tons | 1 |  | None | 320 | 0.0397 | 0 | 241 | 0.151 | 0 | [6 empty] | DEER:HVAC_Split-Package_AC | Annual
Any | NE-HVAC-airHP-SpltPkg-240to759kBtuh-10p8eer-3p2cop | Htl | Ex | CZ12 | cDXHP | SWHC013-02 | DEER2020 | D20v1 | 2020-11-09 | Cap-Tons | 1 |  | None | 260 | 0.0457 | 0 | 218 | 0.15 | 0 | [6 empty] | DEER:HVAC_Split-Package_AC | Annual
Any | NE-HVAC-airHP-SpltPkg-240to759kBtuh-10p8eer-3p2cop | Htl | Ex | CZ13 | cDXHP | SWHC013-02 | DEER2020 | D20v1 | 2020-11-09 | Cap-Tons | 1 |  | None | 308 | 0.0655 | 0 | 250 | 0.137 | 0 | [6 empty] | DEER:HVAC_Split-Package_AC | Annual
Any | NE-HVAC-airHP-SpltPkg-240to759kBtuh-10p8eer-3p2cop | Htl | Ex | CZ14 | cDXHP | SWHC013-02 | DEER2020 | D20v1 | 2020-11-09 | Cap-Tons | 1 |  | None | 330 | 0.0577 | 0 | 233 | 0.125 | 0 | [6 empty] | DEER:HVAC_Split-Package_AC | Annual
Any | NE-HVAC-airHP-SpltPkg-240to759kBtuh-10p8eer-3p2cop | Htl | Ex | CZ15 | cDXHP | SWHC013-02 | DEER2020 | D20v1 | 2020-11-09 | Cap-Tons | 1 |  | None | 392 | 0.0934 | 0 | 336 | 0.127 | 0 | [6 empty] | DEER:HVAC_Split-Package_AC | Annual
Any | NE-HVAC-airHP-SpltPkg-240to759kBtuh-10p8eer-3p2cop | Htl | Ex | CZ16 | cDXHP | SWHC013-02 | DEER2020 | D20v1 | 2020-11-09 | Cap-Tons | 1 |  | None | 356 | 0.0546 | 0 | 98.2 | 0.0802 | 0 | [6 empty] | DEER:HVAC_Split-Package_AC | Annual
Any | NE-HVAC-airHP-SpltPkg-240to759kBtuh-10p8eer-3p2cop | Htl | New | CZ01 | cDXHP | SWHC013-02 | DEER2020 | D20v1 | 2020-11-09 | Cap-Tons | 1 |  | None | 9190 | 1.52 | 113 | 5.29 | 0.0143 | 0 | [6 empty] | DEER:HVAC_Split-Package_AC | Annual
Any | NE-HVAC-airHP-SpltPkg-240to759kBtuh-10p8eer-3p2cop | Htl | New | CZ02 | cDXHP | SWHC013-02 | DEER2020 | D20v1 | 2020-11-09 | Cap-Tons | 1 |  | None | 9700 | 1.71 | 110 | 89.8 | 0.119 | 0 | [6 empty] | DEER:HVAC_Split-Package_AC | Annual
Any | NE-HVAC-airHP-SpltPkg-240to759kBtuh-10p8eer-3p2cop | Htl | New | CZ03 | cDXHP | SWHC013-02 | DEER2020 | D20v1 | 2020-11-09 | Cap-Tons | 1 |  | None | 9170 | 1.57 | 108 | 32.8 | 0.0591 | 0 | [6 empty] | DEER:HVAC_Split-Package_AC | Annual
Any | NE-HVAC-airHP-SpltPkg-240to759kBtuh-10p8eer-3p2cop | Htl | New | CZ04 | cDXHP | SWHC013-02 | DEER2020 | D20v1 | 2020-11-09 | Cap-Tons | 1 |  | None | 9610 | 1.65 | 108 | 96.7 | 0.099 | 0 | [6 empty] | DEER:HVAC_Split-Package_AC | Annual
Any | NE-HVAC-airHP-SpltPkg-240to759kBtuh-10p8eer-3p2cop | Htl | New | CZ05 | cDXHP | SWHC013-02 | DEER2020 | D20v1 | 2020-11-09 | Cap-Tons | 1 |  | None | 9250 | 1.5 | 109 | 32.1 | 0.0344 | 0 | [6 empty] | DEER:HVAC_Split-Package_AC | Annual
Any | NE-HVAC-airHP-SpltPkg-240to759kBtuh-10p8eer-3p2cop | Htl | New | CZ06 | cDXHP | SWHC013-02 | DEER2020 | D20v1 | 2020-11-09 | Cap-Tons | 1 |  | None | 9290 | 1.56 | 104 | 96 | 0.083 | 0 | [6 empty] | DEER:HVAC_Split-Package_AC | Annual
Any | NE-HVAC-airHP-SpltPkg-240to759kBtuh-10p8eer-3p2cop | Htl | New | CZ07 | cDXHP | SWHC013-02 | DEER2020 | D20v1 | 2020-11-09 | Cap-Tons | 1 |  | None | 9450 | 1.56 | 105 | 80.2 | 0.0622 | 0 | [6 empty] | DEER:HVAC_Split-Package_AC | Annual
Any | NE-HVAC-airHP-SpltPkg-240to759kBtuh-10p8eer-3p2cop | Htl | New | CZ08 | cDXHP | SWHC013-02 | DEER2020 | D20v1 | 2020-11-09 | Cap-Tons | 1 |  | None | 10800 | 1.77 | 116 | 145 | 0.0909 | 0 | [6 empty] | DEER:HVAC_Split-Package_AC | Annual
Any | NE-HVAC-airHP-SpltPkg-240to759kBtuh-10p8eer-3p2cop | Htl | New | CZ09 | cDXHP | SWHC013-02 | DEER2020 | D20v1 | 2020-11-09 | Cap-Tons | 1 |  | None | 7940 | 1.43 | 87.2 | 130 | 0.113 | 0 | [6 empty] | DEER:HVAC_Split-Package_AC | Annual
Any | NE-HVAC-airHP-SpltPkg-240to759kBtuh-10p8eer-3p2cop | Htl | New | CZ10 | cDXHP | SWHC013-02 | DEER2020 | D20v1 | 2020-11-09 | Cap-Tons | 1 |  | None | 8720 | 1.55 | 95.2 | 155 | 0.123 | 0 | [6 empty] | DEER:HVAC_Split-Package_AC | Annual
Any | NE-HVAC-airHP-SpltPkg-240to759kBtuh-10p8eer-3p2cop | Htl | New | CZ11 | cDXHP | SWHC013-02 | DEER2020 | D20v1 | 2020-11-09 | Cap-Tons | 1 |  | None | 7890 | 1.4 | 88.3 | 165 | 0.14 | 0 | [6 empty] | DEER:HVAC_Split-Package_AC | Annual
Any | NE-HVAC-airHP-SpltPkg-240to759kBtuh-10p8eer-3p2cop | Htl | New | CZ12 | cDXHP | SWHC013-02 | DEER2020 | D20v1 | 2020-11-09 | Cap-Tons | 1 |  | None | 8620 | 1.57 | 96.7 | 129 | 0.133 | 0 | [6 empty] | DEER:HVAC_Split-Package_AC | Annual
Any | NE-HVAC-airHP-SpltPkg-240to759kBtuh-10p8eer-3p2cop | Htl | New | CZ13 | cDXHP | SWHC013-02 | DEER2020 | D20v1 | 2020-11-09 | Cap-Tons | 1 |  | None | 7760 | 1.41 | 86.2 | 170 | 0.119 | 0 | [6 empty] | DEER:HVAC_Split-Package_AC | Annual
Any | NE-HVAC-airHP-SpltPkg-240to759kBtuh-10p8eer-3p2cop | Htl | New | CZ14 | cDXHP | SWHC013-02 | DEER2020 | D20v1 | 2020-11-09 | Cap-Tons | 1 |  | None | 7760 | 1.37 | 87 | 164 | 0.108 | 0 | [6 empty] | DEER:HVAC_Split-Package_AC | Annual
Any | NE-HVAC-airHP-SpltPkg-240to759kBtuh-10p8eer-3p2cop | Htl | New | CZ15 | cDXHP | SWHC013-02 | DEER2020 | D20v1 | 2020-11-09 | Cap-Tons | 1 |  | None | 6260 | 1.09 | 65.3 | 269 | 0.115 | 0 | [6 empty] | DEER:HVAC_Split-Package_AC | Annual
Any | NE-HVAC-airHP-SpltPkg-240to759kBtuh-10p8eer-3p2cop | Htl | New | CZ16 | cDXHP | SWHC013-02 | DEER2020 | D20v1 | 2020-11-09 | Cap-Tons | 1 |  | None | 8640 | 1.52 | 105 | 62.6 | 0.0718 | 0 | [6 empty] | DEER:HVAC_Split-Package_AC | Annual
Any | NE-HVAC-airHP-SpltPkg-240to759kBtuh-10p8eer-3p2cop | MBT | Ex | CZ01 | cDXHP | SWHC013-02 | DEER2020 | D20v1 | 2020-11-09 | Cap-Tons | 1 |  | None | 180 | 0.0322 | 0 | 22.6 | 0.016 | 0 | [6 empty] | DEER:HVAC_Split-Package_AC | Annual
Any | NE-HVAC-airHP-SpltPkg-240to759kBtuh-10p8eer-3p2cop | MBT | Ex | CZ02 | cDXHP | SWHC013-02 | DEER2020 | D20v1 | 2020-11-09 | Cap-Tons | 1 |  | None | 208 | 0.103 | 0 | 85.1 | 0.0808 | 0 | [6 empty] | DEER:HVAC_Split-Package_AC | Annual
Any | NE-HVAC-airHP-SpltPkg-240to759kBtuh-10p8eer-3p2cop | MBT | Ex | CZ03 | cDXHP | SWHC013-02 | DEER2020 | D20v1 | 2020-11-09 | Cap-Tons | 1 |  | None | 134 | 0.0869 | 0 | 53.5 | 0.0451 | 0 | [6 empty] | DEER:HVAC_Split-Package_AC | Annual
Any | NE-HVAC-airHP-SpltPkg-240to759kBtuh-10p8eer-3p2cop | MBT | Ex | CZ04 | cDXHP | SWHC013-02 | DEER2020 | D20v1 | 2020-11-09 | Cap-Tons | 1 |  | None | 166 | 0.101 | 0 | 95.1 | 0.0698 | 0 | [6 empty] | DEER:HVAC_Split-Package_AC | Annual
Any | NE-HVAC-airHP-SpltPkg-240to759kBtuh-10p8eer-3p2cop | MBT | Ex | CZ05 | cDXHP | SWHC013-02 | DEER2020 | D20v1 | 2020-11-09 | Cap-Tons | 1 |  | None | 115 | 0.0473 | 0 | 57.4 | 0.0309 | 0 | [6 empty] | DEER:HVAC_Split-Package_AC | Annual
Any | NE-HVAC-airHP-SpltPkg-240to759kBtuh-10p8eer-3p2cop | MBT | Ex | CZ06 | cDXHP | SWHC013-02 | DEER2020 | D20v1 | 2020-11-09 | Cap-Tons | 1 |  | None | 131 | 0.0867 | 0 | 104 | 0.0586 | 0 | [6 empty] | DEER:HVAC_Split-Package_AC | Annual
Any | NE-HVAC-airHP-SpltPkg-240to759kBtuh-10p8eer-3p2cop | MBT | Ex | CZ07 | cDXHP | SWHC013-02 | DEER2020 | D20v1 | 2020-11-09 | Cap-Tons | 1 |  | None | 87.8 | 0.0719 | 0 | 92.3 | 0.0474 | 0 | [6 empty] | DEER:HVAC_Split-Package_AC | Annual
Any | NE-HVAC-airHP-SpltPkg-240to759kBtuh-10p8eer-3p2cop | MBT | Ex | CZ08 | cDXHP | SWHC013-02 | DEER2020 | D20v1 | 2020-11-09 | Cap-Tons | 1 |  | None | 156 | 0.095 | 0 | 121 | 0.06 | 0 | [6 empty] | DEER:HVAC_Split-Package_AC | Annual
Any | NE-HVAC-airHP-SpltPkg-240to759kBtuh-10p8eer-3p2cop | MBT | Ex | CZ09 | cDXHP | SWHC013-02 | DEER2020 | D20v1 | 2020-11-09 | Cap-Tons | 1 |  | None | 212 | 0.126 | 0 | 105 | 0.0741 | 0 | [6 empty] | DEER:HVAC_Split-Package_AC | Annual
Any | NE-HVAC-airHP-SpltPkg-240to759kBtuh-10p8eer-3p2cop | MBT | Ex | CZ10 | cDXHP | SWHC013-02 | DEER2020 | D20v1 | 2020-11-09 | Cap-Tons | 1 |  | None | 204 | 0.115 | 0 | 122 | 0.081 | 0 | [6 empty] | DEER:HVAC_Split-Package_AC | Annual
Any | NE-HVAC-airHP-SpltPkg-240to759kBtuh-10p8eer-3p2cop | MBT | Ex | CZ11 | cDXHP | SWHC013-02 | DEER2020 | D20v1 | 2020-11-09 | Cap-Tons | 1 |  | None | 256 | 0.115 | 0 | 109 | 0.0887 | 0 | [6 empty] | DEER:HVAC_Split-Package_AC | Annual
Any | NE-HVAC-airHP-SpltPkg-240to759kBtuh-10p8eer-3p2cop | MBT | Ex | CZ12 | cDXHP | SWHC013-02 | DEER2020 | D20v1 | 2020-11-09 | Cap-Tons | 1 |  | None | 232 | 0.113 | 0 | 97.1 | 0.0851 | 0 | [6 empty] | DEER:HVAC_Split-Package_AC | Annual
Any | NE-HVAC-airHP-SpltPkg-240to759kBtuh-10p8eer-3p2cop | MBT | Ex | CZ13 | cDXHP | SWHC013-02 | DEER2020 | D20v1 | 2020-11-09 | Cap-Tons | 1 |  | None | 247 | 0.121 | 0 | 116 | 0.0794 | 0 | [6 empty] | DEER:HVAC_Split-Package_AC | Annual
Any | NE-HVAC-airHP-SpltPkg-240to759kBtuh-10p8eer-3p2cop | MBT | Ex | CZ14 | cDXHP | SWHC013-02 | DEER2020 | D20v1 | 2020-11-09 | Cap-Tons | 1 |  | None | 270 | 0.122 | 0 | 114 | 0.0718 | 0 | [6 empty] | DEER:HVAC_Split-Package_AC | Annual
Any | NE-HVAC-airHP-SpltPkg-240to759kBtuh-10p8eer-3p2cop | MBT | Ex | CZ15 | cDXHP | SWHC013-02 | DEER2020 | D20v1 | 2020-11-09 | Cap-Tons | 1 |  | None | 283 | 0.134 | 0 | 173 | 0.0772 | 0 | [6 empty] | DEER:HVAC_Split-Package_AC | Annual
Any | NE-HVAC-airHP-SpltPkg-240to759kBtuh-10p8eer-3p2cop | MBT | Ex | CZ16 | cDXHP | SWHC013-02 | DEER2020 | D20v1 | 2020-11-09 | Cap-Tons | 1 |  | None | 304 | 0.0874 | 0 | 59.3 | 0.0515 | 0 | [6 empty] | DEER:HVAC_Split-Package_AC | Annual
Any | NE-HVAC-airHP-SpltPkg-240to759kBtuh-10p8eer-3p2cop | MBT | New | CZ01 | cDXHP | SWHC013-02 | DEER2020 | D20v1 | 2020-11-09 | Cap-Tons | 1 |  | None | -95.6 | -0.0229 | 0 | 24.5 | 0.0162 | 0 | [6 empty] | DEER:HVAC_Split-Package_AC | Annual
Any | NE-HVAC-airHP-SpltPkg-240to759kBtuh-10p8eer-3p2cop | MBT | New | CZ02 | cDXHP | SWHC013-02 | DEER2020 | D20v1 | 2020-11-09 | Cap-Tons | 1 |  | None | -97.6 | -0.0205 | 0 | 80.3 | 0.0757 | 0 | [6 empty] | DEER:HVAC_Split-Package_AC | Annual
Any | NE-HVAC-airHP-SpltPkg-240to759kBtuh-10p8eer-3p2cop | MBT | New | CZ03 | cDXHP | SWHC013-02 | DEER2020 | D20v1 | 2020-11-09 | Cap-Tons | 1 |  | None | -115 | -0.015 | 0 | 55.2 | 0.044 | 0 | [6 empty] | DEER:HVAC_Split-Package_AC | Annual
Any | NE-HVAC-airHP-SpltPkg-240to759kBtuh-10p8eer-3p2cop | MBT | New | CZ04 | cDXHP | SWHC013-02 | DEER2020 | D20v1 | 2020-11-09 | Cap-Tons | 1 |  | None | -103 | -0.0147 | 0 | 90.1 | 0.0658 | 0 | [6 empty] | DEER:HVAC_Split-Package_AC | Annual
Any | NE-HVAC-airHP-SpltPkg-240to759kBtuh-10p8eer-3p2cop | MBT | New | CZ05 | cDXHP | SWHC013-02 | DEER2020 | D20v1 | 2020-11-09 | Cap-Tons | 1 |  | None | -112 | -0.0202 | 0 | 59.7 | 0.0308 | 0 | [6 empty] | DEER:HVAC_Split-Package_AC | Annual
Any | NE-HVAC-airHP-SpltPkg-240to759kBtuh-10p8eer-3p2cop | MBT | New | CZ06 | cDXHP | SWHC013-02 | DEER2020 | D20v1 | 2020-11-09 | Cap-Tons | 1 |  | None | -110 | -0.00832 | 0 | 105 | 0.0584 | 0 | [6 empty] | DEER:HVAC_Split-Package_AC | Annual
Any | NE-HVAC-airHP-SpltPkg-240to759kBtuh-10p8eer-3p2cop | MBT | New | CZ07 | cDXHP | SWHC013-02 | DEER2020 | D20v1 | 2020-11-09 | Cap-Tons | 1 |  | None | -121 | -0.016 | 0 | 93.4 | 0.0469 | 0 | [6 empty] | DEER:HVAC_Split-Package_AC | Annual
Any | NE-HVAC-airHP-SpltPkg-240to759kBtuh-10p8eer-3p2cop | MBT | New | CZ08 | cDXHP | SWHC013-02 | DEER2020 | D20v1 | 2020-11-09 | Cap-Tons | 1 |  | None | -125 | -0.0167 | 0 | 118 | 0.0583 | 0 | [6 empty] | DEER:HVAC_Split-Package_AC | Annual
Any | NE-HVAC-airHP-SpltPkg-240to759kBtuh-10p8eer-3p2cop | MBT | New | CZ09 | cDXHP | SWHC013-02 | DEER2020 | D20v1 | 2020-11-09 | Cap-Tons | 1 |  | None | -86.5 | -0.00508 | 0 | 101 | 0.0721 | 0 | [6 empty] | DEER:HVAC_Split-Package_AC | Annual
Any | NE-HVAC-airHP-SpltPkg-240to759kBtuh-10p8eer-3p2cop | Com | Ex | CZ01 | cDXHP | SWHC013-02 | DEER2020 | D20v1 | 2020-11-09 | Cap-Tons | 1 |  | None | 347 | 0.0201 | 0.00027 | 17.6 | 0.0176 | 0 | [6 empty] | DEER:HVAC_Split-Package_AC | Annual
Any | NE-HVAC-airHP-SpltPkg-240to759kBtuh-10p8eer-3p2cop | Com | Ex | CZ02 | cDXHP | SWHC013-02 | DEER2020 | D20v1 | 2020-11-09 | Cap-Tons | 1 |  | None | 275 | 0.0637 | 0.00015 | 89.7 | 0.0846 | 0 | [6 empty] | DEER:HVAC_Split-Package_AC | Annual
Any | NE-HVAC-airHP-SpltPkg-240to759kBtuh-10p8eer-3p2cop | Com | Ex | CZ03 | cDXHP | SWHC013-02 | DEER2020 | D20v1 | 2020-11-09 | Cap-Tons | 1 |  | None | 179 | 0.0496 | 0.0002 | 47.7 | 0.0431 | 0 | [6 empty] | DEER:HVAC_Split-Package_AC | Annual
Any | NE-HVAC-airHP-SpltPkg-240to759kBtuh-10p8eer-3p2cop | Com | Ex | CZ04 | cDXHP | SWHC013-02 | DEER2020 | D20v1 | 2020-11-09 | Cap-Tons | 1 |  | None | 198 | 0.0558 | 0.00014 | 98.6 | 0.072 | 0 | [6 empty] | DEER:HVAC_Split-Package_AC | Annual
Any | NE-HVAC-airHP-SpltPkg-240to759kBtuh-10p8eer-3p2cop | Com | Ex | CZ05 | cDXHP | SWHC013-02 | DEER2020 | D20v1 | 2020-11-09 | Cap-Tons | 1 |  | None | 223 | 0.0386 | -5e-05 | 53 | 0.0354 | 0 | [6 empty] | DEER:HVAC_Split-Package_AC | Annual
Any | NE-HVAC-airHP-SpltPkg-240to759kBtuh-10p8eer-3p2cop | Com | Ex | CZ06 | cDXHP | SWHC013-02 | DEER2020 | D20v1 | 2020-11-09 | Cap-Tons | 1 |  | None | 198 | 0.0649 | -0.00013 | 107 | 0.0682 | 0 | [6 empty] | DEER:HVAC_Split-Package_AC | Annual

## MeasureCost
PA | MeasCostID | CostQualifier | BldgType | BldgVint | BldgLoc | DeliveryType | StartDate | ExpiryDate | SourceDesc | Version | VersionSource | LastMod | NormUnit | CostType | GenCost | LaborCost | MatlCost | Description | Sector | UseCategory | UseSubCategory | TechGroup | TechType | TechID | MeasAppType | InstallHours | LaborRate | LocCostAdj | Status | Comment
Any | SWHC013_02_B001 | Any | Any | Any | Any | UpDeemed | 2022-01-01 |  | SWHC013-02 | ExAnte2022 | IOU Workpaper |  | Cap-Tons | Full |  | 0 | 684 | Unitary Air-Cooled, Commercial, Packaged AC, 65 - 134 kBTU/h, 11 EER | Com | HVAC | SpaceCool | dxAC_equip | pkgEER |  | NR |  |  | None | Proposed
Any | SWHC013_02_B002 | Any | Any | Any | Any | UpDeemed | 2022-01-01 |  | SWHC013-02 | ExAnte2022 | IOU Workpaper |  | Cap-Tons | Full |  | 0 | 615 | Unitary Air-Cooled, Commercial, Packaged AC, 135 - 239 kBTU/h, 10.8 EER | Com | HVAC | SpaceCool | dxAC_equip | pkgEER |  | NR |  |  | None | Proposed
Any | SWHC013_02_B003 | Any | Any | Any | Any | UpDeemed | 2022-01-01 |  | SWHC013-02 | ExAnte2022 | IOU Workpaper |  | Cap-Tons | Full |  | 0 | 686 | Unitary Air-Cooled, Commercial, Packaged AC, 240 - 759 kBTU/h, 9.8 EER | Com | HVAC | SpaceCool | dxAC_equip | pkgEER |  | NR |  |  | None | Proposed
Any | SWHC013_02_B004 | Any | Any | Any | Any | UpDeemed | 2022-01-01 |  | SWHC013-02 | ExAnte2022 | IOU Workpaper |  | Cap-Tons | Full |  | 0 | 782 | Unitary Air-Cooled, Commercial, Packaged AC, > 760 kBTU/h, 9.5 EER | Com | HVAC | SpaceCool | dxAC_equip | pkgEER |  | NR |  |  | None | Proposed
Any | SWHC013_02_B005 | Any | Any | Any | Any | UpDeemed | 2022-01-01 |  | SWHC013-02 | ExAnte2022 | IOU Workpaper |  | Cap-Tons | Full |  | 0 | 684 | Unitary Air-Cooled, Commercial, Packaged HP, 65 - 134 kBTU/h, 10.8 EER 3.3 COP | Com | HVAC | HeatCool | dxHP_equip | pkgEER |  | NR |  |  | None | Proposed
Any | SWHC013_02_B006 | Any | Any | Any | Any | UpDeemed | 2022-01-01 |  | SWHC013-02 | ExAnte2022 | IOU Workpaper |  | Cap-Tons | Full |  | 0 | 615 | Unitary Air-Cooled, Commercial, Packaged HP, 135 - 239 kBTU/h, 10.4 EER 3.2 COP | Com | HVAC | HeatCool | dxHP_equip | pkgEER |  | NR |  |  | None | Proposed
Any | SWHC013_02_B007 | Any | Any | Any | Any | UpDeemed | 2022-01-01 |  | SWHC013-02 | ExAnte2022 | IOU Workpaper |  | Cap-Tons | Full |  | 0 | 686 | Unitary Air-Cooled, Commercial, Packaged HP, 240 - 759 kBTU/h, 9.7 EER 3.2 COP | Com | HVAC | HeatCool | dxHP_equip | pkgEER |  | NR |  |  | None | Proposed
Any | SWHC013_02_M001 | Any | Any | Any | Any | UpDeemed | 2022-01-01 |  | SWHC013-02 | ExAnte2022 | IOU Workpaper |  | Cap-Tons | Full |  | 0 | 748 | Unitary Air-Cooled, Commercial, Packaged AC, 65 - 134 kBTU/h, 11.5 EER | Com | HVAC | SpaceCool | dxAC_equip | pkgEER |  | NR |  |  | None | Proposed
Any | SWHC013_02_M002 | Any | Any | Any | Any | UpDeemed | 2022-01-01 |  | SWHC013-02 | ExAnte2022 | IOU Workpaper |  | Cap-Tons | Full |  | 0 | 783.56 | Unitary Air-Cooled, Commercial, Packaged AC, 65 - 134 kBTU/h, 12 EER | Com | HVAC | SpaceCool | dxAC_equip | pkgEER |  | NR |  |  | None | Proposed
Any | SWHC013_02_M003 | Any | Any | Any | Any | UpDeemed | 2022-01-01 |  | SWHC013-02 | ExAnte2022 | IOU Workpaper |  | Cap-Tons | Full |  | 0 | 815.43 | Unitary Air-Cooled, Commercial, Packaged AC, 65 - 134 kBTU/h, 12.5 EER | Com | HVAC | SpaceCool | dxAC_equip | pkgEER |  | NR |  |  | None | Proposed
Any | SWHC013_02_M004 | Any | Any | Any | Any | UpDeemed | 2022-01-01 |  | SWHC013-02 | ExAnte2022 | IOU Workpaper |  | Cap-Tons | Full |  | 0 | 864.92 | Unitary Air-Cooled, Commercial, Packaged AC, 65 - 134 kBTU/h, 13 EER | Com | HVAC | SpaceCool | dxAC_equip | pkgEER |  | NR |  |  | None | Proposed
Any | SWHC013_02_M005 | Any | Any | Any | Any | UpDeemed | 2022-01-01 |  | SWHC013-02 | ExAnte2022 | IOU Workpaper |  | Cap-Tons | Full |  | 0 | 729.04 | Unitary Air-Cooled, Commercial, Packaged AC, 135 - 239 kBTU/h, 11.5 EER | Com | HVAC | SpaceCool | dxAC_equip | pkgEER |  | NR |  |  | None | Proposed
Any | SWHC013_02_M006 | Any | Any | Any | Any | UpDeemed | 2022-01-01 |  | SWHC013-02 | ExAnte2022 | IOU Workpaper |  | Cap-Tons | Full |  | 0 | 767.55 | Unitary Air-Cooled, Commercial, Packaged AC, 135 - 239 kBTU/h, 12 EER | Com | HVAC | SpaceCool | dxAC_equip | pkgEER |  | NR |  |  | None | Proposed
Any | SWHC013_02_M007 | Any | Any | Any | Any | UpDeemed | 2022-01-01 |  | SWHC013-02 | ExAnte2022 | IOU Workpaper |  | Cap-Tons | Full |  | 0 | 823.13 | Unitary Air-Cooled, Commercial, Packaged AC, 135 - 239 kBTU/h, 12.5 EER | Com | HVAC | SpaceCool | dxAC_equip | pkgEER |  | NR |  |  | None | Proposed
Any | SWHC013_02_M008 | Any | Any | Any | Any | UpDeemed | 2022-01-01 |  | SWHC013-02 | ExAnte2022 | IOU Workpaper |  | Cap-Tons | Full |  | 0 | 781.78 | Unitary Air-Cooled, Commercial, Packaged AC, 240 - 759 kBTU/h, 10.8 EER | Com | HVAC | SpaceCool | dxAC_equip | pkgEER |  | NR |  |  | None | Proposed
Any | SWHC013_02_M009 | Any | Any | Any | Any | UpDeemed | 2022-01-01 |  | SWHC013-02 | ExAnte2022 | IOU Workpaper |  | Cap-Tons | Full |  | 0 | 830.37 | Unitary Air-Cooled, Commercial, Packaged AC, 240 - 759 kBTU/h, 11.5 EER | Com | HVAC | SpaceCool | dxAC_equip | pkgEER |  | NR |  |  | None | Proposed
Any | SWHC013_02_M010 | Any | Any | Any | Any | UpDeemed | 2022-01-01 |  | SWHC013-02 | ExAnte2022 | IOU Workpaper |  | Cap-Tons | Full |  | 0 | 890.28 | Unitary Air-Cooled, Commercial, Packaged AC, 240 - 759 kBTU/h, 12.5 EER | Com | HVAC | SpaceCool | dxAC_equip | pkgEER |  | NR |  |  | None | Proposed
Any | SWHC013_02_M011 | Any | Any | Any | Any | UpDeemed | 2022-01-01 |  | SWHC013-02 | ExAnte2022 | IOU Workpaper |  | Cap-Tons | Full |  | 0 | 876.75 | Unitary Air-Cooled, Commercial, Packaged AC, > 760 kBTU/h, 10.2 EER | Com | HVAC | SpaceCool | dxAC_equip | pkgEER |  | NR |  |  | None | Proposed
Any | SWHC013_02_M012 | Any | Any | Any | Any | UpDeemed | 2022-01-01 |  | SWHC013-02 | ExAnte2022 | IOU Workpaper |  | Cap-Tons | Full |  | 0 | 903.44 | Unitary Air-Cooled, Commercial, Packaged AC, > 760 kBTU/h, 11 EER | Com | HVAC | SpaceCool | dxAC_equip | pkgEER |  | NR |  |  | None | Proposed
Any | SWHC013_02_M013 | Any | Any | Any | Any | UpDeemed | 2022-01-01 |  | SWHC013-02 | ExAnte2022 | IOU Workpaper |  | Cap-Tons | Full |  | 0 | 1027.5 | Unitary Air-Cooled, Commercial, Packaged AC, > 760 kBTU/h, 12 EER | Com | HVAC | SpaceCool | dxAC_equip | pkgEER |  | NR |  |  | None | Proposed
Any | SWHC013_02_M014 | Any | Any | Any | Any | UpDeemed | 2022-01-01 |  | SWHC013-02 | ExAnte2022 | IOU Workpaper |  | Cap-Tons | Full |  | 0 | 748 | Unitary Air-Cooled, Commercial, Packaged HP, 65 - 134 kBTU/h, 11.5 EER 3.4 COP | Com | HVAC | HeatCool | dxHP_equip | pkgEER |  | NR |  |  | None | Proposed
Any | SWHC013_02_M015 | Any | Any | Any | Any | UpDeemed | 2022-01-01 |  | SWHC013-02 | ExAnte2022 | IOU Workpaper |  | Cap-Tons | Full |  | 0 | 783.56 | Unitary Air-Cooled, Commercial, Packaged HP, 65 - 134 kBTU/h, 12 EER 3.4 COP | Com | HVAC | HeatCool | dxHP_equip | pkgEER |  | NR |  |  | None | Proposed
Any | SWHC013_02_M016 | Any | Any | Any | Any | UpDeemed | 2022-01-01 |  | SWHC013-02 | ExAnte2022 | IOU Workpaper |  | Cap-Tons | Full |  | 0 | 729.04 | Unitary Air-Cooled, Commercial, Packaged HP, 135 - 239 kBTU/h, 11.5 EER 3.2 COP | Com | HVAC | HeatCool | dxHP_equip | pkgEER |  | NR |  |  | None | Proposed
Any | SWHC013_02_M017 | Any | Any | Any | Any | UpDeemed | 2022-01-01 |  | SWHC013-02 | ExAnte2022 | IOU Workpaper |  | Cap-Tons | Full |  | 0 | 767.55 | Unitary Air-Cooled, Commercial, Packaged HP, 135 - 239 kBTU/h, 12 EER 3.2 COP | Com | HVAC | HeatCool | dxHP_equip | pkgEER |  | NR |  |  | None | Proposed
Any | SWHC013_02_M018 | Any | Any | Any | Any | UpDeemed | 2022-01-01 |  | SWHC013-02 | ExAnte2022 | IOU Workpaper |  | Cap-Tons | Full |  | 0 | 755.6 | Unitary Air-Cooled, Commercial, Packaged HP, 240 - 759 kBTU/h, 10.5 EER 3.2 COP | Com | HVAC | HeatCool | dxHP_equip | pkgEER |  | NR |  |  | None | Proposed
Any | SWHC013_02_M019 | Any | Any | Any | Any | UpDeemed | 2022-01-01 |  | SWHC013-02 | ExAnte2022 | IOU Workpaper |  | Cap-Tons | Full |  | 0 | 830.37 | Unitary Air-Cooled, Commercial, Packaged HP, 240 - 759 kBTU/h, 10.8 EER 3.2 COP | Com | HVAC | HeatCool | dxHP_equip | pkgEER |  | NR |  |  | None | Proposed