## permutations (paste)
Statewide Measure ID | Measure Name | Offering Id | First Base Case Description | Second Base Case Description | Measure Case Description | Measure Application Type | BldgType | BldgVint | BldgingLoc | NormUnit | Sector | Program Administrator Type | EUL-Bldg Type | Capacity | Energy Efficiency Ratio (EER) | Integrated Part Load Value (IPLV) | First Baseline - Peak Electric Demand Reduction | First Baseline - Electric Savings | First Baseline - Gas Savings | Second Baseline - Peak Electric Demand Reduction | Second Baseline - Electric Savings | Second Baseline - Gas Savings | First Baseline - Labor Cost | First Baseline - Material Cost | First Baseline - Incremental Cost | Measure - Labor Cost | Measure - Material Cost | Second Baseline - Labor Cost | Second Baseline - Material Cost | Second Baseline - Incremental Cost | Locational Cost Adjustment ID | Effective Useful Life ID | Remaining Useful Life ID | First Baseline - Life Cycle | Second Baseline - Life Cycle | First Baseline - UEC kW | First Baseline - UEC kWh | First Baseline - UEC Therm | Second Baseline - UEC kW | Second Baseline - UEC kWh | Second Baseline - UEC Therm | Measure UEC kW | Measure UEC kWh | Measure UEC Therm | Delivery Type | Net to Gross Ratio ID | NTGR kWh | NTG kW | NTG Therms | NTGR Cost | GSIA ID | GSIA Value | Electric Impact Profile ID | Gas Impact Profile ID | Market Effects Benefits | Market Effects Costs | Measure Inflation | Combustion Type | Measure Impact Calculation Type | Upstream Flag (True / False) | Version | Water Savings | Technology Group | Technology Type | Use Category | Use Subcategory | Building HVAC | Is IE factor applied? (Yes / No) | IE Table Name | Measure Qualifier | Energy Impact ID | Measure Cost ID | Measure Impact Type | OfferingDesc | Measure Detail ID
SWHC020 | Air-cooled Packaged Chiller | A | Air-Cooled Chiller, Standard Efficiency, < 150 tons, CZ01 |  | Air-Cooled Chiller, < 150 tons, 11.1 EER, 15.1 IPLV, CZ01 | NC | Com | Ex | CZ01 | Cap-Tons | Com | PGE | Any | < 150 tons | 11.1 | 15.1 | 0.01 | 31.2 | 0 | 0 | 0 | 0 | 0 | 477.58 | 180.68 | 0 | 658.26 | 0 | 0 | 0 | None | HVAC-Chlr | NA | 20 | 0 | 0.01 | 31.2 | 0 | 0 | 0 | 0 | 0 | 0 | 0 | UpDeemed | Com-Default>2yrs | 0.6 | 0.6 |  | 0.6 | Def-GSIA | 1 | DEER:HVAC_Chillers | Annual |  |  |  |  | Standard | FALSE | ExAnte2020 | 0 | Chiller | Screw | HVAC | SpaceCool | cWtd | No | NA | None |  |  | Deem-DEER | Air-Cooled Chiller, < 150 tons, 11.1 EER, 15.1 IPLV, CZ01 | SWHC020-NC-Com-CZ01-Ex-Cap-Tons-HVAC-Chlr-Any-Com-Default>2yrs-Def-GSIA-DEER:HVAC_Chillers-Annual-PGE-cWtd-HVAC-SpaceCool-Chiller-Screw-None-Standard-Deem-DEER-None-UpDeemed-Com-ExAnte2020-< 150 tons-11.1-15.1
SWHC020 | Air-cooled Packaged Chiller | A | Air-Cooled Chiller, Standard Efficiency, < 150 tons, CZ01 |  | Air-Cooled Chiller, < 150 tons, 11.1 EER, 15.1 IPLV, CZ01 | NR | Com | Ex | CZ01 | Cap-Tons | Com | PGE | Any | < 150 tons | 11.1 | 15.1 | 0.01 | 31.2 | 0 | 0 | 0 | 0 | 0 | 477.58 | 180.68 | 0 | 658.26 | 0 | 0 | 0 | None | HVAC-Chlr | NA | 20 | 0 | 0.01 | 31.2 | 0 | 0 | 0 | 0 | 0 | 0 | 0 | UpDeemed | Com-Default>2yrs | 0.6 | 0.6 |  | 0.6 | Def-GSIA | 1 | DEER:HVAC_Chillers | Annual |  |  |  |  | Standard | FALSE | ExAnte2020 | 0 | Chiller | Screw | HVAC | SpaceCool | cWtd | No | NA | None |  |  | Deem-DEER | Air-Cooled Chiller, < 150 tons, 11.1 EER, 15.1 IPLV, CZ01 | SWHC020-NR-Com-CZ01-Ex-Cap-Tons-HVAC-Chlr-Any-Com-Default>2yrs-Def-GSIA-DEER:HVAC_Chillers-Annual-PGE-cWtd-HVAC-SpaceCool-Chiller-Screw-None-Standard-Deem-DEER-None-UpDeemed-Com-ExAnte2020-< 150 tons-11.1-15.1
SWHC020 | Air-cooled Packaged Chiller | B | Air-Cooled Chiller, Standard Efficiency, < 150 tons, CZ01 |  | Air-Cooled Chiller, < 150 tons, 12.1 EER, 16.6 IPLV, CZ01 | NC | Com | Ex | CZ01 | Cap-Tons | Com | PGE | Any | < 150 tons | 12.1 | 16.6 | 0.0184 | 57.2 | 0 | 0 | 0 | 0 | 0 | 477.58 | 326.08 | 0 | 803.66 | 0 | 0 | 0 | None | HVAC-Chlr | NA | 20 | 0 | 0.0184 | 57.2 | 0 | 0 | 0 | 0 | 0 | 0 | 0 | UpDeemed | Com-Default>2yrs | 0.6 | 0.6 |  | 0.6 | Def-GSIA | 1 | DEER:HVAC_Chillers | Annual |  |  |  |  | Standard | FALSE | ExAnte2020 | 0 | Chiller | Screw | HVAC | SpaceCool | cWtd | No | NA | None |  |  | Deem-DEER | Air-Cooled Chiller, < 150 tons, 12.1 EER, 16.6 IPLV, CZ01 | SWHC020-NC-Com-CZ01-Ex-Cap-Tons-HVAC-Chlr-Any-Com-Default>2yrs-Def-GSIA-DEER:HVAC_Chillers-Annual-PGE-cWtd-HVAC-SpaceCool-Chiller-Screw-None-Standard-Deem-DEER-None-UpDeemed-Com-ExAnte2020-< 150 tons-12.1-16.6
SWHC020 | Air-cooled Packaged Chiller | B | Air-Cooled Chiller, Standard Efficiency, < 150 tons, CZ01 |  | Air-Cooled Chiller, < 150 tons, 12.1 EER, 16.6 IPLV, CZ01 | NR | Com | Ex | CZ01 | Cap-Tons | Com | PGE | Any | < 150 tons | 12.1 | 16.6 | 0.0184 | 57.2 | 0 | 0 | 0 | 0 | 0 | 477.58 | 326.08 | 0 | 803.66 | 0 | 0 | 0 | None | HVAC-Chlr | NA | 20 | 0 | 0.0184 | 57.2 | 0 | 0 | 0 | 0 | 0 | 0 | 0 | UpDeemed | Com-Default>2yrs | 0.6 | 0.6 |  | 0.6 | Def-GSIA | 1 | DEER:HVAC_Chillers | Annual |  |  |  |  | Standard | FALSE | ExAnte2020 | 0 | Chiller | Screw | HVAC | SpaceCool | cWtd | No | NA | None |  |  | Deem-DEER | Air-Cooled Chiller, < 150 tons, 12.1 EER, 16.6 IPLV, CZ01 | SWHC020-NR-Com-CZ01-Ex-Cap-Tons-HVAC-Chlr-Any-Com-Default>2yrs-Def-GSIA-DEER:HVAC_Chillers-Annual-PGE-cWtd-HVAC-SpaceCool-Chiller-Screw-None-Standard-Deem-DEER-None-UpDeemed-Com-ExAnte2020-< 150 tons-12.1-16.6
SWHC020 | Air-cooled Packaged Chiller | C | Air-Cooled Chiller, Standard Efficiency, >= 150 tons, CZ01 |  | Air-Cooled Chiller, >= 150 tons, 11.1 EER, 15.4 IPLV, CZ01 | NC | Com | Ex | CZ01 | Cap-Tons | Com | PGE | Any | >= 150 tons | 11.1 | 15.4 | 0.01 | 31.2 | 0 | 0 | 0 | 0 | 0 | 450.09 | 139.23 | 0 | 589.32 | 0 | 0 | 0 | None | HVAC-Chlr | NA | 20 | 0 | 0.01 | 31.2 | 0 | 0 | 0 | 0 | 0 | 0 | 0 | UpDeemed | Com-Default>2yrs | 0.6 | 0.6 |  | 0.6 | Def-GSIA | 1 | DEER:HVAC_Chillers | Annual |  |  |  |  | Standard | FALSE | ExAnte2020 | 0 | Chiller | Screw | HVAC | SpaceCool | cWtd | No | NA | None |  |  | Deem-DEER | Air-Cooled Chiller, >= 150 tons, 11.1 EER, 15.4 IPLV, CZ01 | SWHC020-NC-Com-CZ01-Ex-Cap-Tons-HVAC-Chlr-Any-Com-Default>2yrs-Def-GSIA-DEER:HVAC_Chillers-Annual-PGE-cWtd-HVAC-SpaceCool-Chiller-Screw-None-Standard-Deem-DEER-None-UpDeemed-Com-ExAnte2020->= 150 tons-11.1-15.4
SWHC020 | Air-cooled Packaged Chiller | C | Air-Cooled Chiller, Standard Efficiency, >= 150 tons, CZ01 |  | Air-Cooled Chiller, >= 150 tons, 11.1 EER, 15.4 IPLV, CZ01 | NR | Com | Ex | CZ01 | Cap-Tons | Com | PGE | Any | >= 150 tons | 11.1 | 15.4 | 0.01 | 31.2 | 0 | 0 | 0 | 0 | 0 | 450.09 | 139.23 | 0 | 589.32 | 0 | 0 | 0 | None | HVAC-Chlr | NA | 20 | 0 | 0.01 | 31.2 | 0 | 0 | 0 | 0 | 0 | 0 | 0 | UpDeemed | Com-Default>2yrs | 0.6 | 0.6 |  | 0.6 | Def-GSIA | 1 | DEER:HVAC_Chillers | Annual |  |  |  |  | Standard | FALSE | ExAnte2020 | 0 | Chiller | Screw | HVAC | SpaceCool | cWtd | No | NA | None |  |  | Deem-DEER | Air-Cooled Chiller, >= 150 tons, 11.1 EER, 15.4 IPLV, CZ01 | SWHC020-NR-Com-CZ01-Ex-Cap-Tons-HVAC-Chlr-Any-Com-Default>2yrs-Def-GSIA-DEER:HVAC_Chillers-Annual-PGE-cWtd-HVAC-SpaceCool-Chiller-Screw-None-Standard-Deem-DEER-None-UpDeemed-Com-ExAnte2020->= 150 tons-11.1-15.4
SWHC020 | Air-cooled Packaged Chiller | D | Air-Cooled Chiller, Standard Efficiency, >= 150 tons, CZ01 |  | Air-Cooled Chiller, >= 150 tons, 12.1 EER, 16.9 IPLV, CZ01 | NC | Com | Ex | CZ01 | Cap-Tons | Com | PGE | Any | >= 150 tons | 12.1 | 16.9 | 0.0184 | 57.2 | 0 | 0 | 0 | 0 | 0 | 450.09 | 189.05 | 0 | 639.15 | 0 | 0 | 0 | None | HVAC-Chlr | NA | 20 | 0 | 0.0184 | 57.2 | 0 | 0 | 0 | 0 | 0 | 0 | 0 | UpDeemed | Com-Default>2yrs | 0.6 | 0.6 |  | 0.6 | Def-GSIA | 1 | DEER:HVAC_Chillers | Annual |  |  |  |  | Standard | FALSE | ExAnte2020 | 0 | Chiller | Screw | HVAC | SpaceCool | cWtd | No | NA | None |  |  | Deem-DEER | Air-Cooled Chiller, >= 150 tons, 12.1 EER, 16.9 IPLV, CZ01 | SWHC020-NC-Com-CZ01-Ex-Cap-Tons-HVAC-Chlr-Any-Com-Default>2yrs-Def-GSIA-DEER:HVAC_Chillers-Annual-PGE-cWtd-HVAC-SpaceCool-Chiller-Screw-None-Standard-Deem-DEER-None-UpDeemed-Com-ExAnte2020->= 150 tons-12.1-16.9
SWHC020 | Air-cooled Packaged Chiller | D | Air-Cooled Chiller, Standard Efficiency, >= 150 tons, CZ01 |  | Air-Cooled Chiller, >= 150 tons, 12.1 EER, 16.9 IPLV, CZ01 | NR | Com | Ex | CZ01 | Cap-Tons | Com | PGE | Any | >= 150 tons | 12.1 | 16.9 | 0.0184 | 57.2 | 0 | 0 | 0 | 0 | 0 | 450.09 | 189.05 | 0 | 639.15 | 0 | 0 | 0 | None | HVAC-Chlr | NA | 20 | 0 | 0.0184 | 57.2 | 0 | 0 | 0 | 0 | 0 | 0 | 0 | UpDeemed | Com-Default>2yrs | 0.6 | 0.6 |  | 0.6 | Def-GSIA | 1 | DEER:HVAC_Chillers | Annual |  |  |  |  | Standard | FALSE | ExAnte2020 | 0 | Chiller | Screw | HVAC | SpaceCool | cWtd | No | NA | None |  |  | Deem-DEER | Air-Cooled Chiller, >= 150 tons, 12.1 EER, 16.9 IPLV, CZ01 | SWHC020-NR-Com-CZ01-Ex-Cap-Tons-HVAC-Chlr-Any-Com-Default>2yrs-Def-GSIA-DEER:HVAC_Chillers-Annual-PGE-cWtd-HVAC-SpaceCool-Chiller-Screw-None-Standard-Deem-DEER-None-UpDeemed-Com-ExAnte2020->= 150 tons-12.1-16.9
SWHC020 | Air-cooled Packaged Chiller | A | Air-Cooled Chiller, Standard Efficiency, < 150 tons, CZ02 |  | Air-Cooled Chiller, < 150 tons, 11.1 EER, 15.1 IPLV, CZ02 | NC | Com | Ex | CZ02 | Cap-Tons | Com | PGE | Any | < 150 tons | 11.1 | 15.1 | 0.0376 | 75.5 | 0 | 0 | 0 | 0 | 0 | 477.58 | 180.68 | 0 | 658.26 | 0 | 0 | 0 | None | HVAC-Chlr | NA | 20 | 0 | 0.0376 | 75.5 | 0 | 0 | 0 | 0 | 0 | 0 | 0 | UpDeemed | Com-Default>2yrs | 0.6 | 0.6 |  | 0.6 | Def-GSIA | 1 | DEER:HVAC_Chillers | Annual |  |  |  |  | Standard | FALSE | ExAnte2020 | 0 | Chiller | Screw | HVAC | SpaceCool | cWtd | No | NA | None |  |  | Deem-DEER | Air-Cooled Chiller, < 150 tons, 11.1 EER, 15.1 IPLV, CZ02 | SWHC020-NC-Com-CZ02-Ex-Cap-Tons-HVAC-Chlr-Any-Com-Default>2yrs-Def-GSIA-DEER:HVAC_Chillers-Annual-PGE-cWtd-HVAC-SpaceCool-Chiller-Screw-None-Standard-Deem-DEER-None-UpDeemed-Com-ExAnte2020-< 150 tons-11.1-15.1
SWHC020 | Air-cooled Packaged Chiller | A | Air-Cooled Chiller, Standard Efficiency, < 150 tons, CZ02 |  | Air-Cooled Chiller, < 150 tons, 11.1 EER, 15.1 IPLV, CZ02 | NR | Com | Ex | CZ02 | Cap-Tons | Com | PGE | Any | < 150 tons | 11.1 | 15.1 | 0.0376 | 75.5 | 0 | 0 | 0 | 0 | 0 | 477.58 | 180.68 | 0 | 658.26 | 0 | 0 | 0 | None | HVAC-Chlr | NA | 20 | 0 | 0.0376 | 75.5 | 0 | 0 | 0 | 0 | 0 | 0 | 0 | UpDeemed | Com-Default>2yrs | 0.6 | 0.6 |  | 0.6 | Def-GSIA | 1 | DEER:HVAC_Chillers | Annual |  |  |  |  | Standard | FALSE | ExAnte2020 | 0 | Chiller | Screw | HVAC | SpaceCool | cWtd | No | NA | None |  |  | Deem-DEER | Air-Cooled Chiller, < 150 tons, 11.1 EER, 15.1 IPLV, CZ02 | SWHC020-NR-Com-CZ02-Ex-Cap-Tons-HVAC-Chlr-Any-Com-Default>2yrs-Def-GSIA-DEER:HVAC_Chillers-Annual-PGE-cWtd-HVAC-SpaceCool-Chiller-Screw-None-Standard-Deem-DEER-None-UpDeemed-Com-ExAnte2020-< 150 tons-11.1-15.1
SWHC020 | Air-cooled Packaged Chiller | B | Air-Cooled Chiller, Standard Efficiency, < 150 tons, CZ02 |  | Air-Cooled Chiller, < 150 tons, 12.1 EER, 16.6 IPLV, CZ02 | NC | Com | Ex | CZ02 | Cap-Tons | Com | PGE | Any | < 150 tons | 12.1 | 16.6 | 0.069 | 139 | 0 | 0 | 0 | 0 | 0 | 477.58 | 326.08 | 0 | 803.66 | 0 | 0 | 0 | None | HVAC-Chlr | NA | 20 | 0 | 0.069 | 139 | 0 | 0 | 0 | 0 | 0 | 0 | 0 | UpDeemed | Com-Default>2yrs | 0.6 | 0.6 |  | 0.6 | Def-GSIA | 1 | DEER:HVAC_Chillers | Annual |  |  |  |  | Standard | FALSE | ExAnte2020 | 0 | Chiller | Screw | HVAC | SpaceCool | cWtd | No | NA | None |  |  | Deem-DEER | Air-Cooled Chiller, < 150 tons, 12.1 EER, 16.6 IPLV, CZ02 | SWHC020-NC-Com-CZ02-Ex-Cap-Tons-HVAC-Chlr-Any-Com-Default>2yrs-Def-GSIA-DEER:HVAC_Chillers-Annual-PGE-cWtd-HVAC-SpaceCool-Chiller-Screw-None-Standard-Deem-DEER-None-UpDeemed-Com-ExAnte2020-< 150 tons-12.1-16.6
SWHC020 | Air-cooled Packaged Chiller | B | Air-Cooled Chiller, Standard Efficiency, < 150 tons, CZ02 |  | Air-Cooled Chiller, < 150 tons, 12.1 EER, 16.6 IPLV, CZ02 | NR | Com | Ex | CZ02 | Cap-Tons | Com | PGE | Any | < 150 tons | 12.1 | 16.6 | 0.069 | 139 | 0 | 0 | 0 | 0 | 0 | 477.58 | 326.08 | 0 | 803.66 | 0 | 0 | 0 | None | HVAC-Chlr | NA | 20 | 0 | 0.069 | 139 | 0 | 0 | 0 | 0 | 0 | 0 | 0 | UpDeemed | Com-Default>2yrs | 0.6 | 0.6 |  | 0.6 | Def-GSIA | 1 | DEER:HVAC_Chillers | Annual |  |  |  |  | Standard | FALSE | ExAnte2020 | 0 | Chiller | Screw | HVAC | SpaceCool | cWtd | No | NA | None |  |  | Deem-DEER | Air-Cooled Chiller, < 150 tons, 12.1 EER, 16.6 IPLV, CZ02 | SWHC020-NR-Com-CZ02-Ex-Cap-Tons-HVAC-Chlr-Any-Com-Default>2yrs-Def-GSIA-DEER:HVAC_Chillers-Annual-PGE-cWtd-HVAC-SpaceCool-Chiller-Screw-None-Standard-Deem-DEER-None-UpDeemed-Com-ExAnte2020-< 150 tons-12.1-16.6
SWHC020 | Air-cooled Packaged Chiller | C | Air-Cooled Chiller, Standard Efficiency, >= 150 tons, CZ02 |  | Air-Cooled Chiller, >= 150 tons, 11.1 EER, 15.4 IPLV, CZ02 | NC | Com | Ex | CZ02 | Cap-Tons | Com | PGE | Any | >= 150 tons | 11.1 | 15.4 | 0.0376 | 75.5 | 0 | 0 | 0 | 0 | 0 | 450.09 | 139.23 | 0 | 589.32 | 0 | 0 | 0 | None | HVAC-Chlr | NA | 20 | 0 | 0.0376 | 75.5 | 0 | 0 | 0 | 0 | 0 | 0 | 0 | UpDeemed | Com-Default>2yrs | 0.6 | 0.6 |  | 0.6 | Def-GSIA | 1 | DEER:HVAC_Chillers | Annual |  |  |  |  | Standard | FALSE | ExAnte2020 | 0 | Chiller | Screw | HVAC | SpaceCool | cWtd | No | NA | None |  |  | Deem-DEER | Air-Cooled Chiller, >= 150 tons, 11.1 EER, 15.4 IPLV, CZ02 | SWHC020-NC-Com-CZ02-Ex-Cap-Tons-HVAC-Chlr-Any-Com-Default>2yrs-Def-GSIA-DEER:HVAC_Chillers-Annual-PGE-cWtd-HVAC-SpaceCool-Chiller-Screw-None-Standard-Deem-DEER-None-UpDeemed-Com-ExAnte2020->= 150 tons-11.1-15.4
SWHC020 | Air-cooled Packaged Chiller | C | Air-Cooled Chiller, Standard Efficiency, >= 150 tons, CZ02 |  | Air-Cooled Chiller, >= 150 tons, 11.1 EER, 15.4 IPLV, CZ02 | NR | Com | Ex | CZ02 | Cap-Tons | Com | PGE | Any | >= 150 tons | 11.1 | 15.4 | 0.0376 | 75.5 | 0 | 0 | 0 | 0 | 0 | 450.09 | 139.23 | 0 | 589.32 | 0 | 0 | 0 | None | HVAC-Chlr | NA | 20 | 0 | 0.0376 | 75.5 | 0 | 0 | 0 | 0 | 0 | 0 | 0 | UpDeemed | Com-Default>2yrs | 0.6 | 0.6 |  | 0.6 | Def-GSIA | 1 | DEER:HVAC_Chillers | Annual |  |  |  |  | Standard | FALSE | ExAnte2020 | 0 | Chiller | Screw | HVAC | SpaceCool | cWtd | No | NA | None |  |  | Deem-DEER | Air-Cooled Chiller, >= 150 tons, 11.1 EER, 15.4 IPLV, CZ02 | SWHC020-NR-Com-CZ02-Ex-Cap-Tons-HVAC-Chlr-Any-Com-Default>2yrs-Def-GSIA-DEER:HVAC_Chillers-Annual-PGE-cWtd-HVAC-SpaceCool-Chiller-Screw-None-Standard-Deem-DEER-None-UpDeemed-Com-ExAnte2020->= 150 tons-11.1-15.4
SWHC020 | Air-cooled Packaged Chiller | D | Air-Cooled Chiller, Standard Efficiency, >= 150 tons, CZ02 |  | Air-Cooled Chiller, >= 150 tons, 12.1 EER, 16.9 IPLV, CZ02 | NC | Com | Ex | CZ02 | Cap-Tons | Com | PGE | Any | >= 150 tons | 12.1 | 16.9 | 0.069 | 139 | 0 | 0 | 0 | 0 | 0 | 450.09 | 189.05 | 0 | 639.15 | 0 | 0 | 0 | None | HVAC-Chlr | NA | 20 | 0 | 0.069 | 139 | 0 | 0 | 0 | 0 | 0 | 0 | 0 | UpDeemed | Com-Default>2yrs | 0.6 | 0.6 |  | 0.6 | Def-GSIA | 1 | DEER:HVAC_Chillers | Annual |  |  |  |  | Standard | FALSE | ExAnte2020 | 0 | Chiller | Screw | HVAC | SpaceCool | cWtd | No | NA | None |  |  | Deem-DEER | Air-Cooled Chiller, >= 150 tons, 12.1 EER, 16.9 IPLV, CZ02 | SWHC020-NC-Com-CZ02-Ex-Cap-Tons-HVAC-Chlr-Any-Com-Default>2yrs-Def-GSIA-DEER:HVAC_Chillers-Annual-PGE-cWtd-HVAC-SpaceCool-Chiller-Screw-None-Standard-Deem-DEER-None-UpDeemed-Com-ExAnte2020->= 150 tons-12.1-16.9
SWHC020 | Air-cooled Packaged Chiller | D | Air-Cooled Chiller, Standard Efficiency, >= 150 tons, CZ02 |  | Air-Cooled Chiller, >= 150 tons, 12.1 EER, 16.9 IPLV, CZ02 | NR | Com | Ex | CZ02 | Cap-Tons | Com | PGE | Any | >= 150 tons | 12.1 | 16.9 | 0.069 | 139 | 0 | 0 | 0 | 0 | 0 | 450.09 | 189.05 | 0 | 639.15 | 0 | 0 | 0 | None | HVAC-Chlr | NA | 20 | 0 | 0.069 | 139 | 0 | 0 | 0 | 0 | 0 | 0 | 0 | UpDeemed | Com-Default>2yrs | 0.6 | 0.6 |  | 0.6 | Def-GSIA | 1 | DEER:HVAC_Chillers | Annual |  |  |  |  | Standard | FALSE | ExAnte2020 | 0 | Chiller | Screw | HVAC | SpaceCool | cWtd | No | NA | None |  |  | Deem-DEER | Air-Cooled Chiller, >= 150 tons, 12.1 EER, 16.9 IPLV, CZ02 | SWHC020-NR-Com-CZ02-Ex-Cap-Tons-HVAC-Chlr-Any-Com-Default>2yrs-Def-GSIA-DEER:HVAC_Chillers-Annual-PGE-cWtd-HVAC-SpaceCool-Chiller-Screw-None-Standard-Deem-DEER-None-UpDeemed-Com-ExAnte2020->= 150 tons-12.1-16.9
SWHC020 | Air-cooled Packaged Chiller | A | Air-Cooled Chiller, Standard Efficiency, < 150 tons, CZ03 |  | Air-Cooled Chiller, < 150 tons, 11.1 EER, 15.1 IPLV, CZ03 | NC | Com | Ex | CZ03 | Cap-Tons | Com | PGE | Any | < 150 tons | 11.1 | 15.1 | 0.0203 | 62.4 | 0 | 0 | 0 | 0 | 0 | 477.58 | 180.68 | 0 | 658.26 | 0 | 0 | 0 | None | HVAC-Chlr | NA | 20 | 0 | 0.0203 | 62.4 | 0 | 0 | 0 | 0 | 0 | 0 | 0 | UpDeemed | Com-Default>2yrs | 0.6 | 0.6 |  | 0.6 | Def-GSIA | 1 | DEER:HVAC_Chillers | Annual |  |  |  |  | Standard | FALSE | ExAnte2020 | 0 | Chiller | Screw | HVAC | SpaceCool | cWtd | No | NA | None |  |  | Deem-DEER | Air-Cooled Chiller, < 150 tons, 11.1 EER, 15.1 IPLV, CZ03 | SWHC020-NC-Com-CZ03-Ex-Cap-Tons-HVAC-Chlr-Any-Com-Default>2yrs-Def-GSIA-DEER:HVAC_Chillers-Annual-PGE-cWtd-HVAC-SpaceCool-Chiller-Screw-None-Standard-Deem-DEER-None-UpDeemed-Com-ExAnte2020-< 150 tons-11.1-15.1
SWHC020 | Air-cooled Packaged Chiller | A | Air-Cooled Chiller, Standard Efficiency, < 150 tons, CZ03 |  | Air-Cooled Chiller, < 150 tons, 11.1 EER, 15.1 IPLV, CZ03 | NR | Com | Ex | CZ03 | Cap-Tons | Com | PGE | Any | < 150 tons | 11.1 | 15.1 | 0.0203 | 62.4 | 0 | 0 | 0 | 0 | 0 | 477.58 | 180.68 | 0 | 658.26 | 0 | 0 | 0 | None | HVAC-Chlr | NA | 20 | 0 | 0.0203 | 62.4 | 0 | 0 | 0 | 0 | 0 | 0 | 0 | UpDeemed | Com-Default>2yrs | 0.6 | 0.6 |  | 0.6 | Def-GSIA | 1 | DEER:HVAC_Chillers | Annual |  |  |  |  | Standard | FALSE | ExAnte2020 | 0 | Chiller | Screw | HVAC | SpaceCool | cWtd | No | NA | None |  |  | Deem-DEER | Air-Cooled Chiller, < 150 tons, 11.1 EER, 15.1 IPLV, CZ03 | SWHC020-NR-Com-CZ03-Ex-Cap-Tons-HVAC-Chlr-Any-Com-Default>2yrs-Def-GSIA-DEER:HVAC_Chillers-Annual-PGE-cWtd-HVAC-SpaceCool-Chiller-Screw-None-Standard-Deem-DEER-None-UpDeemed-Com-ExAnte2020-< 150 tons-11.1-15.1
SWHC020 | Air-cooled Packaged Chiller | B | Air-Cooled Chiller, Standard Efficiency, < 150 tons, CZ03 |  | Air-Cooled Chiller, < 150 tons, 12.1 EER, 16.6 IPLV, CZ03 | NC | Com | Ex | CZ03 | Cap-Tons | Com | PGE | Any | < 150 tons | 12.1 | 16.6 | 0.0373 | 115 | 0 | 0 | 0 | 0 | 0 | 477.58 | 326.08 | 0 | 803.66 | 0 | 0 | 0 | None | HVAC-Chlr | NA | 20 | 0 | 0.0373 | 115 | 0 | 0 | 0 | 0 | 0 | 0 | 0 | UpDeemed | Com-Default>2yrs | 0.6 | 0.6 |  | 0.6 | Def-GSIA | 1 | DEER:HVAC_Chillers | Annual |  |  |  |  | Standard | FALSE | ExAnte2020 | 0 | Chiller | Screw | HVAC | SpaceCool | cWtd | No | NA | None |  |  | Deem-DEER | Air-Cooled Chiller, < 150 tons, 12.1 EER, 16.6 IPLV, CZ03 | SWHC020-NC-Com-CZ03-Ex-Cap-Tons-HVAC-Chlr-Any-Com-Default>2yrs-Def-GSIA-DEER:HVAC_Chillers-Annual-PGE-cWtd-HVAC-SpaceCool-Chiller-Screw-None-Standard-Deem-DEER-None-UpDeemed-Com-ExAnte2020-< 150 tons-12.1-16.6
SWHC020 | Air-cooled Packaged Chiller | B | Air-Cooled Chiller, Standard Efficiency, < 150 tons, CZ03 |  | Air-Cooled Chiller, < 150 tons, 12.1 EER, 16.6 IPLV, CZ03 | NR | Com | Ex | CZ03 | Cap-Tons | Com | PGE | Any | < 150 tons | 12.1 | 16.6 | 0.0373 | 115 | 0 | 0 | 0 | 0 | 0 | 477.58 | 326.08 | 0 | 803.66 | 0 | 0 | 0 | None | HVAC-Chlr | NA | 20 | 0 | 0.0373 | 115 | 0 | 0 | 0 | 0 | 0 | 0 | 0 | UpDeemed | Com-Default>2yrs | 0.6 | 0.6 |  | 0.6 | Def-GSIA | 1 | DEER:HVAC_Chillers | Annual |  |  |  |  | Standard | FALSE | ExAnte2020 | 0 | Chiller | Screw | HVAC | SpaceCool | cWtd | No | NA | None |  |  | Deem-DEER | Air-Cooled Chiller, < 150 tons, 12.1 EER, 16.6 IPLV, CZ03 | SWHC020-NR-Com-CZ03-Ex-Cap-Tons-HVAC-Chlr-Any-Com-Default>2yrs-Def-GSIA-DEER:HVAC_Chillers-Annual-PGE-cWtd-HVAC-SpaceCool-Chiller-Screw-None-Standard-Deem-DEER-None-UpDeemed-Com-ExAnte2020-< 150 tons-12.1-16.6
SWHC020 | Air-cooled Packaged Chiller | C | Air-Cooled Chiller, Standard Efficiency, >= 150 tons, CZ03 |  | Air-Cooled Chiller, >= 150 tons, 11.1 EER, 15.4 IPLV, CZ03 | NC | Com | Ex | CZ03 | Cap-Tons | Com | PGE | Any | >= 150 tons | 11.1 | 15.4 | 0.0203 | 62.4 | 0 | 0 | 0 | 0 | 0 | 450.09 | 139.23 | 0 | 589.32 | 0 | 0 | 0 | None | HVAC-Chlr | NA | 20 | 0 | 0.0203 | 62.4 | 0 | 0 | 0 | 0 | 0 | 0 | 0 | UpDeemed | Com-Default>2yrs | 0.6 | 0.6 |  | 0.6 | Def-GSIA | 1 | DEER:HVAC_Chillers | Annual |  |  |  |  | Standard | FALSE | ExAnte2020 | 0 | Chiller | Screw | HVAC | SpaceCool | cWtd | No | NA | None |  |  | Deem-DEER | Air-Cooled Chiller, >= 150 tons, 11.1 EER, 15.4 IPLV, CZ03 | SWHC020-NC-Com-CZ03-Ex-Cap-Tons-HVAC-Chlr-Any-Com-Default>2yrs-Def-GSIA-DEER:HVAC_Chillers-Annual-PGE-cWtd-HVAC-SpaceCool-Chiller-Screw-None-Standard-Deem-DEER-None-UpDeemed-Com-ExAnte2020->= 150 tons-11.1-15.4
SWHC020 | Air-cooled Packaged Chiller | C | Air-Cooled Chiller, Standard Efficiency, >= 150 tons, CZ03 |  | Air-Cooled Chiller, >= 150 tons, 11.1 EER, 15.4 IPLV, CZ03 | NR | Com | Ex | CZ03 | Cap-Tons | Com | PGE | Any | >= 150 tons | 11.1 | 15.4 | 0.0203 | 62.4 | 0 | 0 | 0 | 0 | 0 | 450.09 | 139.23 | 0 | 589.32 | 0 | 0 | 0 | None | HVAC-Chlr | NA | 20 | 0 | 0.0203 | 62.4 | 0 | 0 | 0 | 0 | 0 | 0 | 0 | UpDeemed | Com-Default>2yrs | 0.6 | 0.6 |  | 0.6 | Def-GSIA | 1 | DEER:HVAC_Chillers | Annual |  |  |  |  | Standard | FALSE | ExAnte2020 | 0 | Chiller | Screw | HVAC | SpaceCool | cWtd | No | NA | None |  |  | Deem-DEER | Air-Cooled Chiller, >= 150 tons, 11.1 EER, 15.4 IPLV, CZ03 | SWHC020-NR-Com-CZ03-Ex-Cap-Tons-HVAC-Chlr-Any-Com-Default>2yrs-Def-GSIA-DEER:HVAC_Chillers-Annual-PGE-cWtd-HVAC-SpaceCool-Chiller-Screw-None-Standard-Deem-DEER-None-UpDeemed-Com-ExAnte2020->= 150 tons-11.1-15.4
SWHC020 | Air-cooled Packaged Chiller | D | Air-Cooled Chiller, Standard Efficiency, >= 150 tons, CZ03 |  | Air-Cooled Chiller, >= 150 tons, 12.1 EER, 16.9 IPLV, CZ03 | NC | Com | Ex | CZ03 | Cap-Tons | Com | PGE | Any | >= 150 tons | 12.1 | 16.9 | 0.0373 | 115 | 0 | 0 | 0 | 0 | 0 | 450.09 | 189.05 | 0 | 639.15 | 0 | 0 | 0 | None | HVAC-Chlr | NA | 20 | 0 | 0.0373 | 115 | 0 | 0 | 0 | 0 | 0 | 0 | 0 | UpDeemed | Com-Default>2yrs | 0.6 | 0.6 |  | 0.6 | Def-GSIA | 1 | DEER:HVAC_Chillers | Annual |  |  |  |  | Standard | FALSE | ExAnte2020 | 0 | Chiller | Screw | HVAC | SpaceCool | cWtd | No | NA | None |  |  | Deem-DEER | Air-Cooled Chiller, >= 150 tons, 12.1 EER, 16.9 IPLV, CZ03 | SWHC020-NC-Com-CZ03-Ex-Cap-Tons-HVAC-Chlr-Any-Com-Default>2yrs-Def-GSIA-DEER:HVAC_Chillers-Annual-PGE-cWtd-HVAC-SpaceCool-Chiller-Screw-None-Standard-Deem-DEER-None-UpDeemed-Com-ExAnte2020->= 150 tons-12.1-16.9
SWHC020 | Air-cooled Packaged Chiller | D | Air-Cooled Chiller, Standard Efficiency, >= 150 tons, CZ03 |  | Air-Cooled Chiller, >= 150 tons, 12.1 EER, 16.9 IPLV, CZ03 | NR | Com | Ex | CZ03 | Cap-Tons | Com | PGE | Any | >= 150 tons | 12.1 | 16.9 | 0.0373 | 115 | 0 | 0 | 0 | 0 | 0 | 450.09 | 189.05 | 0 | 639.15 | 0 | 0 | 0 | None | HVAC-Chlr | NA | 20 | 0 | 0.0373 | 115 | 0 | 0 | 0 | 0 | 0 | 0 | 0 | UpDeemed | Com-Default>2yrs | 0.6 | 0.6 |  | 0.6 | Def-GSIA | 1 | DEER:HVAC_Chillers | Annual |  |  |  |  | Standard | FALSE | ExAnte2020 | 0 | Chiller | Screw | HVAC | SpaceCool | cWtd | No | NA | None |  |  | Deem-DEER | Air-Cooled Chiller, >= 150 tons, 12.1 EER, 16.9 IPLV, CZ03 | SWHC020-NR-Com-CZ03-Ex-Cap-Tons-HVAC-Chlr-Any-Com-Default>2yrs-Def-GSIA-DEER:HVAC_Chillers-Annual-PGE-cWtd-HVAC-SpaceCool-Chiller-Screw-None-Standard-Deem-DEER-None-UpDeemed-Com-ExAnte2020->= 150 tons-12.1-16.9
SWHC020 | Air-cooled Packaged Chiller | A | Air-Cooled Chiller, Standard Efficiency, < 150 tons, CZ04 |  | Air-Cooled Chiller, < 150 tons, 11.1 EER, 15.1 IPLV, CZ04 | NC | Com | Ex | CZ04 | Cap-Tons | Com | PGE | Any | < 150 tons | 11.1 | 15.1 | 0.0426 | 88 | 0 | 0 | 0 | 0 | 0 | 477.58 | 180.68 | 0 | 658.26 | 0 | 0 | 0 | None | HVAC-Chlr | NA | 20 | 0 | 0.0426 | 88 | 0 | 0 | 0 | 0 | 0 | 0 | 0 | UpDeemed | Com-Default>2yrs | 0.6 | 0.6 |  | 0.6 | Def-GSIA | 1 | DEER:HVAC_Chillers | Annual |  |  |  |  | Standard | FALSE | ExAnte2020 | 0 | Chiller | Screw | HVAC | SpaceCool | cWtd | No | NA | None |  |  | Deem-DEER | Air-Cooled Chiller, < 150 tons, 11.1 EER, 15.1 IPLV, CZ04 | SWHC020-NC-Com-CZ04-Ex-Cap-Tons-HVAC-Chlr-Any-Com-Default>2yrs-Def-GSIA-DEER:HVAC_Chillers-Annual-PGE-cWtd-HVAC-SpaceCool-Chiller-Screw-None-Standard-Deem-DEER-None-UpDeemed-Com-ExAnte2020-< 150 tons-11.1-15.1
SWHC020 | Air-cooled Packaged Chiller | A | Air-Cooled Chiller, Standard Efficiency, < 150 tons, CZ04 |  | Air-Cooled Chiller, < 150 tons, 11.1 EER, 15.1 IPLV, CZ04 | NR | Com | Ex | CZ04 | Cap-Tons | Com | PGE | Any | < 150 tons | 11.1 | 15.1 | 0.0426 | 88 | 0 | 0 | 0 | 0 | 0 | 477.58 | 180.68 | 0 | 658.26 | 0 | 0 | 0 | None | HVAC-Chlr | NA | 20 | 0 | 0.0426 | 88 | 0 | 0 | 0 | 0 | 0 | 0 | 0 | UpDeemed | Com-Default>2yrs | 0.6 | 0.6 |  | 0.6 | Def-GSIA | 1 | DEER:HVAC_Chillers | Annual |  |  |  |  | Standard | FALSE | ExAnte2020 | 0 | Chiller | Screw | HVAC | SpaceCool | cWtd | No | NA | None |  |  | Deem-DEER | Air-Cooled Chiller, < 150 tons, 11.1 EER, 15.1 IPLV, CZ04 | SWHC020-NR-Com-CZ04-Ex-Cap-Tons-HVAC-Chlr-Any-Com-Default>2yrs-Def-GSIA-DEER:HVAC_Chillers-Annual-PGE-cWtd-HVAC-SpaceCool-Chiller-Screw-None-Standard-Deem-DEER-None-UpDeemed-Com-ExAnte2020-< 150 tons-11.1-15.1
SWHC020 | Air-cooled Packaged Chiller | B | Air-Cooled Chiller, Standard Efficiency, < 150 tons, CZ04 |  | Air-Cooled Chiller, < 150 tons, 12.1 EER, 16.6 IPLV, CZ04 | NC | Com | Ex | CZ04 | Cap-Tons | Com | PGE | Any | < 150 tons | 12.1 | 16.6 | 0.0781 | 162 | 0 | 0 | 0 | 0 | 0 | 477.58 | 326.08 | 0 | 803.66 | 0 | 0 | 0 | None | HVAC-Chlr | NA | 20 | 0 | 0.0781 | 162 | 0 | 0 | 0 | 0 | 0 | 0 | 0 | UpDeemed | Com-Default>2yrs | 0.6 | 0.6 |  | 0.6 | Def-GSIA | 1 | DEER:HVAC_Chillers | Annual |  |  |  |  | Standard | FALSE | ExAnte2020 | 0 | Chiller | Screw | HVAC | SpaceCool | cWtd | No | NA | None |  |  | Deem-DEER | Air-Cooled Chiller, < 150 tons, 12.1 EER, 16.6 IPLV, CZ04 | SWHC020-NC-Com-CZ04-Ex-Cap-Tons-HVAC-Chlr-Any-Com-Default>2yrs-Def-GSIA-DEER:HVAC_Chillers-Annual-PGE-cWtd-HVAC-SpaceCool-Chiller-Screw-None-Standard-Deem-DEER-None-UpDeemed-Com-ExAnte2020-< 150 tons-12.1-16.6
SWHC020 | Air-cooled Packaged Chiller | B | Air-Cooled Chiller, Standard Efficiency, < 150 tons, CZ04 |  | Air-Cooled Chiller, < 150 tons, 12.1 EER, 16.6 IPLV, CZ04 | NR | Com | Ex | CZ04 | Cap-Tons | Com | PGE | Any | < 150 tons | 12.1 | 16.6 | 0.0781 | 162 | 0 | 0 | 0 | 0 | 0 | 477.58 | 326.08 | 0 | 803.66 | 0 | 0 | 0 | None | HVAC-Chlr | NA | 20 | 0 | 0.0781 | 162 | 0 | 0 | 0 | 0 | 0 | 0 | 0 | UpDeemed | Com-Default>2yrs | 0.6 | 0.6 |  | 0.6 | Def-GSIA | 1 | DEER:HVAC_Chillers | Annual |  |  |  |  | Standard | FALSE | ExAnte2020 | 0 | Chiller | Screw | HVAC | SpaceCool | cWtd | No | NA | None |  |  | Deem-DEER | Air-Cooled Chiller, < 150 tons, 12.1 EER, 16.6 IPLV, CZ04 | SWHC020-NR-Com-CZ04-Ex-Cap-Tons-HVAC-Chlr-Any-Com-Default>2yrs-Def-GSIA-DEER:HVAC_Chillers-Annual-PGE-cWtd-HVAC-SpaceCool-Chiller-Screw-None-Standard-Deem-DEER-None-UpDeemed-Com-ExAnte2020-< 150 tons-12.1-16.6
SWHC020 | Air-cooled Packaged Chiller | C | Air-Cooled Chiller, Standard Efficiency, >= 150 tons, CZ04 |  | Air-Cooled Chiller, >= 150 tons, 11.1 EER, 15.4 IPLV, CZ04 | NC | Com | Ex | CZ04 | Cap-Tons | Com | PGE | Any | >= 150 tons | 11.1 | 15.4 | 0.0426 | 88 | 0 | 0 | 0 | 0 | 0 | 450.09 | 139.23 | 0 | 589.32 | 0 | 0 | 0 | None | HVAC-Chlr | NA | 20 | 0 | 0.0426 | 88 | 0 | 0 | 0 | 0 | 0 | 0 | 0 | UpDeemed | Com-Default>2yrs | 0.6 | 0.6 |  | 0.6 | Def-GSIA | 1 | DEER:HVAC_Chillers | Annual |  |  |  |  | Standard | FALSE | ExAnte2020 | 0 | Chiller | Screw | HVAC | SpaceCool | cWtd | No | NA | None |  |  | Deem-DEER | Air-Cooled Chiller, >= 150 tons, 11.1 EER, 15.4 IPLV, CZ04 | SWHC020-NC-Com-CZ04-Ex-Cap-Tons-HVAC-Chlr-Any-Com-Default>2yrs-Def-GSIA-DEER:HVAC_Chillers-Annual-PGE-cWtd-HVAC-SpaceCool-Chiller-Screw-None-Standard-Deem-DEER-None-UpDeemed-Com-ExAnte2020->= 150 tons-11.1-15.4
SWHC020 | Air-cooled Packaged Chiller | C | Air-Cooled Chiller, Standard Efficiency, >= 150 tons, CZ04 |  | Air-Cooled Chiller, >= 150 tons, 11.1 EER, 15.4 IPLV, CZ04 | NR | Com | Ex | CZ04 | Cap-Tons | Com | PGE | Any | >= 150 tons | 11.1 | 15.4 | 0.0426 | 88 | 0 | 0 | 0 | 0 | 0 | 450.09 | 139.23 | 0 | 589.32 | 0 | 0 | 0 | None | HVAC-Chlr | NA | 20 | 0 | 0.0426 | 88 | 0 | 0 | 0 | 0 | 0 | 0 | 0 | UpDeemed | Com-Default>2yrs | 0.6 | 0.6 |  | 0.6 | Def-GSIA | 1 | DEER:HVAC_Chillers | Annual |  |  |  |  | Standard | FALSE | ExAnte2020 | 0 | Chiller | Screw | HVAC | SpaceCool | cWtd | No | NA | None |  |  | Deem-DEER | Air-Cooled Chiller, >= 150 tons, 11.1 EER, 15.4 IPLV, CZ04 | SWHC020-NR-Com-CZ04-Ex-Cap-Tons-HVAC-Chlr-Any-Com-Default>2yrs-Def-GSIA-DEER:HVAC_Chillers-Annual-PGE-cWtd-HVAC-SpaceCool-Chiller-Screw-None-Standard-Deem-DEER-None-UpDeemed-Com-ExAnte2020->= 150 tons-11.1-15.4
SWHC020 | Air-cooled Packaged Chiller | D | Air-Cooled Chiller, Standard Efficiency, >= 150 tons, CZ04 |  | Air-Cooled Chiller, >= 150 tons, 12.1 EER, 16.9 IPLV, CZ04 | NC | Com | Ex | CZ04 | Cap-Tons | Com | PGE | Any | >= 150 tons | 12.1 | 16.9 | 0.0781 | 162 | 0 | 0 | 0 | 0 | 0 | 450.09 | 189.05 | 0 | 639.15 | 0 | 0 | 0 | None | HVAC-Chlr | NA | 20 | 0 | 0.0781 | 162 | 0 | 0 | 0 | 0 | 0 | 0 | 0 | UpDeemed | Com-Default>2yrs | 0.6 | 0.6 |  | 0.6 | Def-GSIA | 1 | DEER:HVAC_Chillers | Annual |  |  |  |  | Standard | FALSE | ExAnte2020 | 0 | Chiller | Screw | HVAC | SpaceCool | cWtd | No | NA | None |  |  | Deem-DEER | Air-Cooled Chiller, >= 150 tons, 12.1 EER, 16.9 IPLV, CZ04 | SWHC020-NC-Com-CZ04-Ex-Cap-Tons-HVAC-Chlr-Any-Com-Default>2yrs-Def-GSIA-DEER:HVAC_Chillers-Annual-PGE-cWtd-HVAC-SpaceCool-Chiller-Screw-None-Standard-Deem-DEER-None-UpDeemed-Com-ExAnte2020->= 150 tons-12.1-16.9
SWHC020 | Air-cooled Packaged Chiller | D | Air-Cooled Chiller, Standard Efficiency, >= 150 tons, CZ04 |  | Air-Cooled Chiller, >= 150 tons, 12.1 EER, 16.9 IPLV, CZ04 | NR | Com | Ex | CZ04 | Cap-Tons | Com | PGE | Any | >= 150 tons | 12.1 | 16.9 | 0.0781 | 162 | 0 | 0 | 0 | 0 | 0 | 450.09 | 189.05 | 0 | 639.15 | 0 | 0 | 0 | None | HVAC-Chlr | NA | 20 | 0 | 0.0781 | 162 | 0 | 0 | 0 | 0 | 0 | 0 | 0 | UpDeemed | Com-Default>2yrs | 0.6 | 0.6 |  | 0.6 | Def-GSIA | 1 | DEER:HVAC_Chillers | Annual |  |  |  |  | Standard | FALSE | ExAnte2020 | 0 | Chiller | Screw | HVAC | SpaceCool | cWtd | No | NA | None |  |  | Deem-DEER | Air-Cooled Chiller, >= 150 tons, 12.1 EER, 16.9 IPLV, CZ04 | SWHC020-NR-Com-CZ04-Ex-Cap-Tons-HVAC-Chlr-Any-Com-Default>2yrs-Def-GSIA-DEER:HVAC_Chillers-Annual-PGE-cWtd-HVAC-SpaceCool-Chiller-Screw-None-Standard-Deem-DEER-None-UpDeemed-Com-ExAnte2020->= 150 tons-12.1-16.9
SWHC020 | Air-cooled Packaged Chiller | A | Air-Cooled Chiller, Standard Efficiency, < 150 tons, CZ05 |  | Air-Cooled Chiller, < 150 tons, 11.1 EER, 15.1 IPLV, CZ05 | NC | Com | Ex | CZ05 | Cap-Tons | Com | PGE | Any | < 150 tons | 11.1 | 15.1 | 0.0384 | 73.3 | 0 | 0 | 0 | 0 | 0 | 477.58 | 180.68 | 0 | 658.26 | 0 | 0 | 0 | None | HVAC-Chlr | NA | 20 | 0 | 0.0384 | 73.3 | 0 | 0 | 0 | 0 | 0 | 0 | 0 | UpDeemed | Com-Default>2yrs | 0.6 | 0.6 |  | 0.6 | Def-GSIA | 1 | DEER:HVAC_Chillers | Annual |  |  |  |  | Standard | FALSE | ExAnte2020 | 0 | Chiller | Screw | HVAC | SpaceCool | cWtd | No | NA | None |  |  | Deem-DEER | Air-Cooled Chiller, < 150 tons, 11.1 EER, 15.1 IPLV, CZ05 | SWHC020-NC-Com-CZ05-Ex-Cap-Tons-HVAC-Chlr-Any-Com-Default>2yrs-Def-GSIA-DEER:HVAC_Chillers-Annual-PGE-cWtd-HVAC-SpaceCool-Chiller-Screw-None-Standard-Deem-DEER-None-UpDeemed-Com-ExAnte2020-< 150 tons-11.1-15.1
SWHC020 | Air-cooled Packaged Chiller | A | Air-Cooled Chiller, Standard Efficiency, < 150 tons, CZ05 |  | Air-Cooled Chiller, < 150 tons, 11.1 EER, 15.1 IPLV, CZ05 | NR | Com | Ex | CZ05 | Cap-Tons | Com | PGE | Any | < 150 tons | 11.1 | 15.1 | 0.0384 | 73.3 | 0 | 0 | 0 | 0 | 0 | 477.58 | 180.68 | 0 | 658.26 | 0 | 0 | 0 | None | HVAC-Chlr | NA | 20 | 0 | 0.0384 | 73.3 | 0 | 0 | 0 | 0 | 0 | 0 | 0 | UpDeemed | Com-Default>2yrs | 0.6 | 0.6 |  | 0.6 | Def-GSIA | 1 | DEER:HVAC_Chillers | Annual |  |  |  |  | Standard | FALSE | ExAnte2020 | 0 | Chiller | Screw | HVAC | SpaceCool | cWtd | No | NA | None |  |  | Deem-DEER | Air-Cooled Chiller, < 150 tons, 11.1 EER, 15.1 IPLV, CZ05 | SWHC020-NR-Com-CZ05-Ex-Cap-Tons-HVAC-Chlr-Any-Com-Default>2yrs-Def-GSIA-DEER:HVAC_Chillers-Annual-PGE-cWtd-HVAC-SpaceCool-Chiller-Screw-None-Standard-Deem-DEER-None-UpDeemed-Com-ExAnte2020-< 150 tons-11.1-15.1
SWHC020 | Air-cooled Packaged Chiller | B | Air-Cooled Chiller, Standard Efficiency, < 150 tons, CZ05 |  | Air-Cooled Chiller, < 150 tons, 12.1 EER, 16.6 IPLV, CZ05 | NC | Com | Ex | CZ05 | Cap-Tons | Com | PGE | Any | < 150 tons | 12.1 | 16.6 | 0.0704 | 134 | 0 | 0 | 0 | 0 | 0 | 477.58 | 326.08 | 0 | 803.66 | 0 | 0 | 0 | None | HVAC-Chlr | NA | 20 | 0 | 0.0704 | 134 | 0 | 0 | 0 | 0 | 0 | 0 | 0 | UpDeemed | Com-Default>2yrs | 0.6 | 0.6 |  | 0.6 | Def-GSIA | 1 | DEER:HVAC_Chillers | Annual |  |  |  |  | Standard | FALSE | ExAnte2020 | 0 | Chiller | Screw | HVAC | SpaceCool | cWtd | No | NA | None |  |  | Deem-DEER | Air-Cooled Chiller, < 150 tons, 12.1 EER, 16.6 IPLV, CZ05 | SWHC020-NC-Com-CZ05-Ex-Cap-Tons-HVAC-Chlr-Any-Com-Default>2yrs-Def-GSIA-DEER:HVAC_Chillers-Annual-PGE-cWtd-HVAC-SpaceCool-Chiller-Screw-None-Standard-Deem-DEER-None-UpDeemed-Com-ExAnte2020-< 150 tons-12.1-16.6
SWHC020 | Air-cooled Packaged Chiller | B | Air-Cooled Chiller, Standard Efficiency, < 150 tons, CZ05 |  | Air-Cooled Chiller, < 150 tons, 12.1 EER, 16.6 IPLV, CZ05 | NR | Com | Ex | CZ05 | Cap-Tons | Com | PGE | Any | < 150 tons | 12.1 | 16.6 | 0.0704 | 134 | 0 | 0 | 0 | 0 | 0 | 477.58 | 326.08 | 0 | 803.66 | 0 | 0 | 0 | None | HVAC-Chlr | NA | 20 | 0 | 0.0704 | 134 | 0 | 0 | 0 | 0 | 0 | 0 | 0 | UpDeemed | Com-Default>2yrs | 0.6 | 0.6 |  | 0.6 | Def-GSIA | 1 | DEER:HVAC_Chillers | Annual |  |  |  |  | Standard | FALSE | ExAnte2020 | 0 | Chiller | Screw | HVAC | SpaceCool | cWtd | No | NA | None |  |  | Deem-DEER | Air-Cooled Chiller, < 150 tons, 12.1 EER, 16.6 IPLV, CZ05 | SWHC020-NR-Com-CZ05-Ex-Cap-Tons-HVAC-Chlr-Any-Com-Default>2yrs-Def-GSIA-DEER:HVAC_Chillers-Annual-PGE-cWtd-HVAC-SpaceCool-Chiller-Screw-None-Standard-Deem-DEER-None-UpDeemed-Com-ExAnte2020-< 150 tons-12.1-16.6
SWHC020 | Air-cooled Packaged Chiller | C | Air-Cooled Chiller, Standard Efficiency, >= 150 tons, CZ05 |  | Air-Cooled Chiller, >= 150 tons, 11.1 EER, 15.4 IPLV, CZ05 | NC | Com | Ex | CZ05 | Cap-Tons | Com | PGE | Any | >= 150 tons | 11.1 | 15.4 | 0.0384 | 73.3 | 0 | 0 | 0 | 0 | 0 | 450.09 | 139.23 | 0 | 589.32 | 0 | 0 | 0 | None | HVAC-Chlr | NA | 20 | 0 | 0.0384 | 73.3 | 0 | 0 | 0 | 0 | 0 | 0 | 0 | UpDeemed | Com-Default>2yrs | 0.6 | 0.6 |  | 0.6 | Def-GSIA | 1 | DEER:HVAC_Chillers | Annual |  |  |  |  | Standard | FALSE | ExAnte2020 | 0 | Chiller | Screw | HVAC | SpaceCool | cWtd | No | NA | None |  |  | Deem-DEER | Air-Cooled Chiller, >= 150 tons, 11.1 EER, 15.4 IPLV, CZ05 | SWHC020-NC-Com-CZ05-Ex-Cap-Tons-HVAC-Chlr-Any-Com-Default>2yrs-Def-GSIA-DEER:HVAC_Chillers-Annual-PGE-cWtd-HVAC-SpaceCool-Chiller-Screw-None-Standard-Deem-DEER-None-UpDeemed-Com-ExAnte2020->= 150 tons-11.1-15.4
SWHC020 | Air-cooled Packaged Chiller | C | Air-Cooled Chiller, Standard Efficiency, >= 150 tons, CZ05 |  | Air-Cooled Chiller, >= 150 tons, 11.1 EER, 15.4 IPLV, CZ05 | NR | Com | Ex | CZ05 | Cap-Tons | Com | PGE | Any | >= 150 tons | 11.1 | 15.4 | 0.0384 | 73.3 | 0 | 0 | 0 | 0 | 0 | 450.09 | 139.23 | 0 | 589.32 | 0 | 0 | 0 | None | HVAC-Chlr | NA | 20 | 0 | 0.0384 | 73.3 | 0 | 0 | 0 | 0 | 0 | 0 | 0 | UpDeemed | Com-Default>2yrs | 0.6 | 0.6 |  | 0.6 | Def-GSIA | 1 | DEER:HVAC_Chillers | Annual |  |  |  |  | Standard | FALSE | ExAnte2020 | 0 | Chiller | Screw | HVAC | SpaceCool | cWtd | No | NA | None |  |  | Deem-DEER | Air-Cooled Chiller, >= 150 tons, 11.1 EER, 15.4 IPLV, CZ05 | SWHC020-NR-Com-CZ05-Ex-Cap-Tons-HVAC-Chlr-Any-Com-Default>2yrs-Def-GSIA-DEER:HVAC_Chillers-Annual-PGE-cWtd-HVAC-SpaceCool-Chiller-Screw-None-Standard-Deem-DEER-None-UpDeemed-Com-ExAnte2020->= 150 tons-11.1-15.4
SWHC020 | Air-cooled Packaged Chiller | D | Air-Cooled Chiller, Standard Efficiency, >= 150 tons, CZ05 |  | Air-Cooled Chiller, >= 150 tons, 12.1 EER, 16.9 IPLV, CZ05 | NC | Com | Ex | CZ05 | Cap-Tons | Com | PGE | Any | >= 150 tons | 12.1 | 16.9 | 0.0704 | 134 | 0 | 0 | 0 | 0 | 0 | 450.09 | 189.05 | 0 | 639.15 | 0 | 0 | 0 | None | HVAC-Chlr | NA | 20 | 0 | 0.0704 | 134 | 0 | 0 | 0 | 0 | 0 | 0 | 0 | UpDeemed | Com-Default>2yrs | 0.6 | 0.6 |  | 0.6 | Def-GSIA | 1 | DEER:HVAC_Chillers | Annual |  |  |  |  | Standard | FALSE | ExAnte2020 | 0 | Chiller | Screw | HVAC | SpaceCool | cWtd | No | NA | None |  |  | Deem-DEER | Air-Cooled Chiller, >= 150 tons, 12.1 EER, 16.9 IPLV, CZ05 | SWHC020-NC-Com-CZ05-Ex-Cap-Tons-HVAC-Chlr-Any-Com-Default>2yrs-Def-GSIA-DEER:HVAC_Chillers-Annual-PGE-cWtd-HVAC-SpaceCool-Chiller-Screw-None-Standard-Deem-DEER-None-UpDeemed-Com-ExAnte2020->= 150 tons-12.1-16.9
SWHC020 | Air-cooled Packaged Chiller | D | Air-Cooled Chiller, Standard Efficiency, >= 150 tons, CZ05 |  | Air-Cooled Chiller, >= 150 tons, 12.1 EER, 16.9 IPLV, CZ05 | NR | Com | Ex | CZ05 | Cap-Tons | Com | PGE | Any | >= 150 tons | 12.1 | 16.9 | 0.0704 | 134 | 0 | 0 | 0 | 0 | 0 | 450.09 | 189.05 | 0 | 639.15 | 0 | 0 | 0 | None | HVAC-Chlr | NA | 20 | 0 | 0.0704 | 134 | 0 | 0 | 0 | 0 | 0 | 0 | 0 | UpDeemed | Com-Default>2yrs | 0.6 | 0.6 |  | 0.6 | Def-GSIA | 1 | DEER:HVAC_Chillers | Annual |  |  |  |  | Standard | FALSE | ExAnte2020 | 0 | Chiller | Screw | HVAC | SpaceCool | cWtd | No | NA | None |  |  | Deem-DEER | Air-Cooled Chiller, >= 150 tons, 12.1 EER, 16.9 IPLV, CZ05 | SWHC020-NR-Com-CZ05-Ex-Cap-Tons-HVAC-Chlr-Any-Com-Default>2yrs-Def-GSIA-DEER:HVAC_Chillers-Annual-PGE-cWtd-HVAC-SpaceCool-Chiller-Screw-None-Standard-Deem-DEER-None-UpDeemed-Com-ExAnte2020->= 150 tons-12.1-16.9
SWHC020 | Air-cooled Packaged Chiller | A | Air-Cooled Chiller, Standard Efficiency, < 150 tons, CZ06 |  | Air-Cooled Chiller, < 150 tons, 11.1 EER, 15.1 IPLV, CZ06 | NC | Com | Ex | CZ06 | Cap-Tons | Com | SCE | Any | < 150 tons | 11.1 | 15.1 | 0.0523 | 110 | 0 | 0 | 0 | 0 | 0 | 477.58 | 180.68 | 0 | 658.26 | 0 | 0 | 0 | None | HVAC-Chlr | NA | 20 | 0 | 0.0523 | 110 | 0 | 0 | 0 | 0 | 0 | 0 | 0 | UpDeemed | Com-Default>2yrs | 0.6 | 0.6 |  | 0.6 | Def-GSIA | 1 | DEER:HVAC_Chillers | Annual |  |  |  |  | Standard | FALSE | ExAnte2020 | 0 | Chiller | Screw | HVAC | SpaceCool | cWtd | No | NA | None |  |  | Deem-DEER | Air-Cooled Chiller, < 150 tons, 11.1 EER, 15.1 IPLV, CZ06 | SWHC020-NC-Com-CZ06-Ex-Cap-Tons-HVAC-Chlr-Any-Com-Default>2yrs-Def-GSIA-DEER:HVAC_Chillers-Annual-SCE-cWtd-HVAC-SpaceCool-Chiller-Screw-None-Standard-Deem-DEER-None-UpDeemed-Com-ExAnte2020-< 150 tons-11.1-15.1
SWHC020 | Air-cooled Packaged Chiller | A | Air-Cooled Chiller, Standard Efficiency, < 150 tons, CZ06 |  | Air-Cooled Chiller, < 150 tons, 11.1 EER, 15.1 IPLV, CZ06 | NR | Com | Ex | CZ06 | Cap-Tons | Com | SCE | Any | < 150 tons | 11.1 | 15.1 | 0.0523 | 110 | 0 | 0 | 0 | 0 | 0 | 477.58 | 180.68 | 0 | 658.26 | 0 | 0 | 0 | None | HVAC-Chlr | NA | 20 | 0 | 0.0523 | 110 | 0 | 0 | 0 | 0 | 0 | 0 | 0 | UpDeemed | Com-Default>2yrs | 0.6 | 0.6 |  | 0.6 | Def-GSIA | 1 | DEER:HVAC_Chillers | Annual |  |  |  |  | Standard | FALSE | ExAnte2020 | 0 | Chiller | Screw | HVAC | SpaceCool | cWtd | No | NA | None |  |  | Deem-DEER | Air-Cooled Chiller, < 150 tons, 11.1 EER, 15.1 IPLV, CZ06 | SWHC020-NR-Com-CZ06-Ex-Cap-Tons-HVAC-Chlr-Any-Com-Default>2yrs-Def-GSIA-DEER:HVAC_Chillers-Annual-SCE-cWtd-HVAC-SpaceCool-Chiller-Screw-None-Standard-Deem-DEER-None-UpDeemed-Com-ExAnte2020-< 150 tons-11.1-15.1
SWHC020 | Air-cooled Packaged Chiller | B | Air-Cooled Chiller, Standard Efficiency, < 150 tons, CZ06 |  | Air-Cooled Chiller, < 150 tons, 12.1 EER, 16.6 IPLV, CZ06 | NC | Com | Ex | CZ06 | Cap-Tons | Com | SCE | Any | < 150 tons | 12.1 | 16.6 | 0.0959 | 202 | 0 | 0 | 0 | 0 | 0 | 477.58 | 326.08 | 0 | 803.66 | 0 | 0 | 0 | None | HVAC-Chlr | NA | 20 | 0 | 0.0959 | 202 | 0 | 0 | 0 | 0 | 0 | 0 | 0 | UpDeemed | Com-Default>2yrs | 0.6 | 0.6 |  | 0.6 | Def-GSIA | 1 | DEER:HVAC_Chillers | Annual |  |  |  |  | Standard | FALSE | ExAnte2020 | 0 | Chiller | Screw | HVAC | SpaceCool | cWtd | No | NA | None |  |  | Deem-DEER | Air-Cooled Chiller, < 150 tons, 12.1 EER, 16.6 IPLV, CZ06 | SWHC020-NC-Com-CZ06-Ex-Cap-Tons-HVAC-Chlr-Any-Com-Default>2yrs-Def-GSIA-DEER:HVAC_Chillers-Annual-SCE-cWtd-HVAC-SpaceCool-Chiller-Screw-None-Standard-Deem-DEER-None-UpDeemed-Com-ExAnte2020-< 150 tons-12.1-16.6
SWHC020 | Air-cooled Packaged Chiller | B | Air-Cooled Chiller, Standard Efficiency, < 150 tons, CZ06 |  | Air-Cooled Chiller, < 150 tons, 12.1 EER, 16.6 IPLV, CZ06 | NR | Com | Ex | CZ06 | Cap-Tons | Com | SCE | Any | < 150 tons | 12.1 | 16.6 | 0.0959 | 202 | 0 | 0 | 0 | 0 | 0 | 477.58 | 326.08 | 0 | 803.66 | 0 | 0 | 0 | None | HVAC-Chlr | NA | 20 | 0 | 0.0959 | 202 | 0 | 0 | 0 | 0 | 0 | 0 | 0 | UpDeemed | Com-Default>2yrs | 0.6 | 0.6 |  | 0.6 | Def-GSIA | 1 | DEER:HVAC_Chillers | Annual |  |  |  |  | Standard | FALSE | ExAnte2020 | 0 | Chiller | Screw | HVAC | SpaceCool | cWtd | No | NA | None |  |  | Deem-DEER | Air-Cooled Chiller, < 150 tons, 12.1 EER, 16.6 IPLV, CZ06 | SWHC020-NR-Com-CZ06-Ex-Cap-Tons-HVAC-Chlr-Any-Com-Default>2yrs-Def-GSIA-DEER:HVAC_Chillers-Annual-SCE-cWtd-HVAC-SpaceCool-Chiller-Screw-None-Standard-Deem-DEER-None-UpDeemed-Com-ExAnte2020-< 150 tons-12.1-16.6
SWHC020 | Air-cooled Packaged Chiller | C | Air-Cooled Chiller, Standard Efficiency, >= 150 tons, CZ06 |  | Air-Cooled Chiller, >= 150 tons, 11.1 EER, 15.4 IPLV, CZ06 | NC | Com | Ex | CZ06 | Cap-Tons | Com | SCE | Any | >= 150 tons | 11.1 | 15.4 | 0.0523 | 110 | 0 | 0 | 0 | 0 | 0 | 450.09 | 139.23 | 0 | 589.32 | 0 | 0 | 0 | None | HVAC-Chlr | NA | 20 | 0 | 0.0523 | 110 | 0 | 0 | 0 | 0 | 0 | 0 | 0 | UpDeemed | Com-Default>2yrs | 0.6 | 0.6 |  | 0.6 | Def-GSIA | 1 | DEER:HVAC_Chillers | Annual |  |  |  |  | Standard | FALSE | ExAnte2020 | 0 | Chiller | Screw | HVAC | SpaceCool | cWtd | No | NA | None |  |  | Deem-DEER | Air-Cooled Chiller, >= 150 tons, 11.1 EER, 15.4 IPLV, CZ06 | SWHC020-NC-Com-CZ06-Ex-Cap-Tons-HVAC-Chlr-Any-Com-Default>2yrs-Def-GSIA-DEER:HVAC_Chillers-Annual-SCE-cWtd-HVAC-SpaceCool-Chiller-Screw-None-Standard-Deem-DEER-None-UpDeemed-Com-ExAnte2020->= 150 tons-11.1-15.4
SWHC020 | Air-cooled Packaged Chiller | C | Air-Cooled Chiller, Standard Efficiency, >= 150 tons, CZ06 |  | Air-Cooled Chiller, >= 150 tons, 11.1 EER, 15.4 IPLV, CZ06 | NR | Com | Ex | CZ06 | Cap-Tons | Com | SCE | Any | >= 150 tons | 11.1 | 15.4 | 0.0523 | 110 | 0 | 0 | 0 | 0 | 0 | 450.09 | 139.23 | 0 | 589.32 | 0 | 0 | 0 | None | HVAC-Chlr | NA | 20 | 0 | 0.0523 | 110 | 0 | 0 | 0 | 0 | 0 | 0 | 0 | UpDeemed | Com-Default>2yrs | 0.6 | 0.6 |  | 0.6 | Def-GSIA | 1 | DEER:HVAC_Chillers | Annual |  |  |  |  | Standard | FALSE | ExAnte2020 | 0 | Chiller | Screw | HVAC | SpaceCool | cWtd | No | NA | None |  |  | Deem-DEER | Air-Cooled Chiller, >= 150 tons, 11.1 EER, 15.4 IPLV, CZ06 | SWHC020-NR-Com-CZ06-Ex-Cap-Tons-HVAC-Chlr-Any-Com-Default>2yrs-Def-GSIA-DEER:HVAC_Chillers-Annual-SCE-cWtd-HVAC-SpaceCool-Chiller-Screw-None-Standard-Deem-DEER-None-UpDeemed-Com-ExAnte2020->= 150 tons-11.1-15.4
SWHC020 | Air-cooled Packaged Chiller | D | Air-Cooled Chiller, Standard Efficiency, >= 150 tons, CZ06 |  | Air-Cooled Chiller, >= 150 tons, 12.1 EER, 16.9 IPLV, CZ06 | NC | Com | Ex | CZ06 | Cap-Tons | Com | SCE | Any | >= 150 tons | 12.1 | 16.9 | 0.0959 | 202 | 0 | 0 | 0 | 0 | 0 | 450.09 | 189.05 | 0 | 639.15 | 0 | 0 | 0 | None | HVAC-Chlr | NA | 20 | 0 | 0.0959 | 202 | 0 | 0 | 0 | 0 | 0 | 0 | 0 | UpDeemed | Com-Default>2yrs | 0.6 | 0.6 |  | 0.6 | Def-GSIA | 1 | DEER:HVAC_Chillers | Annual |  |  |  |  | Standard | FALSE | ExAnte2020 | 0 | Chiller | Screw | HVAC | SpaceCool | cWtd | No | NA | None |  |  | Deem-DEER | Air-Cooled Chiller, >= 150 tons, 12.1 EER, 16.9 IPLV, CZ06 | SWHC020-NC-Com-CZ06-Ex-Cap-Tons-HVAC-Chlr-Any-Com-Default>2yrs-Def-GSIA-DEER:HVAC_Chillers-Annual-SCE-cWtd-HVAC-SpaceCool-Chiller-Screw-None-Standard-Deem-DEER-None-UpDeemed-Com-ExAnte2020->= 150 tons-12.1-16.9
SWHC020 | Air-cooled Packaged Chiller | D | Air-Cooled Chiller, Standard Efficiency, >= 150 tons, CZ06 |  | Air-Cooled Chiller, >= 150 tons, 12.1 EER, 16.9 IPLV, CZ06 | NR | Com | Ex | CZ06 | Cap-Tons | Com | SCE | Any | >= 150 tons | 12.1 | 16.9 | 0.0959 | 202 | 0 | 0 | 0 | 0 | 0 | 450.09 | 189.05 | 0 | 639.15 | 0 | 0 | 0 | None | HVAC-Chlr | NA | 20 | 0 | 0.0959 | 202 | 0 | 0 | 0 | 0 | 0 | 0 | 0 | UpDeemed | Com-Default>2yrs | 0.6 | 0.6 |  | 0.6 | Def-GSIA | 1 | DEER:HVAC_Chillers | Annual |  |  |  |  | Standard | FALSE | ExAnte2020 | 0 | Chiller | Screw | HVAC | SpaceCool | cWtd | No | NA | None |  |  | Deem-DEER | Air-Cooled Chiller, >= 150 tons, 12.1 EER, 16.9 IPLV, CZ06 | SWHC020-NR-Com-CZ06-Ex-Cap-Tons-HVAC-Chlr-Any-Com-Default>2yrs-Def-GSIA-DEER:HVAC_Chillers-Annual-SCE-cWtd-HVAC-SpaceCool-Chiller-Screw-None-Standard-Deem-DEER-None-UpDeemed-Com-ExAnte2020->= 150 tons-12.1-16.9
SWHC020 | Air-cooled Packaged Chiller | A | Air-Cooled Chiller, Standard Efficiency, < 150 tons, CZ07 |  | Air-Cooled Chiller, < 150 tons, 11.1 EER, 15.1 IPLV, CZ07 | NC | Com | Ex | CZ07 | Cap-Tons | Com | SDG | Any | < 150 tons | 11.1 | 15.1 | 0.0603 | 102 | 0 | 0 | 0 | 0 | 0 | 477.58 | 180.68 | 0 | 658.26 | 0 | 0 | 0 | None | HVAC-Chlr | NA | 20 | 0 | 0.0603 | 102 | 0 | 0 | 0 | 0 | 0 | 0 | 0 | UpDeemed | Com-Default>2yrs | 0.6 | 0.6 |  | 0.6 | Def-GSIA | 1 | DEER:HVAC_Chillers | Annual |  |  |  |  | Standard | FALSE | ExAnte2020 | 0 | Chiller | Screw | HVAC | SpaceCool | cWtd | No | NA | None |  |  | Deem-DEER | Air-Cooled Chiller, < 150 tons, 11.1 EER, 15.1 IPLV, CZ07 | SWHC020-NC-Com-CZ07-Ex-Cap-Tons-HVAC-Chlr-Any-Com-Default>2yrs-Def-GSIA-DEER:HVAC_Chillers-Annual-SDG-cWtd-HVAC-SpaceCool-Chiller-Screw-None-Standard-Deem-DEER-None-UpDeemed-Com-ExAnte2020-< 150 tons-11.1-15.1
SWHC020 | Air-cooled Packaged Chiller | A | Air-Cooled Chiller, Standard Efficiency, < 150 tons, CZ07 |  | Air-Cooled Chiller, < 150 tons, 11.1 EER, 15.1 IPLV, CZ07 | NR | Com | Ex | CZ07 | Cap-Tons | Com | SDG | Any | < 150 tons | 11.1 | 15.1 | 0.0603 | 102 | 0 | 0 | 0 | 0 | 0 | 477.58 | 180.68 | 0 | 658.26 | 0 | 0 | 0 | None | HVAC-Chlr | NA | 20 | 0 | 0.0603 | 102 | 0 | 0 | 0 | 0 | 0 | 0 | 0 | UpDeemed | Com-Default>2yrs | 0.6 | 0.6 |  | 0.6 | Def-GSIA | 1 | DEER:HVAC_Chillers | Annual |  |  |  |  | Standard | FALSE | ExAnte2020 | 0 | Chiller | Screw | HVAC | SpaceCool | cWtd | No | NA | None |  |  | Deem-DEER | Air-Cooled Chiller, < 150 tons, 11.1 EER, 15.1 IPLV, CZ07 | SWHC020-NR-Com-CZ07-Ex-Cap-Tons-HVAC-Chlr-Any-Com-Default>2yrs-Def-GSIA-DEER:HVAC_Chillers-Annual-SDG-cWtd-HVAC-SpaceCool-Chiller-Screw-None-Standard-Deem-DEER-None-UpDeemed-Com-ExAnte2020-< 150 tons-11.1-15.1
SWHC020 | Air-cooled Packaged Chiller | B | Air-Cooled Chiller, Standard Efficiency, < 150 tons, CZ07 |  | Air-Cooled Chiller, < 150 tons, 12.1 EER, 16.6 IPLV, CZ07 | NC | Com | Ex | CZ07 | Cap-Tons | Com | SDG | Any | < 150 tons | 12.1 | 16.6 | 0.111 | 188 | 0 | 0 | 0 | 0 | 0 | 477.58 | 326.08 | 0 | 803.66 | 0 | 0 | 0 | None | HVAC-Chlr | NA | 20 | 0 | 0.111 | 188 | 0 | 0 | 0 | 0 | 0 | 0 | 0 | UpDeemed | Com-Default>2yrs | 0.6 | 0.6 |  | 0.6 | Def-GSIA | 1 | DEER:HVAC_Chillers | Annual |  |  |  |  | Standard | FALSE | ExAnte2020 | 0 | Chiller | Screw | HVAC | SpaceCool | cWtd | No | NA | None |  |  | Deem-DEER | Air-Cooled Chiller, < 150 tons, 12.1 EER, 16.6 IPLV, CZ07 | SWHC020-NC-Com-CZ07-Ex-Cap-Tons-HVAC-Chlr-Any-Com-Default>2yrs-Def-GSIA-DEER:HVAC_Chillers-Annual-SDG-cWtd-HVAC-SpaceCool-Chiller-Screw-None-Standard-Deem-DEER-None-UpDeemed-Com-ExAnte2020-< 150 tons-12.1-16.6
SWHC020 | Air-cooled Packaged Chiller | B | Air-Cooled Chiller, Standard Efficiency, < 150 tons, CZ07 |  | Air-Cooled Chiller, < 150 tons, 12.1 EER, 16.6 IPLV, CZ07 | NR | Com | Ex | CZ07 | Cap-Tons | Com | SDG | Any | < 150 tons | 12.1 | 16.6 | 0.111 | 188 | 0 | 0 | 0 | 0 | 0 | 477.58 | 326.08 | 0 | 803.66 | 0 | 0 | 0 | None | HVAC-Chlr | NA | 20 | 0 | 0.111 | 188 | 0 | 0 | 0 | 0 | 0 | 0 | 0 | UpDeemed | Com-Default>2yrs | 0.6 | 0.6 |  | 0.6 | Def-GSIA | 1 | DEER:HVAC_Chillers | Annual |  |  |  |  | Standard | FALSE | ExAnte2020 | 0 | Chiller | Screw | HVAC | SpaceCool | cWtd | No | NA | None |  |  | Deem-DEER | Air-Cooled Chiller, < 150 tons, 12.1 EER, 16.6 IPLV, CZ07 | SWHC020-NR-Com-CZ07-Ex-Cap-Tons-HVAC-Chlr-Any-Com-Default>2yrs-Def-GSIA-DEER:HVAC_Chillers-Annual-SDG-cWtd-HVAC-SpaceCool-Chiller-Screw-None-Standard-Deem-DEER-None-UpDeemed-Com-ExAnte2020-< 150 tons-12.1-16.6
SWHC020 | Air-cooled Packaged Chiller | C | Air-Cooled Chiller, Standard Efficiency, >= 150 tons, CZ07 |  | Air-Cooled Chiller, >= 150 tons, 11.1 EER, 15.4 IPLV, CZ07 | NC | Com | Ex | CZ07 | Cap-Tons | Com | SDG | Any | >= 150 tons | 11.1 | 15.4 | 0.0603 | 102 | 0 | 0 | 0 | 0 | 0 | 450.09 | 139.23 | 0 | 589.32 | 0 | 0 | 0 | None | HVAC-Chlr | NA | 20 | 0 | 0.0603 | 102 | 0 | 0 | 0 | 0 | 0 | 0 | 0 | UpDeemed | Com-Default>2yrs | 0.6 | 0.6 |  | 0.6 | Def-GSIA | 1 | DEER:HVAC_Chillers | Annual |  |  |  |  | Standard | FALSE | ExAnte2020 | 0 | Chiller | Screw | HVAC | SpaceCool | cWtd | No | NA | None |  |  | Deem-DEER | Air-Cooled Chiller, >= 150 tons, 11.1 EER, 15.4 IPLV, CZ07 | SWHC020-NC-Com-CZ07-Ex-Cap-Tons-HVAC-Chlr-Any-Com-Default>2yrs-Def-GSIA-DEER:HVAC_Chillers-Annual-SDG-cWtd-HVAC-SpaceCool-Chiller-Screw-None-Standard-Deem-DEER-None-UpDeemed-Com-ExAnte2020->= 150 tons-11.1-15.4
SWHC020 | Air-cooled Packaged Chiller | C | Air-Cooled Chiller, Standard Efficiency, >= 150 tons, CZ07 |  | Air-Cooled Chiller, >= 150 tons, 11.1 EER, 15.4 IPLV, CZ07 | NR | Com | Ex | CZ07 | Cap-Tons | Com | SDG | Any | >= 150 tons | 11.1 | 15.4 | 0.0603 | 102 | 0 | 0 | 0 | 0 | 0 | 450.09 | 139.23 | 0 | 589.32 | 0 | 0 | 0 | None | HVAC-Chlr | NA | 20 | 0 | 0.0603 | 102 | 0 | 0 | 0 | 0 | 0 | 0 | 0 | UpDeemed | Com-Default>2yrs | 0.6 | 0.6 |  | 0.6 | Def-GSIA | 1 | DEER:HVAC_Chillers | Annual |  |  |  |  | Standard | FALSE | ExAnte2020 | 0 | Chiller | Screw | HVAC | SpaceCool | cWtd | No | NA | None |  |  | Deem-DEER | Air-Cooled Chiller, >= 150 tons, 11.1 EER, 15.4 IPLV, CZ07 | SWHC020-NR-Com-CZ07-Ex-Cap-Tons-HVAC-Chlr-Any-Com-Default>2yrs-Def-GSIA-DEER:HVAC_Chillers-Annual-SDG-cWtd-HVAC-SpaceCool-Chiller-Screw-None-Standard-Deem-DEER-None-UpDeemed-Com-ExAnte2020->= 150 tons-11.1-15.4
SWHC020 | Air-cooled Packaged Chiller | D | Air-Cooled Chiller, Standard Efficiency, >= 150 tons, CZ07 |  | Air-Cooled Chiller, >= 150 tons, 12.1 EER, 16.9 IPLV, CZ07 | NC | Com | Ex | CZ07 | Cap-Tons | Com | SDG | Any | >= 150 tons | 12.1 | 16.9 | 0.111 | 188 | 0 | 0 | 0 | 0 | 0 | 450.09 | 189.05 | 0 | 639.15 | 0 | 0 | 0 | None | HVAC-Chlr | NA | 20 | 0 | 0.111 | 188 | 0 | 0 | 0 | 0 | 0 | 0 | 0 | UpDeemed | Com-Default>2yrs | 0.6 | 0.6 |  | 0.6 | Def-GSIA | 1 | DEER:HVAC_Chillers | Annual |  |  |  |  | Standard | FALSE | ExAnte2020 | 0 | Chiller | Screw | HVAC | SpaceCool | cWtd | No | NA | None |  |  | Deem-DEER | Air-Cooled Chiller, >= 150 tons, 12.1 EER, 16.9 IPLV, CZ07 | SWHC020-NC-Com-CZ07-Ex-Cap-Tons-HVAC-Chlr-Any-Com-Default>2yrs-Def-GSIA-DEER:HVAC_Chillers-Annual-SDG-cWtd-HVAC-SpaceCool-Chiller-Screw-None-Standard-Deem-DEER-None-UpDeemed-Com-ExAnte2020->= 150 tons-12.1-16.9
SWHC020 | Air-cooled Packaged Chiller | D | Air-Cooled Chiller, Standard Efficiency, >= 150 tons, CZ07 |  | Air-Cooled Chiller, >= 150 tons, 12.1 EER, 16.9 IPLV, CZ07 | NR | Com | Ex | CZ07 | Cap-Tons | Com | SDG | Any | >= 150 tons | 12.1 | 16.9 | 0.111 | 188 | 0 | 0 | 0 | 0 | 0 | 450.09 | 189.05 | 0 | 639.15 | 0 | 0 | 0 | None | HVAC-Chlr | NA | 20 | 0 | 0.111 | 188 | 0 | 0 | 0 | 0 | 0 | 0 | 0 | UpDeemed | Com-Default>2yrs | 0.6 | 0.6 |  | 0.6 | Def-GSIA | 1 | DEER:HVAC_Chillers | Annual |  |  |  |  | Standard | FALSE | ExAnte2020 | 0 | Chiller | Screw | HVAC | SpaceCool | cWtd | No | NA | None |  |  | Deem-DEER | Air-Cooled Chiller, >= 150 tons, 12.1 EER, 16.9 IPLV, CZ07 | SWHC020-NR-Com-CZ07-Ex-Cap-Tons-HVAC-Chlr-Any-Com-Default>2yrs-Def-GSIA-DEER:HVAC_Chillers-Annual-SDG-cWtd-HVAC-SpaceCool-Chiller-Screw-None-Standard-Deem-DEER-None-UpDeemed-Com-ExAnte2020->= 150 tons-12.1-16.9
SWHC020 | Air-cooled Packaged Chiller | A | Air-Cooled Chiller, Standard Efficiency, < 150 tons, CZ08 |  | Air-Cooled Chiller, < 150 tons, 11.1 EER, 15.1 IPLV, CZ08 | NC | Com | Ex | CZ08 | Cap-Tons | Com | SCE | Any | < 150 tons | 11.1 | 15.1 | 0.0698 | 114 | 0 | 0 | 0 | 0 | 0 | 477.58 | 180.68 | 0 | 658.26 | 0 | 0 | 0 | None | HVAC-Chlr | NA | 20 | 0 | 0.0698 | 114 | 0 | 0 | 0 | 0 | 0 | 0 | 0 | UpDeemed | Com-Default>2yrs | 0.6 | 0.6 |  | 0.6 | Def-GSIA | 1 | DEER:HVAC_Chillers | Annual |  |  |  |  | Standard | FALSE | ExAnte2020 | 0 | Chiller | Screw | HVAC | SpaceCool | cWtd | No | NA | None |  |  | Deem-DEER | Air-Cooled Chiller, < 150 tons, 11.1 EER, 15.1 IPLV, CZ08 | SWHC020-NC-Com-CZ08-Ex-Cap-Tons-HVAC-Chlr-Any-Com-Default>2yrs-Def-GSIA-DEER:HVAC_Chillers-Annual-SCE-cWtd-HVAC-SpaceCool-Chiller-Screw-None-Standard-Deem-DEER-None-UpDeemed-Com-ExAnte2020-< 150 tons-11.1-15.1
SWHC020 | Air-cooled Packaged Chiller | A | Air-Cooled Chiller, Standard Efficiency, < 150 tons, CZ08 |  | Air-Cooled Chiller, < 150 tons, 11.1 EER, 15.1 IPLV, CZ08 | NR | Com | Ex | CZ08 | Cap-Tons | Com | SCE | Any | < 150 tons | 11.1 | 15.1 | 0.0698 | 114 | 0 | 0 | 0 | 0 | 0 | 477.58 | 180.68 | 0 | 658.26 | 0 | 0 | 0 | None | HVAC-Chlr | NA | 20 | 0 | 0.0698 | 114 | 0 | 0 | 0 | 0 | 0 | 0 | 0 | UpDeemed | Com-Default>2yrs | 0.6 | 0.6 |  | 0.6 | Def-GSIA | 1 | DEER:HVAC_Chillers | Annual |  |  |  |  | Standard | FALSE | ExAnte2020 | 0 | Chiller | Screw | HVAC | SpaceCool | cWtd | No | NA | None |  |  | Deem-DEER | Air-Cooled Chiller, < 150 tons, 11.1 EER, 15.1 IPLV, CZ08 | SWHC020-NR-Com-CZ08-Ex-Cap-Tons-HVAC-Chlr-Any-Com-Default>2yrs-Def-GSIA-DEER:HVAC_Chillers-Annual-SCE-cWtd-HVAC-SpaceCool-Chiller-Screw-None-Standard-Deem-DEER-None-UpDeemed-Com-ExAnte2020-< 150 tons-11.1-15.1
SWHC020 | Air-cooled Packaged Chiller | B | Air-Cooled Chiller, Standard Efficiency, < 150 tons, CZ08 |  | Air-Cooled Chiller, < 150 tons, 12.1 EER, 16.6 IPLV, CZ08 | NC | Com | Ex | CZ08 | Cap-Tons | Com | SCE | Any | < 150 tons | 12.1 | 16.6 | 0.128 | 209 | 0 | 0 | 0 | 0 | 0 | 477.58 | 326.08 | 0 | 803.66 | 0 | 0 | 0 | None | HVAC-Chlr | NA | 20 | 0 | 0.128 | 209 | 0 | 0 | 0 | 0 | 0 | 0 | 0 | UpDeemed | Com-Default>2yrs | 0.6 | 0.6 |  | 0.6 | Def-GSIA | 1 | DEER:HVAC_Chillers | Annual |  |  |  |  | Standard | FALSE | ExAnte2020 | 0 | Chiller | Screw | HVAC | SpaceCool | cWtd | No | NA | None |  |  | Deem-DEER | Air-Cooled Chiller, < 150 tons, 12.1 EER, 16.6 IPLV, CZ08 | SWHC020-NC-Com-CZ08-Ex-Cap-Tons-HVAC-Chlr-Any-Com-Default>2yrs-Def-GSIA-DEER:HVAC_Chillers-Annual-SCE-cWtd-HVAC-SpaceCool-Chiller-Screw-None-Standard-Deem-DEER-None-UpDeemed-Com-ExAnte2020-< 150 tons-12.1-16.6
SWHC020 | Air-cooled Packaged Chiller | B | Air-Cooled Chiller, Standard Efficiency, < 150 tons, CZ08 |  | Air-Cooled Chiller, < 150 tons, 12.1 EER, 16.6 IPLV, CZ08 | NR | Com | Ex | CZ08 | Cap-Tons | Com | SCE | Any | < 150 tons | 12.1 | 16.6 | 0.128 | 209 | 0 | 0 | 0 | 0 | 0 | 477.58 | 326.08 | 0 | 803.66 | 0 | 0 | 0 | None | HVAC-Chlr | NA | 20 | 0 | 0.128 | 209 | 0 | 0 | 0 | 0 | 0 | 0 | 0 | UpDeemed | Com-Default>2yrs | 0.6 | 0.6 |  | 0.6 | Def-GSIA | 1 | DEER:HVAC_Chillers | Annual |  |  |  |  | Standard | FALSE | ExAnte2020 | 0 | Chiller | Screw | HVAC | SpaceCool | cWtd | No | NA | None |  |  | Deem-DEER | Air-Cooled Chiller, < 150 tons, 12.1 EER, 16.6 IPLV, CZ08 | SWHC020-NR-Com-CZ08-Ex-Cap-Tons-HVAC-Chlr-Any-Com-Default>2yrs-Def-GSIA-DEER:HVAC_Chillers-Annual-SCE-cWtd-HVAC-SpaceCool-Chiller-Screw-None-Standard-Deem-DEER-None-UpDeemed-Com-ExAnte2020-< 150 tons-12.1-16.6
SWHC020 | Air-cooled Packaged Chiller | C | Air-Cooled Chiller, Standard Efficiency, >= 150 tons, CZ08 |  | Air-Cooled Chiller, >= 150 tons, 11.1 EER, 15.4 IPLV, CZ08 | NC | Com | Ex | CZ08 | Cap-Tons | Com | SCE | Any | >= 150 tons | 11.1 | 15.4 | 0.0698 | 114 | 0 | 0 | 0 | 0 | 0 | 450.09 | 139.23 | 0 | 589.32 | 0 | 0 | 0 | None | HVAC-Chlr | NA | 20 | 0 | 0.0698 | 114 | 0 | 0 | 0 | 0 | 0 | 0 | 0 | UpDeemed | Com-Default>2yrs | 0.6 | 0.6 |  | 0.6 | Def-GSIA | 1 | DEER:HVAC_Chillers | Annual |  |  |  |  | Standard | FALSE | ExAnte2020 | 0 | Chiller | Screw | HVAC | SpaceCool | cWtd | No | NA | None |  |  | Deem-DEER | Air-Cooled Chiller, >= 150 tons, 11.1 EER, 15.4 IPLV, CZ08 | SWHC020-NC-Com-CZ08-Ex-Cap-Tons-HVAC-Chlr-Any-Com-Default>2yrs-Def-GSIA-DEER:HVAC_Chillers-Annual-SCE-cWtd-HVAC-SpaceCool-Chiller-Screw-None-Standard-Deem-DEER-None-UpDeemed-Com-ExAnte2020->= 150 tons-11.1-15.4
SWHC020 | Air-cooled Packaged Chiller | C | Air-Cooled Chiller, Standard Efficiency, >= 150 tons, CZ08 |  | Air-Cooled Chiller, >= 150 tons, 11.1 EER, 15.4 IPLV, CZ08 | NR | Com | Ex | CZ08 | Cap-Tons | Com | SCE | Any | >= 150 tons | 11.1 | 15.4 | 0.0698 | 114 | 0 | 0 | 0 | 0 | 0 | 450.09 | 139.23 | 0 | 589.32 | 0 | 0 | 0 | None | HVAC-Chlr | NA | 20 | 0 | 0.0698 | 114 | 0 | 0 | 0 | 0 | 0 | 0 | 0 | UpDeemed | Com-Default>2yrs | 0.6 | 0.6 |  | 0.6 | Def-GSIA | 1 | DEER:HVAC_Chillers | Annual |  |  |  |  | Standard | FALSE | ExAnte2020 | 0 | Chiller | Screw | HVAC | SpaceCool | cWtd | No | NA | None |  |  | Deem-DEER | Air-Cooled Chiller, >= 150 tons, 11.1 EER, 15.4 IPLV, CZ08 | SWHC020-NR-Com-CZ08-Ex-Cap-Tons-HVAC-Chlr-Any-Com-Default>2yrs-Def-GSIA-DEER:HVAC_Chillers-Annual-SCE-cWtd-HVAC-SpaceCool-Chiller-Screw-None-Standard-Deem-DEER-None-UpDeemed-Com-ExAnte2020->= 150 tons-11.1-15.4
SWHC020 | Air-cooled Packaged Chiller | D | Air-Cooled Chiller, Standard Efficiency, >= 150 tons, CZ08 |  | Air-Cooled Chiller, >= 150 tons, 12.1 EER, 16.9 IPLV, CZ08 | NC | Com | Ex | CZ08 | Cap-Tons | Com | SCE | Any | >= 150 tons | 12.1 | 16.9 | 0.128 | 209 | 0 | 0 | 0 | 0 | 0 | 450.09 | 189.05 | 0 | 639.15 | 0 | 0 | 0 | None | HVAC-Chlr | NA | 20 | 0 | 0.128 | 209 | 0 | 0 | 0 | 0 | 0 | 0 | 0 | UpDeemed | Com-Default>2yrs | 0.6 | 0.6 |  | 0.6 | Def-GSIA | 1 | DEER:HVAC_Chillers | Annual |  |  |  |  | Standard | FALSE | ExAnte2020 | 0 | Chiller | Screw | HVAC | SpaceCool | cWtd | No | NA | None |  |  | Deem-DEER | Air-Cooled Chiller, >= 150 tons, 12.1 EER, 16.9 IPLV, CZ08 | SWHC020-NC-Com-CZ08-Ex-Cap-Tons-HVAC-Chlr-Any-Com-Default>2yrs-Def-GSIA-DEER:HVAC_Chillers-Annual-SCE-cWtd-HVAC-SpaceCool-Chiller-Screw-None-Standard-Deem-DEER-None-UpDeemed-Com-ExAnte2020->= 150 tons-12.1-16.9
SWHC020 | Air-cooled Packaged Chiller | D | Air-Cooled Chiller, Standard Efficiency, >= 150 tons, CZ08 |  | Air-Cooled Chiller, >= 150 tons, 12.1 EER, 16.9 IPLV, CZ08 | NR | Com | Ex | CZ08 | Cap-Tons | Com | SCE | Any | >= 150 tons | 12.1 | 16.9 | 0.128 | 209 | 0 | 0 | 0 | 0 | 0 | 450.09 | 189.05 | 0 | 639.15 | 0 | 0 | 0 | None | HVAC-Chlr | NA | 20 | 0 | 0.128 | 209 | 0 | 0 | 0 | 0 | 0 | 0 | 0 | UpDeemed | Com-Default>2yrs | 0.6 | 0.6 |  | 0.6 | Def-GSIA | 1 | DEER:HVAC_Chillers | Annual |  |  |  |  | Standard | FALSE | ExAnte2020 | 0 | Chiller | Screw | HVAC | SpaceCool | cWtd | No | NA | None |  |  | Deem-DEER | Air-Cooled Chiller, >= 150 tons, 12.1 EER, 16.9 IPLV, CZ08 | SWHC020-NR-Com-CZ08-Ex-Cap-Tons-HVAC-Chlr-Any-Com-Default>2yrs-Def-GSIA-DEER:HVAC_Chillers-Annual-SCE-cWtd-HVAC-SpaceCool-Chiller-Screw-None-Standard-Deem-DEER-None-UpDeemed-Com-ExAnte2020->= 150 tons-12.1-16.9
SWHC020 | Air-cooled Packaged Chiller | A | Air-Cooled Chiller, Standard Efficiency, < 150 tons, CZ09 |  | Air-Cooled Chiller, < 150 tons, 11.1 EER, 15.1 IPLV, CZ09 | NC | Com | Ex | CZ09 | Cap-Tons | Com | SCE | Any | < 150 tons | 11.1 | 15.1 | 0.0631 | 102 | 0 | 0 | 0 | 0 | 0 | 477.58 | 180.68 | 0 | 658.26 | 0 | 0 | 0 | None | HVAC-Chlr | NA | 20 | 0 | 0.0631 | 102 | 0 | 0 | 0 | 0 | 0 | 0 | 0 | UpDeemed | Com-Default>2yrs | 0.6 | 0.6 |  | 0.6 | Def-GSIA | 1 | DEER:HVAC_Chillers | Annual |  |  |  |  | Standard | FALSE | ExAnte2020 | 0 | Chiller | Screw | HVAC | SpaceCool | cWtd | No | NA | None |  |  | Deem-DEER | Air-Cooled Chiller, < 150 tons, 11.1 EER, 15.1 IPLV, CZ09 | SWHC020-NC-Com-CZ09-Ex-Cap-Tons-HVAC-Chlr-Any-Com-Default>2yrs-Def-GSIA-DEER:HVAC_Chillers-Annual-SCE-cWtd-HVAC-SpaceCool-Chiller-Screw-None-Standard-Deem-DEER-None-UpDeemed-Com-ExAnte2020-< 150 tons-11.1-15.1
SWHC020 | Air-cooled Packaged Chiller | A | Air-Cooled Chiller, Standard Efficiency, < 150 tons, CZ09 |  | Air-Cooled Chiller, < 150 tons, 11.1 EER, 15.1 IPLV, CZ09 | NR | Com | Ex | CZ09 | Cap-Tons | Com | SCE | Any | < 150 tons | 11.1 | 15.1 | 0.0631 | 102 | 0 | 0 | 0 | 0 | 0 | 477.58 | 180.68 | 0 | 658.26 | 0 | 0 | 0 | None | HVAC-Chlr | NA | 20 | 0 | 0.0631 | 102 | 0 | 0 | 0 | 0 | 0 | 0 | 0 | UpDeemed | Com-Default>2yrs | 0.6 | 0.6 |  | 0.6 | Def-GSIA | 1 | DEER:HVAC_Chillers | Annual |  |  |  |  | Standard | FALSE | ExAnte2020 | 0 | Chiller | Screw | HVAC | SpaceCool | cWtd | No | NA | None |  |  | Deem-DEER | Air-Cooled Chiller, < 150 tons, 11.1 EER, 15.1 IPLV, CZ09 | SWHC020-NR-Com-CZ09-Ex-Cap-Tons-HVAC-Chlr-Any-Com-Default>2yrs-Def-GSIA-DEER:HVAC_Chillers-Annual-SCE-cWtd-HVAC-SpaceCool-Chiller-Screw-None-Standard-Deem-DEER-None-UpDeemed-Com-ExAnte2020-< 150 tons-11.1-15.1
SWHC020 | Air-cooled Packaged Chiller | B | Air-Cooled Chiller, Standard Efficiency, < 150 tons, CZ09 |  | Air-Cooled Chiller, < 150 tons, 12.1 EER, 16.6 IPLV, CZ09 | NC | Com | Ex | CZ09 | Cap-Tons | Com | SCE | Any | < 150 tons | 12.1 | 16.6 | 0.116 | 187 | 0 | 0 | 0 | 0 | 0 | 477.58 | 326.08 | 0 | 803.66 | 0 | 0 | 0 | None | HVAC-Chlr | NA | 20 | 0 | 0.116 | 187 | 0 | 0 | 0 | 0 | 0 | 0 | 0 | UpDeemed | Com-Default>2yrs | 0.6 | 0.6 |  | 0.6 | Def-GSIA | 1 | DEER:HVAC_Chillers | Annual |  |  |  |  | Standard | FALSE | ExAnte2020 | 0 | Chiller | Screw | HVAC | SpaceCool | cWtd | No | NA | None |  |  | Deem-DEER | Air-Cooled Chiller, < 150 tons, 12.1 EER, 16.6 IPLV, CZ09 | SWHC020-NC-Com-CZ09-Ex-Cap-Tons-HVAC-Chlr-Any-Com-Default>2yrs-Def-GSIA-DEER:HVAC_Chillers-Annual-SCE-cWtd-HVAC-SpaceCool-Chiller-Screw-None-Standard-Deem-DEER-None-UpDeemed-Com-ExAnte2020-< 150 tons-12.1-16.6
SWHC020 | Air-cooled Packaged Chiller | B | Air-Cooled Chiller, Standard Efficiency, < 150 tons, CZ09 |  | Air-Cooled Chiller, < 150 tons, 12.1 EER, 16.6 IPLV, CZ09 | NR | Com | Ex | CZ09 | Cap-Tons | Com | SCE | Any | < 150 tons | 12.1 | 16.6 | 0.116 | 187 | 0 | 0 | 0 | 0 | 0 | 477.58 | 326.08 | 0 | 803.66 | 0 | 0 | 0 | None | HVAC-Chlr | NA | 20 | 0 | 0.116 | 187 | 0 | 0 | 0 | 0 | 0 | 0 | 0 | UpDeemed | Com-Default>2yrs | 0.6 | 0.6 |  | 0.6 | Def-GSIA | 1 | DEER:HVAC_Chillers | Annual |  |  |  |  | Standard | FALSE | ExAnte2020 | 0 | Chiller | Screw | HVAC | SpaceCool | cWtd | No | NA | None |  |  | Deem-DEER | Air-Cooled Chiller, < 150 tons, 12.1 EER, 16.6 IPLV, CZ09 | SWHC020-NR-Com-CZ09-Ex-Cap-Tons-HVAC-Chlr-Any-Com-Default>2yrs-Def-GSIA-DEER:HVAC_Chillers-Annual-SCE-cWtd-HVAC-SpaceCool-Chiller-Screw-None-Standard-Deem-DEER-None-UpDeemed-Com-ExAnte2020-< 150 tons-12.1-16.6
SWHC020 | Air-cooled Packaged Chiller | C | Air-Cooled Chiller, Standard Efficiency, >= 150 tons, CZ09 |  | Air-Cooled Chiller, >= 150 tons, 11.1 EER, 15.4 IPLV, CZ09 | NC | Com | Ex | CZ09 | Cap-Tons | Com | SCE | Any | >= 150 tons | 11.1 | 15.4 | 0.0631 | 102 | 0 | 0 | 0 | 0 | 0 | 450.09 | 139.23 | 0 | 589.32 | 0 | 0 | 0 | None | HVAC-Chlr | NA | 20 | 0 | 0.0631 | 102 | 0 | 0 | 0 | 0 | 0 | 0 | 0 | UpDeemed | Com-Default>2yrs | 0.6 | 0.6 |  | 0.6 | Def-GSIA | 1 | DEER:HVAC_Chillers | Annual |  |  |  |  | Standard | FALSE | ExAnte2020 | 0 | Chiller | Screw | HVAC | SpaceCool | cWtd | No | NA | None |  |  | Deem-DEER | Air-Cooled Chiller, >= 150 tons, 11.1 EER, 15.4 IPLV, CZ09 | SWHC020-NC-Com-CZ09-Ex-Cap-Tons-HVAC-Chlr-Any-Com-Default>2yrs-Def-GSIA-DEER:HVAC_Chillers-Annual-SCE-cWtd-HVAC-SpaceCool-Chiller-Screw-None-Standard-Deem-DEER-None-UpDeemed-Com-ExAnte2020->= 150 tons-11.1-15.4
SWHC020 | Air-cooled Packaged Chiller | C | Air-Cooled Chiller, Standard Efficiency, >= 150 tons, CZ09 |  | Air-Cooled Chiller, >= 150 tons, 11.1 EER, 15.4 IPLV, CZ09 | NR | Com | Ex | CZ09 | Cap-Tons | Com | SCE | Any | >= 150 tons | 11.1 | 15.4 | 0.0631 | 102 | 0 | 0 | 0 | 0 | 0 | 450.09 | 139.23 | 0 | 589.32 | 0 | 0 | 0 | None | HVAC-Chlr | NA | 20 | 0 | 0.0631 | 102 | 0 | 0 | 0 | 0 | 0 | 0 | 0 | UpDeemed | Com-Default>2yrs | 0.6 | 0.6 |  | 0.6 | Def-GSIA | 1 | DEER:HVAC_Chillers | Annual |  |  |  |  | Standard | FALSE | ExAnte2020 | 0 | Chiller | Screw | HVAC | SpaceCool | cWtd | No | NA | None |  |  | Deem-DEER | Air-Cooled Chiller, >= 150 tons, 11.1 EER, 15.4 IPLV, CZ09 | SWHC020-NR-Com-CZ09-Ex-Cap-Tons-HVAC-Chlr-Any-Com-Default>2yrs-Def-GSIA-DEER:HVAC_Chillers-Annual-SCE-cWtd-HVAC-SpaceCool-Chiller-Screw-None-Standard-Deem-DEER-None-UpDeemed-Com-ExAnte2020->= 150 tons-11.1-15.4
SWHC020 | Air-cooled Packaged Chiller | D | Air-Cooled Chiller, Standard Efficiency, >= 150 tons, CZ09 |  | Air-Cooled Chiller, >= 150 tons, 12.1 EER, 16.9 IPLV, CZ09 | NC | Com | Ex | CZ09 | Cap-Tons | Com | SCE | Any | >= 150 tons | 12.1 | 16.9 | 0.116 | 187 | 0 | 0 | 0 | 0 | 0 | 450.09 | 189.05 | 0 | 639.15 | 0 | 0 | 0 | None | HVAC-Chlr | NA | 20 | 0 | 0.116 | 187 | 0 | 0 | 0 | 0 | 0 | 0 | 0 | UpDeemed | Com-Default>2yrs | 0.6 | 0.6 |  | 0.6 | Def-GSIA | 1 | DEER:HVAC_Chillers | Annual |  |  |  |  | Standard | FALSE | ExAnte2020 | 0 | Chiller | Screw | HVAC | SpaceCool | cWtd | No | NA | None |  |  | Deem-DEER | Air-Cooled Chiller, >= 150 tons, 12.1 EER, 16.9 IPLV, CZ09 | SWHC020-NC-Com-CZ09-Ex-Cap-Tons-HVAC-Chlr-Any-Com-Default>2yrs-Def-GSIA-DEER:HVAC_Chillers-Annual-SCE-cWtd-HVAC-SpaceCool-Chiller-Screw-None-Standard-Deem-DEER-None-UpDeemed-Com-ExAnte2020->= 150 tons-12.1-16.9
SWHC020 | Air-cooled Packaged Chiller | D | Air-Cooled Chiller, Standard Efficiency, >= 150 tons, CZ09 |  | Air-Cooled Chiller, >= 150 tons, 12.1 EER, 16.9 IPLV, CZ09 | NR | Com | Ex | CZ09 | Cap-Tons | Com | SCE | Any | >= 150 tons | 12.1 | 16.9 | 0.116 | 187 | 0 | 0 | 0 | 0 | 0 | 450.09 | 189.05 | 0 | 639.15 | 0 | 0 | 0 | None | HVAC-Chlr | NA | 20 | 0 | 0.116 | 187 | 0 | 0 | 0 | 0 | 0 | 0 | 0 | UpDeemed | Com-Default>2yrs | 0.6 | 0.6 |  | 0.6 | Def-GSIA | 1 | DEER:HVAC_Chillers | Annual |  |  |  |  | Standard | FALSE | ExAnte2020 | 0 | Chiller | Screw | HVAC | SpaceCool | cWtd | No | NA | None |  |  | Deem-DEER | Air-Cooled Chiller, >= 150 tons, 12.1 EER, 16.9 IPLV, CZ09 | SWHC020-NR-Com-CZ09-Ex-Cap-Tons-HVAC-Chlr-Any-Com-Default>2yrs-Def-GSIA-DEER:HVAC_Chillers-Annual-SCE-cWtd-HVAC-SpaceCool-Chiller-Screw-None-Standard-Deem-DEER-None-UpDeemed-Com-ExAnte2020->= 150 tons-12.1-16.9
SWHC020 | Air-cooled Packaged Chiller | A | Air-Cooled Chiller, Standard Efficiency, < 150 tons, CZ10 |  | Air-Cooled Chiller, < 150 tons, 11.1 EER, 15.1 IPLV, CZ10 | NC | Com | Ex | CZ10 | Cap-Tons | Com | SCE | Any | < 150 tons | 11.1 | 15.1 | 0.0749 | 108 | 0 | 0 | 0 | 0 | 0 | 477.58 | 180.68 | 0 | 658.26 | 0 | 0 | 0 | None | HVAC-Chlr | NA | 20 | 0 | 0.0749 | 108 | 0 | 0 | 0 | 0 | 0 | 0 | 0 | UpDeemed | Com-Default>2yrs | 0.6 | 0.6 |  | 0.6 | Def-GSIA | 1 | DEER:HVAC_Chillers | Annual |  |  |  |  | Standard | FALSE | ExAnte2020 | 0 | Chiller | Screw | HVAC | SpaceCool | cWtd | No | NA | None |  |  | Deem-DEER | Air-Cooled Chiller, < 150 tons, 11.1 EER, 15.1 IPLV, CZ10 | SWHC020-NC-Com-CZ10-Ex-Cap-Tons-HVAC-Chlr-Any-Com-Default>2yrs-Def-GSIA-DEER:HVAC_Chillers-Annual-SCE-cWtd-HVAC-SpaceCool-Chiller-Screw-None-Standard-Deem-DEER-None-UpDeemed-Com-ExAnte2020-< 150 tons-11.1-15.1
SWHC020 | Air-cooled Packaged Chiller | A | Air-Cooled Chiller, Standard Efficiency, < 150 tons, CZ10 |  | Air-Cooled Chiller, < 150 tons, 11.1 EER, 15.1 IPLV, CZ10 | NR | Com | Ex | CZ10 | Cap-Tons | Com | SCE | Any | < 150 tons | 11.1 | 15.1 | 0.0749 | 108 | 0 | 0 | 0 | 0 | 0 | 477.58 | 180.68 | 0 | 658.26 | 0 | 0 | 0 | None | HVAC-Chlr | NA | 20 | 0 | 0.0749 | 108 | 0 | 0 | 0 | 0 | 0 | 0 | 0 | UpDeemed | Com-Default>2yrs | 0.6 | 0.6 |  | 0.6 | Def-GSIA | 1 | DEER:HVAC_Chillers | Annual |  |  |  |  | Standard | FALSE | ExAnte2020 | 0 | Chiller | Screw | HVAC | SpaceCool | cWtd | No | NA | None |  |  | Deem-DEER | Air-Cooled Chiller, < 150 tons, 11.1 EER, 15.1 IPLV, CZ10 | SWHC020-NR-Com-CZ10-Ex-Cap-Tons-HVAC-Chlr-Any-Com-Default>2yrs-Def-GSIA-DEER:HVAC_Chillers-Annual-SCE-cWtd-HVAC-SpaceCool-Chiller-Screw-None-Standard-Deem-DEER-None-UpDeemed-Com-ExAnte2020-< 150 tons-11.1-15.1
SWHC020 | Air-cooled Packaged Chiller | B | Air-Cooled Chiller, Standard Efficiency, < 150 tons, CZ10 |  | Air-Cooled Chiller, < 150 tons, 12.1 EER, 16.6 IPLV, CZ10 | NC | Com | Ex | CZ10 | Cap-Tons | Com | SCE | Any | < 150 tons | 12.1 | 16.6 | 0.137 | 198 | 0 | 0 | 0 | 0 | 0 | 477.58 | 326.08 | 0 | 803.66 | 0 | 0 | 0 | None | HVAC-Chlr | NA | 20 | 0 | 0.137 | 198 | 0 | 0 | 0 | 0 | 0 | 0 | 0 | UpDeemed | Com-Default>2yrs | 0.6 | 0.6 |  | 0.6 | Def-GSIA | 1 | DEER:HVAC_Chillers | Annual |  |  |  |  | Standard | FALSE | ExAnte2020 | 0 | Chiller | Screw | HVAC | SpaceCool | cWtd | No | NA | None |  |  | Deem-DEER | Air-Cooled Chiller, < 150 tons, 12.1 EER, 16.6 IPLV, CZ10 | SWHC020-NC-Com-CZ10-Ex-Cap-Tons-HVAC-Chlr-Any-Com-Default>2yrs-Def-GSIA-DEER:HVAC_Chillers-Annual-SCE-cWtd-HVAC-SpaceCool-Chiller-Screw-None-Standard-Deem-DEER-None-UpDeemed-Com-ExAnte2020-< 150 tons-12.1-16.6
SWHC020 | Air-cooled Packaged Chiller | B | Air-Cooled Chiller, Standard Efficiency, < 150 tons, CZ10 |  | Air-Cooled Chiller, < 150 tons, 12.1 EER, 16.6 IPLV, CZ10 | NR | Com | Ex | CZ10 | Cap-Tons | Com | SCE | Any | < 150 tons | 12.1 | 16.6 | 0.137 | 198 | 0 | 0 | 0 | 0 | 0 | 477.58 | 326.08 | 0 | 803.66 | 0 | 0 | 0 | None | HVAC-Chlr | NA | 20 | 0 | 0.137 | 198 | 0 | 0 | 0 | 0 | 0 | 0 | 0 | UpDeemed | Com-Default>2yrs | 0.6 | 0.6 |  | 0.6 | Def-GSIA | 1 | DEER:HVAC_Chillers | Annual |  |  |  |  | Standard | FALSE | ExAnte2020 | 0 | Chiller | Screw | HVAC | SpaceCool | cWtd | No | NA | None |  |  | Deem-DEER | Air-Cooled Chiller, < 150 tons, 12.1 EER, 16.6 IPLV, CZ10 | SWHC020-NR-Com-CZ10-Ex-Cap-Tons-HVAC-Chlr-Any-Com-Default>2yrs-Def-GSIA-DEER:HVAC_Chillers-Annual-SCE-cWtd-HVAC-SpaceCool-Chiller-Screw-None-Standard-Deem-DEER-None-UpDeemed-Com-ExAnte2020-< 150 tons-12.1-16.6
SWHC020 | Air-cooled Packaged Chiller | C | Air-Cooled Chiller, Standard Efficiency, >= 150 tons, CZ10 |  | Air-Cooled Chiller, >= 150 tons, 11.1 EER, 15.4 IPLV, CZ10 | NC | Com | Ex | CZ10 | Cap-Tons | Com | SCE | Any | >= 150 tons | 11.1 | 15.4 | 0.0749 | 108 | 0 | 0 | 0 | 0 | 0 | 450.09 | 139.23 | 0 | 589.32 | 0 | 0 | 0 | None | HVAC-Chlr | NA | 20 | 0 | 0.0749 | 108 | 0 | 0 | 0 | 0 | 0 | 0 | 0 | UpDeemed | Com-Default>2yrs | 0.6 | 0.6 |  | 0.6 | Def-GSIA | 1 | DEER:HVAC_Chillers | Annual |  |  |  |  | Standard | FALSE | ExAnte2020 | 0 | Chiller | Screw | HVAC | SpaceCool | cWtd | No | NA | None |  |  | Deem-DEER | Air-Cooled Chiller, >= 150 tons, 11.1 EER, 15.4 IPLV, CZ10 | SWHC020-NC-Com-CZ10-Ex-Cap-Tons-HVAC-Chlr-Any-Com-Default>2yrs-Def-GSIA-DEER:HVAC_Chillers-Annual-SCE-cWtd-HVAC-SpaceCool-Chiller-Screw-None-Standard-Deem-DEER-None-UpDeemed-Com-ExAnte2020->= 150 tons-11.1-15.4
SWHC020 | Air-cooled Packaged Chiller | C | Air-Cooled Chiller, Standard Efficiency, >= 150 tons, CZ10 |  | Air-Cooled Chiller, >= 150 tons, 11.1 EER, 15.4 IPLV, CZ10 | NR | Com | Ex | CZ10 | Cap-Tons | Com | SCE | Any | >= 150 tons | 11.1 | 15.4 | 0.0749 | 108 | 0 | 0 | 0 | 0 | 0 | 450.09 | 139.23 | 0 | 589.32 | 0 | 0 | 0 | None | HVAC-Chlr | NA | 20 | 0 | 0.0749 | 108 | 0 | 0 | 0 | 0 | 0 | 0 | 0 | UpDeemed | Com-Default>2yrs | 0.6 | 0.6 |  | 0.6 | Def-GSIA | 1 | DEER:HVAC_Chillers | Annual |  |  |  |  | Standard | FALSE | ExAnte2020 | 0 | Chiller | Screw | HVAC | SpaceCool | cWtd | No | NA | None |  |  | Deem-DEER | Air-Cooled Chiller, >= 150 tons, 11.1 EER, 15.4 IPLV, CZ10 | SWHC020-NR-Com-CZ10-Ex-Cap-Tons-HVAC-Chlr-Any-Com-Default>2yrs-Def-GSIA-DEER:HVAC_Chillers-Annual-SCE-cWtd-HVAC-SpaceCool-Chiller-Screw-None-Standard-Deem-DEER-None-UpDeemed-Com-ExAnte2020->= 150 tons-11.1-15.4
SWHC020 | Air-cooled Packaged Chiller | D | Air-Cooled Chiller, Standard Efficiency, >= 150 tons, CZ10 |  | Air-Cooled Chiller, >= 150 tons, 12.1 EER, 16.9 IPLV, CZ10 | NC | Com | Ex | CZ10 | Cap-Tons | Com | SCE | Any | >= 150 tons | 12.1 | 16.9 | 0.137 | 198 | 0 | 0 | 0 | 0 | 0 | 450.09 | 189.05 | 0 | 639.15 | 0 | 0 | 0 | None | HVAC-Chlr | NA | 20 | 0 | 0.137 | 198 | 0 | 0 | 0 | 0 | 0 | 0 | 0 | UpDeemed | Com-Default>2yrs | 0.6 | 0.6 |  | 0.6 | Def-GSIA | 1 | DEER:HVAC_Chillers | Annual |  |  |  |  | Standard | FALSE | ExAnte2020 | 0 | Chiller | Screw | HVAC | SpaceCool | cWtd | No | NA | None |  |  | Deem-DEER | Air-Cooled Chiller, >= 150 tons, 12.1 EER, 16.9 IPLV, CZ10 | SWHC020-NC-Com-CZ10-Ex-Cap-Tons-HVAC-Chlr-Any-Com-Default>2yrs-Def-GSIA-DEER:HVAC_Chillers-Annual-SCE-cWtd-HVAC-SpaceCool-Chiller-Screw-None-Standard-Deem-DEER-None-UpDeemed-Com-ExAnte2020->= 150 tons-12.1-16.9
SWHC020 | Air-cooled Packaged Chiller | D | Air-Cooled Chiller, Standard Efficiency, >= 150 tons, CZ10 |  | Air-Cooled Chiller, >= 150 tons, 12.1 EER, 16.9 IPLV, CZ10 | NR | Com | Ex | CZ10 | Cap-Tons | Com | SCE | Any | >= 150 tons | 12.1 | 16.9 | 0.137 | 198 | 0 | 0 | 0 | 0 | 0 | 450.09 | 189.05 | 0 | 639.15 | 0 | 0 | 0 | None | HVAC-Chlr | NA | 20 | 0 | 0.137 | 198 | 0 | 0 | 0 | 0 | 0 | 0 | 0 | UpDeemed | Com-Default>2yrs | 0.6 | 0.6 |  | 0.6 | Def-GSIA | 1 | DEER:HVAC_Chillers | Annual |  |  |  |  | Standard | FALSE | ExAnte2020 | 0 | Chiller | Screw | HVAC | SpaceCool | cWtd | No | NA | None |  |  | Deem-DEER | Air-Cooled Chiller, >= 150 tons, 12.1 EER, 16.9 IPLV, CZ10 | SWHC020-NR-Com-CZ10-Ex-Cap-Tons-HVAC-Chlr-Any-Com-Default>2yrs-Def-GSIA-DEER:HVAC_Chillers-Annual-SCE-cWtd-HVAC-SpaceCool-Chiller-Screw-None-Standard-Deem-DEER-None-UpDeemed-Com-ExAnte2020->= 150 tons-12.1-16.9
SWHC020 | Air-cooled Packaged Chiller | A | Air-Cooled Chiller, Standard Efficiency, < 150 tons, CZ11 |  | Air-Cooled Chiller, < 150 tons, 11.1 EER, 15.1 IPLV, CZ11 | NC | Com | Ex | CZ11 | Cap-Tons | Com | PGE | Any | < 150 tons | 11.1 | 15.1 | 0.0476 | 108 | 0 | 0 | 0 | 0 | 0 | 477.58 | 180.68 | 0 | 658.26 | 0 | 0 | 0 | None | HVAC-Chlr | NA | 20 | 0 | 0.0476 | 108 | 0 | 0 | 0 | 0 | 0 | 0 | 0 | UpDeemed | Com-Default>2yrs | 0.6 | 0.6 |  | 0.6 | Def-GSIA | 1 | DEER:HVAC_Chillers | Annual |  |  |  |  | Standard | FALSE | ExAnte2020 | 0 | Chiller | Screw | HVAC | SpaceCool | cWtd | No | NA | None |  |  | Deem-DEER | Air-Cooled Chiller, < 150 tons, 11.1 EER, 15.1 IPLV, CZ11 | SWHC020-NC-Com-CZ11-Ex-Cap-Tons-HVAC-Chlr-Any-Com-Default>2yrs-Def-GSIA-DEER:HVAC_Chillers-Annual-PGE-cWtd-HVAC-SpaceCool-Chiller-Screw-None-Standard-Deem-DEER-None-UpDeemed-Com-ExAnte2020-< 150 tons-11.1-15.1
SWHC020 | Air-cooled Packaged Chiller | A | Air-Cooled Chiller, Standard Efficiency, < 150 tons, CZ11 |  | Air-Cooled Chiller, < 150 tons, 11.1 EER, 15.1 IPLV, CZ11 | NR | Com | Ex | CZ11 | Cap-Tons | Com | PGE | Any | < 150 tons | 11.1 | 15.1 | 0.0476 | 108 | 0 | 0 | 0 | 0 | 0 | 477.58 | 180.68 | 0 | 658.26 | 0 | 0 | 0 | None | HVAC-Chlr | NA | 20 | 0 | 0.0476 | 108 | 0 | 0 | 0 | 0 | 0 | 0 | 0 | UpDeemed | Com-Default>2yrs | 0.6 | 0.6 |  | 0.6 | Def-GSIA | 1 | DEER:HVAC_Chillers | Annual |  |  |  |  | Standard | FALSE | ExAnte2020 | 0 | Chiller | Screw | HVAC | SpaceCool | cWtd | No | NA | None |  |  | Deem-DEER | Air-Cooled Chiller, < 150 tons, 11.1 EER, 15.1 IPLV, CZ11 | SWHC020-NR-Com-CZ11-Ex-Cap-Tons-HVAC-Chlr-Any-Com-Default>2yrs-Def-GSIA-DEER:HVAC_Chillers-Annual-PGE-cWtd-HVAC-SpaceCool-Chiller-Screw-None-Standard-Deem-DEER-None-UpDeemed-Com-ExAnte2020-< 150 tons-11.1-15.1
SWHC020 | Air-cooled Packaged Chiller | B | Air-Cooled Chiller, Standard Efficiency, < 150 tons, CZ11 |  | Air-Cooled Chiller, < 150 tons, 12.1 EER, 16.6 IPLV, CZ11 | NC | Com | Ex | CZ11 | Cap-Tons | Com | PGE | Any | < 150 tons | 12.1 | 16.6 | 0.0873 | 198 | 0 | 0 | 0 | 0 | 0 | 477.58 | 326.08 | 0 | 803.66 | 0 | 0 | 0 | None | HVAC-Chlr | NA | 20 | 0 | 0.0873 | 198 | 0 | 0 | 0 | 0 | 0 | 0 | 0 | UpDeemed | Com-Default>2yrs | 0.6 | 0.6 |  | 0.6 | Def-GSIA | 1 | DEER:HVAC_Chillers | Annual |  |  |  |  | Standard | FALSE | ExAnte2020 | 0 | Chiller | Screw | HVAC | SpaceCool | cWtd | No | NA | None |  |  | Deem-DEER | Air-Cooled Chiller, < 150 tons, 12.1 EER, 16.6 IPLV, CZ11 | SWHC020-NC-Com-CZ11-Ex-Cap-Tons-HVAC-Chlr-Any-Com-Default>2yrs-Def-GSIA-DEER:HVAC_Chillers-Annual-PGE-cWtd-HVAC-SpaceCool-Chiller-Screw-None-Standard-Deem-DEER-None-UpDeemed-Com-ExAnte2020-< 150 tons-12.1-16.6
SWHC020 | Air-cooled Packaged Chiller | B | Air-Cooled Chiller, Standard Efficiency, < 150 tons, CZ11 |  | Air-Cooled Chiller, < 150 tons, 12.1 EER, 16.6 IPLV, CZ11 | NR | Com | Ex | CZ11 | Cap-Tons | Com | PGE | Any | < 150 tons | 12.1 | 16.6 | 0.0873 | 198 | 0 | 0 | 0 | 0 | 0 | 477.58 | 326.08 | 0 | 803.66 | 0 | 0 | 0 | None | HVAC-Chlr | NA | 20 | 0 | 0.0873 | 198 | 0 | 0 | 0 | 0 | 0 | 0 | 0 | UpDeemed | Com-Default>2yrs | 0.6 | 0.6 |  | 0.6 | Def-GSIA | 1 | DEER:HVAC_Chillers | Annual |  |  |  |  | Standard | FALSE | ExAnte2020 | 0 | Chiller | Screw | HVAC | SpaceCool | cWtd | No | NA | None |  |  | Deem-DEER | Air-Cooled Chiller, < 150 tons, 12.1 EER, 16.6 IPLV, CZ11 | SWHC020-NR-Com-CZ11-Ex-Cap-Tons-HVAC-Chlr-Any-Com-Default>2yrs-Def-GSIA-DEER:HVAC_Chillers-Annual-PGE-cWtd-HVAC-SpaceCool-Chiller-Screw-None-Standard-Deem-DEER-None-UpDeemed-Com-ExAnte2020-< 150 tons-12.1-16.6
SWHC020 | Air-cooled Packaged Chiller | C | Air-Cooled Chiller, Standard Efficiency, >= 150 tons, CZ11 |  | Air-Cooled Chiller, >= 150 tons, 11.1 EER, 15.4 IPLV, CZ11 | NC | Com | Ex | CZ11 | Cap-Tons | Com | PGE | Any | >= 150 tons | 11.1 | 15.4 | 0.0476 | 108 | 0 | 0 | 0 | 0 | 0 | 450.09 | 139.23 | 0 | 589.32 | 0 | 0 | 0 | None | HVAC-Chlr | NA | 20 | 0 | 0.0476 | 108 | 0 | 0 | 0 | 0 | 0 | 0 | 0 | UpDeemed | Com-Default>2yrs | 0.6 | 0.6 |  | 0.6 | Def-GSIA | 1 | DEER:HVAC_Chillers | Annual |  |  |  |  | Standard | FALSE | ExAnte2020 | 0 | Chiller | Screw | HVAC | SpaceCool | cWtd | No | NA | None |  |  | Deem-DEER | Air-Cooled Chiller, >= 150 tons, 11.1 EER, 15.4 IPLV, CZ11 | SWHC020-NC-Com-CZ11-Ex-Cap-Tons-HVAC-Chlr-Any-Com-Default>2yrs-Def-GSIA-DEER:HVAC_Chillers-Annual-PGE-cWtd-HVAC-SpaceCool-Chiller-Screw-None-Standard-Deem-DEER-None-UpDeemed-Com-ExAnte2020->= 150 tons-11.1-15.4
SWHC020 | Air-cooled Packaged Chiller | C | Air-Cooled Chiller, Standard Efficiency, >= 150 tons, CZ11 |  | Air-Cooled Chiller, >= 150 tons, 11.1 EER, 15.4 IPLV, CZ11 | NR | Com | Ex | CZ11 | Cap-Tons | Com | PGE | Any | >= 150 tons | 11.1 | 15.4 | 0.0476 | 108 | 0 | 0 | 0 | 0 | 0 | 450.09 | 139.23 | 0 | 589.32 | 0 | 0 | 0 | None | HVAC-Chlr | NA | 20 | 0 | 0.0476 | 108 | 0 | 0 | 0 | 0 | 0 | 0 | 0 | UpDeemed | Com-Default>2yrs | 0.6 | 0.6 |  | 0.6 | Def-GSIA | 1 | DEER:HVAC_Chillers | Annual |  |  |  |  | Standard | FALSE | ExAnte2020 | 0 | Chiller | Screw | HVAC | SpaceCool | cWtd | No | NA | None |  |  | Deem-DEER | Air-Cooled Chiller, >= 150 tons, 11.1 EER, 15.4 IPLV, CZ11 | SWHC020-NR-Com-CZ11-Ex-Cap-Tons-HVAC-Chlr-Any-Com-Default>2yrs-Def-GSIA-DEER:HVAC_Chillers-Annual-PGE-cWtd-HVAC-SpaceCool-Chiller-Screw-None-Standard-Deem-DEER-None-UpDeemed-Com-ExAnte2020->= 150 tons-11.1-15.4
SWHC020 | Air-cooled Packaged Chiller | D | Air-Cooled Chiller, Standard Efficiency, >= 150 tons, CZ11 |  | Air-Cooled Chiller, >= 150 tons, 12.1 EER, 16.9 IPLV, CZ11 | NC | Com | Ex | CZ11 | Cap-Tons | Com | PGE | Any | >= 150 tons | 12.1 | 16.9 | 0.0873 | 198 | 0 | 0 | 0 | 0 | 0 | 450.09 | 189.05 | 0 | 639.15 | 0 | 0 | 0 | None | HVAC-Chlr | NA | 20 | 0 | 0.0873 | 198 | 0 | 0 | 0 | 0 | 0 | 0 | 0 | UpDeemed | Com-Default>2yrs | 0.6 | 0.6 |  | 0.6 | Def-GSIA | 1 | DEER:HVAC_Chillers | Annual |  |  |  |  | Standard | FALSE | ExAnte2020 | 0 | Chiller | Screw | HVAC | SpaceCool | cWtd | No | NA | None |  |  | Deem-DEER | Air-Cooled Chiller, >= 150 tons, 12.1 EER, 16.9 IPLV, CZ11 | SWHC020-NC-Com-CZ11-Ex-Cap-Tons-HVAC-Chlr-Any-Com-Default>2yrs-Def-GSIA-DEER:HVAC_Chillers-Annual-PGE-cWtd-HVAC-SpaceCool-Chiller-Screw-None-Standard-Deem-DEER-None-UpDeemed-Com-ExAnte2020->= 150 tons-12.1-16.9
SWHC020 | Air-cooled Packaged Chiller | D | Air-Cooled Chiller, Standard Efficiency, >= 150 tons, CZ11 |  | Air-Cooled Chiller, >= 150 tons, 12.1 EER, 16.9 IPLV, CZ11 | NR | Com | Ex | CZ11 | Cap-Tons | Com | PGE | Any | >= 150 tons | 12.1 | 16.9 | 0.0873 | 198 | 0 | 0 | 0 | 0 | 0 | 450.09 | 189.05 | 0 | 639.15 | 0 | 0 | 0 | None | HVAC-Chlr | NA | 20 | 0 | 0.0873 | 198 | 0 | 0 | 0 | 0 | 0 | 0 | 0 | UpDeemed | Com-Default>2yrs | 0.6 | 0.6 |  | 0.6 | Def-GSIA | 1 | DEER:HVAC_Chillers | Annual |  |  |  |  | Standard | FALSE | ExAnte2020 | 0 | Chiller | Screw | HVAC | SpaceCool | cWtd | No | NA | None |  |  | Deem-DEER | Air-Cooled Chiller, >= 150 tons, 12.1 EER, 16.9 IPLV, CZ11 | SWHC020-NR-Com-CZ11-Ex-Cap-Tons-HVAC-Chlr-Any-Com-Default>2yrs-Def-GSIA-DEER:HVAC_Chillers-Annual-PGE-cWtd-HVAC-SpaceCool-Chiller-Screw-None-Standard-Deem-DEER-None-UpDeemed-Com-ExAnte2020->= 150 tons-12.1-16.9
SWHC020 | Air-cooled Packaged Chiller | A | Air-Cooled Chiller, Standard Efficiency, < 150 tons, CZ12 |  | Air-Cooled Chiller, < 150 tons, 11.1 EER, 15.1 IPLV, CZ12 | NC | Com | Ex | CZ12 | Cap-Tons | Com | PGE | Any | < 150 tons | 11.1 | 15.1 | 0.0662 | 92.1 | 0 | 0 | 0 | 0 | 0 | 477.58 | 180.68 | 0 | 658.26 | 0 | 0 | 0 | None | HVAC-Chlr | NA | 20 | 0 | 0.0662 | 92.1 | 0 | 0 | 0 | 0 | 0 | 0 | 0 | UpDeemed | Com-Default>2yrs | 0.6 | 0.6 |  | 0.6 | Def-GSIA | 1 | DEER:HVAC_Chillers | Annual |  |  |  |  | Standard | FALSE | ExAnte2020 | 0 | Chiller | Screw | HVAC | SpaceCool | cWtd | No | NA | None |  |  | Deem-DEER | Air-Cooled Chiller, < 150 tons, 11.1 EER, 15.1 IPLV, CZ12 | SWHC020-NC-Com-CZ12-Ex-Cap-Tons-HVAC-Chlr-Any-Com-Default>2yrs-Def-GSIA-DEER:HVAC_Chillers-Annual-PGE-cWtd-HVAC-SpaceCool-Chiller-Screw-None-Standard-Deem-DEER-None-UpDeemed-Com-ExAnte2020-< 150 tons-11.1-15.1
SWHC020 | Air-cooled Packaged Chiller | A | Air-Cooled Chiller, Standard Efficiency, < 150 tons, CZ12 |  | Air-Cooled Chiller, < 150 tons, 11.1 EER, 15.1 IPLV, CZ12 | NR | Com | Ex | CZ12 | Cap-Tons | Com | PGE | Any | < 150 tons | 11.1 | 15.1 | 0.0662 | 92.1 | 0 | 0 | 0 | 0 | 0 | 477.58 | 180.68 | 0 | 658.26 | 0 | 0 | 0 | None | HVAC-Chlr | NA | 20 | 0 | 0.0662 | 92.1 | 0 | 0 | 0 | 0 | 0 | 0 | 0 | UpDeemed | Com-Default>2yrs | 0.6 | 0.6 |  | 0.6 | Def-GSIA | 1 | DEER:HVAC_Chillers | Annual |  |  |  |  | Standard | FALSE | ExAnte2020 | 0 | Chiller | Screw | HVAC | SpaceCool | cWtd | No | NA | None |  |  | Deem-DEER | Air-Cooled Chiller, < 150 tons, 11.1 EER, 15.1 IPLV, CZ12 | SWHC020-NR-Com-CZ12-Ex-Cap-Tons-HVAC-Chlr-Any-Com-Default>2yrs-Def-GSIA-DEER:HVAC_Chillers-Annual-PGE-cWtd-HVAC-SpaceCool-Chiller-Screw-None-Standard-Deem-DEER-None-UpDeemed-Com-ExAnte2020-< 150 tons-11.1-15.1
SWHC020 | Air-cooled Packaged Chiller | B | Air-Cooled Chiller, Standard Efficiency, < 150 tons, CZ12 |  | Air-Cooled Chiller, < 150 tons, 12.1 EER, 16.6 IPLV, CZ12 | NC | Com | Ex | CZ12 | Cap-Tons | Com | PGE | Any | < 150 tons | 12.1 | 16.6 | 0.121 | 169 | 0 | 0 | 0 | 0 | 0 | 477.58 | 326.08 | 0 | 803.66 | 0 | 0 | 0 | None | HVAC-Chlr | NA | 20 | 0 | 0.121 | 169 | 0 | 0 | 0 | 0 | 0 | 0 | 0 | UpDeemed | Com-Default>2yrs | 0.6 | 0.6 |  | 0.6 | Def-GSIA | 1 | DEER:HVAC_Chillers | Annual |  |  |  |  | Standard | FALSE | ExAnte2020 | 0 | Chiller | Screw | HVAC | SpaceCool | cWtd | No | NA | None |  |  | Deem-DEER | Air-Cooled Chiller, < 150 tons, 12.1 EER, 16.6 IPLV, CZ12 | SWHC020-NC-Com-CZ12-Ex-Cap-Tons-HVAC-Chlr-Any-Com-Default>2yrs-Def-GSIA-DEER:HVAC_Chillers-Annual-PGE-cWtd-HVAC-SpaceCool-Chiller-Screw-None-Standard-Deem-DEER-None-UpDeemed-Com-ExAnte2020-< 150 tons-12.1-16.6
SWHC020 | Air-cooled Packaged Chiller | B | Air-Cooled Chiller, Standard Efficiency, < 150 tons, CZ12 |  | Air-Cooled Chiller, < 150 tons, 12.1 EER, 16.6 IPLV, CZ12 | NR | Com | Ex | CZ12 | Cap-Tons | Com | PGE | Any | < 150 tons | 12.1 | 16.6 | 0.121 | 169 | 0 | 0 | 0 | 0 | 0 | 477.58 | 326.08 | 0 | 803.66 | 0 | 0 | 0 | None | HVAC-Chlr | NA | 20 | 0 | 0.121 | 169 | 0 | 0 | 0 | 0 | 0 | 0 | 0 | UpDeemed | Com-Default>2yrs | 0.6 | 0.6 |  | 0.6 | Def-GSIA | 1 | DEER:HVAC_Chillers | Annual |  |  |  |  | Standard | FALSE | ExAnte2020 | 0 | Chiller | Screw | HVAC | SpaceCool | cWtd | No | NA | None |  |  | Deem-DEER | Air-Cooled Chiller, < 150 tons, 12.1 EER, 16.6 IPLV, CZ12 | SWHC020-NR-Com-CZ12-Ex-Cap-Tons-HVAC-Chlr-Any-Com-Default>2yrs-Def-GSIA-DEER:HVAC_Chillers-Annual-PGE-cWtd-HVAC-SpaceCool-Chiller-Screw-None-Standard-Deem-DEER-None-UpDeemed-Com-ExAnte2020-< 150 tons-12.1-16.6
SWHC020 | Air-cooled Packaged Chiller | C | Air-Cooled Chiller, Standard Efficiency, >= 150 tons, CZ12 |  | Air-Cooled Chiller, >= 150 tons, 11.1 EER, 15.4 IPLV, CZ12 | NC | Com | Ex | CZ12 | Cap-Tons | Com | PGE | Any | >= 150 tons | 11.1 | 15.4 | 0.0662 | 92.1 | 0 | 0 | 0 | 0 | 0 | 450.09 | 139.23 | 0 | 589.32 | 0 | 0 | 0 | None | HVAC-Chlr | NA | 20 | 0 | 0.0662 | 92.1 | 0 | 0 | 0 | 0 | 0 | 0 | 0 | UpDeemed | Com-Default>2yrs | 0.6 | 0.6 |  | 0.6 | Def-GSIA | 1 | DEER:HVAC_Chillers | Annual |  |  |  |  | Standard | FALSE | ExAnte2020 | 0 | Chiller | Screw | HVAC | SpaceCool | cWtd | No | NA | None |  |  | Deem-DEER | Air-Cooled Chiller, >= 150 tons, 11.1 EER, 15.4 IPLV, CZ12 | SWHC020-NC-Com-CZ12-Ex-Cap-Tons-HVAC-Chlr-Any-Com-Default>2yrs-Def-GSIA-DEER:HVAC_Chillers-Annual-PGE-cWtd-HVAC-SpaceCool-Chiller-Screw-None-Standard-Deem-DEER-None-UpDeemed-Com-ExAnte2020->= 150 tons-11.1-15.4
SWHC020 | Air-cooled Packaged Chiller | C | Air-Cooled Chiller, Standard Efficiency, >= 150 tons, CZ12 |  | Air-Cooled Chiller, >= 150 tons, 11.1 EER, 15.4 IPLV, CZ12 | NR | Com | Ex | CZ12 | Cap-Tons | Com | PGE | Any | >= 150 tons | 11.1 | 15.4 | 0.0662 | 92.1 | 0 | 0 | 0 | 0 | 0 | 450.09 | 139.23 | 0 | 589.32 | 0 | 0 | 0 | None | HVAC-Chlr | NA | 20 | 0 | 0.0662 | 92.1 | 0 | 0 | 0 | 0 | 0 | 0 | 0 | UpDeemed | Com-Default>2yrs | 0.6 | 0.6 |  | 0.6 | Def-GSIA | 1 | DEER:HVAC_Chillers | Annual |  |  |  |  | Standard | FALSE | ExAnte2020 | 0 | Chiller | Screw | HVAC | SpaceCool | cWtd | No | NA | None |  |  | Deem-DEER | Air-Cooled Chiller, >= 150 tons, 11.1 EER, 15.4 IPLV, CZ12 | SWHC020-NR-Com-CZ12-Ex-Cap-Tons-HVAC-Chlr-Any-Com-Default>2yrs-Def-GSIA-DEER:HVAC_Chillers-Annual-PGE-cWtd-HVAC-SpaceCool-Chiller-Screw-None-Standard-Deem-DEER-None-UpDeemed-Com-ExAnte2020->= 150 tons-11.1-15.4
SWHC020 | Air-cooled Packaged Chiller | D | Air-Cooled Chiller, Standard Efficiency, >= 150 tons, CZ12 |  | Air-Cooled Chiller, >= 150 tons, 12.1 EER, 16.9 IPLV, CZ12 | NC | Com | Ex | CZ12 | Cap-Tons | Com | PGE | Any | >= 150 tons | 12.1 | 16.9 | 0.121 | 169 | 0 | 0 | 0 | 0 | 0 | 450.09 | 189.05 | 0 | 639.15 | 0 | 0 | 0 | None | HVAC-Chlr | NA | 20 | 0 | 0.121 | 169 | 0 | 0 | 0 | 0 | 0 | 0 | 0 | UpDeemed | Com-Default>2yrs | 0.6 | 0.6 |  | 0.6 | Def-GSIA | 1 | DEER:HVAC_Chillers | Annual |  |  |  |  | Standard | FALSE | ExAnte2020 | 0 | Chiller | Screw | HVAC | SpaceCool | cWtd | No | NA | None |  |  | Deem-DEER | Air-Cooled Chiller, >= 150 tons, 12.1 EER, 16.9 IPLV, CZ12 | SWHC020-NC-Com-CZ12-Ex-Cap-Tons-HVAC-Chlr-Any-Com-Default>2yrs-Def-GSIA-DEER:HVAC_Chillers-Annual-PGE-cWtd-HVAC-SpaceCool-Chiller-Screw-None-Standard-Deem-DEER-None-UpDeemed-Com-ExAnte2020->= 150 tons-12.1-16.9
SWHC020 | Air-cooled Packaged Chiller | D | Air-Cooled Chiller, Standard Efficiency, >= 150 tons, CZ12 |  | Air-Cooled Chiller, >= 150 tons, 12.1 EER, 16.9 IPLV, CZ12 | NR | Com | Ex | CZ12 | Cap-Tons | Com | PGE | Any | >= 150 tons | 12.1 | 16.9 | 0.121 | 169 | 0 | 0 | 0 | 0 | 0 | 450.09 | 189.05 | 0 | 639.15 | 0 | 0 | 0 | None | HVAC-Chlr | NA | 20 | 0 | 0.121 | 169 | 0 | 0 | 0 | 0 | 0 | 0 | 0 | UpDeemed | Com-Default>2yrs | 0.6 | 0.6 |  | 0.6 | Def-GSIA | 1 | DEER:HVAC_Chillers | Annual |  |  |  |  | Standard | FALSE | ExAnte2020 | 0 | Chiller | Screw | HVAC | SpaceCool | cWtd | No | NA | None |  |  | Deem-DEER | Air-Cooled Chiller, >= 150 tons, 12.1 EER, 16.9 IPLV, CZ12 | SWHC020-NR-Com-CZ12-Ex-Cap-Tons-HVAC-Chlr-Any-Com-Default>2yrs-Def-GSIA-DEER:HVAC_Chillers-Annual-PGE-cWtd-HVAC-SpaceCool-Chiller-Screw-None-Standard-Deem-DEER-None-UpDeemed-Com-ExAnte2020->= 150 tons-12.1-16.9
SWHC020 | Air-cooled Packaged Chiller | A | Air-Cooled Chiller, Standard Efficiency, < 150 tons, CZ13 |  | Air-Cooled Chiller, < 150 tons, 11.1 EER, 15.1 IPLV, CZ13 | NC | Com | Ex | CZ13 | Cap-Tons | Com | PGE | Any | < 150 tons | 11.1 | 15.1 | 0.0537 | 111 | 0 | 0 | 0 | 0 | 0 | 477.58 | 180.68 | 0 | 658.26 | 0 | 0 | 0 | None | HVAC-Chlr | NA | 20 | 0 | 0.0537 | 111 | 0 | 0 | 0 | 0 | 0 | 0 | 0 | UpDeemed | Com-Default>2yrs | 0.6 | 0.6 |  | 0.6 | Def-GSIA | 1 | DEER:HVAC_Chillers | Annual |  |  |  |  | Standard | FALSE | ExAnte2020 | 0 | Chiller | Screw | HVAC | SpaceCool | cWtd | No | NA | None |  |  | Deem-DEER | Air-Cooled Chiller, < 150 tons, 11.1 EER, 15.1 IPLV, CZ13 | SWHC020-NC-Com-CZ13-Ex-Cap-Tons-HVAC-Chlr-Any-Com-Default>2yrs-Def-GSIA-DEER:HVAC_Chillers-Annual-PGE-cWtd-HVAC-SpaceCool-Chiller-Screw-None-Standard-Deem-DEER-None-UpDeemed-Com-ExAnte2020-< 150 tons-11.1-15.1
SWHC020 | Air-cooled Packaged Chiller | A | Air-Cooled Chiller, Standard Efficiency, < 150 tons, CZ13 |  | Air-Cooled Chiller, < 150 tons, 11.1 EER, 15.1 IPLV, CZ13 | NR | Com | Ex | CZ13 | Cap-Tons | Com | PGE | Any | < 150 tons | 11.1 | 15.1 | 0.0537 | 111 | 0 | 0 | 0 | 0 | 0 | 477.58 | 180.68 | 0 | 658.26 | 0 | 0 | 0 | None | HVAC-Chlr | NA | 20 | 0 | 0.0537 | 111 | 0 | 0 | 0 | 0 | 0 | 0 | 0 | UpDeemed | Com-Default>2yrs | 0.6 | 0.6 |  | 0.6 | Def-GSIA | 1 | DEER:HVAC_Chillers | Annual |  |  |  |  | Standard | FALSE | ExAnte2020 | 0 | Chiller | Screw | HVAC | SpaceCool | cWtd | No | NA | None |  |  | Deem-DEER | Air-Cooled Chiller, < 150 tons, 11.1 EER, 15.1 IPLV, CZ13 | SWHC020-NR-Com-CZ13-Ex-Cap-Tons-HVAC-Chlr-Any-Com-Default>2yrs-Def-GSIA-DEER:HVAC_Chillers-Annual-PGE-cWtd-HVAC-SpaceCool-Chiller-Screw-None-Standard-Deem-DEER-None-UpDeemed-Com-ExAnte2020-< 150 tons-11.1-15.1
SWHC020 | Air-cooled Packaged Chiller | B | Air-Cooled Chiller, Standard Efficiency, < 150 tons, CZ13 |  | Air-Cooled Chiller, < 150 tons, 12.1 EER, 16.6 IPLV, CZ13 | NC | Com | Ex | CZ13 | Cap-Tons | Com | PGE | Any | < 150 tons | 12.1 | 16.6 | 0.0985 | 204 | 0 | 0 | 0 | 0 | 0 | 477.58 | 326.08 | 0 | 803.66 | 0 | 0 | 0 | None | HVAC-Chlr | NA | 20 | 0 | 0.0985 | 204 | 0 | 0 | 0 | 0 | 0 | 0 | 0 | UpDeemed | Com-Default>2yrs | 0.6 | 0.6 |  | 0.6 | Def-GSIA | 1 | DEER:HVAC_Chillers | Annual |  |  |  |  | Standard | FALSE | ExAnte2020 | 0 | Chiller | Screw | HVAC | SpaceCool | cWtd | No | NA | None |  |  | Deem-DEER | Air-Cooled Chiller, < 150 tons, 12.1 EER, 16.6 IPLV, CZ13 | SWHC020-NC-Com-CZ13-Ex-Cap-Tons-HVAC-Chlr-Any-Com-Default>2yrs-Def-GSIA-DEER:HVAC_Chillers-Annual-PGE-cWtd-HVAC-SpaceCool-Chiller-Screw-None-Standard-Deem-DEER-None-UpDeemed-Com-ExAnte2020-< 150 tons-12.1-16.6
SWHC020 | Air-cooled Packaged Chiller | B | Air-Cooled Chiller, Standard Efficiency, < 150 tons, CZ13 |  | Air-Cooled Chiller, < 150 tons, 12.1 EER, 16.6 IPLV, CZ13 | NR | Com | Ex | CZ13 | Cap-Tons | Com | PGE | Any | < 150 tons | 12.1 | 16.6 | 0.0985 | 204 | 0 | 0 | 0 | 0 | 0 | 477.58 | 326.08 | 0 | 803.66 | 0 | 0 | 0 | None | HVAC-Chlr | NA | 20 | 0 | 0.0985 | 204 | 0 | 0 | 0 | 0 | 0 | 0 | 0 | UpDeemed | Com-Default>2yrs | 0.6 | 0.6 |  | 0.6 | Def-GSIA | 1 | DEER:HVAC_Chillers | Annual |  |  |  |  | Standard | FALSE | ExAnte2020 | 0 | Chiller | Screw | HVAC | SpaceCool | cWtd | No | NA | None |  |  | Deem-DEER | Air-Cooled Chiller, < 150 tons, 12.1 EER, 16.6 IPLV, CZ13 | SWHC020-NR-Com-CZ13-Ex-Cap-Tons-HVAC-Chlr-Any-Com-Default>2yrs-Def-GSIA-DEER:HVAC_Chillers-Annual-PGE-cWtd-HVAC-SpaceCool-Chiller-Screw-None-Standard-Deem-DEER-None-UpDeemed-Com-ExAnte2020-< 150 tons-12.1-16.6
SWHC020 | Air-cooled Packaged Chiller | C | Air-Cooled Chiller, Standard Efficiency, >= 150 tons, CZ13 |  | Air-Cooled Chiller, >= 150 tons, 11.1 EER, 15.4 IPLV, CZ13 | NC | Com | Ex | CZ13 | Cap-Tons | Com | PGE | Any | >= 150 tons | 11.1 | 15.4 | 0.0537 | 111 | 0 | 0 | 0 | 0 | 0 | 450.09 | 139.23 | 0 | 589.32 | 0 | 0 | 0 | None | HVAC-Chlr | NA | 20 | 0 | 0.0537 | 111 | 0 | 0 | 0 | 0 | 0 | 0 | 0 | UpDeemed | Com-Default>2yrs | 0.6 | 0.6 |  | 0.6 | Def-GSIA | 1 | DEER:HVAC_Chillers | Annual |  |  |  |  | Standard | FALSE | ExAnte2020 | 0 | Chiller | Screw | HVAC | SpaceCool | cWtd | No | NA | None |  |  | Deem-DEER | Air-Cooled Chiller, >= 150 tons, 11.1 EER, 15.4 IPLV, CZ13 | SWHC020-NC-Com-CZ13-Ex-Cap-Tons-HVAC-Chlr-Any-Com-Default>2yrs-Def-GSIA-DEER:HVAC_Chillers-Annual-PGE-cWtd-HVAC-SpaceCool-Chiller-Screw-None-Standard-Deem-DEER-None-UpDeemed-Com-ExAnte2020->= 150 tons-11.1-15.4
SWHC020 | Air-cooled Packaged Chiller | C | Air-Cooled Chiller, Standard Efficiency, >= 150 tons, CZ13 |  | Air-Cooled Chiller, >= 150 tons, 11.1 EER, 15.4 IPLV, CZ13 | NR | Com | Ex | CZ13 | Cap-Tons | Com | PGE | Any | >= 150 tons | 11.1 | 15.4 | 0.0537 | 111 | 0 | 0 | 0 | 0 | 0 | 450.09 | 139.23 | 0 | 589.32 | 0 | 0 | 0 | None | HVAC-Chlr | NA | 20 | 0 | 0.0537 | 111 | 0 | 0 | 0 | 0 | 0 | 0 | 0 | UpDeemed | Com-Default>2yrs | 0.6 | 0.6 |  | 0.6 | Def-GSIA | 1 | DEER:HVAC_Chillers | Annual |  |  |  |  | Standard | FALSE | ExAnte2020 | 0 | Chiller | Screw | HVAC | SpaceCool | cWtd | No | NA | None |  |  | Deem-DEER | Air-Cooled Chiller, >= 150 tons, 11.1 EER, 15.4 IPLV, CZ13 | SWHC020-NR-Com-CZ13-Ex-Cap-Tons-HVAC-Chlr-Any-Com-Default>2yrs-Def-GSIA-DEER:HVAC_Chillers-Annual-PGE-cWtd-HVAC-SpaceCool-Chiller-Screw-None-Standard-Deem-DEER-None-UpDeemed-Com-ExAnte2020->= 150 tons-11.1-15.4
SWHC020 | Air-cooled Packaged Chiller | D | Air-Cooled Chiller, Standard Efficiency, >= 150 tons, CZ13 |  | Air-Cooled Chiller, >= 150 tons, 12.1 EER, 16.9 IPLV, CZ13 | NC | Com | Ex | CZ13 | Cap-Tons | Com | PGE | Any | >= 150 tons | 12.1 | 16.9 | 0.0985 | 204 | 0 | 0 | 0 | 0 | 0 | 450.09 | 189.05 | 0 | 639.15 | 0 | 0 | 0 | None | HVAC-Chlr | NA | 20 | 0 | 0.0985 | 204 | 0 | 0 | 0 | 0 | 0 | 0 | 0 | UpDeemed | Com-Default>2yrs | 0.6 | 0.6 |  | 0.6 | Def-GSIA | 1 | DEER:HVAC_Chillers | Annual |  |  |  |  | Standard | FALSE | ExAnte2020 | 0 | Chiller | Screw | HVAC | SpaceCool | cWtd | No | NA | None |  |  | Deem-DEER | Air-Cooled Chiller, >= 150 tons, 12.1 EER, 16.9 IPLV, CZ13 | SWHC020-NC-Com-CZ13-Ex-Cap-Tons-HVAC-Chlr-Any-Com-Default>2yrs-Def-GSIA-DEER:HVAC_Chillers-Annual-PGE-cWtd-HVAC-SpaceCool-Chiller-Screw-None-Standard-Deem-DEER-None-UpDeemed-Com-ExAnte2020->= 150 tons-12.1-16.9
SWHC020 | Air-cooled Packaged Chiller | D | Air-Cooled Chiller, Standard Efficiency, >= 150 tons, CZ13 |  | Air-Cooled Chiller, >= 150 tons, 12.1 EER, 16.9 IPLV, CZ13 | NR | Com | Ex | CZ13 | Cap-Tons | Com | PGE | Any | >= 150 tons | 12.1 | 16.9 | 0.0985 | 204 | 0 | 0 | 0 | 0 | 0 | 450.09 | 189.05 | 0 | 639.15 | 0 | 0 | 0 | None | HVAC-Chlr | NA | 20 | 0 | 0.0985 | 204 | 0 | 0 | 0 | 0 | 0 | 0 | 0 | UpDeemed | Com-Default>2yrs | 0.6 | 0.6 |  | 0.6 | Def-GSIA | 1 | DEER:HVAC_Chillers | Annual |  |  |  |  | Standard | FALSE | ExAnte2020 | 0 | Chiller | Screw | HVAC | SpaceCool | cWtd | No | NA | None |  |  | Deem-DEER | Air-Cooled Chiller, >= 150 tons, 12.1 EER, 16.9 IPLV, CZ13 | SWHC020-NR-Com-CZ13-Ex-Cap-Tons-HVAC-Chlr-Any-Com-Default>2yrs-Def-GSIA-DEER:HVAC_Chillers-Annual-PGE-cWtd-HVAC-SpaceCool-Chiller-Screw-None-Standard-Deem-DEER-None-UpDeemed-Com-ExAnte2020->= 150 tons-12.1-16.9
SWHC020 | Air-cooled Packaged Chiller | A | Air-Cooled Chiller, Standard Efficiency, < 150 tons, CZ14 |  | Air-Cooled Chiller, < 150 tons, 11.1 EER, 15.1 IPLV, CZ14 | NC | Com | Ex | CZ14 | Cap-Tons | Com | SCE | Any | < 150 tons | 11.1 | 15.1 | 0.0597 | 91.9 | 0 | 0 | 0 | 0 | 0 | 477.58 | 180.68 | 0 | 658.26 | 0 | 0 | 0 | None | HVAC-Chlr | NA | 20 | 0 | 0.0597 | 91.9 | 0 | 0 | 0 | 0 | 0 | 0 | 0 | UpDeemed | Com-Default>2yrs | 0.6 | 0.6 |  | 0.6 | Def-GSIA | 1 | DEER:HVAC_Chillers | Annual |  |  |  |  | Standard | FALSE | ExAnte2020 | 0 | Chiller | Screw | HVAC | SpaceCool | cWtd | No | NA | None |  |  | Deem-DEER | Air-Cooled Chiller, < 150 tons, 11.1 EER, 15.1 IPLV, CZ14 | SWHC020-NC-Com-CZ14-Ex-Cap-Tons-HVAC-Chlr-Any-Com-Default>2yrs-Def-GSIA-DEER:HVAC_Chillers-Annual-SCE-cWtd-HVAC-SpaceCool-Chiller-Screw-None-Standard-Deem-DEER-None-UpDeemed-Com-ExAnte2020-< 150 tons-11.1-15.1
SWHC020 | Air-cooled Packaged Chiller | A | Air-Cooled Chiller, Standard Efficiency, < 150 tons, CZ14 |  | Air-Cooled Chiller, < 150 tons, 11.1 EER, 15.1 IPLV, CZ14 | NR | Com | Ex | CZ14 | Cap-Tons | Com | SCE | Any | < 150 tons | 11.1 | 15.1 | 0.0597 | 91.9 | 0 | 0 | 0 | 0 | 0 | 477.58 | 180.68 | 0 | 658.26 | 0 | 0 | 0 | None | HVAC-Chlr | NA | 20 | 0 | 0.0597 | 91.9 | 0 | 0 | 0 | 0 | 0 | 0 | 0 | UpDeemed | Com-Default>2yrs | 0.6 | 0.6 |  | 0.6 | Def-GSIA | 1 | DEER:HVAC_Chillers | Annual |  |  |  |  | Standard | FALSE | ExAnte2020 | 0 | Chiller | Screw | HVAC | SpaceCool | cWtd | No | NA | None |  |  | Deem-DEER | Air-Cooled Chiller, < 150 tons, 11.1 EER, 15.1 IPLV, CZ14 | SWHC020-NR-Com-CZ14-Ex-Cap-Tons-HVAC-Chlr-Any-Com-Default>2yrs-Def-GSIA-DEER:HVAC_Chillers-Annual-SCE-cWtd-HVAC-SpaceCool-Chiller-Screw-None-Standard-Deem-DEER-None-UpDeemed-Com-ExAnte2020-< 150 tons-11.1-15.1
SWHC020 | Air-cooled Packaged Chiller | B | Air-Cooled Chiller, Standard Efficiency, < 150 tons, CZ14 |  | Air-Cooled Chiller, < 150 tons, 12.1 EER, 16.6 IPLV, CZ14 | NC | Com | Ex | CZ14 | Cap-Tons | Com | SCE | Any | < 150 tons | 12.1 | 16.6 | 0.109 | 169 | 0 | 0 | 0 | 0 | 0 | 477.58 | 326.08 | 0 | 803.66 | 0 | 0 | 0 | None | HVAC-Chlr | NA | 20 | 0 | 0.109 | 169 | 0 | 0 | 0 | 0 | 0 | 0 | 0 | UpDeemed | Com-Default>2yrs | 0.6 | 0.6 |  | 0.6 | Def-GSIA | 1 | DEER:HVAC_Chillers | Annual |  |  |  |  | Standard | FALSE | ExAnte2020 | 0 | Chiller | Screw | HVAC | SpaceCool | cWtd | No | NA | None |  |  | Deem-DEER | Air-Cooled Chiller, < 150 tons, 12.1 EER, 16.6 IPLV, CZ14 | SWHC020-NC-Com-CZ14-Ex-Cap-Tons-HVAC-Chlr-Any-Com-Default>2yrs-Def-GSIA-DEER:HVAC_Chillers-Annual-SCE-cWtd-HVAC-SpaceCool-Chiller-Screw-None-Standard-Deem-DEER-None-UpDeemed-Com-ExAnte2020-< 150 tons-12.1-16.6
SWHC020 | Air-cooled Packaged Chiller | B | Air-Cooled Chiller, Standard Efficiency, < 150 tons, CZ14 |  | Air-Cooled Chiller, < 150 tons, 12.1 EER, 16.6 IPLV, CZ14 | NR | Com | Ex | CZ14 | Cap-Tons | Com | SCE | Any | < 150 tons | 12.1 | 16.6 | 0.109 | 169 | 0 | 0 | 0 | 0 | 0 | 477.58 | 326.08 | 0 | 803.66 | 0 | 0 | 0 | None | HVAC-Chlr | NA | 20 | 0 | 0.109 | 169 | 0 | 0 | 0 | 0 | 0 | 0 | 0 | UpDeemed | Com-Default>2yrs | 0.6 | 0.6 |  | 0.6 | Def-GSIA | 1 | DEER:HVAC_Chillers | Annual |  |  |  |  | Standard | FALSE | ExAnte2020 | 0 | Chiller | Screw | HVAC | SpaceCool | cWtd | No | NA | None |  |  | Deem-DEER | Air-Cooled Chiller, < 150 tons, 12.1 EER, 16.6 IPLV, CZ14 | SWHC020-NR-Com-CZ14-Ex-Cap-Tons-HVAC-Chlr-Any-Com-Default>2yrs-Def-GSIA-DEER:HVAC_Chillers-Annual-SCE-cWtd-HVAC-SpaceCool-Chiller-Screw-None-Standard-Deem-DEER-None-UpDeemed-Com-ExAnte2020-< 150 tons-12.1-16.6
SWHC020 | Air-cooled Packaged Chiller | C | Air-Cooled Chiller, Standard Efficiency, >= 150 tons, CZ14 |  | Air-Cooled Chiller, >= 150 tons, 11.1 EER, 15.4 IPLV, CZ14 | NC | Com | Ex | CZ14 | Cap-Tons | Com | SCE | Any | >= 150 tons | 11.1 | 15.4 | 0.0597 | 91.9 | 0 | 0 | 0 | 0 | 0 | 450.09 | 139.23 | 0 | 589.32 | 0 | 0 | 0 | None | HVAC-Chlr | NA | 20 | 0 | 0.0597 | 91.9 | 0 | 0 | 0 | 0 | 0 | 0 | 0 | UpDeemed | Com-Default>2yrs | 0.6 | 0.6 |  | 0.6 | Def-GSIA | 1 | DEER:HVAC_Chillers | Annual |  |  |  |  | Standard | FALSE | ExAnte2020 | 0 | Chiller | Screw | HVAC | SpaceCool | cWtd | No | NA | None |  |  | Deem-DEER | Air-Cooled Chiller, >= 150 tons, 11.1 EER, 15.4 IPLV, CZ14 | SWHC020-NC-Com-CZ14-Ex-Cap-Tons-HVAC-Chlr-Any-Com-Default>2yrs-Def-GSIA-DEER:HVAC_Chillers-Annual-SCE-cWtd-HVAC-SpaceCool-Chiller-Screw-None-Standard-Deem-DEER-None-UpDeemed-Com-ExAnte2020->= 150 tons-11.1-15.4
SWHC020 | Air-cooled Packaged Chiller | C | Air-Cooled Chiller, Standard Efficiency, >= 150 tons, CZ14 |  | Air-Cooled Chiller, >= 150 tons, 11.1 EER, 15.4 IPLV, CZ14 | NR | Com | Ex | CZ14 | Cap-Tons | Com | SCE | Any | >= 150 tons | 11.1 | 15.4 | 0.0597 | 91.9 | 0 | 0 | 0 | 0 | 0 | 450.09 | 139.23 | 0 | 589.32 | 0 | 0 | 0 | None | HVAC-Chlr | NA | 20 | 0 | 0.0597 | 91.9 | 0 | 0 | 0 | 0 | 0 | 0 | 0 | UpDeemed | Com-Default>2yrs | 0.6 | 0.6 |  | 0.6 | Def-GSIA | 1 | DEER:HVAC_Chillers | Annual |  |  |  |  | Standard | FALSE | ExAnte2020 | 0 | Chiller | Screw | HVAC | SpaceCool | cWtd | No | NA | None |  |  | Deem-DEER | Air-Cooled Chiller, >= 150 tons, 11.1 EER, 15.4 IPLV, CZ14 | SWHC020-NR-Com-CZ14-Ex-Cap-Tons-HVAC-Chlr-Any-Com-Default>2yrs-Def-GSIA-DEER:HVAC_Chillers-Annual-SCE-cWtd-HVAC-SpaceCool-Chiller-Screw-None-Standard-Deem-DEER-None-UpDeemed-Com-ExAnte2020->= 150 tons-11.1-15.4
SWHC020 | Air-cooled Packaged Chiller | D | Air-Cooled Chiller, Standard Efficiency, >= 150 tons, CZ14 |  | Air-Cooled Chiller, >= 150 tons, 12.1 EER, 16.9 IPLV, CZ14 | NC | Com | Ex | CZ14 | Cap-Tons | Com | SCE | Any | >= 150 tons | 12.1 | 16.9 | 0.109 | 169 | 0 | 0 | 0 | 0 | 0 | 450.09 | 189.05 | 0 | 639.15 | 0 | 0 | 0 | None | HVAC-Chlr | NA | 20 | 0 | 0.109 | 169 | 0 | 0 | 0 | 0 | 0 | 0 | 0 | UpDeemed | Com-Default>2yrs | 0.6 | 0.6 |  | 0.6 | Def-GSIA | 1 | DEER:HVAC_Chillers | Annual |  |  |  |  | Standard | FALSE | ExAnte2020 | 0 | Chiller | Screw | HVAC | SpaceCool | cWtd | No | NA | None |  |  | Deem-DEER | Air-Cooled Chiller, >= 150 tons, 12.1 EER, 16.9 IPLV, CZ14 | SWHC020-NC-Com-CZ14-Ex-Cap-Tons-HVAC-Chlr-Any-Com-Default>2yrs-Def-GSIA-DEER:HVAC_Chillers-Annual-SCE-cWtd-HVAC-SpaceCool-Chiller-Screw-None-Standard-Deem-DEER-None-UpDeemed-Com-ExAnte2020->= 150 tons-12.1-16.9
SWHC020 | Air-cooled Packaged Chiller | D | Air-Cooled Chiller, Standard Efficiency, >= 150 tons, CZ14 |  | Air-Cooled Chiller, >= 150 tons, 12.1 EER, 16.9 IPLV, CZ14 | NR | Com | Ex | CZ14 | Cap-Tons | Com | SCE | Any | >= 150 tons | 12.1 | 16.9 | 0.109 | 169 | 0 | 0 | 0 | 0 | 0 | 450.09 | 189.05 | 0 | 639.15 | 0 | 0 | 0 | None | HVAC-Chlr | NA | 20 | 0 | 0.109 | 169 | 0 | 0 | 0 | 0 | 0 | 0 | 0 | UpDeemed | Com-Default>2yrs | 0.6 | 0.6 |  | 0.6 | Def-GSIA | 1 | DEER:HVAC_Chillers | Annual |  |  |  |  | Standard | FALSE | ExAnte2020 | 0 | Chiller | Screw | HVAC | SpaceCool | cWtd | No | NA | None |  |  | Deem-DEER | Air-Cooled Chiller, >= 150 tons, 12.1 EER, 16.9 IPLV, CZ14 | SWHC020-NR-Com-CZ14-Ex-Cap-Tons-HVAC-Chlr-Any-Com-Default>2yrs-Def-GSIA-DEER:HVAC_Chillers-Annual-SCE-cWtd-HVAC-SpaceCool-Chiller-Screw-None-Standard-Deem-DEER-None-UpDeemed-Com-ExAnte2020->= 150 tons-12.1-16.9
SWHC020 | Air-cooled Packaged Chiller | A | Air-Cooled Chiller, Standard Efficiency, < 150 tons, CZ15 |  | Air-Cooled Chiller, < 150 tons, 11.1 EER, 15.1 IPLV, CZ15 | NC | Com | Ex | CZ15 | Cap-Tons | Com | SCE | Any | < 150 tons | 11.1 | 15.1 | 0.0678 | 173 | 0 | 0 | 0 | 0 | 0 | 477.58 | 180.68 | 0 | 658.26 | 0 | 0 | 0 | None | HVAC-Chlr | NA | 20 | 0 | 0.0678 | 173 | 0 | 0 | 0 | 0 | 0 | 0 | 0 | UpDeemed | Com-Default>2yrs | 0.6 | 0.6 |  | 0.6 | Def-GSIA | 1 | DEER:HVAC_Chillers | Annual |  |  |  |  | Standard | FALSE | ExAnte2020 | 0 | Chiller | Screw | HVAC | SpaceCool | cWtd | No | NA | None |  |  | Deem-DEER | Air-Cooled Chiller, < 150 tons, 11.1 EER, 15.1 IPLV, CZ15 | SWHC020-NC-Com-CZ15-Ex-Cap-Tons-HVAC-Chlr-Any-Com-Default>2yrs-Def-GSIA-DEER:HVAC_Chillers-Annual-SCE-cWtd-HVAC-SpaceCool-Chiller-Screw-None-Standard-Deem-DEER-None-UpDeemed-Com-ExAnte2020-< 150 tons-11.1-15.1
SWHC020 | Air-cooled Packaged Chiller | A | Air-Cooled Chiller, Standard Efficiency, < 150 tons, CZ15 |  | Air-Cooled Chiller, < 150 tons, 11.1 EER, 15.1 IPLV, CZ15 | NR | Com | Ex | CZ15 | Cap-Tons | Com | SCE | Any | < 150 tons | 11.1 | 15.1 | 0.0678 | 173 | 0 | 0 | 0 | 0 | 0 | 477.58 | 180.68 | 0 | 658.26 | 0 | 0 | 0 | None | HVAC-Chlr | NA | 20 | 0 | 0.0678 | 173 | 0 | 0 | 0 | 0 | 0 | 0 | 0 | UpDeemed | Com-Default>2yrs | 0.6 | 0.6 |  | 0.6 | Def-GSIA | 1 | DEER:HVAC_Chillers | Annual |  |  |  |  | Standard | FALSE | ExAnte2020 | 0 | Chiller | Screw | HVAC | SpaceCool | cWtd | No | NA | None |  |  | Deem-DEER | Air-Cooled Chiller, < 150 tons, 11.1 EER, 15.1 IPLV, CZ15 | SWHC020-NR-Com-CZ15-Ex-Cap-Tons-HVAC-Chlr-Any-Com-Default>2yrs-Def-GSIA-DEER:HVAC_Chillers-Annual-SCE-cWtd-HVAC-SpaceCool-Chiller-Screw-None-Standard-Deem-DEER-None-UpDeemed-Com-ExAnte2020-< 150 tons-11.1-15.1
SWHC020 | Air-cooled Packaged Chiller | B | Air-Cooled Chiller, Standard Efficiency, < 150 tons, CZ15 |  | Air-Cooled Chiller, < 150 tons, 12.1 EER, 16.6 IPLV, CZ15 | NC | Com | Ex | CZ15 | Cap-Tons | Com | SCE | Any | < 150 tons | 12.1 | 16.6 | 0.124 | 317 | 0 | 0 | 0 | 0 | 0 | 477.58 | 326.08 | 0 | 803.66 | 0 | 0 | 0 | None | HVAC-Chlr | NA | 20 | 0 | 0.124 | 317 | 0 | 0 | 0 | 0 | 0 | 0 | 0 | UpDeemed | Com-Default>2yrs | 0.6 | 0.6 |  | 0.6 | Def-GSIA | 1 | DEER:HVAC_Chillers | Annual |  |  |  |  | Standard | FALSE | ExAnte2020 | 0 | Chiller | Screw | HVAC | SpaceCool | cWtd | No | NA | None |  |  | Deem-DEER | Air-Cooled Chiller, < 150 tons, 12.1 EER, 16.6 IPLV, CZ15 | SWHC020-NC-Com-CZ15-Ex-Cap-Tons-HVAC-Chlr-Any-Com-Default>2yrs-Def-GSIA-DEER:HVAC_Chillers-Annual-SCE-cWtd-HVAC-SpaceCool-Chiller-Screw-None-Standard-Deem-DEER-None-UpDeemed-Com-ExAnte2020-< 150 tons-12.1-16.6
SWHC020 | Air-cooled Packaged Chiller | B | Air-Cooled Chiller, Standard Efficiency, < 150 tons, CZ15 |  | Air-Cooled Chiller, < 150 tons, 12.1 EER, 16.6 IPLV, CZ15 | NR | Com | Ex | CZ15 | Cap-Tons | Com | SCE | Any | < 150 tons | 12.1 | 16.6 | 0.124 | 317 | 0 | 0 | 0 | 0 | 0 | 477.58 | 326.08 | 0 | 803.66 | 0 | 0 | 0 | None | HVAC-Chlr | NA | 20 | 0 | 0.124 | 317 | 0 | 0 | 0 | 0 | 0 | 0 | 0 | UpDeemed | Com-Default>2yrs | 0.6 | 0.6 |  | 0.6 | Def-GSIA | 1 | DEER:HVAC_Chillers | Annual |  |  |  |  | Standard | FALSE | ExAnte2020 | 0 | Chiller | Screw | HVAC | SpaceCool | cWtd | No | NA | None |  |  | Deem-DEER | Air-Cooled Chiller, < 150 tons, 12.1 EER, 16.6 IPLV, CZ15 | SWHC020-NR-Com-CZ15-Ex-Cap-Tons-HVAC-Chlr-Any-Com-Default>2yrs-Def-GSIA-DEER:HVAC_Chillers-Annual-SCE-cWtd-HVAC-SpaceCool-Chiller-Screw-None-Standard-Deem-DEER-None-UpDeemed-Com-ExAnte2020-< 150 tons-12.1-16.6
SWHC020 | Air-cooled Packaged Chiller | C | Air-Cooled Chiller, Standard Efficiency, >= 150 tons, CZ15 |  | Air-Cooled Chiller, >= 150 tons, 11.1 EER, 15.4 IPLV, CZ15 | NC | Com | Ex | CZ15 | Cap-Tons | Com | SCE | Any | >= 150 tons | 11.1 | 15.4 | 0.0678 | 173 | 0 | 0 | 0 | 0 | 0 | 450.09 | 139.23 | 0 | 589.32 | 0 | 0 | 0 | None | HVAC-Chlr | NA | 20 | 0 | 0.0678 | 173 | 0 | 0 | 0 | 0 | 0 | 0 | 0 | UpDeemed | Com-Default>2yrs | 0.6 | 0.6 |  | 0.6 | Def-GSIA | 1 | DEER:HVAC_Chillers | Annual |  |  |  |  | Standard | FALSE | ExAnte2020 | 0 | Chiller | Screw | HVAC | SpaceCool | cWtd | No | NA | None |  |  | Deem-DEER | Air-Cooled Chiller, >= 150 tons, 11.1 EER, 15.4 IPLV, CZ15 | SWHC020-NC-Com-CZ15-Ex-Cap-Tons-HVAC-Chlr-Any-Com-Default>2yrs-Def-GSIA-DEER:HVAC_Chillers-Annual-SCE-cWtd-HVAC-SpaceCool-Chiller-Screw-None-Standard-Deem-DEER-None-UpDeemed-Com-ExAnte2020->= 150 tons-11.1-15.4
SWHC020 | Air-cooled Packaged Chiller | C | Air-Cooled Chiller, Standard Efficiency, >= 150 tons, CZ15 |  | Air-Cooled Chiller, >= 150 tons, 11.1 EER, 15.4 IPLV, CZ15 | NR | Com | Ex | CZ15 | Cap-Tons | Com | SCE | Any | >= 150 tons | 11.1 | 15.4 | 0.0678 | 173 | 0 | 0 | 0 | 0 | 0 | 450.09 | 139.23 | 0 | 589.32 | 0 | 0 | 0 | None | HVAC-Chlr | NA | 20 | 0 | 0.0678 | 173 | 0 | 0 | 0 | 0 | 0 | 0 | 0 | UpDeemed | Com-Default>2yrs | 0.6 | 0.6 |  | 0.6 | Def-GSIA | 1 | DEER:HVAC_Chillers | Annual |  |  |  |  | Standard | FALSE | ExAnte2020 | 0 | Chiller | Screw | HVAC | SpaceCool | cWtd | No | NA | None |  |  | Deem-DEER | Air-Cooled Chiller, >= 150 tons, 11.1 EER, 15.4 IPLV, CZ15 | SWHC020-NR-Com-CZ15-Ex-Cap-Tons-HVAC-Chlr-Any-Com-Default>2yrs-Def-GSIA-DEER:HVAC_Chillers-Annual-SCE-cWtd-HVAC-SpaceCool-Chiller-Screw-None-Standard-Deem-DEER-None-UpDeemed-Com-ExAnte2020->= 150 tons-11.1-15.4
SWHC020 | Air-cooled Packaged Chiller | D | Air-Cooled Chiller, Standard Efficiency, >= 150 tons, CZ15 |  | Air-Cooled Chiller, >= 150 tons, 12.1 EER, 16.9 IPLV, CZ15 | NC | Com | Ex | CZ15 | Cap-Tons | Com | SCE | Any | >= 150 tons | 12.1 | 16.9 | 0.124 | 317 | 0 | 0 | 0 | 0 | 0 | 450.09 | 189.05 | 0 | 639.15 | 0 | 0 | 0 | None | HVAC-Chlr | NA | 20 | 0 | 0.124 | 317 | 0 | 0 | 0 | 0 | 0 | 0 | 0 | UpDeemed | Com-Default>2yrs | 0.6 | 0.6 |  | 0.6 | Def-GSIA | 1 | DEER:HVAC_Chillers | Annual |  |  |  |  | Standard | FALSE | ExAnte2020 | 0 | Chiller | Screw | HVAC | SpaceCool | cWtd | No | NA | None |  |  | Deem-DEER | Air-Cooled Chiller, >= 150 tons, 12.1 EER, 16.9 IPLV, CZ15 | SWHC020-NC-Com-CZ15-Ex-Cap-Tons-HVAC-Chlr-Any-Com-Default>2yrs-Def-GSIA-DEER:HVAC_Chillers-Annual-SCE-cWtd-HVAC-SpaceCool-Chiller-Screw-None-Standard-Deem-DEER-None-UpDeemed-Com-ExAnte2020->= 150 tons-12.1-16.9
SWHC020 | Air-cooled Packaged Chiller | D | Air-Cooled Chiller, Standard Efficiency, >= 150 tons, CZ15 |  | Air-Cooled Chiller, >= 150 tons, 12.1 EER, 16.9 IPLV, CZ15 | NR | Com | Ex | CZ15 | Cap-Tons | Com | SCE | Any | >= 150 tons | 12.1 | 16.9 | 0.124 | 317 | 0 | 0 | 0 | 0 | 0 | 450.09 | 189.05 | 0 | 639.15 | 0 | 0 | 0 | None | HVAC-Chlr | NA | 20 | 0 | 0.124 | 317 | 0 | 0 | 0 | 0 | 0 | 0 | 0 | UpDeemed | Com-Default>2yrs | 0.6 | 0.6 |  | 0.6 | Def-GSIA | 1 | DEER:HVAC_Chillers | Annual |  |  |  |  | Standard | FALSE | ExAnte2020 | 0 | Chiller | Screw | HVAC | SpaceCool | cWtd | No | NA | None |  |  | Deem-DEER | Air-Cooled Chiller, >= 150 tons, 12.1 EER, 16.9 IPLV, CZ15 | SWHC020-NR-Com-CZ15-Ex-Cap-Tons-HVAC-Chlr-Any-Com-Default>2yrs-Def-GSIA-DEER:HVAC_Chillers-Annual-SCE-cWtd-HVAC-SpaceCool-Chiller-Screw-None-Standard-Deem-DEER-None-UpDeemed-Com-ExAnte2020->= 150 tons-12.1-16.9
SWHC020 | Air-cooled Packaged Chiller | A | Air-Cooled Chiller, Standard Efficiency, < 150 tons, CZ16 |  | Air-Cooled Chiller, < 150 tons, 11.1 EER, 15.1 IPLV, CZ16 | NC | Com | Ex | CZ16 | Cap-Tons | Com | SCE | Any | < 150 tons | 11.1 | 15.1 | 0.0491 | 67 | 0 | 0 | 0 | 0 | 0 | 477.58 | 180.68 | 0 | 658.26 | 0 | 0 | 0 | None | HVAC-Chlr | NA | 20 | 0 | 0.0491 | 67 | 0 | 0 | 0 | 0 | 0 | 0 | 0 | UpDeemed | Com-Default>2yrs | 0.6 | 0.6 |  | 0.6 | Def-GSIA | 1 | DEER:HVAC_Chillers | Annual |  |  |  |  | Standard | FALSE | ExAnte2020 | 0 | Chiller | Screw | HVAC | SpaceCool | cWtd | No | NA | None |  |  | Deem-DEER | Air-Cooled Chiller, < 150 tons, 11.1 EER, 15.1 IPLV, CZ16 | SWHC020-NC-Com-CZ16-Ex-Cap-Tons-HVAC-Chlr-Any-Com-Default>2yrs-Def-GSIA-DEER:HVAC_Chillers-Annual-SCE-cWtd-HVAC-SpaceCool-Chiller-Screw-None-Standard-Deem-DEER-None-UpDeemed-Com-ExAnte2020-< 150 tons-11.1-15.1
SWHC020 | Air-cooled Packaged Chiller | A | Air-Cooled Chiller, Standard Efficiency, < 150 tons, CZ16 |  | Air-Cooled Chiller, < 150 tons, 11.1 EER, 15.1 IPLV, CZ16 | NR | Com | Ex | CZ16 | Cap-Tons | Com | SCE | Any | < 150 tons | 11.1 | 15.1 | 0.0491 | 67 | 0 | 0 | 0 | 0 | 0 | 477.58 | 180.68 | 0 | 658.26 | 0 | 0 | 0 | None | HVAC-Chlr | NA | 20 | 0 | 0.0491 | 67 | 0 | 0 | 0 | 0 | 0 | 0 | 0 | UpDeemed | Com-Default>2yrs | 0.6 | 0.6 |  | 0.6 | Def-GSIA | 1 | DEER:HVAC_Chillers | Annual |  |  |  |  | Standard | FALSE | ExAnte2020 | 0 | Chiller | Screw | HVAC | SpaceCool | cWtd | No | NA | None |  |  | Deem-DEER | Air-Cooled Chiller, < 150 tons, 11.1 EER, 15.1 IPLV, CZ16 | SWHC020-NR-Com-CZ16-Ex-Cap-Tons-HVAC-Chlr-Any-Com-Default>2yrs-Def-GSIA-DEER:HVAC_Chillers-Annual-SCE-cWtd-HVAC-SpaceCool-Chiller-Screw-None-Standard-Deem-DEER-None-UpDeemed-Com-ExAnte2020-< 150 tons-11.1-15.1
SWHC020 | Air-cooled Packaged Chiller | B | Air-Cooled Chiller, Standard Efficiency, < 150 tons, CZ16 |  | Air-Cooled Chiller, < 150 tons, 12.1 EER, 16.6 IPLV, CZ16 | NC | Com | Ex | CZ16 | Cap-Tons | Com | SCE | Any | < 150 tons | 12.1 | 16.6 | 0.09 | 123 | 0 | 0 | 0 | 0 | 0 | 477.58 | 326.08 | 0 | 803.66 | 0 | 0 | 0 | None | HVAC-Chlr | NA | 20 | 0 | 0.09 | 123 | 0 | 0 | 0 | 0 | 0 | 0 | 0 | UpDeemed | Com-Default>2yrs | 0.6 | 0.6 |  | 0.6 | Def-GSIA | 1 | DEER:HVAC_Chillers | Annual |  |  |  |  | Standard | FALSE | ExAnte2020 | 0 | Chiller | Screw | HVAC | SpaceCool | cWtd | No | NA | None |  |  | Deem-DEER | Air-Cooled Chiller, < 150 tons, 12.1 EER, 16.6 IPLV, CZ16 | SWHC020-NC-Com-CZ16-Ex-Cap-Tons-HVAC-Chlr-Any-Com-Default>2yrs-Def-GSIA-DEER:HVAC_Chillers-Annual-SCE-cWtd-HVAC-SpaceCool-Chiller-Screw-None-Standard-Deem-DEER-None-UpDeemed-Com-ExAnte2020-< 150 tons-12.1-16.6
SWHC020 | Air-cooled Packaged Chiller | B | Air-Cooled Chiller, Standard Efficiency, < 150 tons, CZ16 |  | Air-Cooled Chiller, < 150 tons, 12.1 EER, 16.6 IPLV, CZ16 | NR | Com | Ex | CZ16 | Cap-Tons | Com | SCE | Any | < 150 tons | 12.1 | 16.6 | 0.09 | 123 | 0 | 0 | 0 | 0 | 0 | 477.58 | 326.08 | 0 | 803.66 | 0 | 0 | 0 | None | HVAC-Chlr | NA | 20 | 0 | 0.09 | 123 | 0 | 0 | 0 | 0 | 0 | 0 | 0 | UpDeemed | Com-Default>2yrs | 0.6 | 0.6 |  | 0.6 | Def-GSIA | 1 | DEER:HVAC_Chillers | Annual |  |  |  |  | Standard | FALSE | ExAnte2020 | 0 | Chiller | Screw | HVAC | SpaceCool | cWtd | No | NA | None |  |  | Deem-DEER | Air-Cooled Chiller, < 150 tons, 12.1 EER, 16.6 IPLV, CZ16 | SWHC020-NR-Com-CZ16-Ex-Cap-Tons-HVAC-Chlr-Any-Com-Default>2yrs-Def-GSIA-DEER:HVAC_Chillers-Annual-SCE-cWtd-HVAC-SpaceCool-Chiller-Screw-None-Standard-Deem-DEER-None-UpDeemed-Com-ExAnte2020-< 150 tons-12.1-16.6
SWHC020 | Air-cooled Packaged Chiller | C | Air-Cooled Chiller, Standard Efficiency, >= 150 tons, CZ16 |  | Air-Cooled Chiller, >= 150 tons, 11.1 EER, 15.4 IPLV, CZ16 | NC | Com | Ex | CZ16 | Cap-Tons | Com | SCE | Any | >= 150 tons | 11.1 | 15.4 | 0.0491 | 67 | 0 | 0 | 0 | 0 | 0 | 450.09 | 139.23 | 0 | 589.32 | 0 | 0 | 0 | None | HVAC-Chlr | NA | 20 | 0 | 0.0491 | 67 | 0 | 0 | 0 | 0 | 0 | 0 | 0 | UpDeemed | Com-Default>2yrs | 0.6 | 0.6 |  | 0.6 | Def-GSIA | 1 | DEER:HVAC_Chillers | Annual |  |  |  |  | Standard | FALSE | ExAnte2020 | 0 | Chiller | Screw | HVAC | SpaceCool | cWtd | No | NA | None |  |  | Deem-DEER | Air-Cooled Chiller, >= 150 tons, 11.1 EER, 15.4 IPLV, CZ16 | SWHC020-NC-Com-CZ16-Ex-Cap-Tons-HVAC-Chlr-Any-Com-Default>2yrs-Def-GSIA-DEER:HVAC_Chillers-Annual-SCE-cWtd-HVAC-SpaceCool-Chiller-Screw-None-Standard-Deem-DEER-None-UpDeemed-Com-ExAnte2020->= 150 tons-11.1-15.4
SWHC020 | Air-cooled Packaged Chiller | C | Air-Cooled Chiller, Standard Efficiency, >= 150 tons, CZ16 |  | Air-Cooled Chiller, >= 150 tons, 11.1 EER, 15.4 IPLV, CZ16 | NR | Com | Ex | CZ16 | Cap-Tons | Com | SCE | Any | >= 150 tons | 11.1 | 15.4 | 0.0491 | 67 | 0 | 0 | 0 | 0 | 0 | 450.09 | 139.23 | 0 | 589.32 | 0 | 0 | 0 | None | HVAC-Chlr | NA | 20 | 0 | 0.0491 | 67 | 0 | 0 | 0 | 0 | 0 | 0 | 0 | UpDeemed | Com-Default>2yrs | 0.6 | 0.6 |  | 0.6 | Def-GSIA | 1 | DEER:HVAC_Chillers | Annual |  |  |  |  | Standard | FALSE | ExAnte2020 | 0 | Chiller | Screw | HVAC | SpaceCool | cWtd | No | NA | None |  |  | Deem-DEER | Air-Cooled Chiller, >= 150 tons, 11.1 EER, 15.4 IPLV, CZ16 | SWHC020-NR-Com-CZ16-Ex-Cap-Tons-HVAC-Chlr-Any-Com-Default>2yrs-Def-GSIA-DEER:HVAC_Chillers-Annual-SCE-cWtd-HVAC-SpaceCool-Chiller-Screw-None-Standard-Deem-DEER-None-UpDeemed-Com-ExAnte2020->= 150 tons-11.1-15.4
SWHC020 | Air-cooled Packaged Chiller | D | Air-Cooled Chiller, Standard Efficiency, >= 150 tons, CZ16 |  | Air-Cooled Chiller, >= 150 tons, 12.1 EER, 16.9 IPLV, CZ16 | NC | Com | Ex | CZ16 | Cap-Tons | Com | SCE | Any | >= 150 tons | 12.1 | 16.9 | 0.09 | 123 | 0 | 0 | 0 | 0 | 0 | 450.09 | 189.05 | 0 | 639.15 | 0 | 0 | 0 | None | HVAC-Chlr | NA | 20 | 0 | 0.09 | 123 | 0 | 0 | 0 | 0 | 0 | 0 | 0 | UpDeemed | Com-Default>2yrs | 0.6 | 0.6 |  | 0.6 | Def-GSIA | 1 | DEER:HVAC_Chillers | Annual |  |  |  |  | Standard | FALSE | ExAnte2020 | 0 | Chiller | Screw | HVAC | SpaceCool | cWtd | No | NA | None |  |  | Deem-DEER | Air-Cooled Chiller, >= 150 tons, 12.1 EER, 16.9 IPLV, CZ16 | SWHC020-NC-Com-CZ16-Ex-Cap-Tons-HVAC-Chlr-Any-Com-Default>2yrs-Def-GSIA-DEER:HVAC_Chillers-Annual-SCE-cWtd-HVAC-SpaceCool-Chiller-Screw-None-Standard-Deem-DEER-None-UpDeemed-Com-ExAnte2020->= 150 tons-12.1-16.9
SWHC020 | Air-cooled Packaged Chiller | D | Air-Cooled Chiller, Standard Efficiency, >= 150 tons, CZ16 |  | Air-Cooled Chiller, >= 150 tons, 12.1 EER, 16.9 IPLV, CZ16 | NR | Com | Ex | CZ16 | Cap-Tons | Com | SCE | Any | >= 150 tons | 12.1 | 16.9 | 0.09 | 123 | 0 | 0 | 0 | 0 | 0 | 450.09 | 189.05 | 0 | 639.15 | 0 | 0 | 0 | None | HVAC-Chlr | NA | 20 | 0 | 0.09 | 123 | 0 | 0 | 0 | 0 | 0 | 0 | 0 | UpDeemed | Com-Default>2yrs | 0.6 | 0.6 |  | 0.6 | Def-GSIA | 1 | DEER:HVAC_Chillers | Annual |  |  |  |  | Standard | FALSE | ExAnte2020 | 0 | Chiller | Screw | HVAC | SpaceCool | cWtd | No | NA | None |  |  | Deem-DEER | Air-Cooled Chiller, >= 150 tons, 12.1 EER, 16.9 IPLV, CZ16 | SWHC020-NR-Com-CZ16-Ex-Cap-Tons-HVAC-Chlr-Any-Com-Default>2yrs-Def-GSIA-DEER:HVAC_Chillers-Annual-SCE-cWtd-HVAC-SpaceCool-Chiller-Screw-None-Standard-Deem-DEER-None-UpDeemed-Com-ExAnte2020->= 150 tons-12.1-16.9

## permutations
Statewide Measure ID | Measure Name | Offering Id | First Base Case Description | Second Base Case Description | Measure Case Description | Measure Application Type | BldgType | BldgVint | BldgingLoc | NormUnit | Sector | Program Administrator Type |  | First Baseline - Peak Electric Demand Reduction | First Baseline - Electric Savings | First Baseline - Gas Savings | Second Baseline - Peak Electric Demand Reduction | Second Baseline - Electric Savings | Second Baseline - Gas Savings | First Baseline - Labor Cost | First Baseline - Material Cost | First Baseline - Incremental Cost | Measure - Labor Cost | Measure - Material Cost | Second Baseline - Labor Cost | Second Baseline - Material Cost | Second Baseline - Incremental Cost | Locational Cost Adjustment ID | Effective Useful Life ID | Remaining Useful Life ID | First Baseline - Life Cycle | Second Baseline - Life Cycle | First Baseline - UEC kW | First Baseline - UEC kWh | First Baseline - UEC Therm | Second Baseline - UEC kW | Second Baseline - UEC kWh | Second Baseline - UEC Therm | Measure UEC kW | Measure UEC kWh | Measure UEC Therm | Delivery Type | Net to Gross Ratio ID | NTGR kWh | NTG kW | NTG Therms | NTGR Cost | GSIA ID | GSIA Value | Electric Impact Profile ID | Gas Impact Profile ID | Market Effects Benefits | Market Effects Costs | Measure Inflation | Combustion Type | Measure Impact Calculation Type | Upstream Flag (True / False) | Version | Water Savings | Technology Group | Technology Type | Use Category | Use Subcategory | Building HVAC | Is IE factor applied? (Yes / No) | IE Table Name | Measure Qualifier | Energy Impact ID | Measure Cost ID | Measure Impact Type | OfferingDesc | Measure Detail ID
SWHC020 | Air-cooled Packaged Chiller | A | Air-Cooled Chiller, Standard Efficiency, < 150 tons, CZ01 | 0 | Air-Cooled Chiller, < 150 tons, 11.1 EER, 15.1 IPLV, CZ01 | NC | Com | Ex | CZ01 | Cap-Tons | Com | PGE | #N/A | 0.01 | 31.2 | 0 | 0 | 0 | 0 | 0 | 477.58 | 180.68 | 0 | 658.26 | 0 | 0 | 0 | None | HVAC-Chlr | NA | 20 | 0 | 0.01 | 31.2 | 0 | 0 | 0 | 0 | 0 | 0 | 0 | UpDeemed | Com-Default>2yrs | 0.6 | 0.6 | 0 | 0.6 | Def-GSIA | 1 | DEER:HVAC_Chillers | Annual | 0 | 0 | 0 | 0 | Standard | FALSE | ExAnte2020 | 0 | Chiller | Screw | HVAC | SpaceCool | cWtd | No | NA | None | 0 | 0 | Deem-DEER | Air-Cooled Chiller, < 150 tons, 11.1 EER, 15.1 IPLV, CZ01 | SWHC020-NC-Com-CZ01-Ex-Cap-Tons-HVAC-Chlr-Any-Com-Default>2yrs-Def-GSIA-DEER:HVAC_Chillers-Annual-PGE-cWtd-HVAC-SpaceCool-Chiller-Screw-None-Standard-Deem-DEER-None-UpDeemed-Com-ExAnte2020-< 150 tons-11.1-15.1
SWHC020 | Air-cooled Packaged Chiller | A | Air-Cooled Chiller, Standard Efficiency, < 150 tons, CZ01 | 0 | Air-Cooled Chiller, < 150 tons, 11.1 EER, 15.1 IPLV, CZ01 | NR | Com | Ex | CZ01 | Cap-Tons | Com | PGE | #N/A | 0.01 | 31.2 | 0 | 0 | 0 | 0 | 0 | 477.58 | 180.68 | 0 | 658.26 | 0 | 0 | 0 | None | HVAC-Chlr | NA | 20 | 0 | 0.01 | 31.2 | 0 | 0 | 0 | 0 | 0 | 0 | 0 | UpDeemed | Com-Default>2yrs | 0.6 | 0.6 | 0 | 0.6 | Def-GSIA | 1 | DEER:HVAC_Chillers | Annual | 0 | 0 | 0 | 0 | Standard | FALSE | ExAnte2020 | 0 | Chiller | Screw | HVAC | SpaceCool | cWtd | No | NA | None | 0 | 0 | Deem-DEER | Air-Cooled Chiller, < 150 tons, 11.1 EER, 15.1 IPLV, CZ01 | SWHC020-NR-Com-CZ01-Ex-Cap-Tons-HVAC-Chlr-Any-Com-Default>2yrs-Def-GSIA-DEER:HVAC_Chillers-Annual-PGE-cWtd-HVAC-SpaceCool-Chiller-Screw-None-Standard-Deem-DEER-None-UpDeemed-Com-ExAnte2020-< 150 tons-11.1-15.1
SWHC020 | Air-cooled Packaged Chiller | B | Air-Cooled Chiller, Standard Efficiency, < 150 tons, CZ01 | 0 | Air-Cooled Chiller, < 150 tons, 12.1 EER, 16.6 IPLV, CZ01 | NC | Com | Ex | CZ01 | Cap-Tons | Com | PGE | #N/A | 0.0184 | 57.2 | 0 | 0 | 0 | 0 | 0 | 477.58 | 326.08 | 0 | 803.66 | 0 | 0 | 0 | None | HVAC-Chlr | NA | 20 | 0 | 0.0184 | 57.2 | 0 | 0 | 0 | 0 | 0 | 0 | 0 | UpDeemed | Com-Default>2yrs | 0.6 | 0.6 | 0 | 0.6 | Def-GSIA | 1 | DEER:HVAC_Chillers | Annual | 0 | 0 | 0 | 0 | Standard | FALSE | ExAnte2020 | 0 | Chiller | Screw | HVAC | SpaceCool | cWtd | No | NA | None | 0 | 0 | Deem-DEER | Air-Cooled Chiller, < 150 tons, 12.1 EER, 16.6 IPLV, CZ01 | SWHC020-NC-Com-CZ01-Ex-Cap-Tons-HVAC-Chlr-Any-Com-Default>2yrs-Def-GSIA-DEER:HVAC_Chillers-Annual-PGE-cWtd-HVAC-SpaceCool-Chiller-Screw-None-Standard-Deem-DEER-None-UpDeemed-Com-ExAnte2020-< 150 tons-12.1-16.6
SWHC020 | Air-cooled Packaged Chiller | B | Air-Cooled Chiller, Standard Efficiency, < 150 tons, CZ01 | 0 | Air-Cooled Chiller, < 150 tons, 12.1 EER, 16.6 IPLV, CZ01 | NR | Com | Ex | CZ01 | Cap-Tons | Com | PGE | #N/A | 0.0184 | 57.2 | 0 | 0 | 0 | 0 | 0 | 477.58 | 326.08 | 0 | 803.66 | 0 | 0 | 0 | None | HVAC-Chlr | NA | 20 | 0 | 0.0184 | 57.2 | 0 | 0 | 0 | 0 | 0 | 0 | 0 | UpDeemed | Com-Default>2yrs | 0.6 | 0.6 | 0 | 0.6 | Def-GSIA | 1 | DEER:HVAC_Chillers | Annual | 0 | 0 | 0 | 0 | Standard | FALSE | ExAnte2020 | 0 | Chiller | Screw | HVAC | SpaceCool | cWtd | No | NA | None | 0 | 0 | Deem-DEER | Air-Cooled Chiller, < 150 tons, 12.1 EER, 16.6 IPLV, CZ01 | SWHC020-NR-Com-CZ01-Ex-Cap-Tons-HVAC-Chlr-Any-Com-Default>2yrs-Def-GSIA-DEER:HVAC_Chillers-Annual-PGE-cWtd-HVAC-SpaceCool-Chiller-Screw-None-Standard-Deem-DEER-None-UpDeemed-Com-ExAnte2020-< 150 tons-12.1-16.6
SWHC020 | Air-cooled Packaged Chiller | C | Air-Cooled Chiller, Standard Efficiency, >= 150 tons, CZ01 | 0 | Air-Cooled Chiller, >= 150 tons, 11.1 EER, 15.4 IPLV, CZ01 | NC | Com | Ex | CZ01 | Cap-Tons | Com | PGE | #N/A | 0.01 | 31.2 | 0 | 0 | 0 | 0 | 0 | 450.09 | 139.23 | 0 | 589.32 | 0 | 0 | 0 | None | HVAC-Chlr | NA | 20 | 0 | 0.01 | 31.2 | 0 | 0 | 0 | 0 | 0 | 0 | 0 | UpDeemed | Com-Default>2yrs | 0.6 | 0.6 | 0 | 0.6 | Def-GSIA | 1 | DEER:HVAC_Chillers | Annual | 0 | 0 | 0 | 0 | Standard | FALSE | ExAnte2020 | 0 | Chiller | Screw | HVAC | SpaceCool | cWtd | No | NA | None | 0 | 0 | Deem-DEER | Air-Cooled Chiller, >= 150 tons, 11.1 EER, 15.4 IPLV, CZ01 | SWHC020-NC-Com-CZ01-Ex-Cap-Tons-HVAC-Chlr-Any-Com-Default>2yrs-Def-GSIA-DEER:HVAC_Chillers-Annual-PGE-cWtd-HVAC-SpaceCool-Chiller-Screw-None-Standard-Deem-DEER-None-UpDeemed-Com-ExAnte2020->= 150 tons-11.1-15.4
SWHC020 | Air-cooled Packaged Chiller | C | Air-Cooled Chiller, Standard Efficiency, >= 150 tons, CZ01 | 0 | Air-Cooled Chiller, >= 150 tons, 11.1 EER, 15.4 IPLV, CZ01 | NR | Com | Ex | CZ01 | Cap-Tons | Com | PGE | #N/A | 0.01 | 31.2 | 0 | 0 | 0 | 0 | 0 | 450.09 | 139.23 | 0 | 589.32 | 0 | 0 | 0 | None | HVAC-Chlr | NA | 20 | 0 | 0.01 | 31.2 | 0 | 0 | 0 | 0 | 0 | 0 | 0 | UpDeemed | Com-Default>2yrs | 0.6 | 0.6 | 0 | 0.6 | Def-GSIA | 1 | DEER:HVAC_Chillers | Annual | 0 | 0 | 0 | 0 | Standard | FALSE | ExAnte2020 | 0 | Chiller | Screw | HVAC | SpaceCool | cWtd | No | NA | None | 0 | 0 | Deem-DEER | Air-Cooled Chiller, >= 150 tons, 11.1 EER, 15.4 IPLV, CZ01 | SWHC020-NR-Com-CZ01-Ex-Cap-Tons-HVAC-Chlr-Any-Com-Default>2yrs-Def-GSIA-DEER:HVAC_Chillers-Annual-PGE-cWtd-HVAC-SpaceCool-Chiller-Screw-None-Standard-Deem-DEER-None-UpDeemed-Com-ExAnte2020->= 150 tons-11.1-15.4
SWHC020 | Air-cooled Packaged Chiller | D | Air-Cooled Chiller, Standard Efficiency, >= 150 tons, CZ01 | 0 | Air-Cooled Chiller, >= 150 tons, 12.1 EER, 16.9 IPLV, CZ01 | NC | Com | Ex | CZ01 | Cap-Tons | Com | PGE | #N/A | 0.0184 | 57.2 | 0 | 0 | 0 | 0 | 0 | 450.09 | 189.05 | 0 | 639.15 | 0 | 0 | 0 | None | HVAC-Chlr | NA | 20 | 0 | 0.0184 | 57.2 | 0 | 0 | 0 | 0 | 0 | 0 | 0 | UpDeemed | Com-Default>2yrs | 0.6 | 0.6 | 0 | 0.6 | Def-GSIA | 1 | DEER:HVAC_Chillers | Annual | 0 | 0 | 0 | 0 | Standard | FALSE | ExAnte2020 | 0 | Chiller | Screw | HVAC | SpaceCool | cWtd | No | NA | None | 0 | 0 | Deem-DEER | Air-Cooled Chiller, >= 150 tons, 12.1 EER, 16.9 IPLV, CZ01 | SWHC020-NC-Com-CZ01-Ex-Cap-Tons-HVAC-Chlr-Any-Com-Default>2yrs-Def-GSIA-DEER:HVAC_Chillers-Annual-PGE-cWtd-HVAC-SpaceCool-Chiller-Screw-None-Standard-Deem-DEER-None-UpDeemed-Com-ExAnte2020->= 150 tons-12.1-16.9
SWHC020 | Air-cooled Packaged Chiller | D | Air-Cooled Chiller, Standard Efficiency, >= 150 tons, CZ01 | 0 | Air-Cooled Chiller, >= 150 tons, 12.1 EER, 16.9 IPLV, CZ01 | NR | Com | Ex | CZ01 | Cap-Tons | Com | PGE | #N/A | 0.0184 | 57.2 | 0 | 0 | 0 | 0 | 0 | 450.09 | 189.05 | 0 | 639.15 | 0 | 0 | 0 | None | HVAC-Chlr | NA | 20 | 0 | 0.0184 | 57.2 | 0 | 0 | 0 | 0 | 0 | 0 | 0 | UpDeemed | Com-Default>2yrs | 0.6 | 0.6 | 0 | 0.6 | Def-GSIA | 1 | DEER:HVAC_Chillers | Annual | 0 | 0 | 0 | 0 | Standard | FALSE | ExAnte2020 | 0 | Chiller | Screw | HVAC | SpaceCool | cWtd | No | NA | None | 0 | 0 | Deem-DEER | Air-Cooled Chiller, >= 150 tons, 12.1 EER, 16.9 IPLV, CZ01 | SWHC020-NR-Com-CZ01-Ex-Cap-Tons-HVAC-Chlr-Any-Com-Default>2yrs-Def-GSIA-DEER:HVAC_Chillers-Annual-PGE-cWtd-HVAC-SpaceCool-Chiller-Screw-None-Standard-Deem-DEER-None-UpDeemed-Com-ExAnte2020->= 150 tons-12.1-16.9
SWHC020 | Air-cooled Packaged Chiller | A | Air-Cooled Chiller, Standard Efficiency, < 150 tons, CZ02 | 0 | Air-Cooled Chiller, < 150 tons, 11.1 EER, 15.1 IPLV, CZ02 | NC | Com | Ex | CZ02 | Cap-Tons | Com | PGE | #N/A | 0.0376 | 75.5 | 0 | 0 | 0 | 0 | 0 | 477.58 | 180.68 | 0 | 658.26 | 0 | 0 | 0 | None | HVAC-Chlr | NA | 20 | 0 | 0.0376 | 75.5 | 0 | 0 | 0 | 0 | 0 | 0 | 0 | UpDeemed | Com-Default>2yrs | 0.6 | 0.6 | 0 | 0.6 | Def-GSIA | 1 | DEER:HVAC_Chillers | Annual | 0 | 0 | 0 | 0 | Standard | FALSE | ExAnte2020 | 0 | Chiller | Screw | HVAC | SpaceCool | cWtd | No | NA | None | 0 | 0 | Deem-DEER | Air-Cooled Chiller, < 150 tons, 11.1 EER, 15.1 IPLV, CZ02 | SWHC020-NC-Com-CZ02-Ex-Cap-Tons-HVAC-Chlr-Any-Com-Default>2yrs-Def-GSIA-DEER:HVAC_Chillers-Annual-PGE-cWtd-HVAC-SpaceCool-Chiller-Screw-None-Standard-Deem-DEER-None-UpDeemed-Com-ExAnte2020-< 150 tons-11.1-15.1
SWHC020 | Air-cooled Packaged Chiller | A | Air-Cooled Chiller, Standard Efficiency, < 150 tons, CZ02 | 0 | Air-Cooled Chiller, < 150 tons, 11.1 EER, 15.1 IPLV, CZ02 | NR | Com | Ex | CZ02 | Cap-Tons | Com | PGE | #N/A | 0.0376 | 75.5 | 0 | 0 | 0 | 0 | 0 | 477.58 | 180.68 | 0 | 658.26 | 0 | 0 | 0 | None | HVAC-Chlr | NA | 20 | 0 | 0.0376 | 75.5 | 0 | 0 | 0 | 0 | 0 | 0 | 0 | UpDeemed | Com-Default>2yrs | 0.6 | 0.6 | 0 | 0.6 | Def-GSIA | 1 | DEER:HVAC_Chillers | Annual | 0 | 0 | 0 | 0 | Standard | FALSE | ExAnte2020 | 0 | Chiller | Screw | HVAC | SpaceCool | cWtd | No | NA | None | 0 | 0 | Deem-DEER | Air-Cooled Chiller, < 150 tons, 11.1 EER, 15.1 IPLV, CZ02 | SWHC020-NR-Com-CZ02-Ex-Cap-Tons-HVAC-Chlr-Any-Com-Default>2yrs-Def-GSIA-DEER:HVAC_Chillers-Annual-PGE-cWtd-HVAC-SpaceCool-Chiller-Screw-None-Standard-Deem-DEER-None-UpDeemed-Com-ExAnte2020-< 150 tons-11.1-15.1
SWHC020 | Air-cooled Packaged Chiller | B | Air-Cooled Chiller, Standard Efficiency, < 150 tons, CZ02 | 0 | Air-Cooled Chiller, < 150 tons, 12.1 EER, 16.6 IPLV, CZ02 | NC | Com | Ex | CZ02 | Cap-Tons | Com | PGE | #N/A | 0.069 | 139 | 0 | 0 | 0 | 0 | 0 | 477.58 | 326.08 | 0 | 803.66 | 0 | 0 | 0 | None | HVAC-Chlr | NA | 20 | 0 | 0.069 | 139 | 0 | 0 | 0 | 0 | 0 | 0 | 0 | UpDeemed | Com-Default>2yrs | 0.6 | 0.6 | 0 | 0.6 | Def-GSIA | 1 | DEER:HVAC_Chillers | Annual | 0 | 0 | 0 | 0 | Standard | FALSE | ExAnte2020 | 0 | Chiller | Screw | HVAC | SpaceCool | cWtd | No | NA | None | 0 | 0 | Deem-DEER | Air-Cooled Chiller, < 150 tons, 12.1 EER, 16.6 IPLV, CZ02 | SWHC020-NC-Com-CZ02-Ex-Cap-Tons-HVAC-Chlr-Any-Com-Default>2yrs-Def-GSIA-DEER:HVAC_Chillers-Annual-PGE-cWtd-HVAC-SpaceCool-Chiller-Screw-None-Standard-Deem-DEER-None-UpDeemed-Com-ExAnte2020-< 150 tons-12.1-16.6
SWHC020 | Air-cooled Packaged Chiller | B | Air-Cooled Chiller, Standard Efficiency, < 150 tons, CZ02 | 0 | Air-Cooled Chiller, < 150 tons, 12.1 EER, 16.6 IPLV, CZ02 | NR | Com | Ex | CZ02 | Cap-Tons | Com | PGE | #N/A | 0.069 | 139 | 0 | 0 | 0 | 0 | 0 | 477.58 | 326.08 | 0 | 803.66 | 0 | 0 | 0 | None | HVAC-Chlr | NA | 20 | 0 | 0.069 | 139 | 0 | 0 | 0 | 0 | 0 | 0 | 0 | UpDeemed | Com-Default>2yrs | 0.6 | 0.6 | 0 | 0.6 | Def-GSIA | 1 | DEER:HVAC_Chillers | Annual | 0 | 0 | 0 | 0 | Standard | FALSE | ExAnte2020 | 0 | Chiller | Screw | HVAC | SpaceCool | cWtd | No | NA | None | 0 | 0 | Deem-DEER | Air-Cooled Chiller, < 150 tons, 12.1 EER, 16.6 IPLV, CZ02 | SWHC020-NR-Com-CZ02-Ex-Cap-Tons-HVAC-Chlr-Any-Com-Default>2yrs-Def-GSIA-DEER:HVAC_Chillers-Annual-PGE-cWtd-HVAC-SpaceCool-Chiller-Screw-None-Standard-Deem-DEER-None-UpDeemed-Com-ExAnte2020-< 150 tons-12.1-16.6
SWHC020 | Air-cooled Packaged Chiller | C | Air-Cooled Chiller, Standard Efficiency, >= 150 tons, CZ02 | 0 | Air-Cooled Chiller, >= 150 tons, 11.1 EER, 15.4 IPLV, CZ02 | NC | Com | Ex | CZ02 | Cap-Tons | Com | PGE | #N/A | 0.0376 | 75.5 | 0 | 0 | 0 | 0 | 0 | 450.09 | 139.23 | 0 | 589.32 | 0 | 0 | 0 | None | HVAC-Chlr | NA | 20 | 0 | 0.0376 | 75.5 | 0 | 0 | 0 | 0 | 0 | 0 | 0 | UpDeemed | Com-Default>2yrs | 0.6 | 0.6 | 0 | 0.6 | Def-GSIA | 1 | DEER:HVAC_Chillers | Annual | 0 | 0 | 0 | 0 | Standard | FALSE | ExAnte2020 | 0 | Chiller | Screw | HVAC | SpaceCool | cWtd | No | NA | None | 0 | 0 | Deem-DEER | Air-Cooled Chiller, >= 150 tons, 11.1 EER, 15.4 IPLV, CZ02 | SWHC020-NC-Com-CZ02-Ex-Cap-Tons-HVAC-Chlr-Any-Com-Default>2yrs-Def-GSIA-DEER:HVAC_Chillers-Annual-PGE-cWtd-HVAC-SpaceCool-Chiller-Screw-None-Standard-Deem-DEER-None-UpDeemed-Com-ExAnte2020->= 150 tons-11.1-15.4
SWHC020 | Air-cooled Packaged Chiller | C | Air-Cooled Chiller, Standard Efficiency, >= 150 tons, CZ02 | 0 | Air-Cooled Chiller, >= 150 tons, 11.1 EER, 15.4 IPLV, CZ02 | NR | Com | Ex | CZ02 | Cap-Tons | Com | PGE | #N/A | 0.0376 | 75.5 | 0 | 0 | 0 | 0 | 0 | 450.09 | 139.23 | 0 | 589.32 | 0 | 0 | 0 | None | HVAC-Chlr | NA | 20 | 0 | 0.0376 | 75.5 | 0 | 0 | 0 | 0 | 0 | 0 | 0 | UpDeemed | Com-Default>2yrs | 0.6 | 0.6 | 0 | 0.6 | Def-GSIA | 1 | DEER:HVAC_Chillers | Annual | 0 | 0 | 0 | 0 | Standard | FALSE | ExAnte2020 | 0 | Chiller | Screw | HVAC | SpaceCool | cWtd | No | NA | None | 0 | 0 | Deem-DEER | Air-Cooled Chiller, >= 150 tons, 11.1 EER, 15.4 IPLV, CZ02 | SWHC020-NR-Com-CZ02-Ex-Cap-Tons-HVAC-Chlr-Any-Com-Default>2yrs-Def-GSIA-DEER:HVAC_Chillers-Annual-PGE-cWtd-HVAC-SpaceCool-Chiller-Screw-None-Standard-Deem-DEER-None-UpDeemed-Com-ExAnte2020->= 150 tons-11.1-15.4
SWHC020 | Air-cooled Packaged Chiller | D | Air-Cooled Chiller, Standard Efficiency, >= 150 tons, CZ02 | 0 | Air-Cooled Chiller, >= 150 tons, 12.1 EER, 16.9 IPLV, CZ02 | NC | Com | Ex | CZ02 | Cap-Tons | Com | PGE | #N/A | 0.069 | 139 | 0 | 0 | 0 | 0 | 0 | 450.09 | 189.05 | 0 | 639.15 | 0 | 0 | 0 | None | HVAC-Chlr | NA | 20 | 0 | 0.069 | 139 | 0 | 0 | 0 | 0 | 0 | 0 | 0 | UpDeemed | Com-Default>2yrs | 0.6 | 0.6 | 0 | 0.6 | Def-GSIA | 1 | DEER:HVAC_Chillers | Annual | 0 | 0 | 0 | 0 | Standard | FALSE | ExAnte2020 | 0 | Chiller | Screw | HVAC | SpaceCool | cWtd | No | NA | None | 0 | 0 | Deem-DEER | Air-Cooled Chiller, >= 150 tons, 12.1 EER, 16.9 IPLV, CZ02 | SWHC020-NC-Com-CZ02-Ex-Cap-Tons-HVAC-Chlr-Any-Com-Default>2yrs-Def-GSIA-DEER:HVAC_Chillers-Annual-PGE-cWtd-HVAC-SpaceCool-Chiller-Screw-None-Standard-Deem-DEER-None-UpDeemed-Com-ExAnte2020->= 150 tons-12.1-16.9
SWHC020 | Air-cooled Packaged Chiller | D | Air-Cooled Chiller, Standard Efficiency, >= 150 tons, CZ02 | 0 | Air-Cooled Chiller, >= 150 tons, 12.1 EER, 16.9 IPLV, CZ02 | NR | Com | Ex | CZ02 | Cap-Tons | Com | PGE | #N/A | 0.069 | 139 | 0 | 0 | 0 | 0 | 0 | 450.09 | 189.05 | 0 | 639.15 | 0 | 0 | 0 | None | HVAC-Chlr | NA | 20 | 0 | 0.069 | 139 | 0 | 0 | 0 | 0 | 0 | 0 | 0 | UpDeemed | Com-Default>2yrs | 0.6 | 0.6 | 0 | 0.6 | Def-GSIA | 1 | DEER:HVAC_Chillers | Annual | 0 | 0 | 0 | 0 | Standard | FALSE | ExAnte2020 | 0 | Chiller | Screw | HVAC | SpaceCool | cWtd | No | NA | None | 0 | 0 | Deem-DEER | Air-Cooled Chiller, >= 150 tons, 12.1 EER, 16.9 IPLV, CZ02 | SWHC020-NR-Com-CZ02-Ex-Cap-Tons-HVAC-Chlr-Any-Com-Default>2yrs-Def-GSIA-DEER:HVAC_Chillers-Annual-PGE-cWtd-HVAC-SpaceCool-Chiller-Screw-None-Standard-Deem-DEER-None-UpDeemed-Com-ExAnte2020->= 150 tons-12.1-16.9
SWHC020 | Air-cooled Packaged Chiller | A | Air-Cooled Chiller, Standard Efficiency, < 150 tons, CZ03 | 0 | Air-Cooled Chiller, < 150 tons, 11.1 EER, 15.1 IPLV, CZ03 | NC | Com | Ex | CZ03 | Cap-Tons | Com | PGE | #N/A | 0.0203 | 62.4 | 0 | 0 | 0 | 0 | 0 | 477.58 | 180.68 | 0 | 658.26 | 0 | 0 | 0 | None | HVAC-Chlr | NA | 20 | 0 | 0.0203 | 62.4 | 0 | 0 | 0 | 0 | 0 | 0 | 0 | UpDeemed | Com-Default>2yrs | 0.6 | 0.6 | 0 | 0.6 | Def-GSIA | 1 | DEER:HVAC_Chillers | Annual | 0 | 0 | 0 | 0 | Standard | FALSE | ExAnte2020 | 0 | Chiller | Screw | HVAC | SpaceCool | cWtd | No | NA | None | 0 | 0 | Deem-DEER | Air-Cooled Chiller, < 150 tons, 11.1 EER, 15.1 IPLV, CZ03 | SWHC020-NC-Com-CZ03-Ex-Cap-Tons-HVAC-Chlr-Any-Com-Default>2yrs-Def-GSIA-DEER:HVAC_Chillers-Annual-PGE-cWtd-HVAC-SpaceCool-Chiller-Screw-None-Standard-Deem-DEER-None-UpDeemed-Com-ExAnte2020-< 150 tons-11.1-15.1
SWHC020 | Air-cooled Packaged Chiller | A | Air-Cooled Chiller, Standard Efficiency, < 150 tons, CZ03 | 0 | Air-Cooled Chiller, < 150 tons, 11.1 EER, 15.1 IPLV, CZ03 | NR | Com | Ex | CZ03 | Cap-Tons | Com | PGE | #N/A | 0.0203 | 62.4 | 0 | 0 | 0 | 0 | 0 | 477.58 | 180.68 | 0 | 658.26 | 0 | 0 | 0 | None | HVAC-Chlr | NA | 20 | 0 | 0.0203 | 62.4 | 0 | 0 | 0 | 0 | 0 | 0 | 0 | UpDeemed | Com-Default>2yrs | 0.6 | 0.6 | 0 | 0.6 | Def-GSIA | 1 | DEER:HVAC_Chillers | Annual | 0 | 0 | 0 | 0 | Standard | FALSE | ExAnte2020 | 0 | Chiller | Screw | HVAC | SpaceCool | cWtd | No | NA | None | 0 | 0 | Deem-DEER | Air-Cooled Chiller, < 150 tons, 11.1 EER, 15.1 IPLV, CZ03 | SWHC020-NR-Com-CZ03-Ex-Cap-Tons-HVAC-Chlr-Any-Com-Default>2yrs-Def-GSIA-DEER:HVAC_Chillers-Annual-PGE-cWtd-HVAC-SpaceCool-Chiller-Screw-None-Standard-Deem-DEER-None-UpDeemed-Com-ExAnte2020-< 150 tons-11.1-15.1
SWHC020 | Air-cooled Packaged Chiller | B | Air-Cooled Chiller, Standard Efficiency, < 150 tons, CZ03 | 0 | Air-Cooled Chiller, < 150 tons, 12.1 EER, 16.6 IPLV, CZ03 | NC | Com | Ex | CZ03 | Cap-Tons | Com | PGE | #N/A | 0.0373 | 115 | 0 | 0 | 0 | 0 | 0 | 477.58 | 326.08 | 0 | 803.66 | 0 | 0 | 0 | None | HVAC-Chlr | NA | 20 | 0 | 0.0373 | 115 | 0 | 0 | 0 | 0 | 0 | 0 | 0 | UpDeemed | Com-Default>2yrs | 0.6 | 0.6 | 0 | 0.6 | Def-GSIA | 1 | DEER:HVAC_Chillers | Annual | 0 | 0 | 0 | 0 | Standard | FALSE | ExAnte2020 | 0 | Chiller | Screw | HVAC | SpaceCool | cWtd | No | NA | None | 0 | 0 | Deem-DEER | Air-Cooled Chiller, < 150 tons, 12.1 EER, 16.6 IPLV, CZ03 | SWHC020-NC-Com-CZ03-Ex-Cap-Tons-HVAC-Chlr-Any-Com-Default>2yrs-Def-GSIA-DEER:HVAC_Chillers-Annual-PGE-cWtd-HVAC-SpaceCool-Chiller-Screw-None-Standard-Deem-DEER-None-UpDeemed-Com-ExAnte2020-< 150 tons-12.1-16.6
SWHC020 | Air-cooled Packaged Chiller | B | Air-Cooled Chiller, Standard Efficiency, < 150 tons, CZ03 | 0 | Air-Cooled Chiller, < 150 tons, 12.1 EER, 16.6 IPLV, CZ03 | NR | Com | Ex | CZ03 | Cap-Tons | Com | PGE | #N/A | 0.0373 | 115 | 0 | 0 | 0 | 0 | 0 | 477.58 | 326.08 | 0 | 803.66 | 0 | 0 | 0 | None | HVAC-Chlr | NA | 20 | 0 | 0.0373 | 115 | 0 | 0 | 0 | 0 | 0 | 0 | 0 | UpDeemed | Com-Default>2yrs | 0.6 | 0.6 | 0 | 0.6 | Def-GSIA | 1 | DEER:HVAC_Chillers | Annual | 0 | 0 | 0 | 0 | Standard | FALSE | ExAnte2020 | 0 | Chiller | Screw | HVAC | SpaceCool | cWtd | No | NA | None | 0 | 0 | Deem-DEER | Air-Cooled Chiller, < 150 tons, 12.1 EER, 16.6 IPLV, CZ03 | SWHC020-NR-Com-CZ03-Ex-Cap-Tons-HVAC-Chlr-Any-Com-Default>2yrs-Def-GSIA-DEER:HVAC_Chillers-Annual-PGE-cWtd-HVAC-SpaceCool-Chiller-Screw-None-Standard-Deem-DEER-None-UpDeemed-Com-ExAnte2020-< 150 tons-12.1-16.6
SWHC020 | Air-cooled Packaged Chiller | C | Air-Cooled Chiller, Standard Efficiency, >= 150 tons, CZ03 | 0 | Air-Cooled Chiller, >= 150 tons, 11.1 EER, 15.4 IPLV, CZ03 | NC | Com | Ex | CZ03 | Cap-Tons | Com | PGE | #N/A | 0.0203 | 62.4 | 0 | 0 | 0 | 0 | 0 | 450.09 | 139.23 | 0 | 589.32 | 0 | 0 | 0 | None | HVAC-Chlr | NA | 20 | 0 | 0.0203 | 62.4 | 0 | 0 | 0 | 0 | 0 | 0 | 0 | UpDeemed | Com-Default>2yrs | 0.6 | 0.6 | 0 | 0.6 | Def-GSIA | 1 | DEER:HVAC_Chillers | Annual | 0 | 0 | 0 | 0 | Standard | FALSE | ExAnte2020 | 0 | Chiller | Screw | HVAC | SpaceCool | cWtd | No | NA | None | 0 | 0 | Deem-DEER | Air-Cooled Chiller, >= 150 tons, 11.1 EER, 15.4 IPLV, CZ03 | SWHC020-NC-Com-CZ03-Ex-Cap-Tons-HVAC-Chlr-Any-Com-Default>2yrs-Def-GSIA-DEER:HVAC_Chillers-Annual-PGE-cWtd-HVAC-SpaceCool-Chiller-Screw-None-Standard-Deem-DEER-None-UpDeemed-Com-ExAnte2020->= 150 tons-11.1-15.4
SWHC020 | Air-cooled Packaged Chiller | C | Air-Cooled Chiller, Standard Efficiency, >= 150 tons, CZ03 | 0 | Air-Cooled Chiller, >= 150 tons, 11.1 EER, 15.4 IPLV, CZ03 | NR | Com | Ex | CZ03 | Cap-Tons | Com | PGE | #N/A | 0.0203 | 62.4 | 0 | 0 | 0 | 0 | 0 | 450.09 | 139.23 | 0 | 589.32 | 0 | 0 | 0 | None | HVAC-Chlr | NA | 20 | 0 | 0.0203 | 62.4 | 0 | 0 | 0 | 0 | 0 | 0 | 0 | UpDeemed | Com-Default>2yrs | 0.6 | 0.6 | 0 | 0.6 | Def-GSIA | 1 | DEER:HVAC_Chillers | Annual | 0 | 0 | 0 | 0 | Standard | FALSE | ExAnte2020 | 0 | Chiller | Screw | HVAC | SpaceCool | cWtd | No | NA | None | 0 | 0 | Deem-DEER | Air-Cooled Chiller, >= 150 tons, 11.1 EER, 15.4 IPLV, CZ03 | SWHC020-NR-Com-CZ03-Ex-Cap-Tons-HVAC-Chlr-Any-Com-Default>2yrs-Def-GSIA-DEER:HVAC_Chillers-Annual-PGE-cWtd-HVAC-SpaceCool-Chiller-Screw-None-Standard-Deem-DEER-None-UpDeemed-Com-ExAnte2020->= 150 tons-11.1-15.4
SWHC020 | Air-cooled Packaged Chiller | D | Air-Cooled Chiller, Standard Efficiency, >= 150 tons, CZ03 | 0 | Air-Cooled Chiller, >= 150 tons, 12.1 EER, 16.9 IPLV, CZ03 | NC | Com | Ex | CZ03 | Cap-Tons | Com | PGE | #N/A | 0.0373 | 115 | 0 | 0 | 0 | 0 | 0 | 450.09 | 189.05 | 0 | 639.15 | 0 | 0 | 0 | None | HVAC-Chlr | NA | 20 | 0 | 0.0373 | 115 | 0 | 0 | 0 | 0 | 0 | 0 | 0 | UpDeemed | Com-Default>2yrs | 0.6 | 0.6 | 0 | 0.6 | Def-GSIA | 1 | DEER:HVAC_Chillers | Annual | 0 | 0 | 0 | 0 | Standard | FALSE | ExAnte2020 | 0 | Chiller | Screw | HVAC | SpaceCool | cWtd | No | NA | None | 0 | 0 | Deem-DEER | Air-Cooled Chiller, >= 150 tons, 12.1 EER, 16.9 IPLV, CZ03 | SWHC020-NC-Com-CZ03-Ex-Cap-Tons-HVAC-Chlr-Any-Com-Default>2yrs-Def-GSIA-DEER:HVAC_Chillers-Annual-PGE-cWtd-HVAC-SpaceCool-Chiller-Screw-None-Standard-Deem-DEER-None-UpDeemed-Com-ExAnte2020->= 150 tons-12.1-16.9
SWHC020 | Air-cooled Packaged Chiller | D | Air-Cooled Chiller, Standard Efficiency, >= 150 tons, CZ03 | 0 | Air-Cooled Chiller, >= 150 tons, 12.1 EER, 16.9 IPLV, CZ03 | NR | Com | Ex | CZ03 | Cap-Tons | Com | PGE | #N/A | 0.0373 | 115 | 0 | 0 | 0 | 0 | 0 | 450.09 | 189.05 | 0 | 639.15 | 0 | 0 | 0 | None | HVAC-Chlr | NA | 20 | 0 | 0.0373 | 115 | 0 | 0 | 0 | 0 | 0 | 0 | 0 | UpDeemed | Com-Default>2yrs | 0.6 | 0.6 | 0 | 0.6 | Def-GSIA | 1 | DEER:HVAC_Chillers | Annual | 0 | 0 | 0 | 0 | Standard | FALSE | ExAnte2020 | 0 | Chiller | Screw | HVAC | SpaceCool | cWtd | No | NA | None | 0 | 0 | Deem-DEER | Air-Cooled Chiller, >= 150 tons, 12.1 EER, 16.9 IPLV, CZ03 | SWHC020-NR-Com-CZ03-Ex-Cap-Tons-HVAC-Chlr-Any-Com-Default>2yrs-Def-GSIA-DEER:HVAC_Chillers-Annual-PGE-cWtd-HVAC-SpaceCool-Chiller-Screw-None-Standard-Deem-DEER-None-UpDeemed-Com-ExAnte2020->= 150 tons-12.1-16.9
SWHC020 | Air-cooled Packaged Chiller | A | Air-Cooled Chiller, Standard Efficiency, < 150 tons, CZ04 | 0 | Air-Cooled Chiller, < 150 tons, 11.1 EER, 15.1 IPLV, CZ04 | NC | Com | Ex | CZ04 | Cap-Tons | Com | PGE | #N/A | 0.0426 | 88 | 0 | 0 | 0 | 0 | 0 | 477.58 | 180.68 | 0 | 658.26 | 0 | 0 | 0 | None | HVAC-Chlr | NA | 20 | 0 | 0.0426 | 88 | 0 | 0 | 0 | 0 | 0 | 0 | 0 | UpDeemed | Com-Default>2yrs | 0.6 | 0.6 | 0 | 0.6 | Def-GSIA | 1 | DEER:HVAC_Chillers | Annual | 0 | 0 | 0 | 0 | Standard | FALSE | ExAnte2020 | 0 | Chiller | Screw | HVAC | SpaceCool | cWtd | No | NA | None | 0 | 0 | Deem-DEER | Air-Cooled Chiller, < 150 tons, 11.1 EER, 15.1 IPLV, CZ04 | SWHC020-NC-Com-CZ04-Ex-Cap-Tons-HVAC-Chlr-Any-Com-Default>2yrs-Def-GSIA-DEER:HVAC_Chillers-Annual-PGE-cWtd-HVAC-SpaceCool-Chiller-Screw-None-Standard-Deem-DEER-None-UpDeemed-Com-ExAnte2020-< 150 tons-11.1-15.1
SWHC020 | Air-cooled Packaged Chiller | A | Air-Cooled Chiller, Standard Efficiency, < 150 tons, CZ04 | 0 | Air-Cooled Chiller, < 150 tons, 11.1 EER, 15.1 IPLV, CZ04 | NR | Com | Ex | CZ04 | Cap-Tons | Com | PGE | #N/A | 0.0426 | 88 | 0 | 0 | 0 | 0 | 0 | 477.58 | 180.68 | 0 | 658.26 | 0 | 0 | 0 | None | HVAC-Chlr | NA | 20 | 0 | 0.0426 | 88 | 0 | 0 | 0 | 0 | 0 | 0 | 0 | UpDeemed | Com-Default>2yrs | 0.6 | 0.6 | 0 | 0.6 | Def-GSIA | 1 | DEER:HVAC_Chillers | Annual | 0 | 0 | 0 | 0 | Standard | FALSE | ExAnte2020 | 0 | Chiller | Screw | HVAC | SpaceCool | cWtd | No | NA | None | 0 | 0 | Deem-DEER | Air-Cooled Chiller, < 150 tons, 11.1 EER, 15.1 IPLV, CZ04 | SWHC020-NR-Com-CZ04-Ex-Cap-Tons-HVAC-Chlr-Any-Com-Default>2yrs-Def-GSIA-DEER:HVAC_Chillers-Annual-PGE-cWtd-HVAC-SpaceCool-Chiller-Screw-None-Standard-Deem-DEER-None-UpDeemed-Com-ExAnte2020-< 150 tons-11.1-15.1
SWHC020 | Air-cooled Packaged Chiller | B | Air-Cooled Chiller, Standard Efficiency, < 150 tons, CZ04 | 0 | Air-Cooled Chiller, < 150 tons, 12.1 EER, 16.6 IPLV, CZ04 | NC | Com | Ex | CZ04 | Cap-Tons | Com | PGE | #N/A | 0.0781 | 162 | 0 | 0 | 0 | 0 | 0 | 477.58 | 326.08 | 0 | 803.66 | 0 | 0 | 0 | None | HVAC-Chlr | NA | 20 | 0 | 0.0781 | 162 | 0 | 0 | 0 | 0 | 0 | 0 | 0 | UpDeemed | Com-Default>2yrs | 0.6 | 0.6 | 0 | 0.6 | Def-GSIA | 1 | DEER:HVAC_Chillers | Annual | 0 | 0 | 0 | 0 | Standard | FALSE | ExAnte2020 | 0 | Chiller | Screw | HVAC | SpaceCool | cWtd | No | NA | None | 0 | 0 | Deem-DEER | Air-Cooled Chiller, < 150 tons, 12.1 EER, 16.6 IPLV, CZ04 | SWHC020-NC-Com-CZ04-Ex-Cap-Tons-HVAC-Chlr-Any-Com-Default>2yrs-Def-GSIA-DEER:HVAC_Chillers-Annual-PGE-cWtd-HVAC-SpaceCool-Chiller-Screw-None-Standard-Deem-DEER-None-UpDeemed-Com-ExAnte2020-< 150 tons-12.1-16.6
SWHC020 | Air-cooled Packaged Chiller | B | Air-Cooled Chiller, Standard Efficiency, < 150 tons, CZ04 | 0 | Air-Cooled Chiller, < 150 tons, 12.1 EER, 16.6 IPLV, CZ04 | NR | Com | Ex | CZ04 | Cap-Tons | Com | PGE | #N/A | 0.0781 | 162 | 0 | 0 | 0 | 0 | 0 | 477.58 | 326.08 | 0 | 803.66 | 0 | 0 | 0 | None | HVAC-Chlr | NA | 20 | 0 | 0.0781 | 162 | 0 | 0 | 0 | 0 | 0 | 0 | 0 | UpDeemed | Com-Default>2yrs | 0.6 | 0.6 | 0 | 0.6 | Def-GSIA | 1 | DEER:HVAC_Chillers | Annual | 0 | 0 | 0 | 0 | Standard | FALSE | ExAnte2020 | 0 | Chiller | Screw | HVAC | SpaceCool | cWtd | No | NA | None | 0 | 0 | Deem-DEER | Air-Cooled Chiller, < 150 tons, 12.1 EER, 16.6 IPLV, CZ04 | SWHC020-NR-Com-CZ04-Ex-Cap-Tons-HVAC-Chlr-Any-Com-Default>2yrs-Def-GSIA-DEER:HVAC_Chillers-Annual-PGE-cWtd-HVAC-SpaceCool-Chiller-Screw-None-Standard-Deem-DEER-None-UpDeemed-Com-ExAnte2020-< 150 tons-12.1-16.6
SWHC020 | Air-cooled Packaged Chiller | C | Air-Cooled Chiller, Standard Efficiency, >= 150 tons, CZ04 | 0 | Air-Cooled Chiller, >= 150 tons, 11.1 EER, 15.4 IPLV, CZ04 | NC | Com | Ex | CZ04 | Cap-Tons | Com | PGE | #N/A | 0.0426 | 88 | 0 | 0 | 0 | 0 | 0 | 450.09 | 139.23 | 0 | 589.32 | 0 | 0 | 0 | None | HVAC-Chlr | NA | 20 | 0 | 0.0426 | 88 | 0 | 0 | 0 | 0 | 0 | 0 | 0 | UpDeemed | Com-Default>2yrs | 0.6 | 0.6 | 0 | 0.6 | Def-GSIA | 1 | DEER:HVAC_Chillers | Annual | 0 | 0 | 0 | 0 | Standard | FALSE | ExAnte2020 | 0 | Chiller | Screw | HVAC | SpaceCool | cWtd | No | NA | None | 0 | 0 | Deem-DEER | Air-Cooled Chiller, >= 150 tons, 11.1 EER, 15.4 IPLV, CZ04 | SWHC020-NC-Com-CZ04-Ex-Cap-Tons-HVAC-Chlr-Any-Com-Default>2yrs-Def-GSIA-DEER:HVAC_Chillers-Annual-PGE-cWtd-HVAC-SpaceCool-Chiller-Screw-None-Standard-Deem-DEER-None-UpDeemed-Com-ExAnte2020->= 150 tons-11.1-15.4
SWHC020 | Air-cooled Packaged Chiller | C | Air-Cooled Chiller, Standard Efficiency, >= 150 tons, CZ04 | 0 | Air-Cooled Chiller, >= 150 tons, 11.1 EER, 15.4 IPLV, CZ04 | NR | Com | Ex | CZ04 | Cap-Tons | Com | PGE | #N/A | 0.0426 | 88 | 0 | 0 | 0 | 0 | 0 | 450.09 | 139.23 | 0 | 589.32 | 0 | 0 | 0 | None | HVAC-Chlr | NA | 20 | 0 | 0.0426 | 88 | 0 | 0 | 0 | 0 | 0 | 0 | 0 | UpDeemed | Com-Default>2yrs | 0.6 | 0.6 | 0 | 0.6 | Def-GSIA | 1 | DEER:HVAC_Chillers | Annual | 0 | 0 | 0 | 0 | Standard | FALSE | ExAnte2020 | 0 | Chiller | Screw | HVAC | SpaceCool | cWtd | No | NA | None | 0 | 0 | Deem-DEER | Air-Cooled Chiller, >= 150 tons, 11.1 EER, 15.4 IPLV, CZ04 | SWHC020-NR-Com-CZ04-Ex-Cap-Tons-HVAC-Chlr-Any-Com-Default>2yrs-Def-GSIA-DEER:HVAC_Chillers-Annual-PGE-cWtd-HVAC-SpaceCool-Chiller-Screw-None-Standard-Deem-DEER-None-UpDeemed-Com-ExAnte2020->= 150 tons-11.1-15.4
SWHC020 | Air-cooled Packaged Chiller | D | Air-Cooled Chiller, Standard Efficiency, >= 150 tons, CZ04 | 0 | Air-Cooled Chiller, >= 150 tons, 12.1 EER, 16.9 IPLV, CZ04 | NC | Com | Ex | CZ04 | Cap-Tons | Com | PGE | #N/A | 0.0781 | 162 | 0 | 0 | 0 | 0 | 0 | 450.09 | 189.05 | 0 | 639.15 | 0 | 0 | 0 | None | HVAC-Chlr | NA | 20 | 0 | 0.0781 | 162 | 0 | 0 | 0 | 0 | 0 | 0 | 0 | UpDeemed | Com-Default>2yrs | 0.6 | 0.6 | 0 | 0.6 | Def-GSIA | 1 | DEER:HVAC_Chillers | Annual | 0 | 0 | 0 | 0 | Standard | FALSE | ExAnte2020 | 0 | Chiller | Screw | HVAC | SpaceCool | cWtd | No | NA | None | 0 | 0 | Deem-DEER | Air-Cooled Chiller, >= 150 tons, 12.1 EER, 16.9 IPLV, CZ04 | SWHC020-NC-Com-CZ04-Ex-Cap-Tons-HVAC-Chlr-Any-Com-Default>2yrs-Def-GSIA-DEER:HVAC_Chillers-Annual-PGE-cWtd-HVAC-SpaceCool-Chiller-Screw-None-Standard-Deem-DEER-None-UpDeemed-Com-ExAnte2020->= 150 tons-12.1-16.9
SWHC020 | Air-cooled Packaged Chiller | D | Air-Cooled Chiller, Standard Efficiency, >= 150 tons, CZ04 | 0 | Air-Cooled Chiller, >= 150 tons, 12.1 EER, 16.9 IPLV, CZ04 | NR | Com | Ex | CZ04 | Cap-Tons | Com | PGE | #N/A | 0.0781 | 162 | 0 | 0 | 0 | 0 | 0 | 450.09 | 189.05 | 0 | 639.15 | 0 | 0 | 0 | None | HVAC-Chlr | NA | 20 | 0 | 0.0781 | 162 | 0 | 0 | 0 | 0 | 0 | 0 | 0 | UpDeemed | Com-Default>2yrs | 0.6 | 0.6 | 0 | 0.6 | Def-GSIA | 1 | DEER:HVAC_Chillers | Annual | 0 | 0 | 0 | 0 | Standard | FALSE | ExAnte2020 | 0 | Chiller | Screw | HVAC | SpaceCool | cWtd | No | NA | None | 0 | 0 | Deem-DEER | Air-Cooled Chiller, >= 150 tons, 12.1 EER, 16.9 IPLV, CZ04 | SWHC020-NR-Com-CZ04-Ex-Cap-Tons-HVAC-Chlr-Any-Com-Default>2yrs-Def-GSIA-DEER:HVAC_Chillers-Annual-PGE-cWtd-HVAC-SpaceCool-Chiller-Screw-None-Standard-Deem-DEER-None-UpDeemed-Com-ExAnte2020->= 150 tons-12.1-16.9
SWHC020 | Air-cooled Packaged Chiller | A | Air-Cooled Chiller, Standard Efficiency, < 150 tons, CZ05 | 0 | Air-Cooled Chiller, < 150 tons, 11.1 EER, 15.1 IPLV, CZ05 | NC | Com | Ex | CZ05 | Cap-Tons | Com | PGE | #N/A | 0.0384 | 73.3 | 0 | 0 | 0 | 0 | 0 | 477.58 | 180.68 | 0 | 658.26 | 0 | 0 | 0 | None | HVAC-Chlr | NA | 20 | 0 | 0.0384 | 73.3 | 0 | 0 | 0 | 0 | 0 | 0 | 0 | UpDeemed | Com-Default>2yrs | 0.6 | 0.6 | 0 | 0.6 | Def-GSIA | 1 | DEER:HVAC_Chillers | Annual | 0 | 0 | 0 | 0 | Standard | FALSE | ExAnte2020 | 0 | Chiller | Screw | HVAC | SpaceCool | cWtd | No | NA | None | 0 | 0 | Deem-DEER | Air-Cooled Chiller, < 150 tons, 11.1 EER, 15.1 IPLV, CZ05 | SWHC020-NC-Com-CZ05-Ex-Cap-Tons-HVAC-Chlr-Any-Com-Default>2yrs-Def-GSIA-DEER:HVAC_Chillers-Annual-PGE-cWtd-HVAC-SpaceCool-Chiller-Screw-None-Standard-Deem-DEER-None-UpDeemed-Com-ExAnte2020-< 150 tons-11.1-15.1
SWHC020 | Air-cooled Packaged Chiller | A | Air-Cooled Chiller, Standard Efficiency, < 150 tons, CZ05 | 0 | Air-Cooled Chiller, < 150 tons, 11.1 EER, 15.1 IPLV, CZ05 | NR | Com | Ex | CZ05 | Cap-Tons | Com | PGE | #N/A | 0.0384 | 73.3 | 0 | 0 | 0 | 0 | 0 | 477.58 | 180.68 | 0 | 658.26 | 0 | 0 | 0 | None | HVAC-Chlr | NA | 20 | 0 | 0.0384 | 73.3 | 0 | 0 | 0 | 0 | 0 | 0 | 0 | UpDeemed | Com-Default>2yrs | 0.6 | 0.6 | 0 | 0.6 | Def-GSIA | 1 | DEER:HVAC_Chillers | Annual | 0 | 0 | 0 | 0 | Standard | FALSE | ExAnte2020 | 0 | Chiller | Screw | HVAC | SpaceCool | cWtd | No | NA | None | 0 | 0 | Deem-DEER | Air-Cooled Chiller, < 150 tons, 11.1 EER, 15.1 IPLV, CZ05 | SWHC020-NR-Com-CZ05-Ex-Cap-Tons-HVAC-Chlr-Any-Com-Default>2yrs-Def-GSIA-DEER:HVAC_Chillers-Annual-PGE-cWtd-HVAC-SpaceCool-Chiller-Screw-None-Standard-Deem-DEER-None-UpDeemed-Com-ExAnte2020-< 150 tons-11.1-15.1
SWHC020 | Air-cooled Packaged Chiller | B | Air-Cooled Chiller, Standard Efficiency, < 150 tons, CZ05 | 0 | Air-Cooled Chiller, < 150 tons, 12.1 EER, 16.6 IPLV, CZ05 | NC | Com | Ex | CZ05 | Cap-Tons | Com | PGE | #N/A | 0.0704 | 134 | 0 | 0 | 0 | 0 | 0 | 477.58 | 326.08 | 0 | 803.66 | 0 | 0 | 0 | None | HVAC-Chlr | NA | 20 | 0 | 0.0704 | 134 | 0 | 0 | 0 | 0 | 0 | 0 | 0 | UpDeemed | Com-Default>2yrs | 0.6 | 0.6 | 0 | 0.6 | Def-GSIA | 1 | DEER:HVAC_Chillers | Annual | 0 | 0 | 0 | 0 | Standard | FALSE | ExAnte2020 | 0 | Chiller | Screw | HVAC | SpaceCool | cWtd | No | NA | None | 0 | 0 | Deem-DEER | Air-Cooled Chiller, < 150 tons, 12.1 EER, 16.6 IPLV, CZ05 | SWHC020-NC-Com-CZ05-Ex-Cap-Tons-HVAC-Chlr-Any-Com-Default>2yrs-Def-GSIA-DEER:HVAC_Chillers-Annual-PGE-cWtd-HVAC-SpaceCool-Chiller-Screw-None-Standard-Deem-DEER-None-UpDeemed-Com-ExAnte2020-< 150 tons-12.1-16.6
SWHC020 | Air-cooled Packaged Chiller | B | Air-Cooled Chiller, Standard Efficiency, < 150 tons, CZ05 | 0 | Air-Cooled Chiller, < 150 tons, 12.1 EER, 16.6 IPLV, CZ05 | NR | Com | Ex | CZ05 | Cap-Tons | Com | PGE | #N/A | 0.0704 | 134 | 0 | 0 | 0 | 0 | 0 | 477.58 | 326.08 | 0 | 803.66 | 0 | 0 | 0 | None | HVAC-Chlr | NA | 20 | 0 | 0.0704 | 134 | 0 | 0 | 0 | 0 | 0 | 0 | 0 | UpDeemed | Com-Default>2yrs | 0.6 | 0.6 | 0 | 0.6 | Def-GSIA | 1 | DEER:HVAC_Chillers | Annual | 0 | 0 | 0 | 0 | Standard | FALSE | ExAnte2020 | 0 | Chiller | Screw | HVAC | SpaceCool | cWtd | No | NA | None | 0 | 0 | Deem-DEER | Air-Cooled Chiller, < 150 tons, 12.1 EER, 16.6 IPLV, CZ05 | SWHC020-NR-Com-CZ05-Ex-Cap-Tons-HVAC-Chlr-Any-Com-Default>2yrs-Def-GSIA-DEER:HVAC_Chillers-Annual-PGE-cWtd-HVAC-SpaceCool-Chiller-Screw-None-Standard-Deem-DEER-None-UpDeemed-Com-ExAnte2020-< 150 tons-12.1-16.6
SWHC020 | Air-cooled Packaged Chiller | C | Air-Cooled Chiller, Standard Efficiency, >= 150 tons, CZ05 | 0 | Air-Cooled Chiller, >= 150 tons, 11.1 EER, 15.4 IPLV, CZ05 | NC | Com | Ex | CZ05 | Cap-Tons | Com | PGE | #N/A | 0.0384 | 73.3 | 0 | 0 | 0 | 0 | 0 | 450.09 | 139.23 | 0 | 589.32 | 0 | 0 | 0 | None | HVAC-Chlr | NA | 20 | 0 | 0.0384 | 73.3 | 0 | 0 | 0 | 0 | 0 | 0 | 0 | UpDeemed | Com-Default>2yrs | 0.6 | 0.6 | 0 | 0.6 | Def-GSIA | 1 | DEER:HVAC_Chillers | Annual | 0 | 0 | 0 | 0 | Standard | FALSE | ExAnte2020 | 0 | Chiller | Screw | HVAC | SpaceCool | cWtd | No | NA | None | 0 | 0 | Deem-DEER | Air-Cooled Chiller, >= 150 tons, 11.1 EER, 15.4 IPLV, CZ05 | SWHC020-NC-Com-CZ05-Ex-Cap-Tons-HVAC-Chlr-Any-Com-Default>2yrs-Def-GSIA-DEER:HVAC_Chillers-Annual-PGE-cWtd-HVAC-SpaceCool-Chiller-Screw-None-Standard-Deem-DEER-None-UpDeemed-Com-ExAnte2020->= 150 tons-11.1-15.4
SWHC020 | Air-cooled Packaged Chiller | C | Air-Cooled Chiller, Standard Efficiency, >= 150 tons, CZ05 | 0 | Air-Cooled Chiller, >= 150 tons, 11.1 EER, 15.4 IPLV, CZ05 | NR | Com | Ex | CZ05 | Cap-Tons | Com | PGE | #N/A | 0.0384 | 73.3 | 0 | 0 | 0 | 0 | 0 | 450.09 | 139.23 | 0 | 589.32 | 0 | 0 | 0 | None | HVAC-Chlr | NA | 20 | 0 | 0.0384 | 73.3 | 0 | 0 | 0 | 0 | 0 | 0 | 0 | UpDeemed | Com-Default>2yrs | 0.6 | 0.6 | 0 | 0.6 | Def-GSIA | 1 | DEER:HVAC_Chillers | Annual | 0 | 0 | 0 | 0 | Standard | FALSE | ExAnte2020 | 0 | Chiller | Screw | HVAC | SpaceCool | cWtd | No | NA | None | 0 | 0 | Deem-DEER | Air-Cooled Chiller, >= 150 tons, 11.1 EER, 15.4 IPLV, CZ05 | SWHC020-NR-Com-CZ05-Ex-Cap-Tons-HVAC-Chlr-Any-Com-Default>2yrs-Def-GSIA-DEER:HVAC_Chillers-Annual-PGE-cWtd-HVAC-SpaceCool-Chiller-Screw-None-Standard-Deem-DEER-None-UpDeemed-Com-ExAnte2020->= 150 tons-11.1-15.4
SWHC020 | Air-cooled Packaged Chiller | D | Air-Cooled Chiller, Standard Efficiency, >= 150 tons, CZ05 | 0 | Air-Cooled Chiller, >= 150 tons, 12.1 EER, 16.9 IPLV, CZ05 | NC | Com | Ex | CZ05 | Cap-Tons | Com | PGE | #N/A | 0.0704 | 134 | 0 | 0 | 0 | 0 | 0 | 450.09 | 189.05 | 0 | 639.15 | 0 | 0 | 0 | None | HVAC-Chlr | NA | 20 | 0 | 0.0704 | 134 | 0 | 0 | 0 | 0 | 0 | 0 | 0 | UpDeemed | Com-Default>2yrs | 0.6 | 0.6 | 0 | 0.6 | Def-GSIA | 1 | DEER:HVAC_Chillers | Annual | 0 | 0 | 0 | 0 | Standard | FALSE | ExAnte2020 | 0 | Chiller | Screw | HVAC | SpaceCool | cWtd | No | NA | None | 0 | 0 | Deem-DEER | Air-Cooled Chiller, >= 150 tons, 12.1 EER, 16.9 IPLV, CZ05 | SWHC020-NC-Com-CZ05-Ex-Cap-Tons-HVAC-Chlr-Any-Com-Default>2yrs-Def-GSIA-DEER:HVAC_Chillers-Annual-PGE-cWtd-HVAC-SpaceCool-Chiller-Screw-None-Standard-Deem-DEER-None-UpDeemed-Com-ExAnte2020->= 150 tons-12.1-16.9
SWHC020 | Air-cooled Packaged Chiller | D | Air-Cooled Chiller, Standard Efficiency, >= 150 tons, CZ05 | 0 | Air-Cooled Chiller, >= 150 tons, 12.1 EER, 16.9 IPLV, CZ05 | NR | Com | Ex | CZ05 | Cap-Tons | Com | PGE | #N/A | 0.0704 | 134 | 0 | 0 | 0 | 0 | 0 | 450.09 | 189.05 | 0 | 639.15 | 0 | 0 | 0 | None | HVAC-Chlr | NA | 20 | 0 | 0.0704 | 134 | 0 | 0 | 0 | 0 | 0 | 0 | 0 | UpDeemed | Com-Default>2yrs | 0.6 | 0.6 | 0 | 0.6 | Def-GSIA | 1 | DEER:HVAC_Chillers | Annual | 0 | 0 | 0 | 0 | Standard | FALSE | ExAnte2020 | 0 | Chiller | Screw | HVAC | SpaceCool | cWtd | No | NA | None | 0 | 0 | Deem-DEER | Air-Cooled Chiller, >= 150 tons, 12.1 EER, 16.9 IPLV, CZ05 | SWHC020-NR-Com-CZ05-Ex-Cap-Tons-HVAC-Chlr-Any-Com-Default>2yrs-Def-GSIA-DEER:HVAC_Chillers-Annual-PGE-cWtd-HVAC-SpaceCool-Chiller-Screw-None-Standard-Deem-DEER-None-UpDeemed-Com-ExAnte2020->= 150 tons-12.1-16.9
SWHC020 | Air-cooled Packaged Chiller | A | Air-Cooled Chiller, Standard Efficiency, < 150 tons, CZ06 | 0 | Air-Cooled Chiller, < 150 tons, 11.1 EER, 15.1 IPLV, CZ06 | NC | Com | Ex | CZ06 | Cap-Tons | Com | SCE | #N/A | 0.0523 | 110 | 0 | 0 | 0 | 0 | 0 | 477.58 | 180.68 | 0 | 658.26 | 0 | 0 | 0 | None | HVAC-Chlr | NA | 20 | 0 | 0.0523 | 110 | 0 | 0 | 0 | 0 | 0 | 0 | 0 | UpDeemed | Com-Default>2yrs | 0.6 | 0.6 | 0 | 0.6 | Def-GSIA | 1 | DEER:HVAC_Chillers | Annual | 0 | 0 | 0 | 0 | Standard | FALSE | ExAnte2020 | 0 | Chiller | Screw | HVAC | SpaceCool | cWtd | No | NA | None | 0 | 0 | Deem-DEER | Air-Cooled Chiller, < 150 tons, 11.1 EER, 15.1 IPLV, CZ06 | SWHC020-NC-Com-CZ06-Ex-Cap-Tons-HVAC-Chlr-Any-Com-Default>2yrs-Def-GSIA-DEER:HVAC_Chillers-Annual-SCE-cWtd-HVAC-SpaceCool-Chiller-Screw-None-Standard-Deem-DEER-None-UpDeemed-Com-ExAnte2020-< 150 tons-11.1-15.1
SWHC020 | Air-cooled Packaged Chiller | A | Air-Cooled Chiller, Standard Efficiency, < 150 tons, CZ06 | 0 | Air-Cooled Chiller, < 150 tons, 11.1 EER, 15.1 IPLV, CZ06 | NR | Com | Ex | CZ06 | Cap-Tons | Com | SCE | #N/A | 0.0523 | 110 | 0 | 0 | 0 | 0 | 0 | 477.58 | 180.68 | 0 | 658.26 | 0 | 0 | 0 | None | HVAC-Chlr | NA | 20 | 0 | 0.0523 | 110 | 0 | 0 | 0 | 0 | 0 | 0 | 0 | UpDeemed | Com-Default>2yrs | 0.6 | 0.6 | 0 | 0.6 | Def-GSIA | 1 | DEER:HVAC_Chillers | Annual | 0 | 0 | 0 | 0 | Standard | FALSE | ExAnte2020 | 0 | Chiller | Screw | HVAC | SpaceCool | cWtd | No | NA | None | 0 | 0 | Deem-DEER | Air-Cooled Chiller, < 150 tons, 11.1 EER, 15.1 IPLV, CZ06 | SWHC020-NR-Com-CZ06-Ex-Cap-Tons-HVAC-Chlr-Any-Com-Default>2yrs-Def-GSIA-DEER:HVAC_Chillers-Annual-SCE-cWtd-HVAC-SpaceCool-Chiller-Screw-None-Standard-Deem-DEER-None-UpDeemed-Com-ExAnte2020-< 150 tons-11.1-15.1
SWHC020 | Air-cooled Packaged Chiller | B | Air-Cooled Chiller, Standard Efficiency, < 150 tons, CZ06 | 0 | Air-Cooled Chiller, < 150 tons, 12.1 EER, 16.6 IPLV, CZ06 | NC | Com | Ex | CZ06 | Cap-Tons | Com | SCE | #N/A | 0.0959 | 202 | 0 | 0 | 0 | 0 | 0 | 477.58 | 326.08 | 0 | 803.66 | 0 | 0 | 0 | None | HVAC-Chlr | NA | 20 | 0 | 0.0959 | 202 | 0 | 0 | 0 | 0 | 0 | 0 | 0 | UpDeemed | Com-Default>2yrs | 0.6 | 0.6 | 0 | 0.6 | Def-GSIA | 1 | DEER:HVAC_Chillers | Annual | 0 | 0 | 0 | 0 | Standard | FALSE | ExAnte2020 | 0 | Chiller | Screw | HVAC | SpaceCool | cWtd | No | NA | None | 0 | 0 | Deem-DEER | Air-Cooled Chiller, < 150 tons, 12.1 EER, 16.6 IPLV, CZ06 | SWHC020-NC-Com-CZ06-Ex-Cap-Tons-HVAC-Chlr-Any-Com-Default>2yrs-Def-GSIA-DEER:HVAC_Chillers-Annual-SCE-cWtd-HVAC-SpaceCool-Chiller-Screw-None-Standard-Deem-DEER-None-UpDeemed-Com-ExAnte2020-< 150 tons-12.1-16.6
SWHC020 | Air-cooled Packaged Chiller | B | Air-Cooled Chiller, Standard Efficiency, < 150 tons, CZ06 | 0 | Air-Cooled Chiller, < 150 tons, 12.1 EER, 16.6 IPLV, CZ06 | NR | Com | Ex | CZ06 | Cap-Tons | Com | SCE | #N/A | 0.0959 | 202 | 0 | 0 | 0 | 0 | 0 | 477.58 | 326.08 | 0 | 803.66 | 0 | 0 | 0 | None | HVAC-Chlr | NA | 20 | 0 | 0.0959 | 202 | 0 | 0 | 0 | 0 | 0 | 0 | 0 | UpDeemed | Com-Default>2yrs | 0.6 | 0.6 | 0 | 0.6 | Def-GSIA | 1 | DEER:HVAC_Chillers | Annual | 0 | 0 | 0 | 0 | Standard | FALSE | ExAnte2020 | 0 | Chiller | Screw | HVAC | SpaceCool | cWtd | No | NA | None | 0 | 0 | Deem-DEER | Air-Cooled Chiller, < 150 tons, 12.1 EER, 16.6 IPLV, CZ06 | SWHC020-NR-Com-CZ06-Ex-Cap-Tons-HVAC-Chlr-Any-Com-Default>2yrs-Def-GSIA-DEER:HVAC_Chillers-Annual-SCE-cWtd-HVAC-SpaceCool-Chiller-Screw-None-Standard-Deem-DEER-None-UpDeemed-Com-ExAnte2020-< 150 tons-12.1-16.6
SWHC020 | Air-cooled Packaged Chiller | C | Air-Cooled Chiller, Standard Efficiency, >= 150 tons, CZ06 | 0 | Air-Cooled Chiller, >= 150 tons, 11.1 EER, 15.4 IPLV, CZ06 | NC | Com | Ex | CZ06 | Cap-Tons | Com | SCE | #N/A | 0.0523 | 110 | 0 | 0 | 0 | 0 | 0 | 450.09 | 139.23 | 0 | 589.32 | 0 | 0 | 0 | None | HVAC-Chlr | NA | 20 | 0 | 0.0523 | 110 | 0 | 0 | 0 | 0 | 0 | 0 | 0 | UpDeemed | Com-Default>2yrs | 0.6 | 0.6 | 0 | 0.6 | Def-GSIA | 1 | DEER:HVAC_Chillers | Annual | 0 | 0 | 0 | 0 | Standard | FALSE | ExAnte2020 | 0 | Chiller | Screw | HVAC | SpaceCool | cWtd | No | NA | None | 0 | 0 | Deem-DEER | Air-Cooled Chiller, >= 150 tons, 11.1 EER, 15.4 IPLV, CZ06 | SWHC020-NC-Com-CZ06-Ex-Cap-Tons-HVAC-Chlr-Any-Com-Default>2yrs-Def-GSIA-DEER:HVAC_Chillers-Annual-SCE-cWtd-HVAC-SpaceCool-Chiller-Screw-None-Standard-Deem-DEER-None-UpDeemed-Com-ExAnte2020->= 150 tons-11.1-15.4
SWHC020 | Air-cooled Packaged Chiller | C | Air-Cooled Chiller, Standard Efficiency, >= 150 tons, CZ06 | 0 | Air-Cooled Chiller, >= 150 tons, 11.1 EER, 15.4 IPLV, CZ06 | NR | Com | Ex | CZ06 | Cap-Tons | Com | SCE | #N/A | 0.0523 | 110 | 0 | 0 | 0 | 0 | 0 | 450.09 | 139.23 | 0 | 589.32 | 0 | 0 | 0 | None | HVAC-Chlr | NA | 20 | 0 | 0.0523 | 110 | 0 | 0 | 0 | 0 | 0 | 0 | 0 | UpDeemed | Com-Default>2yrs | 0.6 | 0.6 | 0 | 0.6 | Def-GSIA | 1 | DEER:HVAC_Chillers | Annual | 0 | 0 | 0 | 0 | Standard | FALSE | ExAnte2020 | 0 | Chiller | Screw | HVAC | SpaceCool | cWtd | No | NA | None | 0 | 0 | Deem-DEER | Air-Cooled Chiller, >= 150 tons, 11.1 EER, 15.4 IPLV, CZ06 | SWHC020-NR-Com-CZ06-Ex-Cap-Tons-HVAC-Chlr-Any-Com-Default>2yrs-Def-GSIA-DEER:HVAC_Chillers-Annual-SCE-cWtd-HVAC-SpaceCool-Chiller-Screw-None-Standard-Deem-DEER-None-UpDeemed-Com-ExAnte2020->= 150 tons-11.1-15.4
SWHC020 | Air-cooled Packaged Chiller | D | Air-Cooled Chiller, Standard Efficiency, >= 150 tons, CZ06 | 0 | Air-Cooled Chiller, >= 150 tons, 12.1 EER, 16.9 IPLV, CZ06 | NC | Com | Ex | CZ06 | Cap-Tons | Com | SCE | #N/A | 0.0959 | 202 | 0 | 0 | 0 | 0 | 0 | 450.09 | 189.05 | 0 | 639.15 | 0 | 0 | 0 | None | HVAC-Chlr | NA | 20 | 0 | 0.0959 | 202 | 0 | 0 | 0 | 0 | 0 | 0 | 0 | UpDeemed | Com-Default>2yrs | 0.6 | 0.6 | 0 | 0.6 | Def-GSIA | 1 | DEER:HVAC_Chillers | Annual | 0 | 0 | 0 | 0 | Standard | FALSE | ExAnte2020 | 0 | Chiller | Screw | HVAC | SpaceCool | cWtd | No | NA | None | 0 | 0 | Deem-DEER | Air-Cooled Chiller, >= 150 tons, 12.1 EER, 16.9 IPLV, CZ06 | SWHC020-NC-Com-CZ06-Ex-Cap-Tons-HVAC-Chlr-Any-Com-Default>2yrs-Def-GSIA-DEER:HVAC_Chillers-Annual-SCE-cWtd-HVAC-SpaceCool-Chiller-Screw-None-Standard-Deem-DEER-None-UpDeemed-Com-ExAnte2020->= 150 tons-12.1-16.9
SWHC020 | Air-cooled Packaged Chiller | D | Air-Cooled Chiller, Standard Efficiency, >= 150 tons, CZ06 | 0 | Air-Cooled Chiller, >= 150 tons, 12.1 EER, 16.9 IPLV, CZ06 | NR | Com | Ex | CZ06 | Cap-Tons | Com | SCE | #N/A | 0.0959 | 202 | 0 | 0 | 0 | 0 | 0 | 450.09 | 189.05 | 0 | 639.15 | 0 | 0 | 0 | None | HVAC-Chlr | NA | 20 | 0 | 0.0959 | 202 | 0 | 0 | 0 | 0 | 0 | 0 | 0 | UpDeemed | Com-Default>2yrs | 0.6 | 0.6 | 0 | 0.6 | Def-GSIA | 1 | DEER:HVAC_Chillers | Annual | 0 | 0 | 0 | 0 | Standard | FALSE | ExAnte2020 | 0 | Chiller | Screw | HVAC | SpaceCool | cWtd | No | NA | None | 0 | 0 | Deem-DEER | Air-Cooled Chiller, >= 150 tons, 12.1 EER, 16.9 IPLV, CZ06 | SWHC020-NR-Com-CZ06-Ex-Cap-Tons-HVAC-Chlr-Any-Com-Default>2yrs-Def-GSIA-DEER:HVAC_Chillers-Annual-SCE-cWtd-HVAC-SpaceCool-Chiller-Screw-None-Standard-Deem-DEER-None-UpDeemed-Com-ExAnte2020->= 150 tons-12.1-16.9
SWHC020 | Air-cooled Packaged Chiller | A | Air-Cooled Chiller, Standard Efficiency, < 150 tons, CZ07 | 0 | Air-Cooled Chiller, < 150 tons, 11.1 EER, 15.1 IPLV, CZ07 | NC | Com | Ex | CZ07 | Cap-Tons | Com | SDG | #N/A | 0.0603 | 102 | 0 | 0 | 0 | 0 | 0 | 477.58 | 180.68 | 0 | 658.26 | 0 | 0 | 0 | None | HVAC-Chlr | NA | 20 | 0 | 0.0603 | 102 | 0 | 0 | 0 | 0 | 0 | 0 | 0 | UpDeemed | Com-Default>2yrs | 0.6 | 0.6 | 0 | 0.6 | Def-GSIA | 1 | DEER:HVAC_Chillers | Annual | 0 | 0 | 0 | 0 | Standard | FALSE | ExAnte2020 | 0 | Chiller | Screw | HVAC | SpaceCool | cWtd | No | NA | None | 0 | 0 | Deem-DEER | Air-Cooled Chiller, < 150 tons, 11.1 EER, 15.1 IPLV, CZ07 | SWHC020-NC-Com-CZ07-Ex-Cap-Tons-HVAC-Chlr-Any-Com-Default>2yrs-Def-GSIA-DEER:HVAC_Chillers-Annual-SDG-cWtd-HVAC-SpaceCool-Chiller-Screw-None-Standard-Deem-DEER-None-UpDeemed-Com-ExAnte2020-< 150 tons-11.1-15.1
SWHC020 | Air-cooled Packaged Chiller | A | Air-Cooled Chiller, Standard Efficiency, < 150 tons, CZ07 | 0 | Air-Cooled Chiller, < 150 tons, 11.1 EER, 15.1 IPLV, CZ07 | NR | Com | Ex | CZ07 | Cap-Tons | Com | SDG | #N/A | 0.0603 | 102 | 0 | 0 | 0 | 0 | 0 | 477.58 | 180.68 | 0 | 658.26 | 0 | 0 | 0 | None | HVAC-Chlr | NA | 20 | 0 | 0.0603 | 102 | 0 | 0 | 0 | 0 | 0 | 0 | 0 | UpDeemed | Com-Default>2yrs | 0.6 | 0.6 | 0 | 0.6 | Def-GSIA | 1 | DEER:HVAC_Chillers | Annual | 0 | 0 | 0 | 0 | Standard | FALSE | ExAnte2020 | 0 | Chiller | Screw | HVAC | SpaceCool | cWtd | No | NA | None | 0 | 0 | Deem-DEER | Air-Cooled Chiller, < 150 tons, 11.1 EER, 15.1 IPLV, CZ07 | SWHC020-NR-Com-CZ07-Ex-Cap-Tons-HVAC-Chlr-Any-Com-Default>2yrs-Def-GSIA-DEER:HVAC_Chillers-Annual-SDG-cWtd-HVAC-SpaceCool-Chiller-Screw-None-Standard-Deem-DEER-None-UpDeemed-Com-ExAnte2020-< 150 tons-11.1-15.1
SWHC020 | Air-cooled Packaged Chiller | B | Air-Cooled Chiller, Standard Efficiency, < 150 tons, CZ07 | 0 | Air-Cooled Chiller, < 150 tons, 12.1 EER, 16.6 IPLV, CZ07 | NC | Com | Ex | CZ07 | Cap-Tons | Com | SDG | #N/A | 0.111 | 188 | 0 | 0 | 0 | 0 | 0 | 477.58 | 326.08 | 0 | 803.66 | 0 | 0 | 0 | None | HVAC-Chlr | NA | 20 | 0 | 0.111 | 188 | 0 | 0 | 0 | 0 | 0 | 0 | 0 | UpDeemed | Com-Default>2yrs | 0.6 | 0.6 | 0 | 0.6 | Def-GSIA | 1 | DEER:HVAC_Chillers | Annual | 0 | 0 | 0 | 0 | Standard | FALSE | ExAnte2020 | 0 | Chiller | Screw | HVAC | SpaceCool | cWtd | No | NA | None | 0 | 0 | Deem-DEER | Air-Cooled Chiller, < 150 tons, 12.1 EER, 16.6 IPLV, CZ07 | SWHC020-NC-Com-CZ07-Ex-Cap-Tons-HVAC-Chlr-Any-Com-Default>2yrs-Def-GSIA-DEER:HVAC_Chillers-Annual-SDG-cWtd-HVAC-SpaceCool-Chiller-Screw-None-Standard-Deem-DEER-None-UpDeemed-Com-ExAnte2020-< 150 tons-12.1-16.6
SWHC020 | Air-cooled Packaged Chiller | B | Air-Cooled Chiller, Standard Efficiency, < 150 tons, CZ07 | 0 | Air-Cooled Chiller, < 150 tons, 12.1 EER, 16.6 IPLV, CZ07 | NR | Com | Ex | CZ07 | Cap-Tons | Com | SDG | #N/A | 0.111 | 188 | 0 | 0 | 0 | 0 | 0 | 477.58 | 326.08 | 0 | 803.66 | 0 | 0 | 0 | None | HVAC-Chlr | NA | 20 | 0 | 0.111 | 188 | 0 | 0 | 0 | 0 | 0 | 0 | 0 | UpDeemed | Com-Default>2yrs | 0.6 | 0.6 | 0 | 0.6 | Def-GSIA | 1 | DEER:HVAC_Chillers | Annual | 0 | 0 | 0 | 0 | Standard | FALSE | ExAnte2020 | 0 | Chiller | Screw | HVAC | SpaceCool | cWtd | No | NA | None | 0 | 0 | Deem-DEER | Air-Cooled Chiller, < 150 tons, 12.1 EER, 16.6 IPLV, CZ07 | SWHC020-NR-Com-CZ07-Ex-Cap-Tons-HVAC-Chlr-Any-Com-Default>2yrs-Def-GSIA-DEER:HVAC_Chillers-Annual-SDG-cWtd-HVAC-SpaceCool-Chiller-Screw-None-Standard-Deem-DEER-None-UpDeemed-Com-ExAnte2020-< 150 tons-12.1-16.6
SWHC020 | Air-cooled Packaged Chiller | C | Air-Cooled Chiller, Standard Efficiency, >= 150 tons, CZ07 | 0 | Air-Cooled Chiller, >= 150 tons, 11.1 EER, 15.4 IPLV, CZ07 | NC | Com | Ex | CZ07 | Cap-Tons | Com | SDG | #N/A | 0.0603 | 102 | 0 | 0 | 0 | 0 | 0 | 450.09 | 139.23 | 0 | 589.32 | 0 | 0 | 0 | None | HVAC-Chlr | NA | 20 | 0 | 0.0603 | 102 | 0 | 0 | 0 | 0 | 0 | 0 | 0 | UpDeemed | Com-Default>2yrs | 0.6 | 0.6 | 0 | 0.6 | Def-GSIA | 1 | DEER:HVAC_Chillers | Annual | 0 | 0 | 0 | 0 | Standard | FALSE | ExAnte2020 | 0 | Chiller | Screw | HVAC | SpaceCool | cWtd | No | NA | None | 0 | 0 | Deem-DEER | Air-Cooled Chiller, >= 150 tons, 11.1 EER, 15.4 IPLV, CZ07 | SWHC020-NC-Com-CZ07-Ex-Cap-Tons-HVAC-Chlr-Any-Com-Default>2yrs-Def-GSIA-DEER:HVAC_Chillers-Annual-SDG-cWtd-HVAC-SpaceCool-Chiller-Screw-None-Standard-Deem-DEER-None-UpDeemed-Com-ExAnte2020->= 150 tons-11.1-15.4
SWHC020 | Air-cooled Packaged Chiller | C | Air-Cooled Chiller, Standard Efficiency, >= 150 tons, CZ07 | 0 | Air-Cooled Chiller, >= 150 tons, 11.1 EER, 15.4 IPLV, CZ07 | NR | Com | Ex | CZ07 | Cap-Tons | Com | SDG | #N/A | 0.0603 | 102 | 0 | 0 | 0 | 0 | 0 | 450.09 | 139.23 | 0 | 589.32 | 0 | 0 | 0 | None | HVAC-Chlr | NA | 20 | 0 | 0.0603 | 102 | 0 | 0 | 0 | 0 | 0 | 0 | 0 | UpDeemed | Com-Default>2yrs | 0.6 | 0.6 | 0 | 0.6 | Def-GSIA | 1 | DEER:HVAC_Chillers | Annual | 0 | 0 | 0 | 0 | Standard | FALSE | ExAnte2020 | 0 | Chiller | Screw | HVAC | SpaceCool | cWtd | No | NA | None | 0 | 0 | Deem-DEER | Air-Cooled Chiller, >= 150 tons, 11.1 EER, 15.4 IPLV, CZ07 | SWHC020-NR-Com-CZ07-Ex-Cap-Tons-HVAC-Chlr-Any-Com-Default>2yrs-Def-GSIA-DEER:HVAC_Chillers-Annual-SDG-cWtd-HVAC-SpaceCool-Chiller-Screw-None-Standard-Deem-DEER-None-UpDeemed-Com-ExAnte2020->= 150 tons-11.1-15.4
SWHC020 | Air-cooled Packaged Chiller | D | Air-Cooled Chiller, Standard Efficiency, >= 150 tons, CZ07 | 0 | Air-Cooled Chiller, >= 150 tons, 12.1 EER, 16.9 IPLV, CZ07 | NC | Com | Ex | CZ07 | Cap-Tons | Com | SDG | #N/A | 0.111 | 188 | 0 | 0 | 0 | 0 | 0 | 450.09 | 189.05 | 0 | 639.15 | 0 | 0 | 0 | None | HVAC-Chlr | NA | 20 | 0 | 0.111 | 188 | 0 | 0 | 0 | 0 | 0 | 0 | 0 | UpDeemed | Com-Default>2yrs | 0.6 | 0.6 | 0 | 0.6 | Def-GSIA | 1 | DEER:HVAC_Chillers | Annual | 0 | 0 | 0 | 0 | Standard | FALSE | ExAnte2020 | 0 | Chiller | Screw | HVAC | SpaceCool | cWtd | No | NA | None | 0 | 0 | Deem-DEER | Air-Cooled Chiller, >= 150 tons, 12.1 EER, 16.9 IPLV, CZ07 | SWHC020-NC-Com-CZ07-Ex-Cap-Tons-HVAC-Chlr-Any-Com-Default>2yrs-Def-GSIA-DEER:HVAC_Chillers-Annual-SDG-cWtd-HVAC-SpaceCool-Chiller-Screw-None-Standard-Deem-DEER-None-UpDeemed-Com-ExAnte2020->= 150 tons-12.1-16.9
SWHC020 | Air-cooled Packaged Chiller | D | Air-Cooled Chiller, Standard Efficiency, >= 150 tons, CZ07 | 0 | Air-Cooled Chiller, >= 150 tons, 12.1 EER, 16.9 IPLV, CZ07 | NR | Com | Ex | CZ07 | Cap-Tons | Com | SDG | #N/A | 0.111 | 188 | 0 | 0 | 0 | 0 | 0 | 450.09 | 189.05 | 0 | 639.15 | 0 | 0 | 0 | None | HVAC-Chlr | NA | 20 | 0 | 0.111 | 188 | 0 | 0 | 0 | 0 | 0 | 0 | 0 | UpDeemed | Com-Default>2yrs | 0.6 | 0.6 | 0 | 0.6 | Def-GSIA | 1 | DEER:HVAC_Chillers | Annual | 0 | 0 | 0 | 0 | Standard | FALSE | ExAnte2020 | 0 | Chiller | Screw | HVAC | SpaceCool | cWtd | No | NA | None | 0 | 0 | Deem-DEER | Air-Cooled Chiller, >= 150 tons, 12.1 EER, 16.9 IPLV, CZ07 | SWHC020-NR-Com-CZ07-Ex-Cap-Tons-HVAC-Chlr-Any-Com-Default>2yrs-Def-GSIA-DEER:HVAC_Chillers-Annual-SDG-cWtd-HVAC-SpaceCool-Chiller-Screw-None-Standard-Deem-DEER-None-UpDeemed-Com-ExAnte2020->= 150 tons-12.1-16.9
SWHC020 | Air-cooled Packaged Chiller | A | Air-Cooled Chiller, Standard Efficiency, < 150 tons, CZ08 | 0 | Air-Cooled Chiller, < 150 tons, 11.1 EER, 15.1 IPLV, CZ08 | NC | Com | Ex | CZ08 | Cap-Tons | Com | SCE | #N/A | 0.0698 | 114 | 0 | 0 | 0 | 0 | 0 | 477.58 | 180.68 | 0 | 658.26 | 0 | 0 | 0 | None | HVAC-Chlr | NA | 20 | 0 | 0.0698 | 114 | 0 | 0 | 0 | 0 | 0 | 0 | 0 | UpDeemed | Com-Default>2yrs | 0.6 | 0.6 | 0 | 0.6 | Def-GSIA | 1 | DEER:HVAC_Chillers | Annual | 0 | 0 | 0 | 0 | Standard | FALSE | ExAnte2020 | 0 | Chiller | Screw | HVAC | SpaceCool | cWtd | No | NA | None | 0 | 0 | Deem-DEER | Air-Cooled Chiller, < 150 tons, 11.1 EER, 15.1 IPLV, CZ08 | SWHC020-NC-Com-CZ08-Ex-Cap-Tons-HVAC-Chlr-Any-Com-Default>2yrs-Def-GSIA-DEER:HVAC_Chillers-Annual-SCE-cWtd-HVAC-SpaceCool-Chiller-Screw-None-Standard-Deem-DEER-None-UpDeemed-Com-ExAnte2020-< 150 tons-11.1-15.1
SWHC020 | Air-cooled Packaged Chiller | A | Air-Cooled Chiller, Standard Efficiency, < 150 tons, CZ08 | 0 | Air-Cooled Chiller, < 150 tons, 11.1 EER, 15.1 IPLV, CZ08 | NR | Com | Ex | CZ08 | Cap-Tons | Com | SCE | #N/A | 0.0698 | 114 | 0 | 0 | 0 | 0 | 0 | 477.58 | 180.68 | 0 | 658.26 | 0 | 0 | 0 | None | HVAC-Chlr | NA | 20 | 0 | 0.0698 | 114 | 0 | 0 | 0 | 0 | 0 | 0 | 0 | UpDeemed | Com-Default>2yrs | 0.6 | 0.6 | 0 | 0.6 | Def-GSIA | 1 | DEER:HVAC_Chillers | Annual | 0 | 0 | 0 | 0 | Standard | FALSE | ExAnte2020 | 0 | Chiller | Screw | HVAC | SpaceCool | cWtd | No | NA | None | 0 | 0 | Deem-DEER | Air-Cooled Chiller, < 150 tons, 11.1 EER, 15.1 IPLV, CZ08 | SWHC020-NR-Com-CZ08-Ex-Cap-Tons-HVAC-Chlr-Any-Com-Default>2yrs-Def-GSIA-DEER:HVAC_Chillers-Annual-SCE-cWtd-HVAC-SpaceCool-Chiller-Screw-None-Standard-Deem-DEER-None-UpDeemed-Com-ExAnte2020-< 150 tons-11.1-15.1
SWHC020 | Air-cooled Packaged Chiller | B | Air-Cooled Chiller, Standard Efficiency, < 150 tons, CZ08 | 0 | Air-Cooled Chiller, < 150 tons, 12.1 EER, 16.6 IPLV, CZ08 | NC | Com | Ex | CZ08 | Cap-Tons | Com | SCE | #N/A | 0.128 | 209 | 0 | 0 | 0 | 0 | 0 | 477.58 | 326.08 | 0 | 803.66 | 0 | 0 | 0 | None | HVAC-Chlr | NA | 20 | 0 | 0.128 | 209 | 0 | 0 | 0 | 0 | 0 | 0 | 0 | UpDeemed | Com-Default>2yrs | 0.6 | 0.6 | 0 | 0.6 | Def-GSIA | 1 | DEER:HVAC_Chillers | Annual | 0 | 0 | 0 | 0 | Standard | FALSE | ExAnte2020 | 0 | Chiller | Screw | HVAC | SpaceCool | cWtd | No | NA | None | 0 | 0 | Deem-DEER | Air-Cooled Chiller, < 150 tons, 12.1 EER, 16.6 IPLV, CZ08 | SWHC020-NC-Com-CZ08-Ex-Cap-Tons-HVAC-Chlr-Any-Com-Default>2yrs-Def-GSIA-DEER:HVAC_Chillers-Annual-SCE-cWtd-HVAC-SpaceCool-Chiller-Screw-None-Standard-Deem-DEER-None-UpDeemed-Com-ExAnte2020-< 150 tons-12.1-16.6
SWHC020 | Air-cooled Packaged Chiller | B | Air-Cooled Chiller, Standard Efficiency, < 150 tons, CZ08 | 0 | Air-Cooled Chiller, < 150 tons, 12.1 EER, 16.6 IPLV, CZ08 | NR | Com | Ex | CZ08 | Cap-Tons | Com | SCE | #N/A | 0.128 | 209 | 0 | 0 | 0 | 0 | 0 | 477.58 | 326.08 | 0 | 803.66 | 0 | 0 | 0 | None | HVAC-Chlr | NA | 20 | 0 | 0.128 | 209 | 0 | 0 | 0 | 0 | 0 | 0 | 0 | UpDeemed | Com-Default>2yrs | 0.6 | 0.6 | 0 | 0.6 | Def-GSIA | 1 | DEER:HVAC_Chillers | Annual | 0 | 0 | 0 | 0 | Standard | FALSE | ExAnte2020 | 0 | Chiller | Screw | HVAC | SpaceCool | cWtd | No | NA | None | 0 | 0 | Deem-DEER | Air-Cooled Chiller, < 150 tons, 12.1 EER, 16.6 IPLV, CZ08 | SWHC020-NR-Com-CZ08-Ex-Cap-Tons-HVAC-Chlr-Any-Com-Default>2yrs-Def-GSIA-DEER:HVAC_Chillers-Annual-SCE-cWtd-HVAC-SpaceCool-Chiller-Screw-None-Standard-Deem-DEER-None-UpDeemed-Com-ExAnte2020-< 150 tons-12.1-16.6
SWHC020 | Air-cooled Packaged Chiller | C | Air-Cooled Chiller, Standard Efficiency, >= 150 tons, CZ08 | 0 | Air-Cooled Chiller, >= 150 tons, 11.1 EER, 15.4 IPLV, CZ08 | NC | Com | Ex | CZ08 | Cap-Tons | Com | SCE | #N/A | 0.0698 | 114 | 0 | 0 | 0 | 0 | 0 | 450.09 | 139.23 | 0 | 589.32 | 0 | 0 | 0 | None | HVAC-Chlr | NA | 20 | 0 | 0.0698 | 114 | 0 | 0 | 0 | 0 | 0 | 0 | 0 | UpDeemed | Com-Default>2yrs | 0.6 | 0.6 | 0 | 0.6 | Def-GSIA | 1 | DEER:HVAC_Chillers | Annual | 0 | 0 | 0 | 0 | Standard | FALSE | ExAnte2020 | 0 | Chiller | Screw | HVAC | SpaceCool | cWtd | No | NA | None | 0 | 0 | Deem-DEER | Air-Cooled Chiller, >= 150 tons, 11.1 EER, 15.4 IPLV, CZ08 | SWHC020-NC-Com-CZ08-Ex-Cap-Tons-HVAC-Chlr-Any-Com-Default>2yrs-Def-GSIA-DEER:HVAC_Chillers-Annual-SCE-cWtd-HVAC-SpaceCool-Chiller-Screw-None-Standard-Deem-DEER-None-UpDeemed-Com-ExAnte2020->= 150 tons-11.1-15.4
SWHC020 | Air-cooled Packaged Chiller | C | Air-Cooled Chiller, Standard Efficiency, >= 150 tons, CZ08 | 0 | Air-Cooled Chiller, >= 150 tons, 11.1 EER, 15.4 IPLV, CZ08 | NR | Com | Ex | CZ08 | Cap-Tons | Com | SCE | #N/A | 0.0698 | 114 | 0 | 0 | 0 | 0 | 0 | 450.09 | 139.23 | 0 | 589.32 | 0 | 0 | 0 | None | HVAC-Chlr | NA | 20 | 0 | 0.0698 | 114 | 0 | 0 | 0 | 0 | 0 | 0 | 0 | UpDeemed | Com-Default>2yrs | 0.6 | 0.6 | 0 | 0.6 | Def-GSIA | 1 | DEER:HVAC_Chillers | Annual | 0 | 0 | 0 | 0 | Standard | FALSE | ExAnte2020 | 0 | Chiller | Screw | HVAC | SpaceCool | cWtd | No | NA | None | 0 | 0 | Deem-DEER | Air-Cooled Chiller, >= 150 tons, 11.1 EER, 15.4 IPLV, CZ08 | SWHC020-NR-Com-CZ08-Ex-Cap-Tons-HVAC-Chlr-Any-Com-Default>2yrs-Def-GSIA-DEER:HVAC_Chillers-Annual-SCE-cWtd-HVAC-SpaceCool-Chiller-Screw-None-Standard-Deem-DEER-None-UpDeemed-Com-ExAnte2020->= 150 tons-11.1-15.4
SWHC020 | Air-cooled Packaged Chiller | D | Air-Cooled Chiller, Standard Efficiency, >= 150 tons, CZ08 | 0 | Air-Cooled Chiller, >= 150 tons, 12.1 EER, 16.9 IPLV, CZ08 | NC | Com | Ex | CZ08 | Cap-Tons | Com | SCE | #N/A | 0.128 | 209 | 0 | 0 | 0 | 0 | 0 | 450.09 | 189.05 | 0 | 639.15 | 0 | 0 | 0 | None | HVAC-Chlr | NA | 20 | 0 | 0.128 | 209 | 0 | 0 | 0 | 0 | 0 | 0 | 0 | UpDeemed | Com-Default>2yrs | 0.6 | 0.6 | 0 | 0.6 | Def-GSIA | 1 | DEER:HVAC_Chillers | Annual | 0 | 0 | 0 | 0 | Standard | FALSE | ExAnte2020 | 0 | Chiller | Screw | HVAC | SpaceCool | cWtd | No | NA | None | 0 | 0 | Deem-DEER | Air-Cooled Chiller, >= 150 tons, 12.1 EER, 16.9 IPLV, CZ08 | SWHC020-NC-Com-CZ08-Ex-Cap-Tons-HVAC-Chlr-Any-Com-Default>2yrs-Def-GSIA-DEER:HVAC_Chillers-Annual-SCE-cWtd-HVAC-SpaceCool-Chiller-Screw-None-Standard-Deem-DEER-None-UpDeemed-Com-ExAnte2020->= 150 tons-12.1-16.9
SWHC020 | Air-cooled Packaged Chiller | D | Air-Cooled Chiller, Standard Efficiency, >= 150 tons, CZ08 | 0 | Air-Cooled Chiller, >= 150 tons, 12.1 EER, 16.9 IPLV, CZ08 | NR | Com | Ex | CZ08 | Cap-Tons | Com | SCE | #N/A | 0.128 | 209 | 0 | 0 | 0 | 0 | 0 | 450.09 | 189.05 | 0 | 639.15 | 0 | 0 | 0 | None | HVAC-Chlr | NA | 20 | 0 | 0.128 | 209 | 0 | 0 | 0 | 0 | 0 | 0 | 0 | UpDeemed | Com-Default>2yrs | 0.6 | 0.6 | 0 | 0.6 | Def-GSIA | 1 | DEER:HVAC_Chillers | Annual | 0 | 0 | 0 | 0 | Standard | FALSE | ExAnte2020 | 0 | Chiller | Screw | HVAC | SpaceCool | cWtd | No | NA | None | 0 | 0 | Deem-DEER | Air-Cooled Chiller, >= 150 tons, 12.1 EER, 16.9 IPLV, CZ08 | SWHC020-NR-Com-CZ08-Ex-Cap-Tons-HVAC-Chlr-Any-Com-Default>2yrs-Def-GSIA-DEER:HVAC_Chillers-Annual-SCE-cWtd-HVAC-SpaceCool-Chiller-Screw-None-Standard-Deem-DEER-None-UpDeemed-Com-ExAnte2020->= 150 tons-12.1-16.9
SWHC020 | Air-cooled Packaged Chiller | A | Air-Cooled Chiller, Standard Efficiency, < 150 tons, CZ09 | 0 | Air-Cooled Chiller, < 150 tons, 11.1 EER, 15.1 IPLV, CZ09 | NC | Com | Ex | CZ09 | Cap-Tons | Com | SCE | #N/A | 0.0631 | 102 | 0 | 0 | 0 | 0 | 0 | 477.58 | 180.68 | 0 | 658.26 | 0 | 0 | 0 | None | HVAC-Chlr | NA | 20 | 0 | 0.0631 | 102 | 0 | 0 | 0 | 0 | 0 | 0 | 0 | UpDeemed | Com-Default>2yrs | 0.6 | 0.6 | 0 | 0.6 | Def-GSIA | 1 | DEER:HVAC_Chillers | Annual | 0 | 0 | 0 | 0 | Standard | FALSE | ExAnte2020 | 0 | Chiller | Screw | HVAC | SpaceCool | cWtd | No | NA | None | 0 | 0 | Deem-DEER | Air-Cooled Chiller, < 150 tons, 11.1 EER, 15.1 IPLV, CZ09 | SWHC020-NC-Com-CZ09-Ex-Cap-Tons-HVAC-Chlr-Any-Com-Default>2yrs-Def-GSIA-DEER:HVAC_Chillers-Annual-SCE-cWtd-HVAC-SpaceCool-Chiller-Screw-None-Standard-Deem-DEER-None-UpDeemed-Com-ExAnte2020-< 150 tons-11.1-15.1
SWHC020 | Air-cooled Packaged Chiller | A | Air-Cooled Chiller, Standard Efficiency, < 150 tons, CZ09 | 0 | Air-Cooled Chiller, < 150 tons, 11.1 EER, 15.1 IPLV, CZ09 | NR | Com | Ex | CZ09 | Cap-Tons | Com | SCE | #N/A | 0.0631 | 102 | 0 | 0 | 0 | 0 | 0 | 477.58 | 180.68 | 0 | 658.26 | 0 | 0 | 0 | None | HVAC-Chlr | NA | 20 | 0 | 0.0631 | 102 | 0 | 0 | 0 | 0 | 0 | 0 | 0 | UpDeemed | Com-Default>2yrs | 0.6 | 0.6 | 0 | 0.6 | Def-GSIA | 1 | DEER:HVAC_Chillers | Annual | 0 | 0 | 0 | 0 | Standard | FALSE | ExAnte2020 | 0 | Chiller | Screw | HVAC | SpaceCool | cWtd | No | NA | None | 0 | 0 | Deem-DEER | Air-Cooled Chiller, < 150 tons, 11.1 EER, 15.1 IPLV, CZ09 | SWHC020-NR-Com-CZ09-Ex-Cap-Tons-HVAC-Chlr-Any-Com-Default>2yrs-Def-GSIA-DEER:HVAC_Chillers-Annual-SCE-cWtd-HVAC-SpaceCool-Chiller-Screw-None-Standard-Deem-DEER-None-UpDeemed-Com-ExAnte2020-< 150 tons-11.1-15.1
SWHC020 | Air-cooled Packaged Chiller | B | Air-Cooled Chiller, Standard Efficiency, < 150 tons, CZ09 | 0 | Air-Cooled Chiller, < 150 tons, 12.1 EER, 16.6 IPLV, CZ09 | NC | Com | Ex | CZ09 | Cap-Tons | Com | SCE | #N/A | 0.116 | 187 | 0 | 0 | 0 | 0 | 0 | 477.58 | 326.08 | 0 | 803.66 | 0 | 0 | 0 | None | HVAC-Chlr | NA | 20 | 0 | 0.116 | 187 | 0 | 0 | 0 | 0 | 0 | 0 | 0 | UpDeemed | Com-Default>2yrs | 0.6 | 0.6 | 0 | 0.6 | Def-GSIA | 1 | DEER:HVAC_Chillers | Annual | 0 | 0 | 0 | 0 | Standard | FALSE | ExAnte2020 | 0 | Chiller | Screw | HVAC | SpaceCool | cWtd | No | NA | None | 0 | 0 | Deem-DEER | Air-Cooled Chiller, < 150 tons, 12.1 EER, 16.6 IPLV, CZ09 | SWHC020-NC-Com-CZ09-Ex-Cap-Tons-HVAC-Chlr-Any-Com-Default>2yrs-Def-GSIA-DEER:HVAC_Chillers-Annual-SCE-cWtd-HVAC-SpaceCool-Chiller-Screw-None-Standard-Deem-DEER-None-UpDeemed-Com-ExAnte2020-< 150 tons-12.1-16.6
SWHC020 | Air-cooled Packaged Chiller | B | Air-Cooled Chiller, Standard Efficiency, < 150 tons, CZ09 | 0 | Air-Cooled Chiller, < 150 tons, 12.1 EER, 16.6 IPLV, CZ09 | NR | Com | Ex | CZ09 | Cap-Tons | Com | SCE | #N/A | 0.116 | 187 | 0 | 0 | 0 | 0 | 0 | 477.58 | 326.08 | 0 | 803.66 | 0 | 0 | 0 | None | HVAC-Chlr | NA | 20 | 0 | 0.116 | 187 | 0 | 0 | 0 | 0 | 0 | 0 | 0 | UpDeemed | Com-Default>2yrs | 0.6 | 0.6 | 0 | 0.6 | Def-GSIA | 1 | DEER:HVAC_Chillers | Annual | 0 | 0 | 0 | 0 | Standard | FALSE | ExAnte2020 | 0 | Chiller | Screw | HVAC | SpaceCool | cWtd | No | NA | None | 0 | 0 | Deem-DEER | Air-Cooled Chiller, < 150 tons, 12.1 EER, 16.6 IPLV, CZ09 | SWHC020-NR-Com-CZ09-Ex-Cap-Tons-HVAC-Chlr-Any-Com-Default>2yrs-Def-GSIA-DEER:HVAC_Chillers-Annual-SCE-cWtd-HVAC-SpaceCool-Chiller-Screw-None-Standard-Deem-DEER-None-UpDeemed-Com-ExAnte2020-< 150 tons-12.1-16.6
SWHC020 | Air-cooled Packaged Chiller | C | Air-Cooled Chiller, Standard Efficiency, >= 150 tons, CZ09 | 0 | Air-Cooled Chiller, >= 150 tons, 11.1 EER, 15.4 IPLV, CZ09 | NC | Com | Ex | CZ09 | Cap-Tons | Com | SCE | #N/A | 0.0631 | 102 | 0 | 0 | 0 | 0 | 0 | 450.09 | 139.23 | 0 | 589.32 | 0 | 0 | 0 | None | HVAC-Chlr | NA | 20 | 0 | 0.0631 | 102 | 0 | 0 | 0 | 0 | 0 | 0 | 0 | UpDeemed | Com-Default>2yrs | 0.6 | 0.6 | 0 | 0.6 | Def-GSIA | 1 | DEER:HVAC_Chillers | Annual | 0 | 0 | 0 | 0 | Standard | FALSE | ExAnte2020 | 0 | Chiller | Screw | HVAC | SpaceCool | cWtd | No | NA | None | 0 | 0 | Deem-DEER | Air-Cooled Chiller, >= 150 tons, 11.1 EER, 15.4 IPLV, CZ09 | SWHC020-NC-Com-CZ09-Ex-Cap-Tons-HVAC-Chlr-Any-Com-Default>2yrs-Def-GSIA-DEER:HVAC_Chillers-Annual-SCE-cWtd-HVAC-SpaceCool-Chiller-Screw-None-Standard-Deem-DEER-None-UpDeemed-Com-ExAnte2020->= 150 tons-11.1-15.4
SWHC020 | Air-cooled Packaged Chiller | C | Air-Cooled Chiller, Standard Efficiency, >= 150 tons, CZ09 | 0 | Air-Cooled Chiller, >= 150 tons, 11.1 EER, 15.4 IPLV, CZ09 | NR | Com | Ex | CZ09 | Cap-Tons | Com | SCE | #N/A | 0.0631 | 102 | 0 | 0 | 0 | 0 | 0 | 450.09 | 139.23 | 0 | 589.32 | 0 | 0 | 0 | None | HVAC-Chlr | NA | 20 | 0 | 0.0631 | 102 | 0 | 0 | 0 | 0 | 0 | 0 | 0 | UpDeemed | Com-Default>2yrs | 0.6 | 0.6 | 0 | 0.6 | Def-GSIA | 1 | DEER:HVAC_Chillers | Annual | 0 | 0 | 0 | 0 | Standard | FALSE | ExAnte2020 | 0 | Chiller | Screw | HVAC | SpaceCool | cWtd | No | NA | None | 0 | 0 | Deem-DEER | Air-Cooled Chiller, >= 150 tons, 11.1 EER, 15.4 IPLV, CZ09 | SWHC020-NR-Com-CZ09-Ex-Cap-Tons-HVAC-Chlr-Any-Com-Default>2yrs-Def-GSIA-DEER:HVAC_Chillers-Annual-SCE-cWtd-HVAC-SpaceCool-Chiller-Screw-None-Standard-Deem-DEER-None-UpDeemed-Com-ExAnte2020->= 150 tons-11.1-15.4
SWHC020 | Air-cooled Packaged Chiller | D | Air-Cooled Chiller, Standard Efficiency, >= 150 tons, CZ09 | 0 | Air-Cooled Chiller, >= 150 tons, 12.1 EER, 16.9 IPLV, CZ09 | NC | Com | Ex | CZ09 | Cap-Tons | Com | SCE | #N/A | 0.116 | 187 | 0 | 0 | 0 | 0 | 0 | 450.09 | 189.05 | 0 | 639.15 | 0 | 0 | 0 | None | HVAC-Chlr | NA | 20 | 0 | 0.116 | 187 | 0 | 0 | 0 | 0 | 0 | 0 | 0 | UpDeemed | Com-Default>2yrs | 0.6 | 0.6 | 0 | 0.6 | Def-GSIA | 1 | DEER:HVAC_Chillers | Annual | 0 | 0 | 0 | 0 | Standard | FALSE | ExAnte2020 | 0 | Chiller | Screw | HVAC | SpaceCool | cWtd | No | NA | None | 0 | 0 | Deem-DEER | Air-Cooled Chiller, >= 150 tons, 12.1 EER, 16.9 IPLV, CZ09 | SWHC020-NC-Com-CZ09-Ex-Cap-Tons-HVAC-Chlr-Any-Com-Default>2yrs-Def-GSIA-DEER:HVAC_Chillers-Annual-SCE-cWtd-HVAC-SpaceCool-Chiller-Screw-None-Standard-Deem-DEER-None-UpDeemed-Com-ExAnte2020->= 150 tons-12.1-16.9
SWHC020 | Air-cooled Packaged Chiller | D | Air-Cooled Chiller, Standard Efficiency, >= 150 tons, CZ09 | 0 | Air-Cooled Chiller, >= 150 tons, 12.1 EER, 16.9 IPLV, CZ09 | NR | Com | Ex | CZ09 | Cap-Tons | Com | SCE | #N/A | 0.116 | 187 | 0 | 0 | 0 | 0 | 0 | 450.09 | 189.05 | 0 | 639.15 | 0 | 0 | 0 | None | HVAC-Chlr | NA | 20 | 0 | 0.116 | 187 | 0 | 0 | 0 | 0 | 0 | 0 | 0 | UpDeemed | Com-Default>2yrs | 0.6 | 0.6 | 0 | 0.6 | Def-GSIA | 1 | DEER:HVAC_Chillers | Annual | 0 | 0 | 0 | 0 | Standard | FALSE | ExAnte2020 | 0 | Chiller | Screw | HVAC | SpaceCool | cWtd | No | NA | None | 0 | 0 | Deem-DEER | Air-Cooled Chiller, >= 150 tons, 12.1 EER, 16.9 IPLV, CZ09 | SWHC020-NR-Com-CZ09-Ex-Cap-Tons-HVAC-Chlr-Any-Com-Default>2yrs-Def-GSIA-DEER:HVAC_Chillers-Annual-SCE-cWtd-HVAC-SpaceCool-Chiller-Screw-None-Standard-Deem-DEER-None-UpDeemed-Com-ExAnte2020->= 150 tons-12.1-16.9
SWHC020 | Air-cooled Packaged Chiller | A | Air-Cooled Chiller, Standard Efficiency, < 150 tons, CZ10 | 0 | Air-Cooled Chiller, < 150 tons, 11.1 EER, 15.1 IPLV, CZ10 | NC | Com | Ex | CZ10 | Cap-Tons | Com | SCE | #N/A | 0.0749 | 108 | 0 | 0 | 0 | 0 | 0 | 477.58 | 180.68 | 0 | 658.26 | 0 | 0 | 0 | None | HVAC-Chlr | NA | 20 | 0 | 0.0749 | 108 | 0 | 0 | 0 | 0 | 0 | 0 | 0 | UpDeemed | Com-Default>2yrs | 0.6 | 0.6 | 0 | 0.6 | Def-GSIA | 1 | DEER:HVAC_Chillers | Annual | 0 | 0 | 0 | 0 | Standard | FALSE | ExAnte2020 | 0 | Chiller | Screw | HVAC | SpaceCool | cWtd | No | NA | None | 0 | 0 | Deem-DEER | Air-Cooled Chiller, < 150 tons, 11.1 EER, 15.1 IPLV, CZ10 | SWHC020-NC-Com-CZ10-Ex-Cap-Tons-HVAC-Chlr-Any-Com-Default>2yrs-Def-GSIA-DEER:HVAC_Chillers-Annual-SCE-cWtd-HVAC-SpaceCool-Chiller-Screw-None-Standard-Deem-DEER-None-UpDeemed-Com-ExAnte2020-< 150 tons-11.1-15.1
SWHC020 | Air-cooled Packaged Chiller | A | Air-Cooled Chiller, Standard Efficiency, < 150 tons, CZ10 | 0 | Air-Cooled Chiller, < 150 tons, 11.1 EER, 15.1 IPLV, CZ10 | NR | Com | Ex | CZ10 | Cap-Tons | Com | SCE | #N/A | 0.0749 | 108 | 0 | 0 | 0 | 0 | 0 | 477.58 | 180.68 | 0 | 658.26 | 0 | 0 | 0 | None | HVAC-Chlr | NA | 20 | 0 | 0.0749 | 108 | 0 | 0 | 0 | 0 | 0 | 0 | 0 | UpDeemed | Com-Default>2yrs | 0.6 | 0.6 | 0 | 0.6 | Def-GSIA | 1 | DEER:HVAC_Chillers | Annual | 0 | 0 | 0 | 0 | Standard | FALSE | ExAnte2020 | 0 | Chiller | Screw | HVAC | SpaceCool | cWtd | No | NA | None | 0 | 0 | Deem-DEER | Air-Cooled Chiller, < 150 tons, 11.1 EER, 15.1 IPLV, CZ10 | SWHC020-NR-Com-CZ10-Ex-Cap-Tons-HVAC-Chlr-Any-Com-Default>2yrs-Def-GSIA-DEER:HVAC_Chillers-Annual-SCE-cWtd-HVAC-SpaceCool-Chiller-Screw-None-Standard-Deem-DEER-None-UpDeemed-Com-ExAnte2020-< 150 tons-11.1-15.1
SWHC020 | Air-cooled Packaged Chiller | B | Air-Cooled Chiller, Standard Efficiency, < 150 tons, CZ10 | 0 | Air-Cooled Chiller, < 150 tons, 12.1 EER, 16.6 IPLV, CZ10 | NC | Com | Ex | CZ10 | Cap-Tons | Com | SCE | #N/A | 0.137 | 198 | 0 | 0 | 0 | 0 | 0 | 477.58 | 326.08 | 0 | 803.66 | 0 | 0 | 0 | None | HVAC-Chlr | NA | 20 | 0 | 0.137 | 198 | 0 | 0 | 0 | 0 | 0 | 0 | 0 | UpDeemed | Com-Default>2yrs | 0.6 | 0.6 | 0 | 0.6 | Def-GSIA | 1 | DEER:HVAC_Chillers | Annual | 0 | 0 | 0 | 0 | Standard | FALSE | ExAnte2020 | 0 | Chiller | Screw | HVAC | SpaceCool | cWtd | No | NA | None | 0 | 0 | Deem-DEER | Air-Cooled Chiller, < 150 tons, 12.1 EER, 16.6 IPLV, CZ10 | SWHC020-NC-Com-CZ10-Ex-Cap-Tons-HVAC-Chlr-Any-Com-Default>2yrs-Def-GSIA-DEER:HVAC_Chillers-Annual-SCE-cWtd-HVAC-SpaceCool-Chiller-Screw-None-Standard-Deem-DEER-None-UpDeemed-Com-ExAnte2020-< 150 tons-12.1-16.6
SWHC020 | Air-cooled Packaged Chiller | B | Air-Cooled Chiller, Standard Efficiency, < 150 tons, CZ10 | 0 | Air-Cooled Chiller, < 150 tons, 12.1 EER, 16.6 IPLV, CZ10 | NR | Com | Ex | CZ10 | Cap-Tons | Com | SCE | #N/A | 0.137 | 198 | 0 | 0 | 0 | 0 | 0 | 477.58 | 326.08 | 0 | 803.66 | 0 | 0 | 0 | None | HVAC-Chlr | NA | 20 | 0 | 0.137 | 198 | 0 | 0 | 0 | 0 | 0 | 0 | 0 | UpDeemed | Com-Default>2yrs | 0.6 | 0.6 | 0 | 0.6 | Def-GSIA | 1 | DEER:HVAC_Chillers | Annual | 0 | 0 | 0 | 0 | Standard | FALSE | ExAnte2020 | 0 | Chiller | Screw | HVAC | SpaceCool | cWtd | No | NA | None | 0 | 0 | Deem-DEER | Air-Cooled Chiller, < 150 tons, 12.1 EER, 16.6 IPLV, CZ10 | SWHC020-NR-Com-CZ10-Ex-Cap-Tons-HVAC-Chlr-Any-Com-Default>2yrs-Def-GSIA-DEER:HVAC_Chillers-Annual-SCE-cWtd-HVAC-SpaceCool-Chiller-Screw-None-Standard-Deem-DEER-None-UpDeemed-Com-ExAnte2020-< 150 tons-12.1-16.6
SWHC020 | Air-cooled Packaged Chiller | C | Air-Cooled Chiller, Standard Efficiency, >= 150 tons, CZ10 | 0 | Air-Cooled Chiller, >= 150 tons, 11.1 EER, 15.4 IPLV, CZ10 | NC | Com | Ex | CZ10 | Cap-Tons | Com | SCE | #N/A | 0.0749 | 108 | 0 | 0 | 0 | 0 | 0 | 450.09 | 139.23 | 0 | 589.32 | 0 | 0 | 0 | None | HVAC-Chlr | NA | 20 | 0 | 0.0749 | 108 | 0 | 0 | 0 | 0 | 0 | 0 | 0 | UpDeemed | Com-Default>2yrs | 0.6 | 0.6 | 0 | 0.6 | Def-GSIA | 1 | DEER:HVAC_Chillers | Annual | 0 | 0 | 0 | 0 | Standard | FALSE | ExAnte2020 | 0 | Chiller | Screw | HVAC | SpaceCool | cWtd | No | NA | None | 0 | 0 | Deem-DEER | Air-Cooled Chiller, >= 150 tons, 11.1 EER, 15.4 IPLV, CZ10 | SWHC020-NC-Com-CZ10-Ex-Cap-Tons-HVAC-Chlr-Any-Com-Default>2yrs-Def-GSIA-DEER:HVAC_Chillers-Annual-SCE-cWtd-HVAC-SpaceCool-Chiller-Screw-None-Standard-Deem-DEER-None-UpDeemed-Com-ExAnte2020->= 150 tons-11.1-15.4
SWHC020 | Air-cooled Packaged Chiller | C | Air-Cooled Chiller, Standard Efficiency, >= 150 tons, CZ10 | 0 | Air-Cooled Chiller, >= 150 tons, 11.1 EER, 15.4 IPLV, CZ10 | NR | Com | Ex | CZ10 | Cap-Tons | Com | SCE | #N/A | 0.0749 | 108 | 0 | 0 | 0 | 0 | 0 | 450.09 | 139.23 | 0 | 589.32 | 0 | 0 | 0 | None | HVAC-Chlr | NA | 20 | 0 | 0.0749 | 108 | 0 | 0 | 0 | 0 | 0 | 0 | 0 | UpDeemed | Com-Default>2yrs | 0.6 | 0.6 | 0 | 0.6 | Def-GSIA | 1 | DEER:HVAC_Chillers | Annual | 0 | 0 | 0 | 0 | Standard | FALSE | ExAnte2020 | 0 | Chiller | Screw | HVAC | SpaceCool | cWtd | No | NA | None | 0 | 0 | Deem-DEER | Air-Cooled Chiller, >= 150 tons, 11.1 EER, 15.4 IPLV, CZ10 | SWHC020-NR-Com-CZ10-Ex-Cap-Tons-HVAC-Chlr-Any-Com-Default>2yrs-Def-GSIA-DEER:HVAC_Chillers-Annual-SCE-cWtd-HVAC-SpaceCool-Chiller-Screw-None-Standard-Deem-DEER-None-UpDeemed-Com-ExAnte2020->= 150 tons-11.1-15.4
SWHC020 | Air-cooled Packaged Chiller | D | Air-Cooled Chiller, Standard Efficiency, >= 150 tons, CZ10 | 0 | Air-Cooled Chiller, >= 150 tons, 12.1 EER, 16.9 IPLV, CZ10 | NC | Com | Ex | CZ10 | Cap-Tons | Com | SCE | #N/A | 0.137 | 198 | 0 | 0 | 0 | 0 | 0 | 450.09 | 189.05 | 0 | 639.15 | 0 | 0 | 0 | None | HVAC-Chlr | NA | 20 | 0 | 0.137 | 198 | 0 | 0 | 0 | 0 | 0 | 0 | 0 | UpDeemed | Com-Default>2yrs | 0.6 | 0.6 | 0 | 0.6 | Def-GSIA | 1 | DEER:HVAC_Chillers | Annual | 0 | 0 | 0 | 0 | Standard | FALSE | ExAnte2020 | 0 | Chiller | Screw | HVAC | SpaceCool | cWtd | No | NA | None | 0 | 0 | Deem-DEER | Air-Cooled Chiller, >= 150 tons, 12.1 EER, 16.9 IPLV, CZ10 | SWHC020-NC-Com-CZ10-Ex-Cap-Tons-HVAC-Chlr-Any-Com-Default>2yrs-Def-GSIA-DEER:HVAC_Chillers-Annual-SCE-cWtd-HVAC-SpaceCool-Chiller-Screw-None-Standard-Deem-DEER-None-UpDeemed-Com-ExAnte2020->= 150 tons-12.1-16.9
SWHC020 | Air-cooled Packaged Chiller | D | Air-Cooled Chiller, Standard Efficiency, >= 150 tons, CZ10 | 0 | Air-Cooled Chiller, >= 150 tons, 12.1 EER, 16.9 IPLV, CZ10 | NR | Com | Ex | CZ10 | Cap-Tons | Com | SCE | #N/A | 0.137 | 198 | 0 | 0 | 0 | 0 | 0 | 450.09 | 189.05 | 0 | 639.15 | 0 | 0 | 0 | None | HVAC-Chlr | NA | 20 | 0 | 0.137 | 198 | 0 | 0 | 0 | 0 | 0 | 0 | 0 | UpDeemed | Com-Default>2yrs | 0.6 | 0.6 | 0 | 0.6 | Def-GSIA | 1 | DEER:HVAC_Chillers | Annual | 0 | 0 | 0 | 0 | Standard | FALSE | ExAnte2020 | 0 | Chiller | Screw | HVAC | SpaceCool | cWtd | No | NA | None | 0 | 0 | Deem-DEER | Air-Cooled Chiller, >= 150 tons, 12.1 EER, 16.9 IPLV, CZ10 | SWHC020-NR-Com-CZ10-Ex-Cap-Tons-HVAC-Chlr-Any-Com-Default>2yrs-Def-GSIA-DEER:HVAC_Chillers-Annual-SCE-cWtd-HVAC-SpaceCool-Chiller-Screw-None-Standard-Deem-DEER-None-UpDeemed-Com-ExAnte2020->= 150 tons-12.1-16.9
SWHC020 | Air-cooled Packaged Chiller | A | Air-Cooled Chiller, Standard Efficiency, < 150 tons, CZ11 | 0 | Air-Cooled Chiller, < 150 tons, 11.1 EER, 15.1 IPLV, CZ11 | NC | Com | Ex | CZ11 | Cap-Tons | Com | PGE | #N/A | 0.0476 | 108 | 0 | 0 | 0 | 0 | 0 | 477.58 | 180.68 | 0 | 658.26 | 0 | 0 | 0 | None | HVAC-Chlr | NA | 20 | 0 | 0.0476 | 108 | 0 | 0 | 0 | 0 | 0 | 0 | 0 | UpDeemed | Com-Default>2yrs | 0.6 | 0.6 | 0 | 0.6 | Def-GSIA | 1 | DEER:HVAC_Chillers | Annual | 0 | 0 | 0 | 0 | Standard | FALSE | ExAnte2020 | 0 | Chiller | Screw | HVAC | SpaceCool | cWtd | No | NA | None | 0 | 0 | Deem-DEER | Air-Cooled Chiller, < 150 tons, 11.1 EER, 15.1 IPLV, CZ11 | SWHC020-NC-Com-CZ11-Ex-Cap-Tons-HVAC-Chlr-Any-Com-Default>2yrs-Def-GSIA-DEER:HVAC_Chillers-Annual-PGE-cWtd-HVAC-SpaceCool-Chiller-Screw-None-Standard-Deem-DEER-None-UpDeemed-Com-ExAnte2020-< 150 tons-11.1-15.1
SWHC020 | Air-cooled Packaged Chiller | A | Air-Cooled Chiller, Standard Efficiency, < 150 tons, CZ11 | 0 | Air-Cooled Chiller, < 150 tons, 11.1 EER, 15.1 IPLV, CZ11 | NR | Com | Ex | CZ11 | Cap-Tons | Com | PGE | #N/A | 0.0476 | 108 | 0 | 0 | 0 | 0 | 0 | 477.58 | 180.68 | 0 | 658.26 | 0 | 0 | 0 | None | HVAC-Chlr | NA | 20 | 0 | 0.0476 | 108 | 0 | 0 | 0 | 0 | 0 | 0 | 0 | UpDeemed | Com-Default>2yrs | 0.6 | 0.6 | 0 | 0.6 | Def-GSIA | 1 | DEER:HVAC_Chillers | Annual | 0 | 0 | 0 | 0 | Standard | FALSE | ExAnte2020 | 0 | Chiller | Screw | HVAC | SpaceCool | cWtd | No | NA | None | 0 | 0 | Deem-DEER | Air-Cooled Chiller, < 150 tons, 11.1 EER, 15.1 IPLV, CZ11 | SWHC020-NR-Com-CZ11-Ex-Cap-Tons-HVAC-Chlr-Any-Com-Default>2yrs-Def-GSIA-DEER:HVAC_Chillers-Annual-PGE-cWtd-HVAC-SpaceCool-Chiller-Screw-None-Standard-Deem-DEER-None-UpDeemed-Com-ExAnte2020-< 150 tons-11.1-15.1
SWHC020 | Air-cooled Packaged Chiller | B | Air-Cooled Chiller, Standard Efficiency, < 150 tons, CZ11 | 0 | Air-Cooled Chiller, < 150 tons, 12.1 EER, 16.6 IPLV, CZ11 | NC | Com | Ex | CZ11 | Cap-Tons | Com | PGE | #N/A | 0.0873 | 198 | 0 | 0 | 0 | 0 | 0 | 477.58 | 326.08 | 0 | 803.66 | 0 | 0 | 0 | None | HVAC-Chlr | NA | 20 | 0 | 0.0873 | 198 | 0 | 0 | 0 | 0 | 0 | 0 | 0 | UpDeemed | Com-Default>2yrs | 0.6 | 0.6 | 0 | 0.6 | Def-GSIA | 1 | DEER:HVAC_Chillers | Annual | 0 | 0 | 0 | 0 | Standard | FALSE | ExAnte2020 | 0 | Chiller | Screw | HVAC | SpaceCool | cWtd | No | NA | None | 0 | 0 | Deem-DEER | Air-Cooled Chiller, < 150 tons, 12.1 EER, 16.6 IPLV, CZ11 | SWHC020-NC-Com-CZ11-Ex-Cap-Tons-HVAC-Chlr-Any-Com-Default>2yrs-Def-GSIA-DEER:HVAC_Chillers-Annual-PGE-cWtd-HVAC-SpaceCool-Chiller-Screw-None-Standard-Deem-DEER-None-UpDeemed-Com-ExAnte2020-< 150 tons-12.1-16.6
SWHC020 | Air-cooled Packaged Chiller | B | Air-Cooled Chiller, Standard Efficiency, < 150 tons, CZ11 | 0 | Air-Cooled Chiller, < 150 tons, 12.1 EER, 16.6 IPLV, CZ11 | NR | Com | Ex | CZ11 | Cap-Tons | Com | PGE | #N/A | 0.0873 | 198 | 0 | 0 | 0 | 0 | 0 | 477.58 | 326.08 | 0 | 803.66 | 0 | 0 | 0 | None | HVAC-Chlr | NA | 20 | 0 | 0.0873 | 198 | 0 | 0 | 0 | 0 | 0 | 0 | 0 | UpDeemed | Com-Default>2yrs | 0.6 | 0.6 | 0 | 0.6 | Def-GSIA | 1 | DEER:HVAC_Chillers | Annual | 0 | 0 | 0 | 0 | Standard | FALSE | ExAnte2020 | 0 | Chiller | Screw | HVAC | SpaceCool | cWtd | No | NA | None | 0 | 0 | Deem-DEER | Air-Cooled Chiller, < 150 tons, 12.1 EER, 16.6 IPLV, CZ11 | SWHC020-NR-Com-CZ11-Ex-Cap-Tons-HVAC-Chlr-Any-Com-Default>2yrs-Def-GSIA-DEER:HVAC_Chillers-Annual-PGE-cWtd-HVAC-SpaceCool-Chiller-Screw-None-Standard-Deem-DEER-None-UpDeemed-Com-ExAnte2020-< 150 tons-12.1-16.6
SWHC020 | Air-cooled Packaged Chiller | C | Air-Cooled Chiller, Standard Efficiency, >= 150 tons, CZ11 | 0 | Air-Cooled Chiller, >= 150 tons, 11.1 EER, 15.4 IPLV, CZ11 | NC | Com | Ex | CZ11 | Cap-Tons | Com | PGE | #N/A | 0.0476 | 108 | 0 | 0 | 0 | 0 | 0 | 450.09 | 139.23 | 0 | 589.32 | 0 | 0 | 0 | None | HVAC-Chlr | NA | 20 | 0 | 0.0476 | 108 | 0 | 0 | 0 | 0 | 0 | 0 | 0 | UpDeemed | Com-Default>2yrs | 0.6 | 0.6 | 0 | 0.6 | Def-GSIA | 1 | DEER:HVAC_Chillers | Annual | 0 | 0 | 0 | 0 | Standard | FALSE | ExAnte2020 | 0 | Chiller | Screw | HVAC | SpaceCool | cWtd | No | NA | None | 0 | 0 | Deem-DEER | Air-Cooled Chiller, >= 150 tons, 11.1 EER, 15.4 IPLV, CZ11 | SWHC020-NC-Com-CZ11-Ex-Cap-Tons-HVAC-Chlr-Any-Com-Default>2yrs-Def-GSIA-DEER:HVAC_Chillers-Annual-PGE-cWtd-HVAC-SpaceCool-Chiller-Screw-None-Standard-Deem-DEER-None-UpDeemed-Com-ExAnte2020->= 150 tons-11.1-15.4
SWHC020 | Air-cooled Packaged Chiller | C | Air-Cooled Chiller, Standard Efficiency, >= 150 tons, CZ11 | 0 | Air-Cooled Chiller, >= 150 tons, 11.1 EER, 15.4 IPLV, CZ11 | NR | Com | Ex | CZ11 | Cap-Tons | Com | PGE | #N/A | 0.0476 | 108 | 0 | 0 | 0 | 0 | 0 | 450.09 | 139.23 | 0 | 589.32 | 0 | 0 | 0 | None | HVAC-Chlr | NA | 20 | 0 | 0.0476 | 108 | 0 | 0 | 0 | 0 | 0 | 0 | 0 | UpDeemed | Com-Default>2yrs | 0.6 | 0.6 | 0 | 0.6 | Def-GSIA | 1 | DEER:HVAC_Chillers | Annual | 0 | 0 | 0 | 0 | Standard | FALSE | ExAnte2020 | 0 | Chiller | Screw | HVAC | SpaceCool | cWtd | No | NA | None | 0 | 0 | Deem-DEER | Air-Cooled Chiller, >= 150 tons, 11.1 EER, 15.4 IPLV, CZ11 | SWHC020-NR-Com-CZ11-Ex-Cap-Tons-HVAC-Chlr-Any-Com-Default>2yrs-Def-GSIA-DEER:HVAC_Chillers-Annual-PGE-cWtd-HVAC-SpaceCool-Chiller-Screw-None-Standard-Deem-DEER-None-UpDeemed-Com-ExAnte2020->= 150 tons-11.1-15.4
SWHC020 | Air-cooled Packaged Chiller | D | Air-Cooled Chiller, Standard Efficiency, >= 150 tons, CZ11 | 0 | Air-Cooled Chiller, >= 150 tons, 12.1 EER, 16.9 IPLV, CZ11 | NC | Com | Ex | CZ11 | Cap-Tons | Com | PGE | #N/A | 0.0873 | 198 | 0 | 0 | 0 | 0 | 0 | 450.09 | 189.05 | 0 | 639.15 | 0 | 0 | 0 | None | HVAC-Chlr | NA | 20 | 0 | 0.0873 | 198 | 0 | 0 | 0 | 0 | 0 | 0 | 0 | UpDeemed | Com-Default>2yrs | 0.6 | 0.6 | 0 | 0.6 | Def-GSIA | 1 | DEER:HVAC_Chillers | Annual | 0 | 0 | 0 | 0 | Standard | FALSE | ExAnte2020 | 0 | Chiller | Screw | HVAC | SpaceCool | cWtd | No | NA | None | 0 | 0 | Deem-DEER | Air-Cooled Chiller, >= 150 tons, 12.1 EER, 16.9 IPLV, CZ11 | SWHC020-NC-Com-CZ11-Ex-Cap-Tons-HVAC-Chlr-Any-Com-Default>2yrs-Def-GSIA-DEER:HVAC_Chillers-Annual-PGE-cWtd-HVAC-SpaceCool-Chiller-Screw-None-Standard-Deem-DEER-None-UpDeemed-Com-ExAnte2020->= 150 tons-12.1-16.9
SWHC020 | Air-cooled Packaged Chiller | D | Air-Cooled Chiller, Standard Efficiency, >= 150 tons, CZ11 | 0 | Air-Cooled Chiller, >= 150 tons, 12.1 EER, 16.9 IPLV, CZ11 | NR | Com | Ex | CZ11 | Cap-Tons | Com | PGE | #N/A | 0.0873 | 198 | 0 | 0 | 0 | 0 | 0 | 450.09 | 189.05 | 0 | 639.15 | 0 | 0 | 0 | None | HVAC-Chlr | NA | 20 | 0 | 0.0873 | 198 | 0 | 0 | 0 | 0 | 0 | 0 | 0 | UpDeemed | Com-Default>2yrs | 0.6 | 0.6 | 0 | 0.6 | Def-GSIA | 1 | DEER:HVAC_Chillers | Annual | 0 | 0 | 0 | 0 | Standard | FALSE | ExAnte2020 | 0 | Chiller | Screw | HVAC | SpaceCool | cWtd | No | NA | None | 0 | 0 | Deem-DEER | Air-Cooled Chiller, >= 150 tons, 12.1 EER, 16.9 IPLV, CZ11 | SWHC020-NR-Com-CZ11-Ex-Cap-Tons-HVAC-Chlr-Any-Com-Default>2yrs-Def-GSIA-DEER:HVAC_Chillers-Annual-PGE-cWtd-HVAC-SpaceCool-Chiller-Screw-None-Standard-Deem-DEER-None-UpDeemed-Com-ExAnte2020->= 150 tons-12.1-16.9
SWHC020 | Air-cooled Packaged Chiller | A | Air-Cooled Chiller, Standard Efficiency, < 150 tons, CZ12 | 0 | Air-Cooled Chiller, < 150 tons, 11.1 EER, 15.1 IPLV, CZ12 | NC | Com | Ex | CZ12 | Cap-Tons | Com | PGE | #N/A | 0.0662 | 92.1 | 0 | 0 | 0 | 0 | 0 | 477.58 | 180.68 | 0 | 658.26 | 0 | 0 | 0 | None | HVAC-Chlr | NA | 20 | 0 | 0.0662 | 92.1 | 0 | 0 | 0 | 0 | 0 | 0 | 0 | UpDeemed | Com-Default>2yrs | 0.6 | 0.6 | 0 | 0.6 | Def-GSIA | 1 | DEER:HVAC_Chillers | Annual | 0 | 0 | 0 | 0 | Standard | FALSE | ExAnte2020 | 0 | Chiller | Screw | HVAC | SpaceCool | cWtd | No | NA | None | 0 | 0 | Deem-DEER | Air-Cooled Chiller, < 150 tons, 11.1 EER, 15.1 IPLV, CZ12 | SWHC020-NC-Com-CZ12-Ex-Cap-Tons-HVAC-Chlr-Any-Com-Default>2yrs-Def-GSIA-DEER:HVAC_Chillers-Annual-PGE-cWtd-HVAC-SpaceCool-Chiller-Screw-None-Standard-Deem-DEER-None-UpDeemed-Com-ExAnte2020-< 150 tons-11.1-15.1
SWHC020 | Air-cooled Packaged Chiller | A | Air-Cooled Chiller, Standard Efficiency, < 150 tons, CZ12 | 0 | Air-Cooled Chiller, < 150 tons, 11.1 EER, 15.1 IPLV, CZ12 | NR | Com | Ex | CZ12 | Cap-Tons | Com | PGE | #N/A | 0.0662 | 92.1 | 0 | 0 | 0 | 0 | 0 | 477.58 | 180.68 | 0 | 658.26 | 0 | 0 | 0 | None | HVAC-Chlr | NA | 20 | 0 | 0.0662 | 92.1 | 0 | 0 | 0 | 0 | 0 | 0 | 0 | UpDeemed | Com-Default>2yrs | 0.6 | 0.6 | 0 | 0.6 | Def-GSIA | 1 | DEER:HVAC_Chillers | Annual | 0 | 0 | 0 | 0 | Standard | FALSE | ExAnte2020 | 0 | Chiller | Screw | HVAC | SpaceCool | cWtd | No | NA | None | 0 | 0 | Deem-DEER | Air-Cooled Chiller, < 150 tons, 11.1 EER, 15.1 IPLV, CZ12 | SWHC020-NR-Com-CZ12-Ex-Cap-Tons-HVAC-Chlr-Any-Com-Default>2yrs-Def-GSIA-DEER:HVAC_Chillers-Annual-PGE-cWtd-HVAC-SpaceCool-Chiller-Screw-None-Standard-Deem-DEER-None-UpDeemed-Com-ExAnte2020-< 150 tons-11.1-15.1
SWHC020 | Air-cooled Packaged Chiller | B | Air-Cooled Chiller, Standard Efficiency, < 150 tons, CZ12 | 0 | Air-Cooled Chiller, < 150 tons, 12.1 EER, 16.6 IPLV, CZ12 | NC | Com | Ex | CZ12 | Cap-Tons | Com | PGE | #N/A | 0.121 | 169 | 0 | 0 | 0 | 0 | 0 | 477.58 | 326.08 | 0 | 803.66 | 0 | 0 | 0 | None | HVAC-Chlr | NA | 20 | 0 | 0.121 | 169 | 0 | 0 | 0 | 0 | 0 | 0 | 0 | UpDeemed | Com-Default>2yrs | 0.6 | 0.6 | 0 | 0.6 | Def-GSIA | 1 | DEER:HVAC_Chillers | Annual | 0 | 0 | 0 | 0 | Standard | FALSE | ExAnte2020 | 0 | Chiller | Screw | HVAC | SpaceCool | cWtd | No | NA | None | 0 | 0 | Deem-DEER | Air-Cooled Chiller, < 150 tons, 12.1 EER, 16.6 IPLV, CZ12 | SWHC020-NC-Com-CZ12-Ex-Cap-Tons-HVAC-Chlr-Any-Com-Default>2yrs-Def-GSIA-DEER:HVAC_Chillers-Annual-PGE-cWtd-HVAC-SpaceCool-Chiller-Screw-None-Standard-Deem-DEER-None-UpDeemed-Com-ExAnte2020-< 150 tons-12.1-16.6
SWHC020 | Air-cooled Packaged Chiller | B | Air-Cooled Chiller, Standard Efficiency, < 150 tons, CZ12 | 0 | Air-Cooled Chiller, < 150 tons, 12.1 EER, 16.6 IPLV, CZ12 | NR | Com | Ex | CZ12 | Cap-Tons | Com | PGE | #N/A | 0.121 | 169 | 0 | 0 | 0 | 0 | 0 | 477.58 | 326.08 | 0 | 803.66 | 0 | 0 | 0 | None | HVAC-Chlr | NA | 20 | 0 | 0.121 | 169 | 0 | 0 | 0 | 0 | 0 | 0 | 0 | UpDeemed | Com-Default>2yrs | 0.6 | 0.6 | 0 | 0.6 | Def-GSIA | 1 | DEER:HVAC_Chillers | Annual | 0 | 0 | 0 | 0 | Standard | FALSE | ExAnte2020 | 0 | Chiller | Screw | HVAC | SpaceCool | cWtd | No | NA | None | 0 | 0 | Deem-DEER | Air-Cooled Chiller, < 150 tons, 12.1 EER, 16.6 IPLV, CZ12 | SWHC020-NR-Com-CZ12-Ex-Cap-Tons-HVAC-Chlr-Any-Com-Default>2yrs-Def-GSIA-DEER:HVAC_Chillers-Annual-PGE-cWtd-HVAC-SpaceCool-Chiller-Screw-None-Standard-Deem-DEER-None-UpDeemed-Com-ExAnte2020-< 150 tons-12.1-16.6
SWHC020 | Air-cooled Packaged Chiller | C | Air-Cooled Chiller, Standard Efficiency, >= 150 tons, CZ12 | 0 | Air-Cooled Chiller, >= 150 tons, 11.1 EER, 15.4 IPLV, CZ12 | NC | Com | Ex | CZ12 | Cap-Tons | Com | PGE | #N/A | 0.0662 | 92.1 | 0 | 0 | 0 | 0 | 0 | 450.09 | 139.23 | 0 | 589.32 | 0 | 0 | 0 | None | HVAC-Chlr | NA | 20 | 0 | 0.0662 | 92.1 | 0 | 0 | 0 | 0 | 0 | 0 | 0 | UpDeemed | Com-Default>2yrs | 0.6 | 0.6 | 0 | 0.6 | Def-GSIA | 1 | DEER:HVAC_Chillers | Annual | 0 | 0 | 0 | 0 | Standard | FALSE | ExAnte2020 | 0 | Chiller | Screw | HVAC | SpaceCool | cWtd | No | NA | None | 0 | 0 | Deem-DEER | Air-Cooled Chiller, >= 150 tons, 11.1 EER, 15.4 IPLV, CZ12 | SWHC020-NC-Com-CZ12-Ex-Cap-Tons-HVAC-Chlr-Any-Com-Default>2yrs-Def-GSIA-DEER:HVAC_Chillers-Annual-PGE-cWtd-HVAC-SpaceCool-Chiller-Screw-None-Standard-Deem-DEER-None-UpDeemed-Com-ExAnte2020->= 150 tons-11.1-15.4
SWHC020 | Air-cooled Packaged Chiller | C | Air-Cooled Chiller, Standard Efficiency, >= 150 tons, CZ12 | 0 | Air-Cooled Chiller, >= 150 tons, 11.1 EER, 15.4 IPLV, CZ12 | NR | Com | Ex | CZ12 | Cap-Tons | Com | PGE | #N/A | 0.0662 | 92.1 | 0 | 0 | 0 | 0 | 0 | 450.09 | 139.23 | 0 | 589.32 | 0 | 0 | 0 | None | HVAC-Chlr | NA | 20 | 0 | 0.0662 | 92.1 | 0 | 0 | 0 | 0 | 0 | 0 | 0 | UpDeemed | Com-Default>2yrs | 0.6 | 0.6 | 0 | 0.6 | Def-GSIA | 1 | DEER:HVAC_Chillers | Annual | 0 | 0 | 0 | 0 | Standard | FALSE | ExAnte2020 | 0 | Chiller | Screw | HVAC | SpaceCool | cWtd | No | NA | None | 0 | 0 | Deem-DEER | Air-Cooled Chiller, >= 150 tons, 11.1 EER, 15.4 IPLV, CZ12 | SWHC020-NR-Com-CZ12-Ex-Cap-Tons-HVAC-Chlr-Any-Com-Default>2yrs-Def-GSIA-DEER:HVAC_Chillers-Annual-PGE-cWtd-HVAC-SpaceCool-Chiller-Screw-None-Standard-Deem-DEER-None-UpDeemed-Com-ExAnte2020->= 150 tons-11.1-15.4
SWHC020 | Air-cooled Packaged Chiller | D | Air-Cooled Chiller, Standard Efficiency, >= 150 tons, CZ12 | 0 | Air-Cooled Chiller, >= 150 tons, 12.1 EER, 16.9 IPLV, CZ12 | NC | Com | Ex | CZ12 | Cap-Tons | Com | PGE | #N/A | 0.121 | 169 | 0 | 0 | 0 | 0 | 0 | 450.09 | 189.05 | 0 | 639.15 | 0 | 0 | 0 | None | HVAC-Chlr | NA | 20 | 0 | 0.121 | 169 | 0 | 0 | 0 | 0 | 0 | 0 | 0 | UpDeemed | Com-Default>2yrs | 0.6 | 0.6 | 0 | 0.6 | Def-GSIA | 1 | DEER:HVAC_Chillers | Annual | 0 | 0 | 0 | 0 | Standard | FALSE | ExAnte2020 | 0 | Chiller | Screw | HVAC | SpaceCool | cWtd | No | NA | None | 0 | 0 | Deem-DEER | Air-Cooled Chiller, >= 150 tons, 12.1 EER, 16.9 IPLV, CZ12 | SWHC020-NC-Com-CZ12-Ex-Cap-Tons-HVAC-Chlr-Any-Com-Default>2yrs-Def-GSIA-DEER:HVAC_Chillers-Annual-PGE-cWtd-HVAC-SpaceCool-Chiller-Screw-None-Standard-Deem-DEER-None-UpDeemed-Com-ExAnte2020->= 150 tons-12.1-16.9
SWHC020 | Air-cooled Packaged Chiller | D | Air-Cooled Chiller, Standard Efficiency, >= 150 tons, CZ12 | 0 | Air-Cooled Chiller, >= 150 tons, 12.1 EER, 16.9 IPLV, CZ12 | NR | Com | Ex | CZ12 | Cap-Tons | Com | PGE | #N/A | 0.121 | 169 | 0 | 0 | 0 | 0 | 0 | 450.09 | 189.05 | 0 | 639.15 | 0 | 0 | 0 | None | HVAC-Chlr | NA | 20 | 0 | 0.121 | 169 | 0 | 0 | 0 | 0 | 0 | 0 | 0 | UpDeemed | Com-Default>2yrs | 0.6 | 0.6 | 0 | 0.6 | Def-GSIA | 1 | DEER:HVAC_Chillers | Annual | 0 | 0 | 0 | 0 | Standard | FALSE | ExAnte2020 | 0 | Chiller | Screw | HVAC | SpaceCool | cWtd | No | NA | None | 0 | 0 | Deem-DEER | Air-Cooled Chiller, >= 150 tons, 12.1 EER, 16.9 IPLV, CZ12 | SWHC020-NR-Com-CZ12-Ex-Cap-Tons-HVAC-Chlr-Any-Com-Default>2yrs-Def-GSIA-DEER:HVAC_Chillers-Annual-PGE-cWtd-HVAC-SpaceCool-Chiller-Screw-None-Standard-Deem-DEER-None-UpDeemed-Com-ExAnte2020->= 150 tons-12.1-16.9
SWHC020 | Air-cooled Packaged Chiller | A | Air-Cooled Chiller, Standard Efficiency, < 150 tons, CZ13 | 0 | Air-Cooled Chiller, < 150 tons, 11.1 EER, 15.1 IPLV, CZ13 | NC | Com | Ex | CZ13 | Cap-Tons | Com | PGE | #N/A | 0.0537 | 111 | 0 | 0 | 0 | 0 | 0 | 477.58 | 180.68 | 0 | 658.26 | 0 | 0 | 0 | None | HVAC-Chlr | NA | 20 | 0 | 0.0537 | 111 | 0 | 0 | 0 | 0 | 0 | 0 | 0 | UpDeemed | Com-Default>2yrs | 0.6 | 0.6 | 0 | 0.6 | Def-GSIA | 1 | DEER:HVAC_Chillers | Annual | 0 | 0 | 0 | 0 | Standard | FALSE | ExAnte2020 | 0 | Chiller | Screw | HVAC | SpaceCool | cWtd | No | NA | None | 0 | 0 | Deem-DEER | Air-Cooled Chiller, < 150 tons, 11.1 EER, 15.1 IPLV, CZ13 | SWHC020-NC-Com-CZ13-Ex-Cap-Tons-HVAC-Chlr-Any-Com-Default>2yrs-Def-GSIA-DEER:HVAC_Chillers-Annual-PGE-cWtd-HVAC-SpaceCool-Chiller-Screw-None-Standard-Deem-DEER-None-UpDeemed-Com-ExAnte2020-< 150 tons-11.1-15.1
SWHC020 | Air-cooled Packaged Chiller | A | Air-Cooled Chiller, Standard Efficiency, < 150 tons, CZ13 | 0 | Air-Cooled Chiller, < 150 tons, 11.1 EER, 15.1 IPLV, CZ13 | NR | Com | Ex | CZ13 | Cap-Tons | Com | PGE | #N/A | 0.0537 | 111 | 0 | 0 | 0 | 0 | 0 | 477.58 | 180.68 | 0 | 658.26 | 0 | 0 | 0 | None | HVAC-Chlr | NA | 20 | 0 | 0.0537 | 111 | 0 | 0 | 0 | 0 | 0 | 0 | 0 | UpDeemed | Com-Default>2yrs | 0.6 | 0.6 | 0 | 0.6 | Def-GSIA | 1 | DEER:HVAC_Chillers | Annual | 0 | 0 | 0 | 0 | Standard | FALSE | ExAnte2020 | 0 | Chiller | Screw | HVAC | SpaceCool | cWtd | No | NA | None | 0 | 0 | Deem-DEER | Air-Cooled Chiller, < 150 tons, 11.1 EER, 15.1 IPLV, CZ13 | SWHC020-NR-Com-CZ13-Ex-Cap-Tons-HVAC-Chlr-Any-Com-Default>2yrs-Def-GSIA-DEER:HVAC_Chillers-Annual-PGE-cWtd-HVAC-SpaceCool-Chiller-Screw-None-Standard-Deem-DEER-None-UpDeemed-Com-ExAnte2020-< 150 tons-11.1-15.1
SWHC020 | Air-cooled Packaged Chiller | B | Air-Cooled Chiller, Standard Efficiency, < 150 tons, CZ13 | 0 | Air-Cooled Chiller, < 150 tons, 12.1 EER, 16.6 IPLV, CZ13 | NC | Com | Ex | CZ13 | Cap-Tons | Com | PGE | #N/A | 0.0985 | 204 | 0 | 0 | 0 | 0 | 0 | 477.58 | 326.08 | 0 | 803.66 | 0 | 0 | 0 | None | HVAC-Chlr | NA | 20 | 0 | 0.0985 | 204 | 0 | 0 | 0 | 0 | 0 | 0 | 0 | UpDeemed | Com-Default>2yrs | 0.6 | 0.6 | 0 | 0.6 | Def-GSIA | 1 | DEER:HVAC_Chillers | Annual | 0 | 0 | 0 | 0 | Standard | FALSE | ExAnte2020 | 0 | Chiller | Screw | HVAC | SpaceCool | cWtd | No | NA | None | 0 | 0 | Deem-DEER | Air-Cooled Chiller, < 150 tons, 12.1 EER, 16.6 IPLV, CZ13 | SWHC020-NC-Com-CZ13-Ex-Cap-Tons-HVAC-Chlr-Any-Com-Default>2yrs-Def-GSIA-DEER:HVAC_Chillers-Annual-PGE-cWtd-HVAC-SpaceCool-Chiller-Screw-None-Standard-Deem-DEER-None-UpDeemed-Com-ExAnte2020-< 150 tons-12.1-16.6
SWHC020 | Air-cooled Packaged Chiller | B | Air-Cooled Chiller, Standard Efficiency, < 150 tons, CZ13 | 0 | Air-Cooled Chiller, < 150 tons, 12.1 EER, 16.6 IPLV, CZ13 | NR | Com | Ex | CZ13 | Cap-Tons | Com | PGE | #N/A | 0.0985 | 204 | 0 | 0 | 0 | 0 | 0 | 477.58 | 326.08 | 0 | 803.66 | 0 | 0 | 0 | None | HVAC-Chlr | NA | 20 | 0 | 0.0985 | 204 | 0 | 0 | 0 | 0 | 0 | 0 | 0 | UpDeemed | Com-Default>2yrs | 0.6 | 0.6 | 0 | 0.6 | Def-GSIA | 1 | DEER:HVAC_Chillers | Annual | 0 | 0 | 0 | 0 | Standard | FALSE | ExAnte2020 | 0 | Chiller | Screw | HVAC | SpaceCool | cWtd | No | NA | None | 0 | 0 | Deem-DEER | Air-Cooled Chiller, < 150 tons, 12.1 EER, 16.6 IPLV, CZ13 | SWHC020-NR-Com-CZ13-Ex-Cap-Tons-HVAC-Chlr-Any-Com-Default>2yrs-Def-GSIA-DEER:HVAC_Chillers-Annual-PGE-cWtd-HVAC-SpaceCool-Chiller-Screw-None-Standard-Deem-DEER-None-UpDeemed-Com-ExAnte2020-< 150 tons-12.1-16.6
SWHC020 | Air-cooled Packaged Chiller | C | Air-Cooled Chiller, Standard Efficiency, >= 150 tons, CZ13 | 0 | Air-Cooled Chiller, >= 150 tons, 11.1 EER, 15.4 IPLV, CZ13 | NC | Com | Ex | CZ13 | Cap-Tons | Com | PGE | #N/A | 0.0537 | 111 | 0 | 0 | 0 | 0 | 0 | 450.09 | 139.23 | 0 | 589.32 | 0 | 0 | 0 | None | HVAC-Chlr | NA | 20 | 0 | 0.0537 | 111 | 0 | 0 | 0 | 0 | 0 | 0 | 0 | UpDeemed | Com-Default>2yrs | 0.6 | 0.6 | 0 | 0.6 | Def-GSIA | 1 | DEER:HVAC_Chillers | Annual | 0 | 0 | 0 | 0 | Standard | FALSE | ExAnte2020 | 0 | Chiller | Screw | HVAC | SpaceCool | cWtd | No | NA | None | 0 | 0 | Deem-DEER | Air-Cooled Chiller, >= 150 tons, 11.1 EER, 15.4 IPLV, CZ13 | SWHC020-NC-Com-CZ13-Ex-Cap-Tons-HVAC-Chlr-Any-Com-Default>2yrs-Def-GSIA-DEER:HVAC_Chillers-Annual-PGE-cWtd-HVAC-SpaceCool-Chiller-Screw-None-Standard-Deem-DEER-None-UpDeemed-Com-ExAnte2020->= 150 tons-11.1-15.4
SWHC020 | Air-cooled Packaged Chiller | C | Air-Cooled Chiller, Standard Efficiency, >= 150 tons, CZ13 | 0 | Air-Cooled Chiller, >= 150 tons, 11.1 EER, 15.4 IPLV, CZ13 | NR | Com | Ex | CZ13 | Cap-Tons | Com | PGE | #N/A | 0.0537 | 111 | 0 | 0 | 0 | 0 | 0 | 450.09 | 139.23 | 0 | 589.32 | 0 | 0 | 0 | None | HVAC-Chlr | NA | 20 | 0 | 0.0537 | 111 | 0 | 0 | 0 | 0 | 0 | 0 | 0 | UpDeemed | Com-Default>2yrs | 0.6 | 0.6 | 0 | 0.6 | Def-GSIA | 1 | DEER:HVAC_Chillers | Annual | 0 | 0 | 0 | 0 | Standard | FALSE | ExAnte2020 | 0 | Chiller | Screw | HVAC | SpaceCool | cWtd | No | NA | None | 0 | 0 | Deem-DEER | Air-Cooled Chiller, >= 150 tons, 11.1 EER, 15.4 IPLV, CZ13 | SWHC020-NR-Com-CZ13-Ex-Cap-Tons-HVAC-Chlr-Any-Com-Default>2yrs-Def-GSIA-DEER:HVAC_Chillers-Annual-PGE-cWtd-HVAC-SpaceCool-Chiller-Screw-None-Standard-Deem-DEER-None-UpDeemed-Com-ExAnte2020->= 150 tons-11.1-15.4
SWHC020 | Air-cooled Packaged Chiller | D | Air-Cooled Chiller, Standard Efficiency, >= 150 tons, CZ13 | 0 | Air-Cooled Chiller, >= 150 tons, 12.1 EER, 16.9 IPLV, CZ13 | NC | Com | Ex | CZ13 | Cap-Tons | Com | PGE | #N/A | 0.0985 | 204 | 0 | 0 | 0 | 0 | 0 | 450.09 | 189.05 | 0 | 639.15 | 0 | 0 | 0 | None | HVAC-Chlr | NA | 20 | 0 | 0.0985 | 204 | 0 | 0 | 0 | 0 | 0 | 0 | 0 | UpDeemed | Com-Default>2yrs | 0.6 | 0.6 | 0 | 0.6 | Def-GSIA | 1 | DEER:HVAC_Chillers | Annual | 0 | 0 | 0 | 0 | Standard | FALSE | ExAnte2020 | 0 | Chiller | Screw | HVAC | SpaceCool | cWtd | No | NA | None | 0 | 0 | Deem-DEER | Air-Cooled Chiller, >= 150 tons, 12.1 EER, 16.9 IPLV, CZ13 | SWHC020-NC-Com-CZ13-Ex-Cap-Tons-HVAC-Chlr-Any-Com-Default>2yrs-Def-GSIA-DEER:HVAC_Chillers-Annual-PGE-cWtd-HVAC-SpaceCool-Chiller-Screw-None-Standard-Deem-DEER-None-UpDeemed-Com-ExAnte2020->= 150 tons-12.1-16.9
SWHC020 | Air-cooled Packaged Chiller | D | Air-Cooled Chiller, Standard Efficiency, >= 150 tons, CZ13 | 0 | Air-Cooled Chiller, >= 150 tons, 12.1 EER, 16.9 IPLV, CZ13 | NR | Com | Ex | CZ13 | Cap-Tons | Com | PGE | #N/A | 0.0985 | 204 | 0 | 0 | 0 | 0 | 0 | 450.09 | 189.05 | 0 | 639.15 | 0 | 0 | 0 | None | HVAC-Chlr | NA | 20 | 0 | 0.0985 | 204 | 0 | 0 | 0 | 0 | 0 | 0 | 0 | UpDeemed | Com-Default>2yrs | 0.6 | 0.6 | 0 | 0.6 | Def-GSIA | 1 | DEER:HVAC_Chillers | Annual | 0 | 0 | 0 | 0 | Standard | FALSE | ExAnte2020 | 0 | Chiller | Screw | HVAC | SpaceCool | cWtd | No | NA | None | 0 | 0 | Deem-DEER | Air-Cooled Chiller, >= 150 tons, 12.1 EER, 16.9 IPLV, CZ13 | SWHC020-NR-Com-CZ13-Ex-Cap-Tons-HVAC-Chlr-Any-Com-Default>2yrs-Def-GSIA-DEER:HVAC_Chillers-Annual-PGE-cWtd-HVAC-SpaceCool-Chiller-Screw-None-Standard-Deem-DEER-None-UpDeemed-Com-ExAnte2020->= 150 tons-12.1-16.9
SWHC020 | Air-cooled Packaged Chiller | A | Air-Cooled Chiller, Standard Efficiency, < 150 tons, CZ14 | 0 | Air-Cooled Chiller, < 150 tons, 11.1 EER, 15.1 IPLV, CZ14 | NC | Com | Ex | CZ14 | Cap-Tons | Com | SCE | #N/A | 0.0597 | 91.9 | 0 | 0 | 0 | 0 | 0 | 477.58 | 180.68 | 0 | 658.26 | 0 | 0 | 0 | None | HVAC-Chlr | NA | 20 | 0 | 0.0597 | 91.9 | 0 | 0 | 0 | 0 | 0 | 0 | 0 | UpDeemed | Com-Default>2yrs | 0.6 | 0.6 | 0 | 0.6 | Def-GSIA | 1 | DEER:HVAC_Chillers | Annual | 0 | 0 | 0 | 0 | Standard | FALSE | ExAnte2020 | 0 | Chiller | Screw | HVAC | SpaceCool | cWtd | No | NA | None | 0 | 0 | Deem-DEER | Air-Cooled Chiller, < 150 tons, 11.1 EER, 15.1 IPLV, CZ14 | SWHC020-NC-Com-CZ14-Ex-Cap-Tons-HVAC-Chlr-Any-Com-Default>2yrs-Def-GSIA-DEER:HVAC_Chillers-Annual-SCE-cWtd-HVAC-SpaceCool-Chiller-Screw-None-Standard-Deem-DEER-None-UpDeemed-Com-ExAnte2020-< 150 tons-11.1-15.1
SWHC020 | Air-cooled Packaged Chiller | A | Air-Cooled Chiller, Standard Efficiency, < 150 tons, CZ14 | 0 | Air-Cooled Chiller, < 150 tons, 11.1 EER, 15.1 IPLV, CZ14 | NR | Com | Ex | CZ14 | Cap-Tons | Com | SCE | #N/A | 0.0597 | 91.9 | 0 | 0 | 0 | 0 | 0 | 477.58 | 180.68 | 0 | 658.26 | 0 | 0 | 0 | None | HVAC-Chlr | NA | 20 | 0 | 0.0597 | 91.9 | 0 | 0 | 0 | 0 | 0 | 0 | 0 | UpDeemed | Com-Default>2yrs | 0.6 | 0.6 | 0 | 0.6 | Def-GSIA | 1 | DEER:HVAC_Chillers | Annual | 0 | 0 | 0 | 0 | Standard | FALSE | ExAnte2020 | 0 | Chiller | Screw | HVAC | SpaceCool | cWtd | No | NA | None | 0 | 0 | Deem-DEER | Air-Cooled Chiller, < 150 tons, 11.1 EER, 15.1 IPLV, CZ14 | SWHC020-NR-Com-CZ14-Ex-Cap-Tons-HVAC-Chlr-Any-Com-Default>2yrs-Def-GSIA-DEER:HVAC_Chillers-Annual-SCE-cWtd-HVAC-SpaceCool-Chiller-Screw-None-Standard-Deem-DEER-None-UpDeemed-Com-ExAnte2020-< 150 tons-11.1-15.1
SWHC020 | Air-cooled Packaged Chiller | B | Air-Cooled Chiller, Standard Efficiency, < 150 tons, CZ14 | 0 | Air-Cooled Chiller, < 150 tons, 12.1 EER, 16.6 IPLV, CZ14 | NC | Com | Ex | CZ14 | Cap-Tons | Com | SCE | #N/A | 0.109 | 169 | 0 | 0 | 0 | 0 | 0 | 477.58 | 326.08 | 0 | 803.66 | 0 | 0 | 0 | None | HVAC-Chlr | NA | 20 | 0 | 0.109 | 169 | 0 | 0 | 0 | 0 | 0 | 0 | 0 | UpDeemed | Com-Default>2yrs | 0.6 | 0.6 | 0 | 0.6 | Def-GSIA | 1 | DEER:HVAC_Chillers | Annual | 0 | 0 | 0 | 0 | Standard | FALSE | ExAnte2020 | 0 | Chiller | Screw | HVAC | SpaceCool | cWtd | No | NA | None | 0 | 0 | Deem-DEER | Air-Cooled Chiller, < 150 tons, 12.1 EER, 16.6 IPLV, CZ14 | SWHC020-NC-Com-CZ14-Ex-Cap-Tons-HVAC-Chlr-Any-Com-Default>2yrs-Def-GSIA-DEER:HVAC_Chillers-Annual-SCE-cWtd-HVAC-SpaceCool-Chiller-Screw-None-Standard-Deem-DEER-None-UpDeemed-Com-ExAnte2020-< 150 tons-12.1-16.6
SWHC020 | Air-cooled Packaged Chiller | B | Air-Cooled Chiller, Standard Efficiency, < 150 tons, CZ14 | 0 | Air-Cooled Chiller, < 150 tons, 12.1 EER, 16.6 IPLV, CZ14 | NR | Com | Ex | CZ14 | Cap-Tons | Com | SCE | #N/A | 0.109 | 169 | 0 | 0 | 0 | 0 | 0 | 477.58 | 326.08 | 0 | 803.66 | 0 | 0 | 0 | None | HVAC-Chlr | NA | 20 | 0 | 0.109 | 169 | 0 | 0 | 0 | 0 | 0 | 0 | 0 | UpDeemed | Com-Default>2yrs | 0.6 | 0.6 | 0 | 0.6 | Def-GSIA | 1 | DEER:HVAC_Chillers | Annual | 0 | 0 | 0 | 0 | Standard | FALSE | ExAnte2020 | 0 | Chiller | Screw | HVAC | SpaceCool | cWtd | No | NA | None | 0 | 0 | Deem-DEER | Air-Cooled Chiller, < 150 tons, 12.1 EER, 16.6 IPLV, CZ14 | SWHC020-NR-Com-CZ14-Ex-Cap-Tons-HVAC-Chlr-Any-Com-Default>2yrs-Def-GSIA-DEER:HVAC_Chillers-Annual-SCE-cWtd-HVAC-SpaceCool-Chiller-Screw-None-Standard-Deem-DEER-None-UpDeemed-Com-ExAnte2020-< 150 tons-12.1-16.6
SWHC020 | Air-cooled Packaged Chiller | C | Air-Cooled Chiller, Standard Efficiency, >= 150 tons, CZ14 | 0 | Air-Cooled Chiller, >= 150 tons, 11.1 EER, 15.4 IPLV, CZ14 | NC | Com | Ex | CZ14 | Cap-Tons | Com | SCE | #N/A | 0.0597 | 91.9 | 0 | 0 | 0 | 0 | 0 | 450.09 | 139.23 | 0 | 589.32 | 0 | 0 | 0 | None | HVAC-Chlr | NA | 20 | 0 | 0.0597 | 91.9 | 0 | 0 | 0 | 0 | 0 | 0 | 0 | UpDeemed | Com-Default>2yrs | 0.6 | 0.6 | 0 | 0.6 | Def-GSIA | 1 | DEER:HVAC_Chillers | Annual | 0 | 0 | 0 | 0 | Standard | FALSE | ExAnte2020 | 0 | Chiller | Screw | HVAC | SpaceCool | cWtd | No | NA | None | 0 | 0 | Deem-DEER | Air-Cooled Chiller, >= 150 tons, 11.1 EER, 15.4 IPLV, CZ14 | SWHC020-NC-Com-CZ14-Ex-Cap-Tons-HVAC-Chlr-Any-Com-Default>2yrs-Def-GSIA-DEER:HVAC_Chillers-Annual-SCE-cWtd-HVAC-SpaceCool-Chiller-Screw-None-Standard-Deem-DEER-None-UpDeemed-Com-ExAnte2020->= 150 tons-11.1-15.4
SWHC020 | Air-cooled Packaged Chiller | C | Air-Cooled Chiller, Standard Efficiency, >= 150 tons, CZ14 | 0 | Air-Cooled Chiller, >= 150 tons, 11.1 EER, 15.4 IPLV, CZ14 | NR | Com | Ex | CZ14 | Cap-Tons | Com | SCE | #N/A | 0.0597 | 91.9 | 0 | 0 | 0 | 0 | 0 | 450.09 | 139.23 | 0 | 589.32 | 0 | 0 | 0 | None | HVAC-Chlr | NA | 20 | 0 | 0.0597 | 91.9 | 0 | 0 | 0 | 0 | 0 | 0 | 0 | UpDeemed | Com-Default>2yrs | 0.6 | 0.6 | 0 | 0.6 | Def-GSIA | 1 | DEER:HVAC_Chillers | Annual | 0 | 0 | 0 | 0 | Standard | FALSE | ExAnte2020 | 0 | Chiller | Screw | HVAC | SpaceCool | cWtd | No | NA | None | 0 | 0 | Deem-DEER | Air-Cooled Chiller, >= 150 tons, 11.1 EER, 15.4 IPLV, CZ14 | SWHC020-NR-Com-CZ14-Ex-Cap-Tons-HVAC-Chlr-Any-Com-Default>2yrs-Def-GSIA-DEER:HVAC_Chillers-Annual-SCE-cWtd-HVAC-SpaceCool-Chiller-Screw-None-Standard-Deem-DEER-None-UpDeemed-Com-ExAnte2020->= 150 tons-11.1-15.4
SWHC020 | Air-cooled Packaged Chiller | D | Air-Cooled Chiller, Standard Efficiency, >= 150 tons, CZ14 | 0 | Air-Cooled Chiller, >= 150 tons, 12.1 EER, 16.9 IPLV, CZ14 | NC | Com | Ex | CZ14 | Cap-Tons | Com | SCE | #N/A | 0.109 | 169 | 0 | 0 | 0 | 0 | 0 | 450.09 | 189.05 | 0 | 639.15 | 0 | 0 | 0 | None | HVAC-Chlr | NA | 20 | 0 | 0.109 | 169 | 0 | 0 | 0 | 0 | 0 | 0 | 0 | UpDeemed | Com-Default>2yrs | 0.6 | 0.6 | 0 | 0.6 | Def-GSIA | 1 | DEER:HVAC_Chillers | Annual | 0 | 0 | 0 | 0 | Standard | FALSE | ExAnte2020 | 0 | Chiller | Screw | HVAC | SpaceCool | cWtd | No | NA | None | 0 | 0 | Deem-DEER | Air-Cooled Chiller, >= 150 tons, 12.1 EER, 16.9 IPLV, CZ14 | SWHC020-NC-Com-CZ14-Ex-Cap-Tons-HVAC-Chlr-Any-Com-Default>2yrs-Def-GSIA-DEER:HVAC_Chillers-Annual-SCE-cWtd-HVAC-SpaceCool-Chiller-Screw-None-Standard-Deem-DEER-None-UpDeemed-Com-ExAnte2020->= 150 tons-12.1-16.9
SWHC020 | Air-cooled Packaged Chiller | D | Air-Cooled Chiller, Standard Efficiency, >= 150 tons, CZ14 | 0 | Air-Cooled Chiller, >= 150 tons, 12.1 EER, 16.9 IPLV, CZ14 | NR | Com | Ex | CZ14 | Cap-Tons | Com | SCE | #N/A | 0.109 | 169 | 0 | 0 | 0 | 0 | 0 | 450.09 | 189.05 | 0 | 639.15 | 0 | 0 | 0 | None | HVAC-Chlr | NA | 20 | 0 | 0.109 | 169 | 0 | 0 | 0 | 0 | 0 | 0 | 0 | UpDeemed | Com-Default>2yrs | 0.6 | 0.6 | 0 | 0.6 | Def-GSIA | 1 | DEER:HVAC_Chillers | Annual | 0 | 0 | 0 | 0 | Standard | FALSE | ExAnte2020 | 0 | Chiller | Screw | HVAC | SpaceCool | cWtd | No | NA | None | 0 | 0 | Deem-DEER | Air-Cooled Chiller, >= 150 tons, 12.1 EER, 16.9 IPLV, CZ14 | SWHC020-NR-Com-CZ14-Ex-Cap-Tons-HVAC-Chlr-Any-Com-Default>2yrs-Def-GSIA-DEER:HVAC_Chillers-Annual-SCE-cWtd-HVAC-SpaceCool-Chiller-Screw-None-Standard-Deem-DEER-None-UpDeemed-Com-ExAnte2020->= 150 tons-12.1-16.9
SWHC020 | Air-cooled Packaged Chiller | A | Air-Cooled Chiller, Standard Efficiency, < 150 tons, CZ15 | 0 | Air-Cooled Chiller, < 150 tons, 11.1 EER, 15.1 IPLV, CZ15 | NC | Com | Ex | CZ15 | Cap-Tons | Com | SCE | #N/A | 0.0678 | 173 | 0 | 0 | 0 | 0 | 0 | 477.58 | 180.68 | 0 | 658.26 | 0 | 0 | 0 | None | HVAC-Chlr | NA | 20 | 0 | 0.0678 | 173 | 0 | 0 | 0 | 0 | 0 | 0 | 0 | UpDeemed | Com-Default>2yrs | 0.6 | 0.6 | 0 | 0.6 | Def-GSIA | 1 | DEER:HVAC_Chillers | Annual | 0 | 0 | 0 | 0 | Standard | FALSE | ExAnte2020 | 0 | Chiller | Screw | HVAC | SpaceCool | cWtd | No | NA | None | 0 | 0 | Deem-DEER | Air-Cooled Chiller, < 150 tons, 11.1 EER, 15.1 IPLV, CZ15 | SWHC020-NC-Com-CZ15-Ex-Cap-Tons-HVAC-Chlr-Any-Com-Default>2yrs-Def-GSIA-DEER:HVAC_Chillers-Annual-SCE-cWtd-HVAC-SpaceCool-Chiller-Screw-None-Standard-Deem-DEER-None-UpDeemed-Com-ExAnte2020-< 150 tons-11.1-15.1
SWHC020 | Air-cooled Packaged Chiller | A | Air-Cooled Chiller, Standard Efficiency, < 150 tons, CZ15 | 0 | Air-Cooled Chiller, < 150 tons, 11.1 EER, 15.1 IPLV, CZ15 | NR | Com | Ex | CZ15 | Cap-Tons | Com | SCE | #N/A | 0.0678 | 173 | 0 | 0 | 0 | 0 | 0 | 477.58 | 180.68 | 0 | 658.26 | 0 | 0 | 0 | None | HVAC-Chlr | NA | 20 | 0 | 0.0678 | 173 | 0 | 0 | 0 | 0 | 0 | 0 | 0 | UpDeemed | Com-Default>2yrs | 0.6 | 0.6 | 0 | 0.6 | Def-GSIA | 1 | DEER:HVAC_Chillers | Annual | 0 | 0 | 0 | 0 | Standard | FALSE | ExAnte2020 | 0 | Chiller | Screw | HVAC | SpaceCool | cWtd | No | NA | None | 0 | 0 | Deem-DEER | Air-Cooled Chiller, < 150 tons, 11.1 EER, 15.1 IPLV, CZ15 | SWHC020-NR-Com-CZ15-Ex-Cap-Tons-HVAC-Chlr-Any-Com-Default>2yrs-Def-GSIA-DEER:HVAC_Chillers-Annual-SCE-cWtd-HVAC-SpaceCool-Chiller-Screw-None-Standard-Deem-DEER-None-UpDeemed-Com-ExAnte2020-< 150 tons-11.1-15.1
SWHC020 | Air-cooled Packaged Chiller | B | Air-Cooled Chiller, Standard Efficiency, < 150 tons, CZ15 | 0 | Air-Cooled Chiller, < 150 tons, 12.1 EER, 16.6 IPLV, CZ15 | NC | Com | Ex | CZ15 | Cap-Tons | Com | SCE | #N/A | 0.124 | 317 | 0 | 0 | 0 | 0 | 0 | 477.58 | 326.08 | 0 | 803.66 | 0 | 0 | 0 | None | HVAC-Chlr | NA | 20 | 0 | 0.124 | 317 | 0 | 0 | 0 | 0 | 0 | 0 | 0 | UpDeemed | Com-Default>2yrs | 0.6 | 0.6 | 0 | 0.6 | Def-GSIA | 1 | DEER:HVAC_Chillers | Annual | 0 | 0 | 0 | 0 | Standard | FALSE | ExAnte2020 | 0 | Chiller | Screw | HVAC | SpaceCool | cWtd | No | NA | None | 0 | 0 | Deem-DEER | Air-Cooled Chiller, < 150 tons, 12.1 EER, 16.6 IPLV, CZ15 | SWHC020-NC-Com-CZ15-Ex-Cap-Tons-HVAC-Chlr-Any-Com-Default>2yrs-Def-GSIA-DEER:HVAC_Chillers-Annual-SCE-cWtd-HVAC-SpaceCool-Chiller-Screw-None-Standard-Deem-DEER-None-UpDeemed-Com-ExAnte2020-< 150 tons-12.1-16.6
SWHC020 | Air-cooled Packaged Chiller | B | Air-Cooled Chiller, Standard Efficiency, < 150 tons, CZ15 | 0 | Air-Cooled Chiller, < 150 tons, 12.1 EER, 16.6 IPLV, CZ15 | NR | Com | Ex | CZ15 | Cap-Tons | Com | SCE | #N/A | 0.124 | 317 | 0 | 0 | 0 | 0 | 0 | 477.58 | 326.08 | 0 | 803.66 | 0 | 0 | 0 | None | HVAC-Chlr | NA | 20 | 0 | 0.124 | 317 | 0 | 0 | 0 | 0 | 0 | 0 | 0 | UpDeemed | Com-Default>2yrs | 0.6 | 0.6 | 0 | 0.6 | Def-GSIA | 1 | DEER:HVAC_Chillers | Annual | 0 | 0 | 0 | 0 | Standard | FALSE | ExAnte2020 | 0 | Chiller | Screw | HVAC | SpaceCool | cWtd | No | NA | None | 0 | 0 | Deem-DEER | Air-Cooled Chiller, < 150 tons, 12.1 EER, 16.6 IPLV, CZ15 | SWHC020-NR-Com-CZ15-Ex-Cap-Tons-HVAC-Chlr-Any-Com-Default>2yrs-Def-GSIA-DEER:HVAC_Chillers-Annual-SCE-cWtd-HVAC-SpaceCool-Chiller-Screw-None-Standard-Deem-DEER-None-UpDeemed-Com-ExAnte2020-< 150 tons-12.1-16.6
SWHC020 | Air-cooled Packaged Chiller | C | Air-Cooled Chiller, Standard Efficiency, >= 150 tons, CZ15 | 0 | Air-Cooled Chiller, >= 150 tons, 11.1 EER, 15.4 IPLV, CZ15 | NC | Com | Ex | CZ15 | Cap-Tons | Com | SCE | #N/A | 0.0678 | 173 | 0 | 0 | 0 | 0 | 0 | 450.09 | 139.23 | 0 | 589.32 | 0 | 0 | 0 | None | HVAC-Chlr | NA | 20 | 0 | 0.0678 | 173 | 0 | 0 | 0 | 0 | 0 | 0 | 0 | UpDeemed | Com-Default>2yrs | 0.6 | 0.6 | 0 | 0.6 | Def-GSIA | 1 | DEER:HVAC_Chillers | Annual | 0 | 0 | 0 | 0 | Standard | FALSE | ExAnte2020 | 0 | Chiller | Screw | HVAC | SpaceCool | cWtd | No | NA | None | 0 | 0 | Deem-DEER | Air-Cooled Chiller, >= 150 tons, 11.1 EER, 15.4 IPLV, CZ15 | SWHC020-NC-Com-CZ15-Ex-Cap-Tons-HVAC-Chlr-Any-Com-Default>2yrs-Def-GSIA-DEER:HVAC_Chillers-Annual-SCE-cWtd-HVAC-SpaceCool-Chiller-Screw-None-Standard-Deem-DEER-None-UpDeemed-Com-ExAnte2020->= 150 tons-11.1-15.4
SWHC020 | Air-cooled Packaged Chiller | C | Air-Cooled Chiller, Standard Efficiency, >= 150 tons, CZ15 | 0 | Air-Cooled Chiller, >= 150 tons, 11.1 EER, 15.4 IPLV, CZ15 | NR | Com | Ex | CZ15 | Cap-Tons | Com | SCE | #N/A | 0.0678 | 173 | 0 | 0 | 0 | 0 | 0 | 450.09 | 139.23 | 0 | 589.32 | 0 | 0 | 0 | None | HVAC-Chlr | NA | 20 | 0 | 0.0678 | 173 | 0 | 0 | 0 | 0 | 0 | 0 | 0 | UpDeemed | Com-Default>2yrs | 0.6 | 0.6 | 0 | 0.6 | Def-GSIA | 1 | DEER:HVAC_Chillers | Annual | 0 | 0 | 0 | 0 | Standard | FALSE | ExAnte2020 | 0 | Chiller | Screw | HVAC | SpaceCool | cWtd | No | NA | None | 0 | 0 | Deem-DEER | Air-Cooled Chiller, >= 150 tons, 11.1 EER, 15.4 IPLV, CZ15 | SWHC020-NR-Com-CZ15-Ex-Cap-Tons-HVAC-Chlr-Any-Com-Default>2yrs-Def-GSIA-DEER:HVAC_Chillers-Annual-SCE-cWtd-HVAC-SpaceCool-Chiller-Screw-None-Standard-Deem-DEER-None-UpDeemed-Com-ExAnte2020->= 150 tons-11.1-15.4
SWHC020 | Air-cooled Packaged Chiller | D | Air-Cooled Chiller, Standard Efficiency, >= 150 tons, CZ15 | 0 | Air-Cooled Chiller, >= 150 tons, 12.1 EER, 16.9 IPLV, CZ15 | NC | Com | Ex | CZ15 | Cap-Tons | Com | SCE | #N/A | 0.124 | 317 | 0 | 0 | 0 | 0 | 0 | 450.09 | 189.05 | 0 | 639.15 | 0 | 0 | 0 | None | HVAC-Chlr | NA | 20 | 0 | 0.124 | 317 | 0 | 0 | 0 | 0 | 0 | 0 | 0 | UpDeemed | Com-Default>2yrs | 0.6 | 0.6 | 0 | 0.6 | Def-GSIA | 1 | DEER:HVAC_Chillers | Annual | 0 | 0 | 0 | 0 | Standard | FALSE | ExAnte2020 | 0 | Chiller | Screw | HVAC | SpaceCool | cWtd | No | NA | None | 0 | 0 | Deem-DEER | Air-Cooled Chiller, >= 150 tons, 12.1 EER, 16.9 IPLV, CZ15 | SWHC020-NC-Com-CZ15-Ex-Cap-Tons-HVAC-Chlr-Any-Com-Default>2yrs-Def-GSIA-DEER:HVAC_Chillers-Annual-SCE-cWtd-HVAC-SpaceCool-Chiller-Screw-None-Standard-Deem-DEER-None-UpDeemed-Com-ExAnte2020->= 150 tons-12.1-16.9
SWHC020 | Air-cooled Packaged Chiller | D | Air-Cooled Chiller, Standard Efficiency, >= 150 tons, CZ15 | 0 | Air-Cooled Chiller, >= 150 tons, 12.1 EER, 16.9 IPLV, CZ15 | NR | Com | Ex | CZ15 | Cap-Tons | Com | SCE | #N/A | 0.124 | 317 | 0 | 0 | 0 | 0 | 0 | 450.09 | 189.05 | 0 | 639.15 | 0 | 0 | 0 | None | HVAC-Chlr | NA | 20 | 0 | 0.124 | 317 | 0 | 0 | 0 | 0 | 0 | 0 | 0 | UpDeemed | Com-Default>2yrs | 0.6 | 0.6 | 0 | 0.6 | Def-GSIA | 1 | DEER:HVAC_Chillers | Annual | 0 | 0 | 0 | 0 | Standard | FALSE | ExAnte2020 | 0 | Chiller | Screw | HVAC | SpaceCool | cWtd | No | NA | None | 0 | 0 | Deem-DEER | Air-Cooled Chiller, >= 150 tons, 12.1 EER, 16.9 IPLV, CZ15 | SWHC020-NR-Com-CZ15-Ex-Cap-Tons-HVAC-Chlr-Any-Com-Default>2yrs-Def-GSIA-DEER:HVAC_Chillers-Annual-SCE-cWtd-HVAC-SpaceCool-Chiller-Screw-None-Standard-Deem-DEER-None-UpDeemed-Com-ExAnte2020->= 150 tons-12.1-16.9
SWHC020 | Air-cooled Packaged Chiller | A | Air-Cooled Chiller, Standard Efficiency, < 150 tons, CZ16 | 0 | Air-Cooled Chiller, < 150 tons, 11.1 EER, 15.1 IPLV, CZ16 | NC | Com | Ex | CZ16 | Cap-Tons | Com | SCE | #N/A | 0.0491 | 67 | 0 | 0 | 0 | 0 | 0 | 477.58 | 180.68 | 0 | 658.26 | 0 | 0 | 0 | None | HVAC-Chlr | NA | 20 | 0 | 0.0491 | 67 | 0 | 0 | 0 | 0 | 0 | 0 | 0 | UpDeemed | Com-Default>2yrs | 0.6 | 0.6 | 0 | 0.6 | Def-GSIA | 1 | DEER:HVAC_Chillers | Annual | 0 | 0 | 0 | 0 | Standard | FALSE | ExAnte2020 | 0 | Chiller | Screw | HVAC | SpaceCool | cWtd | No | NA | None | 0 | 0 | Deem-DEER | Air-Cooled Chiller, < 150 tons, 11.1 EER, 15.1 IPLV, CZ16 | SWHC020-NC-Com-CZ16-Ex-Cap-Tons-HVAC-Chlr-Any-Com-Default>2yrs-Def-GSIA-DEER:HVAC_Chillers-Annual-SCE-cWtd-HVAC-SpaceCool-Chiller-Screw-None-Standard-Deem-DEER-None-UpDeemed-Com-ExAnte2020-< 150 tons-11.1-15.1
SWHC020 | Air-cooled Packaged Chiller | A | Air-Cooled Chiller, Standard Efficiency, < 150 tons, CZ16 | 0 | Air-Cooled Chiller, < 150 tons, 11.1 EER, 15.1 IPLV, CZ16 | NR | Com | Ex | CZ16 | Cap-Tons | Com | SCE | #N/A | 0.0491 | 67 | 0 | 0 | 0 | 0 | 0 | 477.58 | 180.68 | 0 | 658.26 | 0 | 0 | 0 | None | HVAC-Chlr | NA | 20 | 0 | 0.0491 | 67 | 0 | 0 | 0 | 0 | 0 | 0 | 0 | UpDeemed | Com-Default>2yrs | 0.6 | 0.6 | 0 | 0.6 | Def-GSIA | 1 | DEER:HVAC_Chillers | Annual | 0 | 0 | 0 | 0 | Standard | FALSE | ExAnte2020 | 0 | Chiller | Screw | HVAC | SpaceCool | cWtd | No | NA | None | 0 | 0 | Deem-DEER | Air-Cooled Chiller, < 150 tons, 11.1 EER, 15.1 IPLV, CZ16 | SWHC020-NR-Com-CZ16-Ex-Cap-Tons-HVAC-Chlr-Any-Com-Default>2yrs-Def-GSIA-DEER:HVAC_Chillers-Annual-SCE-cWtd-HVAC-SpaceCool-Chiller-Screw-None-Standard-Deem-DEER-None-UpDeemed-Com-ExAnte2020-< 150 tons-11.1-15.1
SWHC020 | Air-cooled Packaged Chiller | B | Air-Cooled Chiller, Standard Efficiency, < 150 tons, CZ16 | 0 | Air-Cooled Chiller, < 150 tons, 12.1 EER, 16.6 IPLV, CZ16 | NC | Com | Ex | CZ16 | Cap-Tons | Com | SCE | #N/A | 0.09 | 123 | 0 | 0 | 0 | 0 | 0 | 477.58 | 326.08 | 0 | 803.66 | 0 | 0 | 0 | None | HVAC-Chlr | NA | 20 | 0 | 0.09 | 123 | 0 | 0 | 0 | 0 | 0 | 0 | 0 | UpDeemed | Com-Default>2yrs | 0.6 | 0.6 | 0 | 0.6 | Def-GSIA | 1 | DEER:HVAC_Chillers | Annual | 0 | 0 | 0 | 0 | Standard | FALSE | ExAnte2020 | 0 | Chiller | Screw | HVAC | SpaceCool | cWtd | No | NA | None | 0 | 0 | Deem-DEER | Air-Cooled Chiller, < 150 tons, 12.1 EER, 16.6 IPLV, CZ16 | SWHC020-NC-Com-CZ16-Ex-Cap-Tons-HVAC-Chlr-Any-Com-Default>2yrs-Def-GSIA-DEER:HVAC_Chillers-Annual-SCE-cWtd-HVAC-SpaceCool-Chiller-Screw-None-Standard-Deem-DEER-None-UpDeemed-Com-ExAnte2020-< 150 tons-12.1-16.6
SWHC020 | Air-cooled Packaged Chiller | B | Air-Cooled Chiller, Standard Efficiency, < 150 tons, CZ16 | 0 | Air-Cooled Chiller, < 150 tons, 12.1 EER, 16.6 IPLV, CZ16 | NR | Com | Ex | CZ16 | Cap-Tons | Com | SCE | #N/A | 0.09 | 123 | 0 | 0 | 0 | 0 | 0 | 477.58 | 326.08 | 0 | 803.66 | 0 | 0 | 0 | None | HVAC-Chlr | NA | 20 | 0 | 0.09 | 123 | 0 | 0 | 0 | 0 | 0 | 0 | 0 | UpDeemed | Com-Default>2yrs | 0.6 | 0.6 | 0 | 0.6 | Def-GSIA | 1 | DEER:HVAC_Chillers | Annual | 0 | 0 | 0 | 0 | Standard | FALSE | ExAnte2020 | 0 | Chiller | Screw | HVAC | SpaceCool | cWtd | No | NA | None | 0 | 0 | Deem-DEER | Air-Cooled Chiller, < 150 tons, 12.1 EER, 16.6 IPLV, CZ16 | SWHC020-NR-Com-CZ16-Ex-Cap-Tons-HVAC-Chlr-Any-Com-Default>2yrs-Def-GSIA-DEER:HVAC_Chillers-Annual-SCE-cWtd-HVAC-SpaceCool-Chiller-Screw-None-Standard-Deem-DEER-None-UpDeemed-Com-ExAnte2020-< 150 tons-12.1-16.6
SWHC020 | Air-cooled Packaged Chiller | C | Air-Cooled Chiller, Standard Efficiency, >= 150 tons, CZ16 | 0 | Air-Cooled Chiller, >= 150 tons, 11.1 EER, 15.4 IPLV, CZ16 | NC | Com | Ex | CZ16 | Cap-Tons | Com | SCE | #N/A | 0.0491 | 67 | 0 | 0 | 0 | 0 | 0 | 450.09 | 139.23 | 0 | 589.32 | 0 | 0 | 0 | None | HVAC-Chlr | NA | 20 | 0 | 0.0491 | 67 | 0 | 0 | 0 | 0 | 0 | 0 | 0 | UpDeemed | Com-Default>2yrs | 0.6 | 0.6 | 0 | 0.6 | Def-GSIA | 1 | DEER:HVAC_Chillers | Annual | 0 | 0 | 0 | 0 | Standard | FALSE | ExAnte2020 | 0 | Chiller | Screw | HVAC | SpaceCool | cWtd | No | NA | None | 0 | 0 | Deem-DEER | Air-Cooled Chiller, >= 150 tons, 11.1 EER, 15.4 IPLV, CZ16 | SWHC020-NC-Com-CZ16-Ex-Cap-Tons-HVAC-Chlr-Any-Com-Default>2yrs-Def-GSIA-DEER:HVAC_Chillers-Annual-SCE-cWtd-HVAC-SpaceCool-Chiller-Screw-None-Standard-Deem-DEER-None-UpDeemed-Com-ExAnte2020->= 150 tons-11.1-15.4
SWHC020 | Air-cooled Packaged Chiller | C | Air-Cooled Chiller, Standard Efficiency, >= 150 tons, CZ16 | 0 | Air-Cooled Chiller, >= 150 tons, 11.1 EER, 15.4 IPLV, CZ16 | NR | Com | Ex | CZ16 | Cap-Tons | Com | SCE | #N/A | 0.0491 | 67 | 0 | 0 | 0 | 0 | 0 | 450.09 | 139.23 | 0 | 589.32 | 0 | 0 | 0 | None | HVAC-Chlr | NA | 20 | 0 | 0.0491 | 67 | 0 | 0 | 0 | 0 | 0 | 0 | 0 | UpDeemed | Com-Default>2yrs | 0.6 | 0.6 | 0 | 0.6 | Def-GSIA | 1 | DEER:HVAC_Chillers | Annual | 0 | 0 | 0 | 0 | Standard | FALSE | ExAnte2020 | 0 | Chiller | Screw | HVAC | SpaceCool | cWtd | No | NA | None | 0 | 0 | Deem-DEER | Air-Cooled Chiller, >= 150 tons, 11.1 EER, 15.4 IPLV, CZ16 | SWHC020-NR-Com-CZ16-Ex-Cap-Tons-HVAC-Chlr-Any-Com-Default>2yrs-Def-GSIA-DEER:HVAC_Chillers-Annual-SCE-cWtd-HVAC-SpaceCool-Chiller-Screw-None-Standard-Deem-DEER-None-UpDeemed-Com-ExAnte2020->= 150 tons-11.1-15.4
SWHC020 | Air-cooled Packaged Chiller | D | Air-Cooled Chiller, Standard Efficiency, >= 150 tons, CZ16 | 0 | Air-Cooled Chiller, >= 150 tons, 12.1 EER, 16.9 IPLV, CZ16 | NC | Com | Ex | CZ16 | Cap-Tons | Com | SCE | #N/A | 0.09 | 123 | 0 | 0 | 0 | 0 | 0 | 450.09 | 189.05 | 0 | 639.15 | 0 | 0 | 0 | None | HVAC-Chlr | NA | 20 | 0 | 0.09 | 123 | 0 | 0 | 0 | 0 | 0 | 0 | 0 | UpDeemed | Com-Default>2yrs | 0.6 | 0.6 | 0 | 0.6 | Def-GSIA | 1 | DEER:HVAC_Chillers | Annual | 0 | 0 | 0 | 0 | Standard | FALSE | ExAnte2020 | 0 | Chiller | Screw | HVAC | SpaceCool | cWtd | No | NA | None | 0 | 0 | Deem-DEER | Air-Cooled Chiller, >= 150 tons, 12.1 EER, 16.9 IPLV, CZ16 | SWHC020-NC-Com-CZ16-Ex-Cap-Tons-HVAC-Chlr-Any-Com-Default>2yrs-Def-GSIA-DEER:HVAC_Chillers-Annual-SCE-cWtd-HVAC-SpaceCool-Chiller-Screw-None-Standard-Deem-DEER-None-UpDeemed-Com-ExAnte2020->= 150 tons-12.1-16.9
SWHC020 | Air-cooled Packaged Chiller | D | Air-Cooled Chiller, Standard Efficiency, >= 150 tons, CZ16 | 0 | Air-Cooled Chiller, >= 150 tons, 12.1 EER, 16.9 IPLV, CZ16 | NR | Com | Ex | CZ16 | Cap-Tons | Com | SCE | #N/A | 0.09 | 123 | 0 | 0 | 0 | 0 | 0 | 450.09 | 189.05 | 0 | 639.15 | 0 | 0 | 0 | None | HVAC-Chlr | NA | 20 | 0 | 0.09 | 123 | 0 | 0 | 0 | 0 | 0 | 0 | 0 | UpDeemed | Com-Default>2yrs | 0.6 | 0.6 | 0 | 0.6 | Def-GSIA | 1 | DEER:HVAC_Chillers | Annual | 0 | 0 | 0 | 0 | Standard | FALSE | ExAnte2020 | 0 | Chiller | Screw | HVAC | SpaceCool | cWtd | No | NA | None | 0 | 0 | Deem-DEER | Air-Cooled Chiller, >= 150 tons, 12.1 EER, 16.9 IPLV, CZ16 | SWHC020-NR-Com-CZ16-Ex-Cap-Tons-HVAC-Chlr-Any-Com-Default>2yrs-Def-GSIA-DEER:HVAC_Chillers-Annual-SCE-cWtd-HVAC-SpaceCool-Chiller-Screw-None-Standard-Deem-DEER-None-UpDeemed-Com-ExAnte2020->= 150 tons-12.1-16.9

## Summary info
Revision | 01 |  |  | perm (2) tab | perm tab
Count | 128 | A4:AQ129 | Statewide Measure ID | 1 | 1
|  |  | Measure Name | 2 | 2
CostExAnte Tab |  |  | Offering Id | 3 | 3
Should "Delivery Type" be "Any" |  |  | First Base Case Description | 4 | 4
Should "Sector" be "Any" |  |  | Second Base Case Description | 5 | 5
Verify "Measure Application Type" |  |  | Measure Case Description | 6 | 6
Should "Description" be updated |  |  | Measure Application Type | 7 | 7
Update Cost IDs |  |  | BldgType | 8 | 8
Verify: Version and Version Source |  |  | BldgVint | 9 | 9
|  |  | BldgingLoc | 10 | 10
ImplementationExAnte Tab |  |  | NormUnit | 11 | 11
Update Cost IDs |  |  | Sector | 12 | 12
| Note: Leave "StdCost ID" blank if Full Measure Cost |  | Program Administrator Type | 13 | 13
Update "Description" |  |  | (not used) | #N/A | #N/A
Verify: Version and Version Source |  |  | First Baseline - Peak Electric Demand Reduction | 18 | 15
|  |  | First Baseline - Electric Savings | 19 | 16
MeasureExAnte Tab |  |  | First Baseline - Gas Savings | 20 | 17
Update Cost IDs |  |  | Second Baseline - Peak Electric Demand Reduction | 21 | 18
| Note: Leave "StdCost ID" blank if Full Measure Cost |  | Second Baseline - Electric Savings | 22 | 19
Update "Description" |  |  | Second Baseline - Gas Savings | 23 | 20
Update "Pre Desc" and/or "Std Desc", as needed. |  |  | First Baseline - Labor Cost | 24 | 21
Verify: Version and Version Source |  |  | First Baseline - Material Cost | 25 | 22
|  |  | First Baseline - Incremental Cost | 26 | 23
EnergyImpactExAnte Tab |  |  | Measure - Labor Cost | 27 | 24
Are energy/demand values using correct sig figs |  |  | Measure - Material Cost | 28 | 25
Are there POU values that must be deleted |  |  | Second Baseline - Labor Cost | 29 | 26
Verify: Version and Version Source |  |  | Second Baseline - Material Cost | 30 | 27
|  |  | Second Baseline - Incremental Cost | 31 | 28
|  |  | Locational Cost Adjustment ID | 32 | 29
|  |  | Effective Useful Life ID | 33 | 30
|  |  | Remaining Useful Life ID | 34 | 31
|  |  | First Baseline - Life Cycle | 35 | 32
|  |  | Second Baseline - Life Cycle | 36 | 33
|  |  | First Baseline - UEC kW | 37 | 34
|  |  | First Baseline - UEC kWh | 38 | 35
|  |  | First Baseline - UEC Therm | 39 | 36
|  |  | Second Baseline - UEC kW | 40 | 37
|  |  | Second Baseline - UEC kWh | 41 | 38
|  |  | Second Baseline - UEC Therm | 42 | 39
|  |  | Measure UEC kW | 43 | 40
|  |  | Measure UEC kWh | 44 | 41
|  |  | Measure UEC Therm | 45 | 42
|  |  | Delivery Type | 46 | 43
|  |  | Net to Gross Ratio ID | 47 | 44
|  |  | NTGR kWh | 48 | 45
|  |  | NTG kW | 49 | 46
|  |  | NTG Therms | 50 | 47
|  |  | NTGR Cost | 51 | 48
|  |  | GSIA ID | 52 | 49
|  |  | GSIA Value | 53 | 50
|  |  | Electric Impact Profile ID | 54 | 51
|  |  | Gas Impact Profile ID | 55 | 52
|  |  | Market Effects Benefits | 56 | 53
|  |  | Market Effects Costs | 57 | 54
|  |  | Measure Inflation | 58 | 55
|  |  | Combustion Type | 59 | 56
|  |  | Measure Impact Calculation Type | 60 | 57
|  |  | Upstream Flag (True / False) | 61 | 58
|  |  | Version | 62 | 59
|  |  | Water Savings | 63 | 60
|  |  | Technology Group | 64 | 61
|  |  | Technology Type | 65 | 62
|  |  | Use Category | 66 | 63
|  |  | Use Subcategory | 67 | 64
|  |  | Building HVAC | 68 | 65
|  |  | Is IE factor applied? (Yes / No) | 69 | 66
|  |  | IE Table Name | 70 | 67
|  |  | Measure Qualifier | 71 | 68
|  |  | Energy Impact ID | 72 | 69
|  |  | Measure Cost ID | 73 | 70
|  |  | Measure Impact Type | 74 | 71
|  |  | OfferingDesc | 75 | 72
|  |  | Measure Detail ID | 76 | 73
Create EAD Tables

## MeasureExAnte
PA | MeasureID | Qualifier | SourceDesc | Sector | EnergyImpactID | MeasCostID | StdCostID | EUL_ID | RUL_ID | Version | VersionSource | LastMod | Description | MeasDesc | MeasTechID | MeasImpactType | MeasImpactCalcType | UseCategory | UseSubCategory | TechGroup | TechType | Status | Comment | PreDesc | PreMultiTech | PreTechID | PreTechGroup | PreTechType | StdDesc | StdMultiTech | StdTechID | StdTechGroup | StdTechType | ScaleBasis | TechBased | ApplyIE | IETableName | ImpWeighting | WeightGroupID | LegacyID | StdScaleVal | PreScaleVal
Any | SWHC020A | None | SWHC020-01 | Com | NE-HVAC-Chlr-AirCldScrewChlr-gte150tons-11.1EER-15.4IPLV | SWHC020_01_M001 | SWHC020_01_B001 | HVAC-Chlr |  | ExAnte2020 | IOU Workpaper | 2019-05-02 | Air Cooled Constant Speed Screw Chiller (>= 150 tons, 11.1 EER, 15.4 IPLV) | Air Cooled Constant Speed Screw Chiller (>= 150 tons, 11.1 EER, 15.4 IPLV) |  | Deem-DEER | Standard | HVAC | SpaceCool | Chiller | Screw | Proposed | [6 empty] | AirCldScrewChlr-gte150tons-10.1EER-14IPLV |  |  | Chiller | Screw | None |  | FALSE | None
Any | SWHC020B | None | SWHC020-01 | Com | NE-HVAC-Chlr-AirCldScrewChlr-gte150tons-12.1EER-16.9IPLV | SWHC020_01_M002 | SWHC020_01_B002 | HVAC-Chlr |  | ExAnte2020 | IOU Workpaper | 2019-05-02 | Air Cooled Constant Speed Screw Chiller (>= 150 tons, 12.1 EER, 16.9 IPLV) | Air Cooled Constant Speed Screw Chiller (>= 150 tons, 12.1 EER, 16.9 IPLV) |  | Deem-DEER | Standard | HVAC | SpaceCool | Chiller | Screw | Proposed | [6 empty] | AirCldScrewChlr-gte150tons-10.1EER-14IPLV |  |  | Chiller | Screw | None |  | FALSE | None
Any | SWHC020C | None | SWHC020-01 | Com | NE-HVAC-Chlr-AirCldScrewChlr-lt150tons-11.1EER-15.1IPLV | SWHC020_01_M003 | SWHC020_01_B003 | HVAC-Chlr |  | ExAnte2020 | IOU Workpaper | 2019-05-02 | Air Cooled Constant Speed Screw Chiller (< 150 tons, 11.1 EER, 15.1 IPLV) | Air Cooled Constant Speed Screw Chiller (< 150 tons, 11.1 EER, 15.1 IPLV) |  | Deem-DEER | Standard | HVAC | SpaceCool | Chiller | Screw | Proposed | [6 empty] | AirCldScrewChlr-lt150tons-10.1EER-13.7IPLV |  |  | Chiller | Screw | None |  | FALSE | None
Any | SWHC020D | None | SWHC020-01 | Com | NE-HVAC-Chlr-AirCldScrewChlr-lt150tons-12.1EER-16.6IPLV | SWHC020_01_M004 | SWHC020_01_B004 | HVAC-Chlr |  | ExAnte2020 | IOU Workpaper | 2019-05-02 | Air Cooled Constant Speed Screw Chiller (< 150 tons, 12.1 EER, 16.6 IPLV) | Air Cooled Constant Speed Screw Chiller (< 150 tons, 12.1 EER, 16.6 IPLV) |  | Deem-DEER | Standard | HVAC | SpaceCool | Chiller | Screw | Proposed | [6 empty] | AirCldScrewChlr-lt150tons-10.1EER-13.7IPLV |  |  | Chiller | Screw | None |  | FALSE | None

## ImplementationExAnte
PA | ImplementationID | StartDate | ExpiryDate | SourceDesc | MeasAppType | DeliveryType | MeasureID | MeasQualifier | Sector | GSIA_ID | NTG_ID | CostQualifier | MeasCostID | StdCostID | Version | VersionSource | LastMod | Description | ImplementerID | MeasImpactType | Status | Comment
SCE | AC-20094ComAnyUpSUSI | 2020-01-01 |  | SWHC020-01 | NR | UpDeemed | SWHC020A | None | Com | Def-GSIA | Com-Default>2yrs | None | SWHC020_01_M001 | SWHC020_01_B001 | ExAnte2020 | IOU workpaper | 2019-05-02 | Air Cooled Constant Speed Screw Chiller (>= 150 tons, 11.1 EER, 15.4 IPLV) |  | Deem-DEER | Proposed |  | Air Cooled Constant Speed Screw Chiller (>= 150 tons, 11.1 EER, 15.4 IPLV) | AC-20094ComAnyFiSDrI
SCE | AC-21113ComAnyUpSUSI | 2020-01-01 |  | SWHC020-01 | NC | UpDeemed | SWHC020A | None | Com | Def-GSIA | Com-Default>2yrs | None | SWHC020_01_M001 | SWHC020_01_B001 | ExAnte2020 | IOU workpaper | 2019-05-02 | Air Cooled Constant Speed Screw Chiller (>= 150 tons, 11.1 EER, 15.4 IPLV) |  | Deem-DEER | Proposed |  | Air Cooled Constant Speed Screw Chiller (>= 150 tons, 11.1 EER, 15.4 IPLV) | AC-20094ComAnyFiSDwSD
SCE | AC-20095ComAnyUpSUSI | 2020-01-01 |  | SWHC020-01 | NR | UpDeemed | SWHC020B | None | Com | Def-GSIA | Com-Default>2yrs | None | SWHC020_01_M002 | SWHC020_01_B002 | ExAnte2020 | IOU workpaper | 2019-05-02 | Air Cooled Constant Speed Screw Chiller (>= 150 tons, 12.1 EER, 16.9 IPLV) |  | Deem-DEER | Proposed |  | Air Cooled Constant Speed Screw Chiller (>= 150 tons, 11.1 EER, 15.4 IPLV) | AC-20094ComAnyMdSMdS
SCE | AC-21114ComAnyUpSUSI | 2020-01-01 |  | SWHC020-01 | NC | UpDeemed | SWHC020B | None | Com | Def-GSIA | Com-Default>2yrs | None | SWHC020_01_M002 | SWHC020_01_B002 | ExAnte2020 | IOU workpaper | 2019-05-02 | Air Cooled Constant Speed Screw Chiller (>= 150 tons, 12.1 EER, 16.9 IPLV) |  | Deem-DEER | Proposed |  | Air Cooled Constant Speed Screw Chiller (>= 150 tons, 11.1 EER, 15.4 IPLV) | AC-20094ComAnyFiSDrI
SCE | AC-20096ComAnyUpSUSI | 2020-01-01 |  | SWHC020-01 | NR | UpDeemed | SWHC020C | None | Com | Def-GSIA | Com-Default>2yrs | None | SWHC020_01_M003 | SWHC020_01_B003 | ExAnte2020 | IOU workpaper | 2019-05-02 | Air Cooled Constant Speed Screw Chiller (< 150 tons, 11.1 EER, 15.1 IPLV) |  | Deem-DEER | Proposed |  | Air Cooled Constant Speed Screw Chiller (>= 150 tons, 11.1 EER, 15.4 IPLV) | AC-20094ComAnyFiSDwSD
SCE | AC-21115ComAnyUpSUSI | 2020-01-01 |  | SWHC020-01 | NC | UpDeemed | SWHC020C | None | Com | Def-GSIA | Com-Default>2yrs | None | SWHC020_01_M003 | SWHC020_01_B003 | ExAnte2020 | IOU workpaper | 2019-05-02 | Air Cooled Constant Speed Screw Chiller (< 150 tons, 11.1 EER, 15.1 IPLV) |  | Deem-DEER | Proposed |  | Air Cooled Constant Speed Screw Chiller (>= 150 tons, 11.1 EER, 15.4 IPLV) | AC-20094ComAnyMdSMdS
SCE | AC-20097ComAnyUpSUSI | 2020-01-01 |  | SWHC020-01 | NR | UpDeemed | SWHC020D | None | Com | Def-GSIA | Com-Default>2yrs | None | SWHC020_01_M004 | SWHC020_01_B004 | ExAnte2020 | IOU workpaper | 2019-05-02 | Air Cooled Constant Speed Screw Chiller (< 150 tons, 12.1 EER, 16.6 IPLV) |  | Deem-DEER | Proposed |  | Air Cooled Constant Speed Screw Chiller (>= 150 tons, 12.1 EER, 16.9 IPLV) | AC-20095ComAnyFiSDrI
SCE | AC-21116ComAnyUpSUSI | 2020-01-01 |  | SWHC020-01 | NC | UpDeemed | SWHC020D | None | Com | Def-GSIA | Com-Default>2yrs | None | SWHC020_01_M004 | SWHC020_01_B004 | ExAnte2020 | IOU workpaper | 2019-05-02 | Air Cooled Constant Speed Screw Chiller (< 150 tons, 12.1 EER, 16.6 IPLV) |  | Deem-DEER | Proposed |  | Air Cooled Constant Speed Screw Chiller (>= 150 tons, 12.1 EER, 16.9 IPLV) | AC-20095ComAnyFiSDwSD
SCE | AC-20094ComAnyFiSDwSD | 2020-01-01 |  | SWHC020-01 | NR | DnDeemed | SWHC020A | None | Com | Def-GSIA | Com-Default>2yrs | None | SWHC020_01_M001 | SWHC020_01_B001 | ExAnte2020 | IOU workpaper | 2019-05-02 | Air Cooled Constant Speed Screw Chiller (>= 150 tons, 11.1 EER, 15.4 IPLV) |  | Deem-DEER | Proposed |  | Air Cooled Constant Speed Screw Chiller (>= 150 tons, 12.1 EER, 16.9 IPLV) | AC-20095ComAnyMdSMdS
SCE | AC-21113ComAnyFiSDwSD | 2020-01-01 |  | SWHC020-01 | NC | DnDeemed | SWHC020A | None | Com | Def-GSIA | Com-Default>2yrs | None | SWHC020_01_M001 | SWHC020_01_B001 | ExAnte2020 | IOU workpaper | 2019-05-02 | Air Cooled Constant Speed Screw Chiller (>= 150 tons, 11.1 EER, 15.4 IPLV) |  | Deem-DEER | Proposed |  | Air Cooled Constant Speed Screw Chiller (>= 150 tons, 12.1 EER, 16.9 IPLV) | AC-20095ComAnyFiSDrI
SCE | AC-20095ComAnyFiSDwSD | 2020-01-01 |  | SWHC020-01 | NR | DnDeemed | SWHC020B | None | Com | Def-GSIA | Com-Default>2yrs | None | SWHC020_01_M002 | SWHC020_01_B002 | ExAnte2020 | IOU workpaper | 2019-05-02 | Air Cooled Constant Speed Screw Chiller (>= 150 tons, 12.1 EER, 16.9 IPLV) |  | Deem-DEER | Proposed |  | Air Cooled Constant Speed Screw Chiller (>= 150 tons, 12.1 EER, 16.9 IPLV) | AC-20095ComAnyFiSDwSD
SCE | AC-21114ComAnyFiSDwSD | 2020-01-01 |  | SWHC020-01 | NC | DnDeemed | SWHC020B | None | Com | Def-GSIA | Com-Default>2yrs | None | SWHC020_01_M002 | SWHC020_01_B002 | ExAnte2020 | IOU workpaper | 2019-05-02 | Air Cooled Constant Speed Screw Chiller (>= 150 tons, 12.1 EER, 16.9 IPLV) |  | Deem-DEER | Proposed |  | Air Cooled Constant Speed Screw Chiller (>= 150 tons, 12.1 EER, 16.9 IPLV) | AC-20095ComAnyMdSMdS
SCE | AC-20096ComAnyFiSDwSD | 2020-01-01 |  | SWHC020-01 | NR | DnDeemed | SWHC020C | None | Com | Def-GSIA | Com-Default>2yrs | None | SWHC020_01_M003 | SWHC020_01_B003 | ExAnte2020 | IOU workpaper | 2019-05-02 | Air Cooled Constant Speed Screw Chiller (< 150 tons, 11.1 EER, 15.1 IPLV) |  | Deem-DEER | Proposed |  | Air Cooled Constant Speed Screw Chiller (< 150 tons, 11.1 EER, 15.1 IPLV) | AC-20096ComAnyFiSDrI
SCE | AC-21115ComAnyFiSDwSD | 2020-01-01 |  | SWHC020-01 | NC | DnDeemed | SWHC020C | None | Com | Def-GSIA | Com-Default>2yrs | None | SWHC020_01_M003 | SWHC020_01_B003 | ExAnte2020 | IOU workpaper | 2019-05-02 | Air Cooled Constant Speed Screw Chiller (< 150 tons, 11.1 EER, 15.1 IPLV) |  | Deem-DEER | Proposed |  | Air Cooled Constant Speed Screw Chiller (< 150 tons, 11.1 EER, 15.1 IPLV) | AC-20096ComAnyFiSDwSD
SCE | AC-20097ComAnyFiSDwSD | 2020-01-01 |  | SWHC020-01 | NR | DnDeemed | SWHC020D | None | Com | Def-GSIA | Com-Default>2yrs | None | SWHC020_01_M004 | SWHC020_01_B004 | ExAnte2020 | IOU workpaper | 2019-05-02 | Air Cooled Constant Speed Screw Chiller (< 150 tons, 12.1 EER, 16.6 IPLV) |  | Deem-DEER | Proposed |  | Air Cooled Constant Speed Screw Chiller (< 150 tons, 11.1 EER, 15.1 IPLV) | AC-20096ComAnyMdSMdS
SCE | AC-21116ComAnyFiSDwSD | 2020-01-01 |  | SWHC020-01 | NC | DnDeemed | SWHC020D | None | Com | Def-GSIA | Com-Default>2yrs | None | SWHC020_01_M004 | SWHC020_01_B004 | ExAnte2020 | IOU workpaper | 2019-05-02 | Air Cooled Constant Speed Screw Chiller (< 150 tons, 12.1 EER, 16.6 IPLV) |  | Deem-DEER | Proposed |  | Air Cooled Constant Speed Screw Chiller (< 150 tons, 11.1 EER, 15.1 IPLV) | AC-20096ComAnyFiSDrI
SCE | AC-20094ComAnyFiSDrI | 2020-01-01 |  | SWHC020-01 | NR | DnDeemDI | SWHC020A | None | Com | Def-GSIA | Com-Default>2yrs | None | SWHC020_01_M001 | SWHC020_01_B001 | ExAnte2020 | IOU workpaper | 2019-05-02 | Air Cooled Constant Speed Screw Chiller (>= 150 tons, 11.1 EER, 15.4 IPLV) |  | Deem-DEER | Proposed |  | Air Cooled Constant Speed Screw Chiller (< 150 tons, 11.1 EER, 15.1 IPLV) | AC-20096ComAnyFiSDwSD
SCE | AC-21113ComAnyFiSDrI | 2020-01-01 |  | SWHC020-01 | NC | DnDeemDI | SWHC020A | None | Com | Def-GSIA | Com-Default>2yrs | None | SWHC020_01_M001 | SWHC020_01_B001 | ExAnte2020 | IOU workpaper | 2019-05-02 | Air Cooled Constant Speed Screw Chiller (>= 150 tons, 11.1 EER, 15.4 IPLV) |  | Deem-DEER | Proposed |  | Air Cooled Constant Speed Screw Chiller (< 150 tons, 11.1 EER, 15.1 IPLV) | AC-20096ComAnyMdSMdS
SCE | AC-20095ComAnyFiSDrI | 2020-01-01 |  | SWHC020-01 | NR | DnDeemDI | SWHC020B | None | Com | Def-GSIA | Com-Default>2yrs | None | SWHC020_01_M002 | SWHC020_01_B002 | ExAnte2020 | IOU workpaper | 2019-05-02 | Air Cooled Constant Speed Screw Chiller (>= 150 tons, 12.1 EER, 16.9 IPLV) |  | Deem-DEER | Proposed |  | Air Cooled Constant Speed Screw Chiller (< 150 tons, 12.1 EER, 16.6 IPLV) | AC-20097ComAnyFiSDrI
SCE | AC-21114ComAnyFiSDrI | 2020-01-01 |  | SWHC020-01 | NC | DnDeemDI | SWHC020B | None | Com | Def-GSIA | Com-Default>2yrs | None | SWHC020_01_M002 | SWHC020_01_B002 | ExAnte2020 | IOU workpaper | 2019-05-02 | Air Cooled Constant Speed Screw Chiller (>= 150 tons, 12.1 EER, 16.9 IPLV) |  | Deem-DEER | Proposed |  | Air Cooled Constant Speed Screw Chiller (< 150 tons, 12.1 EER, 16.6 IPLV) | AC-20097ComAnyFiSDwSD
SCE | AC-20096ComAnyFiSDrI | 2020-01-01 |  | SWHC020-01 | NR | DnDeemDI | SWHC020C | None | Com | Def-GSIA | Com-Default>2yrs | None | SWHC020_01_M003 | SWHC020_01_B003 | ExAnte2020 | IOU workpaper | 2019-05-02 | Air Cooled Constant Speed Screw Chiller (< 150 tons, 11.1 EER, 15.1 IPLV) |  | Deem-DEER | Proposed |  | Air Cooled Constant Speed Screw Chiller (< 150 tons, 12.1 EER, 16.6 IPLV) | AC-20097ComAnyMdSMdS
SCE | AC-21115ComAnyFiSDrI | 2020-01-01 |  | SWHC020-01 | NC | DnDeemDI | SWHC020C | None | Com | Def-GSIA | Com-Default>2yrs | None | SWHC020_01_M003 | SWHC020_01_B003 | ExAnte2020 | IOU workpaper | 2019-05-02 | Air Cooled Constant Speed Screw Chiller (< 150 tons, 11.1 EER, 15.1 IPLV) |  | Deem-DEER | Proposed |  | Air Cooled Constant Speed Screw Chiller (< 150 tons, 12.1 EER, 16.6 IPLV) | AC-20097ComAnyFiSDrI
SCE | AC-20097ComAnyFiSDrI | 2020-01-01 |  | SWHC020-01 | NR | DnDeemDI | SWHC020D | None | Com | Def-GSIA | Com-Default>2yrs | None | SWHC020_01_M004 | SWHC020_01_B004 | ExAnte2020 | IOU workpaper | 2019-05-02 | Air Cooled Constant Speed Screw Chiller (< 150 tons, 12.1 EER, 16.6 IPLV) |  | Deem-DEER | Proposed |  | Air Cooled Constant Speed Screw Chiller (< 150 tons, 12.1 EER, 16.6 IPLV) | AC-20097ComAnyFiSDwSD
SCE | AC-21116ComAnyFiSDrI | 2020-01-01 |  | SWHC020-01 | NC | DnDeemDI | SWHC020D | None | Com | Def-GSIA | Com-Default>2yrs | None | SWHC020_01_M004 | SWHC020_01_B004 | ExAnte2020 | IOU workpaper | 2019-05-02 | Air Cooled Constant Speed Screw Chiller (< 150 tons, 12.1 EER, 16.6 IPLV) |  | Deem-DEER | Proposed |  | Air Cooled Constant Speed Screw Chiller (< 150 tons, 12.1 EER, 16.6 IPLV) | AC-20097ComAnyMdSMdS
PGE | HV378 | 2020-01-01 |  | SWHC020-01 | NR | UpDeemed | SWHC020A | None | Com | Def-GSIA | Com-Default>2yrs | None | SWHC020_01_M001 | SWHC020_01_B001 | ExAnte2020 | IOU workpaper | 2019-05-02 | Air Cooled Constant Speed Screw Chiller (>= 150 tons, 11.1 EER, 15.4 IPLV) |  | Deem-DEER | Proposed
PGE | HV378 | 2020-01-01 |  | SWHC020-01 | NC | UpDeemed | SWHC020A | None | Com | Def-GSIA | Com-Default>2yrs | None | SWHC020_01_M001 | SWHC020_01_B001 | ExAnte2020 | IOU workpaper | 2019-05-02 | Air Cooled Constant Speed Screw Chiller (>= 150 tons, 11.1 EER, 15.4 IPLV) |  | Deem-DEER | Proposed
PGE | HV379 | 2020-01-01 |  | SWHC020-01 | NR | UpDeemed | SWHC020B | None | Com | Def-GSIA | Com-Default>2yrs | None | SWHC020_01_M002 | SWHC020_01_B002 | ExAnte2020 | IOU workpaper | 2019-05-02 | Air Cooled Constant Speed Screw Chiller (>= 150 tons, 12.1 EER, 16.9 IPLV) |  | Deem-DEER | Proposed
PGE | HV379 | 2020-01-01 |  | SWHC020-01 | NC | UpDeemed | SWHC020B | None | Com | Def-GSIA | Com-Default>2yrs | None | SWHC020_01_M002 | SWHC020_01_B002 | ExAnte2020 | IOU workpaper | 2019-05-02 | Air Cooled Constant Speed Screw Chiller (>= 150 tons, 12.1 EER, 16.9 IPLV) |  | Deem-DEER | Proposed
PGE | HV380 | 2020-01-01 |  | SWHC020-01 | NR | UpDeemed | SWHC020C | None | Com | Def-GSIA | Com-Default>2yrs | None | SWHC020_01_M003 | SWHC020_01_B003 | ExAnte2020 | IOU workpaper | 2019-05-02 | Air Cooled Constant Speed Screw Chiller (< 150 tons, 11.1 EER, 15.1 IPLV) |  | Deem-DEER | Proposed
PGE | HV380 | 2020-01-01 |  | SWHC020-01 | NC | UpDeemed | SWHC020C | None | Com | Def-GSIA | Com-Default>2yrs | None | SWHC020_01_M003 | SWHC020_01_B003 | ExAnte2020 | IOU workpaper | 2019-05-02 | Air Cooled Constant Speed Screw Chiller (< 150 tons, 11.1 EER, 15.1 IPLV) |  | Deem-DEER | Proposed
PGE | HV381 | 2020-01-01 |  | SWHC020-01 | NR | UpDeemed | SWHC020D | None | Com | Def-GSIA | Com-Default>2yrs | None | SWHC020_01_M004 | SWHC020_01_B004 | ExAnte2020 | IOU workpaper | 2019-05-02 | Air Cooled Constant Speed Screw Chiller (< 150 tons, 12.1 EER, 16.6 IPLV) |  | Deem-DEER | Proposed
PGE | HV381 | 2020-01-01 |  | SWHC020-01 | NC | UpDeemed | SWHC020D | None | Com | Def-GSIA | Com-Default>2yrs | None | SWHC020_01_M004 | SWHC020_01_B004 | ExAnte2020 | IOU workpaper | 2019-05-02 | Air Cooled Constant Speed Screw Chiller (< 150 tons, 12.1 EER, 16.6 IPLV) |  | Deem-DEER | Proposed
PGE |  | 2020-01-01 |  | SWHC020-01 | NR | DnDeemed | SWHC020A | None | Com | Def-GSIA | Com-Default>2yrs | None | SWHC020_01_M001 | SWHC020_01_B001 | ExAnte2020 | IOU workpaper | 2019-05-02 | Air Cooled Constant Speed Screw Chiller (>= 150 tons, 11.1 EER, 15.4 IPLV) |  | Deem-DEER | Proposed
PGE |  | 2020-01-01 |  | SWHC020-01 | NC | DnDeemed | SWHC020A | None | Com | Def-GSIA | Com-Default>2yrs | None | SWHC020_01_M001 | SWHC020_01_B001 | ExAnte2020 | IOU workpaper | 2019-05-02 | Air Cooled Constant Speed Screw Chiller (>= 150 tons, 11.1 EER, 15.4 IPLV) |  | Deem-DEER | Proposed
PGE |  | 2020-01-01 |  | SWHC020-01 | NR | DnDeemed | SWHC020B | None | Com | Def-GSIA | Com-Default>2yrs | None | SWHC020_01_M002 | SWHC020_01_B002 | ExAnte2020 | IOU workpaper | 2019-05-02 | Air Cooled Constant Speed Screw Chiller (>= 150 tons, 12.1 EER, 16.9 IPLV) |  | Deem-DEER | Proposed
PGE |  | 2020-01-01 |  | SWHC020-01 | NC | DnDeemed | SWHC020B | None | Com | Def-GSIA | Com-Default>2yrs | None | SWHC020_01_M002 | SWHC020_01_B002 | ExAnte2020 | IOU workpaper | 2019-05-02 | Air Cooled Constant Speed Screw Chiller (>= 150 tons, 12.1 EER, 16.9 IPLV) |  | Deem-DEER | Proposed
PGE |  | 2020-01-01 |  | SWHC020-01 | NR | DnDeemed | SWHC020C | None | Com | Def-GSIA | Com-Default>2yrs | None | SWHC020_01_M003 | SWHC020_01_B003 | ExAnte2020 | IOU workpaper | 2019-05-02 | Air Cooled Constant Speed Screw Chiller (< 150 tons, 11.1 EER, 15.1 IPLV) |  | Deem-DEER | Proposed
PGE |  | 2020-01-01 |  | SWHC020-01 | NC | DnDeemed | SWHC020C | None | Com | Def-GSIA | Com-Default>2yrs | None | SWHC020_01_M003 | SWHC020_01_B003 | ExAnte2020 | IOU workpaper | 2019-05-02 | Air Cooled Constant Speed Screw Chiller (< 150 tons, 11.1 EER, 15.1 IPLV) |  | Deem-DEER | Proposed
PGE |  | 2020-01-01 |  | SWHC020-01 | NR | DnDeemed | SWHC020D | None | Com | Def-GSIA | Com-Default>2yrs | None | SWHC020_01_M004 | SWHC020_01_B004 | ExAnte2020 | IOU workpaper | 2019-05-02 | Air Cooled Constant Speed Screw Chiller (< 150 tons, 12.1 EER, 16.6 IPLV) |  | Deem-DEER | Proposed
PGE |  | 2020-01-01 |  | SWHC020-01 | NC | DnDeemed | SWHC020D | None | Com | Def-GSIA | Com-Default>2yrs | None | SWHC020_01_M004 | SWHC020_01_B004 | ExAnte2020 | IOU workpaper | 2019-05-02 | Air Cooled Constant Speed Screw Chiller (< 150 tons, 12.1 EER, 16.6 IPLV) |  | Deem-DEER | Proposed
PGE |  | 2020-01-01 |  | SWHC020-01 | NR | DnDeemDI | SWHC020A | None | Com | Def-GSIA | Com-Default>2yrs | None | SWHC020_01_M001 | SWHC020_01_B001 | ExAnte2020 | IOU workpaper | 2019-05-02 | Air Cooled Constant Speed Screw Chiller (>= 150 tons, 11.1 EER, 15.4 IPLV) |  | Deem-DEER | Proposed
PGE |  | 2020-01-01 |  | SWHC020-01 | NC | DnDeemDI | SWHC020A | None | Com | Def-GSIA | Com-Default>2yrs | None | SWHC020_01_M001 | SWHC020_01_B001 | ExAnte2020 | IOU workpaper | 2019-05-02 | Air Cooled Constant Speed Screw Chiller (>= 150 tons, 11.1 EER, 15.4 IPLV) |  | Deem-DEER | Proposed
PGE |  | 2020-01-01 |  | SWHC020-01 | NR | DnDeemDI | SWHC020B | None | Com | Def-GSIA | Com-Default>2yrs | None | SWHC020_01_M002 | SWHC020_01_B002 | ExAnte2020 | IOU workpaper | 2019-05-02 | Air Cooled Constant Speed Screw Chiller (>= 150 tons, 12.1 EER, 16.9 IPLV) |  | Deem-DEER | Proposed
PGE |  | 2020-01-01 |  | SWHC020-01 | NC | DnDeemDI | SWHC020B | None | Com | Def-GSIA | Com-Default>2yrs | None | SWHC020_01_M002 | SWHC020_01_B002 | ExAnte2020 | IOU workpaper | 2019-05-02 | Air Cooled Constant Speed Screw Chiller (>= 150 tons, 12.1 EER, 16.9 IPLV) |  | Deem-DEER | Proposed
PGE |  | 2020-01-01 |  | SWHC020-01 | NR | DnDeemDI | SWHC020C | None | Com | Def-GSIA | Com-Default>2yrs | None | SWHC020_01_M003 | SWHC020_01_B003 | ExAnte2020 | IOU workpaper | 2019-05-02 | Air Cooled Constant Speed Screw Chiller (< 150 tons, 11.1 EER, 15.1 IPLV) |  | Deem-DEER | Proposed
PGE |  | 2020-01-01 |  | SWHC020-01 | NC | DnDeemDI | SWHC020C | None | Com | Def-GSIA | Com-Default>2yrs | None | SWHC020_01_M003 | SWHC020_01_B003 | ExAnte2020 | IOU workpaper | 2019-05-02 | Air Cooled Constant Speed Screw Chiller (< 150 tons, 11.1 EER, 15.1 IPLV) |  | Deem-DEER | Proposed
PGE |  | 2020-01-01 |  | SWHC020-01 | NR | DnDeemDI | SWHC020D | None | Com | Def-GSIA | Com-Default>2yrs | None | SWHC020_01_M004 | SWHC020_01_B004 | ExAnte2020 | IOU workpaper | 2019-05-02 | Air Cooled Constant Speed Screw Chiller (< 150 tons, 12.1 EER, 16.6 IPLV) |  | Deem-DEER | Proposed
PGE |  | 2020-01-01 |  | SWHC020-01 | NC | DnDeemDI | SWHC020D | None | Com | Def-GSIA | Com-Default>2yrs | None | SWHC020_01_M004 | SWHC020_01_B004 | ExAnte2020 | IOU workpaper | 2019-05-02 | Air Cooled Constant Speed Screw Chiller (< 150 tons, 12.1 EER, 16.6 IPLV) |  | Deem-DEER | Proposed
SDG | 467168 | 2020-01-01 |  | SWHC020-01 | NR | UpDeemed | SWHC020A | None | Com | Def-GSIA | Com-Default>2yrs | None | SWHC020_01_M001 | SWHC020_01_B001 | ExAnte2020 | IOU workpaper | 2019-05-02 | Air Cooled Constant Speed Screw Chiller (>= 150 tons, 11.1 EER, 15.4 IPLV) |  | Deem-DEER | Proposed
SDG | 467167 | 2020-01-01 |  | SWHC020-01 | NC | UpDeemed | SWHC020A | None | Com | Def-GSIA | Com-Default>2yrs | None | SWHC020_01_M001 | SWHC020_01_B001 | ExAnte2020 | IOU workpaper | 2019-05-02 | Air Cooled Constant Speed Screw Chiller (>= 150 tons, 11.1 EER, 15.4 IPLV) |  | Deem-DEER | Proposed
SDG | 467170 | 2020-01-01 |  | SWHC020-01 | NR | UpDeemed | SWHC020B | None | Com | Def-GSIA | Com-Default>2yrs | None | SWHC020_01_M002 | SWHC020_01_B002 | ExAnte2020 | IOU workpaper | 2019-05-02 | Air Cooled Constant Speed Screw Chiller (>= 150 tons, 12.1 EER, 16.9 IPLV) |  | Deem-DEER | Proposed
SDG | 467169 | 2020-01-01 |  | SWHC020-01 | NC | UpDeemed | SWHC020B | None | Com | Def-GSIA | Com-Default>2yrs | None | SWHC020_01_M002 | SWHC020_01_B002 | ExAnte2020 | IOU workpaper | 2019-05-02 | Air Cooled Constant Speed Screw Chiller (>= 150 tons, 12.1 EER, 16.9 IPLV) |  | Deem-DEER | Proposed
SDG | 467172 | 2020-01-01 |  | SWHC020-01 | NR | UpDeemed | SWHC020C | None | Com | Def-GSIA | Com-Default>2yrs | None | SWHC020_01_M003 | SWHC020_01_B003 | ExAnte2020 | IOU workpaper | 2019-05-02 | Air Cooled Constant Speed Screw Chiller (< 150 tons, 11.1 EER, 15.1 IPLV) |  | Deem-DEER | Proposed
SDG | 467171 | 2020-01-01 |  | SWHC020-01 | NC | UpDeemed | SWHC020C | None | Com | Def-GSIA | Com-Default>2yrs | None | SWHC020_01_M003 | SWHC020_01_B003 | ExAnte2020 | IOU workpaper | 2019-05-02 | Air Cooled Constant Speed Screw Chiller (< 150 tons, 11.1 EER, 15.1 IPLV) |  | Deem-DEER | Proposed
SDG | 467174 | 2020-01-01 |  | SWHC020-01 | NR | UpDeemed | SWHC020D | None | Com | Def-GSIA | Com-Default>2yrs | None | SWHC020_01_M004 | SWHC020_01_B004 | ExAnte2020 | IOU workpaper | 2019-05-02 | Air Cooled Constant Speed Screw Chiller (< 150 tons, 12.1 EER, 16.6 IPLV) |  | Deem-DEER | Proposed
SDG | 467173 | 2020-01-01 |  | SWHC020-01 | NC | UpDeemed | SWHC020D | None | Com | Def-GSIA | Com-Default>2yrs | None | SWHC020_01_M004 | SWHC020_01_B004 | ExAnte2020 | IOU workpaper | 2019-05-02 | Air Cooled Constant Speed Screw Chiller (< 150 tons, 12.1 EER, 16.6 IPLV) |  | Deem-DEER | Proposed
SDG | 467175 | 2020-01-01 |  | SWHC020-01 | NR | DnDeemed | SWHC020A | None | Com | Def-GSIA | Com-Default>2yrs | None | SWHC020_01_M001 | SWHC020_01_B001 | ExAnte2020 | IOU workpaper | 2019-05-02 | Air Cooled Constant Speed Screw Chiller (>= 150 tons, 11.1 EER, 15.4 IPLV) |  | Deem-DEER | Proposed
SDG | 467176 | 2020-01-01 |  | SWHC020-01 | NC | DnDeemed | SWHC020A | None | Com | Def-GSIA | Com-Default>2yrs | None | SWHC020_01_M001 | SWHC020_01_B001 | ExAnte2020 | IOU workpaper | 2019-05-02 | Air Cooled Constant Speed Screw Chiller (>= 150 tons, 11.1 EER, 15.4 IPLV) |  | Deem-DEER | Proposed
SDG | 467179 | 2020-01-01 |  | SWHC020-01 | NR | DnDeemed | SWHC020B | None | Com | Def-GSIA | Com-Default>2yrs | None | SWHC020_01_M002 | SWHC020_01_B002 | ExAnte2020 | IOU workpaper | 2019-05-02 | Air Cooled Constant Speed Screw Chiller (>= 150 tons, 12.1 EER, 16.9 IPLV) |  | Deem-DEER | Proposed
SDG | 467180 | 2020-01-01 |  | SWHC020-01 | NC | DnDeemed | SWHC020B | None | Com | Def-GSIA | Com-Default>2yrs | None | SWHC020_01_M002 | SWHC020_01_B002 | ExAnte2020 | IOU workpaper | 2019-05-02 | Air Cooled Constant Speed Screw Chiller (>= 150 tons, 12.1 EER, 16.9 IPLV) |  | Deem-DEER | Proposed
SDG | 467183 | 2020-01-01 |  | SWHC020-01 | NR | DnDeemed | SWHC020C | None | Com | Def-GSIA | Com-Default>2yrs | None | SWHC020_01_M003 | SWHC020_01_B003 | ExAnte2020 | IOU workpaper | 2019-05-02 | Air Cooled Constant Speed Screw Chiller (< 150 tons, 11.1 EER, 15.1 IPLV) |  | Deem-DEER | Proposed
SDG | 467184 | 2020-01-01 |  | SWHC020-01 | NC | DnDeemed | SWHC020C | None | Com | Def-GSIA | Com-Default>2yrs | None | SWHC020_01_M003 | SWHC020_01_B003 | ExAnte2020 | IOU workpaper | 2019-05-02 | Air Cooled Constant Speed Screw Chiller (< 150 tons, 11.1 EER, 15.1 IPLV) |  | Deem-DEER | Proposed
SDG | 467187 | 2020-01-01 |  | SWHC020-01 | NR | DnDeemed | SWHC020D | None | Com | Def-GSIA | Com-Default>2yrs | None | SWHC020_01_M004 | SWHC020_01_B004 | ExAnte2020 | IOU workpaper | 2019-05-02 | Air Cooled Constant Speed Screw Chiller (< 150 tons, 12.1 EER, 16.6 IPLV) |  | Deem-DEER | Proposed
SDG | 467188 | 2020-01-01 |  | SWHC020-01 | NC | DnDeemed | SWHC020D | None | Com | Def-GSIA | Com-Default>2yrs | None | SWHC020_01_M004 | SWHC020_01_B004 | ExAnte2020 | IOU workpaper | 2019-05-02 | Air Cooled Constant Speed Screw Chiller (< 150 tons, 12.1 EER, 16.6 IPLV) |  | Deem-DEER | Proposed
SDG | 467177 | 2020-01-01 |  | SWHC020-01 | NR | DnDeemDI | SWHC020A | None | Com | Def-GSIA | Com-Default>2yrs | None | SWHC020_01_M001 | SWHC020_01_B001 | ExAnte2020 | IOU workpaper | 2019-05-02 | Air Cooled Constant Speed Screw Chiller (>= 150 tons, 11.1 EER, 15.4 IPLV) |  | Deem-DEER | Proposed
SDG | 467178 | 2020-01-01 |  | SWHC020-01 | NC | DnDeemDI | SWHC020A | None | Com | Def-GSIA | Com-Default>2yrs | None | SWHC020_01_M001 | SWHC020_01_B001 | ExAnte2020 | IOU workpaper | 2019-05-02 | Air Cooled Constant Speed Screw Chiller (>= 150 tons, 11.1 EER, 15.4 IPLV) |  | Deem-DEER | Proposed
SDG | 467181 | 2020-01-01 |  | SWHC020-01 | NR | DnDeemDI | SWHC020B | None | Com | Def-GSIA | Com-Default>2yrs | None | SWHC020_01_M002 | SWHC020_01_B002 | ExAnte2020 | IOU workpaper | 2019-05-02 | Air Cooled Constant Speed Screw Chiller (>= 150 tons, 12.1 EER, 16.9 IPLV) |  | Deem-DEER | Proposed
SDG | 467182 | 2020-01-01 |  | SWHC020-01 | NC | DnDeemDI | SWHC020B | None | Com | Def-GSIA | Com-Default>2yrs | None | SWHC020_01_M002 | SWHC020_01_B002 | ExAnte2020 | IOU workpaper | 2019-05-02 | Air Cooled Constant Speed Screw Chiller (>= 150 tons, 12.1 EER, 16.9 IPLV) |  | Deem-DEER | Proposed
SDG | 467185 | 2020-01-01 |  | SWHC020-01 | NR | DnDeemDI | SWHC020C | None | Com | Def-GSIA | Com-Default>2yrs | None | SWHC020_01_M003 | SWHC020_01_B003 | ExAnte2020 | IOU workpaper | 2019-05-02 | Air Cooled Constant Speed Screw Chiller (< 150 tons, 11.1 EER, 15.1 IPLV) |  | Deem-DEER | Proposed
SDG | 467186 | 2020-01-01 |  | SWHC020-01 | NC | DnDeemDI | SWHC020C | None | Com | Def-GSIA | Com-Default>2yrs | None | SWHC020_01_M003 | SWHC020_01_B003 | ExAnte2020 | IOU workpaper | 2019-05-02 | Air Cooled Constant Speed Screw Chiller (< 150 tons, 11.1 EER, 15.1 IPLV) |  | Deem-DEER | Proposed
SDG | 467189 | 2020-01-01 |  | SWHC020-01 | NR | DnDeemDI | SWHC020D | None | Com | Def-GSIA | Com-Default>2yrs | None | SWHC020_01_M004 | SWHC020_01_B004 | ExAnte2020 | IOU workpaper | 2019-05-02 | Air Cooled Constant Speed Screw Chiller (< 150 tons, 12.1 EER, 16.6 IPLV) |  | Deem-DEER | Proposed
SDG | 467190 | 2020-01-01 |  | SWHC020-01 | NC | DnDeemDI | SWHC020D | None | Com | Def-GSIA | Com-Default>2yrs | None | SWHC020_01_M004 | SWHC020_01_B004 | ExAnte2020 | IOU workpaper | 2019-05-02 | Air Cooled Constant Speed Screw Chiller (< 150 tons, 12.1 EER, 16.6 IPLV) |  | Deem-DEER | Proposed

## EnergyImpactExAnte
PA | EnergyImpactID | BldgType | BldgVint | BldgLoc | BldgHVAC | SourceDesc | Version | VersionSource | LastMod | NormUnit | NumUnit | MeasArea | ScaleBasis | APreWBkWh | APreWBkW | APreWBtherm | AStdWBkWh | AStdWBkW | AStdWBtherm | APreEUkWh | APreEUkW | APreEUtherm | AStdEUkWh | AStdEUkW | AStdEUtherm | ElecImpactProfile | GasImpactProfile | Flag
Any | NE-HVAC-Chlr-AirCldScrewChlr-gte150tons-11.1EER-15.4IPLV | Com | Ex | CZ01 | cWtd | SWHC020-01 | ExAnte2020 | IOU workpaper | 2019-05-23 | Cap-Tons | 1 |  | None | 0 | 0 | 0 | 15.56 | 0.02 | 0 | [6 empty] | DEER:HVAC_Chillers | Annual
Any | NE-HVAC-Chlr-AirCldScrewChlr-gte150tons-11.1EER-15.4IPLV | Com | Ex | CZ02 | cWtd | SWHC020-01 | ExAnte2020 | IOU workpaper | 2019-05-23 | Cap-Tons | 1 |  | None | 0 | 0 | 0 | 65.39 | 0.06 | 0 | [6 empty] | DEER:HVAC_Chillers | Annual
Any | NE-HVAC-Chlr-AirCldScrewChlr-gte150tons-11.1EER-15.4IPLV | Com | Ex | CZ03 | cWtd | SWHC020-01 | ExAnte2020 | IOU workpaper | 2019-05-23 | Cap-Tons | 1 |  | None | 0 | 0 | 0 | 45.07 | 0.04 | 0 | [6 empty] | DEER:HVAC_Chillers | Annual
Any | NE-HVAC-Chlr-AirCldScrewChlr-gte150tons-11.1EER-15.4IPLV | Com | Ex | CZ04 | cWtd | SWHC020-01 | ExAnte2020 | IOU workpaper | 2019-05-23 | Cap-Tons | 1 |  | None | 0 | 0 | 0 | 71.98 | 0.05 | 0 | [6 empty] | DEER:HVAC_Chillers | Annual
Any | NE-HVAC-Chlr-AirCldScrewChlr-gte150tons-11.1EER-15.4IPLV | Com | Ex | CZ05 | cWtd | SWHC020-01 | ExAnte2020 | IOU workpaper | 2019-05-23 | Cap-Tons | 1 |  | None | 0 | 0 | 0 | 54.14 | 0.03 | 0 | [6 empty] | DEER:HVAC_Chillers | Annual
Any | NE-HVAC-Chlr-AirCldScrewChlr-gte150tons-11.1EER-15.4IPLV | Com | Ex | CZ06 | cWtd | SWHC020-01 | ExAnte2020 | IOU workpaper | 2019-05-23 | Cap-Tons | 1 |  | None | 0 | 0 | 0 | 84.38 | 0.04 | 0 | [6 empty] | DEER:HVAC_Chillers | Annual
Any | NE-HVAC-Chlr-AirCldScrewChlr-gte150tons-11.1EER-15.4IPLV | Com | Ex | CZ07 | cWtd | SWHC020-01 | ExAnte2020 | IOU workpaper | 2019-05-23 | Cap-Tons | 1 |  | None | 0 | 0 | 0 | 80.17 | 0.03 | 0 | [6 empty] | DEER:HVAC_Chillers | Annual
Any | NE-HVAC-Chlr-AirCldScrewChlr-gte150tons-11.1EER-15.4IPLV | Com | Ex | CZ08 | cWtd | SWHC020-01 | ExAnte2020 | IOU workpaper | 2019-05-23 | Cap-Tons | 1 |  | None | 0 | 0 | 0 | 90.57 | 0.04 | 0 | [6 empty] | DEER:HVAC_Chillers | Annual
Any | NE-HVAC-Chlr-AirCldScrewChlr-gte150tons-11.1EER-15.4IPLV | Com | Ex | CZ09 | cWtd | SWHC020-01 | ExAnte2020 | IOU workpaper | 2019-05-23 | Cap-Tons | 1 |  | None | 0 | 0 | 0 | 86.75 | 0.05 | 0 | [6 empty] | DEER:HVAC_Chillers | Annual
Any | NE-HVAC-Chlr-AirCldScrewChlr-gte150tons-11.1EER-15.4IPLV | Com | Ex | CZ10 | cWtd | SWHC020-01 | ExAnte2020 | IOU workpaper | 2019-05-23 | Cap-Tons | 1 |  | None | 0 | 0 | 0 | 95.37 | 0.06 | 0 | [6 empty] | DEER:HVAC_Chillers | Annual
Any | NE-HVAC-Chlr-AirCldScrewChlr-gte150tons-11.1EER-15.4IPLV | Com | Ex | CZ11 | cWtd | SWHC020-01 | ExAnte2020 | IOU workpaper | 2019-05-23 | Cap-Tons | 1 |  | None | 0 | 0 | 0 | 97.57 | 0.06 | 0 | [6 empty] | DEER:HVAC_Chillers | Annual
Any | NE-HVAC-Chlr-AirCldScrewChlr-gte150tons-11.1EER-15.4IPLV | Com | Ex | CZ12 | cWtd | SWHC020-01 | ExAnte2020 | IOU workpaper | 2019-05-23 | Cap-Tons | 1 |  | None | 0 | 0 | 0 | 80.07 | 0.06 | 0 | [6 empty] | DEER:HVAC_Chillers | Annual
Any | NE-HVAC-Chlr-AirCldScrewChlr-gte150tons-11.1EER-15.4IPLV | Com | Ex | CZ13 | cWtd | SWHC020-01 | ExAnte2020 | IOU workpaper | 2019-05-23 | Cap-Tons | 1 |  | None | 0 | 0 | 0 | 98.78 | 0.06 | 0 | [6 empty] | DEER:HVAC_Chillers | Annual
Any | NE-HVAC-Chlr-AirCldScrewChlr-gte150tons-11.1EER-15.4IPLV | Com | Ex | CZ14 | cWtd | SWHC020-01 | ExAnte2020 | IOU workpaper | 2019-05-23 | Cap-Tons | 1 |  | None | 0 | 0 | 0 | 92.92 | 0.05 | 0 | [6 empty] | DEER:HVAC_Chillers | Annual
Any | NE-HVAC-Chlr-AirCldScrewChlr-gte150tons-11.1EER-15.4IPLV | Com | Ex | CZ15 | cWtd | SWHC020-01 | ExAnte2020 | IOU workpaper | 2019-05-23 | Cap-Tons | 1 |  | None | 0 | 0 | 0 | 150.47 | 0.05 | 0 | [6 empty] | DEER:HVAC_Chillers | Annual
Any | NE-HVAC-Chlr-AirCldScrewChlr-gte150tons-11.1EER-15.4IPLV | Com | Ex | CZ16 | cWtd | SWHC020-01 | ExAnte2020 | IOU workpaper | 2019-05-23 | Cap-Tons | 1 |  | None | 0 | 0 | 0 | 60.79 | 0.05 | 0 | [6 empty] | DEER:HVAC_Chillers | Annual
Any | NE-HVAC-Chlr-AirCldScrewChlr-gte150tons-12.1EER-16.9IPLV | Com | Ex | CZ01 | cWtd | SWHC020-01 | ExAnte2020 | IOU workpaper | 2019-05-23 | Cap-Tons | 1 |  | None | 0 | 0 | 0 | 28.52 | 0.04 | 0 | [6 empty] | DEER:HVAC_Chillers | Annual
Any | NE-HVAC-Chlr-AirCldScrewChlr-gte150tons-12.1EER-16.9IPLV | Com | Ex | CZ02 | cWtd | SWHC020-01 | ExAnte2020 | IOU workpaper | 2019-05-23 | Cap-Tons | 1 |  | None | 0 | 0 | 0 | 120.09 | 0.1 | 0 | [6 empty] | DEER:HVAC_Chillers | Annual
Any | NE-HVAC-Chlr-AirCldScrewChlr-gte150tons-12.1EER-16.9IPLV | Com | Ex | CZ03 | cWtd | SWHC020-01 | ExAnte2020 | IOU workpaper | 2019-05-23 | Cap-Tons | 1 |  | None | 0 | 0 | 0 | 82.7 | 0.07 | 0 | [6 empty] | DEER:HVAC_Chillers | Annual
Any | NE-HVAC-Chlr-AirCldScrewChlr-gte150tons-12.1EER-16.9IPLV | Com | Ex | CZ04 | cWtd | SWHC020-01 | ExAnte2020 | IOU workpaper | 2019-05-23 | Cap-Tons | 1 |  | None | 0 | 0 | 0 | 131.85 | 0.09 | 0 | [6 empty] | DEER:HVAC_Chillers | Annual
Any | NE-HVAC-Chlr-AirCldScrewChlr-gte150tons-12.1EER-16.9IPLV | Com | Ex | CZ05 | cWtd | SWHC020-01 | ExAnte2020 | IOU workpaper | 2019-05-23 | Cap-Tons | 1 |  | None | 0 | 0 | 0 | 99.35 | 0.06 | 0 | [6 empty] | DEER:HVAC_Chillers | Annual
Any | NE-HVAC-Chlr-AirCldScrewChlr-gte150tons-12.1EER-16.9IPLV | Com | Ex | CZ06 | cWtd | SWHC020-01 | ExAnte2020 | IOU workpaper | 2019-05-23 | Cap-Tons | 1 |  | None | 0 | 0 | 0 | 154.75 | 0.08 | 0 | [6 empty] | DEER:HVAC_Chillers | Annual
Any | NE-HVAC-Chlr-AirCldScrewChlr-gte150tons-12.1EER-16.9IPLV | Com | Ex | CZ07 | cWtd | SWHC020-01 | ExAnte2020 | IOU workpaper | 2019-05-23 | Cap-Tons | 1 |  | None | 0 | 0 | 0 | 147.24 | 0.06 | 0 | [6 empty] | DEER:HVAC_Chillers | Annual
Any | NE-HVAC-Chlr-AirCldScrewChlr-gte150tons-12.1EER-16.9IPLV | Com | Ex | CZ08 | cWtd | SWHC020-01 | ExAnte2020 | IOU workpaper | 2019-05-23 | Cap-Tons | 1 |  | None | 0 | 0 | 0 | 166.28 | 0.07 | 0 | [6 empty] | DEER:HVAC_Chillers | Annual
Any | NE-HVAC-Chlr-AirCldScrewChlr-gte150tons-12.1EER-16.9IPLV | Com | Ex | CZ09 | cWtd | SWHC020-01 | ExAnte2020 | IOU workpaper | 2019-05-23 | Cap-Tons | 1 |  | None | 0 | 0 | 0 | 159.05 | 0.09 | 0 | [6 empty] | DEER:HVAC_Chillers | Annual
Any | NE-HVAC-Chlr-AirCldScrewChlr-gte150tons-12.1EER-16.9IPLV | Com | Ex | CZ10 | cWtd | SWHC020-01 | ExAnte2020 | IOU workpaper | 2019-05-23 | Cap-Tons | 1 |  | None | 0 | 0 | 0 | 175 | 0.1 | 0 | [6 empty] | DEER:HVAC_Chillers | Annual
Any | NE-HVAC-Chlr-AirCldScrewChlr-gte150tons-12.1EER-16.9IPLV | Com | Ex | CZ11 | cWtd | SWHC020-01 | ExAnte2020 | IOU workpaper | 2019-05-23 | Cap-Tons | 1 |  | None | 0 | 0 | 0 | 178.96 | 0.12 | 0 | [6 empty] | DEER:HVAC_Chillers | Annual
Any | NE-HVAC-Chlr-AirCldScrewChlr-gte150tons-12.1EER-16.9IPLV | Com | Ex | CZ12 | cWtd | SWHC020-01 | ExAnte2020 | IOU workpaper | 2019-05-23 | Cap-Tons | 1 |  | None | 0 | 0 | 0 | 147.08 | 0.11 | 0 | [6 empty] | DEER:HVAC_Chillers | Annual
Any | NE-HVAC-Chlr-AirCldScrewChlr-gte150tons-12.1EER-16.9IPLV | Com | Ex | CZ13 | cWtd | SWHC020-01 | ExAnte2020 | IOU workpaper | 2019-05-23 | Cap-Tons | 1 |  | None | 0 | 0 | 0 | 181.17 | 0.1 | 0 | [6 empty] | DEER:HVAC_Chillers | Annual
Any | NE-HVAC-Chlr-AirCldScrewChlr-gte150tons-12.1EER-16.9IPLV | Com | Ex | CZ14 | cWtd | SWHC020-01 | ExAnte2020 | IOU workpaper | 2019-05-23 | Cap-Tons | 1 |  | None | 0 | 0 | 0 | 170.52 | 0.09 | 0 | [6 empty] | DEER:HVAC_Chillers | Annual
Any | NE-HVAC-Chlr-AirCldScrewChlr-gte150tons-12.1EER-16.9IPLV | Com | Ex | CZ15 | cWtd | SWHC020-01 | ExAnte2020 | IOU workpaper | 2019-05-23 | Cap-Tons | 1 |  | None | 0 | 0 | 0 | 275.99 | 0.1 | 0 | [6 empty] | DEER:HVAC_Chillers | Annual
Any | NE-HVAC-Chlr-AirCldScrewChlr-gte150tons-12.1EER-16.9IPLV | Com | Ex | CZ16 | cWtd | SWHC020-01 | ExAnte2020 | IOU workpaper | 2019-05-23 | Cap-Tons | 1 |  | None | 0 | 0 | 0 | 111.57 | 0.09 | 0 | [6 empty] | DEER:HVAC_Chillers | Annual
Any | NE-HVAC-Chlr-AirCldScrewChlr-lt150tons-11.1EER-15.1IPLV | Com | Ex | CZ01 | cWtd | SWHC020-01 | ExAnte2020 | IOU workpaper | 2019-05-23 | Cap-Tons | 1 |  | None | 0 | 0 | 0 | 15.56 | 0.02 | 0 | [6 empty] | DEER:HVAC_Chillers | Annual
Any | NE-HVAC-Chlr-AirCldScrewChlr-lt150tons-11.1EER-15.1IPLV | Com | Ex | CZ02 | cWtd | SWHC020-01 | ExAnte2020 | IOU workpaper | 2019-05-23 | Cap-Tons | 1 |  | None | 0 | 0 | 0 | 65.39 | 0.06 | 0 | [6 empty] | DEER:HVAC_Chillers | Annual
Any | NE-HVAC-Chlr-AirCldScrewChlr-lt150tons-11.1EER-15.1IPLV | Com | Ex | CZ03 | cWtd | SWHC020-01 | ExAnte2020 | IOU workpaper | 2019-05-23 | Cap-Tons | 1 |  | None | 0 | 0 | 0 | 45.07 | 0.04 | 0 | [6 empty] | DEER:HVAC_Chillers | Annual
Any | NE-HVAC-Chlr-AirCldScrewChlr-lt150tons-11.1EER-15.1IPLV | Com | Ex | CZ04 | cWtd | SWHC020-01 | ExAnte2020 | IOU workpaper | 2019-05-23 | Cap-Tons | 1 |  | None | 0 | 0 | 0 | 71.98 | 0.05 | 0 | [6 empty] | DEER:HVAC_Chillers | Annual
Any | NE-HVAC-Chlr-AirCldScrewChlr-lt150tons-11.1EER-15.1IPLV | Com | Ex | CZ05 | cWtd | SWHC020-01 | ExAnte2020 | IOU workpaper | 2019-05-23 | Cap-Tons | 1 |  | None | 0 | 0 | 0 | 54.14 | 0.03 | 0 | [6 empty] | DEER:HVAC_Chillers | Annual
Any | NE-HVAC-Chlr-AirCldScrewChlr-lt150tons-11.1EER-15.1IPLV | Com | Ex | CZ06 | cWtd | SWHC020-01 | ExAnte2020 | IOU workpaper | 2019-05-23 | Cap-Tons | 1 |  | None | 0 | 0 | 0 | 84.38 | 0.04 | 0 | [6 empty] | DEER:HVAC_Chillers | Annual
Any | NE-HVAC-Chlr-AirCldScrewChlr-lt150tons-11.1EER-15.1IPLV | Com | Ex | CZ07 | cWtd | SWHC020-01 | ExAnte2020 | IOU workpaper | 2019-05-23 | Cap-Tons | 1 |  | None | 0 | 0 | 0 | 80.17 | 0.03 | 0 | [6 empty] | DEER:HVAC_Chillers | Annual
Any | NE-HVAC-Chlr-AirCldScrewChlr-lt150tons-11.1EER-15.1IPLV | Com | Ex | CZ08 | cWtd | SWHC020-01 | ExAnte2020 | IOU workpaper | 2019-05-23 | Cap-Tons | 1 |  | None | 0 | 0 | 0 | 90.57 | 0.04 | 0 | [6 empty] | DEER:HVAC_Chillers | Annual
Any | NE-HVAC-Chlr-AirCldScrewChlr-lt150tons-11.1EER-15.1IPLV | Com | Ex | CZ09 | cWtd | SWHC020-01 | ExAnte2020 | IOU workpaper | 2019-05-23 | Cap-Tons | 1 |  | None | 0 | 0 | 0 | 86.75 | 0.05 | 0 | [6 empty] | DEER:HVAC_Chillers | Annual
Any | NE-HVAC-Chlr-AirCldScrewChlr-lt150tons-11.1EER-15.1IPLV | Com | Ex | CZ10 | cWtd | SWHC020-01 | ExAnte2020 | IOU workpaper | 2019-05-23 | Cap-Tons | 1 |  | None | 0 | 0 | 0 | 95.37 | 0.06 | 0 | [6 empty] | DEER:HVAC_Chillers | Annual
Any | NE-HVAC-Chlr-AirCldScrewChlr-lt150tons-11.1EER-15.1IPLV | Com | Ex | CZ11 | cWtd | SWHC020-01 | ExAnte2020 | IOU workpaper | 2019-05-23 | Cap-Tons | 1 |  | None | 0 | 0 | 0 | 97.57 | 0.06 | 0 | [6 empty] | DEER:HVAC_Chillers | Annual
Any | NE-HVAC-Chlr-AirCldScrewChlr-lt150tons-11.1EER-15.1IPLV | Com | Ex | CZ12 | cWtd | SWHC020-01 | ExAnte2020 | IOU workpaper | 2019-05-23 | Cap-Tons | 1 |  | None | 0 | 0 | 0 | 80.07 | 0.06 | 0 | [6 empty] | DEER:HVAC_Chillers | Annual
Any | NE-HVAC-Chlr-AirCldScrewChlr-lt150tons-11.1EER-15.1IPLV | Com | Ex | CZ13 | cWtd | SWHC020-01 | ExAnte2020 | IOU workpaper | 2019-05-23 | Cap-Tons | 1 |  | None | 0 | 0 | 0 | 98.78 | 0.06 | 0 | [6 empty] | DEER:HVAC_Chillers | Annual
Any | NE-HVAC-Chlr-AirCldScrewChlr-lt150tons-11.1EER-15.1IPLV | Com | Ex | CZ14 | cWtd | SWHC020-01 | ExAnte2020 | IOU workpaper | 2019-05-23 | Cap-Tons | 1 |  | None | 0 | 0 | 0 | 92.92 | 0.05 | 0 | [6 empty] | DEER:HVAC_Chillers | Annual
Any | NE-HVAC-Chlr-AirCldScrewChlr-lt150tons-11.1EER-15.1IPLV | Com | Ex | CZ15 | cWtd | SWHC020-01 | ExAnte2020 | IOU workpaper | 2019-05-23 | Cap-Tons | 1 |  | None | 0 | 0 | 0 | 150.47 | 0.05 | 0 | [6 empty] | DEER:HVAC_Chillers | Annual
Any | NE-HVAC-Chlr-AirCldScrewChlr-lt150tons-11.1EER-15.1IPLV | Com | Ex | CZ16 | cWtd | SWHC020-01 | ExAnte2020 | IOU workpaper | 2019-05-23 | Cap-Tons | 1 |  | None | 0 | 0 | 0 | 60.79 | 0.05 | 0 | [6 empty] | DEER:HVAC_Chillers | Annual
Any | NE-HVAC-Chlr-AirCldScrewChlr-lt150tons-12.1EER-16.6IPLV | Com | Ex | CZ01 | cWtd | SWHC020-01 | ExAnte2020 | IOU workpaper | 2019-05-23 | Cap-Tons | 1 |  | None | 0 | 0 | 0 | 28.52 | 0.04 | 0 | [6 empty] | DEER:HVAC_Chillers | Annual
Any | NE-HVAC-Chlr-AirCldScrewChlr-lt150tons-12.1EER-16.6IPLV | Com | Ex | CZ02 | cWtd | SWHC020-01 | ExAnte2020 | IOU workpaper | 2019-05-23 | Cap-Tons | 1 |  | None | 0 | 0 | 0 | 120.09 | 0.1 | 0 | [6 empty] | DEER:HVAC_Chillers | Annual
Any | NE-HVAC-Chlr-AirCldScrewChlr-lt150tons-12.1EER-16.6IPLV | Com | Ex | CZ03 | cWtd | SWHC020-01 | ExAnte2020 | IOU workpaper | 2019-05-23 | Cap-Tons | 1 |  | None | 0 | 0 | 0 | 82.7 | 0.07 | 0 | [6 empty] | DEER:HVAC_Chillers | Annual
Any | NE-HVAC-Chlr-AirCldScrewChlr-lt150tons-12.1EER-16.6IPLV | Com | Ex | CZ04 | cWtd | SWHC020-01 | ExAnte2020 | IOU workpaper | 2019-05-23 | Cap-Tons | 1 |  | None | 0 | 0 | 0 | 131.85 | 0.09 | 0 | [6 empty] | DEER:HVAC_Chillers | Annual
Any | NE-HVAC-Chlr-AirCldScrewChlr-lt150tons-12.1EER-16.6IPLV | Com | Ex | CZ05 | cWtd | SWHC020-01 | ExAnte2020 | IOU workpaper | 2019-05-23 | Cap-Tons | 1 |  | None | 0 | 0 | 0 | 99.35 | 0.06 | 0 | [6 empty] | DEER:HVAC_Chillers | Annual
Any | NE-HVAC-Chlr-AirCldScrewChlr-lt150tons-12.1EER-16.6IPLV | Com | Ex | CZ06 | cWtd | SWHC020-01 | ExAnte2020 | IOU workpaper | 2019-05-23 | Cap-Tons | 1 |  | None | 0 | 0 | 0 | 154.75 | 0.08 | 0 | [6 empty] | DEER:HVAC_Chillers | Annual
Any | NE-HVAC-Chlr-AirCldScrewChlr-lt150tons-12.1EER-16.6IPLV | Com | Ex | CZ07 | cWtd | SWHC020-01 | ExAnte2020 | IOU workpaper | 2019-05-23 | Cap-Tons | 1 |  | None | 0 | 0 | 0 | 147.24 | 0.06 | 0 | [6 empty] | DEER:HVAC_Chillers | Annual
Any | NE-HVAC-Chlr-AirCldScrewChlr-lt150tons-12.1EER-16.6IPLV | Com | Ex | CZ08 | cWtd | SWHC020-01 | ExAnte2020 | IOU workpaper | 2019-05-23 | Cap-Tons | 1 |  | None | 0 | 0 | 0 | 166.28 | 0.07 | 0 | [6 empty] | DEER:HVAC_Chillers | Annual
Any | NE-HVAC-Chlr-AirCldScrewChlr-lt150tons-12.1EER-16.6IPLV | Com | Ex | CZ09 | cWtd | SWHC020-01 | ExAnte2020 | IOU workpaper | 2019-05-23 | Cap-Tons | 1 |  | None | 0 | 0 | 0 | 159.05 | 0.09 | 0 | [6 empty] | DEER:HVAC_Chillers | Annual
Any | NE-HVAC-Chlr-AirCldScrewChlr-lt150tons-12.1EER-16.6IPLV | Com | Ex | CZ10 | cWtd | SWHC020-01 | ExAnte2020 | IOU workpaper | 2019-05-23 | Cap-Tons | 1 |  | None | 0 | 0 | 0 | 175 | 0.1 | 0 | [6 empty] | DEER:HVAC_Chillers | Annual
Any | NE-HVAC-Chlr-AirCldScrewChlr-lt150tons-12.1EER-16.6IPLV | Com | Ex | CZ11 | cWtd | SWHC020-01 | ExAnte2020 | IOU workpaper | 2019-05-23 | Cap-Tons | 1 |  | None | 0 | 0 | 0 | 178.96 | 0.12 | 0 | [6 empty] | DEER:HVAC_Chillers | Annual
Any | NE-HVAC-Chlr-AirCldScrewChlr-lt150tons-12.1EER-16.6IPLV | Com | Ex | CZ12 | cWtd | SWHC020-01 | ExAnte2020 | IOU workpaper | 2019-05-23 | Cap-Tons | 1 |  | None | 0 | 0 | 0 | 147.08 | 0.11 | 0 | [6 empty] | DEER:HVAC_Chillers | Annual
Any | NE-HVAC-Chlr-AirCldScrewChlr-lt150tons-12.1EER-16.6IPLV | Com | Ex | CZ13 | cWtd | SWHC020-01 | ExAnte2020 | IOU workpaper | 2019-05-23 | Cap-Tons | 1 |  | None | 0 | 0 | 0 | 181.17 | 0.1 | 0 | [6 empty] | DEER:HVAC_Chillers | Annual
Any | NE-HVAC-Chlr-AirCldScrewChlr-lt150tons-12.1EER-16.6IPLV | Com | Ex | CZ14 | cWtd | SWHC020-01 | ExAnte2020 | IOU workpaper | 2019-05-23 | Cap-Tons | 1 |  | None | 0 | 0 | 0 | 170.52 | 0.09 | 0 | [6 empty] | DEER:HVAC_Chillers | Annual
Any | NE-HVAC-Chlr-AirCldScrewChlr-lt150tons-12.1EER-16.6IPLV | Com | Ex | CZ15 | cWtd | SWHC020-01 | ExAnte2020 | IOU workpaper | 2019-05-23 | Cap-Tons | 1 |  | None | 0 | 0 | 0 | 275.99 | 0.1 | 0 | [6 empty] | DEER:HVAC_Chillers | Annual
Any | NE-HVAC-Chlr-AirCldScrewChlr-lt150tons-12.1EER-16.6IPLV | Com | Ex | CZ16 | cWtd | SWHC020-01 | ExAnte2020 | IOU workpaper | 2019-05-23 | Cap-Tons | 1 |  | None | 0 | 0 | 0 | 111.57 | 0.09 | 0 | [6 empty] | DEER:HVAC_Chillers | Annual
Any | NE-HVAC-Chlr-AirCldScrewChlr-gte150tons-11.1EER-15.4IPLV | Com | New | CZ01 | cWtd | SWHC020-01 | ExAnte2020 | IOU workpaper | 2019-05-23 | Cap-Tons | 1 |  | None | 0 | 0 | 0 | 16.48 | 0.02 | 0 | [6 empty] | DEER:HVAC_Chillers | Annual
Any | NE-HVAC-Chlr-AirCldScrewChlr-gte150tons-11.1EER-15.4IPLV | Com | New | CZ02 | cWtd | SWHC020-01 | ExAnte2020 | IOU workpaper | 2019-05-23 | Cap-Tons | 1 |  | None | 0 | 0 | 0 | 54.01 | 0.05 | 0 | [6 empty] | DEER:HVAC_Chillers | Annual
Any | NE-HVAC-Chlr-AirCldScrewChlr-gte150tons-11.1EER-15.4IPLV | Com | New | CZ03 | cWtd | SWHC020-01 | ExAnte2020 | IOU workpaper | 2019-05-23 | Cap-Tons | 1 |  | None | 0 | 0 | 0 | 40.97 | 0.03 | 0 | [6 empty] | DEER:HVAC_Chillers | Annual
Any | NE-HVAC-Chlr-AirCldScrewChlr-gte150tons-11.1EER-15.4IPLV | Com | New | CZ04 | cWtd | SWHC020-01 | ExAnte2020 | IOU workpaper | 2019-05-23 | Cap-Tons | 1 |  | None | 0 | 0 | 0 | 60.91 | 0.04 | 0 | [6 empty] | DEER:HVAC_Chillers | Annual
Any | NE-HVAC-Chlr-AirCldScrewChlr-gte150tons-11.1EER-15.4IPLV | Com | New | CZ05 | cWtd | SWHC020-01 | ExAnte2020 | IOU workpaper | 2019-05-23 | Cap-Tons | 1 |  | None | 0 | 0 | 0 | 46.6 | 0.03 | 0 | [6 empty] | DEER:HVAC_Chillers | Annual
Any | NE-HVAC-Chlr-AirCldScrewChlr-gte150tons-11.1EER-15.4IPLV | Com | New | CZ06 | cWtd | SWHC020-01 | ExAnte2020 | IOU workpaper | 2019-05-23 | Cap-Tons | 1 |  | None | 0 | 0 | 0 | 73.32 | 0.04 | 0 | [6 empty] | DEER:HVAC_Chillers | Annual
Any | NE-HVAC-Chlr-AirCldScrewChlr-gte150tons-11.1EER-15.4IPLV | Com | New | CZ07 | cWtd | SWHC020-01 | ExAnte2020 | IOU workpaper | 2019-05-23 | Cap-Tons | 1 |  | None | 0 | 0 | 0 | 72.02 | 0.03 | 0 | [6 empty] | DEER:HVAC_Chillers | Annual
Any | NE-HVAC-Chlr-AirCldScrewChlr-gte150tons-11.1EER-15.4IPLV | Com | New | CZ08 | cWtd | SWHC020-01 | ExAnte2020 | IOU workpaper | 2019-05-23 | Cap-Tons | 1 |  | None | 0 | 0 | 0 | 78.69 | 0.03 | 0 | [6 empty] | DEER:HVAC_Chillers | Annual
Any | NE-HVAC-Chlr-AirCldScrewChlr-gte150tons-11.1EER-15.4IPLV | Com | New | CZ09 | cWtd | SWHC020-01 | ExAnte2020 | IOU workpaper | 2019-05-23 | Cap-Tons | 1 |  | None | 0 | 0 | 0 | 73.12 | 0.04 | 0 | [6 empty] | DEER:HVAC_Chillers | Annual
Any | NE-HVAC-Chlr-AirCldScrewChlr-gte150tons-11.1EER-15.4IPLV | Com | New | CZ10 | cWtd | SWHC020-01 | ExAnte2020 | IOU workpaper | 2019-05-23 | Cap-Tons | 1 |  | None | 0 | 0 | 0 | 84.33 | 0.05 | 0 | [6 empty] | DEER:HVAC_Chillers | Annual
Any | NE-HVAC-Chlr-AirCldScrewChlr-gte150tons-11.1EER-15.4IPLV | Com | New | CZ11 | cWtd | SWHC020-01 | ExAnte2020 | IOU workpaper | 2019-05-23 | Cap-Tons | 1 |  | None | 0 | 0 | 0 | 83 | 0.06 | 0 | [6 empty] | DEER:HVAC_Chillers | Annual
Any | NE-HVAC-Chlr-AirCldScrewChlr-gte150tons-11.1EER-15.4IPLV | Com | New | CZ12 | cWtd | SWHC020-01 | ExAnte2020 | IOU workpaper | 2019-05-23 | Cap-Tons | 1 |  | None | 0 | 0 | 0 | 68.39 | 0.05 | 0 | [6 empty] | DEER:HVAC_Chillers | Annual
Any | NE-HVAC-Chlr-AirCldScrewChlr-gte150tons-11.1EER-15.4IPLV | Com | New | CZ13 | cWtd | SWHC020-01 | ExAnte2020 | IOU workpaper | 2019-05-23 | Cap-Tons | 1 |  | None | 0 | 0 | 0 | 84.26 | 0.05 | 0 | [6 empty] | DEER:HVAC_Chillers | Annual
Any | NE-HVAC-Chlr-AirCldScrewChlr-gte150tons-11.1EER-15.4IPLV | Com | New | CZ14 | cWtd | SWHC020-01 | ExAnte2020 | IOU workpaper | 2019-05-23 | Cap-Tons | 1 |  | None | 0 | 0 | 0 | 81.5 | 0.05 | 0 | [6 empty] | DEER:HVAC_Chillers | Annual
Any | NE-HVAC-Chlr-AirCldScrewChlr-gte150tons-11.1EER-15.4IPLV | Com | New | CZ15 | cWtd | SWHC020-01 | ExAnte2020 | IOU workpaper | 2019-05-23 | Cap-Tons | 1 |  | None | 0 | 0 | 0 | 130.6 | 0.05 | 0 | [6 empty] | DEER:HVAC_Chillers | Annual
Any | NE-HVAC-Chlr-AirCldScrewChlr-gte150tons-11.1EER-15.4IPLV | Com | New | CZ16 | cWtd | SWHC020-01 | ExAnte2020 | IOU workpaper | 2019-05-23 | Cap-Tons | 1 |  | None | 0 | 0 | 0 | 52.09 | 0.04 | 0 | [6 empty] | DEER:HVAC_Chillers | Annual
Any | NE-HVAC-Chlr-AirCldScrewChlr-gte150tons-12.1EER-16.9IPLV | Com | New | CZ01 | cWtd | SWHC020-01 | ExAnte2020 | IOU workpaper | 2019-05-23 | Cap-Tons | 1 |  | None | 0 | 0 | 0 | 30.24 | 0.04 | 0 | [6 empty] | DEER:HVAC_Chillers | Annual
Any | NE-HVAC-Chlr-AirCldScrewChlr-gte150tons-12.1EER-16.9IPLV | Com | New | CZ02 | cWtd | SWHC020-01 | ExAnte2020 | IOU workpaper | 2019-05-23 | Cap-Tons | 1 |  | None | 0 | 0 | 0 | 99.11 | 0.09 | 0 | [6 empty] | DEER:HVAC_Chillers | Annual
Any | NE-HVAC-Chlr-AirCldScrewChlr-gte150tons-12.1EER-16.9IPLV | Com | New | CZ03 | cWtd | SWHC020-01 | ExAnte2020 | IOU workpaper | 2019-05-23 | Cap-Tons | 1 |  | None | 0 | 0 | 0 | 75.12 | 0.05 | 0 | [6 empty] | DEER:HVAC_Chillers | Annual
Any | NE-HVAC-Chlr-AirCldScrewChlr-gte150tons-12.1EER-16.9IPLV | Com | New | CZ04 | cWtd | SWHC020-01 | ExAnte2020 | IOU workpaper | 2019-05-23 | Cap-Tons | 1 |  | None | 0 | 0 | 0 | 111.75 | 0.07 | 0 | [6 empty] | DEER:HVAC_Chillers | Annual
Any | NE-HVAC-Chlr-AirCldScrewChlr-gte150tons-12.1EER-16.9IPLV | Com | New | CZ05 | cWtd | SWHC020-01 | ExAnte2020 | IOU workpaper | 2019-05-23 | Cap-Tons | 1 |  | None | 0 | 0 | 0 | 85.48 | 0.05 | 0 | [6 empty] | DEER:HVAC_Chillers | Annual
Any | NE-HVAC-Chlr-AirCldScrewChlr-gte150tons-12.1EER-16.9IPLV | Com | New | CZ06 | cWtd | SWHC020-01 | ExAnte2020 | IOU workpaper | 2019-05-23 | Cap-Tons | 1 |  | None | 0 | 0 | 0 | 134.25 | 0.07 | 0 | [6 empty] | DEER:HVAC_Chillers | Annual
Any | NE-HVAC-Chlr-AirCldScrewChlr-gte150tons-12.1EER-16.9IPLV | Com | New | CZ07 | cWtd | SWHC020-01 | ExAnte2020 | IOU workpaper | 2019-05-23 | Cap-Tons | 1 |  | None | 0 | 0 | 0 | 132.19 | 0.06 | 0 | [6 empty] | DEER:HVAC_Chillers | Annual
Any | NE-HVAC-Chlr-AirCldScrewChlr-gte150tons-12.1EER-16.9IPLV | Com | New | CZ08 | cWtd | SWHC020-01 | ExAnte2020 | IOU workpaper | 2019-05-23 | Cap-Tons | 1 |  | None | 0 | 0 | 0 | 144.4 | 0.06 | 0 | [6 empty] | DEER:HVAC_Chillers | Annual
Any | NE-HVAC-Chlr-AirCldScrewChlr-gte150tons-12.1EER-16.9IPLV | Com | New | CZ09 | cWtd | SWHC020-01 | ExAnte2020 | IOU workpaper | 2019-05-23 | Cap-Tons | 1 |  | None | 0 | 0 | 0 | 134.08 | 0.08 | 0 | [6 empty] | DEER:HVAC_Chillers | Annual
Any | NE-HVAC-Chlr-AirCldScrewChlr-gte150tons-12.1EER-16.9IPLV | Com | New | CZ10 | cWtd | SWHC020-01 | ExAnte2020 | IOU workpaper | 2019-05-23 | Cap-Tons | 1 |  | None | 0 | 0 | 0 | 154.94 | 0.09 | 0 | [6 empty] | DEER:HVAC_Chillers | Annual
Any | NE-HVAC-Chlr-AirCldScrewChlr-gte150tons-12.1EER-16.9IPLV | Com | New | CZ11 | cWtd | SWHC020-01 | ExAnte2020 | IOU workpaper | 2019-05-23 | Cap-Tons | 1 |  | None | 0 | 0 | 0 | 152.34 | 0.1 | 0 | [6 empty] | DEER:HVAC_Chillers | Annual
Any | NE-HVAC-Chlr-AirCldScrewChlr-gte150tons-12.1EER-16.9IPLV | Com | New | CZ12 | cWtd | SWHC020-01 | ExAnte2020 | IOU workpaper | 2019-05-23 | Cap-Tons | 1 |  | None | 0 | 0 | 0 | 125.39 | 0.09 | 0 | [6 empty] | DEER:HVAC_Chillers | Annual
Any | NE-HVAC-Chlr-AirCldScrewChlr-gte150tons-12.1EER-16.9IPLV | Com | New | CZ13 | cWtd | SWHC020-01 | ExAnte2020 | IOU workpaper | 2019-05-23 | Cap-Tons | 1 |  | None | 0 | 0 | 0 | 154.52 | 0.09 | 0 | [6 empty] | DEER:HVAC_Chillers | Annual
Any | NE-HVAC-Chlr-AirCldScrewChlr-gte150tons-12.1EER-16.9IPLV | Com | New | CZ14 | cWtd | SWHC020-01 | ExAnte2020 | IOU workpaper | 2019-05-23 | Cap-Tons | 1 |  | None | 0 | 0 | 0 | 149.62 | 0.08 | 0 | [6 empty] | DEER:HVAC_Chillers | Annual
Any | NE-HVAC-Chlr-AirCldScrewChlr-gte150tons-12.1EER-16.9IPLV | Com | New | CZ15 | cWtd | SWHC020-01 | ExAnte2020 | IOU workpaper | 2019-05-23 | Cap-Tons | 1 |  | None | 0 | 0 | 0 | 239.6 | 0.09 | 0 | [6 empty] | DEER:HVAC_Chillers | Annual
Any | NE-HVAC-Chlr-AirCldScrewChlr-gte150tons-12.1EER-16.9IPLV | Com | New | CZ16 | cWtd | SWHC020-01 | ExAnte2020 | IOU workpaper | 2019-05-23 | Cap-Tons | 1 |  | None | 0 | 0 | 0 | 95.5 | 0.08 | 0 | [6 empty] | DEER:HVAC_Chillers | Annual
Any | NE-HVAC-Chlr-AirCldScrewChlr-lt150tons-11.1EER-15.1IPLV | Com | New | CZ01 | cWtd | SWHC020-01 | ExAnte2020 | IOU workpaper | 2019-05-23 | Cap-Tons | 1 |  | None | 0 | 0 | 0 | 16.48 | 0.02 | 0 | [6 empty] | DEER:HVAC_Chillers | Annual
Any | NE-HVAC-Chlr-AirCldScrewChlr-lt150tons-11.1EER-15.1IPLV | Com | New | CZ02 | cWtd | SWHC020-01 | ExAnte2020 | IOU workpaper | 2019-05-23 | Cap-Tons | 1 |  | None | 0 | 0 | 0 | 54.01 | 0.05 | 0 | [6 empty] | DEER:HVAC_Chillers | Annual
Any | NE-HVAC-Chlr-AirCldScrewChlr-lt150tons-11.1EER-15.1IPLV | Com | New | CZ03 | cWtd | SWHC020-01 | ExAnte2020 | IOU workpaper | 2019-05-23 | Cap-Tons | 1 |  | None | 0 | 0 | 0 | 40.97 | 0.03 | 0 | [6 empty] | DEER:HVAC_Chillers | Annual
Any | NE-HVAC-Chlr-AirCldScrewChlr-lt150tons-11.1EER-15.1IPLV | Com | New | CZ04 | cWtd | SWHC020-01 | ExAnte2020 | IOU workpaper | 2019-05-23 | Cap-Tons | 1 |  | None | 0 | 0 | 0 | 60.91 | 0.04 | 0 | [6 empty] | DEER:HVAC_Chillers | Annual
Any | NE-HVAC-Chlr-AirCldScrewChlr-lt150tons-11.1EER-15.1IPLV | Com | New | CZ05 | cWtd | SWHC020-01 | ExAnte2020 | IOU workpaper | 2019-05-23 | Cap-Tons | 1 |  | None | 0 | 0 | 0 | 46.6 | 0.03 | 0 | [6 empty] | DEER:HVAC_Chillers | Annual
Any | NE-HVAC-Chlr-AirCldScrewChlr-lt150tons-11.1EER-15.1IPLV | Com | New | CZ06 | cWtd | SWHC020-01 | ExAnte2020 | IOU workpaper | 2019-05-23 | Cap-Tons | 1 |  | None | 0 | 0 | 0 | 73.32 | 0.04 | 0 | [6 empty] | DEER:HVAC_Chillers | Annual
Any | NE-HVAC-Chlr-AirCldScrewChlr-lt150tons-11.1EER-15.1IPLV | Com | New | CZ07 | cWtd | SWHC020-01 | ExAnte2020 | IOU workpaper | 2019-05-23 | Cap-Tons | 1 |  | None | 0 | 0 | 0 | 72.02 | 0.03 | 0 | [6 empty] | DEER:HVAC_Chillers | Annual
Any | NE-HVAC-Chlr-AirCldScrewChlr-lt150tons-11.1EER-15.1IPLV | Com | New | CZ08 | cWtd | SWHC020-01 | ExAnte2020 | IOU workpaper | 2019-05-23 | Cap-Tons | 1 |  | None | 0 | 0 | 0 | 78.69 | 0.03 | 0 | [6 empty] | DEER:HVAC_Chillers | Annual
Any | NE-HVAC-Chlr-AirCldScrewChlr-lt150tons-11.1EER-15.1IPLV | Com | New | CZ09 | cWtd | SWHC020-01 | ExAnte2020 | IOU workpaper | 2019-05-23 | Cap-Tons | 1 |  | None | 0 | 0 | 0 | 73.12 | 0.04 | 0 | [6 empty] | DEER:HVAC_Chillers | Annual
Any | NE-HVAC-Chlr-AirCldScrewChlr-lt150tons-11.1EER-15.1IPLV | Com | New | CZ10 | cWtd | SWHC020-01 | ExAnte2020 | IOU workpaper | 2019-05-23 | Cap-Tons | 1 |  | None | 0 | 0 | 0 | 84.33 | 0.05 | 0 | [6 empty] | DEER:HVAC_Chillers | Annual
Any | NE-HVAC-Chlr-AirCldScrewChlr-lt150tons-11.1EER-15.1IPLV | Com | New | CZ11 | cWtd | SWHC020-01 | ExAnte2020 | IOU workpaper | 2019-05-23 | Cap-Tons | 1 |  | None | 0 | 0 | 0 | 83 | 0.06 | 0 | [6 empty] | DEER:HVAC_Chillers | Annual
Any | NE-HVAC-Chlr-AirCldScrewChlr-lt150tons-11.1EER-15.1IPLV | Com | New | CZ12 | cWtd | SWHC020-01 | ExAnte2020 | IOU workpaper | 2019-05-23 | Cap-Tons | 1 |  | None | 0 | 0 | 0 | 68.39 | 0.05 | 0 | [6 empty] | DEER:HVAC_Chillers | Annual
Any | NE-HVAC-Chlr-AirCldScrewChlr-lt150tons-11.1EER-15.1IPLV | Com | New | CZ13 | cWtd | SWHC020-01 | ExAnte2020 | IOU workpaper | 2019-05-23 | Cap-Tons | 1 |  | None | 0 | 0 | 0 | 84.26 | 0.05 | 0 | [6 empty] | DEER:HVAC_Chillers | Annual
Any | NE-HVAC-Chlr-AirCldScrewChlr-lt150tons-11.1EER-15.1IPLV | Com | New | CZ14 | cWtd | SWHC020-01 | ExAnte2020 | IOU workpaper | 2019-05-23 | Cap-Tons | 1 |  | None | 0 | 0 | 0 | 81.5 | 0.05 | 0 | [6 empty] | DEER:HVAC_Chillers | Annual
Any | NE-HVAC-Chlr-AirCldScrewChlr-lt150tons-11.1EER-15.1IPLV | Com | New | CZ15 | cWtd | SWHC020-01 | ExAnte2020 | IOU workpaper | 2019-05-23 | Cap-Tons | 1 |  | None | 0 | 0 | 0 | 130.6 | 0.05 | 0 | [6 empty] | DEER:HVAC_Chillers | Annual
Any | NE-HVAC-Chlr-AirCldScrewChlr-lt150tons-11.1EER-15.1IPLV | Com | New | CZ16 | cWtd | SWHC020-01 | ExAnte2020 | IOU workpaper | 2019-05-23 | Cap-Tons | 1 |  | None | 0 | 0 | 0 | 52.09 | 0.04 | 0 | [6 empty] | DEER:HVAC_Chillers | Annual
Any | NE-HVAC-Chlr-AirCldScrewChlr-lt150tons-12.1EER-16.6IPLV | Com | New | CZ01 | cWtd | SWHC020-01 | ExAnte2020 | IOU workpaper | 2019-05-23 | Cap-Tons | 1 |  | None | 0 | 0 | 0 | 30.24 | 0.04 | 0 | [6 empty] | DEER:HVAC_Chillers | Annual
Any | NE-HVAC-Chlr-AirCldScrewChlr-lt150tons-12.1EER-16.6IPLV | Com | New | CZ02 | cWtd | SWHC020-01 | ExAnte2020 | IOU workpaper | 2019-05-23 | Cap-Tons | 1 |  | None | 0 | 0 | 0 | 99.11 | 0.09 | 0 | [6 empty] | DEER:HVAC_Chillers | Annual
Any | NE-HVAC-Chlr-AirCldScrewChlr-lt150tons-12.1EER-16.6IPLV | Com | New | CZ03 | cWtd | SWHC020-01 | ExAnte2020 | IOU workpaper | 2019-05-23 | Cap-Tons | 1 |  | None | 0 | 0 | 0 | 75.12 | 0.05 | 0 | [6 empty] | DEER:HVAC_Chillers | Annual
Any | NE-HVAC-Chlr-AirCldScrewChlr-lt150tons-12.1EER-16.6IPLV | Com | New | CZ04 | cWtd | SWHC020-01 | ExAnte2020 | IOU workpaper | 2019-05-23 | Cap-Tons | 1 |  | None | 0 | 0 | 0 | 111.75 | 0.07 | 0 | [6 empty] | DEER:HVAC_Chillers | Annual
Any | NE-HVAC-Chlr-AirCldScrewChlr-lt150tons-12.1EER-16.6IPLV | Com | New | CZ05 | cWtd | SWHC020-01 | ExAnte2020 | IOU workpaper | 2019-05-23 | Cap-Tons | 1 |  | None | 0 | 0 | 0 | 85.48 | 0.05 | 0 | [6 empty] | DEER:HVAC_Chillers | Annual
Any | NE-HVAC-Chlr-AirCldScrewChlr-lt150tons-12.1EER-16.6IPLV | Com | New | CZ06 | cWtd | SWHC020-01 | ExAnte2020 | IOU workpaper | 2019-05-23 | Cap-Tons | 1 |  | None | 0 | 0 | 0 | 134.25 | 0.07 | 0 | [6 empty] | DEER:HVAC_Chillers | Annual
Any | NE-HVAC-Chlr-AirCldScrewChlr-lt150tons-12.1EER-16.6IPLV | Com | New | CZ07 | cWtd | SWHC020-01 | ExAnte2020 | IOU workpaper | 2019-05-23 | Cap-Tons | 1 |  | None | 0 | 0 | 0 | 132.19 | 0.06 | 0 | [6 empty] | DEER:HVAC_Chillers | Annual
Any | NE-HVAC-Chlr-AirCldScrewChlr-lt150tons-12.1EER-16.6IPLV | Com | New | CZ08 | cWtd | SWHC020-01 | ExAnte2020 | IOU workpaper | 2019-05-23 | Cap-Tons | 1 |  | None | 0 | 0 | 0 | 144.4 | 0.06 | 0 | [6 empty] | DEER:HVAC_Chillers | Annual
Any | NE-HVAC-Chlr-AirCldScrewChlr-lt150tons-12.1EER-16.6IPLV | Com | New | CZ09 | cWtd | SWHC020-01 | ExAnte2020 | IOU workpaper | 2019-05-23 | Cap-Tons | 1 |  | None | 0 | 0 | 0 | 134.08 | 0.08 | 0 | [6 empty] | DEER:HVAC_Chillers | Annual
Any | NE-HVAC-Chlr-AirCldScrewChlr-lt150tons-12.1EER-16.6IPLV | Com | New | CZ10 | cWtd | SWHC020-01 | ExAnte2020 | IOU workpaper | 2019-05-23 | Cap-Tons | 1 |  | None | 0 | 0 | 0 | 154.94 | 0.09 | 0 | [6 empty] | DEER:HVAC_Chillers | Annual
Any | NE-HVAC-Chlr-AirCldScrewChlr-lt150tons-12.1EER-16.6IPLV | Com | New | CZ11 | cWtd | SWHC020-01 | ExAnte2020 | IOU workpaper | 2019-05-23 | Cap-Tons | 1 |  | None | 0 | 0 | 0 | 152.34 | 0.1 | 0 | [6 empty] | DEER:HVAC_Chillers | Annual
Any | NE-HVAC-Chlr-AirCldScrewChlr-lt150tons-12.1EER-16.6IPLV | Com | New | CZ12 | cWtd | SWHC020-01 | ExAnte2020 | IOU workpaper | 2019-05-23 | Cap-Tons | 1 |  | None | 0 | 0 | 0 | 125.39 | 0.09 | 0 | [6 empty] | DEER:HVAC_Chillers | Annual
Any | NE-HVAC-Chlr-AirCldScrewChlr-lt150tons-12.1EER-16.6IPLV | Com | New | CZ13 | cWtd | SWHC020-01 | ExAnte2020 | IOU workpaper | 2019-05-23 | Cap-Tons | 1 |  | None | 0 | 0 | 0 | 154.52 | 0.09 | 0 | [6 empty] | DEER:HVAC_Chillers | Annual
Any | NE-HVAC-Chlr-AirCldScrewChlr-lt150tons-12.1EER-16.6IPLV | Com | New | CZ14 | cWtd | SWHC020-01 | ExAnte2020 | IOU workpaper | 2019-05-23 | Cap-Tons | 1 |  | None | 0 | 0 | 0 | 149.62 | 0.08 | 0 | [6 empty] | DEER:HVAC_Chillers | Annual
Any | NE-HVAC-Chlr-AirCldScrewChlr-lt150tons-12.1EER-16.6IPLV | Com | New | CZ15 | cWtd | SWHC020-01 | ExAnte2020 | IOU workpaper | 2019-05-23 | Cap-Tons | 1 |  | None | 0 | 0 | 0 | 239.6 | 0.09 | 0 | [6 empty] | DEER:HVAC_Chillers | Annual
Any | NE-HVAC-Chlr-AirCldScrewChlr-lt150tons-12.1EER-16.6IPLV | Com | New | CZ16 | cWtd | SWHC020-01 | ExAnte2020 | IOU workpaper | 2019-05-23 | Cap-Tons | 1 |  | None | 0 | 0 | 0 | 95.5 | 0.08 | 0 | [6 empty] | DEER:HVAC_Chillers | Annual
Formulas:
LastMod = [LastMod, row above]

## CostExAnte
PA | MeasCostID | CostQualifier | BldgType | BldgVint | BldgLoc | DeliveryType | SourceDesc | Version | VersionSource | LastMod | NormUnit | CostType | GenCost | LaborCost | MatlCost | Description | Sector | UseCategory | UseSubCategory | TechGroup | TechType | TechID | MeasAppType | InstallHours | LaborRate | LocCostAdj | Status | Comment | MeasLaborID | StdLaborRateID
Any | SWHC020_01_B002 | Any | Com | Any | Any | Any | SWHC020-01 | ExAnte2020 | IOU workpaper | 2019-05-02 | Cap-Tons | Full |  | 0 | 477.58 | Air-Cooled Chiller, Standard Efficiency, < 150 tons | Com | HVAC | SpaceCool | Chiller | Screw |  | NR |  |  | None | Proposed
Any | SWHC020_01_B001 | Any | Com | Any | Any | Any | SWHC020-01 | ExAnte2020 | IOU workpaper | 2019-05-02 | Cap-Tons | Full |  | 0 | 450.09 | Air-Cooled Chiller, Standard Efficiency, >= 150 tons | Com | HVAC | SpaceCool | Chiller | Screw |  | NR |  |  | None | Proposed
Any | SWHC020_01_M003 | Any | Com | Any | Any | Any | SWHC020-01 | ExAnte2020 | IOU workpaper | 2019-05-02 | Cap-Tons | Full |  | 0 | 658.26 | Air-Cooled Chiller, < 150 tons, 11.1 EER, 15.1 IPLV | Com | HVAC | SpaceCool | Chiller | Screw |  | NR |  |  | None | Proposed
Any | SWHC020_01_M004 | Any | Com | Any | Any | Any | SWHC020-01 | ExAnte2020 | IOU workpaper | 2019-05-02 | Cap-Tons | Full |  | 0 | 803.66 | Air-Cooled Chiller, < 150 tons, 12.1 EER, 16.6 IPLV | Com | HVAC | SpaceCool | Chiller | Screw |  | NR |  |  | None | Proposed
Any | SWHC020_01_M001 | Any | Com | Any | Any | Any | SWHC020-01 | ExAnte2020 | IOU workpaper | 2019-05-02 | Cap-Tons | Full |  | 0 | 589.32 | Air-Cooled Chiller, >= 150 tons, 11.1 EER, 15.4 IPLV | Com | HVAC | SpaceCool | Chiller | Screw |  | NR |  |  | None | Proposed
Any | SWHC020_01_M002 | Any | Com | Any | Any | Any | SWHC020-01 | ExAnte2020 | IOU workpaper | 2019-05-02 | Cap-Tons | Full |  | 0 | 639.15 | Air-Cooled Chiller, >= 150 tons, 12.1 EER, 16.9 IPLV | Com | HVAC | SpaceCool | Chiller | Screw |  | NR |  |  | None | Proposed

## CostExAnte (2) (hidden)
4
PA | MeasCostID | CostQualifier | BldgType | BldgVint | BldgLoc | DeliveryType | SourceDesc | Version | VersionSource | LastMod | NormUnit | CostType | GenCost | LaborCost | MatlCost | Description | Sector | UseCategory | UseSubCategory | TechGroup | TechType | TechID | MeasAppType | InstallHours | LaborRate | LocCostAdj | Status | Comment | MeasLaborID | StdLaborRateID
PGE | Measure | Any | Com | Ex | CZ01 | UpDeemed | SWHC020-01 | ExAnte2020 | IOU workpaper | 2019-05-31 | Cap-Tons | Full |  | 0 | 658.26 | Air-Cooled Chiller, < 150 tons, 11.1 EER, 15.1 IPLV, CZ01 | Com | HVAC | SpaceCool | Chiller | Screw |  | NC |  |  | None | Proposed
PGE | Measure | Any | Com | Ex | CZ01 | UpDeemed | SWHC020-01 | ExAnte2020 | IOU workpaper | 2019-04-24 | Cap-Tons | Full |  | 0 | 803.66 | Air-Cooled Chiller, < 150 tons, 12.1 EER, 16.6 IPLV, CZ01 | Com | HVAC | SpaceCool | Chiller | Screw |  | NC |  |  | None | Proposed
PGE | Measure | Any | Com | Ex | CZ01 | UpDeemed | SWHC020-01 | ExAnte2020 | IOU workpaper | 2019-04-24 | Cap-Tons | Full |  | 0 | 589.32 | Air-Cooled Chiller, â‰¥ 150 tons, 11.1 EER, 15.4 IPLV, CZ01 | Com | HVAC | SpaceCool | Chiller | Screw |  | NC |  |  | None | Proposed
PGE | Measure | Any | Com | Ex | CZ01 | UpDeemed | SWHC020-01 | ExAnte2020 | IOU workpaper | 2019-04-24 | Cap-Tons | Full |  | 0 | 639.15 | Air-Cooled Chiller, â‰¥ 150 tons, 12.1 EER, 16.9 IPLV, CZ01 | Com | HVAC | SpaceCool | Chiller | Screw |  | NC |  |  | None | Proposed