## permutations (paste)
Statewide Measure ID | Measure Name | Offering Id | First Base Case Description | Second Base Case Description | Measure Case Description | Measure Application Type | BldgType | BldgVint | BldgingLoc | NormUnit | Sector | Program Administrator Type | EUL-Bldg Type | First Baseline - Peak Electric Demand Reduction | First Baseline - Electric Savings | First Baseline - Gas Savings | Second Baseline - Peak Electric Demand Reduction | Second Baseline - Electric Savings | Second Baseline - Gas Savings | First Baseline - Labor Cost | First Baseline - Material Cost | First Baseline - Incremental Cost | Measure - Labor Cost | Measure - Material Cost | Second Baseline - Labor Cost | Second Baseline - Material Cost | Second Baseline - Incremental Cost | Locational Cost Adjustment ID | Effective Useful Life ID | Remaining Useful Life ID | First Baseline - Life Cycle | Second Baseline - Life Cycle | First Baseline - UEC kW | First Baseline - UEC kWh | First Baseline - UEC Therm | Second Baseline - UEC kW | Second Baseline - UEC kWh | Second Baseline - UEC Therm | Measure UEC kW | Measure UEC kWh | Measure UEC Therm | Delivery Type | Net to Gross Ratio ID | NTGR kWh | NTG kW | NTG Therms | NTGR Cost | GSIA ID | GSIA Value | Electric Impact Profile ID | Gas Impact Profile ID | Market Effects Benefits | Market Effects Costs | Measure Inflation | Combustion Type | Measure Impact Calculation Type | Upstream Flag (True / False) | Version | Water Savings | Technology Group | Technology Type | Use Category | Use Subcategory | Building HVAC | Is IE factor applied? (Yes / No) | IE Table Name | Measure Qualifier | Energy Impact ID | Measure Cost ID | Measure Impact Type | OfferingDesc | Measure Detail ID
SWHC029 | Fan Controller for Air Conditioner, Residential | A | No Fan Delay Controller for Air Conditioner |  | Fan Delay Controller for Air Conditioner | AOE | DMo | Any | CZ01 | Each | Res | Any | Any | 0 | 0 | 0 | 0 | 0 | 0 | 0 | 0 | 128 | 78 | 50 | 0 | 0 | 0 | None | HV-ResAC | HV-ResAC | 5 | 0 | 0 | 0 | 0 | 0 | 0 | 0 | 0 | 0 | 0 | DnDeemDI | Res-Default>2 | 0.55 | 0.55 |  | 0.55 | Def-GSIA | 1 | DEER:HVAC_Eff_AC | Annual |  |  |  |  | Standard | FALSE | ExAnte2020 | 0 | dxAC_equip | FlowCtrl | HVAC | VentAirDist | rDXGF | No | NA | None |  |  | Deem-WP | Fan Delay Controller for Air Conditioner | SWHC029-AOE-Res-DMo-CZ01-Any-Each-HV-ResAC-HV-ResAC-Any-Res-Default>2-Def-GSIA-DEER:HVAC_Eff_AC-Annual-Any-rDXGF-HVAC-VentAirDist-dxAC_equip-FlowCtrl-None-Standard-Deem-WP-None-DnDeemDI-ExAnte2020
SWHC029 | Fan Controller for Air Conditioner, Residential | A | No Fan Delay Controller for Air Conditioner |  | Fan Delay Controller for Air Conditioner | AOE | DMo | Any | CZ01 | Each | Res | Any | Any | 0 | 0 | 0 | 0 | 0 | 0 | 0 | 0 | 128 | 78 | 50 | 0 | 0 | 0 | None | HV-ResAC | HV-ResAC | 5 | 0 | 0 | 0 | 0 | 0 | 0 | 0 | 0 | 0 | 0 | DnDeemed | Res-Default>2 | 0.55 | 0.55 |  | 0.55 | Def-GSIA | 1 | DEER:HVAC_Eff_AC | Annual |  |  |  |  | Standard | FALSE | ExAnte2020 | 0 | dxAC_equip | FlowCtrl | HVAC | VentAirDist | rDXGF | No | NA | None |  |  | Deem-WP | Fan Delay Controller for Air Conditioner | SWHC029-AOE-Res-DMo-CZ01-Any-Each-HV-ResAC-HV-ResAC-Any-Res-Default>2-Def-GSIA-DEER:HVAC_Eff_AC-Annual-Any-rDXGF-HVAC-VentAirDist-dxAC_equip-FlowCtrl-None-Standard-Deem-WP-None-DnDeemed-ExAnte2020
SWHC029 | Fan Controller for Air Conditioner, Residential | A | No Fan Delay Controller for Air Conditioner, DMo, CZ02 |  | Fan Delay Controller for Air Conditioner, DMo, CZ02 | AOE | DMo | Any | CZ02 | Each | Res | Any | Any | 0.2775 | 110.41 | 0 | 0 | 0 | 0 | 0 | 0 | 128 | 78 | 50 | 0 | 0 | 0 | None | HV-ResAC | HV-ResAC | 5 | 0 | 0.2775 | 110.41 | 0 | 0 | 0 | 0 | 0 | 0 | 0 | DnDeemDI | Res-Default>2 | 0.55 | 0.55 |  | 0.55 | Def-GSIA | 1 | DEER:HVAC_Eff_AC | Annual |  |  |  |  | Standard | FALSE | ExAnte2020 | 0 | dxAC_equip | FlowCtrl | HVAC | VentAirDist | rDXGF | No | NA | None |  |  | Deem-WP | Fan Delay Controller for Air Conditioner, DMo, CZ02 | SWHC029-AOE-Res-DMo-CZ02-Any-Each-HV-ResAC-HV-ResAC-Any-Res-Default>2-Def-GSIA-DEER:HVAC_Eff_AC-Annual-Any-rDXGF-HVAC-VentAirDist-dxAC_equip-FlowCtrl-None-Standard-Deem-WP-None-DnDeemDI-ExAnte2020
SWHC029 | Fan Controller for Air Conditioner, Residential | A | No Fan Delay Controller for Air Conditioner, DMo, CZ02 |  | Fan Delay Controller for Air Conditioner, DMo, CZ02 | AOE | DMo | Any | CZ02 | Each | Res | Any | Any | 0.2775 | 110.41 | 0 | 0 | 0 | 0 | 0 | 0 | 128 | 78 | 50 | 0 | 0 | 0 | None | HV-ResAC | HV-ResAC | 5 | 0 | 0.2775 | 110.41 | 0 | 0 | 0 | 0 | 0 | 0 | 0 | DnDeemed | Res-Default>2 | 0.55 | 0.55 |  | 0.55 | Def-GSIA | 1 | DEER:HVAC_Eff_AC | Annual |  |  |  |  | Standard | FALSE | ExAnte2020 | 0 | dxAC_equip | FlowCtrl | HVAC | VentAirDist | rDXGF | No | NA | None |  |  | Deem-WP | Fan Delay Controller for Air Conditioner, DMo, CZ02 | SWHC029-AOE-Res-DMo-CZ02-Any-Each-HV-ResAC-HV-ResAC-Any-Res-Default>2-Def-GSIA-DEER:HVAC_Eff_AC-Annual-Any-rDXGF-HVAC-VentAirDist-dxAC_equip-FlowCtrl-None-Standard-Deem-WP-None-DnDeemed-ExAnte2020
SWHC029 | Fan Controller for Air Conditioner, Residential | A | No Fan Delay Controller for Air Conditioner, DMo, CZ03 |  | Fan Delay Controller for Air Conditioner, DMo, CZ03 | AOE | DMo | Any | CZ03 | Each | Res | Any | Any | 0.2282 | 70.43 | 0 | 0 | 0 | 0 | 0 | 0 | 128 | 78 | 50 | 0 | 0 | 0 | None | HV-ResAC | HV-ResAC | 5 | 0 | 0.2282 | 70.43 | 0 | 0 | 0 | 0 | 0 | 0 | 0 | DnDeemDI | Res-Default>2 | 0.55 | 0.55 |  | 0.55 | Def-GSIA | 1 | DEER:HVAC_Eff_AC | Annual |  |  |  |  | Standard | FALSE | ExAnte2020 | 0 | dxAC_equip | FlowCtrl | HVAC | VentAirDist | rDXGF | No | NA | None |  |  | Deem-WP | Fan Delay Controller for Air Conditioner, DMo, CZ03 | SWHC029-AOE-Res-DMo-CZ03-Any-Each-HV-ResAC-HV-ResAC-Any-Res-Default>2-Def-GSIA-DEER:HVAC_Eff_AC-Annual-Any-rDXGF-HVAC-VentAirDist-dxAC_equip-FlowCtrl-None-Standard-Deem-WP-None-DnDeemDI-ExAnte2020
SWHC029 | Fan Controller for Air Conditioner, Residential | A | No Fan Delay Controller for Air Conditioner, DMo, CZ03 |  | Fan Delay Controller for Air Conditioner, DMo, CZ03 | AOE | DMo | Any | CZ03 | Each | Res | Any | Any | 0.2282 | 70.43 | 0 | 0 | 0 | 0 | 0 | 0 | 128 | 78 | 50 | 0 | 0 | 0 | None | HV-ResAC | HV-ResAC | 5 | 0 | 0.2282 | 70.43 | 0 | 0 | 0 | 0 | 0 | 0 | 0 | DnDeemed | Res-Default>2 | 0.55 | 0.55 |  | 0.55 | Def-GSIA | 1 | DEER:HVAC_Eff_AC | Annual |  |  |  |  | Standard | FALSE | ExAnte2020 | 0 | dxAC_equip | FlowCtrl | HVAC | VentAirDist | rDXGF | No | NA | None |  |  | Deem-WP | Fan Delay Controller for Air Conditioner, DMo, CZ03 | SWHC029-AOE-Res-DMo-CZ03-Any-Each-HV-ResAC-HV-ResAC-Any-Res-Default>2-Def-GSIA-DEER:HVAC_Eff_AC-Annual-Any-rDXGF-HVAC-VentAirDist-dxAC_equip-FlowCtrl-None-Standard-Deem-WP-None-DnDeemed-ExAnte2020
SWHC029 | Fan Controller for Air Conditioner, Residential | A | No Fan Delay Controller for Air Conditioner, DMo, CZ04 |  | Fan Delay Controller for Air Conditioner, DMo, CZ04 | AOE | DMo | Any | CZ04 | Each | Res | Any | Any | 0.2676 | 134 | 0 | 0 | 0 | 0 | 0 | 0 | 128 | 78 | 50 | 0 | 0 | 0 | None | HV-ResAC | HV-ResAC | 5 | 0 | 0.2676 | 134 | 0 | 0 | 0 | 0 | 0 | 0 | 0 | DnDeemDI | Res-Default>2 | 0.55 | 0.55 |  | 0.55 | Def-GSIA | 1 | DEER:HVAC_Eff_AC | Annual |  |  |  |  | Standard | FALSE | ExAnte2020 | 0 | dxAC_equip | FlowCtrl | HVAC | VentAirDist | rDXGF | No | NA | None |  |  | Deem-WP | Fan Delay Controller for Air Conditioner, DMo, CZ04 | SWHC029-AOE-Res-DMo-CZ04-Any-Each-HV-ResAC-HV-ResAC-Any-Res-Default>2-Def-GSIA-DEER:HVAC_Eff_AC-Annual-Any-rDXGF-HVAC-VentAirDist-dxAC_equip-FlowCtrl-None-Standard-Deem-WP-None-DnDeemDI-ExAnte2020
SWHC029 | Fan Controller for Air Conditioner, Residential | A | No Fan Delay Controller for Air Conditioner, DMo, CZ04 |  | Fan Delay Controller for Air Conditioner, DMo, CZ04 | AOE | DMo | Any | CZ04 | Each | Res | Any | Any | 0.2676 | 134 | 0 | 0 | 0 | 0 | 0 | 0 | 128 | 78 | 50 | 0 | 0 | 0 | None | HV-ResAC | HV-ResAC | 5 | 0 | 0.2676 | 134 | 0 | 0 | 0 | 0 | 0 | 0 | 0 | DnDeemed | Res-Default>2 | 0.55 | 0.55 |  | 0.55 | Def-GSIA | 1 | DEER:HVAC_Eff_AC | Annual |  |  |  |  | Standard | FALSE | ExAnte2020 | 0 | dxAC_equip | FlowCtrl | HVAC | VentAirDist | rDXGF | No | NA | None |  |  | Deem-WP | Fan Delay Controller for Air Conditioner, DMo, CZ04 | SWHC029-AOE-Res-DMo-CZ04-Any-Each-HV-ResAC-HV-ResAC-Any-Res-Default>2-Def-GSIA-DEER:HVAC_Eff_AC-Annual-Any-rDXGF-HVAC-VentAirDist-dxAC_equip-FlowCtrl-None-Standard-Deem-WP-None-DnDeemed-ExAnte2020
SWHC029 | Fan Controller for Air Conditioner, Residential | A | No Fan Delay Controller for Air Conditioner, DMo, CZ05 |  | Fan Delay Controller for Air Conditioner, DMo, CZ05 | AOE | DMo | Any | CZ05 | Each | Res | Any | Any | 0.171 | 35.49 | 0 | 0 | 0 | 0 | 0 | 0 | 128 | 78 | 50 | 0 | 0 | 0 | None | HV-ResAC | HV-ResAC | 5 | 0 | 0.171 | 35.49 | 0 | 0 | 0 | 0 | 0 | 0 | 0 | DnDeemDI | Res-Default>2 | 0.55 | 0.55 |  | 0.55 | Def-GSIA | 1 | DEER:HVAC_Eff_AC | Annual |  |  |  |  | Standard | FALSE | ExAnte2020 | 0 | dxAC_equip | FlowCtrl | HVAC | VentAirDist | rDXGF | No | NA | None |  |  | Deem-WP | Fan Delay Controller for Air Conditioner, DMo, CZ05 | SWHC029-AOE-Res-DMo-CZ05-Any-Each-HV-ResAC-HV-ResAC-Any-Res-Default>2-Def-GSIA-DEER:HVAC_Eff_AC-Annual-Any-rDXGF-HVAC-VentAirDist-dxAC_equip-FlowCtrl-None-Standard-Deem-WP-None-DnDeemDI-ExAnte2020
SWHC029 | Fan Controller for Air Conditioner, Residential | A | No Fan Delay Controller for Air Conditioner, DMo, CZ05 |  | Fan Delay Controller for Air Conditioner, DMo, CZ05 | AOE | DMo | Any | CZ05 | Each | Res | Any | Any | 0.171 | 35.49 | 0 | 0 | 0 | 0 | 0 | 0 | 128 | 78 | 50 | 0 | 0 | 0 | None | HV-ResAC | HV-ResAC | 5 | 0 | 0.171 | 35.49 | 0 | 0 | 0 | 0 | 0 | 0 | 0 | DnDeemed | Res-Default>2 | 0.55 | 0.55 |  | 0.55 | Def-GSIA | 1 | DEER:HVAC_Eff_AC | Annual |  |  |  |  | Standard | FALSE | ExAnte2020 | 0 | dxAC_equip | FlowCtrl | HVAC | VentAirDist | rDXGF | No | NA | None |  |  | Deem-WP | Fan Delay Controller for Air Conditioner, DMo, CZ05 | SWHC029-AOE-Res-DMo-CZ05-Any-Each-HV-ResAC-HV-ResAC-Any-Res-Default>2-Def-GSIA-DEER:HVAC_Eff_AC-Annual-Any-rDXGF-HVAC-VentAirDist-dxAC_equip-FlowCtrl-None-Standard-Deem-WP-None-DnDeemed-ExAnte2020
SWHC029 | Fan Controller for Air Conditioner, Residential | A | No Fan Delay Controller for Air Conditioner, DMo, CZ06 |  | Fan Delay Controller for Air Conditioner, DMo, CZ06 | AOE | DMo | Any | CZ06 | Each | Res | Any | Any | 0.2549 | 99.72 | 0 | 0 | 0 | 0 | 0 | 0 | 128 | 78 | 50 | 0 | 0 | 0 | None | HV-ResAC | HV-ResAC | 5 | 0 | 0.2549 | 99.72 | 0 | 0 | 0 | 0 | 0 | 0 | 0 | DnDeemDI | Res-Default>2 | 0.55 | 0.55 |  | 0.55 | Def-GSIA | 1 | DEER:HVAC_Eff_AC | Annual |  |  |  |  | Standard | FALSE | ExAnte2020 | 0 | dxAC_equip | FlowCtrl | HVAC | VentAirDist | rDXGF | No | NA | None |  |  | Deem-WP | Fan Delay Controller for Air Conditioner, DMo, CZ06 | SWHC029-AOE-Res-DMo-CZ06-Any-Each-HV-ResAC-HV-ResAC-Any-Res-Default>2-Def-GSIA-DEER:HVAC_Eff_AC-Annual-Any-rDXGF-HVAC-VentAirDist-dxAC_equip-FlowCtrl-None-Standard-Deem-WP-None-DnDeemDI-ExAnte2020
SWHC029 | Fan Controller for Air Conditioner, Residential | A | No Fan Delay Controller for Air Conditioner, DMo, CZ06 |  | Fan Delay Controller for Air Conditioner, DMo, CZ06 | AOE | DMo | Any | CZ06 | Each | Res | Any | Any | 0.2549 | 99.72 | 0 | 0 | 0 | 0 | 0 | 0 | 128 | 78 | 50 | 0 | 0 | 0 | None | HV-ResAC | HV-ResAC | 5 | 0 | 0.2549 | 99.72 | 0 | 0 | 0 | 0 | 0 | 0 | 0 | DnDeemed | Res-Default>2 | 0.55 | 0.55 |  | 0.55 | Def-GSIA | 1 | DEER:HVAC_Eff_AC | Annual |  |  |  |  | Standard | FALSE | ExAnte2020 | 0 | dxAC_equip | FlowCtrl | HVAC | VentAirDist | rDXGF | No | NA | None |  |  | Deem-WP | Fan Delay Controller for Air Conditioner, DMo, CZ06 | SWHC029-AOE-Res-DMo-CZ06-Any-Each-HV-ResAC-HV-ResAC-Any-Res-Default>2-Def-GSIA-DEER:HVAC_Eff_AC-Annual-Any-rDXGF-HVAC-VentAirDist-dxAC_equip-FlowCtrl-None-Standard-Deem-WP-None-DnDeemed-ExAnte2020
SWHC029 | Fan Controller for Air Conditioner, Residential | A | No Fan Delay Controller for Air Conditioner, DMo, CZ07 |  | Fan Delay Controller for Air Conditioner, DMo, CZ07 | AOE | DMo | Any | CZ07 | Each | Res | Any | Any | 0.2329 | 227.74 | 0 | 0 | 0 | 0 | 0 | 0 | 128 | 78 | 50 | 0 | 0 | 0 | None | HV-ResAC | HV-ResAC | 5 | 0 | 0.2329 | 227.74 | 0 | 0 | 0 | 0 | 0 | 0 | 0 | DnDeemDI | Res-Default>2 | 0.55 | 0.55 |  | 0.55 | Def-GSIA | 1 | DEER:HVAC_Eff_AC | Annual |  |  |  |  | Standard | FALSE | ExAnte2020 | 0 | dxAC_equip | FlowCtrl | HVAC | VentAirDist | rDXGF | No | NA | None |  |  | Deem-WP | Fan Delay Controller for Air Conditioner, DMo, CZ07 | SWHC029-AOE-Res-DMo-CZ07-Any-Each-HV-ResAC-HV-ResAC-Any-Res-Default>2-Def-GSIA-DEER:HVAC_Eff_AC-Annual-Any-rDXGF-HVAC-VentAirDist-dxAC_equip-FlowCtrl-None-Standard-Deem-WP-None-DnDeemDI-ExAnte2020
SWHC029 | Fan Controller for Air Conditioner, Residential | A | No Fan Delay Controller for Air Conditioner, DMo, CZ07 |  | Fan Delay Controller for Air Conditioner, DMo, CZ07 | AOE | DMo | Any | CZ07 | Each | Res | Any | Any | 0.2329 | 227.74 | 0 | 0 | 0 | 0 | 0 | 0 | 128 | 78 | 50 | 0 | 0 | 0 | None | HV-ResAC | HV-ResAC | 5 | 0 | 0.2329 | 227.74 | 0 | 0 | 0 | 0 | 0 | 0 | 0 | DnDeemed | Res-Default>2 | 0.55 | 0.55 |  | 0.55 | Def-GSIA | 1 | DEER:HVAC_Eff_AC | Annual |  |  |  |  | Standard | FALSE | ExAnte2020 | 0 | dxAC_equip | FlowCtrl | HVAC | VentAirDist | rDXGF | No | NA | None |  |  | Deem-WP | Fan Delay Controller for Air Conditioner, DMo, CZ07 | SWHC029-AOE-Res-DMo-CZ07-Any-Each-HV-ResAC-HV-ResAC-Any-Res-Default>2-Def-GSIA-DEER:HVAC_Eff_AC-Annual-Any-rDXGF-HVAC-VentAirDist-dxAC_equip-FlowCtrl-None-Standard-Deem-WP-None-DnDeemed-ExAnte2020
SWHC029 | Fan Controller for Air Conditioner, Residential | A | No Fan Delay Controller for Air Conditioner, DMo, CZ08 |  | Fan Delay Controller for Air Conditioner, DMo, CZ08 | AOE | DMo | Any | CZ08 | Each | Res | Any | Any | 0.2214 | 277.76 | 0 | 0 | 0 | 0 | 0 | 0 | 128 | 78 | 50 | 0 | 0 | 0 | None | HV-ResAC | HV-ResAC | 5 | 0 | 0.2214 | 277.76 | 0 | 0 | 0 | 0 | 0 | 0 | 0 | DnDeemDI | Res-Default>2 | 0.55 | 0.55 |  | 0.55 | Def-GSIA | 1 | DEER:HVAC_Eff_AC | Annual |  |  |  |  | Standard | FALSE | ExAnte2020 | 0 | dxAC_equip | FlowCtrl | HVAC | VentAirDist | rDXGF | No | NA | None |  |  | Deem-WP | Fan Delay Controller for Air Conditioner, DMo, CZ08 | SWHC029-AOE-Res-DMo-CZ08-Any-Each-HV-ResAC-HV-ResAC-Any-Res-Default>2-Def-GSIA-DEER:HVAC_Eff_AC-Annual-Any-rDXGF-HVAC-VentAirDist-dxAC_equip-FlowCtrl-None-Standard-Deem-WP-None-DnDeemDI-ExAnte2020
SWHC029 | Fan Controller for Air Conditioner, Residential | A | No Fan Delay Controller for Air Conditioner, DMo, CZ08 |  | Fan Delay Controller for Air Conditioner, DMo, CZ08 | AOE | DMo | Any | CZ08 | Each | Res | Any | Any | 0.2214 | 277.76 | 0 | 0 | 0 | 0 | 0 | 0 | 128 | 78 | 50 | 0 | 0 | 0 | None | HV-ResAC | HV-ResAC | 5 | 0 | 0.2214 | 277.76 | 0 | 0 | 0 | 0 | 0 | 0 | 0 | DnDeemed | Res-Default>2 | 0.55 | 0.55 |  | 0.55 | Def-GSIA | 1 | DEER:HVAC_Eff_AC | Annual |  |  |  |  | Standard | FALSE | ExAnte2020 | 0 | dxAC_equip | FlowCtrl | HVAC | VentAirDist | rDXGF | No | NA | None |  |  | Deem-WP | Fan Delay Controller for Air Conditioner, DMo, CZ08 | SWHC029-AOE-Res-DMo-CZ08-Any-Each-HV-ResAC-HV-ResAC-Any-Res-Default>2-Def-GSIA-DEER:HVAC_Eff_AC-Annual-Any-rDXGF-HVAC-VentAirDist-dxAC_equip-FlowCtrl-None-Standard-Deem-WP-None-DnDeemed-ExAnte2020
SWHC029 | Fan Controller for Air Conditioner, Residential | A | No Fan Delay Controller for Air Conditioner, DMo, CZ09 |  | Fan Delay Controller for Air Conditioner, DMo, CZ09 | AOE | DMo | Any | CZ09 | Each | Res | Any | Any | 0.2255 | 296.55 | 0 | 0 | 0 | 0 | 0 | 0 | 128 | 78 | 50 | 0 | 0 | 0 | None | HV-ResAC | HV-ResAC | 5 | 0 | 0.2255 | 296.55 | 0 | 0 | 0 | 0 | 0 | 0 | 0 | DnDeemDI | Res-Default>2 | 0.55 | 0.55 |  | 0.55 | Def-GSIA | 1 | DEER:HVAC_Eff_AC | Annual |  |  |  |  | Standard | FALSE | ExAnte2020 | 0 | dxAC_equip | FlowCtrl | HVAC | VentAirDist | rDXGF | No | NA | None |  |  | Deem-WP | Fan Delay Controller for Air Conditioner, DMo, CZ09 | SWHC029-AOE-Res-DMo-CZ09-Any-Each-HV-ResAC-HV-ResAC-Any-Res-Default>2-Def-GSIA-DEER:HVAC_Eff_AC-Annual-Any-rDXGF-HVAC-VentAirDist-dxAC_equip-FlowCtrl-None-Standard-Deem-WP-None-DnDeemDI-ExAnte2020
SWHC029 | Fan Controller for Air Conditioner, Residential | A | No Fan Delay Controller for Air Conditioner, DMo, CZ09 |  | Fan Delay Controller for Air Conditioner, DMo, CZ09 | AOE | DMo | Any | CZ09 | Each | Res | Any | Any | 0.2255 | 296.55 | 0 | 0 | 0 | 0 | 0 | 0 | 128 | 78 | 50 | 0 | 0 | 0 | None | HV-ResAC | HV-ResAC | 5 | 0 | 0.2255 | 296.55 | 0 | 0 | 0 | 0 | 0 | 0 | 0 | DnDeemed | Res-Default>2 | 0.55 | 0.55 |  | 0.55 | Def-GSIA | 1 | DEER:HVAC_Eff_AC | Annual |  |  |  |  | Standard | FALSE | ExAnte2020 | 0 | dxAC_equip | FlowCtrl | HVAC | VentAirDist | rDXGF | No | NA | None |  |  | Deem-WP | Fan Delay Controller for Air Conditioner, DMo, CZ09 | SWHC029-AOE-Res-DMo-CZ09-Any-Each-HV-ResAC-HV-ResAC-Any-Res-Default>2-Def-GSIA-DEER:HVAC_Eff_AC-Annual-Any-rDXGF-HVAC-VentAirDist-dxAC_equip-FlowCtrl-None-Standard-Deem-WP-None-DnDeemed-ExAnte2020
SWHC029 | Fan Controller for Air Conditioner, Residential | A | No Fan Delay Controller for Air Conditioner, DMo, CZ10 |  | Fan Delay Controller for Air Conditioner, DMo, CZ10 | AOE | DMo | Any | CZ10 | Each | Res | Any | Any | 0.0996 | 433.92 | 0 | 0 | 0 | 0 | 0 | 0 | 128 | 78 | 50 | 0 | 0 | 0 | None | HV-ResAC | HV-ResAC | 5 | 0 | 0.0996 | 433.92 | 0 | 0 | 0 | 0 | 0 | 0 | 0 | DnDeemDI | Res-Default>2 | 0.55 | 0.55 |  | 0.55 | Def-GSIA | 1 | DEER:HVAC_Eff_AC | Annual |  |  |  |  | Standard | FALSE | ExAnte2020 | 0 | dxAC_equip | FlowCtrl | HVAC | VentAirDist | rDXGF | No | NA | None |  |  | Deem-WP | Fan Delay Controller for Air Conditioner, DMo, CZ10 | SWHC029-AOE-Res-DMo-CZ10-Any-Each-HV-ResAC-HV-ResAC-Any-Res-Default>2-Def-GSIA-DEER:HVAC_Eff_AC-Annual-Any-rDXGF-HVAC-VentAirDist-dxAC_equip-FlowCtrl-None-Standard-Deem-WP-None-DnDeemDI-ExAnte2020
SWHC029 | Fan Controller for Air Conditioner, Residential | A | No Fan Delay Controller for Air Conditioner, DMo, CZ10 |  | Fan Delay Controller for Air Conditioner, DMo, CZ10 | AOE | DMo | Any | CZ10 | Each | Res | Any | Any | 0.0996 | 433.92 | 0 | 0 | 0 | 0 | 0 | 0 | 128 | 78 | 50 | 0 | 0 | 0 | None | HV-ResAC | HV-ResAC | 5 | 0 | 0.0996 | 433.92 | 0 | 0 | 0 | 0 | 0 | 0 | 0 | DnDeemed | Res-Default>2 | 0.55 | 0.55 |  | 0.55 | Def-GSIA | 1 | DEER:HVAC_Eff_AC | Annual |  |  |  |  | Standard | FALSE | ExAnte2020 | 0 | dxAC_equip | FlowCtrl | HVAC | VentAirDist | rDXGF | No | NA | None |  |  | Deem-WP | Fan Delay Controller for Air Conditioner, DMo, CZ10 | SWHC029-AOE-Res-DMo-CZ10-Any-Each-HV-ResAC-HV-ResAC-Any-Res-Default>2-Def-GSIA-DEER:HVAC_Eff_AC-Annual-Any-rDXGF-HVAC-VentAirDist-dxAC_equip-FlowCtrl-None-Standard-Deem-WP-None-DnDeemed-ExAnte2020
SWHC029 | Fan Controller for Air Conditioner, Residential | A | No Fan Delay Controller for Air Conditioner, DMo, CZ11 |  | Fan Delay Controller for Air Conditioner, DMo, CZ11 | AOE | DMo | Any | CZ11 | Each | Res | Any | Any | 0.2043 | 459.52 | 0 | 0 | 0 | 0 | 0 | 0 | 128 | 78 | 50 | 0 | 0 | 0 | None | HV-ResAC | HV-ResAC | 5 | 0 | 0.2043 | 459.52 | 0 | 0 | 0 | 0 | 0 | 0 | 0 | DnDeemDI | Res-Default>2 | 0.55 | 0.55 |  | 0.55 | Def-GSIA | 1 | DEER:HVAC_Eff_AC | Annual |  |  |  |  | Standard | FALSE | ExAnte2020 | 0 | dxAC_equip | FlowCtrl | HVAC | VentAirDist | rDXGF | No | NA | None |  |  | Deem-WP | Fan Delay Controller for Air Conditioner, DMo, CZ11 | SWHC029-AOE-Res-DMo-CZ11-Any-Each-HV-ResAC-HV-ResAC-Any-Res-Default>2-Def-GSIA-DEER:HVAC_Eff_AC-Annual-Any-rDXGF-HVAC-VentAirDist-dxAC_equip-FlowCtrl-None-Standard-Deem-WP-None-DnDeemDI-ExAnte2020
SWHC029 | Fan Controller for Air Conditioner, Residential | A | No Fan Delay Controller for Air Conditioner, DMo, CZ11 |  | Fan Delay Controller for Air Conditioner, DMo, CZ11 | AOE | DMo | Any | CZ11 | Each | Res | Any | Any | 0.2043 | 459.52 | 0 | 0 | 0 | 0 | 0 | 0 | 128 | 78 | 50 | 0 | 0 | 0 | None | HV-ResAC | HV-ResAC | 5 | 0 | 0.2043 | 459.52 | 0 | 0 | 0 | 0 | 0 | 0 | 0 | DnDeemed | Res-Default>2 | 0.55 | 0.55 |  | 0.55 | Def-GSIA | 1 | DEER:HVAC_Eff_AC | Annual |  |  |  |  | Standard | FALSE | ExAnte2020 | 0 | dxAC_equip | FlowCtrl | HVAC | VentAirDist | rDXGF | No | NA | None |  |  | Deem-WP | Fan Delay Controller for Air Conditioner, DMo, CZ11 | SWHC029-AOE-Res-DMo-CZ11-Any-Each-HV-ResAC-HV-ResAC-Any-Res-Default>2-Def-GSIA-DEER:HVAC_Eff_AC-Annual-Any-rDXGF-HVAC-VentAirDist-dxAC_equip-FlowCtrl-None-Standard-Deem-WP-None-DnDeemed-ExAnte2020
SWHC029 | Fan Controller for Air Conditioner, Residential | A | No Fan Delay Controller for Air Conditioner, DMo, CZ12 |  | Fan Delay Controller for Air Conditioner, DMo, CZ12 | AOE | DMo | Any | CZ12 | Each | Res | Any | Any | 0.2442 | 262.04 | 0 | 0 | 0 | 0 | 0 | 0 | 128 | 78 | 50 | 0 | 0 | 0 | None | HV-ResAC | HV-ResAC | 5 | 0 | 0.2442 | 262.04 | 0 | 0 | 0 | 0 | 0 | 0 | 0 | DnDeemDI | Res-Default>2 | 0.55 | 0.55 |  | 0.55 | Def-GSIA | 1 | DEER:HVAC_Eff_AC | Annual |  |  |  |  | Standard | FALSE | ExAnte2020 | 0 | dxAC_equip | FlowCtrl | HVAC | VentAirDist | rDXGF | No | NA | None |  |  | Deem-WP | Fan Delay Controller for Air Conditioner, DMo, CZ12 | SWHC029-AOE-Res-DMo-CZ12-Any-Each-HV-ResAC-HV-ResAC-Any-Res-Default>2-Def-GSIA-DEER:HVAC_Eff_AC-Annual-Any-rDXGF-HVAC-VentAirDist-dxAC_equip-FlowCtrl-None-Standard-Deem-WP-None-DnDeemDI-ExAnte2020
SWHC029 | Fan Controller for Air Conditioner, Residential | A | No Fan Delay Controller for Air Conditioner, DMo, CZ12 |  | Fan Delay Controller for Air Conditioner, DMo, CZ12 | AOE | DMo | Any | CZ12 | Each | Res | Any | Any | 0.2442 | 262.04 | 0 | 0 | 0 | 0 | 0 | 0 | 128 | 78 | 50 | 0 | 0 | 0 | None | HV-ResAC | HV-ResAC | 5 | 0 | 0.2442 | 262.04 | 0 | 0 | 0 | 0 | 0 | 0 | 0 | DnDeemed | Res-Default>2 | 0.55 | 0.55 |  | 0.55 | Def-GSIA | 1 | DEER:HVAC_Eff_AC | Annual |  |  |  |  | Standard | FALSE | ExAnte2020 | 0 | dxAC_equip | FlowCtrl | HVAC | VentAirDist | rDXGF | No | NA | None |  |  | Deem-WP | Fan Delay Controller for Air Conditioner, DMo, CZ12 | SWHC029-AOE-Res-DMo-CZ12-Any-Each-HV-ResAC-HV-ResAC-Any-Res-Default>2-Def-GSIA-DEER:HVAC_Eff_AC-Annual-Any-rDXGF-HVAC-VentAirDist-dxAC_equip-FlowCtrl-None-Standard-Deem-WP-None-DnDeemed-ExAnte2020
SWHC029 | Fan Controller for Air Conditioner, Residential | A | No Fan Delay Controller for Air Conditioner, DMo, CZ13 |  | Fan Delay Controller for Air Conditioner, DMo, CZ13 | AOE | DMo | Any | CZ13 | Each | Res | Any | Any | 0.2186 | 453.29 | 0 | 0 | 0 | 0 | 0 | 0 | 128 | 78 | 50 | 0 | 0 | 0 | None | HV-ResAC | HV-ResAC | 5 | 0 | 0.2186 | 453.29 | 0 | 0 | 0 | 0 | 0 | 0 | 0 | DnDeemDI | Res-Default>2 | 0.55 | 0.55 |  | 0.55 | Def-GSIA | 1 | DEER:HVAC_Eff_AC | Annual |  |  |  |  | Standard | FALSE | ExAnte2020 | 0 | dxAC_equip | FlowCtrl | HVAC | VentAirDist | rDXGF | No | NA | None |  |  | Deem-WP | Fan Delay Controller for Air Conditioner, DMo, CZ13 | SWHC029-AOE-Res-DMo-CZ13-Any-Each-HV-ResAC-HV-ResAC-Any-Res-Default>2-Def-GSIA-DEER:HVAC_Eff_AC-Annual-Any-rDXGF-HVAC-VentAirDist-dxAC_equip-FlowCtrl-None-Standard-Deem-WP-None-DnDeemDI-ExAnte2020
SWHC029 | Fan Controller for Air Conditioner, Residential | A | No Fan Delay Controller for Air Conditioner, DMo, CZ13 |  | Fan Delay Controller for Air Conditioner, DMo, CZ13 | AOE | DMo | Any | CZ13 | Each | Res | Any | Any | 0.2186 | 453.29 | 0 | 0 | 0 | 0 | 0 | 0 | 128 | 78 | 50 | 0 | 0 | 0 | None | HV-ResAC | HV-ResAC | 5 | 0 | 0.2186 | 453.29 | 0 | 0 | 0 | 0 | 0 | 0 | 0 | DnDeemed | Res-Default>2 | 0.55 | 0.55 |  | 0.55 | Def-GSIA | 1 | DEER:HVAC_Eff_AC | Annual |  |  |  |  | Standard | FALSE | ExAnte2020 | 0 | dxAC_equip | FlowCtrl | HVAC | VentAirDist | rDXGF | No | NA | None |  |  | Deem-WP | Fan Delay Controller for Air Conditioner, DMo, CZ13 | SWHC029-AOE-Res-DMo-CZ13-Any-Each-HV-ResAC-HV-ResAC-Any-Res-Default>2-Def-GSIA-DEER:HVAC_Eff_AC-Annual-Any-rDXGF-HVAC-VentAirDist-dxAC_equip-FlowCtrl-None-Standard-Deem-WP-None-DnDeemed-ExAnte2020
SWHC029 | Fan Controller for Air Conditioner, Residential | A | No Fan Delay Controller for Air Conditioner, DMo, CZ14 |  | Fan Delay Controller for Air Conditioner, DMo, CZ14 | AOE | DMo | Any | CZ14 | Each | Res | Any | Any | 0.0843 | 490.58 | 0 | 0 | 0 | 0 | 0 | 0 | 128 | 78 | 50 | 0 | 0 | 0 | None | HV-ResAC | HV-ResAC | 5 | 0 | 0.0843 | 490.58 | 0 | 0 | 0 | 0 | 0 | 0 | 0 | DnDeemDI | Res-Default>2 | 0.55 | 0.55 |  | 0.55 | Def-GSIA | 1 | DEER:HVAC_Eff_AC | Annual |  |  |  |  | Standard | FALSE | ExAnte2020 | 0 | dxAC_equip | FlowCtrl | HVAC | VentAirDist | rDXGF | No | NA | None |  |  | Deem-WP | Fan Delay Controller for Air Conditioner, DMo, CZ14 | SWHC029-AOE-Res-DMo-CZ14-Any-Each-HV-ResAC-HV-ResAC-Any-Res-Default>2-Def-GSIA-DEER:HVAC_Eff_AC-Annual-Any-rDXGF-HVAC-VentAirDist-dxAC_equip-FlowCtrl-None-Standard-Deem-WP-None-DnDeemDI-ExAnte2020
SWHC029 | Fan Controller for Air Conditioner, Residential | A | No Fan Delay Controller for Air Conditioner, DMo, CZ14 |  | Fan Delay Controller for Air Conditioner, DMo, CZ14 | AOE | DMo | Any | CZ14 | Each | Res | Any | Any | 0.0843 | 490.58 | 0 | 0 | 0 | 0 | 0 | 0 | 128 | 78 | 50 | 0 | 0 | 0 | None | HV-ResAC | HV-ResAC | 5 | 0 | 0.0843 | 490.58 | 0 | 0 | 0 | 0 | 0 | 0 | 0 | DnDeemed | Res-Default>2 | 0.55 | 0.55 |  | 0.55 | Def-GSIA | 1 | DEER:HVAC_Eff_AC | Annual |  |  |  |  | Standard | FALSE | ExAnte2020 | 0 | dxAC_equip | FlowCtrl | HVAC | VentAirDist | rDXGF | No | NA | None |  |  | Deem-WP | Fan Delay Controller for Air Conditioner, DMo, CZ14 | SWHC029-AOE-Res-DMo-CZ14-Any-Each-HV-ResAC-HV-ResAC-Any-Res-Default>2-Def-GSIA-DEER:HVAC_Eff_AC-Annual-Any-rDXGF-HVAC-VentAirDist-dxAC_equip-FlowCtrl-None-Standard-Deem-WP-None-DnDeemed-ExAnte2020
SWHC029 | Fan Controller for Air Conditioner, Residential | A | No Fan Delay Controller for Air Conditioner, DMo, CZ15 |  | Fan Delay Controller for Air Conditioner, DMo, CZ15 | AOE | DMo | Any | CZ15 | Each | Res | Any | Any | 0.22 | 750.36 | 0 | 0 | 0 | 0 | 0 | 0 | 128 | 78 | 50 | 0 | 0 | 0 | None | HV-ResAC | HV-ResAC | 5 | 0 | 0.22 | 750.36 | 0 | 0 | 0 | 0 | 0 | 0 | 0 | DnDeemDI | Res-Default>2 | 0.55 | 0.55 |  | 0.55 | Def-GSIA | 1 | DEER:HVAC_Eff_AC | Annual |  |  |  |  | Standard | FALSE | ExAnte2020 | 0 | dxAC_equip | FlowCtrl | HVAC | VentAirDist | rDXGF | No | NA | None |  |  | Deem-WP | Fan Delay Controller for Air Conditioner, DMo, CZ15 | SWHC029-AOE-Res-DMo-CZ15-Any-Each-HV-ResAC-HV-ResAC-Any-Res-Default>2-Def-GSIA-DEER:HVAC_Eff_AC-Annual-Any-rDXGF-HVAC-VentAirDist-dxAC_equip-FlowCtrl-None-Standard-Deem-WP-None-DnDeemDI-ExAnte2020
SWHC029 | Fan Controller for Air Conditioner, Residential | A | No Fan Delay Controller for Air Conditioner, DMo, CZ15 |  | Fan Delay Controller for Air Conditioner, DMo, CZ15 | AOE | DMo | Any | CZ15 | Each | Res | Any | Any | 0.22 | 750.36 | 0 | 0 | 0 | 0 | 0 | 0 | 128 | 78 | 50 | 0 | 0 | 0 | None | HV-ResAC | HV-ResAC | 5 | 0 | 0.22 | 750.36 | 0 | 0 | 0 | 0 | 0 | 0 | 0 | DnDeemed | Res-Default>2 | 0.55 | 0.55 |  | 0.55 | Def-GSIA | 1 | DEER:HVAC_Eff_AC | Annual |  |  |  |  | Standard | FALSE | ExAnte2020 | 0 | dxAC_equip | FlowCtrl | HVAC | VentAirDist | rDXGF | No | NA | None |  |  | Deem-WP | Fan Delay Controller for Air Conditioner, DMo, CZ15 | SWHC029-AOE-Res-DMo-CZ15-Any-Each-HV-ResAC-HV-ResAC-Any-Res-Default>2-Def-GSIA-DEER:HVAC_Eff_AC-Annual-Any-rDXGF-HVAC-VentAirDist-dxAC_equip-FlowCtrl-None-Standard-Deem-WP-None-DnDeemed-ExAnte2020
SWHC029 | Fan Controller for Air Conditioner, Residential | A | No Fan Delay Controller for Air Conditioner, DMo, CZ16 |  | Fan Delay Controller for Air Conditioner, DMo, CZ16 | AOE | DMo | Any | CZ16 | Each | Res | Any | Any | 0.173 | 34.91 | 0 | 0 | 0 | 0 | 0 | 0 | 128 | 78 | 50 | 0 | 0 | 0 | None | HV-ResAC | HV-ResAC | 5 | 0 | 0.173 | 34.91 | 0 | 0 | 0 | 0 | 0 | 0 | 0 | DnDeemDI | Res-Default>2 | 0.55 | 0.55 |  | 0.55 | Def-GSIA | 1 | DEER:HVAC_Eff_AC | Annual |  |  |  |  | Standard | FALSE | ExAnte2020 | 0 | dxAC_equip | FlowCtrl | HVAC | VentAirDist | rDXGF | No | NA | None |  |  | Deem-WP | Fan Delay Controller for Air Conditioner, DMo, CZ16 | SWHC029-AOE-Res-DMo-CZ16-Any-Each-HV-ResAC-HV-ResAC-Any-Res-Default>2-Def-GSIA-DEER:HVAC_Eff_AC-Annual-Any-rDXGF-HVAC-VentAirDist-dxAC_equip-FlowCtrl-None-Standard-Deem-WP-None-DnDeemDI-ExAnte2020
SWHC029 | Fan Controller for Air Conditioner, Residential | A | No Fan Delay Controller for Air Conditioner, DMo, CZ16 |  | Fan Delay Controller for Air Conditioner, DMo, CZ16 | AOE | DMo | Any | CZ16 | Each | Res | Any | Any | 0.173 | 34.91 | 0 | 0 | 0 | 0 | 0 | 0 | 128 | 78 | 50 | 0 | 0 | 0 | None | HV-ResAC | HV-ResAC | 5 | 0 | 0.173 | 34.91 | 0 | 0 | 0 | 0 | 0 | 0 | 0 | DnDeemed | Res-Default>2 | 0.55 | 0.55 |  | 0.55 | Def-GSIA | 1 | DEER:HVAC_Eff_AC | Annual |  |  |  |  | Standard | FALSE | ExAnte2020 | 0 | dxAC_equip | FlowCtrl | HVAC | VentAirDist | rDXGF | No | NA | None |  |  | Deem-WP | Fan Delay Controller for Air Conditioner, DMo, CZ16 | SWHC029-AOE-Res-DMo-CZ16-Any-Each-HV-ResAC-HV-ResAC-Any-Res-Default>2-Def-GSIA-DEER:HVAC_Eff_AC-Annual-Any-rDXGF-HVAC-VentAirDist-dxAC_equip-FlowCtrl-None-Standard-Deem-WP-None-DnDeemed-ExAnte2020
SWHC029 | Fan Controller for Air Conditioner, Residential | A | No Fan Delay Controller for Air Conditioner, MFm, CZ01 |  | Fan Delay Controller for Air Conditioner, MFm, CZ01 | AOE | MFm | Any | CZ01 | Each | Res | Any | Any | 0 | 0.04 | 0 | 0 | 0 | 0 | 0 | 0 | 128 | 78 | 50 | 0 | 0 | 0 | None | HV-ResAC | HV-ResAC | 5 | 0 | 0 | 0.04 | 0 | 0 | 0 | 0 | 0 | 0 | 0 | DnDeemDI | Res-Default>2 | 0.55 | 0.55 |  | 0.55 | Def-GSIA | 1 | DEER:HVAC_Eff_AC | Annual |  |  |  |  | Standard | FALSE | ExAnte2020 | 0 | dxAC_equip | FlowCtrl | HVAC | VentAirDist | rDXGF | No | NA | None |  |  | Deem-WP | Fan Delay Controller for Air Conditioner, MFm, CZ01 | SWHC029-AOE-Res-MFm-CZ01-Any-Each-HV-ResAC-HV-ResAC-Any-Res-Default>2-Def-GSIA-DEER:HVAC_Eff_AC-Annual-Any-rDXGF-HVAC-VentAirDist-dxAC_equip-FlowCtrl-None-Standard-Deem-WP-None-DnDeemDI-ExAnte2020
SWHC029 | Fan Controller for Air Conditioner, Residential | A | No Fan Delay Controller for Air Conditioner, MFm, CZ01 |  | Fan Delay Controller for Air Conditioner, MFm, CZ01 | AOE | MFm | Any | CZ01 | Each | Res | Any | Any | 0 | 0.04 | 0 | 0 | 0 | 0 | 0 | 0 | 128 | 78 | 50 | 0 | 0 | 0 | None | HV-ResAC | HV-ResAC | 5 | 0 | 0 | 0.04 | 0 | 0 | 0 | 0 | 0 | 0 | 0 | DnDeemed | Res-Default>2 | 0.55 | 0.55 |  | 0.55 | Def-GSIA | 1 | DEER:HVAC_Eff_AC | Annual |  |  |  |  | Standard | FALSE | ExAnte2020 | 0 | dxAC_equip | FlowCtrl | HVAC | VentAirDist | rDXGF | No | NA | None |  |  | Deem-WP | Fan Delay Controller for Air Conditioner, MFm, CZ01 | SWHC029-AOE-Res-MFm-CZ01-Any-Each-HV-ResAC-HV-ResAC-Any-Res-Default>2-Def-GSIA-DEER:HVAC_Eff_AC-Annual-Any-rDXGF-HVAC-VentAirDist-dxAC_equip-FlowCtrl-None-Standard-Deem-WP-None-DnDeemed-ExAnte2020
SWHC029 | Fan Controller for Air Conditioner, Residential | A | No Fan Delay Controller for Air Conditioner, MFm, CZ02 |  | Fan Delay Controller for Air Conditioner, MFm, CZ02 | AOE | MFm | Any | CZ02 | Each | Res | Any | Any | 0.0293 | 10.79 | 0 | 0 | 0 | 0 | 0 | 0 | 128 | 78 | 50 | 0 | 0 | 0 | None | HV-ResAC | HV-ResAC | 5 | 0 | 0.0293 | 10.79 | 0 | 0 | 0 | 0 | 0 | 0 | 0 | DnDeemDI | Res-Default>2 | 0.55 | 0.55 |  | 0.55 | Def-GSIA | 1 | DEER:HVAC_Eff_AC | Annual |  |  |  |  | Standard | FALSE | ExAnte2020 | 0 | dxAC_equip | FlowCtrl | HVAC | VentAirDist | rDXGF | No | NA | None |  |  | Deem-WP | Fan Delay Controller for Air Conditioner, MFm, CZ02 | SWHC029-AOE-Res-MFm-CZ02-Any-Each-HV-ResAC-HV-ResAC-Any-Res-Default>2-Def-GSIA-DEER:HVAC_Eff_AC-Annual-Any-rDXGF-HVAC-VentAirDist-dxAC_equip-FlowCtrl-None-Standard-Deem-WP-None-DnDeemDI-ExAnte2020
SWHC029 | Fan Controller for Air Conditioner, Residential | A | No Fan Delay Controller for Air Conditioner, MFm, CZ02 |  | Fan Delay Controller for Air Conditioner, MFm, CZ02 | AOE | MFm | Any | CZ02 | Each | Res | Any | Any | 0.0293 | 10.79 | 0 | 0 | 0 | 0 | 0 | 0 | 128 | 78 | 50 | 0 | 0 | 0 | None | HV-ResAC | HV-ResAC | 5 | 0 | 0.0293 | 10.79 | 0 | 0 | 0 | 0 | 0 | 0 | 0 | DnDeemed | Res-Default>2 | 0.55 | 0.55 |  | 0.55 | Def-GSIA | 1 | DEER:HVAC_Eff_AC | Annual |  |  |  |  | Standard | FALSE | ExAnte2020 | 0 | dxAC_equip | FlowCtrl | HVAC | VentAirDist | rDXGF | No | NA | None |  |  | Deem-WP | Fan Delay Controller for Air Conditioner, MFm, CZ02 | SWHC029-AOE-Res-MFm-CZ02-Any-Each-HV-ResAC-HV-ResAC-Any-Res-Default>2-Def-GSIA-DEER:HVAC_Eff_AC-Annual-Any-rDXGF-HVAC-VentAirDist-dxAC_equip-FlowCtrl-None-Standard-Deem-WP-None-DnDeemed-ExAnte2020
SWHC029 | Fan Controller for Air Conditioner, Residential | A | No Fan Delay Controller for Air Conditioner, MFm, CZ03 |  | Fan Delay Controller for Air Conditioner, MFm, CZ03 | AOE | MFm | Any | CZ03 | Each | Res | Any | Any | 0.0038 | 2.06 | 0 | 0 | 0 | 0 | 0 | 0 | 128 | 78 | 50 | 0 | 0 | 0 | None | HV-ResAC | HV-ResAC | 5 | 0 | 0.0038 | 2.06 | 0 | 0 | 0 | 0 | 0 | 0 | 0 | DnDeemDI | Res-Default>2 | 0.55 | 0.55 |  | 0.55 | Def-GSIA | 1 | DEER:HVAC_Eff_AC | Annual |  |  |  |  | Standard | FALSE | ExAnte2020 | 0 | dxAC_equip | FlowCtrl | HVAC | VentAirDist | rDXGF | No | NA | None |  |  | Deem-WP | Fan Delay Controller for Air Conditioner, MFm, CZ03 | SWHC029-AOE-Res-MFm-CZ03-Any-Each-HV-ResAC-HV-ResAC-Any-Res-Default>2-Def-GSIA-DEER:HVAC_Eff_AC-Annual-Any-rDXGF-HVAC-VentAirDist-dxAC_equip-FlowCtrl-None-Standard-Deem-WP-None-DnDeemDI-ExAnte2020
SWHC029 | Fan Controller for Air Conditioner, Residential | A | No Fan Delay Controller for Air Conditioner, MFm, CZ03 |  | Fan Delay Controller for Air Conditioner, MFm, CZ03 | AOE | MFm | Any | CZ03 | Each | Res | Any | Any | 0.0038 | 2.06 | 0 | 0 | 0 | 0 | 0 | 0 | 128 | 78 | 50 | 0 | 0 | 0 | None | HV-ResAC | HV-ResAC | 5 | 0 | 0.0038 | 2.06 | 0 | 0 | 0 | 0 | 0 | 0 | 0 | DnDeemed | Res-Default>2 | 0.55 | 0.55 |  | 0.55 | Def-GSIA | 1 | DEER:HVAC_Eff_AC | Annual |  |  |  |  | Standard | FALSE | ExAnte2020 | 0 | dxAC_equip | FlowCtrl | HVAC | VentAirDist | rDXGF | No | NA | None |  |  | Deem-WP | Fan Delay Controller for Air Conditioner, MFm, CZ03 | SWHC029-AOE-Res-MFm-CZ03-Any-Each-HV-ResAC-HV-ResAC-Any-Res-Default>2-Def-GSIA-DEER:HVAC_Eff_AC-Annual-Any-rDXGF-HVAC-VentAirDist-dxAC_equip-FlowCtrl-None-Standard-Deem-WP-None-DnDeemed-ExAnte2020
SWHC029 | Fan Controller for Air Conditioner, Residential | A | No Fan Delay Controller for Air Conditioner, MFm, CZ04 |  | Fan Delay Controller for Air Conditioner, MFm, CZ04 | AOE | MFm | Any | CZ04 | Each | Res | Any | Any | 0.0239 | 30.6 | 0 | 0 | 0 | 0 | 0 | 0 | 128 | 78 | 50 | 0 | 0 | 0 | None | HV-ResAC | HV-ResAC | 5 | 0 | 0.0239 | 30.6 | 0 | 0 | 0 | 0 | 0 | 0 | 0 | DnDeemDI | Res-Default>2 | 0.55 | 0.55 |  | 0.55 | Def-GSIA | 1 | DEER:HVAC_Eff_AC | Annual |  |  |  |  | Standard | FALSE | ExAnte2020 | 0 | dxAC_equip | FlowCtrl | HVAC | VentAirDist | rDXGF | No | NA | None |  |  | Deem-WP | Fan Delay Controller for Air Conditioner, MFm, CZ04 | SWHC029-AOE-Res-MFm-CZ04-Any-Each-HV-ResAC-HV-ResAC-Any-Res-Default>2-Def-GSIA-DEER:HVAC_Eff_AC-Annual-Any-rDXGF-HVAC-VentAirDist-dxAC_equip-FlowCtrl-None-Standard-Deem-WP-None-DnDeemDI-ExAnte2020
SWHC029 | Fan Controller for Air Conditioner, Residential | A | No Fan Delay Controller for Air Conditioner, MFm, CZ04 |  | Fan Delay Controller for Air Conditioner, MFm, CZ04 | AOE | MFm | Any | CZ04 | Each | Res | Any | Any | 0.0239 | 30.6 | 0 | 0 | 0 | 0 | 0 | 0 | 128 | 78 | 50 | 0 | 0 | 0 | None | HV-ResAC | HV-ResAC | 5 | 0 | 0.0239 | 30.6 | 0 | 0 | 0 | 0 | 0 | 0 | 0 | DnDeemed | Res-Default>2 | 0.55 | 0.55 |  | 0.55 | Def-GSIA | 1 | DEER:HVAC_Eff_AC | Annual |  |  |  |  | Standard | FALSE | ExAnte2020 | 0 | dxAC_equip | FlowCtrl | HVAC | VentAirDist | rDXGF | No | NA | None |  |  | Deem-WP | Fan Delay Controller for Air Conditioner, MFm, CZ04 | SWHC029-AOE-Res-MFm-CZ04-Any-Each-HV-ResAC-HV-ResAC-Any-Res-Default>2-Def-GSIA-DEER:HVAC_Eff_AC-Annual-Any-rDXGF-HVAC-VentAirDist-dxAC_equip-FlowCtrl-None-Standard-Deem-WP-None-DnDeemed-ExAnte2020
SWHC029 | Fan Controller for Air Conditioner, Residential | A | No Fan Delay Controller for Air Conditioner, MFm, CZ05 |  | Fan Delay Controller for Air Conditioner, MFm, CZ05 | AOE | MFm | Any | CZ05 | Each | Res | Any | Any | 0.0014 | 1 | 0 | 0 | 0 | 0 | 0 | 0 | 128 | 78 | 50 | 0 | 0 | 0 | None | HV-ResAC | HV-ResAC | 5 | 0 | 0.0014 | 1 | 0 | 0 | 0 | 0 | 0 | 0 | 0 | DnDeemDI | Res-Default>2 | 0.55 | 0.55 |  | 0.55 | Def-GSIA | 1 | DEER:HVAC_Eff_AC | Annual |  |  |  |  | Standard | FALSE | ExAnte2020 | 0 | dxAC_equip | FlowCtrl | HVAC | VentAirDist | rDXGF | No | NA | None |  |  | Deem-WP | Fan Delay Controller for Air Conditioner, MFm, CZ05 | SWHC029-AOE-Res-MFm-CZ05-Any-Each-HV-ResAC-HV-ResAC-Any-Res-Default>2-Def-GSIA-DEER:HVAC_Eff_AC-Annual-Any-rDXGF-HVAC-VentAirDist-dxAC_equip-FlowCtrl-None-Standard-Deem-WP-None-DnDeemDI-ExAnte2020
SWHC029 | Fan Controller for Air Conditioner, Residential | A | No Fan Delay Controller for Air Conditioner, MFm, CZ05 |  | Fan Delay Controller for Air Conditioner, MFm, CZ05 | AOE | MFm | Any | CZ05 | Each | Res | Any | Any | 0.0014 | 1 | 0 | 0 | 0 | 0 | 0 | 0 | 128 | 78 | 50 | 0 | 0 | 0 | None | HV-ResAC | HV-ResAC | 5 | 0 | 0.0014 | 1 | 0 | 0 | 0 | 0 | 0 | 0 | 0 | DnDeemed | Res-Default>2 | 0.55 | 0.55 |  | 0.55 | Def-GSIA | 1 | DEER:HVAC_Eff_AC | Annual |  |  |  |  | Standard | FALSE | ExAnte2020 | 0 | dxAC_equip | FlowCtrl | HVAC | VentAirDist | rDXGF | No | NA | None |  |  | Deem-WP | Fan Delay Controller for Air Conditioner, MFm, CZ05 | SWHC029-AOE-Res-MFm-CZ05-Any-Each-HV-ResAC-HV-ResAC-Any-Res-Default>2-Def-GSIA-DEER:HVAC_Eff_AC-Annual-Any-rDXGF-HVAC-VentAirDist-dxAC_equip-FlowCtrl-None-Standard-Deem-WP-None-DnDeemed-ExAnte2020
SWHC029 | Fan Controller for Air Conditioner, Residential | A | No Fan Delay Controller for Air Conditioner, MFm, CZ06 |  | Fan Delay Controller for Air Conditioner, MFm, CZ06 | AOE | MFm | Any | CZ06 | Each | Res | Any | Any | 0.0488 | 18.95 | 0 | 0 | 0 | 0 | 0 | 0 | 128 | 78 | 50 | 0 | 0 | 0 | None | HV-ResAC | HV-ResAC | 5 | 0 | 0.0488 | 18.95 | 0 | 0 | 0 | 0 | 0 | 0 | 0 | DnDeemDI | Res-Default>2 | 0.55 | 0.55 |  | 0.55 | Def-GSIA | 1 | DEER:HVAC_Eff_AC | Annual |  |  |  |  | Standard | FALSE | ExAnte2020 | 0 | dxAC_equip | FlowCtrl | HVAC | VentAirDist | rDXGF | No | NA | None |  |  | Deem-WP | Fan Delay Controller for Air Conditioner, MFm, CZ06 | SWHC029-AOE-Res-MFm-CZ06-Any-Each-HV-ResAC-HV-ResAC-Any-Res-Default>2-Def-GSIA-DEER:HVAC_Eff_AC-Annual-Any-rDXGF-HVAC-VentAirDist-dxAC_equip-FlowCtrl-None-Standard-Deem-WP-None-DnDeemDI-ExAnte2020
SWHC029 | Fan Controller for Air Conditioner, Residential | A | No Fan Delay Controller for Air Conditioner, MFm, CZ06 |  | Fan Delay Controller for Air Conditioner, MFm, CZ06 | AOE | MFm | Any | CZ06 | Each | Res | Any | Any | 0.0488 | 18.95 | 0 | 0 | 0 | 0 | 0 | 0 | 128 | 78 | 50 | 0 | 0 | 0 | None | HV-ResAC | HV-ResAC | 5 | 0 | 0.0488 | 18.95 | 0 | 0 | 0 | 0 | 0 | 0 | 0 | DnDeemed | Res-Default>2 | 0.55 | 0.55 |  | 0.55 | Def-GSIA | 1 | DEER:HVAC_Eff_AC | Annual |  |  |  |  | Standard | FALSE | ExAnte2020 | 0 | dxAC_equip | FlowCtrl | HVAC | VentAirDist | rDXGF | No | NA | None |  |  | Deem-WP | Fan Delay Controller for Air Conditioner, MFm, CZ06 | SWHC029-AOE-Res-MFm-CZ06-Any-Each-HV-ResAC-HV-ResAC-Any-Res-Default>2-Def-GSIA-DEER:HVAC_Eff_AC-Annual-Any-rDXGF-HVAC-VentAirDist-dxAC_equip-FlowCtrl-None-Standard-Deem-WP-None-DnDeemed-ExAnte2020
SWHC029 | Fan Controller for Air Conditioner, Residential | A | No Fan Delay Controller for Air Conditioner, MFm, CZ07 |  | Fan Delay Controller for Air Conditioner, MFm, CZ07 | AOE | MFm | Any | CZ07 | Each | Res | Any | Any | 0.0474 | 61.25 | 0 | 0 | 0 | 0 | 0 | 0 | 128 | 78 | 50 | 0 | 0 | 0 | None | HV-ResAC | HV-ResAC | 5 | 0 | 0.0474 | 61.25 | 0 | 0 | 0 | 0 | 0 | 0 | 0 | DnDeemDI | Res-Default>2 | 0.55 | 0.55 |  | 0.55 | Def-GSIA | 1 | DEER:HVAC_Eff_AC | Annual |  |  |  |  | Standard | FALSE | ExAnte2020 | 0 | dxAC_equip | FlowCtrl | HVAC | VentAirDist | rDXGF | No | NA | None |  |  | Deem-WP | Fan Delay Controller for Air Conditioner, MFm, CZ07 | SWHC029-AOE-Res-MFm-CZ07-Any-Each-HV-ResAC-HV-ResAC-Any-Res-Default>2-Def-GSIA-DEER:HVAC_Eff_AC-Annual-Any-rDXGF-HVAC-VentAirDist-dxAC_equip-FlowCtrl-None-Standard-Deem-WP-None-DnDeemDI-ExAnte2020
SWHC029 | Fan Controller for Air Conditioner, Residential | A | No Fan Delay Controller for Air Conditioner, MFm, CZ07 |  | Fan Delay Controller for Air Conditioner, MFm, CZ07 | AOE | MFm | Any | CZ07 | Each | Res | Any | Any | 0.0474 | 61.25 | 0 | 0 | 0 | 0 | 0 | 0 | 128 | 78 | 50 | 0 | 0 | 0 | None | HV-ResAC | HV-ResAC | 5 | 0 | 0.0474 | 61.25 | 0 | 0 | 0 | 0 | 0 | 0 | 0 | DnDeemed | Res-Default>2 | 0.55 | 0.55 |  | 0.55 | Def-GSIA | 1 | DEER:HVAC_Eff_AC | Annual |  |  |  |  | Standard | FALSE | ExAnte2020 | 0 | dxAC_equip | FlowCtrl | HVAC | VentAirDist | rDXGF | No | NA | None |  |  | Deem-WP | Fan Delay Controller for Air Conditioner, MFm, CZ07 | SWHC029-AOE-Res-MFm-CZ07-Any-Each-HV-ResAC-HV-ResAC-Any-Res-Default>2-Def-GSIA-DEER:HVAC_Eff_AC-Annual-Any-rDXGF-HVAC-VentAirDist-dxAC_equip-FlowCtrl-None-Standard-Deem-WP-None-DnDeemed-ExAnte2020
SWHC029 | Fan Controller for Air Conditioner, Residential | A | No Fan Delay Controller for Air Conditioner, MFm, CZ08 |  | Fan Delay Controller for Air Conditioner, MFm, CZ08 | AOE | MFm | Any | CZ08 | Each | Res | Any | Any | 0.0325 | 69.56 | 0 | 0 | 0 | 0 | 0 | 0 | 128 | 78 | 50 | 0 | 0 | 0 | None | HV-ResAC | HV-ResAC | 5 | 0 | 0.0325 | 69.56 | 0 | 0 | 0 | 0 | 0 | 0 | 0 | DnDeemDI | Res-Default>2 | 0.55 | 0.55 |  | 0.55 | Def-GSIA | 1 | DEER:HVAC_Eff_AC | Annual |  |  |  |  | Standard | FALSE | ExAnte2020 | 0 | dxAC_equip | FlowCtrl | HVAC | VentAirDist | rDXGF | No | NA | None |  |  | Deem-WP | Fan Delay Controller for Air Conditioner, MFm, CZ08 | SWHC029-AOE-Res-MFm-CZ08-Any-Each-HV-ResAC-HV-ResAC-Any-Res-Default>2-Def-GSIA-DEER:HVAC_Eff_AC-Annual-Any-rDXGF-HVAC-VentAirDist-dxAC_equip-FlowCtrl-None-Standard-Deem-WP-None-DnDeemDI-ExAnte2020
SWHC029 | Fan Controller for Air Conditioner, Residential | A | No Fan Delay Controller for Air Conditioner, MFm, CZ08 |  | Fan Delay Controller for Air Conditioner, MFm, CZ08 | AOE | MFm | Any | CZ08 | Each | Res | Any | Any | 0.0325 | 69.56 | 0 | 0 | 0 | 0 | 0 | 0 | 128 | 78 | 50 | 0 | 0 | 0 | None | HV-ResAC | HV-ResAC | 5 | 0 | 0.0325 | 69.56 | 0 | 0 | 0 | 0 | 0 | 0 | 0 | DnDeemed | Res-Default>2 | 0.55 | 0.55 |  | 0.55 | Def-GSIA | 1 | DEER:HVAC_Eff_AC | Annual |  |  |  |  | Standard | FALSE | ExAnte2020 | 0 | dxAC_equip | FlowCtrl | HVAC | VentAirDist | rDXGF | No | NA | None |  |  | Deem-WP | Fan Delay Controller for Air Conditioner, MFm, CZ08 | SWHC029-AOE-Res-MFm-CZ08-Any-Each-HV-ResAC-HV-ResAC-Any-Res-Default>2-Def-GSIA-DEER:HVAC_Eff_AC-Annual-Any-rDXGF-HVAC-VentAirDist-dxAC_equip-FlowCtrl-None-Standard-Deem-WP-None-DnDeemed-ExAnte2020
SWHC029 | Fan Controller for Air Conditioner, Residential | A | No Fan Delay Controller for Air Conditioner, MFm, CZ09 |  | Fan Delay Controller for Air Conditioner, MFm, CZ09 | AOE | MFm | Any | CZ09 | Each | Res | Any | Any | 0.0581 | 50.58 | 0 | 0 | 0 | 0 | 0 | 0 | 128 | 78 | 50 | 0 | 0 | 0 | None | HV-ResAC | HV-ResAC | 5 | 0 | 0.0581 | 50.58 | 0 | 0 | 0 | 0 | 0 | 0 | 0 | DnDeemDI | Res-Default>2 | 0.55 | 0.55 |  | 0.55 | Def-GSIA | 1 | DEER:HVAC_Eff_AC | Annual |  |  |  |  | Standard | FALSE | ExAnte2020 | 0 | dxAC_equip | FlowCtrl | HVAC | VentAirDist | rDXGF | No | NA | None |  |  | Deem-WP | Fan Delay Controller for Air Conditioner, MFm, CZ09 | SWHC029-AOE-Res-MFm-CZ09-Any-Each-HV-ResAC-HV-ResAC-Any-Res-Default>2-Def-GSIA-DEER:HVAC_Eff_AC-Annual-Any-rDXGF-HVAC-VentAirDist-dxAC_equip-FlowCtrl-None-Standard-Deem-WP-None-DnDeemDI-ExAnte2020
SWHC029 | Fan Controller for Air Conditioner, Residential | A | No Fan Delay Controller for Air Conditioner, MFm, CZ09 |  | Fan Delay Controller for Air Conditioner, MFm, CZ09 | AOE | MFm | Any | CZ09 | Each | Res | Any | Any | 0.0581 | 50.58 | 0 | 0 | 0 | 0 | 0 | 0 | 128 | 78 | 50 | 0 | 0 | 0 | None | HV-ResAC | HV-ResAC | 5 | 0 | 0.0581 | 50.58 | 0 | 0 | 0 | 0 | 0 | 0 | 0 | DnDeemed | Res-Default>2 | 0.55 | 0.55 |  | 0.55 | Def-GSIA | 1 | DEER:HVAC_Eff_AC | Annual |  |  |  |  | Standard | FALSE | ExAnte2020 | 0 | dxAC_equip | FlowCtrl | HVAC | VentAirDist | rDXGF | No | NA | None |  |  | Deem-WP | Fan Delay Controller for Air Conditioner, MFm, CZ09 | SWHC029-AOE-Res-MFm-CZ09-Any-Each-HV-ResAC-HV-ResAC-Any-Res-Default>2-Def-GSIA-DEER:HVAC_Eff_AC-Annual-Any-rDXGF-HVAC-VentAirDist-dxAC_equip-FlowCtrl-None-Standard-Deem-WP-None-DnDeemed-ExAnte2020
SWHC029 | Fan Controller for Air Conditioner, Residential | A | No Fan Delay Controller for Air Conditioner, MFm, CZ10 |  | Fan Delay Controller for Air Conditioner, MFm, CZ10 | AOE | MFm | Any | CZ10 | Each | Res | Any | Any | 0.0739 | 52.13 | 0 | 0 | 0 | 0 | 0 | 0 | 128 | 78 | 50 | 0 | 0 | 0 | None | HV-ResAC | HV-ResAC | 5 | 0 | 0.0739 | 52.13 | 0 | 0 | 0 | 0 | 0 | 0 | 0 | DnDeemDI | Res-Default>2 | 0.55 | 0.55 |  | 0.55 | Def-GSIA | 1 | DEER:HVAC_Eff_AC | Annual |  |  |  |  | Standard | FALSE | ExAnte2020 | 0 | dxAC_equip | FlowCtrl | HVAC | VentAirDist | rDXGF | No | NA | None |  |  | Deem-WP | Fan Delay Controller for Air Conditioner, MFm, CZ10 | SWHC029-AOE-Res-MFm-CZ10-Any-Each-HV-ResAC-HV-ResAC-Any-Res-Default>2-Def-GSIA-DEER:HVAC_Eff_AC-Annual-Any-rDXGF-HVAC-VentAirDist-dxAC_equip-FlowCtrl-None-Standard-Deem-WP-None-DnDeemDI-ExAnte2020
SWHC029 | Fan Controller for Air Conditioner, Residential | A | No Fan Delay Controller for Air Conditioner, MFm, CZ10 |  | Fan Delay Controller for Air Conditioner, MFm, CZ10 | AOE | MFm | Any | CZ10 | Each | Res | Any | Any | 0.0739 | 52.13 | 0 | 0 | 0 | 0 | 0 | 0 | 128 | 78 | 50 | 0 | 0 | 0 | None | HV-ResAC | HV-ResAC | 5 | 0 | 0.0739 | 52.13 | 0 | 0 | 0 | 0 | 0 | 0 | 0 | DnDeemed | Res-Default>2 | 0.55 | 0.55 |  | 0.55 | Def-GSIA | 1 | DEER:HVAC_Eff_AC | Annual |  |  |  |  | Standard | FALSE | ExAnte2020 | 0 | dxAC_equip | FlowCtrl | HVAC | VentAirDist | rDXGF | No | NA | None |  |  | Deem-WP | Fan Delay Controller for Air Conditioner, MFm, CZ10 | SWHC029-AOE-Res-MFm-CZ10-Any-Each-HV-ResAC-HV-ResAC-Any-Res-Default>2-Def-GSIA-DEER:HVAC_Eff_AC-Annual-Any-rDXGF-HVAC-VentAirDist-dxAC_equip-FlowCtrl-None-Standard-Deem-WP-None-DnDeemed-ExAnte2020
SWHC029 | Fan Controller for Air Conditioner, Residential | A | No Fan Delay Controller for Air Conditioner, MFm, CZ11 |  | Fan Delay Controller for Air Conditioner, MFm, CZ11 | AOE | MFm | Any | CZ11 | Each | Res | Any | Any | 0.0603 | 129.21 | 0 | 0 | 0 | 0 | 0 | 0 | 128 | 78 | 50 | 0 | 0 | 0 | None | HV-ResAC | HV-ResAC | 5 | 0 | 0.0603 | 129.21 | 0 | 0 | 0 | 0 | 0 | 0 | 0 | DnDeemDI | Res-Default>2 | 0.55 | 0.55 |  | 0.55 | Def-GSIA | 1 | DEER:HVAC_Eff_AC | Annual |  |  |  |  | Standard | FALSE | ExAnte2020 | 0 | dxAC_equip | FlowCtrl | HVAC | VentAirDist | rDXGF | No | NA | None |  |  | Deem-WP | Fan Delay Controller for Air Conditioner, MFm, CZ11 | SWHC029-AOE-Res-MFm-CZ11-Any-Each-HV-ResAC-HV-ResAC-Any-Res-Default>2-Def-GSIA-DEER:HVAC_Eff_AC-Annual-Any-rDXGF-HVAC-VentAirDist-dxAC_equip-FlowCtrl-None-Standard-Deem-WP-None-DnDeemDI-ExAnte2020
SWHC029 | Fan Controller for Air Conditioner, Residential | A | No Fan Delay Controller for Air Conditioner, MFm, CZ11 |  | Fan Delay Controller for Air Conditioner, MFm, CZ11 | AOE | MFm | Any | CZ11 | Each | Res | Any | Any | 0.0603 | 129.21 | 0 | 0 | 0 | 0 | 0 | 0 | 128 | 78 | 50 | 0 | 0 | 0 | None | HV-ResAC | HV-ResAC | 5 | 0 | 0.0603 | 129.21 | 0 | 0 | 0 | 0 | 0 | 0 | 0 | DnDeemed | Res-Default>2 | 0.55 | 0.55 |  | 0.55 | Def-GSIA | 1 | DEER:HVAC_Eff_AC | Annual |  |  |  |  | Standard | FALSE | ExAnte2020 | 0 | dxAC_equip | FlowCtrl | HVAC | VentAirDist | rDXGF | No | NA | None |  |  | Deem-WP | Fan Delay Controller for Air Conditioner, MFm, CZ11 | SWHC029-AOE-Res-MFm-CZ11-Any-Each-HV-ResAC-HV-ResAC-Any-Res-Default>2-Def-GSIA-DEER:HVAC_Eff_AC-Annual-Any-rDXGF-HVAC-VentAirDist-dxAC_equip-FlowCtrl-None-Standard-Deem-WP-None-DnDeemed-ExAnte2020
SWHC029 | Fan Controller for Air Conditioner, Residential | A | No Fan Delay Controller for Air Conditioner, MFm, CZ12 |  | Fan Delay Controller for Air Conditioner, MFm, CZ12 | AOE | MFm | Any | CZ12 | Each | Res | Any | Any | 0.0304 | 56.07 | 0 | 0 | 0 | 0 | 0 | 0 | 128 | 78 | 50 | 0 | 0 | 0 | None | HV-ResAC | HV-ResAC | 5 | 0 | 0.0304 | 56.07 | 0 | 0 | 0 | 0 | 0 | 0 | 0 | DnDeemDI | Res-Default>2 | 0.55 | 0.55 |  | 0.55 | Def-GSIA | 1 | DEER:HVAC_Eff_AC | Annual |  |  |  |  | Standard | FALSE | ExAnte2020 | 0 | dxAC_equip | FlowCtrl | HVAC | VentAirDist | rDXGF | No | NA | None |  |  | Deem-WP | Fan Delay Controller for Air Conditioner, MFm, CZ12 | SWHC029-AOE-Res-MFm-CZ12-Any-Each-HV-ResAC-HV-ResAC-Any-Res-Default>2-Def-GSIA-DEER:HVAC_Eff_AC-Annual-Any-rDXGF-HVAC-VentAirDist-dxAC_equip-FlowCtrl-None-Standard-Deem-WP-None-DnDeemDI-ExAnte2020
SWHC029 | Fan Controller for Air Conditioner, Residential | A | No Fan Delay Controller for Air Conditioner, MFm, CZ12 |  | Fan Delay Controller for Air Conditioner, MFm, CZ12 | AOE | MFm | Any | CZ12 | Each | Res | Any | Any | 0.0304 | 56.07 | 0 | 0 | 0 | 0 | 0 | 0 | 128 | 78 | 50 | 0 | 0 | 0 | None | HV-ResAC | HV-ResAC | 5 | 0 | 0.0304 | 56.07 | 0 | 0 | 0 | 0 | 0 | 0 | 0 | DnDeemed | Res-Default>2 | 0.55 | 0.55 |  | 0.55 | Def-GSIA | 1 | DEER:HVAC_Eff_AC | Annual |  |  |  |  | Standard | FALSE | ExAnte2020 | 0 | dxAC_equip | FlowCtrl | HVAC | VentAirDist | rDXGF | No | NA | None |  |  | Deem-WP | Fan Delay Controller for Air Conditioner, MFm, CZ12 | SWHC029-AOE-Res-MFm-CZ12-Any-Each-HV-ResAC-HV-ResAC-Any-Res-Default>2-Def-GSIA-DEER:HVAC_Eff_AC-Annual-Any-rDXGF-HVAC-VentAirDist-dxAC_equip-FlowCtrl-None-Standard-Deem-WP-None-DnDeemed-ExAnte2020
SWHC029 | Fan Controller for Air Conditioner, Residential | A | No Fan Delay Controller for Air Conditioner, MFm, CZ13 |  | Fan Delay Controller for Air Conditioner, MFm, CZ13 | AOE | MFm | Any | CZ13 | Each | Res | Any | Any | 0.028 | 90.13 | 0 | 0 | 0 | 0 | 0 | 0 | 128 | 78 | 50 | 0 | 0 | 0 | None | HV-ResAC | HV-ResAC | 5 | 0 | 0.028 | 90.13 | 0 | 0 | 0 | 0 | 0 | 0 | 0 | DnDeemDI | Res-Default>2 | 0.55 | 0.55 |  | 0.55 | Def-GSIA | 1 | DEER:HVAC_Eff_AC | Annual |  |  |  |  | Standard | FALSE | ExAnte2020 | 0 | dxAC_equip | FlowCtrl | HVAC | VentAirDist | rDXGF | No | NA | None |  |  | Deem-WP | Fan Delay Controller for Air Conditioner, MFm, CZ13 | SWHC029-AOE-Res-MFm-CZ13-Any-Each-HV-ResAC-HV-ResAC-Any-Res-Default>2-Def-GSIA-DEER:HVAC_Eff_AC-Annual-Any-rDXGF-HVAC-VentAirDist-dxAC_equip-FlowCtrl-None-Standard-Deem-WP-None-DnDeemDI-ExAnte2020
SWHC029 | Fan Controller for Air Conditioner, Residential | A | No Fan Delay Controller for Air Conditioner, MFm, CZ13 |  | Fan Delay Controller for Air Conditioner, MFm, CZ13 | AOE | MFm | Any | CZ13 | Each | Res | Any | Any | 0.028 | 90.13 | 0 | 0 | 0 | 0 | 0 | 0 | 128 | 78 | 50 | 0 | 0 | 0 | None | HV-ResAC | HV-ResAC | 5 | 0 | 0.028 | 90.13 | 0 | 0 | 0 | 0 | 0 | 0 | 0 | DnDeemed | Res-Default>2 | 0.55 | 0.55 |  | 0.55 | Def-GSIA | 1 | DEER:HVAC_Eff_AC | Annual |  |  |  |  | Standard | FALSE | ExAnte2020 | 0 | dxAC_equip | FlowCtrl | HVAC | VentAirDist | rDXGF | No | NA | None |  |  | Deem-WP | Fan Delay Controller for Air Conditioner, MFm, CZ13 | SWHC029-AOE-Res-MFm-CZ13-Any-Each-HV-ResAC-HV-ResAC-Any-Res-Default>2-Def-GSIA-DEER:HVAC_Eff_AC-Annual-Any-rDXGF-HVAC-VentAirDist-dxAC_equip-FlowCtrl-None-Standard-Deem-WP-None-DnDeemed-ExAnte2020
SWHC029 | Fan Controller for Air Conditioner, Residential | A | No Fan Delay Controller for Air Conditioner, MFm, CZ14 |  | Fan Delay Controller for Air Conditioner, MFm, CZ14 | AOE | MFm | Any | CZ14 | Each | Res | Any | Any | 0.0431 | 164.44 | 0 | 0 | 0 | 0 | 0 | 0 | 128 | 78 | 50 | 0 | 0 | 0 | None | HV-ResAC | HV-ResAC | 5 | 0 | 0.0431 | 164.44 | 0 | 0 | 0 | 0 | 0 | 0 | 0 | DnDeemDI | Res-Default>2 | 0.55 | 0.55 |  | 0.55 | Def-GSIA | 1 | DEER:HVAC_Eff_AC | Annual |  |  |  |  | Standard | FALSE | ExAnte2020 | 0 | dxAC_equip | FlowCtrl | HVAC | VentAirDist | rDXGF | No | NA | None |  |  | Deem-WP | Fan Delay Controller for Air Conditioner, MFm, CZ14 | SWHC029-AOE-Res-MFm-CZ14-Any-Each-HV-ResAC-HV-ResAC-Any-Res-Default>2-Def-GSIA-DEER:HVAC_Eff_AC-Annual-Any-rDXGF-HVAC-VentAirDist-dxAC_equip-FlowCtrl-None-Standard-Deem-WP-None-DnDeemDI-ExAnte2020
SWHC029 | Fan Controller for Air Conditioner, Residential | A | No Fan Delay Controller for Air Conditioner, MFm, CZ14 |  | Fan Delay Controller for Air Conditioner, MFm, CZ14 | AOE | MFm | Any | CZ14 | Each | Res | Any | Any | 0.0431 | 164.44 | 0 | 0 | 0 | 0 | 0 | 0 | 128 | 78 | 50 | 0 | 0 | 0 | None | HV-ResAC | HV-ResAC | 5 | 0 | 0.0431 | 164.44 | 0 | 0 | 0 | 0 | 0 | 0 | 0 | DnDeemed | Res-Default>2 | 0.55 | 0.55 |  | 0.55 | Def-GSIA | 1 | DEER:HVAC_Eff_AC | Annual |  |  |  |  | Standard | FALSE | ExAnte2020 | 0 | dxAC_equip | FlowCtrl | HVAC | VentAirDist | rDXGF | No | NA | None |  |  | Deem-WP | Fan Delay Controller for Air Conditioner, MFm, CZ14 | SWHC029-AOE-Res-MFm-CZ14-Any-Each-HV-ResAC-HV-ResAC-Any-Res-Default>2-Def-GSIA-DEER:HVAC_Eff_AC-Annual-Any-rDXGF-HVAC-VentAirDist-dxAC_equip-FlowCtrl-None-Standard-Deem-WP-None-DnDeemed-ExAnte2020
SWHC029 | Fan Controller for Air Conditioner, Residential | A | No Fan Delay Controller for Air Conditioner, MFm, CZ15 |  | Fan Delay Controller for Air Conditioner, MFm, CZ15 | AOE | MFm | Any | CZ15 | Each | Res | Any | Any | 0.0914 | 174.45 | 0 | 0 | 0 | 0 | 0 | 0 | 128 | 78 | 50 | 0 | 0 | 0 | None | HV-ResAC | HV-ResAC | 5 | 0 | 0.0914 | 174.45 | 0 | 0 | 0 | 0 | 0 | 0 | 0 | DnDeemDI | Res-Default>2 | 0.55 | 0.55 |  | 0.55 | Def-GSIA | 1 | DEER:HVAC_Eff_AC | Annual |  |  |  |  | Standard | FALSE | ExAnte2020 | 0 | dxAC_equip | FlowCtrl | HVAC | VentAirDist | rDXGF | No | NA | None |  |  | Deem-WP | Fan Delay Controller for Air Conditioner, MFm, CZ15 | SWHC029-AOE-Res-MFm-CZ15-Any-Each-HV-ResAC-HV-ResAC-Any-Res-Default>2-Def-GSIA-DEER:HVAC_Eff_AC-Annual-Any-rDXGF-HVAC-VentAirDist-dxAC_equip-FlowCtrl-None-Standard-Deem-WP-None-DnDeemDI-ExAnte2020
SWHC029 | Fan Controller for Air Conditioner, Residential | A | No Fan Delay Controller for Air Conditioner, MFm, CZ15 |  | Fan Delay Controller for Air Conditioner, MFm, CZ15 | AOE | MFm | Any | CZ15 | Each | Res | Any | Any | 0.0914 | 174.45 | 0 | 0 | 0 | 0 | 0 | 0 | 128 | 78 | 50 | 0 | 0 | 0 | None | HV-ResAC | HV-ResAC | 5 | 0 | 0.0914 | 174.45 | 0 | 0 | 0 | 0 | 0 | 0 | 0 | DnDeemed | Res-Default>2 | 0.55 | 0.55 |  | 0.55 | Def-GSIA | 1 | DEER:HVAC_Eff_AC | Annual |  |  |  |  | Standard | FALSE | ExAnte2020 | 0 | dxAC_equip | FlowCtrl | HVAC | VentAirDist | rDXGF | No | NA | None |  |  | Deem-WP | Fan Delay Controller for Air Conditioner, MFm, CZ15 | SWHC029-AOE-Res-MFm-CZ15-Any-Each-HV-ResAC-HV-ResAC-Any-Res-Default>2-Def-GSIA-DEER:HVAC_Eff_AC-Annual-Any-rDXGF-HVAC-VentAirDist-dxAC_equip-FlowCtrl-None-Standard-Deem-WP-None-DnDeemed-ExAnte2020
SWHC029 | Fan Controller for Air Conditioner, Residential | A | No Fan Delay Controller for Air Conditioner, MFm, CZ16 |  | Fan Delay Controller for Air Conditioner, MFm, CZ16 | AOE | MFm | Any | CZ16 | Each | Res | Any | Any | 0.0568 | 67.88 | 0 | 0 | 0 | 0 | 0 | 0 | 128 | 78 | 50 | 0 | 0 | 0 | None | HV-ResAC | HV-ResAC | 5 | 0 | 0.0568 | 67.88 | 0 | 0 | 0 | 0 | 0 | 0 | 0 | DnDeemDI | Res-Default>2 | 0.55 | 0.55 |  | 0.55 | Def-GSIA | 1 | DEER:HVAC_Eff_AC | Annual |  |  |  |  | Standard | FALSE | ExAnte2020 | 0 | dxAC_equip | FlowCtrl | HVAC | VentAirDist | rDXGF | No | NA | None |  |  | Deem-WP | Fan Delay Controller for Air Conditioner, MFm, CZ16 | SWHC029-AOE-Res-MFm-CZ16-Any-Each-HV-ResAC-HV-ResAC-Any-Res-Default>2-Def-GSIA-DEER:HVAC_Eff_AC-Annual-Any-rDXGF-HVAC-VentAirDist-dxAC_equip-FlowCtrl-None-Standard-Deem-WP-None-DnDeemDI-ExAnte2020
SWHC029 | Fan Controller for Air Conditioner, Residential | A | No Fan Delay Controller for Air Conditioner, MFm, CZ16 |  | Fan Delay Controller for Air Conditioner, MFm, CZ16 | AOE | MFm | Any | CZ16 | Each | Res | Any | Any | 0.0568 | 67.88 | 0 | 0 | 0 | 0 | 0 | 0 | 128 | 78 | 50 | 0 | 0 | 0 | None | HV-ResAC | HV-ResAC | 5 | 0 | 0.0568 | 67.88 | 0 | 0 | 0 | 0 | 0 | 0 | 0 | DnDeemed | Res-Default>2 | 0.55 | 0.55 |  | 0.55 | Def-GSIA | 1 | DEER:HVAC_Eff_AC | Annual |  |  |  |  | Standard | FALSE | ExAnte2020 | 0 | dxAC_equip | FlowCtrl | HVAC | VentAirDist | rDXGF | No | NA | None |  |  | Deem-WP | Fan Delay Controller for Air Conditioner, MFm, CZ16 | SWHC029-AOE-Res-MFm-CZ16-Any-Each-HV-ResAC-HV-ResAC-Any-Res-Default>2-Def-GSIA-DEER:HVAC_Eff_AC-Annual-Any-rDXGF-HVAC-VentAirDist-dxAC_equip-FlowCtrl-None-Standard-Deem-WP-None-DnDeemed-ExAnte2020
SWHC029 | Fan Controller for Air Conditioner, Residential | A | No Fan Delay Controller for Air Conditioner, SFm, CZ01 |  | Fan Delay Controller for Air Conditioner, SFm, CZ01 | AOE | SFm | Any | CZ01 | Each | Res | Any | Any | 0 | 0 | 0 | 0 | 0 | 0 | 0 | 0 | 128 | 78 | 50 | 0 | 0 | 0 | None | HV-ResAC | HV-ResAC | 5 | 0 | 0 | 0 | 0 | 0 | 0 | 0 | 0 | 0 | 0 | DnDeemDI | Res-Default>2 | 0.55 | 0.55 |  | 0.55 | Def-GSIA | 1 | DEER:HVAC_Eff_AC | Annual |  |  |  |  | Standard | FALSE | ExAnte2020 | 0 | dxAC_equip | FlowCtrl | HVAC | VentAirDist | rDXGF | No | NA | None |  |  | Deem-WP | Fan Delay Controller for Air Conditioner, SFm, CZ01 | SWHC029-AOE-Res-SFm-CZ01-Any-Each-HV-ResAC-HV-ResAC-Any-Res-Default>2-Def-GSIA-DEER:HVAC_Eff_AC-Annual-Any-rDXGF-HVAC-VentAirDist-dxAC_equip-FlowCtrl-None-Standard-Deem-WP-None-DnDeemDI-ExAnte2020
SWHC029 | Fan Controller for Air Conditioner, Residential | A | No Fan Delay Controller for Air Conditioner, SFm, CZ01 |  | Fan Delay Controller for Air Conditioner, SFm, CZ01 | AOE | SFm | Any | CZ01 | Each | Res | Any | Any | 0 | 0 | 0 | 0 | 0 | 0 | 0 | 0 | 128 | 78 | 50 | 0 | 0 | 0 | None | HV-ResAC | HV-ResAC | 5 | 0 | 0 | 0 | 0 | 0 | 0 | 0 | 0 | 0 | 0 | DnDeemed | Res-Default>2 | 0.55 | 0.55 |  | 0.55 | Def-GSIA | 1 | DEER:HVAC_Eff_AC | Annual |  |  |  |  | Standard | FALSE | ExAnte2020 | 0 | dxAC_equip | FlowCtrl | HVAC | VentAirDist | rDXGF | No | NA | None |  |  | Deem-WP | Fan Delay Controller for Air Conditioner, SFm, CZ01 | SWHC029-AOE-Res-SFm-CZ01-Any-Each-HV-ResAC-HV-ResAC-Any-Res-Default>2-Def-GSIA-DEER:HVAC_Eff_AC-Annual-Any-rDXGF-HVAC-VentAirDist-dxAC_equip-FlowCtrl-None-Standard-Deem-WP-None-DnDeemed-ExAnte2020
SWHC029 | Fan Controller for Air Conditioner, Residential | A | No Fan Delay Controller for Air Conditioner, SFm, CZ02 |  | Fan Delay Controller for Air Conditioner, SFm, CZ02 | AOE | SFm | Any | CZ02 | Each | Res | Any | Any | 0.1222 | 25.31 | 0 | 0 | 0 | 0 | 0 | 0 | 128 | 78 | 50 | 0 | 0 | 0 | None | HV-ResAC | HV-ResAC | 5 | 0 | 0.1222 | 25.31 | 0 | 0 | 0 | 0 | 0 | 0 | 0 | DnDeemDI | Res-Default>2 | 0.55 | 0.55 |  | 0.55 | Def-GSIA | 1 | DEER:HVAC_Eff_AC | Annual |  |  |  |  | Standard | FALSE | ExAnte2020 | 0 | dxAC_equip | FlowCtrl | HVAC | VentAirDist | rDXGF | No | NA | None |  |  | Deem-WP | Fan Delay Controller for Air Conditioner, SFm, CZ02 | SWHC029-AOE-Res-SFm-CZ02-Any-Each-HV-ResAC-HV-ResAC-Any-Res-Default>2-Def-GSIA-DEER:HVAC_Eff_AC-Annual-Any-rDXGF-HVAC-VentAirDist-dxAC_equip-FlowCtrl-None-Standard-Deem-WP-None-DnDeemDI-ExAnte2020
SWHC029 | Fan Controller for Air Conditioner, Residential | A | No Fan Delay Controller for Air Conditioner, SFm, CZ02 |  | Fan Delay Controller for Air Conditioner, SFm, CZ02 | AOE | SFm | Any | CZ02 | Each | Res | Any | Any | 0.1222 | 25.31 | 0 | 0 | 0 | 0 | 0 | 0 | 128 | 78 | 50 | 0 | 0 | 0 | None | HV-ResAC | HV-ResAC | 5 | 0 | 0.1222 | 25.31 | 0 | 0 | 0 | 0 | 0 | 0 | 0 | DnDeemed | Res-Default>2 | 0.55 | 0.55 |  | 0.55 | Def-GSIA | 1 | DEER:HVAC_Eff_AC | Annual |  |  |  |  | Standard | FALSE | ExAnte2020 | 0 | dxAC_equip | FlowCtrl | HVAC | VentAirDist | rDXGF | No | NA | None |  |  | Deem-WP | Fan Delay Controller for Air Conditioner, SFm, CZ02 | SWHC029-AOE-Res-SFm-CZ02-Any-Each-HV-ResAC-HV-ResAC-Any-Res-Default>2-Def-GSIA-DEER:HVAC_Eff_AC-Annual-Any-rDXGF-HVAC-VentAirDist-dxAC_equip-FlowCtrl-None-Standard-Deem-WP-None-DnDeemed-ExAnte2020
SWHC029 | Fan Controller for Air Conditioner, Residential | A | No Fan Delay Controller for Air Conditioner, SFm, CZ03 |  | Fan Delay Controller for Air Conditioner, SFm, CZ03 | AOE | SFm | Any | CZ03 | Each | Res | Any | Any | 0.1365 | 28.81 | 0 | 0 | 0 | 0 | 0 | 0 | 128 | 78 | 50 | 0 | 0 | 0 | None | HV-ResAC | HV-ResAC | 5 | 0 | 0.1365 | 28.81 | 0 | 0 | 0 | 0 | 0 | 0 | 0 | DnDeemDI | Res-Default>2 | 0.55 | 0.55 |  | 0.55 | Def-GSIA | 1 | DEER:HVAC_Eff_AC | Annual |  |  |  |  | Standard | FALSE | ExAnte2020 | 0 | dxAC_equip | FlowCtrl | HVAC | VentAirDist | rDXGF | No | NA | None |  |  | Deem-WP | Fan Delay Controller for Air Conditioner, SFm, CZ03 | SWHC029-AOE-Res-SFm-CZ03-Any-Each-HV-ResAC-HV-ResAC-Any-Res-Default>2-Def-GSIA-DEER:HVAC_Eff_AC-Annual-Any-rDXGF-HVAC-VentAirDist-dxAC_equip-FlowCtrl-None-Standard-Deem-WP-None-DnDeemDI-ExAnte2020
SWHC029 | Fan Controller for Air Conditioner, Residential | A | No Fan Delay Controller for Air Conditioner, SFm, CZ03 |  | Fan Delay Controller for Air Conditioner, SFm, CZ03 | AOE | SFm | Any | CZ03 | Each | Res | Any | Any | 0.1365 | 28.81 | 0 | 0 | 0 | 0 | 0 | 0 | 128 | 78 | 50 | 0 | 0 | 0 | None | HV-ResAC | HV-ResAC | 5 | 0 | 0.1365 | 28.81 | 0 | 0 | 0 | 0 | 0 | 0 | 0 | DnDeemed | Res-Default>2 | 0.55 | 0.55 |  | 0.55 | Def-GSIA | 1 | DEER:HVAC_Eff_AC | Annual |  |  |  |  | Standard | FALSE | ExAnte2020 | 0 | dxAC_equip | FlowCtrl | HVAC | VentAirDist | rDXGF | No | NA | None |  |  | Deem-WP | Fan Delay Controller for Air Conditioner, SFm, CZ03 | SWHC029-AOE-Res-SFm-CZ03-Any-Each-HV-ResAC-HV-ResAC-Any-Res-Default>2-Def-GSIA-DEER:HVAC_Eff_AC-Annual-Any-rDXGF-HVAC-VentAirDist-dxAC_equip-FlowCtrl-None-Standard-Deem-WP-None-DnDeemed-ExAnte2020
SWHC029 | Fan Controller for Air Conditioner, Residential | A | No Fan Delay Controller for Air Conditioner, SFm, CZ04 |  | Fan Delay Controller for Air Conditioner, SFm, CZ04 | AOE | SFm | Any | CZ04 | Each | Res | Any | Any | 0.1871 | 43.87 | 0 | 0 | 0 | 0 | 0 | 0 | 128 | 78 | 50 | 0 | 0 | 0 | None | HV-ResAC | HV-ResAC | 5 | 0 | 0.1871 | 43.87 | 0 | 0 | 0 | 0 | 0 | 0 | 0 | DnDeemDI | Res-Default>2 | 0.55 | 0.55 |  | 0.55 | Def-GSIA | 1 | DEER:HVAC_Eff_AC | Annual |  |  |  |  | Standard | FALSE | ExAnte2020 | 0 | dxAC_equip | FlowCtrl | HVAC | VentAirDist | rDXGF | No | NA | None |  |  | Deem-WP | Fan Delay Controller for Air Conditioner, SFm, CZ04 | SWHC029-AOE-Res-SFm-CZ04-Any-Each-HV-ResAC-HV-ResAC-Any-Res-Default>2-Def-GSIA-DEER:HVAC_Eff_AC-Annual-Any-rDXGF-HVAC-VentAirDist-dxAC_equip-FlowCtrl-None-Standard-Deem-WP-None-DnDeemDI-ExAnte2020
SWHC029 | Fan Controller for Air Conditioner, Residential | A | No Fan Delay Controller for Air Conditioner, SFm, CZ04 |  | Fan Delay Controller for Air Conditioner, SFm, CZ04 | AOE | SFm | Any | CZ04 | Each | Res | Any | Any | 0.1871 | 43.87 | 0 | 0 | 0 | 0 | 0 | 0 | 128 | 78 | 50 | 0 | 0 | 0 | None | HV-ResAC | HV-ResAC | 5 | 0 | 0.1871 | 43.87 | 0 | 0 | 0 | 0 | 0 | 0 | 0 | DnDeemed | Res-Default>2 | 0.55 | 0.55 |  | 0.55 | Def-GSIA | 1 | DEER:HVAC_Eff_AC | Annual |  |  |  |  | Standard | FALSE | ExAnte2020 | 0 | dxAC_equip | FlowCtrl | HVAC | VentAirDist | rDXGF | No | NA | None |  |  | Deem-WP | Fan Delay Controller for Air Conditioner, SFm, CZ04 | SWHC029-AOE-Res-SFm-CZ04-Any-Each-HV-ResAC-HV-ResAC-Any-Res-Default>2-Def-GSIA-DEER:HVAC_Eff_AC-Annual-Any-rDXGF-HVAC-VentAirDist-dxAC_equip-FlowCtrl-None-Standard-Deem-WP-None-DnDeemed-ExAnte2020
SWHC029 | Fan Controller for Air Conditioner, Residential | A | No Fan Delay Controller for Air Conditioner, SFm, CZ05 |  | Fan Delay Controller for Air Conditioner, SFm, CZ05 | AOE | SFm | Any | CZ05 | Each | Res | Any | Any | 0.1309 | 15.22 | 0 | 0 | 0 | 0 | 0 | 0 | 128 | 78 | 50 | 0 | 0 | 0 | None | HV-ResAC | HV-ResAC | 5 | 0 | 0.1309 | 15.22 | 0 | 0 | 0 | 0 | 0 | 0 | 0 | DnDeemDI | Res-Default>2 | 0.55 | 0.55 |  | 0.55 | Def-GSIA | 1 | DEER:HVAC_Eff_AC | Annual |  |  |  |  | Standard | FALSE | ExAnte2020 | 0 | dxAC_equip | FlowCtrl | HVAC | VentAirDist | rDXGF | No | NA | None |  |  | Deem-WP | Fan Delay Controller for Air Conditioner, SFm, CZ05 | SWHC029-AOE-Res-SFm-CZ05-Any-Each-HV-ResAC-HV-ResAC-Any-Res-Default>2-Def-GSIA-DEER:HVAC_Eff_AC-Annual-Any-rDXGF-HVAC-VentAirDist-dxAC_equip-FlowCtrl-None-Standard-Deem-WP-None-DnDeemDI-ExAnte2020
SWHC029 | Fan Controller for Air Conditioner, Residential | A | No Fan Delay Controller for Air Conditioner, SFm, CZ05 |  | Fan Delay Controller for Air Conditioner, SFm, CZ05 | AOE | SFm | Any | CZ05 | Each | Res | Any | Any | 0.1309 | 15.22 | 0 | 0 | 0 | 0 | 0 | 0 | 128 | 78 | 50 | 0 | 0 | 0 | None | HV-ResAC | HV-ResAC | 5 | 0 | 0.1309 | 15.22 | 0 | 0 | 0 | 0 | 0 | 0 | 0 | DnDeemed | Res-Default>2 | 0.55 | 0.55 |  | 0.55 | Def-GSIA | 1 | DEER:HVAC_Eff_AC | Annual |  |  |  |  | Standard | FALSE | ExAnte2020 | 0 | dxAC_equip | FlowCtrl | HVAC | VentAirDist | rDXGF | No | NA | None |  |  | Deem-WP | Fan Delay Controller for Air Conditioner, SFm, CZ05 | SWHC029-AOE-Res-SFm-CZ05-Any-Each-HV-ResAC-HV-ResAC-Any-Res-Default>2-Def-GSIA-DEER:HVAC_Eff_AC-Annual-Any-rDXGF-HVAC-VentAirDist-dxAC_equip-FlowCtrl-None-Standard-Deem-WP-None-DnDeemed-ExAnte2020
SWHC029 | Fan Controller for Air Conditioner, Residential | A | No Fan Delay Controller for Air Conditioner, SFm, CZ06 |  | Fan Delay Controller for Air Conditioner, SFm, CZ06 | AOE | SFm | Any | CZ06 | Each | Res | Any | Any | 0.2415 | 33.53 | 0 | 0 | 0 | 0 | 0 | 0 | 128 | 78 | 50 | 0 | 0 | 0 | None | HV-ResAC | HV-ResAC | 5 | 0 | 0.2415 | 33.53 | 0 | 0 | 0 | 0 | 0 | 0 | 0 | DnDeemDI | Res-Default>2 | 0.55 | 0.55 |  | 0.55 | Def-GSIA | 1 | DEER:HVAC_Eff_AC | Annual |  |  |  |  | Standard | FALSE | ExAnte2020 | 0 | dxAC_equip | FlowCtrl | HVAC | VentAirDist | rDXGF | No | NA | None |  |  | Deem-WP | Fan Delay Controller for Air Conditioner, SFm, CZ06 | SWHC029-AOE-Res-SFm-CZ06-Any-Each-HV-ResAC-HV-ResAC-Any-Res-Default>2-Def-GSIA-DEER:HVAC_Eff_AC-Annual-Any-rDXGF-HVAC-VentAirDist-dxAC_equip-FlowCtrl-None-Standard-Deem-WP-None-DnDeemDI-ExAnte2020
SWHC029 | Fan Controller for Air Conditioner, Residential | A | No Fan Delay Controller for Air Conditioner, SFm, CZ06 |  | Fan Delay Controller for Air Conditioner, SFm, CZ06 | AOE | SFm | Any | CZ06 | Each | Res | Any | Any | 0.2415 | 33.53 | 0 | 0 | 0 | 0 | 0 | 0 | 128 | 78 | 50 | 0 | 0 | 0 | None | HV-ResAC | HV-ResAC | 5 | 0 | 0.2415 | 33.53 | 0 | 0 | 0 | 0 | 0 | 0 | 0 | DnDeemed | Res-Default>2 | 0.55 | 0.55 |  | 0.55 | Def-GSIA | 1 | DEER:HVAC_Eff_AC | Annual |  |  |  |  | Standard | FALSE | ExAnte2020 | 0 | dxAC_equip | FlowCtrl | HVAC | VentAirDist | rDXGF | No | NA | None |  |  | Deem-WP | Fan Delay Controller for Air Conditioner, SFm, CZ06 | SWHC029-AOE-Res-SFm-CZ06-Any-Each-HV-ResAC-HV-ResAC-Any-Res-Default>2-Def-GSIA-DEER:HVAC_Eff_AC-Annual-Any-rDXGF-HVAC-VentAirDist-dxAC_equip-FlowCtrl-None-Standard-Deem-WP-None-DnDeemed-ExAnte2020
SWHC029 | Fan Controller for Air Conditioner, Residential | A | No Fan Delay Controller for Air Conditioner, SFm, CZ07 |  | Fan Delay Controller for Air Conditioner, SFm, CZ07 | AOE | SFm | Any | CZ07 | Each | Res | Any | Any | 0.1435 | 95.44 | 0 | 0 | 0 | 0 | 0 | 0 | 128 | 78 | 50 | 0 | 0 | 0 | None | HV-ResAC | HV-ResAC | 5 | 0 | 0.1435 | 95.44 | 0 | 0 | 0 | 0 | 0 | 0 | 0 | DnDeemDI | Res-Default>2 | 0.55 | 0.55 |  | 0.55 | Def-GSIA | 1 | DEER:HVAC_Eff_AC | Annual |  |  |  |  | Standard | FALSE | ExAnte2020 | 0 | dxAC_equip | FlowCtrl | HVAC | VentAirDist | rDXGF | No | NA | None |  |  | Deem-WP | Fan Delay Controller for Air Conditioner, SFm, CZ07 | SWHC029-AOE-Res-SFm-CZ07-Any-Each-HV-ResAC-HV-ResAC-Any-Res-Default>2-Def-GSIA-DEER:HVAC_Eff_AC-Annual-Any-rDXGF-HVAC-VentAirDist-dxAC_equip-FlowCtrl-None-Standard-Deem-WP-None-DnDeemDI-ExAnte2020
SWHC029 | Fan Controller for Air Conditioner, Residential | A | No Fan Delay Controller for Air Conditioner, SFm, CZ07 |  | Fan Delay Controller for Air Conditioner, SFm, CZ07 | AOE | SFm | Any | CZ07 | Each | Res | Any | Any | 0.1435 | 95.44 | 0 | 0 | 0 | 0 | 0 | 0 | 128 | 78 | 50 | 0 | 0 | 0 | None | HV-ResAC | HV-ResAC | 5 | 0 | 0.1435 | 95.44 | 0 | 0 | 0 | 0 | 0 | 0 | 0 | DnDeemed | Res-Default>2 | 0.55 | 0.55 |  | 0.55 | Def-GSIA | 1 | DEER:HVAC_Eff_AC | Annual |  |  |  |  | Standard | FALSE | ExAnte2020 | 0 | dxAC_equip | FlowCtrl | HVAC | VentAirDist | rDXGF | No | NA | None |  |  | Deem-WP | Fan Delay Controller for Air Conditioner, SFm, CZ07 | SWHC029-AOE-Res-SFm-CZ07-Any-Each-HV-ResAC-HV-ResAC-Any-Res-Default>2-Def-GSIA-DEER:HVAC_Eff_AC-Annual-Any-rDXGF-HVAC-VentAirDist-dxAC_equip-FlowCtrl-None-Standard-Deem-WP-None-DnDeemed-ExAnte2020
SWHC029 | Fan Controller for Air Conditioner, Residential | A | No Fan Delay Controller for Air Conditioner, SFm, CZ08 |  | Fan Delay Controller for Air Conditioner, SFm, CZ08 | AOE | SFm | Any | CZ08 | Each | Res | Any | Any | 0.1721 | 186.74 | 0 | 0 | 0 | 0 | 0 | 0 | 128 | 78 | 50 | 0 | 0 | 0 | None | HV-ResAC | HV-ResAC | 5 | 0 | 0.1721 | 186.74 | 0 | 0 | 0 | 0 | 0 | 0 | 0 | DnDeemDI | Res-Default>2 | 0.55 | 0.55 |  | 0.55 | Def-GSIA | 1 | DEER:HVAC_Eff_AC | Annual |  |  |  |  | Standard | FALSE | ExAnte2020 | 0 | dxAC_equip | FlowCtrl | HVAC | VentAirDist | rDXGF | No | NA | None |  |  | Deem-WP | Fan Delay Controller for Air Conditioner, SFm, CZ08 | SWHC029-AOE-Res-SFm-CZ08-Any-Each-HV-ResAC-HV-ResAC-Any-Res-Default>2-Def-GSIA-DEER:HVAC_Eff_AC-Annual-Any-rDXGF-HVAC-VentAirDist-dxAC_equip-FlowCtrl-None-Standard-Deem-WP-None-DnDeemDI-ExAnte2020
SWHC029 | Fan Controller for Air Conditioner, Residential | A | No Fan Delay Controller for Air Conditioner, SFm, CZ08 |  | Fan Delay Controller for Air Conditioner, SFm, CZ08 | AOE | SFm | Any | CZ08 | Each | Res | Any | Any | 0.1721 | 186.74 | 0 | 0 | 0 | 0 | 0 | 0 | 128 | 78 | 50 | 0 | 0 | 0 | None | HV-ResAC | HV-ResAC | 5 | 0 | 0.1721 | 186.74 | 0 | 0 | 0 | 0 | 0 | 0 | 0 | DnDeemed | Res-Default>2 | 0.55 | 0.55 |  | 0.55 | Def-GSIA | 1 | DEER:HVAC_Eff_AC | Annual |  |  |  |  | Standard | FALSE | ExAnte2020 | 0 | dxAC_equip | FlowCtrl | HVAC | VentAirDist | rDXGF | No | NA | None |  |  | Deem-WP | Fan Delay Controller for Air Conditioner, SFm, CZ08 | SWHC029-AOE-Res-SFm-CZ08-Any-Each-HV-ResAC-HV-ResAC-Any-Res-Default>2-Def-GSIA-DEER:HVAC_Eff_AC-Annual-Any-rDXGF-HVAC-VentAirDist-dxAC_equip-FlowCtrl-None-Standard-Deem-WP-None-DnDeemed-ExAnte2020
SWHC029 | Fan Controller for Air Conditioner, Residential | A | No Fan Delay Controller for Air Conditioner, SFm, CZ09 |  | Fan Delay Controller for Air Conditioner, SFm, CZ09 | AOE | SFm | Any | CZ09 | Each | Res | Any | Any | 0.0663 | 128.58 | 0 | 0 | 0 | 0 | 0 | 0 | 128 | 78 | 50 | 0 | 0 | 0 | None | HV-ResAC | HV-ResAC | 5 | 0 | 0.0663 | 128.58 | 0 | 0 | 0 | 0 | 0 | 0 | 0 | DnDeemDI | Res-Default>2 | 0.55 | 0.55 |  | 0.55 | Def-GSIA | 1 | DEER:HVAC_Eff_AC | Annual |  |  |  |  | Standard | FALSE | ExAnte2020 | 0 | dxAC_equip | FlowCtrl | HVAC | VentAirDist | rDXGF | No | NA | None |  |  | Deem-WP | Fan Delay Controller for Air Conditioner, SFm, CZ09 | SWHC029-AOE-Res-SFm-CZ09-Any-Each-HV-ResAC-HV-ResAC-Any-Res-Default>2-Def-GSIA-DEER:HVAC_Eff_AC-Annual-Any-rDXGF-HVAC-VentAirDist-dxAC_equip-FlowCtrl-None-Standard-Deem-WP-None-DnDeemDI-ExAnte2020
SWHC029 | Fan Controller for Air Conditioner, Residential | A | No Fan Delay Controller for Air Conditioner, SFm, CZ09 |  | Fan Delay Controller for Air Conditioner, SFm, CZ09 | AOE | SFm | Any | CZ09 | Each | Res | Any | Any | 0.0663 | 128.58 | 0 | 0 | 0 | 0 | 0 | 0 | 128 | 78 | 50 | 0 | 0 | 0 | None | HV-ResAC | HV-ResAC | 5 | 0 | 0.0663 | 128.58 | 0 | 0 | 0 | 0 | 0 | 0 | 0 | DnDeemed | Res-Default>2 | 0.55 | 0.55 |  | 0.55 | Def-GSIA | 1 | DEER:HVAC_Eff_AC | Annual |  |  |  |  | Standard | FALSE | ExAnte2020 | 0 | dxAC_equip | FlowCtrl | HVAC | VentAirDist | rDXGF | No | NA | None |  |  | Deem-WP | Fan Delay Controller for Air Conditioner, SFm, CZ09 | SWHC029-AOE-Res-SFm-CZ09-Any-Each-HV-ResAC-HV-ResAC-Any-Res-Default>2-Def-GSIA-DEER:HVAC_Eff_AC-Annual-Any-rDXGF-HVAC-VentAirDist-dxAC_equip-FlowCtrl-None-Standard-Deem-WP-None-DnDeemed-ExAnte2020
SWHC029 | Fan Controller for Air Conditioner, Residential | A | No Fan Delay Controller for Air Conditioner, SFm, CZ10 |  | Fan Delay Controller for Air Conditioner, SFm, CZ10 | AOE | SFm | Any | CZ10 | Each | Res | Any | Any | 0.0471 | 280.41 | 0 | 0 | 0 | 0 | 0 | 0 | 128 | 78 | 50 | 0 | 0 | 0 | None | HV-ResAC | HV-ResAC | 5 | 0 | 0.0471 | 280.41 | 0 | 0 | 0 | 0 | 0 | 0 | 0 | DnDeemDI | Res-Default>2 | 0.55 | 0.55 |  | 0.55 | Def-GSIA | 1 | DEER:HVAC_Eff_AC | Annual |  |  |  |  | Standard | FALSE | ExAnte2020 | 0 | dxAC_equip | FlowCtrl | HVAC | VentAirDist | rDXGF | No | NA | None |  |  | Deem-WP | Fan Delay Controller for Air Conditioner, SFm, CZ10 | SWHC029-AOE-Res-SFm-CZ10-Any-Each-HV-ResAC-HV-ResAC-Any-Res-Default>2-Def-GSIA-DEER:HVAC_Eff_AC-Annual-Any-rDXGF-HVAC-VentAirDist-dxAC_equip-FlowCtrl-None-Standard-Deem-WP-None-DnDeemDI-ExAnte2020
SWHC029 | Fan Controller for Air Conditioner, Residential | A | No Fan Delay Controller for Air Conditioner, SFm, CZ10 |  | Fan Delay Controller for Air Conditioner, SFm, CZ10 | AOE | SFm | Any | CZ10 | Each | Res | Any | Any | 0.0471 | 280.41 | 0 | 0 | 0 | 0 | 0 | 0 | 128 | 78 | 50 | 0 | 0 | 0 | None | HV-ResAC | HV-ResAC | 5 | 0 | 0.0471 | 280.41 | 0 | 0 | 0 | 0 | 0 | 0 | 0 | DnDeemed | Res-Default>2 | 0.55 | 0.55 |  | 0.55 | Def-GSIA | 1 | DEER:HVAC_Eff_AC | Annual |  |  |  |  | Standard | FALSE | ExAnte2020 | 0 | dxAC_equip | FlowCtrl | HVAC | VentAirDist | rDXGF | No | NA | None |  |  | Deem-WP | Fan Delay Controller for Air Conditioner, SFm, CZ10 | SWHC029-AOE-Res-SFm-CZ10-Any-Each-HV-ResAC-HV-ResAC-Any-Res-Default>2-Def-GSIA-DEER:HVAC_Eff_AC-Annual-Any-rDXGF-HVAC-VentAirDist-dxAC_equip-FlowCtrl-None-Standard-Deem-WP-None-DnDeemed-ExAnte2020
SWHC029 | Fan Controller for Air Conditioner, Residential | A | No Fan Delay Controller for Air Conditioner, SFm, CZ11 |  | Fan Delay Controller for Air Conditioner, SFm, CZ11 | AOE | SFm | Any | CZ11 | Each | Res | Any | Any | 0.1695 | 314.78 | 0 | 0 | 0 | 0 | 0 | 0 | 128 | 78 | 50 | 0 | 0 | 0 | None | HV-ResAC | HV-ResAC | 5 | 0 | 0.1695 | 314.78 | 0 | 0 | 0 | 0 | 0 | 0 | 0 | DnDeemDI | Res-Default>2 | 0.55 | 0.55 |  | 0.55 | Def-GSIA | 1 | DEER:HVAC_Eff_AC | Annual |  |  |  |  | Standard | FALSE | ExAnte2020 | 0 | dxAC_equip | FlowCtrl | HVAC | VentAirDist | rDXGF | No | NA | None |  |  | Deem-WP | Fan Delay Controller for Air Conditioner, SFm, CZ11 | SWHC029-AOE-Res-SFm-CZ11-Any-Each-HV-ResAC-HV-ResAC-Any-Res-Default>2-Def-GSIA-DEER:HVAC_Eff_AC-Annual-Any-rDXGF-HVAC-VentAirDist-dxAC_equip-FlowCtrl-None-Standard-Deem-WP-None-DnDeemDI-ExAnte2020
SWHC029 | Fan Controller for Air Conditioner, Residential | A | No Fan Delay Controller for Air Conditioner, SFm, CZ11 |  | Fan Delay Controller for Air Conditioner, SFm, CZ11 | AOE | SFm | Any | CZ11 | Each | Res | Any | Any | 0.1695 | 314.78 | 0 | 0 | 0 | 0 | 0 | 0 | 128 | 78 | 50 | 0 | 0 | 0 | None | HV-ResAC | HV-ResAC | 5 | 0 | 0.1695 | 314.78 | 0 | 0 | 0 | 0 | 0 | 0 | 0 | DnDeemed | Res-Default>2 | 0.55 | 0.55 |  | 0.55 | Def-GSIA | 1 | DEER:HVAC_Eff_AC | Annual |  |  |  |  | Standard | FALSE | ExAnte2020 | 0 | dxAC_equip | FlowCtrl | HVAC | VentAirDist | rDXGF | No | NA | None |  |  | Deem-WP | Fan Delay Controller for Air Conditioner, SFm, CZ11 | SWHC029-AOE-Res-SFm-CZ11-Any-Each-HV-ResAC-HV-ResAC-Any-Res-Default>2-Def-GSIA-DEER:HVAC_Eff_AC-Annual-Any-rDXGF-HVAC-VentAirDist-dxAC_equip-FlowCtrl-None-Standard-Deem-WP-None-DnDeemed-ExAnte2020
SWHC029 | Fan Controller for Air Conditioner, Residential | A | No Fan Delay Controller for Air Conditioner, SFm, CZ12 |  | Fan Delay Controller for Air Conditioner, SFm, CZ12 | AOE | SFm | Any | CZ12 | Each | Res | Any | Any | 0.1411 | 125.83 | 0 | 0 | 0 | 0 | 0 | 0 | 128 | 78 | 50 | 0 | 0 | 0 | None | HV-ResAC | HV-ResAC | 5 | 0 | 0.1411 | 125.83 | 0 | 0 | 0 | 0 | 0 | 0 | 0 | DnDeemDI | Res-Default>2 | 0.55 | 0.55 |  | 0.55 | Def-GSIA | 1 | DEER:HVAC_Eff_AC | Annual |  |  |  |  | Standard | FALSE | ExAnte2020 | 0 | dxAC_equip | FlowCtrl | HVAC | VentAirDist | rDXGF | No | NA | None |  |  | Deem-WP | Fan Delay Controller for Air Conditioner, SFm, CZ12 | SWHC029-AOE-Res-SFm-CZ12-Any-Each-HV-ResAC-HV-ResAC-Any-Res-Default>2-Def-GSIA-DEER:HVAC_Eff_AC-Annual-Any-rDXGF-HVAC-VentAirDist-dxAC_equip-FlowCtrl-None-Standard-Deem-WP-None-DnDeemDI-ExAnte2020
SWHC029 | Fan Controller for Air Conditioner, Residential | A | No Fan Delay Controller for Air Conditioner, SFm, CZ12 |  | Fan Delay Controller for Air Conditioner, SFm, CZ12 | AOE | SFm | Any | CZ12 | Each | Res | Any | Any | 0.1411 | 125.83 | 0 | 0 | 0 | 0 | 0 | 0 | 128 | 78 | 50 | 0 | 0 | 0 | None | HV-ResAC | HV-ResAC | 5 | 0 | 0.1411 | 125.83 | 0 | 0 | 0 | 0 | 0 | 0 | 0 | DnDeemed | Res-Default>2 | 0.55 | 0.55 |  | 0.55 | Def-GSIA | 1 | DEER:HVAC_Eff_AC | Annual |  |  |  |  | Standard | FALSE | ExAnte2020 | 0 | dxAC_equip | FlowCtrl | HVAC | VentAirDist | rDXGF | No | NA | None |  |  | Deem-WP | Fan Delay Controller for Air Conditioner, SFm, CZ12 | SWHC029-AOE-Res-SFm-CZ12-Any-Each-HV-ResAC-HV-ResAC-Any-Res-Default>2-Def-GSIA-DEER:HVAC_Eff_AC-Annual-Any-rDXGF-HVAC-VentAirDist-dxAC_equip-FlowCtrl-None-Standard-Deem-WP-None-DnDeemed-ExAnte2020
SWHC029 | Fan Controller for Air Conditioner, Residential | A | No Fan Delay Controller for Air Conditioner, SFm, CZ13 |  | Fan Delay Controller for Air Conditioner, SFm, CZ13 | AOE | SFm | Any | CZ13 | Each | Res | Any | Any | 0.1707 | 295.85 | 0 | 0 | 0 | 0 | 0 | 0 | 128 | 78 | 50 | 0 | 0 | 0 | None | HV-ResAC | HV-ResAC | 5 | 0 | 0.1707 | 295.85 | 0 | 0 | 0 | 0 | 0 | 0 | 0 | DnDeemDI | Res-Default>2 | 0.55 | 0.55 |  | 0.55 | Def-GSIA | 1 | DEER:HVAC_Eff_AC | Annual |  |  |  |  | Standard | FALSE | ExAnte2020 | 0 | dxAC_equip | FlowCtrl | HVAC | VentAirDist | rDXGF | No | NA | None |  |  | Deem-WP | Fan Delay Controller for Air Conditioner, SFm, CZ13 | SWHC029-AOE-Res-SFm-CZ13-Any-Each-HV-ResAC-HV-ResAC-Any-Res-Default>2-Def-GSIA-DEER:HVAC_Eff_AC-Annual-Any-rDXGF-HVAC-VentAirDist-dxAC_equip-FlowCtrl-None-Standard-Deem-WP-None-DnDeemDI-ExAnte2020
SWHC029 | Fan Controller for Air Conditioner, Residential | A | No Fan Delay Controller for Air Conditioner, SFm, CZ13 |  | Fan Delay Controller for Air Conditioner, SFm, CZ13 | AOE | SFm | Any | CZ13 | Each | Res | Any | Any | 0.1707 | 295.85 | 0 | 0 | 0 | 0 | 0 | 0 | 128 | 78 | 50 | 0 | 0 | 0 | None | HV-ResAC | HV-ResAC | 5 | 0 | 0.1707 | 295.85 | 0 | 0 | 0 | 0 | 0 | 0 | 0 | DnDeemed | Res-Default>2 | 0.55 | 0.55 |  | 0.55 | Def-GSIA | 1 | DEER:HVAC_Eff_AC | Annual |  |  |  |  | Standard | FALSE | ExAnte2020 | 0 | dxAC_equip | FlowCtrl | HVAC | VentAirDist | rDXGF | No | NA | None |  |  | Deem-WP | Fan Delay Controller for Air Conditioner, SFm, CZ13 | SWHC029-AOE-Res-SFm-CZ13-Any-Each-HV-ResAC-HV-ResAC-Any-Res-Default>2-Def-GSIA-DEER:HVAC_Eff_AC-Annual-Any-rDXGF-HVAC-VentAirDist-dxAC_equip-FlowCtrl-None-Standard-Deem-WP-None-DnDeemed-ExAnte2020
SWHC029 | Fan Controller for Air Conditioner, Residential | A | No Fan Delay Controller for Air Conditioner, SFm, CZ14 |  | Fan Delay Controller for Air Conditioner, SFm, CZ14 | AOE | SFm | Any | CZ14 | Each | Res | Any | Any | 0.0654 | 540.63 | 0 | 0 | 0 | 0 | 0 | 0 | 128 | 78 | 50 | 0 | 0 | 0 | None | HV-ResAC | HV-ResAC | 5 | 0 | 0.0654 | 540.63 | 0 | 0 | 0 | 0 | 0 | 0 | 0 | DnDeemDI | Res-Default>2 | 0.55 | 0.55 |  | 0.55 | Def-GSIA | 1 | DEER:HVAC_Eff_AC | Annual |  |  |  |  | Standard | FALSE | ExAnte2020 | 0 | dxAC_equip | FlowCtrl | HVAC | VentAirDist | rDXGF | No | NA | None |  |  | Deem-WP | Fan Delay Controller for Air Conditioner, SFm, CZ14 | SWHC029-AOE-Res-SFm-CZ14-Any-Each-HV-ResAC-HV-ResAC-Any-Res-Default>2-Def-GSIA-DEER:HVAC_Eff_AC-Annual-Any-rDXGF-HVAC-VentAirDist-dxAC_equip-FlowCtrl-None-Standard-Deem-WP-None-DnDeemDI-ExAnte2020
SWHC029 | Fan Controller for Air Conditioner, Residential | A | No Fan Delay Controller for Air Conditioner, SFm, CZ14 |  | Fan Delay Controller for Air Conditioner, SFm, CZ14 | AOE | SFm | Any | CZ14 | Each | Res | Any | Any | 0.0654 | 540.63 | 0 | 0 | 0 | 0 | 0 | 0 | 128 | 78 | 50 | 0 | 0 | 0 | None | HV-ResAC | HV-ResAC | 5 | 0 | 0.0654 | 540.63 | 0 | 0 | 0 | 0 | 0 | 0 | 0 | DnDeemed | Res-Default>2 | 0.55 | 0.55 |  | 0.55 | Def-GSIA | 1 | DEER:HVAC_Eff_AC | Annual |  |  |  |  | Standard | FALSE | ExAnte2020 | 0 | dxAC_equip | FlowCtrl | HVAC | VentAirDist | rDXGF | No | NA | None |  |  | Deem-WP | Fan Delay Controller for Air Conditioner, SFm, CZ14 | SWHC029-AOE-Res-SFm-CZ14-Any-Each-HV-ResAC-HV-ResAC-Any-Res-Default>2-Def-GSIA-DEER:HVAC_Eff_AC-Annual-Any-rDXGF-HVAC-VentAirDist-dxAC_equip-FlowCtrl-None-Standard-Deem-WP-None-DnDeemed-ExAnte2020
SWHC029 | Fan Controller for Air Conditioner, Residential | A | No Fan Delay Controller for Air Conditioner, SFm, CZ15 |  | Fan Delay Controller for Air Conditioner, SFm, CZ15 | AOE | SFm | Any | CZ15 | Each | Res | Any | Any | 0.3712 | 918.84 | 0 | 0 | 0 | 0 | 0 | 0 | 128 | 78 | 50 | 0 | 0 | 0 | None | HV-ResAC | HV-ResAC | 5 | 0 | 0.3712 | 918.84 | 0 | 0 | 0 | 0 | 0 | 0 | 0 | DnDeemDI | Res-Default>2 | 0.55 | 0.55 |  | 0.55 | Def-GSIA | 1 | DEER:HVAC_Eff_AC | Annual |  |  |  |  | Standard | FALSE | ExAnte2020 | 0 | dxAC_equip | FlowCtrl | HVAC | VentAirDist | rDXGF | No | NA | None |  |  | Deem-WP | Fan Delay Controller for Air Conditioner, SFm, CZ15 | SWHC029-AOE-Res-SFm-CZ15-Any-Each-HV-ResAC-HV-ResAC-Any-Res-Default>2-Def-GSIA-DEER:HVAC_Eff_AC-Annual-Any-rDXGF-HVAC-VentAirDist-dxAC_equip-FlowCtrl-None-Standard-Deem-WP-None-DnDeemDI-ExAnte2020
SWHC029 | Fan Controller for Air Conditioner, Residential | A | No Fan Delay Controller for Air Conditioner, SFm, CZ15 |  | Fan Delay Controller for Air Conditioner, SFm, CZ15 | AOE | SFm | Any | CZ15 | Each | Res | Any | Any | 0.3712 | 918.84 | 0 | 0 | 0 | 0 | 0 | 0 | 128 | 78 | 50 | 0 | 0 | 0 | None | HV-ResAC | HV-ResAC | 5 | 0 | 0.3712 | 918.84 | 0 | 0 | 0 | 0 | 0 | 0 | 0 | DnDeemed | Res-Default>2 | 0.55 | 0.55 |  | 0.55 | Def-GSIA | 1 | DEER:HVAC_Eff_AC | Annual |  |  |  |  | Standard | FALSE | ExAnte2020 | 0 | dxAC_equip | FlowCtrl | HVAC | VentAirDist | rDXGF | No | NA | None |  |  | Deem-WP | Fan Delay Controller for Air Conditioner, SFm, CZ15 | SWHC029-AOE-Res-SFm-CZ15-Any-Each-HV-ResAC-HV-ResAC-Any-Res-Default>2-Def-GSIA-DEER:HVAC_Eff_AC-Annual-Any-rDXGF-HVAC-VentAirDist-dxAC_equip-FlowCtrl-None-Standard-Deem-WP-None-DnDeemed-ExAnte2020
SWHC029 | Fan Controller for Air Conditioner, Residential | A | No Fan Delay Controller for Air Conditioner, SFm, CZ16 |  | Fan Delay Controller for Air Conditioner, SFm, CZ16 | AOE | SFm | Any | CZ16 | Each | Res | Any | Any | 0.0909 | 18.04 | 0 | 0 | 0 | 0 | 0 | 0 | 128 | 78 | 50 | 0 | 0 | 0 | None | HV-ResAC | HV-ResAC | 5 | 0 | 0.0909 | 18.04 | 0 | 0 | 0 | 0 | 0 | 0 | 0 | DnDeemDI | Res-Default>2 | 0.55 | 0.55 |  | 0.55 | Def-GSIA | 1 | DEER:HVAC_Eff_AC | Annual |  |  |  |  | Standard | FALSE | ExAnte2020 | 0 | dxAC_equip | FlowCtrl | HVAC | VentAirDist | rDXGF | No | NA | None |  |  | Deem-WP | Fan Delay Controller for Air Conditioner, SFm, CZ16 | SWHC029-AOE-Res-SFm-CZ16-Any-Each-HV-ResAC-HV-ResAC-Any-Res-Default>2-Def-GSIA-DEER:HVAC_Eff_AC-Annual-Any-rDXGF-HVAC-VentAirDist-dxAC_equip-FlowCtrl-None-Standard-Deem-WP-None-DnDeemDI-ExAnte2020
SWHC029 | Fan Controller for Air Conditioner, Residential | A | No Fan Delay Controller for Air Conditioner, SFm, CZ16 |  | Fan Delay Controller for Air Conditioner, SFm, CZ16 | AOE | SFm | Any | CZ16 | Each | Res | Any | Any | 0.0909 | 18.04 | 0 | 0 | 0 | 0 | 0 | 0 | 128 | 78 | 50 | 0 | 0 | 0 | None | HV-ResAC | HV-ResAC | 5 | 0 | 0.0909 | 18.04 | 0 | 0 | 0 | 0 | 0 | 0 | 0 | DnDeemed | Res-Default>2 | 0.55 | 0.55 |  | 0.55 | Def-GSIA | 1 | DEER:HVAC_Eff_AC | Annual |  |  |  |  | Standard | FALSE | ExAnte2020 | 0 | dxAC_equip | FlowCtrl | HVAC | VentAirDist | rDXGF | No | NA | None |  |  | Deem-WP | Fan Delay Controller for Air Conditioner, SFm, CZ16 | SWHC029-AOE-Res-SFm-CZ16-Any-Each-HV-ResAC-HV-ResAC-Any-Res-Default>2-Def-GSIA-DEER:HVAC_Eff_AC-Annual-Any-rDXGF-HVAC-VentAirDist-dxAC_equip-FlowCtrl-None-Standard-Deem-WP-None-DnDeemed-ExAnte2020

## permutations
Statewide Measure ID | Measure Name | Offering Id | First Base Case Description | Second Base Case Description | Measure Case Description | Measure Application Type | BldgType | BldgVint | BldgingLoc | NormUnit | Sector | Program Administrator Type |  | First Baseline - Peak Electric Demand Reduction | First Baseline - Electric Savings | First Baseline - Gas Savings | Second Baseline - Peak Electric Demand Reduction | Second Baseline - Electric Savings | Second Baseline - Gas Savings | First Baseline - Labor Cost | First Baseline - Material Cost | First Baseline - Incremental Cost | Measure - Labor Cost | Measure - Material Cost | Second Baseline - Labor Cost | Second Baseline - Material Cost | Second Baseline - Incremental Cost | Locational Cost Adjustment ID | Effective Useful Life ID | Remaining Useful Life ID | First Baseline - Life Cycle | Second Baseline - Life Cycle | First Baseline - UEC kW | First Baseline - UEC kWh | First Baseline - UEC Therm | Second Baseline - UEC kW | Second Baseline - UEC kWh | Second Baseline - UEC Therm | Measure UEC kW | Measure UEC kWh | Measure UEC Therm | Delivery Type | Net to Gross Ratio ID | NTGR kWh | NTG kW | NTG Therms | NTGR Cost | GSIA ID | GSIA Value | Electric Impact Profile ID | Gas Impact Profile ID | Market Effects Benefits | Market Effects Costs | Measure Inflation | Combustion Type | Measure Impact Calculation Type | Upstream Flag (True / False) | Version | Water Savings | Technology Group | Technology Type | Use Category | Use Subcategory | Building HVAC | Is IE factor applied? (Yes / No) | IE Table Name | Measure Qualifier | Energy Impact ID | Measure Cost ID | Measure Impact Type | OfferingDesc | Measure Detail ID
SWHC029 | Fan Controller for Air Conditioner, Residential | A | No Fan Delay Controller for Air Conditioner | 0 | Fan Delay Controller for Air Conditioner | AOE | DMo | Any | CZ01 | Each | Res | Any | #N/A | 0 | 0 | 0 | 0 | 0 | 0 | 0 | 0 | 128 | 78 | 50 | 0 | 0 | 0 | None | HV-ResAC | HV-ResAC | 5 | 0 | 0 | 0 | 0 | 0 | 0 | 0 | 0 | 0 | 0 | DnDeemDI | Res-Default>2 | 0.55 | 0.55 | 0 | 0.55 | Def-GSIA | 1 | DEER:HVAC_Eff_AC | Annual | 0 | 0 | 0 | 0 | Standard | FALSE | ExAnte2020 | 0 | dxAC_equip | FlowCtrl | HVAC | VentAirDist | rDXGF | No | NA | None | 0 | 0 | Deem-WP | Fan Delay Controller for Air Conditioner | SWHC029-AOE-Res-DMo-CZ01-Any-Each-HV-ResAC-HV-ResAC-Any-Res-Default>2-Def-GSIA-DEER:HVAC_Eff_AC-Annual-Any-rDXGF-HVAC-VentAirDist-dxAC_equip-FlowCtrl-None-Standard-Deem-WP-None-DnDeemDI-ExAnte2020
SWHC029 | Fan Controller for Air Conditioner, Residential | A | No Fan Delay Controller for Air Conditioner | 0 | Fan Delay Controller for Air Conditioner | AOE | DMo | Any | CZ01 | Each | Res | Any | #N/A | 0 | 0 | 0 | 0 | 0 | 0 | 0 | 0 | 128 | 78 | 50 | 0 | 0 | 0 | None | HV-ResAC | HV-ResAC | 5 | 0 | 0 | 0 | 0 | 0 | 0 | 0 | 0 | 0 | 0 | DnDeemed | Res-Default>2 | 0.55 | 0.55 | 0 | 0.55 | Def-GSIA | 1 | DEER:HVAC_Eff_AC | Annual | 0 | 0 | 0 | 0 | Standard | FALSE | ExAnte2020 | 0 | dxAC_equip | FlowCtrl | HVAC | VentAirDist | rDXGF | No | NA | None | 0 | 0 | Deem-WP | Fan Delay Controller for Air Conditioner | SWHC029-AOE-Res-DMo-CZ01-Any-Each-HV-ResAC-HV-ResAC-Any-Res-Default>2-Def-GSIA-DEER:HVAC_Eff_AC-Annual-Any-rDXGF-HVAC-VentAirDist-dxAC_equip-FlowCtrl-None-Standard-Deem-WP-None-DnDeemed-ExAnte2020
SWHC029 | Fan Controller for Air Conditioner, Residential | A | No Fan Delay Controller for Air Conditioner, DMo, CZ02 | 0 | Fan Delay Controller for Air Conditioner, DMo, CZ02 | AOE | DMo | Any | CZ02 | Each | Res | Any | #N/A | 0.2775 | 110.41 | 0 | 0 | 0 | 0 | 0 | 0 | 128 | 78 | 50 | 0 | 0 | 0 | None | HV-ResAC | HV-ResAC | 5 | 0 | 0.2775 | 110.41 | 0 | 0 | 0 | 0 | 0 | 0 | 0 | DnDeemDI | Res-Default>2 | 0.55 | 0.55 | 0 | 0.55 | Def-GSIA | 1 | DEER:HVAC_Eff_AC | Annual | 0 | 0 | 0 | 0 | Standard | FALSE | ExAnte2020 | 0 | dxAC_equip | FlowCtrl | HVAC | VentAirDist | rDXGF | No | NA | None | 0 | 0 | Deem-WP | Fan Delay Controller for Air Conditioner, DMo, CZ02 | SWHC029-AOE-Res-DMo-CZ02-Any-Each-HV-ResAC-HV-ResAC-Any-Res-Default>2-Def-GSIA-DEER:HVAC_Eff_AC-Annual-Any-rDXGF-HVAC-VentAirDist-dxAC_equip-FlowCtrl-None-Standard-Deem-WP-None-DnDeemDI-ExAnte2020
SWHC029 | Fan Controller for Air Conditioner, Residential | A | No Fan Delay Controller for Air Conditioner, DMo, CZ02 | 0 | Fan Delay Controller for Air Conditioner, DMo, CZ02 | AOE | DMo | Any | CZ02 | Each | Res | Any | #N/A | 0.2775 | 110.41 | 0 | 0 | 0 | 0 | 0 | 0 | 128 | 78 | 50 | 0 | 0 | 0 | None | HV-ResAC | HV-ResAC | 5 | 0 | 0.2775 | 110.41 | 0 | 0 | 0 | 0 | 0 | 0 | 0 | DnDeemed | Res-Default>2 | 0.55 | 0.55 | 0 | 0.55 | Def-GSIA | 1 | DEER:HVAC_Eff_AC | Annual | 0 | 0 | 0 | 0 | Standard | FALSE | ExAnte2020 | 0 | dxAC_equip | FlowCtrl | HVAC | VentAirDist | rDXGF | No | NA | None | 0 | 0 | Deem-WP | Fan Delay Controller for Air Conditioner, DMo, CZ02 | SWHC029-AOE-Res-DMo-CZ02-Any-Each-HV-ResAC-HV-ResAC-Any-Res-Default>2-Def-GSIA-DEER:HVAC_Eff_AC-Annual-Any-rDXGF-HVAC-VentAirDist-dxAC_equip-FlowCtrl-None-Standard-Deem-WP-None-DnDeemed-ExAnte2020
SWHC029 | Fan Controller for Air Conditioner, Residential | A | No Fan Delay Controller for Air Conditioner, DMo, CZ03 | 0 | Fan Delay Controller for Air Conditioner, DMo, CZ03 | AOE | DMo | Any | CZ03 | Each | Res | Any | #N/A | 0.2282 | 70.43 | 0 | 0 | 0 | 0 | 0 | 0 | 128 | 78 | 50 | 0 | 0 | 0 | None | HV-ResAC | HV-ResAC | 5 | 0 | 0.2282 | 70.43 | 0 | 0 | 0 | 0 | 0 | 0 | 0 | DnDeemDI | Res-Default>2 | 0.55 | 0.55 | 0 | 0.55 | Def-GSIA | 1 | DEER:HVAC_Eff_AC | Annual | 0 | 0 | 0 | 0 | Standard | FALSE | ExAnte2020 | 0 | dxAC_equip | FlowCtrl | HVAC | VentAirDist | rDXGF | No | NA | None | 0 | 0 | Deem-WP | Fan Delay Controller for Air Conditioner, DMo, CZ03 | SWHC029-AOE-Res-DMo-CZ03-Any-Each-HV-ResAC-HV-ResAC-Any-Res-Default>2-Def-GSIA-DEER:HVAC_Eff_AC-Annual-Any-rDXGF-HVAC-VentAirDist-dxAC_equip-FlowCtrl-None-Standard-Deem-WP-None-DnDeemDI-ExAnte2020
SWHC029 | Fan Controller for Air Conditioner, Residential | A | No Fan Delay Controller for Air Conditioner, DMo, CZ03 | 0 | Fan Delay Controller for Air Conditioner, DMo, CZ03 | AOE | DMo | Any | CZ03 | Each | Res | Any | #N/A | 0.2282 | 70.43 | 0 | 0 | 0 | 0 | 0 | 0 | 128 | 78 | 50 | 0 | 0 | 0 | None | HV-ResAC | HV-ResAC | 5 | 0 | 0.2282 | 70.43 | 0 | 0 | 0 | 0 | 0 | 0 | 0 | DnDeemed | Res-Default>2 | 0.55 | 0.55 | 0 | 0.55 | Def-GSIA | 1 | DEER:HVAC_Eff_AC | Annual | 0 | 0 | 0 | 0 | Standard | FALSE | ExAnte2020 | 0 | dxAC_equip | FlowCtrl | HVAC | VentAirDist | rDXGF | No | NA | None | 0 | 0 | Deem-WP | Fan Delay Controller for Air Conditioner, DMo, CZ03 | SWHC029-AOE-Res-DMo-CZ03-Any-Each-HV-ResAC-HV-ResAC-Any-Res-Default>2-Def-GSIA-DEER:HVAC_Eff_AC-Annual-Any-rDXGF-HVAC-VentAirDist-dxAC_equip-FlowCtrl-None-Standard-Deem-WP-None-DnDeemed-ExAnte2020
SWHC029 | Fan Controller for Air Conditioner, Residential | A | No Fan Delay Controller for Air Conditioner, DMo, CZ04 | 0 | Fan Delay Controller for Air Conditioner, DMo, CZ04 | AOE | DMo | Any | CZ04 | Each | Res | Any | #N/A | 0.2676 | 134 | 0 | 0 | 0 | 0 | 0 | 0 | 128 | 78 | 50 | 0 | 0 | 0 | None | HV-ResAC | HV-ResAC | 5 | 0 | 0.2676 | 134 | 0 | 0 | 0 | 0 | 0 | 0 | 0 | DnDeemDI | Res-Default>2 | 0.55 | 0.55 | 0 | 0.55 | Def-GSIA | 1 | DEER:HVAC_Eff_AC | Annual | 0 | 0 | 0 | 0 | Standard | FALSE | ExAnte2020 | 0 | dxAC_equip | FlowCtrl | HVAC | VentAirDist | rDXGF | No | NA | None | 0 | 0 | Deem-WP | Fan Delay Controller for Air Conditioner, DMo, CZ04 | SWHC029-AOE-Res-DMo-CZ04-Any-Each-HV-ResAC-HV-ResAC-Any-Res-Default>2-Def-GSIA-DEER:HVAC_Eff_AC-Annual-Any-rDXGF-HVAC-VentAirDist-dxAC_equip-FlowCtrl-None-Standard-Deem-WP-None-DnDeemDI-ExAnte2020
SWHC029 | Fan Controller for Air Conditioner, Residential | A | No Fan Delay Controller for Air Conditioner, DMo, CZ04 | 0 | Fan Delay Controller for Air Conditioner, DMo, CZ04 | AOE | DMo | Any | CZ04 | Each | Res | Any | #N/A | 0.2676 | 134 | 0 | 0 | 0 | 0 | 0 | 0 | 128 | 78 | 50 | 0 | 0 | 0 | None | HV-ResAC | HV-ResAC | 5 | 0 | 0.2676 | 134 | 0 | 0 | 0 | 0 | 0 | 0 | 0 | DnDeemed | Res-Default>2 | 0.55 | 0.55 | 0 | 0.55 | Def-GSIA | 1 | DEER:HVAC_Eff_AC | Annual | 0 | 0 | 0 | 0 | Standard | FALSE | ExAnte2020 | 0 | dxAC_equip | FlowCtrl | HVAC | VentAirDist | rDXGF | No | NA | None | 0 | 0 | Deem-WP | Fan Delay Controller for Air Conditioner, DMo, CZ04 | SWHC029-AOE-Res-DMo-CZ04-Any-Each-HV-ResAC-HV-ResAC-Any-Res-Default>2-Def-GSIA-DEER:HVAC_Eff_AC-Annual-Any-rDXGF-HVAC-VentAirDist-dxAC_equip-FlowCtrl-None-Standard-Deem-WP-None-DnDeemed-ExAnte2020
SWHC029 | Fan Controller for Air Conditioner, Residential | A | No Fan Delay Controller for Air Conditioner, DMo, CZ05 | 0 | Fan Delay Controller for Air Conditioner, DMo, CZ05 | AOE | DMo | Any | CZ05 | Each | Res | Any | #N/A | 0.171 | 35.49 | 0 | 0 | 0 | 0 | 0 | 0 | 128 | 78 | 50 | 0 | 0 | 0 | None | HV-ResAC | HV-ResAC | 5 | 0 | 0.171 | 35.49 | 0 | 0 | 0 | 0 | 0 | 0 | 0 | DnDeemDI | Res-Default>2 | 0.55 | 0.55 | 0 | 0.55 | Def-GSIA | 1 | DEER:HVAC_Eff_AC | Annual | 0 | 0 | 0 | 0 | Standard | FALSE | ExAnte2020 | 0 | dxAC_equip | FlowCtrl | HVAC | VentAirDist | rDXGF | No | NA | None | 0 | 0 | Deem-WP | Fan Delay Controller for Air Conditioner, DMo, CZ05 | SWHC029-AOE-Res-DMo-CZ05-Any-Each-HV-ResAC-HV-ResAC-Any-Res-Default>2-Def-GSIA-DEER:HVAC_Eff_AC-Annual-Any-rDXGF-HVAC-VentAirDist-dxAC_equip-FlowCtrl-None-Standard-Deem-WP-None-DnDeemDI-ExAnte2020
SWHC029 | Fan Controller for Air Conditioner, Residential | A | No Fan Delay Controller for Air Conditioner, DMo, CZ05 | 0 | Fan Delay Controller for Air Conditioner, DMo, CZ05 | AOE | DMo | Any | CZ05 | Each | Res | Any | #N/A | 0.171 | 35.49 | 0 | 0 | 0 | 0 | 0 | 0 | 128 | 78 | 50 | 0 | 0 | 0 | None | HV-ResAC | HV-ResAC | 5 | 0 | 0.171 | 35.49 | 0 | 0 | 0 | 0 | 0 | 0 | 0 | DnDeemed | Res-Default>2 | 0.55 | 0.55 | 0 | 0.55 | Def-GSIA | 1 | DEER:HVAC_Eff_AC | Annual | 0 | 0 | 0 | 0 | Standard | FALSE | ExAnte2020 | 0 | dxAC_equip | FlowCtrl | HVAC | VentAirDist | rDXGF | No | NA | None | 0 | 0 | Deem-WP | Fan Delay Controller for Air Conditioner, DMo, CZ05 | SWHC029-AOE-Res-DMo-CZ05-Any-Each-HV-ResAC-HV-ResAC-Any-Res-Default>2-Def-GSIA-DEER:HVAC_Eff_AC-Annual-Any-rDXGF-HVAC-VentAirDist-dxAC_equip-FlowCtrl-None-Standard-Deem-WP-None-DnDeemed-ExAnte2020
SWHC029 | Fan Controller for Air Conditioner, Residential | A | No Fan Delay Controller for Air Conditioner, DMo, CZ06 | 0 | Fan Delay Controller for Air Conditioner, DMo, CZ06 | AOE | DMo | Any | CZ06 | Each | Res | Any | #N/A | 0.2549 | 99.72 | 0 | 0 | 0 | 0 | 0 | 0 | 128 | 78 | 50 | 0 | 0 | 0 | None | HV-ResAC | HV-ResAC | 5 | 0 | 0.2549 | 99.72 | 0 | 0 | 0 | 0 | 0 | 0 | 0 | DnDeemDI | Res-Default>2 | 0.55 | 0.55 | 0 | 0.55 | Def-GSIA | 1 | DEER:HVAC_Eff_AC | Annual | 0 | 0 | 0 | 0 | Standard | FALSE | ExAnte2020 | 0 | dxAC_equip | FlowCtrl | HVAC | VentAirDist | rDXGF | No | NA | None | 0 | 0 | Deem-WP | Fan Delay Controller for Air Conditioner, DMo, CZ06 | SWHC029-AOE-Res-DMo-CZ06-Any-Each-HV-ResAC-HV-ResAC-Any-Res-Default>2-Def-GSIA-DEER:HVAC_Eff_AC-Annual-Any-rDXGF-HVAC-VentAirDist-dxAC_equip-FlowCtrl-None-Standard-Deem-WP-None-DnDeemDI-ExAnte2020
SWHC029 | Fan Controller for Air Conditioner, Residential | A | No Fan Delay Controller for Air Conditioner, DMo, CZ06 | 0 | Fan Delay Controller for Air Conditioner, DMo, CZ06 | AOE | DMo | Any | CZ06 | Each | Res | Any | #N/A | 0.2549 | 99.72 | 0 | 0 | 0 | 0 | 0 | 0 | 128 | 78 | 50 | 0 | 0 | 0 | None | HV-ResAC | HV-ResAC | 5 | 0 | 0.2549 | 99.72 | 0 | 0 | 0 | 0 | 0 | 0 | 0 | DnDeemed | Res-Default>2 | 0.55 | 0.55 | 0 | 0.55 | Def-GSIA | 1 | DEER:HVAC_Eff_AC | Annual | 0 | 0 | 0 | 0 | Standard | FALSE | ExAnte2020 | 0 | dxAC_equip | FlowCtrl | HVAC | VentAirDist | rDXGF | No | NA | None | 0 | 0 | Deem-WP | Fan Delay Controller for Air Conditioner, DMo, CZ06 | SWHC029-AOE-Res-DMo-CZ06-Any-Each-HV-ResAC-HV-ResAC-Any-Res-Default>2-Def-GSIA-DEER:HVAC_Eff_AC-Annual-Any-rDXGF-HVAC-VentAirDist-dxAC_equip-FlowCtrl-None-Standard-Deem-WP-None-DnDeemed-ExAnte2020
SWHC029 | Fan Controller for Air Conditioner, Residential | A | No Fan Delay Controller for Air Conditioner, DMo, CZ07 | 0 | Fan Delay Controller for Air Conditioner, DMo, CZ07 | AOE | DMo | Any | CZ07 | Each | Res | Any | #N/A | 0.2329 | 227.74 | 0 | 0 | 0 | 0 | 0 | 0 | 128 | 78 | 50 | 0 | 0 | 0 | None | HV-ResAC | HV-ResAC | 5 | 0 | 0.2329 | 227.74 | 0 | 0 | 0 | 0 | 0 | 0 | 0 | DnDeemDI | Res-Default>2 | 0.55 | 0.55 | 0 | 0.55 | Def-GSIA | 1 | DEER:HVAC_Eff_AC | Annual | 0 | 0 | 0 | 0 | Standard | FALSE | ExAnte2020 | 0 | dxAC_equip | FlowCtrl | HVAC | VentAirDist | rDXGF | No | NA | None | 0 | 0 | Deem-WP | Fan Delay Controller for Air Conditioner, DMo, CZ07 | SWHC029-AOE-Res-DMo-CZ07-Any-Each-HV-ResAC-HV-ResAC-Any-Res-Default>2-Def-GSIA-DEER:HVAC_Eff_AC-Annual-Any-rDXGF-HVAC-VentAirDist-dxAC_equip-FlowCtrl-None-Standard-Deem-WP-None-DnDeemDI-ExAnte2020
SWHC029 | Fan Controller for Air Conditioner, Residential | A | No Fan Delay Controller for Air Conditioner, DMo, CZ07 | 0 | Fan Delay Controller for Air Conditioner, DMo, CZ07 | AOE | DMo | Any | CZ07 | Each | Res | Any | #N/A | 0.2329 | 227.74 | 0 | 0 | 0 | 0 | 0 | 0 | 128 | 78 | 50 | 0 | 0 | 0 | None | HV-ResAC | HV-ResAC | 5 | 0 | 0.2329 | 227.74 | 0 | 0 | 0 | 0 | 0 | 0 | 0 | DnDeemed | Res-Default>2 | 0.55 | 0.55 | 0 | 0.55 | Def-GSIA | 1 | DEER:HVAC_Eff_AC | Annual | 0 | 0 | 0 | 0 | Standard | FALSE | ExAnte2020 | 0 | dxAC_equip | FlowCtrl | HVAC | VentAirDist | rDXGF | No | NA | None | 0 | 0 | Deem-WP | Fan Delay Controller for Air Conditioner, DMo, CZ07 | SWHC029-AOE-Res-DMo-CZ07-Any-Each-HV-ResAC-HV-ResAC-Any-Res-Default>2-Def-GSIA-DEER:HVAC_Eff_AC-Annual-Any-rDXGF-HVAC-VentAirDist-dxAC_equip-FlowCtrl-None-Standard-Deem-WP-None-DnDeemed-ExAnte2020
SWHC029 | Fan Controller for Air Conditioner, Residential | A | No Fan Delay Controller for Air Conditioner, DMo, CZ08 | 0 | Fan Delay Controller for Air Conditioner, DMo, CZ08 | AOE | DMo | Any | CZ08 | Each | Res | Any | #N/A | 0.2214 | 277.76 | 0 | 0 | 0 | 0 | 0 | 0 | 128 | 78 | 50 | 0 | 0 | 0 | None | HV-ResAC | HV-ResAC | 5 | 0 | 0.2214 | 277.76 | 0 | 0 | 0 | 0 | 0 | 0 | 0 | DnDeemDI | Res-Default>2 | 0.55 | 0.55 | 0 | 0.55 | Def-GSIA | 1 | DEER:HVAC_Eff_AC | Annual | 0 | 0 | 0 | 0 | Standard | FALSE | ExAnte2020 | 0 | dxAC_equip | FlowCtrl | HVAC | VentAirDist | rDXGF | No | NA | None | 0 | 0 | Deem-WP | Fan Delay Controller for Air Conditioner, DMo, CZ08 | SWHC029-AOE-Res-DMo-CZ08-Any-Each-HV-ResAC-HV-ResAC-Any-Res-Default>2-Def-GSIA-DEER:HVAC_Eff_AC-Annual-Any-rDXGF-HVAC-VentAirDist-dxAC_equip-FlowCtrl-None-Standard-Deem-WP-None-DnDeemDI-ExAnte2020
SWHC029 | Fan Controller for Air Conditioner, Residential | A | No Fan Delay Controller for Air Conditioner, DMo, CZ08 | 0 | Fan Delay Controller for Air Conditioner, DMo, CZ08 | AOE | DMo | Any | CZ08 | Each | Res | Any | #N/A | 0.2214 | 277.76 | 0 | 0 | 0 | 0 | 0 | 0 | 128 | 78 | 50 | 0 | 0 | 0 | None | HV-ResAC | HV-ResAC | 5 | 0 | 0.2214 | 277.76 | 0 | 0 | 0 | 0 | 0 | 0 | 0 | DnDeemed | Res-Default>2 | 0.55 | 0.55 | 0 | 0.55 | Def-GSIA | 1 | DEER:HVAC_Eff_AC | Annual | 0 | 0 | 0 | 0 | Standard | FALSE | ExAnte2020 | 0 | dxAC_equip | FlowCtrl | HVAC | VentAirDist | rDXGF | No | NA | None | 0 | 0 | Deem-WP | Fan Delay Controller for Air Conditioner, DMo, CZ08 | SWHC029-AOE-Res-DMo-CZ08-Any-Each-HV-ResAC-HV-ResAC-Any-Res-Default>2-Def-GSIA-DEER:HVAC_Eff_AC-Annual-Any-rDXGF-HVAC-VentAirDist-dxAC_equip-FlowCtrl-None-Standard-Deem-WP-None-DnDeemed-ExAnte2020
SWHC029 | Fan Controller for Air Conditioner, Residential | A | No Fan Delay Controller for Air Conditioner, DMo, CZ09 | 0 | Fan Delay Controller for Air Conditioner, DMo, CZ09 | AOE | DMo | Any | CZ09 | Each | Res | Any | #N/A | 0.2255 | 296.55 | 0 | 0 | 0 | 0 | 0 | 0 | 128 | 78 | 50 | 0 | 0 | 0 | None | HV-ResAC | HV-ResAC | 5 | 0 | 0.2255 | 296.55 | 0 | 0 | 0 | 0 | 0 | 0 | 0 | DnDeemDI | Res-Default>2 | 0.55 | 0.55 | 0 | 0.55 | Def-GSIA | 1 | DEER:HVAC_Eff_AC | Annual | 0 | 0 | 0 | 0 | Standard | FALSE | ExAnte2020 | 0 | dxAC_equip | FlowCtrl | HVAC | VentAirDist | rDXGF | No | NA | None | 0 | 0 | Deem-WP | Fan Delay Controller for Air Conditioner, DMo, CZ09 | SWHC029-AOE-Res-DMo-CZ09-Any-Each-HV-ResAC-HV-ResAC-Any-Res-Default>2-Def-GSIA-DEER:HVAC_Eff_AC-Annual-Any-rDXGF-HVAC-VentAirDist-dxAC_equip-FlowCtrl-None-Standard-Deem-WP-None-DnDeemDI-ExAnte2020
SWHC029 | Fan Controller for Air Conditioner, Residential | A | No Fan Delay Controller for Air Conditioner, DMo, CZ09 | 0 | Fan Delay Controller for Air Conditioner, DMo, CZ09 | AOE | DMo | Any | CZ09 | Each | Res | Any | #N/A | 0.2255 | 296.55 | 0 | 0 | 0 | 0 | 0 | 0 | 128 | 78 | 50 | 0 | 0 | 0 | None | HV-ResAC | HV-ResAC | 5 | 0 | 0.2255 | 296.55 | 0 | 0 | 0 | 0 | 0 | 0 | 0 | DnDeemed | Res-Default>2 | 0.55 | 0.55 | 0 | 0.55 | Def-GSIA | 1 | DEER:HVAC_Eff_AC | Annual | 0 | 0 | 0 | 0 | Standard | FALSE | ExAnte2020 | 0 | dxAC_equip | FlowCtrl | HVAC | VentAirDist | rDXGF | No | NA | None | 0 | 0 | Deem-WP | Fan Delay Controller for Air Conditioner, DMo, CZ09 | SWHC029-AOE-Res-DMo-CZ09-Any-Each-HV-ResAC-HV-ResAC-Any-Res-Default>2-Def-GSIA-DEER:HVAC_Eff_AC-Annual-Any-rDXGF-HVAC-VentAirDist-dxAC_equip-FlowCtrl-None-Standard-Deem-WP-None-DnDeemed-ExAnte2020
SWHC029 | Fan Controller for Air Conditioner, Residential | A | No Fan Delay Controller for Air Conditioner, DMo, CZ10 | 0 | Fan Delay Controller for Air Conditioner, DMo, CZ10 | AOE | DMo | Any | CZ10 | Each | Res | Any | #N/A | 0.0996 | 433.92 | 0 | 0 | 0 | 0 | 0 | 0 | 128 | 78 | 50 | 0 | 0 | 0 | None | HV-ResAC | HV-ResAC | 5 | 0 | 0.0996 | 433.92 | 0 | 0 | 0 | 0 | 0 | 0 | 0 | DnDeemDI | Res-Default>2 | 0.55 | 0.55 | 0 | 0.55 | Def-GSIA | 1 | DEER:HVAC_Eff_AC | Annual | 0 | 0 | 0 | 0 | Standard | FALSE | ExAnte2020 | 0 | dxAC_equip | FlowCtrl | HVAC | VentAirDist | rDXGF | No | NA | None | 0 | 0 | Deem-WP | Fan Delay Controller for Air Conditioner, DMo, CZ10 | SWHC029-AOE-Res-DMo-CZ10-Any-Each-HV-ResAC-HV-ResAC-Any-Res-Default>2-Def-GSIA-DEER:HVAC_Eff_AC-Annual-Any-rDXGF-HVAC-VentAirDist-dxAC_equip-FlowCtrl-None-Standard-Deem-WP-None-DnDeemDI-ExAnte2020
SWHC029 | Fan Controller for Air Conditioner, Residential | A | No Fan Delay Controller for Air Conditioner, DMo, CZ10 | 0 | Fan Delay Controller for Air Conditioner, DMo, CZ10 | AOE | DMo | Any | CZ10 | Each | Res | Any | #N/A | 0.0996 | 433.92 | 0 | 0 | 0 | 0 | 0 | 0 | 128 | 78 | 50 | 0 | 0 | 0 | None | HV-ResAC | HV-ResAC | 5 | 0 | 0.0996 | 433.92 | 0 | 0 | 0 | 0 | 0 | 0 | 0 | DnDeemed | Res-Default>2 | 0.55 | 0.55 | 0 | 0.55 | Def-GSIA | 1 | DEER:HVAC_Eff_AC | Annual | 0 | 0 | 0 | 0 | Standard | FALSE | ExAnte2020 | 0 | dxAC_equip | FlowCtrl | HVAC | VentAirDist | rDXGF | No | NA | None | 0 | 0 | Deem-WP | Fan Delay Controller for Air Conditioner, DMo, CZ10 | SWHC029-AOE-Res-DMo-CZ10-Any-Each-HV-ResAC-HV-ResAC-Any-Res-Default>2-Def-GSIA-DEER:HVAC_Eff_AC-Annual-Any-rDXGF-HVAC-VentAirDist-dxAC_equip-FlowCtrl-None-Standard-Deem-WP-None-DnDeemed-ExAnte2020
SWHC029 | Fan Controller for Air Conditioner, Residential | A | No Fan Delay Controller for Air Conditioner, DMo, CZ11 | 0 | Fan Delay Controller for Air Conditioner, DMo, CZ11 | AOE | DMo | Any | CZ11 | Each | Res | Any | #N/A | 0.2043 | 459.52 | 0 | 0 | 0 | 0 | 0 | 0 | 128 | 78 | 50 | 0 | 0 | 0 | None | HV-ResAC | HV-ResAC | 5 | 0 | 0.2043 | 459.52 | 0 | 0 | 0 | 0 | 0 | 0 | 0 | DnDeemDI | Res-Default>2 | 0.55 | 0.55 | 0 | 0.55 | Def-GSIA | 1 | DEER:HVAC_Eff_AC | Annual | 0 | 0 | 0 | 0 | Standard | FALSE | ExAnte2020 | 0 | dxAC_equip | FlowCtrl | HVAC | VentAirDist | rDXGF | No | NA | None | 0 | 0 | Deem-WP | Fan Delay Controller for Air Conditioner, DMo, CZ11 | SWHC029-AOE-Res-DMo-CZ11-Any-Each-HV-ResAC-HV-ResAC-Any-Res-Default>2-Def-GSIA-DEER:HVAC_Eff_AC-Annual-Any-rDXGF-HVAC-VentAirDist-dxAC_equip-FlowCtrl-None-Standard-Deem-WP-None-DnDeemDI-ExAnte2020
SWHC029 | Fan Controller for Air Conditioner, Residential | A | No Fan Delay Controller for Air Conditioner, DMo, CZ11 | 0 | Fan Delay Controller for Air Conditioner, DMo, CZ11 | AOE | DMo | Any | CZ11 | Each | Res | Any | #N/A | 0.2043 | 459.52 | 0 | 0 | 0 | 0 | 0 | 0 | 128 | 78 | 50 | 0 | 0 | 0 | None | HV-ResAC | HV-ResAC | 5 | 0 | 0.2043 | 459.52 | 0 | 0 | 0 | 0 | 0 | 0 | 0 | DnDeemed | Res-Default>2 | 0.55 | 0.55 | 0 | 0.55 | Def-GSIA | 1 | DEER:HVAC_Eff_AC | Annual | 0 | 0 | 0 | 0 | Standard | FALSE | ExAnte2020 | 0 | dxAC_equip | FlowCtrl | HVAC | VentAirDist | rDXGF | No | NA | None | 0 | 0 | Deem-WP | Fan Delay Controller for Air Conditioner, DMo, CZ11 | SWHC029-AOE-Res-DMo-CZ11-Any-Each-HV-ResAC-HV-ResAC-Any-Res-Default>2-Def-GSIA-DEER:HVAC_Eff_AC-Annual-Any-rDXGF-HVAC-VentAirDist-dxAC_equip-FlowCtrl-None-Standard-Deem-WP-None-DnDeemed-ExAnte2020
SWHC029 | Fan Controller for Air Conditioner, Residential | A | No Fan Delay Controller for Air Conditioner, DMo, CZ12 | 0 | Fan Delay Controller for Air Conditioner, DMo, CZ12 | AOE | DMo | Any | CZ12 | Each | Res | Any | #N/A | 0.2442 | 262.04 | 0 | 0 | 0 | 0 | 0 | 0 | 128 | 78 | 50 | 0 | 0 | 0 | None | HV-ResAC | HV-ResAC | 5 | 0 | 0.2442 | 262.04 | 0 | 0 | 0 | 0 | 0 | 0 | 0 | DnDeemDI | Res-Default>2 | 0.55 | 0.55 | 0 | 0.55 | Def-GSIA | 1 | DEER:HVAC_Eff_AC | Annual | 0 | 0 | 0 | 0 | Standard | FALSE | ExAnte2020 | 0 | dxAC_equip | FlowCtrl | HVAC | VentAirDist | rDXGF | No | NA | None | 0 | 0 | Deem-WP | Fan Delay Controller for Air Conditioner, DMo, CZ12 | SWHC029-AOE-Res-DMo-CZ12-Any-Each-HV-ResAC-HV-ResAC-Any-Res-Default>2-Def-GSIA-DEER:HVAC_Eff_AC-Annual-Any-rDXGF-HVAC-VentAirDist-dxAC_equip-FlowCtrl-None-Standard-Deem-WP-None-DnDeemDI-ExAnte2020
SWHC029 | Fan Controller for Air Conditioner, Residential | A | No Fan Delay Controller for Air Conditioner, DMo, CZ12 | 0 | Fan Delay Controller for Air Conditioner, DMo, CZ12 | AOE | DMo | Any | CZ12 | Each | Res | Any | #N/A | 0.2442 | 262.04 | 0 | 0 | 0 | 0 | 0 | 0 | 128 | 78 | 50 | 0 | 0 | 0 | None | HV-ResAC | HV-ResAC | 5 | 0 | 0.2442 | 262.04 | 0 | 0 | 0 | 0 | 0 | 0 | 0 | DnDeemed | Res-Default>2 | 0.55 | 0.55 | 0 | 0.55 | Def-GSIA | 1 | DEER:HVAC_Eff_AC | Annual | 0 | 0 | 0 | 0 | Standard | FALSE | ExAnte2020 | 0 | dxAC_equip | FlowCtrl | HVAC | VentAirDist | rDXGF | No | NA | None | 0 | 0 | Deem-WP | Fan Delay Controller for Air Conditioner, DMo, CZ12 | SWHC029-AOE-Res-DMo-CZ12-Any-Each-HV-ResAC-HV-ResAC-Any-Res-Default>2-Def-GSIA-DEER:HVAC_Eff_AC-Annual-Any-rDXGF-HVAC-VentAirDist-dxAC_equip-FlowCtrl-None-Standard-Deem-WP-None-DnDeemed-ExAnte2020
SWHC029 | Fan Controller for Air Conditioner, Residential | A | No Fan Delay Controller for Air Conditioner, DMo, CZ13 | 0 | Fan Delay Controller for Air Conditioner, DMo, CZ13 | AOE | DMo | Any | CZ13 | Each | Res | Any | #N/A | 0.2186 | 453.29 | 0 | 0 | 0 | 0 | 0 | 0 | 128 | 78 | 50 | 0 | 0 | 0 | None | HV-ResAC | HV-ResAC | 5 | 0 | 0.2186 | 453.29 | 0 | 0 | 0 | 0 | 0 | 0 | 0 | DnDeemDI | Res-Default>2 | 0.55 | 0.55 | 0 | 0.55 | Def-GSIA | 1 | DEER:HVAC_Eff_AC | Annual | 0 | 0 | 0 | 0 | Standard | FALSE | ExAnte2020 | 0 | dxAC_equip | FlowCtrl | HVAC | VentAirDist | rDXGF | No | NA | None | 0 | 0 | Deem-WP | Fan Delay Controller for Air Conditioner, DMo, CZ13 | SWHC029-AOE-Res-DMo-CZ13-Any-Each-HV-ResAC-HV-ResAC-Any-Res-Default>2-Def-GSIA-DEER:HVAC_Eff_AC-Annual-Any-rDXGF-HVAC-VentAirDist-dxAC_equip-FlowCtrl-None-Standard-Deem-WP-None-DnDeemDI-ExAnte2020
SWHC029 | Fan Controller for Air Conditioner, Residential | A | No Fan Delay Controller for Air Conditioner, DMo, CZ13 | 0 | Fan Delay Controller for Air Conditioner, DMo, CZ13 | AOE | DMo | Any | CZ13 | Each | Res | Any | #N/A | 0.2186 | 453.29 | 0 | 0 | 0 | 0 | 0 | 0 | 128 | 78 | 50 | 0 | 0 | 0 | None | HV-ResAC | HV-ResAC | 5 | 0 | 0.2186 | 453.29 | 0 | 0 | 0 | 0 | 0 | 0 | 0 | DnDeemed | Res-Default>2 | 0.55 | 0.55 | 0 | 0.55 | Def-GSIA | 1 | DEER:HVAC_Eff_AC | Annual | 0 | 0 | 0 | 0 | Standard | FALSE | ExAnte2020 | 0 | dxAC_equip | FlowCtrl | HVAC | VentAirDist | rDXGF | No | NA | None | 0 | 0 | Deem-WP | Fan Delay Controller for Air Conditioner, DMo, CZ13 | SWHC029-AOE-Res-DMo-CZ13-Any-Each-HV-ResAC-HV-ResAC-Any-Res-Default>2-Def-GSIA-DEER:HVAC_Eff_AC-Annual-Any-rDXGF-HVAC-VentAirDist-dxAC_equip-FlowCtrl-None-Standard-Deem-WP-None-DnDeemed-ExAnte2020
SWHC029 | Fan Controller for Air Conditioner, Residential | A | No Fan Delay Controller for Air Conditioner, DMo, CZ14 | 0 | Fan Delay Controller for Air Conditioner, DMo, CZ14 | AOE | DMo | Any | CZ14 | Each | Res | Any | #N/A | 0.0843 | 490.58 | 0 | 0 | 0 | 0 | 0 | 0 | 128 | 78 | 50 | 0 | 0 | 0 | None | HV-ResAC | HV-ResAC | 5 | 0 | 0.0843 | 490.58 | 0 | 0 | 0 | 0 | 0 | 0 | 0 | DnDeemDI | Res-Default>2 | 0.55 | 0.55 | 0 | 0.55 | Def-GSIA | 1 | DEER:HVAC_Eff_AC | Annual | 0 | 0 | 0 | 0 | Standard | FALSE | ExAnte2020 | 0 | dxAC_equip | FlowCtrl | HVAC | VentAirDist | rDXGF | No | NA | None | 0 | 0 | Deem-WP | Fan Delay Controller for Air Conditioner, DMo, CZ14 | SWHC029-AOE-Res-DMo-CZ14-Any-Each-HV-ResAC-HV-ResAC-Any-Res-Default>2-Def-GSIA-DEER:HVAC_Eff_AC-Annual-Any-rDXGF-HVAC-VentAirDist-dxAC_equip-FlowCtrl-None-Standard-Deem-WP-None-DnDeemDI-ExAnte2020
SWHC029 | Fan Controller for Air Conditioner, Residential | A | No Fan Delay Controller for Air Conditioner, DMo, CZ14 | 0 | Fan Delay Controller for Air Conditioner, DMo, CZ14 | AOE | DMo | Any | CZ14 | Each | Res | Any | #N/A | 0.0843 | 490.58 | 0 | 0 | 0 | 0 | 0 | 0 | 128 | 78 | 50 | 0 | 0 | 0 | None | HV-ResAC | HV-ResAC | 5 | 0 | 0.0843 | 490.58 | 0 | 0 | 0 | 0 | 0 | 0 | 0 | DnDeemed | Res-Default>2 | 0.55 | 0.55 | 0 | 0.55 | Def-GSIA | 1 | DEER:HVAC_Eff_AC | Annual | 0 | 0 | 0 | 0 | Standard | FALSE | ExAnte2020 | 0 | dxAC_equip | FlowCtrl | HVAC | VentAirDist | rDXGF | No | NA | None | 0 | 0 | Deem-WP | Fan Delay Controller for Air Conditioner, DMo, CZ14 | SWHC029-AOE-Res-DMo-CZ14-Any-Each-HV-ResAC-HV-ResAC-Any-Res-Default>2-Def-GSIA-DEER:HVAC_Eff_AC-Annual-Any-rDXGF-HVAC-VentAirDist-dxAC_equip-FlowCtrl-None-Standard-Deem-WP-None-DnDeemed-ExAnte2020
SWHC029 | Fan Controller for Air Conditioner, Residential | A | No Fan Delay Controller for Air Conditioner, DMo, CZ15 | 0 | Fan Delay Controller for Air Conditioner, DMo, CZ15 | AOE | DMo | Any | CZ15 | Each | Res | Any | #N/A | 0.22 | 750.36 | 0 | 0 | 0 | 0 | 0 | 0 | 128 | 78 | 50 | 0 | 0 | 0 | None | HV-ResAC | HV-ResAC | 5 | 0 | 0.22 | 750.36 | 0 | 0 | 0 | 0 | 0 | 0 | 0 | DnDeemDI | Res-Default>2 | 0.55 | 0.55 | 0 | 0.55 | Def-GSIA | 1 | DEER:HVAC_Eff_AC | Annual | 0 | 0 | 0 | 0 | Standard | FALSE | ExAnte2020 | 0 | dxAC_equip | FlowCtrl | HVAC | VentAirDist | rDXGF | No | NA | None | 0 | 0 | Deem-WP | Fan Delay Controller for Air Conditioner, DMo, CZ15 | SWHC029-AOE-Res-DMo-CZ15-Any-Each-HV-ResAC-HV-ResAC-Any-Res-Default>2-Def-GSIA-DEER:HVAC_Eff_AC-Annual-Any-rDXGF-HVAC-VentAirDist-dxAC_equip-FlowCtrl-None-Standard-Deem-WP-None-DnDeemDI-ExAnte2020
SWHC029 | Fan Controller for Air Conditioner, Residential | A | No Fan Delay Controller for Air Conditioner, DMo, CZ15 | 0 | Fan Delay Controller for Air Conditioner, DMo, CZ15 | AOE | DMo | Any | CZ15 | Each | Res | Any | #N/A | 0.22 | 750.36 | 0 | 0 | 0 | 0 | 0 | 0 | 128 | 78 | 50 | 0 | 0 | 0 | None | HV-ResAC | HV-ResAC | 5 | 0 | 0.22 | 750.36 | 0 | 0 | 0 | 0 | 0 | 0 | 0 | DnDeemed | Res-Default>2 | 0.55 | 0.55 | 0 | 0.55 | Def-GSIA | 1 | DEER:HVAC_Eff_AC | Annual | 0 | 0 | 0 | 0 | Standard | FALSE | ExAnte2020 | 0 | dxAC_equip | FlowCtrl | HVAC | VentAirDist | rDXGF | No | NA | None | 0 | 0 | Deem-WP | Fan Delay Controller for Air Conditioner, DMo, CZ15 | SWHC029-AOE-Res-DMo-CZ15-Any-Each-HV-ResAC-HV-ResAC-Any-Res-Default>2-Def-GSIA-DEER:HVAC_Eff_AC-Annual-Any-rDXGF-HVAC-VentAirDist-dxAC_equip-FlowCtrl-None-Standard-Deem-WP-None-DnDeemed-ExAnte2020
SWHC029 | Fan Controller for Air Conditioner, Residential | A | No Fan Delay Controller for Air Conditioner, DMo, CZ16 | 0 | Fan Delay Controller for Air Conditioner, DMo, CZ16 | AOE | DMo | Any | CZ16 | Each | Res | Any | #N/A | 0.173 | 34.91 | 0 | 0 | 0 | 0 | 0 | 0 | 128 | 78 | 50 | 0 | 0 | 0 | None | HV-ResAC | HV-ResAC | 5 | 0 | 0.173 | 34.91 | 0 | 0 | 0 | 0 | 0 | 0 | 0 | DnDeemDI | Res-Default>2 | 0.55 | 0.55 | 0 | 0.55 | Def-GSIA | 1 | DEER:HVAC_Eff_AC | Annual | 0 | 0 | 0 | 0 | Standard | FALSE | ExAnte2020 | 0 | dxAC_equip | FlowCtrl | HVAC | VentAirDist | rDXGF | No | NA | None | 0 | 0 | Deem-WP | Fan Delay Controller for Air Conditioner, DMo, CZ16 | SWHC029-AOE-Res-DMo-CZ16-Any-Each-HV-ResAC-HV-ResAC-Any-Res-Default>2-Def-GSIA-DEER:HVAC_Eff_AC-Annual-Any-rDXGF-HVAC-VentAirDist-dxAC_equip-FlowCtrl-None-Standard-Deem-WP-None-DnDeemDI-ExAnte2020
SWHC029 | Fan Controller for Air Conditioner, Residential | A | No Fan Delay Controller for Air Conditioner, DMo, CZ16 | 0 | Fan Delay Controller for Air Conditioner, DMo, CZ16 | AOE | DMo | Any | CZ16 | Each | Res | Any | #N/A | 0.173 | 34.91 | 0 | 0 | 0 | 0 | 0 | 0 | 128 | 78 | 50 | 0 | 0 | 0 | None | HV-ResAC | HV-ResAC | 5 | 0 | 0.173 | 34.91 | 0 | 0 | 0 | 0 | 0 | 0 | 0 | DnDeemed | Res-Default>2 | 0.55 | 0.55 | 0 | 0.55 | Def-GSIA | 1 | DEER:HVAC_Eff_AC | Annual | 0 | 0 | 0 | 0 | Standard | FALSE | ExAnte2020 | 0 | dxAC_equip | FlowCtrl | HVAC | VentAirDist | rDXGF | No | NA | None | 0 | 0 | Deem-WP | Fan Delay Controller for Air Conditioner, DMo, CZ16 | SWHC029-AOE-Res-DMo-CZ16-Any-Each-HV-ResAC-HV-ResAC-Any-Res-Default>2-Def-GSIA-DEER:HVAC_Eff_AC-Annual-Any-rDXGF-HVAC-VentAirDist-dxAC_equip-FlowCtrl-None-Standard-Deem-WP-None-DnDeemed-ExAnte2020
SWHC029 | Fan Controller for Air Conditioner, Residential | A | No Fan Delay Controller for Air Conditioner, MFm, CZ01 | 0 | Fan Delay Controller for Air Conditioner, MFm, CZ01 | AOE | MFm | Any | CZ01 | Each | Res | Any | #N/A | 0 | 0.04 | 0 | 0 | 0 | 0 | 0 | 0 | 128 | 78 | 50 | 0 | 0 | 0 | None | HV-ResAC | HV-ResAC | 5 | 0 | 0 | 0.04 | 0 | 0 | 0 | 0 | 0 | 0 | 0 | DnDeemDI | Res-Default>2 | 0.55 | 0.55 | 0 | 0.55 | Def-GSIA | 1 | DEER:HVAC_Eff_AC | Annual | 0 | 0 | 0 | 0 | Standard | FALSE | ExAnte2020 | 0 | dxAC_equip | FlowCtrl | HVAC | VentAirDist | rDXGF | No | NA | None | 0 | 0 | Deem-WP | Fan Delay Controller for Air Conditioner, MFm, CZ01 | SWHC029-AOE-Res-MFm-CZ01-Any-Each-HV-ResAC-HV-ResAC-Any-Res-Default>2-Def-GSIA-DEER:HVAC_Eff_AC-Annual-Any-rDXGF-HVAC-VentAirDist-dxAC_equip-FlowCtrl-None-Standard-Deem-WP-None-DnDeemDI-ExAnte2020
SWHC029 | Fan Controller for Air Conditioner, Residential | A | No Fan Delay Controller for Air Conditioner, MFm, CZ01 | 0 | Fan Delay Controller for Air Conditioner, MFm, CZ01 | AOE | MFm | Any | CZ01 | Each | Res | Any | #N/A | 0 | 0.04 | 0 | 0 | 0 | 0 | 0 | 0 | 128 | 78 | 50 | 0 | 0 | 0 | None | HV-ResAC | HV-ResAC | 5 | 0 | 0 | 0.04 | 0 | 0 | 0 | 0 | 0 | 0 | 0 | DnDeemed | Res-Default>2 | 0.55 | 0.55 | 0 | 0.55 | Def-GSIA | 1 | DEER:HVAC_Eff_AC | Annual | 0 | 0 | 0 | 0 | Standard | FALSE | ExAnte2020 | 0 | dxAC_equip | FlowCtrl | HVAC | VentAirDist | rDXGF | No | NA | None | 0 | 0 | Deem-WP | Fan Delay Controller for Air Conditioner, MFm, CZ01 | SWHC029-AOE-Res-MFm-CZ01-Any-Each-HV-ResAC-HV-ResAC-Any-Res-Default>2-Def-GSIA-DEER:HVAC_Eff_AC-Annual-Any-rDXGF-HVAC-VentAirDist-dxAC_equip-FlowCtrl-None-Standard-Deem-WP-None-DnDeemed-ExAnte2020
SWHC029 | Fan Controller for Air Conditioner, Residential | A | No Fan Delay Controller for Air Conditioner, MFm, CZ02 | 0 | Fan Delay Controller for Air Conditioner, MFm, CZ02 | AOE | MFm | Any | CZ02 | Each | Res | Any | #N/A | 0.0293 | 10.79 | 0 | 0 | 0 | 0 | 0 | 0 | 128 | 78 | 50 | 0 | 0 | 0 | None | HV-ResAC | HV-ResAC | 5 | 0 | 0.0293 | 10.79 | 0 | 0 | 0 | 0 | 0 | 0 | 0 | DnDeemDI | Res-Default>2 | 0.55 | 0.55 | 0 | 0.55 | Def-GSIA | 1 | DEER:HVAC_Eff_AC | Annual | 0 | 0 | 0 | 0 | Standard | FALSE | ExAnte2020 | 0 | dxAC_equip | FlowCtrl | HVAC | VentAirDist | rDXGF | No | NA | None | 0 | 0 | Deem-WP | Fan Delay Controller for Air Conditioner, MFm, CZ02 | SWHC029-AOE-Res-MFm-CZ02-Any-Each-HV-ResAC-HV-ResAC-Any-Res-Default>2-Def-GSIA-DEER:HVAC_Eff_AC-Annual-Any-rDXGF-HVAC-VentAirDist-dxAC_equip-FlowCtrl-None-Standard-Deem-WP-None-DnDeemDI-ExAnte2020
SWHC029 | Fan Controller for Air Conditioner, Residential | A | No Fan Delay Controller for Air Conditioner, MFm, CZ02 | 0 | Fan Delay Controller for Air Conditioner, MFm, CZ02 | AOE | MFm | Any | CZ02 | Each | Res | Any | #N/A | 0.0293 | 10.79 | 0 | 0 | 0 | 0 | 0 | 0 | 128 | 78 | 50 | 0 | 0 | 0 | None | HV-ResAC | HV-ResAC | 5 | 0 | 0.0293 | 10.79 | 0 | 0 | 0 | 0 | 0 | 0 | 0 | DnDeemed | Res-Default>2 | 0.55 | 0.55 | 0 | 0.55 | Def-GSIA | 1 | DEER:HVAC_Eff_AC | Annual | 0 | 0 | 0 | 0 | Standard | FALSE | ExAnte2020 | 0 | dxAC_equip | FlowCtrl | HVAC | VentAirDist | rDXGF | No | NA | None | 0 | 0 | Deem-WP | Fan Delay Controller for Air Conditioner, MFm, CZ02 | SWHC029-AOE-Res-MFm-CZ02-Any-Each-HV-ResAC-HV-ResAC-Any-Res-Default>2-Def-GSIA-DEER:HVAC_Eff_AC-Annual-Any-rDXGF-HVAC-VentAirDist-dxAC_equip-FlowCtrl-None-Standard-Deem-WP-None-DnDeemed-ExAnte2020
SWHC029 | Fan Controller for Air Conditioner, Residential | A | No Fan Delay Controller for Air Conditioner, MFm, CZ03 | 0 | Fan Delay Controller for Air Conditioner, MFm, CZ03 | AOE | MFm | Any | CZ03 | Each | Res | Any | #N/A | 0.0038 | 2.06 | 0 | 0 | 0 | 0 | 0 | 0 | 128 | 78 | 50 | 0 | 0 | 0 | None | HV-ResAC | HV-ResAC | 5 | 0 | 0.0038 | 2.06 | 0 | 0 | 0 | 0 | 0 | 0 | 0 | DnDeemDI | Res-Default>2 | 0.55 | 0.55 | 0 | 0.55 | Def-GSIA | 1 | DEER:HVAC_Eff_AC | Annual | 0 | 0 | 0 | 0 | Standard | FALSE | ExAnte2020 | 0 | dxAC_equip | FlowCtrl | HVAC | VentAirDist | rDXGF | No | NA | None | 0 | 0 | Deem-WP | Fan Delay Controller for Air Conditioner, MFm, CZ03 | SWHC029-AOE-Res-MFm-CZ03-Any-Each-HV-ResAC-HV-ResAC-Any-Res-Default>2-Def-GSIA-DEER:HVAC_Eff_AC-Annual-Any-rDXGF-HVAC-VentAirDist-dxAC_equip-FlowCtrl-None-Standard-Deem-WP-None-DnDeemDI-ExAnte2020
SWHC029 | Fan Controller for Air Conditioner, Residential | A | No Fan Delay Controller for Air Conditioner, MFm, CZ03 | 0 | Fan Delay Controller for Air Conditioner, MFm, CZ03 | AOE | MFm | Any | CZ03 | Each | Res | Any | #N/A | 0.0038 | 2.06 | 0 | 0 | 0 | 0 | 0 | 0 | 128 | 78 | 50 | 0 | 0 | 0 | None | HV-ResAC | HV-ResAC | 5 | 0 | 0.0038 | 2.06 | 0 | 0 | 0 | 0 | 0 | 0 | 0 | DnDeemed | Res-Default>2 | 0.55 | 0.55 | 0 | 0.55 | Def-GSIA | 1 | DEER:HVAC_Eff_AC | Annual | 0 | 0 | 0 | 0 | Standard | FALSE | ExAnte2020 | 0 | dxAC_equip | FlowCtrl | HVAC | VentAirDist | rDXGF | No | NA | None | 0 | 0 | Deem-WP | Fan Delay Controller for Air Conditioner, MFm, CZ03 | SWHC029-AOE-Res-MFm-CZ03-Any-Each-HV-ResAC-HV-ResAC-Any-Res-Default>2-Def-GSIA-DEER:HVAC_Eff_AC-Annual-Any-rDXGF-HVAC-VentAirDist-dxAC_equip-FlowCtrl-None-Standard-Deem-WP-None-DnDeemed-ExAnte2020
SWHC029 | Fan Controller for Air Conditioner, Residential | A | No Fan Delay Controller for Air Conditioner, MFm, CZ04 | 0 | Fan Delay Controller for Air Conditioner, MFm, CZ04 | AOE | MFm | Any | CZ04 | Each | Res | Any | #N/A | 0.0239 | 30.6 | 0 | 0 | 0 | 0 | 0 | 0 | 128 | 78 | 50 | 0 | 0 | 0 | None | HV-ResAC | HV-ResAC | 5 | 0 | 0.0239 | 30.6 | 0 | 0 | 0 | 0 | 0 | 0 | 0 | DnDeemDI | Res-Default>2 | 0.55 | 0.55 | 0 | 0.55 | Def-GSIA | 1 | DEER:HVAC_Eff_AC | Annual | 0 | 0 | 0 | 0 | Standard | FALSE | ExAnte2020 | 0 | dxAC_equip | FlowCtrl | HVAC | VentAirDist | rDXGF | No | NA | None | 0 | 0 | Deem-WP | Fan Delay Controller for Air Conditioner, MFm, CZ04 | SWHC029-AOE-Res-MFm-CZ04-Any-Each-HV-ResAC-HV-ResAC-Any-Res-Default>2-Def-GSIA-DEER:HVAC_Eff_AC-Annual-Any-rDXGF-HVAC-VentAirDist-dxAC_equip-FlowCtrl-None-Standard-Deem-WP-None-DnDeemDI-ExAnte2020
SWHC029 | Fan Controller for Air Conditioner, Residential | A | No Fan Delay Controller for Air Conditioner, MFm, CZ04 | 0 | Fan Delay Controller for Air Conditioner, MFm, CZ04 | AOE | MFm | Any | CZ04 | Each | Res | Any | #N/A | 0.0239 | 30.6 | 0 | 0 | 0 | 0 | 0 | 0 | 128 | 78 | 50 | 0 | 0 | 0 | None | HV-ResAC | HV-ResAC | 5 | 0 | 0.0239 | 30.6 | 0 | 0 | 0 | 0 | 0 | 0 | 0 | DnDeemed | Res-Default>2 | 0.55 | 0.55 | 0 | 0.55 | Def-GSIA | 1 | DEER:HVAC_Eff_AC | Annual | 0 | 0 | 0 | 0 | Standard | FALSE | ExAnte2020 | 0 | dxAC_equip | FlowCtrl | HVAC | VentAirDist | rDXGF | No | NA | None | 0 | 0 | Deem-WP | Fan Delay Controller for Air Conditioner, MFm, CZ04 | SWHC029-AOE-Res-MFm-CZ04-Any-Each-HV-ResAC-HV-ResAC-Any-Res-Default>2-Def-GSIA-DEER:HVAC_Eff_AC-Annual-Any-rDXGF-HVAC-VentAirDist-dxAC_equip-FlowCtrl-None-Standard-Deem-WP-None-DnDeemed-ExAnte2020
SWHC029 | Fan Controller for Air Conditioner, Residential | A | No Fan Delay Controller for Air Conditioner, MFm, CZ05 | 0 | Fan Delay Controller for Air Conditioner, MFm, CZ05 | AOE | MFm | Any | CZ05 | Each | Res | Any | #N/A | 0.0014 | 1 | 0 | 0 | 0 | 0 | 0 | 0 | 128 | 78 | 50 | 0 | 0 | 0 | None | HV-ResAC | HV-ResAC | 5 | 0 | 0.0014 | 1 | 0 | 0 | 0 | 0 | 0 | 0 | 0 | DnDeemDI | Res-Default>2 | 0.55 | 0.55 | 0 | 0.55 | Def-GSIA | 1 | DEER:HVAC_Eff_AC | Annual | 0 | 0 | 0 | 0 | Standard | FALSE | ExAnte2020 | 0 | dxAC_equip | FlowCtrl | HVAC | VentAirDist | rDXGF | No | NA | None | 0 | 0 | Deem-WP | Fan Delay Controller for Air Conditioner, MFm, CZ05 | SWHC029-AOE-Res-MFm-CZ05-Any-Each-HV-ResAC-HV-ResAC-Any-Res-Default>2-Def-GSIA-DEER:HVAC_Eff_AC-Annual-Any-rDXGF-HVAC-VentAirDist-dxAC_equip-FlowCtrl-None-Standard-Deem-WP-None-DnDeemDI-ExAnte2020
SWHC029 | Fan Controller for Air Conditioner, Residential | A | No Fan Delay Controller for Air Conditioner, MFm, CZ05 | 0 | Fan Delay Controller for Air Conditioner, MFm, CZ05 | AOE | MFm | Any | CZ05 | Each | Res | Any | #N/A | 0.0014 | 1 | 0 | 0 | 0 | 0 | 0 | 0 | 128 | 78 | 50 | 0 | 0 | 0 | None | HV-ResAC | HV-ResAC | 5 | 0 | 0.0014 | 1 | 0 | 0 | 0 | 0 | 0 | 0 | 0 | DnDeemed | Res-Default>2 | 0.55 | 0.55 | 0 | 0.55 | Def-GSIA | 1 | DEER:HVAC_Eff_AC | Annual | 0 | 0 | 0 | 0 | Standard | FALSE | ExAnte2020 | 0 | dxAC_equip | FlowCtrl | HVAC | VentAirDist | rDXGF | No | NA | None | 0 | 0 | Deem-WP | Fan Delay Controller for Air Conditioner, MFm, CZ05 | SWHC029-AOE-Res-MFm-CZ05-Any-Each-HV-ResAC-HV-ResAC-Any-Res-Default>2-Def-GSIA-DEER:HVAC_Eff_AC-Annual-Any-rDXGF-HVAC-VentAirDist-dxAC_equip-FlowCtrl-None-Standard-Deem-WP-None-DnDeemed-ExAnte2020
SWHC029 | Fan Controller for Air Conditioner, Residential | A | No Fan Delay Controller for Air Conditioner, MFm, CZ06 | 0 | Fan Delay Controller for Air Conditioner, MFm, CZ06 | AOE | MFm | Any | CZ06 | Each | Res | Any | #N/A | 0.0488 | 18.95 | 0 | 0 | 0 | 0 | 0 | 0 | 128 | 78 | 50 | 0 | 0 | 0 | None | HV-ResAC | HV-ResAC | 5 | 0 | 0.0488 | 18.95 | 0 | 0 | 0 | 0 | 0 | 0 | 0 | DnDeemDI | Res-Default>2 | 0.55 | 0.55 | 0 | 0.55 | Def-GSIA | 1 | DEER:HVAC_Eff_AC | Annual | 0 | 0 | 0 | 0 | Standard | FALSE | ExAnte2020 | 0 | dxAC_equip | FlowCtrl | HVAC | VentAirDist | rDXGF | No | NA | None | 0 | 0 | Deem-WP | Fan Delay Controller for Air Conditioner, MFm, CZ06 | SWHC029-AOE-Res-MFm-CZ06-Any-Each-HV-ResAC-HV-ResAC-Any-Res-Default>2-Def-GSIA-DEER:HVAC_Eff_AC-Annual-Any-rDXGF-HVAC-VentAirDist-dxAC_equip-FlowCtrl-None-Standard-Deem-WP-None-DnDeemDI-ExAnte2020
SWHC029 | Fan Controller for Air Conditioner, Residential | A | No Fan Delay Controller for Air Conditioner, MFm, CZ06 | 0 | Fan Delay Controller for Air Conditioner, MFm, CZ06 | AOE | MFm | Any | CZ06 | Each | Res | Any | #N/A | 0.0488 | 18.95 | 0 | 0 | 0 | 0 | 0 | 0 | 128 | 78 | 50 | 0 | 0 | 0 | None | HV-ResAC | HV-ResAC | 5 | 0 | 0.0488 | 18.95 | 0 | 0 | 0 | 0 | 0 | 0 | 0 | DnDeemed | Res-Default>2 | 0.55 | 0.55 | 0 | 0.55 | Def-GSIA | 1 | DEER:HVAC_Eff_AC | Annual | 0 | 0 | 0 | 0 | Standard | FALSE | ExAnte2020 | 0 | dxAC_equip | FlowCtrl | HVAC | VentAirDist | rDXGF | No | NA | None | 0 | 0 | Deem-WP | Fan Delay Controller for Air Conditioner, MFm, CZ06 | SWHC029-AOE-Res-MFm-CZ06-Any-Each-HV-ResAC-HV-ResAC-Any-Res-Default>2-Def-GSIA-DEER:HVAC_Eff_AC-Annual-Any-rDXGF-HVAC-VentAirDist-dxAC_equip-FlowCtrl-None-Standard-Deem-WP-None-DnDeemed-ExAnte2020
SWHC029 | Fan Controller for Air Conditioner, Residential | A | No Fan Delay Controller for Air Conditioner, MFm, CZ07 | 0 | Fan Delay Controller for Air Conditioner, MFm, CZ07 | AOE | MFm | Any | CZ07 | Each | Res | Any | #N/A | 0.0474 | 61.25 | 0 | 0 | 0 | 0 | 0 | 0 | 128 | 78 | 50 | 0 | 0 | 0 | None | HV-ResAC | HV-ResAC | 5 | 0 | 0.0474 | 61.25 | 0 | 0 | 0 | 0 | 0 | 0 | 0 | DnDeemDI | Res-Default>2 | 0.55 | 0.55 | 0 | 0.55 | Def-GSIA | 1 | DEER:HVAC_Eff_AC | Annual | 0 | 0 | 0 | 0 | Standard | FALSE | ExAnte2020 | 0 | dxAC_equip | FlowCtrl | HVAC | VentAirDist | rDXGF | No | NA | None | 0 | 0 | Deem-WP | Fan Delay Controller for Air Conditioner, MFm, CZ07 | SWHC029-AOE-Res-MFm-CZ07-Any-Each-HV-ResAC-HV-ResAC-Any-Res-Default>2-Def-GSIA-DEER:HVAC_Eff_AC-Annual-Any-rDXGF-HVAC-VentAirDist-dxAC_equip-FlowCtrl-None-Standard-Deem-WP-None-DnDeemDI-ExAnte2020
SWHC029 | Fan Controller for Air Conditioner, Residential | A | No Fan Delay Controller for Air Conditioner, MFm, CZ07 | 0 | Fan Delay Controller for Air Conditioner, MFm, CZ07 | AOE | MFm | Any | CZ07 | Each | Res | Any | #N/A | 0.0474 | 61.25 | 0 | 0 | 0 | 0 | 0 | 0 | 128 | 78 | 50 | 0 | 0 | 0 | None | HV-ResAC | HV-ResAC | 5 | 0 | 0.0474 | 61.25 | 0 | 0 | 0 | 0 | 0 | 0 | 0 | DnDeemed | Res-Default>2 | 0.55 | 0.55 | 0 | 0.55 | Def-GSIA | 1 | DEER:HVAC_Eff_AC | Annual | 0 | 0 | 0 | 0 | Standard | FALSE | ExAnte2020 | 0 | dxAC_equip | FlowCtrl | HVAC | VentAirDist | rDXGF | No | NA | None | 0 | 0 | Deem-WP | Fan Delay Controller for Air Conditioner, MFm, CZ07 | SWHC029-AOE-Res-MFm-CZ07-Any-Each-HV-ResAC-HV-ResAC-Any-Res-Default>2-Def-GSIA-DEER:HVAC_Eff_AC-Annual-Any-rDXGF-HVAC-VentAirDist-dxAC_equip-FlowCtrl-None-Standard-Deem-WP-None-DnDeemed-ExAnte2020
SWHC029 | Fan Controller for Air Conditioner, Residential | A | No Fan Delay Controller for Air Conditioner, MFm, CZ08 | 0 | Fan Delay Controller for Air Conditioner, MFm, CZ08 | AOE | MFm | Any | CZ08 | Each | Res | Any | #N/A | 0.0325 | 69.56 | 0 | 0 | 0 | 0 | 0 | 0 | 128 | 78 | 50 | 0 | 0 | 0 | None | HV-ResAC | HV-ResAC | 5 | 0 | 0.0325 | 69.56 | 0 | 0 | 0 | 0 | 0 | 0 | 0 | DnDeemDI | Res-Default>2 | 0.55 | 0.55 | 0 | 0.55 | Def-GSIA | 1 | DEER:HVAC_Eff_AC | Annual | 0 | 0 | 0 | 0 | Standard | FALSE | ExAnte2020 | 0 | dxAC_equip | FlowCtrl | HVAC | VentAirDist | rDXGF | No | NA | None | 0 | 0 | Deem-WP | Fan Delay Controller for Air Conditioner, MFm, CZ08 | SWHC029-AOE-Res-MFm-CZ08-Any-Each-HV-ResAC-HV-ResAC-Any-Res-Default>2-Def-GSIA-DEER:HVAC_Eff_AC-Annual-Any-rDXGF-HVAC-VentAirDist-dxAC_equip-FlowCtrl-None-Standard-Deem-WP-None-DnDeemDI-ExAnte2020
SWHC029 | Fan Controller for Air Conditioner, Residential | A | No Fan Delay Controller for Air Conditioner, MFm, CZ08 | 0 | Fan Delay Controller for Air Conditioner, MFm, CZ08 | AOE | MFm | Any | CZ08 | Each | Res | Any | #N/A | 0.0325 | 69.56 | 0 | 0 | 0 | 0 | 0 | 0 | 128 | 78 | 50 | 0 | 0 | 0 | None | HV-ResAC | HV-ResAC | 5 | 0 | 0.0325 | 69.56 | 0 | 0 | 0 | 0 | 0 | 0 | 0 | DnDeemed | Res-Default>2 | 0.55 | 0.55 | 0 | 0.55 | Def-GSIA | 1 | DEER:HVAC_Eff_AC | Annual | 0 | 0 | 0 | 0 | Standard | FALSE | ExAnte2020 | 0 | dxAC_equip | FlowCtrl | HVAC | VentAirDist | rDXGF | No | NA | None | 0 | 0 | Deem-WP | Fan Delay Controller for Air Conditioner, MFm, CZ08 | SWHC029-AOE-Res-MFm-CZ08-Any-Each-HV-ResAC-HV-ResAC-Any-Res-Default>2-Def-GSIA-DEER:HVAC_Eff_AC-Annual-Any-rDXGF-HVAC-VentAirDist-dxAC_equip-FlowCtrl-None-Standard-Deem-WP-None-DnDeemed-ExAnte2020
SWHC029 | Fan Controller for Air Conditioner, Residential | A | No Fan Delay Controller for Air Conditioner, MFm, CZ09 | 0 | Fan Delay Controller for Air Conditioner, MFm, CZ09 | AOE | MFm | Any | CZ09 | Each | Res | Any | #N/A | 0.0581 | 50.58 | 0 | 0 | 0 | 0 | 0 | 0 | 128 | 78 | 50 | 0 | 0 | 0 | None | HV-ResAC | HV-ResAC | 5 | 0 | 0.0581 | 50.58 | 0 | 0 | 0 | 0 | 0 | 0 | 0 | DnDeemDI | Res-Default>2 | 0.55 | 0.55 | 0 | 0.55 | Def-GSIA | 1 | DEER:HVAC_Eff_AC | Annual | 0 | 0 | 0 | 0 | Standard | FALSE | ExAnte2020 | 0 | dxAC_equip | FlowCtrl | HVAC | VentAirDist | rDXGF | No | NA | None | 0 | 0 | Deem-WP | Fan Delay Controller for Air Conditioner, MFm, CZ09 | SWHC029-AOE-Res-MFm-CZ09-Any-Each-HV-ResAC-HV-ResAC-Any-Res-Default>2-Def-GSIA-DEER:HVAC_Eff_AC-Annual-Any-rDXGF-HVAC-VentAirDist-dxAC_equip-FlowCtrl-None-Standard-Deem-WP-None-DnDeemDI-ExAnte2020
SWHC029 | Fan Controller for Air Conditioner, Residential | A | No Fan Delay Controller for Air Conditioner, MFm, CZ09 | 0 | Fan Delay Controller for Air Conditioner, MFm, CZ09 | AOE | MFm | Any | CZ09 | Each | Res | Any | #N/A | 0.0581 | 50.58 | 0 | 0 | 0 | 0 | 0 | 0 | 128 | 78 | 50 | 0 | 0 | 0 | None | HV-ResAC | HV-ResAC | 5 | 0 | 0.0581 | 50.58 | 0 | 0 | 0 | 0 | 0 | 0 | 0 | DnDeemed | Res-Default>2 | 0.55 | 0.55 | 0 | 0.55 | Def-GSIA | 1 | DEER:HVAC_Eff_AC | Annual | 0 | 0 | 0 | 0 | Standard | FALSE | ExAnte2020 | 0 | dxAC_equip | FlowCtrl | HVAC | VentAirDist | rDXGF | No | NA | None | 0 | 0 | Deem-WP | Fan Delay Controller for Air Conditioner, MFm, CZ09 | SWHC029-AOE-Res-MFm-CZ09-Any-Each-HV-ResAC-HV-ResAC-Any-Res-Default>2-Def-GSIA-DEER:HVAC_Eff_AC-Annual-Any-rDXGF-HVAC-VentAirDist-dxAC_equip-FlowCtrl-None-Standard-Deem-WP-None-DnDeemed-ExAnte2020
SWHC029 | Fan Controller for Air Conditioner, Residential | A | No Fan Delay Controller for Air Conditioner, MFm, CZ10 | 0 | Fan Delay Controller for Air Conditioner, MFm, CZ10 | AOE | MFm | Any | CZ10 | Each | Res | Any | #N/A | 0.0739 | 52.13 | 0 | 0 | 0 | 0 | 0 | 0 | 128 | 78 | 50 | 0 | 0 | 0 | None | HV-ResAC | HV-ResAC | 5 | 0 | 0.0739 | 52.13 | 0 | 0 | 0 | 0 | 0 | 0 | 0 | DnDeemDI | Res-Default>2 | 0.55 | 0.55 | 0 | 0.55 | Def-GSIA | 1 | DEER:HVAC_Eff_AC | Annual | 0 | 0 | 0 | 0 | Standard | FALSE | ExAnte2020 | 0 | dxAC_equip | FlowCtrl | HVAC | VentAirDist | rDXGF | No | NA | None | 0 | 0 | Deem-WP | Fan Delay Controller for Air Conditioner, MFm, CZ10 | SWHC029-AOE-Res-MFm-CZ10-Any-Each-HV-ResAC-HV-ResAC-Any-Res-Default>2-Def-GSIA-DEER:HVAC_Eff_AC-Annual-Any-rDXGF-HVAC-VentAirDist-dxAC_equip-FlowCtrl-None-Standard-Deem-WP-None-DnDeemDI-ExAnte2020
SWHC029 | Fan Controller for Air Conditioner, Residential | A | No Fan Delay Controller for Air Conditioner, MFm, CZ10 | 0 | Fan Delay Controller for Air Conditioner, MFm, CZ10 | AOE | MFm | Any | CZ10 | Each | Res | Any | #N/A | 0.0739 | 52.13 | 0 | 0 | 0 | 0 | 0 | 0 | 128 | 78 | 50 | 0 | 0 | 0 | None | HV-ResAC | HV-ResAC | 5 | 0 | 0.0739 | 52.13 | 0 | 0 | 0 | 0 | 0 | 0 | 0 | DnDeemed | Res-Default>2 | 0.55 | 0.55 | 0 | 0.55 | Def-GSIA | 1 | DEER:HVAC_Eff_AC | Annual | 0 | 0 | 0 | 0 | Standard | FALSE | ExAnte2020 | 0 | dxAC_equip | FlowCtrl | HVAC | VentAirDist | rDXGF | No | NA | None | 0 | 0 | Deem-WP | Fan Delay Controller for Air Conditioner, MFm, CZ10 | SWHC029-AOE-Res-MFm-CZ10-Any-Each-HV-ResAC-HV-ResAC-Any-Res-Default>2-Def-GSIA-DEER:HVAC_Eff_AC-Annual-Any-rDXGF-HVAC-VentAirDist-dxAC_equip-FlowCtrl-None-Standard-Deem-WP-None-DnDeemed-ExAnte2020
SWHC029 | Fan Controller for Air Conditioner, Residential | A | No Fan Delay Controller for Air Conditioner, MFm, CZ11 | 0 | Fan Delay Controller for Air Conditioner, MFm, CZ11 | AOE | MFm | Any | CZ11 | Each | Res | Any | #N/A | 0.0603 | 129.21 | 0 | 0 | 0 | 0 | 0 | 0 | 128 | 78 | 50 | 0 | 0 | 0 | None | HV-ResAC | HV-ResAC | 5 | 0 | 0.0603 | 129.21 | 0 | 0 | 0 | 0 | 0 | 0 | 0 | DnDeemDI | Res-Default>2 | 0.55 | 0.55 | 0 | 0.55 | Def-GSIA | 1 | DEER:HVAC_Eff_AC | Annual | 0 | 0 | 0 | 0 | Standard | FALSE | ExAnte2020 | 0 | dxAC_equip | FlowCtrl | HVAC | VentAirDist | rDXGF | No | NA | None | 0 | 0 | Deem-WP | Fan Delay Controller for Air Conditioner, MFm, CZ11 | SWHC029-AOE-Res-MFm-CZ11-Any-Each-HV-ResAC-HV-ResAC-Any-Res-Default>2-Def-GSIA-DEER:HVAC_Eff_AC-Annual-Any-rDXGF-HVAC-VentAirDist-dxAC_equip-FlowCtrl-None-Standard-Deem-WP-None-DnDeemDI-ExAnte2020
SWHC029 | Fan Controller for Air Conditioner, Residential | A | No Fan Delay Controller for Air Conditioner, MFm, CZ11 | 0 | Fan Delay Controller for Air Conditioner, MFm, CZ11 | AOE | MFm | Any | CZ11 | Each | Res | Any | #N/A | 0.0603 | 129.21 | 0 | 0 | 0 | 0 | 0 | 0 | 128 | 78 | 50 | 0 | 0 | 0 | None | HV-ResAC | HV-ResAC | 5 | 0 | 0.0603 | 129.21 | 0 | 0 | 0 | 0 | 0 | 0 | 0 | DnDeemed | Res-Default>2 | 0.55 | 0.55 | 0 | 0.55 | Def-GSIA | 1 | DEER:HVAC_Eff_AC | Annual | 0 | 0 | 0 | 0 | Standard | FALSE | ExAnte2020 | 0 | dxAC_equip | FlowCtrl | HVAC | VentAirDist | rDXGF | No | NA | None | 0 | 0 | Deem-WP | Fan Delay Controller for Air Conditioner, MFm, CZ11 | SWHC029-AOE-Res-MFm-CZ11-Any-Each-HV-ResAC-HV-ResAC-Any-Res-Default>2-Def-GSIA-DEER:HVAC_Eff_AC-Annual-Any-rDXGF-HVAC-VentAirDist-dxAC_equip-FlowCtrl-None-Standard-Deem-WP-None-DnDeemed-ExAnte2020
SWHC029 | Fan Controller for Air Conditioner, Residential | A | No Fan Delay Controller for Air Conditioner, MFm, CZ12 | 0 | Fan Delay Controller for Air Conditioner, MFm, CZ12 | AOE | MFm | Any | CZ12 | Each | Res | Any | #N/A | 0.0304 | 56.07 | 0 | 0 | 0 | 0 | 0 | 0 | 128 | 78 | 50 | 0 | 0 | 0 | None | HV-ResAC | HV-ResAC | 5 | 0 | 0.0304 | 56.07 | 0 | 0 | 0 | 0 | 0 | 0 | 0 | DnDeemDI | Res-Default>2 | 0.55 | 0.55 | 0 | 0.55 | Def-GSIA | 1 | DEER:HVAC_Eff_AC | Annual | 0 | 0 | 0 | 0 | Standard | FALSE | ExAnte2020 | 0 | dxAC_equip | FlowCtrl | HVAC | VentAirDist | rDXGF | No | NA | None | 0 | 0 | Deem-WP | Fan Delay Controller for Air Conditioner, MFm, CZ12 | SWHC029-AOE-Res-MFm-CZ12-Any-Each-HV-ResAC-HV-ResAC-Any-Res-Default>2-Def-GSIA-DEER:HVAC_Eff_AC-Annual-Any-rDXGF-HVAC-VentAirDist-dxAC_equip-FlowCtrl-None-Standard-Deem-WP-None-DnDeemDI-ExAnte2020
SWHC029 | Fan Controller for Air Conditioner, Residential | A | No Fan Delay Controller for Air Conditioner, MFm, CZ12 | 0 | Fan Delay Controller for Air Conditioner, MFm, CZ12 | AOE | MFm | Any | CZ12 | Each | Res | Any | #N/A | 0.0304 | 56.07 | 0 | 0 | 0 | 0 | 0 | 0 | 128 | 78 | 50 | 0 | 0 | 0 | None | HV-ResAC | HV-ResAC | 5 | 0 | 0.0304 | 56.07 | 0 | 0 | 0 | 0 | 0 | 0 | 0 | DnDeemed | Res-Default>2 | 0.55 | 0.55 | 0 | 0.55 | Def-GSIA | 1 | DEER:HVAC_Eff_AC | Annual | 0 | 0 | 0 | 0 | Standard | FALSE | ExAnte2020 | 0 | dxAC_equip | FlowCtrl | HVAC | VentAirDist | rDXGF | No | NA | None | 0 | 0 | Deem-WP | Fan Delay Controller for Air Conditioner, MFm, CZ12 | SWHC029-AOE-Res-MFm-CZ12-Any-Each-HV-ResAC-HV-ResAC-Any-Res-Default>2-Def-GSIA-DEER:HVAC_Eff_AC-Annual-Any-rDXGF-HVAC-VentAirDist-dxAC_equip-FlowCtrl-None-Standard-Deem-WP-None-DnDeemed-ExAnte2020
SWHC029 | Fan Controller for Air Conditioner, Residential | A | No Fan Delay Controller for Air Conditioner, MFm, CZ13 | 0 | Fan Delay Controller for Air Conditioner, MFm, CZ13 | AOE | MFm | Any | CZ13 | Each | Res | Any | #N/A | 0.028 | 90.13 | 0 | 0 | 0 | 0 | 0 | 0 | 128 | 78 | 50 | 0 | 0 | 0 | None | HV-ResAC | HV-ResAC | 5 | 0 | 0.028 | 90.13 | 0 | 0 | 0 | 0 | 0 | 0 | 0 | DnDeemDI | Res-Default>2 | 0.55 | 0.55 | 0 | 0.55 | Def-GSIA | 1 | DEER:HVAC_Eff_AC | Annual | 0 | 0 | 0 | 0 | Standard | FALSE | ExAnte2020 | 0 | dxAC_equip | FlowCtrl | HVAC | VentAirDist | rDXGF | No | NA | None | 0 | 0 | Deem-WP | Fan Delay Controller for Air Conditioner, MFm, CZ13 | SWHC029-AOE-Res-MFm-CZ13-Any-Each-HV-ResAC-HV-ResAC-Any-Res-Default>2-Def-GSIA-DEER:HVAC_Eff_AC-Annual-Any-rDXGF-HVAC-VentAirDist-dxAC_equip-FlowCtrl-None-Standard-Deem-WP-None-DnDeemDI-ExAnte2020
SWHC029 | Fan Controller for Air Conditioner, Residential | A | No Fan Delay Controller for Air Conditioner, MFm, CZ13 | 0 | Fan Delay Controller for Air Conditioner, MFm, CZ13 | AOE | MFm | Any | CZ13 | Each | Res | Any | #N/A | 0.028 | 90.13 | 0 | 0 | 0 | 0 | 0 | 0 | 128 | 78 | 50 | 0 | 0 | 0 | None | HV-ResAC | HV-ResAC | 5 | 0 | 0.028 | 90.13 | 0 | 0 | 0 | 0 | 0 | 0 | 0 | DnDeemed | Res-Default>2 | 0.55 | 0.55 | 0 | 0.55 | Def-GSIA | 1 | DEER:HVAC_Eff_AC | Annual | 0 | 0 | 0 | 0 | Standard | FALSE | ExAnte2020 | 0 | dxAC_equip | FlowCtrl | HVAC | VentAirDist | rDXGF | No | NA | None | 0 | 0 | Deem-WP | Fan Delay Controller for Air Conditioner, MFm, CZ13 | SWHC029-AOE-Res-MFm-CZ13-Any-Each-HV-ResAC-HV-ResAC-Any-Res-Default>2-Def-GSIA-DEER:HVAC_Eff_AC-Annual-Any-rDXGF-HVAC-VentAirDist-dxAC_equip-FlowCtrl-None-Standard-Deem-WP-None-DnDeemed-ExAnte2020
SWHC029 | Fan Controller for Air Conditioner, Residential | A | No Fan Delay Controller for Air Conditioner, MFm, CZ14 | 0 | Fan Delay Controller for Air Conditioner, MFm, CZ14 | AOE | MFm | Any | CZ14 | Each | Res | Any | #N/A | 0.0431 | 164.44 | 0 | 0 | 0 | 0 | 0 | 0 | 128 | 78 | 50 | 0 | 0 | 0 | None | HV-ResAC | HV-ResAC | 5 | 0 | 0.0431 | 164.44 | 0 | 0 | 0 | 0 | 0 | 0 | 0 | DnDeemDI | Res-Default>2 | 0.55 | 0.55 | 0 | 0.55 | Def-GSIA | 1 | DEER:HVAC_Eff_AC | Annual | 0 | 0 | 0 | 0 | Standard | FALSE | ExAnte2020 | 0 | dxAC_equip | FlowCtrl | HVAC | VentAirDist | rDXGF | No | NA | None | 0 | 0 | Deem-WP | Fan Delay Controller for Air Conditioner, MFm, CZ14 | SWHC029-AOE-Res-MFm-CZ14-Any-Each-HV-ResAC-HV-ResAC-Any-Res-Default>2-Def-GSIA-DEER:HVAC_Eff_AC-Annual-Any-rDXGF-HVAC-VentAirDist-dxAC_equip-FlowCtrl-None-Standard-Deem-WP-None-DnDeemDI-ExAnte2020
SWHC029 | Fan Controller for Air Conditioner, Residential | A | No Fan Delay Controller for Air Conditioner, MFm, CZ14 | 0 | Fan Delay Controller for Air Conditioner, MFm, CZ14 | AOE | MFm | Any | CZ14 | Each | Res | Any | #N/A | 0.0431 | 164.44 | 0 | 0 | 0 | 0 | 0 | 0 | 128 | 78 | 50 | 0 | 0 | 0 | None | HV-ResAC | HV-ResAC | 5 | 0 | 0.0431 | 164.44 | 0 | 0 | 0 | 0 | 0 | 0 | 0 | DnDeemed | Res-Default>2 | 0.55 | 0.55 | 0 | 0.55 | Def-GSIA | 1 | DEER:HVAC_Eff_AC | Annual | 0 | 0 | 0 | 0 | Standard | FALSE | ExAnte2020 | 0 | dxAC_equip | FlowCtrl | HVAC | VentAirDist | rDXGF | No | NA | None | 0 | 0 | Deem-WP | Fan Delay Controller for Air Conditioner, MFm, CZ14 | SWHC029-AOE-Res-MFm-CZ14-Any-Each-HV-ResAC-HV-ResAC-Any-Res-Default>2-Def-GSIA-DEER:HVAC_Eff_AC-Annual-Any-rDXGF-HVAC-VentAirDist-dxAC_equip-FlowCtrl-None-Standard-Deem-WP-None-DnDeemed-ExAnte2020
SWHC029 | Fan Controller for Air Conditioner, Residential | A | No Fan Delay Controller for Air Conditioner, MFm, CZ15 | 0 | Fan Delay Controller for Air Conditioner, MFm, CZ15 | AOE | MFm | Any | CZ15 | Each | Res | Any | #N/A | 0.0914 | 174.45 | 0 | 0 | 0 | 0 | 0 | 0 | 128 | 78 | 50 | 0 | 0 | 0 | None | HV-ResAC | HV-ResAC | 5 | 0 | 0.0914 | 174.45 | 0 | 0 | 0 | 0 | 0 | 0 | 0 | DnDeemDI | Res-Default>2 | 0.55 | 0.55 | 0 | 0.55 | Def-GSIA | 1 | DEER:HVAC_Eff_AC | Annual | 0 | 0 | 0 | 0 | Standard | FALSE | ExAnte2020 | 0 | dxAC_equip | FlowCtrl | HVAC | VentAirDist | rDXGF | No | NA | None | 0 | 0 | Deem-WP | Fan Delay Controller for Air Conditioner, MFm, CZ15 | SWHC029-AOE-Res-MFm-CZ15-Any-Each-HV-ResAC-HV-ResAC-Any-Res-Default>2-Def-GSIA-DEER:HVAC_Eff_AC-Annual-Any-rDXGF-HVAC-VentAirDist-dxAC_equip-FlowCtrl-None-Standard-Deem-WP-None-DnDeemDI-ExAnte2020
SWHC029 | Fan Controller for Air Conditioner, Residential | A | No Fan Delay Controller for Air Conditioner, MFm, CZ15 | 0 | Fan Delay Controller for Air Conditioner, MFm, CZ15 | AOE | MFm | Any | CZ15 | Each | Res | Any | #N/A | 0.0914 | 174.45 | 0 | 0 | 0 | 0 | 0 | 0 | 128 | 78 | 50 | 0 | 0 | 0 | None | HV-ResAC | HV-ResAC | 5 | 0 | 0.0914 | 174.45 | 0 | 0 | 0 | 0 | 0 | 0 | 0 | DnDeemed | Res-Default>2 | 0.55 | 0.55 | 0 | 0.55 | Def-GSIA | 1 | DEER:HVAC_Eff_AC | Annual | 0 | 0 | 0 | 0 | Standard | FALSE | ExAnte2020 | 0 | dxAC_equip | FlowCtrl | HVAC | VentAirDist | rDXGF | No | NA | None | 0 | 0 | Deem-WP | Fan Delay Controller for Air Conditioner, MFm, CZ15 | SWHC029-AOE-Res-MFm-CZ15-Any-Each-HV-ResAC-HV-ResAC-Any-Res-Default>2-Def-GSIA-DEER:HVAC_Eff_AC-Annual-Any-rDXGF-HVAC-VentAirDist-dxAC_equip-FlowCtrl-None-Standard-Deem-WP-None-DnDeemed-ExAnte2020
SWHC029 | Fan Controller for Air Conditioner, Residential | A | No Fan Delay Controller for Air Conditioner, MFm, CZ16 | 0 | Fan Delay Controller for Air Conditioner, MFm, CZ16 | AOE | MFm | Any | CZ16 | Each | Res | Any | #N/A | 0.0568 | 67.88 | 0 | 0 | 0 | 0 | 0 | 0 | 128 | 78 | 50 | 0 | 0 | 0 | None | HV-ResAC | HV-ResAC | 5 | 0 | 0.0568 | 67.88 | 0 | 0 | 0 | 0 | 0 | 0 | 0 | DnDeemDI | Res-Default>2 | 0.55 | 0.55 | 0 | 0.55 | Def-GSIA | 1 | DEER:HVAC_Eff_AC | Annual | 0 | 0 | 0 | 0 | Standard | FALSE | ExAnte2020 | 0 | dxAC_equip | FlowCtrl | HVAC | VentAirDist | rDXGF | No | NA | None | 0 | 0 | Deem-WP | Fan Delay Controller for Air Conditioner, MFm, CZ16 | SWHC029-AOE-Res-MFm-CZ16-Any-Each-HV-ResAC-HV-ResAC-Any-Res-Default>2-Def-GSIA-DEER:HVAC_Eff_AC-Annual-Any-rDXGF-HVAC-VentAirDist-dxAC_equip-FlowCtrl-None-Standard-Deem-WP-None-DnDeemDI-ExAnte2020
SWHC029 | Fan Controller for Air Conditioner, Residential | A | No Fan Delay Controller for Air Conditioner, MFm, CZ16 | 0 | Fan Delay Controller for Air Conditioner, MFm, CZ16 | AOE | MFm | Any | CZ16 | Each | Res | Any | #N/A | 0.0568 | 67.88 | 0 | 0 | 0 | 0 | 0 | 0 | 128 | 78 | 50 | 0 | 0 | 0 | None | HV-ResAC | HV-ResAC | 5 | 0 | 0.0568 | 67.88 | 0 | 0 | 0 | 0 | 0 | 0 | 0 | DnDeemed | Res-Default>2 | 0.55 | 0.55 | 0 | 0.55 | Def-GSIA | 1 | DEER:HVAC_Eff_AC | Annual | 0 | 0 | 0 | 0 | Standard | FALSE | ExAnte2020 | 0 | dxAC_equip | FlowCtrl | HVAC | VentAirDist | rDXGF | No | NA | None | 0 | 0 | Deem-WP | Fan Delay Controller for Air Conditioner, MFm, CZ16 | SWHC029-AOE-Res-MFm-CZ16-Any-Each-HV-ResAC-HV-ResAC-Any-Res-Default>2-Def-GSIA-DEER:HVAC_Eff_AC-Annual-Any-rDXGF-HVAC-VentAirDist-dxAC_equip-FlowCtrl-None-Standard-Deem-WP-None-DnDeemed-ExAnte2020
SWHC029 | Fan Controller for Air Conditioner, Residential | A | No Fan Delay Controller for Air Conditioner, SFm, CZ01 | 0 | Fan Delay Controller for Air Conditioner, SFm, CZ01 | AOE | SFm | Any | CZ01 | Each | Res | Any | #N/A | 0 | 0 | 0 | 0 | 0 | 0 | 0 | 0 | 128 | 78 | 50 | 0 | 0 | 0 | None | HV-ResAC | HV-ResAC | 5 | 0 | 0 | 0 | 0 | 0 | 0 | 0 | 0 | 0 | 0 | DnDeemDI | Res-Default>2 | 0.55 | 0.55 | 0 | 0.55 | Def-GSIA | 1 | DEER:HVAC_Eff_AC | Annual | 0 | 0 | 0 | 0 | Standard | FALSE | ExAnte2020 | 0 | dxAC_equip | FlowCtrl | HVAC | VentAirDist | rDXGF | No | NA | None | 0 | 0 | Deem-WP | Fan Delay Controller for Air Conditioner, SFm, CZ01 | SWHC029-AOE-Res-SFm-CZ01-Any-Each-HV-ResAC-HV-ResAC-Any-Res-Default>2-Def-GSIA-DEER:HVAC_Eff_AC-Annual-Any-rDXGF-HVAC-VentAirDist-dxAC_equip-FlowCtrl-None-Standard-Deem-WP-None-DnDeemDI-ExAnte2020
SWHC029 | Fan Controller for Air Conditioner, Residential | A | No Fan Delay Controller for Air Conditioner, SFm, CZ01 | 0 | Fan Delay Controller for Air Conditioner, SFm, CZ01 | AOE | SFm | Any | CZ01 | Each | Res | Any | #N/A | 0 | 0 | 0 | 0 | 0 | 0 | 0 | 0 | 128 | 78 | 50 | 0 | 0 | 0 | None | HV-ResAC | HV-ResAC | 5 | 0 | 0 | 0 | 0 | 0 | 0 | 0 | 0 | 0 | 0 | DnDeemed | Res-Default>2 | 0.55 | 0.55 | 0 | 0.55 | Def-GSIA | 1 | DEER:HVAC_Eff_AC | Annual | 0 | 0 | 0 | 0 | Standard | FALSE | ExAnte2020 | 0 | dxAC_equip | FlowCtrl | HVAC | VentAirDist | rDXGF | No | NA | None | 0 | 0 | Deem-WP | Fan Delay Controller for Air Conditioner, SFm, CZ01 | SWHC029-AOE-Res-SFm-CZ01-Any-Each-HV-ResAC-HV-ResAC-Any-Res-Default>2-Def-GSIA-DEER:HVAC_Eff_AC-Annual-Any-rDXGF-HVAC-VentAirDist-dxAC_equip-FlowCtrl-None-Standard-Deem-WP-None-DnDeemed-ExAnte2020
SWHC029 | Fan Controller for Air Conditioner, Residential | A | No Fan Delay Controller for Air Conditioner, SFm, CZ02 | 0 | Fan Delay Controller for Air Conditioner, SFm, CZ02 | AOE | SFm | Any | CZ02 | Each | Res | Any | #N/A | 0.1222 | 25.31 | 0 | 0 | 0 | 0 | 0 | 0 | 128 | 78 | 50 | 0 | 0 | 0 | None | HV-ResAC | HV-ResAC | 5 | 0 | 0.1222 | 25.31 | 0 | 0 | 0 | 0 | 0 | 0 | 0 | DnDeemDI | Res-Default>2 | 0.55 | 0.55 | 0 | 0.55 | Def-GSIA | 1 | DEER:HVAC_Eff_AC | Annual | 0 | 0 | 0 | 0 | Standard | FALSE | ExAnte2020 | 0 | dxAC_equip | FlowCtrl | HVAC | VentAirDist | rDXGF | No | NA | None | 0 | 0 | Deem-WP | Fan Delay Controller for Air Conditioner, SFm, CZ02 | SWHC029-AOE-Res-SFm-CZ02-Any-Each-HV-ResAC-HV-ResAC-Any-Res-Default>2-Def-GSIA-DEER:HVAC_Eff_AC-Annual-Any-rDXGF-HVAC-VentAirDist-dxAC_equip-FlowCtrl-None-Standard-Deem-WP-None-DnDeemDI-ExAnte2020
SWHC029 | Fan Controller for Air Conditioner, Residential | A | No Fan Delay Controller for Air Conditioner, SFm, CZ02 | 0 | Fan Delay Controller for Air Conditioner, SFm, CZ02 | AOE | SFm | Any | CZ02 | Each | Res | Any | #N/A | 0.1222 | 25.31 | 0 | 0 | 0 | 0 | 0 | 0 | 128 | 78 | 50 | 0 | 0 | 0 | None | HV-ResAC | HV-ResAC | 5 | 0 | 0.1222 | 25.31 | 0 | 0 | 0 | 0 | 0 | 0 | 0 | DnDeemed | Res-Default>2 | 0.55 | 0.55 | 0 | 0.55 | Def-GSIA | 1 | DEER:HVAC_Eff_AC | Annual | 0 | 0 | 0 | 0 | Standard | FALSE | ExAnte2020 | 0 | dxAC_equip | FlowCtrl | HVAC | VentAirDist | rDXGF | No | NA | None | 0 | 0 | Deem-WP | Fan Delay Controller for Air Conditioner, SFm, CZ02 | SWHC029-AOE-Res-SFm-CZ02-Any-Each-HV-ResAC-HV-ResAC-Any-Res-Default>2-Def-GSIA-DEER:HVAC_Eff_AC-Annual-Any-rDXGF-HVAC-VentAirDist-dxAC_equip-FlowCtrl-None-Standard-Deem-WP-None-DnDeemed-ExAnte2020
SWHC029 | Fan Controller for Air Conditioner, Residential | A | No Fan Delay Controller for Air Conditioner, SFm, CZ03 | 0 | Fan Delay Controller for Air Conditioner, SFm, CZ03 | AOE | SFm | Any | CZ03 | Each | Res | Any | #N/A | 0.1365 | 28.81 | 0 | 0 | 0 | 0 | 0 | 0 | 128 | 78 | 50 | 0 | 0 | 0 | None | HV-ResAC | HV-ResAC | 5 | 0 | 0.1365 | 28.81 | 0 | 0 | 0 | 0 | 0 | 0 | 0 | DnDeemDI | Res-Default>2 | 0.55 | 0.55 | 0 | 0.55 | Def-GSIA | 1 | DEER:HVAC_Eff_AC | Annual | 0 | 0 | 0 | 0 | Standard | FALSE | ExAnte2020 | 0 | dxAC_equip | FlowCtrl | HVAC | VentAirDist | rDXGF | No | NA | None | 0 | 0 | Deem-WP | Fan Delay Controller for Air Conditioner, SFm, CZ03 | SWHC029-AOE-Res-SFm-CZ03-Any-Each-HV-ResAC-HV-ResAC-Any-Res-Default>2-Def-GSIA-DEER:HVAC_Eff_AC-Annual-Any-rDXGF-HVAC-VentAirDist-dxAC_equip-FlowCtrl-None-Standard-Deem-WP-None-DnDeemDI-ExAnte2020
SWHC029 | Fan Controller for Air Conditioner, Residential | A | No Fan Delay Controller for Air Conditioner, SFm, CZ03 | 0 | Fan Delay Controller for Air Conditioner, SFm, CZ03 | AOE | SFm | Any | CZ03 | Each | Res | Any | #N/A | 0.1365 | 28.81 | 0 | 0 | 0 | 0 | 0 | 0 | 128 | 78 | 50 | 0 | 0 | 0 | None | HV-ResAC | HV-ResAC | 5 | 0 | 0.1365 | 28.81 | 0 | 0 | 0 | 0 | 0 | 0 | 0 | DnDeemed | Res-Default>2 | 0.55 | 0.55 | 0 | 0.55 | Def-GSIA | 1 | DEER:HVAC_Eff_AC | Annual | 0 | 0 | 0 | 0 | Standard | FALSE | ExAnte2020 | 0 | dxAC_equip | FlowCtrl | HVAC | VentAirDist | rDXGF | No | NA | None | 0 | 0 | Deem-WP | Fan Delay Controller for Air Conditioner, SFm, CZ03 | SWHC029-AOE-Res-SFm-CZ03-Any-Each-HV-ResAC-HV-ResAC-Any-Res-Default>2-Def-GSIA-DEER:HVAC_Eff_AC-Annual-Any-rDXGF-HVAC-VentAirDist-dxAC_equip-FlowCtrl-None-Standard-Deem-WP-None-DnDeemed-ExAnte2020
SWHC029 | Fan Controller for Air Conditioner, Residential | A | No Fan Delay Controller for Air Conditioner, SFm, CZ04 | 0 | Fan Delay Controller for Air Conditioner, SFm, CZ04 | AOE | SFm | Any | CZ04 | Each | Res | Any | #N/A | 0.1871 | 43.87 | 0 | 0 | 0 | 0 | 0 | 0 | 128 | 78 | 50 | 0 | 0 | 0 | None | HV-ResAC | HV-ResAC | 5 | 0 | 0.1871 | 43.87 | 0 | 0 | 0 | 0 | 0 | 0 | 0 | DnDeemDI | Res-Default>2 | 0.55 | 0.55 | 0 | 0.55 | Def-GSIA | 1 | DEER:HVAC_Eff_AC | Annual | 0 | 0 | 0 | 0 | Standard | FALSE | ExAnte2020 | 0 | dxAC_equip | FlowCtrl | HVAC | VentAirDist | rDXGF | No | NA | None | 0 | 0 | Deem-WP | Fan Delay Controller for Air Conditioner, SFm, CZ04 | SWHC029-AOE-Res-SFm-CZ04-Any-Each-HV-ResAC-HV-ResAC-Any-Res-Default>2-Def-GSIA-DEER:HVAC_Eff_AC-Annual-Any-rDXGF-HVAC-VentAirDist-dxAC_equip-FlowCtrl-None-Standard-Deem-WP-None-DnDeemDI-ExAnte2020
SWHC029 | Fan Controller for Air Conditioner, Residential | A | No Fan Delay Controller for Air Conditioner, SFm, CZ04 | 0 | Fan Delay Controller for Air Conditioner, SFm, CZ04 | AOE | SFm | Any | CZ04 | Each | Res | Any | #N/A | 0.1871 | 43.87 | 0 | 0 | 0 | 0 | 0 | 0 | 128 | 78 | 50 | 0 | 0 | 0 | None | HV-ResAC | HV-ResAC | 5 | 0 | 0.1871 | 43.87 | 0 | 0 | 0 | 0 | 0 | 0 | 0 | DnDeemed | Res-Default>2 | 0.55 | 0.55 | 0 | 0.55 | Def-GSIA | 1 | DEER:HVAC_Eff_AC | Annual | 0 | 0 | 0 | 0 | Standard | FALSE | ExAnte2020 | 0 | dxAC_equip | FlowCtrl | HVAC | VentAirDist | rDXGF | No | NA | None | 0 | 0 | Deem-WP | Fan Delay Controller for Air Conditioner, SFm, CZ04 | SWHC029-AOE-Res-SFm-CZ04-Any-Each-HV-ResAC-HV-ResAC-Any-Res-Default>2-Def-GSIA-DEER:HVAC_Eff_AC-Annual-Any-rDXGF-HVAC-VentAirDist-dxAC_equip-FlowCtrl-None-Standard-Deem-WP-None-DnDeemed-ExAnte2020
SWHC029 | Fan Controller for Air Conditioner, Residential | A | No Fan Delay Controller for Air Conditioner, SFm, CZ05 | 0 | Fan Delay Controller for Air Conditioner, SFm, CZ05 | AOE | SFm | Any | CZ05 | Each | Res | Any | #N/A | 0.1309 | 15.22 | 0 | 0 | 0 | 0 | 0 | 0 | 128 | 78 | 50 | 0 | 0 | 0 | None | HV-ResAC | HV-ResAC | 5 | 0 | 0.1309 | 15.22 | 0 | 0 | 0 | 0 | 0 | 0 | 0 | DnDeemDI | Res-Default>2 | 0.55 | 0.55 | 0 | 0.55 | Def-GSIA | 1 | DEER:HVAC_Eff_AC | Annual | 0 | 0 | 0 | 0 | Standard | FALSE | ExAnte2020 | 0 | dxAC_equip | FlowCtrl | HVAC | VentAirDist | rDXGF | No | NA | None | 0 | 0 | Deem-WP | Fan Delay Controller for Air Conditioner, SFm, CZ05 | SWHC029-AOE-Res-SFm-CZ05-Any-Each-HV-ResAC-HV-ResAC-Any-Res-Default>2-Def-GSIA-DEER:HVAC_Eff_AC-Annual-Any-rDXGF-HVAC-VentAirDist-dxAC_equip-FlowCtrl-None-Standard-Deem-WP-None-DnDeemDI-ExAnte2020
SWHC029 | Fan Controller for Air Conditioner, Residential | A | No Fan Delay Controller for Air Conditioner, SFm, CZ05 | 0 | Fan Delay Controller for Air Conditioner, SFm, CZ05 | AOE | SFm | Any | CZ05 | Each | Res | Any | #N/A | 0.1309 | 15.22 | 0 | 0 | 0 | 0 | 0 | 0 | 128 | 78 | 50 | 0 | 0 | 0 | None | HV-ResAC | HV-ResAC | 5 | 0 | 0.1309 | 15.22 | 0 | 0 | 0 | 0 | 0 | 0 | 0 | DnDeemed | Res-Default>2 | 0.55 | 0.55 | 0 | 0.55 | Def-GSIA | 1 | DEER:HVAC_Eff_AC | Annual | 0 | 0 | 0 | 0 | Standard | FALSE | ExAnte2020 | 0 | dxAC_equip | FlowCtrl | HVAC | VentAirDist | rDXGF | No | NA | None | 0 | 0 | Deem-WP | Fan Delay Controller for Air Conditioner, SFm, CZ05 | SWHC029-AOE-Res-SFm-CZ05-Any-Each-HV-ResAC-HV-ResAC-Any-Res-Default>2-Def-GSIA-DEER:HVAC_Eff_AC-Annual-Any-rDXGF-HVAC-VentAirDist-dxAC_equip-FlowCtrl-None-Standard-Deem-WP-None-DnDeemed-ExAnte2020
SWHC029 | Fan Controller for Air Conditioner, Residential | A | No Fan Delay Controller for Air Conditioner, SFm, CZ06 | 0 | Fan Delay Controller for Air Conditioner, SFm, CZ06 | AOE | SFm | Any | CZ06 | Each | Res | Any | #N/A | 0.2415 | 33.53 | 0 | 0 | 0 | 0 | 0 | 0 | 128 | 78 | 50 | 0 | 0 | 0 | None | HV-ResAC | HV-ResAC | 5 | 0 | 0.2415 | 33.53 | 0 | 0 | 0 | 0 | 0 | 0 | 0 | DnDeemDI | Res-Default>2 | 0.55 | 0.55 | 0 | 0.55 | Def-GSIA | 1 | DEER:HVAC_Eff_AC | Annual | 0 | 0 | 0 | 0 | Standard | FALSE | ExAnte2020 | 0 | dxAC_equip | FlowCtrl | HVAC | VentAirDist | rDXGF | No | NA | None | 0 | 0 | Deem-WP | Fan Delay Controller for Air Conditioner, SFm, CZ06 | SWHC029-AOE-Res-SFm-CZ06-Any-Each-HV-ResAC-HV-ResAC-Any-Res-Default>2-Def-GSIA-DEER:HVAC_Eff_AC-Annual-Any-rDXGF-HVAC-VentAirDist-dxAC_equip-FlowCtrl-None-Standard-Deem-WP-None-DnDeemDI-ExAnte2020
SWHC029 | Fan Controller for Air Conditioner, Residential | A | No Fan Delay Controller for Air Conditioner, SFm, CZ06 | 0 | Fan Delay Controller for Air Conditioner, SFm, CZ06 | AOE | SFm | Any | CZ06 | Each | Res | Any | #N/A | 0.2415 | 33.53 | 0 | 0 | 0 | 0 | 0 | 0 | 128 | 78 | 50 | 0 | 0 | 0 | None | HV-ResAC | HV-ResAC | 5 | 0 | 0.2415 | 33.53 | 0 | 0 | 0 | 0 | 0 | 0 | 0 | DnDeemed | Res-Default>2 | 0.55 | 0.55 | 0 | 0.55 | Def-GSIA | 1 | DEER:HVAC_Eff_AC | Annual | 0 | 0 | 0 | 0 | Standard | FALSE | ExAnte2020 | 0 | dxAC_equip | FlowCtrl | HVAC | VentAirDist | rDXGF | No | NA | None | 0 | 0 | Deem-WP | Fan Delay Controller for Air Conditioner, SFm, CZ06 | SWHC029-AOE-Res-SFm-CZ06-Any-Each-HV-ResAC-HV-ResAC-Any-Res-Default>2-Def-GSIA-DEER:HVAC_Eff_AC-Annual-Any-rDXGF-HVAC-VentAirDist-dxAC_equip-FlowCtrl-None-Standard-Deem-WP-None-DnDeemed-ExAnte2020
SWHC029 | Fan Controller for Air Conditioner, Residential | A | No Fan Delay Controller for Air Conditioner, SFm, CZ07 | 0 | Fan Delay Controller for Air Conditioner, SFm, CZ07 | AOE | SFm | Any | CZ07 | Each | Res | Any | #N/A | 0.1435 | 95.44 | 0 | 0 | 0 | 0 | 0 | 0 | 128 | 78 | 50 | 0 | 0 | 0 | None | HV-ResAC | HV-ResAC | 5 | 0 | 0.1435 | 95.44 | 0 | 0 | 0 | 0 | 0 | 0 | 0 | DnDeemDI | Res-Default>2 | 0.55 | 0.55 | 0 | 0.55 | Def-GSIA | 1 | DEER:HVAC_Eff_AC | Annual | 0 | 0 | 0 | 0 | Standard | FALSE | ExAnte2020 | 0 | dxAC_equip | FlowCtrl | HVAC | VentAirDist | rDXGF | No | NA | None | 0 | 0 | Deem-WP | Fan Delay Controller for Air Conditioner, SFm, CZ07 | SWHC029-AOE-Res-SFm-CZ07-Any-Each-HV-ResAC-HV-ResAC-Any-Res-Default>2-Def-GSIA-DEER:HVAC_Eff_AC-Annual-Any-rDXGF-HVAC-VentAirDist-dxAC_equip-FlowCtrl-None-Standard-Deem-WP-None-DnDeemDI-ExAnte2020
SWHC029 | Fan Controller for Air Conditioner, Residential | A | No Fan Delay Controller for Air Conditioner, SFm, CZ07 | 0 | Fan Delay Controller for Air Conditioner, SFm, CZ07 | AOE | SFm | Any | CZ07 | Each | Res | Any | #N/A | 0.1435 | 95.44 | 0 | 0 | 0 | 0 | 0 | 0 | 128 | 78 | 50 | 0 | 0 | 0 | None | HV-ResAC | HV-ResAC | 5 | 0 | 0.1435 | 95.44 | 0 | 0 | 0 | 0 | 0 | 0 | 0 | DnDeemed | Res-Default>2 | 0.55 | 0.55 | 0 | 0.55 | Def-GSIA | 1 | DEER:HVAC_Eff_AC | Annual | 0 | 0 | 0 | 0 | Standard | FALSE | ExAnte2020 | 0 | dxAC_equip | FlowCtrl | HVAC | VentAirDist | rDXGF | No | NA | None | 0 | 0 | Deem-WP | Fan Delay Controller for Air Conditioner, SFm, CZ07 | SWHC029-AOE-Res-SFm-CZ07-Any-Each-HV-ResAC-HV-ResAC-Any-Res-Default>2-Def-GSIA-DEER:HVAC_Eff_AC-Annual-Any-rDXGF-HVAC-VentAirDist-dxAC_equip-FlowCtrl-None-Standard-Deem-WP-None-DnDeemed-ExAnte2020
SWHC029 | Fan Controller for Air Conditioner, Residential | A | No Fan Delay Controller for Air Conditioner, SFm, CZ08 | 0 | Fan Delay Controller for Air Conditioner, SFm, CZ08 | AOE | SFm | Any | CZ08 | Each | Res | Any | #N/A | 0.1721 | 186.74 | 0 | 0 | 0 | 0 | 0 | 0 | 128 | 78 | 50 | 0 | 0 | 0 | None | HV-ResAC | HV-ResAC | 5 | 0 | 0.1721 | 186.74 | 0 | 0 | 0 | 0 | 0 | 0 | 0 | DnDeemDI | Res-Default>2 | 0.55 | 0.55 | 0 | 0.55 | Def-GSIA | 1 | DEER:HVAC_Eff_AC | Annual | 0 | 0 | 0 | 0 | Standard | FALSE | ExAnte2020 | 0 | dxAC_equip | FlowCtrl | HVAC | VentAirDist | rDXGF | No | NA | None | 0 | 0 | Deem-WP | Fan Delay Controller for Air Conditioner, SFm, CZ08 | SWHC029-AOE-Res-SFm-CZ08-Any-Each-HV-ResAC-HV-ResAC-Any-Res-Default>2-Def-GSIA-DEER:HVAC_Eff_AC-Annual-Any-rDXGF-HVAC-VentAirDist-dxAC_equip-FlowCtrl-None-Standard-Deem-WP-None-DnDeemDI-ExAnte2020
SWHC029 | Fan Controller for Air Conditioner, Residential | A | No Fan Delay Controller for Air Conditioner, SFm, CZ08 | 0 | Fan Delay Controller for Air Conditioner, SFm, CZ08 | AOE | SFm | Any | CZ08 | Each | Res | Any | #N/A | 0.1721 | 186.74 | 0 | 0 | 0 | 0 | 0 | 0 | 128 | 78 | 50 | 0 | 0 | 0 | None | HV-ResAC | HV-ResAC | 5 | 0 | 0.1721 | 186.74 | 0 | 0 | 0 | 0 | 0 | 0 | 0 | DnDeemed | Res-Default>2 | 0.55 | 0.55 | 0 | 0.55 | Def-GSIA | 1 | DEER:HVAC_Eff_AC | Annual | 0 | 0 | 0 | 0 | Standard | FALSE | ExAnte2020 | 0 | dxAC_equip | FlowCtrl | HVAC | VentAirDist | rDXGF | No | NA | None | 0 | 0 | Deem-WP | Fan Delay Controller for Air Conditioner, SFm, CZ08 | SWHC029-AOE-Res-SFm-CZ08-Any-Each-HV-ResAC-HV-ResAC-Any-Res-Default>2-Def-GSIA-DEER:HVAC_Eff_AC-Annual-Any-rDXGF-HVAC-VentAirDist-dxAC_equip-FlowCtrl-None-Standard-Deem-WP-None-DnDeemed-ExAnte2020
SWHC029 | Fan Controller for Air Conditioner, Residential | A | No Fan Delay Controller for Air Conditioner, SFm, CZ09 | 0 | Fan Delay Controller for Air Conditioner, SFm, CZ09 | AOE | SFm | Any | CZ09 | Each | Res | Any | #N/A | 0.0663 | 128.58 | 0 | 0 | 0 | 0 | 0 | 0 | 128 | 78 | 50 | 0 | 0 | 0 | None | HV-ResAC | HV-ResAC | 5 | 0 | 0.0663 | 128.58 | 0 | 0 | 0 | 0 | 0 | 0 | 0 | DnDeemDI | Res-Default>2 | 0.55 | 0.55 | 0 | 0.55 | Def-GSIA | 1 | DEER:HVAC_Eff_AC | Annual | 0 | 0 | 0 | 0 | Standard | FALSE | ExAnte2020 | 0 | dxAC_equip | FlowCtrl | HVAC | VentAirDist | rDXGF | No | NA | None | 0 | 0 | Deem-WP | Fan Delay Controller for Air Conditioner, SFm, CZ09 | SWHC029-AOE-Res-SFm-CZ09-Any-Each-HV-ResAC-HV-ResAC-Any-Res-Default>2-Def-GSIA-DEER:HVAC_Eff_AC-Annual-Any-rDXGF-HVAC-VentAirDist-dxAC_equip-FlowCtrl-None-Standard-Deem-WP-None-DnDeemDI-ExAnte2020
SWHC029 | Fan Controller for Air Conditioner, Residential | A | No Fan Delay Controller for Air Conditioner, SFm, CZ09 | 0 | Fan Delay Controller for Air Conditioner, SFm, CZ09 | AOE | SFm | Any | CZ09 | Each | Res | Any | #N/A | 0.0663 | 128.58 | 0 | 0 | 0 | 0 | 0 | 0 | 128 | 78 | 50 | 0 | 0 | 0 | None | HV-ResAC | HV-ResAC | 5 | 0 | 0.0663 | 128.58 | 0 | 0 | 0 | 0 | 0 | 0 | 0 | DnDeemed | Res-Default>2 | 0.55 | 0.55 | 0 | 0.55 | Def-GSIA | 1 | DEER:HVAC_Eff_AC | Annual | 0 | 0 | 0 | 0 | Standard | FALSE | ExAnte2020 | 0 | dxAC_equip | FlowCtrl | HVAC | VentAirDist | rDXGF | No | NA | None | 0 | 0 | Deem-WP | Fan Delay Controller for Air Conditioner, SFm, CZ09 | SWHC029-AOE-Res-SFm-CZ09-Any-Each-HV-ResAC-HV-ResAC-Any-Res-Default>2-Def-GSIA-DEER:HVAC_Eff_AC-Annual-Any-rDXGF-HVAC-VentAirDist-dxAC_equip-FlowCtrl-None-Standard-Deem-WP-None-DnDeemed-ExAnte2020
SWHC029 | Fan Controller for Air Conditioner, Residential | A | No Fan Delay Controller for Air Conditioner, SFm, CZ10 | 0 | Fan Delay Controller for Air Conditioner, SFm, CZ10 | AOE | SFm | Any | CZ10 | Each | Res | Any | #N/A | 0.0471 | 280.41 | 0 | 0 | 0 | 0 | 0 | 0 | 128 | 78 | 50 | 0 | 0 | 0 | None | HV-ResAC | HV-ResAC | 5 | 0 | 0.0471 | 280.41 | 0 | 0 | 0 | 0 | 0 | 0 | 0 | DnDeemDI | Res-Default>2 | 0.55 | 0.55 | 0 | 0.55 | Def-GSIA | 1 | DEER:HVAC_Eff_AC | Annual | 0 | 0 | 0 | 0 | Standard | FALSE | ExAnte2020 | 0 | dxAC_equip | FlowCtrl | HVAC | VentAirDist | rDXGF | No | NA | None | 0 | 0 | Deem-WP | Fan Delay Controller for Air Conditioner, SFm, CZ10 | SWHC029-AOE-Res-SFm-CZ10-Any-Each-HV-ResAC-HV-ResAC-Any-Res-Default>2-Def-GSIA-DEER:HVAC_Eff_AC-Annual-Any-rDXGF-HVAC-VentAirDist-dxAC_equip-FlowCtrl-None-Standard-Deem-WP-None-DnDeemDI-ExAnte2020
SWHC029 | Fan Controller for Air Conditioner, Residential | A | No Fan Delay Controller for Air Conditioner, SFm, CZ10 | 0 | Fan Delay Controller for Air Conditioner, SFm, CZ10 | AOE | SFm | Any | CZ10 | Each | Res | Any | #N/A | 0.0471 | 280.41 | 0 | 0 | 0 | 0 | 0 | 0 | 128 | 78 | 50 | 0 | 0 | 0 | None | HV-ResAC | HV-ResAC | 5 | 0 | 0.0471 | 280.41 | 0 | 0 | 0 | 0 | 0 | 0 | 0 | DnDeemed | Res-Default>2 | 0.55 | 0.55 | 0 | 0.55 | Def-GSIA | 1 | DEER:HVAC_Eff_AC | Annual | 0 | 0 | 0 | 0 | Standard | FALSE | ExAnte2020 | 0 | dxAC_equip | FlowCtrl | HVAC | VentAirDist | rDXGF | No | NA | None | 0 | 0 | Deem-WP | Fan Delay Controller for Air Conditioner, SFm, CZ10 | SWHC029-AOE-Res-SFm-CZ10-Any-Each-HV-ResAC-HV-ResAC-Any-Res-Default>2-Def-GSIA-DEER:HVAC_Eff_AC-Annual-Any-rDXGF-HVAC-VentAirDist-dxAC_equip-FlowCtrl-None-Standard-Deem-WP-None-DnDeemed-ExAnte2020
SWHC029 | Fan Controller for Air Conditioner, Residential | A | No Fan Delay Controller for Air Conditioner, SFm, CZ11 | 0 | Fan Delay Controller for Air Conditioner, SFm, CZ11 | AOE | SFm | Any | CZ11 | Each | Res | Any | #N/A | 0.1695 | 314.78 | 0 | 0 | 0 | 0 | 0 | 0 | 128 | 78 | 50 | 0 | 0 | 0 | None | HV-ResAC | HV-ResAC | 5 | 0 | 0.1695 | 314.78 | 0 | 0 | 0 | 0 | 0 | 0 | 0 | DnDeemDI | Res-Default>2 | 0.55 | 0.55 | 0 | 0.55 | Def-GSIA | 1 | DEER:HVAC_Eff_AC | Annual | 0 | 0 | 0 | 0 | Standard | FALSE | ExAnte2020 | 0 | dxAC_equip | FlowCtrl | HVAC | VentAirDist | rDXGF | No | NA | None | 0 | 0 | Deem-WP | Fan Delay Controller for Air Conditioner, SFm, CZ11 | SWHC029-AOE-Res-SFm-CZ11-Any-Each-HV-ResAC-HV-ResAC-Any-Res-Default>2-Def-GSIA-DEER:HVAC_Eff_AC-Annual-Any-rDXGF-HVAC-VentAirDist-dxAC_equip-FlowCtrl-None-Standard-Deem-WP-None-DnDeemDI-ExAnte2020
SWHC029 | Fan Controller for Air Conditioner, Residential | A | No Fan Delay Controller for Air Conditioner, SFm, CZ11 | 0 | Fan Delay Controller for Air Conditioner, SFm, CZ11 | AOE | SFm | Any | CZ11 | Each | Res | Any | #N/A | 0.1695 | 314.78 | 0 | 0 | 0 | 0 | 0 | 0 | 128 | 78 | 50 | 0 | 0 | 0 | None | HV-ResAC | HV-ResAC | 5 | 0 | 0.1695 | 314.78 | 0 | 0 | 0 | 0 | 0 | 0 | 0 | DnDeemed | Res-Default>2 | 0.55 | 0.55 | 0 | 0.55 | Def-GSIA | 1 | DEER:HVAC_Eff_AC | Annual | 0 | 0 | 0 | 0 | Standard | FALSE | ExAnte2020 | 0 | dxAC_equip | FlowCtrl | HVAC | VentAirDist | rDXGF | No | NA | None | 0 | 0 | Deem-WP | Fan Delay Controller for Air Conditioner, SFm, CZ11 | SWHC029-AOE-Res-SFm-CZ11-Any-Each-HV-ResAC-HV-ResAC-Any-Res-Default>2-Def-GSIA-DEER:HVAC_Eff_AC-Annual-Any-rDXGF-HVAC-VentAirDist-dxAC_equip-FlowCtrl-None-Standard-Deem-WP-None-DnDeemed-ExAnte2020
SWHC029 | Fan Controller for Air Conditioner, Residential | A | No Fan Delay Controller for Air Conditioner, SFm, CZ12 | 0 | Fan Delay Controller for Air Conditioner, SFm, CZ12 | AOE | SFm | Any | CZ12 | Each | Res | Any | #N/A | 0.1411 | 125.83 | 0 | 0 | 0 | 0 | 0 | 0 | 128 | 78 | 50 | 0 | 0 | 0 | None | HV-ResAC | HV-ResAC | 5 | 0 | 0.1411 | 125.83 | 0 | 0 | 0 | 0 | 0 | 0 | 0 | DnDeemDI | Res-Default>2 | 0.55 | 0.55 | 0 | 0.55 | Def-GSIA | 1 | DEER:HVAC_Eff_AC | Annual | 0 | 0 | 0 | 0 | Standard | FALSE | ExAnte2020 | 0 | dxAC_equip | FlowCtrl | HVAC | VentAirDist | rDXGF | No | NA | None | 0 | 0 | Deem-WP | Fan Delay Controller for Air Conditioner, SFm, CZ12 | SWHC029-AOE-Res-SFm-CZ12-Any-Each-HV-ResAC-HV-ResAC-Any-Res-Default>2-Def-GSIA-DEER:HVAC_Eff_AC-Annual-Any-rDXGF-HVAC-VentAirDist-dxAC_equip-FlowCtrl-None-Standard-Deem-WP-None-DnDeemDI-ExAnte2020
SWHC029 | Fan Controller for Air Conditioner, Residential | A | No Fan Delay Controller for Air Conditioner, SFm, CZ12 | 0 | Fan Delay Controller for Air Conditioner, SFm, CZ12 | AOE | SFm | Any | CZ12 | Each | Res | Any | #N/A | 0.1411 | 125.83 | 0 | 0 | 0 | 0 | 0 | 0 | 128 | 78 | 50 | 0 | 0 | 0 | None | HV-ResAC | HV-ResAC | 5 | 0 | 0.1411 | 125.83 | 0 | 0 | 0 | 0 | 0 | 0 | 0 | DnDeemed | Res-Default>2 | 0.55 | 0.55 | 0 | 0.55 | Def-GSIA | 1 | DEER:HVAC_Eff_AC | Annual | 0 | 0 | 0 | 0 | Standard | FALSE | ExAnte2020 | 0 | dxAC_equip | FlowCtrl | HVAC | VentAirDist | rDXGF | No | NA | None | 0 | 0 | Deem-WP | Fan Delay Controller for Air Conditioner, SFm, CZ12 | SWHC029-AOE-Res-SFm-CZ12-Any-Each-HV-ResAC-HV-ResAC-Any-Res-Default>2-Def-GSIA-DEER:HVAC_Eff_AC-Annual-Any-rDXGF-HVAC-VentAirDist-dxAC_equip-FlowCtrl-None-Standard-Deem-WP-None-DnDeemed-ExAnte2020
SWHC029 | Fan Controller for Air Conditioner, Residential | A | No Fan Delay Controller for Air Conditioner, SFm, CZ13 | 0 | Fan Delay Controller for Air Conditioner, SFm, CZ13 | AOE | SFm | Any | CZ13 | Each | Res | Any | #N/A | 0.1707 | 295.85 | 0 | 0 | 0 | 0 | 0 | 0 | 128 | 78 | 50 | 0 | 0 | 0 | None | HV-ResAC | HV-ResAC | 5 | 0 | 0.1707 | 295.85 | 0 | 0 | 0 | 0 | 0 | 0 | 0 | DnDeemDI | Res-Default>2 | 0.55 | 0.55 | 0 | 0.55 | Def-GSIA | 1 | DEER:HVAC_Eff_AC | Annual | 0 | 0 | 0 | 0 | Standard | FALSE | ExAnte2020 | 0 | dxAC_equip | FlowCtrl | HVAC | VentAirDist | rDXGF | No | NA | None | 0 | 0 | Deem-WP | Fan Delay Controller for Air Conditioner, SFm, CZ13 | SWHC029-AOE-Res-SFm-CZ13-Any-Each-HV-ResAC-HV-ResAC-Any-Res-Default>2-Def-GSIA-DEER:HVAC_Eff_AC-Annual-Any-rDXGF-HVAC-VentAirDist-dxAC_equip-FlowCtrl-None-Standard-Deem-WP-None-DnDeemDI-ExAnte2020
SWHC029 | Fan Controller for Air Conditioner, Residential | A | No Fan Delay Controller for Air Conditioner, SFm, CZ13 | 0 | Fan Delay Controller for Air Conditioner, SFm, CZ13 | AOE | SFm | Any | CZ13 | Each | Res | Any | #N/A | 0.1707 | 295.85 | 0 | 0 | 0 | 0 | 0 | 0 | 128 | 78 | 50 | 0 | 0 | 0 | None | HV-ResAC | HV-ResAC | 5 | 0 | 0.1707 | 295.85 | 0 | 0 | 0 | 0 | 0 | 0 | 0 | DnDeemed | Res-Default>2 | 0.55 | 0.55 | 0 | 0.55 | Def-GSIA | 1 | DEER:HVAC_Eff_AC | Annual | 0 | 0 | 0 | 0 | Standard | FALSE | ExAnte2020 | 0 | dxAC_equip | FlowCtrl | HVAC | VentAirDist | rDXGF | No | NA | None | 0 | 0 | Deem-WP | Fan Delay Controller for Air Conditioner, SFm, CZ13 | SWHC029-AOE-Res-SFm-CZ13-Any-Each-HV-ResAC-HV-ResAC-Any-Res-Default>2-Def-GSIA-DEER:HVAC_Eff_AC-Annual-Any-rDXGF-HVAC-VentAirDist-dxAC_equip-FlowCtrl-None-Standard-Deem-WP-None-DnDeemed-ExAnte2020
SWHC029 | Fan Controller for Air Conditioner, Residential | A | No Fan Delay Controller for Air Conditioner, SFm, CZ14 | 0 | Fan Delay Controller for Air Conditioner, SFm, CZ14 | AOE | SFm | Any | CZ14 | Each | Res | Any | #N/A | 0.0654 | 540.63 | 0 | 0 | 0 | 0 | 0 | 0 | 128 | 78 | 50 | 0 | 0 | 0 | None | HV-ResAC | HV-ResAC | 5 | 0 | 0.0654 | 540.63 | 0 | 0 | 0 | 0 | 0 | 0 | 0 | DnDeemDI | Res-Default>2 | 0.55 | 0.55 | 0 | 0.55 | Def-GSIA | 1 | DEER:HVAC_Eff_AC | Annual | 0 | 0 | 0 | 0 | Standard | FALSE | ExAnte2020 | 0 | dxAC_equip | FlowCtrl | HVAC | VentAirDist | rDXGF | No | NA | None | 0 | 0 | Deem-WP | Fan Delay Controller for Air Conditioner, SFm, CZ14 | SWHC029-AOE-Res-SFm-CZ14-Any-Each-HV-ResAC-HV-ResAC-Any-Res-Default>2-Def-GSIA-DEER:HVAC_Eff_AC-Annual-Any-rDXGF-HVAC-VentAirDist-dxAC_equip-FlowCtrl-None-Standard-Deem-WP-None-DnDeemDI-ExAnte2020
SWHC029 | Fan Controller for Air Conditioner, Residential | A | No Fan Delay Controller for Air Conditioner, SFm, CZ14 | 0 | Fan Delay Controller for Air Conditioner, SFm, CZ14 | AOE | SFm | Any | CZ14 | Each | Res | Any | #N/A | 0.0654 | 540.63 | 0 | 0 | 0 | 0 | 0 | 0 | 128 | 78 | 50 | 0 | 0 | 0 | None | HV-ResAC | HV-ResAC | 5 | 0 | 0.0654 | 540.63 | 0 | 0 | 0 | 0 | 0 | 0 | 0 | DnDeemed | Res-Default>2 | 0.55 | 0.55 | 0 | 0.55 | Def-GSIA | 1 | DEER:HVAC_Eff_AC | Annual | 0 | 0 | 0 | 0 | Standard | FALSE | ExAnte2020 | 0 | dxAC_equip | FlowCtrl | HVAC | VentAirDist | rDXGF | No | NA | None | 0 | 0 | Deem-WP | Fan Delay Controller for Air Conditioner, SFm, CZ14 | SWHC029-AOE-Res-SFm-CZ14-Any-Each-HV-ResAC-HV-ResAC-Any-Res-Default>2-Def-GSIA-DEER:HVAC_Eff_AC-Annual-Any-rDXGF-HVAC-VentAirDist-dxAC_equip-FlowCtrl-None-Standard-Deem-WP-None-DnDeemed-ExAnte2020
SWHC029 | Fan Controller for Air Conditioner, Residential | A | No Fan Delay Controller for Air Conditioner, SFm, CZ15 | 0 | Fan Delay Controller for Air Conditioner, SFm, CZ15 | AOE | SFm | Any | CZ15 | Each | Res | Any | #N/A | 0.3712 | 918.84 | 0 | 0 | 0 | 0 | 0 | 0 | 128 | 78 | 50 | 0 | 0 | 0 | None | HV-ResAC | HV-ResAC | 5 | 0 | 0.3712 | 918.84 | 0 | 0 | 0 | 0 | 0 | 0 | 0 | DnDeemDI | Res-Default>2 | 0.55 | 0.55 | 0 | 0.55 | Def-GSIA | 1 | DEER:HVAC_Eff_AC | Annual | 0 | 0 | 0 | 0 | Standard | FALSE | ExAnte2020 | 0 | dxAC_equip | FlowCtrl | HVAC | VentAirDist | rDXGF | No | NA | None | 0 | 0 | Deem-WP | Fan Delay Controller for Air Conditioner, SFm, CZ15 | SWHC029-AOE-Res-SFm-CZ15-Any-Each-HV-ResAC-HV-ResAC-Any-Res-Default>2-Def-GSIA-DEER:HVAC_Eff_AC-Annual-Any-rDXGF-HVAC-VentAirDist-dxAC_equip-FlowCtrl-None-Standard-Deem-WP-None-DnDeemDI-ExAnte2020
SWHC029 | Fan Controller for Air Conditioner, Residential | A | No Fan Delay Controller for Air Conditioner, SFm, CZ15 | 0 | Fan Delay Controller for Air Conditioner, SFm, CZ15 | AOE | SFm | Any | CZ15 | Each | Res | Any | #N/A | 0.3712 | 918.84 | 0 | 0 | 0 | 0 | 0 | 0 | 128 | 78 | 50 | 0 | 0 | 0 | None | HV-ResAC | HV-ResAC | 5 | 0 | 0.3712 | 918.84 | 0 | 0 | 0 | 0 | 0 | 0 | 0 | DnDeemed | Res-Default>2 | 0.55 | 0.55 | 0 | 0.55 | Def-GSIA | 1 | DEER:HVAC_Eff_AC | Annual | 0 | 0 | 0 | 0 | Standard | FALSE | ExAnte2020 | 0 | dxAC_equip | FlowCtrl | HVAC | VentAirDist | rDXGF | No | NA | None | 0 | 0 | Deem-WP | Fan Delay Controller for Air Conditioner, SFm, CZ15 | SWHC029-AOE-Res-SFm-CZ15-Any-Each-HV-ResAC-HV-ResAC-Any-Res-Default>2-Def-GSIA-DEER:HVAC_Eff_AC-Annual-Any-rDXGF-HVAC-VentAirDist-dxAC_equip-FlowCtrl-None-Standard-Deem-WP-None-DnDeemed-ExAnte2020
SWHC029 | Fan Controller for Air Conditioner, Residential | A | No Fan Delay Controller for Air Conditioner, SFm, CZ16 | 0 | Fan Delay Controller for Air Conditioner, SFm, CZ16 | AOE | SFm | Any | CZ16 | Each | Res | Any | #N/A | 0.0909 | 18.04 | 0 | 0 | 0 | 0 | 0 | 0 | 128 | 78 | 50 | 0 | 0 | 0 | None | HV-ResAC | HV-ResAC | 5 | 0 | 0.0909 | 18.04 | 0 | 0 | 0 | 0 | 0 | 0 | 0 | DnDeemDI | Res-Default>2 | 0.55 | 0.55 | 0 | 0.55 | Def-GSIA | 1 | DEER:HVAC_Eff_AC | Annual | 0 | 0 | 0 | 0 | Standard | FALSE | ExAnte2020 | 0 | dxAC_equip | FlowCtrl | HVAC | VentAirDist | rDXGF | No | NA | None | 0 | 0 | Deem-WP | Fan Delay Controller for Air Conditioner, SFm, CZ16 | SWHC029-AOE-Res-SFm-CZ16-Any-Each-HV-ResAC-HV-ResAC-Any-Res-Default>2-Def-GSIA-DEER:HVAC_Eff_AC-Annual-Any-rDXGF-HVAC-VentAirDist-dxAC_equip-FlowCtrl-None-Standard-Deem-WP-None-DnDeemDI-ExAnte2020
SWHC029 | Fan Controller for Air Conditioner, Residential | A | No Fan Delay Controller for Air Conditioner, SFm, CZ16 | 0 | Fan Delay Controller for Air Conditioner, SFm, CZ16 | AOE | SFm | Any | CZ16 | Each | Res | Any | #N/A | 0.0909 | 18.04 | 0 | 0 | 0 | 0 | 0 | 0 | 128 | 78 | 50 | 0 | 0 | 0 | None | HV-ResAC | HV-ResAC | 5 | 0 | 0.0909 | 18.04 | 0 | 0 | 0 | 0 | 0 | 0 | 0 | DnDeemed | Res-Default>2 | 0.55 | 0.55 | 0 | 0.55 | Def-GSIA | 1 | DEER:HVAC_Eff_AC | Annual | 0 | 0 | 0 | 0 | Standard | FALSE | ExAnte2020 | 0 | dxAC_equip | FlowCtrl | HVAC | VentAirDist | rDXGF | No | NA | None | 0 | 0 | Deem-WP | Fan Delay Controller for Air Conditioner, SFm, CZ16 | SWHC029-AOE-Res-SFm-CZ16-Any-Each-HV-ResAC-HV-ResAC-Any-Res-Default>2-Def-GSIA-DEER:HVAC_Eff_AC-Annual-Any-rDXGF-HVAC-VentAirDist-dxAC_equip-FlowCtrl-None-Standard-Deem-WP-None-DnDeemed-ExAnte2020

## Summary info
Revision | 01 |  |  | perm (2) tab | perm tab
Count | 96 | A4:AQ97 | Statewide Measure ID | 1 | 1
|  |  | Measure Name | 2 | 2
CostExAnte Tab |  |  | Offering Id | 3 | 3
Should "Delivery Type" be "Any" |  |  | First Base Case Description | 4 | 4
Should "Sector" be "Any" |  |  | Second Base Case Description | 5 | 5
Verify "Measure Application Type" |  |  | Measure Case Description | 6 | 6
Should "Description" be updated |  |  | Measure Application Type | 7 | 7
Update Cost IDs |  |  | BldgType | 8 | 8
Verify: Version and Version Source |  |  | BldgVint | 9 | 9
|  |  | BldgingLoc | 10 | 10
ImplementationExAnte Tab |  |  | NormUnit | 11 | 11
Update Cost IDs |  |  | Sector | 12 | 12
| Note: Leave "StdCost ID" blank if Full Measure Cost |  | Program Administrator Type | 13 | 13
Update "Description" |  |  | (not used) | #N/A | #N/A
Verify: Version and Version Source |  |  | First Baseline - Peak Electric Demand Reduction | 15 | 15
|  |  | First Baseline - Electric Savings | 16 | 16
MeasureExAnte Tab |  |  | First Baseline - Gas Savings | 17 | 17
Update Cost IDs |  |  | Second Baseline - Peak Electric Demand Reduction | 18 | 18
| Note: Leave "StdCost ID" blank if Full Measure Cost |  | Second Baseline - Electric Savings | 19 | 19
Update "Description" |  |  | Second Baseline - Gas Savings | 20 | 20
Update "Pre Desc" and/or "Std Desc", as needed. |  |  | First Baseline - Labor Cost | 21 | 21
Verify: Version and Version Source |  |  | First Baseline - Material Cost | 22 | 22
|  |  | First Baseline - Incremental Cost | 23 | 23
EnergyImpactExAnte Tab |  |  | Measure - Labor Cost | 24 | 24
Are energy/demand values using correct sig figs |  |  | Measure - Material Cost | 25 | 25
Are there POU values that must be deleted |  |  | Second Baseline - Labor Cost | 26 | 26
Verify: Version and Version Source |  |  | Second Baseline - Material Cost | 27 | 27
|  |  | Second Baseline - Incremental Cost | 28 | 28
|  |  | Locational Cost Adjustment ID | 29 | 29
|  |  | Effective Useful Life ID | 30 | 30
|  |  | Remaining Useful Life ID | 31 | 31
|  |  | First Baseline - Life Cycle | 32 | 32
|  |  | Second Baseline - Life Cycle | 33 | 33
|  |  | First Baseline - UEC kW | 34 | 34
|  |  | First Baseline - UEC kWh | 35 | 35
|  |  | First Baseline - UEC Therm | 36 | 36
|  |  | Second Baseline - UEC kW | 37 | 37
|  |  | Second Baseline - UEC kWh | 38 | 38
|  |  | Second Baseline - UEC Therm | 39 | 39
|  |  | Measure UEC kW | 40 | 40
|  |  | Measure UEC kWh | 41 | 41
|  |  | Measure UEC Therm | 42 | 42
|  |  | Delivery Type | 43 | 43
|  |  | Net to Gross Ratio ID | 44 | 44
|  |  | NTGR kWh | 45 | 45
|  |  | NTG kW | 46 | 46
|  |  | NTG Therms | 47 | 47
|  |  | NTGR Cost | 48 | 48
|  |  | GSIA ID | 49 | 49
|  |  | GSIA Value | 50 | 50
|  |  | Electric Impact Profile ID | 51 | 51
|  |  | Gas Impact Profile ID | 52 | 52
|  |  | Market Effects Benefits | 53 | 53
|  |  | Market Effects Costs | 54 | 54
|  |  | Measure Inflation | 55 | 55
|  |  | Combustion Type | 56 | 56
|  |  | Measure Impact Calculation Type | 57 | 57
|  |  | Upstream Flag (True / False) | 58 | 58
|  |  | Version | 59 | 59
|  |  | Water Savings | 60 | 60
|  |  | Technology Group | 61 | 61
|  |  | Technology Type | 62 | 62
|  |  | Use Category | 63 | 63
|  |  | Use Subcategory | 64 | 64
|  |  | Building HVAC | 65 | 65
|  |  | Is IE factor applied? (Yes / No) | 66 | 66
|  |  | IE Table Name | 67 | 67
|  |  | Measure Qualifier | 68 | 68
|  |  | Energy Impact ID | 69 | 69
|  |  | Measure Cost ID | 70 | 70
|  |  | Measure Impact Type | 71 | 71
|  |  | OfferingDesc | 72 | 72
|  |  | Measure Detail ID | 73 | 73
Create EAD Tables

## MeasureExAnte
PA | MeasureID | Qualifier | SourceDesc | Sector | EnergyImpactID | MeasCostID | StdCostID | EUL_ID | RUL_ID | Version | VersionSource | LastMod | Description | MeasDesc | MeasTechID | MeasImpactType | MeasImpactCalcType | UseCategory | UseSubCategory | TechGroup | TechType | Status | Comment | PreDesc | PreMultiTech | PreTechID | PreTechGroup | PreTechType | StdDesc | StdMultiTech | StdTechID | StdTechGroup | StdTechType | ScaleBasis | TechBased | ApplyIE | IETableName | ImpWeighting | WeightGroupID | LegacyID | StdScaleVal | PreScaleVal
Any | SWHC029A | None | SWHC029-01 | Res | SWHC029A | SWHC029_01_M001 | SWHC029_01_B001 | HV-ResAC | HV-ResAC | ExAnte2020 | IOU Workpaper | 2019-05-04 | Fan Controller for Air Conditioner | Fan Controller for Air Conditioner |  | Deem-WP | Standard | HVAC | VentAirDist | dxAC_equip | FlowCtrl | Proposed |  | No Fan Controller for Air Conditioner |  |  | dxAC_equip | FlowCtrl | No Fan Controller for Air Conditioner |  |  |  |  | None |  | FALSE | None

## ImplementationExAnte
PA | ImplementationID | StartDate | ExpiryDate | SourceDesc | MeasAppType | DeliveryType | MeasureID | MeasQualifier | Sector | GSIA_ID | NTG_ID | CostQualifier | MeasCostID | StdCostID | Version | VersionSource | LastMod | Description | ImplementerID | MeasImpactType | Status | Comment
SCE | AC-20510ResAnyFiSDrI | 2020-01-01 |  | SWHC029-01 | AOE | DnDeemDI | SWHC029A | None | Res | Def-GSIA | Res-Default>2 | None | SWHC029_01_M001 | SWHC029_01_B001 | ExAnte2020 | IOU workpaper | 2019-05-04 | Fan Delay Controller for Air Conditioner |  | Deem-WP | Proposed
SCE | AC-20510ResAnyFiSDwSD | 2020-01-01 |  | SWHC029-01 | AOE | DnDeemed | SWHC029A | None | Res | Def-GSIA | Res-Default>2 | None | SWHC029_01_M001 | SWHC029_01_B001 | ExAnte2020 | IOU workpaper | 2019-05-04 | Fan Delay Controller for Air Conditioner |  | Deem-WP | Proposed
SCG |  | 2020-01-01 |  | SWHC029-01 | AOE | DnDeemDI | SWHC029A | None | Res | Def-GSIA | Res-Default>2 | None | SWHC029_01_M001 | SWHC029_01_B001 | ExAnte2020 | IOU workpaper | 2019-05-04 | Fan Delay Controller for Air Conditioner |  | Deem-WP | Proposed
SCG |  | 2020-01-01 |  | SWHC029-01 | AOE | DnDeemed | SWHC029A | None | Res | Def-GSIA | Res-Default>2 | None | SWHC029_01_M001 | SWHC029_01_B001 | ExAnte2020 | IOU workpaper | 2019-05-04 | Fan Delay Controller for Air Conditioner |  | Deem-WP | Proposed
PGE | H796 | 2020-01-01 |  | SWHC029-01 | AOE | DnDeemDI | SWHC029A | None | Res | Def-GSIA | Res-Default>2 | None | SWHC029_01_M001 | SWHC029_01_B001 | ExAnte2020 | IOU workpaper | 2019-05-04 | Fan Delay Controller for Air Conditioner |  | Deem-WP | Proposed
PGE | H796 | 2020-01-01 |  | SWHC029-01 | AOE | DnDeemed | SWHC029A | None | Res | Def-GSIA | Res-Default>2 | None | SWHC029_01_M001 | SWHC029_01_B001 | ExAnte2020 | IOU workpaper | 2019-05-04 | Fan Delay Controller for Air Conditioner |  | Deem-WP | Proposed
SDG | 465519 | 2020-01-01 |  | SWHC029-01 | AOE | DnDeemDI | SWHC029A | None | Res | Def-GSIA | Res-Default>2 | None | SWHC029_01_M001 | SWHC029_01_B001 | ExAnte2020 | IOU workpaper | 2019-05-04 | Fan Delay Controller for Air Conditioner |  | Deem-WP | Proposed
SDG | 465520 | 2020-01-01 |  | SWHC029-01 | AOE | DnDeemed | SWHC029A | None | Res | Def-GSIA | Res-Default>2 | None | SWHC029_01_M001 | SWHC029_01_B001 | ExAnte2020 | IOU workpaper | 2019-05-04 | Fan Delay Controller for Air Conditioner |  | Deem-WP | Proposed

## EnergyImpactExAnte
PA | EnergyImpactID | BldgType | BldgVint | BldgLoc | BldgHVAC | SourceDesc | Version | VersionSource | LastMod | NormUnit | NumUnit | MeasArea | ScaleBasis | APreWBkWh | APreWBkW | APreWBtherm | AStdWBkWh | AStdWBkW | AStdWBtherm | APreEUkWh | APreEUkW | APreEUtherm | AStdEUkWh | AStdEUkW | AStdEUtherm | ElecImpactProfile | GasImpactProfile | Flag
Any | SWHC029A | DMo | Any | CZ01 | rDXGF | SWHC029-01 | ExAnte2020 | IOU workpaper | 2019-05-26 | Each | 1 |  |  | 0 | 0 | 0 | 0 | 0 | 0 | [6 empty] | DEER:HVAC_Eff_AC | Annual | FALSE
Any | SWHC029A | DMo | Any | CZ02 | rDXGF | SWHC029-01 | ExAnte2020 | IOU workpaper | 2019-05-26 | Each | 1 |  |  | 173.11 | 0.21 | 0 | 0 | 0 | 0 | [6 empty] | DEER:HVAC_Eff_AC | Annual | FALSE
Any | SWHC029A | DMo | Any | CZ03 | rDXGF | SWHC029-01 | ExAnte2020 | IOU workpaper | 2019-05-26 | Each | 1 |  |  | 56.08 | 0.2 | 0 | 0 | 0 | 0 | [6 empty] | DEER:HVAC_Eff_AC | Annual | FALSE
Any | SWHC029A | DMo | Any | CZ04 | rDXGF | SWHC029-01 | ExAnte2020 | IOU workpaper | 2019-05-26 | Each | 1 |  |  | 204.03 | 0.22 | 0 | 0 | 0 | 0 | [6 empty] | DEER:HVAC_Eff_AC | Annual | FALSE
Any | SWHC029A | DMo | Any | CZ05 | rDXGF | SWHC029-01 | ExAnte2020 | IOU workpaper | 2019-05-26 | Each | 1 |  |  | 39.04 | 0.14 | 0 | 0 | 0 | 0 | [6 empty] | DEER:HVAC_Eff_AC | Annual | FALSE
Any | SWHC029A | DMo | Any | CZ06 | rDXGF | SWHC029-01 | ExAnte2020 | IOU workpaper | 2019-05-26 | Each | 1 |  |  | 179.65 | 0.19 | 0 | 0 | 0 | 0 | [6 empty] | DEER:HVAC_Eff_AC | Annual | FALSE
Any | SWHC029A | DMo | Any | CZ07 | rDXGF | SWHC029-01 | ExAnte2020 | IOU workpaper | 2019-05-26 | Each | 1 |  |  | 249.56 | 0.2 | 0 | 0 | 0 | 0 | [6 empty] | DEER:HVAC_Eff_AC | Annual | FALSE
Any | SWHC029A | DMo | Any | CZ08 | rDXGF | SWHC029-01 | ExAnte2020 | IOU workpaper | 2019-05-26 | Each | 1 |  |  | 366.03 | 0.22 | 0 | 0 | 0 | 0 | [6 empty] | DEER:HVAC_Eff_AC | Annual | FALSE
Any | SWHC029A | DMo | Any | CZ09 | rDXGF | SWHC029-01 | ExAnte2020 | IOU workpaper | 2019-05-26 | Each | 1 |  |  | 296.17 | 0.12 | 0 | 0 | 0 | 0 | [6 empty] | DEER:HVAC_Eff_AC | Annual | FALSE
Any | SWHC029A | DMo | Any | CZ10 | rDXGF | SWHC029-01 | ExAnte2020 | IOU workpaper | 2019-05-26 | Each | 1 |  |  | 399.31 | 0.14 | 0 | 0 | 0 | 0 | [6 empty] | DEER:HVAC_Eff_AC | Annual | FALSE
Any | SWHC029A | DMo | Any | CZ11 | rDXGF | SWHC029-01 | ExAnte2020 | IOU workpaper | 2019-05-26 | Each | 1 |  |  | 410.2 | 0.13 | 0 | 0 | 0 | 0 | [6 empty] | DEER:HVAC_Eff_AC | Annual | FALSE
Any | SWHC029A | DMo | Any | CZ12 | rDXGF | SWHC029-01 | ExAnte2020 | IOU workpaper | 2019-05-26 | Each | 1 |  |  | 262.26 | 0.16 | 0 | 0 | 0 | 0 | [6 empty] | DEER:HVAC_Eff_AC | Annual | FALSE
Any | SWHC029A | DMo | Any | CZ13 | rDXGF | SWHC029-01 | ExAnte2020 | IOU workpaper | 2019-05-26 | Each | 1 |  |  | 428.85 | 0.17 | 0 | 0 | 0 | 0 | [6 empty] | DEER:HVAC_Eff_AC | Annual | FALSE
Any | SWHC029A | DMo | Any | CZ14 | rDXGF | SWHC029-01 | ExAnte2020 | IOU workpaper | 2019-05-26 | Each | 1 |  |  | 475.62 | 0.14 | 0 | 0 | 0 | 0 | [6 empty] | DEER:HVAC_Eff_AC | Annual | FALSE
Any | SWHC029A | DMo | Any | CZ15 | rDXGF | SWHC029-01 | ExAnte2020 | IOU workpaper | 2019-05-26 | Each | 1 |  |  | 723.21 | 0.18 | 0 | 0 | 0 | 0 | [6 empty] | DEER:HVAC_Eff_AC | Annual | FALSE
Any | SWHC029A | DMo | Any | CZ16 | rDXGF | SWHC029-01 | ExAnte2020 | IOU workpaper | 2019-05-26 | Each | 1 |  |  | 100.64 | 0.22 | 0 | 0 | 0 | 0 | [6 empty] | DEER:HVAC_Eff_AC | Annual | FALSE
Any | SWHC029A | MFm | Any | CZ01 | rDXGF | SWHC029-01 | ExAnte2020 | IOU workpaper | 2019-05-26 | Each | 1 |  |  | 0 | 0 | 0 | 0 | 0 | 0 | [6 empty] | DEER:HVAC_Eff_AC | Annual | FALSE
Any | SWHC029A | MFm | Any | CZ02 | rDXGF | SWHC029-01 | ExAnte2020 | IOU workpaper | 2019-05-26 | Each | 1 |  |  | 63.9 | 0.04 | 0 | 0 | 0 | 0 | [6 empty] | DEER:HVAC_Eff_AC | Annual | FALSE
Any | SWHC029A | MFm | Any | CZ03 | rDXGF | SWHC029-01 | ExAnte2020 | IOU workpaper | 2019-05-26 | Each | 1 |  |  | 27.07 | 0.05 | 0 | 0 | 0 | 0 | [6 empty] | DEER:HVAC_Eff_AC | Annual | FALSE
Any | SWHC029A | MFm | Any | CZ04 | rDXGF | SWHC029-01 | ExAnte2020 | IOU workpaper | 2019-05-26 | Each | 1 |  |  | 82.92 | 0.04 | 0 | 0 | 0 | 0 | [6 empty] | DEER:HVAC_Eff_AC | Annual | FALSE
Any | SWHC029A | MFm | Any | CZ05 | rDXGF | SWHC029-01 | ExAnte2020 | IOU workpaper | 2019-05-26 | Each | 1 |  |  | 14.35 | 0.04 | 0 | 0 | 0 | 0 | [6 empty] | DEER:HVAC_Eff_AC | Annual | FALSE
Any | SWHC029A | MFm | Any | CZ06 | rDXGF | SWHC029-01 | ExAnte2020 | IOU workpaper | 2019-05-26 | Each | 1 |  |  | 120.42 | 0.07 | 0 | 0 | 0 | 0 | [6 empty] | DEER:HVAC_Eff_AC | Annual | FALSE
Any | SWHC029A | MFm | Any | CZ07 | rDXGF | SWHC029-01 | ExAnte2020 | IOU workpaper | 2019-05-26 | Each | 1 |  |  | 103.19 | 0.06 | 0 | 0 | 0 | 0 | [6 empty] | DEER:HVAC_Eff_AC | Annual | FALSE
Any | SWHC029A | MFm | Any | CZ08 | rDXGF | SWHC029-01 | ExAnte2020 | IOU workpaper | 2019-05-26 | Each | 1 |  |  | 156.48 | 0.06 | 0 | 0 | 0 | 0 | [6 empty] | DEER:HVAC_Eff_AC | Annual | FALSE
Any | SWHC029A | MFm | Any | CZ09 | rDXGF | SWHC029-01 | ExAnte2020 | IOU workpaper | 2019-05-26 | Each | 1 |  |  | 138.28 | 0.02 | 0 | 0 | 0 | 0 | [6 empty] | DEER:HVAC_Eff_AC | Annual | FALSE
Any | SWHC029A | MFm | Any | CZ10 | rDXGF | SWHC029-01 | ExAnte2020 | IOU workpaper | 2019-05-26 | Each | 1 |  |  | 144.34 | 0.03 | 0 | 0 | 0 | 0 | [6 empty] | DEER:HVAC_Eff_AC | Annual | FALSE
Any | SWHC029A | MFm | Any | CZ11 | rDXGF | SWHC029-01 | ExAnte2020 | IOU workpaper | 2019-05-26 | Each | 1 |  |  | 158.84 | 0.03 | 0 | 0 | 0 | 0 | [6 empty] | DEER:HVAC_Eff_AC | Annual | FALSE
Any | SWHC029A | MFm | Any | CZ12 | rDXGF | SWHC029-01 | ExAnte2020 | IOU workpaper | 2019-05-26 | Each | 1 |  |  | 116.93 | 0.03 | 0 | 0 | 0 | 0 | [6 empty] | DEER:HVAC_Eff_AC | Annual | FALSE
Any | SWHC029A | MFm | Any | CZ13 | rDXGF | SWHC029-01 | ExAnte2020 | IOU workpaper | 2019-05-26 | Each | 1 |  |  | 171.21 | 0.03 | 0 | 0 | 0 | 0 | [6 empty] | DEER:HVAC_Eff_AC | Annual | FALSE
Any | SWHC029A | MFm | Any | CZ14 | rDXGF | SWHC029-01 | ExAnte2020 | IOU workpaper | 2019-05-26 | Each | 1 |  |  | 170.92 | 0.04 | 0 | 0 | 0 | 0 | [6 empty] | DEER:HVAC_Eff_AC | Annual | FALSE
Any | SWHC029A | MFm | Any | CZ15 | rDXGF | SWHC029-01 | ExAnte2020 | IOU workpaper | 2019-05-26 | Each | 1 |  |  | 311.01 | 0.02 | 0 | 0 | 0 | 0 | [6 empty] | DEER:HVAC_Eff_AC | Annual | FALSE
Any | SWHC029A | MFm | Any | CZ16 | rDXGF | SWHC029-01 | ExAnte2020 | IOU workpaper | 2019-05-26 | Each | 1 |  |  | 90.85 | 0.05 | 0 | 0 | 0 | 0 | [6 empty] | DEER:HVAC_Eff_AC | Annual | FALSE
Any | SWHC029A | SFm | Any | CZ01 | rDXGF | SWHC029-01 | ExAnte2020 | IOU workpaper | 2019-05-26 | Each | 1 |  |  | 0 | 0 | 0 | 0 | 0 | 0 | [6 empty] | DEER:HVAC_Eff_AC | Annual | FALSE
Any | SWHC029A | SFm | Any | CZ02 | rDXGF | SWHC029-01 | ExAnte2020 | IOU workpaper | 2019-05-26 | Each | 1 |  |  | 77.71 | 0.09 | 0 | 0 | 0 | 0 | [6 empty] | DEER:HVAC_Eff_AC | Annual | FALSE
Any | SWHC029A | SFm | Any | CZ03 | rDXGF | SWHC029-01 | ExAnte2020 | IOU workpaper | 2019-05-26 | Each | 1 |  |  | 26.3 | 0.14 | 0 | 0 | 0 | 0 | [6 empty] | DEER:HVAC_Eff_AC | Annual | FALSE
Any | SWHC029A | SFm | Any | CZ04 | rDXGF | SWHC029-01 | ExAnte2020 | IOU workpaper | 2019-05-26 | Each | 1 |  |  | 137.61 | 0.13 | 0 | 0 | 0 | 0 | [6 empty] | DEER:HVAC_Eff_AC | Annual | FALSE
Any | SWHC029A | SFm | Any | CZ05 | rDXGF | SWHC029-01 | ExAnte2020 | IOU workpaper | 2019-05-26 | Each | 1 |  |  | 15.51 | 0.1 | 0 | 0 | 0 | 0 | [6 empty] | DEER:HVAC_Eff_AC | Annual | FALSE
Any | SWHC029A | SFm | Any | CZ06 | rDXGF | SWHC029-01 | ExAnte2020 | IOU workpaper | 2019-05-26 | Each | 1 |  |  | 127.59 | 0.17 | 0 | 0 | 0 | 0 | [6 empty] | DEER:HVAC_Eff_AC | Annual | FALSE
Any | SWHC029A | SFm | Any | CZ07 | rDXGF | SWHC029-01 | ExAnte2020 | IOU workpaper | 2019-05-26 | Each | 1 |  |  | 146.95 | 0.14 | 0 | 0 | 0 | 0 | [6 empty] | DEER:HVAC_Eff_AC | Annual | FALSE
Any | SWHC029A | SFm | Any | CZ08 | rDXGF | SWHC029-01 | ExAnte2020 | IOU workpaper | 2019-05-26 | Each | 1 |  |  | 285.97 | 0.17 | 0 | 0 | 0 | 0 | [6 empty] | DEER:HVAC_Eff_AC | Annual | FALSE
Any | SWHC029A | SFm | Any | CZ09 | rDXGF | SWHC029-01 | ExAnte2020 | IOU workpaper | 2019-05-26 | Each | 1 |  |  | 195.27 | 0.04 | 0 | 0 | 0 | 0 | [6 empty] | DEER:HVAC_Eff_AC | Annual | FALSE
Any | SWHC029A | SFm | Any | CZ10 | rDXGF | SWHC029-01 | ExAnte2020 | IOU workpaper | 2019-05-26 | Each | 1 |  |  | 263.88 | 0.09 | 0 | 0 | 0 | 0 | [6 empty] | DEER:HVAC_Eff_AC | Annual | FALSE
Any | SWHC029A | SFm | Any | CZ11 | rDXGF | SWHC029-01 | ExAnte2020 | IOU workpaper | 2019-05-26 | Each | 1 |  |  | 302.67 | 0.15 | 0 | 0 | 0 | 0 | [6 empty] | DEER:HVAC_Eff_AC | Annual | FALSE
Any | SWHC029A | SFm | Any | CZ12 | rDXGF | SWHC029-01 | ExAnte2020 | IOU workpaper | 2019-05-26 | Each | 1 |  |  | 156.91 | 0.1 | 0 | 0 | 0 | 0 | [6 empty] | DEER:HVAC_Eff_AC | Annual | FALSE
Any | SWHC029A | SFm | Any | CZ13 | rDXGF | SWHC029-01 | ExAnte2020 | IOU workpaper | 2019-05-26 | Each | 1 |  |  | 304.88 | 0.13 | 0 | 0 | 0 | 0 | [6 empty] | DEER:HVAC_Eff_AC | Annual | FALSE
Any | SWHC029A | SFm | Any | CZ14 | rDXGF | SWHC029-01 | ExAnte2020 | IOU workpaper | 2019-05-26 | Each | 1 |  |  | 553.2 | 0.17 | 0 | 0 | 0 | 0 | [6 empty] | DEER:HVAC_Eff_AC | Annual | FALSE
Any | SWHC029A | SFm | Any | CZ15 | rDXGF | SWHC029-01 | ExAnte2020 | IOU workpaper | 2019-05-26 | Each | 1 |  |  | 853.89 | 0.33 | 0 | 0 | 0 | 0 | [6 empty] | DEER:HVAC_Eff_AC | Annual | FALSE
Any | SWHC029A | SFm | Any | CZ16 | rDXGF | SWHC029-01 | ExAnte2020 | IOU workpaper | 2019-05-26 | Each | 1 |  |  | 58.86 | 0.14 | 0 | 0 | 0 | 0 | [6 empty] | DEER:HVAC_Eff_AC | Annual | FALSE

## CostExAnte
PA | MeasCostID | CostQualifier | BldgType | BldgVint | BldgLoc | DeliveryType | SourceDesc | Version | VersionSource | LastMod | NormUnit | CostType | GenCost | LaborCost | MatlCost | Description | Sector | UseCategory | UseSubCategory | TechGroup | TechType | TechID | MeasAppType | InstallHours | LaborRate | LocCostAdj | Status | Comment | MeasLaborID | StdLaborRateID
Any | SWHC029_01_B001 | Any | Any | Any | Any | Any | SWHC029-01 | ExAnte2020 | IOU workpaper | 2019-05-04 | Each | Full |  | 0 | 0 | No Fan Delay Controller for Air Conditioner | Res | HVAC | VentAirDist | dxAC_equip | FlowCtrl |  | AOE |  |  | None | Proposed
Any | SWHC029_01_M001 | Any | Any | Any | Any | Any | SWHC029-01 | ExAnte2020 | IOU workpaper | 2019-05-04 | Each | Full |  | 78 | 50 | Fan Delay Controller for Air Conditioner | Res | HVAC | VentAirDist | dxAC_equip | FlowCtrl |  | AOE |  |  | None | Proposed