## Savings Summary
Savings
Measure | BldgType | BldgVint | BldgLoc | kWh/Ton | kW/Ton | Therms/Ton
Brushless Fan Motor | DMo | ex | CZ01 | 23.18 | 0 | -1.22
Brushless Fan Motor | DMo | ex | CZ02 | 49.51 | 0.07 | -1.19
Brushless Fan Motor | DMo | ex | CZ03 | 28.62 | 0.04 | -1.06
Brushless Fan Motor | DMo | ex | CZ04 | 51.67 | 0.06 | -1.19
Brushless Fan Motor | DMo | ex | CZ05 | 34.39 | 0.03 | -1.5
Brushless Fan Motor | DMo | ex | CZ06 | 47.03 | 0.06 | -0.67
Brushless Fan Motor | DMo | ex | CZ07 | 34.49 | 0.04 | -0.34
Brushless Fan Motor | DMo | ex | CZ08 | 68 | 0.06 | -0.57
Brushless Fan Motor | DMo | ex | CZ09 | 72.2 | 0.08 | -0.8
Brushless Fan Motor | DMo | ex | CZ10 | 93.96 | 0.09 | -0.72
Brushless Fan Motor | DMo | ex | CZ11 | 124.18 | 0.11 | -1.37
Brushless Fan Motor | DMo | ex | CZ12 | 83.91 | 0.09 | -1.17
Brushless Fan Motor | DMo | ex | CZ13 | 124.5 | 0.09 | -1.17
Brushless Fan Motor | DMo | ex | CZ14 | 130.01 | 0.1 | -1.2
Brushless Fan Motor | DMo | ex | CZ15 | 164.29 | 0.09 | -0.45
Brushless Fan Motor | DMo | ex | CZ16 | 59.62 | 0.05 | -1.59
Brushless Fan Motor | MFm | ex | CZ01 | 42.25 | 0 | -1.94
Brushless Fan Motor | MFm | ex | CZ02 | 56.96 | 0.07 | -1.24
Brushless Fan Motor | MFm | ex | CZ03 | 31.51 | 0.02 | -1.28
Brushless Fan Motor | MFm | ex | CZ04 | 56.71 | 0.08 | -0.7
Brushless Fan Motor | MFm | ex | CZ05 | 22.82 | 0.01 | -0.88
Brushless Fan Motor | MFm | ex | CZ06 | 36.69 | 0.05 | -0.61
Brushless Fan Motor | MFm | ex | CZ07 | 56 | 0.05 | -0.57
Brushless Fan Motor | MFm | ex | CZ08 | 73.25 | 0.06 | -0.58
Brushless Fan Motor | MFm | ex | CZ09 | 95.6 | 0.09 | -0.94
Brushless Fan Motor | MFm | ex | CZ10 | 81.41 | 0.09 | -0.54
Brushless Fan Motor | MFm | ex | CZ11 | 173.02 | 0.12 | -1.42
Brushless Fan Motor | MFm | ex | CZ12 | 108.68 | 0.09 | -1.11
Brushless Fan Motor | MFm | ex | CZ13 | 168.79 | 0.1 | -1.28
Brushless Fan Motor | MFm | ex | CZ14 | 234.12 | 0.12 | -1.65
Brushless Fan Motor | MFm | ex | CZ15 | 199.49 | 0.09 | -0.52
Brushless Fan Motor | MFm | ex | CZ16 | 137.41 | 0.08 | -2.69
Brushless Fan Motor | SFm | ex | CZ01 | 45.09 | 0 | -2.09
Brushless Fan Motor | SFm | ex | CZ02 | 80.73 | 0.09 | -2.6
Brushless Fan Motor | SFm | ex | CZ03 | 39.61 | 0.04 | -1.57
Brushless Fan Motor | SFm | ex | CZ04 | 66.45 | 0.08 | -1.63
Brushless Fan Motor | SFm | ex | CZ05 | 38.75 | 0.03 | -1.65
Brushless Fan Motor | SFm | ex | CZ06 | 36.92 | 0.06 | -0.63
Brushless Fan Motor | SFm | ex | CZ07 | 49.63 | 0.06 | -0.61
Brushless Fan Motor | SFm | ex | CZ08 | 72.19 | 0.07 | -0.54
Brushless Fan Motor | SFm | ex | CZ09 | 81.76 | 0.1 | -1.02
Brushless Fan Motor | SFm | ex | CZ10 | 109.06 | 0.1 | -1.56
Brushless Fan Motor | SFm | ex | CZ11 | 108.89 | 0.1 | -1.52
Brushless Fan Motor | SFm | ex | CZ12 | 85.49 | 0.09 | -1.81
Brushless Fan Motor | SFm | ex | CZ13 | 126.39 | 0.09 | -1.62
Brushless Fan Motor | SFm | ex | CZ14 | 178.01 | 0.12 | -1.57
Brushless Fan Motor | SFm | ex | CZ15 | 151.98 | 0.08 | -0.69
Brushless Fan Motor | SFm | ex | CZ16 | 39.99 | 0.03 | -1.31

## Energy Impact Calcs
EnergyImpactID | Version | VersionSource | LastMod | PA | BldgType | BldgVint | BldgLoc | BldgWts | BldgHVAC | NormUnit | NumUnit | MeasArea | ScaleBasis | StdWBkWh | StdWBkW25 | StdWBkW49 | StdWBthm | MsrWBkWh | MsrWBkW25 | MsrWBkW49 | MsrWBthm | AStdWBkWh | AStdWBkW25 | AStdWBkW49 | AStdWBtherm | Note1
BrushlessFanMotorV3 | ExAnte2020 | IOU Workpaper | 2019-06-04 00:51 | Any | DMo | MH00 | CZ01 | 1 | rDXGF | ResCoolCap | 3.5 | 1240 | None | 4337.5336 | 0.43373 | 0.62727 | 485.7452 | 4256.5338 | 0.43373 | 0.62727 | 490.0283 | 23.1428 | 0 | 0 | -1.2237 | Created by Solaris Technical using DEER2020 methodology
BrushlessFanMotorV3 | ExAnte2020 | IOU Workpaper | 2019-06-04 00:51 | Any | DMo | MH00 | CZ02 | 1233 | rDXGF | ResCoolCap | 3.5 | 1240 | None | 4856.538 | 1.6754 | 2.2022 | 453.3662 | 4708.062 | 1.4997 | 1.9665 | 457.3627 | 42.4217 | 0.050197 | 0.067343 | -1.1419 | Created by Solaris Technical using DEER2020 methodology
BrushlessFanMotorV3 | ExAnte2020 | IOU Workpaper | 2019-06-04 00:51 | Any | DMo | MH00 | CZ03 | 367 | rDXGF | ResCoolCap | 3.5 | 1240 | None | 4524.0875 | 1.1248 | 1.3909 | 453.5203 | 4427.0792 | 1.0151 | 1.2602 | 457.3861 | 27.7167 | 0.031325 | 0.037351 | -1.1045 | Created by Solaris Technical using DEER2020 methodology
BrushlessFanMotorV3 | ExAnte2020 | IOU Workpaper | 2019-06-04 00:51 | Any | DMo | MH00 | CZ04 | 2171 | rDXGF | ResCoolCap | 3.5 | 1240 | None | 4926.3874 | 1.8499 | 2.0044 | 460.9361 | 4765.3688 | 1.6421 | 1.7985 | 465.4376 | 46.0053 | 0.059385 | 0.058811 | -1.2861 | Created by Solaris Technical using DEER2020 methodology
BrushlessFanMotorV3 | ExAnte2020 | IOU Workpaper | 2019-06-04 00:51 | Any | DMo | MH00 | CZ05 | 727 | rDXGF | ResCoolCap | 3.5 | 1240 | None | 4594.0998 | 1.1543 | 1.2296 | 523.9971 | 4465.8284 | 1.0352 | 1.1234 | 529.8281 | 36.649 | 0.034024 | 0.030338 | -1.666 | Created by Solaris Technical using DEER2020 methodology
BrushlessFanMotorV3 | ExAnte2020 | IOU Workpaper | 2019-06-04 00:51 | Any | DMo | MH00 | CZ06 | 10213 | rDXGF | ResCoolCap | 3.5 | 1240 | None | 5029.7317 | 1.8543 | 1.906 | 385.7992 | 4869.1831 | 1.6254 | 1.699 | 388.3217 | 45.871 | 0.065414 | 0.059154 | -0.7207 | Created by Solaris Technical using DEER2020 methodology
BrushlessFanMotorV3 | ExAnte2020 | IOU Workpaper | 2019-06-04 00:51 | Any | DMo | MH00 | CZ07 | 1718 | rDXGF | ResCoolCap | 3.5 | 1240 | None | 4666.3499 | 1.4114 | 1.3391 | 349.321 | 4580.6015 | 1.2523 | 1.2228 | 350.828 | 24.4995 | 0.045469 | 0.033237 | -0.43057 | Created by Solaris Technical using DEER2020 methodology
BrushlessFanMotorV3 | ExAnte2020 | IOU Workpaper | 2019-06-04 00:51 | Any | DMo | MH00 | CZ08 | 2179 | rDXGF | ResCoolCap | 3.5 | 1240 | None | 5341.0606 | 2.0422 | 1.9012 | 371.776 | 5140.4514 | 1.7992 | 1.7036 | 374.1006 | 57.3169 | 0.069427 | 0.056463 | -0.66416 | Created by Solaris Technical using DEER2020 methodology
BrushlessFanMotorV3 | ExAnte2020 | IOU Workpaper | 2019-06-04 00:51 | Any | DMo | MH00 | CZ09 | 4831 | rDXGF | ResCoolCap | 3.5 | 1240 | None | 5491.905 | 2.7933 | 2.5008 | 397.598 | 5265.0228 | 2.453 | 2.2224 | 400.6419 | 64.8235 | 0.097231 | 0.079517 | -0.86967 | Created by Solaris Technical using DEER2020 methodology
BrushlessFanMotorV3 | ExAnte2020 | IOU Workpaper | 2019-06-04 00:51 | Any | DMo | MH00 | CZ10 | 4435 | rDXGF | ResCoolCap | 3.5 | 1240 | None | 5953.7267 | 3.1809 | 2.7138 | 377.1865 | 5665.2536 | 2.7883 | 2.4105 | 379.7195 | 82.4209 | 0.11218 | 0.086646 | -0.7237 | Created by Solaris Technical using DEER2020 methodology
BrushlessFanMotorV3 | ExAnte2020 | IOU Workpaper | 2019-06-04 00:51 | Any | DMo | MH00 | CZ11 | 2290 | rDXGF | ResCoolCap | 3.5 | 1240 | None | 6623.4745 | 2.684 | 3.324 | 478.2641 | 6197.5458 | 2.363 | 2.9423 | 483.7202 | 121.6939 | 0.091701 | 0.10907 | -1.5589 | Created by Solaris Technical using DEER2020 methodology
BrushlessFanMotorV3 | ExAnte2020 | IOU Workpaper | 2019-06-04 00:51 | Any | DMo | MH00 | CZ12 | 1738 | rDXGF | ResCoolCap | 3.5 | 1240 | None | 5741.2234 | 2.2785 | 2.8312 | 438.3532 | 5458.575 | 2.0177 | 2.5163 | 442.2598 | 80.7567 | 0.07452 | 0.089966 | -1.1162 | Created by Solaris Technical using DEER2020 methodology
BrushlessFanMotorV3 | ExAnte2020 | IOU Workpaper | 2019-06-04 00:51 | Any | DMo | MH00 | CZ13 | 902 | rDXGF | ResCoolCap | 3.5 | 1240 | None | 6580.0765 | 2.2045 | 2.7319 | 439.7175 | 6174.3251 | 1.9543 | 2.4274 | 443.9476 | 115.929 | 0.071467 | 0.087009 | -1.2086 | Created by Solaris Technical using DEER2020 methodology
BrushlessFanMotorV3 | ExAnte2020 | IOU Workpaper | 2019-06-04 00:51 | Any | DMo | MH00 | CZ14 | 505 | rDXGF | ResCoolCap | 3.5 | 1240 | None | 6447.8787 | 2.6166 | 2.9278 | 434.6088 | 6063.2897 | 2.3015 | 2.5884 | 438.8074 | 109.8826 | 0.090006 | 0.096988 | -1.1996 | Created by Solaris Technical using DEER2020 methodology
BrushlessFanMotorV3 | ExAnte2020 | IOU Workpaper | 2019-06-04 00:51 | Any | DMo | MH00 | CZ15 | 1366 | rDXGF | ResCoolCap | 3.5 | 1240 | None | 7846.2042 | 2.5504 | 2.7977 | 303.1306 | 7331.2889 | 2.2658 | 2.5038 | 304.717 | 147.1187 | 0.08129 | 0.083972 | -0.45326 | Created by Solaris Technical using DEER2020 methodology
BrushlessFanMotorV3 | ExAnte2020 | IOU Workpaper | 2019-06-04 00:51 | Any | DMo | MH00 | CZ16 | 900 | rDXGF | ResCoolCap | 3.5 | 1240 | None | 5083.9345 | 1.5216 | 1.8406 | 529.573 | 4857.1448 | 1.3433 | 1.639 | 535.4258 | 64.7971 | 0.05095 | 0.057596 | -1.6722 | Created by Solaris Technical using DEER2020 methodology
BrushlessFanMotorV3 | ExAnte2020 | IOU Workpaper | 2019-06-04 00:51 | Any | DMo | MH06 | CZ01 | 1 | rDXGF | ResCoolCap | 3.5 | 1240 | None | 4309.9348 | 0.42965 | 0.62336 | 446.6849 | 4228.6712 | 0.42965 | 0.62336 | 450.9679 | 23.2182 | 0 | 0 | -1.2237 | Created by Solaris Technical using DEER2020 methodology
BrushlessFanMotorV3 | ExAnte2020 | IOU Workpaper | 2019-06-04 00:51 | Any | DMo | MH06 | CZ02 | 520 | rDXGF | ResCoolCap | 3.5 | 1240 | None | 5288.4264 | 2.3593 | 2.601 | 434.9802 | 5056.2877 | 2.0822 | 2.3051 | 439.5557 | 66.3254 | 0.079164 | 0.084551 | -1.3073 | Created by Solaris Technical using DEER2020 methodology
BrushlessFanMotorV3 | ExAnte2020 | IOU Workpaper | 2019-06-04 00:51 | Any | DMo | MH06 | CZ03 | 155 | rDXGF | ResCoolCap | 3.5 | 1240 | None | 4583.1429 | 1.3562 | 1.546 | 398.1339 | 4475.4352 | 1.2075 | 1.387 | 401.509 | 30.7736 | 0.042495 | 0.04542 | -0.96431 | Created by Solaris Technical using DEER2020 methodology
BrushlessFanMotorV3 | ExAnte2020 | IOU Workpaper | 2019-06-04 00:51 | Any | DMo | MH06 | CZ04 | 916 | rDXGF | ResCoolCap | 3.5 | 1240 | None | 5353.6508 | 2.2832 | 2.3439 | 383.992 | 5125.8431 | 2.0073 | 2.0837 | 387.373 | 65.0879 | 0.078837 | 0.074349 | -0.96599 | Created by Solaris Technical using DEER2020 methodology
BrushlessFanMotorV3 | ExAnte2020 | IOU Workpaper | 2019-06-04 00:51 | Any | DMo | MH06 | CZ05 | 307 | rDXGF | ResCoolCap | 3.5 | 1240 | None | 4526.2595 | 1.2838 | 1.3131 | 416.4605 | 4424.6161 | 1.1391 | 1.1911 | 420.3451 | 29.041 | 0.041338 | 0.034873 | -1.1099 | Created by Solaris Technical using DEER2020 methodology
BrushlessFanMotorV3 | ExAnte2020 | IOU Workpaper | 2019-06-04 00:51 | Any | DMo | MH06 | CZ06 | 4311 | rDXGF | ResCoolCap | 3.5 | 1240 | None | 5110.3049 | 1.9614 | 1.8956 | 327.7714 | 4936.1404 | 1.7134 | 1.6885 | 329.7442 | 49.7613 | 0.070867 | 0.059174 | -0.56366 | Created by Solaris Technical using DEER2020 methodology
BrushlessFanMotorV3 | ExAnte2020 | IOU Workpaper | 2019-06-04 00:51 | Any | DMo | MH06 | CZ07 | 725 | rDXGF | ResCoolCap | 3.5 | 1240 | None | 5345.4366 | 1.7655 | 1.7355 | 269.7017 | 5141.8643 | 1.5412 | 1.5472 | 270.115 | 58.1635 | 0.064076 | 0.05378 | -0.11809 | Created by Solaris Technical using DEER2020 methodology
BrushlessFanMotorV3 | ExAnte2020 | IOU Workpaper | 2019-06-04 00:51 | Any | DMo | MH06 | CZ08 | 920 | rDXGF | ResCoolCap | 3.5 | 1240 | None | 6080.6973 | 2.5266 | 2.2143 | 293.6013 | 5754.1314 | 2.2059 | 1.9639 | 294.7689 | 93.3045 | 0.09164 | 0.071533 | -0.3336 | Created by Solaris Technical using DEER2020 methodology
BrushlessFanMotorV3 | ExAnte2020 | IOU Workpaper | 2019-06-04 00:51 | Any | DMo | MH06 | CZ09 | 2039 | rDXGF | ResCoolCap | 3.5 | 1240 | None | 6018.9299 | 3.3722 | 2.7698 | 330.1393 | 5705.03 | 2.9392 | 2.4485 | 332.3653 | 89.6857 | 0.12372 | 0.091819 | -0.636 | Created by Solaris Technical using DEER2020 methodology
BrushlessFanMotorV3 | ExAnte2020 | IOU Workpaper | 2019-06-04 00:51 | Any | DMo | MH06 | CZ10 | 1871 | rDXGF | ResCoolCap | 3.5 | 1240 | None | 6712.1711 | 3.6767 | 3.1345 | 339.641 | 6287.528 | 3.2121 | 2.7662 | 342.1776 | 121.3266 | 0.13275 | 0.10523 | -0.72473 | Created by Solaris Technical using DEER2020 methodology
BrushlessFanMotorV3 | ExAnte2020 | IOU Workpaper | 2019-06-04 00:51 | Any | DMo | MH06 | CZ11 | 966 | rDXGF | ResCoolCap | 3.5 | 1240 | None | 6912.4028 | 2.9931 | 3.544 | 370.4378 | 6457.1682 | 2.6212 | 3.1292 | 373.682 | 130.067 | 0.10625 | 0.11852 | -0.9269 | Created by Solaris Technical using DEER2020 methodology
BrushlessFanMotorV3 | ExAnte2020 | IOU Workpaper | 2019-06-04 00:51 | Any | DMo | MH06 | CZ12 | 733 | rDXGF | ResCoolCap | 3.5 | 1240 | None | 5908.7962 | 2.6011 | 2.9591 | 420.668 | 5588.9601 | 2.293 | 2.6257 | 425.2107 | 91.3818 | 0.088028 | 0.095253 | -1.2979 | Created by Solaris Technical using DEER2020 methodology
BrushlessFanMotorV3 | ExAnte2020 | IOU Workpaper | 2019-06-04 00:51 | Any | DMo | MH06 | CZ13 | 381 | rDXGF | ResCoolCap | 3.5 | 1240 | None | 7190.9495 | 2.7517 | 3.0371 | 385.4972 | 6684.1649 | 2.4181 | 2.6854 | 389.3052 | 144.7956 | 0.095302 | 0.10048 | -1.088 | Created by Solaris Technical using DEER2020 methodology
BrushlessFanMotorV3 | ExAnte2020 | IOU Workpaper | 2019-06-04 00:51 | Any | DMo | MH06 | CZ14 | 214 | rDXGF | ResCoolCap | 3.5 | 1240 | None | 7771.2858 | 3.4552 | 3.3406 | 398.1577 | 7149.9737 | 2.9898 | 2.9327 | 402.4072 | 177.5177 | 0.13298 | 0.11655 | -1.2141 | Created by Solaris Technical using DEER2020 methodology
BrushlessFanMotorV3 | ExAnte2020 | IOU Workpaper | 2019-06-04 00:51 | Any | DMo | MH06 | CZ15 | 577 | rDXGF | ResCoolCap | 3.5 | 1240 | None | 9087.0011 | 3.031 | 3.2517 | 268.9322 | 8369.6641 | 2.6711 | 2.8843 | 270.5022 | 204.9534 | 0.10281 | 0.10496 | -0.44856 | Created by Solaris Technical using DEER2020 methodology
BrushlessFanMotorV3 | ExAnte2020 | IOU Workpaper | 2019-06-04 00:51 | Any | DMo | MH06 | CZ16 | 380 | rDXGF | ResCoolCap | 3.5 | 1240 | None | 4777.5385 | 1.3046 | 1.5581 | 459.164 | 4611.7634 | 1.1642 | 1.4042 | 464.0992 | 47.3643 | 0.040098 | 0.043988 | -1.4101 | Created by Solaris Technical using DEER2020 methodology
BrushlessFanMotorV3 | ExAnte2020 | IOU Workpaper | 2019-06-04 00:51 | Any | MFm | 2003 | CZ01 | 1952 | rDXGF | ResCoolCap | 1 | 999 | None | 4179.8517 | 0.42654 | 0.57355 | 388.877 | 4130.3819 | 0.42654 | 0.57344 | 391.148 | 49.4698 | 4.738e-06 | 0.00010468 | -2.271 | Created by Solaris Technical using DEER2020 methodology
BrushlessFanMotorV3 | ExAnte2020 | IOU Workpaper | 2019-06-04 00:51 | Any | MFm | 2003 | CZ02 | 3960 | rDXGF | ResCoolCap | 1 | 1070 | None | 4504.5757 | 0.77634 | 1.1327 | 343.9921 | 4449.7598 | 0.73163 | 1.0546 | 345.405 | 54.8159 | 0.044707 | 0.078196 | -1.4129 | Created by Solaris Technical using DEER2020 methodology
BrushlessFanMotorV3 | ExAnte2020 | IOU Workpaper | 2019-06-04 00:51 | Any | MFm | 2003 | CZ03 | 12449 | rDXGF | ResCoolCap | 1 | 999 | None | 4217.5074 | 0.4694 | 0.63144 | 362.1018 | 4180.0912 | 0.46276 | 0.61893 | 363.7047 | 37.4162 | 0.0066351 | 0.012513 | -1.6029 | Created by Solaris Technical using DEER2020 methodology
BrushlessFanMotorV3 | ExAnte2020 | IOU Workpaper | 2019-06-04 00:51 | Any | MFm | 2003 | CZ04 | 6674 | rDXGF | ResCoolCap | 1 | 999 | None | 4348.3709 | 0.87187 | 1.1085 | 322.1053 | 4294.3318 | 0.80916 | 1.0301 | 323.009 | 54.0391 | 0.062705 | 0.078381 | -0.90364 | Created by Solaris Technical using DEER2020 methodology
BrushlessFanMotorV3 | ExAnte2020 | IOU Workpaper | 2019-06-04 00:51 | Any | MFm | 2003 | CZ05 | 2 | rDXGF | ResCoolCap | 1.04 | 999 | None | 4195.3807 | 0.44907 | 0.62059 | 344.872 | 4166.489 | 0.44648 | 0.6135 | 346.0649 | 27.7805 | 0.0024845 | 0.0068198 | -1.1471 | Created by Solaris Technical using DEER2020 methodology
BrushlessFanMotorV3 | ExAnte2020 | IOU Workpaper | 2019-06-04 00:51 | Any | MFm | 2003 | CZ06 | 17511 | rDXGF | ResCoolCap | 1.28 | 1210 | None | 4896.3241 | 0.8023 | 1.0622 | 307.8551 | 4852.2662 | 0.7535 | 0.99996 | 308.6034 | 34.4203 | 0.038127 | 0.048589 | -0.58466 | Created by Solaris Technical using DEER2020 methodology
BrushlessFanMotorV3 | ExAnte2020 | IOU Workpaper | 2019-06-04 00:51 | Any | MFm | 2003 | CZ07 | 7522 | rDXGF | ResCoolCap | 1.11 | 1210 | None | 4957.286 | 0.61015 | 0.94044 | 311.1586 | 4896.7238 | 0.59102 | 0.89429 | 311.9634 | 54.5606 | 0.017234 | 0.041579 | -0.72503 | Created by Solaris Technical using DEER2020 methodology
BrushlessFanMotorV3 | ExAnte2020 | IOU Workpaper | 2019-06-04 00:51 | Any | MFm | 2003 | CZ08 | 20074 | rDXGF | ResCoolCap | 1.19 | 1210 | None | 5094.6079 | 0.79754 | 1.1049 | 310.67 | 5014.6048 | 0.7539 | 1.0376 | 311.5544 | 67.2295 | 0.036671 | 0.056532 | -0.74322 | Created by Solaris Technical using DEER2020 methodology
BrushlessFanMotorV3 | ExAnte2020 | IOU Workpaper | 2019-06-04 00:51 | Any | MFm | 2003 | CZ09 | 16216 | rDXGF | ResCoolCap | 1 | 1130 | None | 4911.3928 | 1.0647 | 1.2956 | 319.0481 | 4827.8046 | 0.98384 | 1.2002 | 320.1761 | 83.5882 | 0.080869 | 0.09546 | -1.1281 | Created by Solaris Technical using DEER2020 methodology
BrushlessFanMotorV3 | ExAnte2020 | IOU Workpaper | 2019-06-04 00:51 | Any | MFm | 2003 | CZ10 | 3067 | rDXGF | ResCoolCap | 1 | 1070 | None | 4696.4113 | 0.93636 | 1.1572 | 296.0549 | 4627.2955 | 0.87419 | 1.0816 | 296.6838 | 69.1158 | 0.062165 | 0.075583 | -0.62889 | Created by Solaris Technical using DEER2020 methodology
BrushlessFanMotorV3 | ExAnte2020 | IOU Workpaper | 2019-06-04 00:51 | Any | MFm | 2003 | CZ11 | 347 | rDXGF | ResCoolCap | 1 | 1070 | None | 5162.8296 | 1.2421 | 1.4604 | 346.0865 | 5012.5827 | 1.1342 | 1.3424 | 347.6453 | 150.2469 | 0.10784 | 0.11799 | -1.5588 | Created by Solaris Technical using DEER2020 methodology
BrushlessFanMotorV3 | ExAnte2020 | IOU Workpaper | 2019-06-04 00:51 | Any | MFm | 2003 | CZ12 | 8001 | rDXGF | ResCoolCap | 1 | 1070 | None | 4815.8654 | 0.774 | 1.2237 | 333.2133 | 4715.9657 | 0.73103 | 1.1395 | 334.4728 | 99.8998 | 0.042975 | 0.084169 | -1.2595 | Created by Solaris Technical using DEER2020 methodology
BrushlessFanMotorV3 | ExAnte2020 | IOU Workpaper | 2019-06-04 00:51 | Any | MFm | 2003 | CZ13 | 1342 | rDXGF | ResCoolCap | 1 | 1070 | None | 5156.6325 | 1.024 | 1.3125 | 341.9909 | 5007.7921 | 0.94572 | 1.2123 | 343.5924 | 148.8404 | 0.078326 | 0.10017 | -1.6014 | Created by Solaris Technical using DEER2020 methodology
BrushlessFanMotorV3 | ExAnte2020 | IOU Workpaper | 2019-06-04 00:51 | Any | MFm | 2003 | CZ14 | 2 | rDXGF | ResCoolCap | 1.07 | 1090 | None | 5640.64 | 1.363 | 1.4873 | 354.7917 | 5416.2621 | 1.2368 | 1.3615 | 356.5172 | 209.6989 | 0.11798 | 0.11761 | -1.6126 | Created by Solaris Technical using DEER2020 methodology
BrushlessFanMotorV3 | ExAnte2020 | IOU Workpaper | 2019-06-04 00:51 | Any | MFm | 2003 | CZ15 | 2 | rDXGF | ResCoolCap | 1.18 | 1090 | None | 5864.0254 | 1.1278 | 1.407 | 272.4109 | 5651.7992 | 1.042 | 1.3039 | 273.1929 | 179.8528 | 0.072681 | 0.087355 | -0.66272 | Created by Solaris Technical using DEER2020 methodology
BrushlessFanMotorV3 | ExAnte2020 | IOU Workpaper | 2019-06-04 00:51 | Any | MFm | 2003 | CZ16 | 2 | rDXGF | ResCoolCap | 1 | 999 | None | 4608.0417 | 0.87741 | 1.0592 | 425.6087 | 4482.6733 | 0.80355 | 0.97752 | 428.3397 | 125.3684 | 0.07386 | 0.081632 | -2.731 | Created by Solaris Technical using DEER2020 methodology
BrushlessFanMotorV3 | ExAnte2020 | IOU Workpaper | 2019-06-04 00:51 | Any | MFm | 2007 | CZ01 | 1347 | rDXGF | ResCoolCap | 1 | 999 | None | 4161.504 | 0.42347 | 0.57101 | 357.6296 | 4112.5653 | 0.42347 | 0.57083 | 359.8756 | 48.9387 | 2.6426e-06 | 0.00018054 | -2.246 | Created by Solaris Technical using DEER2020 methodology
BrushlessFanMotorV3 | ExAnte2020 | IOU Workpaper | 2019-06-04 00:51 | Any | MFm | 2007 | CZ02 | 2732 | rDXGF | ResCoolCap | 1 | 1070 | None | 4523.5839 | 0.70787 | 1.0866 | 314.9977 | 4460.2467 | 0.6717 | 1.0146 | 316.4348 | 63.3371 | 0.036175 | 0.071985 | -1.437 | Created by Solaris Technical using DEER2020 methodology
BrushlessFanMotorV3 | ExAnte2020 | IOU Workpaper | 2019-06-04 00:51 | Any | MFm | 2007 | CZ03 | 8589 | rDXGF | ResCoolCap | 1 | 999 | None | 4170.8652 | 0.47852 | 0.67001 | 333.8826 | 4132.4197 | 0.4697 | 0.65017 | 335.4775 | 38.4455 | 0.0088279 | 0.019841 | -1.5949 | Created by Solaris Technical using DEER2020 methodology
BrushlessFanMotorV3 | ExAnte2020 | IOU Workpaper | 2019-06-04 00:51 | Any | MFm | 2007 | CZ04 | 4605 | rDXGF | ResCoolCap | 1 | 999 | None | 4376.8611 | 0.96242 | 1.1336 | 290.7591 | 4313.1926 | 0.8848 | 1.0504 | 291.62 | 63.6685 | 0.077616 | 0.083185 | -0.86096 | Created by Solaris Technical using DEER2020 methodology
BrushlessFanMotorV3 | ExAnte2020 | IOU Workpaper | 2019-06-04 00:51 | Any | MFm | 2007 | CZ05 | 2 | rDXGF | ResCoolCap | 1.04 | 999 | None | 4142.0791 | 0.48219 | 0.65864 | 316.8505 | 4112.9052 | 0.47352 | 0.64432 | 318.0323 | 28.0518 | 0.0083321 | 0.013766 | -1.1364 | Created by Solaris Technical using DEER2020 methodology
BrushlessFanMotorV3 | ExAnte2020 | IOU Workpaper | 2019-06-04 00:51 | Any | MFm | 2007 | CZ06 | 12082 | rDXGF | ResCoolCap | 1.28 | 1210 | None | 4915.6767 | 0.91703 | 1.1867 | 292.7896 | 4857.8186 | 0.8496 | 1.1046 | 293.7994 | 45.2017 | 0.052679 | 0.06411 | -0.78892 | Created by Solaris Technical using DEER2020 methodology
BrushlessFanMotorV3 | ExAnte2020 | IOU Workpaper | 2019-06-04 00:51 | Any | MFm | 2007 | CZ07 | 5190 | rDXGF | ResCoolCap | 1.11 | 1210 | None | 4959.7122 | 0.90362 | 1.0724 | 282.6253 | 4894.2055 | 0.83424 | 1.0024 | 283.443 | 59.015 | 0.062506 | 0.063075 | -0.73669 | Created by Solaris Technical using DEER2020 methodology
BrushlessFanMotorV3 | ExAnte2020 | IOU Workpaper | 2019-06-04 00:51 | Any | MFm | 2007 | CZ08 | 13850 | rDXGF | ResCoolCap | 1.19 | 1210 | None | 5158.2487 | 1.133 | 1.2099 | 278.2521 | 5064.8249 | 1.0373 | 1.1246 | 279.061 | 78.5074 | 0.080353 | 0.071721 | -0.67981 | Created by Solaris Technical using DEER2020 methodology
BrushlessFanMotorV3 | ExAnte2020 | IOU Workpaper | 2019-06-04 00:51 | Any | MFm | 2007 | CZ09 | 11188 | rDXGF | ResCoolCap | 1 | 1130 | None | 5004.5223 | 1.0046 | 1.2799 | 290.6776 | 4898.3297 | 0.93082 | 1.1864 | 291.7992 | 106.1926 | 0.073745 | 0.093526 | -1.1216 | Created by Solaris Technical using DEER2020 methodology
BrushlessFanMotorV3 | ExAnte2020 | IOU Workpaper | 2019-06-04 00:51 | Any | MFm | 2007 | CZ10 | 2115 | rDXGF | ResCoolCap | 1 | 1070 | None | 4791.3381 | 1.0507 | 1.272 | 268.4576 | 4701.8277 | 0.97243 | 1.1786 | 269.1101 | 89.5104 | 0.078256 | 0.093457 | -0.6525 | Created by Solaris Technical using DEER2020 methodology
BrushlessFanMotorV3 | ExAnte2020 | IOU Workpaper | 2019-06-04 00:51 | Any | MFm | 2007 | CZ11 | 239 | rDXGF | ResCoolCap | 1 | 1070 | None | 5374.3911 | 1.258 | 1.5083 | 320.5439 | 5181.206 | 1.146 | 1.3828 | 322.1741 | 193.1851 | 0.11197 | 0.12556 | -1.6302 | Created by Solaris Technical using DEER2020 methodology
BrushlessFanMotorV3 | ExAnte2020 | IOU Workpaper | 2019-06-04 00:51 | Any | MFm | 2007 | CZ12 | 5520 | rDXGF | ResCoolCap | 1 | 1070 | None | 4906.3074 | 1.0026 | 1.3351 | 303.7222 | 4787.5333 | 0.92672 | 1.2337 | 304.9841 | 118.7741 | 0.075873 | 0.10139 | -1.2619 | Created by Solaris Technical using DEER2020 methodology
BrushlessFanMotorV3 | ExAnte2020 | IOU Workpaper | 2019-06-04 00:51 | Any | MFm | 2007 | CZ13 | 925 | rDXGF | ResCoolCap | 1 | 1070 | None | 5336.0912 | 0.9792 | 1.3147 | 302.3304 | 5150.5295 | 0.9049 | 1.2135 | 303.6904 | 185.5617 | 0.074295 | 0.10124 | -1.36 | Created by Solaris Technical using DEER2020 methodology
BrushlessFanMotorV3 | ExAnte2020 | IOU Workpaper | 2019-06-04 00:51 | Any | MFm | 2007 | CZ14 | 2 | rDXGF | ResCoolCap | 1.07 | 1090 | None | 5838.5627 | 1.363 | 1.5234 | 344.1959 | 5566.1604 | 1.232 | 1.3866 | 346.2932 | 254.5816 | 0.1224 | 0.12784 | -1.9601 | Created by Solaris Technical using DEER2020 methodology
BrushlessFanMotorV3 | ExAnte2020 | IOU Workpaper | 2019-06-04 00:51 | Any | MFm | 2007 | CZ15 | 2 | rDXGF | ResCoolCap | 1.15 | 1090 | None | 6050.4094 | 1.1773 | 1.4418 | 240.9428 | 5806.1912 | 1.0834 | 1.3319 | 241.5891 | 212.3637 | 0.081626 | 0.095547 | -0.56198 | Created by Solaris Technical using DEER2020 methodology
BrushlessFanMotorV3 | ExAnte2020 | IOU Workpaper | 2019-06-04 00:51 | Any | MFm | 2007 | CZ16 | 2 | rDXGF | ResCoolCap | 1 | 999 | None | 4704.1922 | 0.88931 | 1.0887 | 409.6111 | 4551.1079 | 0.81051 | 0.99897 | 412.6007 | 153.0843 | 0.0788 | 0.08973 | -2.9896 | Created by Solaris Technical using DEER2020 methodology
BrushlessFanMotorV3 | ExAnte2020 | IOU Workpaper | 2019-06-04 00:51 | Any | MFm | 2011 | CZ01 | 1166 | rDXGF | ResCoolCap | 1 | 999 | None | 4139.6697 | 0.42423 | 0.57255 | 339.8265 | 4100.6254 | 0.42423 | 0.57224 | 341.6269 | 39.0443 | 0 | 0.00031085 | -1.8005 | Created by Solaris Technical using DEER2020 methodology
BrushlessFanMotorV3 | ExAnte2020 | IOU Workpaper | 2019-06-04 00:51 | Any | MFm | 2011 | CZ02 | 2365 | rDXGF | ResCoolCap | 1 | 1070 | None | 4525.2833 | 0.70519 | 1.0775 | 299.4045 | 4467.0378 | 0.66928 | 1.0068 | 300.4813 | 58.2455 | 0.035913 | 0.070769 | -1.0768 | Created by Solaris Technical using DEER2020 methodology
BrushlessFanMotorV3 | ExAnte2020 | IOU Workpaper | 2019-06-04 00:51 | Any | MFm | 2011 | CZ03 | 7434 | rDXGF | ResCoolCap | 1 | 999 | None | 4149.666 | 0.48029 | 0.67228 | 310.1472 | 4121.5971 | 0.47127 | 0.65219 | 311.2613 | 28.0689 | 0.0090196 | 0.0201 | -1.1141 | Created by Solaris Technical using DEER2020 methodology
BrushlessFanMotorV3 | ExAnte2020 | IOU Workpaper | 2019-06-04 00:51 | Any | MFm | 2011 | CZ04 | 3985 | rDXGF | ResCoolCap | 1 | 999 | None | 4378.874 | 0.93668 | 1.108 | 273.1504 | 4320.4696 | 0.86273 | 1.0284 | 273.658 | 58.4044 | 0.073958 | 0.079632 | -0.5076 | Created by Solaris Technical using DEER2020 methodology
BrushlessFanMotorV3 | ExAnte2020 | IOU Workpaper | 2019-06-04 00:51 | Any | MFm | 2011 | CZ05 | 2 | rDXGF | ResCoolCap | 1.04 | 999 | None | 4120.8754 | 0.46325 | 0.63764 | 301.9973 | 4099.1046 | 0.45749 | 0.62676 | 302.8797 | 20.9335 | 0.0055384 | 0.010462 | -0.84842 | Created by Solaris Technical using DEER2020 methodology
BrushlessFanMotorV3 | ExAnte2020 | IOU Workpaper | 2019-06-04 00:51 | Any | MFm | 2011 | CZ06 | 10456 | rDXGF | ResCoolCap | 1.28 | 1210 | None | 4873.5363 | 0.85951 | 1.1313 | 280.521 | 4826.0026 | 0.80128 | 1.0578 | 281.2795 | 37.1357 | 0.045495 | 0.057459 | -0.59254 | Created by Solaris Technical using DEER2020 methodology
BrushlessFanMotorV3 | ExAnte2020 | IOU Workpaper | 2019-06-04 00:51 | Any | MFm | 2011 | CZ07 | 4492 | rDXGF | ResCoolCap | 1.11 | 1210 | None | 4992.3336 | 0.89611 | 1.0673 | 264.7502 | 4926.3083 | 0.82806 | 0.99816 | 265.2186 | 59.4822 | 0.061308 | 0.062271 | -0.42199 | Created by Solaris Technical using DEER2020 methodology
BrushlessFanMotorV3 | ExAnte2020 | IOU Workpaper | 2019-06-04 00:51 | Any | MFm | 2011 | CZ08 | 11987 | rDXGF | ResCoolCap | 1.19 | 1210 | None | 5181.3085 | 1.0984 | 1.1882 | 262.9012 | 5088.7067 | 1.0077 | 1.106 | 263.4097 | 77.8166 | 0.076144 | 0.069021 | -0.42736 | Created by Solaris Technical using DEER2020 methodology
BrushlessFanMotorV3 | ExAnte2020 | IOU Workpaper | 2019-06-04 00:51 | Any | MFm | 2011 | CZ09 | 9684 | rDXGF | ResCoolCap | 1 | 1130 | None | 5012.4659 | 0.9517 | 1.2424 | 272.8463 | 4910.1028 | 0.88494 | 1.1539 | 273.6 | 102.3631 | 0.066761 | 0.088519 | -0.75375 | Created by Solaris Technical using DEER2020 methodology
BrushlessFanMotorV3 | ExAnte2020 | IOU Workpaper | 2019-06-04 00:51 | Any | MFm | 2011 | CZ10 | 1831 | rDXGF | ResCoolCap | 1 | 1070 | None | 4797.3232 | 1.0184 | 1.248 | 259.2738 | 4709.7396 | 0.9445 | 1.158 | 259.742 | 87.5837 | 0.073912 | 0.089999 | -0.4682 | Created by Solaris Technical using DEER2020 methodology
BrushlessFanMotorV3 | ExAnte2020 | IOU Workpaper | 2019-06-04 00:51 | Any | MFm | 2011 | CZ11 | 207 | rDXGF | ResCoolCap | 1 | 1070 | None | 5341.7451 | 1.2237 | 1.4741 | 304.0521 | 5158.7567 | 1.1156 | 1.3525 | 305.3425 | 182.9884 | 0.10811 | 0.12155 | -1.2904 | Created by Solaris Technical using DEER2020 methodology
BrushlessFanMotorV3 | ExAnte2020 | IOU Workpaper | 2019-06-04 00:51 | Any | MFm | 2011 | CZ12 | 4778 | rDXGF | ResCoolCap | 1 | 1070 | None | 4907.6521 | 0.98133 | 1.3126 | 289.1905 | 4793.1802 | 0.90803 | 1.2138 | 290.1424 | 114.4719 | 0.073301 | 0.098745 | -0.9519 | Created by Solaris Technical using DEER2020 methodology
BrushlessFanMotorV3 | ExAnte2020 | IOU Workpaper | 2019-06-04 00:51 | Any | MFm | 2011 | CZ13 | 801 | rDXGF | ResCoolCap | 1 | 1070 | None | 5312.2147 | 0.95003 | 1.2841 | 288.6177 | 5134.0461 | 0.87965 | 1.1866 | 289.6832 | 178.1686 | 0.070383 | 0.097495 | -1.0656 | Created by Solaris Technical using DEER2020 methodology
BrushlessFanMotorV3 | ExAnte2020 | IOU Workpaper | 2019-06-04 00:51 | Any | MFm | 2011 | CZ14 | 2 | rDXGF | ResCoolCap | 1.07 | 1090 | None | 5791.8885 | 1.3307 | 1.4931 | 322.3391 | 5532.7362 | 1.2022 | 1.3596 | 323.9826 | 242.1984 | 0.12003 | 0.12474 | -1.536 | Created by Solaris Technical using DEER2020 methodology
BrushlessFanMotorV3 | ExAnte2020 | IOU Workpaper | 2019-06-04 00:51 | Any | MFm | 2011 | CZ15 | 2 | rDXGF | ResCoolCap | 1.15 | 1090 | None | 6007.9042 | 1.1435 | 1.4074 | 234.5765 | 5771.5828 | 1.0543 | 1.3023 | 235.0969 | 205.4969 | 0.077605 | 0.091411 | -0.45252 | Created by Solaris Technical using DEER2020 methodology
BrushlessFanMotorV3 | ExAnte2020 | IOU Workpaper | 2019-06-04 00:51 | Any | MFm | 2011 | CZ16 | 2 | rDXGF | ResCoolCap | 1 | 999 | None | 4685.0599 | 0.87875 | 1.0781 | 385.7487 | 4541.8839 | 0.80169 | 0.98993 | 388.2377 | 143.1761 | 0.07706 | 0.088145 | -2.489 | Created by Solaris Technical using DEER2020 methodology
BrushlessFanMotorV3 | ExAnte2020 | IOU Workpaper | 2019-06-04 00:51 | Any | MFm | 2015 | CZ01 | 1498 | rDXGF | ResCoolCap | 1 | 999 | None | 4124.4145 | 0.42592 | 0.57585 | 318.4777 | 4095.0989 | 0.42589 | 0.5753 | 319.8299 | 29.3155 | 3.1731e-05 | 0.00054454 | -1.3522 | Created by Solaris Technical using DEER2020 methodology
BrushlessFanMotorV3 | ExAnte2020 | IOU Workpaper | 2019-06-04 00:51 | Any | MFm | 2015 | CZ02 | 3040 | rDXGF | ResCoolCap | 1 | 1070 | None | 4505.8925 | 0.67092 | 1.0361 | 291.1419 | 4452.8543 | 0.63995 | 0.97148 | 292.0907 | 53.0382 | 0.030967 | 0.064648 | -0.94879 | Created by Solaris Technical using DEER2020 methodology
BrushlessFanMotorV3 | ExAnte2020 | IOU Workpaper | 2019-06-04 00:51 | Any | MFm | 2015 | CZ03 | 9556 | rDXGF | ResCoolCap | 1 | 999 | None | 4141.1858 | 0.48304 | 0.67701 | 287.5945 | 4120.9316 | 0.4737 | 0.65629 | 288.3147 | 20.2543 | 0.0093393 | 0.020715 | -0.72015 | Created by Solaris Technical using DEER2020 methodology
BrushlessFanMotorV3 | ExAnte2020 | IOU Workpaper | 2019-06-04 00:51 | Any | MFm | 2015 | CZ04 | 5123 | rDXGF | ResCoolCap | 1 | 999 | None | 4352.9152 | 0.90125 | 1.0734 | 266.5506 | 4300.3127 | 0.83283 | 0.99912 | 266.9817 | 52.6025 | 0.068426 | 0.074325 | -0.43115 | Created by Solaris Technical using DEER2020 methodology
BrushlessFanMotorV3 | ExAnte2020 | IOU Workpaper | 2019-06-04 00:51 | Any | MFm | 2015 | CZ05 | 2 | rDXGF | ResCoolCap | 1.04 | 999 | None | 4136.1001 | 0.48937 | 0.66945 | 274.62 | 4121.0129 | 0.47974 | 0.65345 | 275.0432 | 14.5069 | 0.0092634 | 0.015386 | -0.40693 | Created by Solaris Technical using DEER2020 methodology
BrushlessFanMotorV3 | ExAnte2020 | IOU Workpaper | 2019-06-04 00:51 | Any | MFm | 2015 | CZ06 | 13441 | rDXGF | ResCoolCap | 1.28 | 1210 | None | 4845.8328 | 0.80959 | 1.0879 | 271.5618 | 4805.3317 | 0.75956 | 1.0216 | 272.1859 | 31.6415 | 0.039089 | 0.05184 | -0.48758 | Created by Solaris Technical using DEER2020 methodology
BrushlessFanMotorV3 | ExAnte2020 | IOU Workpaper | 2019-06-04 00:51 | Any | MFm | 2015 | CZ07 | 5774 | rDXGF | ResCoolCap | 1.11 | 1210 | None | 4956.7139 | 0.85187 | 1.0344 | 257.9733 | 4898.5051 | 0.79155 | 0.97116 | 258.3577 | 52.4403 | 0.054342 | 0.05701 | -0.34628 | Created by Solaris Technical using DEER2020 methodology
BrushlessFanMotorV3 | ExAnte2020 | IOU Workpaper | 2019-06-04 00:51 | Any | MFm | 2015 | CZ08 | 15409 | rDXGF | ResCoolCap | 1.19 | 1210 | None | 5153.5956 | 1.0608 | 1.1602 | 257.1707 | 5066.9282 | 0.9759 | 1.0825 | 257.6188 | 72.8297 | 0.071333 | 0.065223 | -0.37659 | Created by Solaris Technical using DEER2020 methodology
BrushlessFanMotorV3 | ExAnte2020 | IOU Workpaper | 2019-06-04 00:51 | Any | MFm | 2015 | CZ09 | 12447 | rDXGF | ResCoolCap | 1 | 1130 | None | 4983.7034 | 0.90271 | 1.2024 | 266.5681 | 4887.2434 | 0.84289 | 1.1198 | 267.2451 | 96.46 | 0.059817 | 0.082534 | -0.67695 | Created by Solaris Technical using DEER2020 methodology
BrushlessFanMotorV3 | ExAnte2020 | IOU Workpaper | 2019-06-04 00:51 | Any | MFm | 2015 | CZ10 | 2354 | rDXGF | ResCoolCap | 1 | 1070 | None | 4796.3517 | 0.98954 | 1.2238 | 251.6238 | 4711.0197 | 0.91952 | 1.1373 | 251.993 | 85.332 | 0.070021 | 0.086458 | -0.3692 | Created by Solaris Technical using DEER2020 methodology
BrushlessFanMotorV3 | ExAnte2020 | IOU Workpaper | 2019-06-04 00:51 | Any | MFm | 2015 | CZ11 | 266 | rDXGF | ResCoolCap | 1 | 1070 | None | 5315.0314 | 1.1997 | 1.4496 | 295.3197 | 5138.1721 | 1.0947 | 1.3311 | 296.4852 | 176.8593 | 0.10496 | 0.1185 | -1.1655 | Created by Solaris Technical using DEER2020 methodology
BrushlessFanMotorV3 | ExAnte2020 | IOU Workpaper | 2019-06-04 00:51 | Any | MFm | 2015 | CZ12 | 6142 | rDXGF | ResCoolCap | 1 | 1070 | None | 4865.527 | 0.94396 | 1.2758 | 283.888 | 4758.9822 | 0.87574 | 1.1816 | 284.7835 | 106.5448 | 0.068223 | 0.094228 | -0.89549 | Created by Solaris Technical using DEER2020 methodology
BrushlessFanMotorV3 | ExAnte2020 | IOU Workpaper | 2019-06-04 00:51 | Any | MFm | 2015 | CZ13 | 1029 | rDXGF | ResCoolCap | 1 | 1070 | None | 5290.2407 | 0.93022 | 1.263 | 280.6779 | 5117.8232 | 0.86258 | 1.1685 | 281.6301 | 172.4176 | 0.067644 | 0.094449 | -0.95213 | Created by Solaris Technical using DEER2020 methodology
BrushlessFanMotorV3 | ExAnte2020 | IOU Workpaper | 2019-06-04 00:51 | Any | MFm | 2015 | CZ14 | 2 | rDXGF | ResCoolCap | 1.07 | 1090 | None | 5719.2317 | 1.2922 | 1.4584 | 318.4072 | 5473.145 | 1.168 | 1.3282 | 320.0164 | 229.9875 | 0.11608 | 0.12168 | -1.5039 | Created by Solaris Technical using DEER2020 methodology
BrushlessFanMotorV3 | ExAnte2020 | IOU Workpaper | 2019-06-04 00:51 | Any | MFm | 2015 | CZ15 | 2 | rDXGF | ResCoolCap | 1.15 | 1090 | None | 5974.2144 | 1.1218 | 1.3866 | 230.2235 | 5743.9173 | 1.0355 | 1.2844 | 230.7021 | 200.2583 | 0.07502 | 0.088876 | -0.41618 | Created by Solaris Technical using DEER2020 methodology
BrushlessFanMotorV3 | ExAnte2020 | IOU Workpaper | 2019-06-04 00:51 | Any | MFm | 2015 | CZ16 | 2 | rDXGF | ResCoolCap | 1 | 999 | None | 4598.478 | 0.81889 | 1.0129 | 385.9114 | 4470.452 | 0.75232 | 0.93475 | 388.4475 | 128.0259 | 0.066574 | 0.078115 | -2.5362 | Created by Solaris Technical using DEER2020 methodology
BrushlessFanMotorV3 | ExAnte2020 | IOU Workpaper | 2019-06-04 00:51 | Any | SFm | 2003 | CZ01 | 4475 | rDXGF | ResCoolCap | 2.33 | 2300 | None | 7108.0138 | 0.70077 | 1.0302 | 582.7863 | 6997.6106 | 0.70077 | 1.0302 | 587.9173 | 47.3833 | 0 | 0 | -2.2021 | Created by Solaris Technical using DEER2020 methodology
BrushlessFanMotorV3 | ExAnte2020 | IOU Workpaper | 2019-06-04 00:51 | Any | SFm | 2003 | CZ02 | 4414 | rDXGF | ResCoolCap | 2.21 | 1950 | None | 6644.6951 | 1.6788 | 2.1789 | 598.9698 | 6470.7667 | 1.5311 | 1.9916 | 605.0364 | 78.7007 | 0.066847 | 0.084737 | -2.745 | Created by Solaris Technical using DEER2020 methodology
BrushlessFanMotorV3 | ExAnte2020 | IOU Workpaper | 2019-06-04 00:51 | Any | SFm | 2003 | CZ03 | 13376 | rDXGF | ResCoolCap | 3.23 | 2300 | None | 7290.1885 | 1.2478 | 1.5816 | 585.519 | 7156.6458 | 1.1613 | 1.4839 | 591.0999 | 41.3445 | 0.026794 | 0.030244 | -1.7278 | Created by Solaris Technical using DEER2020 methodology
BrushlessFanMotorV3 | ExAnte2020 | IOU Workpaper | 2019-06-04 00:51 | Any | SFm | 2003 | CZ04 | 16929 | rDXGF | ResCoolCap | 3.17 | 2300 | None | 7773.8501 | 2.4657 | 2.8044 | 575.2251 | 7562.6919 | 2.21 | 2.5403 | 580.7909 | 66.6114 | 0.080667 | 0.0833 | -1.7558 | Created by Solaris Technical using DEER2020 methodology
BrushlessFanMotorV3 | ExAnte2020 | IOU Workpaper | 2019-06-04 00:51 | Any | SFm | 2003 | CZ05 | 4004 | rDXGF | ResCoolCap | 3.55 | 2300 | None | 7324.6242 | 1.4722 | 1.6402 | 626.2456 | 7176.5572 | 1.3466 | 1.5356 | 632.6077 | 41.709 | 0.035387 | 0.029476 | -1.7921 | Created by Solaris Technical using DEER2020 methodology
BrushlessFanMotorV3 | ExAnte2020 | IOU Workpaper | 2019-06-04 00:51 | Any | SFm | 2003 | CZ06 | 56165 | rDXGF | ResCoolCap | 4.01 | 2390 | None | 7862.5167 | 2.4816 | 2.6456 | 408.5135 | 7725.0414 | 2.2022 | 2.3956 | 410.6173 | 34.2831 | 0.069673 | 0.062332 | -0.52464 | Created by Solaris Technical using DEER2020 methodology
BrushlessFanMotorV3 | ExAnte2020 | IOU Workpaper | 2019-06-04 00:51 | Any | SFm | 2003 | CZ07 | 25022 | rDXGF | ResCoolCap | 3.21 | 2390 | None | 7909.0799 | 2.1594 | 2.2501 | 434.771 | 7750.4136 | 1.9214 | 2.0524 | 437.3933 | 49.4287 | 0.074121 | 0.06157 | -0.81693 | Created by Solaris Technical using DEER2020 methodology
BrushlessFanMotorV3 | ExAnte2020 | IOU Workpaper | 2019-06-04 00:51 | Any | SFm | 2003 | CZ08 | 26378 | rDXGF | ResCoolCap | 3.77 | 2390 | None | 8613.1346 | 3.0039 | 2.8277 | 406.3684 | 8353.0249 | 2.6631 | 2.5545 | 408.5047 | 68.9946 | 0.090384 | 0.072465 | -0.56667 | Created by Solaris Technical using DEER2020 methodology
BrushlessFanMotorV3 | ExAnte2020 | IOU Workpaper | 2019-06-04 00:51 | Any | SFm | 2003 | CZ09 | 26735 | rDXGF | ResCoolCap | 3.37 | 2420 | None | 8709.7204 | 3.6312 | 3.3848 | 473.4692 | 8434.8332 | 3.2294 | 3.0516 | 477.0891 | 81.5689 | 0.11924 | 0.098893 | -1.0741 | Created by Solaris Technical using DEER2020 methodology
BrushlessFanMotorV3 | ExAnte2020 | IOU Workpaper | 2019-06-04 00:51 | Any | SFm | 2003 | CZ10 | 106025 | rDXGF | ResCoolCap | 2.53 | 1950 | None | 7459.2977 | 2.7893 | 2.7644 | 494.619 | 7193.4713 | 2.4972 | 2.5016 | 498.7983 | 105.0697 | 0.11544 | 0.10386 | -1.6519 | Created by Solaris Technical using DEER2020 methodology
BrushlessFanMotorV3 | ExAnte2020 | IOU Workpaper | 2019-06-04 00:51 | Any | SFm | 2003 | CZ11 | 17728 | rDXGF | ResCoolCap | 2.66 | 1950 | None | 7574.1385 | 2.2017 | 2.8187 | 505.2867 | 7294.1699 | 1.9802 | 2.5492 | 509.5352 | 105.2514 | 0.083276 | 0.10131 | -1.5972 | Created by Solaris Technical using DEER2020 methodology
BrushlessFanMotorV3 | ExAnte2020 | IOU Workpaper | 2019-06-04 00:51 | Any | SFm | 2003 | CZ12 | 40357 | rDXGF | ResCoolCap | 2.47 | 1950 | None | 7034.9586 | 1.818 | 2.4275 | 526.1272 | 6825.6033 | 1.6558 | 2.2192 | 530.7819 | 84.7592 | 0.065636 | 0.084325 | -1.8845 | Created by Solaris Technical using DEER2020 methodology
BrushlessFanMotorV3 | ExAnte2020 | IOU Workpaper | 2019-06-04 00:51 | Any | SFm | 2003 | CZ13 | 28346 | rDXGF | ResCoolCap | 2.55 | 1950 | None | 7726.4278 | 1.7337 | 2.3846 | 504.2895 | 7419.8755 | 1.5807 | 2.1763 | 508.578 | 120.2166 | 0.060006 | 0.081683 | -1.6817 | Created by Solaris Technical using DEER2020 methodology
BrushlessFanMotorV3 | ExAnte2020 | IOU Workpaper | 2019-06-04 00:51 | Any | SFm | 2003 | CZ14 | 10983 | rDXGF | ResCoolCap | 3.16 | 2160 | None | 9773.928 | 3.3729 | 3.4787 | 543.9719 | 9200.3603 | 2.9729 | 3.0977 | 549.214 | 181.5088 | 0.12657 | 0.12058 | -1.6589 | Created by Solaris Technical using DEER2020 methodology
BrushlessFanMotorV3 | ExAnte2020 | IOU Workpaper | 2019-06-04 00:51 | Any | SFm | 2003 | CZ15 | 2504 | rDXGF | ResCoolCap | 3.4 | 2160 | None | 9784.4024 | 2.1413 | 2.8936 | 380.7499 | 9314.6483 | 1.949 | 2.6386 | 383.2883 | 138.163 | 0.056573 | 0.075014 | -0.74659 | Created by Solaris Technical using DEER2020 methodology
BrushlessFanMotorV3 | ExAnte2020 | IOU Workpaper | 2019-06-04 00:51 | Any | SFm | 2003 | CZ16 | 3346 | rDXGF | ResCoolCap | 3.61 | 2300 | None | 7372.4786 | 1.3002 | 1.8287 | 566.7538 | 7224.1461 | 1.2047 | 1.6957 | 571.633 | 41.0894 | 0.02644 | 0.036835 | -1.3516 | Created by Solaris Technical using DEER2020 methodology
BrushlessFanMotorV3 | ExAnte2020 | IOU Workpaper | 2019-06-04 00:51 | Any | SFm | 2007 | CZ01 | 1839 | rDXGF | ResCoolCap | 2.33 | 2300 | None | 7084.9724 | 0.69657 | 1.026 | 556.6383 | 6973.1747 | 0.69651 | 1.026 | 561.7586 | 47.9818 | 2.5966e-05 | 2.3146e-06 | -2.1976 | Created by Solaris Technical using DEER2020 methodology
BrushlessFanMotorV3 | ExAnte2020 | IOU Workpaper | 2019-06-04 00:51 | Any | SFm | 2007 | CZ02 | 1814 | rDXGF | ResCoolCap | 2.21 | 1950 | None | 6787.0958 | 1.9737 | 2.3593 | 571.143 | 6586.5116 | 1.7828 | 2.1439 | 577.0476 | 90.7621 | 0.086378 | 0.097467 | -2.6718 | Created by Solaris Technical using DEER2020 methodology
BrushlessFanMotorV3 | ExAnte2020 | IOU Workpaper | 2019-06-04 00:51 | Any | SFm | 2007 | CZ03 | 5498 | rDXGF | ResCoolCap | 3.23 | 2300 | None | 7299.3873 | 1.5184 | 1.8575 | 558.7668 | 7156.3151 | 1.3876 | 1.7121 | 564.2027 | 44.2948 | 0.040477 | 0.045008 | -1.683 | Created by Solaris Technical using DEER2020 methodology
BrushlessFanMotorV3 | ExAnte2020 | IOU Workpaper | 2019-06-04 00:51 | Any | SFm | 2007 | CZ04 | 6958 | rDXGF | ResCoolCap | 3.17 | 2300 | None | 7907.9046 | 2.5432 | 2.8561 | 548.1412 | 7668.9703 | 2.2721 | 2.5802 | 553.5901 | 75.3736 | 0.085512 | 0.087034 | -1.7189 | Created by Solaris Technical using DEER2020 methodology
BrushlessFanMotorV3 | ExAnte2020 | IOU Workpaper | 2019-06-04 00:51 | Any | SFm | 2007 | CZ05 | 1645 | rDXGF | ResCoolCap | 3.55 | 2300 | None | 7266.2217 | 1.5354 | 1.661 | 599.8117 | 7119.2107 | 1.396 | 1.5507 | 606.033 | 41.4116 | 0.039255 | 0.031054 | -1.7525 | Created by Solaris Technical using DEER2020 methodology
BrushlessFanMotorV3 | ExAnte2020 | IOU Workpaper | 2019-06-04 00:51 | Any | SFm | 2007 | CZ06 | 23086 | rDXGF | ResCoolCap | 4.01 | 2390 | None | 8041.4262 | 2.7311 | 2.7355 | 439.8385 | 7848.3333 | 2.4086 | 2.4676 | 443.1558 | 48.1528 | 0.080434 | 0.066824 | -0.82726 | Created by Solaris Technical using DEER2020 methodology
BrushlessFanMotorV3 | ExAnte2020 | IOU Workpaper | 2019-06-04 00:51 | Any | SFm | 2007 | CZ07 | 10285 | rDXGF | ResCoolCap | 3.21 | 2390 | None | 8046.9726 | 2.2155 | 2.3601 | 353.6014 | 7870.7333 | 1.9665 | 2.1406 | 355.1079 | 54.9032 | 0.077582 | 0.068402 | -0.4693 | Created by Solaris Technical using DEER2020 methodology
BrushlessFanMotorV3 | ExAnte2020 | IOU Workpaper | 2019-06-04 00:51 | Any | SFm | 2007 | CZ08 | 10842 | rDXGF | ResCoolCap | 3.77 | 2390 | None | 8989.4993 | 3.1446 | 2.9827 | 386.8272 | 8652.5553 | 2.7801 | 2.6793 | 389.1319 | 89.3751 | 0.096674 | 0.080476 | -0.61133 | Created by Solaris Technical using DEER2020 methodology
BrushlessFanMotorV3 | ExAnte2020 | IOU Workpaper | 2019-06-04 00:51 | Any | SFm | 2007 | CZ09 | 10989 | rDXGF | ResCoolCap | 3.37 | 2420 | None | 8995.2514 | 3.8929 | 3.494 | 452.7019 | 8665.5574 | 3.4675 | 3.1489 | 456.4648 | 97.832 | 0.12622 | 0.10242 | -1.1166 | Created by Solaris Technical using DEER2020 methodology
BrushlessFanMotorV3 | ExAnte2020 | IOU Workpaper | 2019-06-04 00:51 | Any | SFm | 2007 | CZ10 | 43580 | rDXGF | ResCoolCap | 2.53 | 1950 | None | 7769.0014 | 2.9336 | 2.8688 | 468.1057 | 7447.2935 | 2.6257 | 2.5891 | 472.2277 | 127.1573 | 0.12169 | 0.11053 | -1.6292 | Created by Solaris Technical using DEER2020 methodology
BrushlessFanMotorV3 | ExAnte2020 | IOU Workpaper | 2019-06-04 00:51 | Any | SFm | 2007 | CZ11 | 7287 | rDXGF | ResCoolCap | 2.66 | 1950 | None | 7890.8702 | 2.3404 | 2.9128 | 478.3034 | 7554.6862 | 2.0951 | 2.6259 | 482.4967 | 126.385 | 0.092194 | 0.10786 | -1.5765 | Created by Solaris Technical using DEER2020 methodology
BrushlessFanMotorV3 | ExAnte2020 | IOU Workpaper | 2019-06-04 00:51 | Any | SFm | 2007 | CZ12 | 16588 | rDXGF | ResCoolCap | 2.47 | 1950 | None | 7217.565 | 2.212 | 2.6277 | 499.141 | 6976.2918 | 1.9947 | 2.3896 | 503.7895 | 97.6815 | 0.087963 | 0.096403 | -1.882 | Created by Solaris Technical using DEER2020 methodology
BrushlessFanMotorV3 | ExAnte2020 | IOU Workpaper | 2019-06-04 00:51 | Any | SFm | 2007 | CZ13 | 11650 | rDXGF | ResCoolCap | 2.55 | 1950 | None | 8133.3641 | 2.2183 | 2.6256 | 477.9139 | 7757.2992 | 1.9948 | 2.3817 | 482.2485 | 147.4765 | 0.087653 | 0.095632 | -1.6999 | Created by Solaris Technical using DEER2020 methodology
BrushlessFanMotorV3 | ExAnte2020 | IOU Workpaper | 2019-06-04 00:51 | Any | SFm | 2007 | CZ14 | 4515 | rDXGF | ResCoolCap | 3.17 | 2160 | None | 9832.2459 | 3.2929 | 3.4518 | 516.7132 | 9242.3046 | 2.9001 | 3.0698 | 521.8266 | 186.1014 | 0.12392 | 0.12052 | -1.6131 | Created by Solaris Technical using DEER2020 methodology
BrushlessFanMotorV3 | ExAnte2020 | IOU Workpaper | 2019-06-04 00:51 | Any | SFm | 2007 | CZ15 | 1029 | rDXGF | ResCoolCap | 3.4 | 2160 | None | 10635.9766 | 2.7543 | 3.1842 | 345.756 | 10038.5145 | 2.4732 | 2.8818 | 348.0488 | 175.7242 | 0.082666 | 0.088918 | -0.67434 | Created by Solaris Technical using DEER2020 methodology
BrushlessFanMotorV3 | ExAnte2020 | IOU Workpaper | 2019-06-04 00:51 | Any | SFm | 2007 | CZ16 | 1375 | rDXGF | ResCoolCap | 3.61 | 2300 | None | 7373.5109 | 1.4983 | 1.7527 | 544.4628 | 7216.7472 | 1.3688 | 1.6296 | 549.3744 | 43.4248 | 0.03585 | 0.034102 | -1.3605 | Created by Solaris Technical using DEER2020 methodology
BrushlessFanMotorV3 | ExAnte2020 | IOU Workpaper | 2019-06-04 00:51 | Any | SFm | 2011 | CZ01 | 882 | rDXGF | ResCoolCap | 2.33 | 2300 | None | 7055.4927 | 0.69696 | 1.0264 | 523.6157 | 6959.0513 | 0.69691 | 1.0264 | 528.0567 | 41.3912 | 1.9671e-05 | 4.721e-07 | -1.906 | Created by Solaris Technical using DEER2020 methodology
BrushlessFanMotorV3 | ExAnte2020 | IOU Workpaper | 2019-06-04 00:51 | Any | SFm | 2011 | CZ02 | 870 | rDXGF | ResCoolCap | 2.21 | 1950 | None | 6749.0557 | 1.9186 | 2.3051 | 534.0716 | 6566.3356 | 1.7347 | 2.097 | 539.2118 | 82.6787 | 0.083218 | 0.094191 | -2.3259 | Created by Solaris Technical using DEER2020 methodology
BrushlessFanMotorV3 | ExAnte2020 | IOU Workpaper | 2019-06-04 00:51 | Any | SFm | 2011 | CZ03 | 2636 | rDXGF | ResCoolCap | 3.23 | 2300 | None | 7240.6103 | 1.456 | 1.8111 | 499.5034 | 7125.7668 | 1.3352 | 1.6735 | 503.7059 | 35.5553 | 0.037404 | 0.042609 | -1.3011 | Created by Solaris Technical using DEER2020 methodology
BrushlessFanMotorV3 | ExAnte2020 | IOU Workpaper | 2019-06-04 00:51 | Any | SFm | 2011 | CZ04 | 3337 | rDXGF | ResCoolCap | 3.17 | 2300 | None | 7799.1978 | 2.3505 | 2.6895 | 487.7955 | 7597.2708 | 2.1094 | 2.4401 | 491.9904 | 63.6994 | 0.076067 | 0.078683 | -1.3233 | Created by Solaris Technical using DEER2020 methodology
BrushlessFanMotorV3 | ExAnte2020 | IOU Workpaper | 2019-06-04 00:51 | Any | SFm | 2011 | CZ05 | 788 | rDXGF | ResCoolCap | 3.55 | 2300 | None | 7205.7523 | 1.2536 | 1.4851 | 583.9177 | 7074.6669 | 1.1636 | 1.4064 | 589.7542 | 36.9255 | 0.025345 | 0.022153 | -1.6441 | Created by Solaris Technical using DEER2020 methodology
BrushlessFanMotorV3 | ExAnte2020 | IOU Workpaper | 2019-06-04 00:51 | Any | SFm | 2011 | CZ06 | 11069 | rDXGF | ResCoolCap | 4.01 | 2390 | None | 7791.5974 | 2.3166 | 2.426 | 428.1043 | 7645.2807 | 2.0625 | 2.2101 | 431.1495 | 36.488 | 0.063366 | 0.053827 | -0.75941 | Created by Solaris Technical using DEER2020 methodology
BrushlessFanMotorV3 | ExAnte2020 | IOU Workpaper | 2019-06-04 00:51 | Any | SFm | 2011 | CZ07 | 4931 | rDXGF | ResCoolCap | 3.21 | 2390 | None | 8030.3379 | 2.1064 | 2.2829 | 321.8715 | 7866.6061 | 1.8757 | 2.0771 | 322.7473 | 51.0068 | 0.071882 | 0.064109 | -0.27283 | Created by Solaris Technical using DEER2020 methodology
BrushlessFanMotorV3 | ExAnte2020 | IOU Workpaper | 2019-06-04 00:51 | Any | SFm | 2011 | CZ08 | 5199 | rDXGF | ResCoolCap | 3.77 | 2390 | None | 8903.9786 | 2.9258 | 2.8404 | 353.4093 | 8592.5693 | 2.5952 | 2.561 | 355.021 | 82.6019 | 0.08769 | 0.074107 | -0.42751 | Created by Solaris Technical using DEER2020 methodology
BrushlessFanMotorV3 | ExAnte2020 | IOU Workpaper | 2019-06-04 00:51 | Any | SFm | 2011 | CZ09 | 5269 | rDXGF | ResCoolCap | 3.37 | 2420 | None | 8867.4492 | 3.7448 | 3.3581 | 408.8395 | 8572.3768 | 3.3227 | 3.025 | 411.6756 | 87.5586 | 0.12524 | 0.098834 | -0.84155 | Created by Solaris Technical using DEER2020 methodology
BrushlessFanMotorV3 | ExAnte2020 | IOU Workpaper | 2019-06-04 00:51 | Any | SFm | 2011 | CZ10 | 20895 | rDXGF | ResCoolCap | 2.53 | 1950 | None | 7705.5135 | 2.8436 | 2.7871 | 443.2436 | 7401.609 | 2.544 | 2.5171 | 446.8263 | 120.1203 | 0.1184 | 0.10673 | -1.4161 | Created by Solaris Technical using DEER2020 methodology
BrushlessFanMotorV3 | ExAnte2020 | IOU Workpaper | 2019-06-04 00:51 | Any | SFm | 2011 | CZ11 | 3494 | rDXGF | ResCoolCap | 2.66 | 1950 | None | 7801.0522 | 2.2447 | 2.8093 | 449.4657 | 7486.9876 | 2.0132 | 2.5321 | 453.054 | 118.0694 | 0.087053 | 0.10421 | -1.349 | Created by Solaris Technical using DEER2020 methodology
BrushlessFanMotorV3 | ExAnte2020 | IOU Workpaper | 2019-06-04 00:51 | Any | SFm | 2011 | CZ12 | 7953 | rDXGF | ResCoolCap | 2.47 | 1950 | None | 7167.1063 | 2.1526 | 2.5653 | 468.5663 | 6943.2266 | 1.9425 | 2.3341 | 472.5599 | 90.6395 | 0.085063 | 0.093573 | -1.6168 | Created by Solaris Technical using DEER2020 methodology
BrushlessFanMotorV3 | ExAnte2020 | IOU Workpaper | 2019-06-04 00:51 | Any | SFm | 2011 | CZ13 | 5587 | rDXGF | ResCoolCap | 2.55 | 1950 | None | 8042.34 | 2.1468 | 2.5491 | 451.4691 | 7688.9227 | 1.9326 | 2.3154 | 455.2375 | 138.595 | 0.084012 | 0.091667 | -1.4778 | Created by Solaris Technical using DEER2020 methodology
BrushlessFanMotorV3 | ExAnte2020 | IOU Workpaper | 2019-06-04 00:51 | Any | SFm | 2011 | CZ14 | 2164 | rDXGF | ResCoolCap | 3.17 | 2160 | None | 9679.4351 | 3.1647 | 3.3297 | 475.7711 | 9126.0654 | 2.7915 | 2.9664 | 479.9882 | 174.5646 | 0.11773 | 0.11459 | -1.3303 | Created by Solaris Technical using DEER2020 methodology
BrushlessFanMotorV3 | ExAnte2020 | IOU Workpaper | 2019-06-04 00:51 | Any | SFm | 2011 | CZ15 | 495 | rDXGF | ResCoolCap | 3.4 | 2160 | None | 10452.9523 | 2.6473 | 3.0695 | 330.9189 | 9887.2723 | 2.3813 | 2.7832 | 332.8944 | 166.3765 | 0.078236 | 0.08419 | -0.58103 | Created by Solaris Technical using DEER2020 methodology
BrushlessFanMotorV3 | ExAnte2020 | IOU Workpaper | 2019-06-04 00:51 | Any | SFm | 2011 | CZ16 | 659 | rDXGF | ResCoolCap | 3.61 | 2300 | None | 7340.8175 | 1.4638 | 1.7248 | 501.7864 | 7204.7405 | 1.3399 | 1.6063 | 505.788 | 37.6945 | 0.034323 | 0.032826 | -1.1085 | Created by Solaris Technical using DEER2020 methodology
BrushlessFanMotorV3 | ExAnte2020 | IOU Workpaper | 2019-06-04 00:51 | Any | SFm | 2015 | CZ01 | 1026 | rDXGF | ResCoolCap | 2.33 | 2300 | None | 7025.026 | 0.69817 | 1.0281 | 476.9554 | 6947.8713 | 0.69814 | 1.0281 | 480.5304 | 33.1136 | 1.1803e-05 | 0 | -1.5343 | Created by Solaris Technical using DEER2020 methodology
BrushlessFanMotorV3 | ExAnte2020 | IOU Workpaper | 2019-06-04 00:51 | Any | SFm | 2015 | CZ02 | 1012 | rDXGF | ResCoolCap | 2.21 | 1950 | None | 6632.5537 | 1.719 | 2.1136 | 502.588 | 6477.9424 | 1.5642 | 1.9325 | 507.1272 | 69.9598 | 0.070084 | 0.08198 | -2.0539 | Created by Solaris Technical using DEER2020 methodology
BrushlessFanMotorV3 | ExAnte2020 | IOU Workpaper | 2019-06-04 00:51 | Any | SFm | 2015 | CZ03 | 3067 | rDXGF | ResCoolCap | 3.23 | 2300 | None | 7197.477 | 1.4305 | 1.7901 | 431.689 | 7109.872 | 1.3139 | 1.6562 | 434.5581 | 27.1223 | 0.036092 | 0.041436 | -0.88827 | Created by Solaris Technical using DEER2020 methodology
BrushlessFanMotorV3 | ExAnte2020 | IOU Workpaper | 2019-06-04 00:51 | Any | SFm | 2015 | CZ04 | 3882 | rDXGF | ResCoolCap | 3.17 | 2300 | None | 7623.5707 | 2.0509 | 2.4357 | 461.8229 | 7458.2923 | 1.8554 | 2.2264 | 465.5223 | 52.1383 | 0.061666 | 0.066027 | -1.167 | Created by Solaris Technical using DEER2020 methodology
BrushlessFanMotorV3 | ExAnte2020 | IOU Workpaper | 2019-06-04 00:51 | Any | SFm | 2015 | CZ05 | 918 | rDXGF | ResCoolCap | 3.55 | 2300 | None | 7150.989 | 1.4767 | 1.6309 | 442.1446 | 7070.6585 | 1.3474 | 1.5263 | 445.1465 | 22.6283 | 0.036433 | 0.029464 | -0.84563 | Created by Solaris Technical using DEER2020 methodology
BrushlessFanMotorV3 | ExAnte2020 | IOU Workpaper | 2019-06-04 00:51 | Any | SFm | 2015 | CZ06 | 12879 | rDXGF | ResCoolCap | 4.01 | 2390 | None | 7643.3755 | 2.0285 | 2.2131 | 407.238 | 7528.4557 | 1.8216 | 2.0325 | 409.8946 | 28.6583 | 0.051579 | 0.045039 | -0.66249 | Created by Solaris Technical using DEER2020 methodology
BrushlessFanMotorV3 | ExAnte2020 | IOU Workpaper | 2019-06-04 00:51 | Any | SFm | 2015 | CZ07 | 5738 | rDXGF | ResCoolCap | 3.21 | 2390 | None | 7843.9136 | 1.8573 | 2.0991 | 312.2524 | 7715.8446 | 1.6697 | 1.9259 | 312.993 | 39.8969 | 0.058426 | 0.053943 | -0.23071 | Created by Solaris Technical using DEER2020 methodology
BrushlessFanMotorV3 | ExAnte2020 | IOU Workpaper | 2019-06-04 00:51 | Any | SFm | 2015 | CZ08 | 6048 | rDXGF | ResCoolCap | 3.77 | 2390 | None | 8455.9779 | 2.4762 | 2.5471 | 339.6031 | 8281.1838 | 2.2153 | 2.3182 | 340.9748 | 46.3645 | 0.069215 | 0.060725 | -0.36385 | Created by Solaris Technical using DEER2020 methodology
BrushlessFanMotorV3 | ExAnte2020 | IOU Workpaper | 2019-06-04 00:51 | Any | SFm | 2015 | CZ09 | 6131 | rDXGF | ResCoolCap | 3.37 | 2420 | None | 8504.4741 | 3.286 | 3.0377 | 391.0997 | 8339.9714 | 2.9191 | 2.747 | 393.6299 | 48.8139 | 0.10885 | 0.086272 | -0.75079 | Created by Solaris Technical using DEER2020 methodology
BrushlessFanMotorV3 | ExAnte2020 | IOU Workpaper | 2019-06-04 00:51 | Any | SFm | 2015 | CZ10 | 24311 | rDXGF | ResCoolCap | 2.53 | 1950 | None | 7419.3658 | 2.5362 | 2.5609 | 413.8606 | 7205.5943 | 2.2768 | 2.3229 | 416.8701 | 84.4947 | 0.10251 | 0.094058 | -1.1895 | Created by Solaris Technical using DEER2020 methodology
BrushlessFanMotorV3 | ExAnte2020 | IOU Workpaper | 2019-06-04 00:51 | Any | SFm | 2015 | CZ11 | 4065 | rDXGF | ResCoolCap | 2.66 | 1950 | None | 7542.339 | 1.9134 | 2.5494 | 430.9849 | 7314.8526 | 1.7312 | 2.3113 | 434.2382 | 85.5212 | 0.068526 | 0.08951 | -1.223 | Created by Solaris Technical using DEER2020 methodology
BrushlessFanMotorV3 | ExAnte2020 | IOU Workpaper | 2019-06-04 00:51 | Any | SFm | 2015 | CZ12 | 9254 | rDXGF | ResCoolCap | 2.47 | 1950 | None | 6971.3329 | 1.5547 | 2.1552 | 455.1772 | 6817.1738 | 1.427 | 1.9793 | 458.9393 | 62.4126 | 0.051684 | 0.071204 | -1.5231 | Created by Solaris Technical using DEER2020 methodology
BrushlessFanMotorV3 | ExAnte2020 | IOU Workpaper | 2019-06-04 00:51 | Any | SFm | 2015 | CZ13 | 6500 | rDXGF | ResCoolCap | 2.55 | 1950 | None | 7816.8564 | 1.8931 | 2.3477 | 431.8059 | 7549.1256 | 1.7149 | 2.1411 | 435.2114 | 104.9925 | 0.069874 | 0.081019 | -1.3355 | Created by Solaris Technical using DEER2020 methodology
BrushlessFanMotorV3 | ExAnte2020 | IOU Workpaper | 2019-06-04 00:51 | Any | SFm | 2015 | CZ14 | 2518 | rDXGF | ResCoolCap | 3.17 | 2160 | None | 9387.2108 | 2.9204 | 3.1231 | 471.8196 | 8907.8182 | 2.586 | 2.793 | 476.003 | 151.228 | 0.1055 | 0.10415 | -1.3197 | Created by Solaris Technical using DEER2020 methodology
BrushlessFanMotorV3 | ExAnte2020 | IOU Workpaper | 2019-06-04 00:51 | Any | SFm | 2015 | CZ15 | 575 | rDXGF | ResCoolCap | 3.4 | 2160 | None | 10261.0304 | 2.538 | 2.9649 | 320.6817 | 9726.3909 | 2.2872 | 2.6934 | 322.4906 | 157.2469 | 0.07377 | 0.079857 | -0.53201 | Created by Solaris Technical using DEER2020 methodology
BrushlessFanMotorV3 | ExAnte2020 | IOU Workpaper | 2019-06-04 00:51 | Any | SFm | 2015 | CZ16 | 767 | rDXGF | ResCoolCap | 3.61 | 2300 | None | 7152.7033 | 1.1558 | 1.4146 | 522.2633 | 7040.7318 | 1.0822 | 1.3468 | 526.6934 | 31.017 | 0.020404 | 0.01877 | -1.2272 | Created by Solaris Technical using DEER2020 methodology
2.3521

## DEER2020 weights
ver | pa | bldgtype | bldgloc | bldgvint | wt_vint | era
2020 | PGE | DMo | CZ01 | MH00 | 1 | ex
2020 | PGE | DMo | CZ01 | MH06 | 1 | ex
2020 | PGE | DMo | CZ01 | MH15 | 1 | rec
2020 | PGE | DMo | CZ01 | MH72 | 887 | old
2020 | PGE | DMo | CZ01 | MH85 | 457 | old
2020 | PGE | DMo | CZ01 | New | 1 | new
2020 | PGE | DMo | CZ02 | MH00 | 1233 | ex
2020 | PGE | DMo | CZ02 | MH06 | 520 | ex
2020 | PGE | DMo | CZ02 | MH15 | 390 | rec
2020 | PGE | DMo | CZ02 | MH72 | 10933 | old
2020 | PGE | DMo | CZ02 | MH85 | 4221 | old
2020 | PGE | DMo | CZ02 | New | 390 | new
2020 | PGE | DMo | CZ03 | MH00 | 367 | ex
2020 | PGE | DMo | CZ03 | MH06 | 155 | ex
2020 | PGE | DMo | CZ03 | MH15 | 116.25 | rec
2020 | PGE | DMo | CZ03 | MH72 | 9176 | old
2020 | PGE | DMo | CZ03 | MH85 | 4284 | old
2020 | PGE | DMo | CZ03 | New | 116.25 | new
2020 | PGE | DMo | CZ04 | MH00 | 2171 | ex
2020 | PGE | DMo | CZ04 | MH06 | 916 | ex
2020 | PGE | DMo | CZ04 | MH15 | 687 | rec
2020 | PGE | DMo | CZ04 | MH72 | 6455 | old
2020 | PGE | DMo | CZ04 | MH85 | 2213 | old
2020 | PGE | DMo | CZ04 | New | 687 | new
2020 | PGE | DMo | CZ05 | MH00 | 538 | ex
2020 | PGE | DMo | CZ05 | MH06 | 227 | ex
2020 | PGE | DMo | CZ05 | MH15 | 170.25 | rec
2020 | PGE | DMo | CZ05 | MH72 | 6736 | old
2020 | PGE | DMo | CZ05 | MH85 | 3463 | old
2020 | PGE | DMo | CZ05 | New | 170.25 | new
2020 | PGE | DMo | CZ11 | MH00 | 2290 | ex
2020 | PGE | DMo | CZ11 | MH06 | 966 | ex
2020 | PGE | DMo | CZ11 | MH15 | 724.5 | rec
2020 | PGE | DMo | CZ11 | MH72 | 23372 | old
2020 | PGE | DMo | CZ11 | MH85 | 23091 | old
2020 | PGE | DMo | CZ11 | New | 724.5 | new
2020 | PGE | DMo | CZ12 | MH00 | 1738 | ex
2020 | PGE | DMo | CZ12 | MH06 | 733 | ex
2020 | PGE | DMo | CZ12 | MH15 | 549.75 | rec
2020 | PGE | DMo | CZ12 | MH72 | 18964 | old
2020 | PGE | DMo | CZ12 | MH85 | 9022 | old
2020 | PGE | DMo | CZ12 | New | 549.75 | new
2020 | PGE | DMo | CZ13 | MH00 | 901 | ex
2020 | PGE | DMo | CZ13 | MH06 | 380 | ex
2020 | PGE | DMo | CZ13 | MH15 | 285 | rec
2020 | PGE | DMo | CZ13 | MH72 | 20832 | old
2020 | PGE | DMo | CZ13 | MH85 | 6489 | old
2020 | PGE | DMo | CZ13 | New | 285 | new
2020 | PGE | DMo | CZ16 | MH00 | 350 | ex
2020 | PGE | DMo | CZ16 | MH06 | 148 | ex
2020 | PGE | DMo | CZ16 | MH15 | 111 | rec
2020 | PGE | DMo | CZ16 | MH72 | 3398 | old
2020 | PGE | DMo | CZ16 | MH85 | 7250 | old
2020 | PGE | DMo | CZ16 | New | 111 | new
2020 | PGE | MFm | CZ01 | 1975 | 4652 | old
2020 | PGE | MFm | CZ01 | 1985 | 638 | old
2020 | PGE | MFm | CZ01 | 1996 | 2564 | old
2020 | PGE | MFm | CZ01 | 2003 | 1952 | ex
2020 | PGE | MFm | CZ01 | 2007 | 1347 | ex
2020 | PGE | MFm | CZ01 | 2011 | 1166 | ex
2020 | PGE | MFm | CZ01 | 2015 | 1498 | ex
2020 | PGE | MFm | CZ01 | 2017 | 1737.28 | rec
2020 | PGE | MFm | CZ01 | New | 585.6 | new
2020 | PGE | MFm | CZ01 | New | 585.6 | new
2020 | PGE | MFm | CZ02 | 1975 | 22574 | old
2020 | PGE | MFm | CZ02 | 1985 | 16076 | old
2020 | PGE | MFm | CZ02 | 1996 | 9317 | old
2020 | PGE | MFm | CZ02 | 2003 | 3960 | ex
2020 | PGE | MFm | CZ02 | 2007 | 2732 | ex
2020 | PGE | MFm | CZ02 | 2011 | 2365 | ex
2020 | PGE | MFm | CZ02 | 2015 | 3040 | ex
2020 | PGE | MFm | CZ02 | 2017 | 3524.4 | rec
2020 | PGE | MFm | CZ02 | New | 1188 | new
2020 | PGE | MFm | CZ02 | New | 1188 | new
2020 | PGE | MFm | CZ03 | 1975 | 358181 | old
2020 | PGE | MFm | CZ03 | 1985 | 86900 | old
2020 | PGE | MFm | CZ03 | 1996 | 26830 | old
2020 | PGE | MFm | CZ03 | 2003 | 12449 | ex
2020 | PGE | MFm | CZ03 | 2007 | 8589 | ex
2020 | PGE | MFm | CZ03 | 2011 | 7434 | ex
2020 | PGE | MFm | CZ03 | 2015 | 9556 | ex
2020 | PGE | MFm | CZ03 | 2017 | 11079.61 | rec
2020 | PGE | MFm | CZ03 | New | 3734.7 | new
2020 | PGE | MFm | CZ03 | New | 3734.7 | new
2020 | PGE | MFm | CZ04 | 1975 | 101243 | old
2020 | PGE | MFm | CZ04 | 1985 | 64812 | old
2020 | PGE | MFm | CZ04 | 1996 | 20252 | old
2020 | PGE | MFm | CZ04 | 2003 | 6674 | ex
2020 | PGE | MFm | CZ04 | 2007 | 4605 | ex
2020 | PGE | MFm | CZ04 | 2011 | 3985 | ex
2020 | PGE | MFm | CZ04 | 2015 | 5123 | ex
2020 | PGE | MFm | CZ04 | 2017 | 5939.86 | rec
2020 | PGE | MFm | CZ04 | New | 2002.2 | new
2020 | PGE | MFm | CZ04 | New | 2002.2 | new
2020 | PGE | MFm | CZ05 | 1975 | 12748 | old
2020 | PGE | MFm | CZ05 | 1985 | 2426 | old
2020 | PGE | MFm | CZ05 | 1996 | 5387 | old
2020 | PGE | MFm | CZ05 | 2003 | 1 | ex
2020 | PGE | MFm | CZ05 | 2007 | 1 | ex
2020 | PGE | MFm | CZ05 | 2011 | 1 | ex
2020 | PGE | MFm | CZ05 | 2015 | 1 | ex
2020 | PGE | MFm | CZ05 | 2017 | 1 | rec
2020 | PGE | MFm | CZ05 | New | 1 | new
2020 | PGE | MFm | CZ05 | New | 1 | new
2020 | PGE | MFm | CZ11 | 1975 | 18703 | old
2020 | PGE | MFm | CZ11 | 1985 | 21129 | old
2020 | PGE | MFm | CZ11 | 1996 | 816 | old
2020 | PGE | MFm | CZ11 | 2003 | 347 | ex
2020 | PGE | MFm | CZ11 | 2007 | 239 | ex
2020 | PGE | MFm | CZ11 | 2011 | 207 | ex
2020 | PGE | MFm | CZ11 | 2015 | 266 | ex
2020 | PGE | MFm | CZ11 | 2017 | 308.83 | rec
2020 | PGE | MFm | CZ11 | New | 104.1 | new
2020 | PGE | MFm | CZ11 | New | 104.1 | new
2020 | PGE | MFm | CZ12 | 1975 | 82889 | old
2020 | PGE | MFm | CZ12 | 1985 | 102342 | old
2020 | PGE | MFm | CZ12 | 1996 | 16244 | old
2020 | PGE | MFm | CZ12 | 2003 | 8001 | ex
2020 | PGE | MFm | CZ12 | 2007 | 5520 | ex
2020 | PGE | MFm | CZ12 | 2011 | 4778 | ex
2020 | PGE | MFm | CZ12 | 2015 | 6142 | ex
2020 | PGE | MFm | CZ12 | 2017 | 7120.89 | rec
2020 | PGE | MFm | CZ12 | New | 2400.3 | new
2020 | PGE | MFm | CZ12 | New | 2400.3 | new
2020 | PGE | MFm | CZ13 | 1975 | 53194 | old
2020 | PGE | MFm | CZ13 | 1985 | 30319 | old
2020 | PGE | MFm | CZ13 | 1996 | 5404 | old
2020 | PGE | MFm | CZ13 | 2003 | 1022 | ex
2020 | PGE | MFm | CZ13 | 2007 | 705 | ex
2020 | PGE | MFm | CZ13 | 2011 | 610 | ex
2020 | PGE | MFm | CZ13 | 2015 | 784 | ex
2020 | PGE | MFm | CZ13 | 2017 | 909.58 | rec
2020 | PGE | MFm | CZ13 | New | 306.6 | new
2020 | PGE | MFm | CZ13 | New | 306.6 | new
2020 | PGE | MFm | CZ16 | 1975 | 119 | old
2020 | PGE | MFm | CZ16 | 1985 | 292 | old
2020 | PGE | MFm | CZ16 | 1996 | 1 | old
2020 | PGE | MFm | CZ16 | 2003 | 1 | ex
2020 | PGE | MFm | CZ16 | 2007 | 1 | ex
2020 | PGE | MFm | CZ16 | 2011 | 1 | ex
2020 | PGE | MFm | CZ16 | 2015 | 1 | ex
2020 | PGE | MFm | CZ16 | 2017 | 1 | rec
2020 | PGE | MFm | CZ16 | New | 1 | new
2020 | PGE | MFm | CZ16 | New | 1 | new
2020 | PGE | SFm | CZ01 | 1975 | 11919 | old
2020 | PGE | SFm | CZ01 | 1985 | 6580 | old
2020 | PGE | SFm | CZ01 | 1996 | 6443 | old
2020 | PGE | SFm | CZ01 | 2003 | 4475 | ex
2020 | PGE | SFm | CZ01 | 2007 | 1839 | ex
2020 | PGE | SFm | CZ01 | 2011 | 882 | ex
2020 | PGE | SFm | CZ01 | 2015 | 1026 | ex
2020 | PGE | SFm | CZ01 | 2017 | 1342.5 | rec
2020 | PGE | SFm | CZ01 | New | 447.5 | new
2020 | PGE | SFm | CZ01 | New | 447.5 | new
2020 | PGE | SFm | CZ02 | 1975 | 108498 | old
2020 | PGE | SFm | CZ02 | 1985 | 52765 | old
2020 | PGE | SFm | CZ02 | 1996 | 9763 | old
2020 | PGE | SFm | CZ02 | 2003 | 4414 | ex
2020 | PGE | SFm | CZ02 | 2007 | 1814 | ex
2020 | PGE | SFm | CZ02 | 2011 | 870 | ex
2020 | PGE | SFm | CZ02 | 2015 | 1012 | ex
2020 | PGE | SFm | CZ02 | 2017 | 1324.2 | rec
2020 | PGE | SFm | CZ02 | New | 441.4 | new
2020 | PGE | SFm | CZ02 | New | 441.4 | new
2020 | PGE | SFm | CZ03 | 1975 | 446810 | old
2020 | PGE | SFm | CZ03 | 1985 | 85958 | old
2020 | PGE | SFm | CZ03 | 1996 | 48155 | old
2020 | PGE | SFm | CZ03 | 2003 | 13376 | ex
2020 | PGE | SFm | CZ03 | 2007 | 5498 | ex
2020 | PGE | SFm | CZ03 | 2011 | 2636 | ex
2020 | PGE | SFm | CZ03 | 2015 | 3067 | ex
2020 | PGE | SFm | CZ03 | 2017 | 4012.8 | rec
2020 | PGE | SFm | CZ03 | New | 1337.6 | new
2020 | PGE | SFm | CZ03 | New | 1337.6 | new
2020 | PGE | SFm | CZ04 | 1975 | 251319 | old
2020 | PGE | SFm | CZ04 | 1985 | 44850 | old
2020 | PGE | SFm | CZ04 | 1996 | 20441 | old
2020 | PGE | SFm | CZ04 | 2003 | 12207 | ex
2020 | PGE | SFm | CZ04 | 2007 | 5017 | ex
2020 | PGE | SFm | CZ04 | 2011 | 2406 | ex
2020 | PGE | SFm | CZ04 | 2015 | 2799 | ex
2020 | PGE | SFm | CZ04 | 2017 | 3662.1 | rec
2020 | PGE | SFm | CZ04 | New | 1220.7 | new
2020 | PGE | SFm | CZ04 | New | 1220.7 | new
2020 | PGE | SFm | CZ05 | 1975 | 46576 | old
2020 | PGE | SFm | CZ05 | 1985 | 11907 | old
2020 | PGE | SFm | CZ05 | 1996 | 9677 | old
2020 | PGE | SFm | CZ05 | 2003 | 2113 | ex
2020 | PGE | SFm | CZ05 | 2007 | 868 | ex
2020 | PGE | SFm | CZ05 | 2011 | 416 | ex
2020 | PGE | SFm | CZ05 | 2015 | 485 | ex
2020 | PGE | SFm | CZ05 | 2017 | 633.9 | rec
2020 | PGE | SFm | CZ05 | New | 211.3 | new
2020 | PGE | SFm | CZ05 | New | 211.3 | new
2020 | PGE | SFm | CZ11 | 1975 | 91972 | old
2020 | PGE | SFm | CZ11 | 1985 | 56795 | old
2020 | PGE | SFm | CZ11 | 1996 | 30803 | old
2020 | PGE | SFm | CZ11 | 2003 | 17728 | ex
2020 | PGE | SFm | CZ11 | 2007 | 7287 | ex
2020 | PGE | SFm | CZ11 | 2011 | 3494 | ex
2020 | PGE | SFm | CZ11 | 2015 | 4065 | ex
2020 | PGE | SFm | CZ11 | 2017 | 5318.4 | rec
2020 | PGE | SFm | CZ11 | New | 1772.8 | new
2020 | PGE | SFm | CZ11 | New | 1772.8 | new
2020 | PGE | SFm | CZ12 | 1975 | 324299 | old
2020 | PGE | SFm | CZ12 | 1985 | 163372 | old
2020 | PGE | SFm | CZ12 | 1996 | 84754 | old
2020 | PGE | SFm | CZ12 | 2003 | 40357 | ex
2020 | PGE | SFm | CZ12 | 2007 | 16588 | ex
2020 | PGE | SFm | CZ12 | 2011 | 7953 | ex
2020 | PGE | SFm | CZ12 | 2015 | 9254 | ex
2020 | PGE | SFm | CZ12 | 2017 | 12107.1 | rec
2020 | PGE | SFm | CZ12 | New | 4035.7 | new
2020 | PGE | SFm | CZ12 | New | 4035.7 | new
2020 | PGE | SFm | CZ13 | 1975 | 137126 | old
2020 | PGE | SFm | CZ13 | 1985 | 74574 | old
2020 | PGE | SFm | CZ13 | 1996 | 45095 | old
2020 | PGE | SFm | CZ13 | 2003 | 16912 | ex
2020 | PGE | SFm | CZ13 | 2007 | 6951 | ex
2020 | PGE | SFm | CZ13 | 2011 | 3333 | ex
2020 | PGE | SFm | CZ13 | 2015 | 3878 | ex
2020 | PGE | SFm | CZ13 | 2017 | 5073.6 | rec
2020 | PGE | SFm | CZ13 | New | 1691.2 | new
2020 | PGE | SFm | CZ13 | New | 1691.2 | new
2020 | PGE | SFm | CZ16 | 1975 | 26412 | old
2020 | PGE | SFm | CZ16 | 1985 | 19869 | old
2020 | PGE | SFm | CZ16 | 1996 | 6824 | old
2020 | PGE | SFm | CZ16 | 2003 | 498 | ex
2020 | PGE | SFm | CZ16 | 2007 | 205 | ex
2020 | PGE | SFm | CZ16 | 2011 | 98 | ex
2020 | PGE | SFm | CZ16 | 2015 | 114 | ex
2020 | PGE | SFm | CZ16 | 2017 | 149.4 | rec
2020 | PGE | SFm | CZ16 | New | 49.8 | new
2020 | PGE | SFm | CZ16 | New | 49.8 | new
2020 | SCE | DMo | CZ05 | MH00 | 1 | ex
2020 | SCE | DMo | CZ05 | MH06 | 1 | ex
2020 | SCE | DMo | CZ05 | MH15 | 1 | rec
2020 | SCE | DMo | CZ05 | MH72 | 1 | old
2020 | SCE | DMo | CZ05 | MH85 | 1 | old
2020 | SCE | DMo | CZ05 | New | 1 | new
2020 | SCE | DMo | CZ06 | MH00 | 6954 | ex
2020 | SCE | DMo | CZ06 | MH06 | 2935 | ex
2020 | SCE | DMo | CZ06 | MH15 | 2201.25 | rec
2020 | SCE | DMo | CZ06 | MH72 | 12775 | old
2020 | SCE | DMo | CZ06 | MH85 | 5043 | old
2020 | SCE | DMo | CZ06 | New | 2201.25 | new
2020 | SCE | DMo | CZ08 | MH00 | 1902 | ex
2020 | SCE | DMo | CZ08 | MH06 | 803 | ex
2020 | SCE | DMo | CZ08 | MH15 | 602.25 | rec
2020 | SCE | DMo | CZ08 | MH72 | 15405 | old
2020 | SCE | DMo | CZ08 | MH85 | 6905 | old
2020 | SCE | DMo | CZ08 | New | 602.25 | new
2020 | SCE | DMo | CZ09 | MH00 | 4042 | ex
2020 | SCE | DMo | CZ09 | MH06 | 1706 | ex
2020 | SCE | DMo | CZ09 | MH15 | 1279.5 | rec
2020 | SCE | DMo | CZ09 | MH72 | 17806 | old
2020 | SCE | DMo | CZ09 | MH85 | 7784 | old
2020 | SCE | DMo | CZ09 | New | 1279.5 | new
2020 | SCE | DMo | CZ10 | MH00 | 1062 | ex
2020 | SCE | DMo | CZ10 | MH06 | 448 | ex
2020 | SCE | DMo | CZ10 | MH15 | 336 | rec
2020 | SCE | DMo | CZ10 | MH72 | 23819 | old
2020 | SCE | DMo | CZ10 | MH85 | 24836 | old
2020 | SCE | DMo | CZ10 | New | 336 | new
2020 | SCE | DMo | CZ13 | MH00 | 1 | ex
2020 | SCE | DMo | CZ13 | MH06 | 1 | ex
2020 | SCE | DMo | CZ13 | MH15 | 1 | rec
2020 | SCE | DMo | CZ13 | MH72 | 4396 | old
2020 | SCE | DMo | CZ13 | MH85 | 1644 | old
2020 | SCE | DMo | CZ13 | New | 1 | new
2020 | SCE | DMo | CZ14 | MH00 | 504 | ex
2020 | SCE | DMo | CZ14 | MH06 | 213 | ex
2020 | SCE | DMo | CZ14 | MH15 | 159.75 | rec
2020 | SCE | DMo | CZ14 | MH72 | 8527 | old
2020 | SCE | DMo | CZ14 | MH85 | 6224 | old
2020 | SCE | DMo | CZ14 | New | 159.75 | new
2020 | SCE | DMo | CZ15 | MH00 | 1089 | ex
2020 | SCE | DMo | CZ15 | MH06 | 460 | ex
2020 | SCE | DMo | CZ15 | MH15 | 345 | rec
2020 | SCE | DMo | CZ15 | MH72 | 2115 | old
2020 | SCE | DMo | CZ15 | MH85 | 2002 | old
2020 | SCE | DMo | CZ15 | New | 345 | new
2020 | SCE | DMo | CZ16 | MH00 | 275 | ex
2020 | SCE | DMo | CZ16 | MH06 | 116 | ex
2020 | SCE | DMo | CZ16 | MH15 | 87 | rec
2020 | SCE | DMo | CZ16 | MH72 | 5157 | old
2020 | SCE | DMo | CZ16 | MH85 | 9996 | old
2020 | SCE | DMo | CZ16 | New | 87 | new
2020 | SCE | MFm | CZ05 | 1975 | 1028 | old
2020 | SCE | MFm | CZ05 | 1985 | 1 | old
2020 | SCE | MFm | CZ05 | 1996 | 1 | old
2020 | SCE | MFm | CZ05 | 2003 | 1 | ex
2020 | SCE | MFm | CZ05 | 2007 | 1 | ex
2020 | SCE | MFm | CZ05 | 2011 | 1 | ex
2020 | SCE | MFm | CZ05 | 2015 | 1 | ex
2020 | SCE | MFm | CZ05 | 2017 | 1 | rec
2020 | SCE | MFm | CZ05 | New | 1 | new
2020 | SCE | MFm | CZ05 | New | 1 | new
2020 | SCE | MFm | CZ06 | 1975 | 201834 | old
2020 | SCE | MFm | CZ06 | 1985 | 86262 | old
2020 | SCE | MFm | CZ06 | 1996 | 23358 | old
2020 | SCE | MFm | CZ06 | 2003 | 7406 | ex
2020 | SCE | MFm | CZ06 | 2007 | 5110 | ex
2020 | SCE | MFm | CZ06 | 2011 | 4422 | ex
2020 | SCE | MFm | CZ06 | 2015 | 5685 | ex
2020 | SCE | MFm | CZ06 | 2017 | 6591.34 | rec
2020 | SCE | MFm | CZ06 | New | 2221.8 | new
2020 | SCE | MFm | CZ06 | New | 2221.8 | new
2020 | SCE | MFm | CZ08 | 1975 | 121849 | old
2020 | SCE | MFm | CZ08 | 1985 | 74618 | old
2020 | SCE | MFm | CZ08 | 1996 | 17267 | old
2020 | SCE | MFm | CZ08 | 2003 | 8619 | ex
2020 | SCE | MFm | CZ08 | 2007 | 5947 | ex
2020 | SCE | MFm | CZ08 | 2011 | 5147 | ex
2020 | SCE | MFm | CZ08 | 2015 | 6616 | ex
2020 | SCE | MFm | CZ08 | 2017 | 7670.91 | rec
2020 | SCE | MFm | CZ08 | New | 2585.7 | new
2020 | SCE | MFm | CZ08 | New | 2585.7 | new
2020 | SCE | MFm | CZ09 | 1975 | 118683 | old
2020 | SCE | MFm | CZ09 | 1985 | 70191 | old
2020 | SCE | MFm | CZ09 | 1996 | 11960 | old
2020 | SCE | MFm | CZ09 | 2003 | 7547 | ex
2020 | SCE | MFm | CZ09 | 2007 | 5207 | ex
2020 | SCE | MFm | CZ09 | 2011 | 4507 | ex
2020 | SCE | MFm | CZ09 | 2015 | 5793 | ex
2020 | SCE | MFm | CZ09 | 2017 | 6716.83 | rec
2020 | SCE | MFm | CZ09 | New | 2264.1 | new
2020 | SCE | MFm | CZ09 | New | 2264.1 | new
2020 | SCE | MFm | CZ10 | 1975 | 36465 | old
2020 | SCE | MFm | CZ10 | 1985 | 27183 | old
2020 | SCE | MFm | CZ10 | 1996 | 1397 | old
2020 | SCE | MFm | CZ10 | 2003 | 257 | ex
2020 | SCE | MFm | CZ10 | 2007 | 177 | ex
2020 | SCE | MFm | CZ10 | 2011 | 153 | ex
2020 | SCE | MFm | CZ10 | 2015 | 197 | ex
2020 | SCE | MFm | CZ10 | 2017 | 228.73 | rec
2020 | SCE | MFm | CZ10 | New | 77.1 | new
2020 | SCE | MFm | CZ10 | New | 77.1 | new
2020 | SCE | MFm | CZ13 | 1975 | 2932 | old
2020 | SCE | MFm | CZ13 | 1985 | 1470 | old
2020 | SCE | MFm | CZ13 | 1996 | 554 | old
2020 | SCE | MFm | CZ13 | 2003 | 128 | ex
2020 | SCE | MFm | CZ13 | 2007 | 88 | ex
2020 | SCE | MFm | CZ13 | 2011 | 76 | ex
2020 | SCE | MFm | CZ13 | 2015 | 98 | ex
2020 | SCE | MFm | CZ13 | 2017 | 113.92 | rec
2020 | SCE | MFm | CZ13 | New | 38.4 | new
2020 | SCE | MFm | CZ13 | New | 38.4 | new
2020 | SCE | MFm | CZ14 | 1975 | 7855 | old
2020 | SCE | MFm | CZ14 | 1985 | 10645 | old
2020 | SCE | MFm | CZ14 | 1996 | 998 | old
2020 | SCE | MFm | CZ14 | 2003 | 1 | ex
2020 | SCE | MFm | CZ14 | 2007 | 1 | ex
2020 | SCE | MFm | CZ14 | 2011 | 1 | ex
2020 | SCE | MFm | CZ14 | 2015 | 1 | ex
2020 | SCE | MFm | CZ14 | 2017 | 1 | rec
2020 | SCE | MFm | CZ14 | New | 1 | new
2020 | SCE | MFm | CZ14 | New | 1 | new
2020 | SCE | MFm | CZ15 | 1975 | 22114 | old
2020 | SCE | MFm | CZ15 | 1985 | 19815 | old
2020 | SCE | MFm | CZ15 | 1996 | 3402 | old
2020 | SCE | MFm | CZ15 | 2003 | 1 | ex
2020 | SCE | MFm | CZ15 | 2007 | 1 | ex
2020 | SCE | MFm | CZ15 | 2011 | 1 | ex
2020 | SCE | MFm | CZ15 | 2015 | 1 | ex
2020 | SCE | MFm | CZ15 | 2017 | 1 | rec
2020 | SCE | MFm | CZ15 | New | 1 | new
2020 | SCE | MFm | CZ15 | New | 1 | new
2020 | SCE | MFm | CZ16 | 1975 | 6728 | old
2020 | SCE | MFm | CZ16 | 1985 | 7133 | old
2020 | SCE | MFm | CZ16 | 1996 | 624 | old
2020 | SCE | MFm | CZ16 | 2003 | 1 | ex
2020 | SCE | MFm | CZ16 | 2007 | 1 | ex
2020 | SCE | MFm | CZ16 | 2011 | 1 | ex
2020 | SCE | MFm | CZ16 | 2015 | 1 | ex
2020 | SCE | MFm | CZ16 | 2017 | 1 | rec
2020 | SCE | MFm | CZ16 | New | 1 | new
2020 | SCE | MFm | CZ16 | New | 1 | new
2020 | SCE | SFm | CZ05 | 1975 | 2498 | old
2020 | SCE | SFm | CZ05 | 1985 | 203 | old
2020 | SCE | SFm | CZ05 | 1996 | 122 | old
2020 | SCE | SFm | CZ05 | 2003 | 98 | ex
2020 | SCE | SFm | CZ05 | 2007 | 40 | ex
2020 | SCE | SFm | CZ05 | 2011 | 19 | ex
2020 | SCE | SFm | CZ05 | 2015 | 22 | ex
2020 | SCE | SFm | CZ05 | 2017 | 29.4 | rec
2020 | SCE | SFm | CZ05 | New | 9.8 | new
2020 | SCE | SFm | CZ05 | New | 9.8 | new
2020 | SCE | SFm | CZ06 | 1975 | 268167 | old
2020 | SCE | SFm | CZ06 | 1985 | 34575 | old
2020 | SCE | SFm | CZ06 | 1996 | 30307 | old
2020 | SCE | SFm | CZ06 | 2003 | 17286 | ex
2020 | SCE | SFm | CZ06 | 2007 | 7105 | ex
2020 | SCE | SFm | CZ06 | 2011 | 3407 | ex
2020 | SCE | SFm | CZ06 | 2015 | 3964 | ex
2020 | SCE | SFm | CZ06 | 2017 | 5185.8 | rec
2020 | SCE | SFm | CZ06 | New | 1728.6 | new
2020 | SCE | SFm | CZ06 | New | 1728.6 | new
2020 | SCE | SFm | CZ08 | 1975 | 372820 | old
2020 | SCE | SFm | CZ08 | 1985 | 38996 | old
2020 | SCE | SFm | CZ08 | 1996 | 26511 | old
2020 | SCE | SFm | CZ08 | 2003 | 12562 | ex
2020 | SCE | SFm | CZ08 | 2007 | 5163 | ex
2020 | SCE | SFm | CZ08 | 2011 | 2476 | ex
2020 | SCE | SFm | CZ08 | 2015 | 2880 | ex
2020 | SCE | SFm | CZ08 | 2017 | 3768.6 | rec
2020 | SCE | SFm | CZ08 | New | 1256.2 | new
2020 | SCE | SFm | CZ08 | New | 1256.2 | new
2020 | SCE | SFm | CZ09 | 1975 | 392782 | old
2020 | SCE | SFm | CZ09 | 1985 | 75584 | old
2020 | SCE | SFm | CZ09 | 1996 | 28745 | old
2020 | SCE | SFm | CZ09 | 2003 | 13575 | ex
2020 | SCE | SFm | CZ09 | 2007 | 5580 | ex
2020 | SCE | SFm | CZ09 | 2011 | 2675 | ex
2020 | SCE | SFm | CZ09 | 2015 | 3113 | ex
2020 | SCE | SFm | CZ09 | 2017 | 4072.5 | rec
2020 | SCE | SFm | CZ09 | New | 1357.5 | new
2020 | SCE | SFm | CZ09 | New | 1357.5 | new
2020 | SCE | SFm | CZ10 | 1975 | 160776 | old
2020 | SCE | SFm | CZ10 | 1985 | 177527 | old
2020 | SCE | SFm | CZ10 | 1996 | 90573 | old
2020 | SCE | SFm | CZ10 | 2003 | 47084 | ex
2020 | SCE | SFm | CZ10 | 2007 | 19353 | ex
2020 | SCE | SFm | CZ10 | 2011 | 9279 | ex
2020 | SCE | SFm | CZ10 | 2015 | 10796 | ex
2020 | SCE | SFm | CZ10 | 2017 | 14125.2 | rec
2020 | SCE | SFm | CZ10 | New | 4708.4 | new
2020 | SCE | SFm | CZ10 | New | 4708.4 | new
2020 | SCE | SFm | CZ13 | 1975 | 32952 | old
2020 | SCE | SFm | CZ13 | 1985 | 16088 | old
2020 | SCE | SFm | CZ13 | 1996 | 15894 | old
2020 | SCE | SFm | CZ13 | 2003 | 5458 | ex
2020 | SCE | SFm | CZ13 | 2007 | 2243 | ex
2020 | SCE | SFm | CZ13 | 2011 | 1076 | ex
2020 | SCE | SFm | CZ13 | 2015 | 1252 | ex
2020 | SCE | SFm | CZ13 | 2017 | 1637.4 | rec
2020 | SCE | SFm | CZ13 | New | 545.8 | new
2020 | SCE | SFm | CZ13 | New | 545.8 | new
2020 | SCE | SFm | CZ14 | 1975 | 52777 | old
2020 | SCE | SFm | CZ14 | 1985 | 109423 | old
2020 | SCE | SFm | CZ14 | 1996 | 21277 | old
2020 | SCE | SFm | CZ14 | 2003 | 7272 | ex
2020 | SCE | SFm | CZ14 | 2007 | 2989 | ex
2020 | SCE | SFm | CZ14 | 2011 | 1433 | ex
2020 | SCE | SFm | CZ14 | 2015 | 1667 | ex
2020 | SCE | SFm | CZ14 | 2017 | 2181.6 | rec
2020 | SCE | SFm | CZ14 | New | 727.2 | new
2020 | SCE | SFm | CZ14 | New | 727.2 | new
2020 | SCE | SFm | CZ15 | 1975 | 15659 | old
2020 | SCE | SFm | CZ15 | 1985 | 21160 | old
2020 | SCE | SFm | CZ15 | 1996 | 10029 | old
2020 | SCE | SFm | CZ15 | 2003 | 1424 | ex
2020 | SCE | SFm | CZ15 | 2007 | 585 | ex
2020 | SCE | SFm | CZ15 | 2011 | 281 | ex
2020 | SCE | SFm | CZ15 | 2015 | 327 | ex
2020 | SCE | SFm | CZ15 | 2017 | 427.2 | rec
2020 | SCE | SFm | CZ15 | New | 142.4 | new
2020 | SCE | SFm | CZ15 | New | 142.4 | new
2020 | SCE | SFm | CZ16 | 1975 | 69573 | old
2020 | SCE | SFm | CZ16 | 1985 | 24071 | old
2020 | SCE | SFm | CZ16 | 1996 | 4820 | old
2020 | SCE | SFm | CZ16 | 2003 | 2548 | ex
2020 | SCE | SFm | CZ16 | 2007 | 1047 | ex
2020 | SCE | SFm | CZ16 | 2011 | 502 | ex
2020 | SCE | SFm | CZ16 | 2015 | 584 | ex
2020 | SCE | SFm | CZ16 | 2017 | 764.4 | rec
2020 | SCE | SFm | CZ16 | New | 254.8 | new
2020 | SCE | SFm | CZ16 | New | 254.8 | new
2020 | SCG | DMo | CZ04 | MH85 | 164 | old
2020 | SCG | DMo | CZ05 | MH00 | 188 | ex
2020 | SCG | DMo | CZ05 | MH06 | 79 | ex
2020 | SCG | DMo | CZ05 | MH15 | 59.25 | rec
2020 | SCG | DMo | CZ05 | MH72 | 667 | old
2020 | SCG | DMo | CZ05 | MH85 | 848 | old
2020 | SCG | DMo | CZ05 | New | 59.25 | new
2020 | SCG | DMo | CZ06 | MH00 | 3258 | ex
2020 | SCG | DMo | CZ06 | MH06 | 1375 | ex
2020 | SCG | DMo | CZ06 | MH15 | 1031.25 | rec
2020 | SCG | DMo | CZ06 | MH72 | 2460 | old
2020 | SCG | DMo | CZ06 | MH85 | 881 | old
2020 | SCG | DMo | CZ06 | New | 1031.25 | new
2020 | SCG | DMo | CZ08 | MH00 | 276 | ex
2020 | SCG | DMo | CZ08 | MH06 | 116 | ex
2020 | SCG | DMo | CZ08 | MH15 | 87 | rec
2020 | SCG | DMo | CZ08 | MH72 | 1247 | old
2020 | SCG | DMo | CZ08 | MH85 | 1040 | old
2020 | SCG | DMo | CZ08 | New | 87 | new
2020 | SCG | DMo | CZ09 | MH00 | 789 | ex
2020 | SCG | DMo | CZ09 | MH06 | 333 | ex
2020 | SCG | DMo | CZ09 | MH15 | 249.75 | rec
2020 | SCG | DMo | CZ09 | MH72 | 5960 | old
2020 | SCG | DMo | CZ09 | MH85 | 4528 | old
2020 | SCG | DMo | CZ09 | New | 249.75 | new
2020 | SCG | DMo | CZ10 | MH00 | 249 | ex
2020 | SCG | DMo | CZ10 | MH06 | 105 | ex
2020 | SCG | DMo | CZ10 | MH15 | 78.75 | rec
2020 | SCG | DMo | CZ10 | MH72 | 9379 | old
2020 | SCG | DMo | CZ10 | MH85 | 10814 | old
2020 | SCG | DMo | CZ10 | New | 78.75 | new
2020 | SCG | DMo | CZ13 | MH72 | 2560 | old
2020 | SCG | DMo | CZ13 | MH85 | 1036 | old
2020 | SCG | DMo | CZ14 | MH72 | 160 | old
2020 | SCG | DMo | CZ14 | MH85 | 757 | old
2020 | SCG | DMo | CZ15 | MH00 | 276 | ex
2020 | SCG | DMo | CZ15 | MH06 | 116 | ex
2020 | SCG | DMo | CZ15 | MH15 | 87 | rec
2020 | SCG | DMo | CZ15 | MH72 | 711 | old
2020 | SCG | DMo | CZ15 | MH85 | 1693 | old
2020 | SCG | DMo | CZ15 | New | 87 | new
2020 | SCG | DMo | CZ16 | MH00 | 275 | ex
2020 | SCG | DMo | CZ16 | MH06 | 116 | ex
2020 | SCG | DMo | CZ16 | MH15 | 87 | rec
2020 | SCG | DMo | CZ16 | MH85 | 44 | old
2020 | SCG | DMo | CZ16 | New | 87 | new
2020 | SCG | MFm | CZ04 | 1975 | 332 | old
2020 | SCG | MFm | CZ04 | 1985 | 3070 | old
2020 | SCG | MFm | CZ05 | 1975 | 7714 | old
2020 | SCG | MFm | CZ05 | 1985 | 1611 | old
2020 | SCG | MFm | CZ05 | 1996 | 5141 | old
2020 | SCG | MFm | CZ06 | 1975 | 125985 | old
2020 | SCG | MFm | CZ06 | 1985 | 75274 | old
2020 | SCG | MFm | CZ06 | 1996 | 22907 | old
2020 | SCG | MFm | CZ06 | 2003 | 9586 | ex
2020 | SCG | MFm | CZ06 | 2007 | 6614 | ex
2020 | SCG | MFm | CZ06 | 2011 | 5724 | ex
2020 | SCG | MFm | CZ06 | 2015 | 7358 | ex
2020 | SCG | MFm | CZ06 | 2017 | 8531.54 | rec
2020 | SCG | MFm | CZ06 | New | 2875.8 | new
2020 | SCG | MFm | CZ06 | New | 2875.8 | new
2020 | SCG | MFm | CZ07 | 1975 | 1817 | old
2020 | SCG | MFm | CZ07 | 1985 | 1729 | old
2020 | SCG | MFm | CZ08 | 1975 | 150837 | old
2020 | SCG | MFm | CZ08 | 1985 | 72852 | old
2020 | SCG | MFm | CZ08 | 1996 | 20338 | old
2020 | SCG | MFm | CZ08 | 2003 | 8873 | ex
2020 | SCG | MFm | CZ08 | 2007 | 6122 | ex
2020 | SCG | MFm | CZ08 | 2011 | 5298 | ex
2020 | SCG | MFm | CZ08 | 2015 | 6811 | ex
2020 | SCG | MFm | CZ08 | 2017 | 7896.97 | rec
2020 | SCG | MFm | CZ08 | New | 2661.9 | new
2020 | SCG | MFm | CZ08 | New | 2661.9 | new
2020 | SCG | MFm | CZ09 | 1975 | 412117 | old
2020 | SCG | MFm | CZ09 | 1985 | 108222 | old
2020 | SCG | MFm | CZ09 | 1996 | 16399 | old
2020 | SCG | MFm | CZ09 | 2003 | 8669 | ex
2020 | SCG | MFm | CZ09 | 2007 | 5981 | ex
2020 | SCG | MFm | CZ09 | 2011 | 5177 | ex
2020 | SCG | MFm | CZ09 | 2015 | 6654 | ex
2020 | SCG | MFm | CZ09 | 2017 | 7715.41 | rec
2020 | SCG | MFm | CZ09 | New | 2600.7 | new
2020 | SCG | MFm | CZ09 | New | 2600.7 | new
2020 | SCG | MFm | CZ10 | 1975 | 22890 | old
2020 | SCG | MFm | CZ10 | 1985 | 19399 | old
2020 | SCG | MFm | CZ10 | 1996 | 1397 | old
2020 | SCG | MFm | CZ10 | 2003 | 257 | ex
2020 | SCG | MFm | CZ10 | 2007 | 177 | ex
2020 | SCG | MFm | CZ10 | 2011 | 153 | ex
2020 | SCG | MFm | CZ10 | 2015 | 197 | ex
2020 | SCG | MFm | CZ10 | 2017 | 228.73 | rec
2020 | SCG | MFm | CZ10 | New | 77.1 | new
2020 | SCG | MFm | CZ10 | New | 77.1 | new
2020 | SCG | MFm | CZ13 | 1975 | 8751 | old
2020 | SCG | MFm | CZ13 | 1985 | 1502 | old
2020 | SCG | MFm | CZ13 | 1996 | 685 | old
2020 | SCG | MFm | CZ13 | 2003 | 192 | ex
2020 | SCG | MFm | CZ13 | 2007 | 132 | ex
2020 | SCG | MFm | CZ13 | 2011 | 115 | ex
2020 | SCG | MFm | CZ13 | 2015 | 147 | ex
2020 | SCG | MFm | CZ13 | 2017 | 170.88 | rec
2020 | SCG | MFm | CZ13 | New | 57.6 | new
2020 | SCG | MFm | CZ13 | New | 57.6 | new
2020 | SCG | MFm | CZ14 | 1975 | 6916 | old
2020 | SCG | MFm | CZ14 | 1985 | 6741 | old
2020 | SCG | MFm | CZ14 | 1996 | 851 | old
2020 | SCG | MFm | CZ15 | 1975 | 18837 | old
2020 | SCG | MFm | CZ15 | 1985 | 13840 | old
2020 | SCG | MFm | CZ15 | 1996 | 184 | old
2020 | SCG | MFm | CZ16 | 1975 | 1367 | old
2020 | SCG | MFm | CZ16 | 1985 | 4886 | old
2020 | SCG | MFm | CZ16 | 1996 | 178 | old
2020 | SCG | SFm | CZ04 | 1975 | 10926 | old
2020 | SCG | SFm | CZ04 | 1985 | 521 | old
2020 | SCG | SFm | CZ04 | 1996 | 3380 | old
2020 | SCG | SFm | CZ04 | 2003 | 4722 | ex
2020 | SCG | SFm | CZ04 | 2007 | 1941 | ex
2020 | SCG | SFm | CZ04 | 2011 | 931 | ex
2020 | SCG | SFm | CZ04 | 2015 | 1083 | ex
2020 | SCG | SFm | CZ04 | 2017 | 1416.6 | rec
2020 | SCG | SFm | CZ04 | New | 472.2 | new
2020 | SCG | SFm | CZ04 | New | 472.2 | new
2020 | SCG | SFm | CZ05 | 1975 | 34907 | old
2020 | SCG | SFm | CZ05 | 1985 | 7301 | old
2020 | SCG | SFm | CZ05 | 1996 | 9453 | old
2020 | SCG | SFm | CZ05 | 2003 | 1793 | ex
2020 | SCG | SFm | CZ05 | 2007 | 737 | ex
2020 | SCG | SFm | CZ05 | 2011 | 353 | ex
2020 | SCG | SFm | CZ05 | 2015 | 411 | ex
2020 | SCG | SFm | CZ05 | 2017 | 537.9 | rec
2020 | SCG | SFm | CZ05 | New | 179.3 | new
2020 | SCG | SFm | CZ05 | New | 179.3 | new
2020 | SCG | SFm | CZ06 | 1975 | 243124 | old
2020 | SCG | SFm | CZ06 | 1985 | 59040 | old
2020 | SCG | SFm | CZ06 | 1996 | 48443 | old
2020 | SCG | SFm | CZ06 | 2003 | 28131 | ex
2020 | SCG | SFm | CZ06 | 2007 | 11563 | ex
2020 | SCG | SFm | CZ06 | 2011 | 5544 | ex
2020 | SCG | SFm | CZ06 | 2015 | 6450 | ex
2020 | SCG | SFm | CZ06 | 2017 | 8439.3 | rec
2020 | SCG | SFm | CZ06 | New | 2813.1 | new
2020 | SCG | SFm | CZ06 | New | 2813.1 | new
2020 | SCG | SFm | CZ07 | 1975 | 2726 | old
2020 | SCG | SFm | CZ07 | 1985 | 475 | old
2020 | SCG | SFm | CZ07 | 1996 | 237 | old
2020 | SCG | SFm | CZ08 | 1975 | 396633 | old
2020 | SCG | SFm | CZ08 | 1985 | 37876 | old
2020 | SCG | SFm | CZ08 | 1996 | 27076 | old
2020 | SCG | SFm | CZ08 | 2003 | 13179 | ex
2020 | SCG | SFm | CZ08 | 2007 | 5417 | ex
2020 | SCG | SFm | CZ08 | 2011 | 2597 | ex
2020 | SCG | SFm | CZ08 | 2015 | 3022 | ex
2020 | SCG | SFm | CZ08 | 2017 | 3953.7 | rec
2020 | SCG | SFm | CZ08 | New | 1317.9 | new
2020 | SCG | SFm | CZ08 | New | 1317.9 | new
2020 | SCG | SFm | CZ09 | 1975 | 491759 | old
2020 | SCG | SFm | CZ09 | 1985 | 71308 | old
2020 | SCG | SFm | CZ09 | 1996 | 33390 | old
2020 | SCG | SFm | CZ09 | 2003 | 13160 | ex
2020 | SCG | SFm | CZ09 | 2007 | 5409 | ex
2020 | SCG | SFm | CZ09 | 2011 | 2594 | ex
2020 | SCG | SFm | CZ09 | 2015 | 3018 | ex
2020 | SCG | SFm | CZ09 | 2017 | 3948 | rec
2020 | SCG | SFm | CZ09 | New | 1316 | new
2020 | SCG | SFm | CZ09 | New | 1316 | new
2020 | SCG | SFm | CZ10 | 1975 | 141013 | old
2020 | SCG | SFm | CZ10 | 1985 | 147270 | old
2020 | SCG | SFm | CZ10 | 1996 | 84770 | old
2020 | SCG | SFm | CZ10 | 2003 | 42875 | ex
2020 | SCG | SFm | CZ10 | 2007 | 17623 | ex
2020 | SCG | SFm | CZ10 | 2011 | 8450 | ex
2020 | SCG | SFm | CZ10 | 2015 | 9831 | ex
2020 | SCG | SFm | CZ10 | 2017 | 12862.5 | rec
2020 | SCG | SFm | CZ10 | New | 4287.5 | new
2020 | SCG | SFm | CZ10 | New | 4287.5 | new
2020 | SCG | SFm | CZ13 | 1975 | 26576 | old
2020 | SCG | SFm | CZ13 | 1985 | 14132 | old
2020 | SCG | SFm | CZ13 | 1996 | 12734 | old
2020 | SCG | SFm | CZ13 | 2003 | 5976 | ex
2020 | SCG | SFm | CZ13 | 2007 | 2456 | ex
2020 | SCG | SFm | CZ13 | 2011 | 1178 | ex
2020 | SCG | SFm | CZ13 | 2015 | 1370 | ex
2020 | SCG | SFm | CZ13 | 2017 | 1792.8 | rec
2020 | SCG | SFm | CZ13 | New | 597.6 | new
2020 | SCG | SFm | CZ13 | New | 597.6 | new
2020 | SCG | SFm | CZ14 | 1975 | 15930 | old
2020 | SCG | SFm | CZ14 | 1985 | 57409 | old
2020 | SCG | SFm | CZ14 | 1996 | 12249 | old
2020 | SCG | SFm | CZ14 | 2003 | 3369 | ex
2020 | SCG | SFm | CZ14 | 2007 | 1385 | ex
2020 | SCG | SFm | CZ14 | 2011 | 664 | ex
2020 | SCG | SFm | CZ14 | 2015 | 773 | ex
2020 | SCG | SFm | CZ14 | 2017 | 1010.7 | rec
2020 | SCG | SFm | CZ14 | New | 336.9 | new
2020 | SCG | SFm | CZ14 | New | 336.9 | new
2020 | SCG | SFm | CZ15 | 1975 | 11942 | old
2020 | SCG | SFm | CZ15 | 1985 | 4837 | old
2020 | SCG | SFm | CZ15 | 1996 | 3328 | old
2020 | SCG | SFm | CZ15 | 2003 | 1079 | ex
2020 | SCG | SFm | CZ15 | 2007 | 443 | ex
2020 | SCG | SFm | CZ15 | 2011 | 213 | ex
2020 | SCG | SFm | CZ15 | 2015 | 247 | ex
2020 | SCG | SFm | CZ15 | 2017 | 323.7 | rec
2020 | SCG | SFm | CZ15 | New | 107.9 | new
2020 | SCG | SFm | CZ15 | New | 107.9 | new
2020 | SCG | SFm | CZ16 | 1975 | 16220 | old
2020 | SCG | SFm | CZ16 | 1985 | 6419 | old
2020 | SCG | SFm | CZ16 | 1996 | 552 | old
2020 | SCG | SFm | CZ16 | 2003 | 300 | ex
2020 | SCG | SFm | CZ16 | 2007 | 123 | ex
2020 | SCG | SFm | CZ16 | 2011 | 59 | ex
2020 | SCG | SFm | CZ16 | 2015 | 69 | ex
2020 | SCG | SFm | CZ16 | 2017 | 90 | rec
2020 | SCG | SFm | CZ16 | New | 30 | new
2020 | SCG | SFm | CZ16 | New | 30 | new
2020 | SDG | DMo | CZ06 | MH00 | 1 | ex
2020 | SDG | DMo | CZ06 | MH06 | 1 | ex
2020 | SDG | DMo | CZ06 | MH15 | 1 | rec
2020 | SDG | DMo | CZ06 | MH72 | 1 | old
2020 | SDG | DMo | CZ06 | MH85 | 1 | old
2020 | SDG | DMo | CZ06 | New | 1 | new
2020 | SDG | DMo | CZ07 | MH00 | 1718 | ex
2020 | SDG | DMo | CZ07 | MH06 | 725 | ex
2020 | SDG | DMo | CZ07 | MH15 | 543.75 | rec
2020 | SDG | DMo | CZ07 | MH72 | 16837 | old
2020 | SDG | DMo | CZ07 | MH85 | 5974 | old
2020 | SDG | DMo | CZ07 | New | 543.75 | new
2020 | SDG | DMo | CZ08 | MH00 | 1 | ex
2020 | SDG | DMo | CZ08 | MH06 | 1 | ex
2020 | SDG | DMo | CZ08 | MH15 | 1 | rec
2020 | SDG | DMo | CZ08 | MH72 | 2231 | old
2020 | SDG | DMo | CZ08 | MH85 | 1 | old
2020 | SDG | DMo | CZ08 | New | 1 | new
2020 | SDG | DMo | CZ10 | MH00 | 3124 | ex
2020 | SDG | DMo | CZ10 | MH06 | 1318 | ex
2020 | SDG | DMo | CZ10 | MH15 | 988.5 | rec
2020 | SDG | DMo | CZ10 | MH72 | 12279 | old
2020 | SDG | DMo | CZ10 | MH85 | 6936 | old
2020 | SDG | DMo | CZ10 | New | 988.5 | new
2020 | SDG | DMo | CZ14 | MH00 | 1 | ex
2020 | SDG | DMo | CZ14 | MH06 | 1 | ex
2020 | SDG | DMo | CZ14 | MH15 | 1 | rec
2020 | SDG | DMo | CZ14 | MH72 | 636 | old
2020 | SDG | DMo | CZ14 | MH85 | 288 | old
2020 | SDG | DMo | CZ14 | New | 1 | new
2020 | SDG | DMo | CZ15 | MH00 | 1 | ex
2020 | SDG | DMo | CZ15 | MH06 | 1 | ex
2020 | SDG | DMo | CZ15 | MH15 | 1 | rec
2020 | SDG | DMo | CZ15 | MH72 | 1 | old
2020 | SDG | DMo | CZ15 | MH85 | 1 | old
2020 | SDG | DMo | CZ15 | New | 1 | new
2020 | SDG | MFm | CZ06 | 1975 | 6832 | old
2020 | SDG | MFm | CZ06 | 1985 | 8111 | old
2020 | SDG | MFm | CZ06 | 1996 | 1179 | old
2020 | SDG | MFm | CZ06 | 2003 | 519 | ex
2020 | SDG | MFm | CZ06 | 2007 | 358 | ex
2020 | SDG | MFm | CZ06 | 2011 | 310 | ex
2020 | SDG | MFm | CZ06 | 2015 | 398 | ex
2020 | SDG | MFm | CZ06 | 2017 | 461.91 | rec
2020 | SDG | MFm | CZ06 | New | 155.7 | new
2020 | SDG | MFm | CZ06 | New | 155.7 | new
2020 | SDG | MFm | CZ07 | 1975 | 116552 | old
2020 | SDG | MFm | CZ07 | 1985 | 87344 | old
2020 | SDG | MFm | CZ07 | 1996 | 11508 | old
2020 | SDG | MFm | CZ07 | 2003 | 7522 | ex
2020 | SDG | MFm | CZ07 | 2007 | 5190 | ex
2020 | SDG | MFm | CZ07 | 2011 | 4492 | ex
2020 | SDG | MFm | CZ07 | 2015 | 5774 | ex
2020 | SDG | MFm | CZ07 | 2017 | 6694.58 | rec
2020 | SDG | MFm | CZ07 | New | 2256.6 | new
2020 | SDG | MFm | CZ07 | New | 2256.6 | new
2020 | SDG | MFm | CZ08 | 1975 | 769 | old
2020 | SDG | MFm | CZ08 | 1985 | 4563 | old
2020 | SDG | MFm | CZ08 | 1996 | 5565 | old
2020 | SDG | MFm | CZ08 | 2003 | 2582 | ex
2020 | SDG | MFm | CZ08 | 2007 | 1781 | ex
2020 | SDG | MFm | CZ08 | 2011 | 1542 | ex
2020 | SDG | MFm | CZ08 | 2015 | 1982 | ex
2020 | SDG | MFm | CZ08 | 2017 | 2297.98 | rec
2020 | SDG | MFm | CZ08 | New | 774.6 | new
2020 | SDG | MFm | CZ08 | New | 774.6 | new
2020 | SDG | MFm | CZ10 | 1975 | 29332 | old
2020 | SDG | MFm | CZ10 | 1985 | 29446 | old
2020 | SDG | MFm | CZ10 | 1996 | 4108 | old
2020 | SDG | MFm | CZ10 | 2003 | 2553 | ex
2020 | SDG | MFm | CZ10 | 2007 | 1761 | ex
2020 | SDG | MFm | CZ10 | 2011 | 1525 | ex
2020 | SDG | MFm | CZ10 | 2015 | 1960 | ex
2020 | SDG | MFm | CZ10 | 2017 | 2272.17 | rec
2020 | SDG | MFm | CZ10 | New | 765.9 | new
2020 | SDG | MFm | CZ10 | New | 765.9 | new
2020 | SDG | MFm | CZ14 | 1975 | 260 | old
2020 | SDG | MFm | CZ14 | 1985 | 1 | old
2020 | SDG | MFm | CZ14 | 1996 | 1 | old
2020 | SDG | MFm | CZ14 | 2003 | 1 | ex
2020 | SDG | MFm | CZ14 | 2007 | 1 | ex
2020 | SDG | MFm | CZ14 | 2011 | 1 | ex
2020 | SDG | MFm | CZ14 | 2015 | 1 | ex
2020 | SDG | MFm | CZ14 | 2017 | 1 | rec
2020 | SDG | MFm | CZ14 | New | 1 | new
2020 | SDG | MFm | CZ14 | New | 1 | new
2020 | SDG | MFm | CZ15 | 1975 | 179 | old
2020 | SDG | MFm | CZ15 | 1985 | 1 | old
2020 | SDG | MFm | CZ15 | 1996 | 1 | old
2020 | SDG | MFm | CZ15 | 2003 | 1 | ex
2020 | SDG | MFm | CZ15 | 2007 | 1 | ex
2020 | SDG | MFm | CZ15 | 2011 | 1 | ex
2020 | SDG | MFm | CZ15 | 2015 | 1 | ex
2020 | SDG | MFm | CZ15 | 2017 | 1 | rec
2020 | SDG | MFm | CZ15 | New | 1 | new
2020 | SDG | MFm | CZ15 | New | 1 | new
2020 | SDG | SFm | CZ06 | 1975 | 7440 | old
2020 | SDG | SFm | CZ06 | 1985 | 23426 | old
2020 | SDG | SFm | CZ06 | 1996 | 18492 | old
2020 | SDG | SFm | CZ06 | 2003 | 10748 | ex
2020 | SDG | SFm | CZ06 | 2007 | 4418 | ex
2020 | SDG | SFm | CZ06 | 2011 | 2118 | ex
2020 | SDG | SFm | CZ06 | 2015 | 2465 | ex
2020 | SDG | SFm | CZ06 | 2017 | 3224.4 | rec
2020 | SDG | SFm | CZ06 | New | 1074.8 | new
2020 | SDG | SFm | CZ06 | New | 1074.8 | new
2020 | SDG | SFm | CZ07 | 1975 | 213903 | old
2020 | SDG | SFm | CZ07 | 1985 | 103726 | old
2020 | SDG | SFm | CZ07 | 1996 | 49320 | old
2020 | SDG | SFm | CZ07 | 2003 | 25022 | ex
2020 | SDG | SFm | CZ07 | 2007 | 10285 | ex
2020 | SDG | SFm | CZ07 | 2011 | 4931 | ex
2020 | SDG | SFm | CZ07 | 2015 | 5738 | ex
2020 | SDG | SFm | CZ07 | 2017 | 7506.6 | rec
2020 | SDG | SFm | CZ07 | New | 2502.2 | new
2020 | SDG | SFm | CZ07 | New | 2502.2 | new
2020 | SDG | SFm | CZ08 | 1975 | 2356 | old
2020 | SDG | SFm | CZ08 | 1985 | 1660 | old
2020 | SDG | SFm | CZ08 | 1996 | 3550 | old
2020 | SDG | SFm | CZ08 | 2003 | 637 | ex
2020 | SDG | SFm | CZ08 | 2007 | 262 | ex
2020 | SDG | SFm | CZ08 | 2011 | 126 | ex
2020 | SDG | SFm | CZ08 | 2015 | 146 | ex
2020 | SDG | SFm | CZ08 | 2017 | 191.1 | rec
2020 | SDG | SFm | CZ08 | New | 63.7 | new
2020 | SDG | SFm | CZ08 | New | 63.7 | new
2020 | SDG | SFm | CZ10 | 1975 | 85422 | old
2020 | SDG | SFm | CZ10 | 1985 | 54661 | old
2020 | SDG | SFm | CZ10 | 1996 | 23433 | old
2020 | SDG | SFm | CZ10 | 2003 | 16066 | ex
2020 | SDG | SFm | CZ10 | 2007 | 6604 | ex
2020 | SDG | SFm | CZ10 | 2011 | 3166 | ex
2020 | SDG | SFm | CZ10 | 2015 | 3684 | ex
2020 | SDG | SFm | CZ10 | 2017 | 4819.8 | rec
2020 | SDG | SFm | CZ10 | New | 1606.6 | new
2020 | SDG | SFm | CZ10 | New | 1606.6 | new
2020 | SDG | SFm | CZ14 | 1975 | 4114 | old
2020 | SDG | SFm | CZ14 | 1985 | 2011 | old
2020 | SDG | SFm | CZ14 | 1996 | 428 | old
2020 | SDG | SFm | CZ14 | 2003 | 342 | ex
2020 | SDG | SFm | CZ14 | 2007 | 141 | ex
2020 | SDG | SFm | CZ14 | 2011 | 67 | ex
2020 | SDG | SFm | CZ14 | 2015 | 78 | ex
2020 | SDG | SFm | CZ14 | 2017 | 102.6 | rec
2020 | SDG | SFm | CZ14 | New | 34.2 | new
2020 | SDG | SFm | CZ14 | New | 34.2 | new
2020 | SDG | SFm | CZ15 | 1975 | 2000 | old
2020 | SDG | SFm | CZ15 | 1985 | 564 | old
2020 | SDG | SFm | CZ15 | 1996 | 1 | old
2020 | SDG | SFm | CZ15 | 2003 | 1 | ex
2020 | SDG | SFm | CZ15 | 2007 | 1 | ex
2020 | SDG | SFm | CZ15 | 2011 | 1 | ex
2020 | SDG | SFm | CZ15 | 2015 | 1 | ex
2020 | SDG | SFm | CZ15 | 2017 | 1 | rec
2020 | SDG | SFm | CZ15 | New | 1 | new
2020 | SDG | SFm | CZ15 | New | 1 | new

## MsrFanWPerCfm
Calculation of standard practice baseline fan watts per CFM.
The following DEER measures are considered to provide a reasonable basis for the measure case.
MeasureID | Description | MsrTechID | ParamID | ParamVal
RE-HV-ResAC-lt45kBtuh-21S | 21 SEER Split-System Air Conditioner, lt45 kBtuh, 2Sp Fan | SplitAC2Sp-S21 | FanWPerCfm | 0.233
RE-HV-ResAC-lt45kBtuh-20S | 20 SEER Split-System Air Conditioner, lt45 kBtuh, 2Sp Fan | SplitAC2Sp-S20 | FanWPerCfm | 0.233
RE-HV-ResAC-lt45kBtuh-19S | 19 SEER Split-System Air Conditioner, lt45 kBtuh, 2Sp Fan | SplitAC2Sp-S19 | FanWPerCfm | 0.233
RE-HV-ResAC-lt45kBtuh-18S | 18 SEER Split-System Air Conditioner, lt45 kBtuh, 2Sp Fan | SplitAC2Sp-S18 | FanWPerCfm | 0.271
RE-HV-ResAC-lt45kBtuh-17S | 17 SEER Split-System Air Conditioner, lt45 kBtuh, 2Sp Fan | SplitAC2Sp-S17 | FanWPerCfm | 0.271
RE-HV-ResAC-lt45kBtuh-16S | 16 SEER Split-System Air Conditioner, lt45 kBtuh, 2Sp Fan | SplitAC2Sp-S16 | FanWPerCfm | 0.271
RE-HV-ResAC-lt45kBtuh-15S | 15 SEER Split-System Air Conditioner, lt45 kBtuh, 1Sp Fan | SplitAC1Sp-S15 | FanWPerCfm | 0.251
RE-HV-ResAC-lt45kBtuh-14S | 14 SEER Split-System Air Conditioner, lt45 kBtuh, 1Sp Fan | SplitAC1Sp-lt45-S14 | FanWPerCfm | 0.294
Avg | To be used for Brushless fan motor, standard practice baseline | T.B.D. | FanWPerCfm | 0.25712
0.25712
-- get_average_fanwpercfm.sql
-- Execute this script via SQLite3 with the MC2020 database open to produce the results above.
with t as (
SELECT
"Measures"."MeasureID",
"Measures"."Description",
"Measures"."MsrTechID",
"TechID2Param"."ParamID",
"TechID2Param"."ParamVal"
from "Measures"
join
"TechID2Param"
on
"Measures"."MsrTechID" = "TechID2Param"."TechID"
where "MeasureID" like "RE-HV-ResAC-lt45%"
AND "ParamID" like "FanWPerCFM"
)
select * from t
union
select * from
(select
"Avg" as "MeasureID",
"To be used for Brushless fan motor, standard practice baseline" as "Description",
"T.B.D." as "MsrTechID",
"FanWPerCfm" as "ParamID",
avg(t."ParamVal") as "ParamVal"
from t)
ORDER BY "MeasureID" DESC
;