## SummaryTables
Measure Equipment | Measure Material Cost | Measure Labor Cost | Total Measure Cost
Residential Smart Communicating Thermostat | 210.1612 | 30.18 | 240.34
Base Case Equipment | Base Case Material Cost | Base Case Labor Cost | Total Base Case Cost
Residential Programmable Thermostat | 61.1067 | 30.18 | 91.2867
| Base Case Total Cost | Measure Total Cost | Incremental Cost
| 91.2867 | 240.34 | 149.0533
Cost Update Methodology and Approach
Measure Case Material:
The measure case cost for the smart thermostats was obtained through online prices from various retailer websites in the second quarter of 2020. All the smart thermostat models are EnergyStar certified and meet the workpaper eligibility requirements. The list of the retailers is as follows: Manufacturer websites (BuyEasily, HyperMicro, Nest, TechInstrument, ABT, Amazon, Apple, BedBath&Beyond, BestBuy, Ecobee, HomeDepot, Kohls, Lowes, Monoprice, Newegg, Silverbytes, SmartNeighbor, SupplyHouse, Target, Verion, Walmart, and YourEnergySavingStore)
The breakdown of the type of thermostats participating in the program was found using IOUs survey from SDG&E and SCG (SCT SummaryImplemBreakdown TAB). The cost for the unknown or unaccounted thermostats was estimated using the average cost of all other EnergyStar certified smart thermostat models. The ratios of the thermostat type/model were used to establish a weighted measure case cost.
The total equipment cost includes 8.75% tax. Shipping cost has not been included in the material price as majority of the retailers offer free shipping.
See Measure Material Cost Tab for details on material costs.
Base Case Material
The base case cost for thermostats was obtained in a similar way to the measure case costs, through online retailers. The installed market percent for baseline programmable and non-programmable thermostats was found using PG&E Smart Thermostat Program Process Evaluation Report. The ratios of baseilne equipment were used to weight the online retailer prices to establish a weighted baseline cost.
The total equipment cost includes 8.75% tax. Shipping cost has not been included in the material price as majority of the retailers offer free shipping.
See Base Case Cost Tab for details on material costs.
Labor Cost
The labor costs for both the measure and base case are assumed to be the same. Labor costs for both cases were found from RSMeans Online database (2020). The bare labor hours (0.40 hours) of an electricians time (Residential rates including O&P) was used to find the labor. Rate was adjusted from national average labor rate to California rate using the RSMeans Historical cost index.
See Labor Costs Tab for details on material costs
Methodology/Approach
The incremental measure cost is the cost differential of the efficient option over the standard option attributable to features related to energy efficiency performance. A robust analysis would involve developing a taxonomy of features and determining the cost of each feature or component. This is generally done through such methods as product teardowns or hedonic price modeling. However, for thermostats, these methods become unwieldy because it is difficult to develop a standardized set of features due to various possible implementations of the technology and we may not find a reliable correlation between features and price.
Instead, we propose a simplified approach that looks only at the most popular smart thermostats by program participation. IOU program tracking data reveals that 80% of all smart thermostat rebate applications are for either the Nest Learning Thermostat or the Nest E Thermostat. The Nest E is the “budget” version of the full-featured Nest Thermostat. Compared to the Nest E, the Nest Learning Thermostat has more color varieties, a metal polish, and an enhanced display. Since none of the incremental features impact energy efficiency, we can conclude that the cost differential between a Nest Learning Thermostat and a Nest E Thermostat should be excluded from the incremental measure cost. Thus, if we include only the features that enable energy savings, the incremental measure cost for a Nest Learning Thermostat is the cost differential between a Nest E Thermostat and the industry standard practice measure.

## Labor Costs
Labor Hours | 0.4 | 2020 Historical Cost Indices
Hourly Cost (in. O&P) | 67.95 | Anaheim | 260.4
Total Labor Cost | 27.18 | Bakersfield | 257.9
CA Total Labor Cost | 30.18 | Fresno | 261.8
|  | Los Angeles | 263.4
|  | Oxnard | 258.3
|  | Riverside | 254.9
|  | Sacramento | 269.3
|  | San Diego | 255.9
|  | San Francisco | 303.5
|  | Santa Barbara | 256.5
|  | Stockton | 266.7
|  | Vallejo | 277.1
|  | California Average | 265.475
|  | National 30 City Average | 239.1
|  | National to CA Factor | 1.1103

## Measure Material Cost
Smart Thermostat Type | Program Participation (%) | Cost per unit ($) | Cost per unit ($) excluding sensors | Total Measure Weighted Cost ($) | Homogenized Names
Nest Learning Thermostat | 54.59% | 240.3351 | 240.3351 | 210.1612 | Model #1
Nest E | 25.08% | 175.1814 | 175.1814 |  | Model #2
Ecobee 4 [1] | 7.213% | 234.9957 | 190.1222 |  | Model #3
Ecobee 3 lite | 6.432% | 182.9556 | 182.9556 |  | Model #4
Ecobee 3 | 3.914% | 176.1641 | 131.2906 |  | Model #5
Unknown/ Unaccounted for | 2.77% | 158.9849 | 158.9849 |  | Unknown/ Unaccounted for
[1] Cost of unit excluding cost of room sensors
Implemenation Breakdown Summary | Count | % Implementation Seen by Programs
Nest Learning Thermostat | 33151 | 54.59%
Nest E | 15229 | 25.08%
Ecobee 4 | 4380 | 7.213%
Ecobee 3 lite | 3906 | 6.432%
Ecobee 3 | 2377 | 3.914%
Unknown/Uncounted for | 1682 | 2.77%
Reference: SCT Summary of Implemtation breakdown tab
60725

## Measure Material - Most Popular
| Average Material Cost | Est Tax | Total Material Cost | Samples
Nest Learning Thermostat | 220.9978 | 19.3373 | 240.3351 | 9
Nest E | 161.0864 | 14.0951 | 175.1814 | 11
Ecobee 4 | 216.088 | 18.9077 | 234.9957 | 5
Ecobee 3 lite | 168.235 | 14.7206 | 182.9556 | 8
Ecobee 3 | 161.99 | 14.1741 | 176.1641 | 2
Ecobee Sensors | 41.263 | 3.6105 | 44.8735 | 5
Equipment Type | Manufacturer/Model | Cost | Source (URL, Resource, Etc)
Smart Wi-Fi-Enable Thermostat | Nest Learning Thermostat | 249.99 | https://www.bestbuy.com/site/nest-learning-thermostat-3rd-generation-stainless-steel/4346501.p?skuId=4346501
Add Screen Shot
Equipment Type | Manufacturer/Model | Cost | Source (URL, Resource, Etc)
Smart Wi-Fi-Enable Thermostat | Nest Learning Thermostat | 199 | https://www.amazon.com/Nest-T3007ES-Thermostat-Temperature-Generation/dp/B0131RG6VK
Add Screen Shot
Equipment Type | Manufacturer/Model | Cost | Source (URL, Resource, Etc)
Smart Wi-Fi-Enable Thermostat | Nest Learning Thermostat | 249 | https://www.homedepot.com/p/Google-Nest-Learning-Thermostat-3rd-Gen-in-Stainless-Steel-T3007ES/206391087
Add Screen Shot
Equipment Type | Manufacturer/Model | Cost | Source (URL, Resource, Etc)
Smart Wi-Fi-Enable Thermostat | Nest Learning Thermostat | 249 | https://www.lowes.com/pd/Google-Nest-Learning-3rd-Gen-Stainless-Steel-Smart-Thermostat-with-Wi-Fi-Compatibility/1001080012
Add Screen Shot
Equipment Type | Manufacturer/Model | Cost | Source (URL, Resource, Etc)
Smart Wi-Fi-Enable Thermostat | Nest Learning Thermostat | 249 | https://www.newegg.com/stainless-steel-nest-t3007es-wifi-thermostats-hvac/p/N82E16881860004
Add Screen Shot
Equipment Type | Manufacturer/Model | Cost | Source (URL, Resource, Etc)
Smart Wi-Fi-Enable Thermostat | Nest Learning Thermostat | 249 | https://www.target.com/p/google-nest-learning-thermostat/-/A-52586860
Add Screen Shot
Equipment Type | Manufacturer/Model | Cost | Source (URL, Resource, Etc)
Smart Wi-Fi-Enable Thermostat | Nest Learning Thermostat | 174 | https://www.yourenergysavingsstore.com/products/google-nest-learning-thermostat?variant=29484673597507
Add Screen Shot
Equipment Type | Manufacturer/Model | Cost | Source (URL, Resource, Etc)
Smart Wi-Fi-Enable Thermostat | Nest Learning Thermostat | 199.99 | https://www.monoprice.com/product?p_id=39628
Add Screen Shot
Equipment Type | Manufacturer/Model | Cost | Source (URL, Resource, Etc)
Smart Wi-Fi-Enable Thermostat | Nest Learning Thermostat | 170 | https://buyseasily.com/product/google-nest-learning-thermostat-3rd-generation-white/?utm_source=Google%20Shopping&utm_campaign=Copy%20Copy%20Copy%20Copy%20Eazy%20To%20Deals&utm_medium=cpc&utm_term=11717
Add Screen Shot
Equipment Type | Manufacturer/Model | Cost | Source (URL, Resource, Etc)
Smart Wi-Fi-Enable Thermostat | Nest E | 139.99 | https://www.bestbuy.com/site/nest-thermostat-e-white/6051016.p?skuId=6051016
Add Screen Shot
Equipment Type | Manufacturer/Model | Cost | Source (URL, Resource, Etc)
Smart Wi-Fi-Enable Thermostat | Nest E | 169 | https://store.nest.com/product/thermostat-e/T4000ES
Add Screen Shot
Equipment Type | Manufacturer/Model | Cost | Source (URL, Resource, Etc)
Smart Wi-Fi-Enable Thermostat | Nest E | 169 | https://www.homedepot.com/p/Google-Nest-Thermostat-E-T4000ES/302714540
Add Screen Shot
Equipment Type | Manufacturer/Model | Cost | Source (URL, Resource, Etc)
Smart Wi-Fi-Enable Thermostat | Nest E | 169 | https://www.lowes.com/pd/Google-Nest-E-Smart-Thermostat-with-Wi-Fi-Compatibility/1001080114
Add Screen Shot
Equipment Type | Manufacturer/Model | Cost | Source (URL, Resource, Etc)
Smart Wi-Fi-Enable Thermostat | Nest E | 138.98 | https://www.walmart.com/ip/Google-Nest-Thermostat-E/298323673
Add Screen Shot
Equipment Type | Manufacturer/Model | Cost | Source (URL, Resource, Etc)
Smart Wi-Fi-Enable Thermostat | Nest E | 139 | https://www.amazon.com/Nest-T4000ES-Thermostat-Works-Alexa/dp/B074NBTCY7
Add Screen Shot
Equipment Type | Manufacturer/Model | Cost | Source (URL, Resource, Etc)
Smart Wi-Fi-Enable Thermostat | Nest E | 169.99 | https://www.verizon.com/products/nest-thermostat-e/
Add Screen Shot
Equipment Type | Manufacturer/Model | Cost | Source (URL, Resource, Etc)
Smart Wi-Fi-Enable Thermostat | Nest E | 169 | https://www.bedbathandbeyond.com/store/product/google-nest-thermostat-e-in-white/1062782821
Add Screen Shot
Equipment Type | Manufacturer/Model | Cost | Source (URL, Resource, Etc)
Smart Wi-Fi-Enable Thermostat | Nest E | 169 | https://www.abt.com/product/114499/Nest-Thermostat-E-White-T4000ES.html
Add Screen Shot
Equipment Type | Manufacturer/Model | Cost | Source (URL, Resource, Etc)
Smart Wi-Fi-Enable Thermostat | Nest E | 169 | https://www.newegg.com/white-nest-t4000es-wifi-thermostats-hvac/p/N82E16881860020
Add Screen Shot
Equipment Type | Manufacturer/Model | Cost | Source (URL, Resource, Etc)
Smart Wi-Fi-Enable Thermostat | Nest E | 169.99 | https://www.kohls.com/product/prd-3227379/nest-thermostat-e.jsp
Add Screen Shot
Equipment Type | Manufacturer/Model | Cost | Source (URL, Resource, Etc)
Smart Wi-Fi-Enable Thermostat | Ecobee 3 | 161.99 | https://www.walmart.com/ip/Ecobee3-EB-STATE3C-02-HomeKit-Enabled-Wi-Fi-Smart-Thermostat/424537823
Add Screen Shot
Equipment Type | Manufacturer/Model | Cost | Source (URL, Resource, Etc)
Smart Wi-Fi-Enable Thermostat | Ecobee 3 | 161.99 | https://hypermicro.com/ecobee3-smart-wi-fi-thermostat-w-sensor.html
Add Screen Shot
Equipment Type | Manufacturer/Model | Cost | Source (URL, Resource, Etc)
Smart Wi-Fi-Enable Thermostat | Ecobee 3 lite | 159.95 | https://www.supplyhouse.com/Ecobee-EB-STATE3LTP-02-Ecobee3-Lite-Thermostat-Pro?gclid=Cj0KCQjw5NnbBRDaARIsAJP-YR9GOkwicTYlpsnRhl6msS3xUZnKEp2NtMwkS-y0K3wLCjLhom816M0aAguxEALw_wcB
Add Screen Shot
Equipment Type | Manufacturer/Model | Cost | Source (URL, Resource, Etc)
Smart Wi-Fi-Enable Thermostat | Ecobee 3 lite | 169.99 | https://www.bestbuy.com/site/ecobee-ecobee3-lite-smart-thermostat-black/5823200.p?skuId=5823200
Add Screen Shot
Equipment Type | Manufacturer/Model | Cost | Source (URL, Resource, Etc)
Smart Wi-Fi-Enable Thermostat | Ecobee 3 lite | 169 | https://www.ecobee.com/en-us/smart-thermostats/smart-wifi-thermostat/
Add Screen Shot
Equipment Type | Manufacturer/Model | Cost | Source (URL, Resource, Etc)
Smart Wi-Fi-Enable Thermostat | Ecobee 3 lite | 169 | https://www.homedepot.com/p/ecobee-3-Lite-Smart-Thermostat-EB-STATE3LT-02/301500584
Add Screen Shot
Equipment Type | Manufacturer/Model | Cost | Source (URL, Resource, Etc)
Smart Wi-Fi-Enable Thermostat | Ecobee 3 lite | 169 | https://www.lowes.com/pd/ecobee-Black-Smart-Thermostat-Wi-Fi-Compatible/1000203621
Add Screen Shot
Equipment Type | Manufacturer/Model | Cost | Source (URL, Resource, Etc)
Smart Wi-Fi-Enable Thermostat | Ecobee 3 lite | 169 | https://www.amazon.com/ecobee3-lite-Smart-Thermostat-Black/dp/B06W56TBLN
Add Screen Shot
Equipment Type | Manufacturer/Model | Cost | Source (URL, Resource, Etc)
Smart Wi-Fi-Enable Thermostat | Ecobee 3 lite | 169.99 | https://www.amazon.com/ecobee3-lite-Smart-Thermostat-Black/dp/B06W56TBLN
Add Screen Shot
Equipment Type | Manufacturer/Model | Cost | Source (URL, Resource, Etc)
Smart Wi-Fi-Enable Thermostat | Ecobee 3 lite | 169.95 | https://www.apple.com/shop/product/HL1V2LL/A/ecobee3-lite-smart-thermostat
Add Screen Shot
Equipment Type | Manufacturer/Model | Cost | Source (URL, Resource, Etc)
Smart Wi-Fi-Enable Thermostat | Ecobee 4 | 241.53 | https://www.homedepot.com/p/ecobee-ecobee4-7-Day-Smart-Wi-Fi-Programmable-Thermostat-with-Room-Sensor-and-Built-In-Alexa-Voice-Service-EB-STATE4-01/301500827
Add Screen Shot
Equipment Type | Manufacturer/Model | Cost | Source (URL, Resource, Etc)
Smart Wi-Fi-Enable Thermostat | Ecobee 4 | 195.98 | https://www.amazon.com/ecobee4-Thermostat-Built-Sensor-Included/dp/B06W2LQY6L
Add Screen Shot
Equipment Type | Manufacturer/Model | Cost | Source (URL, Resource, Etc)
Smart Wi-Fi-Enable Thermostat | Ecobee 4 | 198 | https://www.walmart.com/ip/ecobee4-Smart-Thermostat-Room-Sensors-No-Hub-Required/324800047
Add Screen Shot
Equipment Type | Manufacturer/Model | Cost | Source (URL, Resource, Etc)
Smart Wi-Fi-Enable Thermostat | Ecobee 4 | 249.99 | https://www.kohls.com/product/prd-3424044/ecobee-4-smart-thermostat.jsp
Add Screen Shot
Equipment Type | Manufacturer/Model | Cost | Source (URL, Resource, Etc)
Smart Wi-Fi-Enable Thermostat | Ecobee 4 | 194.94 | https://techinstrument.com/products/ecobee4-smart-thermostat-with-built-in-alexa-room-sensor-included
Add Screen Shot
Equipment Type | Manufacturer/Model | Cost | Source (URL, Resource, Etc)
Smart Wi-Fi-Enable Thermostat | Ecobee Sensors | 79 | https://www.ecobee.com/room-sensors/
Add Screen Shot
Equipment Type | Manufacturer/Model | Cost | Source (URL, Resource, Etc)
Smart Wi-Fi-Enable Thermostat | Ecobee Sensors | 99 | https://www.amazon.com/ecobee-Room-Sensor-Pack-Stands/dp/B00NXRYOIQ
Add Screen Shot
Equipment Type | Manufacturer/Model | Cost | Source (URL, Resource, Etc)
Smart Wi-Fi-Enable Thermostat | Ecobee Sensors | 79 | https://www.smartneighbor.com/products/ecobee-room-sensors-2-pack
Add Screen Shot
Equipment Type | Manufacturer/Model | Cost | Source (URL, Resource, Etc)
Smart Wi-Fi-Enable Thermostat | Ecobee Sensors | 79 | https://www.silverbytes.com/product/ecobee-room-sensors/
Add Screen Shot
Equipment Type | Manufacturer/Model | Cost | Source (URL, Resource, Etc)
Smart Wi-Fi-Enable Thermostat | Ecobee Sensors | 76.63 | https://www.homedepot.com/p/ecobee-Room-Sensors-2-Pack-for-ecobee-Thermostats-EB-RSe3PK2-01/205738053
Add Screen Shot
Note on A210: [Threaded comment] Your version of Excel allows you to read this threaded comment; however, any edits to it will get removed if the file is opened in a newer version of Excel. Learn more: https://go.microsoft.com/fwlink/?linkid=870924 Comment: I think this is discontinued. Very few retailers and not on Ecobee website.

## Measure Material - Other
Average Material Cost | 146.193
Est Shipping Cost | 0
Est Tax | 12.7919
Total Material Cost | 158.9849
Equipment Type/ Description | Manufacturer/Model | Cost | Source (URL, Resource, Etc)
Smart Wi-Fi-Enable Thermostat | Simple S1000 | 134 | https://www.thesimple.com/buy
Equipment Type/ Description | Manufacturer/Model | Cost | Source (URL, Resource, Etc)
Smart Wi-Fi-Enable Thermostat | Simple S1000 | 134 | https://www.amazon.com/Simple-Thermostat-Energy-Schedule-Compatible/dp/B079ZCNKK4
Equipment Type/ Description | Manufacturer/Model | Cost | Source (URL, Resource, Etc)
Smart Wi-Fi-Enable Thermostat | Sensi 1F87U-42WF | 116.27 | https://www.amazon.com/Emerson-Thermostat-Version-Energy-Certified/dp/B01NB1O9YE
Equipment Type/ Description | Manufacturer/Model | Cost | Source (URL, Resource, Etc)
Smart Wi-Fi-Enable Thermostat | Sensi 1F87U-42WF | 112.99 | https://www.supplyhouse.com/Emerson-1F87U-42WF-Sensi-Pro-Wi-Fi-Programmable-Thermostat-for-Smart-Home-4H-2C
Equipment Type/ Description | Manufacturer/Model | Cost | Source (URL, Resource, Etc)
Smart Wi-Fi-Enable Thermostat | Sensi 1F87U-42WF | 129 | https://www.homedepot.com/p/Emerson-Emerson-Sensi-Wi-Fi-Smart-Thermostat-for-Smart-Home-ST55/301231478
Equipment Type/ Description | Manufacturer/Model | Cost | Source (URL, Resource, Etc)
Smart Wi-Fi-Enable Thermostat | Sensi 1F95U-42WF | 164.8 | https://www.amazon.com/1F95U-42WF-Thermostats-Type-Programmable-Thermostat/dp/B07DNCN81Z
Equipment Type/ Description | Manufacturer/Model | Cost | Source (URL, Resource, Etc)
Smart Wi-Fi-Enable Thermostat | Sensi 1F95U-42WF | 164.8 | https://www.supplyhouse.com/Emerson-1F95U-42WF-Sensi-Touch-Wi-Fi-Programmable-Thermostat-for-Smart-Home-4H-2C
Equipment Type/ Description | Manufacturer/Model | Cost | Source (URL, Resource, Etc)
Smart Wi-Fi-Enable Thermostat | Sensi 1F95U-42WF | 152.93 | https://www.homedepot.com/p/Emerson-Emerson-Sensi-Touch-Wi-Fi-Smart-Thermostat-with-Touchscreen-Color-Display-C-Wire-Required-ST75/301231587
Equipment Type/ Description | Manufacturer/Model | Cost | Source (URL, Resource, Etc)
Smart Wi-Fi-Enable Thermostat | Sensi 1F95U-42WFB | 172.14 | https://www.amazon.com/WiFi-Thermostat-3-13-32-White/dp/B0794KLTSV
Equipment Type/ Description | Manufacturer/Model | Cost | Source (URL, Resource, Etc)
Smart Wi-Fi-Enable Thermostat | Emerson ST75 | 146.98 | https://www.amazon.com/Emerson-Thermostat-Touchscreen-Display-Certified/dp/B01N3CEUDH
Equipment Type/ Description | Manufacturer/Model | Cost | Source (URL, Resource, Etc)
Smart Wi-Fi-Enable Thermostat | Emerson ST75 | 152.93 | https://www.homedepot.com/p/Emerson-Emerson-Sensi-Touch-Wi-Fi-Smart-Thermostat-with-Touchscreen-Color-Display-C-Wire-Required-ST75/301231587
Equipment Type/ Description | Manufacturer/Model | Cost | Source (URL, Resource, Etc)
Smart Wi-Fi-Enable Thermostat | Emerson ST75 | 146.99 | https://www.bestbuy.com/site/emerson-sensi-smart-programmable-touch-screen-wi-fi-thermostat-black/6286376.p?skuId=6286376
Equipment Type/ Description | Manufacturer/Model | Cost | Source (URL, Resource, Etc)
Smart Wi-Fi-Enable Thermostat | Emerson ST75W | 136.2 | https://www.amazon.com/Emerson-Thermostat-Touchscreen-Display-Certified/dp/B07CKJQYDW
Equipment Type/ Description | Manufacturer/Model | Cost | Source (URL, Resource, Etc)
Smart Wi-Fi-Enable Thermostat | Emerson ST75W | 169 | https://www.homedepot.com/p/Emerson-Emerson-Sensi-Touch-Wi-Fi-Smart-Thermostat-with-Touchscreen-Color-Display-C-Wire-Required-ST75W/305449064
Equipment Type/ Description | Manufacturer/Model | Cost | Source (URL, Resource, Etc)
Smart Wi-Fi-Enable Thermostat | Emerson ST75W | 169.99 | https://www.bestbuy.com/site/emerson-smart-programmable-touch-screen-wi-fi-thermostat-white/6286380.p?skuId=6286380
Equipment Type/ Description | Manufacturer/Model | Cost | Source (URL, Resource, Etc)
Smart Wi-Fi-Enable Thermostat | Emerson ST75W | 136.2 | https://www.lowes.com/pd/Emerson-Sensi-White-Thermostat-with-Wi-Fi-Compatibility/1000617603
Equipment Type | Manufacturer/Model | Cost | Source (URL, Resource, Etc)
Smart Wi-Fi-Enable Thermostat | Honeywell T5 RCHT8610WF | 149.99 | https://www.honeywellstore.com/store/products/honeywell-lyric-5-thermostat-rcht8610wf2006w.htm
Add Screen Shot
Equipment Type | Manufacturer/Model | Cost | Source (URL, Resource, Etc)
Smart Wi-Fi-Enable Thermostat | Honeywell T5 RCHT8610WF | 109.18 | https://www.homedepot.com/p/Honeywell-7-Day-T5-Smart-Programmable-Thermostat-RCHT8610WF/300011309
Add Screen Shot
Equipment Type | Manufacturer/Model | Cost | Source (URL, Resource, Etc)
Smart Wi-Fi-Enable Thermostat | Alarm.com Smart Thermostat | 76.34 | https://www.homedepot.com/p/Honeywell-7-Day-T5-Smart-Programmable-Thermostat-RCHT8610WF/300011309
Add Screen Shot
Equipment Type | Manufacturer/Model | Cost | Source (URL, Resource, Etc)
Smart Wi-Fi-Enable Thermostat | Braeburn 7320 | 185 | https://www.grainger.com/product/BRAEBURN-Low-Voltage-WiFi-Thermostat-54DC18
Add Screen Shot
Equipment Type | Manufacturer/Model | Cost | Source (URL, Resource, Etc)
Smart Wi-Fi-Enable Thermostat | Braeburn 7320 | 120.61 | https://www.amazon.com/Braeburn-7320-Programmable-Touchscreen-Thermostat/dp/B011AASXO8/ref=asc_df_B011AASXO8/?tag=hyprod-20&linkCode=df0&hvadid=167138746282&hvpos=1o3&hvnetw=g&hvrand=12592923399387108991&hvpone=&hvptwo=&hvqmt=&hvdev=c&hvdvcmdl=&hvlocint=&hvlocphy=9031529&hvtargid=pla-313801389339&psc=1
Add Screen Shot
Equipment Type | Manufacturer/Model | Cost | Source (URL, Resource, Etc)
Smart Wi-Fi-Enable Thermostat | Honeywell Lyric RCH9310WF (2nd Gen) | 199.99 | https://www.honeywellstore.com/store/products/lyric-thermostat-wifi-smart-control-RCH9310WF.htm
Add Screen Shot
Equipment Type | Manufacturer/Model | Cost | Source (URL, Resource, Etc)
Smart Wi-Fi-Enable Thermostat | Honeywell Lyric RCH9310WF (2nd Gen) | 200.81 | https://www.amazon.com/Lyric-Round-Programmable-Thermostat-Geofencing/dp/B01FTNDGRG
Add Screen Shot
Equipment Type | Manufacturer/Model | Cost | Source (URL, Resource, Etc)
Smart Wi-Fi-Enable Thermostat | Braeburn 7305 | 102.99 | https://www.supplyhouse.com/Braeburn-7305-BlueLink-Smart-Wi-Fi-Universal-Programmable-Thermostat-5-Display-3-Heat-2-Cool?gclid=EAIaIQobChMIgPDY5_Lq3AIVFbbICh01AA_dEAkYASABEgLChvD_BwE
Add Screen Shot
Equipment Type | Manufacturer/Model | Cost | Source (URL, Resource, Etc)
Smart Wi-Fi-Enable Thermostat | Braeburn 7305 | 79.99 | https://www.amazon.com/Braeburn-7305-Universal-Programmable-Thermostat/dp/B01N4V7OEN/ref=asc_df_B01N4V7OEN/?tag=hyprod-20&linkCode=df0&hvadid=167138746282&hvpos=1o2&hvnetw=g&hvrand=1483849024521821501&hvpone=&hvptwo=&hvqmt=&hvdev=c&hvdvcmdl=&hvlocint=&hvlocphy=9031529&hvtargid=pla-309875128225&psc=1
Add Screen Shot
Equipment Type | Manufacturer/Model | Cost | Source (URL, Resource, Etc)
Smart Wi-Fi-Enable Thermostat | Ecobee Bryant T6-WEM01-A | 388.5 | https://www.theacoutlet.com/t6-wem01-bryant-housewise-wi-fi-programmable-thermostat.html
Add Screen Shot
Equipment Type | Manufacturer/Model | Cost | Source (URL, Resource, Etc)
Smart Wi-Fi-Enable Thermostat | Ecobee Carrier TP-WEM01-A | 219.79 | https://www.ebay.com/i/232106869157?chn=ps
Add Screen Shot
Equipment Type | Manufacturer/Model | Cost | Source (URL, Resource, Etc)
Smart Wi-Fi-Enable Thermostat | LUX GEOx | 129.95 | https://www.supplyhouse.com/Lux-GEOX-GEOx-Smart-WiFi-Thermostat-w-Humidification-Dehumidification-Control-White-3-Heat-2-Cool
Add Screen Shot
Equipment Type | Manufacturer/Model | Cost | Source (URL, Resource, Etc)
Smart Wi-Fi-Enable Thermostat | LUX GEOx | 125 | https://www.amazon.com/Products-GEOx-Thermostat-Humidity-Compatible/dp/B074F2SFXS
Add Screen Shot
Equipment Type | Manufacturer/Model | Cost | Source (URL, Resource, Etc)
Smart Wi-Fi-Enable Thermostat | Honeywell TH6320WF2003 | 119.97 | https://www.amazon.com/Honeywell-TH6320WF2003-Lyric-Thermostat-Conventional/dp/B01MUKUMEX
Add Screen Shot
Equipment Type | Manufacturer/Model | Cost | Source (URL, Resource, Etc)
Smart Wi-Fi-Enable Thermostat | Honeywell TH6320WF2 | 162.49 | https://www.alarmclub.com/qc-th6320wf2-honeywell-lyric-t6-pro-trade-thermostat.html
Add Screen Shot
Equipment Type | Manufacturer/Model | Cost | Source (URL, Resource, Etc)
Smart Wi-Fi-Enable Thermostat | Honeywell TH6220WF2 | 122.49 | https://www.alarmclub.com/qc-th6220wf2-honeywell-lyric-pro-trade-thermostat.html
Add Screen Shot
Equipment Type | Manufacturer/Model | Cost | Source (URL, Resource, Etc)
Smart Wi-Fi-Enable Thermostat | Honeywell TH6220WF2 | 106.59 | https://www.hvacwholesaledirect.com/buy/product/Honeywell-TH6220WF2006/41243?gclid=Cj0KCQiA8_PfBRC3ARIsAOzJ2uoj4KxytqvN11apuQkrdOoUZilQQHQXBI5XOHtJI19Xb-lqCY5qAHcaAjJZEALw_wcB
Add Screen Shot
Equipment Type | Manufacturer/Model | Cost | Source (URL, Resource, Etc)
Smart Wi-Fi-Enable Thermostat | Braeburn 7300 | 74.99 | https://www.amazon.com/Braeburn-7300-Universal-Programmable-Thermostat/dp/B01MTG8IFD/ref=asc_df_B01MTG8IFD/?tag=hyprod-20&linkCode=df0&hvadid=167116234959&hvpos=1o2&hvnetw=g&hvrand=16596080443587035810&hvpone=&hvptwo=&hvqmt=&hvdev=c&hvdvcmdl=&hvlocint=&hvlocphy=9031529&hvtargid=pla-307258322815&psc=1
Add Screen Shot
Equipment Type | Manufacturer/Model | Cost | Source (URL, Resource, Etc)
Smart Wi-Fi-Enable Thermostat | Braeburn 7300 | 71.99 | https://www.supplyhouse.com/Braeburn-7300-BlueLink-Smart-Wi-Fi-Universal-Programmable-Non-Programmable-Thermostat-1-Heat-1-Cool?gclid=Cj0KCQiA8_PfBRC3ARIsAOzJ2uqZwyR1QQbZzInb2ojGVteKDuiAQi8hztSGFYY3eImJi3nZHjYccRYaAk_sEALw_wcB
Add Screen Shot
Equipment Type | Manufacturer/Model | Cost | Source (URL, Resource, Etc)
Smart Wi-Fi-Enable Thermostat | Braeburn 7205 | 68.99 | https://www.supplyhouse.com/Braeburn-7205-BlueLink-Smart-Wi-Fi-Universal-Programmable-Thermostat-3-Display-3-Heat-2-Cool
Add Screen Shot
Equipment Type | Manufacturer/Model | Cost | Source (URL, Resource, Etc)
Smart Wi-Fi-Enable Thermostat | Braeburn 7205 | 64.54 | https://www.ferguson.com/product/braeburn-systems-bluelink-3h2c-smart-wi-fi-universal-thermostat-for-virtually-all-smartphones-tablets-or-pcs-bra7205/_/R-7514789
Add Screen Shot
Equipment Type | Manufacturer/Model | Cost | Source (URL, Resource, Etc)
Smart Wi-Fi-Enable Thermostat | Honeywell RTH9580WF | 168.99 | https://www.walmart.com/ip/RTH9580WF-Wi-Fi-Smart-Thermostat/33153802?wmlspartner=wlpa&selectedSellerId=1812&adid=22222222227022131413&wl0=&wl1=g&wl2=c&wl3=40876394912&wl4=pla-78767367032&wl5=9031529&wl6=&wl7=&wl8=&wl9=pla&wl10=102975322&wl11=online&wl12=33153802&wl13=&veh=sem&gclid=Cj0KCQiA8_PfBRC3ARIsAOzJ2upccv7Py1ztydHJoga_DCDB9e1AeDoIIW3GZpCzoxQ3uPdRfrK44icaAtsBEALw_wcB
Add Screen Shot
Equipment Type | Manufacturer/Model | Cost | Source (URL, Resource, Etc)
Smart Wi-Fi-Enable Thermostat | Honeywell RTH9580WF | 179.95 | https://www.honeywellstore.com/store/products/wi-fi-7-day-programmable-touchscreen-smart-thermostat-rth9580wf.htm
Add Screen Shot
Equipment Type | Manufacturer/Model | Cost | Source (URL, Resource, Etc)
Smart Wi-Fi-Enable Thermostat | RTH9585WF | 169 | https://www.amazon.com/Honeywell-RTH9585WF1004-Programmable-Thermostat-Required/dp/B075BF6V58/ref=asc_df_B075BF6V58/?tag=hyprod-20&linkCode=df0&hvadid=198099432697&hvpos=1o2&hvnetw=g&hvrand=11418997437265157455&hvpone=&hvptwo=&hvqmt=&hvdev=c&hvdvcmdl=&hvlocint=&hvlocphy=9031529&hvtargid=pla-360161377603&psc=1
Add Screen Shot
Equipment Type | Manufacturer/Model | Cost | Source (URL, Resource, Etc)
Smart Wi-Fi-Enable Thermostat | RTH9585WF | 134.88 | https://www.pcrichard.com/catalog/catalog-product.jsp?prodId=RTH9585WF&gclid=Cj0KCQiA8_PfBRC3ARIsAOzJ2uofzogICnlR2P00EYa9RN3JeMipQYYxcZd0zAQP_BxIGqwQbhe7NTkaAvLxEALw_wcB&gclsrc=aw.ds
Add Screen Shot
Equipment Type | Manufacturer/Model | Cost | Source (URL, Resource, Etc)
Smart Wi-Fi-Enable Thermostat | Honeywell TH8110R | 153.18 | https://www.amazon.com/Honeywell-TH8110R1008-Vision-Thermostat-Technology/dp/B00DGSISU2
Add Screen Shot
Equipment Type | Manufacturer/Model | Cost | Source (URL, Resource, Etc)
Smart Wi-Fi-Enable Thermostat | Honeywell TH8110R | 147.91 | https://www.alpinehomeair.com/viewproduct.cfm?productid=453066603&displaytab=instructions_brochures
Add Screen Shot
Equipment Type | Manufacturer/Model | Cost | Source (URL, Resource, Etc)
Smart Wi-Fi-Enable Thermostat | Honeywell TH8110R | 153.19 | https://www.supplyhouse.com/Honeywell-TH8110R1008-VisionPRO-8000-with-RedLINK-technology-Programmable-1H-1C-Touchscreen-Thermostat
Add Screen Shot
Equipment Type | Manufacturer/Model | Cost | Source (URL, Resource, Etc)
Smart Wi-Fi-Enable Thermostat | Honeywell TH8320R | 114 | https://www.amazon.com/Honeywell-TH8320R1003-VisionPro-RedLINK-Thermostat/dp/B00HLNNR6I/ref=asc_df_B00HLNNR6I/?tag=hyprod-20&linkCode=df0&hvadid=198093463189&hvpos=1o1&hvnetw=g&hvrand=4983637568497135590&hvpone=&hvptwo=&hvqmt=&hvdev=c&hvdvcmdl=&hvlocint=&hvlocphy=9031529&hvtargid=pla-321270390635&psc=1
Add Screen Shot
Equipment Type | Manufacturer/Model | Cost | Source (URL, Resource, Etc)
Smart Wi-Fi-Enable Thermostat | Honeywell TH8320R | 195.06 | https://www.energyconscious.com/honeywell-visionpro-8000-3h-2c-heat-pump-2h-2c-conventional-w-redlink-19263.html
Add Screen Shot
Equipment Type | Manufacturer/Model | Cost | Source (URL, Resource, Etc)
Smart Wi-Fi-Enable Thermostat | Honeywell TH8321R | 214.97 | https://www.amazon.com/Honeywell-TH8321R1001-Vision-8000-Thermostat/dp/B018GUGBKI/ref=asc_df_B018GUGBKI/?tag=hyprod-20&linkCode=df0&hvadid=312131438568&hvpos=1o1&hvnetw=g&hvrand=1352149510211593954&hvpone=&hvptwo=&hvqmt=&hvdev=c&hvdvcmdl=&hvlocint=&hvlocphy=9031529&hvtargid=pla-571199099988&psc=1
Add Screen Shot
Equipment Type | Manufacturer/Model | Cost | Source (URL, Resource, Etc)
Smart Wi-Fi-Enable Thermostat | Honeywell TH8321R | 175.99 | https://www.supplyhouse.com/Honeywell-TH8321R1001-VisionPRO-8000-w-RedLINK-IAQ-Contacts-Programmable-3H-2C-Touchscreen-Thermostat
Add Screen Shot
Equipment Type | Manufacturer/Model | Cost | Source (URL, Resource, Etc)
Smart Wi-Fi-Enable Thermostat | Honeywell TH8321WF | 115.42 | https://www.amazon.com/Honeywell-TH8321WF1001-Wifi-Vision-Stages/dp/B01K7Y1EC6
Add Screen Shot
Equipment Type | Manufacturer/Model | Cost | Source (URL, Resource, Etc)
Smart Wi-Fi-Enable Thermostat | Honeywell TH8321WF | 159.99 | https://www.supplyhouse.com/Honeywell-TH8321WF1001-Wi-Fi-VisionPRO-8000-Programmable-3H-2C-Touchscreen-Thermostat
Add Screen Shot
Equipment Type | Manufacturer/Model | Cost | Source (URL, Resource, Etc)
Smart Wi-Fi-Enable Thermostat | Honeywell THX9421R | 195.92 | https://www.amazon.com/Honeywell-THX9421R5021WW-Prestige-Touchscreen-Thermostat/dp/B013JBA5M4
Add Screen Shot
Equipment Type | Manufacturer/Model | Cost | Source (URL, Resource, Etc)
Smart Wi-Fi-Enable Thermostat | Honeywell THX9421R | 221.89 | https://www.supplyhouse.com/Honeywell-THX9421R5021WW-Prestige-IAQ-HD-Thermostat-White-Front-White-Side
Add Screen Shot
Equipment Type | Manufacturer/Model | Cost | Source (URL, Resource, Etc)
Smart Wi-Fi-Enable Thermostat | Honeywell TH9320WF | 140 | https://www.amazon.com/Honeywell-TH9320WF5003-Color-Touchscreen-Thermostat/dp/B00G4CIG7M
Add Screen Shot
Equipment Type | Manufacturer/Model | Cost | Source (URL, Resource, Etc)
Smart Wi-Fi-Enable Thermostat | Honeywell TH9320WF | 139.97 | https://www.newegg.com/p/0J0-0002-000X0
Add Screen Shot
Equipment Type | Manufacturer/Model | Cost | Source (URL, Resource, Etc)
Smart Wi-Fi-Enable Thermostat | LUX GEO | 143.99 | https://shop.luxproducts.com/collections/geo/products/geo-wh?variant=44637952405
Add Screen Shot
Equipment Type | Manufacturer/Model | Cost | Source (URL, Resource, Etc)
Smart Wi-Fi-Enable Thermostat | LUX GEO | 114.38 | https://www.amazon.com/Lux-Products-Programmable-Thermostat-Geofencing/dp/B010PTKWW6
Add Screen Shot
Equipment Type | Manufacturer/Model | Cost | Source (URL, Resource, Etc)
Smart Wi-Fi-Enable Thermostat | Honeywell RCHT9510WF | 149.99 | https://www.amazon.com/Honeywell-Thermostat-Sensor-Touchscreen-Display/dp/B07N83WK9T
Add Screen Shot
Equipment Type | Manufacturer/Model | Cost | Source (URL, Resource, Etc)
Smart Wi-Fi-Enable Thermostat | Honeywell RCHT9510WF | 69.98 | https://www.homedepot.com/p/Honeywell-Home-Wi-Fi-7-Day-Programmable-Thermostat-Free-App-RTH6580WF/203556922
Add Screen Shot
Equipment Type | Manufacturer/Model | Cost | Source (URL, Resource, Etc)
Smart Wi-Fi-Enable Thermostat | Honeywell RTH6580WF | 69.98 | https://www.amazon.com/Honeywell-Programmable-Thermostat-RTH6580WF-Requires/dp/B00Y6M2OUC
Add Screen Shot
Equipment Type | Manufacturer/Model | Cost | Source (URL, Resource, Etc)
Smart Wi-Fi-Enable Thermostat | Honeywell TH8321R | 129.99 | https://www.amazon.com/Honeywell-TH8321R1001-Vision-8000-Thermostat/dp/B00C9E9SDA
Add Screen Shot
Equipment Type | Manufacturer/Model | Cost | Source (URL, Resource, Etc)
Smart Wi-Fi-Enable Thermostat | Venstar ColorTouch | 201.42 | https://www.amazon.com/Venstar-CECOMINOD050385-ColorTouch-Thermostat/dp/B008D7TKPS
Add Screen Shot
Equipment Type | Manufacturer/Model | Cost | Source (URL, Resource, Etc)
Smart Wi-Fi-Enable Thermostat | Venstar ColorTouch | 155.99 | https://www.supplyhouse.com/Venstar-T7850-Venstar-T7850-ColorTouch-Thermostat-7-Day-Programmable-w-WiFi-4-Heat-2-Cool
Add Screen Shot
Equipment Type | Manufacturer/Model | Cost | Source (URL, Resource, Etc)
Smart Wi-Fi-Enable Thermostat | Zen Wi-Fi Thermostat | 171.25 | https://www.discounthomeautomation.com/Zen-Wi-Fi-Thermostat-ZEN02W
Add Screen Shot
Equipment Type | Manufacturer/Model | Cost | Source (URL, Resource, Etc)
Smart Wi-Fi-Enable Thermostat | Zen Zigbee | 199 | https://store.zenthermostat.com/products/zen-thermostat
Add Screen Shot
Equipment Type | Manufacturer/Model | Cost | Source (URL, Resource, Etc)
Smart Wi-Fi-Enable Thermostat | Zen Zigbee | 249 | https://www.amazon.com/Zen-Within-Zen-01-W-Thermostat-Edition/dp/B00XCVV8CS
Add Screen Shot
Equipment Type | Manufacturer/Model | Cost | Source (URL, Resource, Etc)
Smart Wi-Fi-Enable Thermostat | Zen Zigbee | 355 | https://www.amazon.com/American-Standard-GOLD-Nexia-Control/dp/B014G906LS
Add Screen Shot
Equipment Type | Manufacturer/Model | Cost | Source (URL, Resource, Etc)
Smart Wi-Fi-Enable Thermostat | Trane XL824 | 350 | https://www.amazon.com/Trane-TCONT824-XL824-Nexia-Control/dp/B01BU23VH0
Add Screen Shot
Equipment Type | Manufacturer/Model | Cost | Source (URL, Resource, Etc)
Smart Wi-Fi-Enable Thermostat | Vernstar T2000 | 95 | https://www.supplyhouse.com/Venstar-T2000-Explorer-Mini-Wireless-Residential-Digital-Programmable-Thermostat
Add Screen Shot
Equipment Type | Manufacturer/Model | Cost | Source (URL, Resource, Etc)
Smart Wi-Fi-Enable Thermostat | Vernstar T2050 | 84.4 | https://www.amazon.com/Venstar-Explorer-Wireless-Commercial-Thermostat/dp/B07PT8PXF9
Add Screen Shot
Equipment Type | Manufacturer/Model | Cost | Source (URL, Resource, Etc)
Smart Wi-Fi-Enable Thermostat | Vernstar T7900 | 165.99 | https://www.supplyhouse.com/Venstar-T7900-Venstar-T7900-ColorTouch-Thermostat-7-Day-Programmable-w-WiFi-Humidity-4-Heat-2-Cool
Add Screen Shot
Equipment Type | Manufacturer/Model | Cost | Source (URL, Resource, Etc)
Smart Wi-Fi-Enable Thermostat | Vernstar T7850 | 155.99 | https://www.supplyhouse.com/Venstar-T7850-Venstar-T7850-ColorTouch-Thermostat-7-Day-Programmable-w-WiFi-4-Heat-2-Cool
Add Screen Shot
Equipment Type | Manufacturer/Model | Cost | Source (URL, Resource, Etc)
Smart Wi-Fi-Enable Thermostat | Vernstar T7850 | 177.17 | https://www.amazon.com/Venstar-T7850-Colortouch-Programmable-Thermostat/dp/B011OJMEA4
Add Screen Shot
Equipment Type | Manufacturer/Model | Cost | Source (URL, Resource, Etc)
Smart Wi-Fi-Enable Thermostat | Vernstar T3700 | 53.66 | https://www.amazon.com/Venstar-T3700-Residential-Voyager-Thermostat/dp/B01FIMU82Y
Add Screen Shot
Equipment Type | Manufacturer/Model | Cost | Source (URL, Resource, Etc)
Smart Wi-Fi-Enable Thermostat | Vernstar T3700 | 58.5 | https://www.supplyhouse.com/Venstar-T3700-Voyager-T3700-Residential-Digital-Thermostat-2-Heat-1-Cool
Add Screen Shot
Equipment Type | Manufacturer/Model | Cost | Source (URL, Resource, Etc)
Smart Wi-Fi-Enable Thermostat | Vernstar T3800 | 83 | https://www.amazon.com/Venstar-T3800-Residential-Voyager-Thermostat/dp/B01FIMUA22
Add Screen Shot
Equipment Type | Manufacturer/Model | Cost | Source (URL, Resource, Etc)
Smart Wi-Fi-Enable Thermostat | Vernstar T3800 | 91.8 | https://www.supplyhouse.com/Venstar-T3800-Voyager-T3800-Residential-Digital-Thermostat-4-Heat-2-Cool
Add Screen Shot
Equipment Type | Manufacturer/Model | Cost | Source (URL, Resource, Etc)
Smart Wi-Fi-Enable Thermostat | Vernstar T3900 | 102.35 | https://www.amazon.com/Venstar-Residential-Voyager-Thermostat-Amazon/dp/B01FIMUBPS
Add Screen Shot
Equipment Type | Manufacturer/Model | Cost | Source (URL, Resource, Etc)
Smart Wi-Fi-Enable Thermostat | Vernstar T3900 | 117 | https://www.supplyhouse.com/Venstar-T3900-Voyager-T3900-Residential-Digital-Thermostat-Dual-Fuel-Capable-4-Heat-2-Cool
Add Screen Shot
Equipment Type | Manufacturer/Model | Cost | Source (URL, Resource, Etc)
Smart Wi-Fi-Enable Thermostat | Vernstar T4800 | 94.98 | https://www.amazon.com/Venstar-T4800-Commercial-Voyager-Thermostat/dp/B01FIMUA04
Add Screen Shot
Equipment Type | Manufacturer/Model | Cost | Source (URL, Resource, Etc)
Smart Wi-Fi-Enable Thermostat | Vernstar T4800 | 77.95 | https://www.supplyhouse.com/Venstar-T4800-Voyager-T4800-Commercial-Digital-Thermostat-Programmable-4-Heat-2-Cool
Add Screen Shot
Equipment Type | Manufacturer/Model | Cost | Source (URL, Resource, Etc)
Smart Wi-Fi-Enable Thermostat | Vernstar T4900 | 120.6 | https://www.supplyhouse.com/Venstar-T4900-Voyager-T4900-Commercial-Digital-Thermostat-Light-Activated-4-Heat-2-Cool
Add Screen Shot
Equipment Type | Manufacturer/Model | Cost | Source (URL, Resource, Etc)
Smart Wi-Fi-Enable Thermostat | ProStat PRS7325WF | 119.95 | https://www.theacoutlet.com/prs7325wf-prostat-premier-universal-programmable-smart-wifi-thermostat-3h-2c.html
Add Screen Shot
Equipment Type | Manufacturer/Model | Cost | Source (URL, Resource, Etc)
Smart Wi-Fi-Enable Thermostat | Honeywell TH8321R | 175.99 | https://www.supplyhouse.com/Honeywell-TH8321R1001-VisionPRO-8000-w-RedLINK-IAQ-Contacts-Programmable-3H-2C-Touchscreen-Thermostat
Add Screen Shot
Note on A257: [Threaded comment] Your version of Excel allows you to read this threaded comment; however, any edits to it will get removed if the file is opened in a newer version of Excel. Learn more: https://go.microsoft.com/fwlink/?linkid=870924 Comment: This product is no longer available online; should I retain this old costing?
Note on A267: [Threaded comment] Your version of Excel allows you to read this threaded comment; however, any edits to it will get removed if the file is opened in a newer version of Excel. Learn more: https://go.microsoft.com/fwlink/?linkid=870924 Comment: Same comment as above.

## Measure Labor Cost (hidden)
Total Labor Cost | 120.195
Misc. Labor Factor | 100%
*Note No RS Means Labor Factor is Included
Labor Desciption | Source | Cost
Smart Thermostat Expert Installation | Amazon | 141.39
Screen Shot/Scan
Labor Desciption | Source | Cost
Smart Thermostat Installation | Best Buy | 99
Screen Shot/Scan

## Base Case Cost
Equipment | Market Distribution (%) [1] | Normalized Baseline Distribution (%) [2] | Cost per unit ($) | Total Baseline Weighted Cost ($)
Manual Tstat | 11% | 11.7% | 39.0578 | 61.1067
Programmable Tstat | 76% | 80.85% | 64.0288
Smart Communicating Tstat | 6% | - | -
Other/ Unknown [3] | 7% | 7.447% | 64.0288
[1] Refer to PG&E Smart Thermostat Program Process Evaluation, July 2018
[2] Normalized Baseline Distribution is calculated by excluding existing smart thermostat market distribution from the base case technology
[3] Other/ Unknown thermostats were assumed to be programmable thermostats for the estimating baseline distribution
Reference: PG&E Smart Thermostat Program Process Evaluation, July 2018

## Base Material Cost - Manual
Average Material Cost | 35.9152
Est Shipping Cost | 0 | Note: Sites typically include free shipping.
Est Tax | 3.1426
Total Material Cost | 39.0578
Equipment Type | Manufacturer/Model | Cost | Source (URL, Resource, Etc)
Non-Programmable Thermostat | PRO1 IAQ T701 | 34.29 | https://www.amazon.com/PRO1-IAQ-T701-Non-Programmable-Electronic/dp/B009RO8QVU/ref=zg_bs_2054379011_5
Equipment Type | Manufacturer/Model | Cost | Source (URL, Resource, Etc)
Non-Programmable Thermostat | Lux DMH110 | 20.12 | https://www.amazon.com/Lux-Products-Non-Programmable-Digital-Thermostat/dp/B000FOOFES/ref=zg_bs_2054379011_8
Equipment Type | Manufacturer/Model | Cost | Source (URL, Resource, Etc)
Non-Programmable Thermostat | Fahrenheit FTA2A | 22.98 | https://www.lowes.com/pd/Fahrenheat-Mechanical-Non-Programmable-Thermostat/3133757
Equipment Type | Manufacturer/Model | Cost | Source (URL, Resource, Etc)
Non-Programmable Thermostat | King BKT1BW | 19.98 | https://www.lowes.com/pd/King-Mechanical-Non-Programmable-Thermostat/3734785
Equipment Type | Manufacturer/Model | Cost | Source (URL, Resource, Etc)
Non-Programmable Thermostat | Honeywell RTH111B | 24.97 | https://www.homedepot.com/p/Honeywell-Digital-Non-Programmable-Thermostat-RTH111B/203539510
Equipment Type | Manufacturer/Model | Cost | Source (URL, Resource, Etc)
Non-Programmable Thermostat | Cadet T410A-W | 16.23 | https://www.homedepot.com/p/Cadet-Single-Pole-22-Amp-120-240-Volt-Wall-Mount-Mechanical-Non-programmable-Thermostat-in-White-T410A-W/202247917
Equipment Type | Manufacturer/Model | Cost | Source (URL, Resource, Etc)
Non-Programmable Thermostat | Dayton 4PU48C | 43.6 | https://www.zoro.com/dayton-line-volt-mechanical-tstat-120-to-277vac-4pu48c/i/G3095951/
Equipment Type | Manufacturer/Model | Cost | Source (URL, Resource, Etc)
Non-Programmable Thermostat | White Rodgers 1E78-144 | 29.93 | https://www.walmart.com/ip/WHITE-RODGERS-Low-V-T-Stat-Stages-Heat-1-Stages-Cool-1-1E78-144/37007399
Equipment Type | Manufacturer/Model | Cost | Source (URL, Resource, Etc)
Non-Programmable Thermostat | ICM SC2000L | 28.25 | https://www.grainger.com/product/ICM-Low-Voltage-Thermostat-53YK33
Equipment Type | Manufacturer/Model | Cost | Source (URL, Resource, Etc)
Non-Programmable Thermostat | Braeburn 1020 | 35.75 | https://www.grainger.com/product/BRAEBURN-Low-Voltage-Thermostat-54DC03
Equipment Type | Manufacturer/Model | Cost | Source (URL, Resource, Etc)
Non-Programmable Thermostat | Honeywell RTH5160 | 49.98 | https://www.homedepot.com/p/Honeywell-Home-Backlit-Display-Non-Programmable-Thermostat-RTH5160/303334358
Equipment Type | Manufacturer/Model | Cost | Source (URL, Resource, Etc)
Non-Programmable Thermostat | Honeywell CT87N | 39.88 | https://www.homedepot.com/p/Honeywell-Home-Round-Heat-Cool-Thermostat-CT87N/202219050
Equipment Type | Manufacturer/Model | Cost | Source (URL, Resource, Etc)
Non-Programmable Thermostat | Honeywell CT410B1017 | 20.99 | https://www.honeywellstore.com/store/products/honeywell-baseboard-thermostat-ct410b1017e1.htm
Equipment Type | Manufacturer/Model | Cost | Source (URL, Resource, Etc)
Non-Programmable Thermostat | Emerson NP110 | 17.12 | https://www.amazon.com/Emerson-NP110-Non-Programmable-Single-Thermostat/dp/B016KKDSSE
Equipment Type | Manufacturer/Model | Cost | Source (URL, Resource, Etc)
Non-Programmable Thermostat | Cadet BTF | 21.98 | https://www.lowes.com/pd/Cadet-BTF-Mechanical-Non-Programmable-Thermostat/3684998
Equipment Type | Manufacturer/Model | Cost | Source (URL, Resource, Etc)
Non-Programmable Thermostat | Cadet T521-W | 20.48 | https://www.homedepot.com/p/Cadet-Single-Pole-22-Amp-120-Volt-240-Volt-Wall-Mount-Mechanical-Non-Programmable-Thermostat-in-White-T521-W/303733857
Equipment Type | Manufacturer/Model | Cost | Source (URL, Resource, Etc)
Non-Programmable Thermostat | White-Rodgers 1F79-111 | 44.24 | https://www.bakerdist.com/white-rodgers-1f79-111-non-programmable-thermostat-hp-2h-1c---e9e82ef
Equipment Type | Manufacturer/Model | Cost | Source (URL, Resource, Etc)
Non-Programmable Thermostat | White-Rodgers 1F78-144 | 31.86 | https://www.bakerdist.com/white-rodgers-1f78-144-non-programmable-thermostat-ge-hp-1h-1c---6a27dd4
Equipment Type | Manufacturer/Model | Cost | Source (URL, Resource, Etc)
Non-Programmable Thermostat | Emerson 1E78-140 | 25.44 | https://www.homedepot.com/p/Emerson-Non-programmable-Digital-Thermostat-Vertical-Profile-1E78-140/300771432
Equipment Type | Manufacturer/Model | Cost | Source (URL, Resource, Etc)
Non-Programmable Thermostat | Emerson 1F86EZ-0251 | 46.22 | https://www.homedepot.com/p/Emerson-Non-programmable-Digital-Thermostat-Vertical-Profile-1E78-140/300771432
Equipment Type | Manufacturer/Model | Cost | Source (URL, Resource, Etc)
Non-Programmable Thermostat | Emerson 1F89-0211 | 50.61 | https://www.amazon.com/Emerson-1F89-0211-Non-Programmable-Digital-Thermostat/dp/B003F13RAG
Equipment Type | Manufacturer/Model | Cost | Source (URL, Resource, Etc)
Non-Programmable Thermostat | Emerson 1F89EZ-0251 | 50.98 | https://www.amazon.com/Emerson-1F89EZ-0251-Heat-Pump-Thermostat/dp/B004PJLCUO
Equipment Type | Manufacturer/Model | Cost | Source (URL, Resource, Etc)
Non-Programmable Thermostat | Emerson 1F86-0244 | 40.58 | https://www.amazon.com/Emerson-1F86-0244-Programmable-Thermostat/dp/B003AWY8MG
Equipment Type | Manufacturer/Model | Cost | Source (URL, Resource, Etc)
Non-Programmable Thermostat | Emerson 01F89 211S1 | 68.06 | https://www.bakerdist.com/white-rodgers-1f89-211-non-programmable-thermostat-hp-2h-1c---5b1bd06
Equipment Type | Manufacturer/Model | Cost | Source (URL, Resource, Etc)
Non-Programmable Thermostat | Emerson 01F86 344 | 50.68 | https://www.bakerdist.com/white-rodgers-1f86-344-non-programmable-thermostat-ge-hp-1h-1c---a84f577
Equipment Type | Manufacturer/Model | Cost | Source (URL, Resource, Etc)
Non-Programmable Thermostat | Emerson 1F85U-42NP | 63.86 | https://www.amazon.com/Emerson-Thermostats-1F85U-42NP-Non-Programmable-Thermostat/dp/B017ES1PBI
Equipment Type | Manufacturer/Model | Cost | Source (URL, Resource, Etc)
Non-Programmable Thermostat | Emerson 1F85U-22NP | 48.99 | https://www.supplyhouse.com/White-Rodgers-1F85U-22NP-5-Display-Universal-Non-Programmable-Thermostat-2-Heat-2-Cool
Equipment Type | Manufacturer/Model | Cost | Source (URL, Resource, Etc)
Non-Programmable Thermostat | Emerson 1F83H-21NP | 38.49 | https://www.supplyhouse.com/White-Rodgers-1F83H-21NP-4-5-Display-Heat-Pump-Non-Programmable-Thermostat-2-Heat-1-Cool
Equipment Type | Manufacturer/Model | Cost | Source (URL, Resource, Etc)
Non-Programmable Thermostat | Emerson 1F83C-11NP | 35 | https://www.supplyhouse.com/White-Rodgers-1F83C-11NP-4-5-Display-Conventional-Non-Programmable-Thermostat-1-Heat-1-Cool

## Base Material Cost - Program
Average Material Cost | 58.8771
Est Shipping Cost | 0 | Note: Sites typically include free shipping.
Est Tax | 5.1517
Total Material Cost | 64.0288
Equipment Type | Manufacturer/Model | Cost | Source (URL, Resource, Etc)
Programmable Thermostat | Saswell SAS900STK-2 | 22.99 | https://www.amazon.com/Programmable-Thermostat-Millivolt-Saswell-SAS900STK-2/dp/B073QM61BG/ref=sr_1_4_acs_ac_1
Equipment Type | Manufacturer/Model | Cost | Source (URL, Resource, Etc)
Programmable Thermostat | Orbit 83521 | 40.21 | https://www.amazon.com/Orbit-83521-Comfort-Programmable-Thermostat/dp/B01D16HAFW/ref=sr_1_6
Equipment Type | Manufacturer/Model | Cost | Source (URL, Resource, Etc)
Programmable Thermostat | Iris CT-101-L | 36.95 | https://www.thesmartesthouse.com/products/radio-thermostat-z-wave-communicating-touch-screen-thermostat-ct101-iris-version
Equipment Type | Manufacturer/Model | Cost | Source (URL, Resource, Etc)
Programmable Thermostat | GoControl GC-TBZ48L | 84.88 | https://www.amazon.com/GoControl-Thermostat-Z-Wave-Battery-Powered-Works/dp/B00ZIRV40K
Equipment Type | Manufacturer/Model | Cost | Source (URL, Resource, Etc)
Programmable Thermostat | Cadet TH115-A-240D-B | 69.75 | https://www.homedepot.com/p/Cadet-7-Day-Double-Pole-208-240-Volt-Electronic-Programmable-Thermostat-TH115-A-240D-B/206310912
Equipment Type | Manufacturer/Model | Cost | Source (URL, Resource, Etc)
Programmable Thermostat | Emerson P210 | 36.08 | https://www.homedepot.com/p/Emerson-Single-Stage-5-1-1-Day-Programmable-Thermostat-P210/207173102
Equipment Type | Manufacturer/Model | Cost | Source (URL, Resource, Etc)
Programmable Thermostat | Honeywell RTH2300B1012/W1 | 24.48 | https://www.walmart.com/ip/Honeywell-5-2-Day-Programmable-Thermostat/24496715
Equipment Type | Manufacturer/Model | Cost | Source (URL, Resource, Etc)
Programmable Thermostat | Lux TX9600TS | 72.28 | https://www.walmart.com/ip/Lux-7-Day-Programmable-Touchscreen-Thermostat/46759457
Equipment Type | Manufacturer/Model | Cost | Source (URL, Resource, Etc)
Programmable Thermostat | ICM MP5010 | 63.5 | https://www.grainger.com/product/ICM-Low-Voltage-Thermostat-32MY29
Equipment Type | Manufacturer/Model | Cost | Source (URL, Resource, Etc)
Programmable Thermostat | Braeburn 2220NC | 61 | https://www.grainger.com/product/BRAEBURN-Low-Voltage-Thermostat-54DC02
Equipment Type | Manufacturer/Model | Cost | Source (URL, Resource, Etc)
Programmable Thermostat | Venstar T1700 | 58.5 | https://www.supplyhouse.com/Venstar-T1700-Venstar-T1700-1-Day-Programmable-Digital-Thermostat
Equipment Type | Manufacturer/Model | Cost | Source (URL, Resource, Etc)
Programmable Thermostat | Venstar T1800 | 82.76 | https://www.amazon.com/Venstar-T1800-Programmable-Digital-Thermostat/dp/B000QSORXM
Equipment Type | Manufacturer/Model | Cost | Source (URL, Resource, Etc)
Programmable Thermostat | Venstar T1900 | 109.95 | https://www.amazon.com/Venstar-T1900-Residential-Slimline-Thermostat/dp/B01FIMUDG0
Equipment Type | Manufacturer/Model | Cost | Source (URL, Resource, Etc)
Programmable Thermostat | Venstar TSTATEZ | 81.28 | https://www.amazon.com/Venstar-TSTATEZ-EZ-Stat-Thermostat/dp/B008D7J57Q
Equipment Type | Manufacturer/Model | Cost | Source (URL, Resource, Etc)
Programmable Thermostat | Venstar T1010 | 36.8 | https://www.amazon.com/Venstar-T1010-Small-Footprint-Thermostat/dp/B008D7NUB8
Equipment Type | Manufacturer/Model | Cost | Source (URL, Resource, Etc)
Programmable Thermostat | Venstar T1050 | 45 | https://www.supplyhouse.com/Venstar-T1050-Venstar-T1050-52-Day-Programmable-Digital-Thermostat
Equipment Type | Manufacturer/Model | Cost | Source (URL, Resource, Etc)
Programmable Thermostat | Venstar T1000 | 75.6 | https://www.supplyhouse.com/Venstar-T1000FS-Venstar-T1000FS-Single-Day-Programmable-Digital-Thermostat
Equipment Type | Manufacturer/Model | Cost | Source (URL, Resource, Etc)
Programmable Thermostat | Venstar T1100 | 115.48 | https://www.amazon.com/Venstar-T1100FS-FlatStat-Thermostat/dp/B00PJIFT4K
Equipment Type | Manufacturer/Model | Cost | Source (URL, Resource, Etc)
Programmable Thermostat | Emerson 1F95EZ-0671 | 68.95 | https://www.amazon.com/Emerson-1F95EZ-0671-Easy-Reader-Programmable-Thermostat/dp/B0029X9SE0
Equipment Type | Manufacturer/Model | Cost | Source (URL, Resource, Etc)
Programmable Thermostat | Emerson 1F95-0671 | 86.21 | https://www.amazon.com/Emerson-1F95-0671-Programmable-Thermostat-Blue/dp/B003EUBOWQ
Equipment Type | Manufacturer/Model | Cost | Source (URL, Resource, Etc)
Programmable Thermostat | White-Rodgers 1F72-151 | 54.56 | https://www.bakerdist.com/white-rodgers-1f72-151-economy-digital-thermostat-backlit-display-24-volts-thermostat--5d8135d
Equipment Type | Manufacturer/Model | Cost | Source (URL, Resource, Etc)
Programmable Thermostat | White-Rodgers 1E78-151 | 26.98 | https://www.amazon.com/White-Rodgers-1E78-151-Programmable-Thermostat/dp/B000CAN5LY
Equipment Type | Manufacturer/Model | Cost | Source (URL, Resource, Etc)
Programmable Thermostat | White-Rodgers 1F79-111 | 44.24 | https://www.bakerdist.com/white-rodgers-1f79-111-non-programmable-thermostat-hp-2h-1c---e9e82ef
Equipment Type | Manufacturer/Model | Cost | Source (URL, Resource, Etc)
Programmable Thermostat | White-Rodgers 1F78-151WL | 38.63 | https://www.bakerdist.com/white-rodgers-1f78-151wl-programmable-low-voltage-room-thermostat--d81838a
Equipment Type | Manufacturer/Model | Cost | Source (URL, Resource, Etc)
Programmable Thermostat | White-Rodgers 1F80-0224 | 42.99 | https://www.supplyhouse.com/White-Rodgers-1F80-0224-24-Hour-Programmable-Blue-Thermostat-1-1-Single-Stage
Equipment Type | Manufacturer/Model | Cost | Source (URL, Resource, Etc)
Programmable Thermostat | White-Rodgers 1F80-0261 | 44.66 | https://www.amazon.com/Emerson-1F80-0261-Programmable-Digital-Thermostat/dp/B003ET7FRA
Equipment Type | Manufacturer/Model | Cost | Source (URL, Resource, Etc)
Programmable Thermostat | Emerson 1F82-0261 | 53.17 | https://www.amazon.com/Emerson-1F82-0261-Programmable-Heat-Thermostat/dp/B00VWIH39A
Equipment Type | Manufacturer/Model | Cost | Source (URL, Resource, Etc)
Programmable Thermostat | Emerson 01F80 361 | 48.5 | https://www.supplyhouse.com/White-Rodgers-1F80-361-5-1-1-Day-Programmable-Thermostat-Hardwired-or-Battery-Powered-4727000-p
Equipment Type | Manufacturer/Model | Cost | Source (URL, Resource, Etc)
Programmable Thermostat | Emerson 01F82 261S1 | 79.65 | https://www.bakerdist.com/white-rodgers-1f82-261-programmable-thermostat-hp-2h-1c---ce88551
Equipment Type | Manufacturer/Model | Cost | Source (URL, Resource, Etc)
Programmable Thermostat | Emerson 01F87 361 | 67.31 | https://www.google.com/shopping/product/264339421737642366?q=01F87+361&rlz=1C1GCEB_enUS852US852&sxsrf=ALeKk01I_FXScxV9N36veGdadFFJjD8S6Q:1588368405379&biw=958&bih=999&prds=epd:16848388530167259346,prmr:3&sa=X&ved=0ahUKEwjJnLW8zZPpAhUEuZ4KHT0wAWgQ8wIIYQ
Equipment Type | Manufacturer/Model | Cost | Source (URL, Resource, Etc)
Programmable Thermostat | Emerson 1F85U-22PR | 68.99 | https://www.supplyhouse.com/White-Rodgers-1F85U-22PR-5-Display-Universal-7-Day-Programmable-Thermostat-2-Heat-2-Cool
Equipment Type | Manufacturer/Model | Cost | Source (URL, Resource, Etc)
Programmable Thermostat | Emerson 1F83H-21PR | 48.99 | https://www.supplyhouse.com/White-Rodgers-1F83H-21PR-4-5-Display-Heat-Pump-Programmable-Thermostat-2-Heat-1-Cool
Equipment Type | Manufacturer/Model | Cost | Source (URL, Resource, Etc)
Programmable Thermostat | Emerson 1F83C-11PR | 45.5 | https://www.supplyhouse.com/White-Rodgers-1F83C-11PR-4-5-Display-Conventional-7-Day-Programmable-Thermostat-1-Heat-1-Cool
Equipment Type | Manufacturer/Model | Cost | Source (URL, Resource, Etc)
Programmable Thermostat | Emerson 1F85U-42PR | 65 | https://www.supplyhouse.com/White-Rodgers-1F85U-42PR-5-Display-Universal-7-Day-Programmable-Thermostat-4-Heat-2-Cool

## SCT SummaryImplemBreakdown
A | Data Source: Sempra Utility
Mendoza, Matthew D <MMendoza2@semprautilities.com>
| Thermostat Type | Count
| Nest Learning Thermostat | 11437
| Nest E | 6133
| Ecobee 4 | 548
| Ecobee 3 lite | 292
| Ecobee 3 | 651
| Unknown | 302
| Uncounted for | 654
General Notes:
“unaccounted for” row because there was just way too many “unique ID’s” that I would have had to go through and apply a normalizer to in order to put those in a bin. Because it looks like the 654 is only about 3% of the total population within our data.
B | Data Source: Sempra Utility
Valenzuela, Kelvin <KValenzuela@semprautilities.com>
| Thermostat Type | Count
| Nest Learning Thermostat | 8568
| Nest E | 4270
| Ecobee 4 | 2316
| Ecobee 3 lite | 1599
| Ecobee 3 | 259
| Unknown | 7
| Uncounted for | 0
C | Data Source: PGE
Huang, Jia <L2H6@pge.com>
| Thermostat Type | Count
| Nest 3rd Gen | 13146
| Nest E | 4826
| ecobee4 | 1516
| ecobee3 Lite | 2015
| ecobee3 | 1467
| Other Nest | 174
| Mix of Nest and ecobee* | 93
| Honeywell | 390
| Lux | 27
| Carrier | 11
| Other | 24
| Total | 23689
General Notes:
Adoption of Smart Thermostats since launch till 11/15/2018 Data Source: EI Report Pull 11/15/2018 *Both Nest and Ecobee appears in make or model, so it's unclear which one it is. Possible to decipher by looking into invoice data.
| SCT Implementation Summary |  |  | Nest | Ecobee
| Nest Learning Thermostat | 33151 | 54.59% | 48380 | 10663 | 59043
| Nest E | 15229 | 25.08% | 81.94% | 18.06%
| Ecobee 4 | 4380 | 7.213%
| Ecobee 3 lite | 3906 | 6.432%
| Ecobee 3 | 2377 | 3.914%
| Unknown | 1004 | 1.653%
| Uncounted for | 678 | 1.117%
| Total Number of SCTs | 60725

## ENERGYSTAR-certified List
ENERGY STAR Unique ID | ENERGY STAR Partner | Service Brand Name | Service Model Name | Service Model Number | Additional Model Information | Thermostat Brand Owner | Thermostat Brand Name | Thermostat Model Name | Thermostat Model Number | Additional Thermostat Model Numbers | Family ID | Static Temperature Accuracy (Â±Â°F) | Standby Power (W) | Time to Enter Standby (s) | Thermostat Heating and Cooling Control Features | Other Heating and Cooling Control Features | Thermostat Communication Method | Communication Method Other | Demand Response Summary | Demand Response Product Variations | Date Available on Market | Date Certified | Markets | ENERGY STAR Model Identifier
2332942 | Carrier Corporation | Cor | Cor 7C | TSTWRH01 |  | Carrier Corporation | CÃ´r | CÃ´r 7C | TSTWRH01 |  |  | 1.87 | 1.88 | 0 | Geofencing (User Device Based),Other,Humidity Sensing | Touch n Go (through App) Advanced Intelligent Smart Setback | Wi-Fi |  | The thermostat has an interface specification, application programming interface (API) that is available to enables DR functionality for load dispatch from a 3rd party program administrator. In addition, the thermostat complies with the 2016 California Energy Commission Title 24, Part 6 Joint Appendix 5. |  | 2017-07-31 | 2019-02-01 | United States, Canada | ES_1020846_TSTWRH01_02032019225800_4680775
2295125 | ecobee, Inc. | Ecobee | ecobee3 | EB-STATE3***-## | ,EB-STATE3C-02,; ,EB-STATE3R-02,; ,EB-STATE3VP-02,; ecobee3,EB-STATE3-02, | ecobee | ecobee | ecobee3 | EB-STATE3***-## | EB-STATE3-02, EB-STATE3C-02, EB-STATE3R-02, EB-STATE3VP-02 | FAM_1075965_05082018175034_1835822 | 0.53 | 1.06 | 60 | Time of Day Usage,Occupancy Sensor on Device,Additional Home Temperature Sensor,Humidity Sensing,Additional Occupancy Sensor |  | Wi-Fi,Other | Chip Insert feature to allow for other Communication Methods | ENERGY STAR Program Requirements, Product Specification for CT Thermostat Products, V 1.0. Eligibility Criteria Demand Response Capabilities Summary description of the CT productâ€™s and/or associated CT service providerâ€™s DR capabilities/services shall be submitted. In this summary, EPA recommends noting the following, as applicable: ecobee Summary. Since 2008, ecobee has offered flexible demand response services solutions to various utilities across North America. Our thermostats are currently involved in more than 20 demand response programs across North America. ecobee thermostats are designed to respond to demand response signals, and our company provides head-end related demand response event execution services. These services allow utility customers to configure and tailor their event strategies as required, while also allowing them to alter their strategies for different groups of customers. In addition, we are integrated and work with various Demand Response Management Systems (DRMS) service provider platforms and/or software. Through these DRMS integrations, utility and other utility services companies can provide the seamless customer communication required for demand response and demand management. Our integration with various DRMS platforms, along with the data we collect, also facilitates locational demand response. All ecobee thermostats are Wi-Fi enabled for communication with ecobee web servers. Utility sector, implementer and DRMS company customers have three Wi-Fi-specific options available to them to issue demand response events to ecobee thermostats. |  | 2014-09-01 | 2017-04-28 | United States, Canada | ES_1075965_EB-STATZE3-02_04282017135037_7437141
2295127 | ecobee, Inc. | Ecobee | ecobee3 Lite | EB-STATE3LT***-## | ,EB-STATE3LT-01,; ,EB-STATE3LTC-02,; ,EB-STATE3LTP-02,; ,EB-STATE3LTPB-01,; ,EB-STATE3LTPC-02,; ,EB-STATE3LTR-02,; ,EB-STATE3LTVP-01, | ecobee | ecobee | ecobee3 Lite | EB-STATE3LT***-## | EB-STATE3LT-01, EB-STATE3LTP-02, EB-STATE3LTC-02, EB-STATE3LTPC-02, EB-STATE3LTVP-01, EB-STATE3LTPB-01, EB-STATE3LTR-02 | FAM_1075965_05082018172957_0597664 | 0.45 | 0.81 | 60 | Time of Day Usage,Occupancy Sensor on Device,Additional Home Temperature Sensor,Humidity Sensing,Additional Occupancy Sensor |  | Wi-Fi,Other | Chip Insert feature to allow for other Communication Methods | ENERGY STAR Program Requirements, Product Specification for CT Thermostat Products, V 1.0. Eligibility Criteria Demand Response Capabilities Summary description of the CT productâ€™s and/or associated CT service providerâ€™s DR capabilities/services shall be submitted. In this summary, EPA recommends noting the following, as applicable: ecobee Summary. Since 2008, ecobee has offered flexible demand response services solutions to various utilities across North America. Our thermostats are currently involved in more than 20 demand response programs across North America. ecobee thermostats are designed to respond to demand response signals, and our company provides head-end related demand response event execution services. These services allow utility customers to configure and tailor their event strategies as required, while also allowing them to alter their strategies for different groups of customers. In addition, we are integrated and work with various Demand Response Management Systems (DRMS) service provider platforms and/or software. Through these DRMS integrations, utility and other utility services companies can provide the seamless customer communication required for demand response and demand management. Our integration with various DRMS platforms, along with the data we collect, also facilitates locational demand response. All ecobee thermostats are Wi-Fi enabled for communication with ecobee web servers. Utility sector, implementer and DRMS company customers have three Wi-Fi-specific options available to them to issue demand response events to ecobee thermostats. |  | 2014-09-01 | 2017-04-28 | United States, Canada | ES_1075965_EB-STAT3LT01_04282017135714_7834140
2295130 | ecobee, Inc. | Ecobee | ecobee4 | EB-STATE4***-## | ,,ecobee4 Thermostat with Amazon Alexa Built-in; ,EB-STATE4-01,; ,EB-STATE4C-01,; ,EB-STATE4P-01,; ,EB-STATE4PB-01,; ,EB-STATE4PC-01,; ,EB-STATE4R-01, | ecobee | ecobee | ecobee4 | EB-STATE4***-## | EB-STATE4-01, EB-STATE4P-01, EB-STATE4PC-01, EB-STATE4C-01, EB-STATE4PB-01, EB-STATE4R-01 | FAM_1075965_05082018180013_2414203 | 0.7 | 1.19 | 60 | Time of Day Usage,Occupancy Sensor on Device,Additional Home Temperature Sensor,Humidity Sensing,Additional Occupancy Sensor |  | Wi-Fi,Other | Chip Insert feature to allow for other Communication Methods | ENERGY STAR Program Requirements, Product Specification for CT Thermostat Products, V 1.0. Eligibility Criteria Demand Response Capabilities Summary description of the CT productâ€™s and/or associated CT service providerâ€™s DR capabilities/services shall be submitted. In this summary, EPA recommends noting the following, as applicable: ecobee Summary. Since 2008, ecobee has offered flexible demand response services solutions to various utilities across North America. Our thermostats are currently involved in more than 20 demand response programs across North America. ecobee thermostats are designed to respond to demand response signals, and our company provides head-end related demand response event execution services. These services allow utility customers to configure and tailor their event strategies as required, while also allowing them to alter their strategies for different groups of customers. In addition, we are integrated and work with various Demand Response Management Systems (DRMS) service provider platforms and/or software. Through these DRMS integrations, utility and other utility services companies can provide the seamless customer communication required for demand response and demand management. Our integration with various DRMS platforms, along with the data we collect, also facilitates locational demand response. All ecobee thermostats are Wi-Fi enabled for communication with ecobee web servers. Utility sector, implementer and DRMS company customers have three Wi-Fi-specific options available to them to issue demand response events to ecobee thermostats. |  | 2017-05-03 | 2017-04-28 | United States, Canada | ES_1075965_EB-STATE4-01_04282017140445_8285851
2334863 | ecobee, Inc. | Ecobee | ecobee SmartThermostat with Voice Control | EB-STATE5* | ,EB-STATE5-01,Same hardware and software, packaging material is different (Based on language for the region, etc.); ,EB-STATE5C-01,Same hardware and software, packaging material is different (Based on language for the region, etc.); ,EB-STATE5P-01,Same hardware and software, packaging material is different (Based on language for the region, etc.); ,EB-STATE5PB-01,Same hardware and software, packaging material is different (Based on language for the region, etc.); ,EB-STATE5PC-01,Same hardware and software, packaging material is different (Based on language for the region, etc.); ,EB-STATE5VP-01,Same hardware and software, packaging material is different (Based on language for the region, etc.) | ecobee | ecobee | ecobee SmartThermostat with Voice Control | EB-STATE5* | EB-STATE5-01 EB-STATE5C-01 EB-STATE5P-01 EB-STATE5PC-01 EB-STATE5PB-01 EB-STATE5VP-01 | FAM__03142019173151_4712329 | 1.01 | 0.17 | 19.8 | Time of Day Usage,Geofencing (User Device Based),Occupancy Sensor on Device,External Temperature Detection,Additional Home Temperature Sensor,Humidity Sensing,Additional Occupancy Sensor |  | Wi-Fi,Other,Bluetooth |  | ecobee helps customers and utilities to avoid peak demand on the energy system (either electricity grid or natural gas pipelines) by reducing demand during peak times. ecobee provides utilities web tools and APIs which allows them to send Demand Response (DR) events to their customers who have enrolled into the utilityâ€™s DR program through ecobeeâ€™s web services. Load is shed or controlled during the event by allowing the utilities to set a relative setback or HVAC cycling percentage for a specified period of time. ecobeeâ€™s tools allow for both mandatory and voluntary event participation from customers. If voluntary, the customer is able to opt-out of any active Demand Response event. |  | 2019-05-27 | 2019-03-14 | United States, Canada | ES_1075965_EB-STATE5*_03182019153432_3272067
2295064 | EcoFactor, Inc. | EcoFactor | simple S100 | simple S100 |  | EcoFactor, Inc. | EcoFactor | simple S100 B | simple S100 B | simple S100 W, simple S100-01, simple S100-02 |  | 0.51 | 0.55 | 30 | External Temperature Detection |  | Wi-Fi |  | EcoFactor thermostats provide market-leading capabilities in deployments nationwide. Our thermostat has participated in demand management via load dispatch, as well as time-of-use pricing response. The S100 thermostat offers a robust set of RESTful APIs to partners, allowing for straight-forward integration. Available for partner use are both a â€œThermostat API Specificationâ€ and â€œDR API Specification,â€ offering server-to-server communications specific to general thermostat control, and demand response control, respectively.EcoFactor supports locational DR, allowing users to create â€œgroupsâ€ based on segmenting features. Zip code is the primary characteristic used for segmentation, but custom groups are also possible. As an OpenADR member, EcoFactor is committed to openness and interoperability.EcoFactor reports run-time and thermostat performance at minute intervals, allowing for detailed measurement and verification of performance, including measurement of overrides. EcoFactor also records the type of HVAC equipment controlled by thermostat and continuously measures and records indoor and set point temperatures. Thermostat customers receive detailed reporting on thermostat run- time and savings versus baseline.EcoFactor is a leader in creating smart optimization, allowing for users to receive both energy efficiencyâ€“ resulting in 10-15 percent annual savings on HVAC use â€“ as well as optimized demand management, which prioritizes comfort through approaches such as pre-cooling and in-event cycling. Events can be configured by DR program managers including timing, duration, degree of cycling/offset, load shaping, and grouping. The S100 is largely compliant with 2016 CEC Title 24, Part 6 Joint Appendix 5, with the exception that the S100 does not have a physical expansion port. |  | 2016-01-01 | 2017-04-26 | United States, Canada | ES_1096966_simple S100_04252017141009_2948266
2328478 | Emerson Climate Technologies | Emerson | Sensi 1F87U-42WF | Sensi 1F87U-42WF |  | Emerson | Emerson | Sensi | 1 |  |  | 0.95 | 0.5 | 7 | Time of Day Usage,Geofencing (User Device Based),Humidity Sensing |  | Wi-Fi |  | Emerson Sensi Thermostats are designed to integrate with Utility Demand Response (DR) programs. Sensi Thermostats also provide access via APIÃ¢â‚¬â„¢s to Demand Response Management Systems (DRMS) providers. Sensi Thermostats are compliant with the California Energy Commission 2016 Title 24, Part 6 JA5 via virtual end node for OpenADR signals. |  | 2014-03-25 | 2018-10-26 | United States, Canada | ES_1020720_Sensi 1F87U-42WF_10222018111012_7856256
2328479 | Emerson Climate Technologies | Emerson | Sensi 1F95U-42WF | Sensi 1F95U-42WF |  | Emerson | Emerson | Sensi | 1 |  |  | 0.5 | 1.2 | 30 | Time of Day Usage,Geofencing (User Device Based),Humidity Sensing |  | Wi-Fi |  | Emerson Sensi Thermostats are designed to integrate with Utility Demand Response (DR) programs. Sensi Thermostats also provide access via APIÃ¢â‚¬â„¢s to Demand Response Management Systems (DRMS) providers. Sensi Thermostats are compliant with the California Energy Commission 2016 Title 24, Part 6 JA5 via virtual end node for OpenADR signals. |  | 2014-03-25 | 2018-10-26 | United States, Canada | ES_1020720_Sensi 1F95U-42WF_10042018144600_7216150
2340774 | Emerson Climate Technologies | Emerson Sensi | Sensi 1F95U-42WFB | Sensi 1F95U-42WFB | ,Sensi 1F95U-42WFC, | Emerson | Emerson | Sensi | 1 |  |  | 0.5 | 1.2 | 30 | Time of Day Usage,Geofencing (User Device Based),Humidity Sensing |  | Wi-Fi |  | Emerson Sensi Thermostats are designed to integrate with Utility Demand Response (DR) programs. Sensi Thermostats also provide access via APIÃ¢â‚¬â„¢s to Demand Response Management Systems (DRMS) providers. Sensi Thermostats are compliant with the California Energy Commission 2016 Title 24, Part 6 JA5 via virtual end node for OpenADR signals. |  | 2014-03-25 | 2018-10-26 | United States, Canada | ES_1020720_Sensi 1F95U-42WFB_06262019113431_1988946
2340775 | Emerson Climate Technologies | Emerson Sensi | ST75 | ST75 | ,ST75C,; ,ST75U, | Emerson | Emerson | Sensi | 1 |  |  | 0.5 | 1.2 | 30 | Time of Day Usage,Geofencing (User Device Based),Humidity Sensing |  | Wi-Fi |  | Emerson Sensi Thermostats are designed to integrate with Utility Demand Response (DR) programs. Sensi Thermostats also provide access via APIÃ¢â‚¬â„¢s to Demand Response Management Systems (DRMS) providers. Sensi Thermostats are compliant with the California Energy Commission 2016 Title 24, Part 6 JA5 via virtual end node for OpenADR signals. |  | 2014-03-25 | 2018-10-26 | United States, Canada | ES_1020720_ST75_06262019113431_7108881
2340776 | Emerson Climate Technologies | Emerson Sensi | ST75W | ST75W | ,ST75WC,; ,ST75WU, | Emerson | Emerson | Sensi | 1 |  |  | 0.5 | 1.2 | 30 | Time of Day Usage,Geofencing (User Device Based),Humidity Sensing |  | Wi-Fi |  | Emerson Sensi Thermostats are designed to integrate with Utility Demand Response (DR) programs. Sensi Thermostats also provide access via APIÃ¢â‚¬â„¢s to Demand Response Management Systems (DRMS) providers. Sensi Thermostats are compliant with the California Energy Commission 2016 Title 24, Part 6 JA5 via virtual end node for OpenADR signals. |  | 2014-03-25 | 2018-10-26 | United States, Canada | ES_1020720_ST75W_06262019131850_4285241
2345428 | Emerson Climate Technologies | Emerson | ST55 | ST55 | ,ST55C,; ,ST55U, | Emerson | Emerson | Sensi | 1 |  |  | 0.95 | 0.5 | 7 | Time of Day Usage,Geofencing (User Device Based),Humidity Sensing |  | Wi-Fi |  | Emerson Sensi Thermostats are designed to integrate with Utility Demand Response (DR) programs. Sensi Thermostats also provide access via APIÃ¢â‚¬â„¢s to Demand Response Management Systems (DRMS) providers. Sensi Thermostats are compliant with the California Energy Commission 2016 Title 24, Part 6 JA5 via virtual end node for OpenADR signals. |  | 2014-03-25 | 2018-10-26 | United States, Canada | ES_1020720_ST55_08202019113903_410882
2345429 | Emerson Climate Technologies | Emerson | 1F87U-42WFC | 1F87U-42WFC |  | Emerson | Emerson | Sensi | 1 |  |  | 0.95 | 0.5 | 7 | Time of Day Usage,Geofencing (User Device Based),Humidity Sensing |  | Wi-Fi |  | Emerson Sensi Thermostats are designed to integrate with Utility Demand Response (DR) programs. Sensi Thermostats also provide access via APIÃ¢â‚¬â„¢s to Demand Response Management Systems (DRMS) providers. Sensi Thermostats are compliant with the California Energy Commission 2016 Title 24, Part 6 JA5 via virtual end node for OpenADR signals. |  | 2014-03-25 | 2018-10-26 | United States, Canada | ES_1020720_1F87U-42WFC_08202019113903_6124689
2318761 | F.W. Webb Company | Deriva | IntelliSync | IntelliSync |  | LUX | LUX | LUX/GEO | GEO |  |  | 0.66 | 0.27 | 9 | Geofencing (User Device Based) |  | Wi-Fi |  | Compatible with OPEN ADR 2.0 |  | 2016-04-01 | 2018-03-13 | United States, Canada | ES_1132148_IntelliSync_04232018085253_9440881
2350650 | Google LLC | Google Nest | Google Nest Learning Thermostat | T3###** |  | Googl LLC | Google Nest | Google Nest Learning Thermostat | T3###** | T3007ES T3016US T3017US T3021US T3007EF |  | 0.27 | 0.06 | 50 | Time of Day Usage,Geofencing (User Device Based),Occupancy Sensor on Device,External Temperature Detection,Humidity Sensing |  | Wi-Fi |  | "The Nest Learning Thermostat supports a variety of DR services, including dispatchable peak load management, price response, seasonal demand reduction, and emergency (fast-response) dispatch. Nest offers a comprehensive DR solution in which Nestâ€™s cloud-based server acts as an OpenADR-compliant â€œVirtual End Nodeâ€ for a DR signal from a Load Management Entity, and upon receipt of that signal executes customized DR algorithms on each participating device (as a â€œVirtual Top Nodeâ€). Devices can be grouped at the discretion of the Load Management Entity for locational dispatch. An API is available for direct integration with popular Demand Response Management Systems for dispatch. Comprehensive aggregated reporting is provided to the Load Management Entity for M&V purposes, including load reduction estimates and the impact of device adjustments by interval. Nestâ€™s DR solutions are specifically designed to optimize participant satisfaction through the use of pre-conditioning (where applicable) and personalized schedule adjustments to ensure occupant comfort by limiting deviations from scheduled setpoints. The algorithms are regularly updated and enhanced based on operational experience and user feedback. Nestâ€™s DR solutions are compatible with the 2016 California Energy Commission Title 24, Part 6 Joint Appendix 5." the thermostat is Title 24, 2016, Part 6 JA5 compliant as registered with the state of California, in addition to being DR compatible, etc., in case this helps to answer another question I think I saw on the spreadsheet sent over earlier. |  | 2015-09-01 | 2019-12-03 | United States, Canada | ES_1073133_T3###**_12032019181951_7191676
2350653 | Google LLC | Google Nest | Google Nest Thermostat E | T4###** |  | Google LLC | Google Nest | Google Nest Thermostat E | T4###** | T4000ES T4001ES T4000EF |  | 0.46 | 0.04 | 20 | Time of Day Usage,Geofencing (User Device Based),Occupancy Sensor on Device,External Temperature Detection,Humidity Sensing |  | Wi-Fi |  | "The Nest Learning Thermostat supports a variety of DR services, including dispatchable peak load management, price response, seasonal demand reduction, and emergency (fast-response) dispatch. Nest offers a comprehensive DR solution in which Nestâ€™s cloud-based server acts as an OpenADR-compliant â€œVirtual End Nodeâ€ for a DR signal from a Load Management Entity, and upon receipt of that signal executes customized DR algorithms on each participating device (as a â€œVirtual Top Nodeâ€). Devices can be grouped at the discretion of the Load Management Entity for locational dispatch. An API is available for direct integration with popular Demand Response Management Systems for dispatch. Comprehensive aggregated reporting is provided to the Load Management Entity for M&V purposes, including load reduction estimates and the impact of device adjustments by interval. Nestâ€™s DR solutions are specifically designed to optimize participant satisfaction through the use of pre-conditioning (where applicable) and personalized schedule adjustments to ensure occupant comfort by limiting deviations from scheduled setpoints. The algorithms are regularly updated and enhanced based on operational experience and user feedback. Nestâ€™s DR solutions are compatible with the 2016 California Energy Commission Title 24, Part 6 Joint Appendix 5." the thermostat is Title 24, 2016, Part 6 JA5 compliant as registered with the state of California, in addition to being DR compatible, etc., in case this helps to answer another question I think I saw on the spreadsheet sent over earlier. |  | 2017-08-31 | 2019-12-03 | United States, Canada | ES_1073133_T4###**_12032019182012_7212129
2346553 | Greenlite Lighting Corporation | Greenlite | Greenlite G2 | G2 |  | Greenlite | Greenlite | Greenlite G2 | G2 |  | FAM_31571_09172019083754_1559063 | 1.95 | 0.68 | 10 | Geofencing (User Device Based) |  | Wi-Fi |  | Compatible with OPEN ADR 2.0 |  | 2017-08-01 | 2019-09-17 | United States, Canada | ES_31571_G2_09172019083754_345117
2354245 | Greenlite Lighting Corporation | Greenlite | AIRZ | AIRZ | ,AIRZ-PB, | Greenlite | Greenlite | AIRZ | AIRZ |  | FAM_31571_09172019083754_1559063 | 0.73 | 0.4 | 5 | Geofencing (User Device Based) |  | Wi-Fi |  | OPEN ADR 2.0 |  | 2019-12-01 | 2020-01-29 | United States, Canada | ES_31571_AIRZ_01152020152535_8489190
2318832 | Honeywell International Inc. | Honeywell | TCC | TCC |  | Honeywell | Honeywell | RedLINK Vision PRO 8000 | TH8321R*** |  | FAM_1020554_03282018161405_3655163 | 0.25 | 0.13 | 48 | Time of Day Usage,External Temperature Detection,Additional Home Temperature Sensor,Other,Additional Occupancy Sensor | Humidity, dehumidify, or ventilation control | Other | RedLINK | Honeywellâ€™s connected thermostat family is enabled to respond to Demand Response (DR) events that utilities call to mitigate certain risks to the grid. These programs ultimately save consumers money while preventing adverse effects on their service. Honeywellâ€™s thermostats are utilized by a variety of optimization/DR firms that access our thermostats through APIs. Set points can be continuously optimized for a number of factors including real time weather and a homeâ€™s thermodynamic properties, resulting in additional energy savings. Similarly, our thermostats can be controlled by multiple Demand Response Management Systems (DRMS) systems shedding load at peak periods. Features include pre-cooling and various shed strategies (cycling, temperature off-set, etc.). Our UI and apps allow for consumers to be alerted of events and offer the ability to opt out should the need occur. Feedback on an eventâ€™s opt-outs, overrides and load shed performance are available through API to the Load Managing Entity. |  | 2013-02-28 | 2018-04-24 | United States, Canada | ES_1020554_TH8321R***_03282018162431_6027643
2333888 | Resideo Technologies, Inc | Honeywell Home | Honeywell Home | Honeywell Home |  | Resideo Technologies Inc. | Honeywell Home | T9 Smart Thermostat | RCHT9*10WF**** | RCHT9610WFSW2003, RCHT9610WFSW2019, RCHT9510WFW2001, RCHT9510WFW2017 | FAM_1142622_01042019143341_2373577 | 0.35 | 1.65 | 45 | Time of Day Usage,External Temperature Detection,Additional Home Temperature Sensor,Other,Additional Occupancy Sensor |  | Wi-Fi,Other |  | Honeywell Home connected thermostat family is enabled to respond to Demand Response (DR) events that utilities call to mitigate certain risks to the grid. These programs ultimately save consumers money while preventing adverse effects on their service. Honeywell Home thermostats are utilized by a variety of optimization/DR firms that access our thermostats through APIs. Set points can be continuously optimized for a number of factors including real time weather and a homes thermodynamic properties, resulting in additional energy savings. Similarly, our thermostats can be controlled by multiple Demand Response Management Systems (DRMS) systems shedding load at peak periods. Features include pre-cooling and various shed strategies (cycling, temperature off-set, etc.). Our UI and apps allow for consumers to be alerted of events and offer the ability to opt out should the need occur. Feedback on an events opt-outs, overrides and load shed performance are available through API to the Load Managing Entity. |  | 2019-01-17 | 2019-02-13 | United States, Canada | ES_1142622_Lyric_01042019143341_6844446
2333898 | Resideo Technologies, Inc | Honeywell Home | Honeywell Home | Honeywell Home |  | Resideo Technologies Inc. | Honeywell Home | T10 Pro Smart Thermostat | THX***WF****** | THX321WF2001W, THX321WFS2001W | FAM_1142622_01042019143341_2373577 | 0.35 | 1.65 | 45 | Time of Day Usage,External Temperature Detection,Additional Home Temperature Sensor,Other,Additional Occupancy Sensor | Humidify, Dehumidify, Ventilation Control | Wi-Fi,Other | Redlink | Honeywell HomeÃ¢â‚¬â„¢s connected thermostat family is enabled to respond to Demand Response (DR) events that utilities call to mitigate certain risks to the grid. These programs ultimately save consumers money while preventing adverse effects on their service. Honeywell HomeÃ¢â‚¬â„¢s thermostats are utilized by a variety of optimization/DR firms that access our thermostats through APIs. Set points can be continuously optimized for a number of factors including real time weather and a homeÃ¢â‚¬â„¢s thermodynamic properties, resulting in additional energy savings. Similarly, our thermostats can be controlled by multiple Demand Response Management Systems (DRMS) systems shedding load at peak periods. Features include pre-cooling and various shed strategies (cycling, temperature off-set, etc.). Our UI and apps allow for consumers to be alerted of events and offer the ability to opt out should the need occur. Feedback on an eventÃ¢â‚¬â„¢s opt-outs, overrides and load shed performance are available through API to the Load Managing Entity. |  | 2019-01-17 | 2019-02-13 | United States, Canada | ES_1142622_Lyric_02072019151824_2889673
2325102 | Alarm.com Incorporated | Alarm.com | Alarm.com Smart Thermostat | B36-T10** |  | Alarm.com | Alarm.com | Alarm.com Smart Thermostat | B36-T10 | ADC-T2000 |  | 0.35 | 1.11 | 12 | Time of Day Usage,Geofencing (User Device Based),Occupancy Sensor on Device,External Temperature Detection,Additional Home Temperature Sensor,Other,Humidity Sensing,Additional Occupancy Sensor |  | Z-Wave |  | Demand Response services are available via Energy Hub |  | 2015-04-15 | 2018-08-30 | United States, Canada | ES_1142343_B36-T10**_08272018133623_5515405
2333422 | Alarm.com Incorporated | Alarm.com | Alarm.com Smart Thermostat | ADC-T3000 |  | Alarm.com | Alarm.com | Alarm.com Smart Thermostat | ADC-T3000 |  |  | 0.64 | 0.03 | 7 | Time of Day Usage,Geofencing (User Device Based),Occupancy Sensor on Device,External Temperature Detection,Additional Home Temperature Sensor,Other,Humidity Sensing,Additional Occupancy Sensor |  | Z-Wave |  | Demand Response Services are available via Energy Hub |  | 2019-04-15 | 2019-02-12 | United States, Canada | ES_1142343_ADC-T3000_02112019150225_5655328
2321952 | Braeburn Systems LLC | Braeburn | 7320 | 7320 |  | Braeburn System LLC | Braeburn | 7320 | 7320 |  |  | 0.5 | 1.11 | 10 | Time of Day Usage,Geofencing (User Device Based) |  | Wi-Fi |  | Capable |  | 2015-04-01 | 2018-06-28 | United States, Canada | ES_30371_7320_06262018135217_9968072
2321953 | Braeburn Systems LLC | Braeburn | 7205 | 7205 |  | Braeburn System LLC | Braeburn | 7205 | 7205 |  |  | 1.1 | 0.09 | 10 | Time of Day Usage,Geofencing (User Device Based) |  | Wi-Fi |  | Capable |  | 2018-07-01 | 2018-06-28 | United States, Canada | ES_30371_7205_06262018135907_9763452
2321954 | Braeburn Systems LLC | Braeburn | 7300 | 7300 |  | Braeburn System LLC | Braeburn | 7300 | 7300 |  |  | 0.57 | 0.91 | 10 | Time of Day Usage,Geofencing (User Device Based) |  | Wi-Fi |  | Capable |  | 2016-10-01 | 2018-06-28 | United States, Canada | ES_30371_7300_06262018140415_7219049
2323268 | Braeburn Systems LLC | Braeburn | 7305 | 7305 |  | Braeburn System LLC | Braeburn | 7305 | 7305 |  |  | 0.47 | 1.07 | 10 | Time of Day Usage,Geofencing (User Device Based) |  | Wi-Fi |  | Capable |  | 2016-10-01 | 2018-07-25 | United States, Canada | ES_30371_7305_07232018152305_595819
2326497 | Braeburn Systems LLC | PROSTAT | PRS7325WF | PRS7325WF |  | Goodman Manufacturing | PROSTAT | PRS7325WF | PRS7325WF |  |  | 1.1 | 0.09 | 10 | Time of Day Usage,Geofencing (User Device Based) |  | Wi-Fi |  | Capable |  | 2018-10-01 | 2018-09-27 | United States, Canada | ES_30371_PRS7325WF_09262018122708_3045923
2295128 | Carrier Corporation | Bryant | Bryant Housewise | T6-WEM01-A |  | ecobee | Bryant Housewise | BRYANT | T6-WEM01-A |  | FAM_1075965_05082018172957_0597664 | 0.45 | 0.81 | 60 | Time of Day Usage,Additional Home Temperature Sensor,Additional Occupancy Sensor,Humidity Sensing,Occupancy Sensor on Device |  | Wi-Fi,Other | Chip Insert feature to allow for other Communication Methods | ENERGY STAR Program Requirements, Product Specification for CT Thermostat Products, V 1.0. Eligibility Criteria Demand Response Capabilities Summary description of the CT productâ€™s and/or associated CT service providerâ€™s DR capabilities/services shall be submitted. In this summary, EPA recommends noting the following, as applicable: ecobee Summary. Since 2008, ecobee has offered flexible demand response services solutions to various utilities across North America. Our thermostats are currently involved in more than 20 demand response programs across North America. ecobee thermostats are designed to respond to demand response signals, and our company provides head-end related demand response event execution services. These services allow utility customers to configure and tailor their event strategies as required, while also allowing them to alter their strategies for different groups of customers. In addition, we are integrated and work with various Demand Response Management Systems (DRMS) service provider platforms and/or software. Through these DRMS integrations, utility and other utility services companies can provide the seamless customer communication required for demand response and demand management. Our integration with various DRMS platforms, along with the data we collect, also facilitates locational demand response. All ecobee thermostats are Wi-Fi enabled for communication with ecobee web servers. Utility sector, implementer and DRMS company customers have three Wi-Fi-specific options available to them to issue demand response events to ecobee thermostats. |  | 2014-09-01 | 2017-04-28 | United States, Canada | ES_1075965_T6-WEM01-A_04282017135732_7852734
2295129 | Carrier Corporation | Carrier | Carrier Cor | TP-WEM01-A |  | ecobee | Carrier Cor | CARRIER | TP-WEM01-A |  | FAM_1075965_05082018172957_0597664 | 0.45 | 0.81 | 60 | Time of Day Usage,Additional Home Temperature Sensor,Additional Occupancy Sensor,Humidity Sensing,Occupancy Sensor on Device |  | Wi-Fi,Other | Chip Insert feature to allow for other Communication Methods | ENERGY STAR Program Requirements, Product Specification for CT Thermostat Products, V 1.0. Eligibility Criteria Demand Response Capabilities Summary description of the CT productâ€™s and/or associated CT service providerâ€™s DR capabilities/services shall be submitted. In this summary, EPA recommends noting the following, as applicable: ecobee Summary. Since 2008, ecobee has offered flexible demand response services solutions to various utilities across North America. Our thermostats are currently involved in more than 20 demand response programs across North America. ecobee thermostats are designed to respond to demand response signals, and our company provides head-end related demand response event execution services. These services allow utility customers to configure and tailor their event strategies as required, while also allowing them to alter their strategies for different groups of customers. In addition, we are integrated and work with various Demand Response Management Systems (DRMS) service provider platforms and/or software. Through these DRMS integrations, utility and other utility services companies can provide the seamless customer communication required for demand response and demand management. Our integration with various DRMS platforms, along with the data we collect, also facilitates locational demand response. All ecobee thermostats are Wi-Fi enabled for communication with ecobee web servers. Utility sector, implementer and DRMS company customers have three Wi-Fi-specific options available to them to issue demand response events to ecobee thermostats. |  | 2014-09-01 | 2017-04-28 | United States, Canada | ES_1075965_TP-WEM01-A_04282017135751_7871297
2332941 | Carrier Corporation | Cor | Cor 5C | TSTWHA01 |  | Carrier Corporation | CÃ´r | CÃ´r 5C | TSTWHA01 |  |  | 0.58 | 0.74 | 0 | Geofencing (User Device Based),Other | Touch n Go (through App) Advanced Intelligent Smart Setback | Wi-Fi |  | The thermostat has an interface specification, application programming interface (API) that is available to enables DR functionality for load dispatch from a 3rd party program administrator. In addition, the thermostat complies with the 2016 California Energy Commission Title 24, Part 6 Joint Appendix 5. |  | 42947 | 43497 | United States, Canada | ES_1020846_TSTWHA01_02032019223758_3478586
2357614 | Venstar Inc. | Venstar | ColorTouch | T8### | ,,Differences: Commerical vs Residental and Humdity control vs no humidity Control; Color Touch,T8850,; Color Touch,T8900, | Venstar | Venstar | ColorTouch | T8### | T8900, T8850 | FAM_1048765_02042019200020_0420452 | 1.95 | 0.14 | 0 | Time of Day Usage,Humidity Sensing |  | Wi-Fi |  | Venstar through our Skyport Cloud Services provides OpenADR compliance for all of the Venstar communicating thermostats with WiFi. These OpenADR compliant products provide solutions for both the Residential and Commercial markets. Skyport Cloud Services OpenADR VEN is a certified DR solution that allows utilities or verified energy partners to push DR signals that include load shedding, price notifications, and price actions to Skyport Cloud connected Venstar thermostats. Skyport Cloud Services allow the utilities or verified energy partners to group thermostats into logical groups and regions to send directed DR events. Skyport Cloud users have the ability to adjust the Maximum Cooling Setpoint, Minimum Heating Setpoints, Offset Settings and Price Trigger settings for DR events. Once a DR event is completed, Skyport Cloud Services, with detailed reporting capability, generates a report signal back to the load management entity for the success rate of the DR event. Venstar communicating thermostats are Title 24 compliant. |  | 41964 | 43404 | United States, Canada | ES_1048765_T8###_04022020132649_4009598
2358670 | Zen Ecosystems | Zen Thermostat | Zen Thermostat Wifi | ZEN-02 |  | Zen Ecosystems | Zen Thermostat | Zen Thermostat Wifi | ZEN-02 |  |  | 1.4 | 0.14 | 0.2 | External Temperature Detection,Time of Day Usage,Other,Additional Occupancy Sensor,Humidity Sensing | Sunrise/Sunset Scheduling Remote Scheduling Remote Lockout Zen Loop Demand Management Algorithm | Wi-Fi |  | Zen Thermostat connected to our energy management platform, Zen HQ, provides OpenADR compliance for all of the communicating thermostats with Zigbee and WIFI. These OpenADR compliant products provide solutions for both residential and commercial buildings. The Zen Ecosystems OpenADR VEN is a certified DR solution that allows utilities or verified energy partners to participate in demand response programs that include critical peak pricing, load shedding, or price notifications. Zen HQ allows utilities or verified energy partners to group thermostats into logical groups and regions to send directed DR events. Zen HQ users have the ability to monitor their connected Zen Thermostats or lighting controls, create schedules with heating and cooling setpoints, and lockout devices with a pin code to prevent unauthorized changes. Once a DR event is completed, Zen HQ -- with detailed reporting capability, generates a report of the event and device data for historical viewing. The Zen Thermostat is compatible with the 2016 California Energy Commission Title 24, Part 6 Joint Appendix 5. The Zen Thermostat is Title 24, 2016, Part 6 JA5 compliant as registered with the state of California. |  | 42917 | 43948 | United States, Canada | ES_1142238_ZEN-02_04272020220243_4963089
2358671 | Zen Ecosystems | Zen Thermostat | Zen Thermostat Zigbee | ZEN-01 |  | Zen Ecosystems | Zen Thermostat | Zen Thermostat Zigbee | ZEN-01 |  |  | 1.14 | 0.12 | 0.2 | External Temperature Detection,Time of Day Usage,Other,Additional Occupancy Sensor | Zen Loop Demand Management Algorithm, Sunrise/Sunset Scheduling, Remote Scheduling, Remote Lockout | Zigbee |  | Zen Thermostat connected to our energy management platform, Zen HQ, provides OpenADR compliance for all of the communicating thermostats with Zigbee and WIFI. These OpenADR compliant products provide solutions for both residential and commercial buildings. The Zen Ecosystems OpenADR VEN is a certified DR solution that allows utilities or verified energy partners to participate in demand response programs that include critical peak pricing, load shedding, or price notifications. Zen HQ allows utilities or verified energy partners to group thermostats into logical groups and regions to send directed DR events. Zen HQ users have the ability to monitor their connected Zen Thermostats or lighting controls, create schedules with heating and cooling setpoints, and lockout devices with a pin code to prevent unauthorized changes. Once a DR event is completed, Zen HQ -- with detailed reporting capability, generates a report of the event and device data for historical viewing. The Zen Thermostat is compatible with the 2016 California Energy Commission Title 24, Part 6 Joint Appendix 5. The Zen Thermostat is Title 24, 2016, Part 6 JA5 compliant as registered with the state of California. |  | 42370 | 43948 | United States, Canada | ES_1142238_ZEN-01_04272020215539_4539426
2338680 | Resideo Technologies, Inc | Honeywell Home | Honeywell Home, RTH6580WF | WiFi Smart Thermostat |  | Resideo Technologies Inc. | Honeywell Home | WF Thermostat | RTH6580 |  |  | 1.09 | 0.04 | 55 | Time of Day Usage |  | Wi-Fi |  | Honeywell Home connected thermostat family is enabled to respond to Demand Response (DR) events that utilities call to mitigate certain risks to the grid. These programs ultimately save consumers money while preventing adverse effects on their service. Honeywell Home thermostats are utilized by a variety of optimization/DR firms that access our thermostats through APIs. Set points can be continuously optimized for a number of factors including real time weather and a homes thermodynamic properties, resulting in additional energy savings. Similarly, our thermostats can be controlled by multiple Demand Response Management Systems (DRMS) systems shedding load at peak periods. Features include pre-cooling and various shed strategies (cycling, temperature off-set, etc.). Our UI and apps allow for consumers to be alerted of events and offer the ability to opt out should the need occur. Feedback on an events opt-outs, overrides and load shed performance are available through API to the Load Managing Entity. |  | 41170 | 43607 | United States, Canada | ES_1142622_WiFi Smart Thermostat_05222019095742_1562005
2338704 | Resideo Technologies, Inc | Honeywell Home | Honeywell Home | Honeywell Home |  | Resideo Technologies Inc | Honeywell Home | D6 Pro Wi-Fi Ductless Controller | DC60000WF1001 |  |  | 1.69 | 0.79 | 28 | Time of Day Usage,Geofencing (User Device Based),Humidity Sensing |  | Wi-Fi |  | Honeywell Home connected thermostat family is enabled to respond to Demand Response (DR) events that utilities call to mitigate certain risks to the grid. These programs ultimately save consumers money while preventing adverse effects on their service. Honeywell Home thermostats are utilized by a variety of optimization/DR firms that access our thermostats through APIs. Set points can be continuously optimized for a number of factors including real time weather and a homes thermodynamic properties, resulting in additional energy savings. Similarly, our thermostats can be controlled by multiple Demand Response Management Systems (DRMS) systems shedding load at peak periods. Features include pre-cooling and various shed strategies (cycling, temperature off-set, etc.). Our UI and apps allow for consumers to be alerted of events and offer the ability to opt out should the need occur. Feedback on an events opt-outs, overrides and load shed performance are available through API to the Load Managing Entity. |  | 43252 | 43608 | United States, Canada | ES_1142622_Lyric_05232019085029_9453851
2342332 | Resideo Technologies, Inc | Honeywell Home | TCC | TCC |  | Resideo Technologies Inc. | Honeywell Home | Wi-Fi Smart Color Thermostat | RTH9585WF**** |  | FAM_1142622_08072019105959_3486400 | 0.36 | 0.93 | 42 | Time of Day Usage,External Temperature Detection,Humidity Sensing |  | Wi-Fi |  | Honeywell Home connected thermostat family is enabled to respond to Demand Response (DR) events that utilities call to mitigate certain risks to the grid. These programs ultimately save consumers money while preventing adverse effects on their service. Honeywell Home thermostats are utilized by a variety of optimization/DR firms that access our thermostats through APIs. Set points can be continuously optimized for a number of factors including real time weather and a homes thermodynamic properties, resulting in additional energy savings. Similarly, our thermostats can be controlled by multiple Demand Response Management Systems (DRMS) systems shedding load at peak periods. Features include pre-cooling and various shed strategies (cycling, temperature off-set, etc.). Our UI and apps allow for consumers to be alerted of events and offer the ability to opt out should the need occur. Feedback on an events opt-outs, overrides and load shed performance are available through API to the Load Managing Entity. |  | 42237 | 43678 | United States, Canada | ES_1142622_TCC_08012019113822_1332055
2342333 | Resideo Technologies, Inc | Honeywell Home | TCC | TCC |  | Resideo Technologies Inc. | Honeywell Home | RedLINK Vision PRO 8000 | TH8110R**** |  | FAM_1142622_08072019105959_3486400 | 0.12 | 0.14 | 48 | Time of Day Usage,External Temperature Detection,Additional Home Temperature Sensor,Additional Occupancy Sensor |  | Other | RedLINK | Honeywell Home connected thermostat family is enabled to respond to Demand Response (DR) events that utilities call to mitigate certain risks to the grid. These programs ultimately save consumers money while preventing adverse effects on their service. Honeywell Home thermostats are utilized by a variety of optimization/DR firms that access our thermostats through APIs. Set points can be continuously optimized for a number of factors including real time weather and a homes thermodynamic properties, resulting in additional energy savings. Similarly, our thermostats can be controlled by multiple Demand Response Management Systems (DRMS) systems shedding load at peak periods. Features include pre-cooling and various shed strategies (cycling, temperature off-set, etc.). Our UI and apps allow for consumers to be alerted of events and offer the ability to opt out should the need occur. Feedback on an events opt-outs, overrides and load shed performance are available through API to the Load Managing Entity. |  | 41333 | 43678 | United States, Canada | ES_1142622_TCC_08012019115942_5485193
2344250 | Resideo Technologies, Inc | Honeywell Home | TCC | TCC |  | Resideo Technologies Inc. | Honeywell Home | RedLINK Vision PRO 8000 | TH8320R**** |  | FAM_1142622_08072019105959_3486400 | 0.1 | 0.14 | 46 | Time of Day Usage,External Temperature Detection,Additional Home Temperature Sensor,Additional Occupancy Sensor |  | Other | RedLINK | Honeywell Home connected thermostat family is enabled to respond to Demand Response (DR) events that utilities call to mitigate certain risks to the grid. These programs ultimately save consumers money while preventing adverse effects on their service. Honeywell Home thermostats are utilized by a variety of optimization/DR firms that access our thermostats through APIs. Set points can be continuously optimized for a number of factors including real time weather and a homes thermodynamic properties, resulting in additional energy savings. Similarly, our thermostats can be controlled by multiple Demand Response Management Systems (DRMS) systems shedding load at peak periods. Features include pre-cooling and various shed strategies (cycling, temperature off-set, etc.). Our UI and apps allow for consumers to be alerted of events and offer the ability to opt out should the need occur. Feedback on an events opt-outs, overrides and load shed performance are available through API to the Load Managing Entity. |  | 41333 | 43685 | United States, Canada | ES_1142622_TCC_08012019144104_4885675
2344251 | Resideo Technologies, Inc | Honeywell Home | TCC | TCC |  | Resideo Technologies Inc. | Honeywell Home | RedLINK Vision PRO 8000 | TH8321R*** |  | FAM_1142622_08072019105959_3486400 | 0.25 | 0.13 | 48 | Time of Day Usage,External Temperature Detection,Additional Home Temperature Sensor,Other,Additional Occupancy Sensor | Humidity, dehumidify, or ventilation control | Other | RedLINK | Honeywell Home connected thermostat family is enabled to respond to Demand Response (DR) events that utilities call to mitigate certain risks to the grid. These programs ultimately save consumers money while preventing adverse effects on their service. Honeywell Home thermostats are utilized by a variety of optimization/DR firms that access our thermostats through APIs. Set points can be continuously optimized for a number of factors including real time weather and a homes thermodynamic properties, resulting in additional energy savings. Similarly, our thermostats can be controlled by multiple Demand Response Management Systems (DRMS) systems shedding load at peak periods. Features include pre-cooling and various shed strategies (cycling, temperature off-set, etc.). Our UI and apps allow for consumers to be alerted of events and offer the ability to opt out should the need occur. Feedback on an events opt-outs, overrides and load shed performance are available through API to the Load Managing Entity. |  | 41333 | 43685 | United States, Canada | ES_1142622_TCC_08012019151229_6850854
2344252 | Resideo Technologies, Inc | Honeywell Home | TCC | TCC |  | Resideo Technologies Inc. | Honeywell Home | Wi-Fi Vision PRO 8000 | TH8321WF**** |  | FAM_1142622_08072019105959_3486400 | 0.2 | 0.17 | 44 | Time of Day Usage,External Temperature Detection,Additional Home Temperature Sensor,Other | Humidity, dehumidify, or ventilation control | Wi-Fi |  | Honeywell Home connected thermostat family is enabled to respond to Demand Response (DR) events that utilities call to mitigate certain risks to the grid. These programs ultimately save consumers money while preventing adverse effects on their service. Honeywell Home thermostats are utilized by a variety of optimization/DR firms that access our thermostats through APIs. Set points can be continuously optimized for a number of factors including real time weather and a homes thermodynamic properties, resulting in additional energy savings. Similarly, our thermostats can be controlled by multiple Demand Response Management Systems (DRMS) systems shedding load at peak periods. Features include pre-cooling and various shed strategies (cycling, temperature off-set, etc.). Our UI and apps allow for consumers to be alerted of events and offer the ability to opt out should the need occur. Feedback on an events opt-outs, overrides and load shed performance are available through API to the Load Managing Entity. |  | 42026 | 43685 | United States, Canada | ES_1142622_TCC_08012019152232_7848474
2344253 | Resideo Technologies, Inc | Honeywell Home | TCC | TCC |  | Resideo Technologies Inc. | Honeywell Home | Wi-Fi Thermostat 9000 | TH9320WF**** |  | FAM_1142622_08072019105959_3486400 | 0.37 | 0.9 | 43 | Time of Day Usage,External Temperature Detection,Additional Home Temperature Sensor,Humidity Sensing |  | Wi-Fi |  | Honeywell Home connected thermostat family is enabled to respond to Demand Response (DR) events that utilities call to mitigate certain risks to the grid. These programs ultimately save consumers money while preventing adverse effects on their service. Honeywell Home thermostats are utilized by a variety of optimization/DR firms that access our thermostats through APIs. Set points can be continuously optimized for a number of factors including real time weather and a homes thermodynamic properties, resulting in additional energy savings. Similarly, our thermostats can be controlled by multiple Demand Response Management Systems (DRMS) systems shedding load at peak periods. Features include pre-cooling and various shed strategies (cycling, temperature off-set, etc.). Our UI and apps allow for consumers to be alerted of events and offer the ability to opt out should the need occur. Feedback on an events opt-outs, overrides and load shed performance are available through API to the Load Managing Entity. |  | 42598 | 43685 | United States, Canada | ES_1142622_TCC_08012019153158_3995172
2344254 | Resideo Technologies, Inc | Honeywell Home | TCC | TCC |  | Resideo Technologies Inc. | Honeywell Home | RedLINK Prestige | THX9421R**** |  | FAM_1142622_08072019105959_3486400 | 0.12 | 1.38 | 44 | Time of Day Usage,External Temperature Detection,Additional Home Temperature Sensor,Other,Additional Occupancy Sensor | Humidity, dehumidify, or ventilation control | Other | RedLINK | Honeywell Home connected thermostat family is enabled to respond to Demand Response (DR) events that utilities call to mitigate certain risks to the grid. These programs ultimately save consumers money while preventing adverse effects on their service. Honeywell Home thermostats are utilized by a variety of optimization/DR firms that access our thermostats through APIs. Set points can be continuously optimized for a number of factors including real time weather and a homes thermodynamic properties, resulting in additional energy savings. Similarly, our thermostats can be controlled by multiple Demand Response Management Systems (DRMS) systems shedding load at peak periods. Features include pre-cooling and various shed strategies (cycling, temperature off-set, etc.). Our UI and apps allow for consumers to be alerted of events and offer the ability to opt out should the need occur. Feedback on an events opt-outs, overrides and load shed performance are available through API to the Load Managing Entity. |  | 41305 | 43685 | United States, Canada | ES_1142622_TCC_08012019154053_4062158
2344267 | Resideo Technologies, Inc | Honeywell Home | Honeywell Home | Honeywell Home |  | Resideo Technologies Inc. | Honeywell Home | T6 Pro Wi-Fi Progammable Thermostat | TH6320WF2*** |  | FAM_1142622_08072019112755_8898845 | 0.86 | 0.34 | 41 | Time of Day Usage,External Temperature Detection,Additional Home Temperature Sensor,Geofencing (User Device Based) |  | Wi-Fi |  | Honeywell Home connected thermostat family is enabled to respond to Demand Response (DR) events that utilities call to mitigate certain risks to the grid. These programs ultimately save consumers money while preventing adverse effects on their service. Honeywell Home thermostats are utilized by a variety of optimization/DR firms that access our thermostats through APIs. Set points can be continuously optimized for a number of factors including real time weather and a homes thermodynamic properties, resulting in additional energy savings. Similarly, our thermostats can be controlled by multiple Demand Response Management Systems (DRMS) systems shedding load at peak periods. Features include pre-cooling and various shed strategies (cycling, temperature off-set, etc.). Our UI and apps allow for consumers to be alerted of events and offer the ability to opt out should the need occur. Feedback on an events opt-outs, overrides and load shed performance are available through API to the Load Managing Entity. |  | 42635 | 43686 | United States, Canada | ES_1142622_Honeywell Home_08072019112755_4461023
2344268 | Resideo Technologies, Inc | Honeywell Home | Honeywell Home | Honeywell Home |  | Resideo Technologies Inc. | Honeywell Home | T5 Wi-Fi Thermostat | RCHT8610WF**** | RCHT8612WF**** | FAM_1142622_08072019112755_8898845 | 0.87 | 0.36 | 49 | Time of Day Usage,External Temperature Detection,Geofencing (User Device Based) |  | Wi-Fi |  | Honeywell Home connected thermostat family is enabled to respond to Demand Response (DR) events that utilities call to mitigate certain risks to the grid. These programs ultimately save consumers money while preventing adverse effects on their service. Honeywell Home thermostats are utilized by a variety of optimization/DR firms that access our thermostats through APIs. Set points can be continuously optimized for a number of factors including real time weather and a homes thermodynamic properties, resulting in additional energy savings. Similarly, our thermostats can be controlled by multiple Demand Response Management Systems (DRMS) systems shedding load at peak periods. Features include pre-cooling and various shed strategies (cycling, temperature off-set, etc.). Our UI and apps allow for consumers to be alerted of events and offer the ability to opt out should the need occur. Feedback on an events opt-outs, overrides and load shed performance are available through API to the Load Managing Entity. |  | 42635 | 43686 | United States, Canada | ES_1142622_Honeywell Home_08012019091208_8114282
2344269 | Resideo Technologies, Inc | Honeywell Home | Honeywell Home T6 Pro Wi-Fi Programmable Thermostat | TH6220WF**** |  | Resideo Technologies Inc. | Honeywell Home | T6 Pro Wi-Fi Progammable Thermostat | T6 Pro Wi-Fi Progammable Thermostat |  | FAM_1142622_08072019112755_8898845 | 0.81 | 0.34 | 40 | Time of Day Usage,External Temperature Detection,Additional Home Temperature Sensor,Geofencing (User Device Based) |  | Wi-Fi |  | Honeywell Home connected thermostat family is enabled to respond to Demand Response (DR) events that utilities call to mitigate certain risks to the grid. These programs ultimately save consumers money while preventing adverse effects on their service. Honeywell Home thermostats are utilized by a variety of optimization/DR firms that access our thermostats through APIs. Set points can be continuously optimized for a number of factors including real time weather and a homes thermodynamic properties, resulting in additional energy savings. Similarly, our thermostats can be controlled by multiple Demand Response Management Systems (DRMS) systems shedding load at peak periods. Features include pre-cooling and various shed strategies (cycling, temperature off-set, etc.). Our UI and apps allow for consumers to be alerted of events and offer the ability to opt out should the need occur. Feedback on an events opt-outs, overrides and load shed performance are available through API to the Load Managing Entity. |  | 42635 | 43686 | United States, Canada | ES_1142622_Honeywell Home T6 Pro Wi-Fi Programmable Thermostat, TH6220WF****_08012019084358_894128
2344270 | Resideo Technologies, Inc | Honeywell Home | Honeywell Home | Honeywell Home |  | Resideo Technologies Inc. | Honeywell Home | Round Smart 2nd Generation | TH8732WFH**** | RCH9310WF**** | FAM_1142622_08072019112755_8898845 | 0.37 | 0.18 | 41 | Time of Day Usage,External Temperature Detection,Geofencing (User Device Based),Other | Humidity, dehumidity, or ventilation control | Wi-Fi |  | Honeywell Home connected thermostat family is enabled to respond to Demand Response (DR) events that utilities call to mitigate certain risks to the grid. These programs ultimately save consumers money while preventing adverse effects on their service. Honeywell Home thermostats are utilized by a variety of optimization/DR firms that access our thermostats through APIs. Set points can be continuously optimized for a number of factors including real time weather and a homes thermodynamic properties, resulting in additional energy savings. Similarly, our thermostats can be controlled by multiple Demand Response Management Systems (DRMS) systems shedding load at peak periods. Features include pre-cooling and various shed strategies (cycling, temperature off-set, etc.). Our UI and apps allow for consumers to be alerted of events and offer the ability to opt out should the need occur. Feedback on an events opt-outs, overrides and load shed performance are available through API to the Load Managing Entity. |  | 41761 | 43686 | United States, Canada | ES_1142622_Honeywell Home_08012019095335_7328912
2344428 | Resideo Technologies, Inc | Honeywell Home | TCC | TCC |  | Resideo Technologies Inc. | Honeywell Home | Wi-Fi Smart Color Thermostat | RTH9580WF**** | RET97****** | FAM_1142622_08072019105959_3486400 | 0.39 | 0.93 | 46 | Time of Day Usage,External Temperature Detection,Humidity Sensing |  | Wi-Fi |  | Honeywell Home connected thermostat family is enabled to respond to Demand Response (DR) events that utilities call to mitigate certain risks to the grid. These programs ultimately save consumers money while preventing adverse effects on their service. Honeywell Home thermostats are utilized by a variety of optimization/DR firms that access our thermostats through APIs. Set points can be continuously optimized for a number of factors including real time weather and a homes thermodynamic properties, resulting in additional energy savings. Similarly, our thermostats can be controlled by multiple Demand Response Management Systems (DRMS) systems shedding load at peak periods. Features include pre-cooling and various shed strategies (cycling, temperature off-set, etc.). Our UI and apps allow for consumers to be alerted of events and offer the ability to opt out should the need occur. Feedback on an events opt-outs, overrides and load shed performance are available through API to the Load Managing Entity. |  | 42237 | 43690 | United States, Canada | ES_1142622_TCC_08092019095751_4970056
2336674 | Trane and American Standard Heating and Air Conditioning | Trane | XL824 | XL824 | ,XL824,(TCONT824AS52DB) | Trane | Trane | XL824 | TCONT824AS52DB |  | FAM_1075581_04052019093434_9125512 | 0.73 | 1.9 | 30 | Geofencing (User Device Based),External Temperature Detection,Additional Home Temperature Sensor,Other,Humidity Sensing |  | Wi-Fi,Z-Wave |  | Ingersoll Rand is committed to supporting Demand Response (DR) programs with utilities across the United States. As such, the XL824 CT is Title 24 compliant, open ADR compatible, and has both cloud and local APIs to support DR. It also supports utility DR control through a portal designed specifically for utility use. For improved comfort, we support DR events that follow a consumer configurable setpoint, and allow override by subsequent setpoint changes made by the consumer. We also provide a specific operating mode for variable capacity systems DR that triggers a minimum capacity mode rather than a full off. |  | 43560 | 43567 | United States, Canada | ES_1075581_TCONT824AS52DBA_04052019093434_6174890
2337840 | Trane and American Standard Heating and Air Conditioning | American Standard | Gold 824 | Gold 824 | ,Gold 824, | American Standard | American Standard | Gold 824 | ACONT824AS52DB |  | FAM_1075581_04052019093434_9125512 | 0.73 | 1.9 | 30 | Geofencing (User Device Based),External Temperature Detection,Additional Home Temperature Sensor,Other,Humidity Sensing |  | Wi-Fi,Z-Wave |  | Ingersoll Rand is committed to supporting Demand Response (DR) programs with utilities across the United States. As such, the XL824 CT is Title 24 compliant, open ADR compatible, and has both cloud and local APIs to support DR. It also supports utility DR control through a portal designed specifically for utility use. For improved comfort, we support DR events that follow a consumer configurable setpoint, and allow override by subsequent setpoint changes made by the consumer. We also provide a specific operating mode for variable capacity systems DR that triggers a minimum capacity mode rather than a full off. |  | 43560 | 43592 | United States, Canada | ES_1075581_Gold 824_04222019131709_2075311
2328690 | Venstar Inc. | Venstar | Explorer | T2### | ,,Family Model Differences: Commerical vs Residental; Humdity control vs no humidity Control; differences in number of buttons, number of control outputs, and minor differences in features.; Explorer,T2000,; Explorer,T2050, | Venstar | Venstar | Explorer | T2### | T2000, T2050 | FAM_1048765_02042019195535_0136140 | 1.38 | 0.62 | 0 | Time of Day Usage |  | Wi-Fi |  | Venstar through our Skyport Cloud Services provides OpenADR compliance for all of the Venstar communicating thermostats with WiFi. These OpenADR compliant products provide solutions for both the Residential and Commercial markets. Skyport Cloud Services OpenADR VEN is a certified DR solution that allows utilities or verified energy partners to push DR signals that include load shedding, price notifications, and price actions to Skyport Cloud connected Venstar thermostats. Skyport Cloud Services allow the utilities or verified energy partners to group thermostats into logical groups and regions to send directed DR events. Skyport Cloud users have the ability to adjust the Maximum Cooling Setpoint, Minimum Heating Setpoints, Offset Settings and Price Trigger settings for DR events. Once a DR event is completed, Skyport Cloud Services, with detailed reporting capability, generates a report signal back to the load management entity for the success rate of the DR event. Venstar communicating thermostats are Title 24 compliant. |  | 42133 | 43404 | United States, Canada | ES_1048765_T2000_10312018151136_8696123
2328691 | Venstar Inc. | Venstar | Color Touch | T7### | ,,Family Model Differences: Commerical vs Residental and Humdity control vs no humidity Control; Color Touch,T7850,; Color Touch,T7900, | Venstar | Venstar | Color Touch | T7### | T7900, T7850 | FAM_1048765_02042019200020_0420452 | 1.95 | 0.14 | 0 | Time of Day Usage,Humidity Sensing |  | Wi-Fi |  | Venstar through our Skyport Cloud Services provides OpenADR compliance for all of the Venstar communicating thermostats with WiFi. These OpenADR compliant products provide solutions for both the Residential and Commercial markets. Skyport Cloud Services OpenADR VEN is a certified DR solution that allows utilities or verified energy partners to push DR signals that include load shedding, price notifications, and price actions to Skyport Cloud connected Venstar thermostats. Skyport Cloud Services allow the utilities or verified energy partners to group thermostats into logical groups and regions to send directed DR events. Skyport Cloud users have the ability to adjust the Maximum Cooling Setpoint, Minimum Heating Setpoints, Offset Settings and Price Trigger settings for DR events. Once a DR event is completed, Skyport Cloud Services, with detailed reporting capability, generates a report signal back to the load management entity for the success rate of the DR event. Venstar communicating thermostats are Title 24 compliant. |  | 41964 | 43404 | United States, Canada | ES_1048765_T7900_10312018151613_8973651
2356694 | Venstar Inc. | Venstar | Explorer | T3### | ,,Family Model Differences: Commerical vs Residental; Humdity control vs no humidity Control; differences in number of buttons, number of control outputs, and minor differences in features.; Explorer,T3700,; Explorer,T3800,; Explorer,T3900, | Venstar | Venstar | Explorer | T3### | T3700, T3800, T3900 | FAM_1048765_02042019195535_0136140 | 1.38 | 0.62 | 0 | Time of Day Usage |  | Wi-Fi |  | Venstar through our Skyport Cloud Services provides OpenADR compliance for all of the Venstar communicating thermostats with WiFi. These OpenADR compliant products provide solutions for both the Residential and Commercial markets. Skyport Cloud Services OpenADR VEN is a certified DR solution that allows utilities or verified energy partners to push DR signals that include load shedding, price notifications, and price actions to Skyport Cloud connected Venstar thermostats. Skyport Cloud Services allow the utilities or verified energy partners to group thermostats into logical groups and regions to send directed DR events. Skyport Cloud users have the ability to adjust the Maximum Cooling Setpoint, Minimum Heating Setpoints, Offset Settings and Price Trigger settings for DR events. Once a DR event is completed, Skyport Cloud Services, with detailed reporting capability, generates a report signal back to the load management entity for the success rate of the DR event. Venstar communicating thermostats are Title 24 compliant. |  | 42133 | 43404 | United States, Canada | ES_1048765_T3###_03192020141748_7468368
2356695 | Venstar Inc. | Venstar | Explorer | T4### | ,,Family Model Differences: Commerical vs Residental; Humdity control vs no humidity Control; differences in number of buttons, number of control outputs, and minor differences in features.; Explorer,T4800,; Explorer,T4900, | Venstar | Venstar | Explorer | T4### | T4800, T4900 | FAM_1048765_02042019195535_0136140 | 1.38 | 0.62 | 0 | Time of Day Usage |  | Wi-Fi |  | Venstar through our Skyport Cloud Services provides OpenADR compliance for all of the Venstar communicating thermostats with WiFi. These OpenADR compliant products provide solutions for both the Residential and Commercial markets. Skyport Cloud Services OpenADR VEN is a certified DR solution that allows utilities or verified energy partners to push DR signals that include load shedding, price notifications, and price actions to Skyport Cloud connected Venstar thermostats. Skyport Cloud Services allow the utilities or verified energy partners to group thermostats into logical groups and regions to send directed DR events. Skyport Cloud users have the ability to adjust the Maximum Cooling Setpoint, Minimum Heating Setpoints, Offset Settings and Price Trigger settings for DR events. Once a DR event is completed, Skyport Cloud Services, with detailed reporting capability, generates a report signal back to the load management entity for the success rate of the DR event. Venstar communicating thermostats are Title 24 compliant. |  | 42133 | 43404 | United States, Canada | ES_1048765_T4###_03192020141819_7499475

## Material Cost (many links) (hidden)
Solution Code | Solution Code Description | Equipment Type/Description | Manufacturer | Cost | Link
|  | #REF! | #REF! | #REF! | #REF!
|  | #REF! | #REF! | #REF! | #REF!
|  | #REF! | #REF! | #REF! | #REF!
|  | #REF! | #REF! | #REF! | #REF!
|  | #REF! | #REF! | #REF! | #REF!
|  | #REF! | #REF! | #REF! | #REF!
|  | #REF! | #REF! | #REF! | #REF!
|  | #REF! | #REF! | #REF! | #REF!
|  | #REF! | #REF! | #REF! | #REF!
|  | #REF! | #REF! | #REF! | #REF!
|  | #REF! | #REF! | #REF! | #REF!
|  | #REF! | #REF! | #REF! | #REF!
|  | #REF! | #REF! | #REF! | #REF!
|  | #REF! | #REF! | #REF! | #REF!
|  | #REF! | #REF! | #REF! | #REF!
|  | #REF! | #REF! | #REF! | #REF!
|  | #REF! | #REF! | #REF! | #REF!
|  | #REF! | #REF! | #REF! | #REF!
|  | #REF! | #REF! | #REF! | #REF!
|  | #REF! | #REF! | #REF! | #REF!
|  | #REF! | #REF! | #REF! | #REF!
|  | Smart Wi-Fi-Enable Thermostat | Nest Learning Thermostat | 249.99 | https://www.bestbuy.com/site/nest-learning-thermostat-3rd-generation-stainless-steel/4346501.p?skuId=4346501
|  | Smart Wi-Fi-Enable Thermostat | Nest Learning Thermostat | 199 | https://www.amazon.com/Nest-T3007ES-Thermostat-Temperature-Generation/dp/B0131RG6VK
|  | #REF! | #REF! | #REF! | #REF!
|  | #REF! | #REF! | #REF! | #REF!