## Savings Summary
Ex Era Savings
Measure Description | BldgType | BldgLoc | System Tech ID | NormUnit | eX Era Name | KWh/Ton Electric Savings | KW/Ton Peak Electric Demand Reduction | Therms/Ton Gas Savings
HVAC Package Unit Evaporative Pre-Cooler System and Controls, Asm, CZ15 | Asm | CZ15 | PkgAC240-760 | Cap-Tons | Asm-CZ15-ex | 312.22 | 0.12523 | -6e-05
HVAC Package Unit Evaporative Pre-Cooler System and Controls, ECC, CZ15 | ECC | CZ15 | PkgAC240-760 | Cap-Tons | ECC-CZ15-ex | 213.24 | 0.13114 | -2e-05
HVAC Package Unit Evaporative Pre-Cooler System and Controls, EUn, CZ15 | EUn | CZ15 | PkgAC240-760 | Cap-Tons | EUn-CZ15-ex | 236.62 | 0.13826 | -0.00015
HVAC Package Unit Evaporative Pre-Cooler System and Controls, Hsp, CZ15 | Hsp | CZ15 | PkgAC240-760 | Cap-Tons | Hsp-CZ15-ex | 301.27 | 0.128 | -3e-05
HVAC Package Unit Evaporative Pre-Cooler System and Controls, Htl, CZ15 | Htl | CZ15 | PkgAC240-760 | Cap-Tons | Htl-CZ15-ex | 271.49 | 0.11473 | -0.00012
HVAC Package Unit Evaporative Pre-Cooler System and Controls, MBT, CZ15 | MBT | CZ15 | PkgAC240-760 | Cap-Tons | MBT-CZ15-ex | 206.17 | 0.09057 | 4e-05
HVAC Package Unit Evaporative Pre-Cooler System and Controls, MLI, CZ15 | MLI | CZ15 | PkgAC240-760 | Cap-Tons | MLI-CZ15-ex | 189.82 | 0.07077 | -5e-05
HVAC Package Unit Evaporative Pre-Cooler System and Controls, Nrs, CZ15 | Nrs | CZ15 | PkgAC240-760 | Cap-Tons | Nrs-CZ15-ex | 280.49 | 0.12231 | -0.00013
HVAC Package Unit Evaporative Pre-Cooler System and Controls, OfL, CZ15 | OfL | CZ15 | PkgAC240-760 | Cap-Tons | OfL-CZ15-ex | 207.91 | 0.06896 | 0
HVAC Package Unit Evaporative Pre-Cooler System and Controls, OfS, CZ15 | OfS | CZ15 | PkgAC240-760 | Cap-Tons | OfS-CZ15-ex | 206.25 | 0.07267 | -1e-05
HVAC Package Unit Evaporative Pre-Cooler System and Controls, RFF, CZ15 | RFF | CZ15 | PkgAC240-760 | Cap-Tons | RFF-CZ15-ex | 386.65 | 0.16708 | -1e-05
HVAC Package Unit Evaporative Pre-Cooler System and Controls, RSD, CZ15 | RSD | CZ15 | PkgAC240-760 | Cap-Tons | RSD-CZ15-ex | 353.57 | 0.12288 | 0
HVAC Package Unit Evaporative Pre-Cooler System and Controls, Rt3, CZ15 | Rt3 | CZ15 | PkgAC240-760 | Cap-Tons | Rt3-CZ15-ex | 335.2 | 0.1391 | 0
HVAC Package Unit Evaporative Pre-Cooler System and Controls, RtL, CZ15 | RtL | CZ15 | PkgAC240-760 | Cap-Tons | RtL-CZ15-ex | 352.01 | 0.13758 | -1e-05
HVAC Package Unit Evaporative Pre-Cooler System and Controls, RtS, CZ15 | RtS | CZ15 | PkgAC240-760 | Cap-Tons | RtS-CZ15-ex | 325.02 | 0.14458 | -1e-05
HVAC Package Unit Evaporative Pre-Cooler System and Controls, SCn, CZ15 | SCn | CZ15 | PkgAC240-760 | Cap-Tons | SCn-CZ15-ex | 195.73 | 0.06499 | -1e-05
HVAC Package Unit Evaporative Pre-Cooler System and Controls, Gro, CZ15 | Gro | CZ15 | PkgAC240-760 | Cap-Tons | Gro-CZ15-ex | 177.22 | 0.07489 | 0.00026
HVAC Package Unit Evaporative Pre-Cooler System and Controls, WRf, CZ15 | WRf | CZ15 | PkgAC240-760 | Cap-Tons | WRf-CZ15-ex | 266.49 | 0.08587 | -0.00179

## Base Case Weighting
[5 empty] | Electrical |  |  | Electrical |  |  | Gas |  | 10 | Thm | Thm
[5 empty] | MWh |  | Total Savings | kW |  | Total Savings | MBTu |  | Total Savings
Batch Name | Combined Name | BT | CZ | Vintage | Base | Meas | Savings (kWh) | Base | Meas | Savings (kW) | Base | Meas | Savings (Thm) | Era | Era Combined Name | Era Weight | Wtd Elec Saving (kWH) | Wtd Elec Saving (kW) | Wtd Gas Savings (Thm) | Vintage Tonnage | Wtd Elec kWh/Ton | Wtd Elec kW/Ton | Wtd Gas Thm/Ton | BT-CZ
Asm-CZ15-v03-PkgAC240to760 | Asm-CZ15-v03 | Asm | CZ15 | v03 | 1489.73 | 1309.31 | 180420 | 400.2869 | 327.7883 | 72.4986 | 402.118 | 402.122 | -0.04 | ex | Asm-CZ15-ex | 39.54% | 71342.6705 | 28.6678 | -0.015817 | 574.3382 | 124.2172 | 0.049914 | -2.754e-05 | Asm-CZ15
Asm-CZ15-v07-PkgAC240to760 | Asm-CZ15-v07 | Asm | CZ15 | v07 | 1482.91 | 1304.12 | 178790 | 398.1961 | 326.2078 | 71.9883 | 385.919 | 385.922 | -0.03 | ex | Asm-CZ15-ex | 21.99% | 39309.4849 | 15.8276 | -0.0065959 | 569.6842 | 69.0022 | 0.027783 | -1.1578e-05 | Asm-CZ15
Asm-CZ15-v11-PkgAC240to760 | Asm-CZ15-v11 | Asm | CZ15 | v11 | 1441.23 | 1272.16 | 169070 | 381.3038 | 313.7865 | 67.5173 | 278.28 | 278.283 | -0.03 | ex | Asm-CZ15-ex | 21.99% | 37172.4068 | 14.8446 | -0.0065959 | 544.2859 | 68.2957 | 0.027274 | -1.2118e-05 | Asm-CZ15
Asm-CZ15-v15-PkgAC240to760 | Asm-CZ15-v15 | Asm | CZ15 | v15 | 1400.67 | 1238.36 | 162310 | 370.5685 | 305.7161 | 64.8523 | 255.282 | 255.284 | -0.02 | ex | Asm-CZ15-ex | 16.48% | 26756.2333 | 10.6907 | -0.0032969 | 527.6963 | 50.7039 | 0.020259 | -6.2478e-06 | Asm-CZ15
ECC-CZ15-v03-PkgAC240to760 | ECC-CZ15-v03 | ECC | CZ15 | v03 | 3481.03 | 3192.09 | 288940 | 1052.8683 | 874.6555 | 178.2129 | 240.995 | 240.998 | -0.03 | ex | ECC-CZ15-ex | 46.52% | 134411.962 | 82.9028 | -0.013956 | 1320.4281 | 101.7942 | 0.062785 | -1.0569e-05 | ECC-CZ15
ECC-CZ15-v07-PkgAC240to760 | ECC-CZ15-v07 | ECC | CZ15 | v07 | 3473.56 | 3186.35 | 287210 | 1049.0581 | 872.813 | 176.2451 | 234.915 | 234.918 | -0.03 | ex | ECC-CZ15-ex | 19.46% | 55896.8829 | 34.3009 | -0.0058386 | 1317.5033 | 42.4264 | 0.026035 | -4.4316e-06 | ECC-CZ15
ECC-CZ15-v11-PkgAC240to760 | ECC-CZ15-v11 | ECC | CZ15 | v11 | 3366.52 | 3101.78 | 264740 | 1007.8965 | 846.025 | 161.8715 | 172.473 | 172.476 | -0.03 | ex | ECC-CZ15-ex | 19.46% | 51523.7658 | 31.5035 | -0.0058386 | 1278.444 | 40.3019 | 0.024642 | -4.567e-06 | ECC-CZ15
ECC-CZ15-v15-PkgAC240to760 | ECC-CZ15-v15 | ECC | CZ15 | v15 | 3250.73 | 3008.27 | 242460 | 970.7351 | 821.5319 | 149.2032 | 140.754 | 140.757 | -0.03 | ex | ECC-CZ15-ex | 14.56% | 35294.8101 | 21.7195 | -0.0043671 | 1228.8266 | 28.7224 | 0.017675 | -3.5539e-06 | ECC-CZ15
EUn-CZ15-v03-PkgAC240to760 | EUn-CZ15-v03 | EUn | CZ15 | v03 | 10991.6 | 10061.5 | 930100 | 3358.1639 | 2819.9629 | 538.201 | 1385.73 | 1385.79 | -0.6 | ex | EUn-CZ15-ex | 46.52% | 432673.1013 | 250.3657 | -0.27911 | 3858.043 | 112.1483 | 0.064894 | -7.2346e-05 | EUn-CZ15
EUn-CZ15-v07-PkgAC240to760 | EUn-CZ15-v07 | EUn | CZ15 | v07 | 10872.7 | 9960.33 | 912370 | 3320.1855 | 2790.1792 | 530.0063 | 1332.56 | 1332.61 | -0.5 | ex | EUn-CZ15-ex | 19.46% | 177565.6804 | 103.15 | -0.09731 | 3837.7051 | 46.2687 | 0.026878 | -2.5356e-05 | EUn-CZ15
EUn-CZ15-v11-PkgAC240to760 | EUn-CZ15-v11 | EUn | CZ15 | v11 | 10604.9 | 9748.26 | 856640 | 3218.8144 | 2714.463 | 504.3514 | 979.219 | 979.308 | -0.89 | ex | EUn-CZ15-ex | 19.46% | 166719.4937 | 98.157 | -0.17321 | 3684.148 | 45.2532 | 0.026643 | -4.7015e-05 | EUn-CZ15
EUn-CZ15-v15-PkgAC240to760 | EUn-CZ15-v15 | EUn | CZ15 | v15 | 10227.2 | 9430.71 | 796490 | 3109.2916 | 2629.6839 | 479.6077 | 846.162 | 846.186 | -0.24 | ex | EUn-CZ15-ex | 14.56% | 115944.7468 | 69.8163 | -0.034937 | 3518.937 | 32.9488 | 0.01984 | -9.9282e-06 | EUn-CZ15
Hsp-CZ15-v03-PkgAC240to760 | Hsp-CZ15-v03 | Hsp | CZ15 | v03 | 4182.52 | 3947.73 | 234790 | 754.1402 | 652.7271 | 101.4131 | 296.742 | 296.744 | -0.02 | ex | Hsp-CZ15-ex | 31.61% | 74208.2383 | 32.0529 | -0.0063212 | 768.4003 | 96.575 | 0.041714 | -8.2265e-06 | Hsp-CZ15
Hsp-CZ15-v07-PkgAC240to760 | Hsp-CZ15-v07 | Hsp | CZ15 | v07 | 4179.85 | 3945.64 | 234210 | 753.4554 | 652.2093 | 101.2461 | 291.714 | 291.715 | -0.01 | ex | Hsp-CZ15-ex | 24.87% | 58249.1192 | 25.1804 | -0.002487 | 768.0154 | 75.8437 | 0.032786 | -3.2383e-06 | Hsp-CZ15
Hsp-CZ15-v11-PkgAC240to760 | Hsp-CZ15-v11 | Hsp | CZ15 | v11 | 4098.52 | 3879.72 | 218800 | 726.9295 | 635.3989 | 91.5305 | 219.626 | 219.628 | -0.02 | ex | Hsp-CZ15-ex | 24.87% | 54416.5803 | 22.7641 | -0.0049741 | 735.0441 | 74.0317 | 0.03097 | -6.7671e-06 | Hsp-CZ15
Hsp-CZ15-v15-PkgAC240to760 | Hsp-CZ15-v15 | Hsp | CZ15 | v15 | 4056.45 | 3842.99 | 213460 | 716.4917 | 628.7555 | 87.7362 | 219.57 | 219.576 | -0.06 | ex | Hsp-CZ15-ex | 18.65% | 39816.3731 | 16.3653 | -0.011192 | 726.2723 | 54.8229 | 0.022533 | -1.541e-05 | Hsp-CZ15
Htl-CZ15-v03-PkgAC240to760 | Htl-CZ15-v03 | Htl | CZ15 | v03 | 1308.11 | 1194.9 | 113210 | 279.6292 | 231.7113 | 47.9179 | 173.001 | 173.006 | -0.05 | ex | Htl-CZ15-ex | 40.05% | 45337.0776 | 19.1896 | -0.020023 | 393.1876 | 115.3065 | 0.048805 | -5.0926e-05 | Htl-CZ15
Htl-CZ15-v07-PkgAC240to760 | Htl-CZ15-v07 | Htl | CZ15 | v07 | 1241.74 | 1137.65 | 104090 | 261.8457 | 217.8657 | 43.98 | 172.2 | 172.204 | -0.04 | ex | Htl-CZ15-ex | 21.8% | 22692.7994 | 9.5881 | -0.0087205 | 392.6608 | 57.7924 | 0.024418 | -2.2209e-05 | Htl-CZ15
Htl-CZ15-v11-PkgAC240to760 | Htl-CZ15-v11 | Htl | CZ15 | v11 | 1213.93 | 1114.22 | 99710 | 253.8414 | 211.7139 | 42.1275 | 145.68 | 145.685 | -0.05 | ex | Htl-CZ15-ex | 21.8% | 21737.9097 | 9.1843 | -0.010901 | 379.8716 | 57.2244 | 0.024177 | -2.8695e-05 | Htl-CZ15
Htl-CZ15-v15-PkgAC240to760 | Htl-CZ15-v15 | Htl | CZ15 | v15 | 1109.78 | 1024.56 | 85220 | 226.2342 | 190.3721 | 35.8621 | 127.023 | 127.027 | -0.04 | ex | Htl-CZ15-ex | 16.35% | 13934.1942 | 5.8638 | -0.0065403 | 338.471 | 41.1681 | 0.017324 | -1.9323e-05 | Htl-CZ15
MBT-CZ15-v03-PkgAC240to760 | MBT-CZ15-v03 | MBT | CZ15 | v03 | 2025.33 | 1903.32 | 122010 | 370.3695 | 316.6077 | 53.7618 | 133.813 | 133.804 | 0.09 | ex | MBT-CZ15-ex | 39.54% | 48245.8665 | 21.2588 | 0.035588 | 582.8224 | 82.7797 | 0.036476 | 6.1062e-05 | MBT-CZ15
MBT-CZ15-v07-PkgAC240to760 | MBT-CZ15-v07 | MBT | CZ15 | v07 | 2011.95 | 1892.93 | 119020 | 366.0311 | 313.3739 | 52.6572 | 120.773 | 120.776 | -0.03 | ex | MBT-CZ15-ex | 21.99% | 26168.2135 | 11.5774 | -0.0065959 | 574.2719 | 45.5676 | 0.02016 | -1.1486e-05 | MBT-CZ15
MBT-CZ15-v11-PkgAC240to760 | MBT-CZ15-v11 | MBT | CZ15 | v11 | 1951.49 | 1840.8 | 110690 | 348.683 | 300.3852 | 48.2978 | 76.7804 | 76.7817 | -0.013 | ex | MBT-CZ15-ex | 21.99% | 24336.7463 | 10.6189 | -0.0028582 | 545.2476 | 44.6343 | 0.019475 | -5.2421e-06 | MBT-CZ15
MBT-CZ15-v15-PkgAC240to760 | MBT-CZ15-v15 | MBT | CZ15 | v15 | 1922.97 | 1815.39 | 107580 | 342.4905 | 295.6123 | 46.8781 | 67.5965 | 67.5987 | -0.022 | ex | MBT-CZ15-ex | 16.48% | 17734.185 | 7.7277 | -0.0036266 | 534.3424 | 33.1888 | 0.014462 | -6.7871e-06 | MBT-CZ15
MLI-CZ15-v03-PkgAC240to760 | MLI-CZ15-v03 | MLI | CZ15 | v03 | 1023.18 | 951.026 | 72154 | 178.7135 | 151.9597 | 26.7539 | 199.837 | 199.84 | -0.03 | ex | MLI-CZ15-ex | 39.54% | 28531.5322 | 10.5792 | -0.011863 | 372.1611 | 76.6645 | 0.028426 | -3.1875e-05 | MLI-CZ15
MLI-CZ15-v07-PkgAC240to760 | MLI-CZ15-v07 | MLI | CZ15 | v07 | 1015.1 | 944.749 | 70351 | 176.7738 | 150.5223 | 26.2515 | 184.27 | 184.272 | -0.02 | ex | MLI-CZ15-ex | 21.99% | 15467.6524 | 5.7718 | -0.0043973 | 366.2413 | 42.2335 | 0.015759 | -1.2007e-05 | MLI-CZ15
MLI-CZ15-v11-PkgAC240to760 | MLI-CZ15-v11 | MLI | CZ15 | v11 | 962.474 | 902.404 | 60070 | 162.2609 | 139.9002 | 22.3607 | 86.1569 | 86.1576 | -0.007 | ex | MLI-CZ15-ex | 21.99% | 13207.2306 | 4.9163 | -0.001539 | 325.6174 | 40.5606 | 0.015098 | -4.7266e-06 | MLI-CZ15
MLI-CZ15-v15-PkgAC240to760 | MLI-CZ15-v15 | MLI | CZ15 | v15 | 954.693 | 895.259 | 59434 | 161.3085 | 138.821 | 22.4875 | 83.8957 | 83.8964 | -0.007 | ex | MLI-CZ15-ex | 16.48% | 9797.4861 | 3.707 | -0.0011539 | 322.7131 | 30.3597 | 0.011487 | -3.5757e-06 | MLI-CZ15
Nrs-CZ15-v03-PkgAC240to760 | Nrs-CZ15-v03 | Nrs | CZ15 | v03 | 1121.85 | 1059.85 | 62000 | 209.0053 | 181.9811 | 27.0243 | 161.506 | 161.509 | -0.03 | ex | Nrs-CZ15-ex | 31.61% | 19595.8549 | 8.5413 | -0.0094819 | 209.041 | 93.7417 | 0.04086 | -4.5359e-05 | Nrs-CZ15
Nrs-CZ15-v07-PkgAC240to760 | Nrs-CZ15-v07 | Nrs | CZ15 | v07 | 1090.77 | 1032.37 | 58400 | 201.5473 | 176.0534 | 25.4939 | 159.645 | 159.647 | -0.02 | ex | Nrs-CZ15-ex | 24.87% | 14524.3523 | 6.3405 | -0.0049741 | 208.6102 | 69.6244 | 0.030394 | -2.3844e-05 | Nrs-CZ15
Nrs-CZ15-v11-PkgAC240to760 | Nrs-CZ15-v11 | Nrs | CZ15 | v11 | 1079.57 | 1023.79 | 55780 | 196.8413 | 172.4562 | 24.3851 | 146.475 | 146.477 | -0.02 | ex | Nrs-CZ15-ex | 24.87% | 13872.7461 | 6.0647 | -0.0049741 | 201.4566 | 68.8622 | 0.030104 | -2.4691e-05 | Nrs-CZ15
Nrs-CZ15-v15-PkgAC240to760 | Nrs-CZ15-v15 | Nrs | CZ15 | v15 | 1034.82 | 984.415 | 50405 | 185.6689 | 163.7843 | 21.8847 | 149.077 | 149.081 | -0.04 | ex | Nrs-CZ15-ex | 18.65% | 9401.9689 | 4.0821 | -0.0074611 | 194.8036 | 48.2638 | 0.020955 | -3.8301e-05 | Nrs-CZ15
OfL-CZ15-v03-PkgAC240to760 | OfL-CZ15-v03 | OfL | CZ15 | v03 | 2224.83 | 2085.08 | 139750 | 361.7903 | 315.4881 | 46.3021 | 10.2299 | 10.2299 | 0 | ex | OfL-CZ15-ex | 43.82% | 61241.5121 | 20.2906 | 0 | 666.4105 | 91.8976 | 0.030448 | 0 | OfL-CZ15
OfL-CZ15-v07-PkgAC240to760 | OfL-CZ15-v07 | OfL | CZ15 | v07 | 2223.67 | 2084.14 | 139530 | 361.5856 | 315.3357 | 46.2499 | 9.6921 | 9.6922 | -0.0001 | ex | OfL-CZ15-ex | 20.42% | 28496.9391 | 9.4459 | -2.0424e-05 | 666.3845 | 42.7635 | 0.014175 | -3.0648e-08 | OfL-CZ15
OfL-CZ15-v11-PkgAC240to760 | OfL-CZ15-v11 | OfL | CZ15 | v11 | 2158.04 | 2027.5 | 130540 | 347.1909 | 303.7835 | 43.4073 | 2.2168 | 2.2168 | -0.0001 | ex | OfL-CZ15-ex | 20.42% | 26660.8645 | 8.8653 | -2.0424e-05 | 635.1111 | 41.9783 | 0.013959 | -3.2157e-08 | OfL-CZ15
OfL-CZ15-v15-PkgAC240to760 | OfL-CZ15-v15 | OfL | CZ15 | v15 | 2141.85 | 2010.52 | 131330 | 346.3845 | 302.7923 | 43.5922 | 6.5369 | 6.5369 | -0.0001 | ex | OfL-CZ15-ex | 15.33% | 20133.8957 | 6.683 | -1.5331e-05 | 643.7715 | 31.2749 | 0.010381 | -2.3814e-08 | OfL-CZ15
OfS-CZ15-v03-PkgAC240to760 | OfS-CZ15-v03 | OfS | CZ15 | v03 | 124.503 | 114.929 | 9574 | 20.551 | 17.1673 | 3.3837 | 7.4821 | 7.4822 | -0.0006 | ex | OfS-CZ15-ex | 41.16% | 3940.2875 | 1.3926 | -0.00024694 | 45.8697 | 85.9018 | 0.03036 | -5.3834e-06 | OfS-CZ15
OfS-CZ15-v07-PkgAC240to760 | OfS-CZ15-v07 | OfS | CZ15 | v07 | 124.234 | 114.72 | 9514 | 20.4828 | 17.1127 | 3.3701 | 7.1724 | 7.1724 | -0.0006 | ex | OfS-CZ15-ex | 21.39% | 2035.3567 | 0.72098 | -0.00012836 | 45.7439 | 44.4946 | 0.015761 | -2.8061e-06 | OfS-CZ15
OfS-CZ15-v11-PkgAC240to760 | OfS-CZ15-v11 | OfS | CZ15 | v11 | 120.986 | 112.002 | 8984 | 19.6883 | 16.5649 | 3.1234 | 4.2652 | 4.2652 | -0.0005 | ex | OfS-CZ15-ex | 21.39% | 1921.9723 | 0.6682 | -0.00010697 | 44.1402 | 43.5425 | 0.015138 | -2.4233e-06 | OfS-CZ15
OfS-CZ15-v15-PkgAC240to760 | OfS-CZ15-v15 | OfS | CZ15 | v15 | 115.199 | 106.976 | 8223 | 18.4849 | 15.5801 | 2.9048 | 3.3148 | 3.3148 | -0.0005 | ex | OfS-CZ15-ex | 16.06% | 1320.3928 | 0.46643 | -8.0287e-05 | 40.8675 | 32.3091 | 0.011413 | -1.9646e-06 | OfS-CZ15
RFF-CZ15-v03-PkgAC240to760 | RFF-CZ15-v03 | RFF | CZ15 | v03 | 64.3902 | 59.2562 | 5134 | 13.2504 | 10.993 | 2.2574 | 11.6989 | 11.6989 | 0 | ex | RFF-CZ15-ex | 51.6% | 2649.2298 | 1.1649 | 0 | 13.2167 | 200.4455 | 0.088135 | 0 | RFF-CZ15
RFF-CZ15-v07-PkgAC240to760 | RFF-CZ15-v07 | RFF | CZ15 | v07 | 64.1751 | 59.0861 | 5089 | 13.1837 | 10.9464 | 2.2373 | 11.2899 | 11.2899 | 0 | ex | RFF-CZ15-ex | 17.62% | 896.5996 | 0.39417 | 0 | 13.0944 | 68.4718 | 0.030102 | 0 | RFF-CZ15
RFF-CZ15-v11-PkgAC240to760 | RFF-CZ15-v11 | RFF | CZ15 | v11 | 62.4713 | 57.7032 | 4768.1 | 12.6164 | 10.5843 | 2.0321 | 9.3157 | 9.3157 | -0.0001 | ex | RFF-CZ15-ex | 17.62% | 840.0622 | 0.35803 | -1.7618e-05 | 12.3727 | 67.8962 | 0.028937 | -1.424e-06 | RFF-CZ15
RFF-CZ15-v15-PkgAC240to760 | RFF-CZ15-v15 | RFF | CZ15 | v15 | 60.3337 | 55.6502 | 4683.5 | 12.1729 | 10.3021 | 1.8709 | 10.4467 | 10.4468 | -0.001 | ex | RFF-CZ15-ex | 13.16% | 616.4217 | 0.24623 | -0.00013162 | 12.3681 | 49.8396 | 0.019909 | -1.0642e-05 | RFF-CZ15
RSD-CZ15-v03-PkgAC240to760 | RSD-CZ15-v03 | RSD | CZ15 | v03 | 107.697 | 99.1581 | 8538.9 | 22.8686 | 19.9053 | 2.9633 | 7.601 | 7.601 | 0 | ex | RSD-CZ15-ex | 51.6% | 4406.2151 | 1.5291 | 0 | 24.0875 | 182.9257 | 0.063482 | 0 | RSD-CZ15
RSD-CZ15-v07-PkgAC240to760 | RSD-CZ15-v07 | RSD | CZ15 | v07 | 107.262 | 98.8266 | 8435.4 | 22.729 | 19.7976 | 2.9314 | 7.4327 | 7.4327 | 0 | ex | RSD-CZ15-ex | 17.62% | 1486.1812 | 0.51647 | 0 | 23.8065 | 62.4275 | 0.021694 | 0 | RSD-CZ15
RSD-CZ15-v11-PkgAC240to760 | RSD-CZ15-v11 | RSD | CZ15 | v11 | 106.036 | 97.8994 | 8136.6 | 22.2719 | 19.4507 | 2.8212 | 7.0823 | 7.0823 | 0 | ex | RSD-CZ15-ex | 17.62% | 1433.5375 | 0.49705 | 0 | 22.9531 | 62.4551 | 0.021655 | 0 | RSD-CZ15
RSD-CZ15-v15-PkgAC240to760 | RSD-CZ15-v15 | RSD | CZ15 | v15 | 102.108 | 94.2108 | 7897.2 | 21.6595 | 18.8904 | 2.7691 | 7.1865 | 7.1865 | 0 | ex | RSD-CZ15-ex | 13.16% | 1039.3947 | 0.36445 | 0 | 22.7142 | 45.7597 | 0.016045 | 0 | RSD-CZ15
Rt3-CZ15-v03-PkgAC240to760 | Rt3-CZ15-v03 | Rt3 | CZ15 | v03 | 1994.25 | 1848.39 | 145860 | 441.8039 | 379.4233 | 62.3806 | 9.0344 | 9.0344 | 0 | ex | Rt3-CZ15-ex | 40.41% | 58937.8528 | 25.2062 | 0 | 431.3778 | 136.627 | 0.058432 | 0 | Rt3-CZ15
Rt3-CZ15-v07-PkgAC240to760 | Rt3-CZ15-v07 | Rt3 | CZ15 | v07 | 1990.85 | 1845.74 | 145110 | 440.435 | 378.6567 | 61.7783 | 8.1524 | 8.1523 | 0.0001 | ex | Rt3-CZ15-ex | 21.67% | 31441.8489 | 13.3859 | 2.1668e-05 | 429.9377 | 73.1312 | 0.031134 | 5.0397e-08 | Rt3-CZ15
Rt3-CZ15-v11-PkgAC240to760 | Rt3-CZ15-v11 | Rt3 | CZ15 | v11 | 1935.02 | 1800.83 | 134190 | 418.6043 | 364.4841 | 54.1203 | 1.6091 | 1.6091 | 0 | ex | Rt3-CZ15-ex | 21.67% | 29075.7474 | 11.7266 | 0 | 401.7713 | 72.3689 | 0.029187 | 0 | Rt3-CZ15
Rt3-CZ15-v15-PkgAC240to760 | Rt3-CZ15-v15 | Rt3 | CZ15 | v15 | 1781.02 | 1653.46 | 127560 | 388.695 | 339.8052 | 48.8898 | 2.1397 | 2.1397 | 0 | ex | Rt3-CZ15-ex | 16.26% | 20738.2822 | 7.9483 | 0 | 390.7376 | 53.0747 | 0.020342 | 0 | Rt3-CZ15
RtL-CZ15-v03-PkgAC240to760 | RtL-CZ15-v03 | RtL | CZ15 | v03 | 1882.94 | 1749.13 | 133810 | 392.1175 | 338.8727 | 53.2448 | 74.7713 | 74.7718 | -0.005 | ex | RtL-CZ15-ex | 40.41% | 54068.7925 | 21.5147 | -0.0020204 | 378.7087 | 142.7715 | 0.056811 | -5.3349e-06 | RtL-CZ15
RtL-CZ15-v07-PkgAC240to760 | RtL-CZ15-v07 | RtL | CZ15 | v07 | 1872.14 | 1740.3 | 131840 | 389.6363 | 336.5667 | 53.0696 | 65.7158 | 65.7162 | -0.004 | ex | RtL-CZ15-ex | 21.67% | 28566.5588 | 11.4989 | -0.0008667 | 373.5276 | 76.4778 | 0.030785 | -2.3203e-06 | RtL-CZ15
RtL-CZ15-v11-PkgAC240to760 | RtL-CZ15-v11 | RtL | CZ15 | v11 | 1839.33 | 1714.44 | 124890 | 375.3294 | 328.2775 | 47.0519 | 43.3767 | 43.3769 | -0.002 | ex | RtL-CZ15-ex | 21.67% | 27060.6609 | 10.195 | -0.00043335 | 356.2367 | 75.9626 | 0.028619 | -1.2165e-06 | RtL-CZ15
RtL-CZ15-v15-PkgAC240to760 | RtL-CZ15-v15 | RtL | CZ15 | v15 | 1737.04 | 1615.98 | 121060 | 359.0866 | 313.5464 | 45.5402 | 40.5384 | 40.5386 | -0.002 | ex | RtL-CZ15-ex | 16.26% | 19681.5337 | 7.4038 | -0.00032515 | 346.4925 | 56.8022 | 0.021368 | -9.3841e-07 | RtL-CZ15
RtS-CZ15-v03-PkgAC240to760 | RtS-CZ15-v03 | RtS | CZ15 | v03 | 103.389 | 93.8256 | 9563.4 | 24.8327 | 20.5499 | 4.2829 | 8.908 | 8.908 | -0.0005 | ex | RtS-CZ15-ex | 40.41% | 3864.2963 | 1.7306 | -0.00020204 | 29.0371 | 133.0813 | 0.059599 | -6.9578e-06 | RtS-CZ15
RtS-CZ15-v07-PkgAC240to760 | RtS-CZ15-v07 | RtS | CZ15 | v07 | 102.745 | 93.3158 | 9429.2 | 24.6162 | 20.3823 | 4.2339 | 7.8381 | 7.8381 | -0.0003 | ex | RtS-CZ15-ex | 21.67% | 2043.081 | 0.91739 | -6.5003e-05 | 28.6504 | 71.3108 | 0.03202 | -2.2688e-06 | RtS-CZ15
RtS-CZ15-v11-PkgAC240to760 | RtS-CZ15-v11 | RtS | CZ15 | v11 | 99.2163 | 90.535 | 8681.3 | 23.2847 | 19.4709 | 3.8138 | 4.9747 | 4.9747 | 0 | ex | RtS-CZ15-ex | 21.67% | 1881.029 | 0.82636 | 0 | 27.0254 | 69.6023 | 0.030577 | 0 | RtS-CZ15
RtS-CZ15-v15-PkgAC240to760 | RtS-CZ15-v15 | RtS | CZ15 | v15 | 91.1454 | 82.7229 | 8422.5 | 22.3008 | 18.6069 | 3.6939 | 6.1151 | 6.1151 | -0.0002 | ex | RtS-CZ15-ex | 16.26% | 1369.3021 | 0.60054 | -3.2515e-05 | 26.8342 | 51.0282 | 0.02238 | -1.2117e-06 | RtS-CZ15
SCn-CZ15-v03-PkgAC240to760 | SCn-CZ15-v03 | SCn | CZ15 | v03 | 1379.97 | 1274.04 | 105930 | 216.2631 | 181.18 | 35.0831 | 542.966 | 542.968 | -0.02 | ex | SCn-CZ15-ex | 35.58% | 37689.5431 | 12.4825 | -0.0071159 | 539.3576 | 69.8786 | 0.023143 | -1.3193e-05 | SCn-CZ15
SCn-CZ15-v07-PkgAC240to760 | SCn-CZ15-v07 | SCn | CZ15 | v07 | 1345.3 | 1243.49 | 101810 | 210.4352 | 176.6114 | 33.8238 | 465.418 | 465.418 | 0 | ex | SCn-CZ15-ex | 23.42% | 23839.0063 | 7.9199 | 0 | 515.0396 | 46.2858 | 0.015377 | 0 | SCn-CZ15
SCn-CZ15-v11-PkgAC240to760 | SCn-CZ15-v11 | SCn | CZ15 | v11 | 1270.74 | 1182.43 | 88310 | 190.394 | 161.1681 | 29.2259 | 318.4 | 318.4 | 0 | ex | SCn-CZ15-ex | 23.42% | 20677.9555 | 6.8433 | 0 | 451.5437 | 45.7939 | 0.015155 | 0 | SCn-CZ15
SCn-CZ15-v15-PkgAC240to760 | SCn-CZ15-v15 | SCn | CZ15 | v15 | 1254.78 | 1167.68 | 87100 | 190.1421 | 160.9587 | 29.1834 | 306.077 | 306.077 | 0 | ex | SCn-CZ15-ex | 17.59% | 15320.8452 | 5.1333 | 0 | 453.6149 | 33.775 | 0.011317 | 0 | SCn-CZ15
Gro-CZ15-v03-PkgAC240to760 | Gro-CZ15-v03 | Gro | CZ15 | v03 | 1834.31 | 1805.53 | 28780 | 260.3036 | 248.0109 | 12.2927 | 1243.65 | 1243.66 | -0.1 | ex | Gro-CZ15-ex | 36.99% | 10644.9777 | 4.5468 | -0.036987 | 180.6628 | 58.9218 | 0.025167 | -0.00020473 | Gro-CZ15
Gro-CZ15-v07-PkgAC240to760 | Gro-CZ15-v07 | Gro | CZ15 | v07 | 1700.65 | 1666.29 | 34360 | 252.9545 | 238.5467 | 14.4078 | 753.869 | 753.876 | -0.07 | ex | Gro-CZ15-ex | 22.9% | 7868.0633 | 3.2992 | -0.016029 | 177.5144 | 44.3235 | 0.018586 | -9.0298e-05 | Gro-CZ15
Gro-CZ15-v11-PkgAC240to760 | Gro-CZ15-v11 | Gro | CZ15 | v11 | 1674.8 | 1644.13 | 30670 | 245.4129 | 232.4736 | 12.9393 | 681.955 | 681.919 | 0.36 | ex | Gro-CZ15-ex | 22.9% | 7023.0938 | 2.963 | 0.082436 | 164.2316 | 42.7633 | 0.018041 | 0.00050195 | Gro-CZ15
Gro-CZ15-v15-PkgAC240to760 | Gro-CZ15-v15 | Gro | CZ15 | v15 | 1600.44 | 1571.65 | 28790 | 232.5803 | 220.5007 | 12.0795 | 761.106 | 761.101 | 0.05 | ex | Gro-CZ15-ex | 17.21% | 4956.1348 | 2.0795 | 0.0086074 | 158.7884 | 31.2122 | 0.013096 | 5.4207e-05 | Gro-CZ15
WRf-CZ15-v03-PkgAC240to760 | WRf-CZ15-v03 | WRf | CZ15 | v03 | 4110.19 | 4104.77 | 5420 | 536.5741 | 534.9552 | 1.6189 | 27.7513 | 27.7572 | -0.059 | ex | WRf-CZ15-ex | 27.78% | 1505.5556 | 0.44969 | -0.016389 | 17.5641 | 85.7178 | 0.025603 | -0.00093309 | WRf-CZ15
WRf-CZ15-v07-PkgAC240to760 | WRf-CZ15-v07 | WRf | CZ15 | v07 | 3937.85 | 3932.57 | 5280 | 493.7801 | 492.2221 | 1.558 | 27.6207 | 27.6217 | -0.01 | ex | WRf-CZ15-ex | 25.93% | 1368.8889 | 0.40393 | -0.0025926 | 17.8407 | 76.7283 | 0.022641 | -0.00014532 | WRf-CZ15
WRf-CZ15-v11-PkgAC240to760 | WRf-CZ15-v11 | WRf | CZ15 | v11 | 3732.58 | 3728.06 | 4520 | 463.2237 | 461.5632 | 1.6605 | 29.3504 | 29.3545 | -0.041 | ex | WRf-CZ15-ex | 25.93% | 1171.8519 | 0.43051 | -0.01063 | 20.3742 | 57.5164 | 0.02113 | -0.00052172 | WRf-CZ15
WRf-CZ15-v15-PkgAC240to760 | WRf-CZ15-v15 | WRf | CZ15 | v15 | 3725.91 | 3721.39 | 4520 | 462.9747 | 461.3722 | 1.6025 | 29.1037 | 29.1055 | -0.018 | ex | WRf-CZ15-ex | 20.37% | 920.7407 | 0.32643 | -0.0036667 | 19.7872 | 46.5321 | 0.016497 | -0.0001853 | WRf-CZ15

## Batch output
[8 empty] | Electric Usage: | [12 empty] | Fuel Usage: | [12 empty] | Non-Coincident Peak Electric Demand: | [12 empty] | Non-Coincident Peak Fuel Demand: | [18 empty] | Utility Bills (sums by rate type):
[8 empty] | PS-E | PS-E | PS-E | PS-E | PS-E | PS-E | PS-E | PS-E | PS-E | PS-E | PS-E | PS-E | PS-E | PS-E | PS-E | PS-E | PS-E | PS-E | PS-E | PS-E | PS-E | PS-E | PS-E | PS-E | PS-E | PS-E | PS-E | PS-E | PS-E | PS-E | PS-E | PS-E | PS-E | PS-E | PS-E | PS-E | PS-E | PS-E | PS-E | PS-E | PS-E | PS-E | PS-E | PS-E | PS-E | PS-E | PS-E | PS-E | PS-E | PS-E | PS-E | PS-E | SS-D | (calced) | BEPS | BEPS | BEPS | BEPS | ES-E
[8 empty] | Space | Heat | Refrig | Space | Heat Pump | Domestic | Ventilation | Pumps | Exterior | Misc | Task | Ambient |  | Space | Heat | Refrig | Space | Heat Pump | Domestic | Ventilation | Pumps | Exterior | Misc | Task | Ambient |  | Space | Heat | Refrig | Space | Heat Pump | Domestic | Ventilation | Pumps | Exterior | Misc | Task | Ambient |  | Space | Heat | Refrig | Space | Heat Pump | Domestic | Ventilation | Pumps | Exterior | Misc | Task | Ambient |  | Peak Cooling | Multi-hour | Zone Outsd | Plant Ld | Cool Loads | Heat Loads |  | Chilled | [8 empty] | Electric
|  | (data from wizard...) | [5 empty] | Cooling | Reject | Display | Heating | Supplement | Hot Water | Fans | & Aux | Usage | Equip | Lights | Lights | Total | Cooling | Reject | Display | Heating | Supplement | Hot Water | Fans | & Aux | Usage | Equip | Lights | Lights | Total | Cooling | Reject | Display | Heating | Supplement | Hot Water | Fans | & Aux | Usage | Equip | Lights | Lights | Total | Cooling | Reject | Display | Heating | Supplement | Hot Water | Fans | & Aux | Usage | Equip | Lights | Lights | Total | Coil Load | Elec Demand | Thrtlng Rng | Not Met | Not Met | Not Met | Steam | Water | Electric | Natural Gas | LPG | Fuel Oil | Diesel Oil | Coal | Methanol | Other Fuel | Sale | Total
Date & Time of Run | File Name | BT | CZ | Vintage | System Type | Case | Sqft | MWh | MWh | MWh | MWh | MWh | MWh | MWh | MWh | MWh | MWh | MWh | MWh | MWh | MBtu | MBtu | MBtu | MBtu | MBtu | MBtu | MBtu | MBtu | MBtu | MBtu | MBtu | MBtu | MBtu | kW | kW | kW | kW | kW | kW | kW | kW | kW | kW | kW | kW | kW | kBtuh | kBtuh | kBtuh | kBtuh | kBtuh | kBtuh | kBtuh | kBtuh | kBtuh | kBtuh | kBtuh | kBtuh | kBtuh | kBtu | kW | % hrs | % hrs | # hrs | # hrs | $ | $ | $ | $ | $ | $ | $ | $ | $ | $ | $ | $
11/20/19 @ 09:10 | Asm-CZ15-v03-PkgAC240to760-Base | Asm | CZ15 | v03 | PkgAC2SpP-240to760 | Base | 24998.5 | 752.713 | 0 | 0 | 0 | 0 | 0 | 204.424 | 3.0872 | 0 | 373.294 | 0 | 156.215 | 1489.73 | 0 | 0 | 0 | 402.118 | 0 | 0 | 0 | 0 | 0 | 0 | 0 | 0 | 402.118 | 608.834 | 0 | 0 | 0 | 0 | 0 | 65.1419 | 0 | 0 | 52.6212 | 0 | 11.903 | 738.5 | 0 | 0 | 0 | 1876.13 | 0 | 0 | 0 | 0 | 0 | 0 | 0 | 0 | 1876.13 | 5211.11 | - | 0 | 0 | 0 | 0 | 0 | 0 | 0 | 0 | 0 | 0 | 0 | 0 | 0 | 0 | 0 | 0
11/20/19 @ 09:11 | Asm-CZ15-v03-PkgAC240to760-Meas | Asm | CZ15 | v03 | PkgAC2SpP-240to760 | Meas | 24998.5 | 576.535 | 0 | 0 | 0 | 0 | 0 | 200.182 | 3.0872 | 0 | 373.294 | 0 | 156.215 | 1309.31 | 0 | 0 | 0 | 402.122 | 0 | 0 | 0 | 0 | 0 | 0 | 0 | 0 | 402.122 | 365.695 | 0 | 0 | 0 | 0 | 0 | 48.704 | 0 | 0 | 85.9563 | 0 | 33.2125 | 533.568 | 0 | 0 | 0 | 1876.13 | 0 | 0 | 0 | 0 | 0 | 0 | 0 | 0 | 1876.13 | 4843.74 | - | 0 | 0 | 0 | 0 | 0 | 0 | 0 | 0 | 0 | 0 | 0 | 0 | 0 | 0 | 0 | 0
11/20/19 @ 09:11 | Asm-CZ15-v07-PkgAC240to760-Base | Asm | CZ15 | v07 | PkgAC2SpP-240to760 | Base | 24998.5 | 747.309 | 0 | 0 | 0 | 0 | 0 | 203.035 | 3.0622 | 0 | 373.294 | 0 | 156.215 | 1482.91 | 0 | 0 | 0 | 385.919 | 0 | 0 | 0 | 0 | 0 | 0 | 0 | 0 | 385.919 | 603.59 | 0 | 0 | 0 | 0 | 0 | 64.514 | 0 | 0 | 52.6212 | 0 | 11.903 | 732.628 | 0 | 0 | 0 | 1842.97 | 0 | 0 | 0 | 0 | 0 | 0 | 0 | 0 | 1842.97 | 5179.13 | - | 0 | 0 | 0 | 0 | 0 | 0 | 0 | 0 | 0 | 0 | 0 | 0 | 0 | 0 | 0 | 0
11/20/19 @ 09:12 | Asm-CZ15-v07-PkgAC240to760-Meas | Asm | CZ15 | v07 | PkgAC2SpP-240to760 | Meas | 24998.5 | 572.697 | 0 | 0 | 0 | 0 | 0 | 198.855 | 3.0622 | 0 | 373.294 | 0 | 156.215 | 1304.12 | 0 | 0 | 0 | 385.922 | 0 | 0 | 0 | 0 | 0 | 0 | 0 | 0 | 385.922 | 362.961 | 0 | 0 | 0 | 0 | 0 | 48.288 | 0 | 0 | 85.9563 | 0 | 33.2125 | 530.417 | 0 | 0 | 0 | 1842.97 | 0 | 0 | 0 | 0 | 0 | 0 | 0 | 0 | 1842.97 | 4810.66 | - | 0 | 0 | 0 | 0 | 0 | 0 | 0 | 0 | 0 | 0 | 0 | 0 | 0 | 0 | 0 | 0
11/20/19 @ 09:12 | Asm-CZ15-v11-PkgAC240to760-Base | Asm | CZ15 | v11 | PkgAC2SpP-240to760 | Base | 24998.5 | 714.612 | 0 | 0 | 0 | 0 | 0 | 194.19 | 2.9257 | 0 | 373.294 | 0 | 156.215 | 1441.23 | 0 | 0 | 0 | 278.28 | 0 | 0 | 0 | 0 | 0 | 0 | 0 | 0 | 278.28 | 573.793 | 0 | 0 | 0 | 0 | 0 | 60.9181 | 0 | 0 | 52.6212 | 0 | 11.903 | 699.235 | 0 | 0 | 0 | 1573.74 | 0 | 0 | 0 | 0 | 0 | 0 | 0 | 0 | 1573.74 | 4960.93 | - | 0 | 0 | 0 | 0 | 0 | 0 | 0 | 0 | 0 | 0 | 0 | 0 | 0 | 0 | 0 | 0
11/20/19 @ 09:13 | Asm-CZ15-v11-PkgAC240to760-Meas | Asm | CZ15 | v11 | PkgAC2SpP-240to760 | Meas | 24998.5 | 549.399 | 0 | 0 | 0 | 0 | 0 | 190.324 | 2.9257 | 0 | 373.294 | 0 | 156.215 | 1272.16 | 0 | 0 | 0 | 278.283 | 0 | 0 | 0 | 0 | 0 | 0 | 0 | 0 | 278.283 | 346.549 | 0 | 0 | 0 | 0 | 0 | 45.7851 | 0 | 0 | 85.9563 | 0 | 33.2125 | 511.503 | 0 | 0 | 0 | 1573.74 | 0 | 0 | 0 | 0 | 0 | 0 | 0 | 0 | 1573.74 | 4596.78 | - | 0 | 0 | 0 | 0 | 0 | 0 | 0 | 0 | 0 | 0 | 0 | 0 | 0 | 0 | 0 | 0
11/20/19 @ 09:14 | Asm-CZ15-v15-PkgAC240to760-Base | Asm | CZ15 | v15 | PkgAC2SpP-240to760 | Base | 24998.5 | 685.245 | 0 | 0 | 0 | 0 | 0 | 186.434 | 2.8365 | 0 | 373.294 | 0 | 152.865 | 1400.67 | 0 | 0 | 0 | 255.282 | 0 | 0 | 0 | 0 | 0 | 0 | 0 | 0 | 255.282 | 555.198 | 0 | 0 | 0 | 0 | 0 | 58.3928 | 0 | 0 | 52.6212 | 0 | 11.4955 | 677.707 | 0 | 0 | 0 | 1501.1 | 0 | 0 | 0 | 0 | 0 | 0 | 0 | 0 | 1501.1 | 4814.04 | - | 0 | 0 | 0 | 0 | 0 | 0 | 0 | 0 | 0 | 0 | 0 | 0 | 0 | 0 | 0 | 0
11/20/19 @ 09:14 | Asm-CZ15-v15-PkgAC240to760-Meas | Asm | CZ15 | v15 | PkgAC2SpP-240to760 | Meas | 24998.5 | 526.512 | 0 | 0 | 0 | 0 | 0 | 182.849 | 2.8365 | 0 | 373.294 | 0 | 152.865 | 1238.36 | 0 | 0 | 0 | 255.284 | 0 | 0 | 0 | 0 | 0 | 0 | 0 | 0 | 255.284 | 335.184 | 0 | 0 | 0 | 0 | 0 | 43.9213 | 0 | 0 | 85.9563 | 0 | 32.6543 | 497.716 | 0 | 0 | 0 | 1501.1 | 0 | 0 | 0 | 0 | 0 | 0 | 0 | 0 | 1501.1 | 4449.91 | - | 0 | 0 | 0 | 0 | 0 | 0 | 0 | 0 | 0 | 0 | 0 | 0 | 0 | 0 | 0 | 0
11/20/19 @ 09:15 | ECC-CZ15-v03-PkgAC240to760-Base | ECC | CZ15 | v03 | PkgAC2SpP-240to760 | Base | 24998.5 | 1401.24 | 0 | 0 | 0 | 0 | 0 | 449.404 | 7.0976 | 0 | 838.538 | 0 | 784.75 | 3481.03 | 0 | 0 | 0 | 231.256 | 0 | 0 | 0 | 0 | 0 | 9.7387 | 0 | 0 | 240.995 | 1131.53 | 0 | 0 | 0 | 0 | 0 | 155.325 | 0 | 0 | 230.392 | 0 | 235.465 | 1752.71 | 0 | 0 | 0 | 3320.92 | 0 | 0 | 0 | 0 | 0 | 0.9169 | 0 | 0 | 3321.84 | 10183.4 | - | 0 | 0 | 0 | 0 | 0 | 0 | 0 | 0 | 0 | 0 | 0 | 0 | 0 | 0 | 0 | 0
11/20/19 @ 09:15 | ECC-CZ15-v03-PkgAC240to760-Meas | ECC | CZ15 | v03 | PkgAC2SpP-240to760 | Meas | 24998.5 | 1118.72 | 0 | 0 | 0 | 0 | 0 | 442.988 | 7.0976 | 0 | 838.538 | 0 | 784.75 | 3192.09 | 0 | 0 | 0 | 231.259 | 0 | 0 | 0 | 0 | 0 | 9.7387 | 0 | 0 | 240.998 | 804.175 | 0 | 0 | 0 | 0 | 0 | 129.926 | 0 | 0 | 230.392 | 0 | 235.465 | 1399.96 | 0 | 0 | 0 | 3320.92 | 0 | 0 | 0 | 0 | 0 | 0.9169 | 0 | 0 | 3321.83 | 9834.75 | - | 0 | 0 | 0 | 0 | 0 | 0 | 0 | 0 | 0 | 0 | 0 | 0 | 0 | 0 | 0 | 0
11/20/19 @ 09:16 | ECC-CZ15-v07-PkgAC240to760-Base | ECC | CZ15 | v07 | PkgAC2SpP-240to760 | Base | 24998.5 | 1394.98 | 0 | 0 | 0 | 0 | 0 | 448.207 | 7.0819 | 0 | 838.538 | 0 | 784.75 | 3473.56 | 0 | 0 | 0 | 225.176 | 0 | 0 | 0 | 0 | 0 | 9.7387 | 0 | 0 | 234.915 | 1127.12 | 0 | 0 | 0 | 0 | 0 | 154.658 | 0 | 0 | 230.392 | 0 | 235.465 | 1747.64 | 0 | 0 | 0 | 3262.64 | 0 | 0 | 0 | 0 | 0 | 0.9169 | 0 | 0 | 3263.55 | 10138.9 | - | 0 | 0 | 0 | 0 | 0 | 0 | 0 | 0 | 0 | 0 | 0 | 0 | 0 | 0 | 0 | 0
11/20/19 @ 09:17 | ECC-CZ15-v07-PkgAC240to760-Meas | ECC | CZ15 | v07 | PkgAC2SpP-240to760 | Meas | 24998.5 | 1114.06 | 0 | 0 | 0 | 0 | 0 | 441.919 | 7.0819 | 0 | 838.538 | 0 | 784.75 | 3186.35 | 0 | 0 | 0 | 225.179 | 0 | 0 | 0 | 0 | 0 | 9.7387 | 0 | 0 | 234.918 | 801.619 | 0 | 0 | 0 | 0 | 0 | 129.37 | 0 | 0 | 230.392 | 0 | 235.465 | 1396.85 | 0 | 0 | 0 | 3262.64 | 0 | 0 | 0 | 0 | 0 | 0.9169 | 0 | 0 | 3263.55 | 9791.53 | - | 0 | 0 | 0 | 0 | 0 | 0 | 0 | 0 | 0 | 0 | 0 | 0 | 0 | 0 | 0 | 0
11/20/19 @ 09:17 | ECC-CZ15-v11-PkgAC240to760-Base | ECC | CZ15 | v11 | PkgAC2SpP-240to760 | Base | 24998.5 | 1307.55 | 0 | 0 | 0 | 0 | 0 | 430.244 | 6.872 | 0 | 838.538 | 0 | 783.314 | 3366.52 | 0 | 0 | 0 | 162.734 | 0 | 0 | 0 | 0 | 0 | 9.7387 | 0 | 0 | 172.473 | 1089.17 | 0 | 0 | 0 | 0 | 0 | 149.125 | 0 | 0 | 230.392 | 0 | 235.076 | 1703.76 | 0 | 0 | 0 | 2581.78 | 0 | 0 | 0 | 0 | 0 | 0.9169 | 0 | 0 | 2582.69 | 9794.28 | - | 0 | 0 | 0 | 0 | 0 | 0 | 0 | 0 | 0 | 0 | 0 | 0 | 0 | 0 | 0 | 0
11/20/19 @ 09:18 | ECC-CZ15-v11-PkgAC240to760-Meas | ECC | CZ15 | v11 | PkgAC2SpP-240to760 | Meas | 24998.5 | 1047.93 | 0 | 0 | 0 | 0 | 0 | 425.128 | 6.872 | 0 | 838.538 | 0 | 783.314 | 3101.78 | 0 | 0 | 0 | 162.738 | 0 | 0 | 0 | 0 | 0 | 9.7387 | 0 | 0 | 172.476 | 776.027 | 0 | 0 | 0 | 0 | 0 | 124.636 | 0 | 0 | 230.392 | 0 | 235.076 | 1366.13 | 0 | 0 | 0 | 2581.78 | 0 | 0 | 0 | 0 | 0 | 0.9169 | 0 | 0 | 2582.7 | 9450.37 | - | 0 | 0 | 0 | 0 | 0 | 0 | 0 | 0 | 0 | 0 | 0 | 0 | 0 | 0 | 0 | 0
11/20/19 @ 09:19 | ECC-CZ15-v15-PkgAC240to760-Base | ECC | CZ15 | v15 | PkgAC2SpP-240to760 | Base | 24998.5 | 1217.78 | 0 | 0 | 0 | 0 | 0 | 409.072 | 6.6053 | 0 | 838.538 | 0 | 778.731 | 3250.73 | 0 | 0 | 0 | 131.016 | 0 | 0 | 0 | 0 | 0 | 9.7387 | 0 | 0 | 140.754 | 1043.07 | 0 | 0 | 0 | 0 | 0 | 142.451 | 0 | 0 | 230.392 | 0 | 233.758 | 1649.67 | 0 | 0 | 0 | 2218.84 | 0 | 0 | 0 | 0 | 0 | 0.9169 | 0 | 0 | 2219.76 | 9408.84 | - | 0 | 0 | 0 | 0 | 0 | 0 | 0 | 0 | 0 | 0 | 0 | 0 | 0 | 0 | 0 | 0
11/20/19 @ 09:19 | ECC-CZ15-v15-PkgAC240to760-Meas | ECC | CZ15 | v15 | PkgAC2SpP-240to760 | Meas | 24998.5 | 979.473 | 0 | 0 | 0 | 0 | 0 | 404.922 | 6.6053 | 0 | 838.538 | 0 | 778.731 | 3008.27 | 0 | 0 | 0 | 131.018 | 0 | 0 | 0 | 0 | 0 | 9.7387 | 0 | 0 | 140.757 | 740.121 | 0 | 0 | 0 | 0 | 0 | 118.874 | 0 | 0 | 230.392 | 0 | 233.758 | 1323.15 | 0 | 0 | 0 | 2218.84 | 0 | 0 | 0 | 0 | 0 | 0.9169 | 0 | 0 | 2219.76 | 9068 | - | 0 | 0 | 0 | 0 | 0 | 0 | 0 | 0 | 0 | 0 | 0 | 0 | 0 | 0 | 0 | 0
11/20/19 @ 09:21 | EUn-CZ15-v03-PkgAC240to760-Base | EUn | CZ15 | v03 | PkgAC2SpP-240to760 | Base | 24998.5 | 4683.37 | 0 | 0 | 20.2846 | 0.13468 | 0 | 1354.85 | 18.559 | 0 | 2778.92 | 0 | 2135.43 | 10991.6 | 0 | 0 | 0 | 1367.58 | 0 | 0 | 0 | 0 | 0 | 18.1572 | 0 | 0 | 1385.73 | 3515.19 | 0 | 0 | 0 | 0 | 0 | 459.517 | 0 | 0 | 768.537 | 0 | 620.213 | 5363.46 | 0 | 0 | 0 | 12229.8 | 0 | 0 | 0 | 0 | 0 | 1.7095 | 0 | 0 | 12231.5 | 31018.2 | - | 0 | 0 | 0 | 0 | 0 | 0 | 0 | 0 | 0 | 0 | 0 | 0 | 0 | 0 | 0 | 0
11/20/19 @ 09:22 | EUn-CZ15-v03-PkgAC240to760-Meas | EUn | CZ15 | v03 | PkgAC2SpP-240to760 | Meas | 24998.5 | 3773.09 | 0 | 0 | 20.2847 | 0.13468 | 0 | 1335.04 | 18.559 | 0 | 2778.92 | 0 | 2135.43 | 10061.5 | 0 | 0 | 0 | 1367.63 | 0 | 0 | 0 | 0 | 0 | 18.1572 | 0 | 0 | 1385.79 | 2511.18 | 0 | 0 | 0 | 0 | 0 | 385.639 | 0 | 0 | 768.537 | 0 | 620.213 | 4285.57 | 0 | 0 | 0 | 12229.8 | 0 | 0 | 0 | 0 | 0 | 1.7095 | 0 | 0 | 12231.5 | 30115.8 | - | 0 | 0 | 0 | 0 | 0 | 0 | 0 | 0 | 0 | 0 | 0 | 0 | 0 | 0 | 0 | 0
11/20/19 @ 09:24 | EUn-CZ15-v07-PkgAC240to760-Base | EUn | CZ15 | v07 | PkgAC2SpP-240to760 | Base | 24998.5 | 4573.57 | 0 | 0 | 18.7163 | 0.1349 | 0 | 1347.49 | 18.452 | 0 | 2778.92 | 0 | 2135.43 | 10872.7 | 0 | 0 | 0 | 1314.4 | 0 | 0 | 0 | 0 | 0 | 18.1572 | 0 | 0 | 1332.56 | 3451.98 | 0 | 0 | 0 | 0 | 0 | 457.185 | 0 | 0 | 768.537 | 0 | 620.213 | 5297.92 | 0 | 0 | 0 | 12071.4 | 0 | 0 | 0 | 0 | 0 | 1.7095 | 0 | 0 | 12073.1 | 30868.3 | - | 0 | 0 | 0 | 0 | 0 | 0 | 0 | 0 | 0 | 0 | 0 | 0 | 0 | 0 | 0 | 0
11/20/19 @ 09:25 | EUn-CZ15-v07-PkgAC240to760-Meas | EUn | CZ15 | v07 | PkgAC2SpP-240to760 | Meas | 24998.5 | 3680.85 | 0 | 0 | 18.7165 | 0.1349 | 0 | 1327.82 | 18.452 | 0 | 2778.92 | 0 | 2135.43 | 9960.33 | 0 | 0 | 0 | 1314.45 | 0 | 0 | 0 | 0 | 0 | 18.1572 | 0 | 0 | 1332.61 | 2461.42 | 0 | 0 | 0 | 0 | 0 | 383.657 | 0 | 0 | 768.537 | 0 | 620.213 | 4233.82 | 0 | 0 | 0 | 12071.4 | 0 | 0 | 0 | 0 | 0 | 1.7095 | 0 | 0 | 12073.1 | 29968.1 | - | 0 | 0 | 0 | 0 | 0 | 0 | 0 | 0 | 0 | 0 | 0 | 0 | 0 | 0 | 0 | 0
11/20/19 @ 09:26 | EUn-CZ15-v11-PkgAC240to760-Base | EUn | CZ15 | v11 | PkgAC2SpP-240to760 | Base | 24998.5 | 4366.44 | 0 | 0 | 14.1041 | 0.11357 | 0 | 1292.23 | 17.7083 | 0 | 2778.92 | 0 | 2135.43 | 10604.9 | 0 | 0 | 0 | 961.062 | 0 | 0 | 0 | 0 | 0 | 18.1572 | 0 | 0 | 979.219 | 3339.44 | 0 | 0 | 0 | 0 | 0 | 442.796 | 0 | 0 | 768.537 | 0 | 620.213 | 5170.99 | 0 | 0 | 0 | 10603.3 | 0 | 0 | 0 | 0 | 0 | 1.7095 | 0 | 0 | 10605 | 29912.7 | - | 0 | 0 | 0 | 0 | 0 | 0 | 0 | 0 | 0 | 0 | 0 | 0 | 0 | 0 | 0 | 0
11/20/19 @ 09:28 | EUn-CZ15-v11-PkgAC240to760-Meas | EUn | CZ15 | v11 | PkgAC2SpP-240to760 | Meas | 24998.5 | 3527.35 | 0 | 0 | 14.1042 | 0.11357 | 0 | 1274.63 | 17.7083 | 0 | 2778.92 | 0 | 2135.43 | 9748.26 | 0 | 0 | 0 | 961.151 | 0 | 0 | 0 | 0 | 0 | 18.1572 | 0 | 0 | 979.308 | 2375.34 | 0 | 0 | 0 | 0 | 0 | 371.235 | 0 | 0 | 768.537 | 0 | 620.213 | 4135.32 | 0 | 0 | 0 | 10603.3 | 0 | 0 | 0 | 0 | 0 | 1.7095 | 0 | 0 | 10605 | 29023.9 | - | 0 | 0 | 0 | 0 | 0 | 0 | 0 | 0 | 0 | 0 | 0 | 0 | 0 | 0 | 0 | 0
11/20/19 @ 09:29 | EUn-CZ15-v15-PkgAC240to760-Base | EUn | CZ15 | v15 | PkgAC2SpP-240to760 | Base | 24998.5 | 4059.32 | 0 | 0 | 11.7392 | 0.10441 | 0 | 1228.52 | 16.9959 | 0 | 2778.92 | 0 | 2131.57 | 10227.2 | 0 | 0 | 0 | 828.005 | 0 | 0 | 0 | 0 | 0 | 18.1572 | 0 | 0 | 846.162 | 3193.39 | 0 | 0 | 0 | 0 | 0 | 427.772 | 0 | 0 | 768.537 | 0 | 619.035 | 5008.73 | 0 | 0 | 0 | 9771.82 | 0 | 0 | 0 | 0 | 0 | 1.7095 | 0 | 0 | 9773.53 | 28918.1 | - | 0.027 | 0 | 2 | 0 | 0 | 0 | 0 | 0 | 0 | 0 | 0 | 0 | 0 | 0 | 0 | 0
11/20/19 @ 09:31 | EUn-CZ15-v15-PkgAC240to760-Meas | EUn | CZ15 | v15 | PkgAC2SpP-240to760 | Meas | 24998.5 | 3278.46 | 0 | 0 | 11.7392 | 0.10441 | 0 | 1212.92 | 16.9959 | 0 | 2778.92 | 0 | 2131.57 | 9430.71 | 0 | 0 | 0 | 828.029 | 0 | 0 | 0 | 0 | 0 | 18.1572 | 0 | 0 | 846.186 | 2263.86 | 0 | 0 | 0 | 0 | 0 | 358.226 | 0 | 0 | 768.537 | 0 | 619.035 | 4009.66 | 0 | 0 | 0 | 9771.82 | 0 | 0 | 0 | 0 | 0 | 1.7095 | 0 | 0 | 9773.53 | 28034.8 | - | 0 | 0 | 0 | 0 | 0 | 0 | 0 | 0 | 0 | 0 | 0 | 0 | 0 | 0 | 0 | 0
11/20/19 @ 09:32 | Hsp-CZ15-v03-PkgAC240to760-Base | Hsp | CZ15 | v03 | PkgAC2SpP-240to760 | Base | 24998.5 | 1183.19 | 0 | 0 | 0 | 0 | 0 | 549.831 | 4.1303 | 0 | 1266.43 | 0 | 1178.94 | 4182.52 | 0 | 0 | 0 | 288.606 | 0 | 0 | 0 | 0 | 0 | 8.136 | 0 | 0 | 296.742 | 605.519 | 0 | 0 | 0 | 0 | 0 | 85.7467 | 0 | 0 | 229.457 | 0 | 183.908 | 1104.63 | 0 | 0 | 0 | 1252.98 | 0 | 0 | 0 | 0 | 0 | 0.12214 | 0 | 0 | 1253.1 | 5462.25 | - | 0 | 0 | 0 | 0 | 0 | 0 | 0 | 0 | 0 | 0 | 0 | 0 | 0 | 0 | 0 | 0
11/20/19 @ 09:32 | Hsp-CZ15-v03-PkgAC240to760-Meas | Hsp | CZ15 | v03 | PkgAC2SpP-240to760 | Meas | 24998.5 | 953.552 | 0 | 0 | 0 | 0 | 0 | 544.678 | 4.1303 | 0 | 1266.43 | 0 | 1178.94 | 3947.73 | 0 | 0 | 0 | 288.608 | 0 | 0 | 0 | 0 | 0 | 8.136 | 0 | 0 | 296.744 | 408.664 | 0 | 0 | 0 | 0 | 0 | 74.3704 | 0 | 0 | 229.457 | 0 | 183.908 | 896.4 | 0 | 0 | 0 | 1252.98 | 0 | 0 | 0 | 0 | 0 | 0.12214 | 0 | 0 | 1253.1 | 5253.44 | - | 0 | 0 | 0 | 0 | 0 | 0 | 0 | 0 | 0 | 0 | 0 | 0 | 0 | 0 | 0 | 0
11/20/19 @ 09:33 | Hsp-CZ15-v07-PkgAC240to760-Base | Hsp | CZ15 | v07 | PkgAC2SpP-240to760 | Base | 24998.5 | 1180.57 | 0 | 0 | 0 | 0 | 0 | 549.777 | 4.1283 | 0 | 1266.43 | 0 | 1178.94 | 4179.85 | 0 | 0 | 0 | 283.578 | 0 | 0 | 0 | 0 | 0 | 8.136 | 0 | 0 | 291.714 | 604.207 | 0 | 0 | 0 | 0 | 0 | 85.6669 | 0 | 0 | 229.457 | 0 | 183.908 | 1103.24 | 0 | 0 | 0 | 1240.34 | 0 | 0 | 0 | 0 | 0 | 0.12214 | 0 | 0 | 1240.47 | 5447.3 | - | 0 | 0 | 0 | 0 | 0 | 0 | 0 | 0 | 0 | 0 | 0 | 0 | 0 | 0 | 0 | 0
11/20/19 @ 09:34 | Hsp-CZ15-v07-PkgAC240to760-Meas | Hsp | CZ15 | v07 | PkgAC2SpP-240to760 | Meas | 24998.5 | 951.493 | 0 | 0 | 0 | 0 | 0 | 544.652 | 4.1283 | 0 | 1266.43 | 0 | 1178.94 | 3945.64 | 0 | 0 | 0 | 283.579 | 0 | 0 | 0 | 0 | 0 | 8.136 | 0 | 0 | 291.715 | 407.876 | 0 | 0 | 0 | 0 | 0 | 74.3079 | 0 | 0 | 229.457 | 0 | 183.908 | 895.549 | 0 | 0 | 0 | 1240.34 | 0 | 0 | 0 | 0 | 0 | 0.12214 | 0 | 0 | 1240.47 | 5239.11 | - | 0 | 0 | 0 | 0 | 0 | 0 | 0 | 0 | 0 | 0 | 0 | 0 | 0 | 0 | 0 | 0
11/20/19 @ 09:35 | Hsp-CZ15-v11-PkgAC240to760-Base | Hsp | CZ15 | v11 | PkgAC2SpP-240to760 | Base | 24998.5 | 1104.27 | 0 | 0 | 0 | 0 | 0 | 544.931 | 3.9511 | 0 | 1266.43 | 0 | 1178.94 | 4098.52 | 0 | 0 | 0 | 211.49 | 0 | 0 | 0 | 0 | 0 | 8.136 | 0 | 0 | 219.626 | 568.902 | 0 | 0 | 0 | 0 | 0 | 84.314 | 0 | 0 | 229.457 | 0 | 183.908 | 1066.58 | 0 | 0 | 0 | 984.8 | 0 | 0 | 0 | 0 | 0 | 0.30535 | 0 | 0 | 985.105 | 5130.53 | - | 0 | 0 | 0 | 0 | 0 | 0 | 0 | 0 | 0 | 0 | 0 | 0 | 0 | 0 | 0 | 0
11/20/19 @ 09:36 | Hsp-CZ15-v11-PkgAC240to760-Meas | Hsp | CZ15 | v11 | PkgAC2SpP-240to760 | Meas | 24998.5 | 890.283 | 0 | 0 | 0 | 0 | 0 | 540.121 | 3.9511 | 0 | 1266.43 | 0 | 1178.94 | 3879.72 | 0 | 0 | 0 | 211.492 | 0 | 0 | 0 | 0 | 0 | 8.136 | 0 | 0 | 219.628 | 383.557 | 0 | 0 | 0 | 0 | 0 | 73.0476 | 0 | 0 | 229.457 | 0 | 183.908 | 869.97 | 0 | 0 | 0 | 984.8 | 0 | 0 | 0 | 0 | 0 | 0.30535 | 0 | 0 | 985.105 | 4922.25 | - | 0 | 0 | 0 | 0 | 0 | 0 | 0 | 0 | 0 | 0 | 0 | 0 | 0 | 0 | 0 | 0
11/20/19 @ 09:37 | Hsp-CZ15-v15-PkgAC240to760-Base | Hsp | CZ15 | v15 | PkgAC2SpP-240to760 | Base | 24998.5 | 1076.7 | 0 | 0 | 0 | 0 | 0 | 542.85 | 3.9039 | 0 | 1266.43 | 0 | 1166.57 | 4056.45 | 0 | 0 | 0 | 211.434 | 0 | 0 | 0 | 0 | 0 | 8.136 | 0 | 0 | 219.57 | 555.586 | 0 | 0 | 0 | 0 | 0 | 83.2962 | 0 | 0 | 229.457 | 0 | 181.926 | 1050.27 | 0 | 0 | 0 | 951.123 | 0 | 0 | 0 | 0 | 0 | 0.30535 | 0 | 0 | 951.429 | 5005.53 | - | 0 | 0 | 0 | 0 | 0 | 0 | 0 | 0 | 0 | 0 | 0 | 0 | 0 | 0 | 0 | 0
11/20/19 @ 09:38 | Hsp-CZ15-v15-PkgAC240to760-Meas | Hsp | CZ15 | v15 | PkgAC2SpP-240to760 | Meas | 24998.5 | 867.711 | 0 | 0 | 0 | 0 | 0 | 538.384 | 3.9039 | 0 | 1266.43 | 0 | 1166.57 | 3842.99 | 0 | 0 | 0 | 211.44 | 0 | 0 | 0 | 0 | 0 | 8.136 | 0 | 0 | 219.576 | 375.034 | 0 | 0 | 0 | 0 | 0 | 72.1526 | 0 | 0 | 229.457 | 0 | 181.926 | 858.571 | 0 | 0 | 0 | 951.123 | 0 | 0 | 0 | 0 | 0 | 0.30535 | 0 | 0 | 951.429 | 4801.54 | - | 0 | 0 | 0 | 0 | 0 | 0 | 0 | 0 | 0 | 0 | 0 | 0 | 0 | 0 | 0 | 0
11/20/19 @ 09:39 | Htl-CZ15-v03-PkgAC240to760-Base | Htl | CZ15 | v03 | PkgAC2SpP-240to760 | Base | 24998.5 | 704.756 | 0 | 0 | 23.5643 | 0.12198 | 0 | 95.9362 | 0.55996 | 0 | 293.493 | 0 | 189.674 | 1308.11 | 0 | 0 | 0 | 173.001 | 0 | 0 | 0 | 0 | 0 | 0 | 0 | 0 | 173.001 | 424.781 | 0 | 0 | 0 | 0 | 0 | 28.7564 | 0 | 0 | 36.2546 | 0 | 23.8522 | 513.644 | 0 | 0 | 0 | 426.236 | 0 | 0 | 0 | 0 | 0 | 0 | 0 | 0 | 426.236 | 3098.47 | - | 0.023 | 0 | 2 | 0 | 0 | 0 | 0 | 0 | 0 | 0 | 0 | 0 | 0 | 0 | 0 | 0
11/20/19 @ 09:40 | Htl-CZ15-v03-PkgAC240to760-Meas | Htl | CZ15 | v03 | PkgAC2SpP-240to760 | Meas | 24998.5 | 594.125 | 0 | 0 | 23.5647 | 0.12198 | 0 | 93.3632 | 0.55996 | 0 | 293.493 | 0 | 189.674 | 1194.9 | 0 | 0 | 0 | 173.006 | 0 | 0 | 0 | 0 | 0 | 0 | 0 | 0 | 173.006 | 312.856 | 0 | 0 | 0 | 0 | 0 | 23.9544 | 0 | 0 | 36.2546 | 0 | 23.8522 | 396.917 | 0 | 0 | 0 | 426.236 | 0 | 0 | 0 | 0 | 0 | 0 | 0 | 0 | 426.236 | 3037.62 | - | 0 | 0 | 0 | 0 | 0 | 0 | 0 | 0 | 0 | 0 | 0 | 0 | 0 | 0 | 0 | 0
11/20/19 @ 09:40 | Htl-CZ15-v07-PkgAC240to760-Base | Htl | CZ15 | v07 | PkgAC2SpP-240to760 | Base | 24998.5 | 640.307 | 0 | 0 | 21.7555 | 0.12226 | 0 | 95.8259 | 0.55966 | 0 | 293.493 | 0 | 189.674 | 1241.74 | 0 | 0 | 0 | 172.2 | 0 | 0 | 0 | 0 | 0 | 0 | 0 | 0 | 172.2 | 387.509 | 0 | 0 | 0 | 0 | 0 | 28.6936 | 0 | 0 | 36.2546 | 0 | 23.8522 | 476.309 | 0 | 0 | 0 | 425.38 | 0 | 0 | 0 | 0 | 0 | 0 | 0 | 0 | 425.38 | 3088.32 | - | 0.023 | 0 | 2 | 0 | 0 | 0 | 0 | 0 | 0 | 0 | 0 | 0 | 0 | 0 | 0 | 0
11/20/19 @ 09:41 | Htl-CZ15-v07-PkgAC240to760-Meas | Htl | CZ15 | v07 | PkgAC2SpP-240to760 | Meas | 24998.5 | 538.779 | 0 | 0 | 21.7559 | 0.12226 | 0 | 93.2622 | 0.55966 | 0 | 293.493 | 0 | 189.674 | 1137.65 | 0 | 0 | 0 | 172.204 | 0 | 0 | 0 | 0 | 0 | 0 | 0 | 0 | 172.204 | 284.518 | 0 | 0 | 0 | 0 | 0 | 23.902 | 0 | 0 | 36.2546 | 0 | 23.8522 | 368.526 | 0 | 0 | 0 | 425.38 | 0 | 0 | 0 | 0 | 0 | 0 | 0 | 0 | 425.38 | 3027.92 | - | 0 | 0 | 0 | 0 | 0 | 0 | 0 | 0 | 0 | 0 | 0 | 0 | 0 | 0 | 0 | 0
11/20/19 @ 09:42 | Htl-CZ15-v11-PkgAC240to760-Base | Htl | CZ15 | v11 | PkgAC2SpP-240to760 | Base | 24998.5 | 619.402 | 0 | 0 | 18.3545 | 0.10899 | 0 | 92.36 | 0.53755 | 0 | 293.493 | 0 | 189.674 | 1213.93 | 0 | 0 | 0 | 145.68 | 0 | 0 | 0 | 0 | 0 | 0 | 0 | 0 | 145.68 | 373.32 | 0 | 0 | 0 | 0 | 0 | 27.4974 | 0 | 0 | 36.2546 | 0 | 23.8522 | 460.924 | 0 | 0 | 0 | 382.644 | 0 | 0 | 0 | 0 | 0 | 0 | 0 | 0 | 382.644 | 2974.97 | - | 0.023 | 0 | 2 | 0 | 0 | 0 | 0 | 0 | 0 | 0 | 0 | 0 | 0 | 0 | 0 | 0
11/20/19 @ 09:42 | Htl-CZ15-v11-PkgAC240to760-Meas | Htl | CZ15 | v11 | PkgAC2SpP-240to760 | Meas | 24998.5 | 522.101 | 0 | 0 | 18.3548 | 0.10899 | 0 | 89.9492 | 0.53755 | 0 | 293.493 | 0 | 189.674 | 1114.22 | 0 | 0 | 0 | 145.685 | 0 | 0 | 0 | 0 | 0 | 0 | 0 | 0 | 145.685 | 263.612 | 0 | 0 | 0 | 0 | 0 | 21.7613 | 0 | 0 | 46.7335 | 0 | 25.0376 | 357.144 | 0 | 0 | 0 | 382.644 | 0 | 0 | 0 | 0 | 0 | 0 | 0 | 0 | 382.644 | 2916.16 | - | 0 | 0 | 0 | 0 | 0 | 0 | 0 | 0 | 0 | 0 | 0 | 0 | 0 | 0 | 0 | 0
11/20/19 @ 09:43 | Htl-CZ15-v15-PkgAC240to760-Base | Htl | CZ15 | v15 | PkgAC2SpP-240to760 | Base | 24998.5 | 533.556 | 0 | 0 | 9.2798 | 0.066338 | 0 | 85.5039 | 0.50632 | 0 | 293.493 | 0 | 187.37 | 1109.78 | 0 | 0 | 0 | 127.023 | 0 | 0 | 0 | 0 | 0 | 0 | 0 | 0 | 127.023 | 318.566 | 0 | 0 | 0 | 0 | 0 | 25.1131 | 0 | 0 | 36.2546 | 0 | 23.6258 | 403.56 | 0 | 0 | 0 | 343.667 | 0 | 0 | 0 | 0 | 0 | 0 | 0 | 0 | 343.667 | 2696.06 | - | 0.023 | 0 | 2 | 0 | 0 | 0 | 0 | 0 | 0 | 0 | 0 | 0 | 0 | 0 | 0 | 0
11/20/19 @ 09:44 | Htl-CZ15-v15-PkgAC240to760-Meas | Htl | CZ15 | v15 | PkgAC2SpP-240to760 | Meas | 24998.5 | 450.46 | 0 | 0 | 9.2799 | 0.066339 | 0 | 83.3854 | 0.50632 | 0 | 293.493 | 0 | 187.37 | 1024.56 | 0 | 0 | 0 | 127.027 | 0 | 0 | 0 | 0 | 0 | 0 | 0 | 0 | 127.027 | 225.519 | 0 | 0 | 0 | 0 | 0 | 19.8744 | 0 | 0 | 46.7335 | 0 | 24.8003 | 316.927 | 0 | 0 | 0 | 343.667 | 0 | 0 | 0 | 0 | 0 | 0 | 0 | 0 | 343.667 | 2636.22 | - | 0 | 0 | 0 | 0 | 0 | 0 | 0 | 0 | 0 | 0 | 0 | 0 | 0 | 0 | 0 | 0
11/20/19 @ 09:44 | MBT-CZ15-v03-PkgAC240to760-Base | MBT | CZ15 | v03 | PkgAC2SpP-240to760 | Base | 24998.5 | 555.371 | 0 | 0 | 0 | 0 | 0 | 202.235 | 3.1328 | 0 | 737.073 | 0 | 527.515 | 2025.33 | 0 | 0 | 0 | 133.813 | 0 | 0 | 0 | 0 | 0 | 0 | 0 | 0 | 133.813 | 582.602 | 0 | 0 | 0 | 0 | 0 | 88.1411 | 0 | 0 | 194.467 | 0 | 146.893 | 1012.1 | 0 | 0 | 0 | 1493.9 | 0 | 0 | 0 | 0 | 0 | 0 | 0 | 0 | 1493.9 | 4939.53 | - | 0 | 0 | 0 | 0 | 0 | 0 | 0 | 0 | 0 | 0 | 0 | 0 | 0 | 0 | 0 | 0
11/20/19 @ 09:45 | MBT-CZ15-v03-PkgAC240to760-Meas | MBT | CZ15 | v03 | PkgAC2SpP-240to760 | Meas | 24998.5 | 437.328 | 0 | 0 | 0 | 0 | 0 | 198.269 | 3.1328 | 0 | 737.073 | 0 | 527.515 | 1903.32 | 0 | 0 | 0 | 133.804 | 0 | 0 | 0 | 0 | 0 | 0 | 0 | 0 | 133.804 | 381.622 | 0 | 0 | 0 | 0 | 0 | 71.0557 | 0 | 0 | 194.467 | 0 | 146.893 | 794.038 | 0 | 0 | 0 | 1493.9 | 0 | 0 | 0 | 0 | 0 | 0 | 0 | 0 | 1493.9 | 4700.29 | - | 0 | 0 | 0 | 0 | 0 | 0 | 0 | 0 | 0 | 0 | 0 | 0 | 0 | 0 | 0 | 0
11/20/19 @ 09:45 | MBT-CZ15-v07-PkgAC240to760-Base | MBT | CZ15 | v07 | PkgAC2SpP-240to760 | Base | 24998.5 | 544.908 | 0 | 0 | 0 | 0 | 0 | 199.359 | 3.0869 | 0 | 737.073 | 0 | 527.515 | 2011.95 | 0 | 0 | 0 | 120.773 | 0 | 0 | 0 | 0 | 0 | 0 | 0 | 0 | 120.773 | 571.129 | 0 | 0 | 0 | 0 | 0 | 86.1548 | 0 | 0 | 194.467 | 0 | 146.893 | 998.644 | 0 | 0 | 0 | 1342.76 | 0 | 0 | 0 | 0 | 0 | 0 | 0 | 0 | 1342.76 | 4829 | - | 0 | 0 | 0 | 0 | 0 | 0 | 0 | 0 | 0 | 0 | 0 | 0 | 0 | 0 | 0 | 0
11/20/19 @ 09:45 | MBT-CZ15-v07-PkgAC240to760-Meas | MBT | CZ15 | v07 | PkgAC2SpP-240to760 | Meas | 24998.5 | 429.661 | 0 | 0 | 0 | 0 | 0 | 195.589 | 3.0869 | 0 | 737.073 | 0 | 527.515 | 1892.93 | 0 | 0 | 0 | 120.776 | 0 | 0 | 0 | 0 | 0 | 0 | 0 | 0 | 120.776 | 374.05 | 0 | 0 | 0 | 0 | 0 | 69.5737 | 0 | 0 | 194.467 | 0 | 146.893 | 784.983 | 0 | 0 | 0 | 1342.76 | 0 | 0 | 0 | 0 | 0 | 0 | 0 | 0 | 1342.76 | 4597.88 | - | 0 | 0 | 0 | 0 | 0 | 0 | 0 | 0 | 0 | 0 | 0 | 0 | 0 | 0 | 0 | 0
11/20/19 @ 09:46 | MBT-CZ15-v11-PkgAC240to760-Base | MBT | CZ15 | v11 | PkgAC2SpP-240to760 | Base | 24998.5 | 513.091 | 0 | 0 | 0 | 0 | 0 | 189.425 | 2.9308 | 0 | 737.073 | 0 | 508.964 | 1951.49 | 0 | 0 | 0 | 76.7804 | 0 | 0 | 0 | 0 | 0 | 0 | 0 | 0 | 76.7804 | 539.215 | 0 | 0 | 0 | 0 | 0 | 80.8785 | 0 | 0 | 194.467 | 0 | 141.497 | 956.058 | 0 | 0 | 0 | 982.229 | 0 | 0 | 0 | 0 | 0 | 0 | 0 | 0 | 982.229 | 4542.31 | - | 0 | 0 | 0 | 0 | 0 | 0 | 0 | 0 | 0 | 0 | 0 | 0 | 0 | 0 | 0 | 0
11/20/19 @ 09:46 | MBT-CZ15-v11-PkgAC240to760-Meas | MBT | CZ15 | v11 | PkgAC2SpP-240to760 | Meas | 24998.5 | 405.714 | 0 | 0 | 0 | 0 | 0 | 186.11 | 2.9308 | 0 | 737.073 | 0 | 508.964 | 1840.8 | 0 | 0 | 0 | 76.7817 | 0 | 0 | 0 | 0 | 0 | 0 | 0 | 0 | 76.7817 | 352.54 | 0 | 0 | 0 | 0 | 0 | 65.4804 | 0 | 0 | 194.467 | 0 | 141.497 | 753.984 | 0 | 0 | 0 | 982.229 | 0 | 0 | 0 | 0 | 0 | 0 | 0 | 0 | 982.229 | 4326.63 | - | 0 | 0 | 0 | 0 | 0 | 0 | 0 | 0 | 0 | 0 | 0 | 0 | 0 | 0 | 0 | 0
11/20/19 @ 09:47 | MBT-CZ15-v15-PkgAC240to760-Base | MBT | CZ15 | v15 | PkgAC2SpP-240to760 | Base | 24998.5 | 498.447 | 0 | 0 | 0 | 0 | 0 | 184.882 | 2.8722 | 0 | 737.073 | 0 | 499.688 | 1922.97 | 0 | 0 | 0 | 67.5965 | 0 | 0 | 0 | 0 | 0 | 0 | 0 | 0 | 67.5965 | 529.692 | 0 | 0 | 0 | 0 | 0 | 79.4352 | 0 | 0 | 194.467 | 0 | 138.8 | 942.394 | 0 | 0 | 0 | 893.648 | 0 | 0 | 0 | 0 | 0 | 0 | 0 | 0 | 893.648 | 4469.71 | - | 0 | 0 | 0 | 0 | 0 | 0 | 0 | 0 | 0 | 0 | 0 | 0 | 0 | 0 | 0 | 0
11/20/19 @ 09:47 | MBT-CZ15-v15-PkgAC240to760-Meas | MBT | CZ15 | v15 | PkgAC2SpP-240to760 | Meas | 24998.5 | 394.038 | 0 | 0 | 0 | 0 | 0 | 181.717 | 2.8722 | 0 | 737.073 | 0 | 499.688 | 1815.39 | 0 | 0 | 0 | 67.5987 | 0 | 0 | 0 | 0 | 0 | 0 | 0 | 0 | 67.5987 | 345.583 | 0 | 0 | 0 | 0 | 0 | 64.2117 | 0 | 0 | 194.467 | 0 | 138.8 | 743.061 | 0 | 0 | 0 | 893.648 | 0 | 0 | 0 | 0 | 0 | 0 | 0 | 0 | 893.648 | 4252.99 | - | 0 | 0 | 0 | 0 | 0 | 0 | 0 | 0 | 0 | 0 | 0 | 0 | 0 | 0 | 0 | 0
11/20/19 @ 09:47 | MLI-CZ15-v03-PkgAC240to760-Base | MLI | CZ15 | v03 | PkgAC2SpP-240to760 | Base | 24998.5 | 308.826 | 0 | 0 | 0 | 0 | 0 | 123.773 | 2.0005 | 0 | 280.501 | 0 | 308.077 | 1023.18 | 0 | 0 | 0 | 199.837 | 0 | 0 | 0 | 0 | 0 | 0 | 0 | 0 | 199.837 | 330.586 | 0 | 0 | 0 | 0 | 0 | 48.6776 | 0 | 0 | 80.8759 | 0 | 73.582 | 533.722 | 0 | 0 | 0 | 1498.86 | 0 | 0 | 0 | 0 | 0 | 0 | 0 | 0 | 1498.86 | 2690.08 | - | 0 | 0 | 0 | 0 | 0 | 0 | 0 | 0 | 0 | 0 | 0 | 0 | 0 | 0 | 0 | 0
11/20/19 @ 09:48 | MLI-CZ15-v03-PkgAC240to760-Meas | MLI | CZ15 | v03 | PkgAC2SpP-240to760 | Meas | 24998.5 | 238.644 | 0 | 0 | 0 | 0 | 0 | 121.804 | 2.0005 | 0 | 280.501 | 0 | 308.077 | 951.026 | 0 | 0 | 0 | 199.84 | 0 | 0 | 0 | 0 | 0 | 0 | 0 | 0 | 199.84 | 217.897 | 0 | 0 | 0 | 0 | 0 | 39.9051 | 0 | 0 | 80.8759 | 0 | 73.582 | 412.26 | 0 | 0 | 0 | 1498.86 | 0 | 0 | 0 | 0 | 0 | 0 | 0 | 0 | 1498.86 | 2602.78 | - | 0 | 0 | 0 | 0 | 0 | 0 | 0 | 0 | 0 | 0 | 0 | 0 | 0 | 0 | 0 | 0
11/20/19 @ 09:48 | MLI-CZ15-v07-PkgAC240to760-Base | MLI | CZ15 | v07 | PkgAC2SpP-240to760 | Base | 24998.5 | 302.801 | 0 | 0 | 0 | 0 | 0 | 121.749 | 1.9686 | 0 | 280.501 | 0 | 308.077 | 1015.1 | 0 | 0 | 0 | 184.27 | 0 | 0 | 0 | 0 | 0 | 0 | 0 | 0 | 184.27 | 325.188 | 0 | 0 | 0 | 0 | 0 | 47.8553 | 0 | 0 | 80.8759 | 0 | 73.582 | 527.501 | 0 | 0 | 0 | 1449.63 | 0 | 0 | 0 | 0 | 0 | 0 | 0 | 0 | 1449.63 | 2645.73 | - | 0 | 0 | 0 | 0 | 0 | 0 | 0 | 0 | 0 | 0 | 0 | 0 | 0 | 0 | 0 | 0
11/20/19 @ 09:48 | MLI-CZ15-v07-PkgAC240to760-Meas | MLI | CZ15 | v07 | PkgAC2SpP-240to760 | Meas | 24998.5 | 234.337 | 0 | 0 | 0 | 0 | 0 | 119.865 | 1.9686 | 0 | 280.501 | 0 | 308.077 | 944.749 | 0 | 0 | 0 | 184.272 | 0 | 0 | 0 | 0 | 0 | 0 | 0 | 0 | 184.272 | 212.769 | 0 | 0 | 0 | 0 | 0 | 39.2244 | 0 | 0 | 80.8759 | 0 | 73.582 | 406.451 | 0 | 0 | 0 | 1449.63 | 0 | 0 | 0 | 0 | 0 | 0 | 0 | 0 | 1449.63 | 2559.17 | - | 0 | 0 | 0 | 0 | 0 | 0 | 0 | 0 | 0 | 0 | 0 | 0 | 0 | 0 | 0 | 0
11/20/19 @ 09:49 | MLI-CZ15-v11-PkgAC240to760-Base | MLI | CZ15 | v11 | PkgAC2SpP-240to760 | Base | 24998.5 | 264.516 | 0 | 0 | 0 | 0 | 0 | 107.63 | 1.7503 | 0 | 280.501 | 0 | 308.077 | 962.474 | 0 | 0 | 0 | 86.1569 | 0 | 0 | 0 | 0 | 0 | 0 | 0 | 0 | 86.1569 | 291.569 | 0 | 0 | 0 | 0 | 0 | 43.2662 | 0 | 0 | 80.8759 | 0 | 73.582 | 489.293 | 0 | 0 | 0 | 1147.03 | 0 | 0 | 0 | 0 | 0 | 0 | 0 | 0 | 1147.03 | 2395.13 | - | 0 | 0 | 0 | 0 | 0 | 0 | 0 | 0 | 0 | 0 | 0 | 0 | 0 | 0 | 0 | 0
11/20/19 @ 09:49 | MLI-CZ15-v11-PkgAC240to760-Meas | MLI | CZ15 | v11 | PkgAC2SpP-240to760 | Meas | 24998.5 | 205.904 | 0 | 0 | 0 | 0 | 0 | 106.172 | 1.7503 | 0 | 280.501 | 0 | 308.077 | 902.404 | 0 | 0 | 0 | 86.1576 | 0 | 0 | 0 | 0 | 0 | 0 | 0 | 0 | 86.1576 | 195.947 | 0 | 0 | 0 | 0 | 0 | 35.428 | 0 | 0 | 80.8759 | 0 | 73.582 | 385.833 | 0 | 0 | 0 | 1147.03 | 0 | 0 | 0 | 0 | 0 | 0 | 0 | 0 | 1147.03 | 2312.07 | - | 0 | 0 | 0 | 0 | 0 | 0 | 0 | 0 | 0 | 0 | 0 | 0 | 0 | 0 | 0 | 0
11/20/19 @ 09:49 | MLI-CZ15-v15-PkgAC240to760-Base | MLI | CZ15 | v15 | PkgAC2SpP-240to760 | Base | 24998.5 | 261.384 | 0 | 0 | 0 | 0 | 0 | 106.518 | 1.7347 | 0 | 280.501 | 0 | 304.555 | 954.693 | 0 | 0 | 0 | 83.8957 | 0 | 0 | 0 | 0 | 0 | 0 | 0 | 0 | 83.8957 | 289.516 | 0 | 0 | 0 | 0 | 0 | 43.0272 | 0 | 0 | 80.8759 | 0 | 72.3401 | 485.76 | 0 | 0 | 0 | 1108.95 | 0 | 0 | 0 | 0 | 0 | 0 | 0 | 0 | 1108.95 | 2381.37 | - | 0 | 0 | 0 | 0 | 0 | 0 | 0 | 0 | 0 | 0 | 0 | 0 | 0 | 0 | 0 | 0
11/20/19 @ 09:50 | MLI-CZ15-v15-PkgAC240to760-Meas | MLI | CZ15 | v15 | PkgAC2SpP-240to760 | Meas | 24998.5 | 203.383 | 0 | 0 | 0 | 0 | 0 | 105.085 | 1.7347 | 0 | 280.501 | 0 | 304.555 | 895.259 | 0 | 0 | 0 | 83.8964 | 0 | 0 | 0 | 0 | 0 | 0 | 0 | 0 | 83.8964 | 194.49 | 0 | 0 | 0 | 0 | 0 | 35.2262 | 0 | 0 | 80.8759 | 0 | 72.3401 | 382.932 | 0 | 0 | 0 | 1108.95 | 0 | 0 | 0 | 0 | 0 | 0 | 0 | 0 | 1108.95 | 2297.32 | - | 0 | 0 | 0 | 0 | 0 | 0 | 0 | 0 | 0 | 0 | 0 | 0 | 0 | 0 | 0 | 0
11/20/19 @ 09:50 | Mtl-CZ15-v03-PkgAC240to760-Base | Mtl | CZ15 | v03 | PkgAC2SpP-240to760 | Base | 24998.5 | 129.011 | 0 | 0 | 3.7867 | 0.01777 | 0 | 14.4607 | 0.063829 | 0 | 54.5732 | 0 | 27.6534 | 229.567 | 0 | 0 | 0 | 3.7142 | 0 | 0 | 0 | 0 | 0 | 0 | 0 | 0 | 3.7142 | 73.4138 | 0 | 0 | 0 | 0 | 0 | 4.2255 | 0 | 0 | 5.4743 | 0 | 3.3354 | 86.449 | 0 | 0 | 0 | 25.5173 | 0 | 0 | 0 | 0 | 0 | 0 | 0 | 0 | 25.5173 | 521.157 | - | 0 | 0 | 0 | 0 | 0 | 0 | 0 | 0 | 0 | 0 | 0 | 0 | 0 | 0 | 0 | 0
11/20/19 @ 09:50 | Mtl-CZ15-v03-PkgAC240to760-Meas | Mtl | CZ15 | v03 | PkgAC2SpP-240to760 | Meas | 24998.5 | 109.941 | 0 | 0 | 3.7868 | 0.01777 | 0 | 14.0289 | 0.063829 | 0 | 54.5732 | 0 | 27.6534 | 210.065 | 0 | 0 | 0 | 3.7142 | 0 | 0 | 0 | 0 | 0 | 0 | 0 | 0 | 3.7142 | 54.9449 | 0 | 0 | 0 | 0 | 0 | 3.5627 | 0 | 0 | 5.4743 | 0 | 3.3354 | 67.3173 | 0 | 0 | 0 | 25.5173 | 0 | 0 | 0 | 0 | 0 | 0 | 0 | 0 | 25.5173 | 509.994 | - | 0 | 0 | 0 | 0 | 0 | 0 | 0 | 0 | 0 | 0 | 0 | 0 | 0 | 0 | 0 | 0
11/20/19 @ 09:51 | Mtl-CZ15-v07-PkgAC240to760-Base | Mtl | CZ15 | v07 | PkgAC2SpP-240to760 | Base | 24998.5 | 116.335 | 0 | 0 | 3.5115 | 0.017919 | 0 | 14.4607 | 0.063829 | 0 | 54.5732 | 0 | 27.6534 | 216.616 | 0 | 0 | 0 | 3.7142 | 0 | 0 | 0 | 0 | 0 | 0 | 0 | 0 | 3.7142 | 66.2924 | 0 | 0 | 0 | 0 | 0 | 4.2255 | 0 | 0 | 5.4743 | 0 | 3.3354 | 79.3276 | 0 | 0 | 0 | 25.5173 | 0 | 0 | 0 | 0 | 0 | 0 | 0 | 0 | 25.5173 | 521.157 | - | 0 | 0 | 0 | 0 | 0 | 0 | 0 | 0 | 0 | 0 | 0 | 0 | 0 | 0 | 0 | 0
11/20/19 @ 09:51 | Mtl-CZ15-v07-PkgAC240to760-Meas | Mtl | CZ15 | v07 | PkgAC2SpP-240to760 | Meas | 24998.5 | 99.0252 | 0 | 0 | 3.5117 | 0.017919 | 0 | 14.0289 | 0.063829 | 0 | 54.5732 | 0 | 27.6534 | 198.874 | 0 | 0 | 0 | 3.7142 | 0 | 0 | 0 | 0 | 0 | 0 | 0 | 0 | 3.7142 | 49.5053 | 0 | 0 | 0 | 0 | 0 | 3.5627 | 0 | 0 | 5.4743 | 0 | 3.3354 | 61.8777 | 0 | 0 | 0 | 25.5173 | 0 | 0 | 0 | 0 | 0 | 0 | 0 | 0 | 25.5173 | 509.994 | - | 0 | 0 | 0 | 0 | 0 | 0 | 0 | 0 | 0 | 0 | 0 | 0 | 0 | 0 | 0 | 0
11/20/19 @ 09:52 | Mtl-CZ15-v11-PkgAC240to760-Base | Mtl | CZ15 | v11 | PkgAC2SpP-240to760 | Base | 24998.5 | 112.565 | 0 | 0 | 2.5082 | 0.014199 | 0 | 13.9201 | 0.061346 | 0 | 54.5732 | 0 | 27.6534 | 211.296 | 0 | 0 | 0 | 2.6397 | 0 | 0 | 0 | 0 | 0 | 0 | 0 | 0 | 2.6397 | 63.4162 | 0 | 0 | 0 | 0 | 0 | 4.0463 | 0 | 0 | 5.4743 | 0 | 3.3354 | 76.2723 | 0 | 0 | 0 | 23.3549 | 0 | 0 | 0 | 0 | 0 | 0 | 0 | 0 | 23.3549 | 499.326 | - | 0 | 0 | 0 | 0 | 0 | 0 | 0 | 0 | 0 | 0 | 0 | 0 | 0 | 0 | 0 | 0
11/20/19 @ 09:52 | Mtl-CZ15-v11-PkgAC240to760-Meas | Mtl | CZ15 | v11 | PkgAC2SpP-240to760 | Meas | 24998.5 | 96.0587 | 0 | 0 | 2.5083 | 0.014199 | 0 | 13.508 | 0.061346 | 0 | 54.5732 | 0 | 27.6534 | 194.377 | 0 | 0 | 0 | 2.6397 | 0 | 0 | 0 | 0 | 0 | 0 | 0 | 0 | 2.6397 | 47.2255 | 0 | 0 | 0 | 0 | 0 | 3.4075 | 0 | 0 | 5.4743 | 0 | 3.3354 | 59.4427 | 0 | 0 | 0 | 23.3549 | 0 | 0 | 0 | 0 | 0 | 0 | 0 | 0 | 23.3549 | 488.167 | - | 0 | 0 | 0 | 0 | 0 | 0 | 0 | 0 | 0 | 0 | 0 | 0 | 0 | 0 | 0 | 0
11/20/19 @ 09:53 | Mtl-CZ15-v15-PkgAC240to760-Base | Mtl | CZ15 | v15 | PkgAC2SpP-240to760 | Base | 24998.5 | 93.8247 | 0 | 0 | 1.0342 | 0.006691 | 0 | 12.6172 | 0.05688 | 0 | 54.5732 | 0 | 27.6534 | 189.766 | 0 | 0 | 0 | 0.91051 | 0 | 0 | 0 | 0 | 0 | 0 | 0 | 0 | 0.91051 | 51.6088 | 0 | 0 | 0 | 0 | 0 | 3.542 | 0 | 0 | 5.4743 | 0 | 3.3354 | 63.9604 | 0 | 0 | 0 | 16.8484 | 0 | 0 | 0 | 0 | 0 | 0 | 0 | 0 | 16.8484 | 433.561 | - | 0 | 0 | 0 | 0 | 0 | 0 | 0 | 0 | 0 | 0 | 0 | 0 | 0 | 0 | 0 | 0
11/20/19 @ 09:53 | Mtl-CZ15-v15-PkgAC240to760-Meas | Mtl | CZ15 | v15 | PkgAC2SpP-240to760 | Meas | 24998.5 | 80.4416 | 0 | 0 | 1.0343 | 0.006691 | 0 | 12.2705 | 0.05688 | 0 | 54.5732 | 0 | 27.6534 | 176.037 | 0 | 0 | 0 | 0.91051 | 0 | 0 | 0 | 0 | 0 | 0 | 0 | 0 | 0.91051 | 38.3527 | 0 | 0 | 0 | 0 | 0 | 2.9705 | 0 | 0 | 5.4743 | 0 | 3.3354 | 50.1329 | 0 | 0 | 0 | 16.8484 | 0 | 0 | 0 | 0 | 0 | 0 | 0 | 0 | 16.8484 | 422.507 | - | 0 | 0 | 0 | 0 | 0 | 0 | 0 | 0 | 0 | 0 | 0 | 0 | 0 | 0 | 0 | 0
11/20/19 @ 09:54 | Nrs-CZ15-v03-PkgAC240to760-Base | Nrs | CZ15 | v03 | PkgAC2SpP-240to760 | Base | 24998.5 | 418.304 | 0 | 0 | 0 | 0 | 0 | 95.5103 | 0.59947 | 0 | 419.569 | 0 | 187.872 | 1121.85 | 0 | 0 | 0 | 149.784 | 0 | 0 | 0 | 0 | 0 | 11.7225 | 0 | 0 | 161.506 | 224.352 | 0 | 0 | 0 | 0 | 0 | 17.1805 | 0 | 0 | 73.3466 | 0 | 25.4007 | 340.279 | 0 | 0 | 0 | 276.581 | 0 | 0 | 0 | 0 | 0 | 0.43995 | 0 | 0 | 277.021 | 1807.07 | - | 0 | 0 | 0 | 0 | 0 | 0 | 0 | 0 | 0 | 0 | 0 | 0 | 0 | 0 | 0 | 0
11/20/19 @ 09:54 | Nrs-CZ15-v03-PkgAC240to760-Meas | Nrs | CZ15 | v03 | PkgAC2SpP-240to760 | Meas | 24998.5 | 357.341 | 0 | 0 | 0 | 0 | 0 | 94.4642 | 0.59947 | 0 | 419.569 | 0 | 187.872 | 1059.85 | 0 | 0 | 0 | 149.786 | 0 | 0 | 0 | 0 | 0 | 11.7225 | 0 | 0 | 161.509 | 162.471 | 0 | 0 | 0 | 0 | 0 | 15.1546 | 0 | 0 | 73.3466 | 0 | 26.1311 | 277.103 | 0 | 0 | 0 | 276.581 | 0 | 0 | 0 | 0 | 0 | 0.43995 | 0 | 0 | 277.021 | 1784.55 | - | 0 | 0 | 0 | 0 | 0 | 0 | 0 | 0 | 0 | 0 | 0 | 0 | 0 | 0 | 0 | 0
11/20/19 @ 09:55 | Nrs-CZ15-v07-PkgAC240to760-Base | Nrs | CZ15 | v07 | PkgAC2SpP-240to760 | Base | 24998.5 | 387.228 | 0 | 0 | 0 | 0 | 0 | 95.5017 | 0.59863 | 0 | 419.569 | 0 | 187.872 | 1090.77 | 0 | 0 | 0 | 147.922 | 0 | 0 | 0 | 0 | 0 | 11.7225 | 0 | 0 | 159.645 | 209.272 | 0 | 0 | 0 | 0 | 0 | 17.1322 | 0 | 0 | 73.3466 | 0 | 25.4007 | 325.152 | 0 | 0 | 0 | 271.499 | 0 | 0 | 0 | 0 | 0 | 0.43995 | 0 | 0 | 271.939 | 1796.39 | - | 0 | 0 | 0 | 0 | 0 | 0 | 0 | 0 | 0 | 0 | 0 | 0 | 0 | 0 | 0 | 0
11/20/19 @ 09:56 | Nrs-CZ15-v07-PkgAC240to760-Meas | Nrs | CZ15 | v07 | PkgAC2SpP-240to760 | Meas | 24998.5 | 329.869 | 0 | 0 | 0 | 0 | 0 | 94.4632 | 0.59863 | 0 | 419.569 | 0 | 187.872 | 1032.37 | 0 | 0 | 0 | 147.924 | 0 | 0 | 0 | 0 | 0 | 11.7225 | 0 | 0 | 159.647 | 150.928 | 0 | 0 | 0 | 0 | 0 | 15.1161 | 0 | 0 | 73.3466 | 0 | 26.1311 | 265.522 | 0 | 0 | 0 | 271.499 | 0 | 0 | 0 | 0 | 0 | 0.43995 | 0 | 0 | 271.939 | 1774.32 | - | 0 | 0 | 0 | 0 | 0 | 0 | 0 | 0 | 0 | 0 | 0 | 0 | 0 | 0 | 0 | 0
11/20/19 @ 09:56 | Nrs-CZ15-v11-PkgAC240to760-Base | Nrs | CZ15 | v11 | PkgAC2SpP-240to760 | Base | 24998.5 | 376.476 | 0 | 0 | 0 | 0 | 0 | 95.0723 | 0.58649 | 0 | 419.569 | 0 | 187.872 | 1079.57 | 0 | 0 | 0 | 134.752 | 0 | 0 | 0 | 0 | 0 | 11.7225 | 0 | 0 | 146.475 | 200.054 | 0 | 0 | 0 | 0 | 0 | 16.833 | 0 | 0 | 73.3466 | 0 | 25.4007 | 315.634 | 0 | 0 | 0 | 245.941 | 0 | 0 | 0 | 0 | 0 | 0.17598 | 0 | 0 | 246.117 | 1717.22 | - | 0 | 0 | 0 | 0 | 0 | 0 | 0 | 0 | 0 | 0 | 0 | 0 | 0 | 0 | 0 | 0
11/20/19 @ 09:57 | Nrs-CZ15-v11-PkgAC240to760-Meas | Nrs | CZ15 | v11 | PkgAC2SpP-240to760 | Meas | 24998.5 | 321.692 | 0 | 0 | 0 | 0 | 0 | 94.0694 | 0.58649 | 0 | 419.569 | 0 | 187.872 | 1023.79 | 0 | 0 | 0 | 134.755 | 0 | 0 | 0 | 0 | 0 | 11.7225 | 0 | 0 | 146.477 | 143.73 | 0 | 0 | 0 | 0 | 0 | 14.8688 | 0 | 0 | 73.3466 | 0 | 26.1311 | 258.076 | 0 | 0 | 0 | 245.941 | 0 | 0 | 0 | 0 | 0 | 0.17598 | 0 | 0 | 246.117 | 1696.97 | - | 0 | 0 | 0 | 0 | 0 | 0 | 0 | 0 | 0 | 0 | 0 | 0 | 0 | 0 | 0 | 0
11/20/19 @ 09:58 | Nrs-CZ15-v15-PkgAC240to760-Base | Nrs | CZ15 | v15 | PkgAC2SpP-240to760 | Base | 24998.5 | 338.077 | 0 | 0 | 0 | 0 | 0 | 93.3099 | 0.5689 | 0 | 419.569 | 0 | 183.299 | 1034.82 | 0 | 0 | 0 | 137.355 | 0 | 0 | 0 | 0 | 0 | 11.7225 | 0 | 0 | 149.077 | 180.485 | 0 | 0 | 0 | 0 | 0 | 16.1211 | 0 | 0 | 73.3466 | 0 | 24.6749 | 294.628 | 0 | 0 | 0 | 236.978 | 0 | 0 | 0 | 0 | 0 | 0.17598 | 0 | 0 | 237.154 | 1590.79 | - | 0 | 0 | 0 | 0 | 0 | 0 | 0 | 0 | 0 | 0 | 0 | 0 | 0 | 0 | 0 | 0
11/20/19 @ 09:58 | Nrs-CZ15-v15-PkgAC240to760-Meas | Nrs | CZ15 | v15 | PkgAC2SpP-240to760 | Meas | 24998.5 | 288.559 | 0 | 0 | 0 | 0 | 0 | 92.4193 | 0.5689 | 0 | 419.569 | 0 | 183.299 | 984.415 | 0 | 0 | 0 | 137.358 | 0 | 0 | 0 | 0 | 0 | 11.7225 | 0 | 0 | 149.081 | 128.407 | 0 | 0 | 0 | 0 | 0 | 14.2536 | 0 | 0 | 73.3466 | 0 | 25.3752 | 241.382 | 0 | 0 | 0 | 236.978 | 0 | 0 | 0 | 0 | 0 | 0.17598 | 0 | 0 | 237.154 | 1572.62 | - | 0 | 0 | 0 | 0 | 0 | 0 | 0 | 0 | 0 | 0 | 0 | 0 | 0 | 0 | 0 | 0
11/20/19 @ 09:59 | OfL-CZ15-v03-PkgAC240to760-Base | OfL | CZ15 | v03 | PkgAC2SpP-240to760 | Base | 24998.5 | 676.893 | 0 | 0 | 0 | 0 | 0 | 233.474 | 3.5821 | 0 | 892.052 | 0 | 418.822 | 2224.83 | 0 | 0 | 0 | 10.2299 | 0 | 0 | 0 | 0 | 0 | 0 | 0 | 0 | 10.2299 | 596.555 | 0 | 0 | 0 | 0 | 0 | 87.3491 | 0 | 0 | 178.54 | 0 | 119.873 | 982.317 | 0 | 0 | 0 | 443.435 | 0 | 0 | 0 | 0 | 0 | 0 | 0 | 0 | 443.435 | 4841.56 | - | 0 | 0 | 0 | 0 | 0 | 0 | 0 | 0 | 0 | 0 | 0 | 0 | 0 | 0 | 0 | 0
11/20/19 @ 10:00 | OfL-CZ15-v03-PkgAC240to760-Meas | OfL | CZ15 | v03 | PkgAC2SpP-240to760 | Meas | 24998.5 | 541.841 | 0 | 0 | 0 | 0 | 0 | 228.779 | 3.5821 | 0 | 892.052 | 0 | 418.822 | 2085.08 | 0 | 0 | 0 | 10.2299 | 0 | 0 | 0 | 0 | 0 | 0 | 0 | 0 | 10.2299 | 410.059 | 0 | 0 | 0 | 0 | 0 | 72.0147 | 0 | 0 | 178.54 | 0 | 119.873 | 780.486 | 0 | 0 | 0 | 443.435 | 0 | 0 | 0 | 0 | 0 | 0 | 0 | 0 | 443.435 | 4692.38 | - | 0 | 0 | 0 | 0 | 0 | 0 | 0 | 0 | 0 | 0 | 0 | 0 | 0 | 0 | 0 | 0
11/20/19 @ 10:00 | OfL-CZ15-v07-PkgAC240to760-Base | OfL | CZ15 | v07 | PkgAC2SpP-240to760 | Base | 24998.5 | 675.845 | 0 | 0 | 0 | 0 | 0 | 233.366 | 3.582 | 0 | 892.052 | 0 | 418.822 | 2223.67 | 0 | 0 | 0 | 9.6921 | 0 | 0 | 0 | 0 | 0 | 0 | 0 | 0 | 9.6921 | 593.097 | 0 | 0 | 0 | 0 | 0 | 87.1346 | 0 | 0 | 178.54 | 0 | 119.873 | 978.644 | 0 | 0 | 0 | 435.437 | 0 | 0 | 0 | 0 | 0 | 0 | 0 | 0 | 435.437 | 4830.48 | - | 0 | 0 | 0 | 0 | 0 | 0 | 0 | 0 | 0 | 0 | 0 | 0 | 0 | 0 | 0 | 0
11/20/19 @ 10:01 | OfL-CZ15-v07-PkgAC240to760-Meas | OfL | CZ15 | v07 | PkgAC2SpP-240to760 | Meas | 24998.5 | 540.99 | 0 | 0 | 0 | 0 | 0 | 228.692 | 3.582 | 0 | 892.052 | 0 | 418.822 | 2084.14 | 0 | 0 | 0 | 9.6922 | 0 | 0 | 0 | 0 | 0 | 0 | 0 | 0 | 9.6922 | 409.522 | 0 | 0 | 0 | 0 | 0 | 71.8831 | 0 | 0 | 178.54 | 0 | 119.873 | 779.817 | 0 | 0 | 0 | 435.437 | 0 | 0 | 0 | 0 | 0 | 0 | 0 | 0 | 435.437 | 4681.61 | - | 0 | 0 | 0 | 0 | 0 | 0 | 0 | 0 | 0 | 0 | 0 | 0 | 0 | 0 | 0 | 0
11/20/19 @ 10:02 | OfL-CZ15-v11-PkgAC240to760-Base | OfL | CZ15 | v11 | PkgAC2SpP-240to760 | Base | 24998.5 | 640.458 | 0 | 0 | 0 | 0 | 0 | 222.964 | 3.4139 | 0 | 892.052 | 0 | 399.149 | 2158.04 | 0 | 0 | 0 | 2.2168 | 0 | 0 | 0 | 0 | 0 | 0 | 0 | 0 | 2.2168 | 562.952 | 0 | 0 | 0 | 0 | 0 | 82.497 | 0 | 0 | 178.54 | 0 | 114.091 | 938.08 | 0 | 0 | 0 | 212.823 | 0 | 0 | 0 | 0 | 0 | 0 | 0 | 0 | 212.823 | 4580.33 | - | 0 | 0 | 0 | 0 | 0 | 0 | 0 | 0 | 0 | 0 | 0 | 0 | 0 | 0 | 0 | 0
11/20/19 @ 10:02 | OfL-CZ15-v11-PkgAC240to760-Meas | OfL | CZ15 | v11 | PkgAC2SpP-240to760 | Meas | 24998.5 | 514.116 | 0 | 0 | 0 | 0 | 0 | 218.768 | 3.4139 | 0 | 892.052 | 0 | 399.149 | 2027.5 | 0 | 0 | 0 | 2.2168 | 0 | 0 | 0 | 0 | 0 | 0 | 0 | 0 | 2.2168 | 382.781 | 0 | 0 | 0 | 0 | 0 | 67.9789 | 0 | 0 | 178.54 | 0 | 114.091 | 743.39 | 0 | 0 | 0 | 212.823 | 0 | 0 | 0 | 0 | 0 | 0 | 0 | 0 | 212.823 | 4428.73 | - | 0 | 0 | 0 | 0 | 0 | 0 | 0 | 0 | 0 | 0 | 0 | 0 | 0 | 0 | 0 | 0
11/20/19 @ 10:03 | OfL-CZ15-v15-PkgAC240to760-Base | OfL | CZ15 | v15 | PkgAC2SpP-240to760 | Base | 24998.5 | 634.958 | 0 | 0 | 0 | 0 | 0 | 222.059 | 3.4604 | 0 | 892.052 | 0 | 389.313 | 2141.85 | 0 | 0 | 0 | 6.5369 | 0 | 0 | 0 | 0 | 0 | 0 | 0 | 0 | 6.5369 | 571.724 | 0 | 0 | 0 | 0 | 0 | 83.9668 | 0 | 0 | 178.54 | 0 | 111.2 | 945.43 | 0 | 0 | 0 | 358.543 | 0 | 0 | 0 | 0 | 0 | 0 | 0 | 0 | 358.543 | 4652.96 | - | 0 | 0 | 0 | 0 | 0 | 0 | 0 | 0 | 0 | 0 | 0 | 0 | 0 | 0 | 0 | 0
11/20/19 @ 10:04 | OfL-CZ15-v15-PkgAC240to760-Meas | OfL | CZ15 | v15 | PkgAC2SpP-240to760 | Meas | 24998.5 | 507.734 | 0 | 0 | 0 | 0 | 0 | 217.956 | 3.4604 | 0 | 892.052 | 0 | 389.313 | 2010.52 | 0 | 0 | 0 | 6.5369 | 0 | 0 | 0 | 0 | 0 | 0 | 0 | 0 | 6.5369 | 394.761 | 0 | 0 | 0 | 0 | 0 | 69.1726 | 0 | 0 | 178.54 | 0 | 111.2 | 753.673 | 0 | 0 | 0 | 358.543 | 0 | 0 | 0 | 0 | 0 | 0 | 0 | 0 | 358.543 | 4499.5 | - | 0 | 0 | 0 | 0 | 0 | 0 | 0 | 0 | 0 | 0 | 0 | 0 | 0 | 0 | 0 | 0
11/20/19 @ 10:04 | OfS-CZ15-v03-PkgAC240to760-Base | OfS | CZ15 | v03 | PkgAC2SpP-240to760 | Base | 24998.5 | 45.1962 | 0 | 0 | 0 | 0 | 0 | 15.6621 | 0.24656 | 0 | 42.9171 | 0 | 20.4807 | 124.503 | 0 | 0 | 0 | 7.4821 | 0 | 0 | 0 | 0 | 0 | 0 | 0 | 0 | 7.4821 | 40.9011 | 0 | 0 | 0 | 0 | 0 | 5.9848 | 0 | 0 | 10.3701 | 0 | 6.6931 | 63.949 | 0 | 0 | 0 | 85.4502 | 0 | 0 | 0 | 0 | 0 | 0 | 0 | 0 | 85.4502 | 332.992 | - | 0 | 0 | 0 | 0 | 0 | 0 | 0 | 0 | 0 | 0 | 0 | 0 | 0 | 0 | 0 | 0
11/20/19 @ 10:05 | OfS-CZ15-v03-PkgAC240to760-Meas | OfS | CZ15 | v03 | PkgAC2SpP-240to760 | Meas | 24998.5 | 35.9394 | 0 | 0 | 0 | 0 | 0 | 15.3448 | 0.24656 | 0 | 42.9171 | 0 | 20.4807 | 114.929 | 0 | 0 | 0 | 7.4822 | 0 | 0 | 0 | 0 | 0 | 0 | 0 | 0 | 7.4822 | 27.8147 | 0 | 0 | 0 | 0 | 0 | 4.9211 | 0 | 0 | 10.3701 | 0 | 6.6931 | 49.799 | 0 | 0 | 0 | 85.4502 | 0 | 0 | 0 | 0 | 0 | 0 | 0 | 0 | 85.4502 | 322.172 | - | 0 | 0 | 0 | 0 | 0 | 0 | 0 | 0 | 0 | 0 | 0 | 0 | 0 | 0 | 0 | 0
11/20/19 @ 10:06 | OfS-CZ15-v07-PkgAC240to760-Base | OfS | CZ15 | v07 | PkgAC2SpP-240to760 | Base | 24998.5 | 44.9784 | 0 | 0 | 0 | 0 | 0 | 15.6119 | 0.24589 | 0 | 42.9171 | 0 | 20.4807 | 124.234 | 0 | 0 | 0 | 7.1724 | 0 | 0 | 0 | 0 | 0 | 0 | 0 | 0 | 7.1724 | 40.6774 | 0 | 0 | 0 | 0 | 0 | 5.9436 | 0 | 0 | 10.3701 | 0 | 6.6931 | 63.6841 | 0 | 0 | 0 | 82.1455 | 0 | 0 | 0 | 0 | 0 | 0 | 0 | 0 | 82.1455 | 330.727 | - | 0 | 0 | 0 | 0 | 0 | 0 | 0 | 0 | 0 | 0 | 0 | 0 | 0 | 0 | 0 | 0
11/20/19 @ 10:06 | OfS-CZ15-v07-PkgAC240to760-Meas | OfS | CZ15 | v07 | PkgAC2SpP-240to760 | Meas | 24998.5 | 35.7753 | 0 | 0 | 0 | 0 | 0 | 15.3007 | 0.24589 | 0 | 42.9171 | 0 | 20.4807 | 114.72 | 0 | 0 | 0 | 7.1724 | 0 | 0 | 0 | 0 | 0 | 0 | 0 | 0 | 7.1724 | 27.6296 | 0 | 0 | 0 | 0 | 0 | 4.8867 | 0 | 0 | 10.3701 | 0 | 6.6931 | 49.5794 | 0 | 0 | 0 | 82.1455 | 0 | 0 | 0 | 0 | 0 | 0 | 0 | 0 | 82.1455 | 319.991 | - | 0 | 0 | 0 | 0 | 0 | 0 | 0 | 0 | 0 | 0 | 0 | 0 | 0 | 0 | 0 | 0
11/20/19 @ 10:07 | OfS-CZ15-v11-PkgAC240to760-Base | OfS | CZ15 | v11 | PkgAC2SpP-240to760 | Base | 24998.5 | 43.0501 | 0 | 0 | 0 | 0 | 0 | 15.0631 | 0.23727 | 0 | 42.9171 | 0 | 19.7187 | 120.986 | 0 | 0 | 0 | 4.2652 | 0 | 0 | 0 | 0 | 0 | 0 | 0 | 0 | 4.2652 | 38.9919 | 0 | 0 | 0 | 0 | 0 | 5.6732 | 0 | 0 | 10.3701 | 0 | 6.4357 | 61.4709 | 0 | 0 | 0 | 60.6858 | 0 | 0 | 0 | 0 | 0 | 0 | 0 | 0 | 60.6858 | 316.127 | - | 0 | 0 | 0 | 0 | 0 | 0 | 0 | 0 | 0 | 0 | 0 | 0 | 0 | 0 | 0 | 0
11/20/19 @ 10:07 | OfS-CZ15-v11-PkgAC240to760-Meas | OfS | CZ15 | v11 | PkgAC2SpP-240to760 | Meas | 24998.5 | 34.3467 | 0 | 0 | 0 | 0 | 0 | 14.7816 | 0.23727 | 0 | 42.9171 | 0 | 19.7187 | 112.002 | 0 | 0 | 0 | 4.2652 | 0 | 0 | 0 | 0 | 0 | 0 | 0 | 0 | 4.2652 | 26.4202 | 0 | 0 | 0 | 0 | 0 | 4.6599 | 0 | 0 | 10.3701 | 0 | 6.4357 | 47.8859 | 0 | 0 | 0 | 60.6858 | 0 | 0 | 0 | 0 | 0 | 0 | 0 | 0 | 60.6858 | 305.383 | - | 0 | 0 | 0 | 0 | 0 | 0 | 0 | 0 | 0 | 0 | 0 | 0 | 0 | 0 | 0 | 0
11/20/19 @ 10:08 | OfS-CZ15-v15-PkgAC240to760-Base | OfS | CZ15 | v15 | PkgAC2SpP-240to760 | Base | 24998.5 | 38.9887 | 0 | 0 | 0 | 0 | 0 | 13.736 | 0.21967 | 0 | 42.9171 | 0 | 19.3377 | 115.199 | 0 | 0 | 0 | 3.3148 | 0 | 0 | 0 | 0 | 0 | 0 | 0 | 0 | 3.3148 | 36.4863 | 0 | 0 | 0 | 0 | 0 | 5.3406 | 0 | 0 | 10.3701 | 0 | 6.3071 | 58.504 | 0 | 0 | 0 | 54.7195 | 0 | 0 | 0 | 0 | 0 | 0 | 0 | 0 | 54.7195 | 298.333 | - | 0 | 0 | 0 | 0 | 0 | 0 | 0 | 0 | 0 | 0 | 0 | 0 | 0 | 0 | 0 | 0
11/20/19 @ 10:08 | OfS-CZ15-v15-PkgAC240to760-Meas | OfS | CZ15 | v15 | PkgAC2SpP-240to760 | Meas | 24998.5 | 31.0129 | 0 | 0 | 0 | 0 | 0 | 13.4881 | 0.21967 | 0 | 42.9171 | 0 | 19.3377 | 106.976 | 0 | 0 | 0 | 3.3148 | 0 | 0 | 0 | 0 | 0 | 0 | 0 | 0 | 3.3148 | 24.8785 | 0 | 0 | 0 | 0 | 0 | 4.3843 | 0 | 0 | 10.3701 | 0 | 6.3071 | 45.94 | 0 | 0 | 0 | 54.7196 | 0 | 0 | 0 | 0 | 0 | 0 | 0 | 0 | 54.7196 | 287.69 | - | 0 | 0 | 0 | 0 | 0 | 0 | 0 | 0 | 0 | 0 | 0 | 0 | 0 | 0 | 0 | 0
11/20/19 @ 10:09 | RFF-CZ15-v03-PkgAC240to760-Base | RFF | CZ15 | v03 | PkgAC2SpP-240to760 | Base | 24998.5 | 23.0008 | 0 | 0 | 0 | 0 | 0 | 7.0309 | 0.071043 | 0 | 21.3891 | 0 | 12.8983 | 64.3902 | 0 | 0 | 0 | 6.2591 | 0 | 0 | 0 | 0 | 0 | 5.4398 | 0 | 0 | 11.6989 | 14.4529 | 0 | 0 | 0 | 0 | 0 | 1.7217 | 0 | 0 | 3.5049 | 0 | 1.4806 | 21.1601 | 0 | 0 | 0 | 37.5536 | 0 | 0 | 0 | 0 | 0 | 0.15633 | 0 | 0 | 37.71 | 123.542 | - | 0 | 0 | 0 | 0 | 0 | 0 | 0 | 0 | 0 | 0 | 0 | 0 | 0 | 0 | 0 | 0
11/20/19 @ 10:09 | RFF-CZ15-v03-PkgAC240to760-Meas | RFF | CZ15 | v03 | PkgAC2SpP-240to760 | Meas | 24998.5 | 18.0277 | 0 | 0 | 0 | 0 | 0 | 6.8699 | 0.071043 | 0 | 21.3891 | 0 | 12.8983 | 59.2562 | 0 | 0 | 0 | 6.2591 | 0 | 0 | 0 | 0 | 0 | 5.4398 | 0 | 0 | 11.6989 | 9.4017 | 0 | 0 | 0 | 0 | 0 | 1.3817 | 0 | 0 | 3.5049 | 0 | 1.4806 | 15.7688 | 0 | 0 | 0 | 37.5536 | 0 | 0 | 0 | 0 | 0 | 0.15633 | 0 | 0 | 37.71 | 117.474 | - | 0 | 0 | 0 | 0 | 0 | 0 | 0 | 0 | 0 | 0 | 0 | 0 | 0 | 0 | 0 | 0
11/20/19 @ 10:09 | RFF-CZ15-v07-PkgAC240to760-Base | RFF | CZ15 | v07 | PkgAC2SpP-240to760 | Base | 24998.5 | 22.8413 | 0 | 0 | 0 | 0 | 0 | 6.9759 | 0.070386 | 0 | 21.3891 | 0 | 12.8983 | 64.1751 | 0 | 0 | 0 | 5.8501 | 0 | 0 | 0 | 0 | 0 | 5.4398 | 0 | 0 | 11.2899 | 14.3103 | 0 | 0 | 0 | 0 | 0 | 1.7044 | 0 | 0 | 3.5049 | 0 | 1.4806 | 21.0002 | 0 | 0 | 0 | 36.2501 | 0 | 0 | 0 | 0 | 0 | 0.15633 | 0 | 0 | 36.4064 | 122.499 | - | 0 | 0 | 0 | 0 | 0 | 0 | 0 | 0 | 0 | 0 | 0 | 0 | 0 | 0 | 0 | 0
11/20/19 @ 10:09 | RFF-CZ15-v07-PkgAC240to760-Meas | RFF | CZ15 | v07 | PkgAC2SpP-240to760 | Meas | 24998.5 | 17.9114 | 0 | 0 | 0 | 0 | 0 | 6.8169 | 0.070386 | 0 | 21.3891 | 0 | 12.8983 | 59.0861 | 0 | 0 | 0 | 5.8501 | 0 | 0 | 0 | 0 | 0 | 5.4398 | 0 | 0 | 11.2899 | 9.3566 | 0 | 0 | 0 | 0 | 0 | 1.3675 | 0 | 0 | 3.5049 | 0 | 1.4806 | 15.7095 | 0 | 0 | 0 | 36.2501 | 0 | 0 | 0 | 0 | 0 | 0.15633 | 0 | 0 | 36.4064 | 116.452 | - | 0 | 0 | 0 | 0 | 0 | 0 | 0 | 0 | 0 | 0 | 0 | 0 | 0 | 0 | 0 | 0
11/20/19 @ 10:10 | RFF-CZ15-v11-PkgAC240to760-Base | RFF | CZ15 | v11 | PkgAC2SpP-240to760 | Base | 24998.5 | 21.4911 | 0 | 0 | 0 | 0 | 0 | 6.6262 | 0.066507 | 0 | 21.3891 | 0 | 12.8983 | 62.4713 | 0 | 0 | 0 | 3.8759 | 0 | 0 | 0 | 0 | 0 | 5.4398 | 0 | 0 | 9.3157 | 13.3898 | 0 | 0 | 0 | 0 | 0 | 1.5911 | 0 | 0 | 3.5049 | 0 | 1.4806 | 19.9664 | 0 | 0 | 0 | 29.7679 | 0 | 0 | 0 | 0 | 0 | 0.15633 | 0 | 0 | 29.9243 | 114.452 | - | 0 | 0 | 0 | 0 | 0 | 0 | 0 | 0 | 0 | 0 | 0 | 0 | 0 | 0 | 0 | 0
11/20/19 @ 10:10 | RFF-CZ15-v11-PkgAC240to760-Meas | RFF | CZ15 | v11 | PkgAC2SpP-240to760 | Meas | 24998.5 | 16.8665 | 0 | 0 | 0 | 0 | 0 | 6.4827 | 0.066507 | 0 | 21.3891 | 0 | 12.8983 | 57.7032 | 0 | 0 | 0 | 3.8759 | 0 | 0 | 0 | 0 | 0 | 5.4398 | 0 | 0 | 9.3157 | 8.7311 | 0 | 0 | 0 | 0 | 0 | 1.2746 | 0 | 0 | 3.5049 | 0 | 1.4806 | 14.9912 | 0 | 0 | 0 | 29.7679 | 0 | 0 | 0 | 0 | 0 | 0.15633 | 0 | 0 | 29.9243 | 108.632 | - | 0 | 0 | 0 | 0 | 0 | 0 | 0 | 0 | 0 | 0 | 0 | 0 | 0 | 0 | 0 | 0
11/20/19 @ 10:10 | RFF-CZ15-v15-PkgAC240to760-Base | RFF | CZ15 | v15 | PkgAC2SpP-240to760 | Base | 24998.5 | 20.8923 | 0 | 0 | 0 | 0 | 0 | 6.5674 | 0.066482 | 0 | 21.3891 | 0 | 11.4184 | 60.3337 | 0 | 0 | 0 | 5.007 | 0 | 0 | 0 | 0 | 0 | 5.4398 | 0 | 0 | 10.4467 | 13.2701 | 0 | 0 | 0 | 0 | 0 | 1.5741 | 0 | 0 | 3.5049 | 0 | 1.2969 | 19.6461 | 0 | 0 | 0 | 31.7255 | 0 | 0 | 0 | 0 | 0 | 0.15633 | 0 | 0 | 31.8818 | 113.195 | - | 0 | 0 | 0 | 0 | 0 | 0 | 0 | 0 | 0 | 0 | 0 | 0 | 0 | 0 | 0 | 0
11/20/19 @ 10:10 | RFF-CZ15-v15-PkgAC240to760-Meas | RFF | CZ15 | v15 | PkgAC2SpP-240to760 | Meas | 24998.5 | 16.3419 | 0 | 0 | 0 | 0 | 0 | 6.4344 | 0.066482 | 0 | 21.3891 | 0 | 11.4184 | 55.6502 | 0 | 0 | 0 | 5.007 | 0 | 0 | 0 | 0 | 0 | 5.4398 | 0 | 0 | 10.4468 | 8.6063 | 0 | 0 | 0 | 0 | 0 | 1.2605 | 0 | 0 | 3.5049 | 0 | 1.2969 | 14.6686 | 0 | 0 | 0 | 31.7255 | 0 | 0 | 0 | 0 | 0 | 0.15633 | 0 | 0 | 31.8818 | 107.413 | - | 0 | 0 | 0 | 0 | 0 | 0 | 0 | 0 | 0 | 0 | 0 | 0 | 0 | 0 | 0 | 0
11/20/19 @ 10:11 | RSD-CZ15-v03-PkgAC240to760-Base | RSD | CZ15 | v03 | PkgAC2SpP-240to760 | Base | 24998.5 | 35.253 | 0 | 0 | 0 | 0 | 0 | 9.6818 | 0.12948 | 0 | 36.0024 | 0 | 26.6307 | 107.697 | 0 | 0 | 0 | 0.64001 | 0 | 0 | 0 | 0 | 0 | 6.961 | 0 | 0 | 7.601 | 27.0907 | 0 | 0 | 0 | 0 | 0 | 3.284 | 0 | 0 | 5.9487 | 0 | 4.0837 | 40.4071 | 0 | 0 | 0 | 28.2044 | 0 | 0 | 0 | 0 | 0 | 0.78375 | 0 | 0 | 28.9882 | 238.982 | - | 0 | 0 | 0 | 0 | 0 | 0 | 0 | 0 | 0 | 0 | 0 | 0 | 0 | 0 | 0 | 0
11/20/19 @ 10:11 | RSD-CZ15-v03-PkgAC240to760-Meas | RSD | CZ15 | v03 | PkgAC2SpP-240to760 | Meas | 24998.5 | 26.9498 | 0 | 0 | 0 | 0 | 0 | 9.4458 | 0.12948 | 0 | 36.0024 | 0 | 26.6307 | 99.1581 | 0 | 0 | 0 | 0.64001 | 0 | 0 | 0 | 0 | 0 | 6.961 | 0 | 0 | 7.601 | 17.7048 | 0 | 0 | 0 | 0 | 0 | 2.592 | 0 | 0 | 5.9487 | 0 | 4.0837 | 30.3292 | 0 | 0 | 0 | 28.2044 | 0 | 0 | 0 | 0 | 0 | 0.78375 | 0 | 0 | 28.9882 | 225.672 | - | 0 | 0 | 0 | 0 | 0 | 0 | 0 | 0 | 0 | 0 | 0 | 0 | 0 | 0 | 0 | 0
11/20/19 @ 10:11 | RSD-CZ15-v07-PkgAC240to760-Base | RSD | CZ15 | v07 | PkgAC2SpP-240to760 | Base | 24998.5 | 34.9081 | 0 | 0 | 0 | 0 | 0 | 9.5931 | 0.12797 | 0 | 36.0024 | 0 | 26.6307 | 107.262 | 0 | 0 | 0 | 0.47167 | 0 | 0 | 0 | 0 | 0 | 6.961 | 0 | 0 | 7.4327 | 26.7776 | 0 | 0 | 0 | 0 | 0 | 3.242 | 0 | 0 | 5.9487 | 0 | 4.0837 | 40.052 | 0 | 0 | 0 | 24.593 | 0 | 0 | 0 | 0 | 0 | 0.78375 | 0 | 0 | 25.3768 | 236.406 | - | 0 | 0 | 0 | 0 | 0 | 0 | 0 | 0 | 0 | 0 | 0 | 0 | 0 | 0 | 0 | 0
11/20/19 @ 10:11 | RSD-CZ15-v07-PkgAC240to760-Meas | RSD | CZ15 | v07 | PkgAC2SpP-240to760 | Meas | 24998.5 | 26.7033 | 0 | 0 | 0 | 0 | 0 | 9.3622 | 0.12797 | 0 | 36.0024 | 0 | 26.6307 | 98.8266 | 0 | 0 | 0 | 0.47167 | 0 | 0 | 0 | 0 | 0 | 6.961 | 0 | 0 | 7.4327 | 17.4489 | 0 | 0 | 0 | 0 | 0 | 2.5715 | 0 | 0 | 5.9487 | 0 | 4.1067 | 30.0757 | 0 | 0 | 0 | 24.5931 | 0 | 0 | 0 | 0 | 0 | 0.78375 | 0 | 0 | 25.3768 | 223.162 | - | 0 | 0 | 0 | 0 | 0 | 0 | 0 | 0 | 0 | 0 | 0 | 0 | 0 | 0 | 0 | 0
11/20/19 @ 10:12 | RSD-CZ15-v11-PkgAC240to760-Base | RSD | CZ15 | v11 | PkgAC2SpP-240to760 | Base | 24998.5 | 33.9414 | 0 | 0 | 0 | 0 | 0 | 9.3384 | 0.12338 | 0 | 36.0024 | 0 | 26.6307 | 106.036 | 0 | 0 | 0 | 0.12132 | 0 | 0 | 0 | 0 | 0 | 6.961 | 0 | 0 | 7.0823 | 25.8002 | 0 | 0 | 0 | 0 | 0 | 3.1207 | 0 | 0 | 5.9487 | 0 | 4.0837 | 38.9533 | 0 | 0 | 0 | 11.5546 | 0 | 0 | 0 | 0 | 0 | 0.78375 | 0 | 0 | 12.3384 | 228.623 | - | 0 | 0 | 0 | 0 | 0 | 0 | 0 | 0 | 0 | 0 | 0 | 0 | 0 | 0 | 0 | 0
11/20/19 @ 10:12 | RSD-CZ15-v11-PkgAC240to760-Meas | RSD | CZ15 | v11 | PkgAC2SpP-240to760 | Meas | 24998.5 | 26.0229 | 0 | 0 | 0 | 0 | 0 | 9.1201 | 0.12338 | 0 | 36.0024 | 0 | 26.6307 | 97.8994 | 0 | 0 | 0 | 0.12132 | 0 | 0 | 0 | 0 | 0 | 6.961 | 0 | 0 | 7.0823 | 16.7992 | 0 | 0 | 0 | 0 | 0 | 2.4788 | 0 | 0 | 5.9487 | 0 | 4.1067 | 29.3334 | 0 | 0 | 0 | 11.5546 | 0 | 0 | 0 | 0 | 0 | 0.78375 | 0 | 0 | 12.3384 | 215.505 | - | 0 | 0 | 0 | 0 | 0 | 0 | 0 | 0 | 0 | 0 | 0 | 0 | 0 | 0 | 0 | 0
11/20/19 @ 10:12 | RSD-CZ15-v15-PkgAC240to760-Base | RSD | CZ15 | v15 | PkgAC2SpP-240to760 | Base | 24998.5 | 32.8692 | 0 | 0 | 0 | 0 | 0 | 9.1748 | 0.12209 | 0 | 36.0024 | 0 | 23.9396 | 102.108 | 0 | 0 | 0 | 0.22551 | 0 | 0 | 0 | 0 | 0 | 6.961 | 0 | 0 | 7.1865 | 25.5268 | 0 | 0 | 0 | 0 | 0 | 3.0869 | 0 | 0 | 5.9487 | 0 | 3.7022 | 38.2646 | 0 | 0 | 0 | 16.8013 | 0 | 0 | 0 | 0 | 0 | 0.78375 | 0 | 0 | 17.5851 | 226.158 | - | 0 | 0 | 0 | 0 | 0 | 0 | 0 | 0 | 0 | 0 | 0 | 0 | 0 | 0 | 0 | 0
11/20/19 @ 10:12 | RSD-CZ15-v15-PkgAC240to760-Meas | RSD | CZ15 | v15 | PkgAC2SpP-240to760 | Meas | 24998.5 | 25.1776 | 0 | 0 | 0 | 0 | 0 | 8.969 | 0.12209 | 0 | 36.0024 | 0 | 23.9396 | 94.2108 | 0 | 0 | 0 | 0.22551 | 0 | 0 | 0 | 0 | 0 | 6.961 | 0 | 0 | 7.1865 | 16.5842 | 0 | 0 | 0 | 0 | 0 | 2.449 | 0 | 0 | 5.9487 | 0 | 3.7233 | 28.7052 | 0 | 0 | 0 | 16.8013 | 0 | 0 | 0 | 0 | 0 | 0.78375 | 0 | 0 | 17.5851 | 213.139 | - | 0 | 0 | 0 | 0 | 0 | 0 | 0 | 0 | 0 | 0 | 0 | 0 | 0 | 0 | 0 | 0
11/20/19 @ 10:13 | Rt3-CZ15-v03-PkgAC240to760-Base | Rt3 | CZ15 | v03 | PkgAC2SpP-240to760 | Base | 24998.5 | 616.009 | 0 | 0 | 0 | 0 | 0 | 210.684 | 2.3188 | 0 | 410.31 | 0 | 754.923 | 1994.25 | 0 | 0 | 0 | 9.0344 | 0 | 0 | 0 | 0 | 0 | 0 | 0 | 0 | 9.0344 | 468.982 | 0 | 0 | 0 | 0 | 0 | 71.8691 | 0 | 0 | 98.0866 | 0 | 139.142 | 778.08 | 0 | 0 | 0 | 631.841 | 0 | 0 | 0 | 0 | 0 | 0 | 0 | 0 | 631.841 | 3865.91 | - | 0 | 0 | 0 | 0 | 0 | 0 | 0 | 0 | 0 | 0 | 0 | 0 | 0 | 0 | 0 | 0
11/20/19 @ 10:13 | Rt3-CZ15-v03-PkgAC240to760-Meas | Rt3 | CZ15 | v03 | PkgAC2SpP-240to760 | Meas | 24998.5 | 475.14 | 0 | 0 | 0 | 0 | 0 | 205.697 | 2.3188 | 0 | 410.31 | 0 | 754.923 | 1848.39 | 0 | 0 | 0 | 9.0344 | 0 | 0 | 0 | 0 | 0 | 0 | 0 | 0 | 9.0344 | 307.073 | 0 | 0 | 0 | 0 | 0 | 57.7858 | 0 | 0 | 98.0866 | 0 | 139.142 | 602.087 | 0 | 0 | 0 | 631.841 | 0 | 0 | 0 | 0 | 0 | 0 | 0 | 0 | 631.841 | 3699.76 | - | 0 | 0 | 0 | 0 | 0 | 0 | 0 | 0 | 0 | 0 | 0 | 0 | 0 | 0 | 0 | 0
11/20/19 @ 10:14 | Rt3-CZ15-v07-PkgAC240to760-Base | Rt3 | CZ15 | v07 | PkgAC2SpP-240to760 | Base | 24998.5 | 613.37 | 0 | 0 | 0 | 0 | 0 | 209.937 | 2.311 | 0 | 410.31 | 0 | 754.923 | 1990.85 | 0 | 0 | 0 | 8.1524 | 0 | 0 | 0 | 0 | 0 | 0 | 0 | 0 | 8.1524 | 466.894 | 0 | 0 | 0 | 0 | 0 | 71.506 | 0 | 0 | 98.0866 | 0 | 139.142 | 775.629 | 0 | 0 | 0 | 609.02 | 0 | 0 | 0 | 0 | 0 | 0 | 0 | 0 | 609.02 | 3846.35 | - | 0 | 0 | 0 | 0 | 0 | 0 | 0 | 0 | 0 | 0 | 0 | 0 | 0 | 0 | 0 | 0
11/20/19 @ 10:14 | Rt3-CZ15-v07-PkgAC240to760-Meas | Rt3 | CZ15 | v07 | PkgAC2SpP-240to760 | Meas | 24998.5 | 473.177 | 0 | 0 | 0 | 0 | 0 | 205.018 | 2.311 | 0 | 410.31 | 0 | 754.923 | 1845.74 | 0 | 0 | 0 | 8.1523 | 0 | 0 | 0 | 0 | 0 | 0 | 0 | 0 | 8.1523 | 305.646 | 0 | 0 | 0 | 0 | 0 | 57.5001 | 0 | 0 | 98.0866 | 0 | 139.142 | 600.374 | 0 | 0 | 0 | 609.02 | 0 | 0 | 0 | 0 | 0 | 0 | 0 | 0 | 609.02 | 3681.12 | - | 0 | 0 | 0 | 0 | 0 | 0 | 0 | 0 | 0 | 0 | 0 | 0 | 0 | 0 | 0 | 0
11/20/19 @ 10:15 | Rt3-CZ15-v11-PkgAC240to760-Base | Rt3 | CZ15 | v11 | PkgAC2SpP-240to760 | Base | 24998.5 | 571.526 | 0 | 0 | 0 | 0 | 0 | 196.099 | 2.1596 | 0 | 410.31 | 0 | 754.923 | 1935.02 | 0 | 0 | 0 | 1.6091 | 0 | 0 | 0 | 0 | 0 | 0 | 0 | 0 | 1.6091 | 436.67 | 0 | 0 | 0 | 0 | 0 | 66.7824 | 0 | 0 | 98.0866 | 0 | 139.142 | 740.681 | 0 | 0 | 0 | 291.771 | 0 | 0 | 0 | 0 | 0 | 0 | 0 | 0 | 291.771 | 3608.7 | - | 0 | 0 | 0 | 0 | 0 | 0 | 0 | 0 | 0 | 0 | 0 | 0 | 0 | 0 | 0 | 0
11/20/19 @ 10:15 | Rt3-CZ15-v11-PkgAC240to760-Meas | Rt3 | CZ15 | v11 | PkgAC2SpP-240to760 | Meas | 24998.5 | 441.698 | 0 | 0 | 0 | 0 | 0 | 191.742 | 2.1596 | 0 | 410.31 | 0 | 754.923 | 1800.83 | 0 | 0 | 0 | 1.6091 | 0 | 0 | 0 | 0 | 0 | 0 | 0 | 0 | 1.6091 | 285.233 | 0 | 0 | 0 | 0 | 0 | 53.547 | 0 | 0 | 98.0866 | 0 | 139.142 | 576.008 | 0 | 0 | 0 | 291.771 | 0 | 0 | 0 | 0 | 0 | 0 | 0 | 0 | 291.771 | 3446.91 | - | 0 | 0 | 0 | 0 | 0 | 0 | 0 | 0 | 0 | 0 | 0 | 0 | 0 | 0 | 0 | 0
11/20/19 @ 10:16 | Rt3-CZ15-v15-PkgAC240to760-Base | Rt3 | CZ15 | v15 | PkgAC2SpP-240to760 | Base | 24998.5 | 542.206 | 0 | 0 | 0 | 0 | 0 | 188.267 | 2.1003 | 0 | 410.31 | 0 | 638.135 | 1781.02 | 0 | 0 | 0 | 2.1397 | 0 | 0 | 0 | 0 | 0 | 0 | 0 | 0 | 2.1397 | 423.708 | 0 | 0 | 0 | 0 | 0 | 64.6946 | 0 | 0 | 98.0866 | 0 | 117.381 | 703.87 | 0 | 0 | 0 | 321.112 | 0 | 0 | 0 | 0 | 0 | 0 | 0 | 0 | 321.112 | 3509.13 | - | 0 | 0 | 0 | 0 | 0 | 0 | 0 | 0 | 0 | 0 | 0 | 0 | 0 | 0 | 0 | 0
11/20/19 @ 10:16 | Rt3-CZ15-v15-PkgAC240to760-Meas | Rt3 | CZ15 | v15 | PkgAC2SpP-240to760 | Meas | 24998.5 | 418.55 | 0 | 0 | 0 | 0 | 0 | 184.363 | 2.1003 | 0 | 410.31 | 0 | 638.135 | 1653.46 | 0 | 0 | 0 | 2.1397 | 0 | 0 | 0 | 0 | 0 | 0 | 0 | 0 | 2.1397 | 276.439 | 0 | 0 | 0 | 0 | 0 | 51.7588 | 0 | 0 | 98.0866 | 0 | 117.381 | 543.666 | 0 | 0 | 0 | 321.112 | 0 | 0 | 0 | 0 | 0 | 0 | 0 | 0 | 321.112 | 3347.08 | - | 0 | 0 | 0 | 0 | 0 | 0 | 0 | 0 | 0 | 0 | 0 | 0 | 0 | 0 | 0 | 0
11/20/19 @ 10:16 | RtL-CZ15-v03-PkgAC240to760-Base | RtL | CZ15 | v03 | PkgAC2SpP-240to760 | Base | 24998.5 | 569.843 | 0 | 0 | 0 | 0 | 0 | 203.006 | 2.0357 | 0 | 557.124 | 0 | 550.931 | 1882.94 | 0 | 0 | 0 | 74.7713 | 0 | 0 | 0 | 0 | 0 | 0 | 0 | 0 | 74.7713 | 376.11 | 0 | 0 | 0 | 0 | 0 | 57.6997 | 0 | 0 | 116.576 | 0 | 146.539 | 696.924 | 0 | 0 | 0 | 613.743 | 0 | 0 | 0 | 0 | 0 | 0 | 0 | 0 | 613.743 | 3177.83 | - | 0 | 0 | 0 | 0 | 0 | 0 | 0 | 0 | 0 | 0 | 0 | 0 | 0 | 0 | 0 | 0
11/20/19 @ 10:17 | RtL-CZ15-v03-PkgAC240to760-Meas | RtL | CZ15 | v03 | PkgAC2SpP-240to760 | Meas | 24998.5 | 440.877 | 0 | 0 | 0 | 0 | 0 | 198.159 | 2.0357 | 0 | 557.124 | 0 | 550.931 | 1749.13 | 0 | 0 | 0 | 74.7718 | 0 | 0 | 0 | 0 | 0 | 0 | 0 | 0 | 74.7718 | 248.29 | 0 | 0 | 0 | 0 | 0 | 46.3739 | 0 | 0 | 116.576 | 0 | 146.539 | 557.778 | 0 | 0 | 0 | 613.743 | 0 | 0 | 0 | 0 | 0 | 0 | 0 | 0 | 613.743 | 3023.71 | - | 0 | 0 | 0 | 0 | 0 | 0 | 0 | 0 | 0 | 0 | 0 | 0 | 0 | 0 | 0 | 0
11/20/19 @ 10:17 | RtL-CZ15-v07-PkgAC240to760-Base | RtL | CZ15 | v07 | PkgAC2SpP-240to760 | Base | 24998.5 | 561.749 | 0 | 0 | 0 | 0 | 0 | 200.328 | 2.0078 | 0 | 557.124 | 0 | 550.931 | 1872.14 | 0 | 0 | 0 | 65.7158 | 0 | 0 | 0 | 0 | 0 | 0 | 0 | 0 | 65.7158 | 369.492 | 0 | 0 | 0 | 0 | 0 | 56.6323 | 0 | 0 | 116.576 | 0 | 146.539 | 689.238 | 0 | 0 | 0 | 563.922 | 0 | 0 | 0 | 0 | 0 | 0 | 0 | 0 | 563.922 | 3119.98 | - | 0 | 0 | 0 | 0 | 0 | 0 | 0 | 0 | 0 | 0 | 0 | 0 | 0 | 0 | 0 | 0
11/20/19 @ 10:17 | RtL-CZ15-v07-PkgAC240to760-Meas | RtL | CZ15 | v07 | PkgAC2SpP-240to760 | Meas | 24998.5 | 434.586 | 0 | 0 | 0 | 0 | 0 | 195.655 | 2.0078 | 0 | 557.124 | 0 | 550.931 | 1740.3 | 0 | 0 | 0 | 65.7162 | 0 | 0 | 0 | 0 | 0 | 0 | 0 | 0 | 65.7162 | 244.048 | 0 | 0 | 0 | 0 | 0 | 45.5165 | 0 | 0 | 116.576 | 0 | 146.539 | 552.679 | 0 | 0 | 0 | 563.922 | 0 | 0 | 0 | 0 | 0 | 0 | 0 | 0 | 563.922 | 2968.13 | - | 0 | 0 | 0 | 0 | 0 | 0 | 0 | 0 | 0 | 0 | 0 | 0 | 0 | 0 | 0 | 0
11/20/19 @ 10:17 | RtL-CZ15-v11-PkgAC240to760-Base | RtL | CZ15 | v11 | PkgAC2SpP-240to760 | Base | 24998.5 | 537.422 | 0 | 0 | 0 | 0 | 0 | 191.941 | 1.9149 | 0 | 557.124 | 0 | 550.931 | 1839.33 | 0 | 0 | 0 | 43.3767 | 0 | 0 | 0 | 0 | 0 | 0 | 0 | 0 | 43.3767 | 350.837 | 0 | 0 | 0 | 0 | 0 | 53.6793 | 0 | 0 | 116.576 | 0 | 146.539 | 667.631 | 0 | 0 | 0 | 423.794 | 0 | 0 | 0 | 0 | 0 | 0 | 0 | 0 | 423.794 | 2965.69 | - | 0 | 0 | 0 | 0 | 0 | 0 | 0 | 0 | 0 | 0 | 0 | 0 | 0 | 0 | 0 | 0
11/20/19 @ 10:18 | RtL-CZ15-v11-PkgAC240to760-Meas | RtL | CZ15 | v11 | PkgAC2SpP-240to760 | Meas | 24998.5 | 416.823 | 0 | 0 | 0 | 0 | 0 | 187.65 | 1.9149 | 0 | 557.124 | 0 | 550.931 | 1714.44 | 0 | 0 | 0 | 43.3769 | 0 | 0 | 0 | 0 | 0 | 0 | 0 | 0 | 43.3769 | 231.551 | 0 | 0 | 0 | 0 | 0 | 43.0668 | 0 | 0 | 116.576 | 0 | 146.539 | 537.732 | 0 | 0 | 0 | 423.794 | 0 | 0 | 0 | 0 | 0 | 0 | 0 | 0 | 423.794 | 2816.11 | - | 0 | 0 | 0 | 0 | 0 | 0 | 0 | 0 | 0 | 0 | 0 | 0 | 0 | 0 | 0 | 0
11/20/19 @ 10:18 | RtL-CZ15-v15-PkgAC240to760-Base | RtL | CZ15 | v15 | PkgAC2SpP-240to760 | Base | 24998.5 | 517.743 | 0 | 0 | 0 | 0 | 0 | 185.599 | 1.8625 | 0 | 557.124 | 0 | 474.707 | 1737.04 | 0 | 0 | 0 | 40.5384 | 0 | 0 | 0 | 0 | 0 | 0 | 0 | 0 | 40.5384 | 341.506 | 0 | 0 | 0 | 0 | 0 | 52.221 | 0 | 0 | 116.576 | 0 | 125.573 | 635.876 | 0 | 0 | 0 | 395.704 | 0 | 0 | 0 | 0 | 0 | 0 | 0 | 0 | 395.704 | 2892.96 | - | 0 | 0 | 0 | 0 | 0 | 0 | 0 | 0 | 0 | 0 | 0 | 0 | 0 | 0 | 0 | 0
11/20/19 @ 10:18 | RtL-CZ15-v15-PkgAC240to760-Meas | RtL | CZ15 | v15 | PkgAC2SpP-240to760 | Meas | 24998.5 | 400.846 | 0 | 0 | 0 | 0 | 0 | 181.44 | 1.8625 | 0 | 557.124 | 0 | 474.707 | 1615.98 | 0 | 0 | 0 | 40.5386 | 0 | 0 | 0 | 0 | 0 | 0 | 0 | 0 | 40.5386 | 225.184 | 0 | 0 | 0 | 0 | 0 | 41.8247 | 0 | 0 | 116.576 | 0 | 125.573 | 509.157 | 0 | 0 | 0 | 395.704 | 0 | 0 | 0 | 0 | 0 | 0 | 0 | 0 | 395.704 | 2743.88 | - | 0 | 0 | 0 | 0 | 0 | 0 | 0 | 0 | 0 | 0 | 0 | 0 | 0 | 0 | 0 | 0
11/20/19 @ 10:19 | RtS-CZ15-v03-PkgAC240to760-Base | RtS | CZ15 | v03 | PkgAC2SpP-240to760 | Base | 24998.5 | 42.7689 | 0 | 0 | 0 | 0 | 0 | 12.7127 | 0.1557 | 0 | 21.4905 | 0 | 26.2614 | 103.389 | 0 | 0 | 0 | 8.908 | 0 | 0 | 0 | 0 | 0 | 0 | 0 | 0 | 8.908 | 31.6281 | 0 | 0 | 0 | 0 | 0 | 4.8708 | 0 | 0 | 5.376 | 0 | 4.9255 | 46.8004 | 0 | 0 | 0 | 83.4202 | 0 | 0 | 0 | 0 | 0 | 0 | 0 | 0 | 83.4202 | 261.88 | - | 0 | 0 | 0 | 0 | 0 | 0 | 0 | 0 | 0 | 0 | 0 | 0 | 0 | 0 | 0 | 0
11/20/19 @ 10:19 | RtS-CZ15-v03-PkgAC240to760-Meas | RtS | CZ15 | v03 | PkgAC2SpP-240to760 | Meas | 24998.5 | 33.5673 | 0 | 0 | 0 | 0 | 0 | 12.3507 | 0.1557 | 0 | 21.4905 | 0 | 26.2614 | 93.8256 | 0 | 0 | 0 | 8.908 | 0 | 0 | 0 | 0 | 0 | 0 | 0 | 0 | 8.908 | 20.7407 | 0 | 0 | 0 | 0 | 0 | 3.9144 | 0 | 0 | 5.376 | 0 | 4.9255 | 34.9566 | 0 | 0 | 0 | 83.4202 | 0 | 0 | 0 | 0 | 0 | 0 | 0 | 0 | 83.4202 | 250.454 | - | 0 | 0 | 0 | 0 | 0 | 0 | 0 | 0 | 0 | 0 | 0 | 0 | 0 | 0 | 0 | 0
11/20/19 @ 10:19 | RtS-CZ15-v07-PkgAC240to760-Base | RtS | CZ15 | v07 | PkgAC2SpP-240to760 | Base | 24998.5 | 42.3055 | 0 | 0 | 0 | 0 | 0 | 12.534 | 0.15359 | 0 | 21.4905 | 0 | 26.2614 | 102.745 | 0 | 0 | 0 | 7.8381 | 0 | 0 | 0 | 0 | 0 | 0 | 0 | 0 | 7.8381 | 31.1055 | 0 | 0 | 0 | 0 | 0 | 4.7825 | 0 | 0 | 5.376 | 0 | 4.9255 | 46.1895 | 0 | 0 | 0 | 79.6033 | 0 | 0 | 0 | 0 | 0 | 0 | 0 | 0 | 79.6033 | 257.321 | - | 0 | 0 | 0 | 0 | 0 | 0 | 0 | 0 | 0 | 0 | 0 | 0 | 0 | 0 | 0 | 0
11/20/19 @ 10:19 | RtS-CZ15-v07-PkgAC240to760-Meas | RtS | CZ15 | v07 | PkgAC2SpP-240to760 | Meas | 24998.5 | 33.2287 | 0 | 0 | 0 | 0 | 0 | 12.1816 | 0.15359 | 0 | 21.4905 | 0 | 26.2614 | 93.3158 | 0 | 0 | 0 | 7.8381 | 0 | 0 | 0 | 0 | 0 | 0 | 0 | 0 | 7.8381 | 20.3923 | 0 | 0 | 0 | 0 | 0 | 3.8437 | 0 | 0 | 5.376 | 0 | 4.9255 | 34.5375 | 0 | 0 | 0 | 79.6033 | 0 | 0 | 0 | 0 | 0 | 0 | 0 | 0 | 79.6033 | 246.071 | - | 0 | 0 | 0 | 0 | 0 | 0 | 0 | 0 | 0 | 0 | 0 | 0 | 0 | 0 | 0 | 0
11/20/19 @ 10:20 | RtS-CZ15-v11-PkgAC240to760-Base | RtS | CZ15 | v11 | PkgAC2SpP-240to760 | Base | 24998.5 | 39.6018 | 0 | 0 | 0 | 0 | 0 | 11.718 | 0.14468 | 0 | 21.4905 | 0 | 26.2614 | 99.2163 | 0 | 0 | 0 | 4.9747 | 0 | 0 | 0 | 0 | 0 | 0 | 0 | 0 | 4.9747 | 29.0374 | 0 | 0 | 0 | 0 | 0 | 4.4429 | 0 | 0 | 5.376 | 0 | 4.9255 | 43.7817 | 0 | 0 | 0 | 63.4235 | 0 | 0 | 0 | 0 | 0 | 0 | 0 | 0 | 63.4235 | 239.804 | - | 0 | 0 | 0 | 0 | 0 | 0 | 0 | 0 | 0 | 0 | 0 | 0 | 0 | 0 | 0 | 0
11/20/19 @ 10:20 | RtS-CZ15-v11-PkgAC240to760-Meas | RtS | CZ15 | v11 | PkgAC2SpP-240to760 | Meas | 24998.5 | 31.2267 | 0 | 0 | 0 | 0 | 0 | 11.4118 | 0.14468 | 0 | 21.4905 | 0 | 26.2614 | 90.535 | 0 | 0 | 0 | 4.9747 | 0 | 0 | 0 | 0 | 0 | 0 | 0 | 0 | 4.9747 | 19.0025 | 0 | 0 | 0 | 0 | 0 | 3.5629 | 0 | 0 | 5.376 | 0 | 4.9255 | 32.867 | 0 | 0 | 0 | 63.4235 | 0 | 0 | 0 | 0 | 0 | 0 | 0 | 0 | 63.4235 | 228.869 | - | 0 | 0 | 0 | 0 | 0 | 0 | 0 | 0 | 0 | 0 | 0 | 0 | 0 | 0 | 0 | 0
11/20/19 @ 10:20 | RtS-CZ15-v15-PkgAC240to760-Base | RtS | CZ15 | v15 | PkgAC2SpP-240to760 | Base | 24998.5 | 34.743 | 0 | 0 | 0 | 0 | 0 | 12.3 | 0.14424 | 0 | 21.4905 | 0 | 22.4677 | 91.1454 | 0 | 0 | 0 | 6.1151 | 0 | 0 | 0 | 0 | 0 | 0 | 0 | 0 | 6.1151 | 28.7006 | 0 | 0 | 0 | 0 | 0 | 4.385 | 0 | 0 | 5.376 | 0 | 4.1914 | 42.653 | 0 | 0 | 0 | 66.4372 | 0 | 0 | 0 | 0 | 0 | 0 | 0 | 0 | 66.4372 | 237.134 | - | 0 | 0 | 0 | 0 | 0 | 0 | 0 | 0 | 0 | 0 | 0 | 0 | 0 | 0 | 0 | 0
11/20/19 @ 10:20 | RtS-CZ15-v15-PkgAC240to760-Meas | RtS | CZ15 | v15 | PkgAC2SpP-240to760 | Meas | 24998.5 | 26.5975 | 0 | 0 | 0 | 0 | 0 | 12.023 | 0.14424 | 0 | 21.4905 | 0 | 22.4677 | 82.7229 | 0 | 0 | 0 | 6.1151 | 0 | 0 | 0 | 0 | 0 | 0 | 0 | 0 | 6.1151 | 18.7927 | 0 | 0 | 0 | 0 | 0 | 3.5155 | 0 | 0 | 5.376 | 0 | 4.1914 | 31.8755 | 0 | 0 | 0 | 66.4372 | 0 | 0 | 0 | 0 | 0 | 0 | 0 | 0 | 66.4372 | 226.305 | - | 0 | 0 | 0 | 0 | 0 | 0 | 0 | 0 | 0 | 0 | 0 | 0 | 0 | 0 | 0 | 0
11/20/19 @ 10:21 | SCn-CZ15-v03-PkgAC240to760-Base | SCn | CZ15 | v03 | PkgAC2SpP-240to760 | Base | 24998.5 | 488.184 | 0 | 0 | 0 | 0 | 0 | 224.185 | 2.8963 | 0 | 311.499 | 0 | 353.206 | 1379.97 | 0 | 0 | 0 | 542.966 | 0 | 0 | 0 | 0 | 0 | 0 | 0 | 0 | 542.966 | 446.498 | 0 | 0 | 0 | 0 | 0 | 61.5561 | 0 | 0 | 74.8622 | 0 | 102.629 | 685.545 | 0 | 0 | 0 | 2369.27 | 0 | 0 | 0 | 0 | 0 | 0 | 0 | 0 | 2369.27 | 3942.2 | - | 0 | 0 | 0 | 0 | 0 | 0 | 0 | 0 | 0 | 0 | 0 | 0 | 0 | 0 | 0 | 0
11/20/19 @ 10:21 | SCn-CZ15-v03-PkgAC240to760-Meas | SCn | CZ15 | v03 | PkgAC2SpP-240to760 | Meas | 24998.5 | 383.786 | 0 | 0 | 0 | 0 | 0 | 222.65 | 2.8963 | 0 | 311.499 | 0 | 353.206 | 1274.04 | 0 | 0 | 0 | 542.968 | 0 | 0 | 0 | 0 | 0 | 0 | 0 | 0 | 542.968 | 263.129 | 0 | 0 | 0 | 0 | 0 | 50.053 | 0 | 0 | 74.8622 | 0 | 102.629 | 490.673 | 0 | 0 | 0 | 2369.27 | 0 | 0 | 0 | 0 | 0 | 0 | 0 | 0 | 2369.27 | 3758.95 | - | 0 | 0 | 0 | 0 | 0 | 0 | 0 | 0 | 0 | 0 | 0 | 0 | 0 | 0 | 0 | 0
11/20/19 @ 10:21 | SCn-CZ15-v07-PkgAC240to760-Base | SCn | CZ15 | v07 | PkgAC2SpP-240to760 | Base | 24998.5 | 470.764 | 0 | 0 | 0 | 0 | 0 | 207.067 | 2.7652 | 0 | 311.499 | 0 | 353.206 | 1345.3 | 0 | 0 | 0 | 465.418 | 0 | 0 | 0 | 0 | 0 | 0 | 0 | 0 | 465.418 | 428.391 | 0 | 0 | 0 | 0 | 0 | 59.3174 | 0 | 0 | 74.8622 | 0 | 102.629 | 665.199 | 0 | 0 | 0 | 2232.23 | 0 | 0 | 0 | 0 | 0 | 0 | 0 | 0 | 2232.23 | 3788.47 | - | 0 | 0 | 0 | 0 | 0 | 0 | 0 | 0 | 0 | 0 | 0 | 0 | 0 | 0 | 0 | 0
11/20/19 @ 10:21 | SCn-CZ15-v07-PkgAC240to760-Meas | SCn | CZ15 | v07 | PkgAC2SpP-240to760 | Meas | 24998.5 | 370.45 | 0 | 0 | 0 | 0 | 0 | 205.568 | 2.7652 | 0 | 311.499 | 0 | 353.206 | 1243.49 | 0 | 0 | 0 | 465.418 | 0 | 0 | 0 | 0 | 0 | 0 | 0 | 0 | 465.418 | 252.53 | 0 | 0 | 0 | 0 | 0 | 48.0328 | 0 | 0 | 74.8622 | 0 | 102.629 | 478.054 | 0 | 0 | 0 | 2232.23 | 0 | 0 | 0 | 0 | 0 | 0 | 0 | 0 | 2232.23 | 3606.43 | - | 0 | 0 | 0 | 0 | 0 | 0 | 0 | 0 | 0 | 0 | 0 | 0 | 0 | 0 | 0 | 0
11/20/19 @ 10:22 | SCn-CZ15-v11-PkgAC240to760-Base | SCn | CZ15 | v11 | PkgAC2SpP-240to760 | Base | 24998.5 | 415.999 | 0 | 0 | 0 | 0 | 0 | 187.614 | 2.4217 | 0 | 311.499 | 0 | 353.206 | 1270.74 | 0 | 0 | 0 | 318.4 | 0 | 0 | 0 | 0 | 0 | 0 | 0 | 0 | 318.4 | 375.651 | 0 | 0 | 0 | 0 | 0 | 52.3419 | 0 | 0 | 74.8622 | 0 | 102.629 | 605.484 | 0 | 0 | 0 | 1843.19 | 0 | 0 | 0 | 0 | 0 | 0 | 0 | 0 | 1843.19 | 3370.39 | - | 0 | 0 | 0 | 0 | 0 | 0 | 0 | 0 | 0 | 0 | 0 | 0 | 0 | 0 | 0 | 0
11/20/19 @ 10:22 | SCn-CZ15-v11-PkgAC240to760-Meas | SCn | CZ15 | v11 | PkgAC2SpP-240to760 | Meas | 24998.5 | 328.884 | 0 | 0 | 0 | 0 | 0 | 186.416 | 2.4217 | 0 | 311.499 | 0 | 353.206 | 1182.43 | 0 | 0 | 0 | 318.4 | 0 | 0 | 0 | 0 | 0 | 0 | 0 | 0 | 318.4 | 217.594 | 0 | 0 | 0 | 0 | 0 | 41.9481 | 0 | 0 | 74.8622 | 0 | 106.171 | 440.575 | 0 | 0 | 0 | 1843.19 | 0 | 0 | 0 | 0 | 0 | 0 | 0 | 0 | 1843.19 | 3192.46 | - | 0 | 0 | 0 | 0 | 0 | 0 | 0 | 0 | 0 | 0 | 0 | 0 | 0 | 0 | 0 | 0
11/20/19 @ 10:22 | SCn-CZ15-v15-PkgAC240to760-Base | SCn | CZ15 | v15 | PkgAC2SpP-240to760 | Base | 24998.5 | 395.922 | 0 | 0 | 0 | 0 | 0 | 191.707 | 2.4383 | 0 | 311.499 | 0 | 353.206 | 1254.78 | 0 | 0 | 0 | 306.077 | 0 | 0 | 0 | 0 | 0 | 0 | 0 | 0 | 306.077 | 374.889 | 0 | 0 | 0 | 0 | 0 | 51.7698 | 0 | 0 | 74.8622 | 0 | 102.629 | 604.15 | 0 | 0 | 0 | 1767.24 | 0 | 0 | 0 | 0 | 0 | 0 | 0 | 0 | 1767.24 | 3345.24 | - | 0 | 0 | 0 | 0 | 0 | 0 | 0 | 0 | 0 | 0 | 0 | 0 | 0 | 0 | 0 | 0
11/20/19 @ 10:23 | SCn-CZ15-v15-PkgAC240to760-Meas | SCn | CZ15 | v15 | PkgAC2SpP-240to760 | Meas | 24998.5 | 309.962 | 0 | 0 | 0 | 0 | 0 | 190.567 | 2.4383 | 0 | 311.499 | 0 | 353.206 | 1167.68 | 0 | 0 | 0 | 306.077 | 0 | 0 | 0 | 0 | 0 | 0 | 0 | 0 | 306.077 | 217.222 | 0 | 0 | 0 | 0 | 0 | 41.5173 | 0 | 0 | 74.8622 | 0 | 106.171 | 439.772 | 0 | 0 | 0 | 1767.24 | 0 | 0 | 0 | 0 | 0 | 0 | 0 | 0 | 1767.24 | 3168.39 | - | 0 | 0 | 0 | 0 | 0 | 0 | 0 | 0 | 0 | 0 | 0 | 0 | 0 | 0 | 0 | 0
11/19/19 @ 14:28 | Gro-CZ15-v03-PkgAC240to760-Base | Gro | CZ15 | v03 | PkgAC2SpP-240to760 | Base | 24998.5 | 139.704 | 43.4247 | 949.379 | 0 | 0 | 0 | 122.191 | 0.2194 | 0 | 248.014 | 0 | 331.381 | 1834.31 | 0 | 0 | 0 | 907.855 | 0 | 335.792 | 0 | 0 | 0 | 0 | 0 | 0 | 1243.65 | 118.546 | 18.8928 | 132.717 | 0 | 0 | 0 | 16.6626 | 0.024861 | 0 | 30.8858 | 0 | 54.4141 | 372.143 | 0 | 0 | 0 | 849.424 | 0 | 11.1077 | 0 | 0 | 0 | 0 | 0 | 0 | 860.532 | 1012.82 | - | - | - | - | - | 0 | 0 | 0 | 0 | 0 | 0 | 0 | 0 | 0 | 0 | 0 | 0
11/19/19 @ 14:28 | Gro-CZ15-v03-PkgAC240to760-Meas | Gro | CZ15 | v03 | PkgAC2SpP-240to760 | Meas | 24998.5 | 105.703 | 47.5163 | 950.506 | 0 | 0 | 0 | 122.191 | 0.2194 | 0 | 248.014 | 0 | 331.381 | 1805.53 | 0 | 0 | 0 | 907.857 | 0 | 335.802 | 0 | 0 | 0 | 0 | 0 | 0 | 1243.66 | 82.1882 | 21.494 | 134.575 | 0 | 0 | 0 | 16.6621 | 0.024861 | 0 | 30.8858 | 0 | 54.4141 | 340.245 | 0 | 0 | 0 | 849.424 | 0 | 11.1077 | 0 | 0 | 0 | 0 | 0 | 0 | 860.532 | 1008.4 | - | - | - | - | - | 0 | 0 | 0 | 0 | 0 | 0 | 0 | 0 | 0 | 0 | 0 | 0
11/19/19 @ 14:28 | Gro-CZ15-v07-PkgAC240to760-Base | Gro | CZ15 | v07 | PkgAC2SpP-240to760 | Base | 24998.5 | 183.855 | 48.0564 | 782.968 | 0 | 0 | 0 | 106.154 | 0.2194 | 0 | 248.014 | 0 | 331.381 | 1700.65 | 0 | 0 | 0 | 418.069 | 0 | 335.8 | 0 | 0 | 0 | 0 | 0 | 0 | 753.869 | 148.43 | 18.8928 | 112.386 | 0 | 0 | 0 | 15.0669 | 0.024861 | 0 | 30.8858 | 0 | 54.4141 | 380.1 | 0 | 0 | 0 | 694.877 | 0 | 11.1069 | 0 | 0 | 0 | 0 | 0 | 0 | 705.984 | 1154.77 | - | - | - | - | - | 0 | 0 | 0 | 0 | 0 | 0 | 0 | 0 | 0 | 0 | 0 | 0
11/19/19 @ 14:29 | Gro-CZ15-v07-PkgAC240to760-Meas | Gro | CZ15 | v07 | PkgAC2SpP-240to760 | Meas | 24998.5 | 141.887 | 53.5045 | 785.124 | 0 | 0 | 0 | 106.161 | 0.2194 | 0 | 248.014 | 0 | 331.381 | 1666.29 | 0 | 0 | 0 | 418.069 | 0 | 335.807 | 0 | 0 | 0 | 0 | 0 | 0 | 753.876 | 110.444 | 22.4174 | 113.452 | 0 | 0 | 0 | 15.0665 | 0.024861 | 0 | 30.8858 | 0 | 54.4141 | 346.705 | 0 | 0 | 0 | 694.877 | 0 | 11.1069 | 0 | 0 | 0 | 0 | 0 | 0 | 705.984 | 1175.61 | - | - | - | - | - | 0 | 0 | 0 | 0 | 0 | 0 | 0 | 0 | 0 | 0 | 0 | 0
11/19/19 @ 14:29 | Gro-CZ15-v11-PkgAC240to760-Base | Gro | CZ15 | v11 | PkgAC2SpP-240to760 | Base | 24998.5 | 165.56 | 48.0435 | 783.103 | 0 | 0 | 0 | 98.4781 | 0.2194 | 0 | 248.014 | 0 | 331.381 | 1674.8 | 0 | 0 | 0 | 346.141 | 0 | 335.814 | 0 | 0 | 0 | 0 | 0 | 0 | 681.955 | 135.329 | 18.8928 | 113.338 | 0 | 0 | 0 | 14.0337 | 0.024861 | 0 | 30.8858 | 0 | 54.4141 | 366.919 | 0 | 0 | 0 | 614.127 | 0 | 11.106 | 0 | 0 | 0 | 0 | 0 | 0 | 625.233 | 1051.28 | - | - | - | - | - | 0 | 0 | 0 | 0 | 0 | 0 | 0 | 0 | 0 | 0 | 0 | 0
11/19/19 @ 14:29 | Gro-CZ15-v11-PkgAC240to760-Meas | Gro | CZ15 | v11 | PkgAC2SpP-240to760 | Meas | 24998.5 | 127.913 | 52.9558 | 785.173 | 0 | 0 | 0 | 98.4779 | 0.2194 | 0 | 248.014 | 0 | 331.381 | 1644.13 | 0 | 0 | 0 | 346.109 | 0 | 335.81 | 0 | 0 | 0 | 0 | 0 | 0 | 681.919 | 84.4953 | 21.5766 | 114.034 | 0 | 0 | 0 | 14.0193 | 0.024861 | 0 | 30.8858 | 0 | 54.4141 | 319.45 | 0 | 0 | 0 | 614.127 | 0 | 11.106 | 0 | 0 | 0 | 0 | 0 | 0 | 625.233 | 1078.76 | - | - | - | - | - | 0 | 0 | 0 | 0 | 0 | 0 | 0 | 0 | 0 | 0 | 0 | 0
11/19/19 @ 14:29 | Gro-CZ15-v15-PkgAC240to760-Base | Gro | CZ15 | v15 | PkgAC2SpP-240to760 | Base | 24998.5 | 152.496 | 48.0093 | 782.388 | 0 | 0 | 0 | 95.9912 | 0.2194 | 0 | 248.014 | 0 | 273.319 | 1600.44 | 0 | 0 | 0 | 425.291 | 0 | 335.815 | 0 | 0 | 0 | 0 | 0 | 0 | 761.106 | 130.08 | 18.8928 | 113.93 | 0 | 0 | 0 | 13.6259 | 0.024861 | 0 | 30.8858 | 0 | 44.7811 | 352.221 | 0 | 0 | 0 | 628.884 | 0 | 11.106 | 0 | 0 | 0 | 0 | 0 | 0 | 639.99 | 1005.7 | - | - | - | - | - | 0 | 0 | 0 | 0 | 0 | 0 | 0 | 0 | 0 | 0 | 0 | 0
11/19/19 @ 14:30 | Gro-CZ15-v15-PkgAC240to760-Meas | Gro | CZ15 | v15 | PkgAC2SpP-240to760 | Meas | 24998.5 | 117.222 | 52.5098 | 784.371 | 0 | 0 | 0 | 95.9911 | 0.2194 | 0 | 248.014 | 0 | 273.319 | 1571.65 | 0 | 0 | 0 | 425.29 | 0 | 335.811 | 0 | 0 | 0 | 0 | 0 | 0 | 761.101 | 80.9623 | 21.4624 | 114.297 | 0 | 0 | 0 | 13.5951 | 0.024861 | 0 | 30.8858 | 0 | 44.7811 | 306.008 | 0 | 0 | 0 | 628.884 | 0 | 11.106 | 0 | 0 | 0 | 0 | 0 | 0 | 639.99 | 1034.49 | - | - | - | - | - | 0 | 0 | 0 | 0 | 0 | 0 | 0 | 0 | 0 | 0 | 0 | 0
11/19/19 @ 14:30 | WRf-CZ15-v03-PkgAC240to760-Base | WRf | CZ15 | v03 | PkgAC2SpP-240to760 | Base | 24998.5 | 34.8277 | 171.222 | 2147.08 | 0 | 0 | 0 | 1324.04 | 0 | 0 | 52.9548 | 0 | 380.067 | 4110.19 | 0 | 0 | 0 | 27.7513 | 0 | 0 | 0 | 0 | 0 | 0 | 0 | 0 | 27.7513 | 18.919 | 33.3303 | 525.133 | 0 | 0 | 0 | 152.589 | 0 | 0 | 8.2904 | 0 | 45.9812 | 784.242 | 0 | 0 | 0 | 32.3867 | 0 | 0 | 0 | 0 | 0 | 0 | 0 | 0 | 32.3867 | 4586.84 | - | - | - | - | - | 0 | 0 | 0 | 0 | 0 | 0 | 0 | 0 | 0 | 0 | 0 | 0
11/19/19 @ 14:30 | WRf-CZ15-v03-PkgAC240to760-Meas | WRf | CZ15 | v03 | PkgAC2SpP-240to760 | Meas | 24998.5 | 28.7406 | 172.252 | 2147.08 | 0 | 0 | 0 | 1323.68 | 0 | 0 | 52.9548 | 0 | 380.067 | 4104.77 | 0 | 0 | 0 | 27.7572 | 0 | 0 | 0 | 0 | 0 | 0 | 0 | 0 | 27.7572 | 12.786 | 33.6672 | 525.132 | 0 | 0 | 0 | 151.597 | 0 | 0 | 8.2904 | 0 | 45.9812 | 777.454 | 0 | 0 | 0 | 32.3866 | 0 | 0 | 0 | 0 | 0 | 0 | 0 | 0 | 32.3866 | 4573.4 | - | - | - | - | - | 0 | 0 | 0 | 0 | 0 | 0 | 0 | 0 | 0 | 0 | 0 | 0
11/19/19 @ 14:30 | WRf-CZ15-v07-PkgAC240to760-Base | WRf | CZ15 | v07 | PkgAC2SpP-240to760 | Base | 24998.5 | 34.4397 | 139.905 | 2006.37 | 0 | 0 | 0 | 1324.1 | 0 | 0 | 52.9548 | 0 | 380.067 | 3937.85 | 0 | 0 | 0 | 27.6207 | 0 | 0 | 0 | 0 | 0 | 0 | 0 | 0 | 27.6207 | 18.6543 | 27.7753 | 512.017 | 0 | 0 | 0 | 152.444 | 0 | 0 | 8.2904 | 0 | 45.9812 | 765.162 | 0 | 0 | 0 | 31.4682 | 0 | 0 | 0 | 0 | 0 | 0 | 0 | 0 | 31.4682 | 4506.47 | - | - | - | - | - | 0 | 0 | 0 | 0 | 0 | 0 | 0 | 0 | 0 | 0 | 0 | 0
11/19/19 @ 14:30 | WRf-CZ15-v07-PkgAC240to760-Meas | WRf | CZ15 | v07 | PkgAC2SpP-240to760 | Meas | 24998.5 | 28.4583 | 140.931 | 2006.37 | 0 | 0 | 0 | 1323.78 | 0 | 0 | 52.9548 | 0 | 380.067 | 3932.57 | 0 | 0 | 0 | 27.6217 | 0 | 0 | 0 | 0 | 0 | 0 | 0 | 0 | 27.6217 | 12.5332 | 28.1136 | 512.016 | 0 | 0 | 0 | 151.502 | 0 | 0 | 8.2904 | 0 | 45.9812 | 758.437 | 0 | 0 | 0 | 31.4682 | 0 | 0 | 0 | 0 | 0 | 0 | 0 | 0 | 31.4682 | 4494.26 | - | - | - | - | - | 0 | 0 | 0 | 0 | 0 | 0 | 0 | 0 | 0 | 0 | 0 | 0
11/19/19 @ 14:30 | WRf-CZ15-v11-PkgAC240to760-Base | WRf | CZ15 | v11 | PkgAC2SpP-240to760 | Base | 24998.5 | 33.1891 | 133.276 | 1815.62 | 0 | 0 | 0 | 1325.24 | 0 | 0 | 52.9548 | 0 | 372.306 | 3732.58 | 0 | 0 | 0 | 29.3504 | 0 | 0 | 0 | 0 | 0 | 0 | 0 | 0 | 29.3504 | 17.9069 | 27.7753 | 427.792 | 0 | 0 | 0 | 151.835 | 0 | 0 | 8.2904 | 0 | 45.0953 | 678.695 | 0 | 0 | 0 | 31.5464 | 0 | 0 | 0 | 0 | 0 | 0 | 0 | 0 | 31.5464 | 4223.15 | - | - | - | - | - | 0 | 0 | 0 | 0 | 0 | 0 | 0 | 0 | 0 | 0 | 0 | 0
11/19/19 @ 14:31 | WRf-CZ15-v11-PkgAC240to760-Meas | WRf | CZ15 | v11 | PkgAC2SpP-240to760 | Meas | 24998.5 | 27.7316 | 134.301 | 1815.62 | 0 | 0 | 0 | 1325.16 | 0 | 0 | 52.9548 | 0 | 372.306 | 3728.06 | 0 | 0 | 0 | 29.3545 | 0 | 0 | 0 | 0 | 0 | 0 | 0 | 0 | 29.3545 | 11.8979 | 28.1316 | 427.791 | 0 | 0 | 0 | 151.607 | 0 | 0 | 8.2904 | 0 | 45.0953 | 672.813 | 0 | 0 | 0 | 31.5437 | 0 | 0 | 0 | 0 | 0 | 0 | 0 | 0 | 31.5437 | 4224.57 | - | - | - | - | - | 0 | 0 | 0 | 0 | 0 | 0 | 0 | 0 | 0 | 0 | 0 | 0
11/19/19 @ 14:31 | WRf-CZ15-v15-PkgAC240to760-Base | WRf | CZ15 | v15 | PkgAC2SpP-240to760 | Base | 24998.5 | 26.8903 | 133.275 | 1815.62 | 0 | 0 | 0 | 1324.86 | 0 | 0 | 52.9548 | 0 | 372.306 | 3725.91 | 0 | 0 | 0 | 29.1037 | 0 | 0 | 0 | 0 | 0 | 0 | 0 | 0 | 29.1037 | 17.3801 | 27.7753 | 427.792 | 0 | 0 | 0 | 151.803 | 0 | 0 | 8.2904 | 0 | 45.0953 | 678.137 | 0 | 0 | 0 | 32.3949 | 0 | 0 | 0 | 0 | 0 | 0 | 0 | 0 | 32.3949 | 4219.31 | - | - | - | - | - | 0 | 0 | 0 | 0 | 0 | 0 | 0 | 0 | 0 | 0 | 0 | 0
11/19/19 @ 14:31 | WRf-CZ15-v15-PkgAC240to760-Meas | WRf | CZ15 | v15 | PkgAC2SpP-240to760 | Meas | 24998.5 | 21.6792 | 134.069 | 1815.62 | 0 | 0 | 0 | 1324.76 | 0 | 0 | 52.9548 | 0 | 372.306 | 3721.39 | 0 | 0 | 0 | 29.1055 | 0 | 0 | 0 | 0 | 0 | 0 | 0 | 0 | 29.1055 | 11.5214 | 28.12 | 427.791 | 0 | 0 | 0 | 151.562 | 0 | 0 | 8.2904 | 0 | 45.0953 | 672.381 | 0 | 0 | 0 | 32.3949 | 0 | 0 | 0 | 0 | 0 | 0 | 0 | 0 | 32.3949 | 4220.34 | - | - | - | - | - | 0 | 0 | 0 | 0 | 0 | 0 | 0 | 0 | 0 | 0 | 0 | 0

## Peak Demand output
Run | Model Paste | BT | CZ | Vintage | Case | System Type | Climate Zone | Average kW
1 | Asm-CZ15-v03-PkgAC240to760-Base | Asm | CZ15 | v03 | Base | PkgAC2SpP-240to760 | CZ15 | 400.2869
2 | Asm-CZ15-v03-PkgAC240to760-Meas | Asm | CZ15 | v03 | Meas | PkgAC2SpP-240to760 | CZ15 | 327.7883
3 | Asm-CZ15-v07-PkgAC240to760-Base | Asm | CZ15 | v07 | Base | PkgAC2SpP-240to760 | CZ15 | 398.1961
4 | Asm-CZ15-v07-PkgAC240to760-Meas | Asm | CZ15 | v07 | Meas | PkgAC2SpP-240to760 | CZ15 | 326.2078
5 | Asm-CZ15-v11-PkgAC240to760-Base | Asm | CZ15 | v11 | Base | PkgAC2SpP-240to760 | CZ15 | 381.3038
6 | Asm-CZ15-v11-PkgAC240to760-Meas | Asm | CZ15 | v11 | Meas | PkgAC2SpP-240to760 | CZ15 | 313.7865
7 | Asm-CZ15-v15-PkgAC240to760-Base | Asm | CZ15 | v15 | Base | PkgAC2SpP-240to760 | CZ15 | 370.5685
8 | Asm-CZ15-v15-PkgAC240to760-Meas | Asm | CZ15 | v15 | Meas | PkgAC2SpP-240to760 | CZ15 | 305.7161
9 | ECC-CZ15-v03-PkgAC240to760-Base | ECC | CZ15 | v03 | Base | PkgAC2SpP-240to760 | CZ15 | 1052.8683
10 | ECC-CZ15-v03-PkgAC240to760-Meas | ECC | CZ15 | v03 | Meas | PkgAC2SpP-240to760 | CZ15 | 874.6555
11 | ECC-CZ15-v07-PkgAC240to760-Base | ECC | CZ15 | v07 | Base | PkgAC2SpP-240to760 | CZ15 | 1049.0581
12 | ECC-CZ15-v07-PkgAC240to760-Meas | ECC | CZ15 | v07 | Meas | PkgAC2SpP-240to760 | CZ15 | 872.813
13 | ECC-CZ15-v11-PkgAC240to760-Base | ECC | CZ15 | v11 | Base | PkgAC2SpP-240to760 | CZ15 | 1007.8965
14 | ECC-CZ15-v11-PkgAC240to760-Meas | ECC | CZ15 | v11 | Meas | PkgAC2SpP-240to760 | CZ15 | 846.025
15 | ECC-CZ15-v15-PkgAC240to760-Base | ECC | CZ15 | v15 | Base | PkgAC2SpP-240to760 | CZ15 | 970.7351
16 | ECC-CZ15-v15-PkgAC240to760-Meas | ECC | CZ15 | v15 | Meas | PkgAC2SpP-240to760 | CZ15 | 821.5319
17 | EUn-CZ15-v03-PkgAC240to760-Base | EUn | CZ15 | v03 | Base | PkgAC2SpP-240to760 | CZ15 | 3358.1639
18 | EUn-CZ15-v03-PkgAC240to760-Meas | EUn | CZ15 | v03 | Meas | PkgAC2SpP-240to760 | CZ15 | 2819.9629
19 | EUn-CZ15-v07-PkgAC240to760-Base | EUn | CZ15 | v07 | Base | PkgAC2SpP-240to760 | CZ15 | 3320.1855
20 | EUn-CZ15-v07-PkgAC240to760-Meas | EUn | CZ15 | v07 | Meas | PkgAC2SpP-240to760 | CZ15 | 2790.1792
21 | EUn-CZ15-v11-PkgAC240to760-Base | EUn | CZ15 | v11 | Base | PkgAC2SpP-240to760 | CZ15 | 3218.8144
22 | EUn-CZ15-v11-PkgAC240to760-Meas | EUn | CZ15 | v11 | Meas | PkgAC2SpP-240to760 | CZ15 | 2714.463
23 | EUn-CZ15-v15-PkgAC240to760-Base | EUn | CZ15 | v15 | Base | PkgAC2SpP-240to760 | CZ15 | 3109.2916
24 | EUn-CZ15-v15-PkgAC240to760-Meas | EUn | CZ15 | v15 | Meas | PkgAC2SpP-240to760 | CZ15 | 2629.6839
25 | Hsp-CZ15-v03-PkgAC240to760-Base | Hsp | CZ15 | v03 | Base | PkgAC2SpP-240to760 | CZ15 | 754.1402
26 | Hsp-CZ15-v03-PkgAC240to760-Meas | Hsp | CZ15 | v03 | Meas | PkgAC2SpP-240to760 | CZ15 | 652.7271
27 | Hsp-CZ15-v07-PkgAC240to760-Base | Hsp | CZ15 | v07 | Base | PkgAC2SpP-240to760 | CZ15 | 753.4554
28 | Hsp-CZ15-v07-PkgAC240to760-Meas | Hsp | CZ15 | v07 | Meas | PkgAC2SpP-240to760 | CZ15 | 652.2093
29 | Hsp-CZ15-v11-PkgAC240to760-Base | Hsp | CZ15 | v11 | Base | PkgAC2SpP-240to760 | CZ15 | 726.9295
30 | Hsp-CZ15-v11-PkgAC240to760-Meas | Hsp | CZ15 | v11 | Meas | PkgAC2SpP-240to760 | CZ15 | 635.3989
31 | Hsp-CZ15-v15-PkgAC240to760-Base | Hsp | CZ15 | v15 | Base | PkgAC2SpP-240to760 | CZ15 | 716.4917
32 | Hsp-CZ15-v15-PkgAC240to760-Meas | Hsp | CZ15 | v15 | Meas | PkgAC2SpP-240to760 | CZ15 | 628.7555
33 | Htl-CZ15-v03-PkgAC240to760-Base | Htl | CZ15 | v03 | Base | PkgAC2SpP-240to760 | CZ15 | 279.6292
34 | Htl-CZ15-v03-PkgAC240to760-Meas | Htl | CZ15 | v03 | Meas | PkgAC2SpP-240to760 | CZ15 | 231.7113
35 | Htl-CZ15-v07-PkgAC240to760-Base | Htl | CZ15 | v07 | Base | PkgAC2SpP-240to760 | CZ15 | 261.8457
36 | Htl-CZ15-v07-PkgAC240to760-Meas | Htl | CZ15 | v07 | Meas | PkgAC2SpP-240to760 | CZ15 | 217.8657
37 | Htl-CZ15-v11-PkgAC240to760-Base | Htl | CZ15 | v11 | Base | PkgAC2SpP-240to760 | CZ15 | 253.8414
38 | Htl-CZ15-v11-PkgAC240to760-Meas | Htl | CZ15 | v11 | Meas | PkgAC2SpP-240to760 | CZ15 | 211.7139
39 | Htl-CZ15-v15-PkgAC240to760-Base | Htl | CZ15 | v15 | Base | PkgAC2SpP-240to760 | CZ15 | 226.2342
40 | Htl-CZ15-v15-PkgAC240to760-Meas | Htl | CZ15 | v15 | Meas | PkgAC2SpP-240to760 | CZ15 | 190.3721
41 | MBT-CZ15-v03-PkgAC240to760-Base | MBT | CZ15 | v03 | Base | PkgAC2SpP-240to760 | CZ15 | 370.3695
42 | MBT-CZ15-v03-PkgAC240to760-Meas | MBT | CZ15 | v03 | Meas | PkgAC2SpP-240to760 | CZ15 | 316.6077
43 | MBT-CZ15-v07-PkgAC240to760-Base | MBT | CZ15 | v07 | Base | PkgAC2SpP-240to760 | CZ15 | 366.0311
44 | MBT-CZ15-v07-PkgAC240to760-Meas | MBT | CZ15 | v07 | Meas | PkgAC2SpP-240to760 | CZ15 | 313.3739
45 | MBT-CZ15-v11-PkgAC240to760-Base | MBT | CZ15 | v11 | Base | PkgAC2SpP-240to760 | CZ15 | 348.683
46 | MBT-CZ15-v11-PkgAC240to760-Meas | MBT | CZ15 | v11 | Meas | PkgAC2SpP-240to760 | CZ15 | 300.3852
47 | MBT-CZ15-v15-PkgAC240to760-Base | MBT | CZ15 | v15 | Base | PkgAC2SpP-240to760 | CZ15 | 342.4905
48 | MBT-CZ15-v15-PkgAC240to760-Meas | MBT | CZ15 | v15 | Meas | PkgAC2SpP-240to760 | CZ15 | 295.6123
49 | MLI-CZ15-v03-PkgAC240to760-Base | MLI | CZ15 | v03 | Base | PkgAC2SpP-240to760 | CZ15 | 178.7135
50 | MLI-CZ15-v03-PkgAC240to760-Meas | MLI | CZ15 | v03 | Meas | PkgAC2SpP-240to760 | CZ15 | 151.9597
51 | MLI-CZ15-v07-PkgAC240to760-Base | MLI | CZ15 | v07 | Base | PkgAC2SpP-240to760 | CZ15 | 176.7738
52 | MLI-CZ15-v07-PkgAC240to760-Meas | MLI | CZ15 | v07 | Meas | PkgAC2SpP-240to760 | CZ15 | 150.5223
53 | MLI-CZ15-v11-PkgAC240to760-Base | MLI | CZ15 | v11 | Base | PkgAC2SpP-240to760 | CZ15 | 162.2609
54 | MLI-CZ15-v11-PkgAC240to760-Meas | MLI | CZ15 | v11 | Meas | PkgAC2SpP-240to760 | CZ15 | 139.9002
55 | MLI-CZ15-v15-PkgAC240to760-Base | MLI | CZ15 | v15 | Base | PkgAC2SpP-240to760 | CZ15 | 161.3085
56 | MLI-CZ15-v15-PkgAC240to760-Meas | MLI | CZ15 | v15 | Meas | PkgAC2SpP-240to760 | CZ15 | 138.821
57 | Mtl-CZ15-v03-PkgAC240to760-Base | Mtl | CZ15 | v03 | Base | PkgAC2SpP-240to760 | CZ15 | 46.2113
58 | Mtl-CZ15-v03-PkgAC240to760-Meas | Mtl | CZ15 | v03 | Meas | PkgAC2SpP-240to760 | CZ15 | 38.0345
59 | Mtl-CZ15-v07-PkgAC240to760-Base | Mtl | CZ15 | v07 | Base | PkgAC2SpP-240to760 | CZ15 | 42.8375
60 | Mtl-CZ15-v07-PkgAC240to760-Meas | Mtl | CZ15 | v07 | Meas | PkgAC2SpP-240to760 | CZ15 | 35.4138
61 | Mtl-CZ15-v11-PkgAC240to760-Base | Mtl | CZ15 | v11 | Base | PkgAC2SpP-240to760 | CZ15 | 41.2177
62 | Mtl-CZ15-v11-PkgAC240to760-Meas | Mtl | CZ15 | v11 | Meas | PkgAC2SpP-240to760 | CZ15 | 34.1629
63 | Mtl-CZ15-v15-PkgAC240to760-Base | Mtl | CZ15 | v15 | Base | PkgAC2SpP-240to760 | CZ15 | 35.2295
64 | Mtl-CZ15-v15-PkgAC240to760-Meas | Mtl | CZ15 | v15 | Meas | PkgAC2SpP-240to760 | CZ15 | 29.4986
65 | Nrs-CZ15-v03-PkgAC240to760-Base | Nrs | CZ15 | v03 | Base | PkgAC2SpP-240to760 | CZ15 | 209.0053
66 | Nrs-CZ15-v03-PkgAC240to760-Meas | Nrs | CZ15 | v03 | Meas | PkgAC2SpP-240to760 | CZ15 | 181.9811
67 | Nrs-CZ15-v07-PkgAC240to760-Base | Nrs | CZ15 | v07 | Base | PkgAC2SpP-240to760 | CZ15 | 201.5473
68 | Nrs-CZ15-v07-PkgAC240to760-Meas | Nrs | CZ15 | v07 | Meas | PkgAC2SpP-240to760 | CZ15 | 176.0534
69 | Nrs-CZ15-v11-PkgAC240to760-Base | Nrs | CZ15 | v11 | Base | PkgAC2SpP-240to760 | CZ15 | 196.8413
70 | Nrs-CZ15-v11-PkgAC240to760-Meas | Nrs | CZ15 | v11 | Meas | PkgAC2SpP-240to760 | CZ15 | 172.4562
71 | Nrs-CZ15-v15-PkgAC240to760-Base | Nrs | CZ15 | v15 | Base | PkgAC2SpP-240to760 | CZ15 | 185.6689
72 | Nrs-CZ15-v15-PkgAC240to760-Meas | Nrs | CZ15 | v15 | Meas | PkgAC2SpP-240to760 | CZ15 | 163.7843
73 | OfL-CZ15-v03-PkgAC240to760-Base | OfL | CZ15 | v03 | Base | PkgAC2SpP-240to760 | CZ15 | 361.7903
74 | OfL-CZ15-v03-PkgAC240to760-Meas | OfL | CZ15 | v03 | Meas | PkgAC2SpP-240to760 | CZ15 | 315.4881
75 | OfL-CZ15-v07-PkgAC240to760-Base | OfL | CZ15 | v07 | Base | PkgAC2SpP-240to760 | CZ15 | 361.5856
76 | OfL-CZ15-v07-PkgAC240to760-Meas | OfL | CZ15 | v07 | Meas | PkgAC2SpP-240to760 | CZ15 | 315.3357
77 | OfL-CZ15-v11-PkgAC240to760-Base | OfL | CZ15 | v11 | Base | PkgAC2SpP-240to760 | CZ15 | 347.1909
78 | OfL-CZ15-v11-PkgAC240to760-Meas | OfL | CZ15 | v11 | Meas | PkgAC2SpP-240to760 | CZ15 | 303.7835
79 | OfL-CZ15-v15-PkgAC240to760-Base | OfL | CZ15 | v15 | Base | PkgAC2SpP-240to760 | CZ15 | 346.3845
80 | OfL-CZ15-v15-PkgAC240to760-Meas | OfL | CZ15 | v15 | Meas | PkgAC2SpP-240to760 | CZ15 | 302.7923
81 | OfS-CZ15-v03-PkgAC240to760-Base | OfS | CZ15 | v03 | Base | PkgAC2SpP-240to760 | CZ15 | 20.551
82 | OfS-CZ15-v03-PkgAC240to760-Meas | OfS | CZ15 | v03 | Meas | PkgAC2SpP-240to760 | CZ15 | 17.1673
83 | OfS-CZ15-v07-PkgAC240to760-Base | OfS | CZ15 | v07 | Base | PkgAC2SpP-240to760 | CZ15 | 20.4828
84 | OfS-CZ15-v07-PkgAC240to760-Meas | OfS | CZ15 | v07 | Meas | PkgAC2SpP-240to760 | CZ15 | 17.1127
85 | OfS-CZ15-v11-PkgAC240to760-Base | OfS | CZ15 | v11 | Base | PkgAC2SpP-240to760 | CZ15 | 19.6883
86 | OfS-CZ15-v11-PkgAC240to760-Meas | OfS | CZ15 | v11 | Meas | PkgAC2SpP-240to760 | CZ15 | 16.5649
87 | OfS-CZ15-v15-PkgAC240to760-Base | OfS | CZ15 | v15 | Base | PkgAC2SpP-240to760 | CZ15 | 18.4849
88 | OfS-CZ15-v15-PkgAC240to760-Meas | OfS | CZ15 | v15 | Meas | PkgAC2SpP-240to760 | CZ15 | 15.5801
89 | RFF-CZ15-v03-PkgAC240to760-Base | RFF | CZ15 | v03 | Base | PkgAC2SpP-240to760 | CZ15 | 13.2504
90 | RFF-CZ15-v03-PkgAC240to760-Meas | RFF | CZ15 | v03 | Meas | PkgAC2SpP-240to760 | CZ15 | 10.993
91 | RFF-CZ15-v07-PkgAC240to760-Base | RFF | CZ15 | v07 | Base | PkgAC2SpP-240to760 | CZ15 | 13.1837
92 | RFF-CZ15-v07-PkgAC240to760-Meas | RFF | CZ15 | v07 | Meas | PkgAC2SpP-240to760 | CZ15 | 10.9464
93 | RFF-CZ15-v11-PkgAC240to760-Base | RFF | CZ15 | v11 | Base | PkgAC2SpP-240to760 | CZ15 | 12.6164
94 | RFF-CZ15-v11-PkgAC240to760-Meas | RFF | CZ15 | v11 | Meas | PkgAC2SpP-240to760 | CZ15 | 10.5843
95 | RFF-CZ15-v15-PkgAC240to760-Base | RFF | CZ15 | v15 | Base | PkgAC2SpP-240to760 | CZ15 | 12.1729
96 | RFF-CZ15-v15-PkgAC240to760-Meas | RFF | CZ15 | v15 | Meas | PkgAC2SpP-240to760 | CZ15 | 10.3021
97 | RSD-CZ15-v03-PkgAC240to760-Base | RSD | CZ15 | v03 | Base | PkgAC2SpP-240to760 | CZ15 | 22.8686
98 | RSD-CZ15-v03-PkgAC240to760-Meas | RSD | CZ15 | v03 | Meas | PkgAC2SpP-240to760 | CZ15 | 19.9053
99 | RSD-CZ15-v07-PkgAC240to760-Base | RSD | CZ15 | v07 | Base | PkgAC2SpP-240to760 | CZ15 | 22.729
100 | RSD-CZ15-v07-PkgAC240to760-Meas | RSD | CZ15 | v07 | Meas | PkgAC2SpP-240to760 | CZ15 | 19.7976
101 | RSD-CZ15-v11-PkgAC240to760-Base | RSD | CZ15 | v11 | Base | PkgAC2SpP-240to760 | CZ15 | 22.2719
102 | RSD-CZ15-v11-PkgAC240to760-Meas | RSD | CZ15 | v11 | Meas | PkgAC2SpP-240to760 | CZ15 | 19.4507
103 | RSD-CZ15-v15-PkgAC240to760-Base | RSD | CZ15 | v15 | Base | PkgAC2SpP-240to760 | CZ15 | 21.6595
104 | RSD-CZ15-v15-PkgAC240to760-Meas | RSD | CZ15 | v15 | Meas | PkgAC2SpP-240to760 | CZ15 | 18.8904
105 | Rt3-CZ15-v03-PkgAC240to760-Base | Rt3 | CZ15 | v03 | Base | PkgAC2SpP-240to760 | CZ15 | 441.8039
106 | Rt3-CZ15-v03-PkgAC240to760-Meas | Rt3 | CZ15 | v03 | Meas | PkgAC2SpP-240to760 | CZ15 | 379.4233
107 | Rt3-CZ15-v07-PkgAC240to760-Base | Rt3 | CZ15 | v07 | Base | PkgAC2SpP-240to760 | CZ15 | 440.435
108 | Rt3-CZ15-v07-PkgAC240to760-Meas | Rt3 | CZ15 | v07 | Meas | PkgAC2SpP-240to760 | CZ15 | 378.6567
109 | Rt3-CZ15-v11-PkgAC240to760-Base | Rt3 | CZ15 | v11 | Base | PkgAC2SpP-240to760 | CZ15 | 418.6043
110 | Rt3-CZ15-v11-PkgAC240to760-Meas | Rt3 | CZ15 | v11 | Meas | PkgAC2SpP-240to760 | CZ15 | 364.4841
111 | Rt3-CZ15-v15-PkgAC240to760-Base | Rt3 | CZ15 | v15 | Base | PkgAC2SpP-240to760 | CZ15 | 388.695
112 | Rt3-CZ15-v15-PkgAC240to760-Meas | Rt3 | CZ15 | v15 | Meas | PkgAC2SpP-240to760 | CZ15 | 339.8052
113 | RtL-CZ15-v03-PkgAC240to760-Base | RtL | CZ15 | v03 | Base | PkgAC2SpP-240to760 | CZ15 | 392.1175
114 | RtL-CZ15-v03-PkgAC240to760-Meas | RtL | CZ15 | v03 | Meas | PkgAC2SpP-240to760 | CZ15 | 338.8727
115 | RtL-CZ15-v07-PkgAC240to760-Base | RtL | CZ15 | v07 | Base | PkgAC2SpP-240to760 | CZ15 | 389.6363
116 | RtL-CZ15-v07-PkgAC240to760-Meas | RtL | CZ15 | v07 | Meas | PkgAC2SpP-240to760 | CZ15 | 336.5667
117 | RtL-CZ15-v11-PkgAC240to760-Base | RtL | CZ15 | v11 | Base | PkgAC2SpP-240to760 | CZ15 | 375.3294
118 | RtL-CZ15-v11-PkgAC240to760-Meas | RtL | CZ15 | v11 | Meas | PkgAC2SpP-240to760 | CZ15 | 328.2775
119 | RtL-CZ15-v15-PkgAC240to760-Base | RtL | CZ15 | v15 | Base | PkgAC2SpP-240to760 | CZ15 | 359.0866
120 | RtL-CZ15-v15-PkgAC240to760-Meas | RtL | CZ15 | v15 | Meas | PkgAC2SpP-240to760 | CZ15 | 313.5464
121 | RtS-CZ15-v03-PkgAC240to760-Base | RtS | CZ15 | v03 | Base | PkgAC2SpP-240to760 | CZ15 | 24.8327
122 | RtS-CZ15-v03-PkgAC240to760-Meas | RtS | CZ15 | v03 | Meas | PkgAC2SpP-240to760 | CZ15 | 20.5499
123 | RtS-CZ15-v07-PkgAC240to760-Base | RtS | CZ15 | v07 | Base | PkgAC2SpP-240to760 | CZ15 | 24.6162
124 | RtS-CZ15-v07-PkgAC240to760-Meas | RtS | CZ15 | v07 | Meas | PkgAC2SpP-240to760 | CZ15 | 20.3823
125 | RtS-CZ15-v11-PkgAC240to760-Base | RtS | CZ15 | v11 | Base | PkgAC2SpP-240to760 | CZ15 | 23.2847
126 | RtS-CZ15-v11-PkgAC240to760-Meas | RtS | CZ15 | v11 | Meas | PkgAC2SpP-240to760 | CZ15 | 19.4709
127 | RtS-CZ15-v15-PkgAC240to760-Base | RtS | CZ15 | v15 | Base | PkgAC2SpP-240to760 | CZ15 | 22.3008
128 | RtS-CZ15-v15-PkgAC240to760-Meas | RtS | CZ15 | v15 | Meas | PkgAC2SpP-240to760 | CZ15 | 18.6069
129 | SCn-CZ15-v03-PkgAC240to760-Base | SCn | CZ15 | v03 | Base | PkgAC2SpP-240to760 | CZ15 | 216.2631
130 | SCn-CZ15-v03-PkgAC240to760-Meas | SCn | CZ15 | v03 | Meas | PkgAC2SpP-240to760 | CZ15 | 181.18
131 | SCn-CZ15-v07-PkgAC240to760-Base | SCn | CZ15 | v07 | Base | PkgAC2SpP-240to760 | CZ15 | 210.4352
132 | SCn-CZ15-v07-PkgAC240to760-Meas | SCn | CZ15 | v07 | Meas | PkgAC2SpP-240to760 | CZ15 | 176.6114
133 | SCn-CZ15-v11-PkgAC240to760-Base | SCn | CZ15 | v11 | Base | PkgAC2SpP-240to760 | CZ15 | 190.394
134 | SCn-CZ15-v11-PkgAC240to760-Meas | SCn | CZ15 | v11 | Meas | PkgAC2SpP-240to760 | CZ15 | 161.1681
135 | SCn-CZ15-v15-PkgAC240to760-Base | SCn | CZ15 | v15 | Base | PkgAC2SpP-240to760 | CZ15 | 190.1421
136 | SCn-CZ15-v15-PkgAC240to760-Meas | SCn | CZ15 | v15 | Meas | PkgAC2SpP-240to760 | CZ15 | 160.9587
137 | Gro-CZ15-v03-PkgAC240to760-Base | Gro | CZ15 | v03 | Base | PkgAC2SpP-240to760 | CZ15 | 260.3036
138 | Gro-CZ15-v03-PkgAC240to760-Meas | Gro | CZ15 | v03 | Meas | PkgAC2SpP-240to760 | CZ15 | 248.0109
139 | Gro-CZ15-v07-PkgAC240to760-Base | Gro | CZ15 | v07 | Base | PkgAC2SpP-240to760 | CZ15 | 252.9545
140 | Gro-CZ15-v07-PkgAC240to760-Meas | Gro | CZ15 | v07 | Meas | PkgAC2SpP-240to760 | CZ15 | 238.5467
141 | Gro-CZ15-v11-PkgAC240to760-Base | Gro | CZ15 | v11 | Base | PkgAC2SpP-240to760 | CZ15 | 245.4129
142 | Gro-CZ15-v11-PkgAC240to760-Meas | Gro | CZ15 | v11 | Meas | PkgAC2SpP-240to760 | CZ15 | 232.4736
143 | Gro-CZ15-v15-PkgAC240to760-Base | Gro | CZ15 | v15 | Base | PkgAC2SpP-240to760 | CZ15 | 232.5803
144 | Gro-CZ15-v15-PkgAC240to760-Meas | Gro | CZ15 | v15 | Meas | PkgAC2SpP-240to760 | CZ15 | 220.5007
145 | WRf-CZ15-v03-PkgAC240to760-Base | WRf | CZ15 | v03 | Base | PkgAC2SpP-240to760 | CZ15 | 536.5741
146 | WRf-CZ15-v03-PkgAC240to760-Meas | WRf | CZ15 | v03 | Meas | PkgAC2SpP-240to760 | CZ15 | 534.9552
147 | WRf-CZ15-v07-PkgAC240to760-Base | WRf | CZ15 | v07 | Base | PkgAC2SpP-240to760 | CZ15 | 493.7801
148 | WRf-CZ15-v07-PkgAC240to760-Meas | WRf | CZ15 | v07 | Meas | PkgAC2SpP-240to760 | CZ15 | 492.2221
149 | WRf-CZ15-v11-PkgAC240to760-Base | WRf | CZ15 | v11 | Base | PkgAC2SpP-240to760 | CZ15 | 463.2237
150 | WRf-CZ15-v11-PkgAC240to760-Meas | WRf | CZ15 | v11 | Meas | PkgAC2SpP-240to760 | CZ15 | 461.5632
151 | WRf-CZ15-v15-PkgAC240to760-Base | WRf | CZ15 | v15 | Base | PkgAC2SpP-240to760 | CZ15 | 462.9747
152 | WRf-CZ15-v15-PkgAC240to760-Meas | WRf | CZ15 | v15 | Meas | PkgAC2SpP-240to760 | CZ15 | 461.3722

## Building HVAC Tonnage
| BT | CZ | Vintage | Combined Name | Nominal Tonnage
Asm-w01v03-PkgAC-240to760.inp | Asm | CZ01 | v03 | Asm-CZ01-v03 | 296.1367
Asm-w01v07-PkgAC-240to760.inp | Asm | CZ01 | v07 | Asm-CZ01-v07 | 294.2774
Asm-w01v11-PkgAC-240to760.inp | Asm | CZ01 | v11 | Asm-CZ01-v11 | 293.2672
Asm-w01v15-PkgAC-240to760.inp | Asm | CZ01 | v15 | Asm-CZ01-v15 | 284.2951
Asm-w02v03-PkgAC-240to760.inp | Asm | CZ02 | v03 | Asm-CZ02-v03 | 304.0813
Asm-w02v07-PkgAC-240to760.inp | Asm | CZ02 | v07 | Asm-CZ02-v07 | 300.8331
Asm-w02v11-PkgAC-240to760.inp | Asm | CZ02 | v11 | Asm-CZ02-v11 | 297.5711
Asm-w02v15-PkgAC-240to760.inp | Asm | CZ02 | v15 | Asm-CZ02-v15 | 286.6994
Asm-w03v03-PkgAC-240to760.inp | Asm | CZ03 | v03 | Asm-CZ03-v03 | 353.1155
Asm-w03v07-PkgAC-240to760.inp | Asm | CZ03 | v07 | Asm-CZ03-v07 | 350.6718
Asm-w03v11-PkgAC-240to760.inp | Asm | CZ03 | v11 | Asm-CZ03-v11 | 348.2834
Asm-w03v15-PkgAC-240to760.inp | Asm | CZ03 | v15 | Asm-CZ03-v15 | 303.1228
Asm-w04v03-PkgAC-240to760.inp | Asm | CZ04 | v03 | Asm-CZ04-v03 | 321.9432
Asm-w04v07-PkgAC-240to760.inp | Asm | CZ04 | v07 | Asm-CZ04-v07 | 319.5086
Asm-w04v11-PkgAC-240to760.inp | Asm | CZ04 | v11 | Asm-CZ04-v11 | 317.0453
Asm-w04v15-PkgAC-240to760.inp | Asm | CZ04 | v15 | Asm-CZ04-v15 | 284.2693
Asm-w05v03-PkgAC-240to760.inp | Asm | CZ05 | v03 | Asm-CZ05-v03 | 344.6025
Asm-w05v07-PkgAC-240to760.inp | Asm | CZ05 | v07 | Asm-CZ05-v07 | 341.2433
Asm-w05v11-PkgAC-240to760.inp | Asm | CZ05 | v11 | Asm-CZ05-v11 | 341.2433
Asm-w05v15-PkgAC-240to760.inp | Asm | CZ05 | v15 | Asm-CZ05-v15 | 297.8503
Asm-w06v03-PkgAC-240to760.inp | Asm | CZ06 | v03 | Asm-CZ06-v03 | 383.5243
Asm-w06v07-PkgAC-240to760.inp | Asm | CZ06 | v07 | Asm-CZ06-v07 | 383.5243
Asm-w06v11-PkgAC-240to760.inp | Asm | CZ06 | v11 | Asm-CZ06-v11 | 383.5243
Asm-w06v15-PkgAC-240to760.inp | Asm | CZ06 | v15 | Asm-CZ06-v15 | 334.2993
Asm-w07v03-PkgAC-240to760.inp | Asm | CZ07 | v03 | Asm-CZ07-v03 | 372.8386
Asm-w07v07-PkgAC-240to760.inp | Asm | CZ07 | v07 | Asm-CZ07-v07 | 372.8386
Asm-w07v11-PkgAC-240to760.inp | Asm | CZ07 | v11 | Asm-CZ07-v11 | 368.5943
Asm-w07v15-PkgAC-240to760.inp | Asm | CZ07 | v15 | Asm-CZ07-v15 | 321.3183
Asm-w08v03-PkgAC-240to760.inp | Asm | CZ08 | v03 | Asm-CZ08-v03 | 343.1963
Asm-w08v07-PkgAC-240to760.inp | Asm | CZ08 | v07 | Asm-CZ08-v07 | 343.1963
Asm-w08v11-PkgAC-240to760.inp | Asm | CZ08 | v11 | Asm-CZ08-v11 | 340.7178
Asm-w08v15-PkgAC-240to760.inp | Asm | CZ08 | v15 | Asm-CZ08-v15 | 306.4169
Asm-w09v03-PkgAC-240to760.inp | Asm | CZ09 | v03 | Asm-CZ09-v03 | 450.8308
Asm-w09v07-PkgAC-240to760.inp | Asm | CZ09 | v07 | Asm-CZ09-v07 | 450.8308
Asm-w09v11-PkgAC-240to760.inp | Asm | CZ09 | v11 | Asm-CZ09-v11 | 438.5594
Asm-w09v15-PkgAC-240to760.inp | Asm | CZ09 | v15 | Asm-CZ09-v15 | 400.0303
Asm-w10v03-PkgAC-240to760.inp | Asm | CZ10 | v03 | Asm-CZ10-v03 | 384.3869
Asm-w10v07-PkgAC-240to760.inp | Asm | CZ10 | v07 | Asm-CZ10-v07 | 381.2323
Asm-w10v11-PkgAC-240to760.inp | Asm | CZ10 | v11 | Asm-CZ10-v11 | 378.0109
Asm-w10v15-PkgAC-240to760.inp | Asm | CZ10 | v15 | Asm-CZ10-v15 | 366.7277
Asm-w11v03-PkgAC-240to760.inp | Asm | CZ11 | v03 | Asm-CZ11-v03 | 439.4772
Asm-w11v07-PkgAC-240to760.inp | Asm | CZ11 | v07 | Asm-CZ11-v07 | 435.2756
Asm-w11v11-PkgAC-240to760.inp | Asm | CZ11 | v11 | Asm-CZ11-v11 | 415.3037
Asm-w11v15-PkgAC-240to760.inp | Asm | CZ11 | v15 | Asm-CZ11-v15 | 401.591
Asm-w12v03-PkgAC-240to760.inp | Asm | CZ12 | v03 | Asm-CZ12-v03 | 386.4326
Asm-w12v07-PkgAC-240to760.inp | Asm | CZ12 | v07 | Asm-CZ12-v07 | 382.6663
Asm-w12v11-PkgAC-240to760.inp | Asm | CZ12 | v11 | Asm-CZ12-v11 | 373.9182
Asm-w12v15-PkgAC-240to760.inp | Asm | CZ12 | v15 | Asm-CZ12-v15 | 361.6707
Asm-w13v03-PkgAC-240to760.inp | Asm | CZ13 | v03 | Asm-CZ13-v03 | 439.773
Asm-w13v07-PkgAC-240to760.inp | Asm | CZ13 | v07 | Asm-CZ13-v07 | 435.6388
Asm-w13v11-PkgAC-240to760.inp | Asm | CZ13 | v11 | Asm-CZ13-v11 | 420.5887
Asm-w13v15-PkgAC-240to760.inp | Asm | CZ13 | v15 | Asm-CZ13-v15 | 406.6848
Asm-w14v03-PkgAC-240to760.inp | Asm | CZ14 | v03 | Asm-CZ14-v03 | 439.6618
Asm-w14v07-PkgAC-240to760.inp | Asm | CZ14 | v07 | Asm-CZ14-v07 | 435.7466
Asm-w14v11-PkgAC-240to760.inp | Asm | CZ14 | v11 | Asm-CZ14-v11 | 417.2382
Asm-w14v15-PkgAC-240to760.inp | Asm | CZ14 | v15 | Asm-CZ14-v15 | 403.5854
Asm-w15v03-PkgAC-240to760.inp | Asm | CZ15 | v03 | Asm-CZ15-v03 | 574.3382
Asm-w15v07-PkgAC-240to760.inp | Asm | CZ15 | v07 | Asm-CZ15-v07 | 569.6842
Asm-w15v11-PkgAC-240to760.inp | Asm | CZ15 | v11 | Asm-CZ15-v11 | 544.2859
Asm-w15v15-PkgAC-240to760.inp | Asm | CZ15 | v15 | Asm-CZ15-v15 | 527.6963
Asm-w16v03-PkgAC-240to760.inp | Asm | CZ16 | v03 | Asm-CZ16-v03 | 350.6647
Asm-w16v07-PkgAC-240to760.inp | Asm | CZ16 | v07 | Asm-CZ16-v07 | 346.6143
Asm-w16v11-PkgAC-240to760.inp | Asm | CZ16 | v11 | Asm-CZ16-v11 | 329.9836
Asm-w16v15-PkgAC-240to760.inp | Asm | CZ16 | v15 | Asm-CZ16-v15 | 314.7291
ECC-w01v03-PkgAC-240to760.inp | ECC | CZ01 | v03 | ECC-CZ01-v03 | 740.9711
ECC-w01v07-PkgAC-240to760.inp | ECC | CZ01 | v07 | ECC-CZ01-v07 | 740.691
ECC-w01v11-PkgAC-240to760.inp | ECC | CZ01 | v11 | ECC-CZ01-v11 | 740.4188
ECC-w01v15-PkgAC-240to760.inp | ECC | CZ01 | v15 | ECC-CZ01-v15 | 694.6355
ECC-w02v03-PkgAC-240to760.inp | ECC | CZ02 | v03 | ECC-CZ02-v03 | 740.2614
ECC-w02v07-PkgAC-240to760.inp | ECC | CZ02 | v07 | ECC-CZ02-v07 | 738.8807
ECC-w02v11-PkgAC-240to760.inp | ECC | CZ02 | v11 | ECC-CZ02-v11 | 737.2054
ECC-w02v15-PkgAC-240to760.inp | ECC | CZ02 | v15 | ECC-CZ02-v15 | 701.1804
ECC-w03v03-PkgAC-240to760.inp | ECC | CZ03 | v03 | ECC-CZ03-v03 | 854.0501
ECC-w03v07-PkgAC-240to760.inp | ECC | CZ03 | v07 | ECC-CZ03-v07 | 853.6736
ECC-w03v11-PkgAC-240to760.inp | ECC | CZ03 | v11 | ECC-CZ03-v11 | 853.2602
ECC-w03v15-PkgAC-240to760.inp | ECC | CZ03 | v15 | ECC-CZ03-v15 | 755.6094
ECC-w04v03-PkgAC-240to760.inp | ECC | CZ04 | v03 | ECC-CZ04-v03 | 786.6003
ECC-w04v07-PkgAC-240to760.inp | ECC | CZ04 | v07 | ECC-CZ04-v07 | 785.4265
ECC-w04v11-PkgAC-240to760.inp | ECC | CZ04 | v11 | ECC-CZ04-v11 | 784.0523
ECC-w04v15-PkgAC-240to760.inp | ECC | CZ04 | v15 | ECC-CZ04-v15 | 721.6059
ECC-w05v03-PkgAC-240to760.inp | ECC | CZ05 | v03 | ECC-CZ05-v03 | 832.2072
ECC-w05v07-PkgAC-240to760.inp | ECC | CZ05 | v07 | ECC-CZ05-v07 | 831.8336
ECC-w05v11-PkgAC-240to760.inp | ECC | CZ05 | v11 | ECC-CZ05-v11 | 831.7933
ECC-w05v15-PkgAC-240to760.inp | ECC | CZ05 | v15 | ECC-CZ05-v15 | 735.9018
ECC-w06v03-PkgAC-240to760.inp | ECC | CZ06 | v03 | ECC-CZ06-v03 | 907.5355
ECC-w06v07-PkgAC-240to760.inp | ECC | CZ06 | v07 | ECC-CZ06-v07 | 907.5355
ECC-w06v11-PkgAC-240to760.inp | ECC | CZ06 | v11 | ECC-CZ06-v11 | 907.4223
ECC-w06v15-PkgAC-240to760.inp | ECC | CZ06 | v15 | ECC-CZ06-v15 | 804.9976
ECC-w07v03-PkgAC-240to760.inp | ECC | CZ07 | v03 | ECC-CZ07-v03 | 897.4734
ECC-w07v07-PkgAC-240to760.inp | ECC | CZ07 | v07 | ECC-CZ07-v07 | 897.4734
ECC-w07v11-PkgAC-240to760.inp | ECC | CZ07 | v11 | ECC-CZ07-v11 | 896.8036
ECC-w07v15-PkgAC-240to760.inp | ECC | CZ07 | v15 | ECC-CZ07-v15 | 796.4481
ECC-w08v03-PkgAC-240to760.inp | ECC | CZ08 | v03 | ECC-CZ08-v03 | 836.3167
ECC-w08v07-PkgAC-240to760.inp | ECC | CZ08 | v07 | ECC-CZ08-v07 | 836.3167
ECC-w08v11-PkgAC-240to760.inp | ECC | CZ08 | v11 | ECC-CZ08-v11 | 834.7091
ECC-w08v15-PkgAC-240to760.inp | ECC | CZ08 | v15 | ECC-CZ08-v15 | 772.7802
ECC-w09v03-PkgAC-240to760.inp | ECC | CZ09 | v03 | ECC-CZ09-v03 | 1038.6774
ECC-w09v07-PkgAC-240to760.inp | ECC | CZ09 | v07 | ECC-CZ09-v07 | 1038.6774
ECC-w09v11-PkgAC-240to760.inp | ECC | CZ09 | v11 | ECC-CZ09-v11 | 1031.595
ECC-w09v15-PkgAC-240to760.inp | ECC | CZ09 | v15 | ECC-CZ09-v15 | 962.4055
ECC-w10v03-PkgAC-240to760.inp | ECC | CZ10 | v03 | ECC-CZ10-v03 | 935.3053
ECC-w10v07-PkgAC-240to760.inp | ECC | CZ10 | v07 | ECC-CZ10-v07 | 933.3774
ECC-w10v11-PkgAC-240to760.inp | ECC | CZ10 | v11 | ECC-CZ10-v11 | 931.2753
ECC-w10v15-PkgAC-240to760.inp | ECC | CZ10 | v15 | ECC-CZ10-v15 | 894.5068
ECC-w11v03-PkgAC-240to760.inp | ECC | CZ11 | v03 | ECC-CZ11-v03 | 962.8043
ECC-w11v07-PkgAC-240to760.inp | ECC | CZ11 | v07 | ECC-CZ11-v07 | 960.5245
ECC-w11v11-PkgAC-240to760.inp | ECC | CZ11 | v11 | ECC-CZ11-v11 | 934.4162
ECC-w11v15-PkgAC-240to760.inp | ECC | CZ11 | v15 | ECC-CZ11-v15 | 891.7246
ECC-w12v03-PkgAC-240to760.inp | ECC | CZ12 | v03 | ECC-CZ12-v03 | 847.6301
ECC-w12v07-PkgAC-240to760.inp | ECC | CZ12 | v07 | ECC-CZ12-v07 | 845.7591
ECC-w12v11-PkgAC-240to760.inp | ECC | CZ12 | v11 | ECC-CZ12-v11 | 836.497
ECC-w12v15-PkgAC-240to760.inp | ECC | CZ12 | v15 | ECC-CZ12-v15 | 798.7918
ECC-w13v03-PkgAC-240to760.inp | ECC | CZ13 | v03 | ECC-CZ13-v03 | 950.4977
ECC-w13v07-PkgAC-240to760.inp | ECC | CZ13 | v07 | ECC-CZ13-v07 | 948.3862
ECC-w13v11-PkgAC-240to760.inp | ECC | CZ13 | v11 | ECC-CZ13-v11 | 928.6248
ECC-w13v15-PkgAC-240to760.inp | ECC | CZ13 | v15 | ECC-CZ13-v15 | 886.5758
ECC-w14v03-PkgAC-240to760.inp | ECC | CZ14 | v03 | ECC-CZ14-v03 | 991.6314
ECC-w14v07-PkgAC-240to760.inp | ECC | CZ14 | v07 | ECC-CZ14-v07 | 989.8977
ECC-w14v11-PkgAC-240to760.inp | ECC | CZ14 | v11 | ECC-CZ14-v11 | 964.7876
ECC-w14v15-PkgAC-240to760.inp | ECC | CZ14 | v15 | ECC-CZ14-v15 | 924.0747
ECC-w15v03-PkgAC-240to760.inp | ECC | CZ15 | v03 | ECC-CZ15-v03 | 1320.4281
ECC-w15v07-PkgAC-240to760.inp | ECC | CZ15 | v07 | ECC-CZ15-v07 | 1317.5033
ECC-w15v11-PkgAC-240to760.inp | ECC | CZ15 | v11 | ECC-CZ15-v11 | 1278.444
ECC-w15v15-PkgAC-240to760.inp | ECC | CZ15 | v15 | ECC-CZ15-v15 | 1228.8266
ECC-w16v03-PkgAC-240to760.inp | ECC | CZ16 | v03 | ECC-CZ16-v03 | 858.1674
ECC-w16v07-PkgAC-240to760.inp | ECC | CZ16 | v07 | ECC-CZ16-v07 | 857.7301
ECC-w16v11-PkgAC-240to760.inp | ECC | CZ16 | v11 | ECC-CZ16-v11 | 843.8991
ECC-w16v15-PkgAC-240to760.inp | ECC | CZ16 | v15 | ECC-CZ16-v15 | 790.8132
EPr-w01v03-PkgAC-240to760.inp | EPr | CZ01 | v03 | EPr-CZ01-v03 | 110.0191
EPr-w01v07-PkgAC-240to760.inp | EPr | CZ01 | v07 | EPr-CZ01-v07 | 109.8222
EPr-w01v11-PkgAC-240to760.inp | EPr | CZ01 | v11 | EPr-CZ01-v11 | 109.8222
EPr-w01v15-PkgAC-240to760.inp | EPr | CZ01 | v15 | EPr-CZ01-v15 | 102.3563
EPr-w02v03-PkgAC-240to760.inp | EPr | CZ02 | v03 | EPr-CZ02-v03 | 114.9531
EPr-w02v07-PkgAC-240to760.inp | EPr | CZ02 | v07 | EPr-CZ02-v07 | 113.8011
EPr-w02v11-PkgAC-240to760.inp | EPr | CZ02 | v11 | EPr-CZ02-v11 | 111.3638
EPr-w02v15-PkgAC-240to760.inp | EPr | CZ02 | v15 | EPr-CZ02-v15 | 103.7466
EPr-w03v03-PkgAC-240to760.inp | EPr | CZ03 | v03 | EPr-CZ03-v03 | 130.5785
EPr-w03v07-PkgAC-240to760.inp | EPr | CZ03 | v07 | EPr-CZ03-v07 | 130.2625
EPr-w03v11-PkgAC-240to760.inp | EPr | CZ03 | v11 | EPr-CZ03-v11 | 129.9352
EPr-w03v15-PkgAC-240to760.inp | EPr | CZ03 | v15 | EPr-CZ03-v15 | 114.0065
EPr-w04v03-PkgAC-240to760.inp | EPr | CZ04 | v03 | EPr-CZ04-v03 | 125.9488
EPr-w04v07-PkgAC-240to760.inp | EPr | CZ04 | v07 | EPr-CZ04-v07 | 124.9763
EPr-w04v11-PkgAC-240to760.inp | EPr | CZ04 | v11 | EPr-CZ04-v11 | 121.7305
EPr-w04v15-PkgAC-240to760.inp | EPr | CZ04 | v15 | EPr-CZ04-v15 | 109.0116
EPr-w05v03-PkgAC-240to760.inp | EPr | CZ05 | v03 | EPr-CZ05-v03 | 126.0025
EPr-w05v07-PkgAC-240to760.inp | EPr | CZ05 | v07 | EPr-CZ05-v07 | 125.6916
EPr-w05v11-PkgAC-240to760.inp | EPr | CZ05 | v11 | EPr-CZ05-v11 | 125.6916
EPr-w05v15-PkgAC-240to760.inp | EPr | CZ05 | v15 | EPr-CZ05-v15 | 110.3196
EPr-w06v03-PkgAC-240to760.inp | EPr | CZ06 | v03 | EPr-CZ06-v03 | 143.1028
EPr-w06v07-PkgAC-240to760.inp | EPr | CZ06 | v07 | EPr-CZ06-v07 | 143.1028
EPr-w06v11-PkgAC-240to760.inp | EPr | CZ06 | v11 | EPr-CZ06-v11 | 143.1028
EPr-w06v15-PkgAC-240to760.inp | EPr | CZ06 | v15 | EPr-CZ06-v15 | 126.1956
EPr-w07v03-PkgAC-240to760.inp | EPr | CZ07 | v03 | EPr-CZ07-v03 | 140.7916
EPr-w07v07-PkgAC-240to760.inp | EPr | CZ07 | v07 | EPr-CZ07-v07 | 140.7916
EPr-w07v11-PkgAC-240to760.inp | EPr | CZ07 | v11 | EPr-CZ07-v11 | 140.3742
EPr-w07v15-PkgAC-240to760.inp | EPr | CZ07 | v15 | EPr-CZ07-v15 | 123.8761
EPr-w08v03-PkgAC-240to760.inp | EPr | CZ08 | v03 | EPr-CZ08-v03 | 139.3433
EPr-w08v07-PkgAC-240to760.inp | EPr | CZ08 | v07 | EPr-CZ08-v07 | 139.3433
EPr-w08v11-PkgAC-240to760.inp | EPr | CZ08 | v11 | EPr-CZ08-v11 | 138.0929
EPr-w08v15-PkgAC-240to760.inp | EPr | CZ08 | v15 | EPr-CZ08-v15 | 124.7514
EPr-w09v03-PkgAC-240to760.inp | EPr | CZ09 | v03 | EPr-CZ09-v03 | 180.7663
EPr-w09v07-PkgAC-240to760.inp | EPr | CZ09 | v07 | EPr-CZ09-v07 | 180.7663
EPr-w09v11-PkgAC-240to760.inp | EPr | CZ09 | v11 | EPr-CZ09-v11 | 171.9836
EPr-w09v15-PkgAC-240to760.inp | EPr | CZ09 | v15 | EPr-CZ09-v15 | 157.1981
EPr-w10v03-PkgAC-240to760.inp | EPr | CZ10 | v03 | EPr-CZ10-v03 | 157.7002
EPr-w10v07-PkgAC-240to760.inp | EPr | CZ10 | v07 | EPr-CZ10-v07 | 156.1724
EPr-w10v11-PkgAC-240to760.inp | EPr | CZ10 | v11 | EPr-CZ10-v11 | 152.6312
EPr-w10v15-PkgAC-240to760.inp | EPr | CZ10 | v15 | EPr-CZ10-v15 | 143.6838
EPr-w11v03-PkgAC-240to760.inp | EPr | CZ11 | v03 | EPr-CZ11-v03 | 163.1898
EPr-w11v07-PkgAC-240to760.inp | EPr | CZ11 | v07 | EPr-CZ11-v07 | 161.7161
EPr-w11v11-PkgAC-240to760.inp | EPr | CZ11 | v11 | EPr-CZ11-v11 | 158.1025
EPr-w11v15-PkgAC-240to760.inp | EPr | CZ11 | v15 | EPr-CZ11-v15 | 149.1251
EPr-w12v03-PkgAC-240to760.inp | EPr | CZ12 | v03 | EPr-CZ12-v03 | 137.5578
EPr-w12v07-PkgAC-240to760.inp | EPr | CZ12 | v07 | EPr-CZ12-v07 | 136.1953
EPr-w12v11-PkgAC-240to760.inp | EPr | CZ12 | v11 | EPr-CZ12-v11 | 133.056
EPr-w12v15-PkgAC-240to760.inp | EPr | CZ12 | v15 | EPr-CZ12-v15 | 124.6664
EPr-w13v03-PkgAC-240to760.inp | EPr | CZ13 | v03 | EPr-CZ13-v03 | 159.8874
EPr-w13v07-PkgAC-240to760.inp | EPr | CZ13 | v07 | EPr-CZ13-v07 | 158.4845
EPr-w13v11-PkgAC-240to760.inp | EPr | CZ13 | v11 | EPr-CZ13-v11 | 154.9795
EPr-w13v15-PkgAC-240to760.inp | EPr | CZ13 | v15 | EPr-CZ13-v15 | 146.1587
EPr-w14v03-PkgAC-240to760.inp | EPr | CZ14 | v03 | EPr-CZ14-v03 | 169.1621
EPr-w14v07-PkgAC-240to760.inp | EPr | CZ14 | v07 | EPr-CZ14-v07 | 167.6614
EPr-w14v11-PkgAC-240to760.inp | EPr | CZ14 | v11 | EPr-CZ14-v11 | 164.0764
EPr-w14v15-PkgAC-240to760.inp | EPr | CZ14 | v15 | EPr-CZ14-v15 | 155.5215
EPr-w15v03-PkgAC-240to760.inp | EPr | CZ15 | v03 | EPr-CZ15-v03 | 234.8478
EPr-w15v07-PkgAC-240to760.inp | EPr | CZ15 | v07 | EPr-CZ15-v07 | 232.7911
EPr-w15v11-PkgAC-240to760.inp | EPr | CZ15 | v11 | EPr-CZ15-v11 | 225.9447
EPr-w15v15-PkgAC-240to760.inp | EPr | CZ15 | v15 | EPr-CZ15-v15 | 216.7134
EPr-w16v03-PkgAC-240to760.inp | EPr | CZ16 | v03 | EPr-CZ16-v03 | 131.4674
EPr-w16v07-PkgAC-240to760.inp | EPr | CZ16 | v07 | EPr-CZ16-v07 | 131.0522
EPr-w16v11-PkgAC-240to760.inp | EPr | CZ16 | v11 | EPr-CZ16-v11 | 129.3242
EPr-w16v15-PkgAC-240to760.inp | EPr | CZ16 | v15 | EPr-CZ16-v15 | 119.5489
ERC-w01v03-PkgAC-240to760.inp | ERC | CZ01 | v03 | ERC-CZ01-v03 | 4.7596
ERC-w01v07-PkgAC-240to760.inp | ERC | CZ01 | v07 | ERC-CZ01-v07 | 4.7578
ERC-w01v11-PkgAC-240to760.inp | ERC | CZ01 | v11 | ERC-CZ01-v11 | 4.7578
ERC-w01v15-PkgAC-240to760.inp | ERC | CZ01 | v15 | ERC-CZ01-v15 | 4.568
ERC-w02v03-PkgAC-240to760.inp | ERC | CZ02 | v03 | ERC-CZ02-v03 | 5.3024
ERC-w02v07-PkgAC-240to760.inp | ERC | CZ02 | v07 | ERC-CZ02-v07 | 5.2834
ERC-w02v11-PkgAC-240to760.inp | ERC | CZ02 | v11 | ERC-CZ02-v11 | 5.1551
ERC-w02v15-PkgAC-240to760.inp | ERC | CZ02 | v15 | ERC-CZ02-v15 | 5.0111
ERC-w03v03-PkgAC-240to760.inp | ERC | CZ03 | v03 | ERC-CZ03-v03 | 5.7115
ERC-w03v07-PkgAC-240to760.inp | ERC | CZ03 | v07 | ERC-CZ03-v07 | 5.7084
ERC-w03v11-PkgAC-240to760.inp | ERC | CZ03 | v11 | ERC-CZ03-v11 | 5.7051
ERC-w03v15-PkgAC-240to760.inp | ERC | CZ03 | v15 | ERC-CZ03-v15 | 5.3056
ERC-w04v03-PkgAC-240to760.inp | ERC | CZ04 | v03 | ERC-CZ04-v03 | 5.9324
ERC-w04v07-PkgAC-240to760.inp | ERC | CZ04 | v07 | ERC-CZ04-v07 | 5.9203
ERC-w04v11-PkgAC-240to760.inp | ERC | CZ04 | v11 | ERC-CZ04-v11 | 5.7126
ERC-w04v15-PkgAC-240to760.inp | ERC | CZ04 | v15 | ERC-CZ04-v15 | 5.3732
ERC-w05v03-PkgAC-240to760.inp | ERC | CZ05 | v03 | ERC-CZ05-v03 | 5.3785
ERC-w05v07-PkgAC-240to760.inp | ERC | CZ05 | v07 | ERC-CZ05-v07 | 5.3776
ERC-w05v11-PkgAC-240to760.inp | ERC | CZ05 | v11 | ERC-CZ05-v11 | 5.3776
ERC-w05v15-PkgAC-240to760.inp | ERC | CZ05 | v15 | ERC-CZ05-v15 | 4.9714
ERC-w06v03-PkgAC-240to760.inp | ERC | CZ06 | v03 | ERC-CZ06-v03 | 6.1917
ERC-w06v07-PkgAC-240to760.inp | ERC | CZ06 | v07 | ERC-CZ06-v07 | 6.1921
ERC-w06v11-PkgAC-240to760.inp | ERC | CZ06 | v11 | ERC-CZ06-v11 | 6.1921
ERC-w06v15-PkgAC-240to760.inp | ERC | CZ06 | v15 | ERC-CZ06-v15 | 5.8156
ERC-w07v03-PkgAC-240to760.inp | ERC | CZ07 | v03 | ERC-CZ07-v03 | 5.9662
ERC-w07v07-PkgAC-240to760.inp | ERC | CZ07 | v07 | ERC-CZ07-v07 | 5.9665
ERC-w07v11-PkgAC-240to760.inp | ERC | CZ07 | v11 | ERC-CZ07-v11 | 5.9618
ERC-w07v15-PkgAC-240to760.inp | ERC | CZ07 | v15 | ERC-CZ07-v15 | 5.5905
ERC-w08v03-PkgAC-240to760.inp | ERC | CZ08 | v03 | ERC-CZ08-v03 | 6.2032
ERC-w08v07-PkgAC-240to760.inp | ERC | CZ08 | v07 | ERC-CZ08-v07 | 6.2035
ERC-w08v11-PkgAC-240to760.inp | ERC | CZ08 | v11 | ERC-CZ08-v11 | 6.1867
ERC-w08v15-PkgAC-240to760.inp | ERC | CZ08 | v15 | ERC-CZ08-v15 | 5.8942
ERC-w09v03-PkgAC-240to760.inp | ERC | CZ09 | v03 | ERC-CZ09-v03 | 8.3018
ERC-w09v07-PkgAC-240to760.inp | ERC | CZ09 | v07 | ERC-CZ09-v07 | 8.3024
ERC-w09v11-PkgAC-240to760.inp | ERC | CZ09 | v11 | ERC-CZ09-v11 | 7.9267
ERC-w09v15-PkgAC-240to760.inp | ERC | CZ09 | v15 | ERC-CZ09-v15 | 7.6107
ERC-w10v03-PkgAC-240to760.inp | ERC | CZ10 | v03 | ERC-CZ10-v03 | 7.3083
ERC-w10v07-PkgAC-240to760.inp | ERC | CZ10 | v07 | ERC-CZ10-v07 | 7.2877
ERC-w10v11-PkgAC-240to760.inp | ERC | CZ10 | v11 | ERC-CZ10-v11 | 7.087
ERC-w10v15-PkgAC-240to760.inp | ERC | CZ10 | v15 | ERC-CZ10-v15 | 6.9447
ERC-w11v03-PkgAC-240to760.inp | ERC | CZ11 | v03 | ERC-CZ11-v03 | 7.6072
ERC-w11v07-PkgAC-240to760.inp | ERC | CZ11 | v07 | ERC-CZ11-v07 | 7.5818
ERC-w11v11-PkgAC-240to760.inp | ERC | CZ11 | v11 | ERC-CZ11-v11 | 7.3582
ERC-w11v15-PkgAC-240to760.inp | ERC | CZ11 | v15 | ERC-CZ11-v15 | 7.2393
ERC-w12v03-PkgAC-240to760.inp | ERC | CZ12 | v03 | ERC-CZ12-v03 | 6.4183
ERC-w12v07-PkgAC-240to760.inp | ERC | CZ12 | v07 | ERC-CZ12-v07 | 6.3998
ERC-w12v11-PkgAC-240to760.inp | ERC | CZ12 | v11 | ERC-CZ12-v11 | 6.2298
ERC-w12v15-PkgAC-240to760.inp | ERC | CZ12 | v15 | ERC-CZ12-v15 | 6.0941
ERC-w13v03-PkgAC-240to760.inp | ERC | CZ13 | v03 | ERC-CZ13-v03 | 7.4341
ERC-w13v07-PkgAC-240to760.inp | ERC | CZ13 | v07 | ERC-CZ13-v07 | 7.4149
ERC-w13v11-PkgAC-240to760.inp | ERC | CZ13 | v11 | ERC-CZ13-v11 | 7.2214
ERC-w13v15-PkgAC-240to760.inp | ERC | CZ13 | v15 | ERC-CZ13-v15 | 7.0754
ERC-w14v03-PkgAC-240to760.inp | ERC | CZ14 | v03 | ERC-CZ14-v03 | 7.8906
ERC-w14v07-PkgAC-240to760.inp | ERC | CZ14 | v07 | ERC-CZ14-v07 | 7.8677
ERC-w14v11-PkgAC-240to760.inp | ERC | CZ14 | v11 | ERC-CZ14-v11 | 7.6563
ERC-w14v15-PkgAC-240to760.inp | ERC | CZ14 | v15 | ERC-CZ14-v15 | 7.5305
ERC-w15v03-PkgAC-240to760.inp | ERC | CZ15 | v03 | ERC-CZ15-v03 | 10.8519
ERC-w15v07-PkgAC-240to760.inp | ERC | CZ15 | v07 | ERC-CZ15-v07 | 10.8125
ERC-w15v11-PkgAC-240to760.inp | ERC | CZ15 | v11 | ERC-CZ15-v11 | 10.2619
ERC-w15v15-PkgAC-240to760.inp | ERC | CZ15 | v15 | ERC-CZ15-v15 | 10.1681
ERC-w16v03-PkgAC-240to760.inp | ERC | CZ16 | v03 | ERC-CZ16-v03 | 5.7931
ERC-w16v07-PkgAC-240to760.inp | ERC | CZ16 | v07 | ERC-CZ16-v07 | 5.7895
ERC-w16v11-PkgAC-240to760.inp | ERC | CZ16 | v11 | ERC-CZ16-v11 | 5.6685
ERC-w16v15-PkgAC-240to760.inp | ERC | CZ16 | v15 | ERC-CZ16-v15 | 5.4807
ESe-w01v03-PkgAC-240to760.inp | ESe | CZ01 | v03 | ESe-CZ01-v03 | 351.4627
ESe-w01v07-PkgAC-240to760.inp | ESe | CZ01 | v07 | ESe-CZ01-v07 | 350.7859
ESe-w01v11-PkgAC-240to760.inp | ESe | CZ01 | v11 | ESe-CZ01-v11 | 349.9499
ESe-w01v15-PkgAC-240to760.inp | ESe | CZ01 | v15 | ESe-CZ01-v15 | 334.34
ESe-w02v03-PkgAC-240to760.inp | ESe | CZ02 | v03 | ESe-CZ02-v03 | 363.2502
ESe-w02v07-PkgAC-240to760.inp | ESe | CZ02 | v07 | ESe-CZ02-v07 | 361.7081
ESe-w02v11-PkgAC-240to760.inp | ESe | CZ02 | v11 | ESe-CZ02-v11 | 360.0783
ESe-w02v15-PkgAC-240to760.inp | ESe | CZ02 | v15 | ESe-CZ02-v15 | 348.5142
ESe-w03v03-PkgAC-240to760.inp | ESe | CZ03 | v03 | ESe-CZ03-v03 | 432.9319
ESe-w03v07-PkgAC-240to760.inp | ESe | CZ03 | v07 | ESe-CZ03-v07 | 431.9788
ESe-w03v11-PkgAC-240to760.inp | ESe | CZ03 | v11 | ESe-CZ03-v11 | 430.9773
ESe-w03v15-PkgAC-240to760.inp | ESe | CZ03 | v15 | ESe-CZ03-v15 | 368.2955
ESe-w04v03-PkgAC-240to760.inp | ESe | CZ04 | v03 | ESe-CZ04-v03 | 405.6365
ESe-w04v07-PkgAC-240to760.inp | ESe | CZ04 | v07 | ESe-CZ04-v07 | 404.3673
ESe-w04v11-PkgAC-240to760.inp | ESe | CZ04 | v11 | ESe-CZ04-v11 | 403.0291
ESe-w04v15-PkgAC-240to760.inp | ESe | CZ04 | v15 | ESe-CZ04-v15 | 362.6696
ESe-w05v03-PkgAC-240to760.inp | ESe | CZ05 | v03 | ESe-CZ05-v03 | 419.7244
ESe-w05v07-PkgAC-240to760.inp | ESe | CZ05 | v07 | ESe-CZ05-v07 | 418.918
ESe-w05v11-PkgAC-240to760.inp | ESe | CZ05 | v11 | ESe-CZ05-v11 | 418.8871
ESe-w05v15-PkgAC-240to760.inp | ESe | CZ05 | v15 | ESe-CZ05-v15 | 356.6107
ESe-w06v03-PkgAC-240to760.inp | ESe | CZ06 | v03 | ESe-CZ06-v03 | 471.2816
ESe-w06v07-PkgAC-240to760.inp | ESe | CZ06 | v07 | ESe-CZ06-v07 | 471.2816
ESe-w06v11-PkgAC-240to760.inp | ESe | CZ06 | v11 | ESe-CZ06-v11 | 471.2438
ESe-w06v15-PkgAC-240to760.inp | ESe | CZ06 | v15 | ESe-CZ06-v15 | 403.1778
ESe-w07v03-PkgAC-240to760.inp | ESe | CZ07 | v03 | ESe-CZ07-v03 | 464.7296
ESe-w07v07-PkgAC-240to760.inp | ESe | CZ07 | v07 | ESe-CZ07-v07 | 464.7296
ESe-w07v11-PkgAC-240to760.inp | ESe | CZ07 | v11 | ESe-CZ07-v11 | 463.548
ESe-w07v15-PkgAC-240to760.inp | ESe | CZ07 | v15 | ESe-CZ07-v15 | 395.5364
ESe-w08v03-PkgAC-240to760.inp | ESe | CZ08 | v03 | ESe-CZ08-v03 | 438.3332
ESe-w08v07-PkgAC-240to760.inp | ESe | CZ08 | v07 | ESe-CZ08-v07 | 438.3332
ESe-w08v11-PkgAC-240to760.inp | ESe | CZ08 | v11 | ESe-CZ08-v11 | 436.7841
ESe-w08v15-PkgAC-240to760.inp | ESe | CZ08 | v15 | ESe-CZ08-v15 | 395.4654
ESe-w09v03-PkgAC-240to760.inp | ESe | CZ09 | v03 | ESe-CZ09-v03 | 551.0656
ESe-w09v07-PkgAC-240to760.inp | ESe | CZ09 | v07 | ESe-CZ09-v07 | 551.0656
ESe-w09v11-PkgAC-240to760.inp | ESe | CZ09 | v11 | ESe-CZ09-v11 | 543.8597
ESe-w09v15-PkgAC-240to760.inp | ESe | CZ09 | v15 | ESe-CZ09-v15 | 499.0726
ESe-w10v03-PkgAC-240to760.inp | ESe | CZ10 | v03 | ESe-CZ10-v03 | 474.7968
ESe-w10v07-PkgAC-240to760.inp | ESe | CZ10 | v07 | ESe-CZ10-v07 | 472.9107
ESe-w10v11-PkgAC-240to760.inp | ESe | CZ10 | v11 | ESe-CZ10-v11 | 470.9619
ESe-w10v15-PkgAC-240to760.inp | ESe | CZ10 | v15 | ESe-CZ10-v15 | 458.9073
ESe-w11v03-PkgAC-240to760.inp | ESe | CZ11 | v03 | ESe-CZ11-v03 | 486.9455
ESe-w11v07-PkgAC-240to760.inp | ESe | CZ11 | v07 | ESe-CZ11-v07 | 484.9841
ESe-w11v11-PkgAC-240to760.inp | ESe | CZ11 | v11 | ESe-CZ11-v11 | 471.8926
ESe-w11v15-PkgAC-240to760.inp | ESe | CZ11 | v15 | ESe-CZ11-v15 | 457.3475
ESe-w12v03-PkgAC-240to760.inp | ESe | CZ12 | v03 | ESe-CZ12-v03 | 422.5699
ESe-w12v07-PkgAC-240to760.inp | ESe | CZ12 | v07 | ESe-CZ12-v07 | 420.8497
ESe-w12v11-PkgAC-240to760.inp | ESe | CZ12 | v11 | ESe-CZ12-v11 | 416.0162
ESe-w12v15-PkgAC-240to760.inp | ESe | CZ12 | v15 | ESe-CZ12-v15 | 403.0504
ESe-w13v03-PkgAC-240to760.inp | ESe | CZ13 | v03 | ESe-CZ13-v03 | 477.998
ESe-w13v07-PkgAC-240to760.inp | ESe | CZ13 | v07 | ESe-CZ13-v07 | 476.3521
ESe-w13v11-PkgAC-240to760.inp | ESe | CZ13 | v11 | ESe-CZ13-v11 | 467.447
ESe-w13v15-PkgAC-240to760.inp | ESe | CZ13 | v15 | ESe-CZ13-v15 | 453.3978
ESe-w14v03-PkgAC-240to760.inp | ESe | CZ14 | v03 | ESe-CZ14-v03 | 506.1964
ESe-w14v07-PkgAC-240to760.inp | ESe | CZ14 | v07 | ESe-CZ14-v07 | 504.46
ESe-w14v11-PkgAC-240to760.inp | ESe | CZ14 | v11 | ESe-CZ14-v11 | 492.2953
ESe-w14v15-PkgAC-240to760.inp | ESe | CZ14 | v15 | ESe-CZ14-v15 | 478.4047
ESe-w15v03-PkgAC-240to760.inp | ESe | CZ15 | v03 | ESe-CZ15-v03 | 682.0947
ESe-w15v07-PkgAC-240to760.inp | ESe | CZ15 | v07 | ESe-CZ15-v07 | 679.5085
ESe-w15v11-PkgAC-240to760.inp | ESe | CZ15 | v11 | ESe-CZ15-v11 | 659.4264
ESe-w15v15-PkgAC-240to760.inp | ESe | CZ15 | v15 | ESe-CZ15-v15 | 643.2951
ESe-w16v03-PkgAC-240to760.inp | ESe | CZ16 | v03 | ESe-CZ16-v03 | 421.9357
ESe-w16v07-PkgAC-240to760.inp | ESe | CZ16 | v07 | ESe-CZ16-v07 | 420.9872
ESe-w16v11-PkgAC-240to760.inp | ESe | CZ16 | v11 | ESe-CZ16-v11 | 408.5107
ESe-w16v15-PkgAC-240to760.inp | ESe | CZ16 | v15 | ESe-CZ16-v15 | 389.0732
EUn-w01v03-PkgAC-240to760.inp | EUn | CZ01 | v03 | EUn-CZ01-v03 | 2294.6673
EUn-w01v07-PkgAC-240to760.inp | EUn | CZ01 | v07 | EUn-CZ01-v07 | 2291.9413
EUn-w01v11-PkgAC-240to760.inp | EUn | CZ01 | v11 | EUn-CZ01-v11 | 2282.5173
EUn-w01v15-PkgAC-240to760.inp | EUn | CZ01 | v15 | EUn-CZ01-v15 | 2058.521
EUn-w02v03-PkgAC-240to760.inp | EUn | CZ02 | v03 | EUn-CZ02-v03 | 2219.0845
EUn-w02v07-PkgAC-240to760.inp | EUn | CZ02 | v07 | EUn-CZ02-v07 | 2206.4864
EUn-w02v11-PkgAC-240to760.inp | EUn | CZ02 | v11 | EUn-CZ02-v11 | 2181.2323
EUn-w02v15-PkgAC-240to760.inp | EUn | CZ02 | v15 | EUn-CZ02-v15 | 2047.7439
EUn-w03v03-PkgAC-240to760.inp | EUn | CZ03 | v03 | EUn-CZ03-v03 | 2529.8957
EUn-w03v07-PkgAC-240to760.inp | EUn | CZ03 | v07 | EUn-CZ03-v07 | 2524.6915
EUn-w03v11-PkgAC-240to760.inp | EUn | CZ03 | v11 | EUn-CZ03-v11 | 2504.3537
EUn-w03v15-PkgAC-240to760.inp | EUn | CZ03 | v15 | EUn-CZ03-v15 | 2190.3607
EUn-w04v03-PkgAC-240to760.inp | EUn | CZ04 | v03 | EUn-CZ04-v03 | 2369.0843
EUn-w04v07-PkgAC-240to760.inp | EUn | CZ04 | v07 | EUn-CZ04-v07 | 2358.7484
EUn-w04v11-PkgAC-240to760.inp | EUn | CZ04 | v11 | EUn-CZ04-v11 | 2329.6826
EUn-w04v15-PkgAC-240to760.inp | EUn | CZ04 | v15 | EUn-CZ04-v15 | 2105.9393
EUn-w05v03-PkgAC-240to760.inp | EUn | CZ05 | v03 | EUn-CZ05-v03 | 2465.9865
EUn-w05v07-PkgAC-240to760.inp | EUn | CZ05 | v07 | EUn-CZ05-v07 | 2462.835
EUn-w05v11-PkgAC-240to760.inp | EUn | CZ05 | v11 | EUn-CZ05-v11 | 2448.0655
EUn-w05v15-PkgAC-240to760.inp | EUn | CZ05 | v15 | EUn-CZ05-v15 | 2143.4022
EUn-w06v03-PkgAC-240to760.inp | EUn | CZ06 | v03 | EUn-CZ06-v03 | 2674.4062
EUn-w06v07-PkgAC-240to760.inp | EUn | CZ06 | v07 | EUn-CZ06-v07 | 2674.4062
EUn-w06v11-PkgAC-240to760.inp | EUn | CZ06 | v11 | EUn-CZ06-v11 | 2659.2088
EUn-w06v15-PkgAC-240to760.inp | EUn | CZ06 | v15 | EUn-CZ06-v15 | 2325.0656
EUn-w07v03-PkgAC-240to760.inp | EUn | CZ07 | v03 | EUn-CZ07-v03 | 2628.3474
EUn-w07v07-PkgAC-240to760.inp | EUn | CZ07 | v07 | EUn-CZ07-v07 | 2628.3474
EUn-w07v11-PkgAC-240to760.inp | EUn | CZ07 | v11 | EUn-CZ07-v11 | 2607.382
EUn-w07v15-PkgAC-240to760.inp | EUn | CZ07 | v15 | EUn-CZ07-v15 | 2283.918
EUn-w08v03-PkgAC-240to760.inp | EUn | CZ08 | v03 | EUn-CZ08-v03 | 2477.0752
EUn-w08v07-PkgAC-240to760.inp | EUn | CZ08 | v07 | EUn-CZ08-v07 | 2477.0752
EUn-w08v11-PkgAC-240to760.inp | EUn | CZ08 | v11 | EUn-CZ08-v11 | 2447.913
EUn-w08v15-PkgAC-240to760.inp | EUn | CZ08 | v15 | EUn-CZ08-v15 | 2210.2419
EUn-w09v03-PkgAC-240to760.inp | EUn | CZ09 | v03 | EUn-CZ09-v03 | 3109.6831
EUn-w09v07-PkgAC-240to760.inp | EUn | CZ09 | v07 | EUn-CZ09-v07 | 3109.6831
EUn-w09v11-PkgAC-240to760.inp | EUn | CZ09 | v11 | EUn-CZ09-v11 | 3030.7888
EUn-w09v15-PkgAC-240to760.inp | EUn | CZ09 | v15 | EUn-CZ09-v15 | 2763.6783
EUn-w10v03-PkgAC-240to760.inp | EUn | CZ10 | v03 | EUn-CZ10-v03 | 2773.2707
EUn-w10v07-PkgAC-240to760.inp | EUn | CZ10 | v07 | EUn-CZ10-v07 | 2758.5244
EUn-w10v11-PkgAC-240to760.inp | EUn | CZ10 | v11 | EUn-CZ10-v11 | 2730.2757
EUn-w10v15-PkgAC-240to760.inp | EUn | CZ10 | v15 | EUn-CZ10-v15 | 2578.7256
EUn-w11v03-PkgAC-240to760.inp | EUn | CZ11 | v03 | EUn-CZ11-v03 | 2882.9724
EUn-w11v07-PkgAC-240to760.inp | EUn | CZ11 | v07 | EUn-CZ11-v07 | 2864.741
EUn-w11v11-PkgAC-240to760.inp | EUn | CZ11 | v11 | EUn-CZ11-v11 | 2751.8896
EUn-w11v15-PkgAC-240to760.inp | EUn | CZ11 | v15 | EUn-CZ11-v15 | 2589.0757
EUn-w12v03-PkgAC-240to760.inp | EUn | CZ12 | v03 | EUn-CZ12-v03 | 2561.2587
EUn-w12v07-PkgAC-240to760.inp | EUn | CZ12 | v07 | EUn-CZ12-v07 | 2544.7113
EUn-w12v11-PkgAC-240to760.inp | EUn | CZ12 | v11 | EUn-CZ12-v11 | 2490.6008
EUn-w12v15-PkgAC-240to760.inp | EUn | CZ12 | v15 | EUn-CZ12-v15 | 2336.0051
EUn-w13v03-PkgAC-240to760.inp | EUn | CZ13 | v03 | EUn-CZ13-v03 | 2868.2899
EUn-w13v07-PkgAC-240to760.inp | EUn | CZ13 | v07 | EUn-CZ13-v07 | 2850.8535
EUn-w13v11-PkgAC-240to760.inp | EUn | CZ13 | v11 | EUn-CZ13-v11 | 2758.0718
EUn-w13v15-PkgAC-240to760.inp | EUn | CZ13 | v15 | EUn-CZ13-v15 | 2591.1219
EUn-w14v03-PkgAC-240to760.inp | EUn | CZ14 | v03 | EUn-CZ14-v03 | 2925.6159
EUn-w14v07-PkgAC-240to760.inp | EUn | CZ14 | v07 | EUn-CZ14-v07 | 2908.8428
EUn-w14v11-PkgAC-240to760.inp | EUn | CZ14 | v11 | EUn-CZ14-v11 | 2800.6062
EUn-w14v15-PkgAC-240to760.inp | EUn | CZ14 | v15 | EUn-CZ14-v15 | 2660.6865
EUn-w15v03-PkgAC-240to760.inp | EUn | CZ15 | v03 | EUn-CZ15-v03 | 3858.043
EUn-w15v07-PkgAC-240to760.inp | EUn | CZ15 | v07 | EUn-CZ15-v07 | 3837.7051
EUn-w15v11-PkgAC-240to760.inp | EUn | CZ15 | v11 | EUn-CZ15-v11 | 3684.148
EUn-w15v15-PkgAC-240to760.inp | EUn | CZ15 | v15 | EUn-CZ15-v15 | 3518.937
EUn-w16v03-PkgAC-240to760.inp | EUn | CZ16 | v03 | EUn-CZ16-v03 | 2584.1005
EUn-w16v07-PkgAC-240to760.inp | EUn | CZ16 | v07 | EUn-CZ16-v07 | 2577.8361
EUn-w16v11-PkgAC-240to760.inp | EUn | CZ16 | v11 | EUn-CZ16-v11 | 2514.5529
EUn-w16v15-PkgAC-240to760.inp | EUn | CZ16 | v15 | EUn-CZ16-v15 | 2251.0438
Gro-w01v03-PkgAC-240to760.inp | Gro | CZ01 | v03 | Gro-CZ01-v03 | 53.2041
Gro-w01v07-PkgAC-240to760.inp | Gro | CZ01 | v07 | Gro-CZ01-v07 | 52.6841
Gro-w01v11-PkgAC-240to760.inp | Gro | CZ01 | v11 | Gro-CZ01-v11 | 52.0809
Gro-w01v15-PkgAC-240to760.inp | Gro | CZ01 | v15 | Gro-CZ01-v15 | 47.7479
Gro-w02v03-PkgAC-240to760.inp | Gro | CZ02 | v03 | Gro-CZ02-v03 | 106.9076
Gro-w02v07-PkgAC-240to760.inp | Gro | CZ02 | v07 | Gro-CZ02-v07 | 104.926
Gro-w02v11-PkgAC-240to760.inp | Gro | CZ02 | v11 | Gro-CZ02-v11 | 102.9651
Gro-w02v15-PkgAC-240to760.inp | Gro | CZ02 | v15 | Gro-CZ02-v15 | 98.2852
Gro-w03v03-PkgAC-240to760.inp | Gro | CZ03 | v03 | Gro-CZ03-v03 | 76.0909
Gro-w03v07-PkgAC-240to760.inp | Gro | CZ03 | v07 | Gro-CZ03-v07 | 75.1118
Gro-w03v11-PkgAC-240to760.inp | Gro | CZ03 | v11 | Gro-CZ03-v11 | 74.12
Gro-w03v15-PkgAC-240to760.inp | Gro | CZ03 | v15 | Gro-CZ03-v15 | 68.1497
Gro-w04v03-PkgAC-240to760.inp | Gro | CZ04 | v03 | Gro-CZ04-v03 | 99.5913
Gro-w04v07-PkgAC-240to760.inp | Gro | CZ04 | v07 | Gro-CZ04-v07 | 97.1749
Gro-w04v11-PkgAC-240to760.inp | Gro | CZ04 | v11 | Gro-CZ04-v11 | 95.4691
Gro-w04v15-PkgAC-240to760.inp | Gro | CZ04 | v15 | Gro-CZ04-v15 | 88.9529
Gro-w05v03-PkgAC-240to760.inp | Gro | CZ05 | v03 | Gro-CZ05-v03 | 67.3092
Gro-w05v07-PkgAC-240to760.inp | Gro | CZ05 | v07 | Gro-CZ05-v07 | 66.3476
Gro-w05v11-PkgAC-240to760.inp | Gro | CZ05 | v11 | Gro-CZ05-v11 | 66.3476
Gro-w05v15-PkgAC-240to760.inp | Gro | CZ05 | v15 | Gro-CZ05-v15 | 60.629
Gro-w06v03-PkgAC-240to760.inp | Gro | CZ06 | v03 | Gro-CZ06-v03 | 103.6359
Gro-w06v07-PkgAC-240to760.inp | Gro | CZ06 | v07 | Gro-CZ06-v07 | 103.6359
Gro-w06v11-PkgAC-240to760.inp | Gro | CZ06 | v11 | Gro-CZ06-v11 | 103.6359
Gro-w06v15-PkgAC-240to760.inp | Gro | CZ06 | v15 | Gro-CZ06-v15 | 97.3515
Gro-w07v03-PkgAC-240to760.inp | Gro | CZ07 | v03 | Gro-CZ07-v03 | 73.05
Gro-w07v07-PkgAC-240to760.inp | Gro | CZ07 | v07 | Gro-CZ07-v07 | 73.05
Gro-w07v11-PkgAC-240to760.inp | Gro | CZ07 | v11 | Gro-CZ07-v11 | 72.0193
Gro-w07v15-PkgAC-240to760.inp | Gro | CZ07 | v15 | Gro-CZ07-v15 | 77.842
Gro-w08v03-PkgAC-240to760.inp | Gro | CZ08 | v03 | Gro-CZ08-v03 | 110.7405
Gro-w08v07-PkgAC-240to760.inp | Gro | CZ08 | v07 | Gro-CZ08-v07 | 110.7405
Gro-w08v11-PkgAC-240to760.inp | Gro | CZ08 | v11 | Gro-CZ08-v11 | 102.707
Gro-w08v15-PkgAC-240to760.inp | Gro | CZ08 | v15 | Gro-CZ08-v15 | 96.4411
Gro-w09v03-PkgAC-240to760.inp | Gro | CZ09 | v03 | Gro-CZ09-v03 | 138.0793
Gro-w09v07-PkgAC-240to760.inp | Gro | CZ09 | v07 | Gro-CZ09-v07 | 138.0793
Gro-w09v11-PkgAC-240to760.inp | Gro | CZ09 | v11 | Gro-CZ09-v11 | 133.4007
Gro-w09v15-PkgAC-240to760.inp | Gro | CZ09 | v15 | Gro-CZ09-v15 | 126.1726
Gro-w10v03-PkgAC-240to760.inp | Gro | CZ10 | v03 | Gro-CZ10-v03 | 123.6844
Gro-w10v07-PkgAC-240to760.inp | Gro | CZ10 | v07 | Gro-CZ10-v07 | 121.4371
Gro-w10v11-PkgAC-240to760.inp | Gro | CZ10 | v11 | Gro-CZ10-v11 | 119.1804
Gro-w10v15-PkgAC-240to760.inp | Gro | CZ10 | v15 | Gro-CZ10-v15 | 114.4925
Gro-w11v03-PkgAC-240to760.inp | Gro | CZ11 | v03 | Gro-CZ11-v03 | 135.5043
Gro-w11v07-PkgAC-240to760.inp | Gro | CZ11 | v07 | Gro-CZ11-v07 | 132.8288
Gro-w11v11-PkgAC-240to760.inp | Gro | CZ11 | v11 | Gro-CZ11-v11 | 121.7221
Gro-w11v15-PkgAC-240to760.inp | Gro | CZ11 | v15 | Gro-CZ11-v15 | 116.8341
Gro-w12v03-PkgAC-240to760.inp | Gro | CZ12 | v03 | Gro-CZ12-v03 | 135.3444
Gro-w12v07-PkgAC-240to760.inp | Gro | CZ12 | v07 | Gro-CZ12-v07 | 132.6548
Gro-w12v11-PkgAC-240to760.inp | Gro | CZ12 | v11 | Gro-CZ12-v11 | 127.0842
Gro-w12v15-PkgAC-240to760.inp | Gro | CZ12 | v15 | Gro-CZ12-v15 | 122.3035
Gro-w13v03-PkgAC-240to760.inp | Gro | CZ13 | v03 | Gro-CZ13-v03 | 135.5899
Gro-w13v07-PkgAC-240to760.inp | Gro | CZ13 | v07 | Gro-CZ13-v07 | 132.7295
Gro-w13v11-PkgAC-240to760.inp | Gro | CZ13 | v11 | Gro-CZ13-v11 | 124.4083
Gro-w13v15-PkgAC-240to760.inp | Gro | CZ13 | v15 | Gro-CZ13-v15 | 119.6042
Gro-w14v03-PkgAC-240to760.inp | Gro | CZ14 | v03 | Gro-CZ14-v03 | 142.4256
Gro-w14v07-PkgAC-240to760.inp | Gro | CZ14 | v07 | Gro-CZ14-v07 | 139.8583
Gro-w14v11-PkgAC-240to760.inp | Gro | CZ14 | v11 | Gro-CZ14-v11 | 130.1601
Gro-w14v15-PkgAC-240to760.inp | Gro | CZ14 | v15 | Gro-CZ14-v15 | 125.2068
Gro-w15v03-PkgAC-240to760.inp | Gro | CZ15 | v03 | Gro-CZ15-v03 | 180.6628
Gro-w15v07-PkgAC-240to760.inp | Gro | CZ15 | v07 | Gro-CZ15-v07 | 177.5144
Gro-w15v11-PkgAC-240to760.inp | Gro | CZ15 | v11 | Gro-CZ15-v11 | 164.2316
Gro-w15v15-PkgAC-240to760.inp | Gro | CZ15 | v15 | Gro-CZ15-v15 | 158.7884
Gro-w16v03-PkgAC-240to760.inp | Gro | CZ16 | v03 | Gro-CZ16-v03 | 81.7552
Gro-w16v07-PkgAC-240to760.inp | Gro | CZ16 | v07 | Gro-CZ16-v07 | 79.8696
Gro-w16v11-PkgAC-240to760.inp | Gro | CZ16 | v11 | Gro-CZ16-v11 | 73.6987
Gro-w16v15-PkgAC-240to760.inp | Gro | CZ16 | v15 | Gro-CZ16-v15 | 69.439
Hsp-w01v03-PkgAC-240to760.inp | Hsp | CZ01 | v03 | Hsp-CZ01-v03 | 680.4572
Hsp-w01v07-PkgAC-240to760.inp | Hsp | CZ01 | v07 | Hsp-CZ01-v07 | 680.4572
Hsp-w01v11-PkgAC-240to760.inp | Hsp | CZ01 | v11 | Hsp-CZ01-v11 | 680.4572
Hsp-w01v15-PkgAC-240to760.inp | Hsp | CZ01 | v15 | Hsp-CZ01-v15 | 680.4572
Hsp-w02v03-PkgAC-240to760.inp | Hsp | CZ02 | v03 | Hsp-CZ02-v03 | 680.4571
Hsp-w02v07-PkgAC-240to760.inp | Hsp | CZ02 | v07 | Hsp-CZ02-v07 | 680.4571
Hsp-w02v11-PkgAC-240to760.inp | Hsp | CZ02 | v11 | Hsp-CZ02-v11 | 680.4571
Hsp-w02v15-PkgAC-240to760.inp | Hsp | CZ02 | v15 | Hsp-CZ02-v15 | 680.4571
Hsp-w03v03-PkgAC-240to760.inp | Hsp | CZ03 | v03 | Hsp-CZ03-v03 | 680.974
Hsp-w03v07-PkgAC-240to760.inp | Hsp | CZ03 | v07 | Hsp-CZ03-v07 | 680.974
Hsp-w03v11-PkgAC-240to760.inp | Hsp | CZ03 | v11 | Hsp-CZ03-v11 | 680.974
Hsp-w03v15-PkgAC-240to760.inp | Hsp | CZ03 | v15 | Hsp-CZ03-v15 | 680.4571
Hsp-w04v03-PkgAC-240to760.inp | Hsp | CZ04 | v03 | Hsp-CZ04-v03 | 682.6198
Hsp-w04v07-PkgAC-240to760.inp | Hsp | CZ04 | v07 | Hsp-CZ04-v07 | 682.6195
Hsp-w04v11-PkgAC-240to760.inp | Hsp | CZ04 | v11 | Hsp-CZ04-v11 | 682.6192
Hsp-w04v15-PkgAC-240to760.inp | Hsp | CZ04 | v15 | Hsp-CZ04-v15 | 680.4571
Hsp-w05v03-PkgAC-240to760.inp | Hsp | CZ05 | v03 | Hsp-CZ05-v03 | 681.4578
Hsp-w05v07-PkgAC-240to760.inp | Hsp | CZ05 | v07 | Hsp-CZ05-v07 | 681.4578
Hsp-w05v11-PkgAC-240to760.inp | Hsp | CZ05 | v11 | Hsp-CZ05-v11 | 681.4578
Hsp-w05v15-PkgAC-240to760.inp | Hsp | CZ05 | v15 | Hsp-CZ05-v15 | 680.4571
Hsp-w06v03-PkgAC-240to760.inp | Hsp | CZ06 | v03 | Hsp-CZ06-v03 | 683.8113
Hsp-w06v07-PkgAC-240to760.inp | Hsp | CZ06 | v07 | Hsp-CZ06-v07 | 683.8113
Hsp-w06v11-PkgAC-240to760.inp | Hsp | CZ06 | v11 | Hsp-CZ06-v11 | 683.8113
Hsp-w06v15-PkgAC-240to760.inp | Hsp | CZ06 | v15 | Hsp-CZ06-v15 | 680.4572
Hsp-w07v03-PkgAC-240to760.inp | Hsp | CZ07 | v03 | Hsp-CZ07-v03 | 682.8242
Hsp-w07v07-PkgAC-240to760.inp | Hsp | CZ07 | v07 | Hsp-CZ07-v07 | 682.8242
Hsp-w07v11-PkgAC-240to760.inp | Hsp | CZ07 | v11 | Hsp-CZ07-v11 | 682.8224
Hsp-w07v15-PkgAC-240to760.inp | Hsp | CZ07 | v15 | Hsp-CZ07-v15 | 680.4571
Hsp-w08v03-PkgAC-240to760.inp | Hsp | CZ08 | v03 | Hsp-CZ08-v03 | 685.4693
Hsp-w08v07-PkgAC-240to760.inp | Hsp | CZ08 | v07 | Hsp-CZ08-v07 | 685.4693
Hsp-w08v11-PkgAC-240to760.inp | Hsp | CZ08 | v11 | Hsp-CZ08-v11 | 685.4663
Hsp-w08v15-PkgAC-240to760.inp | Hsp | CZ08 | v15 | Hsp-CZ08-v15 | 680.4571
Hsp-w09v03-PkgAC-240to760.inp | Hsp | CZ09 | v03 | Hsp-CZ09-v03 | 705.1486
Hsp-w09v07-PkgAC-240to760.inp | Hsp | CZ09 | v07 | Hsp-CZ09-v07 | 705.1486
Hsp-w09v11-PkgAC-240to760.inp | Hsp | CZ09 | v11 | Hsp-CZ09-v11 | 704.4845
Hsp-w09v15-PkgAC-240to760.inp | Hsp | CZ09 | v15 | Hsp-CZ09-v15 | 683.4696
Hsp-w10v03-PkgAC-240to760.inp | Hsp | CZ10 | v03 | Hsp-CZ10-v03 | 681.7048
Hsp-w10v07-PkgAC-240to760.inp | Hsp | CZ10 | v07 | Hsp-CZ10-v07 | 681.686
Hsp-w10v11-PkgAC-240to760.inp | Hsp | CZ10 | v11 | Hsp-CZ10-v11 | 681.6765
Hsp-w10v15-PkgAC-240to760.inp | Hsp | CZ10 | v15 | Hsp-CZ10-v15 | 680.6819
Hsp-w11v03-PkgAC-240to760.inp | Hsp | CZ11 | v03 | Hsp-CZ11-v03 | 693.2599
Hsp-w11v07-PkgAC-240to760.inp | Hsp | CZ11 | v07 | Hsp-CZ11-v07 | 693.0445
Hsp-w11v11-PkgAC-240to760.inp | Hsp | CZ11 | v11 | Hsp-CZ11-v11 | 681.4582
Hsp-w11v15-PkgAC-240to760.inp | Hsp | CZ11 | v15 | Hsp-CZ11-v15 | 680.521
Hsp-w12v03-PkgAC-240to760.inp | Hsp | CZ12 | v03 | Hsp-CZ12-v03 | 681.2909
Hsp-w12v07-PkgAC-240to760.inp | Hsp | CZ12 | v07 | Hsp-CZ12-v07 | 681.2405
Hsp-w12v11-PkgAC-240to760.inp | Hsp | CZ12 | v11 | Hsp-CZ12-v11 | 680.4571
Hsp-w12v15-PkgAC-240to760.inp | Hsp | CZ12 | v15 | Hsp-CZ12-v15 | 680.4571
Hsp-w13v03-PkgAC-240to760.inp | Hsp | CZ13 | v03 | Hsp-CZ13-v03 | 693.581
Hsp-w13v07-PkgAC-240to760.inp | Hsp | CZ13 | v07 | Hsp-CZ13-v07 | 693.3805
Hsp-w13v11-PkgAC-240to760.inp | Hsp | CZ13 | v11 | Hsp-CZ13-v11 | 683.1207
Hsp-w13v15-PkgAC-240to760.inp | Hsp | CZ13 | v15 | Hsp-CZ13-v15 | 681.0058
Hsp-w14v03-PkgAC-240to760.inp | Hsp | CZ14 | v03 | Hsp-CZ14-v03 | 694.3447
Hsp-w14v07-PkgAC-240to760.inp | Hsp | CZ14 | v07 | Hsp-CZ14-v07 | 694.1377
Hsp-w14v11-PkgAC-240to760.inp | Hsp | CZ14 | v11 | Hsp-CZ14-v11 | 681.3684
Hsp-w14v15-PkgAC-240to760.inp | Hsp | CZ14 | v15 | Hsp-CZ14-v15 | 680.5404
Hsp-w15v03-PkgAC-240to760.inp | Hsp | CZ15 | v03 | Hsp-CZ15-v03 | 768.4003
Hsp-w15v07-PkgAC-240to760.inp | Hsp | CZ15 | v07 | Hsp-CZ15-v07 | 768.0154
Hsp-w15v11-PkgAC-240to760.inp | Hsp | CZ15 | v11 | Hsp-CZ15-v11 | 735.0441
Hsp-w15v15-PkgAC-240to760.inp | Hsp | CZ15 | v15 | Hsp-CZ15-v15 | 726.2723
Hsp-w16v03-PkgAC-240to760.inp | Hsp | CZ16 | v03 | Hsp-CZ16-v03 | 680.4572
Hsp-w16v07-PkgAC-240to760.inp | Hsp | CZ16 | v07 | Hsp-CZ16-v07 | 680.4572
Hsp-w16v11-PkgAC-240to760.inp | Hsp | CZ16 | v11 | Hsp-CZ16-v11 | 680.4572
Hsp-w16v15-PkgAC-240to760.inp | Hsp | CZ16 | v15 | Hsp-CZ16-v15 | 680.4572
Htl-w01v03-PkgAC-240to760.inp | Htl | CZ01 | v03 | Htl-CZ01-v03 | 255.3579
Htl-w01v07-PkgAC-240to760.inp | Htl | CZ01 | v07 | Htl-CZ01-v07 | 255.3374
Htl-w01v11-PkgAC-240to760.inp | Htl | CZ01 | v11 | Htl-CZ01-v11 | 251.5005
Htl-w01v15-PkgAC-240to760.inp | Htl | CZ01 | v15 | Htl-CZ01-v15 | 219.7818
Htl-w02v03-PkgAC-240to760.inp | Htl | CZ02 | v03 | Htl-CZ02-v03 | 235.0332
Htl-w02v07-PkgAC-240to760.inp | Htl | CZ02 | v07 | Htl-CZ02-v07 | 234.7343
Htl-w02v11-PkgAC-240to760.inp | Htl | CZ02 | v11 | Htl-CZ02-v11 | 228.5557
Htl-w02v15-PkgAC-240to760.inp | Htl | CZ02 | v15 | Htl-CZ02-v15 | 203.3569
Htl-w03v03-PkgAC-240to760.inp | Htl | CZ03 | v03 | Htl-CZ03-v03 | 269.0972
Htl-w03v07-PkgAC-240to760.inp | Htl | CZ03 | v07 | Htl-CZ03-v07 | 269.0723
Htl-w03v11-PkgAC-240to760.inp | Htl | CZ03 | v11 | Htl-CZ03-v11 | 262.8275
Htl-w03v15-PkgAC-240to760.inp | Htl | CZ03 | v15 | Htl-CZ03-v15 | 227.9144
Htl-w04v03-PkgAC-240to760.inp | Htl | CZ04 | v03 | Htl-CZ04-v03 | 242.2989
Htl-w04v07-PkgAC-240to760.inp | Htl | CZ04 | v07 | Htl-CZ04-v07 | 241.9428
Htl-w04v11-PkgAC-240to760.inp | Htl | CZ04 | v11 | Htl-CZ04-v11 | 232.7954
Htl-w04v15-PkgAC-240to760.inp | Htl | CZ04 | v15 | Htl-CZ04-v15 | 205.4083
Htl-w05v03-PkgAC-240to760.inp | Htl | CZ05 | v03 | Htl-CZ05-v03 | 266.346
Htl-w05v07-PkgAC-240to760.inp | Htl | CZ05 | v07 | Htl-CZ05-v07 | 266.3181
Htl-w05v11-PkgAC-240to760.inp | Htl | CZ05 | v11 | Htl-CZ05-v11 | 260.1448
Htl-w05v15-PkgAC-240to760.inp | Htl | CZ05 | v15 | Htl-CZ05-v15 | 225.6744
Htl-w06v03-PkgAC-240to760.inp | Htl | CZ06 | v03 | Htl-CZ06-v03 | 281.0009
Htl-w06v07-PkgAC-240to760.inp | Htl | CZ06 | v07 | Htl-CZ06-v07 | 281.0009
Htl-w06v11-PkgAC-240to760.inp | Htl | CZ06 | v11 | Htl-CZ06-v11 | 273.6024
Htl-w06v15-PkgAC-240to760.inp | Htl | CZ06 | v15 | Htl-CZ06-v15 | 236.6317
Htl-w07v03-PkgAC-240to760.inp | Htl | CZ07 | v03 | Htl-CZ07-v03 | 275.035
Htl-w07v07-PkgAC-240to760.inp | Htl | CZ07 | v07 | Htl-CZ07-v07 | 275.035
Htl-w07v11-PkgAC-240to760.inp | Htl | CZ07 | v11 | Htl-CZ07-v11 | 268.0399
Htl-w07v15-PkgAC-240to760.inp | Htl | CZ07 | v15 | Htl-CZ07-v15 | 233.0805
Htl-w08v03-PkgAC-240to760.inp | Htl | CZ08 | v03 | Htl-CZ08-v03 | 252.9429
Htl-w08v07-PkgAC-240to760.inp | Htl | CZ08 | v07 | Htl-CZ08-v07 | 252.9429
Htl-w08v11-PkgAC-240to760.inp | Htl | CZ08 | v11 | Htl-CZ08-v11 | 244.4741
Htl-w08v15-PkgAC-240to760.inp | Htl | CZ08 | v15 | Htl-CZ08-v15 | 209.4585
Htl-w09v03-PkgAC-240to760.inp | Htl | CZ09 | v03 | Htl-CZ09-v03 | 310.5545
Htl-w09v07-PkgAC-240to760.inp | Htl | CZ09 | v07 | Htl-CZ09-v07 | 310.5545
Htl-w09v11-PkgAC-240to760.inp | Htl | CZ09 | v11 | Htl-CZ09-v11 | 299.3334
Htl-w09v15-PkgAC-240to760.inp | Htl | CZ09 | v15 | Htl-CZ09-v15 | 260.5885
Htl-w10v03-PkgAC-240to760.inp | Htl | CZ10 | v03 | Htl-CZ10-v03 | 274.5608
Htl-w10v07-PkgAC-240to760.inp | Htl | CZ10 | v07 | Htl-CZ10-v07 | 274.2293
Htl-w10v11-PkgAC-240to760.inp | Htl | CZ10 | v11 | Htl-CZ10-v11 | 267.2543
Htl-w10v15-PkgAC-240to760.inp | Htl | CZ10 | v15 | Htl-CZ10-v15 | 240.1375
Htl-w11v03-PkgAC-240to760.inp | Htl | CZ11 | v03 | Htl-CZ11-v03 | 302.8466
Htl-w11v07-PkgAC-240to760.inp | Htl | CZ11 | v07 | Htl-CZ11-v07 | 302.4265
Htl-w11v11-PkgAC-240to760.inp | Htl | CZ11 | v11 | Htl-CZ11-v11 | 291.8786
Htl-w11v15-PkgAC-240to760.inp | Htl | CZ11 | v15 | Htl-CZ11-v15 | 261.3953
Htl-w12v03-PkgAC-240to760.inp | Htl | CZ12 | v03 | Htl-CZ12-v03 | 277.2225
Htl-w12v07-PkgAC-240to760.inp | Htl | CZ12 | v07 | Htl-CZ12-v07 | 276.8761
Htl-w12v11-PkgAC-240to760.inp | Htl | CZ12 | v11 | Htl-CZ12-v11 | 268.7895
Htl-w12v15-PkgAC-240to760.inp | Htl | CZ12 | v15 | Htl-CZ12-v15 | 240.1518
Htl-w13v03-PkgAC-240to760.inp | Htl | CZ13 | v03 | Htl-CZ13-v03 | 308.0765
Htl-w13v07-PkgAC-240to760.inp | Htl | CZ13 | v07 | Htl-CZ13-v07 | 307.6657
Htl-w13v11-PkgAC-240to760.inp | Htl | CZ13 | v11 | Htl-CZ13-v11 | 297.6478
Htl-w13v15-PkgAC-240to760.inp | Htl | CZ13 | v15 | Htl-CZ13-v15 | 267.701
Htl-w14v03-PkgAC-240to760.inp | Htl | CZ14 | v03 | Htl-CZ14-v03 | 315.7288
Htl-w14v07-PkgAC-240to760.inp | Htl | CZ14 | v07 | Htl-CZ14-v07 | 315.3179
Htl-w14v11-PkgAC-240to760.inp | Htl | CZ14 | v11 | Htl-CZ14-v11 | 304.9382
Htl-w14v15-PkgAC-240to760.inp | Htl | CZ14 | v15 | Htl-CZ14-v15 | 270.237
Htl-w15v03-PkgAC-240to760.inp | Htl | CZ15 | v03 | Htl-CZ15-v03 | 393.1876
Htl-w15v07-PkgAC-240to760.inp | Htl | CZ15 | v07 | Htl-CZ15-v07 | 392.6608
Htl-w15v11-PkgAC-240to760.inp | Htl | CZ15 | v11 | Htl-CZ15-v11 | 379.8716
Htl-w15v15-PkgAC-240to760.inp | Htl | CZ15 | v15 | Htl-CZ15-v15 | 338.471
Htl-w16v03-PkgAC-240to760.inp | Htl | CZ16 | v03 | Htl-CZ16-v03 | 278.0314
Htl-w16v07-PkgAC-240to760.inp | Htl | CZ16 | v07 | Htl-CZ16-v07 | 278.0013
Htl-w16v11-PkgAC-240to760.inp | Htl | CZ16 | v11 | Htl-CZ16-v11 | 271.4345
Htl-w16v15-PkgAC-240to760.inp | Htl | CZ16 | v15 | Htl-CZ16-v15 | 236.197
MBT-w01v03-PkgAC-240to760.inp | MBT | CZ01 | v03 | MBT-CZ01-v03 | 316.851
MBT-w01v07-PkgAC-240to760.inp | MBT | CZ01 | v07 | MBT-CZ01-v07 | 314.0238
MBT-w01v11-PkgAC-240to760.inp | MBT | CZ01 | v11 | MBT-CZ01-v11 | 309.7082
MBT-w01v15-PkgAC-240to760.inp | MBT | CZ01 | v15 | MBT-CZ01-v15 | 302.4576
MBT-w02v03-PkgAC-240to760.inp | MBT | CZ02 | v03 | MBT-CZ02-v03 | 341.8398
MBT-w02v07-PkgAC-240to760.inp | MBT | CZ02 | v07 | MBT-CZ02-v07 | 336.0241
MBT-w02v11-PkgAC-240to760.inp | MBT | CZ02 | v11 | MBT-CZ02-v11 | 318.353
MBT-w02v15-PkgAC-240to760.inp | MBT | CZ02 | v15 | MBT-CZ02-v15 | 309.2064
MBT-w03v03-PkgAC-240to760.inp | MBT | CZ03 | v03 | MBT-CZ03-v03 | 348.8579
MBT-w03v07-PkgAC-240to760.inp | MBT | CZ03 | v07 | MBT-CZ03-v07 | 345.4021
MBT-w03v11-PkgAC-240to760.inp | MBT | CZ03 | v11 | MBT-CZ03-v11 | 335.299
MBT-w03v15-PkgAC-240to760.inp | MBT | CZ03 | v15 | MBT-CZ03-v15 | 311.1098
MBT-w04v03-PkgAC-240to760.inp | MBT | CZ04 | v03 | MBT-CZ04-v03 | 350.1256
MBT-w04v07-PkgAC-240to760.inp | MBT | CZ04 | v07 | MBT-CZ04-v07 | 345.0379
MBT-w04v11-PkgAC-240to760.inp | MBT | CZ04 | v11 | MBT-CZ04-v11 | 326.6801
MBT-w04v15-PkgAC-240to760.inp | MBT | CZ04 | v15 | MBT-CZ04-v15 | 302.3203
MBT-w05v03-PkgAC-240to760.inp | MBT | CZ05 | v03 | MBT-CZ05-v03 | 347.866
MBT-w05v07-PkgAC-240to760.inp | MBT | CZ05 | v07 | MBT-CZ05-v07 | 344.3194
MBT-w05v11-PkgAC-240to760.inp | MBT | CZ05 | v11 | MBT-CZ05-v11 | 336.5191
MBT-w05v15-PkgAC-240to760.inp | MBT | CZ05 | v15 | MBT-CZ05-v15 | 311.5483
MBT-w06v03-PkgAC-240to760.inp | MBT | CZ06 | v03 | MBT-CZ06-v03 | 376.6607
MBT-w06v07-PkgAC-240to760.inp | MBT | CZ06 | v07 | MBT-CZ06-v07 | 376.6607
MBT-w06v11-PkgAC-240to760.inp | MBT | CZ06 | v11 | MBT-CZ06-v11 | 370.3023
MBT-w06v15-PkgAC-240to760.inp | MBT | CZ06 | v15 | MBT-CZ06-v15 | 342.8799
MBT-w07v03-PkgAC-240to760.inp | MBT | CZ07 | v03 | MBT-CZ07-v03 | 369.8134
MBT-w07v07-PkgAC-240to760.inp | MBT | CZ07 | v07 | MBT-CZ07-v07 | 369.8134
MBT-w07v11-PkgAC-240to760.inp | MBT | CZ07 | v11 | MBT-CZ07-v11 | 360.3585
MBT-w07v15-PkgAC-240to760.inp | MBT | CZ07 | v15 | MBT-CZ07-v15 | 333.83
MBT-w08v03-PkgAC-240to760.inp | MBT | CZ08 | v03 | MBT-CZ08-v03 | 378.0073
MBT-w08v07-PkgAC-240to760.inp | MBT | CZ08 | v07 | MBT-CZ08-v07 | 378.0073
MBT-w08v11-PkgAC-240to760.inp | MBT | CZ08 | v11 | MBT-CZ08-v11 | 360.7322
MBT-w08v15-PkgAC-240to760.inp | MBT | CZ08 | v15 | MBT-CZ08-v15 | 334.275
MBT-w09v03-PkgAC-240to760.inp | MBT | CZ09 | v03 | MBT-CZ09-v03 | 467.6436
MBT-w09v07-PkgAC-240to760.inp | MBT | CZ09 | v07 | MBT-CZ09-v07 | 467.6436
MBT-w09v11-PkgAC-240to760.inp | MBT | CZ09 | v11 | MBT-CZ09-v11 | 426.6899
MBT-w09v15-PkgAC-240to760.inp | MBT | CZ09 | v15 | MBT-CZ09-v15 | 398.269
MBT-w10v03-PkgAC-240to760.inp | MBT | CZ10 | v03 | MBT-CZ10-v03 | 412.0952
MBT-w10v07-PkgAC-240to760.inp | MBT | CZ10 | v07 | MBT-CZ10-v07 | 405.8052
MBT-w10v11-PkgAC-240to760.inp | MBT | CZ10 | v11 | MBT-CZ10-v11 | 383.8248
MBT-w10v15-PkgAC-240to760.inp | MBT | CZ10 | v15 | MBT-CZ10-v15 | 373.7885
MBT-w11v03-PkgAC-240to760.inp | MBT | CZ11 | v03 | MBT-CZ11-v03 | 460.3177
MBT-w11v07-PkgAC-240to760.inp | MBT | CZ11 | v07 | MBT-CZ11-v07 | 452.7592
MBT-w11v11-PkgAC-240to760.inp | MBT | CZ11 | v11 | MBT-CZ11-v11 | 427.7884
MBT-w11v15-PkgAC-240to760.inp | MBT | CZ11 | v15 | MBT-CZ11-v15 | 417.2991
MBT-w12v03-PkgAC-240to760.inp | MBT | CZ12 | v03 | MBT-CZ12-v03 | 412.4313
MBT-w12v07-PkgAC-240to760.inp | MBT | CZ12 | v07 | MBT-CZ12-v07 | 405.5723
MBT-w12v11-PkgAC-240to760.inp | MBT | CZ12 | v11 | MBT-CZ12-v11 | 382.7886
MBT-w12v15-PkgAC-240to760.inp | MBT | CZ12 | v15 | MBT-CZ12-v15 | 372.8039
MBT-w13v03-PkgAC-240to760.inp | MBT | CZ13 | v03 | MBT-CZ13-v03 | 461.4402
MBT-w13v07-PkgAC-240to760.inp | MBT | CZ13 | v07 | MBT-CZ13-v07 | 453.8329
MBT-w13v11-PkgAC-240to760.inp | MBT | CZ13 | v11 | MBT-CZ13-v11 | 428.8601
MBT-w13v15-PkgAC-240to760.inp | MBT | CZ13 | v15 | MBT-CZ13-v15 | 417.9165
MBT-w14v03-PkgAC-240to760.inp | MBT | CZ14 | v03 | MBT-CZ14-v03 | 461.6035
MBT-w14v07-PkgAC-240to760.inp | MBT | CZ14 | v07 | MBT-CZ14-v07 | 454.1705
MBT-w14v11-PkgAC-240to760.inp | MBT | CZ14 | v11 | MBT-CZ14-v11 | 429.0207
MBT-w14v15-PkgAC-240to760.inp | MBT | CZ14 | v15 | MBT-CZ14-v15 | 418.2017
MBT-w15v03-PkgAC-240to760.inp | MBT | CZ15 | v03 | MBT-CZ15-v03 | 582.8224
MBT-w15v07-PkgAC-240to760.inp | MBT | CZ15 | v07 | MBT-CZ15-v07 | 574.2719
MBT-w15v11-PkgAC-240to760.inp | MBT | CZ15 | v11 | MBT-CZ15-v11 | 545.2476
MBT-w15v15-PkgAC-240to760.inp | MBT | CZ15 | v15 | MBT-CZ15-v15 | 534.3424
MBT-w16v03-PkgAC-240to760.inp | MBT | CZ16 | v03 | MBT-CZ16-v03 | 347.1461
MBT-w16v07-PkgAC-240to760.inp | MBT | CZ16 | v07 | MBT-CZ16-v07 | 343.3863
MBT-w16v11-PkgAC-240to760.inp | MBT | CZ16 | v11 | MBT-CZ16-v11 | 328.8222
MBT-w16v15-PkgAC-240to760.inp | MBT | CZ16 | v15 | MBT-CZ16-v15 | 320.2593
MLI-w01v03-PkgAC-240to760.inp | MLI | CZ01 | v03 | MLI-CZ01-v03 | 178.5413
MLI-w01v07-PkgAC-240to760.inp | MLI | CZ01 | v07 | MLI-CZ01-v07 | 176.2994
MLI-w01v11-PkgAC-240to760.inp | MLI | CZ01 | v11 | MLI-CZ01-v11 | 168.3978
MLI-w01v15-PkgAC-240to760.inp | MLI | CZ01 | v15 | MLI-CZ01-v15 | 167.172
MLI-w02v03-PkgAC-240to760.inp | MLI | CZ02 | v03 | MLI-CZ02-v03 | 212.3508
MLI-w02v07-PkgAC-240to760.inp | MLI | CZ02 | v07 | MLI-CZ02-v07 | 207.3984
MLI-w02v11-PkgAC-240to760.inp | MLI | CZ02 | v11 | MLI-CZ02-v11 | 202.3422
MLI-w02v15-PkgAC-240to760.inp | MLI | CZ02 | v15 | MLI-CZ02-v15 | 200.0474
MLI-w03v03-PkgAC-240to760.inp | MLI | CZ03 | v03 | MLI-CZ03-v03 | 198.3806
MLI-w03v07-PkgAC-240to760.inp | MLI | CZ03 | v07 | MLI-CZ03-v07 | 194.8417
MLI-w03v11-PkgAC-240to760.inp | MLI | CZ03 | v11 | MLI-CZ03-v11 | 191.2477
MLI-w03v15-PkgAC-240to760.inp | MLI | CZ03 | v15 | MLI-CZ03-v15 | 188.0855
MLI-w04v03-PkgAC-240to760.inp | MLI | CZ04 | v03 | MLI-CZ04-v03 | 212.1361
MLI-w04v07-PkgAC-240to760.inp | MLI | CZ04 | v07 | MLI-CZ04-v07 | 207.3809
MLI-w04v11-PkgAC-240to760.inp | MLI | CZ04 | v11 | MLI-CZ04-v11 | 202.6372
MLI-w04v15-PkgAC-240to760.inp | MLI | CZ04 | v15 | MLI-CZ04-v15 | 199.2875
MLI-w05v03-PkgAC-240to760.inp | MLI | CZ05 | v03 | MLI-CZ05-v03 | 196.0479
MLI-w05v07-PkgAC-240to760.inp | MLI | CZ05 | v07 | MLI-CZ05-v07 | 192.3933
MLI-w05v11-PkgAC-240to760.inp | MLI | CZ05 | v11 | MLI-CZ05-v11 | 192.3933
MLI-w05v15-PkgAC-240to760.inp | MLI | CZ05 | v15 | MLI-CZ05-v15 | 189.0691
MLI-w06v03-PkgAC-240to760.inp | MLI | CZ06 | v03 | MLI-CZ06-v03 | 227.0952
MLI-w06v07-PkgAC-240to760.inp | MLI | CZ06 | v07 | MLI-CZ06-v07 | 227.0952
MLI-w06v11-PkgAC-240to760.inp | MLI | CZ06 | v11 | MLI-CZ06-v11 | 227.0952
MLI-w06v15-PkgAC-240to760.inp | MLI | CZ06 | v15 | MLI-CZ06-v15 | 223.8804
MLI-w07v03-PkgAC-240to760.inp | MLI | CZ07 | v03 | MLI-CZ07-v03 | 214.5414
MLI-w07v07-PkgAC-240to760.inp | MLI | CZ07 | v07 | MLI-CZ07-v07 | 214.5414
MLI-w07v11-PkgAC-240to760.inp | MLI | CZ07 | v11 | MLI-CZ07-v11 | 211.0578
MLI-w07v15-PkgAC-240to760.inp | MLI | CZ07 | v15 | MLI-CZ07-v15 | 207.9764
MLI-w08v03-PkgAC-240to760.inp | MLI | CZ08 | v03 | MLI-CZ08-v03 | 229.3299
MLI-w08v07-PkgAC-240to760.inp | MLI | CZ08 | v07 | MLI-CZ08-v07 | 229.3299
MLI-w08v11-PkgAC-240to760.inp | MLI | CZ08 | v11 | MLI-CZ08-v11 | 225.172
MLI-w08v15-PkgAC-240to760.inp | MLI | CZ08 | v15 | MLI-CZ08-v15 | 221.3683
MLI-w09v03-PkgAC-240to760.inp | MLI | CZ09 | v03 | MLI-CZ09-v03 | 290.0752
MLI-w09v07-PkgAC-240to760.inp | MLI | CZ09 | v07 | MLI-CZ09-v07 | 290.0752
MLI-w09v11-PkgAC-240to760.inp | MLI | CZ09 | v11 | MLI-CZ09-v11 | 271.8739
MLI-w09v15-PkgAC-240to760.inp | MLI | CZ09 | v15 | MLI-CZ09-v15 | 267.8203
MLI-w10v03-PkgAC-240to760.inp | MLI | CZ10 | v03 | MLI-CZ10-v03 | 264.7542
MLI-w10v07-PkgAC-240to760.inp | MLI | CZ10 | v07 | MLI-CZ10-v07 | 259.4523
MLI-w10v11-PkgAC-240to760.inp | MLI | CZ10 | v11 | MLI-CZ10-v11 | 254.0645
MLI-w10v15-PkgAC-240to760.inp | MLI | CZ10 | v15 | MLI-CZ10-v15 | 251.6972
MLI-w11v03-PkgAC-240to760.inp | MLI | CZ11 | v03 | MLI-CZ11-v03 | 297.7359
MLI-w11v07-PkgAC-240to760.inp | MLI | CZ11 | v07 | MLI-CZ11-v07 | 291.8155
MLI-w11v11-PkgAC-240to760.inp | MLI | CZ11 | v11 | MLI-CZ11-v11 | 256.4768
MLI-w11v15-PkgAC-240to760.inp | MLI | CZ11 | v15 | MLI-CZ11-v15 | 254.4898
MLI-w12v03-PkgAC-240to760.inp | MLI | CZ12 | v03 | MLI-CZ12-v03 | 265.3605
MLI-w12v07-PkgAC-240to760.inp | MLI | CZ12 | v07 | MLI-CZ12-v07 | 259.9013
MLI-w12v11-PkgAC-240to760.inp | MLI | CZ12 | v11 | MLI-CZ12-v11 | 245.084
MLI-w12v15-PkgAC-240to760.inp | MLI | CZ12 | v15 | MLI-CZ12-v15 | 242.9426
MLI-w13v03-PkgAC-240to760.inp | MLI | CZ13 | v03 | MLI-CZ13-v03 | 298.2057
MLI-w13v07-PkgAC-240to760.inp | MLI | CZ13 | v07 | MLI-CZ13-v07 | 292.0565
MLI-w13v11-PkgAC-240to760.inp | MLI | CZ13 | v11 | MLI-CZ13-v11 | 265.3098
MLI-w13v15-PkgAC-240to760.inp | MLI | CZ13 | v15 | MLI-CZ13-v15 | 262.9601
MLI-w14v03-PkgAC-240to760.inp | MLI | CZ14 | v03 | MLI-CZ14-v03 | 296.5347
MLI-w14v07-PkgAC-240to760.inp | MLI | CZ14 | v07 | MLI-CZ14-v07 | 290.8757
MLI-w14v11-PkgAC-240to760.inp | MLI | CZ14 | v11 | MLI-CZ14-v11 | 256.3702
MLI-w14v15-PkgAC-240to760.inp | MLI | CZ14 | v15 | MLI-CZ14-v15 | 253.8367
MLI-w15v03-PkgAC-240to760.inp | MLI | CZ15 | v03 | MLI-CZ15-v03 | 372.1611
MLI-w15v07-PkgAC-240to760.inp | MLI | CZ15 | v07 | MLI-CZ15-v07 | 366.2413
MLI-w15v11-PkgAC-240to760.inp | MLI | CZ15 | v11 | MLI-CZ15-v11 | 325.6174
MLI-w15v15-PkgAC-240to760.inp | MLI | CZ15 | v15 | MLI-CZ15-v15 | 322.7131
MLI-w16v03-PkgAC-240to760.inp | MLI | CZ16 | v03 | MLI-CZ16-v03 | 229.2559
MLI-w16v07-PkgAC-240to760.inp | MLI | CZ16 | v07 | MLI-CZ16-v07 | 225.0343
MLI-w16v11-PkgAC-240to760.inp | MLI | CZ16 | v11 | MLI-CZ16-v11 | 185.148
MLI-w16v15-PkgAC-240to760.inp | MLI | CZ16 | v15 | MLI-CZ16-v15 | 183.4326
Mtl-w01v03-PkgAC-240to760.inp | Mtl | CZ01 | v03 | Mtl-CZ01-v03 | 47.7153
Mtl-w01v07-PkgAC-240to760.inp | Mtl | CZ01 | v07 | Mtl-CZ01-v07 | 47.7153
Mtl-w01v11-PkgAC-240to760.inp | Mtl | CZ01 | v11 | Mtl-CZ01-v11 | 47.5356
Mtl-w01v15-PkgAC-240to760.inp | Mtl | CZ01 | v15 | Mtl-CZ01-v15 | 40.7999
Mtl-w02v03-PkgAC-240to760.inp | Mtl | CZ02 | v03 | Mtl-CZ02-v03 | 43.0898
Mtl-w02v07-PkgAC-240to760.inp | Mtl | CZ02 | v07 | Mtl-CZ02-v07 | 43.0898
Mtl-w02v11-PkgAC-240to760.inp | Mtl | CZ02 | v11 | Mtl-CZ02-v11 | 41.9352
Mtl-w02v15-PkgAC-240to760.inp | Mtl | CZ02 | v15 | Mtl-CZ02-v15 | 35.424
Mtl-w03v03-PkgAC-240to760.inp | Mtl | CZ03 | v03 | Mtl-CZ03-v03 | 51.1234
Mtl-w03v07-PkgAC-240to760.inp | Mtl | CZ03 | v07 | Mtl-CZ03-v07 | 51.1234
Mtl-w03v11-PkgAC-240to760.inp | Mtl | CZ03 | v11 | Mtl-CZ03-v11 | 49.9918
Mtl-w03v15-PkgAC-240to760.inp | Mtl | CZ03 | v15 | Mtl-CZ03-v15 | 42.4981
Mtl-w04v03-PkgAC-240to760.inp | Mtl | CZ04 | v03 | Mtl-CZ04-v03 | 44.5814
Mtl-w04v07-PkgAC-240to760.inp | Mtl | CZ04 | v07 | Mtl-CZ04-v07 | 44.5814
Mtl-w04v11-PkgAC-240to760.inp | Mtl | CZ04 | v11 | Mtl-CZ04-v11 | 42.5695
Mtl-w04v15-PkgAC-240to760.inp | Mtl | CZ04 | v15 | Mtl-CZ04-v15 | 36.0198
Mtl-w05v03-PkgAC-240to760.inp | Mtl | CZ05 | v03 | Mtl-CZ05-v03 | 50.6961
Mtl-w05v07-PkgAC-240to760.inp | Mtl | CZ05 | v07 | Mtl-CZ05-v07 | 50.6961
Mtl-w05v11-PkgAC-240to760.inp | Mtl | CZ05 | v11 | Mtl-CZ05-v11 | 49.498
Mtl-w05v15-PkgAC-240to760.inp | Mtl | CZ05 | v15 | Mtl-CZ05-v15 | 42.1327
Mtl-w06v03-PkgAC-240to760.inp | Mtl | CZ06 | v03 | Mtl-CZ06-v03 | 52.9
Mtl-w06v07-PkgAC-240to760.inp | Mtl | CZ06 | v07 | Mtl-CZ06-v07 | 52.9
Mtl-w06v11-PkgAC-240to760.inp | Mtl | CZ06 | v11 | Mtl-CZ06-v11 | 51.3846
Mtl-w06v15-PkgAC-240to760.inp | Mtl | CZ06 | v15 | Mtl-CZ06-v15 | 44.1088
Mtl-w07v03-PkgAC-240to760.inp | Mtl | CZ07 | v03 | Mtl-CZ07-v03 | 52.0036
Mtl-w07v07-PkgAC-240to760.inp | Mtl | CZ07 | v07 | Mtl-CZ07-v07 | 52.0036
Mtl-w07v11-PkgAC-240to760.inp | Mtl | CZ07 | v11 | Mtl-CZ07-v11 | 50.7248
Mtl-w07v15-PkgAC-240to760.inp | Mtl | CZ07 | v15 | Mtl-CZ07-v15 | 43.5472
Mtl-w08v03-PkgAC-240to760.inp | Mtl | CZ08 | v03 | Mtl-CZ08-v03 | 45.3205
Mtl-w08v07-PkgAC-240to760.inp | Mtl | CZ08 | v07 | Mtl-CZ08-v07 | 45.3205
Mtl-w08v11-PkgAC-240to760.inp | Mtl | CZ08 | v11 | Mtl-CZ08-v11 | 43.2909
Mtl-w08v15-PkgAC-240to760.inp | Mtl | CZ08 | v15 | Mtl-CZ08-v15 | 36.8356
Mtl-w09v03-PkgAC-240to760.inp | Mtl | CZ09 | v03 | Mtl-CZ09-v03 | 54.1186
Mtl-w09v07-PkgAC-240to760.inp | Mtl | CZ09 | v07 | Mtl-CZ09-v07 | 54.1186
Mtl-w09v11-PkgAC-240to760.inp | Mtl | CZ09 | v11 | Mtl-CZ09-v11 | 51.6371
Mtl-w09v15-PkgAC-240to760.inp | Mtl | CZ09 | v15 | Mtl-CZ09-v15 | 44.4452
Mtl-w10v03-PkgAC-240to760.inp | Mtl | CZ10 | v03 | Mtl-CZ10-v03 | 49.9705
Mtl-w10v07-PkgAC-240to760.inp | Mtl | CZ10 | v07 | Mtl-CZ10-v07 | 49.9705
Mtl-w10v11-PkgAC-240to760.inp | Mtl | CZ10 | v11 | Mtl-CZ10-v11 | 48.5371
Mtl-w10v15-PkgAC-240to760.inp | Mtl | CZ10 | v15 | Mtl-CZ10-v15 | 41.4398
Mtl-w11v03-PkgAC-240to760.inp | Mtl | CZ11 | v03 | Mtl-CZ11-v03 | 54.6376
Mtl-w11v07-PkgAC-240to760.inp | Mtl | CZ11 | v07 | Mtl-CZ11-v07 | 54.6376
Mtl-w11v11-PkgAC-240to760.inp | Mtl | CZ11 | v11 | Mtl-CZ11-v11 | 52.2168
Mtl-w11v15-PkgAC-240to760.inp | Mtl | CZ11 | v15 | Mtl-CZ11-v15 | 44.1985
Mtl-w12v03-PkgAC-240to760.inp | Mtl | CZ12 | v03 | Mtl-CZ12-v03 | 50.6056
Mtl-w12v07-PkgAC-240to760.inp | Mtl | CZ12 | v07 | Mtl-CZ12-v07 | 50.6056
Mtl-w12v11-PkgAC-240to760.inp | Mtl | CZ12 | v11 | Mtl-CZ12-v11 | 49.1555
Mtl-w12v15-PkgAC-240to760.inp | Mtl | CZ12 | v15 | Mtl-CZ12-v15 | 41.7112
Mtl-w13v03-PkgAC-240to760.inp | Mtl | CZ13 | v03 | Mtl-CZ13-v03 | 55.755
Mtl-w13v07-PkgAC-240to760.inp | Mtl | CZ13 | v07 | Mtl-CZ13-v07 | 55.755
Mtl-w13v11-PkgAC-240to760.inp | Mtl | CZ13 | v11 | Mtl-CZ13-v11 | 54.126
Mtl-w13v15-PkgAC-240to760.inp | Mtl | CZ13 | v15 | Mtl-CZ13-v15 | 46.183
Mtl-w14v03-PkgAC-240to760.inp | Mtl | CZ14 | v03 | Mtl-CZ14-v03 | 56.2694
Mtl-w14v07-PkgAC-240to760.inp | Mtl | CZ14 | v07 | Mtl-CZ14-v07 | 56.2694
Mtl-w14v11-PkgAC-240to760.inp | Mtl | CZ14 | v11 | Mtl-CZ14-v11 | 53.7277
Mtl-w14v15-PkgAC-240to760.inp | Mtl | CZ14 | v15 | Mtl-CZ14-v15 | 45.9999
Mtl-w15v03-PkgAC-240to760.inp | Mtl | CZ15 | v03 | Mtl-CZ15-v03 | 70.3893
Mtl-w15v07-PkgAC-240to760.inp | Mtl | CZ15 | v07 | Mtl-CZ15-v07 | 70.3893
Mtl-w15v11-PkgAC-240to760.inp | Mtl | CZ15 | v11 | Mtl-CZ15-v11 | 67.3478
Mtl-w15v15-PkgAC-240to760.inp | Mtl | CZ15 | v15 | Mtl-CZ15-v15 | 57.9351
Mtl-w16v03-PkgAC-240to760.inp | Mtl | CZ16 | v03 | Mtl-CZ16-v03 | 51.7679
Mtl-w16v07-PkgAC-240to760.inp | Mtl | CZ16 | v07 | Mtl-CZ16-v07 | 51.7679
Mtl-w16v11-PkgAC-240to760.inp | Mtl | CZ16 | v11 | Mtl-CZ16-v11 | 50.7477
Mtl-w16v15-PkgAC-240to760.inp | Mtl | CZ16 | v15 | Mtl-CZ16-v15 | 42.6229
Nrs-w01v03-PkgAC-240to760.inp | Nrs | CZ01 | v03 | Nrs-CZ01-v03 | 181.7422
Nrs-w01v07-PkgAC-240to760.inp | Nrs | CZ01 | v07 | Nrs-CZ01-v07 | 181.7411
Nrs-w01v11-PkgAC-240to760.inp | Nrs | CZ01 | v11 | Nrs-CZ01-v11 | 181.7411
Nrs-w01v15-PkgAC-240to760.inp | Nrs | CZ01 | v15 | Nrs-CZ01-v15 | 181.607
Nrs-w02v03-PkgAC-240to760.inp | Nrs | CZ02 | v03 | Nrs-CZ02-v03 | 182.3513
Nrs-w02v07-PkgAC-240to760.inp | Nrs | CZ02 | v07 | Nrs-CZ02-v07 | 182.3481
Nrs-w02v11-PkgAC-240to760.inp | Nrs | CZ02 | v11 | Nrs-CZ02-v11 | 182.1524
Nrs-w02v15-PkgAC-240to760.inp | Nrs | CZ02 | v15 | Nrs-CZ02-v15 | 181.6561
Nrs-w03v03-PkgAC-240to760.inp | Nrs | CZ03 | v03 | Nrs-CZ03-v03 | 185.6979
Nrs-w03v07-PkgAC-240to760.inp | Nrs | CZ03 | v07 | Nrs-CZ03-v07 | 185.6935
Nrs-w03v11-PkgAC-240to760.inp | Nrs | CZ03 | v11 | Nrs-CZ03-v11 | 185.689
Nrs-w03v15-PkgAC-240to760.inp | Nrs | CZ03 | v15 | Nrs-CZ03-v15 | 181.6163
Nrs-w04v03-PkgAC-240to760.inp | Nrs | CZ04 | v03 | Nrs-CZ04-v03 | 187.4515
Nrs-w04v07-PkgAC-240to760.inp | Nrs | CZ04 | v07 | Nrs-CZ04-v07 | 187.3762
Nrs-w04v11-PkgAC-240to760.inp | Nrs | CZ04 | v11 | Nrs-CZ04-v11 | 186.4062
Nrs-w04v15-PkgAC-240to760.inp | Nrs | CZ04 | v15 | Nrs-CZ04-v15 | 181.6391
Nrs-w05v03-PkgAC-240to760.inp | Nrs | CZ05 | v03 | Nrs-CZ05-v03 | 185.4947
Nrs-w05v07-PkgAC-240to760.inp | Nrs | CZ05 | v07 | Nrs-CZ05-v07 | 185.4893
Nrs-w05v11-PkgAC-240to760.inp | Nrs | CZ05 | v11 | Nrs-CZ05-v11 | 185.4893
Nrs-w05v15-PkgAC-240to760.inp | Nrs | CZ05 | v15 | Nrs-CZ05-v15 | 181.607
Nrs-w06v03-PkgAC-240to760.inp | Nrs | CZ06 | v03 | Nrs-CZ06-v03 | 188.1626
Nrs-w06v07-PkgAC-240to760.inp | Nrs | CZ06 | v07 | Nrs-CZ06-v07 | 188.1626
Nrs-w06v11-PkgAC-240to760.inp | Nrs | CZ06 | v11 | Nrs-CZ06-v11 | 188.1626
Nrs-w06v15-PkgAC-240to760.inp | Nrs | CZ06 | v15 | Nrs-CZ06-v15 | 181.6963
Nrs-w07v03-PkgAC-240to760.inp | Nrs | CZ07 | v03 | Nrs-CZ07-v03 | 187.1996
Nrs-w07v07-PkgAC-240to760.inp | Nrs | CZ07 | v07 | Nrs-CZ07-v07 | 187.1996
Nrs-w07v11-PkgAC-240to760.inp | Nrs | CZ07 | v11 | Nrs-CZ07-v11 | 187.1917
Nrs-w07v15-PkgAC-240to760.inp | Nrs | CZ07 | v15 | Nrs-CZ07-v15 | 181.678
Nrs-w08v03-PkgAC-240to760.inp | Nrs | CZ08 | v03 | Nrs-CZ08-v03 | 191.86
Nrs-w08v07-PkgAC-240to760.inp | Nrs | CZ08 | v07 | Nrs-CZ08-v07 | 191.86
Nrs-w08v11-PkgAC-240to760.inp | Nrs | CZ08 | v11 | Nrs-CZ08-v11 | 191.7804
Nrs-w08v15-PkgAC-240to760.inp | Nrs | CZ08 | v15 | Nrs-CZ08-v15 | 181.7717
Nrs-w09v03-PkgAC-240to760.inp | Nrs | CZ09 | v03 | Nrs-CZ09-v03 | 201.5344
Nrs-w09v07-PkgAC-240to760.inp | Nrs | CZ09 | v07 | Nrs-CZ09-v07 | 201.5344
Nrs-w09v11-PkgAC-240to760.inp | Nrs | CZ09 | v11 | Nrs-CZ09-v11 | 197.8396
Nrs-w09v15-PkgAC-240to760.inp | Nrs | CZ09 | v15 | Nrs-CZ09-v15 | 183.0548
Nrs-w10v03-PkgAC-240to760.inp | Nrs | CZ10 | v03 | Nrs-CZ10-v03 | 184.0625
Nrs-w10v07-PkgAC-240to760.inp | Nrs | CZ10 | v07 | Nrs-CZ10-v07 | 184.017
Nrs-w10v11-PkgAC-240to760.inp | Nrs | CZ10 | v11 | Nrs-CZ10-v11 | 183.5294
Nrs-w10v15-PkgAC-240to760.inp | Nrs | CZ10 | v15 | Nrs-CZ10-v15 | 182.3519
Nrs-w11v03-PkgAC-240to760.inp | Nrs | CZ11 | v03 | Nrs-CZ11-v03 | 186.7112
Nrs-w11v07-PkgAC-240to760.inp | Nrs | CZ11 | v07 | Nrs-CZ11-v07 | 186.5385
Nrs-w11v11-PkgAC-240to760.inp | Nrs | CZ11 | v11 | Nrs-CZ11-v11 | 185.0056
Nrs-w11v15-PkgAC-240to760.inp | Nrs | CZ11 | v15 | Nrs-CZ11-v15 | 183.1816
Nrs-w12v03-PkgAC-240to760.inp | Nrs | CZ12 | v03 | Nrs-CZ12-v03 | 183.6385
Nrs-w12v07-PkgAC-240to760.inp | Nrs | CZ12 | v07 | Nrs-CZ12-v07 | 183.5966
Nrs-w12v11-PkgAC-240to760.inp | Nrs | CZ12 | v11 | Nrs-CZ12-v11 | 183.1806
Nrs-w12v15-PkgAC-240to760.inp | Nrs | CZ12 | v15 | Nrs-CZ12-v15 | 182.161
Nrs-w13v03-PkgAC-240to760.inp | Nrs | CZ13 | v03 | Nrs-CZ13-v03 | 187.2605
Nrs-w13v07-PkgAC-240to760.inp | Nrs | CZ13 | v07 | Nrs-CZ13-v07 | 187.0867
Nrs-w13v11-PkgAC-240to760.inp | Nrs | CZ13 | v11 | Nrs-CZ13-v11 | 185.5578
Nrs-w13v15-PkgAC-240to760.inp | Nrs | CZ13 | v15 | Nrs-CZ13-v15 | 183.2968
Nrs-w14v03-PkgAC-240to760.inp | Nrs | CZ14 | v03 | Nrs-CZ14-v03 | 187.5888
Nrs-w14v07-PkgAC-240to760.inp | Nrs | CZ14 | v07 | Nrs-CZ14-v07 | 187.4179
Nrs-w14v11-PkgAC-240to760.inp | Nrs | CZ14 | v11 | Nrs-CZ14-v11 | 185.8795
Nrs-w14v15-PkgAC-240to760.inp | Nrs | CZ14 | v15 | Nrs-CZ14-v15 | 183.4605
Nrs-w15v03-PkgAC-240to760.inp | Nrs | CZ15 | v03 | Nrs-CZ15-v03 | 209.041
Nrs-w15v07-PkgAC-240to760.inp | Nrs | CZ15 | v07 | Nrs-CZ15-v07 | 208.6102
Nrs-w15v11-PkgAC-240to760.inp | Nrs | CZ15 | v11 | Nrs-CZ15-v11 | 201.4566
Nrs-w15v15-PkgAC-240to760.inp | Nrs | CZ15 | v15 | Nrs-CZ15-v15 | 194.8036
Nrs-w16v03-PkgAC-240to760.inp | Nrs | CZ16 | v03 | Nrs-CZ16-v03 | 182.145
Nrs-w16v07-PkgAC-240to760.inp | Nrs | CZ16 | v07 | Nrs-CZ16-v07 | 182.1416
Nrs-w16v11-PkgAC-240to760.inp | Nrs | CZ16 | v11 | Nrs-CZ16-v11 | 181.9556
Nrs-w16v15-PkgAC-240to760.inp | Nrs | CZ16 | v15 | Nrs-CZ16-v15 | 181.6474
OfL-w01v03-PkgAC-240to760.inp | OfL | CZ01 | v03 | OfL-CZ01-v03 | 463.1561
OfL-w01v07-PkgAC-240to760.inp | OfL | CZ01 | v07 | OfL-CZ01-v07 | 462.8352
OfL-w01v11-PkgAC-240to760.inp | OfL | CZ01 | v11 | OfL-CZ01-v11 | 459.7267
OfL-w01v15-PkgAC-240to760.inp | OfL | CZ01 | v15 | OfL-CZ01-v15 | 449.8958
OfL-w02v03-PkgAC-240to760.inp | OfL | CZ02 | v03 | OfL-CZ02-v03 | 439.1981
OfL-w02v07-PkgAC-240to760.inp | OfL | CZ02 | v07 | OfL-CZ02-v07 | 438.7671
OfL-w02v11-PkgAC-240to760.inp | OfL | CZ02 | v11 | OfL-CZ02-v11 | 422.5073
OfL-w02v15-PkgAC-240to760.inp | OfL | CZ02 | v15 | OfL-CZ02-v15 | 418.8581
OfL-w03v03-PkgAC-240to760.inp | OfL | CZ03 | v03 | OfL-CZ03-v03 | 516.3636
OfL-w03v07-PkgAC-240to760.inp | OfL | CZ03 | v07 | OfL-CZ03-v07 | 515.9443
OfL-w03v11-PkgAC-240to760.inp | OfL | CZ03 | v11 | OfL-CZ03-v11 | 507.4117
OfL-w03v15-PkgAC-240to760.inp | OfL | CZ03 | v15 | OfL-CZ03-v15 | 471.7586
OfL-w04v03-PkgAC-240to760.inp | OfL | CZ04 | v03 | OfL-CZ04-v03 | 466.2837
OfL-w04v07-PkgAC-240to760.inp | OfL | CZ04 | v07 | OfL-CZ04-v07 | 465.8516
OfL-w04v11-PkgAC-240to760.inp | OfL | CZ04 | v11 | OfL-CZ04-v11 | 447.769
OfL-w04v15-PkgAC-240to760.inp | OfL | CZ04 | v15 | OfL-CZ04-v15 | 421.2051
OfL-w05v03-PkgAC-240to760.inp | OfL | CZ05 | v03 | OfL-CZ05-v03 | 513.1072
OfL-w05v07-PkgAC-240to760.inp | OfL | CZ05 | v07 | OfL-CZ05-v07 | 512.6125
OfL-w05v11-PkgAC-240to760.inp | OfL | CZ05 | v11 | OfL-CZ05-v11 | 502.9073
OfL-w05v15-PkgAC-240to760.inp | OfL | CZ05 | v15 | OfL-CZ05-v15 | 467.1873
OfL-w06v03-PkgAC-240to760.inp | OfL | CZ06 | v03 | OfL-CZ06-v03 | 549.2812
OfL-w06v07-PkgAC-240to760.inp | OfL | CZ06 | v07 | OfL-CZ06-v07 | 549.2812
OfL-w06v11-PkgAC-240to760.inp | OfL | CZ06 | v11 | OfL-CZ06-v11 | 540.6006
OfL-w06v15-PkgAC-240to760.inp | OfL | CZ06 | v15 | OfL-CZ06-v15 | 508.2554
OfL-w07v03-PkgAC-240to760.inp | OfL | CZ07 | v03 | OfL-CZ07-v03 | 537.5983
OfL-w07v07-PkgAC-240to760.inp | OfL | CZ07 | v07 | OfL-CZ07-v07 | 537.5983
OfL-w07v11-PkgAC-240to760.inp | OfL | CZ07 | v11 | OfL-CZ07-v11 | 529.1275
OfL-w07v15-PkgAC-240to760.inp | OfL | CZ07 | v15 | OfL-CZ07-v15 | 496.4106
OfL-w08v03-PkgAC-240to760.inp | OfL | CZ08 | v03 | OfL-CZ08-v03 | 489.3304
OfL-w08v07-PkgAC-240to760.inp | OfL | CZ08 | v07 | OfL-CZ08-v07 | 489.3304
OfL-w08v11-PkgAC-240to760.inp | OfL | CZ08 | v11 | OfL-CZ08-v11 | 471.161
OfL-w08v15-PkgAC-240to760.inp | OfL | CZ08 | v15 | OfL-CZ08-v15 | 443.8775
OfL-w09v03-PkgAC-240to760.inp | OfL | CZ09 | v03 | OfL-CZ09-v03 | 572.7333
OfL-w09v07-PkgAC-240to760.inp | OfL | CZ09 | v07 | OfL-CZ09-v07 | 572.7333
OfL-w09v11-PkgAC-240to760.inp | OfL | CZ09 | v11 | OfL-CZ09-v11 | 547.5191
OfL-w09v15-PkgAC-240to760.inp | OfL | CZ09 | v15 | OfL-CZ09-v15 | 520.7315
OfL-w10v03-PkgAC-240to760.inp | OfL | CZ10 | v03 | OfL-CZ10-v03 | 509.8339
OfL-w10v07-PkgAC-240to760.inp | OfL | CZ10 | v07 | OfL-CZ10-v07 | 509.3916
OfL-w10v11-PkgAC-240to760.inp | OfL | CZ10 | v11 | OfL-CZ10-v11 | 487.9557
OfL-w10v15-PkgAC-240to760.inp | OfL | CZ10 | v15 | OfL-CZ10-v15 | 489.1679
OfL-w11v03-PkgAC-240to760.inp | OfL | CZ11 | v03 | OfL-CZ11-v03 | 547.3289
OfL-w11v07-PkgAC-240to760.inp | OfL | CZ11 | v07 | OfL-CZ11-v07 | 546.822
OfL-w11v11-PkgAC-240to760.inp | OfL | CZ11 | v11 | OfL-CZ11-v11 | 521.7281
OfL-w11v15-PkgAC-240to760.inp | OfL | CZ11 | v15 | OfL-CZ11-v15 | 525.4479
OfL-w12v03-PkgAC-240to760.inp | OfL | CZ12 | v03 | OfL-CZ12-v03 | 507.4992
OfL-w12v07-PkgAC-240to760.inp | OfL | CZ12 | v07 | OfL-CZ12-v07 | 507.0722
OfL-w12v11-PkgAC-240to760.inp | OfL | CZ12 | v11 | OfL-CZ12-v11 | 485.15
OfL-w12v15-PkgAC-240to760.inp | OfL | CZ12 | v15 | OfL-CZ12-v15 | 486.4841
OfL-w13v03-PkgAC-240to760.inp | OfL | CZ13 | v03 | OfL-CZ13-v03 | 553.406
OfL-w13v07-PkgAC-240to760.inp | OfL | CZ13 | v07 | OfL-CZ13-v07 | 552.8524
OfL-w13v11-PkgAC-240to760.inp | OfL | CZ13 | v11 | OfL-CZ13-v11 | 528.1478
OfL-w13v15-PkgAC-240to760.inp | OfL | CZ13 | v15 | OfL-CZ13-v15 | 530.4238
OfL-w14v03-PkgAC-240to760.inp | OfL | CZ14 | v03 | OfL-CZ14-v03 | 554.4151
OfL-w14v07-PkgAC-240to760.inp | OfL | CZ14 | v07 | OfL-CZ14-v07 | 553.4252
OfL-w14v11-PkgAC-240to760.inp | OfL | CZ14 | v11 | OfL-CZ14-v11 | 529.3366
OfL-w14v15-PkgAC-240to760.inp | OfL | CZ14 | v15 | OfL-CZ14-v15 | 534.4004
OfL-w15v03-PkgAC-240to760.inp | OfL | CZ15 | v03 | OfL-CZ15-v03 | 666.4105
OfL-w15v07-PkgAC-240to760.inp | OfL | CZ15 | v07 | OfL-CZ15-v07 | 666.3845
OfL-w15v11-PkgAC-240to760.inp | OfL | CZ15 | v11 | OfL-CZ15-v11 | 635.1111
OfL-w15v15-PkgAC-240to760.inp | OfL | CZ15 | v15 | OfL-CZ15-v15 | 643.7715
OfL-w16v03-PkgAC-240to760.inp | OfL | CZ16 | v03 | OfL-CZ16-v03 | 522.1091
OfL-w16v07-PkgAC-240to760.inp | OfL | CZ16 | v07 | OfL-CZ16-v07 | 521.6746
OfL-w16v11-PkgAC-240to760.inp | OfL | CZ16 | v11 | OfL-CZ16-v11 | 506.8559
OfL-w16v15-PkgAC-240to760.inp | OfL | CZ16 | v15 | OfL-CZ16-v15 | 503.2189
OfS-w01v03-PkgAC-240to760.inp | OfS | CZ01 | v03 | OfS-CZ01-v03 | 29.1619
OfS-w01v07-PkgAC-240to760.inp | OfS | CZ01 | v07 | OfS-CZ01-v07 | 29.1573
OfS-w01v11-PkgAC-240to760.inp | OfS | CZ01 | v11 | OfS-CZ01-v11 | 29.0485
OfS-w01v15-PkgAC-240to760.inp | OfS | CZ01 | v15 | OfS-CZ01-v15 | 25.6223
OfS-w02v03-PkgAC-240to760.inp | OfS | CZ02 | v03 | OfS-CZ02-v03 | 29.5302
OfS-w02v07-PkgAC-240to760.inp | OfS | CZ02 | v07 | OfS-CZ02-v07 | 29.4606
OfS-w02v11-PkgAC-240to760.inp | OfS | CZ02 | v11 | OfS-CZ02-v11 | 28.9523
OfS-w02v15-PkgAC-240to760.inp | OfS | CZ02 | v15 | OfS-CZ02-v15 | 25.7924
OfS-w03v03-PkgAC-240to760.inp | OfS | CZ03 | v03 | OfS-CZ03-v03 | 34.0476
OfS-w03v07-PkgAC-240to760.inp | OfS | CZ03 | v07 | OfS-CZ03-v07 | 34.041
OfS-w03v11-PkgAC-240to760.inp | OfS | CZ03 | v11 | OfS-CZ03-v11 | 33.9263
OfS-w03v15-PkgAC-240to760.inp | OfS | CZ03 | v15 | OfS-CZ03-v15 | 27.5161
OfS-w04v03-PkgAC-240to760.inp | OfS | CZ04 | v03 | OfS-CZ04-v03 | 32.3431
OfS-w04v07-PkgAC-240to760.inp | OfS | CZ04 | v07 | OfS-CZ04-v07 | 32.2752
OfS-w04v11-PkgAC-240to760.inp | OfS | CZ04 | v11 | OfS-CZ04-v11 | 31.5946
OfS-w04v15-PkgAC-240to760.inp | OfS | CZ04 | v15 | OfS-CZ04-v15 | 26.1586
OfS-w05v03-PkgAC-240to760.inp | OfS | CZ05 | v03 | OfS-CZ05-v03 | 33.6353
OfS-w05v07-PkgAC-240to760.inp | OfS | CZ05 | v07 | OfS-CZ05-v07 | 33.6275
OfS-w05v11-PkgAC-240to760.inp | OfS | CZ05 | v11 | OfS-CZ05-v11 | 33.5207
OfS-w05v15-PkgAC-240to760.inp | OfS | CZ05 | v15 | OfS-CZ05-v15 | 27.1684
OfS-w06v03-PkgAC-240to760.inp | OfS | CZ06 | v03 | OfS-CZ06-v03 | 36.2111
OfS-w06v07-PkgAC-240to760.inp | OfS | CZ06 | v07 | OfS-CZ06-v07 | 36.2111
OfS-w06v11-PkgAC-240to760.inp | OfS | CZ06 | v11 | OfS-CZ06-v11 | 36.106
OfS-w06v15-PkgAC-240to760.inp | OfS | CZ06 | v15 | OfS-CZ06-v15 | 29.3974
OfS-w07v03-PkgAC-240to760.inp | OfS | CZ07 | v03 | OfS-CZ07-v03 | 35.323
OfS-w07v07-PkgAC-240to760.inp | OfS | CZ07 | v07 | OfS-CZ07-v07 | 35.323
OfS-w07v11-PkgAC-240to760.inp | OfS | CZ07 | v11 | OfS-CZ07-v11 | 35.2103
OfS-w07v15-PkgAC-240to760.inp | OfS | CZ07 | v15 | OfS-CZ07-v15 | 28.6994
OfS-w08v03-PkgAC-240to760.inp | OfS | CZ08 | v03 | OfS-CZ08-v03 | 33.6422
OfS-w08v07-PkgAC-240to760.inp | OfS | CZ08 | v07 | OfS-CZ08-v07 | 33.6422
OfS-w08v11-PkgAC-240to760.inp | OfS | CZ08 | v11 | OfS-CZ08-v11 | 33.4938
OfS-w08v15-PkgAC-240to760.inp | OfS | CZ08 | v15 | OfS-CZ08-v15 | 28.0821
OfS-w09v03-PkgAC-240to760.inp | OfS | CZ09 | v03 | OfS-CZ09-v03 | 39.8555
OfS-w09v07-PkgAC-240to760.inp | OfS | CZ09 | v07 | OfS-CZ09-v07 | 39.8555
OfS-w09v11-PkgAC-240to760.inp | OfS | CZ09 | v11 | OfS-CZ09-v11 | 38.7131
OfS-w09v15-PkgAC-240to760.inp | OfS | CZ09 | v15 | OfS-CZ09-v15 | 32.9267
OfS-w10v03-PkgAC-240to760.inp | OfS | CZ10 | v03 | OfS-CZ10-v03 | 34.9207
OfS-w10v07-PkgAC-240to760.inp | OfS | CZ10 | v07 | OfS-CZ10-v07 | 34.8365
OfS-w10v11-PkgAC-240to760.inp | OfS | CZ10 | v11 | OfS-CZ10-v11 | 34.1754
OfS-w10v15-PkgAC-240to760.inp | OfS | CZ10 | v15 | OfS-CZ10-v15 | 31.0401
OfS-w11v03-PkgAC-240to760.inp | OfS | CZ11 | v03 | OfS-CZ11-v03 | 37.686
OfS-w11v07-PkgAC-240to760.inp | OfS | CZ11 | v07 | OfS-CZ11-v07 | 37.5842
OfS-w11v11-PkgAC-240to760.inp | OfS | CZ11 | v11 | OfS-CZ11-v11 | 36.8288
OfS-w11v15-PkgAC-240to760.inp | OfS | CZ11 | v15 | OfS-CZ11-v15 | 33.6363
OfS-w12v03-PkgAC-240to760.inp | OfS | CZ12 | v03 | OfS-CZ12-v03 | 34.7192
OfS-w12v07-PkgAC-240to760.inp | OfS | CZ12 | v07 | OfS-CZ12-v07 | 34.6306
OfS-w12v11-PkgAC-240to760.inp | OfS | CZ12 | v11 | OfS-CZ12-v11 | 33.9542
OfS-w12v15-PkgAC-240to760.inp | OfS | CZ12 | v15 | OfS-CZ12-v15 | 30.7684
OfS-w13v03-PkgAC-240to760.inp | OfS | CZ13 | v03 | OfS-CZ13-v03 | 38.1781
OfS-w13v07-PkgAC-240to760.inp | OfS | CZ13 | v07 | OfS-CZ13-v07 | 38.076
OfS-w13v11-PkgAC-240to760.inp | OfS | CZ13 | v11 | OfS-CZ13-v11 | 37.3256
OfS-w13v15-PkgAC-240to760.inp | OfS | CZ13 | v15 | OfS-CZ13-v15 | 34.0558
OfS-w14v03-PkgAC-240to760.inp | OfS | CZ14 | v03 | OfS-CZ14-v03 | 37.9329
OfS-w14v07-PkgAC-240to760.inp | OfS | CZ14 | v07 | OfS-CZ14-v07 | 37.8295
OfS-w14v11-PkgAC-240to760.inp | OfS | CZ14 | v11 | OfS-CZ14-v11 | 37.1041
OfS-w14v15-PkgAC-240to760.inp | OfS | CZ14 | v15 | OfS-CZ14-v15 | 34.1592
OfS-w15v03-PkgAC-240to760.inp | OfS | CZ15 | v03 | OfS-CZ15-v03 | 45.8697
OfS-w15v07-PkgAC-240to760.inp | OfS | CZ15 | v07 | OfS-CZ15-v07 | 45.7439
OfS-w15v11-PkgAC-240to760.inp | OfS | CZ15 | v11 | OfS-CZ15-v11 | 44.1402
OfS-w15v15-PkgAC-240to760.inp | OfS | CZ15 | v15 | OfS-CZ15-v15 | 40.8675
OfS-w16v03-PkgAC-240to760.inp | OfS | CZ16 | v03 | OfS-CZ16-v03 | 33.2184
OfS-w16v07-PkgAC-240to760.inp | OfS | CZ16 | v07 | OfS-CZ16-v07 | 33.2107
OfS-w16v11-PkgAC-240to760.inp | OfS | CZ16 | v11 | OfS-CZ16-v11 | 32.7957
OfS-w16v15-PkgAC-240to760.inp | OfS | CZ16 | v15 | OfS-CZ16-v15 | 28.9991
RFF-w01v03-PkgAC-240to760.inp | RFF | CZ01 | v03 | RFF-CZ01-v03 | 6.5799
RFF-w01v07-PkgAC-240to760.inp | RFF | CZ01 | v07 | RFF-CZ01-v07 | 6.5137
RFF-w01v11-PkgAC-240to760.inp | RFF | CZ01 | v11 | RFF-CZ01-v11 | 6.4527
RFF-w01v15-PkgAC-240to760.inp | RFF | CZ01 | v15 | RFF-CZ01-v15 | 6.2718
RFF-w02v03-PkgAC-240to760.inp | RFF | CZ02 | v03 | RFF-CZ02-v03 | 6.6933
RFF-w02v07-PkgAC-240to760.inp | RFF | CZ02 | v07 | RFF-CZ02-v07 | 6.6083
RFF-w02v11-PkgAC-240to760.inp | RFF | CZ02 | v11 | RFF-CZ02-v11 | 6.5269
RFF-w02v15-PkgAC-240to760.inp | RFF | CZ02 | v15 | RFF-CZ02-v15 | 6.4488
RFF-w03v03-PkgAC-240to760.inp | RFF | CZ03 | v03 | RFF-CZ03-v03 | 7.7327
RFF-w03v07-PkgAC-240to760.inp | RFF | CZ03 | v07 | RFF-CZ03-v07 | 7.6715
RFF-w03v11-PkgAC-240to760.inp | RFF | CZ03 | v11 | RFF-CZ03-v11 | 7.6216
RFF-w03v15-PkgAC-240to760.inp | RFF | CZ03 | v15 | RFF-CZ03-v15 | 7.1623
RFF-w04v03-PkgAC-240to760.inp | RFF | CZ04 | v03 | RFF-CZ04-v03 | 7.0813
RFF-w04v07-PkgAC-240to760.inp | RFF | CZ04 | v07 | RFF-CZ04-v07 | 7.0175
RFF-w04v11-PkgAC-240to760.inp | RFF | CZ04 | v11 | RFF-CZ04-v11 | 6.9508
RFF-w04v15-PkgAC-240to760.inp | RFF | CZ04 | v15 | RFF-CZ04-v15 | 6.6087
RFF-w05v03-PkgAC-240to760.inp | RFF | CZ05 | v03 | RFF-CZ05-v03 | 7.3521
RFF-w05v07-PkgAC-240to760.inp | RFF | CZ05 | v07 | RFF-CZ05-v07 | 7.2767
RFF-w05v11-PkgAC-240to760.inp | RFF | CZ05 | v11 | RFF-CZ05-v11 | 7.2767
RFF-w05v15-PkgAC-240to760.inp | RFF | CZ05 | v15 | RFF-CZ05-v15 | 6.8143
RFF-w06v03-PkgAC-240to760.inp | RFF | CZ06 | v03 | RFF-CZ06-v03 | 8.5511
RFF-w06v07-PkgAC-240to760.inp | RFF | CZ06 | v07 | RFF-CZ06-v07 | 8.5511
RFF-w06v11-PkgAC-240to760.inp | RFF | CZ06 | v11 | RFF-CZ06-v11 | 8.5511
RFF-w06v15-PkgAC-240to760.inp | RFF | CZ06 | v15 | RFF-CZ06-v15 | 8.1035
RFF-w07v03-PkgAC-240to760.inp | RFF | CZ07 | v03 | RFF-CZ07-v03 | 8.2705
RFF-w07v07-PkgAC-240to760.inp | RFF | CZ07 | v07 | RFF-CZ07-v07 | 8.2705
RFF-w07v11-PkgAC-240to760.inp | RFF | CZ07 | v11 | RFF-CZ07-v11 | 8.2111
RFF-w07v15-PkgAC-240to760.inp | RFF | CZ07 | v15 | RFF-CZ07-v15 | 7.7584
RFF-w08v03-PkgAC-240to760.inp | RFF | CZ08 | v03 | RFF-CZ08-v03 | 7.4979
RFF-w08v07-PkgAC-240to760.inp | RFF | CZ08 | v07 | RFF-CZ08-v07 | 7.4979
RFF-w08v11-PkgAC-240to760.inp | RFF | CZ08 | v11 | RFF-CZ08-v11 | 7.4251
RFF-w08v15-PkgAC-240to760.inp | RFF | CZ08 | v15 | RFF-CZ08-v15 | 7.116
RFF-w09v03-PkgAC-240to760.inp | RFF | CZ09 | v03 | RFF-CZ09-v03 | 9.9798
RFF-w09v07-PkgAC-240to760.inp | RFF | CZ09 | v07 | RFF-CZ09-v07 | 9.9798
RFF-w09v11-PkgAC-240to760.inp | RFF | CZ09 | v11 | RFF-CZ09-v11 | 9.6413
RFF-w09v15-PkgAC-240to760.inp | RFF | CZ09 | v15 | RFF-CZ09-v15 | 9.3044
RFF-w10v03-PkgAC-240to760.inp | RFF | CZ10 | v03 | RFF-CZ10-v03 | 8.6883
RFF-w10v07-PkgAC-240to760.inp | RFF | CZ10 | v07 | RFF-CZ10-v07 | 8.6049
RFF-w10v11-PkgAC-240to760.inp | RFF | CZ10 | v11 | RFF-CZ10-v11 | 8.5187
RFF-w10v15-PkgAC-240to760.inp | RFF | CZ10 | v15 | RFF-CZ10-v15 | 8.5336
RFF-w11v03-PkgAC-240to760.inp | RFF | CZ11 | v03 | RFF-CZ11-v03 | 10.0514
RFF-w11v07-PkgAC-240to760.inp | RFF | CZ11 | v07 | RFF-CZ11-v07 | 9.9382
RFF-w11v11-PkgAC-240to760.inp | RFF | CZ11 | v11 | RFF-CZ11-v11 | 9.3058
RFF-w11v15-PkgAC-240to760.inp | RFF | CZ11 | v15 | RFF-CZ11-v15 | 9.2675
RFF-w12v03-PkgAC-240to760.inp | RFF | CZ12 | v03 | RFF-CZ12-v03 | 8.7763
RFF-w12v07-PkgAC-240to760.inp | RFF | CZ12 | v07 | RFF-CZ12-v07 | 8.6749
RFF-w12v11-PkgAC-240to760.inp | RFF | CZ12 | v11 | RFF-CZ12-v11 | 8.4017
RFF-w12v15-PkgAC-240to760.inp | RFF | CZ12 | v15 | RFF-CZ12-v15 | 8.3472
RFF-w13v03-PkgAC-240to760.inp | RFF | CZ13 | v03 | RFF-CZ13-v03 | 10.0062
RFF-w13v07-PkgAC-240to760.inp | RFF | CZ13 | v07 | RFF-CZ13-v07 | 9.8945
RFF-w13v11-PkgAC-240to760.inp | RFF | CZ13 | v11 | RFF-CZ13-v11 | 9.4215
RFF-w13v15-PkgAC-240to760.inp | RFF | CZ13 | v15 | RFF-CZ13-v15 | 9.3709
RFF-w14v03-PkgAC-240to760.inp | RFF | CZ14 | v03 | RFF-CZ14-v03 | 9.9341
RFF-w14v07-PkgAC-240to760.inp | RFF | CZ14 | v07 | RFF-CZ14-v07 | 9.8252
RFF-w14v11-PkgAC-240to760.inp | RFF | CZ14 | v11 | RFF-CZ14-v11 | 9.213
RFF-w14v15-PkgAC-240to760.inp | RFF | CZ14 | v15 | RFF-CZ14-v15 | 9.1643
RFF-w15v03-PkgAC-240to760.inp | RFF | CZ15 | v03 | RFF-CZ15-v03 | 13.2167
RFF-w15v07-PkgAC-240to760.inp | RFF | CZ15 | v07 | RFF-CZ15-v07 | 13.0944
RFF-w15v11-PkgAC-240to760.inp | RFF | CZ15 | v11 | RFF-CZ15-v11 | 12.3727
RFF-w15v15-PkgAC-240to760.inp | RFF | CZ15 | v15 | RFF-CZ15-v15 | 12.3681
RFF-w16v03-PkgAC-240to760.inp | RFF | CZ16 | v03 | RFF-CZ16-v03 | 8.1926
RFF-w16v07-PkgAC-240to760.inp | RFF | CZ16 | v07 | RFF-CZ16-v07 | 8.1061
RFF-w16v11-PkgAC-240to760.inp | RFF | CZ16 | v11 | RFF-CZ16-v11 | 7.54
RFF-w16v15-PkgAC-240to760.inp | RFF | CZ16 | v15 | RFF-CZ16-v15 | 7.3522
RSD-w01v03-PkgAC-240to760.inp | RSD | CZ01 | v03 | RSD-CZ01-v03 | 11.7581
RSD-w01v07-PkgAC-240to760.inp | RSD | CZ01 | v07 | RSD-CZ01-v07 | 11.6178
RSD-w01v11-PkgAC-240to760.inp | RSD | CZ01 | v11 | RSD-CZ01-v11 | 11.6178
RSD-w01v15-PkgAC-240to760.inp | RSD | CZ01 | v15 | RSD-CZ01-v15 | 11.1614
RSD-w02v03-PkgAC-240to760.inp | RSD | CZ02 | v03 | RSD-CZ02-v03 | 12.3702
RSD-w02v07-PkgAC-240to760.inp | RSD | CZ02 | v07 | RSD-CZ02-v07 | 12.208
RSD-w02v11-PkgAC-240to760.inp | RSD | CZ02 | v11 | RSD-CZ02-v11 | 11.9373
RSD-w02v15-PkgAC-240to760.inp | RSD | CZ02 | v15 | RSD-CZ02-v15 | 11.6564
RSD-w03v03-PkgAC-240to760.inp | RSD | CZ03 | v03 | RSD-CZ03-v03 | 13.4689
RSD-w03v07-PkgAC-240to760.inp | RSD | CZ03 | v07 | RSD-CZ03-v07 | 13.3331
RSD-w03v11-PkgAC-240to760.inp | RSD | CZ03 | v11 | RSD-CZ03-v11 | 13.1967
RSD-w03v15-PkgAC-240to760.inp | RSD | CZ03 | v15 | RSD-CZ03-v15 | 12.034
RSD-w04v03-PkgAC-240to760.inp | RSD | CZ04 | v03 | RSD-CZ04-v03 | 13.0079
RSD-w04v07-PkgAC-240to760.inp | RSD | CZ04 | v07 | RSD-CZ04-v07 | 12.8807
RSD-w04v11-PkgAC-240to760.inp | RSD | CZ04 | v11 | RSD-CZ04-v11 | 12.553
RSD-w04v15-PkgAC-240to760.inp | RSD | CZ04 | v15 | RSD-CZ04-v15 | 11.6247
RSD-w05v03-PkgAC-240to760.inp | RSD | CZ05 | v03 | RSD-CZ05-v03 | 13.2642
RSD-w05v07-PkgAC-240to760.inp | RSD | CZ05 | v07 | RSD-CZ05-v07 | 13.097
RSD-w05v11-PkgAC-240to760.inp | RSD | CZ05 | v11 | RSD-CZ05-v11 | 13.097
RSD-w05v15-PkgAC-240to760.inp | RSD | CZ05 | v15 | RSD-CZ05-v15 | 11.9552
RSD-w06v03-PkgAC-240to760.inp | RSD | CZ06 | v03 | RSD-CZ06-v03 | 14.8259
RSD-w06v07-PkgAC-240to760.inp | RSD | CZ06 | v07 | RSD-CZ06-v07 | 14.8259
RSD-w06v11-PkgAC-240to760.inp | RSD | CZ06 | v11 | RSD-CZ06-v11 | 14.8259
RSD-w06v15-PkgAC-240to760.inp | RSD | CZ06 | v15 | RSD-CZ06-v15 | 13.5831
RSD-w07v03-PkgAC-240to760.inp | RSD | CZ07 | v03 | RSD-CZ07-v03 | 14.3747
RSD-w07v07-PkgAC-240to760.inp | RSD | CZ07 | v07 | RSD-CZ07-v07 | 14.3747
RSD-w07v11-PkgAC-240to760.inp | RSD | CZ07 | v11 | RSD-CZ07-v11 | 14.2033
RSD-w07v15-PkgAC-240to760.inp | RSD | CZ07 | v15 | RSD-CZ07-v15 | 12.9942
RSD-w08v03-PkgAC-240to760.inp | RSD | CZ08 | v03 | RSD-CZ08-v03 | 14.0879
RSD-w08v07-PkgAC-240to760.inp | RSD | CZ08 | v07 | RSD-CZ08-v07 | 14.0879
RSD-w08v11-PkgAC-240to760.inp | RSD | CZ08 | v11 | RSD-CZ08-v11 | 13.9347
RSD-w08v15-PkgAC-240to760.inp | RSD | CZ08 | v15 | RSD-CZ08-v15 | 13.0259
RSD-w09v03-PkgAC-240to760.inp | RSD | CZ09 | v03 | RSD-CZ09-v03 | 18.4567
RSD-w09v07-PkgAC-240to760.inp | RSD | CZ09 | v07 | RSD-CZ09-v07 | 18.4567
RSD-w09v11-PkgAC-240to760.inp | RSD | CZ09 | v11 | RSD-CZ09-v11 | 17.4161
RSD-w09v15-PkgAC-240to760.inp | RSD | CZ09 | v15 | RSD-CZ09-v15 | 16.3117
RSD-w10v03-PkgAC-240to760.inp | RSD | CZ10 | v03 | RSD-CZ10-v03 | 15.7447
RSD-w10v07-PkgAC-240to760.inp | RSD | CZ10 | v07 | RSD-CZ10-v07 | 15.5633
RSD-w10v11-PkgAC-240to760.inp | RSD | CZ10 | v11 | RSD-CZ10-v11 | 15.1942
RSD-w10v15-PkgAC-240to760.inp | RSD | CZ10 | v15 | RSD-CZ10-v15 | 14.9968
RSD-w11v03-PkgAC-240to760.inp | RSD | CZ11 | v03 | RSD-CZ11-v03 | 18.1002
RSD-w11v07-PkgAC-240to760.inp | RSD | CZ11 | v07 | RSD-CZ11-v07 | 17.8558
RSD-w11v11-PkgAC-240to760.inp | RSD | CZ11 | v11 | RSD-CZ11-v11 | 17.3934
RSD-w11v15-PkgAC-240to760.inp | RSD | CZ11 | v15 | RSD-CZ11-v15 | 17.1648
RSD-w12v03-PkgAC-240to760.inp | RSD | CZ12 | v03 | RSD-CZ12-v03 | 15.8251
RSD-w12v07-PkgAC-240to760.inp | RSD | CZ12 | v07 | RSD-CZ12-v07 | 15.6117
RSD-w12v11-PkgAC-240to760.inp | RSD | CZ12 | v11 | RSD-CZ12-v11 | 15.2256
RSD-w12v15-PkgAC-240to760.inp | RSD | CZ12 | v15 | RSD-CZ12-v15 | 15.0089
RSD-w13v03-PkgAC-240to760.inp | RSD | CZ13 | v03 | RSD-CZ13-v03 | 18.1238
RSD-w13v07-PkgAC-240to760.inp | RSD | CZ13 | v07 | RSD-CZ13-v07 | 17.8802
RSD-w13v11-PkgAC-240to760.inp | RSD | CZ13 | v11 | RSD-CZ13-v11 | 17.4217
RSD-w13v15-PkgAC-240to760.inp | RSD | CZ13 | v15 | RSD-CZ13-v15 | 17.1927
RSD-w14v03-PkgAC-240to760.inp | RSD | CZ14 | v03 | RSD-CZ14-v03 | 18.119
RSD-w14v07-PkgAC-240to760.inp | RSD | CZ14 | v07 | RSD-CZ14-v07 | 17.8816
RSD-w14v11-PkgAC-240to760.inp | RSD | CZ14 | v11 | RSD-CZ14-v11 | 17.4433
RSD-w14v15-PkgAC-240to760.inp | RSD | CZ14 | v15 | RSD-CZ14-v15 | 17.2029
RSD-w15v03-PkgAC-240to760.inp | RSD | CZ15 | v03 | RSD-CZ15-v03 | 24.0875
RSD-w15v07-PkgAC-240to760.inp | RSD | CZ15 | v07 | RSD-CZ15-v07 | 23.8065
RSD-w15v11-PkgAC-240to760.inp | RSD | CZ15 | v11 | RSD-CZ15-v11 | 22.9531
RSD-w15v15-PkgAC-240to760.inp | RSD | CZ15 | v15 | RSD-CZ15-v15 | 22.7142
RSD-w16v03-PkgAC-240to760.inp | RSD | CZ16 | v03 | RSD-CZ16-v03 | 13.5734
RSD-w16v07-PkgAC-240to760.inp | RSD | CZ16 | v07 | RSD-CZ16-v07 | 13.3842
RSD-w16v11-PkgAC-240to760.inp | RSD | CZ16 | v11 | RSD-CZ16-v11 | 13.0595
RSD-w16v15-PkgAC-240to760.inp | RSD | CZ16 | v15 | RSD-CZ16-v15 | 12.6018
Rt3-w01v03-PkgAC-240to760.inp | Rt3 | CZ01 | v03 | Rt3-CZ01-v03 | 204.7313
Rt3-w01v07-PkgAC-240to760.inp | Rt3 | CZ01 | v07 | Rt3-CZ01-v07 | 204.691
Rt3-w01v11-PkgAC-240to760.inp | Rt3 | CZ01 | v11 | Rt3-CZ01-v11 | 202.1342
Rt3-w01v15-PkgAC-240to760.inp | Rt3 | CZ01 | v15 | Rt3-CZ01-v15 | 190.1898
Rt3-w02v03-PkgAC-240to760.inp | Rt3 | CZ02 | v03 | Rt3-CZ02-v03 | 245.0379
Rt3-w02v07-PkgAC-240to760.inp | Rt3 | CZ02 | v07 | Rt3-CZ02-v07 | 244.3222
Rt3-w02v11-PkgAC-240to760.inp | Rt3 | CZ02 | v11 | Rt3-CZ02-v11 | 243.6599
Rt3-w02v15-PkgAC-240to760.inp | Rt3 | CZ02 | v15 | Rt3-CZ02-v15 | 233.3172
Rt3-w03v03-PkgAC-240to760.inp | Rt3 | CZ03 | v03 | Rt3-CZ03-v03 | 215.9242
Rt3-w03v07-PkgAC-240to760.inp | Rt3 | CZ03 | v07 | Rt3-CZ03-v07 | 215.8727
Rt3-w03v11-PkgAC-240to760.inp | Rt3 | CZ03 | v11 | Rt3-CZ03-v11 | 215.8223
Rt3-w03v15-PkgAC-240to760.inp | Rt3 | CZ03 | v15 | Rt3-CZ03-v15 | 203.1682
Rt3-w04v03-PkgAC-240to760.inp | Rt3 | CZ04 | v03 | Rt3-CZ04-v03 | 246.0594
Rt3-w04v07-PkgAC-240to760.inp | Rt3 | CZ04 | v07 | Rt3-CZ04-v07 | 245.3258
Rt3-w04v11-PkgAC-240to760.inp | Rt3 | CZ04 | v11 | Rt3-CZ04-v11 | 244.5711
Rt3-w04v15-PkgAC-240to760.inp | Rt3 | CZ04 | v15 | Rt3-CZ04-v15 | 233.2294
Rt3-w05v03-PkgAC-240to760.inp | Rt3 | CZ05 | v03 | Rt3-CZ05-v03 | 215.5598
Rt3-w05v07-PkgAC-240to760.inp | Rt3 | CZ05 | v07 | Rt3-CZ05-v07 | 215.5078
Rt3-w05v11-PkgAC-240to760.inp | Rt3 | CZ05 | v11 | Rt3-CZ05-v11 | 215.5078
Rt3-w05v15-PkgAC-240to760.inp | Rt3 | CZ05 | v15 | Rt3-CZ05-v15 | 202.6002
Rt3-w06v03-PkgAC-240to760.inp | Rt3 | CZ06 | v03 | Rt3-CZ06-v03 | 232.6582
Rt3-w06v07-PkgAC-240to760.inp | Rt3 | CZ06 | v07 | Rt3-CZ06-v07 | 232.6582
Rt3-w06v11-PkgAC-240to760.inp | Rt3 | CZ06 | v11 | Rt3-CZ06-v11 | 232.6582
Rt3-w06v15-PkgAC-240to760.inp | Rt3 | CZ06 | v15 | Rt3-CZ06-v15 | 219.8521
Rt3-w07v03-PkgAC-240to760.inp | Rt3 | CZ07 | v03 | Rt3-CZ07-v03 | 226.5122
Rt3-w07v07-PkgAC-240to760.inp | Rt3 | CZ07 | v07 | Rt3-CZ07-v07 | 226.5122
Rt3-w07v11-PkgAC-240to760.inp | Rt3 | CZ07 | v11 | Rt3-CZ07-v11 | 226.4526
Rt3-w07v15-PkgAC-240to760.inp | Rt3 | CZ07 | v15 | Rt3-CZ07-v15 | 213.5798
Rt3-w08v03-PkgAC-240to760.inp | Rt3 | CZ08 | v03 | Rt3-CZ08-v03 | 256.6501
Rt3-w08v07-PkgAC-240to760.inp | Rt3 | CZ08 | v07 | Rt3-CZ08-v07 | 256.6501
Rt3-w08v11-PkgAC-240to760.inp | Rt3 | CZ08 | v11 | Rt3-CZ08-v11 | 255.8876
Rt3-w08v15-PkgAC-240to760.inp | Rt3 | CZ08 | v15 | Rt3-CZ08-v15 | 245.3602
Rt3-w09v03-PkgAC-240to760.inp | Rt3 | CZ09 | v03 | Rt3-CZ09-v03 | 327.2848
Rt3-w09v07-PkgAC-240to760.inp | Rt3 | CZ09 | v07 | Rt3-CZ09-v07 | 327.2848
Rt3-w09v11-PkgAC-240to760.inp | Rt3 | CZ09 | v11 | Rt3-CZ09-v11 | 323.7308
Rt3-w09v15-PkgAC-240to760.inp | Rt3 | CZ09 | v15 | Rt3-CZ09-v15 | 312.2086
Rt3-w10v03-PkgAC-240to760.inp | Rt3 | CZ10 | v03 | Rt3-CZ10-v03 | 301.1688
Rt3-w10v07-PkgAC-240to760.inp | Rt3 | CZ10 | v07 | Rt3-CZ10-v07 | 300.2527
Rt3-w10v11-PkgAC-240to760.inp | Rt3 | CZ10 | v11 | Rt3-CZ10-v11 | 299.3349
Rt3-w10v15-PkgAC-240to760.inp | Rt3 | CZ10 | v15 | Rt3-CZ10-v15 | 289.522
Rt3-w11v03-PkgAC-240to760.inp | Rt3 | CZ11 | v03 | Rt3-CZ11-v03 | 340.57
Rt3-w11v07-PkgAC-240to760.inp | Rt3 | CZ11 | v07 | Rt3-CZ11-v07 | 339.3911
Rt3-w11v11-PkgAC-240to760.inp | Rt3 | CZ11 | v11 | Rt3-CZ11-v11 | 317.2062
Rt3-w11v15-PkgAC-240to760.inp | Rt3 | CZ11 | v15 | Rt3-CZ11-v15 | 306.8757
Rt3-w12v03-PkgAC-240to760.inp | Rt3 | CZ12 | v03 | Rt3-CZ12-v03 | 303.8853
Rt3-w12v07-PkgAC-240to760.inp | Rt3 | CZ12 | v07 | Rt3-CZ12-v07 | 302.9547
Rt3-w12v11-PkgAC-240to760.inp | Rt3 | CZ12 | v11 | Rt3-CZ12-v11 | 295.3254
Rt3-w12v15-PkgAC-240to760.inp | Rt3 | CZ12 | v15 | Rt3-CZ12-v15 | 285.43
Rt3-w13v03-PkgAC-240to760.inp | Rt3 | CZ13 | v03 | Rt3-CZ13-v03 | 339.389
Rt3-w13v07-PkgAC-240to760.inp | Rt3 | CZ13 | v07 | Rt3-CZ13-v07 | 338.1948
Rt3-w13v11-PkgAC-240to760.inp | Rt3 | CZ13 | v11 | Rt3-CZ13-v11 | 322.2411
Rt3-w13v15-PkgAC-240to760.inp | Rt3 | CZ13 | v15 | Rt3-CZ13-v15 | 311.9677
Rt3-w14v03-PkgAC-240to760.inp | Rt3 | CZ14 | v03 | Rt3-CZ14-v03 | 340.6368
Rt3-w14v07-PkgAC-240to760.inp | Rt3 | CZ14 | v07 | Rt3-CZ14-v07 | 339.4973
Rt3-w14v11-PkgAC-240to760.inp | Rt3 | CZ14 | v11 | Rt3-CZ14-v11 | 316.9864
Rt3-w14v15-PkgAC-240to760.inp | Rt3 | CZ14 | v15 | Rt3-CZ14-v15 | 306.3795
Rt3-w15v03-PkgAC-240to760.inp | Rt3 | CZ15 | v03 | Rt3-CZ15-v03 | 431.3778
Rt3-w15v07-PkgAC-240to760.inp | Rt3 | CZ15 | v07 | Rt3-CZ15-v07 | 429.9377
Rt3-w15v11-PkgAC-240to760.inp | Rt3 | CZ15 | v11 | Rt3-CZ15-v11 | 401.7713
Rt3-w15v15-PkgAC-240to760.inp | Rt3 | CZ15 | v15 | Rt3-CZ15-v15 | 390.7376
Rt3-w16v03-PkgAC-240to760.inp | Rt3 | CZ16 | v03 | Rt3-CZ16-v03 | 236.5865
Rt3-w16v07-PkgAC-240to760.inp | Rt3 | CZ16 | v07 | Rt3-CZ16-v07 | 236.5138
Rt3-w16v11-PkgAC-240to760.inp | Rt3 | CZ16 | v11 | Rt3-CZ16-v11 | 219.8073
Rt3-w16v15-PkgAC-240to760.inp | Rt3 | CZ16 | v15 | Rt3-CZ16-v15 | 208.0602
RtL-w01v03-PkgAC-240to760.inp | RtL | CZ01 | v03 | RtL-CZ01-v03 | 176.7287
RtL-w01v07-PkgAC-240to760.inp | RtL | CZ01 | v07 | RtL-CZ01-v07 | 175.7236
RtL-w01v11-PkgAC-240to760.inp | RtL | CZ01 | v11 | RtL-CZ01-v11 | 174.7159
RtL-w01v15-PkgAC-240to760.inp | RtL | CZ01 | v15 | RtL-CZ01-v15 | 166.7219
RtL-w02v03-PkgAC-240to760.inp | RtL | CZ02 | v03 | RtL-CZ02-v03 | 214.4344
RtL-w02v07-PkgAC-240to760.inp | RtL | CZ02 | v07 | RtL-CZ02-v07 | 211.3583
RtL-w02v11-PkgAC-240to760.inp | RtL | CZ02 | v11 | RtL-CZ02-v11 | 208.1938
RtL-w02v15-PkgAC-240to760.inp | RtL | CZ02 | v15 | RtL-CZ02-v15 | 199.949
RtL-w03v03-PkgAC-240to760.inp | RtL | CZ03 | v03 | RtL-CZ03-v03 | 184.0153
RtL-w03v07-PkgAC-240to760.inp | RtL | CZ03 | v07 | RtL-CZ03-v07 | 182.8846
RtL-w03v11-PkgAC-240to760.inp | RtL | CZ03 | v11 | RtL-CZ03-v11 | 181.7347
RtL-w03v15-PkgAC-240to760.inp | RtL | CZ03 | v15 | RtL-CZ03-v15 | 172.5479
RtL-w04v03-PkgAC-240to760.inp | RtL | CZ04 | v03 | RtL-CZ04-v03 | 209.7478
RtL-w04v07-PkgAC-240to760.inp | RtL | CZ04 | v07 | RtL-CZ04-v07 | 207.2841
RtL-w04v11-PkgAC-240to760.inp | RtL | CZ04 | v11 | RtL-CZ04-v11 | 204.8462
RtL-w04v15-PkgAC-240to760.inp | RtL | CZ04 | v15 | RtL-CZ04-v15 | 196.0502
RtL-w05v03-PkgAC-240to760.inp | RtL | CZ05 | v03 | RtL-CZ05-v03 | 183.4826
RtL-w05v07-PkgAC-240to760.inp | RtL | CZ05 | v07 | RtL-CZ05-v07 | 182.3347
RtL-w05v11-PkgAC-240to760.inp | RtL | CZ05 | v11 | RtL-CZ05-v11 | 182.3347
RtL-w05v15-PkgAC-240to760.inp | RtL | CZ05 | v15 | RtL-CZ05-v15 | 172.9063
RtL-w06v03-PkgAC-240to760.inp | RtL | CZ06 | v03 | RtL-CZ06-v03 | 195.0544
RtL-w06v07-PkgAC-240to760.inp | RtL | CZ06 | v07 | RtL-CZ06-v07 | 195.0544
RtL-w06v11-PkgAC-240to760.inp | RtL | CZ06 | v11 | RtL-CZ06-v11 | 195.0544
RtL-w06v15-PkgAC-240to760.inp | RtL | CZ06 | v15 | RtL-CZ06-v15 | 185.9984
RtL-w07v03-PkgAC-240to760.inp | RtL | CZ07 | v03 | RtL-CZ07-v03 | 191.2078
RtL-w07v07-PkgAC-240to760.inp | RtL | CZ07 | v07 | RtL-CZ07-v07 | 191.2078
RtL-w07v11-PkgAC-240to760.inp | RtL | CZ07 | v11 | RtL-CZ07-v11 | 189.9967
RtL-w07v15-PkgAC-240to760.inp | RtL | CZ07 | v15 | RtL-CZ07-v15 | 181.2331
RtL-w08v03-PkgAC-240to760.inp | RtL | CZ08 | v03 | RtL-CZ08-v03 | 228.5492
RtL-w08v07-PkgAC-240to760.inp | RtL | CZ08 | v07 | RtL-CZ08-v07 | 228.5492
RtL-w08v11-PkgAC-240to760.inp | RtL | CZ08 | v11 | RtL-CZ08-v11 | 225.274
RtL-w08v15-PkgAC-240to760.inp | RtL | CZ08 | v15 | RtL-CZ08-v15 | 216.7471
RtL-w09v03-PkgAC-240to760.inp | RtL | CZ09 | v03 | RtL-CZ09-v03 | 289.2623
RtL-w09v07-PkgAC-240to760.inp | RtL | CZ09 | v07 | RtL-CZ09-v07 | 289.2623
RtL-w09v11-PkgAC-240to760.inp | RtL | CZ09 | v11 | RtL-CZ09-v11 | 274.5226
RtL-w09v15-PkgAC-240to760.inp | RtL | CZ09 | v15 | RtL-CZ09-v15 | 265.3017
RtL-w10v03-PkgAC-240to760.inp | RtL | CZ10 | v03 | RtL-CZ10-v03 | 261.8215
RtL-w10v07-PkgAC-240to760.inp | RtL | CZ10 | v07 | RtL-CZ10-v07 | 257.9313
RtL-w10v11-PkgAC-240to760.inp | RtL | CZ10 | v11 | RtL-CZ10-v11 | 253.9583
RtL-w10v15-PkgAC-240to760.inp | RtL | CZ10 | v15 | RtL-CZ10-v15 | 246.0422
RtL-w11v03-PkgAC-240to760.inp | RtL | CZ11 | v03 | RtL-CZ11-v03 | 295.3379
RtL-w11v07-PkgAC-240to760.inp | RtL | CZ11 | v07 | RtL-CZ11-v07 | 290.661
RtL-w11v11-PkgAC-240to760.inp | RtL | CZ11 | v11 | RtL-CZ11-v11 | 276.0474
RtL-w11v15-PkgAC-240to760.inp | RtL | CZ11 | v15 | RtL-CZ11-v15 | 267.2231
RtL-w12v03-PkgAC-240to760.inp | RtL | CZ12 | v03 | RtL-CZ12-v03 | 263.2782
RtL-w12v07-PkgAC-240to760.inp | RtL | CZ12 | v07 | RtL-CZ12-v07 | 258.8889
RtL-w12v11-PkgAC-240to760.inp | RtL | CZ12 | v11 | RtL-CZ12-v11 | 251.4124
RtL-w12v15-PkgAC-240to760.inp | RtL | CZ12 | v15 | RtL-CZ12-v15 | 243.2369
RtL-w13v03-PkgAC-240to760.inp | RtL | CZ13 | v03 | RtL-CZ13-v03 | 295.0864
RtL-w13v07-PkgAC-240to760.inp | RtL | CZ13 | v07 | RtL-CZ13-v07 | 290.4337
RtL-w13v11-PkgAC-240to760.inp | RtL | CZ13 | v11 | RtL-CZ13-v11 | 278.4169
RtL-w13v15-PkgAC-240to760.inp | RtL | CZ13 | v15 | RtL-CZ13-v15 | 269.6899
RtL-w14v03-PkgAC-240to760.inp | RtL | CZ14 | v03 | RtL-CZ14-v03 | 295.7748
RtL-w14v07-PkgAC-240to760.inp | RtL | CZ14 | v07 | RtL-CZ14-v07 | 291.2339
RtL-w14v11-PkgAC-240to760.inp | RtL | CZ14 | v11 | RtL-CZ14-v11 | 276.9067
RtL-w14v15-PkgAC-240to760.inp | RtL | CZ14 | v15 | RtL-CZ14-v15 | 268.1877
RtL-w15v03-PkgAC-240to760.inp | RtL | CZ15 | v03 | RtL-CZ15-v03 | 378.7087
RtL-w15v07-PkgAC-240to760.inp | RtL | CZ15 | v07 | RtL-CZ15-v07 | 373.5276
RtL-w15v11-PkgAC-240to760.inp | RtL | CZ15 | v11 | RtL-CZ15-v11 | 356.2367
RtL-w15v15-PkgAC-240to760.inp | RtL | CZ15 | v15 | RtL-CZ15-v15 | 346.4925
RtL-w16v03-PkgAC-240to760.inp | RtL | CZ16 | v03 | RtL-CZ16-v03 | 193.3537
RtL-w16v07-PkgAC-240to760.inp | RtL | CZ16 | v07 | RtL-CZ16-v07 | 191.9738
RtL-w16v11-PkgAC-240to760.inp | RtL | CZ16 | v11 | RtL-CZ16-v11 | 184.0367
RtL-w16v15-PkgAC-240to760.inp | RtL | CZ16 | v15 | RtL-CZ16-v15 | 175.5319
RtS-w01v03-PkgAC-240to760.inp | RtS | CZ01 | v03 | RtS-CZ01-v03 | 12.6357
RtS-w01v07-PkgAC-240to760.inp | RtS | CZ01 | v07 | RtS-CZ01-v07 | 12.6283
RtS-w01v11-PkgAC-240to760.inp | RtS | CZ01 | v11 | RtS-CZ01-v11 | 12.5799
RtS-w01v15-PkgAC-240to760.inp | RtS | CZ01 | v15 | RtS-CZ01-v15 | 12.1753
RtS-w02v03-PkgAC-240to760.inp | RtS | CZ02 | v03 | RtS-CZ02-v03 | 15.7026
RtS-w02v07-PkgAC-240to760.inp | RtS | CZ02 | v07 | RtS-CZ02-v07 | 15.4168
RtS-w02v11-PkgAC-240to760.inp | RtS | CZ02 | v11 | RtS-CZ02-v11 | 15.1217
RtS-w02v15-PkgAC-240to760.inp | RtS | CZ02 | v15 | RtS-CZ02-v15 | 14.7769
RtS-w03v03-PkgAC-240to760.inp | RtS | CZ03 | v03 | RtS-CZ03-v03 | 14.1759
RtS-w03v07-PkgAC-240to760.inp | RtS | CZ03 | v07 | RtS-CZ03-v07 | 14.1677
RtS-w03v11-PkgAC-240to760.inp | RtS | CZ03 | v11 | RtS-CZ03-v11 | 14.1591
RtS-w03v15-PkgAC-240to760.inp | RtS | CZ03 | v15 | RtS-CZ03-v15 | 13.0943
RtS-w04v03-PkgAC-240to760.inp | RtS | CZ04 | v03 | RtS-CZ04-v03 | 16.4004
RtS-w04v07-PkgAC-240to760.inp | RtS | CZ04 | v07 | RtS-CZ04-v07 | 16.1919
RtS-w04v11-PkgAC-240to760.inp | RtS | CZ04 | v11 | RtS-CZ04-v11 | 15.9465
RtS-w04v15-PkgAC-240to760.inp | RtS | CZ04 | v15 | RtS-CZ04-v15 | 14.9853
RtS-w05v03-PkgAC-240to760.inp | RtS | CZ05 | v03 | RtS-CZ05-v03 | 13.9865
RtS-w05v07-PkgAC-240to760.inp | RtS | CZ05 | v07 | RtS-CZ05-v07 | 13.978
RtS-w05v11-PkgAC-240to760.inp | RtS | CZ05 | v11 | RtS-CZ05-v11 | 13.978
RtS-w05v15-PkgAC-240to760.inp | RtS | CZ05 | v15 | RtS-CZ05-v15 | 12.9192
RtS-w06v03-PkgAC-240to760.inp | RtS | CZ06 | v03 | RtS-CZ06-v03 | 15.5334
RtS-w06v07-PkgAC-240to760.inp | RtS | CZ06 | v07 | RtS-CZ06-v07 | 15.5334
RtS-w06v11-PkgAC-240to760.inp | RtS | CZ06 | v11 | RtS-CZ06-v11 | 15.5334
RtS-w06v15-PkgAC-240to760.inp | RtS | CZ06 | v15 | RtS-CZ06-v15 | 14.3465
RtS-w07v03-PkgAC-240to760.inp | RtS | CZ07 | v03 | RtS-CZ07-v03 | 15.0176
RtS-w07v07-PkgAC-240to760.inp | RtS | CZ07 | v07 | RtS-CZ07-v07 | 15.0176
RtS-w07v11-PkgAC-240to760.inp | RtS | CZ07 | v11 | RtS-CZ07-v11 | 14.8609
RtS-w07v15-PkgAC-240to760.inp | RtS | CZ07 | v15 | RtS-CZ07-v15 | 13.7978
RtS-w08v03-PkgAC-240to760.inp | RtS | CZ08 | v03 | RtS-CZ08-v03 | 17.451
RtS-w08v07-PkgAC-240to760.inp | RtS | CZ08 | v07 | RtS-CZ08-v07 | 17.451
RtS-w08v11-PkgAC-240to760.inp | RtS | CZ08 | v11 | RtS-CZ08-v11 | 17.2319
RtS-w08v15-PkgAC-240to760.inp | RtS | CZ08 | v15 | RtS-CZ08-v15 | 16.309
RtS-w09v03-PkgAC-240to760.inp | RtS | CZ09 | v03 | RtS-CZ09-v03 | 22.5078
RtS-w09v07-PkgAC-240to760.inp | RtS | CZ09 | v07 | RtS-CZ09-v07 | 22.5078
RtS-w09v11-PkgAC-240to760.inp | RtS | CZ09 | v11 | RtS-CZ09-v11 | 21.4531
RtS-w09v15-PkgAC-240to760.inp | RtS | CZ09 | v15 | RtS-CZ09-v15 | 20.4813
RtS-w10v03-PkgAC-240to760.inp | RtS | CZ10 | v03 | RtS-CZ10-v03 | 19.8489
RtS-w10v07-PkgAC-240to760.inp | RtS | CZ10 | v07 | RtS-CZ10-v07 | 19.592
RtS-w10v11-PkgAC-240to760.inp | RtS | CZ10 | v11 | RtS-CZ10-v11 | 19.3306
RtS-w10v15-PkgAC-240to760.inp | RtS | CZ10 | v15 | RtS-CZ10-v15 | 19.0502
RtS-w11v03-PkgAC-240to760.inp | RtS | CZ11 | v03 | RtS-CZ11-v03 | 22.4897
RtS-w11v07-PkgAC-240to760.inp | RtS | CZ11 | v07 | RtS-CZ11-v07 | 22.1539
RtS-w11v11-PkgAC-240to760.inp | RtS | CZ11 | v11 | RtS-CZ11-v11 | 20.7385
RtS-w11v15-PkgAC-240to760.inp | RtS | CZ11 | v15 | RtS-CZ11-v15 | 20.4785
RtS-w12v03-PkgAC-240to760.inp | RtS | CZ12 | v03 | RtS-CZ12-v03 | 19.7712
RtS-w12v07-PkgAC-240to760.inp | RtS | CZ12 | v07 | RtS-CZ12-v07 | 19.4786
RtS-w12v11-PkgAC-240to760.inp | RtS | CZ12 | v11 | RtS-CZ12-v11 | 18.8316
RtS-w12v15-PkgAC-240to760.inp | RtS | CZ12 | v15 | RtS-CZ12-v15 | 18.5295
RtS-w13v03-PkgAC-240to760.inp | RtS | CZ13 | v03 | RtS-CZ13-v03 | 22.5612
RtS-w13v07-PkgAC-240to760.inp | RtS | CZ13 | v07 | RtS-CZ13-v07 | 22.2333
RtS-w13v11-PkgAC-240to760.inp | RtS | CZ13 | v11 | RtS-CZ13-v11 | 21.1535
RtS-w13v15-PkgAC-240to760.inp | RtS | CZ13 | v15 | RtS-CZ13-v15 | 20.8634
RtS-w14v03-PkgAC-240to760.inp | RtS | CZ14 | v03 | RtS-CZ14-v03 | 22.4776
RtS-w14v07-PkgAC-240to760.inp | RtS | CZ14 | v07 | RtS-CZ14-v07 | 22.1563
RtS-w14v11-PkgAC-240to760.inp | RtS | CZ14 | v11 | RtS-CZ14-v11 | 20.7846
RtS-w14v15-PkgAC-240to760.inp | RtS | CZ14 | v15 | RtS-CZ14-v15 | 20.4697
RtS-w15v03-PkgAC-240to760.inp | RtS | CZ15 | v03 | RtS-CZ15-v03 | 29.0371
RtS-w15v07-PkgAC-240to760.inp | RtS | CZ15 | v07 | RtS-CZ15-v07 | 28.6504
RtS-w15v11-PkgAC-240to760.inp | RtS | CZ15 | v11 | RtS-CZ15-v11 | 27.0254
RtS-w15v15-PkgAC-240to760.inp | RtS | CZ15 | v15 | RtS-CZ15-v15 | 26.8342
RtS-w16v03-PkgAC-240to760.inp | RtS | CZ16 | v03 | RtS-CZ16-v03 | 14.445
RtS-w16v07-PkgAC-240to760.inp | RtS | CZ16 | v07 | RtS-CZ16-v07 | 14.3496
RtS-w16v11-PkgAC-240to760.inp | RtS | CZ16 | v11 | RtS-CZ16-v11 | 13.9109
RtS-w16v15-PkgAC-240to760.inp | RtS | CZ16 | v15 | RtS-CZ16-v15 | 13.5512
SCn-w01v03-PkgAC-240to760.inp | SCn | CZ01 | v03 | SCn-CZ01-v03 | 323.174
SCn-w01v07-PkgAC-240to760.inp | SCn | CZ01 | v07 | SCn-CZ01-v07 | 321.3833
SCn-w01v11-PkgAC-240to760.inp | SCn | CZ01 | v11 | SCn-CZ01-v11 | 314.2056
SCn-w01v15-PkgAC-240to760.inp | SCn | CZ01 | v15 | SCn-CZ01-v15 | 314.0406
SCn-w02v03-PkgAC-240to760.inp | SCn | CZ02 | v03 | SCn-CZ02-v03 | 251.3976
SCn-w02v07-PkgAC-240to760.inp | SCn | CZ02 | v07 | SCn-CZ02-v07 | 239.5863
SCn-w02v11-PkgAC-240to760.inp | SCn | CZ02 | v11 | SCn-CZ02-v11 | 227.5309
SCn-w02v15-PkgAC-240to760.inp | SCn | CZ02 | v15 | SCn-CZ02-v15 | 224.189
SCn-w03v03-PkgAC-240to760.inp | SCn | CZ03 | v03 | SCn-CZ03-v03 | 323.1742
SCn-w03v07-PkgAC-240to760.inp | SCn | CZ03 | v07 | SCn-CZ03-v07 | 321.3856
SCn-w03v11-PkgAC-240to760.inp | SCn | CZ03 | v11 | SCn-CZ03-v11 | 319.7034
SCn-w03v15-PkgAC-240to760.inp | SCn | CZ03 | v15 | SCn-CZ03-v15 | 319.2689
SCn-w04v03-PkgAC-240to760.inp | SCn | CZ04 | v03 | SCn-CZ04-v03 | 240.9097
SCn-w04v07-PkgAC-240to760.inp | SCn | CZ04 | v07 | SCn-CZ04-v07 | 231.6053
SCn-w04v11-PkgAC-240to760.inp | SCn | CZ04 | v11 | SCn-CZ04-v11 | 222.1164
SCn-w04v15-PkgAC-240to760.inp | SCn | CZ04 | v15 | SCn-CZ04-v15 | 218.5169
SCn-w05v03-PkgAC-240to760.inp | SCn | CZ05 | v03 | SCn-CZ05-v03 | 318.6948
SCn-w05v07-PkgAC-240to760.inp | SCn | CZ05 | v07 | SCn-CZ05-v07 | 317.08
SCn-w05v11-PkgAC-240to760.inp | SCn | CZ05 | v11 | SCn-CZ05-v11 | 317.08
SCn-w05v15-PkgAC-240to760.inp | SCn | CZ05 | v15 | SCn-CZ05-v15 | 316.6375
SCn-w06v03-PkgAC-240to760.inp | SCn | CZ06 | v03 | SCn-CZ06-v03 | 321.0295
SCn-w06v07-PkgAC-240to760.inp | SCn | CZ06 | v07 | SCn-CZ06-v07 | 321.0295
SCn-w06v11-PkgAC-240to760.inp | SCn | CZ06 | v11 | SCn-CZ06-v11 | 321.0295
SCn-w06v15-PkgAC-240to760.inp | SCn | CZ06 | v15 | SCn-CZ06-v15 | 319.6121
SCn-w07v03-PkgAC-240to760.inp | SCn | CZ07 | v03 | SCn-CZ07-v03 | 311.0548
SCn-w07v07-PkgAC-240to760.inp | SCn | CZ07 | v07 | SCn-CZ07-v07 | 311.0548
SCn-w07v11-PkgAC-240to760.inp | SCn | CZ07 | v11 | SCn-CZ07-v11 | 309.8425
SCn-w07v15-PkgAC-240to760.inp | SCn | CZ07 | v15 | SCn-CZ07-v15 | 308.5614
SCn-w08v03-PkgAC-240to760.inp | SCn | CZ08 | v03 | SCn-CZ08-v03 | 285.4702
SCn-w08v07-PkgAC-240to760.inp | SCn | CZ08 | v07 | SCn-CZ08-v07 | 285.4702
SCn-w08v11-PkgAC-240to760.inp | SCn | CZ08 | v11 | SCn-CZ08-v11 | 269.9376
SCn-w08v15-PkgAC-240to760.inp | SCn | CZ08 | v15 | SCn-CZ08-v15 | 276.4349
SCn-w09v03-PkgAC-240to760.inp | SCn | CZ09 | v03 | SCn-CZ09-v03 | 395.9197
SCn-w09v07-PkgAC-240to760.inp | SCn | CZ09 | v07 | SCn-CZ09-v07 | 395.9197
SCn-w09v11-PkgAC-240to760.inp | SCn | CZ09 | v11 | SCn-CZ09-v11 | 323.9904
SCn-w09v15-PkgAC-240to760.inp | SCn | CZ09 | v15 | SCn-CZ09-v15 | 329.9497
SCn-w10v03-PkgAC-240to760.inp | SCn | CZ10 | v03 | SCn-CZ10-v03 | 328.1867
SCn-w10v07-PkgAC-240to760.inp | SCn | CZ10 | v07 | SCn-CZ10-v07 | 311.5926
SCn-w10v11-PkgAC-240to760.inp | SCn | CZ10 | v11 | SCn-CZ10-v11 | 298.4857
SCn-w10v15-PkgAC-240to760.inp | SCn | CZ10 | v15 | SCn-CZ10-v15 | 298.8884
SCn-w11v03-PkgAC-240to760.inp | SCn | CZ11 | v03 | SCn-CZ11-v03 | 395.0848
SCn-w11v07-PkgAC-240to760.inp | SCn | CZ11 | v07 | SCn-CZ11-v07 | 373.5741
SCn-w11v11-PkgAC-240to760.inp | SCn | CZ11 | v11 | SCn-CZ11-v11 | 321.8645
SCn-w11v15-PkgAC-240to760.inp | SCn | CZ11 | v15 | SCn-CZ11-v15 | 320.375
SCn-w12v03-PkgAC-240to760.inp | SCn | CZ12 | v03 | SCn-CZ12-v03 | 334.8192
SCn-w12v07-PkgAC-240to760.inp | SCn | CZ12 | v07 | SCn-CZ12-v07 | 319.981
SCn-w12v11-PkgAC-240to760.inp | SCn | CZ12 | v11 | SCn-CZ12-v11 | 294.4178
SCn-w12v15-PkgAC-240to760.inp | SCn | CZ12 | v15 | SCn-CZ12-v15 | 292.8729
SCn-w13v03-PkgAC-240to760.inp | SCn | CZ13 | v03 | SCn-CZ13-v03 | 398.1712
SCn-w13v07-PkgAC-240to760.inp | SCn | CZ13 | v07 | SCn-CZ13-v07 | 375.3632
SCn-w13v11-PkgAC-240to760.inp | SCn | CZ13 | v11 | SCn-CZ13-v11 | 329.4463
SCn-w13v15-PkgAC-240to760.inp | SCn | CZ13 | v15 | SCn-CZ13-v15 | 333.8771
SCn-w14v03-PkgAC-240to760.inp | SCn | CZ14 | v03 | SCn-CZ14-v03 | 394.5125
SCn-w14v07-PkgAC-240to760.inp | SCn | CZ14 | v07 | SCn-CZ14-v07 | 371.8722
SCn-w14v11-PkgAC-240to760.inp | SCn | CZ14 | v11 | SCn-CZ14-v11 | 314.1242
SCn-w14v15-PkgAC-240to760.inp | SCn | CZ14 | v15 | SCn-CZ14-v15 | 322.296
SCn-w15v03-PkgAC-240to760.inp | SCn | CZ15 | v03 | SCn-CZ15-v03 | 539.3576
SCn-w15v07-PkgAC-240to760.inp | SCn | CZ15 | v07 | SCn-CZ15-v07 | 515.0396
SCn-w15v11-PkgAC-240to760.inp | SCn | CZ15 | v11 | SCn-CZ15-v11 | 451.5437
SCn-w15v15-PkgAC-240to760.inp | SCn | CZ15 | v15 | SCn-CZ15-v15 | 453.6149
SCn-w16v03-PkgAC-240to760.inp | SCn | CZ16 | v03 | SCn-CZ16-v03 | 360.3379
SCn-w16v07-PkgAC-240to760.inp | SCn | CZ16 | v07 | SCn-CZ16-v07 | 358.6678
SCn-w16v11-PkgAC-240to760.inp | SCn | CZ16 | v11 | SCn-CZ16-v11 | 323.5784
SCn-w16v15-PkgAC-240to760.inp | SCn | CZ16 | v15 | SCn-CZ16-v15 | 323.221
WRf-w01v03-PkgAC-240to760.inp | WRf | CZ01 | v03 | WRf-CZ01-v03 | 9.9648
WRf-w01v07-PkgAC-240to760.inp | WRf | CZ01 | v07 | WRf-CZ01-v07 | 9.8217
WRf-w01v11-PkgAC-240to760.inp | WRf | CZ01 | v11 | WRf-CZ01-v11 | 9.6781
WRf-w01v15-PkgAC-240to760.inp | WRf | CZ01 | v15 | WRf-CZ01-v15 | 9.3416
WRf-w02v03-PkgAC-240to760.inp | WRf | CZ02 | v03 | WRf-CZ02-v03 | 14.3165
WRf-w02v07-PkgAC-240to760.inp | WRf | CZ02 | v07 | WRf-CZ02-v07 | 14.3165
WRf-w02v11-PkgAC-240to760.inp | WRf | CZ02 | v11 | WRf-CZ02-v11 | 13.1268
WRf-w02v15-PkgAC-240to760.inp | WRf | CZ02 | v15 | WRf-CZ02-v15 | 12.7086
WRf-w03v03-PkgAC-240to760.inp | WRf | CZ03 | v03 | WRf-CZ03-v03 | 13.0125
WRf-w03v07-PkgAC-240to760.inp | WRf | CZ03 | v07 | WRf-CZ03-v07 | 12.1465
WRf-w03v11-PkgAC-240to760.inp | WRf | CZ03 | v11 | WRf-CZ03-v11 | 12.2167
WRf-w03v15-PkgAC-240to760.inp | WRf | CZ03 | v15 | WRf-CZ03-v15 | 11.5337
WRf-w04v03-PkgAC-240to760.inp | WRf | CZ04 | v03 | WRf-CZ04-v03 | 14.4732
WRf-w04v07-PkgAC-240to760.inp | WRf | CZ04 | v07 | WRf-CZ04-v07 | 14.2056
WRf-w04v11-PkgAC-240to760.inp | WRf | CZ04 | v11 | WRf-CZ04-v11 | 13.249
WRf-w04v15-PkgAC-240to760.inp | WRf | CZ04 | v15 | WRf-CZ04-v15 | 12.4837
WRf-w05v03-PkgAC-240to760.inp | WRf | CZ05 | v03 | WRf-CZ05-v03 | 11.883
WRf-w05v07-PkgAC-240to760.inp | WRf | CZ05 | v07 | WRf-CZ05-v07 | 11.6979
WRf-w05v11-PkgAC-240to760.inp | WRf | CZ05 | v11 | WRf-CZ05-v11 | 11.1376
WRf-w05v15-PkgAC-240to760.inp | WRf | CZ05 | v15 | WRf-CZ05-v15 | 10.4583
WRf-w06v03-PkgAC-240to760.inp | WRf | CZ06 | v03 | WRf-CZ06-v03 | 15.1565
WRf-w06v07-PkgAC-240to760.inp | WRf | CZ06 | v07 | WRf-CZ06-v07 | 15.1565
WRf-w06v11-PkgAC-240to760.inp | WRf | CZ06 | v11 | WRf-CZ06-v11 | 14.8517
WRf-w06v15-PkgAC-240to760.inp | WRf | CZ06 | v15 | WRf-CZ06-v15 | 14.1038
WRf-w07v03-PkgAC-240to760.inp | WRf | CZ07 | v03 | WRf-CZ07-v03 | 13.1972
WRf-w07v07-PkgAC-240to760.inp | WRf | CZ07 | v07 | WRf-CZ07-v07 | 13.1972
WRf-w07v11-PkgAC-240to760.inp | WRf | CZ07 | v11 | WRf-CZ07-v11 | 12.7459
WRf-w07v15-PkgAC-240to760.inp | WRf | CZ07 | v15 | WRf-CZ07-v15 | 12.047
WRf-w08v03-PkgAC-240to760.inp | WRf | CZ08 | v03 | WRf-CZ08-v03 | 17.0896
WRf-w08v07-PkgAC-240to760.inp | WRf | CZ08 | v07 | WRf-CZ08-v07 | 17.0896
WRf-w08v11-PkgAC-240to760.inp | WRf | CZ08 | v11 | WRf-CZ08-v11 | 16.0101
WRf-w08v15-PkgAC-240to760.inp | WRf | CZ08 | v15 | WRf-CZ08-v15 | 15.1976
WRf-w09v03-PkgAC-240to760.inp | WRf | CZ09 | v03 | WRf-CZ09-v03 | 18.4278
WRf-w09v07-PkgAC-240to760.inp | WRf | CZ09 | v07 | WRf-CZ09-v07 | 18.4278
WRf-w09v11-PkgAC-240to760.inp | WRf | CZ09 | v11 | WRf-CZ09-v11 | 16.3526
WRf-w09v15-PkgAC-240to760.inp | WRf | CZ09 | v15 | WRf-CZ09-v15 | 15.5088
WRf-w10v03-PkgAC-240to760.inp | WRf | CZ10 | v03 | WRf-CZ10-v03 | 15.4944
WRf-w10v07-PkgAC-240to760.inp | WRf | CZ10 | v07 | WRf-CZ10-v07 | 15.2084
WRf-w10v11-PkgAC-240to760.inp | WRf | CZ10 | v11 | WRf-CZ10-v11 | 15.0822
WRf-w10v15-PkgAC-240to760.inp | WRf | CZ10 | v15 | WRf-CZ10-v15 | 13.6708
WRf-w11v03-PkgAC-240to760.inp | WRf | CZ11 | v03 | WRf-CZ11-v03 | 16.858
WRf-w11v07-PkgAC-240to760.inp | WRf | CZ11 | v07 | WRf-CZ11-v07 | 16.9561
WRf-w11v11-PkgAC-240to760.inp | WRf | CZ11 | v11 | WRf-CZ11-v11 | 15.4405
WRf-w11v15-PkgAC-240to760.inp | WRf | CZ11 | v15 | WRf-CZ11-v15 | 14.9357
WRf-w12v03-PkgAC-240to760.inp | WRf | CZ12 | v03 | WRf-CZ12-v03 | 17.3439
WRf-w12v07-PkgAC-240to760.inp | WRf | CZ12 | v07 | WRf-CZ12-v07 | 17.6859
WRf-w12v11-PkgAC-240to760.inp | WRf | CZ12 | v11 | WRf-CZ12-v11 | 15.928
WRf-w12v15-PkgAC-240to760.inp | WRf | CZ12 | v15 | WRf-CZ12-v15 | 15.4511
WRf-w13v03-PkgAC-240to760.inp | WRf | CZ13 | v03 | WRf-CZ13-v03 | 17.2564
WRf-w13v07-PkgAC-240to760.inp | WRf | CZ13 | v07 | WRf-CZ13-v07 | 16.9651
WRf-w13v11-PkgAC-240to760.inp | WRf | CZ13 | v11 | WRf-CZ13-v11 | 16.9534
WRf-w13v15-PkgAC-240to760.inp | WRf | CZ13 | v15 | WRf-CZ13-v15 | 16.4452
WRf-w14v03-PkgAC-240to760.inp | WRf | CZ14 | v03 | WRf-CZ14-v03 | 15.201
WRf-w14v07-PkgAC-240to760.inp | WRf | CZ14 | v07 | WRf-CZ14-v07 | 14.9268
WRf-w14v11-PkgAC-240to760.inp | WRf | CZ14 | v11 | WRf-CZ14-v11 | 13.9712
WRf-w14v15-PkgAC-240to760.inp | WRf | CZ14 | v15 | WRf-CZ14-v15 | 13.5028
WRf-w15v03-PkgAC-240to760.inp | WRf | CZ15 | v03 | WRf-CZ15-v03 | 17.5641
WRf-w15v07-PkgAC-240to760.inp | WRf | CZ15 | v07 | WRf-CZ15-v07 | 17.8407
WRf-w15v11-PkgAC-240to760.inp | WRf | CZ15 | v11 | WRf-CZ15-v11 | 20.3742
WRf-w15v15-PkgAC-240to760.inp | WRf | CZ15 | v15 | WRf-CZ15-v15 | 19.7872
WRf-w16v03-PkgAC-240to760.inp | WRf | CZ16 | v03 | WRf-CZ16-v03 | 11.5941
WRf-w16v07-PkgAC-240to760.inp | WRf | CZ16 | v07 | WRf-CZ16-v07 | 11.3726
WRf-w16v11-PkgAC-240to760.inp | WRf | CZ16 | v11 | WRf-CZ16-v11 | 10.6712
WRf-w16v15-PkgAC-240to760.inp | WRf | CZ16 | v15 | WRf-CZ16-v15 | 10.2997

## Vintage Weighting
[5 empty] | v1975 | v1985 | v1996 | v2003 | v2007 | v2011 | v2015 | Vintage | Era
Sector | BT | CZ | Era | Combined Name | v75 | v85 | v96 | v03 | v07 | v11 | v15 | v75 | old
Com | Asm | CZ01 | ex | Asm-CZ01-ex | 0% | 0% | 0% | 42.51% | 20.96% | 20.96% | 15.57% | v85 | old
Com | Asm | CZ02 | ex | Asm-CZ02-ex | 0% | 0% | 0% | 44.65% | 20.12% | 20.12% | 15.11% | v96 | old
Com | Asm | CZ03 | ex | Asm-CZ03-ex | 0% | 0% | 0% | 51.32% | 17.7% | 17.7% | 13.27% | v03 | ex
Com | Asm | CZ04 | ex | Asm-CZ04-ex | 0% | 0% | 0% | 41.73% | 21.18% | 21.18% | 15.91% | v07 | ex
Com | Asm | CZ05 | ex | Asm-CZ05-ex | 0% | 0% | 0% | 40.37% | 21.76% | 21.76% | 16.11% | v11 | ex
Com | Asm | CZ06 | ex | Asm-CZ06-ex | 0% | 0% | 0% | 36.68% | 23.03% | 23.03% | 17.26% | v15 | ex
Com | Asm | CZ07 | ex | Asm-CZ07-ex | 0% | 0% | 0% | 38.13% | 22.5% | 22.5% | 16.87%
Com | Asm | CZ08 | ex | Asm-CZ08-ex | 0% | 0% | 0% | 36.85% | 22.97% | 22.97% | 17.22%
Com | Asm | CZ09 | ex | Asm-CZ09-ex | 0% | 0% | 0% | 39.03% | 22.17% | 22.17% | 16.63%
Com | Asm | CZ10 | ex | Asm-CZ10-ex | 0% | 0% | 0% | 39.44% | 22.02% | 22.02% | 16.52%
Com | Asm | CZ11 | ex | Asm-CZ11-ex | 0% | 0% | 0% | 39.51% | 22% | 22% | 16.5%
Com | Asm | CZ12 | ex | Asm-CZ12-ex | 0% | 0% | 0% | 41.98% | 21.1% | 21.1% | 15.82%
Com | Asm | CZ13 | ex | Asm-CZ13-ex | 0% | 0% | 0% | 36.54% | 23.08% | 23.08% | 17.3%
Com | Asm | CZ14 | ex | Asm-CZ14-ex | 0% | 0% | 0% | 39.6% | 21.97% | 21.97% | 16.46%
Com | Asm | CZ15 | ex | Asm-CZ15-ex | 0% | 0% | 0% | 39.54% | 21.99% | 21.99% | 16.48%
Com | Asm | CZ16 | ex | Asm-CZ16-ex | 0% | 0% | 0% | 39.01% | 22.17% | 22.17% | 16.64%
Com | ECC | CZ01 | ex | ECC-CZ01-ex | 0% | 0% | 0% | 32.82% | 24.43% | 24.43% | 18.32%
Com | ECC | CZ02 | ex | ECC-CZ02-ex | 0% | 0% | 0% | 48.25% | 18.83% | 18.83% | 14.09%
Com | ECC | CZ03 | ex | ECC-CZ03-ex | 0% | 0% | 0% | 51.01% | 17.82% | 17.82% | 13.35%
Com | ECC | CZ04 | ex | ECC-CZ04-ex | 0% | 0% | 0% | 48.71% | 18.66% | 18.66% | 13.97%
Com | ECC | CZ05 | ex | ECC-CZ05-ex | 0% | 0% | 0% | 48.49% | 18.7% | 18.7% | 14.11%
Com | ECC | CZ06 | ex | ECC-CZ06-ex | 0% | 0% | 0% | 45.15% | 19.94% | 19.94% | 14.98%
Com | ECC | CZ07 | ex | ECC-CZ07-ex | 0% | 0% | 0% | 54.9% | 16.4% | 16.4% | 12.31%
Com | ECC | CZ08 | ex | ECC-CZ08-ex | 0% | 0% | 0% | 45.03% | 19.99% | 19.99% | 14.99%
Com | ECC | CZ09 | ex | ECC-CZ09-ex | 0% | 0% | 0% | 47.1% | 19.23% | 19.23% | 14.44%
Com | ECC | CZ10 | ex | ECC-CZ10-ex | 0% | 0% | 0% | 47.97% | 18.93% | 18.93% | 14.18%
Com | ECC | CZ11 | ex | ECC-CZ11-ex | 0% | 0% | 0% | 46.45% | 19.47% | 19.47% | 14.62%
Com | ECC | CZ12 | ex | ECC-CZ12-ex | 0% | 0% | 0% | 47.73% | 19% | 19% | 14.28%
Com | ECC | CZ13 | ex | ECC-CZ13-ex | 0% | 0% | 0% | 44.32% | 20.24% | 20.24% | 15.21%
Com | ECC | CZ14 | ex | ECC-CZ14-ex | 0% | 0% | 0% | 46.53% | 19.41% | 19.41% | 14.65%
Com | ECC | CZ15 | ex | ECC-CZ15-ex | 0% | 0% | 0% | 46.52% | 19.46% | 19.46% | 14.56%
Com | ECC | CZ16 | ex | ECC-CZ16-ex | 0% | 0% | 0% | 46.13% | 19.58% | 19.58% | 14.71%
Com | EPr | CZ01 | ex | EPr-CZ01-ex | 0% | 0% | 0% | 48.96% | 18.75% | 18.75% | 13.54%
Com | EPr | CZ02 | ex | EPr-CZ02-ex | 0% | 0% | 0% | 53.54% | 16.88% | 16.88% | 12.7%
Com | EPr | CZ03 | ex | EPr-CZ03-ex | 0% | 0% | 0% | 52.67% | 17.21% | 17.21% | 12.92%
Com | EPr | CZ04 | ex | EPr-CZ04-ex | 0% | 0% | 0% | 55.34% | 16.22% | 16.22% | 12.22%
Com | EPr | CZ05 | ex | EPr-CZ05-ex | 0% | 0% | 0% | 55.67% | 15.98% | 15.98% | 12.37%
Com | EPr | CZ06 | ex | EPr-CZ06-ex | 0% | 0% | 0% | 55.24% | 16.27% | 16.27% | 12.22%
Com | EPr | CZ07 | ex | EPr-CZ07-ex | 0% | 0% | 0% | 62.12% | 13.79% | 13.79% | 10.31%
Com | EPr | CZ08 | ex | EPr-CZ08-ex | 0% | 0% | 0% | 55.64% | 16.13% | 16.13% | 12.1%
Com | EPr | CZ09 | ex | EPr-CZ09-ex | 0% | 0% | 0% | 59.18% | 14.84% | 14.84% | 11.15%
Com | EPr | CZ10 | ex | EPr-CZ10-ex | 0% | 0% | 0% | 59.23% | 14.83% | 14.83% | 11.11%
Com | EPr | CZ11 | ex | EPr-CZ11-ex | 0% | 0% | 0% | 49.1% | 18.49% | 18.49% | 13.92%
Com | EPr | CZ12 | ex | EPr-CZ12-ex | 0% | 0% | 0% | 52.59% | 17.24% | 17.24% | 12.92%
Com | EPr | CZ13 | ex | EPr-CZ13-ex | 0% | 0% | 0% | 46.06% | 19.61% | 19.61% | 14.71%
Com | EPr | CZ14 | ex | EPr-CZ14-ex | 0% | 0% | 0% | 58.3% | 15.16% | 15.16% | 11.38%
Com | EPr | CZ15 | ex | EPr-CZ15-ex | 0% | 0% | 0% | 58.81% | 14.99% | 14.99% | 11.21%
Com | EPr | CZ16 | ex | EPr-CZ16-ex | 0% | 0% | 0% | 55.49% | 16.21% | 16.21% | 12.1%
Com | ERC | CZ01 | ex | ERC-CZ01-ex | 0% | 0% | 0% | 48.96% | 18.75% | 18.75% | 13.54%
Com | ERC | CZ02 | ex | ERC-CZ02-ex | 0% | 0% | 0% | 53.54% | 16.88% | 16.88% | 12.7%
Com | ERC | CZ03 | ex | ERC-CZ03-ex | 0% | 0% | 0% | 52.67% | 17.21% | 17.21% | 12.92%
Com | ERC | CZ04 | ex | ERC-CZ04-ex | 0% | 0% | 0% | 55.34% | 16.22% | 16.22% | 12.22%
Com | ERC | CZ05 | ex | ERC-CZ05-ex | 0% | 0% | 0% | 55.67% | 15.98% | 15.98% | 12.37%
Com | ERC | CZ06 | ex | ERC-CZ06-ex | 0% | 0% | 0% | 55.24% | 16.27% | 16.27% | 12.22%
Com | ERC | CZ07 | ex | ERC-CZ07-ex | 0% | 0% | 0% | 62.12% | 13.79% | 13.79% | 10.31%
Com | ERC | CZ08 | ex | ERC-CZ08-ex | 0% | 0% | 0% | 55.64% | 16.13% | 16.13% | 12.1%
Com | ERC | CZ09 | ex | ERC-CZ09-ex | 0% | 0% | 0% | 59.18% | 14.84% | 14.84% | 11.15%
Com | ERC | CZ10 | ex | ERC-CZ10-ex | 0% | 0% | 0% | 59.23% | 14.83% | 14.83% | 11.11%
Com | ERC | CZ11 | ex | ERC-CZ11-ex | 0% | 0% | 0% | 49.1% | 18.49% | 18.49% | 13.92%
Com | ERC | CZ12 | ex | ERC-CZ12-ex | 0% | 0% | 0% | 52.59% | 17.24% | 17.24% | 12.92%
Com | ERC | CZ13 | ex | ERC-CZ13-ex | 0% | 0% | 0% | 46.06% | 19.61% | 19.61% | 14.71%
Com | ERC | CZ14 | ex | ERC-CZ14-ex | 0% | 0% | 0% | 58.3% | 15.16% | 15.16% | 11.38%
Com | ERC | CZ15 | ex | ERC-CZ15-ex | 0% | 0% | 0% | 58.81% | 14.99% | 14.99% | 11.21%
Com | ERC | CZ16 | ex | ERC-CZ16-ex | 0% | 0% | 0% | 55.49% | 16.21% | 16.21% | 12.1%
Com | ESe | CZ01 | ex | ESe-CZ01-ex | 0% | 0% | 0% | 48.96% | 18.75% | 18.75% | 13.54%
Com | ESe | CZ02 | ex | ESe-CZ02-ex | 0% | 0% | 0% | 53.54% | 16.88% | 16.88% | 12.7%
Com | ESe | CZ03 | ex | ESe-CZ03-ex | 0% | 0% | 0% | 52.67% | 17.21% | 17.21% | 12.92%
Com | ESe | CZ04 | ex | ESe-CZ04-ex | 0% | 0% | 0% | 55.34% | 16.22% | 16.22% | 12.22%
Com | ESe | CZ05 | ex | ESe-CZ05-ex | 0% | 0% | 0% | 55.67% | 15.98% | 15.98% | 12.37%
Com | ESe | CZ06 | ex | ESe-CZ06-ex | 0% | 0% | 0% | 55.24% | 16.27% | 16.27% | 12.22%
Com | ESe | CZ07 | ex | ESe-CZ07-ex | 0% | 0% | 0% | 62.12% | 13.79% | 13.79% | 10.31%
Com | ESe | CZ08 | ex | ESe-CZ08-ex | 0% | 0% | 0% | 55.64% | 16.13% | 16.13% | 12.1%
Com | ESe | CZ09 | ex | ESe-CZ09-ex | 0% | 0% | 0% | 59.18% | 14.84% | 14.84% | 11.15%
Com | ESe | CZ10 | ex | ESe-CZ10-ex | 0% | 0% | 0% | 59.23% | 14.83% | 14.83% | 11.11%
Com | ESe | CZ11 | ex | ESe-CZ11-ex | 0% | 0% | 0% | 49.1% | 18.49% | 18.49% | 13.92%
Com | ESe | CZ12 | ex | ESe-CZ12-ex | 0% | 0% | 0% | 52.59% | 17.24% | 17.24% | 12.92%
Com | ESe | CZ13 | ex | ESe-CZ13-ex | 0% | 0% | 0% | 46.06% | 19.61% | 19.61% | 14.71%
Com | ESe | CZ14 | ex | ESe-CZ14-ex | 0% | 0% | 0% | 58.3% | 15.16% | 15.16% | 11.38%
Com | ESe | CZ15 | ex | ESe-CZ15-ex | 0% | 0% | 0% | 58.81% | 14.99% | 14.99% | 11.21%
Com | ESe | CZ16 | ex | ESe-CZ16-ex | 0% | 0% | 0% | 55.49% | 16.21% | 16.21% | 12.1%
Com | EUD | CZ01 | ex | EUD-CZ01-ex | 0% | 0% | 0% | 32.82% | 24.43% | 24.43% | 18.32%
Com | EUD | CZ02 | ex | EUD-CZ02-ex | 0% | 0% | 0% | 48.25% | 18.83% | 18.83% | 14.09%
Com | EUD | CZ03 | ex | EUD-CZ03-ex | 0% | 0% | 0% | 51.01% | 17.82% | 17.82% | 13.35%
Com | EUD | CZ04 | ex | EUD-CZ04-ex | 0% | 0% | 0% | 48.71% | 18.66% | 18.66% | 13.97%
Com | EUD | CZ05 | ex | EUD-CZ05-ex | 0% | 0% | 0% | 48.49% | 18.7% | 18.7% | 14.11%
Com | EUD | CZ06 | ex | EUD-CZ06-ex | 0% | 0% | 0% | 45.15% | 19.94% | 19.94% | 14.98%
Com | EUD | CZ07 | ex | EUD-CZ07-ex | 0% | 0% | 0% | 54.9% | 16.4% | 16.4% | 12.31%
Com | EUD | CZ08 | ex | EUD-CZ08-ex | 0% | 0% | 0% | 45.03% | 19.99% | 19.99% | 14.99%
Com | EUD | CZ09 | ex | EUD-CZ09-ex | 0% | 0% | 0% | 47.1% | 19.23% | 19.23% | 14.44%
Com | EUD | CZ10 | ex | EUD-CZ10-ex | 0% | 0% | 0% | 47.97% | 18.93% | 18.93% | 14.18%
Com | EUD | CZ11 | ex | EUD-CZ11-ex | 0% | 0% | 0% | 46.45% | 19.47% | 19.47% | 14.62%
Com | EUD | CZ12 | ex | EUD-CZ12-ex | 0% | 0% | 0% | 47.73% | 19% | 19% | 14.28%
Com | EUD | CZ13 | ex | EUD-CZ13-ex | 0% | 0% | 0% | 44.32% | 20.24% | 20.24% | 15.21%
Com | EUD | CZ14 | ex | EUD-CZ14-ex | 0% | 0% | 0% | 46.53% | 19.41% | 19.41% | 14.65%
Com | EUD | CZ15 | ex | EUD-CZ15-ex | 0% | 0% | 0% | 46.52% | 19.46% | 19.46% | 14.56%
Com | EUD | CZ16 | ex | EUD-CZ16-ex | 0% | 0% | 0% | 46.13% | 19.58% | 19.58% | 14.71%
Com | EUn | CZ01 | ex | EUn-CZ01-ex | 0% | 0% | 0% | 32.82% | 24.43% | 24.43% | 18.32%
Com | EUn | CZ02 | ex | EUn-CZ02-ex | 0% | 0% | 0% | 48.25% | 18.83% | 18.83% | 14.09%
Com | EUn | CZ03 | ex | EUn-CZ03-ex | 0% | 0% | 0% | 51.01% | 17.82% | 17.82% | 13.35%
Com | EUn | CZ04 | ex | EUn-CZ04-ex | 0% | 0% | 0% | 48.71% | 18.66% | 18.66% | 13.97%
Com | EUn | CZ05 | ex | EUn-CZ05-ex | 0% | 0% | 0% | 48.49% | 18.7% | 18.7% | 14.11%
Com | EUn | CZ06 | ex | EUn-CZ06-ex | 0% | 0% | 0% | 45.15% | 19.94% | 19.94% | 14.98%
Com | EUn | CZ07 | ex | EUn-CZ07-ex | 0% | 0% | 0% | 54.9% | 16.4% | 16.4% | 12.31%
Com | EUn | CZ08 | ex | EUn-CZ08-ex | 0% | 0% | 0% | 45.03% | 19.99% | 19.99% | 14.99%
Com | EUn | CZ09 | ex | EUn-CZ09-ex | 0% | 0% | 0% | 47.1% | 19.23% | 19.23% | 14.44%
Com | EUn | CZ10 | ex | EUn-CZ10-ex | 0% | 0% | 0% | 47.97% | 18.93% | 18.93% | 14.18%
Com | EUn | CZ11 | ex | EUn-CZ11-ex | 0% | 0% | 0% | 46.45% | 19.47% | 19.47% | 14.62%
Com | EUn | CZ12 | ex | EUn-CZ12-ex | 0% | 0% | 0% | 47.73% | 19% | 19% | 14.28%
Com | EUn | CZ13 | ex | EUn-CZ13-ex | 0% | 0% | 0% | 44.32% | 20.24% | 20.24% | 15.21%
Com | EUn | CZ14 | ex | EUn-CZ14-ex | 0% | 0% | 0% | 46.53% | 19.41% | 19.41% | 14.65%
Com | EUn | CZ15 | ex | EUn-CZ15-ex | 0% | 0% | 0% | 46.52% | 19.46% | 19.46% | 14.56%
Com | EUn | CZ16 | ex | EUn-CZ16-ex | 0% | 0% | 0% | 46.13% | 19.58% | 19.58% | 14.71%
Com | Gro | CZ01 | ex | Gro-CZ01-ex | 0% | 0% | 0% | 37.66% | 22.73% | 22.73% | 16.88%
Com | Gro | CZ02 | ex | Gro-CZ02-ex | 0% | 0% | 0% | 39.09% | 22.15% | 22.15% | 16.61%
Com | Gro | CZ03 | ex | Gro-CZ03-ex | 0% | 0% | 0% | 36.31% | 23.16% | 23.16% | 17.36%
Com | Gro | CZ04 | ex | Gro-CZ04-ex | 0% | 0% | 0% | 39.9% | 21.85% | 21.85% | 16.41%
Com | Gro | CZ05 | ex | Gro-CZ05-ex | 0% | 0% | 0% | 38.92% | 22.17% | 22.17% | 16.75%
Com | Gro | CZ06 | ex | Gro-CZ06-ex | 0% | 0% | 0% | 36.24% | 23.19% | 23.19% | 17.39%
Com | Gro | CZ07 | ex | Gro-CZ07-ex | 0% | 0% | 0% | 38.62% | 22.32% | 22.32% | 16.74%
Com | Gro | CZ08 | ex | Gro-CZ08-ex | 0% | 0% | 0% | 36.23% | 23.19% | 23.19% | 17.39%
Com | Gro | CZ09 | ex | Gro-CZ09-ex | 0% | 0% | 0% | 37.13% | 22.86% | 22.86% | 17.14%
Com | Gro | CZ10 | ex | Gro-CZ10-ex | 0% | 0% | 0% | 37.14% | 22.86% | 22.86% | 17.15%
Com | Gro | CZ11 | ex | Gro-CZ11-ex | 0% | 0% | 0% | 39.03% | 22.16% | 22.16% | 16.64%
Com | Gro | CZ12 | ex | Gro-CZ12-ex | 0% | 0% | 0% | 44.22% | 20.28% | 20.28% | 15.21%
Com | Gro | CZ13 | ex | Gro-CZ13-ex | 0% | 0% | 0% | 35.19% | 23.57% | 23.57% | 17.66%
Com | Gro | CZ14 | ex | Gro-CZ14-ex | 0% | 0% | 0% | 37% | 22.91% | 22.91% | 17.19%
Com | Gro | CZ15 | ex | Gro-CZ15-ex | 0% | 0% | 0% | 36.99% | 22.9% | 22.9% | 17.21%
Com | Gro | CZ16 | ex | Gro-CZ16-ex | 0% | 0% | 0% | 37.06% | 22.91% | 22.91% | 17.13%
Com | HGR | CZ01 | ex | HGR-CZ01-ex | 0% | 0% | 0% | 53.12% | 16.96% | 16.96% | 12.95%
Com | HGR | CZ02 | ex | HGR-CZ02-ex | 0% | 0% | 0% | 43.93% | 20.39% | 20.39% | 15.29%
Com | HGR | CZ03 | ex | HGR-CZ03-ex | 0% | 0% | 0% | 59.1% | 14.88% | 14.88% | 11.14%
Com | HGR | CZ04 | ex | HGR-CZ04-ex | 0% | 0% | 0% | 40.59% | 21.6% | 21.6% | 16.2%
Com | HGR | CZ05 | ex | HGR-CZ05-ex | 0% | 0% | 0% | 40.89% | 21.49% | 21.49% | 16.12%
Com | HGR | CZ06 | ex | HGR-CZ06-ex | 0% | 0% | 0% | 44.87% | 20.05% | 20.05% | 15.03%
Com | HGR | CZ07 | ex | HGR-CZ07-ex | 0% | 0% | 0% | 39.75% | 21.91% | 21.91% | 16.43%
Com | HGR | CZ08 | ex | HGR-CZ08-ex | 0% | 0% | 0% | 43.53% | 20.53% | 20.53% | 15.4%
Com | HGR | CZ09 | ex | HGR-CZ09-ex | 0% | 0% | 0% | 32.09% | 24.69% | 24.69% | 18.53%
Com | HGR | CZ10 | ex | HGR-CZ10-ex | 0% | 0% | 0% | 39.97% | 21.84% | 21.84% | 16.35%
Com | HGR | CZ11 | ex | HGR-CZ11-ex | 0% | 0% | 0% | 40.55% | 21.65% | 21.65% | 16.14%
Com | HGR | CZ12 | ex | HGR-CZ12-ex | 0% | 0% | 0% | 39.39% | 22.05% | 22.05% | 16.51%
Com | HGR | CZ13 | ex | HGR-CZ13-ex | 0% | 0% | 0% | 37.48% | 22.77% | 22.77% | 16.98%
Com | HGR | CZ14 | ex | HGR-CZ14-ex | 0% | 0% | 0% | 34.51% | 23.8% | 23.8% | 17.88%
Com | HGR | CZ15 | ex | HGR-CZ15-ex | 0% | 0% | 0% | 40.05% | 21.8% | 21.8% | 16.35%
Com | HGR | CZ16 | ex | HGR-CZ16-ex | 0% | 0% | 0% | 29.91% | 25.46% | 25.46% | 19.17%
Com | Hsp | CZ01 | ex | Hsp-CZ01-ex | 0% | 0% | 0% | 56.74% | 15.6% | 15.6% | 12.06%
Com | Hsp | CZ02 | ex | Hsp-CZ02-ex | 0% | 0% | 0% | 42.49% | 20.9% | 20.9% | 15.7%
Com | Hsp | CZ03 | ex | Hsp-CZ03-ex | 0% | 0% | 0% | 26.53% | 26.71% | 26.71% | 20.06%
Com | Hsp | CZ04 | ex | Hsp-CZ04-ex | 0% | 0% | 0% | 43.44% | 20.58% | 20.58% | 15.4%
Com | Hsp | CZ05 | ex | Hsp-CZ05-ex | 0% | 0% | 0% | 50% | 18.13% | 18.13% | 13.74%
Com | Hsp | CZ06 | ex | Hsp-CZ06-ex | 0% | 0% | 0% | 52.99% | 17.09% | 17.09% | 12.83%
Com | Hsp | CZ07 | ex | Hsp-CZ07-ex | 0% | 0% | 0% | 50.27% | 18.09% | 18.09% | 13.54%
Com | Hsp | CZ08 | ex | Hsp-CZ08-ex | 0% | 0% | 0% | 52.19% | 17.38% | 17.38% | 13.04%
Com | Hsp | CZ09 | ex | Hsp-CZ09-ex | 0% | 0% | 0% | 48.02% | 18.9% | 18.9% | 14.18%
Com | Hsp | CZ10 | ex | Hsp-CZ10-ex | 0% | 0% | 0% | 33.14% | 24.31% | 24.31% | 18.24%
Com | Hsp | CZ11 | ex | Hsp-CZ11-ex | 0% | 0% | 0% | 46.08% | 19.61% | 19.61% | 14.71%
Com | Hsp | CZ12 | ex | Hsp-CZ12-ex | 0% | 0% | 0% | 39.09% | 22.16% | 22.16% | 16.6%
Com | Hsp | CZ13 | ex | Hsp-CZ13-ex | 0% | 0% | 0% | 43.22% | 20.66% | 20.66% | 15.47%
Com | Hsp | CZ14 | ex | Hsp-CZ14-ex | 0% | 0% | 0% | 35.58% | 23.35% | 23.35% | 17.71%
Com | Hsp | CZ15 | ex | Hsp-CZ15-ex | 0% | 0% | 0% | 31.61% | 24.87% | 24.87% | 18.65%
Com | Hsp | CZ16 | ex | Hsp-CZ16-ex | 0% | 0% | 0% | 33.92% | 23.98% | 23.98% | 18.13%
Com | Htl | CZ01 | ex | Htl-CZ01-ex | 0% | 0% | 0% | 53.12% | 16.96% | 16.96% | 12.95%
Com | Htl | CZ02 | ex | Htl-CZ02-ex | 0% | 0% | 0% | 43.93% | 20.39% | 20.39% | 15.29%
Com | Htl | CZ03 | ex | Htl-CZ03-ex | 0% | 0% | 0% | 59.1% | 14.88% | 14.88% | 11.14%
Com | Htl | CZ04 | ex | Htl-CZ04-ex | 0% | 0% | 0% | 40.59% | 21.6% | 21.6% | 16.2%
Com | Htl | CZ05 | ex | Htl-CZ05-ex | 0% | 0% | 0% | 40.89% | 21.49% | 21.49% | 16.12%
Com | Htl | CZ06 | ex | Htl-CZ06-ex | 0% | 0% | 0% | 44.87% | 20.05% | 20.05% | 15.03%
Com | Htl | CZ07 | ex | Htl-CZ07-ex | 0% | 0% | 0% | 39.75% | 21.91% | 21.91% | 16.43%
Com | Htl | CZ08 | ex | Htl-CZ08-ex | 0% | 0% | 0% | 43.53% | 20.53% | 20.53% | 15.4%
Com | Htl | CZ09 | ex | Htl-CZ09-ex | 0% | 0% | 0% | 32.09% | 24.69% | 24.69% | 18.53%
Com | Htl | CZ10 | ex | Htl-CZ10-ex | 0% | 0% | 0% | 39.97% | 21.84% | 21.84% | 16.35%
Com | Htl | CZ11 | ex | Htl-CZ11-ex | 0% | 0% | 0% | 40.55% | 21.65% | 21.65% | 16.14%
Com | Htl | CZ12 | ex | Htl-CZ12-ex | 0% | 0% | 0% | 39.39% | 22.05% | 22.05% | 16.51%
Com | Htl | CZ13 | ex | Htl-CZ13-ex | 0% | 0% | 0% | 37.48% | 22.77% | 22.77% | 16.98%
Com | Htl | CZ14 | ex | Htl-CZ14-ex | 0% | 0% | 0% | 34.51% | 23.8% | 23.8% | 17.88%
Com | Htl | CZ15 | ex | Htl-CZ15-ex | 0% | 0% | 0% | 40.05% | 21.8% | 21.8% | 16.35%
Com | Htl | CZ16 | ex | Htl-CZ16-ex | 0% | 0% | 0% | 29.91% | 25.46% | 25.46% | 19.17%
Ind | MBT | CZ01 | ex | MBT-CZ01-ex | 0% | 0% | 0% | 42.51% | 20.96% | 20.96% | 15.57%
Ind | MBT | CZ02 | ex | MBT-CZ02-ex | 0% | 0% | 0% | 44.65% | 20.12% | 20.12% | 15.11%
Ind | MBT | CZ03 | ex | MBT-CZ03-ex | 0% | 0% | 0% | 51.32% | 17.7% | 17.7% | 13.27%
Ind | MBT | CZ04 | ex | MBT-CZ04-ex | 0% | 0% | 0% | 41.73% | 21.18% | 21.18% | 15.91%
Ind | MBT | CZ05 | ex | MBT-CZ05-ex | 0% | 0% | 0% | 40.37% | 21.76% | 21.76% | 16.11%
Ind | MBT | CZ06 | ex | MBT-CZ06-ex | 0% | 0% | 0% | 36.68% | 23.03% | 23.03% | 17.26%
Ind | MBT | CZ07 | ex | MBT-CZ07-ex | 0% | 0% | 0% | 38.13% | 22.5% | 22.5% | 16.87%
Ind | MBT | CZ08 | ex | MBT-CZ08-ex | 0% | 0% | 0% | 36.85% | 22.97% | 22.97% | 17.22%
Ind | MBT | CZ09 | ex | MBT-CZ09-ex | 0% | 0% | 0% | 39.03% | 22.17% | 22.17% | 16.63%
Ind | MBT | CZ10 | ex | MBT-CZ10-ex | 0% | 0% | 0% | 39.44% | 22.02% | 22.02% | 16.52%
Ind | MBT | CZ11 | ex | MBT-CZ11-ex | 0% | 0% | 0% | 39.51% | 22% | 22% | 16.5%
Ind | MBT | CZ12 | ex | MBT-CZ12-ex | 0% | 0% | 0% | 41.98% | 21.1% | 21.1% | 15.82%
Ind | MBT | CZ13 | ex | MBT-CZ13-ex | 0% | 0% | 0% | 36.54% | 23.08% | 23.08% | 17.3%
Ind | MBT | CZ14 | ex | MBT-CZ14-ex | 0% | 0% | 0% | 39.6% | 21.97% | 21.97% | 16.46%
Ind | MBT | CZ15 | ex | MBT-CZ15-ex | 0% | 0% | 0% | 39.54% | 21.99% | 21.99% | 16.48%
Ind | MBT | CZ16 | ex | MBT-CZ16-ex | 0% | 0% | 0% | 39.01% | 22.17% | 22.17% | 16.64%
Ind | MLI | CZ01 | ex | MLI-CZ01-ex | 0% | 0% | 0% | 42.51% | 20.96% | 20.96% | 15.57%
Ind | MLI | CZ02 | ex | MLI-CZ02-ex | 0% | 0% | 0% | 44.65% | 20.12% | 20.12% | 15.11%
Ind | MLI | CZ03 | ex | MLI-CZ03-ex | 0% | 0% | 0% | 51.32% | 17.7% | 17.7% | 13.27%
Ind | MLI | CZ04 | ex | MLI-CZ04-ex | 0% | 0% | 0% | 41.73% | 21.18% | 21.18% | 15.91%
Ind | MLI | CZ05 | ex | MLI-CZ05-ex | 0% | 0% | 0% | 40.37% | 21.76% | 21.76% | 16.11%
Ind | MLI | CZ06 | ex | MLI-CZ06-ex | 0% | 0% | 0% | 36.68% | 23.03% | 23.03% | 17.26%
Ind | MLI | CZ07 | ex | MLI-CZ07-ex | 0% | 0% | 0% | 38.13% | 22.5% | 22.5% | 16.87%
Ind | MLI | CZ08 | ex | MLI-CZ08-ex | 0% | 0% | 0% | 36.85% | 22.97% | 22.97% | 17.22%
Ind | MLI | CZ09 | ex | MLI-CZ09-ex | 0% | 0% | 0% | 39.03% | 22.17% | 22.17% | 16.63%
Ind | MLI | CZ10 | ex | MLI-CZ10-ex | 0% | 0% | 0% | 39.44% | 22.02% | 22.02% | 16.52%
Ind | MLI | CZ11 | ex | MLI-CZ11-ex | 0% | 0% | 0% | 39.51% | 22% | 22% | 16.5%
Ind | MLI | CZ12 | ex | MLI-CZ12-ex | 0% | 0% | 0% | 41.98% | 21.1% | 21.1% | 15.82%
Ind | MLI | CZ13 | ex | MLI-CZ13-ex | 0% | 0% | 0% | 36.54% | 23.08% | 23.08% | 17.3%
Ind | MLI | CZ14 | ex | MLI-CZ14-ex | 0% | 0% | 0% | 39.6% | 21.97% | 21.97% | 16.46%
Ind | MLI | CZ15 | ex | MLI-CZ15-ex | 0% | 0% | 0% | 39.54% | 21.99% | 21.99% | 16.48%
Ind | MLI | CZ16 | ex | MLI-CZ16-ex | 0% | 0% | 0% | 39.01% | 22.17% | 22.17% | 16.64%
Com | Mtl | CZ01 | ex | Mtl-CZ01-ex | 0% | 0% | 0% | 53.12% | 16.96% | 16.96% | 12.95%
Com | Mtl | CZ02 | ex | Mtl-CZ02-ex | 0% | 0% | 0% | 43.93% | 20.39% | 20.39% | 15.29%
Com | Mtl | CZ03 | ex | Mtl-CZ03-ex | 0% | 0% | 0% | 59.1% | 14.88% | 14.88% | 11.14%
Com | Mtl | CZ04 | ex | Mtl-CZ04-ex | 0% | 0% | 0% | 40.59% | 21.6% | 21.6% | 16.2%
Com | Mtl | CZ05 | ex | Mtl-CZ05-ex | 0% | 0% | 0% | 40.89% | 21.49% | 21.49% | 16.12%
Com | Mtl | CZ06 | ex | Mtl-CZ06-ex | 0% | 0% | 0% | 44.87% | 20.05% | 20.05% | 15.03%
Com | Mtl | CZ07 | ex | Mtl-CZ07-ex | 0% | 0% | 0% | 39.75% | 21.91% | 21.91% | 16.43%
Com | Mtl | CZ08 | ex | Mtl-CZ08-ex | 0% | 0% | 0% | 43.53% | 20.53% | 20.53% | 15.4%
Com | Mtl | CZ09 | ex | Mtl-CZ09-ex | 0% | 0% | 0% | 32.09% | 24.69% | 24.69% | 18.53%
Com | Mtl | CZ10 | ex | Mtl-CZ10-ex | 0% | 0% | 0% | 39.97% | 21.84% | 21.84% | 16.35%
Com | Mtl | CZ11 | ex | Mtl-CZ11-ex | 0% | 0% | 0% | 40.55% | 21.65% | 21.65% | 16.14%
Com | Mtl | CZ12 | ex | Mtl-CZ12-ex | 0% | 0% | 0% | 39.39% | 22.05% | 22.05% | 16.51%
Com | Mtl | CZ13 | ex | Mtl-CZ13-ex | 0% | 0% | 0% | 37.48% | 22.77% | 22.77% | 16.98%
Com | Mtl | CZ14 | ex | Mtl-CZ14-ex | 0% | 0% | 0% | 34.51% | 23.8% | 23.8% | 17.88%
Com | Mtl | CZ15 | ex | Mtl-CZ15-ex | 0% | 0% | 0% | 40.05% | 21.8% | 21.8% | 16.35%
Com | Mtl | CZ16 | ex | Mtl-CZ16-ex | 0% | 0% | 0% | 29.91% | 25.46% | 25.46% | 19.17%
Com | Nrs | CZ01 | ex | Nrs-CZ01-ex | 0% | 0% | 0% | 56.74% | 15.6% | 15.6% | 12.06%
Com | Nrs | CZ02 | ex | Nrs-CZ02-ex | 0% | 0% | 0% | 42.49% | 20.9% | 20.9% | 15.7%
Com | Nrs | CZ03 | ex | Nrs-CZ03-ex | 0% | 0% | 0% | 26.53% | 26.71% | 26.71% | 20.06%
Com | Nrs | CZ04 | ex | Nrs-CZ04-ex | 0% | 0% | 0% | 43.44% | 20.58% | 20.58% | 15.4%
Com | Nrs | CZ05 | ex | Nrs-CZ05-ex | 0% | 0% | 0% | 50% | 18.13% | 18.13% | 13.74%
Com | Nrs | CZ06 | ex | Nrs-CZ06-ex | 0% | 0% | 0% | 52.99% | 17.09% | 17.09% | 12.83%
Com | Nrs | CZ07 | ex | Nrs-CZ07-ex | 0% | 0% | 0% | 50.27% | 18.09% | 18.09% | 13.54%
Com | Nrs | CZ08 | ex | Nrs-CZ08-ex | 0% | 0% | 0% | 52.19% | 17.38% | 17.38% | 13.04%
Com | Nrs | CZ09 | ex | Nrs-CZ09-ex | 0% | 0% | 0% | 48.02% | 18.9% | 18.9% | 14.18%
Com | Nrs | CZ10 | ex | Nrs-CZ10-ex | 0% | 0% | 0% | 33.14% | 24.31% | 24.31% | 18.24%
Com | Nrs | CZ11 | ex | Nrs-CZ11-ex | 0% | 0% | 0% | 46.08% | 19.61% | 19.61% | 14.71%
Com | Nrs | CZ12 | ex | Nrs-CZ12-ex | 0% | 0% | 0% | 39.09% | 22.16% | 22.16% | 16.6%
Com | Nrs | CZ13 | ex | Nrs-CZ13-ex | 0% | 0% | 0% | 43.22% | 20.66% | 20.66% | 15.47%
Com | Nrs | CZ14 | ex | Nrs-CZ14-ex | 0% | 0% | 0% | 35.58% | 23.35% | 23.35% | 17.71%
Com | Nrs | CZ15 | ex | Nrs-CZ15-ex | 0% | 0% | 0% | 31.61% | 24.87% | 24.87% | 18.65%
Com | Nrs | CZ16 | ex | Nrs-CZ16-ex | 0% | 0% | 0% | 33.92% | 23.98% | 23.98% | 18.13%
Com | OfL | CZ01 | ex | OfL-CZ01-ex | 0% | 0% | 0% | 62.61% | 13.6% | 13.6% | 10.2%
Com | OfL | CZ02 | ex | OfL-CZ02-ex | 0% | 0% | 0% | 49.05% | 18.52% | 18.52% | 13.91%
Com | OfL | CZ03 | ex | OfL-CZ03-ex | 0% | 0% | 0% | 48.33% | 18.79% | 18.79% | 14.09%
Com | OfL | CZ04 | ex | OfL-CZ04-ex | 0% | 0% | 0% | 48.4% | 18.76% | 18.76% | 14.07%
Com | OfL | CZ05 | ex | OfL-CZ05-ex | 0% | 0% | 0% | 48.9% | 18.58% | 18.58% | 13.94%
Com | OfL | CZ06 | ex | OfL-CZ06-ex | 0% | 0% | 0% | 46.03% | 19.62% | 19.62% | 14.72%
Com | OfL | CZ07 | ex | OfL-CZ07-ex | 0% | 0% | 0% | 47.44% | 19.11% | 19.11% | 14.34%
Com | OfL | CZ08 | ex | OfL-CZ08-ex | 0% | 0% | 0% | 44.32% | 20.25% | 20.25% | 15.18%
Com | OfL | CZ09 | ex | OfL-CZ09-ex | 0% | 0% | 0% | 36.09% | 23.24% | 23.24% | 17.43%
Com | OfL | CZ10 | ex | OfL-CZ10-ex | 0% | 0% | 0% | 44.32% | 20.25% | 20.25% | 15.19%
Com | OfL | CZ11 | ex | OfL-CZ11-ex | 0% | 0% | 0% | 41.95% | 21.1% | 21.1% | 15.85%
Com | OfL | CZ12 | ex | OfL-CZ12-ex | 0% | 0% | 0% | 47.11% | 19.23% | 19.23% | 14.42%
Com | OfL | CZ13 | ex | OfL-CZ13-ex | 0% | 0% | 0% | 33.42% | 24.21% | 24.21% | 18.16%
Com | OfL | CZ14 | ex | OfL-CZ14-ex | 0% | 0% | 0% | 38.8% | 22.25% | 22.25% | 16.7%
Com | OfL | CZ15 | ex | OfL-CZ15-ex | 0% | 0% | 0% | 43.82% | 20.42% | 20.42% | 15.33%
Com | OfL | CZ16 | ex | OfL-CZ16-ex | 0% | 0% | 0% | 38.21% | 22.44% | 22.44% | 16.9%
Com | OfS | CZ01 | ex | OfS-CZ01-ex | 0% | 0% | 0% | 40.62% | 21.54% | 21.54% | 16.31%
Com | OfS | CZ02 | ex | OfS-CZ02-ex | 0% | 0% | 0% | 35.42% | 23.49% | 23.49% | 17.59%
Com | OfS | CZ03 | ex | OfS-CZ03-ex | 0% | 0% | 0% | 30.92% | 25.12% | 25.12% | 18.85%
Com | OfS | CZ04 | ex | OfS-CZ04-ex | 0% | 0% | 0% | 35.38% | 23.49% | 23.49% | 17.63%
Com | OfS | CZ05 | ex | OfS-CZ05-ex | 0% | 0% | 0% | 33.77% | 24.08% | 24.08% | 18.06%
Com | OfS | CZ06 | ex | OfS-CZ06-ex | 0% | 0% | 0% | 30.15% | 25.4% | 25.4% | 19.05%
Com | OfS | CZ07 | ex | OfS-CZ07-ex | 0% | 0% | 0% | 37.97% | 22.56% | 22.56% | 16.92%
Com | OfS | CZ08 | ex | OfS-CZ08-ex | 0% | 0% | 0% | 30.43% | 25.3% | 25.3% | 18.97%
Com | OfS | CZ09 | ex | OfS-CZ09-ex | 0% | 0% | 0% | 35.32% | 23.52% | 23.52% | 17.64%
Com | OfS | CZ10 | ex | OfS-CZ10-ex | 0% | 0% | 0% | 40.89% | 21.49% | 21.49% | 16.13%
Com | OfS | CZ11 | ex | OfS-CZ11-ex | 0% | 0% | 0% | 41.41% | 21.31% | 21.31% | 15.98%
Com | OfS | CZ12 | ex | OfS-CZ12-ex | 0% | 0% | 0% | 39.22% | 22.11% | 22.11% | 16.57%
Com | OfS | CZ13 | ex | OfS-CZ13-ex | 0% | 0% | 0% | 40.62% | 21.59% | 21.59% | 16.2%
Com | OfS | CZ14 | ex | OfS-CZ14-ex | 0% | 0% | 0% | 40.65% | 21.58% | 21.58% | 16.2%
Com | OfS | CZ15 | ex | OfS-CZ15-ex | 0% | 0% | 0% | 41.16% | 21.39% | 21.39% | 16.06%
Com | OfS | CZ16 | ex | OfS-CZ16-ex | 0% | 0% | 0% | 40.09% | 21.79% | 21.79% | 16.32%
Com | RFF | CZ01 | ex | RFF-CZ01-ex | 0% | 0% | 0% | 26.92% | 26.92% | 26.92% | 19.23%
Com | RFF | CZ02 | ex | RFF-CZ02-ex | 0% | 0% | 0% | 35.58% | 23.31% | 23.31% | 17.79%
Com | RFF | CZ03 | ex | RFF-CZ03-ex | 0% | 0% | 0% | 31.78% | 24.81% | 24.81% | 18.6%
Com | RFF | CZ04 | ex | RFF-CZ04-ex | 0% | 0% | 0% | 38.19% | 22.45% | 22.45% | 16.91%
Com | RFF | CZ05 | ex | RFF-CZ05-ex | 0% | 0% | 0% | 34.71% | 23.97% | 23.97% | 17.36%
Com | RFF | CZ06 | ex | RFF-CZ06-ex | 0% | 0% | 0% | 29.63% | 25.58% | 25.58% | 19.2%
Com | RFF | CZ07 | ex | RFF-CZ07-ex | 0% | 0% | 0% | 34.86% | 23.67% | 23.67% | 17.79%
Com | RFF | CZ08 | ex | RFF-CZ08-ex | 0% | 0% | 0% | 30.86% | 25.14% | 25.14% | 18.86%
Com | RFF | CZ09 | ex | RFF-CZ09-ex | 0% | 0% | 0% | 39.68% | 21.95% | 21.95% | 16.43%
Com | RFF | CZ10 | ex | RFF-CZ10-ex | 0% | 0% | 0% | 51.11% | 17.78% | 17.78% | 13.33%
Com | RFF | CZ11 | ex | RFF-CZ11-ex | 0% | 0% | 0% | 40% | 21.67% | 21.67% | 16.67%
Com | RFF | CZ12 | ex | RFF-CZ12-ex | 0% | 0% | 0% | 42.03% | 21.09% | 21.09% | 15.78%
Com | RFF | CZ13 | ex | RFF-CZ13-ex | 0% | 0% | 0% | 40.68% | 21.57% | 21.57% | 16.18%
Com | RFF | CZ14 | ex | RFF-CZ14-ex | 0% | 0% | 0% | 50.65% | 17.95% | 17.95% | 13.44%
Com | RFF | CZ15 | ex | RFF-CZ15-ex | 0% | 0% | 0% | 51.6% | 17.62% | 17.62% | 13.16%
Com | RFF | CZ16 | ex | RFF-CZ16-ex | 0% | 0% | 0% | 48.99% | 18.6% | 18.6% | 13.81%
Com | RSD | CZ01 | ex | RSD-CZ01-ex | 0% | 0% | 0% | 26.92% | 26.92% | 26.92% | 19.23%
Com | RSD | CZ02 | ex | RSD-CZ02-ex | 0% | 0% | 0% | 35.58% | 23.31% | 23.31% | 17.79%
Com | RSD | CZ03 | ex | RSD-CZ03-ex | 0% | 0% | 0% | 31.78% | 24.81% | 24.81% | 18.6%
Com | RSD | CZ04 | ex | RSD-CZ04-ex | 0% | 0% | 0% | 38.19% | 22.45% | 22.45% | 16.91%
Com | RSD | CZ05 | ex | RSD-CZ05-ex | 0% | 0% | 0% | 34.71% | 23.97% | 23.97% | 17.36%
Com | RSD | CZ06 | ex | RSD-CZ06-ex | 0% | 0% | 0% | 29.63% | 25.58% | 25.58% | 19.2%
Com | RSD | CZ07 | ex | RSD-CZ07-ex | 0% | 0% | 0% | 34.86% | 23.67% | 23.67% | 17.79%
Com | RSD | CZ08 | ex | RSD-CZ08-ex | 0% | 0% | 0% | 30.86% | 25.14% | 25.14% | 18.86%
Com | RSD | CZ09 | ex | RSD-CZ09-ex | 0% | 0% | 0% | 39.68% | 21.95% | 21.95% | 16.43%
Com | RSD | CZ10 | ex | RSD-CZ10-ex | 0% | 0% | 0% | 51.11% | 17.78% | 17.78% | 13.33%
Com | RSD | CZ11 | ex | RSD-CZ11-ex | 0% | 0% | 0% | 40% | 21.67% | 21.67% | 16.67%
Com | RSD | CZ12 | ex | RSD-CZ12-ex | 0% | 0% | 0% | 42.03% | 21.09% | 21.09% | 15.78%
Com | RSD | CZ13 | ex | RSD-CZ13-ex | 0% | 0% | 0% | 40.68% | 21.57% | 21.57% | 16.18%
Com | RSD | CZ14 | ex | RSD-CZ14-ex | 0% | 0% | 0% | 50.65% | 17.95% | 17.95% | 13.44%
Com | RSD | CZ15 | ex | RSD-CZ15-ex | 0% | 0% | 0% | 51.6% | 17.62% | 17.62% | 13.16%
Com | RSD | CZ16 | ex | RSD-CZ16-ex | 0% | 0% | 0% | 48.99% | 18.6% | 18.6% | 13.81%
Com | Rt3 | CZ01 | ex | Rt3-CZ01-ex | 0% | 0% | 0% | 37.5% | 22.73% | 22.73% | 17.05%
Com | Rt3 | CZ02 | ex | Rt3-CZ02-ex | 0% | 0% | 0% | 38.94% | 22.2% | 22.2% | 16.67%
Com | Rt3 | CZ03 | ex | Rt3-CZ03-ex | 0% | 0% | 0% | 36.19% | 23.2% | 23.2% | 17.4%
Com | Rt3 | CZ04 | ex | Rt3-CZ04-ex | 0% | 0% | 0% | 39.83% | 21.88% | 21.88% | 16.42%
Com | Rt3 | CZ05 | ex | Rt3-CZ05-ex | 0% | 0% | 0% | 38.4% | 22.38% | 22.38% | 16.85%
Com | Rt3 | CZ06 | ex | Rt3-CZ06-ex | 0% | 0% | 0% | 36.06% | 23.25% | 23.25% | 17.44%
Com | Rt3 | CZ07 | ex | Rt3-CZ07-ex | 0% | 0% | 0% | 38.81% | 22.25% | 22.25% | 16.68%
Com | Rt3 | CZ08 | ex | Rt3-CZ08-ex | 0% | 0% | 0% | 36.32% | 23.15% | 23.15% | 17.37%
Com | Rt3 | CZ09 | ex | Rt3-CZ09-ex | 0% | 0% | 0% | 37.69% | 22.66% | 22.66% | 16.99%
Com | Rt3 | CZ10 | ex | Rt3-CZ10-ex | 0% | 0% | 0% | 40.33% | 21.7% | 21.7% | 16.27%
Com | Rt3 | CZ11 | ex | Rt3-CZ11-ex | 0% | 0% | 0% | 39.35% | 22.05% | 22.05% | 16.55%
Com | Rt3 | CZ12 | ex | Rt3-CZ12-ex | 0% | 0% | 0% | 44.31% | 20.25% | 20.25% | 15.19%
Com | Rt3 | CZ13 | ex | Rt3-CZ13-ex | 0% | 0% | 0% | 36.4% | 23.13% | 23.13% | 17.33%
Com | Rt3 | CZ14 | ex | Rt3-CZ14-ex | 0% | 0% | 0% | 39.99% | 21.82% | 21.82% | 16.36%
Com | Rt3 | CZ15 | ex | Rt3-CZ15-ex | 0% | 0% | 0% | 40.41% | 21.67% | 21.67% | 16.26%
Com | Rt3 | CZ16 | ex | Rt3-CZ16-ex | 0% | 0% | 0% | 38.38% | 22.36% | 22.36% | 16.91%
Com | RtL | CZ01 | ex | RtL-CZ01-ex | 0% | 0% | 0% | 37.5% | 22.73% | 22.73% | 17.05%
Com | RtL | CZ02 | ex | RtL-CZ02-ex | 0% | 0% | 0% | 38.94% | 22.2% | 22.2% | 16.67%
Com | RtL | CZ03 | ex | RtL-CZ03-ex | 0% | 0% | 0% | 36.19% | 23.2% | 23.2% | 17.4%
Com | RtL | CZ04 | ex | RtL-CZ04-ex | 0% | 0% | 0% | 39.83% | 21.88% | 21.88% | 16.42%
Com | RtL | CZ05 | ex | RtL-CZ05-ex | 0% | 0% | 0% | 38.4% | 22.38% | 22.38% | 16.85%
Com | RtL | CZ06 | ex | RtL-CZ06-ex | 0% | 0% | 0% | 36.06% | 23.25% | 23.25% | 17.44%
Com | RtL | CZ07 | ex | RtL-CZ07-ex | 0% | 0% | 0% | 38.81% | 22.25% | 22.25% | 16.68%
Com | RtL | CZ08 | ex | RtL-CZ08-ex | 0% | 0% | 0% | 36.32% | 23.15% | 23.15% | 17.37%
Com | RtL | CZ09 | ex | RtL-CZ09-ex | 0% | 0% | 0% | 37.69% | 22.66% | 22.66% | 16.99%
Com | RtL | CZ10 | ex | RtL-CZ10-ex | 0% | 0% | 0% | 40.33% | 21.7% | 21.7% | 16.27%
Com | RtL | CZ11 | ex | RtL-CZ11-ex | 0% | 0% | 0% | 39.35% | 22.05% | 22.05% | 16.55%
Com | RtL | CZ12 | ex | RtL-CZ12-ex | 0% | 0% | 0% | 44.31% | 20.25% | 20.25% | 15.19%
Com | RtL | CZ13 | ex | RtL-CZ13-ex | 0% | 0% | 0% | 36.4% | 23.13% | 23.13% | 17.33%
Com | RtL | CZ14 | ex | RtL-CZ14-ex | 0% | 0% | 0% | 39.99% | 21.82% | 21.82% | 16.36%
Com | RtL | CZ15 | ex | RtL-CZ15-ex | 0% | 0% | 0% | 40.41% | 21.67% | 21.67% | 16.26%
Com | RtL | CZ16 | ex | RtL-CZ16-ex | 0% | 0% | 0% | 38.38% | 22.36% | 22.36% | 16.91%
Com | RtS | CZ01 | ex | RtS-CZ01-ex | 0% | 0% | 0% | 37.5% | 22.73% | 22.73% | 17.05%
Com | RtS | CZ02 | ex | RtS-CZ02-ex | 0% | 0% | 0% | 38.94% | 22.2% | 22.2% | 16.67%
Com | RtS | CZ03 | ex | RtS-CZ03-ex | 0% | 0% | 0% | 36.19% | 23.2% | 23.2% | 17.4%
Com | RtS | CZ04 | ex | RtS-CZ04-ex | 0% | 0% | 0% | 39.83% | 21.88% | 21.88% | 16.42%
Com | RtS | CZ05 | ex | RtS-CZ05-ex | 0% | 0% | 0% | 38.4% | 22.38% | 22.38% | 16.85%
Com | RtS | CZ06 | ex | RtS-CZ06-ex | 0% | 0% | 0% | 36.06% | 23.25% | 23.25% | 17.44%
Com | RtS | CZ07 | ex | RtS-CZ07-ex | 0% | 0% | 0% | 38.81% | 22.25% | 22.25% | 16.68%
Com | RtS | CZ08 | ex | RtS-CZ08-ex | 0% | 0% | 0% | 36.32% | 23.15% | 23.15% | 17.37%
Com | RtS | CZ09 | ex | RtS-CZ09-ex | 0% | 0% | 0% | 37.69% | 22.66% | 22.66% | 16.99%
Com | RtS | CZ10 | ex | RtS-CZ10-ex | 0% | 0% | 0% | 40.33% | 21.7% | 21.7% | 16.27%
Com | RtS | CZ11 | ex | RtS-CZ11-ex | 0% | 0% | 0% | 39.35% | 22.05% | 22.05% | 16.55%
Com | RtS | CZ12 | ex | RtS-CZ12-ex | 0% | 0% | 0% | 44.31% | 20.25% | 20.25% | 15.19%
Com | RtS | CZ13 | ex | RtS-CZ13-ex | 0% | 0% | 0% | 36.4% | 23.13% | 23.13% | 17.33%
Com | RtS | CZ14 | ex | RtS-CZ14-ex | 0% | 0% | 0% | 39.99% | 21.82% | 21.82% | 16.36%
Com | RtS | CZ15 | ex | RtS-CZ15-ex | 0% | 0% | 0% | 40.41% | 21.67% | 21.67% | 16.26%
Com | RtS | CZ16 | ex | RtS-CZ16-ex | 0% | 0% | 0% | 38.38% | 22.36% | 22.36% | 16.91%
Com | SCn | CZ01 | ex | SCn-CZ01-ex | 0% | 0% | 0% | 56.12% | 15.96% | 15.96% | 11.97%
Com | SCn | CZ02 | ex | SCn-CZ02-ex | 0% | 0% | 0% | 45.35% | 19.88% | 19.88% | 14.89%
Com | SCn | CZ03 | ex | SCn-CZ03-ex | 0% | 0% | 0% | 25.98% | 26.92% | 26.92% | 20.19%
Com | SCn | CZ04 | ex | SCn-CZ04-ex | 0% | 0% | 0% | 45.75% | 19.73% | 19.73% | 14.8%
Com | SCn | CZ05 | ex | SCn-CZ05-ex | 0% | 0% | 0% | 46.21% | 19.49% | 19.49% | 14.8%
Com | SCn | CZ06 | ex | SCn-CZ06-ex | 0% | 0% | 0% | 42.99% | 20.73% | 20.73% | 15.55%
Com | SCn | CZ07 | ex | SCn-CZ07-ex | 0% | 0% | 0% | 45.41% | 19.85% | 19.85% | 14.9%
Com | SCn | CZ08 | ex | SCn-CZ08-ex | 0% | 0% | 0% | 42.72% | 20.83% | 20.83% | 15.62%
Com | SCn | CZ09 | ex | SCn-CZ09-ex | 0% | 0% | 0% | 45.82% | 19.7% | 19.7% | 14.78%
Com | SCn | CZ10 | ex | SCn-CZ10-ex | 0% | 0% | 0% | 35.75% | 23.36% | 23.36% | 17.52%
Com | SCn | CZ11 | ex | SCn-CZ11-ex | 0% | 0% | 0% | 44.84% | 20.06% | 20.06% | 15.04%
Com | SCn | CZ12 | ex | SCn-CZ12-ex | 0% | 0% | 0% | 41.75% | 21.18% | 21.18% | 15.89%
Com | SCn | CZ13 | ex | SCn-CZ13-ex | 0% | 0% | 0% | 43.18% | 20.66% | 20.66% | 15.5%
Com | SCn | CZ14 | ex | SCn-CZ14-ex | 0% | 0% | 0% | 36.42% | 23.13% | 23.13% | 17.33%
Com | SCn | CZ15 | ex | SCn-CZ15-ex | 0% | 0% | 0% | 35.58% | 23.42% | 23.42% | 17.59%
Com | SCn | CZ16 | ex | SCn-CZ16-ex | 0% | 0% | 0% | 37.7% | 22.63% | 22.63% | 17.04%
Com | SUn | CZ01 | ex | SUn-CZ01-ex | 0% | 0% | 0% | 56.12% | 15.96% | 15.96% | 11.97%
Com | SUn | CZ02 | ex | SUn-CZ02-ex | 0% | 0% | 0% | 45.35% | 19.88% | 19.88% | 14.89%
Com | SUn | CZ03 | ex | SUn-CZ03-ex | 0% | 0% | 0% | 25.98% | 26.92% | 26.92% | 20.19%
Com | SUn | CZ04 | ex | SUn-CZ04-ex | 0% | 0% | 0% | 45.75% | 19.73% | 19.73% | 14.8%
Com | SUn | CZ05 | ex | SUn-CZ05-ex | 0% | 0% | 0% | 46.21% | 19.49% | 19.49% | 14.8%
Com | SUn | CZ06 | ex | SUn-CZ06-ex | 0% | 0% | 0% | 42.99% | 20.73% | 20.73% | 15.55%
Com | SUn | CZ07 | ex | SUn-CZ07-ex | 0% | 0% | 0% | 45.41% | 19.85% | 19.85% | 14.9%
Com | SUn | CZ08 | ex | SUn-CZ08-ex | 0% | 0% | 0% | 42.72% | 20.83% | 20.83% | 15.62%
Com | SUn | CZ09 | ex | SUn-CZ09-ex | 0% | 0% | 0% | 45.82% | 19.7% | 19.7% | 14.78%
Com | SUn | CZ10 | ex | SUn-CZ10-ex | 0% | 0% | 0% | 35.75% | 23.36% | 23.36% | 17.52%
Com | SUn | CZ11 | ex | SUn-CZ11-ex | 0% | 0% | 0% | 44.84% | 20.06% | 20.06% | 15.04%
Com | SUn | CZ12 | ex | SUn-CZ12-ex | 0% | 0% | 0% | 41.75% | 21.18% | 21.18% | 15.89%
Com | SUn | CZ13 | ex | SUn-CZ13-ex | 0% | 0% | 0% | 43.18% | 20.66% | 20.66% | 15.5%
Com | SUn | CZ14 | ex | SUn-CZ14-ex | 0% | 0% | 0% | 36.42% | 23.13% | 23.13% | 17.33%
Com | SUn | CZ15 | ex | SUn-CZ15-ex | 0% | 0% | 0% | 35.58% | 23.42% | 23.42% | 17.59%
Com | SUn | CZ16 | ex | SUn-CZ16-ex | 0% | 0% | 0% | 37.7% | 22.63% | 22.63% | 17.04%
Com | WRf | CZ01 | ex | WRf-CZ01-ex | 0% | 0% | 0% | 61.36% | 13.64% | 13.64% | 11.36%
Com | WRf | CZ02 | ex | WRf-CZ02-ex | 0% | 0% | 0% | 44.05% | 20.24% | 20.24% | 15.48%
Com | WRf | CZ03 | ex | WRf-CZ03-ex | 0% | 0% | 0% | 27.71% | 26.29% | 26.29% | 19.71%
Com | WRf | CZ04 | ex | WRf-CZ04-ex | 0% | 0% | 0% | 39.87% | 21.9% | 21.9% | 16.34%
Com | WRf | CZ05 | ex | WRf-CZ05-ex | 0% | 0% | 0% | 40% | 21.67% | 21.67% | 16.67%
Com | WRf | CZ06 | ex | WRf-CZ06-ex | 0% | 0% | 0% | 36.92% | 22.92% | 22.92% | 17.23%
Com | WRf | CZ07 | ex | WRf-CZ07-ex | 0% | 0% | 0% | 25.45% | 27.27% | 27.27% | 20%
Com | WRf | CZ08 | ex | WRf-CZ08-ex | 0% | 0% | 0% | 37.2% | 22.83% | 22.83% | 17.14%
Com | WRf | CZ09 | ex | WRf-CZ09-ex | 0% | 0% | 0% | 42.02% | 21.08% | 21.08% | 15.82%
Com | WRf | CZ10 | ex | WRf-CZ10-ex | 0% | 0% | 0% | 27.58% | 26.35% | 26.35% | 19.72%
Com | WRf | CZ11 | ex | WRf-CZ11-ex | 0% | 0% | 0% | 35.23% | 23.58% | 23.58% | 17.62%
Com | WRf | CZ12 | ex | WRf-CZ12-ex | 0% | 0% | 0% | 26.11% | 26.87% | 26.87% | 20.15%
Com | WRf | CZ13 | ex | WRf-CZ13-ex | 0% | 0% | 0% | 29.91% | 25.48% | 25.48% | 19.14%
Com | WRf | CZ14 | ex | WRf-CZ14-ex | 0% | 0% | 0% | 27.27% | 27.27% | 27.27% | 18.18%
Com | WRf | CZ15 | ex | WRf-CZ15-ex | 0% | 0% | 0% | 27.78% | 25.93% | 25.93% | 20.37%
Com | WRf | CZ16 | ex | WRf-CZ16-ex | 0% | 0% | 0% | 22.92% | 27.08% | 27.08% | 22.92%