## Savings Summary
Ex Era Savings
Measure Description (AOE and NC) | BldgType | BldgLoc | System Tech ID | NormUnit | eX Era Name | KWh/Ton Electric Savings | KW/Ton Peak Electric Demand Reduction | Therms/Ton Gas Savings
HVAC Package Unit Evaporative Pre-Cooler System and Controls, Asm, CZ12 | Asm | CZ12 | PkgAC240-760 | Cap-Tons | Asm-CZ12-ex | 124.12 | 0.25019 | 0
HVAC Package Unit Evaporative Pre-Cooler System and Controls, ECC, CZ12 | ECC | CZ12 | PkgAC240-760 | Cap-Tons | ECC-CZ12-ex | 83.59 | 0.1741 | 0
HVAC Package Unit Evaporative Pre-Cooler System and Controls, EUn, CZ12 | EUn | CZ12 | PkgAC240-760 | Cap-Tons | EUn-CZ12-ex | 96.95 | 0.20547 | 0
HVAC Package Unit Evaporative Pre-Cooler System and Controls, Gro, CZ12 | Gro | CZ12 | PkgAC240-760 | Cap-Tons | Gro-CZ12-ex | 43.99 | 0.09241 | 0
HVAC Package Unit Evaporative Pre-Cooler System and Controls, Hsp, CZ12 | Hsp | CZ12 | PkgAC240-760 | Cap-Tons | Hsp-CZ12-ex | 79.9 | 0.14488 | 0
HVAC Package Unit Evaporative Pre-Cooler System and Controls, Htl, CZ12 | Htl | CZ12 | PkgAC240-760 | Cap-Tons | Htl-CZ12-ex | 96.92 | 0.16328 | 0
HVAC Package Unit Evaporative Pre-Cooler System and Controls, MBT, CZ12 | MBT | CZ12 | PkgAC240-760 | Cap-Tons | MBT-CZ12-ex | 77.95 | 0.15585 | 0
HVAC Package Unit Evaporative Pre-Cooler System and Controls, MLI, CZ12 | MLI | CZ12 | PkgAC240-760 | Cap-Tons | MLI-CZ12-ex | 60.63 | 0.12397 | 0
HVAC Package Unit Evaporative Pre-Cooler System and Controls, Nrs, CZ12 | Nrs | CZ12 | PkgAC240-760 | Cap-Tons | Nrs-CZ12-ex | 82.81 | 0.13388 | 0
HVAC Package Unit Evaporative Pre-Cooler System and Controls, OfL, CZ12 | OfL | CZ12 | PkgAC240-760 | Cap-Tons | OfL-CZ12-ex | 85.9 | 0.10949 | 0
HVAC Package Unit Evaporative Pre-Cooler System and Controls, OfS, CZ12 | OfS | CZ12 | PkgAC240-760 | Cap-Tons | OfS-CZ12-ex | 80.28 | 0.10805 | 0
HVAC Package Unit Evaporative Pre-Cooler System and Controls, RFF, CZ12 | RFF | CZ12 | PkgAC240-760 | Cap-Tons | RFF-CZ12-ex | 141.25 | 0.24821 | 0
HVAC Package Unit Evaporative Pre-Cooler System and Controls, RSD, CZ12 | RSD | CZ12 | PkgAC240-760 | Cap-Tons | RSD-CZ12-ex | 139.75 | 0.25186 | 0
HVAC Package Unit Evaporative Pre-Cooler System and Controls, Rt3, CZ12 | Rt3 | CZ12 | PkgAC240-760 | Cap-Tons | Rt3-CZ12-ex | 132.93 | 0.23714 | 0
HVAC Package Unit Evaporative Pre-Cooler System and Controls, RtL, CZ12 | RtL | CZ12 | PkgAC240-760 | Cap-Tons | RtL-CZ12-ex | 137.19 | 0.22239 | 0
HVAC Package Unit Evaporative Pre-Cooler System and Controls, RtS, CZ12 | RtS | CZ12 | PkgAC240-760 | Cap-Tons | RtS-CZ12-ex | 122.12 | 0.21742 | 0
HVAC Package Unit Evaporative Pre-Cooler System and Controls, SCn, CZ12 | SCn | CZ12 | PkgAC240-760 | Cap-Tons | SCn-CZ12-ex | 68.25 | 0.12943 | 0
HVAC Package Unit Evaporative Pre-Cooler System and Controls, WRf, CZ12 | WRf | CZ12 | PkgAC240-760 | Cap-Tons | WRf-CZ12-ex | 62.15 | 0.11419 | 0
HVAC Package Unit Evaporative Pre-Cooler System and Controls, Asm, CZ13 | Asm | CZ13 | PkgAC240-760 | Cap-Tons | Asm-CZ13-ex | 202.17 | 0.25129 | 0
HVAC Package Unit Evaporative Pre-Cooler System and Controls, ECC, CZ13 | ECC | CZ13 | PkgAC240-760 | Cap-Tons | ECC-CZ13-ex | 141.34 | 0.18499 | 0
HVAC Package Unit Evaporative Pre-Cooler System and Controls, EUn, CZ13 | EUn | CZ13 | PkgAC240-760 | Cap-Tons | EUn-CZ13-ex | 161.73 | 0.21726 | 0
HVAC Package Unit Evaporative Pre-Cooler System and Controls, Gro, CZ13 | Gro | CZ13 | PkgAC240-760 | Cap-Tons | Gro-CZ13-ex | 96.69 | 0.14184 | 0
HVAC Package Unit Evaporative Pre-Cooler System and Controls, Hsp, CZ13 | Hsp | CZ13 | PkgAC240-760 | Cap-Tons | Hsp-CZ13-ex | 156.45 | 0.17055 | 0
HVAC Package Unit Evaporative Pre-Cooler System and Controls, Htl, CZ13 | Htl | CZ13 | PkgAC240-760 | Cap-Tons | Htl-CZ13-ex | 168.41 | 0.17221 | 0
HVAC Package Unit Evaporative Pre-Cooler System and Controls, MBT, CZ13 | MBT | CZ13 | PkgAC240-760 | Cap-Tons | MBT-CZ13-ex | 127.2 | 0.1655 | 0
HVAC Package Unit Evaporative Pre-Cooler System and Controls, MLI, CZ13 | MLI | CZ13 | PkgAC240-760 | Cap-Tons | MLI-CZ13-ex | 108.61 | 0.13412 | 0
HVAC Package Unit Evaporative Pre-Cooler System and Controls, Nrs, CZ13 | Nrs | CZ13 | PkgAC240-760 | Cap-Tons | Nrs-CZ13-ex | 155.24 | 0.15302 | 0
HVAC Package Unit Evaporative Pre-Cooler System and Controls, OfL, CZ13 | OfL | CZ13 | PkgAC240-760 | Cap-Tons | OfL-CZ13-ex | 134.98 | 0.10953 | 0
HVAC Package Unit Evaporative Pre-Cooler System and Controls, OfS, CZ13 | OfS | CZ13 | PkgAC240-760 | Cap-Tons | OfS-CZ13-ex | 129.35 | 0.11092 | 0
HVAC Package Unit Evaporative Pre-Cooler System and Controls, RFF, CZ13 | RFF | CZ13 | PkgAC240-760 | Cap-Tons | RFF-CZ13-ex | 247.09 | 0.25812 | 0
HVAC Package Unit Evaporative Pre-Cooler System and Controls, RSD, CZ13 | RSD | CZ13 | PkgAC240-760 | Cap-Tons | RSD-CZ13-ex | 236.64 | 0.24569 | 0
HVAC Package Unit Evaporative Pre-Cooler System and Controls, Rt3, CZ13 | Rt3 | CZ13 | PkgAC240-760 | Cap-Tons | Rt3-CZ13-ex | 221.54 | 0.24335 | 0
HVAC Package Unit Evaporative Pre-Cooler System and Controls, RtL, CZ13 | RtL | CZ13 | PkgAC240-760 | Cap-Tons | RtL-CZ13-ex | 230.01 | 0.23404 | 0
HVAC Package Unit Evaporative Pre-Cooler System and Controls, RtS, CZ13 | RtS | CZ13 | PkgAC240-760 | Cap-Tons | RtS-CZ13-ex | 207.69 | 0.23256 | 0
HVAC Package Unit Evaporative Pre-Cooler System and Controls, SCn, CZ13 | SCn | CZ13 | PkgAC240-760 | Cap-Tons | SCn-CZ13-ex | 125.89 | 0.13083 | 0
HVAC Package Unit Evaporative Pre-Cooler System and Controls, WRf, CZ13 | WRf | CZ13 | PkgAC240-760 | Cap-Tons | WRf-CZ13-ex | 122.06 | 0.13599 | 0
HVAC Package Unit Evaporative Pre-Cooler System and Controls, Asm, CZ15 | Asm | CZ15 | PkgAC240-760 | Cap-Tons | Asm-CZ15-ex | 317.12 | 0.3562 | 0
HVAC Package Unit Evaporative Pre-Cooler System and Controls, ECC, CZ15 | ECC | CZ15 | PkgAC240-760 | Cap-Tons | ECC-CZ15-ex | 237.41 | 0.24321 | 0
HVAC Package Unit Evaporative Pre-Cooler System and Controls, EUn, CZ15 | EUn | CZ15 | PkgAC240-760 | Cap-Tons | EUn-CZ15-ex | 264.18 | 0.28288 | 0
HVAC Package Unit Evaporative Pre-Cooler System and Controls, Gro, CZ15 | Gro | CZ15 | PkgAC240-760 | Cap-Tons | Gro-CZ15-ex | 177.97 | 0.18567 | 0
HVAC Package Unit Evaporative Pre-Cooler System and Controls, Hsp, CZ15 | Hsp | CZ15 | PkgAC240-760 | Cap-Tons | Hsp-CZ15-ex | 332.15 | 0.28292 | 0
HVAC Package Unit Evaporative Pre-Cooler System and Controls, Htl, CZ15 | Htl | CZ15 | PkgAC240-760 | Cap-Tons | Htl-CZ15-ex | 311.21 | 0.25791 | 0
HVAC Package Unit Evaporative Pre-Cooler System and Controls, MBT, CZ15 | MBT | CZ15 | PkgAC240-760 | Cap-Tons | MBT-CZ15-ex | 235.33 | 0.23531 | 0
HVAC Package Unit Evaporative Pre-Cooler System and Controls, MLI, CZ15 | MLI | CZ15 | PkgAC240-760 | Cap-Tons | MLI-CZ15-ex | 211.99 | 0.20527 | 0
HVAC Package Unit Evaporative Pre-Cooler System and Controls, Nrs, CZ15 | Nrs | CZ15 | PkgAC240-760 | Cap-Tons | Nrs-CZ15-ex | 323.51 | 0.25083 | 0
HVAC Package Unit Evaporative Pre-Cooler System and Controls, OfL, CZ15 | OfL | CZ15 | PkgAC240-760 | Cap-Tons | OfL-CZ15-ex | 247.8 | 0.15528 | 0
HVAC Package Unit Evaporative Pre-Cooler System and Controls, OfS, CZ15 | OfS | CZ15 | PkgAC240-760 | Cap-Tons | OfS-CZ15-ex | 244.48 | 0.16076 | 0
HVAC Package Unit Evaporative Pre-Cooler System and Controls, RFF, CZ15 | RFF | CZ15 | PkgAC240-760 | Cap-Tons | RFF-CZ15-ex | 415.55 | 0.36052 | 0
HVAC Package Unit Evaporative Pre-Cooler System and Controls, RSD, CZ15 | RSD | CZ15 | PkgAC240-760 | Cap-Tons | RSD-CZ15-ex | 358.35 | 0.36858 | 0
HVAC Package Unit Evaporative Pre-Cooler System and Controls, Rt3, CZ15 | Rt3 | CZ15 | PkgAC240-760 | Cap-Tons | Rt3-CZ15-ex | 360.89 | 0.34886 | 0
HVAC Package Unit Evaporative Pre-Cooler System and Controls, RtL, CZ15 | RtL | CZ15 | PkgAC240-760 | Cap-Tons | RtL-CZ15-ex | 384.6 | 0.3504 | 0
HVAC Package Unit Evaporative Pre-Cooler System and Controls, RtS, CZ15 | RtS | CZ15 | PkgAC240-760 | Cap-Tons | RtS-CZ15-ex | 360.19 | 0.34391 | 0
HVAC Package Unit Evaporative Pre-Cooler System and Controls, SCn, CZ15 | SCn | CZ15 | PkgAC240-760 | Cap-Tons | SCn-CZ15-ex | 229.92 | 0.20729 | 0
HVAC Package Unit Evaporative Pre-Cooler System and Controls, WRf, CZ15 | WRf | CZ15 | PkgAC240-760 | Cap-Tons | WRf-CZ15-ex | 322.41 | 0.23632 | 0

## Base Case Weighting
[5 empty] | Electrical |  |  | Electrical |  |  | Gas |  | 10 | Thm | Thm
[5 empty] | MWh |  | Total Savings | kW |  | Total Savings | MBTu |  | Total Savings
Batch Name | Combined Name | BT | CZ | Vintage | Base | Meas | Savings (kWh) | Base | Meas | Savings (kW) | Base | Meas | Savings (Thm) | Era | Era Combined Name | Era Weight | Wtd Elec Saving (kWH) | Wtd Elec Saving (kW) | Wtd Gas Savings (Thm) | Vintage Tonnage | Wtd Elec kWh/Ton | Wtd Elec kW/Ton | Wtd Gas Thm/Ton | BT-CZ
Asm-CZ12-v03-PkgAC240to760 | Asm-CZ12-v03 | Asm | CZ12 | v03 | 978.758 | 930.904 | 47854 | 431.5783 | 335.7537 | 95.8247 | 1830.59 | 1830.69 | -1 | ex | Asm-CZ12-ex | 41.98% | 20087.2238 | 40.2234 | -0.41976 | 386.4326 | 51.9812 | 0.10409 | -0.0010862 | Asm-CZ12
Asm-CZ12-v07-PkgAC240to760 | Asm-CZ12-v07 | Asm | CZ12 | v07 | 975.759 | 928.284 | 47475 | 429.1796 | 334.0291 | 95.1505 | 1796.29 | 1796.38 | -0.9 | ex | Asm-CZ12-ex | 21.1% | 10017.042 | 20.0764 | -0.1899 | 382.6663 | 26.177 | 0.052464 | -0.00049625 | Asm-CZ12
Asm-CZ12-v11-PkgAC240to760 | Asm-CZ12-v11 | Asm | CZ12 | v11 | 970.583 | 923.758 | 46825 | 422.6173 | 327.7279 | 94.8894 | 1669.68 | 1669.52 | 1.6 | ex | Asm-CZ12-ex | 21.1% | 9879.8945 | 20.0213 | 0.33759 | 373.9182 | 26.4226 | 0.053545 | 0.00090285 | Asm-CZ12
Asm-CZ12-v15-PkgAC240to760 | Asm-CZ12-v15 | Asm | CZ12 | v15 | 946.62 | 901.965 | 44655 | 410.2227 | 318.6019 | 91.6208 | 1658.64 | 1658.78 | -1.4 | ex | Asm-CZ12-ex | 15.82% | 7066.5247 | 14.4987 | -0.22155 | 361.6707 | 19.5386 | 0.040088 | -0.00061256 | Asm-CZ12
Asm-CZ13-v03-PkgAC240to760 | Asm-CZ13-v03 | Asm | CZ13 | v03 | 1136.72 | 1048.03 | 88690 | 478.8442 | 367.2403 | 111.6039 | 1492.51 | 1492.54 | -0.3 | ex | Asm-CZ13-ex | 36.54% | 32404.3387 | 40.7763 | -0.10961 | 439.773 | 73.6842 | 0.092721 | -0.00024924 | Asm-CZ13
Asm-CZ13-v07-PkgAC240to760 | Asm-CZ13-v07 | Asm | CZ13 | v07 | 1132.17 | 1044.33 | 87840 | 476.1694 | 368.2468 | 107.9226 | 1459.65 | 1459.67 | -0.2 | ex | Asm-CZ13-ex | 23.08% | 20275.9125 | 24.9115 | -0.046166 | 435.6388 | 46.5429 | 0.057184 | -0.00010597 | Asm-CZ13
Asm-CZ13-v11-PkgAC240to760 | Asm-CZ13-v11 | Asm | CZ13 | v11 | 1117.32 | 1031.75 | 85570 | 461.4661 | 355.8681 | 105.5981 | 1260.15 | 1260.19 | -0.4 | ex | Asm-CZ13-ex | 23.08% | 19751.9334 | 24.375 | -0.092331 | 420.5887 | 46.9626 | 0.057954 | -0.00021953 | Asm-CZ13
Asm-CZ13-v15-PkgAC240to760 | Asm-CZ13-v15 | Asm | CZ13 | v15 | 1088.35 | 1006.11 | 82240 | 447.9076 | 345.7879 | 102.1197 | 1227.42 | 1227.46 | -0.4 | ex | Asm-CZ13-ex | 17.3% | 14225.7203 | 17.6645 | -0.069191 | 406.6848 | 34.9797 | 0.043435 | -0.00017013 | Asm-CZ13
Asm-CZ15-v03-PkgAC240to760 | Asm-CZ15-v03 | Asm | CZ15 | v03 | 1486.88 | 1303.56 | 183320 | 598.7673 | 392.4311 | 206.3362 | 309.138 | 309.151 | -0.13 | ex | Asm-CZ15-ex | 39.54% | 72489.4045 | 81.5906 | -0.051405 | 574.3382 | 126.2138 | 0.14206 | -8.9504e-05 | Asm-CZ15
Asm-CZ15-v07-PkgAC240to760 | Asm-CZ15-v07 | Asm | CZ15 | v07 | 1479.92 | 1298.52 | 181400 | 594.8115 | 389.979 | 204.8325 | 293.368 | 293.384 | -0.16 | ex | Asm-CZ15-ex | 21.99% | 39883.3299 | 45.0353 | -0.035178 | 569.6842 | 70.0095 | 0.079053 | -6.175e-05 | Asm-CZ15
Asm-CZ15-v11-PkgAC240to760 | Asm-CZ15-v11 | Asm | CZ15 | v11 | 1440.3 | 1268.14 | 172160 | 562.6524 | 371.7652 | 190.8872 | 210.889 | 210.901 | -0.12 | ex | Asm-CZ15-ex | 21.99% | 37851.7865 | 41.9692 | -0.026384 | 544.2859 | 69.5439 | 0.077109 | -4.8474e-05 | Asm-CZ15
Asm-CZ15-v15-PkgAC240to760 | Asm-CZ15-v15 | Asm | CZ15 | v15 | 1399.41 | 1235.02 | 164390 | 547.4797 | 361.8913 | 185.5885 | 191.335 | 191.348 | -0.13 | ex | Asm-CZ15-ex | 16.48% | 27099.114 | 30.5936 | -0.02143 | 527.6963 | 51.3536 | 0.057976 | -4.0611e-05 | Asm-CZ15
ECC-CZ12-v03-PkgAC240to760 | ECC-CZ12-v03 | ECC | CZ12 | v03 | 2485.61 | 2414.05 | 71560 | 703.7405 | 554.3159 | 149.4246 | 1722.19 | 1722.26 | -0.7 | ex | ECC-CZ12-ex | 47.73% | 34155.5795 | 71.3203 | -0.33411 | 847.6301 | 40.2954 | 0.084141 | -0.00039417 | ECC-CZ12
ECC-CZ12-v07-PkgAC240to760 | ECC-CZ12-v07 | ECC | CZ12 | v07 | 2484.04 | 2412.75 | 71290 | 701.0946 | 552.5391 | 148.5555 | 1697.7 | 1697.78 | -0.8 | ex | ECC-CZ12-ex | 19% | 13542.5448 | 28.2202 | -0.15197 | 845.7591 | 16.0123 | 0.033367 | -0.00017969 | ECC-CZ12
ECC-CZ12-v11-PkgAC240to760 | ECC-CZ12-v11 | ECC | CZ12 | v11 | 2474.57 | 2404.67 | 69900 | 686.8265 | 541.2486 | 145.5779 | 1539.34 | 1539.41 | -0.7 | ex | ECC-CZ12-ex | 19% | 13278.4946 | 27.6546 | -0.13297 | 836.497 | 15.8739 | 0.03306 | -0.00015897 | ECC-CZ12
ECC-CZ12-v15-PkgAC240to760 | ECC-CZ12-v15 | ECC | CZ12 | v15 | 2413.98 | 2350.14 | 63840 | 645.3411 | 513.6938 | 131.6473 | 1392.96 | 1393.04 | -0.8 | ex | ECC-CZ12-ex | 14.28% | 9114.552 | 18.7955 | -0.11422 | 798.7918 | 11.4104 | 0.02353 | -0.00014299 | ECC-CZ12
ECC-CZ13-v03-PkgAC240to760 | ECC-CZ13-v03 | ECC | CZ13 | v03 | 2778.83 | 2642.33 | 136500 | 785.5503 | 606.3929 | 179.1574 | 1495.2 | 1495.24 | -0.4 | ex | ECC-CZ13-ex | 44.32% | 60490.4963 | 79.3943 | -0.17726 | 950.4977 | 63.6409 | 0.083529 | -0.00018649 | ECC-CZ13
ECC-CZ13-v07-PkgAC240to760 | ECC-CZ13-v07 | ECC | CZ13 | v07 | 2775.34 | 2639.52 | 135820 | 781.2927 | 604.4969 | 176.7958 | 1470.86 | 1470.93 | -0.7 | ex | ECC-CZ13-ex | 20.24% | 27489.0883 | 35.7823 | -0.14168 | 948.3862 | 28.9851 | 0.03773 | -0.00014939 | ECC-CZ13
ECC-CZ13-v11-PkgAC240to760 | ECC-CZ13-v11 | ECC | CZ13 | v11 | 2739.85 | 2609.92 | 129930 | 750.6471 | 581.2957 | 169.3515 | 1202.1 | 1202.17 | -0.7 | ex | ECC-CZ13-ex | 20.24% | 26296.9905 | 34.2756 | -0.14168 | 928.6248 | 28.3182 | 0.03691 | -0.00015256 | ECC-CZ13
ECC-CZ13-v15-PkgAC240to760 | ECC-CZ13-v15 | ECC | CZ13 | v15 | 2661.11 | 2542.2 | 118910 | 705.3481 | 548.9853 | 156.3627 | 1071.01 | 1071.05 | -0.4 | ex | ECC-CZ13-ex | 15.21% | 18081.3516 | 23.7764 | -0.060824 | 886.5758 | 20.3946 | 0.026818 | -6.8605e-05 | ECC-CZ13
ECC-CZ15-v03-PkgAC240to760 | ECC-CZ15-v03 | ECC | CZ15 | v03 | 3540.44 | 3219.58 | 320860 | 1015.9643 | 682.0619 | 333.9023 | 164.039 | 164.079 | -0.4 | ex | ECC-CZ15-ex | 46.52% | 149260.8228 | 155.328 | -0.18608 | 1320.4281 | 113.0397 | 0.11763 | -0.00014092 | ECC-CZ15
ECC-CZ15-v07-PkgAC240to760 | ECC-CZ15-v07 | ECC | CZ15 | v07 | 3532.85 | 3214 | 318850 | 1010.0677 | 678.2855 | 331.7823 | 159.285 | 159.298 | -0.13 | ex | ECC-CZ15-ex | 19.46% | 62054.6677 | 64.5715 | -0.025301 | 1317.5033 | 47.1002 | 0.049011 | -1.9203e-05 | ECC-CZ15
ECC-CZ15-v11-PkgAC240to760 | ECC-CZ15-v11 | ECC | CZ15 | v11 | 3426.46 | 3130.83 | 295630 | 935.0935 | 642.1993 | 292.8942 | 116.218 | 116.23 | -0.12 | ex | ECC-CZ15-ex | 19.46% | 57535.5854 | 57.0031 | -0.023354 | 1278.444 | 45.0044 | 0.044588 | -1.8268e-05 | ECC-CZ15
ECC-CZ15-v15-PkgAC240to760 | ECC-CZ15-v15 | ECC | CZ15 | v15 | 3310.45 | 3038.07 | 272380 | 883.9807 | 614.0803 | 269.9004 | 94.8187 | 94.8348 | -0.161 | ex | ECC-CZ15-ex | 14.56% | 39650.2532 | 39.2893 | -0.023437 | 1228.8266 | 32.2668 | 0.031973 | -1.9072e-05 | ECC-CZ15
EUn-CZ12-v03-PkgAC240to760 | EUn-CZ12-v03 | EUn | CZ12 | v03 | 8051.51 | 7801.23 | 250280 | 2789.3453 | 2259.0651 | 530.2801 | 6557.6 | 6558.72 | -11.2 | ex | EUn-CZ12-ex | 47.73% | 119458.6141 | 253.1026 | -5.3458 | 2561.2587 | 46.6406 | 0.09882 | -0.0020872 | EUn-CZ12
EUn-CZ12-v07-PkgAC240to760 | EUn-CZ12-v07 | EUn | CZ12 | v07 | 7989.63 | 7743.59 | 246040 | 2750.2969 | 2227.7887 | 522.5081 | 6417.67 | 6418.86 | -11.9 | ex | EUn-CZ12-ex | 19% | 46738.7814 | 99.2578 | -2.2606 | 2544.7113 | 18.367 | 0.039006 | -0.00088834 | EUn-CZ12
EUn-CZ12-v11-PkgAC240to760 | EUn-CZ12-v11 | EUn | CZ12 | v11 | 7940.14 | 7698.01 | 242130 | 2696.6635 | 2187.5857 | 509.0779 | 5776.62 | 5777.79 | -11.7 | ex | EUn-CZ12-ex | 19% | 45996.0215 | 96.7065 | -2.2226 | 2490.6008 | 18.4678 | 0.038829 | -0.00089239 | EUn-CZ12
EUn-CZ12-v15-PkgAC240to760 | EUn-CZ12-v15 | EUn | CZ12 | v15 | 7670.58 | 7450.18 | 220400 | 2537.8677 | 2066.4201 | 471.4475 | 5467.6 | 5468.58 | -9.8 | ex | EUn-CZ12-ex | 14.28% | 31466.9056 | 67.3094 | -1.3992 | 2336.0051 | 13.4704 | 0.028814 | -0.00059896 | EUn-CZ12
EUn-CZ13-v03-PkgAC240to760 | EUn-CZ13-v03 | EUn | CZ13 | v03 | 8983.68 | 8514.44 | 469240 | 3067.4578 | 2439.1102 | 628.3476 | 5554.82 | 5555.63 | -8.1 | ex | EUn-CZ13-ex | 44.32% | 207945.4981 | 278.4546 | -3.5895 | 2868.2899 | 72.4981 | 0.09708 | -0.0012515 | EUn-CZ13
EUn-CZ13-v07-PkgAC240to760 | EUn-CZ13-v07 | EUn | CZ13 | v07 | 8900.16 | 8439.58 | 460580 | 3022.2262 | 2403.5456 | 618.6806 | 5424.58 | 5425.08 | -5 | ex | EUn-CZ13-ex | 20.24% | 93218.409 | 125.2169 | -1.012 | 2850.8535 | 32.6984 | 0.043923 | -0.00035497 | EUn-CZ13
EUn-CZ13-v11-PkgAC240to760 | EUn-CZ13-v11 | EUn | CZ13 | v11 | 8791.09 | 8346.41 | 444680 | 2925.8324 | 2331.8542 | 593.9782 | 4467.8 | 4468.27 | -4.7 | ex | EUn-CZ13-ex | 20.24% | 90000.352 | 120.2173 | -0.95125 | 2758.0718 | 32.6316 | 0.043587 | -0.0003449 | EUn-CZ13
EUn-CZ13-v15-PkgAC240to760 | EUn-CZ13-v15 | EUn | CZ13 | v15 | 8461.11 | 8053.82 | 407290 | 2754.4227 | 2197.7111 | 556.7117 | 4187.01 | 4187.45 | -4.4 | ex | EUn-CZ13-ex | 15.21% | 61932.1647 | 84.6531 | -0.66906 | 2591.1219 | 23.9017 | 0.03267 | -0.00025821 | EUn-CZ13
EUn-CZ15-v03-PkgAC240to760 | EUn-CZ15-v03 | EUn | CZ15 | v03 | 11145.6 | 10108.6 | 1037000 | 3755.8593 | 2640.5657 | 1115.2936 | 1068.35 | 1068.63 | -2.8 | ex | EUn-CZ15-ex | 46.52% | 482401.8987 | 518.8233 | -1.3025 | 3858.043 | 125.038 | 0.13448 | -0.00033761 | EUn-CZ15
EUn-CZ15-v07-PkgAC240to760 | EUn-CZ15-v07 | EUn | CZ15 | v07 | 11026.1 | 10009.8 | 1016300 | 3697.0682 | 2602.9591 | 1094.1091 | 1020.28 | 1020.5 | -2.2 | ex | EUn-CZ15-ex | 19.46% | 197792.5633 | 212.9358 | -0.42816 | 3837.7051 | 51.5393 | 0.055485 | -0.00011157 | EUn-CZ15
EUn-CZ15-v11-PkgAC240to760 | EUn-CZ15-v11 | EUn | CZ15 | v11 | 10766.2 | 9806.09 | 960110 | 3496.0807 | 2487.7226 | 1008.3581 | 727.4 | 727.86 | -4.6 | ex | EUn-CZ15-ex | 19.46% | 186856.8513 | 196.2469 | -0.89525 | 3684.148 | 50.7191 | 0.053268 | -0.000243 | EUn-CZ15
EUn-CZ15-v15-PkgAC240to760 | EUn-CZ15-v15 | EUn | CZ15 | v15 | 10380.7 | 9489.2 | 891500 | 3340.0001 | 2381.5539 | 958.4463 | 622.221 | 622.374 | -1.53 | ex | EUn-CZ15-ex | 14.56% | 129775.3165 | 139.5207 | -0.22272 | 3518.937 | 36.8791 | 0.039649 | -6.3292e-05 | EUn-CZ15
Hsp-CZ12-v03-PkgAC240to760 | Hsp-CZ12-v03 | Hsp | CZ12 | v03 | 3424.65 | 3369.32 | 55330 | 774.6865 | 674.7354 | 99.9511 | 1543.88 | 1543.95 | -0.7 | ex | Hsp-CZ12-ex | 39.09% | 21628.4372 | 39.0708 | -0.27363 | 681.2909 | 31.7463 | 0.057348 | -0.00040163 | Hsp-CZ12
Hsp-CZ12-v07-PkgAC240to760 | Hsp-CZ12-v07 | Hsp | CZ12 | v07 | 3424 | 3368.77 | 55230 | 773.5587 | 673.7946 | 99.7641 | 1524.43 | 1524.48 | -0.5 | ex | Hsp-CZ12-ex | 22.16% | 12236.7102 | 22.1037 | -0.11078 | 681.2405 | 17.9624 | 0.032446 | -0.00016261 | Hsp-CZ12
Hsp-CZ12-v11-PkgAC240to760 | Hsp-CZ12-v11 | Hsp | CZ12 | v11 | 3416.99 | 3363.08 | 53910 | 763.2719 | 665.4277 | 97.8441 | 1378.52 | 1378.58 | -0.6 | ex | Hsp-CZ12-ex | 22.16% | 11944.2521 | 21.6783 | -0.13294 | 680.4571 | 17.5533 | 0.031858 | -0.00019536 | Hsp-CZ12
Hsp-CZ12-v15-PkgAC240to760 | Hsp-CZ12-v15 | Hsp | CZ12 | v15 | 3391.12 | 3339.3 | 51820 | 751.4544 | 656.2371 | 95.2173 | 1361.92 | 1361.99 | -0.7 | ex | Hsp-CZ12-ex | 16.6% | 8601.2309 | 15.8044 | -0.11619 | 680.4571 | 12.6404 | 0.023226 | -0.00017075 | Hsp-CZ12
Hsp-CZ13-v03-PkgAC240to760 | Hsp-CZ13-v03 | Hsp | CZ13 | v03 | 3675.68 | 3565.3 | 110380 | 825.9049 | 704.7091 | 121.1958 | 1373.12 | 1373.16 | -0.4 | ex | Hsp-CZ13-ex | 43.22% | 47701.5332 | 52.3757 | -0.17286 | 693.581 | 68.7757 | 0.075515 | -0.00024923 | Hsp-CZ13
Hsp-CZ13-v07-PkgAC240to760 | Hsp-CZ13-v07 | Hsp | CZ13 | v07 | 3674.15 | 3564.05 | 110100 | 824.5827 | 703.8263 | 120.7565 | 1355.01 | 1355.06 | -0.5 | ex | Hsp-CZ13-ex | 20.66% | 22744.5387 | 24.946 | -0.10329 | 693.3805 | 32.8024 | 0.035977 | -0.00014897 | Hsp-CZ13
Hsp-CZ13-v11-PkgAC240to760 | Hsp-CZ13-v11 | Hsp | CZ13 | v11 | 3644.58 | 3539.54 | 105040 | 801.2313 | 688.2076 | 113.0237 | 1114.47 | 1114.51 | -0.4 | ex | Hsp-CZ13-ex | 20.66% | 21699.2402 | 23.3485 | -0.082632 | 683.1207 | 31.7649 | 0.034179 | -0.00012096 | Hsp-CZ13
Hsp-CZ13-v15-PkgAC240to760 | Hsp-CZ13-v15 | Hsp | CZ13 | v15 | 3613.76 | 3512.05 | 101710 | 787.6963 | 678.1649 | 109.5313 | 1097.37 | 1097.41 | -0.4 | ex | Hsp-CZ13-ex | 15.47% | 15732.6187 | 16.9424 | -0.061872 | 681.0058 | 23.102 | 0.024879 | -9.0855e-05 | Hsp-CZ13
Hsp-CZ15-v03-PkgAC240to760 | Hsp-CZ15-v03 | Hsp | CZ15 | v03 | 4205.1 | 3946.5 | 258600 | 974.4626 | 755.3847 | 219.0779 | 256.319 | 256.333 | -0.14 | ex | Hsp-CZ15-ex | 31.61% | 81733.6788 | 69.2422 | -0.044249 | 768.4003 | 106.3686 | 0.090112 | -5.7585e-05 | Hsp-CZ15
Hsp-CZ15-v07-PkgAC240to760 | Hsp-CZ15-v07 | Hsp | CZ15 | v07 | 4202.42 | 3944.49 | 257930 | 973.0379 | 754.3775 | 218.6604 | 251.481 | 251.493 | -0.12 | ex | Hsp-CZ15-ex | 24.87% | 64148.3938 | 54.3819 | -0.029845 | 768.0154 | 83.5249 | 0.070808 | -3.8859e-05 | Hsp-CZ15
Hsp-CZ15-v11-PkgAC240to760 | Hsp-CZ15-v11 | Hsp | CZ15 | v11 | 4124.11 | 3882.13 | 241980 | 932.8109 | 726.1703 | 206.6406 | 190.725 | 190.74 | -0.15 | ex | Hsp-CZ15-ex | 24.87% | 60181.5544 | 51.3925 | -0.037306 | 735.0441 | 81.8748 | 0.069918 | -5.0753e-05 | Hsp-CZ15
Hsp-CZ15-v15-PkgAC240to760 | Hsp-CZ15-v15 | Hsp | CZ15 | v15 | 4082.38 | 3847.26 | 235120 | 919.1405 | 716.3623 | 202.7783 | 190.121 | 190.135 | -0.14 | ex | Hsp-CZ15-ex | 18.65% | 43856.5803 | 37.8239 | -0.026114 | 726.2723 | 60.3859 | 0.05208 | -3.5956e-05 | Hsp-CZ15
Htl-CZ12-v03-PkgAC240to760 | Htl-CZ12-v03 | Htl | CZ12 | v03 | 971.624 | 943.157 | 28467 | 295.1341 | 247.3724 | 47.7617 | 497.557 | 497.624 | -0.67 | ex | Htl-CZ12-ex | 39.39% | 11214.2727 | 18.8152 | -0.26394 | 277.2225 | 40.4522 | 0.06787 | -0.00095208 | Htl-CZ12
Htl-CZ12-v07-PkgAC240to760 | Htl-CZ12-v07 | Htl | CZ12 | v07 | 933.978 | 907.842 | 26136 | 275.7515 | 231.7905 | 43.9611 | 496.193 | 496.261 | -0.68 | ex | Htl-CZ12-ex | 22.05% | 5762.4828 | 9.6926 | -0.14993 | 276.8761 | 20.8125 | 0.035007 | -0.00054149 | Htl-CZ12
Htl-CZ12-v11-PkgAC240to760 | Htl-CZ12-v11 | Htl | CZ12 | v11 | 917.49 | 892.057 | 25433 | 269.0594 | 226.4834 | 42.576 | 460.798 | 460.872 | -0.74 | ex | Htl-CZ12-ex | 22.05% | 5607.4848 | 9.3872 | -0.16316 | 268.7895 | 20.862 | 0.034924 | -0.000607 | Htl-CZ12
Htl-CZ12-v15-PkgAC240to760 | Htl-CZ12-v15 | Htl | CZ12 | v15 | 849.594 | 828.08 | 21514 | 241.0412 | 203.974 | 37.0672 | 435.891 | 435.946 | -0.55 | ex | Htl-CZ12-ex | 16.51% | 3551.9457 | 6.1198 | -0.090805 | 240.1518 | 14.7904 | 0.025483 | -0.00037811 | Htl-CZ12
Htl-CZ13-v03-PkgAC240to760 | Htl-CZ13-v03 | Htl | CZ13 | v03 | 1086.65 | 1031.56 | 55090 | 321.673 | 265.4525 | 56.2205 | 450.027 | 450.057 | -0.3 | ex | Htl-CZ13-ex | 37.48% | 20647.9734 | 21.0717 | -0.11244 | 308.0765 | 67.0222 | 0.068398 | -0.00036498 | Htl-CZ13
Htl-CZ13-v07-PkgAC240to760 | Htl-CZ13-v07 | Htl | CZ13 | v07 | 1039.19 | 988.602 | 50588 | 300.1103 | 248.3064 | 51.8039 | 448.582 | 448.609 | -0.27 | ex | Htl-CZ13-ex | 22.77% | 11518.8638 | 11.7957 | -0.061479 | 307.6657 | 37.4395 | 0.038339 | -0.00019982 | Htl-CZ13
Htl-CZ13-v11-PkgAC240to760 | Htl-CZ13-v11 | Htl | CZ13 | v11 | 1018.12 | 969.293 | 48827 | 291.2411 | 241.4979 | 49.7431 | 399.684 | 399.722 | -0.38 | ex | Htl-CZ13-ex | 22.77% | 11117.885 | 11.3265 | -0.086526 | 297.6478 | 37.3525 | 0.038053 | -0.0002907 | Htl-CZ13
Htl-CZ13-v15-PkgAC240to760 | Htl-CZ13-v15 | Htl | CZ13 | v15 | 939.775 | 897.852 | 41923 | 260.9943 | 217.766 | 43.2283 | 376.493 | 376.52 | -0.27 | ex | Htl-CZ13-ex | 16.98% | 7118.3811 | 7.34 | -0.045845 | 267.701 | 26.5908 | 0.027419 | -0.00017125 | Htl-CZ13
Htl-CZ15-v03-PkgAC240to760 | Htl-CZ15-v03 | Htl | CZ15 | v03 | 1313.87 | 1184.13 | 129740 | 405.1975 | 297.7843 | 107.4131 | 140.237 | 140.259 | -0.22 | ex | Htl-CZ15-ex | 40.05% | 51956.8275 | 43.0156 | -0.088103 | 393.1876 | 132.1426 | 0.1094 | -0.00022407 | Htl-CZ15
Htl-CZ15-v07-PkgAC240to760 | Htl-CZ15-v07 | Htl | CZ15 | v07 | 1247.34 | 1128.25 | 119090 | 377.0703 | 278.0804 | 98.9899 | 139.494 | 139.517 | -0.23 | ex | Htl-CZ15-ex | 21.8% | 25962.9693 | 21.5809 | -0.050143 | 392.6608 | 66.1206 | 0.054961 | -0.0001277 | Htl-CZ15
Htl-CZ15-v11-PkgAC240to760 | Htl-CZ15-v11 | Htl | CZ15 | v11 | 1219.99 | 1105.59 | 114400 | 362.991 | 268.6379 | 94.3531 | 117.962 | 117.989 | -0.27 | ex | Htl-CZ15-ex | 21.8% | 24940.4962 | 20.57 | -0.058863 | 379.8716 | 65.6551 | 0.05415 | -0.00015496 | Htl-CZ15
Htl-CZ15-v15-PkgAC240to760 | Htl-CZ15-v15 | Htl | CZ15 | v15 | 1115.77 | 1017.88 | 97890 | 319.1956 | 237.6409 | 81.5547 | 102.158 | 102.175 | -0.17 | ex | Htl-CZ15-ex | 16.35% | 16005.8468 | 13.3349 | -0.027796 | 338.471 | 47.2887 | 0.039397 | -8.2124e-05 | Htl-CZ15
MBT-CZ12-v03-PkgAC240to760 | MBT-CZ12-v03 | MBT | CZ12 | v03 | 1647.09 | 1615.26 | 31830 | 376.2307 | 311.6829 | 64.5478 | 678.825 | 678.923 | -0.98 | ex | MBT-CZ12-ex | 41.98% | 13360.9799 | 27.0946 | -0.41137 | 412.4313 | 32.3957 | 0.065695 | -0.00099742 | MBT-CZ12
MBT-CZ12-v07-PkgAC240to760 | MBT-CZ12-v07 | MBT | CZ12 | v07 | 1643.83 | 1612.37 | 31460 | 371.5319 | 308.0009 | 63.531 | 637.779 | 637.86 | -0.81 | ex | MBT-CZ12-ex | 21.1% | 6637.9387 | 13.4048 | -0.17091 | 405.5723 | 16.3668 | 0.033052 | -0.0004214 | MBT-CZ12
MBT-CZ12-v11-PkgAC240to760 | MBT-CZ12-v11 | MBT | CZ12 | v11 | 1613.35 | 1582.97 | 30380 | 354.6005 | 295.1859 | 59.4146 | 477.484 | 477.549 | -0.65 | ex | MBT-CZ12-ex | 21.1% | 6410.0629 | 12.5363 | -0.13715 | 382.7886 | 16.7457 | 0.03275 | -0.00035829 | MBT-CZ12
MBT-CZ12-v15-PkgAC240to760 | MBT-CZ12-v15 | MBT | CZ12 | v15 | 1592.86 | 1563.55 | 29310 | 346.1931 | 288.8111 | 57.3819 | 452.697 | 452.758 | -0.61 | ex | MBT-CZ12-ex | 15.82% | 4638.2228 | 9.0805 | -0.096531 | 372.8039 | 12.4415 | 0.024357 | -0.00025893 | MBT-CZ12
MBT-CZ13-v03-PkgAC240to760 | MBT-CZ13-v03 | MBT | CZ13 | v03 | 1761.45 | 1702.65 | 58800 | 412.0065 | 334.6209 | 77.3856 | 602.809 | 602.879 | -0.7 | ex | MBT-CZ13-ex | 36.54% | 21483.5395 | 28.2741 | -0.25576 | 461.4402 | 46.5576 | 0.061274 | -0.00055426 | MBT-CZ13
MBT-CZ13-v07-PkgAC240to760 | MBT-CZ13-v07 | MBT | CZ13 | v07 | 1754.55 | 1696.75 | 57800 | 405.9386 | 330.2995 | 75.6391 | 560.834 | 560.879 | -0.45 | ex | MBT-CZ13-ex | 23.08% | 13341.8459 | 17.4596 | -0.10387 | 453.8329 | 29.3981 | 0.038471 | -0.00022888 | MBT-CZ13
MBT-CZ13-v11-PkgAC240to760 | MBT-CZ13-v11 | MBT | CZ13 | v11 | 1713.59 | 1659.05 | 54540 | 385.1742 | 315.3849 | 69.7893 | 410.382 | 410.415 | -0.33 | ex | MBT-CZ13-ex | 23.08% | 12589.3473 | 16.1093 | -0.076173 | 428.8601 | 29.3554 | 0.037563 | -0.00017762 | MBT-CZ13
MBT-CZ13-v15-PkgAC240to760 | MBT-CZ13-v15 | MBT | CZ13 | v15 | 1690.58 | 1637.7 | 52880 | 376.7213 | 308.5991 | 68.1223 | 383.043 | 383.088 | -0.45 | ex | MBT-CZ13-ex | 17.3% | 9147.0828 | 11.7837 | -0.07784 | 417.9165 | 21.8873 | 0.028196 | -0.00018626 | MBT-CZ13
MBT-CZ15-v03-PkgAC240to760 | MBT-CZ15-v03 | MBT | CZ15 | v03 | 2056.18 | 1916.98 | 139200 | 516.2725 | 375.0904 | 141.1821 | 103.535 | 103.555 | -0.2 | ex | MBT-CZ15-ex | 39.54% | 55043.231 | 55.827 | -0.079085 | 582.8224 | 94.4426 | 0.095787 | -0.00013569 | MBT-CZ15
MBT-CZ15-v07-PkgAC240to760 | MBT-CZ15-v07 | MBT | CZ15 | v07 | 2042.6 | 1906.79 | 135810 | 506.1998 | 369.7085 | 136.4913 | 92.3437 | 92.365 | -0.213 | ex | MBT-CZ15-ex | 21.99% | 29859.7301 | 30.0095 | -0.046831 | 574.2719 | 51.9958 | 0.052257 | -8.1549e-05 | MBT-CZ15
MBT-CZ15-v11-PkgAC240to760 | MBT-CZ15-v11 | MBT | CZ15 | v11 | 1981.31 | 1854.77 | 126540 | 474.6679 | 350.5328 | 124.1351 | 55.9688 | 55.9715 | -0.027 | ex | MBT-CZ15-ex | 21.99% | 27821.5908 | 27.2928 | -0.0059363 | 545.2476 | 51.0256 | 0.050056 | -1.0887e-05 | MBT-CZ15
MBT-CZ15-v15-PkgAC240to760 | MBT-CZ15-v15 | MBT | CZ15 | v15 | 1952.12 | 1829.38 | 122740 | 465.1919 | 344.581 | 120.6109 | 48.7801 | 48.7936 | -0.135 | ex | MBT-CZ15-ex | 16.48% | 20233.2578 | 19.8823 | -0.022254 | 534.3424 | 37.8657 | 0.037209 | -4.1648e-05 | MBT-CZ15
MLI-CZ12-v03-PkgAC240to760 | MLI-CZ12-v03 | MLI | CZ12 | v03 | 777.197 | 761.071 | 16126 | 184.6016 | 151.7101 | 32.8915 | 922.944 | 923.013 | -0.69 | ex | MLI-CZ12-ex | 41.98% | 6769.0594 | 13.8065 | -0.28963 | 265.3605 | 25.5089 | 0.052029 | -0.0010915 | MLI-CZ12
MLI-CZ12-v07-PkgAC240to760 | MLI-CZ12-v07 | MLI | CZ12 | v07 | 773.647 | 757.861 | 15786 | 182.0869 | 149.6983 | 32.3887 | 873.013 | 873.094 | -0.81 | ex | MLI-CZ12-ex | 21.1% | 3330.7851 | 6.8339 | -0.17091 | 259.9013 | 12.8156 | 0.026294 | -0.00065758 | MLI-CZ12
MLI-CZ12-v11-PkgAC240to760 | MLI-CZ12-v11 | MLI | CZ12 | v11 | 764.227 | 749.372 | 14855 | 173.7281 | 143.3204 | 30.4077 | 717.327 | 717.387 | -0.6 | ex | MLI-CZ12-ex | 21.1% | 3134.3477 | 6.4159 | -0.1266 | 245.084 | 12.7889 | 0.026178 | -0.00051655 | MLI-CZ12
MLI-CZ12-v15-PkgAC240to760 | MLI-CZ12-v15 | MLI | CZ12 | v15 | 758.297 | 743.692 | 14605 | 172.1531 | 142.2663 | 29.8869 | 714.247 | 714.307 | -0.6 | ex | MLI-CZ12-ex | 15.82% | 2311.199 | 4.7295 | -0.094948 | 242.9426 | 9.5134 | 0.019468 | -0.00039083 | MLI-CZ12
MLI-CZ13-v03-PkgAC240to760 | MLI-CZ13-v03 | MLI | CZ13 | v03 | 853.514 | 820.841 | 32673 | 203.5911 | 163.0339 | 40.5571 | 808.846 | 808.876 | -0.3 | ex | MLI-CZ13-ex | 36.54% | 11937.6137 | 14.8182 | -0.10961 | 298.2057 | 40.0315 | 0.049691 | -0.00036756 | MLI-CZ13
MLI-CZ13-v07-PkgAC240to760 | MLI-CZ13-v07 | MLI | CZ13 | v07 | 848.134 | 816.306 | 31828 | 200.7423 | 161.0104 | 39.7319 | 762.956 | 762.995 | -0.39 | ex | MLI-CZ13-ex | 23.08% | 7346.7867 | 9.1712 | -0.090023 | 292.0565 | 25.1554 | 0.031402 | -0.00030824 | MLI-CZ13
MLI-CZ13-v11-PkgAC240to760 | MLI-CZ13-v11 | MLI | CZ13 | v11 | 824.954 | 796.385 | 28569 | 184.8947 | 150.076 | 34.8187 | 532.505 | 532.533 | -0.28 | ex | MLI-CZ13-ex | 23.08% | 6594.5189 | 8.0371 | -0.064632 | 265.3098 | 24.8559 | 0.030293 | -0.00024361 | MLI-CZ13
MLI-CZ13-v15-PkgAC240to760 | MLI-CZ13-v15 | MLI | CZ13 | v15 | 818.451 | 790.231 | 28220 | 183.3139 | 148.7531 | 34.5608 | 527.118 | 527.138 | -0.2 | ex | MLI-CZ13-ex | 17.3% | 4881.4424 | 5.9783 | -0.034596 | 262.9601 | 18.5634 | 0.022734 | -0.00013156 | MLI-CZ13
MLI-CZ15-v03-PkgAC240to760 | MLI-CZ15-v03 | MLI | CZ15 | v03 | 1036.54 | 956.341 | 80199 | 268.0593 | 189.8935 | 78.1658 | 175.757 | 175.777 | -0.2 | ex | MLI-CZ15-ex | 39.54% | 31712.7305 | 30.9088 | -0.079085 | 372.1611 | 85.2124 | 0.083052 | -0.0002125 | MLI-CZ15
MLI-CZ15-v07-PkgAC240to760 | MLI-CZ15-v07 | MLI | CZ15 | v07 | 1028.59 | 950.294 | 78296 | 263.6329 | 187.263 | 76.3699 | 161.773 | 161.792 | -0.19 | ex | MLI-CZ15-ex | 21.99% | 17214.4719 | 16.791 | -0.041774 | 366.2413 | 47.0031 | 0.045847 | -0.00011406 | MLI-CZ15
MLI-CZ15-v11-PkgAC240to760 | MLI-CZ15-v11 | MLI | CZ15 | v11 | 976.587 | 908.985 | 67602 | 229.4915 | 164.8557 | 64.6358 | 77.5699 | 77.5816 | -0.117 | ex | MLI-CZ15-ex | 21.99% | 14863.2462 | 14.2111 | -0.025724 | 325.6174 | 45.6463 | 0.043644 | -7.9001e-05 | MLI-CZ15
MLI-CZ15-v15-PkgAC240to760 | MLI-CZ15-v15 | MLI | CZ15 | v15 | 968.57 | 901.755 | 66815 | 227.6619 | 163.5868 | 64.0751 | 75.4818 | 75.4914 | -0.096 | ex | MLI-CZ15-ex | 16.48% | 11014.218 | 10.5626 | -0.015825 | 322.7131 | 34.1301 | 0.03273 | -4.9038e-05 | MLI-CZ15
Mtl-CZ12-v03-PkgAC240to760 | Mtl-CZ12-v03 | Mtl | CZ12 | v03 | 171.318 | 166.405 | 4913 | 48.8161 | 40.6619 | 8.1543 | 28.769 | 28.771 | -0.02 | ex | Mtl-CZ12-ex | 39.39% | 1935.4242 | 3.2123 | -0.0078788 | 50.6056 | 38.2453 | 0.063477 | -0.00015569 | Mtl-CZ12
Mtl-CZ12-v07-PkgAC240to760 | Mtl-CZ12-v07 | Mtl | CZ12 | v07 | 164.262 | 159.79 | 4472 | 45.1887 | 37.7505 | 7.4383 | 28.769 | 28.771 | -0.02 | ex | Mtl-CZ12-ex | 22.05% | 985.9896 | 1.64 | -0.0044096 | 50.6056 | 19.4838 | 0.032407 | -8.7137e-05 | Mtl-CZ12
Mtl-CZ12-v11-PkgAC240to760 | Mtl-CZ12-v11 | Mtl | CZ12 | v11 | 161.074 | 156.735 | 4339 | 44.0347 | 36.8285 | 7.2062 | 26.1868 | 26.188 | -0.012 | ex | Mtl-CZ12-ex | 22.05% | 956.6656 | 1.5888 | -0.0026458 | 49.1555 | 19.462 | 0.032322 | -5.3824e-05 | Mtl-CZ12
Mtl-CZ12-v15-PkgAC240to760 | Mtl-CZ12-v15 | Mtl | CZ12 | v15 | 145.041 | 141.501 | 3540 | 37.4716 | 31.6004 | 5.8712 | 18.6056 | 18.6063 | -0.007 | ex | Mtl-CZ12-ex | 16.51% | 584.4514 | 0.96933 | -0.0011557 | 41.7112 | 14.0118 | 0.023239 | -2.7707e-05 | Mtl-CZ12
Mtl-CZ13-v03-PkgAC240to760 | Mtl-CZ13-v03 | Mtl | CZ13 | v03 | 191.791 | 182.174 | 9617 | 53.5171 | 44.0789 | 9.4382 | 23.7629 | 23.7638 | -0.009 | ex | Mtl-CZ13-ex | 37.48% | 3604.4937 | 3.5375 | -0.0033732 | 55.755 | 64.6488 | 0.063447 | -6.0501e-05 | Mtl-CZ13
Mtl-CZ13-v07-PkgAC240to760 | Mtl-CZ13-v07 | Mtl | CZ13 | v07 | 182.725 | 173.972 | 8753 | 49.4537 | 40.8449 | 8.6087 | 23.7629 | 23.7638 | -0.009 | ex | Mtl-CZ13-ex | 22.77% | 1993.054 | 1.9602 | -0.0020493 | 55.755 | 35.7466 | 0.035157 | -3.6755e-05 | Mtl-CZ13
Mtl-CZ13-v11-PkgAC240to760 | Mtl-CZ13-v11 | Mtl | CZ13 | v11 | 179.141 | 170.651 | 8490 | 48.1827 | 39.8458 | 8.3369 | 21.6303 | 21.6311 | -0.008 | ex | Mtl-CZ13-ex | 22.77% | 1933.169 | 1.8983 | -0.0018216 | 54.126 | 35.7161 | 0.035072 | -3.3655e-05 | Mtl-CZ13
Mtl-CZ13-v15-PkgAC240to760 | Mtl-CZ13-v15 | Mtl | CZ13 | v15 | 160.336 | 153.376 | 6960 | 40.8921 | 34.1003 | 6.7918 | 15.2466 | 15.247 | -0.004 | ex | Mtl-CZ13-ex | 16.98% | 1181.784 | 1.1532 | -0.00067919 | 46.183 | 25.5892 | 0.024971 | -1.4706e-05 | Mtl-CZ13
Mtl-CZ15-v03-PkgAC240to760 | Mtl-CZ15-v03 | Mtl | CZ15 | v03 | 230.91 | 208.254 | 22656 | 66.3593 | 48.4539 | 17.9053 | 3.5114 | 3.5117 | -0.0026 | ex | Mtl-CZ15-ex | 40.05% | 9073.0221 | 7.1705 | -0.0010412 | 70.3893 | 128.8977 | 0.10187 | -1.4792e-05 | Mtl-CZ15
Mtl-CZ15-v07-PkgAC240to760 | Mtl-CZ15-v07 | Mtl | CZ15 | v07 | 217.857 | 197.274 | 20583 | 61.1273 | 44.8079 | 16.3194 | 3.5114 | 3.5117 | -0.0026 | ex | Mtl-CZ15-ex | 21.8% | 4487.3272 | 3.5578 | -0.00056683 | 70.3893 | 63.7501 | 0.050545 | -8.0528e-06 | Mtl-CZ15
Mtl-CZ15-v11-PkgAC240to760 | Mtl-CZ15-v11 | Mtl | CZ15 | v11 | 212.622 | 192.936 | 19686 | 58.4917 | 42.9716 | 15.5201 | 2.5354 | 2.5356 | -0.0016 | ex | Mtl-CZ15-ex | 21.8% | 4291.771 | 3.3836 | -0.00034882 | 67.3478 | 63.7255 | 0.05024 | -5.1794e-06 | Mtl-CZ15
Mtl-CZ15-v15-PkgAC240to760 | Mtl-CZ15-v15 | Mtl | CZ15 | v15 | 190.913 | 174.859 | 16054 | 48.7514 | 36.1152 | 12.6362 | 0.93796 | 0.93799 | -0.00034 | ex | Mtl-CZ15-ex | 16.35% | 2624.9654 | 2.0661 | -5.5593e-05 | 57.9351 | 45.3087 | 0.035663 | -9.5957e-07 | Mtl-CZ15
Nrs-CZ12-v03-PkgAC240to760 | Nrs-CZ12-v03 | Nrs | CZ12 | v03 | 891.545 | 875.462 | 16083 | 210.5314 | 184.518 | 26.0134 | 519.118 | 519.232 | -1.14 | ex | Nrs-CZ12-ex | 39.09% | 6286.8273 | 10.1686 | -0.44562 | 183.6385 | 34.2348 | 0.055373 | -0.0024266 | Nrs-CZ12
Nrs-CZ12-v07-PkgAC240to760 | Nrs-CZ12-v07 | Nrs | CZ12 | v07 | 875.005 | 859.857 | 15148 | 202.9121 | 178.3419 | 24.5703 | 511.693 | 511.804 | -1.11 | ex | Nrs-CZ12-ex | 22.16% | 3356.1775 | 5.4438 | -0.24593 | 183.5966 | 18.2802 | 0.029651 | -0.0013395 | Nrs-CZ12
Nrs-CZ12-v11-PkgAC240to760 | Nrs-CZ12-v11 | Nrs | CZ12 | v11 | 876.953 | 862.016 | 14937 | 200.4329 | 176.3289 | 24.1039 | 483.434 | 483.548 | -1.14 | ex | Nrs-CZ12-ex | 22.16% | 3309.4286 | 5.3404 | -0.25258 | 183.1806 | 18.0665 | 0.029154 | -0.0013788 | Nrs-CZ12
Nrs-CZ12-v15-PkgAC240to760 | Nrs-CZ12-v15 | Nrs | CZ12 | v15 | 852.765 | 839.344 | 13421 | 188.2625 | 166.6448 | 21.6177 | 482.66 | 482.758 | -0.98 | ex | Nrs-CZ12-ex | 16.6% | 2227.6557 | 3.5882 | -0.16266 | 182.161 | 12.229 | 0.019698 | -0.00089296 | Nrs-CZ12
Nrs-CZ13-v03-PkgAC240to760 | Nrs-CZ13-v03 | Nrs | CZ13 | v03 | 957.756 | 927.2 | 30556 | 225.0202 | 194.8519 | 30.1683 | 436.867 | 436.915 | -0.48 | ex | Nrs-CZ13-ex | 43.22% | 13205.0014 | 13.0375 | -0.20744 | 187.2605 | 70.5167 | 0.069622 | -0.0011077 | Nrs-CZ13
Nrs-CZ13-v07-PkgAC240to760 | Nrs-CZ13-v07 | Nrs | CZ13 | v07 | 936.924 | 908.163 | 28761 | 216.345 | 187.9146 | 28.4304 | 430.051 | 430.098 | -0.47 | ex | Nrs-CZ13-ex | 20.66% | 5941.4685 | 5.8732 | -0.097093 | 187.0867 | 31.7578 | 0.031393 | -0.00051897 | Nrs-CZ13
Nrs-CZ13-v11-PkgAC240to760 | Nrs-CZ13-v11 | Nrs | CZ13 | v11 | 936.126 | 907.892 | 28234 | 213.1292 | 185.4734 | 27.6558 | 405.448 | 405.492 | -0.44 | ex | Nrs-CZ13-ex | 20.66% | 5832.6004 | 5.7132 | -0.090896 | 185.5578 | 31.4328 | 0.030789 | -0.00048985 | Nrs-CZ13
Nrs-CZ13-v15-PkgAC240to760 | Nrs-CZ13-v15 | Nrs | CZ13 | v15 | 906.174 | 880.658 | 25516 | 199.6971 | 174.5597 | 25.1375 | 403.748 | 403.797 | -0.49 | ex | Nrs-CZ13-ex | 15.47% | 3946.844 | 3.8883 | -0.075794 | 183.2968 | 21.5325 | 0.021213 | -0.0004135 | Nrs-CZ13
Nrs-CZ15-v03-PkgAC240to760 | Nrs-CZ15-v03 | Nrs | CZ15 | v03 | 1125.11 | 1053.65 | 71460 | 264.0481 | 208.4758 | 55.5723 | 139.455 | 139.467 | -0.12 | ex | Nrs-CZ15-ex | 31.61% | 22585.8031 | 17.5643 | -0.037927 | 209.041 | 108.0449 | 0.084023 | -0.00018144 | Nrs-CZ15
Nrs-CZ15-v07-PkgAC240to760 | Nrs-CZ15-v07 | Nrs | CZ15 | v07 | 1094.11 | 1026.95 | 67160 | 253.0445 | 200.6959 | 52.3487 | 137.753 | 137.764 | -0.11 | ex | Nrs-CZ15-ex | 24.87% | 16703.0052 | 13.0194 | -0.027358 | 208.6102 | 80.068 | 0.06241 | -0.00013114 | Nrs-CZ15
Nrs-CZ15-v11-PkgAC240to760 | Nrs-CZ15-v11 | Nrs | CZ15 | v11 | 1083.06 | 1018.56 | 64500 | 244.9851 | 195.2411 | 49.7441 | 126.316 | 126.324 | -0.08 | ex | Nrs-CZ15-ex | 24.87% | 16041.4508 | 12.3716 | -0.019896 | 201.4566 | 79.6273 | 0.061411 | -9.8763e-05 | Nrs-CZ15
Nrs-CZ15-v15-PkgAC240to760 | Nrs-CZ15-v15 | Nrs | CZ15 | v15 | 1038.27 | 980.021 | 58249 | 228.9028 | 184.0103 | 44.8925 | 128.187 | 128.196 | -0.09 | ex | Nrs-CZ15-ex | 18.65% | 10865.0984 | 8.3737 | -0.016788 | 194.8036 | 55.7746 | 0.042986 | -8.6177e-05 | Nrs-CZ15
OfL-CZ12-v03-PkgAC240to760 | OfL-CZ12-v03 | OfL | CZ12 | v03 | 1825.7 | 1781.9 | 43800 | 387.0707 | 331.0035 | 56.0671 | 186.432 | 186.433 | -0.01 | ex | OfL-CZ12-ex | 47.11% | 20635.3188 | 26.4147 | -0.0047113 | 507.4992 | 40.6608 | 0.052049 | -9.2833e-06 | OfL-CZ12
OfL-CZ12-v07-PkgAC240to760 | OfL-CZ12-v07 | OfL | CZ12 | v07 | 1825.31 | 1781.57 | 43740 | 386.7243 | 330.6986 | 56.0257 | 181.306 | 181.308 | -0.02 | ex | OfL-CZ12-ex | 19.23% | 8412.2071 | 10.775 | -0.0038465 | 507.0722 | 16.5898 | 0.021249 | -7.5856e-06 | OfL-CZ12
OfL-CZ12-v11-PkgAC240to760 | OfL-CZ12-v11 | OfL | CZ12 | v11 | 1794.43 | 1752.5 | 41930 | 370.7031 | 318.3969 | 52.3062 | 71.5859 | 71.5864 | -0.005 | ex | OfL-CZ12-ex | 19.23% | 8064.1025 | 10.0597 | -0.00096161 | 485.15 | 16.6219 | 0.020735 | -1.9821e-06 | OfL-CZ12
OfL-CZ12-v15-PkgAC240to760 | OfL-CZ12-v15 | OfL | CZ12 | v15 | 1761.84 | 1721.28 | 40560 | 367.7709 | 315.6333 | 52.1376 | 146.58 | 146.58 | 0 | ex | OfL-CZ12-ex | 14.42% | 5849.8893 | 7.5197 | 0 | 486.4841 | 12.0248 | 0.015457 | 0 | OfL-CZ12
OfL-CZ13-v03-PkgAC240to760 | OfL-CZ13-v03 | OfL | CZ13 | v03 | 1950.58 | 1875.24 | 75340 | 403.3484 | 342.0693 | 61.2791 | 165.153 | 165.155 | -0.02 | ex | OfL-CZ13-ex | 33.42% | 25181.2991 | 20.4816 | -0.0066847 | 553.406 | 45.5024 | 0.03701 | -1.2079e-05 | OfL-CZ13
OfL-CZ13-v07-PkgAC240to760 | OfL-CZ13-v07 | OfL | CZ13 | v07 | 1949.74 | 1874.57 | 75170 | 402.8803 | 341.6597 | 61.2206 | 160.135 | 160.136 | -0.01 | ex | OfL-CZ13-ex | 24.21% | 18197.4465 | 14.8205 | -0.0024208 | 552.8524 | 32.9156 | 0.026807 | -4.3788e-06 | OfL-CZ13
OfL-CZ13-v11-PkgAC240to760 | OfL-CZ13-v11 | OfL | CZ13 | v11 | 1906.72 | 1835.37 | 71350 | 384.8631 | 327.4975 | 57.3657 | 62.4795 | 62.4814 | -0.019 | ex | OfL-CZ13-ex | 24.21% | 17272.6861 | 13.8873 | -0.0045996 | 528.1478 | 32.7043 | 0.026294 | -8.7089e-06 | OfL-CZ13
OfL-CZ13-v15-PkgAC240to760 | OfL-CZ13-v15 | OfL | CZ13 | v15 | 1877.85 | 1808.17 | 69680 | 381.8194 | 325.1079 | 56.7115 | 128.11 | 128.111 | -0.01 | ex | OfL-CZ13-ex | 18.16% | 12653.6617 | 10.2986 | -0.001816 | 530.4238 | 23.8558 | 0.019416 | -3.4236e-06 | OfL-CZ13
OfL-CZ15-v03-PkgAC240to760 | OfL-CZ15-v03 | OfL | CZ15 | v03 | 2275.58 | 2108.93 | 166650 | 460.3023 | 355.1317 | 105.1707 | 8.7636 | 8.7649 | -0.0132 | ex | OfL-CZ15-ex | 43.82% | 73029.6815 | 46.0881 | -0.0057845 | 666.4105 | 109.5866 | 0.069159 | -8.6801e-06 | OfL-CZ15
OfL-CZ15-v07-PkgAC240to760 | OfL-CZ15-v07 | OfL | CZ15 | v07 | 2274.34 | 2108 | 166340 | 459.4579 | 354.815 | 104.6429 | 8.289 | 8.2902 | -0.0126 | ex | OfL-CZ15-ex | 20.42% | 33972.4851 | 21.3718 | -0.0025734 | 666.3845 | 50.9803 | 0.032071 | -3.8617e-06 | OfL-CZ15
OfL-CZ15-v11-PkgAC240to760 | OfL-CZ15-v11 | OfL | CZ15 | v11 | 2207.1 | 2051.34 | 155760 | 431.7858 | 335.9536 | 95.8322 | 2.2521 | 2.2525 | -0.0044 | ex | OfL-CZ15-ex | 20.42% | 31811.6766 | 19.5723 | -0.00089863 | 635.1111 | 50.0884 | 0.030817 | -1.4149e-06 | OfL-CZ15
OfL-CZ15-v15-PkgAC240to760 | OfL-CZ15-v15 | OfL | CZ15 | v15 | 2188.8 | 2032.81 | 155990 | 436.6143 | 339.0589 | 97.5555 | 5.4401 | 5.4416 | -0.0153 | ex | OfL-CZ15-ex | 15.33% | 23914.4627 | 14.956 | -0.0023456 | 643.7715 | 37.1474 | 0.023232 | -3.6435e-06 | OfL-CZ15
OfS-CZ12-v03-PkgAC240to760 | OfS-CZ12-v03 | OfS | CZ12 | v03 | 95.8729 | 93.0697 | 2803.2 | 21.8273 | 18.0139 | 3.8134 | 48.4531 | 48.4572 | -0.041 | ex | OfS-CZ12-ex | 39.22% | 1099.4498 | 1.4957 | -0.016081 | 34.7192 | 31.6669 | 0.043079 | -0.00046316 | OfS-CZ12
OfS-CZ12-v07-PkgAC240to760 | OfS-CZ12-v07 | OfS | CZ12 | v07 | 95.8049 | 93.0127 | 2792.2 | 21.7424 | 17.9663 | 3.7761 | 47.1666 | 47.1722 | -0.056 | ex | OfS-CZ12-ex | 22.11% | 617.2492 | 0.83475 | -0.012379 | 34.6306 | 17.8238 | 0.024104 | -0.00035747 | OfS-CZ12
OfS-CZ12-v11-PkgAC240to760 | OfS-CZ12-v11 | OfS | CZ12 | v11 | 94.6342 | 91.9001 | 2734.1 | 21.2043 | 17.5361 | 3.6682 | 40.0208 | 40.025 | -0.042 | ex | OfS-CZ12-ex | 22.11% | 604.4055 | 0.8109 | -0.0092846 | 33.9542 | 17.8006 | 0.023882 | -0.00027344 | OfS-CZ12
OfS-CZ12-v15-PkgAC240to760 | OfS-CZ12-v15 | OfS | CZ12 | v15 | 90.5558 | 88.1429 | 2412.9 | 19.4371 | 16.2821 | 3.155 | 36.5604 | 36.5638 | -0.034 | ex | OfS-CZ12-ex | 16.57% | 399.73 | 0.52267 | -0.0056326 | 30.7684 | 12.9916 | 0.016987 | -0.00018306 | OfS-CZ12
OfS-CZ13-v03-PkgAC240to760 | OfS-CZ13-v03 | OfS | CZ13 | v03 | 104.944 | 99.9668 | 4977.2 | 23.2937 | 18.9687 | 4.325 | 41.4704 | 41.4725 | -0.021 | ex | OfS-CZ13-ex | 40.62% | 2021.8784 | 1.7569 | -0.0085308 | 38.1781 | 52.9591 | 0.04602 | -0.00022345 | OfS-CZ13
OfS-CZ13-v07-PkgAC240to760 | OfS-CZ13-v07 | OfS | CZ13 | v07 | 104.802 | 99.8526 | 4949.4 | 23.2034 | 18.9086 | 4.2948 | 40.2432 | 40.2451 | -0.019 | ex | OfS-CZ13-ex | 21.59% | 1068.4706 | 0.92716 | -0.0041017 | 38.076 | 28.0615 | 0.02435 | -0.00010772 | OfS-CZ13
OfS-CZ13-v11-PkgAC240to760 | OfS-CZ13-v11 | OfS | CZ13 | v11 | 103.27 | 98.45 | 4820 | 22.5133 | 18.4167 | 4.0967 | 33.9458 | 33.9477 | -0.019 | ex | OfS-CZ13-ex | 21.59% | 1040.5358 | 0.88438 | -0.0041017 | 37.3256 | 27.8773 | 0.023694 | -0.00010989 | OfS-CZ13
OfS-CZ13-v15-PkgAC240to760 | OfS-CZ13-v15 | OfS | CZ13 | v15 | 98.4329 | 94.134 | 4298.9 | 20.5993 | 17.0558 | 3.5435 | 30.8859 | 30.8873 | -0.014 | ex | OfS-CZ13-ex | 16.2% | 696.4833 | 0.5741 | -0.0022682 | 34.0558 | 20.4513 | 0.016858 | -6.6603e-05 | OfS-CZ13
OfS-CZ15-v03-PkgAC240to760 | OfS-CZ15-v03 | OfS | CZ15 | v03 | 127.659 | 116.292 | 11367 | 27.9615 | 20.351 | 7.6105 | 5.8023 | 5.804 | -0.017 | ex | OfS-CZ15-ex | 41.16% | 4678.2169 | 3.1322 | -0.0069965 | 45.8697 | 101.9893 | 0.068284 | -0.00015253 | OfS-CZ15
OfS-CZ15-v07-PkgAC240to760 | OfS-CZ15-v07 | OfS | CZ15 | v07 | 127.366 | 116.08 | 11286 | 27.77 | 20.2645 | 7.5055 | 5.5395 | 5.5414 | -0.0185 | ex | OfS-CZ15-ex | 21.39% | 2414.4457 | 1.6057 | -0.0039578 | 45.7439 | 52.7818 | 0.035102 | -8.652e-05 | OfS-CZ15
OfS-CZ15-v11-PkgAC240to760 | OfS-CZ15-v11 | OfS | CZ15 | v11 | 124.053 | 113.391 | 10662 | 26.0409 | 19.1569 | 6.884 | 3.2712 | 3.2723 | -0.0107 | ex | OfS-CZ15-ex | 21.39% | 2280.9516 | 1.4727 | -0.0022891 | 44.1402 | 51.6752 | 0.033364 | -5.1859e-05 | OfS-CZ15
OfS-CZ15-v15-PkgAC240to760 | OfS-CZ15-v15 | OfS | CZ15 | v15 | 117.945 | 108.264 | 9681 | 23.8824 | 17.7717 | 6.1107 | 2.5211 | 2.5218 | -0.0067 | ex | OfS-CZ15-ex | 16.06% | 1554.5084 | 0.98121 | -0.0010758 | 40.8675 | 38.0377 | 0.02401 | -2.6325e-05 | OfS-CZ15
RFF-CZ12-v03-PkgAC240to760 | RFF-CZ12-v03 | RFF | CZ12 | v03 | 47.8368 | 46.6007 | 1236.1 | 13.5882 | 11.4168 | 2.1714 | 46.1418 | 46.1428 | -0.01 | ex | RFF-CZ12-ex | 42.03% | 519.5747 | 0.91271 | -0.0042033 | 8.7763 | 59.2021 | 0.104 | -0.00047894 | RFF-CZ12
RFF-CZ12-v07-PkgAC240to760 | RFF-CZ12-v07 | RFF | CZ12 | v07 | 47.7625 | 46.5366 | 1225.9 | 13.5099 | 11.3565 | 2.1535 | 44.772 | 44.7743 | -0.023 | ex | RFF-CZ12-ex | 21.09% | 258.5737 | 0.45422 | -0.0048513 | 8.6749 | 29.8072 | 0.05236 | -0.00055923 | RFF-CZ12
RFF-CZ12-v11-PkgAC240to760 | RFF-CZ12-v11 | RFF | CZ12 | v11 | 47.5671 | 46.3577 | 1209.4 | 13.2479 | 11.1251 | 2.1227 | 40.7652 | 40.7665 | -0.013 | ex | RFF-CZ12-ex | 21.09% | 255.0935 | 0.44774 | -0.002742 | 8.4017 | 30.3621 | 0.053292 | -0.00032637 | RFF-CZ12
RFF-CZ12-v15-PkgAC240to760 | RFF-CZ12-v15 | RFF | CZ12 | v15 | 45.5005 | 44.3433 | 1157.2 | 12.8461 | 10.8065 | 2.0395 | 46.1313 | 46.1328 | -0.015 | ex | RFF-CZ12-ex | 15.78% | 182.6234 | 0.32187 | -0.0023672 | 8.3472 | 21.8785 | 0.03856 | -0.0002836 | RFF-CZ12
RFF-CZ13-v03-PkgAC240to760 | RFF-CZ13-v03 | RFF | CZ13 | v03 | 53.1198 | 50.6537 | 2466.1 | 14.8566 | 12.2641 | 2.5925 | 41.5815 | 41.5822 | -0.007 | ex | RFF-CZ13-ex | 40.68% | 1003.2083 | 1.0546 | -0.0028476 | 10.0062 | 100.2582 | 0.1054 | -0.00028458 | RFF-CZ13
RFF-CZ13-v07-PkgAC240to760 | RFF-CZ13-v07 | RFF | CZ13 | v07 | 52.9925 | 50.5455 | 2447 | 14.7648 | 12.1952 | 2.5696 | 40.3501 | 40.3514 | -0.013 | ex | RFF-CZ13-ex | 21.57% | 527.8406 | 0.55429 | -0.0028042 | 9.8945 | 53.3471 | 0.05602 | -0.00028341 | RFF-CZ13
RFF-CZ13-v11-PkgAC240to760 | RFF-CZ13-v11 | RFF | CZ13 | v11 | 52.3403 | 49.9872 | 2353.1 | 14.2473 | 11.8341 | 2.4131 | 34.2667 | 34.2673 | -0.006 | ex | RFF-CZ13-ex | 21.57% | 507.5855 | 0.52054 | -0.0012943 | 9.4215 | 53.8752 | 0.05525 | -0.00013737 | RFF-CZ13
RFF-CZ13-v15-PkgAC240to760 | RFF-CZ13-v15 | RFF | CZ13 | v15 | 50.2458 | 47.9514 | 2294.4 | 13.861 | 11.4597 | 2.4013 | 38.409 | 38.4099 | -0.009 | ex | RFF-CZ13-ex | 16.18% | 371.1925 | 0.38849 | -0.001456 | 9.3709 | 39.6113 | 0.041457 | -0.00015538 | RFF-CZ13
RFF-CZ15-v03-PkgAC240to760 | RFF-CZ15-v03 | RFF | CZ15 | v03 | 64.4335 | 58.9025 | 5531 | 18.0159 | 13.1903 | 4.8256 | 10.4316 | 10.4319 | -0.003 | ex | RFF-CZ15-ex | 51.6% | 2854.0884 | 2.4901 | -0.0015481 | 13.2167 | 215.9454 | 0.1884 | -0.00011713 | RFF-CZ15
RFF-CZ15-v07-PkgAC240to760 | RFF-CZ15-v07 | RFF | CZ15 | v07 | 64.2117 | 58.7402 | 5471.5 | 17.8856 | 13.1155 | 4.7701 | 10.0843 | 10.0846 | -0.003 | ex | RFF-CZ15-ex | 17.62% | 963.9899 | 0.84042 | -0.00052855 | 13.0944 | 73.6183 | 0.064181 | -4.0365e-05 | RFF-CZ15
RFF-CZ15-v11-PkgAC240to760 | RFF-CZ15-v11 | RFF | CZ15 | v11 | 62.5372 | 57.4164 | 5120.8 | 16.8617 | 12.4853 | 4.3764 | 8.5504 | 8.5507 | -0.0022 | ex | RFF-CZ15-ex | 17.62% | 902.2022 | 0.77105 | -0.0003876 | 12.3727 | 72.9186 | 0.062319 | -3.1327e-05 | RFF-CZ15
RFF-CZ15-v15-PkgAC240to760 | RFF-CZ15-v15 | RFF | CZ15 | v15 | 60.3668 | 55.3796 | 4987.2 | 16.5224 | 12.2357 | 4.2867 | 9.4536 | 9.454 | -0.0032 | ex | RFF-CZ15-ex | 13.16% | 656.3933 | 0.5642 | -0.00042117 | 12.3681 | 53.0714 | 0.045617 | -3.4053e-05 | RFF-CZ15
RSD-CZ12-v03-PkgAC240to760 | RSD-CZ12-v03 | RSD | CZ12 | v03 | 84.387 | 82.182 | 2205 | 23.7956 | 19.8453 | 3.9503 | 31.5084 | 31.5086 | -0.002 | ex | RSD-CZ12-ex | 42.03% | 926.8361 | 1.6605 | -0.00084067 | 15.8251 | 58.5674 | 0.10493 | -5.3122e-05 | RSD-CZ12
RSD-CZ12-v07-PkgAC240to760 | RSD-CZ12-v07 | RSD | CZ12 | v07 | 84.2828 | 82.0986 | 2184.2 | 23.6797 | 19.723 | 3.9567 | 29.4879 | 29.488 | -0.001 | ex | RSD-CZ12-ex | 21.09% | 460.7038 | 0.83456 | -0.00021093 | 15.6117 | 29.5101 | 0.053457 | -1.3511e-05 | RSD-CZ12
RSD-CZ12-v11-PkgAC240to760 | RSD-CZ12-v11 | RSD | CZ12 | v11 | 84.1554 | 81.9964 | 2159 | 23.358 | 19.4942 | 3.8638 | 25.3828 | 25.3829 | -0.001 | ex | RSD-CZ12-ex | 21.09% | 455.3885 | 0.81497 | -0.00021093 | 15.2256 | 29.9093 | 0.053526 | -1.3853e-05 | RSD-CZ12
RSD-CZ12-v15-PkgAC240to760 | RSD-CZ12-v15 | RSD | CZ12 | v15 | 80.3889 | 78.3188 | 2070.1 | 22.6099 | 18.8101 | 3.7999 | 30.1249 | 30.125 | -0.001 | ex | RSD-CZ12-ex | 15.78% | 326.6926 | 0.59967 | -0.00015781 | 15.0089 | 21.7667 | 0.039955 | -1.0515e-05 | RSD-CZ12
RSD-CZ13-v03-PkgAC240to760 | RSD-CZ13-v03 | RSD | CZ13 | v03 | 91.6109 | 87.3306 | 4280.3 | 26.1119 | 21.6909 | 4.4209 | 30.3009 | 30.3011 | -0.002 | ex | RSD-CZ13-ex | 40.68% | 1741.224 | 1.7984 | -0.0008136 | 18.1238 | 96.0736 | 0.09923 | -4.4891e-05 | RSD-CZ13
RSD-CZ13-v07-PkgAC240to760 | RSD-CZ13-v07 | RSD | CZ13 | v07 | 91.3781 | 87.1372 | 4240.9 | 25.9095 | 21.5322 | 4.3773 | 28.2993 | 28.2994 | -0.001 | ex | RSD-CZ13-ex | 21.57% | 914.8014 | 0.94423 | -0.00021571 | 17.8802 | 51.1627 | 0.052809 | -1.2064e-05 | RSD-CZ13
RSD-CZ13-v11-PkgAC240to760 | RSD-CZ13-v11 | RSD | CZ13 | v11 | 90.9877 | 86.8276 | 4160.1 | 25.4949 | 21.2415 | 4.2534 | 23.9103 | 23.9104 | -0.001 | ex | RSD-CZ13-ex | 21.57% | 897.3721 | 0.9175 | -0.00021571 | 17.4217 | 51.5089 | 0.052664 | -1.2382e-05 | RSD-CZ13
RSD-CZ13-v15-PkgAC240to760 | RSD-CZ13-v15 | RSD | CZ13 | v15 | 87.2576 | 83.2309 | 4026.7 | 24.755 | 20.3997 | 4.3553 | 27.1546 | 27.1548 | -0.002 | ex | RSD-CZ13-ex | 16.18% | 651.4474 | 0.7046 | -0.00032356 | 17.1927 | 37.8909 | 0.040983 | -1.882e-05 | RSD-CZ13
RSD-CZ15-v03-PkgAC240to760 | RSD-CZ15-v03 | RSD | CZ15 | v03 | 107.528 | 98.8416 | 8686.4 | 31.373 | 22.4673 | 8.9057 | 7.6672 | 7.6675 | -0.0035 | ex | RSD-CZ15-ex | 51.6% | 4482.3276 | 4.5955 | -0.0018061 | 24.0875 | 186.0855 | 0.19078 | -7.4979e-05 | RSD-CZ15
RSD-CZ15-v07-PkgAC240to760 | RSD-CZ15-v07 | RSD | CZ15 | v07 | 107.091 | 98.5276 | 8563.4 | 31.0819 | 22.2995 | 8.7824 | 7.4922 | 7.4923 | -0.0007 | ex | RSD-CZ15-ex | 17.62% | 1508.7327 | 1.5473 | -0.00012333 | 23.8065 | 63.3748 | 0.064996 | -5.1805e-06 | RSD-CZ15
RSD-CZ15-v11-PkgAC240to760 | RSD-CZ15-v11 | RSD | CZ15 | v11 | 105.835 | 97.6448 | 8190.2 | 30.1792 | 21.8005 | 8.3787 | 7.1152 | 7.1153 | -0.0003 | ex | RSD-CZ15-ex | 17.62% | 1442.9809 | 1.4762 | -5.2855e-05 | 22.9531 | 62.8666 | 0.064314 | -2.3027e-06 | RSD-CZ15
RSD-CZ15-v15-PkgAC240to760 | RSD-CZ15-v15 | RSD | CZ15 | v15 | 101.917 | 93.9744 | 7942.6 | 29.4961 | 21.1281 | 8.368 | 7.2209 | 7.2209 | -0.0006 | ex | RSD-CZ15-ex | 13.16% | 1045.3701 | 1.1014 | -7.8969e-05 | 22.7142 | 46.0228 | 0.048488 | -3.4767e-06 | RSD-CZ15
Rt3-CZ12-v03-PkgAC240to760 | Rt3-CZ12-v03 | Rt3 | CZ12 | v03 | 1590.77 | 1550.32 | 40450 | 460.8419 | 389.0977 | 71.7443 | 218.147 | 218.148 | -0.01 | ex | Rt3-CZ12-ex | 44.31% | 17921.8089 | 31.7871 | -0.0044306 | 303.8853 | 58.9756 | 0.1046 | -1.458e-05 | Rt3-CZ12
Rt3-CZ12-v07-PkgAC240to760 | Rt3-CZ12-v07 | Rt3 | CZ12 | v07 | 1589.85 | 1549.52 | 40330 | 459.6021 | 387.7243 | 71.8777 | 206.487 | 206.487 | 0 | ex | Rt3-CZ12-ex | 20.25% | 8167.7667 | 14.5569 | 0 | 302.9547 | 26.9604 | 0.04805 | 0 | Rt3-CZ12
Rt3-CZ12-v11-PkgAC240to760 | Rt3-CZ12-v11 | Rt3 | CZ12 | v11 | 1584.41 | 1544.59 | 39820 | 450.8417 | 380.6979 | 70.1439 | 145.628 | 145.628 | 0 | ex | Rt3-CZ12-ex | 20.25% | 8064.4798 | 14.2058 | 0 | 295.3254 | 27.3071 | 0.048102 | 0 | Rt3-CZ12
Rt3-CZ12-v15-PkgAC240to760 | Rt3-CZ12-v15 | Rt3 | CZ12 | v15 | 1441.49 | 1404.49 | 37000 | 421.4484 | 353.0704 | 68.378 | 189.861 | 189.861 | 0 | ex | Rt3-CZ12-ex | 15.19% | 5620.0229 | 10.3861 | 0 | 285.43 | 19.6897 | 0.036388 | 0 | Rt3-CZ12
Rt3-CZ13-v03-PkgAC240to760 | Rt3-CZ13-v03 | Rt3 | CZ13 | v03 | 1716.38 | 1641.01 | 75370 | 498.2051 | 415.8143 | 82.3908 | 212.095 | 212.096 | -0.01 | ex | Rt3-CZ13-ex | 36.4% | 27437.5857 | 29.9934 | -0.0036404 | 339.389 | 80.8441 | 0.088375 | -1.0726e-05 | Rt3-CZ13
Rt3-CZ13-v07-PkgAC240to760 | Rt3-CZ13-v07 | Rt3 | CZ13 | v07 | 1714.49 | 1639.46 | 75030 | 496.6323 | 414.3784 | 82.2539 | 200.333 | 200.334 | -0.01 | ex | Rt3-CZ13-ex | 23.13% | 17355.6518 | 19.0267 | -0.0023132 | 338.1948 | 51.3185 | 0.056259 | -6.8397e-06 | Rt3-CZ13
Rt3-CZ13-v11-PkgAC240to760 | Rt3-CZ13-v11 | Rt3 | CZ13 | v11 | 1693.77 | 1621.67 | 72100 | 477.8531 | 399.8532 | 77.9999 | 100.939 | 100.941 | -0.02 | ex | Rt3-CZ13-ex | 23.13% | 16677.8954 | 18.0426 | -0.0046263 | 322.2411 | 51.7559 | 0.055991 | -1.4357e-05 | Rt3-CZ13
Rt3-CZ13-v15-PkgAC240to760 | Rt3-CZ13-v15 | Rt3 | CZ13 | v15 | 1547.53 | 1479.81 | 67720 | 448.2971 | 371.401 | 76.8961 | 132.223 | 132.224 | -0.01 | ex | Rt3-CZ13-ex | 17.33% | 11737.848 | 13.3283 | -0.0017333 | 311.9677 | 37.6252 | 0.042723 | -5.556e-06 | Rt3-CZ13
Rt3-CZ15-v03-PkgAC240to760 | Rt3-CZ15-v03 | Rt3 | CZ15 | v03 | 2012.99 | 1855.18 | 157810 | 593.4259 | 442.8286 | 150.5973 | 6.7481 | 6.7482 | -0.0011 | ex | Rt3-CZ15-ex | 40.41% | 63766.5059 | 60.8521 | -0.00044448 | 431.3778 | 147.8206 | 0.14106 | -1.0304e-06 | Rt3-CZ15
Rt3-CZ15-v07-PkgAC240to760 | Rt3-CZ15-v07 | Rt3 | CZ15 | v07 | 2009.33 | 1852.62 | 156710 | 591.1085 | 440.5551 | 150.5533 | 6.0102 | 6.0103 | -0.0011 | ex | Rt3-CZ15-ex | 21.67% | 33955.29 | 32.6213 | -0.00023834 | 429.9377 | 78.9772 | 0.075874 | -5.5437e-07 | Rt3-CZ15
Rt3-CZ15-v11-PkgAC240to760 | Rt3-CZ15-v11 | Rt3 | CZ15 | v11 | 1952.56 | 1808.43 | 144130 | 553.4786 | 413.9341 | 139.5445 | 1.0783 | 1.0784 | -0.0001 | ex | Rt3-CZ15-ex | 21.67% | 31229.5064 | 30.2359 | -2.1668e-05 | 401.7713 | 77.7296 | 0.075257 | -5.393e-08 | Rt3-CZ15
Rt3-CZ15-v15-PkgAC240to760 | Rt3-CZ15-v15 | Rt3 | CZ15 | v15 | 1796.68 | 1661.21 | 135470 | 522.7633 | 386.5868 | 136.1765 | 1.3929 | 1.393 | -0.0001 | ex | Rt3-CZ15-ex | 16.26% | 22024.2638 | 22.1391 | -1.6258e-05 | 390.7376 | 56.3659 | 0.05666 | -4.1608e-08 | Rt3-CZ15
RtL-CZ12-v03-PkgAC240to760 | RtL-CZ12-v03 | RtL | CZ12 | v03 | 1504.92 | 1469.06 | 35860 | 402.4877 | 344.1284 | 58.3593 | 399.392 | 399.425 | -0.33 | ex | RtL-CZ12-ex | 44.31% | 15888.1599 | 25.8567 | -0.14621 | 263.2782 | 60.3474 | 0.098211 | -0.00055534 | RtL-CZ12
RtL-CZ12-v07-PkgAC240to760 | RtL-CZ12-v07 | RtL | CZ12 | v07 | 1501.35 | 1465.88 | 35470 | 399.2734 | 341.5434 | 57.73 | 363.227 | 363.246 | -0.19 | ex | RtL-CZ12-ex | 20.25% | 7183.5032 | 11.6917 | -0.038479 | 258.8889 | 27.7474 | 0.045161 | -0.00014863 | RtL-CZ12
RtL-CZ12-v11-PkgAC240to760 | RtL-CZ12-v11 | RtL | CZ12 | v11 | 1496.66 | 1461.67 | 34990 | 392.9793 | 337.3391 | 55.6403 | 295.191 | 295.206 | -0.15 | ex | RtL-CZ12-ex | 20.25% | 7086.292 | 11.2685 | -0.030379 | 251.4124 | 28.1859 | 0.044821 | -0.00012083 | RtL-CZ12
RtL-CZ12-v15-PkgAC240to760 | RtL-CZ12-v15 | RtL | CZ12 | v15 | 1402.31 | 1368.83 | 33480 | 375.9763 | 321.2197 | 54.7567 | 314.796 | 314.812 | -0.16 | ex | RtL-CZ12-ex | 15.19% | 5085.3613 | 8.3171 | -0.024303 | 243.2369 | 20.907 | 0.034194 | -9.9914e-05 | RtL-CZ12
RtL-CZ13-v03-PkgAC240to760 | RtL-CZ13-v03 | RtL | CZ13 | v03 | 1623.44 | 1555.86 | 67580 | 438.0291 | 368.6641 | 69.365 | 367.578 | 367.59 | -0.12 | ex | RtL-CZ13-ex | 36.4% | 24601.7254 | 25.2515 | -0.043685 | 295.0864 | 83.3713 | 0.085573 | -0.00014804 | RtL-CZ13
RtL-CZ13-v07-PkgAC240to760 | RtL-CZ13-v07 | RtL | CZ13 | v07 | 1617.09 | 1550.44 | 66650 | 433.8493 | 365.8739 | 67.9753 | 332.658 | 332.679 | -0.21 | ex | RtL-CZ13-ex | 23.13% | 15417.2223 | 15.7238 | -0.048576 | 290.4337 | 53.0835 | 0.054139 | -0.00016725 | RtL-CZ13
RtL-CZ13-v11-PkgAC240to760 | RtL-CZ13-v11 | RtL | CZ13 | v11 | 1603.36 | 1538.72 | 64640 | 421.9309 | 357.2293 | 64.7016 | 240.771 | 240.779 | -0.08 | ex | RtL-CZ13-ex | 23.13% | 14952.2768 | 14.9665 | -0.018505 | 278.4169 | 53.7046 | 0.053756 | -6.6466e-05 | RtL-CZ13
RtL-CZ13-v15-PkgAC240to760 | RtL-CZ13-v15 | RtL | CZ13 | v15 | 1506.43 | 1444.43 | 62000 | 404.5494 | 341.4217 | 63.1277 | 252.212 | 252.224 | -0.12 | ex | RtL-CZ13-ex | 17.33% | 10746.4054 | 10.9419 | -0.020799 | 269.6899 | 39.8473 | 0.040572 | -7.7124e-05 | RtL-CZ13
RtL-CZ15-v03-PkgAC240to760 | RtL-CZ15-v03 | RtL | CZ15 | v03 | 1898.4 | 1751.64 | 146760 | 529.9049 | 396.6273 | 133.2777 | 65.4928 | 65.5014 | -0.086 | ex | RtL-CZ15-ex | 40.41% | 59301.517 | 53.8537 | -0.03475 | 378.7087 | 156.5887 | 0.1422 | -9.176e-05 | RtL-CZ15
RtL-CZ15-v07-PkgAC240to760 | RtL-CZ15-v07 | RtL | CZ15 | v07 | 1887.03 | 1743.12 | 143910 | 523.3461 | 392.4893 | 130.8568 | 57.3909 | 57.3983 | -0.074 | ex | RtL-CZ15-ex | 21.67% | 31181.8377 | 28.3535 | -0.016034 | 373.5276 | 83.4793 | 0.075907 | -4.2926e-05 | RtL-CZ15
RtL-CZ15-v11-PkgAC240to760 | RtL-CZ15-v11 | RtL | CZ15 | v11 | 1854.3 | 1718.27 | 136030 | 500.8583 | 375.5955 | 125.2628 | 38.0408 | 38.0466 | -0.058 | ex | RtL-CZ15-ex | 21.67% | 29474.4311 | 27.1414 | -0.012567 | 356.2367 | 82.7383 | 0.076189 | -3.5278e-05 | RtL-CZ15
RtL-CZ15-v15-PkgAC240to760 | RtL-CZ15-v15 | RtL | CZ15 | v15 | 1751.23 | 1619.54 | 131690 | 482.6763 | 363.1116 | 119.5647 | 35.6537 | 35.66 | -0.063 | ex | RtL-CZ15-ex | 16.26% | 21409.7239 | 19.4384 | -0.010242 | 346.4925 | 61.7899 | 0.056101 | -2.956e-05 | RtL-CZ15
RtS-CZ12-v03-PkgAC240to760 | RtS-CZ12-v03 | RtS | CZ12 | v03 | 74.6107 | 72.1848 | 2425.9 | 24.6303 | 20.2787 | 4.3516 | 64.0071 | 64.0092 | -0.021 | ex | RtS-CZ12-ex | 44.31% | 1074.8212 | 1.928 | -0.0093043 | 19.7712 | 54.363 | 0.097517 | -0.0004706 | RtS-CZ12
RtS-CZ12-v07-PkgAC240to760 | RtS-CZ12-v07 | RtS | CZ12 | v07 | 74.3702 | 71.9761 | 2394.1 | 24.3677 | 20.0889 | 4.2788 | 60.3065 | 60.3093 | -0.028 | ex | RtS-CZ12-ex | 20.25% | 484.8612 | 0.86656 | -0.0056707 | 19.4786 | 24.8919 | 0.044488 | -0.00029112 | RtS-CZ12
RtS-CZ12-v11-PkgAC240to760 | RtS-CZ12-v11 | RtS | CZ12 | v11 | 73.8325 | 71.4995 | 2333 | 23.6657 | 19.6275 | 4.0381 | 52.3535 | 52.355 | -0.015 | ex | RtS-CZ12-ex | 20.25% | 472.487 | 0.81782 | -0.0030379 | 18.8316 | 25.0901 | 0.043428 | -0.00016132 | RtS-CZ12
RtS-CZ12-v15-PkgAC240to760 | RtS-CZ12-v15 | RtS | CZ12 | v15 | 66.4588 | 64.291 | 2167.8 | 22.5157 | 18.6131 | 3.9026 | 60.2102 | 60.2138 | -0.036 | ex | RtS-CZ12-ex | 15.19% | 329.2726 | 0.59278 | -0.0054681 | 18.5295 | 17.7702 | 0.031991 | -0.0002951 | RtS-CZ12
RtS-CZ13-v03-PkgAC240to760 | RtS-CZ13-v03 | RtS | CZ13 | v03 | 83.4121 | 78.6875 | 4724.6 | 27.7184 | 22.3027 | 5.4157 | 58.1621 | 58.1635 | -0.014 | ex | RtS-CZ13-ex | 36.4% | 1719.9365 | 1.9715 | -0.0050965 | 22.5612 | 76.2343 | 0.087385 | -0.0002259 | RtS-CZ13
RtS-CZ13-v07-PkgAC240to760 | RtS-CZ13-v07 | RtS | CZ13 | v07 | 83.0045 | 78.3517 | 4652.8 | 27.3298 | 22.0805 | 5.2493 | 54.6473 | 54.6498 | -0.025 | ex | RtS-CZ13-ex | 23.13% | 1076.2678 | 1.2143 | -0.0057829 | 22.2333 | 48.4079 | 0.054614 | -0.0002601 | RtS-CZ13
RtS-CZ13-v11-PkgAC240to760 | RtS-CZ13-v11 | RtS | CZ13 | v11 | 81.5061 | 77.0969 | 4409.2 | 25.9403 | 21.2245 | 4.7157 | 43.2917 | 43.2927 | -0.01 | ex | RtS-CZ13-ex | 23.13% | 1019.9192 | 1.0908 | -0.0023132 | 21.1535 | 48.2151 | 0.051567 | -0.00010935 | RtS-CZ13
RtS-CZ13-v15-PkgAC240to760 | RtS-CZ13-v15 | RtS | CZ13 | v15 | 74.2696 | 70.0772 | 4192.4 | 24.7648 | 20.0708 | 4.694 | 49.5048 | 49.5063 | -0.015 | ex | RtS-CZ13-ex | 17.33% | 726.665 | 0.81361 | -0.0025999 | 20.8634 | 34.8297 | 0.038997 | -0.00012462 | RtS-CZ13
RtS-CZ15-v03-PkgAC240to760 | RtS-CZ15-v03 | RtS | CZ15 | v03 | 104.205 | 93.5688 | 10636.2 | 34.9151 | 24.7893 | 10.1257 | 7.2538 | 7.2545 | -0.007 | ex | RtS-CZ15-ex | 40.41% | 4297.7841 | 4.0915 | -0.0028285 | 29.0371 | 148.01 | 0.14091 | -9.741e-05 | RtS-CZ15
RtS-CZ15-v07-PkgAC240to760 | RtS-CZ15-v07 | RtS | CZ15 | v07 | 103.536 | 93.0707 | 10465.3 | 34.4694 | 24.5362 | 9.9332 | 6.2888 | 6.2894 | -0.0059 | ex | RtS-CZ15-ex | 21.67% | 2267.5789 | 2.1523 | -0.0012784 | 28.6504 | 79.1465 | 0.075122 | -4.462e-05 | RtS-CZ15
RtS-CZ15-v11-PkgAC240to760 | RtS-CZ15-v11 | RtS | CZ15 | v11 | 99.8618 | 90.2262 | 9635.6 | 32.095 | 22.9842 | 9.1108 | 3.9401 | 3.9405 | -0.0045 | ex | RtS-CZ15-ex | 21.67% | 2087.8029 | 1.9741 | -0.00097504 | 27.0254 | 77.2534 | 0.073046 | -3.6079e-05 | RtS-CZ15
RtS-CZ15-v15-PkgAC240to760 | RtS-CZ15-v15 | RtS | CZ15 | v15 | 92.4281 | 83.2214 | 9206.7 | 31.1221 | 22.0711 | 9.0511 | 4.8661 | 4.8667 | -0.0064 | ex | RtS-CZ15-ex | 16.26% | 1496.7948 | 1.4715 | -0.0010405 | 26.8342 | 55.7793 | 0.054836 | -3.8775e-05 | RtS-CZ15
SCn-CZ12-v03-PkgAC240to760 | SCn-CZ12-v03 | SCn | CZ12 | v03 | 940.948 | 918.115 | 22833 | 217.714 | 174.6464 | 43.0676 | 2247.3 | 2247.32 | -0.2 | ex | SCn-CZ12-ex | 41.75% | 9533.2214 | 17.9816 | -0.083504 | 334.8192 | 28.4727 | 0.053705 | -0.0002494 | SCn-CZ12
SCn-CZ12-v07-PkgAC240to760 | SCn-CZ12-v07 | SCn | CZ12 | v07 | 929.525 | 907.71 | 21815 | 211.1375 | 169.833 | 41.3045 | 2104.43 | 2104.44 | -0.1 | ex | SCn-CZ12-ex | 21.18% | 4620.1723 | 8.7478 | -0.021179 | 319.981 | 14.4389 | 0.027339 | -6.6188e-05 | SCn-CZ12
SCn-CZ12-v11-PkgAC240to760 | SCn-CZ12-v11 | SCn | CZ12 | v11 | 910.652 | 890.429 | 20223 | 199.1441 | 160.7088 | 38.4353 | 1822.14 | 1822.16 | -0.2 | ex | SCn-CZ12-ex | 21.18% | 4283.0046 | 8.1402 | -0.042358 | 294.4178 | 14.5474 | 0.027648 | -0.00014387 | SCn-CZ12
SCn-CZ12-v15-PkgAC240to760 | SCn-CZ12-v15 | SCn | CZ12 | v15 | 899.45 | 879.557 | 19893 | 198.2025 | 159.9834 | 38.2191 | 1821.74 | 1821.75 | -0.1 | ex | SCn-CZ12-ex | 15.89% | 3161.0571 | 6.0731 | -0.01589 | 292.8729 | 10.7933 | 0.020736 | -5.4257e-05 | SCn-CZ12
SCn-CZ13-v03-PkgAC240to760 | SCn-CZ13-v03 | SCn | CZ13 | v03 | 1085.68 | 1036.36 | 49320 | 241.1121 | 189.9999 | 51.1122 | 1996.47 | 1996.49 | -0.2 | ex | SCn-CZ13-ex | 43.18% | 21295.9844 | 22.0698 | -0.086358 | 398.1712 | 53.4845 | 0.055428 | -0.00021689 | SCn-CZ13
SCn-CZ13-v07-PkgAC240to760 | SCn-CZ13-v07 | SCn | CZ13 | v07 | 1065.66 | 1018.25 | 47410 | 235.1837 | 185.5281 | 49.6557 | 1860.27 | 1860.28 | -0.1 | ex | SCn-CZ13-ex | 20.66% | 9795.5238 | 10.2595 | -0.020661 | 375.3632 | 26.0961 | 0.027332 | -5.5044e-05 | SCn-CZ13
SCn-CZ13-v11-PkgAC240to760 | SCn-CZ13-v11 | SCn | CZ13 | v11 | 1025.68 | 982.851 | 42829 | 214.5595 | 170.1114 | 44.4481 | 1511.27 | 1511.29 | -0.2 | ex | SCn-CZ13-ex | 20.66% | 8849.0295 | 9.1836 | -0.041323 | 329.4463 | 26.8603 | 0.027876 | -0.00012543 | SCn-CZ13
SCn-CZ13-v15-PkgAC240to760 | SCn-CZ13-v15 | SCn | CZ13 | v15 | 1013.43 | 971.527 | 41903 | 213.9516 | 170.4488 | 43.5028 | 1504.34 | 1504.35 | -0.1 | ex | SCn-CZ13-ex | 15.5% | 6494.2056 | 6.7421 | -0.015498 | 333.8771 | 19.4509 | 0.020193 | -4.6419e-05 | SCn-CZ13
SCn-CZ15-v03-PkgAC240to760 | SCn-CZ15-v03 | SCn | CZ15 | v03 | 1401.58 | 1277.64 | 123940 | 344.2428 | 231.5381 | 112.7047 | 443.803 | 443.813 | -0.1 | ex | SCn-CZ15-ex | 35.58% | 44097.4415 | 40.0999 | -0.03558 | 539.3576 | 81.7592 | 0.074348 | -6.5967e-05 | SCn-CZ15
SCn-CZ15-v07-PkgAC240to760 | SCn-CZ15-v07 | SCn | CZ15 | v07 | 1373.44 | 1254.29 | 119150 | 335.3023 | 225.7721 | 109.5303 | 396.128 | 396.137 | -0.09 | ex | SCn-CZ15-ex | 23.42% | 27899.2005 | 25.6467 | -0.021074 | 515.0396 | 54.169 | 0.049796 | -4.0917e-05 | SCn-CZ15
SCn-CZ15-v11-PkgAC240to760 | SCn-CZ15-v11 | SCn | CZ15 | v11 | 1291.41 | 1187.11 | 104300 | 291.3137 | 199.3503 | 91.9635 | 250.278 | 250.284 | -0.06 | ex | SCn-CZ15-ex | 23.42% | 24422.0445 | 21.5334 | -0.014049 | 451.5437 | 54.0857 | 0.047688 | -3.1114e-05 | SCn-CZ15
SCn-CZ15-v15-PkgAC240to760 | SCn-CZ15-v15 | SCn | CZ15 | v15 | 1278.38 | 1175.46 | 102920 | 290.3609 | 198.9319 | 91.4289 | 240.832 | 240.837 | -0.05 | ex | SCn-CZ15-ex | 17.59% | 18103.5751 | 16.0823 | -0.008795 | 453.6149 | 39.9096 | 0.035454 | -1.9389e-05 | SCn-CZ15
Gro-CZ12-v03-PkgAC240to760 | Gro-CZ12-v03 | Gro | CZ12 | v03 | 1758.65 | 1753.42 | 5230 | 306.8956 | 295.2219 | 11.6737 | 2369.05 | 2369.04 | 0.1 | ex | Gro-CZ12-ex | 44.22% | 2312.5917 | 5.1618 | 0.044218 | 135.3444 | 17.0867 | 0.038139 | 0.00032671 | Gro-CZ12
Gro-CZ12-v07-PkgAC240to760 | Gro-CZ12-v07 | Gro | CZ12 | v07 | 1599.02 | 1592.47 | 6550 | 287.9224 | 274.8904 | 13.032 | 1515.55 | 1515.5 | 0.5 | ex | Gro-CZ12-ex | 20.28% | 1328.6302 | 2.6435 | 0.10142 | 132.6548 | 10.0157 | 0.019927 | 0.00076456 | Gro-CZ12
Gro-CZ12-v11-PkgAC240to760 | Gro-CZ12-v11 | Gro | CZ12 | v11 | 1593.17 | 1586.99 | 6180 | 284.3225 | 271.9115 | 12.411 | 1423.93 | 1423.85 | 0.8 | ex | Gro-CZ12-ex | 20.28% | 1253.5778 | 2.5175 | 0.16228 | 127.0842 | 9.8642 | 0.01981 | 0.0012769 | Gro-CZ12
Gro-CZ12-v15-PkgAC240to760 | Gro-CZ12-v15 | Gro | CZ12 | v15 | 1524.54 | 1518.89 | 5650 | 271.6309 | 259.9499 | 11.6811 | 1576.09 | 1576.11 | -0.2 | ex | Gro-CZ12-ex | 15.21% | 859.5528 | 1.7771 | -0.030427 | 122.3035 | 7.028 | 0.01453 | -0.00024878 | Gro-CZ12
Gro-CZ13-v03-PkgAC240to760 | Gro-CZ13-v03 | Gro | CZ13 | v03 | 1818.91 | 1807.46 | 11450 | 324.2421 | 310.5439 | 13.6982 | 2044.03 | 2044 | 0.3 | ex | Gro-CZ13-ex | 35.19% | 4029.1759 | 4.8203 | 0.10557 | 135.5899 | 29.7159 | 0.035551 | 0.00077858 | Gro-CZ13
Gro-CZ13-v07-PkgAC240to760 | Gro-CZ13-v07 | Gro | CZ13 | v07 | 1662.08 | 1647.97 | 14110 | 307.8581 | 285.876 | 21.9821 | 1332.41 | 1332.4 | 0.1 | ex | Gro-CZ13-ex | 23.57% | 3326.2566 | 5.182 | 0.023574 | 132.7295 | 25.0604 | 0.039042 | 0.00017761 | Gro-CZ13
Gro-CZ13-v11-PkgAC240to760 | Gro-CZ13-v11 | Gro | CZ13 | v11 | 1650.27 | 1637.4 | 12870 | 301.5739 | 280.9195 | 20.6543 | 1211.73 | 1211.67 | 0.6 | ex | Gro-CZ13-ex | 23.57% | 3033.9421 | 4.869 | 0.14144 | 124.4083 | 24.387 | 0.039137 | 0.0011369 | Gro-CZ13
Gro-CZ13-v15-PkgAC240to760 | Gro-CZ13-v15 | Gro | CZ13 | v15 | 1579.1 | 1567.23 | 11870 | 288.0561 | 269.024 | 19.0321 | 1336.9 | 1336.8 | 1 | ex | Gro-CZ13-ex | 17.66% | 2096.6198 | 3.3617 | 0.17663 | 119.6042 | 17.5296 | 0.028107 | 0.0014768 | Gro-CZ13
Gro-CZ15-v03-PkgAC240to760 | Gro-CZ15-v03 | Gro | CZ15 | v03 | 1817.44 | 1788.85 | 28590 | 297.8522 | 267.1513 | 30.7009 | 1115.75 | 1115.76 | -0.1 | ex | Gro-CZ15-ex | 36.99% | 10574.7016 | 11.3555 | -0.036987 | 180.6628 | 58.5328 | 0.062854 | -0.00020473 | Gro-CZ15
Gro-CZ15-v07-PkgAC240to760 | Gro-CZ15-v07 | Gro | CZ15 | v07 | 1680.53 | 1645.68 | 34850 | 292.3697 | 254.5609 | 37.8088 | 680.691 | 680.694 | -0.03 | ex | Gro-CZ15-ex | 22.9% | 7980.268 | 8.6578 | -0.0068697 | 177.5144 | 44.9556 | 0.048772 | -3.8699e-05 | Gro-CZ15
Gro-CZ15-v11-PkgAC240to760 | Gro-CZ15-v11 | Gro | CZ15 | v11 | 1654.86 | 1623.92 | 30940 | 276.9319 | 246.3472 | 30.5847 | 620.845 | 620.847 | -0.02 | ex | Gro-CZ15-ex | 22.9% | 7084.9208 | 7.0036 | -0.0045798 | 164.2316 | 43.1398 | 0.042644 | -2.7886e-05 | Gro-CZ15
Gro-CZ15-v15-PkgAC240to760 | Gro-CZ15-v15 | Gro | CZ15 | v15 | 1579.06 | 1550.15 | 28910 | 263.4608 | 234.4973 | 28.9635 | 688.664 | 688.668 | -0.04 | ex | Gro-CZ15-ex | 17.21% | 4976.7925 | 4.986 | -0.0068859 | 158.7884 | 31.3423 | 0.0314 | -4.3365e-05 | Gro-CZ15
WRf-CZ12-v03-PkgAC240to760 | WRf-CZ12-v03 | WRf | CZ12 | v03 | 3821.1 | 3820.02 | 1080 | 546.9218 | 544.9395 | 1.9823 | 45.1811 | 45.1832 | -0.021 | ex | WRf-CZ12-ex | 26.11% | 281.9542 | 0.51751 | -0.0054824 | 17.3439 | 16.2567 | 0.029838 | -0.0003161 | WRf-CZ12
WRf-CZ12-v07-PkgAC240to760 | WRf-CZ12-v07 | WRf | CZ12 | v07 | 3688.35 | 3687.29 | 1060 | 503.5277 | 501.5272 | 2.0005 | 44.3621 | 44.3624 | -0.003 | ex | WRf-CZ12-ex | 26.87% | 284.8244 | 0.53753 | -0.00080611 | 17.6859 | 16.1046 | 0.030393 | -4.5579e-05 | WRf-CZ12
WRf-CZ12-v11-PkgAC240to760 | WRf-CZ12-v11 | WRf | CZ12 | v11 | 3564.72 | 3563.82 | 900 | 462.5852 | 460.7751 | 1.8101 | 44.048 | 44.0481 | -0.001 | ex | WRf-CZ12-ex | 26.87% | 241.8321 | 0.48637 | -0.0002687 | 15.928 | 15.1828 | 0.030536 | -1.687e-05 | WRf-CZ12
WRf-CZ12-v15-PkgAC240to760 | WRf-CZ12-v15 | WRf | CZ12 | v15 | 3557.29 | 3556.17 | 1120 | 462.0245 | 460.2283 | 1.7961 | 43.5909 | 43.5899 | 0.01 | ex | WRf-CZ12-ex | 20.15% | 225.7099 | 0.36197 | 0.0020153 | 15.4511 | 14.608 | 0.023427 | 0.00013043 | WRf-CZ12
WRf-CZ13-v03-PkgAC240to760 | WRf-CZ13-v03 | WRf | CZ13 | v03 | 3902.05 | 3899.87 | 2180 | 567.5465 | 565.0605 | 2.486 | 38.4636 | 38.4628 | 0.008 | ex | WRf-CZ13-ex | 29.91% | 652.0665 | 0.7436 | 0.0023929 | 17.2564 | 37.7869 | 0.043091 | 0.00013867 | WRf-CZ13
WRf-CZ13-v07-PkgAC240to760 | WRf-CZ13-v07 | WRf | CZ13 | v07 | 3758.94 | 3756.81 | 2130 | 522.9617 | 520.5397 | 2.422 | 37.5117 | 37.5118 | -0.001 | ex | WRf-CZ13-ex | 25.48% | 542.6541 | 0.61705 | -0.00025477 | 16.9651 | 31.9866 | 0.036372 | -1.5017e-05 | WRf-CZ13
WRf-CZ13-v11-PkgAC240to760 | WRf-CZ13-v11 | WRf | CZ13 | v11 | 3603.44 | 3601.54 | 1900 | 481.8189 | 479.6383 | 2.1806 | 38.0199 | 38.0198 | 0.001 | ex | WRf-CZ13-ex | 25.48% | 484.0576 | 0.55555 | 0.00025477 | 16.9534 | 28.5523 | 0.032769 | 1.5028e-05 | WRf-CZ13
WRf-CZ13-v15-PkgAC240to760 | WRf-CZ13-v15 | WRf | CZ13 | v15 | 3596.36 | 3594.32 | 2040 | 481.1802 | 479.1384 | 2.0418 | 37.7416 | 37.7402 | 0.014 | ex | WRf-CZ13-ex | 19.14% | 390.3592 | 0.3907 | 0.0026789 | 16.4452 | 23.737 | 0.023758 | 0.0001629 | WRf-CZ13
WRf-CZ15-v03-PkgAC240to760 | WRf-CZ15-v03 | WRf | CZ15 | v03 | 4091.23 | 4084.75 | 6480 | 563.9699 | 559.3763 | 4.5936 | 25.175 | 25.1671 | 0.079 | ex | WRf-CZ15-ex | 27.78% | 1800 | 1.276 | 0.021944 | 17.5641 | 102.4818 | 0.072648 | 0.0012494 | WRf-CZ15
WRf-CZ15-v07-PkgAC240to760 | WRf-CZ15-v07 | WRf | CZ15 | v07 | 3916 | 3909.64 | 6360 | 520.259 | 515.6345 | 4.6245 | 25.0344 | 25.084 | -0.496 | ex | WRf-CZ15-ex | 25.93% | 1648.8889 | 1.199 | -0.12859 | 17.8407 | 92.4227 | 0.067203 | -0.0072078 | WRf-CZ15
WRf-CZ15-v11-PkgAC240to760 | WRf-CZ15-v11 | WRf | CZ15 | v11 | 3712.94 | 3707.41 | 5530 | 474.752 | 470.5784 | 4.1736 | 26.9172 | 26.952 | -0.348 | ex | WRf-CZ15-ex | 25.93% | 1433.7037 | 1.082 | -0.090222 | 20.3742 | 70.3686 | 0.053109 | -0.0044283 | WRf-CZ15
WRf-CZ15-v15-PkgAC240to760 | WRf-CZ15-v15 | WRf | CZ15 | v15 | 3707.63 | 3702.08 | 5550 | 474.3363 | 470.1247 | 4.2117 | 26.5668 | 26.6005 | -0.337 | ex | WRf-CZ15-ex | 20.37% | 1130.5556 | 0.85793 | -0.068648 | 19.7872 | 57.1356 | 0.043358 | -0.0034693 | WRf-CZ15

## Batch output
[8 empty] | Electric Usage: | [12 empty] | Fuel Usage: | [12 empty] | Non-Coincident Peak Electric Demand: | [12 empty] | Non-Coincident Peak Fuel Demand: | [18 empty] | Utility Bills (sums by rate type):
[8 empty] | PS-E | PS-E | PS-E | PS-E | PS-E | PS-E | PS-E | PS-E | PS-E | PS-E | PS-E | PS-E | PS-E | PS-E | PS-E | PS-E | PS-E | PS-E | PS-E | PS-E | PS-E | PS-E | PS-E | PS-E | PS-E | PS-E | PS-E | PS-E | PS-E | PS-E | PS-E | PS-E | PS-E | PS-E | PS-E | PS-E | PS-E | PS-E | PS-E | PS-E | PS-E | PS-E | PS-E | PS-E | PS-E | PS-E | PS-E | PS-E | PS-E | PS-E | PS-E | PS-E | SS-D | (calced) | BEPS | BEPS | BEPS | BEPS | ES-E
[8 empty] | Space | Heat | Refrig | Space | Heat Pump | Domestic | Ventilation | Pumps | Exterior | Misc | Task | Ambient |  | Space | Heat | Refrig | Space | Heat Pump | Domestic | Ventilation | Pumps | Exterior | Misc | Task | Ambient |  | Space | Heat | Refrig | Space | Heat Pump | Domestic | Ventilation | Pumps | Exterior | Misc | Task | Ambient |  | Space | Heat | Refrig | Space | Heat Pump | Domestic | Ventilation | Pumps | Exterior | Misc | Task | Ambient |  | Peak Cooling | Multi-hour | Zone Outsd | Plant Ld | Cool Loads | Heat Loads |  | Chilled | [8 empty] | Electric
|  | (data from wizard...) | [5 empty] | Cooling | Reject | Display | Heating | Supplement | Hot Water | Fans | & Aux | Usage | Equip | Lights | Lights | Total | Cooling | Reject | Display | Heating | Supplement | Hot Water | Fans | & Aux | Usage | Equip | Lights | Lights | Total | Cooling | Reject | Display | Heating | Supplement | Hot Water | Fans | & Aux | Usage | Equip | Lights | Lights | Total | Cooling | Reject | Display | Heating | Supplement | Hot Water | Fans | & Aux | Usage | Equip | Lights | Lights | Total | Coil Load | Elec Demand | Thrtlng Rng | Not Met | Not Met | Not Met | Steam | Water | Electric | Natural Gas | LPG | Fuel Oil | Diesel Oil | Coal | Methanol | Other Fuel | Sale | Total
Date & Time of Run | File Name | BT | CZ | Vintage | System Type | Case | Sqft | MWh | MWh | MWh | MWh | MWh | MWh | MWh | MWh | MWh | MWh | MWh | MWh | MWh | MBtu | MBtu | MBtu | MBtu | MBtu | MBtu | MBtu | MBtu | MBtu | MBtu | MBtu | MBtu | MBtu | kW | kW | kW | kW | kW | kW | kW | kW | kW | kW | kW | kW | kW | kBtuh | kBtuh | kBtuh | kBtuh | kBtuh | kBtuh | kBtuh | kBtuh | kBtuh | kBtuh | kBtuh | kBtuh | kBtuh | kBtu | kW | % hrs | % hrs | # hrs | # hrs | $ | $ | $ | $ | $ | $ | $ | $ | $ | $ | $ | $
10/29/20 @ 17:36 | Asm-CZ12-v03-PkgAC240to760-Base | Asm | CZ12 | v03 | PkgAC2SpP-240to760 | Base | 24998.5 | 300.993 | 0 | 0 | 0 | 0 | 0 | 140.485 | 7.7723 | 0 | 373.294 | 0 | 156.215 | 978.758 | 0 | 0 | 0 | 1830.59 | 0 | 0 | 0 | 0 | 0 | 0 | 0 | 0 | 1830.59 | 412.009 | 0 | 0 | 0 | 0 | 0 | 51.2539 | 0 | 0 | 85.9563 | 0 | 33.2125 | 582.432 | 0 | 0 | 0 | 2824.95 | 0 | 0 | 0 | 0 | 0 | 0 | 0 | 0 | 2824.95 | 3887.23 | - | 0 | 0 | 0 | 0 | 0 | 0 | 0 | 0 | 0 | 0 | 0 | 0 | 0 | 0 | 0 | 0
10/29/20 @ 17:37 | Asm-CZ12-v03-PkgAC240to760-Meas | Asm | CZ12 | v03 | PkgAC2SpP-240to760 | Meas | 24998.5 | 254.821 | 0 | 0 | 0 | 0 | 0 | 138.803 | 7.7723 | 0 | 373.294 | 0 | 156.215 | 930.904 | 0 | 0 | 0 | 1830.69 | 0 | 0 | 0 | 0 | 0 | 0 | 0 | 0 | 1830.69 | 275.056 | 0 | 0 | 0 | 0 | 0 | 41.7193 | 0 | 0 | 85.9563 | 0 | 33.2125 | 435.944 | 0 | 0 | 0 | 2824.95 | 0 | 0 | 0 | 0 | 0 | 0 | 0 | 0 | 2824.95 | 3670.41 | - | 0 | 0 | 0 | 0 | 0 | 0 | 0 | 0 | 0 | 0 | 0 | 0 | 0 | 0 | 0 | 0
10/29/20 @ 17:37 | Asm-CZ12-v07-PkgAC240to760-Base | Asm | CZ12 | v07 | PkgAC2SpP-240to760 | Base | 24998.5 | 299.171 | 0 | 0 | 0 | 0 | 0 | 139.383 | 7.6966 | 0 | 373.294 | 0 | 156.215 | 975.759 | 0 | 0 | 0 | 1796.29 | 0 | 0 | 0 | 0 | 0 | 0 | 0 | 0 | 1796.29 | 408.256 | 0 | 0 | 0 | 0 | 0 | 50.8306 | 0 | 0 | 85.9563 | 0 | 33.2125 | 578.256 | 0 | 0 | 0 | 2802.75 | 0 | 0 | 0 | 0 | 0 | 0 | 0 | 0 | 2802.75 | 3856.31 | - | 0 | 0 | 0 | 0 | 0 | 0 | 0 | 0 | 0 | 0 | 0 | 0 | 0 | 0 | 0 | 0
10/29/20 @ 17:38 | Asm-CZ12-v07-PkgAC240to760-Meas | Asm | CZ12 | v07 | PkgAC2SpP-240to760 | Meas | 24998.5 | 253.38 | 0 | 0 | 0 | 0 | 0 | 137.699 | 7.6966 | 0 | 373.294 | 0 | 156.215 | 928.284 | 0 | 0 | 0 | 1796.38 | 0 | 0 | 0 | 0 | 0 | 0 | 0 | 0 | 1796.38 | 272.657 | 0 | 0 | 0 | 0 | 0 | 41.4136 | 0 | 0 | 85.9563 | 0 | 33.2125 | 433.239 | 0 | 0 | 0 | 2802.75 | 0 | 0 | 0 | 0 | 0 | 0 | 0 | 0 | 2802.75 | 3641.47 | - | 0 | 0 | 0 | 0 | 0 | 0 | 0 | 0 | 0 | 0 | 0 | 0 | 0 | 0 | 0 | 0
10/29/20 @ 17:39 | Asm-CZ12-v11-PkgAC240to760-Base | Asm | CZ12 | v11 | PkgAC2SpP-240to760 | Base | 24998.5 | 296.745 | 0 | 0 | 0 | 0 | 0 | 136.809 | 7.5206 | 0 | 373.294 | 0 | 156.215 | 970.583 | 0 | 0 | 0 | 1669.68 | 0 | 0 | 0 | 0 | 0 | 0 | 0 | 0 | 1669.68 | 399.245 | 0 | 0 | 0 | 0 | 0 | 49.7032 | 0 | 0 | 85.9563 | 0 | 33.2125 | 568.117 | 0 | 0 | 0 | 2715.31 | 0 | 0 | 0 | 0 | 0 | 0 | 0 | 0 | 2715.31 | 3780.33 | - | 0 | 0 | 0 | 0 | 0 | 0 | 0 | 0 | 0 | 0 | 0 | 0 | 0 | 0 | 0 | 0
10/29/20 @ 17:39 | Asm-CZ12-v11-PkgAC240to760-Meas | Asm | CZ12 | v11 | PkgAC2SpP-240to760 | Meas | 24998.5 | 251.614 | 0 | 0 | 0 | 0 | 0 | 135.115 | 7.5206 | 0 | 373.294 | 0 | 156.215 | 923.758 | 0 | 0 | 0 | 1669.52 | 0 | 0 | 0 | 0 | 0 | 0 | 0 | 0 | 1669.52 | 266.785 | 0 | 0 | 0 | 0 | 0 | 40.5502 | 0 | 0 | 85.9563 | 0 | 33.2125 | 426.504 | 0 | 0 | 0 | 2715.31 | 0 | 0 | 0 | 0 | 0 | 0 | 0 | 0 | 2715.31 | 3569.19 | - | 0 | 0 | 0 | 0 | 0 | 0 | 0 | 0 | 0 | 0 | 0 | 0 | 0 | 0 | 0 | 0
10/29/20 @ 17:40 | Asm-CZ12-v15-PkgAC240to760-Base | Asm | CZ12 | v15 | PkgAC2SpP-240to760 | Base | 24998.5 | 282.283 | 0 | 0 | 0 | 0 | 0 | 130.904 | 7.2742 | 0 | 373.294 | 0 | 152.865 | 946.62 | 0 | 0 | 0 | 1658.64 | 0 | 0 | 0 | 0 | 0 | 0 | 0 | 0 | 1658.64 | 385.886 | 0 | 0 | 0 | 0 | 0 | 47.6753 | 0 | 0 | 85.9563 | 0 | 32.6543 | 552.172 | 0 | 0 | 0 | 2679.99 | 0 | 0 | 0 | 0 | 0 | 0 | 0 | 0 | 2679.99 | 3659.78 | - | 0 | 0 | 0 | 0 | 0 | 0 | 0 | 0 | 0 | 0 | 0 | 0 | 0 | 0 | 0 | 0
10/29/20 @ 17:40 | Asm-CZ12-v15-PkgAC240to760-Meas | Asm | CZ12 | v15 | PkgAC2SpP-240to760 | Meas | 24998.5 | 239.216 | 0 | 0 | 0 | 0 | 0 | 129.316 | 7.2742 | 0 | 373.294 | 0 | 152.865 | 901.965 | 0 | 0 | 0 | 1658.78 | 0 | 0 | 0 | 0 | 0 | 0 | 0 | 0 | 1658.78 | 256.995 | 0 | 0 | 0 | 0 | 0 | 38.9067 | 0 | 0 | 85.9563 | 0 | 32.6543 | 414.513 | 0 | 0 | 0 | 2679.99 | 0 | 0 | 0 | 0 | 0 | 0 | 0 | 0 | 2679.99 | 3451.25 | - | 0 | 0 | 0 | 0 | 0 | 0 | 0 | 0 | 0 | 0 | 0 | 0 | 0 | 0 | 0 | 0
10/29/20 @ 17:41 | Asm-CZ13-v03-PkgAC240to760-Base | Asm | CZ13 | v03 | PkgAC2SpP-240to760 | Base | 24998.5 | 440.604 | 0 | 0 | 0 | 0 | 0 | 158.312 | 8.2953 | 0 | 373.294 | 0 | 156.215 | 1136.72 | 0 | 0 | 0 | 1492.51 | 0 | 0 | 0 | 0 | 0 | 0 | 0 | 0 | 1492.51 | 447.294 | 0 | 0 | 0 | 0 | 0 | 53.9175 | 0 | 0 | 85.9563 | 0 | 33.2125 | 620.381 | 0 | 0 | 0 | 2740.84 | 0 | 0 | 0 | 0 | 0 | 0 | 0 | 0 | 2740.84 | 4139.09 | - | 0 | 0 | 0 | 0 | 0 | 0 | 0 | 0 | 0 | 0 | 0 | 0 | 0 | 0 | 0 | 0
10/29/20 @ 17:42 | Asm-CZ13-v03-PkgAC240to760-Meas | Asm | CZ13 | v03 | PkgAC2SpP-240to760 | Meas | 24998.5 | 354.422 | 0 | 0 | 0 | 0 | 0 | 155.804 | 8.2953 | 0 | 373.294 | 0 | 156.215 | 1048.03 | 0 | 0 | 0 | 1492.54 | 0 | 0 | 0 | 0 | 0 | 0 | 0 | 0 | 1492.54 | 295.856 | 0 | 0 | 0 | 0 | 0 | 43.4478 | 0 | 0 | 85.9563 | 0 | 33.2125 | 458.473 | 0 | 0 | 0 | 2740.84 | 0 | 0 | 0 | 0 | 0 | 0 | 0 | 0 | 2740.84 | 3897.6 | - | 0 | 0 | 0 | 0 | 0 | 0 | 0 | 0 | 0 | 0 | 0 | 0 | 0 | 0 | 0 | 0
10/29/20 @ 17:42 | Asm-CZ13-v07-PkgAC240to760-Base | Asm | CZ13 | v07 | PkgAC2SpP-240to760 | Base | 24998.5 | 437.373 | 0 | 0 | 0 | 0 | 0 | 157.075 | 8.2173 | 0 | 373.294 | 0 | 156.215 | 1132.17 | 0 | 0 | 0 | 1459.65 | 0 | 0 | 0 | 0 | 0 | 0 | 0 | 0 | 1459.65 | 443.159 | 0 | 0 | 0 | 0 | 0 | 53.4403 | 0 | 0 | 85.9563 | 0 | 33.2125 | 615.768 | 0 | 0 | 0 | 2716.39 | 0 | 0 | 0 | 0 | 0 | 0 | 0 | 0 | 2716.39 | 4104.09 | - | 0 | 0 | 0 | 0 | 0 | 0 | 0 | 0 | 0 | 0 | 0 | 0 | 0 | 0 | 0 | 0
10/29/20 @ 17:43 | Asm-CZ13-v07-PkgAC240to760-Meas | Asm | CZ13 | v07 | PkgAC2SpP-240to760 | Meas | 24998.5 | 352.046 | 0 | 0 | 0 | 0 | 0 | 154.562 | 8.2173 | 0 | 373.294 | 0 | 156.215 | 1044.33 | 0 | 0 | 0 | 1459.67 | 0 | 0 | 0 | 0 | 0 | 0 | 0 | 0 | 1459.67 | 293.163 | 0 | 0 | 0 | 0 | 0 | 43.0989 | 0 | 0 | 85.9563 | 0 | 33.2125 | 455.43 | 0 | 0 | 0 | 2716.39 | 0 | 0 | 0 | 0 | 0 | 0 | 0 | 0 | 2716.39 | 3865.19 | - | 0 | 0 | 0 | 0 | 0 | 0 | 0 | 0 | 0 | 0 | 0 | 0 | 0 | 0 | 0 | 0
10/29/20 @ 17:43 | Asm-CZ13-v11-PkgAC240to760-Base | Asm | CZ13 | v11 | PkgAC2SpP-240to760 | Base | 24998.5 | 427.529 | 0 | 0 | 0 | 0 | 0 | 152.352 | 7.9334 | 0 | 373.294 | 0 | 156.215 | 1117.32 | 0 | 0 | 0 | 1260.15 | 0 | 0 | 0 | 0 | 0 | 0 | 0 | 0 | 1260.15 | 427.288 | 0 | 0 | 0 | 0 | 0 | 51.3893 | 0 | 0 | 85.9563 | 0 | 33.2125 | 597.846 | 0 | 0 | 0 | 2557.88 | 0 | 0 | 0 | 0 | 0 | 0 | 0 | 0 | 2557.88 | 3967.77 | - | 0 | 0 | 0 | 0 | 0 | 0 | 0 | 0 | 0 | 0 | 0 | 0 | 0 | 0 | 0 | 0
10/29/20 @ 17:44 | Asm-CZ13-v11-PkgAC240to760-Meas | Asm | CZ13 | v11 | PkgAC2SpP-240to760 | Meas | 24998.5 | 344.449 | 0 | 0 | 0 | 0 | 0 | 149.855 | 7.9334 | 0 | 373.294 | 0 | 156.215 | 1031.75 | 0 | 0 | 0 | 1260.19 | 0 | 0 | 0 | 0 | 0 | 0 | 0 | 0 | 1260.19 | 282.577 | 0 | 0 | 0 | 0 | 0 | 41.478 | 0 | 0 | 85.9563 | 0 | 33.2125 | 443.224 | 0 | 0 | 0 | 2557.88 | 0 | 0 | 0 | 0 | 0 | 0 | 0 | 0 | 2557.88 | 3733.52 | - | 0 | 0 | 0 | 0 | 0 | 0 | 0 | 0 | 0 | 0 | 0 | 0 | 0 | 0 | 0 | 0
10/29/20 @ 17:45 | Asm-CZ13-v15-PkgAC240to760-Base | Asm | CZ13 | v15 | PkgAC2SpP-240to760 | Base | 24998.5 | 408.742 | 0 | 0 | 0 | 0 | 0 | 145.781 | 7.6712 | 0 | 373.294 | 0 | 152.865 | 1088.35 | 0 | 0 | 0 | 1227.42 | 0 | 0 | 0 | 0 | 0 | 0 | 0 | 0 | 1227.42 | 412.613 | 0 | 0 | 0 | 0 | 0 | 49.3258 | 0 | 0 | 85.9563 | 0 | 32.6543 | 580.55 | 0 | 0 | 0 | 2503.24 | 0 | 0 | 0 | 0 | 0 | 0 | 0 | 0 | 2503.24 | 3842.67 | - | 0 | 0 | 0 | 0 | 0 | 0 | 0 | 0 | 0 | 0 | 0 | 0 | 0 | 0 | 0 | 0
10/29/20 @ 17:45 | Asm-CZ13-v15-PkgAC240to760-Meas | Asm | CZ13 | v15 | PkgAC2SpP-240to760 | Meas | 24998.5 | 328.85 | 0 | 0 | 0 | 0 | 0 | 143.427 | 7.6712 | 0 | 373.294 | 0 | 152.865 | 1006.11 | 0 | 0 | 0 | 1227.46 | 0 | 0 | 0 | 0 | 0 | 0 | 0 | 0 | 1227.46 | 272.263 | 0 | 0 | 0 | 0 | 0 | 39.8026 | 0 | 0 | 85.9563 | 0 | 32.6543 | 430.676 | 0 | 0 | 0 | 2503.24 | 0 | 0 | 0 | 0 | 0 | 0 | 0 | 0 | 2503.24 | 3612.68 | - | 0 | 0 | 0 | 0 | 0 | 0 | 0 | 0 | 0 | 0 | 0 | 0 | 0 | 0 | 0 | 0
10/29/20 @ 17:51 | Asm-CZ15-v03-PkgAC240to760-Base | Asm | CZ15 | v03 | PkgAC2SpP-240to760 | Base | 24998.5 | 754.966 | 0 | 0 | 0 | 0 | 0 | 199.664 | 2.7423 | 0 | 373.294 | 0 | 156.215 | 1486.88 | 0 | 0 | 0 | 309.138 | 0 | 0 | 0 | 0 | 0 | 0 | 0 | 0 | 309.138 | 585.892 | 0 | 0 | 0 | 0 | 0 | 61.2876 | 0 | 0 | 85.9563 | 0 | 33.2125 | 766.348 | 0 | 0 | 0 | 1791 | 0 | 0 | 0 | 0 | 0 | 0 | 0 | 0 | 1791 | 4395.94 | - | 0 | 0 | 0 | 0 | 0 | 0 | 0 | 0 | 0 | 0 | 0 | 0 | 0 | 0 | 0 | 0
10/29/20 @ 17:51 | Asm-CZ15-v03-PkgAC240to760-Meas | Asm | CZ15 | v03 | PkgAC2SpP-240to760 | Meas | 24998.5 | 574.397 | 0 | 0 | 0 | 0 | 0 | 196.911 | 2.7423 | 0 | 373.294 | 0 | 156.215 | 1303.56 | 0 | 0 | 0 | 309.151 | 0 | 0 | 0 | 0 | 0 | 0 | 0 | 0 | 309.151 | 338.974 | 0 | 0 | 0 | 0 | 0 | 41.8049 | 0 | 0 | 85.9563 | 0 | 33.2125 | 499.947 | 0 | 0 | 0 | 1791.01 | 0 | 0 | 0 | 0 | 0 | 0 | 0 | 0 | 1791.01 | 4276.11 | - | 0 | 0 | 0 | 0 | 0 | 0 | 0 | 0 | 0 | 0 | 0 | 0 | 0 | 0 | 0 | 0
10/29/20 @ 17:52 | Asm-CZ15-v07-PkgAC240to760-Base | Asm | CZ15 | v07 | PkgAC2SpP-240to760 | Base | 24998.5 | 749.39 | 0 | 0 | 0 | 0 | 0 | 198.298 | 2.7201 | 0 | 373.294 | 0 | 156.215 | 1479.92 | 0 | 0 | 0 | 293.368 | 0 | 0 | 0 | 0 | 0 | 0 | 0 | 0 | 293.368 | 581.315 | 0 | 0 | 0 | 0 | 0 | 60.7543 | 0 | 0 | 85.9563 | 0 | 33.2125 | 761.238 | 0 | 0 | 0 | 1755.18 | 0 | 0 | 0 | 0 | 0 | 0 | 0 | 0 | 1755.18 | 4363.57 | - | 0 | 0 | 0 | 0 | 0 | 0 | 0 | 0 | 0 | 0 | 0 | 0 | 0 | 0 | 0 | 0
10/29/20 @ 17:52 | Asm-CZ15-v07-PkgAC240to760-Meas | Asm | CZ15 | v07 | PkgAC2SpP-240to760 | Meas | 24998.5 | 570.704 | 0 | 0 | 0 | 0 | 0 | 195.589 | 2.7201 | 0 | 373.294 | 0 | 156.215 | 1298.52 | 0 | 0 | 0 | 293.384 | 0 | 0 | 0 | 0 | 0 | 0 | 0 | 0 | 293.384 | 336.305 | 0 | 0 | 0 | 0 | 0 | 41.5186 | 0 | 0 | 85.9563 | 0 | 33.2125 | 496.992 | 0 | 0 | 0 | 1755.19 | 0 | 0 | 0 | 0 | 0 | 0 | 0 | 0 | 1755.19 | 4243.1 | - | 0 | 0 | 0 | 0 | 0 | 0 | 0 | 0 | 0 | 0 | 0 | 0 | 0 | 0 | 0 | 0
10/29/20 @ 17:53 | Asm-CZ15-v11-PkgAC240to760-Base | Asm | CZ15 | v11 | PkgAC2SpP-240to760 | Base | 24998.5 | 718.24 | 0 | 0 | 0 | 0 | 0 | 189.953 | 2.5988 | 0 | 373.294 | 0 | 156.215 | 1440.3 | 0 | 0 | 0 | 210.889 | 0 | 0 | 0 | 0 | 0 | 0 | 0 | 0 | 210.889 | 551.118 | 0 | 0 | 0 | 0 | 0 | 56.8372 | 0 | 0 | 85.9563 | 0 | 33.2125 | 727.124 | 0 | 0 | 0 | 1523.87 | 0 | 0 | 0 | 0 | 0 | 0 | 0 | 0 | 1523.87 | 4240.49 | - | 0 | 0 | 0 | 0 | 0 | 0 | 0 | 0 | 0 | 0 | 0 | 0 | 0 | 0 | 0 | 0
10/29/20 @ 17:54 | Asm-CZ15-v11-PkgAC240to760-Meas | Asm | CZ15 | v11 | PkgAC2SpP-240to760 | Meas | 24998.5 | 548.5 | 0 | 0 | 0 | 0 | 0 | 187.537 | 2.5988 | 0 | 373.294 | 0 | 156.215 | 1268.14 | 0 | 0 | 0 | 210.901 | 0 | 0 | 0 | 0 | 0 | 0 | 0 | 0 | 210.901 | 321.241 | 0 | 0 | 0 | 0 | 0 | 39.4697 | 0 | 0 | 85.9563 | 0 | 33.2125 | 479.88 | 0 | 0 | 0 | 1524.05 | 0 | 0 | 0 | 0 | 0 | 0 | 0 | 0 | 1524.05 | 4119.59 | - | 0 | 0 | 0 | 0 | 0 | 0 | 0 | 0 | 0 | 0 | 0 | 0 | 0 | 0 | 0 | 0
10/29/20 @ 17:54 | Asm-CZ15-v15-PkgAC240to760-Base | Asm | CZ15 | v15 | PkgAC2SpP-240to760 | Base | 24998.5 | 688.27 | 0 | 0 | 0 | 0 | 0 | 182.458 | 2.5196 | 0 | 373.294 | 0 | 152.865 | 1399.41 | 0 | 0 | 0 | 191.335 | 0 | 0 | 0 | 0 | 0 | 0 | 0 | 0 | 191.335 | 531.096 | 0 | 0 | 0 | 0 | 0 | 54.1593 | 0 | 0 | 85.9563 | 0 | 32.6543 | 703.866 | 0 | 0 | 0 | 1427.52 | 0 | 0 | 0 | 0 | 0 | 0 | 0 | 0 | 1427.52 | 4128.77 | - | 0 | 0 | 0 | 0 | 0 | 0 | 0 | 0 | 0 | 0 | 0 | 0 | 0 | 0 | 0 | 0
10/29/20 @ 17:55 | Asm-CZ15-v15-PkgAC240to760-Meas | Asm | CZ15 | v15 | PkgAC2SpP-240to760 | Meas | 24998.5 | 526.014 | 0 | 0 | 0 | 0 | 0 | 180.325 | 2.5196 | 0 | 373.294 | 0 | 152.865 | 1235.02 | 0 | 0 | 0 | 191.348 | 0 | 0 | 0 | 0 | 0 | 0 | 0 | 0 | 191.348 | 311.403 | 0 | 0 | 0 | 0 | 0 | 37.9188 | 0 | 0 | 85.9563 | 0 | 32.6543 | 467.933 | 0 | 0 | 0 | 1427.69 | 0 | 0 | 0 | 0 | 0 | 0 | 0 | 0 | 1427.69 | 4007.84 | - | 0 | 0 | 0 | 0 | 0 | 0 | 0 | 0 | 0 | 0 | 0 | 0 | 0 | 0 | 0 | 0
10/29/20 @ 18:07 | ECC-CZ12-v03-PkgAC240to760-Base | ECC | CZ12 | v03 | PkgAC2SpP-240to760 | Base | 24998.5 | 544.811 | 0 | 0 | 0 | 0 | 0 | 300.462 | 17.0458 | 0 | 838.538 | 0 | 784.75 | 2485.61 | 0 | 0 | 0 | 1712.45 | 0 | 0 | 0 | 0 | 0 | 9.7387 | 0 | 0 | 1722.19 | 705.146 | 0 | 0 | 0 | 0 | 0 | 104.453 | 0 | 0 | 231.062 | 0 | 220.131 | 1260.79 | 0 | 0 | 0 | 5422.21 | 0 | 0 | 0 | 0 | 0 | 0.9169 | 0 | 0 | 5423.12 | 6803.04 | - | 0 | 0 | 0 | 0 | 0 | 0 | 0 | 0 | 0 | 0 | 0 | 0 | 0 | 0 | 0 | 0
10/29/20 @ 18:08 | ECC-CZ12-v03-PkgAC240to760-Meas | ECC | CZ12 | v03 | PkgAC2SpP-240to760 | Meas | 24998.5 | 475.888 | 0 | 0 | 0 | 0 | 0 | 297.827 | 17.0458 | 0 | 838.538 | 0 | 784.75 | 2414.05 | 0 | 0 | 0 | 1712.52 | 0 | 0 | 0 | 0 | 0 | 9.7387 | 0 | 0 | 1722.26 | 478.573 | 0 | 0 | 0 | 0 | 0 | 85.077 | 0 | 0 | 230.392 | 0 | 235.465 | 1029.51 | 0 | 0 | 0 | 5422.21 | 0 | 0 | 0 | 0 | 0 | 0.9169 | 0 | 0 | 5423.13 | 6504.16 | - | 0 | 0 | 0 | 0 | 0 | 0 | 0 | 0 | 0 | 0 | 0 | 0 | 0 | 0 | 0 | 0
10/29/20 @ 18:09 | ECC-CZ12-v07-PkgAC240to760-Base | ECC | CZ12 | v07 | PkgAC2SpP-240to760 | Base | 24998.5 | 543.834 | 0 | 0 | 0 | 0 | 0 | 299.906 | 17.0081 | 0 | 838.538 | 0 | 784.75 | 2484.04 | 0 | 0 | 0 | 1687.97 | 0 | 0 | 0 | 0 | 0 | 9.7387 | 0 | 0 | 1697.7 | 703.081 | 0 | 0 | 0 | 0 | 0 | 104.097 | 0 | 0 | 231.062 | 0 | 220.131 | 1258.37 | 0 | 0 | 0 | 5371.95 | 0 | 0 | 0 | 0 | 0 | 0.9169 | 0 | 0 | 5372.87 | 6768.51 | - | 0 | 0 | 0 | 0 | 0 | 0 | 0 | 0 | 0 | 0 | 0 | 0 | 0 | 0 | 0 | 0
10/29/20 @ 18:10 | ECC-CZ12-v07-PkgAC240to760-Meas | ECC | CZ12 | v07 | PkgAC2SpP-240to760 | Meas | 24998.5 | 475.166 | 0 | 0 | 0 | 0 | 0 | 297.285 | 17.0081 | 0 | 838.538 | 0 | 784.75 | 2412.75 | 0 | 0 | 0 | 1688.04 | 0 | 0 | 0 | 0 | 0 | 9.7387 | 0 | 0 | 1697.78 | 477.388 | 0 | 0 | 0 | 0 | 0 | 84.8628 | 0 | 0 | 230.392 | 0 | 235.465 | 1028.11 | 0 | 0 | 0 | 5371.96 | 0 | 0 | 0 | 0 | 0 | 0.9169 | 0 | 0 | 5372.87 | 6470.93 | - | 0 | 0 | 0 | 0 | 0 | 0 | 0 | 0 | 0 | 0 | 0 | 0 | 0 | 0 | 0 | 0
10/29/20 @ 18:10 | ECC-CZ12-v11-PkgAC240to760-Base | ECC | CZ12 | v11 | PkgAC2SpP-240to760 | Base | 24998.5 | 539.04 | 0 | 0 | 0 | 0 | 0 | 296.858 | 16.8215 | 0 | 838.538 | 0 | 783.314 | 2474.57 | 0 | 0 | 0 | 1529.6 | 0 | 0 | 0 | 0 | 0 | 9.7387 | 0 | 0 | 1539.34 | 690.093 | 0 | 0 | 0 | 0 | 0 | 101.856 | 0 | 0 | 231.062 | 0 | 219.762 | 1242.77 | 0 | 0 | 0 | 5187.85 | 0 | 0 | 0 | 0 | 0 | 0.9169 | 0 | 0 | 5188.77 | 6589.69 | - | 0 | 0 | 0 | 0 | 0 | 0 | 0 | 0 | 0 | 0 | 0 | 0 | 0 | 0 | 0 | 0
10/29/20 @ 18:11 | ECC-CZ12-v11-PkgAC240to760-Meas | ECC | CZ12 | v11 | PkgAC2SpP-240to760 | Meas | 24998.5 | 471.68 | 0 | 0 | 0 | 0 | 0 | 294.313 | 16.8215 | 0 | 838.538 | 0 | 783.314 | 2404.67 | 0 | 0 | 0 | 1529.68 | 0 | 0 | 0 | 0 | 0 | 9.7387 | 0 | 0 | 1539.41 | 469.333 | 0 | 0 | 0 | 0 | 0 | 83.1656 | 0 | 0 | 230.392 | 0 | 235.076 | 1017.97 | 0 | 0 | 0 | 5187.86 | 0 | 0 | 0 | 0 | 0 | 0.9169 | 0 | 0 | 5188.77 | 6296.84 | - | 0 | 0 | 0 | 0 | 0 | 0 | 0 | 0 | 0 | 0 | 0 | 0 | 0 | 0 | 0 | 0
10/29/20 @ 18:12 | ECC-CZ12-v15-PkgAC240to760-Base | ECC | CZ12 | v15 | PkgAC2SpP-240to760 | Base | 24998.5 | 499.485 | 0 | 0 | 0 | 0 | 0 | 281.16 | 16.0636 | 0 | 838.538 | 0 | 778.731 | 2413.98 | 0 | 0 | 0 | 1383.22 | 0 | 0 | 0 | 0 | 0 | 9.7387 | 0 | 0 | 1392.96 | 647.912 | 0 | 0 | 0 | 0 | 0 | 95.1993 | 0 | 0 | 231.062 | 0 | 218.59 | 1192.76 | 0 | 0 | 0 | 5182.31 | 0 | 0 | 0 | 0 | 0 | 0.9169 | 0 | 0 | 5183.22 | 6112.52 | - | 0 | 0 | 0 | 0 | 0 | 0 | 0 | 0 | 0 | 0 | 0 | 0 | 0 | 0 | 0 | 0
10/29/20 @ 18:12 | ECC-CZ12-v15-PkgAC240to760-Meas | ECC | CZ12 | v15 | PkgAC2SpP-240to760 | Meas | 24998.5 | 437.831 | 0 | 0 | 0 | 0 | 0 | 278.98 | 16.0636 | 0 | 838.538 | 0 | 778.731 | 2350.14 | 0 | 0 | 0 | 1383.3 | 0 | 0 | 0 | 0 | 0 | 9.7387 | 0 | 0 | 1393.04 | 441.13 | 0 | 0 | 0 | 0 | 0 | 78.1473 | 0 | 0 | 230.392 | 0 | 233.758 | 983.428 | 0 | 0 | 0 | 5182.32 | 0 | 0 | 0 | 0 | 0 | 0.9169 | 0 | 0 | 5183.23 | 5880.41 | - | 0 | 0 | 0 | 0 | 0 | 0 | 0 | 0 | 0 | 0 | 0 | 0 | 0 | 0 | 0 | 0
10/29/20 @ 18:13 | ECC-CZ13-v03-PkgAC240to760-Base | ECC | CZ13 | v03 | PkgAC2SpP-240to760 | Base | 24998.5 | 797.527 | 0 | 0 | 0 | 0 | 0 | 340.083 | 17.927 | 0 | 838.538 | 0 | 784.75 | 2778.83 | 0 | 0 | 0 | 1485.46 | 0 | 0 | 0 | 0 | 0 | 9.7387 | 0 | 0 | 1495.2 | 849.563 | 0 | 0 | 0 | 0 | 0 | 118.819 | 0 | 0 | 173.955 | 0 | 163.571 | 1305.91 | 0 | 0 | 0 | 6417.12 | 0 | 0 | 0 | 0 | 0 | 0.9169 | 0 | 0 | 6418.04 | 7598.59 | - | 0 | 0 | 0 | 0 | 0 | 0 | 0 | 0 | 0 | 0 | 0 | 0 | 0 | 0 | 0 | 0
10/29/20 @ 18:14 | ECC-CZ13-v03-PkgAC240to760-Meas | ECC | CZ13 | v03 | PkgAC2SpP-240to760 | Meas | 24998.5 | 665.831 | 0 | 0 | 0 | 0 | 0 | 335.281 | 17.927 | 0 | 838.538 | 0 | 784.75 | 2642.33 | 0 | 0 | 0 | 1485.51 | 0 | 0 | 0 | 0 | 0 | 9.7387 | 0 | 0 | 1495.24 | 515.903 | 0 | 0 | 0 | 0 | 0 | 94.8287 | 0 | 0 | 235.278 | 0 | 247.171 | 1093.18 | 0 | 0 | 0 | 6417.13 | 0 | 0 | 0 | 0 | 0 | 0.9169 | 0 | 0 | 6418.05 | 7251.69 | - | 0 | 0 | 0 | 0 | 0 | 0 | 0 | 0 | 0 | 0 | 0 | 0 | 0 | 0 | 0 | 0
10/29/20 @ 18:15 | ECC-CZ13-v07-PkgAC240to760-Base | ECC | CZ13 | v07 | PkgAC2SpP-240to760 | Base | 24998.5 | 794.865 | 0 | 0 | 0 | 0 | 0 | 339.303 | 17.8871 | 0 | 838.538 | 0 | 784.75 | 2775.34 | 0 | 0 | 0 | 1461.13 | 0 | 0 | 0 | 0 | 0 | 9.7387 | 0 | 0 | 1470.86 | 719.152 | 0 | 0 | 0 | 0 | 0 | 108.038 | 0 | 0 | 233.145 | 0 | 242.497 | 1302.83 | 0 | 0 | 0 | 6387.49 | 0 | 0 | 0 | 0 | 0 | 0.9169 | 0 | 0 | 6388.41 | 7553.06 | - | 0 | 0 | 0 | 0 | 0 | 0 | 0 | 0 | 0 | 0 | 0 | 0 | 0 | 0 | 0 | 0
10/29/20 @ 18:15 | ECC-CZ13-v07-PkgAC240to760-Meas | ECC | CZ13 | v07 | PkgAC2SpP-240to760 | Meas | 24998.5 | 663.797 | 0 | 0 | 0 | 0 | 0 | 334.549 | 17.8871 | 0 | 838.538 | 0 | 784.75 | 2639.52 | 0 | 0 | 0 | 1461.19 | 0 | 0 | 0 | 0 | 0 | 9.7387 | 0 | 0 | 1470.93 | 514.557 | 0 | 0 | 0 | 0 | 0 | 94.5471 | 0 | 0 | 235.278 | 0 | 247.171 | 1091.55 | 0 | 0 | 0 | 6387.49 | 0 | 0 | 0 | 0 | 0 | 0.9169 | 0 | 0 | 6388.4 | 7208.35 | - | 0 | 0 | 0 | 0 | 0 | 0 | 0 | 0 | 0 | 0 | 0 | 0 | 0 | 0 | 0 | 0
10/29/20 @ 18:16 | ECC-CZ13-v11-PkgAC240to760-Base | ECC | CZ13 | v11 | PkgAC2SpP-240to760 | Base | 24998.5 | 769.668 | 0 | 0 | 0 | 0 | 0 | 330.817 | 17.514 | 0 | 838.538 | 0 | 783.314 | 2739.85 | 0 | 0 | 0 | 1192.36 | 0 | 0 | 0 | 0 | 0 | 9.7387 | 0 | 0 | 1202.1 | 704.288 | 0 | 0 | 0 | 0 | 0 | 105.87 | 0 | 0 | 233.145 | 0 | 242.084 | 1285.39 | 0 | 0 | 0 | 5795.74 | 0 | 0 | 0 | 0 | 0 | 0.9169 | 0 | 0 | 5796.66 | 7261.22 | - | 0 | 0 | 0 | 0 | 0 | 0 | 0 | 0 | 0 | 0 | 0 | 0 | 0 | 0 | 0 | 0
10/29/20 @ 18:17 | ECC-CZ13-v11-PkgAC240to760-Meas | ECC | CZ13 | v11 | PkgAC2SpP-240to760 | Meas | 24998.5 | 644.11 | 0 | 0 | 0 | 0 | 0 | 326.442 | 17.514 | 0 | 838.538 | 0 | 783.314 | 2609.92 | 0 | 0 | 0 | 1192.43 | 0 | 0 | 0 | 0 | 0 | 9.7387 | 0 | 0 | 1202.17 | 505.598 | 0 | 0 | 0 | 0 | 0 | 93.2587 | 0 | 0 | 235.278 | 0 | 246.746 | 1080.88 | 0 | 0 | 0 | 5795.74 | 0 | 0 | 0 | 0 | 0 | 0.9169 | 0 | 0 | 5796.66 | 7093.62 | - | 0 | 0 | 0 | 0 | 0 | 0 | 0 | 0 | 0 | 0 | 0 | 0 | 0 | 0 | 0 | 0
10/29/20 @ 18:18 | ECC-CZ13-v15-PkgAC240to760-Base | ECC | CZ13 | v15 | PkgAC2SpP-240to760 | Base | 24998.5 | 714.025 | 0 | 0 | 0 | 0 | 0 | 313.095 | 16.7213 | 0 | 838.538 | 0 | 778.731 | 2661.11 | 0 | 0 | 0 | 1061.27 | 0 | 0 | 0 | 0 | 0 | 9.7387 | 0 | 0 | 1071.01 | 666.941 | 0 | 0 | 0 | 0 | 0 | 100.256 | 0 | 0 | 233.145 | 0 | 240.767 | 1241.11 | 0 | 0 | 0 | 5615.73 | 0 | 0 | 0 | 0 | 0 | 0.9169 | 0 | 0 | 5616.64 | 6909.02 | - | 0 | 0 | 0 | 0 | 0 | 0 | 0 | 0 | 0 | 0 | 0 | 0 | 0 | 0 | 0 | 0
10/29/20 @ 18:18 | ECC-CZ13-v15-PkgAC240to760-Meas | ECC | CZ13 | v15 | PkgAC2SpP-240to760 | Meas | 24998.5 | 598.837 | 0 | 0 | 0 | 0 | 0 | 309.37 | 16.7213 | 0 | 838.538 | 0 | 778.731 | 2542.2 | 0 | 0 | 0 | 1061.31 | 0 | 0 | 0 | 0 | 0 | 9.7387 | 0 | 0 | 1071.05 | 489.219 | 0 | 0 | 0 | 0 | 0 | 88.6699 | 0 | 0 | 235.278 | 0 | 245.428 | 1058.6 | 0 | 0 | 0 | 5615.73 | 0 | 0 | 0 | 0 | 0 | 0.9169 | 0 | 0 | 5616.65 | 6767.88 | - | 0 | 0 | 0 | 0 | 0 | 0 | 0 | 0 | 0 | 0 | 0 | 0 | 0 | 0 | 0 | 0
10/29/20 @ 18:25 | ECC-CZ15-v03-PkgAC240to760-Base | ECC | CZ15 | v03 | PkgAC2SpP-240to760 | Base | 24998.5 | 1464.85 | 0 | 0 | 0 | 0 | 0 | 445.995 | 6.3047 | 0 | 838.538 | 0 | 784.75 | 3540.44 | 0 | 0 | 0 | 154.3 | 0 | 0 | 0 | 0 | 0 | 9.7387 | 0 | 0 | 164.039 | 1253.33 | 0 | 0 | 0 | 0 | 0 | 145.603 | 0 | 0 | 173.955 | 0 | 163.571 | 1736.46 | 0 | 0 | 0 | 3245.5 | 0 | 0 | 0 | 0 | 0 | 0.9169 | 0 | 0 | 3246.42 | 9567.46 | - | 0 | 0 | 0 | 0 | 0 | 0 | 0 | 0 | 0 | 0 | 0 | 0 | 0 | 0 | 0 | 0
10/29/20 @ 18:26 | ECC-CZ15-v03-PkgAC240to760-Meas | ECC | CZ15 | v03 | PkgAC2SpP-240to760 | Meas | 24998.5 | 1149.75 | 0 | 0 | 0 | 0 | 0 | 440.235 | 6.3047 | 0 | 838.538 | 0 | 784.75 | 3219.58 | 0 | 0 | 0 | 154.341 | 0 | 0 | 0 | 0 | 0 | 9.7387 | 0 | 0 | 164.079 | 740.445 | 0 | 0 | 0 | 0 | 0 | 116.27 | 0 | 0 | 230.392 | 0 | 242.176 | 1329.28 | 0 | 0 | 0 | 3245.5 | 0 | 0 | 0 | 0 | 0 | 0.9169 | 0 | 0 | 3246.42 | 9358.64 | - | 0 | 0 | 0 | 0 | 0 | 0 | 0 | 0 | 0 | 0 | 0 | 0 | 0 | 0 | 0 | 0
10/29/20 @ 18:27 | ECC-CZ15-v07-PkgAC240to760-Base | ECC | CZ15 | v07 | PkgAC2SpP-240to760 | Base | 24998.5 | 1458.43 | 0 | 0 | 0 | 0 | 0 | 444.848 | 6.2907 | 0 | 838.538 | 0 | 784.75 | 3532.85 | 0 | 0 | 0 | 149.546 | 0 | 0 | 0 | 0 | 0 | 9.7387 | 0 | 0 | 159.285 | 1246.03 | 0 | 0 | 0 | 0 | 0 | 144.505 | 0 | 0 | 173.955 | 0 | 163.571 | 1728.06 | 0 | 0 | 0 | 3186.03 | 0 | 0 | 0 | 0 | 0 | 0.9169 | 0 | 0 | 3186.95 | 9529.15 | - | 0 | 0 | 0 | 0 | 0 | 0 | 0 | 0 | 0 | 0 | 0 | 0 | 0 | 0 | 0 | 0
10/29/20 @ 18:27 | ECC-CZ15-v07-PkgAC240to760-Meas | ECC | CZ15 | v07 | PkgAC2SpP-240to760 | Meas | 24998.5 | 1145.21 | 0 | 0 | 0 | 0 | 0 | 439.208 | 6.2907 | 0 | 838.538 | 0 | 784.75 | 3214 | 0 | 0 | 0 | 149.559 | 0 | 0 | 0 | 0 | 0 | 9.7387 | 0 | 0 | 159.298 | 738.319 | 0 | 0 | 0 | 0 | 0 | 115.802 | 0 | 0 | 230.392 | 0 | 242.176 | 1326.69 | 0 | 0 | 0 | 3186.03 | 0 | 0 | 0 | 0 | 0 | 0.9169 | 0 | 0 | 3186.95 | 9321.87 | - | 0 | 0 | 0 | 0 | 0 | 0 | 0 | 0 | 0 | 0 | 0 | 0 | 0 | 0 | 0 | 0
10/29/20 @ 18:28 | ECC-CZ15-v11-PkgAC240to760-Base | ECC | CZ15 | v11 | PkgAC2SpP-240to760 | Base | 24998.5 | 1371.64 | 0 | 0 | 0 | 0 | 0 | 426.864 | 6.1042 | 0 | 838.538 | 0 | 783.314 | 3426.46 | 0 | 0 | 0 | 106.48 | 0 | 0 | 0 | 0 | 0 | 9.7387 | 0 | 0 | 116.218 | 1179.8 | 0 | 0 | 0 | 0 | 0 | 135.048 | 0 | 0 | 173.955 | 0 | 163.319 | 1652.12 | 0 | 0 | 0 | 2552.25 | 0 | 0 | 0 | 0 | 0 | 0.9169 | 0 | 0 | 2553.17 | 9156.44 | - | 0 | 0 | 0 | 0 | 0 | 0 | 0 | 0 | 0 | 0 | 0 | 0 | 0 | 0 | 0 | 0
10/29/20 @ 18:29 | ECC-CZ15-v11-PkgAC240to760-Meas | ECC | CZ15 | v11 | PkgAC2SpP-240to760 | Meas | 24998.5 | 1080.6 | 0 | 0 | 0 | 0 | 0 | 422.27 | 6.1042 | 0 | 838.538 | 0 | 783.314 | 3130.83 | 0 | 0 | 0 | 106.491 | 0 | 0 | 0 | 0 | 0 | 9.7387 | 0 | 0 | 116.23 | 709.793 | 0 | 0 | 0 | 0 | 0 | 110.798 | 0 | 0 | 230.392 | 0 | 241.768 | 1292.75 | 0 | 0 | 0 | 2552.25 | 0 | 0 | 0 | 0 | 0 | 0.9169 | 0 | 0 | 2553.17 | 8956.3 | - | 0 | 0 | 0 | 0 | 0 | 0 | 0 | 0 | 0 | 0 | 0 | 0 | 0 | 0 | 0 | 0
10/29/20 @ 18:30 | ECC-CZ15-v15-PkgAC240to760-Base | ECC | CZ15 | v15 | PkgAC2SpP-240to760 | Base | 24998.5 | 1281.13 | 0 | 0 | 0 | 0 | 0 | 406.183 | 5.8673 | 0 | 838.538 | 0 | 778.731 | 3310.45 | 0 | 0 | 0 | 85.08 | 0 | 0 | 0 | 0 | 0 | 9.7387 | 0 | 0 | 94.8187 | 1113.88 | 0 | 0 | 0 | 0 | 0 | 125.516 | 0 | 0 | 173.955 | 0 | 162.439 | 1575.79 | 0 | 0 | 0 | 2282.15 | 0 | 0 | 0 | 0 | 0 | 0.9169 | 0 | 0 | 2283.06 | 8772.3 | - | 0 | 0 | 0 | 0 | 0 | 0 | 0 | 0 | 0 | 0 | 0 | 0 | 0 | 0 | 0 | 0
10/29/20 @ 18:30 | ECC-CZ15-v15-PkgAC240to760-Meas | ECC | CZ15 | v15 | PkgAC2SpP-240to760 | Meas | 24998.5 | 1012.49 | 0 | 0 | 0 | 0 | 0 | 402.446 | 5.8673 | 0 | 838.538 | 0 | 778.731 | 3038.07 | 0 | 0 | 0 | 85.096 | 0 | 0 | 0 | 0 | 0 | 9.7387 | 0 | 0 | 94.8348 | 675.999 | 0 | 0 | 0 | 0 | 0 | 105.226 | 0 | 0 | 230.392 | 0 | 240.45 | 1252.07 | 0 | 0 | 0 | 2282.15 | 0 | 0 | 0 | 0 | 0 | 0.9169 | 0 | 0 | 2283.07 | 8575.2 | - | 0 | 0 | 0 | 0 | 0 | 0 | 0 | 0 | 0 | 0 | 0 | 0 | 0 | 0 | 0 | 0
10/29/20 @ 18:53 | EUn-CZ12-v03-PkgAC240to760-Base | EUn | CZ12 | v03 | PkgAC2SpP-240to760 | Base | 24998.5 | 1980.49 | 0 | 0 | 150.39 | 20.7479 | 0 | 939.964 | 45.5649 | 0 | 2778.92 | 0 | 2135.43 | 8051.51 | 0 | 0 | 0 | 6539.45 | 0 | 0 | 0 | 0 | 0 | 18.1572 | 0 | 0 | 6557.6 | 2385.85 | 0 | 0 | 0 | 0 | 0 | 335.817 | 0 | 0 | 781.97 | 0 | 625.858 | 4129.49 | 0 | 0 | 0 | 16399.7 | 0 | 0 | 0 | 0 | 0 | 1.7095 | 0 | 0 | 16401.4 | 22039.3 | - | 0 | 0 | 0 | 0 | 0 | 0 | 0 | 0 | 0 | 0 | 0 | 0 | 0 | 0 | 0 | 0
10/29/20 @ 18:55 | EUn-CZ12-v03-PkgAC240to760-Meas | EUn | CZ12 | v03 | PkgAC2SpP-240to760 | Meas | 24998.5 | 1739.65 | 0 | 0 | 150.412 | 20.748 | 0 | 930.504 | 45.5649 | 0 | 2778.92 | 0 | 2135.43 | 7801.23 | 0 | 0 | 0 | 6540.56 | 0 | 0 | 0 | 0 | 0 | 18.1572 | 0 | 0 | 6558.72 | 1655.92 | 0 | 0 | 0 | 0 | 0 | 281.872 | 0 | 0 | 781.97 | 0 | 625.858 | 3345.62 | 0 | 0 | 0 | 16399.6 | 0 | 0 | 0 | 0 | 0 | 1.7095 | 0 | 0 | 16401.4 | 21389.9 | - | 0 | 0 | 0 | 0 | 0 | 0 | 0 | 0 | 0 | 0 | 0 | 0 | 0 | 0 | 0 | 0
10/29/20 @ 18:56 | EUn-CZ12-v07-PkgAC240to760-Base | EUn | CZ12 | v07 | PkgAC2SpP-240to760 | Base | 24998.5 | 1936.29 | 0 | 0 | 138.832 | 20.6931 | 0 | 934.223 | 45.2388 | 0 | 2778.92 | 0 | 2135.43 | 7989.63 | 0 | 0 | 0 | 6399.51 | 0 | 0 | 0 | 0 | 0 | 18.1572 | 0 | 0 | 6417.67 | 2342.13 | 0 | 0 | 0 | 0 | 0 | 334.171 | 0 | 0 | 781.97 | 0 | 625.858 | 4084.13 | 0 | 0 | 0 | 16345.1 | 0 | 0 | 0 | 0 | 0 | 1.7095 | 0 | 0 | 16346.9 | 21936.6 | - | 0 | 0 | 0 | 0 | 0 | 0 | 0 | 0 | 0 | 0 | 0 | 0 | 0 | 0 | 0 | 0
10/29/20 @ 18:57 | EUn-CZ12-v07-PkgAC240to760-Meas | EUn | CZ12 | v07 | PkgAC2SpP-240to760 | Meas | 24998.5 | 1699.68 | 0 | 0 | 138.854 | 20.6931 | 0 | 924.767 | 45.2388 | 0 | 2778.92 | 0 | 2135.43 | 7743.59 | 0 | 0 | 0 | 6400.7 | 0 | 0 | 0 | 0 | 0 | 18.1572 | 0 | 0 | 6418.86 | 1622.88 | 0 | 0 | 0 | 0 | 0 | 280.456 | 0 | 0 | 781.97 | 0 | 625.858 | 3311.17 | 0 | 0 | 0 | 16345.1 | 0 | 0 | 0 | 0 | 0 | 1.7095 | 0 | 0 | 16346.8 | 21297.7 | - | 0 | 0 | 0 | 0 | 0 | 0 | 0 | 0 | 0 | 0 | 0 | 0 | 0 | 0 | 0 | 0
10/29/20 @ 18:59 | EUn-CZ12-v11-PkgAC240to760-Base | EUn | CZ12 | v11 | PkgAC2SpP-240to760 | Base | 24998.5 | 1923.7 | 0 | 0 | 119.845 | 18.7153 | 0 | 919.14 | 44.387 | 0 | 2778.92 | 0 | 2135.43 | 7940.14 | 0 | 0 | 0 | 5758.46 | 0 | 0 | 0 | 0 | 0 | 18.1572 | 0 | 0 | 5776.62 | 2296.16 | 0 | 0 | 0 | 0 | 0 | 327.873 | 0 | 0 | 781.97 | 0 | 625.858 | 4031.86 | 0 | 0 | 0 | 16053.7 | 0 | 0 | 0 | 0 | 0 | 1.7095 | 0 | 0 | 16055.4 | 21507.7 | - | 0 | 0 | 0 | 0 | 0 | 0 | 0 | 0 | 0 | 0 | 0 | 0 | 0 | 0 | 0 | 0
10/29/20 @ 19:00 | EUn-CZ12-v11-PkgAC240to760-Meas | EUn | CZ12 | v11 | PkgAC2SpP-240to760 | Meas | 24998.5 | 1690.92 | 0 | 0 | 119.862 | 18.7153 | 0 | 909.765 | 44.387 | 0 | 2778.92 | 0 | 2135.43 | 7698.01 | 0 | 0 | 0 | 5759.63 | 0 | 0 | 0 | 0 | 0 | 18.1572 | 0 | 0 | 5777.79 | 1589.87 | 0 | 0 | 0 | 0 | 0 | 274.743 | 0 | 0 | 781.97 | 0 | 625.858 | 3272.44 | 0 | 0 | 0 | 16053.7 | 0 | 0 | 0 | 0 | 0 | 1.7095 | 0 | 0 | 16055.4 | 20878 | - | 0 | 0 | 0 | 0 | 0 | 0 | 0 | 0 | 0 | 0 | 0 | 0 | 0 | 0 | 0 | 0
10/29/20 @ 19:01 | EUn-CZ12-v15-PkgAC240to760-Base | EUn | CZ12 | v15 | PkgAC2SpP-240to760 | Base | 24998.5 | 1738.4 | 0 | 0 | 101.112 | 18.3636 | 0 | 860.222 | 41.987 | 0 | 2778.92 | 0 | 2131.57 | 7670.58 | 0 | 0 | 0 | 5449.44 | 0 | 0 | 0 | 0 | 0 | 18.1572 | 0 | 0 | 5467.6 | 2139.11 | 0 | 0 | 0 | 0 | 0 | 308.685 | 0 | 0 | 781.97 | 0 | 624.68 | 3854.44 | 0 | 0 | 0 | 15902.4 | 0 | 0 | 0 | 0 | 0 | 1.7095 | 0 | 0 | 15904.1 | 20220.6 | - | 0 | 0 | 0 | 0 | 0 | 0 | 0 | 0 | 0 | 0 | 0 | 0 | 0 | 0 | 0 | 0
10/29/20 @ 19:03 | EUn-CZ12-v15-PkgAC240to760-Meas | EUn | CZ12 | v15 | PkgAC2SpP-240to760 | Meas | 24998.5 | 1526.35 | 0 | 0 | 101.102 | 18.369 | 0 | 851.88 | 41.987 | 0 | 2778.92 | 0 | 2131.57 | 7450.18 | 0 | 0 | 0 | 5450.43 | 0 | 0 | 0 | 0 | 0 | 18.1572 | 0 | 0 | 5468.58 | 1475.42 | 0 | 0 | 0 | 0 | 0 | 258.273 | 0 | 0 | 781.97 | 0 | 624.68 | 3140.34 | 0 | 0 | 0 | 15902.4 | 0 | 0 | 0 | 0 | 0 | 1.7095 | 0 | 0 | 15904.1 | 19592 | - | 0 | 0 | 0 | 0 | 0 | 0 | 0 | 0 | 0 | 0 | 0 | 0 | 0 | 0 | 0 | 0
10/29/20 @ 19:04 | EUn-CZ13-v03-PkgAC240to760-Base | EUn | CZ13 | v03 | PkgAC2SpP-240to760 | Base | 24998.5 | 2834.09 | 0 | 0 | 124.416 | 14.2982 | 0 | 1048.64 | 47.8763 | 0 | 2778.92 | 0 | 2135.43 | 8983.68 | 0 | 0 | 0 | 5536.66 | 0 | 0 | 0 | 0 | 0 | 18.1572 | 0 | 0 | 5554.82 | 2365.6 | 0 | 0 | 0 | 0 | 0 | 325.098 | 0 | 0 | 781.97 | 0 | 625.858 | 4098.53 | 0 | 0 | 0 | 18403.1 | 0 | 0 | 0 | 0 | 0 | 1.7095 | 0 | 0 | 18404.8 | 23627.8 | - | 0.054 | 0 | 4 | 0 | 0 | 0 | 0 | 0 | 0 | 0 | 0 | 0 | 0 | 0 | 0 | 0
10/29/20 @ 19:05 | EUn-CZ13-v03-PkgAC240to760-Meas | EUn | CZ13 | v03 | PkgAC2SpP-240to760 | Meas | 24998.5 | 2380.97 | 0 | 0 | 124.417 | 14.2993 | 0 | 1032.51 | 47.8763 | 0 | 2778.92 | 0 | 2135.43 | 8514.44 | 0 | 0 | 0 | 5537.47 | 0 | 0 | 0 | 0 | 0 | 18.1572 | 0 | 0 | 5555.63 | 1705.16 | 0 | 0 | 0 | 0 | 0 | 290.331 | 0 | 0 | 781.97 | 0 | 625.858 | 3403.32 | 0 | 0 | 0 | 18403.1 | 0 | 0 | 0 | 0 | 0 | 1.7095 | 0 | 0 | 18404.8 | 22723.1 | - | 0.014 | 0 | 1 | 0 | 0 | 0 | 0 | 0 | 0 | 0 | 0 | 0 | 0 | 0 | 0 | 0
10/29/20 @ 19:07 | EUn-CZ13-v07-PkgAC240to760-Base | EUn | CZ13 | v07 | PkgAC2SpP-240to760 | Base | 24998.5 | 2766.81 | 0 | 0 | 114.794 | 14.2574 | 0 | 1042.38 | 47.5552 | 0 | 2778.92 | 0 | 2135.43 | 8900.16 | 0 | 0 | 0 | 5406.43 | 0 | 0 | 0 | 0 | 0 | 18.1572 | 0 | 0 | 5424.58 | 2320.42 | 0 | 0 | 0 | 0 | 0 | 323.548 | 0 | 0 | 781.97 | 0 | 625.858 | 4051.8 | 0 | 0 | 0 | 18320.2 | 0 | 0 | 0 | 0 | 0 | 1.7095 | 0 | 0 | 18321.9 | 23471.2 | - | 0.054 | 0 | 4 | 0 | 0 | 0 | 0 | 0 | 0 | 0 | 0 | 0 | 0 | 0 | 0 | 0
10/29/20 @ 19:08 | EUn-CZ13-v07-PkgAC240to760-Meas | EUn | CZ13 | v07 | PkgAC2SpP-240to760 | Meas | 24998.5 | 2322.3 | 0 | 0 | 114.803 | 14.2574 | 0 | 1026.32 | 47.5552 | 0 | 2778.92 | 0 | 2135.43 | 8439.58 | 0 | 0 | 0 | 5406.93 | 0 | 0 | 0 | 0 | 0 | 18.1572 | 0 | 0 | 5425.08 | 1670.4 | 0 | 0 | 0 | 0 | 0 | 289.011 | 0 | 0 | 781.97 | 0 | 625.858 | 3367.24 | 0 | 0 | 0 | 18320.2 | 0 | 0 | 0 | 0 | 0 | 1.7095 | 0 | 0 | 18321.9 | 22572.8 | - | 0.014 | 0 | 1 | 0 | 0 | 0 | 0 | 0 | 0 | 0 | 0 | 0 | 0 | 0 | 0 | 0
10/29/20 @ 19:09 | EUn-CZ13-v11-PkgAC240to760-Base | EUn | CZ13 | v11 | PkgAC2SpP-240to760 | Base | 24998.5 | 2706.35 | 0 | 0 | 98.7321 | 12.8887 | 0 | 1012.72 | 46.0467 | 0 | 2778.92 | 0 | 2135.43 | 8791.09 | 0 | 0 | 0 | 4449.64 | 0 | 0 | 0 | 0 | 0 | 18.1572 | 0 | 0 | 4467.8 | 2245.26 | 0 | 0 | 0 | 0 | 0 | 312.673 | 0 | 0 | 781.97 | 0 | 625.858 | 3965.76 | 0 | 0 | 0 | 17522.4 | 0 | 0 | 0 | 0 | 0 | 1.7095 | 0 | 0 | 17524.1 | 22534 | - | 0.068 | 0 | 5 | 0 | 0 | 0 | 0 | 0 | 0 | 0 | 0 | 0 | 0 | 0 | 0 | 0
10/29/20 @ 19:11 | EUn-CZ13-v11-PkgAC240to760-Meas | EUn | CZ13 | v11 | PkgAC2SpP-240to760 | Meas | 24998.5 | 2277.19 | 0 | 0 | 98.7395 | 12.8887 | 0 | 997.188 | 46.0467 | 0 | 2778.92 | 0 | 2135.43 | 8346.41 | 0 | 0 | 0 | 4450.12 | 0 | 0 | 0 | 0 | 0 | 18.1572 | 0 | 0 | 4468.27 | 1641.93 | 0 | 0 | 0 | 0 | 0 | 282.501 | 0 | 0 | 781.97 | 0 | 625.858 | 3332.26 | 0 | 0 | 0 | 17522.4 | 0 | 0 | 0 | 0 | 0 | 1.7095 | 0 | 0 | 17524.1 | 21717 | - | 0.027 | 0 | 2 | 0 | 0 | 0 | 0 | 0 | 0 | 0 | 0 | 0 | 0 | 0 | 0 | 0
10/29/20 @ 19:12 | EUn-CZ13-v15-PkgAC240to760-Base | EUn | CZ13 | v15 | PkgAC2SpP-240to760 | Base | 24998.5 | 2461.8 | 0 | 0 | 83.6313 | 12.5803 | 0 | 948.986 | 43.618 | 0 | 2778.92 | 0 | 2131.57 | 8461.11 | 0 | 0 | 0 | 4168.85 | 0 | 0 | 0 | 0 | 0 | 18.1572 | 0 | 0 | 4187.01 | 2088.43 | 0 | 0 | 0 | 0 | 0 | 313.376 | 0 | 0 | 781.97 | 0 | 624.68 | 3808.46 | 0 | 0 | 0 | 17237.5 | 0 | 0 | 0 | 0 | 0 | 1.7095 | 0 | 0 | 17239.2 | 21173.6 | - | 0.109 | 0 | 8 | 0 | 0 | 0 | 0 | 0 | 0 | 0 | 0 | 0 | 0 | 0 | 0 | 0
10/29/20 @ 19:13 | EUn-CZ13-v15-PkgAC240to760-Meas | EUn | CZ13 | v15 | PkgAC2SpP-240to760 | Meas | 24998.5 | 2068.28 | 0 | 0 | 83.636 | 12.5803 | 0 | 935.215 | 43.618 | 0 | 2778.92 | 0 | 2131.57 | 8053.82 | 0 | 0 | 0 | 4169.29 | 0 | 0 | 0 | 0 | 0 | 18.1572 | 0 | 0 | 4187.45 | 1539.1 | 0 | 0 | 0 | 0 | 0 | 269.259 | 0 | 0 | 781.97 | 0 | 624.68 | 3215.01 | 0 | 0 | 0 | 17237.5 | 0 | 0 | 0 | 0 | 0 | 1.7095 | 0 | 0 | 17239.2 | 20626.4 | - | 0.041 | 0 | 3 | 0 | 0 | 0 | 0 | 0 | 0 | 0 | 0 | 0 | 0 | 0 | 0 | 0
10/29/20 @ 19:26 | EUn-CZ15-v03-PkgAC240to760-Base | EUn | CZ15 | v03 | PkgAC2SpP-240to760 | Base | 24998.5 | 4861.75 | 0 | 0 | 17.4938 | 0.10846 | 0 | 1335.41 | 16.4857 | 0 | 2778.92 | 0 | 2135.43 | 11145.6 | 0 | 0 | 0 | 1050.19 | 0 | 0 | 0 | 0 | 0 | 18.1572 | 0 | 0 | 1068.35 | 3681.24 | 0 | 0 | 0 | 0 | 0 | 403.073 | 0 | 0 | 586.48 | 0 | 338.352 | 5009.14 | 0 | 0 | 0 | 10158.4 | 0 | 0 | 0 | 0 | 0 | 1.7095 | 0 | 0 | 10160.1 | 28661.2 | - | 0 | 0 | 0 | 0 | 0 | 0 | 0 | 0 | 0 | 0 | 0 | 0 | 0 | 0 | 0 | 0
10/29/20 @ 19:27 | EUn-CZ15-v03-PkgAC240to760-Meas | EUn | CZ15 | v03 | PkgAC2SpP-240to760 | Meas | 24998.5 | 3842.88 | 0 | 0 | 17.4983 | 0.10847 | 0 | 1317.25 | 16.4857 | 0 | 2778.92 | 0 | 2135.43 | 10108.6 | 0 | 0 | 0 | 1050.47 | 0 | 0 | 0 | 0 | 0 | 18.1572 | 0 | 0 | 1068.63 | 2327.06 | 0 | 0 | 0 | 0 | 0 | 338.942 | 0 | 0 | 768.537 | 0 | 640.996 | 4075.54 | 0 | 0 | 0 | 10158.4 | 0 | 0 | 0 | 0 | 0 | 1.7095 | 0 | 0 | 10160.1 | 28068.1 | - | 0 | 0 | 0 | 0 | 0 | 0 | 0 | 0 | 0 | 0 | 0 | 0 | 0 | 0 | 0 | 0
10/29/20 @ 19:28 | EUn-CZ15-v07-PkgAC240to760-Base | EUn | CZ15 | v07 | PkgAC2SpP-240to760 | Base | 24998.5 | 4750.86 | 0 | 0 | 16.1336 | 0.1085 | 0 | 1328.26 | 16.3907 | 0 | 2778.92 | 0 | 2135.43 | 11026.1 | 0 | 0 | 0 | 1002.12 | 0 | 0 | 0 | 0 | 0 | 18.1572 | 0 | 0 | 1020.28 | 3609.75 | 0 | 0 | 0 | 0 | 0 | 400.36 | 0 | 0 | 586.48 | 0 | 338.352 | 4934.94 | 0 | 0 | 0 | 10024.9 | 0 | 0 | 0 | 0 | 0 | 1.7095 | 0 | 0 | 10026.6 | 28532.8 | - | 0 | 0 | 0 | 0 | 0 | 0 | 0 | 0 | 0 | 0 | 0 | 0 | 0 | 0 | 0 | 0
10/29/20 @ 19:30 | EUn-CZ15-v07-PkgAC240to760-Meas | EUn | CZ15 | v07 | PkgAC2SpP-240to760 | Meas | 24998.5 | 3752.52 | 0 | 0 | 16.1374 | 0.10849 | 0 | 1310.28 | 16.3907 | 0 | 2778.92 | 0 | 2135.43 | 10009.8 | 0 | 0 | 0 | 1002.34 | 0 | 0 | 0 | 0 | 0 | 18.1572 | 0 | 0 | 1020.5 | 2284.25 | 0 | 0 | 0 | 0 | 0 | 337.195 | 0 | 0 | 768.537 | 0 | 640.996 | 4030.98 | 0 | 0 | 0 | 10024.9 | 0 | 0 | 0 | 0 | 0 | 1.7095 | 0 | 0 | 10026.6 | 27936.3 | - | 0 | 0 | 0 | 0 | 0 | 0 | 0 | 0 | 0 | 0 | 0 | 0 | 0 | 0 | 0 | 0
10/29/20 @ 19:31 | EUn-CZ15-v11-PkgAC240to760-Base | EUn | CZ15 | v11 | PkgAC2SpP-240to760 | Base | 24998.5 | 4549.43 | 0 | 0 | 12.1553 | 0.088461 | 0 | 1274.45 | 15.7301 | 0 | 2778.92 | 0 | 2135.43 | 10766.2 | 0 | 0 | 0 | 709.243 | 0 | 0 | 0 | 0 | 0 | 18.1572 | 0 | 0 | 727.4 | 3408.34 | 0 | 0 | 0 | 0 | 0 | 373.651 | 0 | 0 | 586.48 | 0 | 338.352 | 4706.83 | 0 | 0 | 0 | 8722.81 | 0 | 0 | 0 | 0 | 0 | 1.7095 | 0 | 0 | 8724.52 | 27557.4 | - | 0 | 0 | 0 | 0 | 0 | 0 | 0 | 0 | 0 | 0 | 0 | 0 | 0 | 0 | 0 | 0
10/29/20 @ 19:33 | EUn-CZ15-v11-PkgAC240to760-Meas | EUn | CZ15 | v11 | PkgAC2SpP-240to760 | Meas | 24998.5 | 3605.62 | 0 | 0 | 12.1379 | 0.082109 | 0 | 1258.15 | 15.7301 | 0 | 2778.92 | 0 | 2135.43 | 9806.09 | 0 | 0 | 0 | 709.703 | 0 | 0 | 0 | 0 | 0 | 18.1572 | 0 | 0 | 727.86 | 2205.21 | 0 | 0 | 0 | 0 | 0 | 324.421 | 0 | 0 | 768.537 | 0 | 640.996 | 3939.16 | 0 | 0 | 0 | 8722.82 | 0 | 0 | 0 | 0 | 0 | 1.7095 | 0 | 0 | 8724.52 | 26970.5 | - | 0 | 0 | 0 | 0 | 0 | 0 | 0 | 0 | 0 | 0 | 0 | 0 | 0 | 0 | 0 | 0
10/29/20 @ 19:34 | EUn-CZ15-v15-PkgAC240to760-Base | EUn | CZ15 | v15 | PkgAC2SpP-240to760 | Base | 24998.5 | 4233.15 | 0 | 0 | 10.1549 | 0.086469 | 0 | 1211.73 | 15.0972 | 0 | 2778.92 | 0 | 2131.57 | 10380.7 | 0 | 0 | 0 | 604.063 | 0 | 0 | 0 | 0 | 0 | 18.1572 | 0 | 0 | 622.221 | 3209.88 | 0 | 0 | 0 | 0 | 0 | 353.037 | 0 | 0 | 586.48 | 0 | 337.467 | 4486.86 | 0 | 0 | 0 | 8083.39 | 0 | 0 | 0 | 0 | 0 | 1.7095 | 0 | 0 | 8085.1 | 26565.3 | - | 0 | 0 | 0 | 0 | 0 | 0 | 0 | 0 | 0 | 0 | 0 | 0 | 0 | 0 | 0 | 0
10/29/20 @ 19:35 | EUn-CZ15-v15-PkgAC240to760-Meas | EUn | CZ15 | v15 | PkgAC2SpP-240to760 | Meas | 24998.5 | 3355.69 | 0 | 0 | 10.1563 | 0.08646 | 0 | 1197.68 | 15.0972 | 0 | 2778.92 | 0 | 2131.57 | 9489.2 | 0 | 0 | 0 | 604.217 | 0 | 0 | 0 | 0 | 0 | 18.1572 | 0 | 0 | 622.374 | 2099.94 | 0 | 0 | 0 | 0 | 0 | 311.532 | 0 | 0 | 768.537 | 0 | 639.818 | 3819.83 | 0 | 0 | 0 | 8083.39 | 0 | 0 | 0 | 0 | 0 | 1.7095 | 0 | 0 | 8085.1 | 25976.6 | - | 0 | 0 | 0 | 0 | 0 | 0 | 0 | 0 | 0 | 0 | 0 | 0 | 0 | 0 | 0 | 0
10/29/20 @ 19:51 | Hsp-CZ12-v03-PkgAC240to760-Base | Hsp | CZ12 | v03 | PkgAC2SpP-240to760 | Base | 24998.5 | 425.71 | 0 | 0 | 0 | 0 | 0 | 539.867 | 13.7028 | 0 | 1266.43 | 0 | 1178.94 | 3424.65 | 0 | 0 | 0 | 1535.74 | 0 | 0 | 0 | 0 | 0 | 8.136 | 0 | 0 | 1543.88 | 453.376 | 0 | 0 | 0 | 0 | 0 | 78.9569 | 0 | 0 | 229.457 | 0 | 183.908 | 945.699 | 0 | 0 | 0 | 2340.9 | 0 | 0 | 0 | 0 | 0 | 0.12214 | 0 | 0 | 2341.02 | 3994.64 | - | 0 | 0 | 0 | 0 | 0 | 0 | 0 | 0 | 0 | 0 | 0 | 0 | 0 | 0 | 0 | 0
10/29/20 @ 19:52 | Hsp-CZ12-v03-PkgAC240to760-Meas | Hsp | CZ12 | v03 | PkgAC2SpP-240to760 | Meas | 24998.5 | 371.675 | 0 | 0 | 0 | 0 | 0 | 538.575 | 13.7028 | 0 | 1266.43 | 0 | 1178.94 | 3369.32 | 0 | 0 | 0 | 1535.81 | 0 | 0 | 0 | 0 | 0 | 8.136 | 0 | 0 | 1543.95 | 301.66 | 0 | 0 | 0 | 0 | 0 | 70.6979 | 0 | 0 | 229.457 | 0 | 183.908 | 785.723 | 0 | 0 | 0 | 2340.9 | 0 | 0 | 0 | 0 | 0 | 0.12214 | 0 | 0 | 2341.02 | 3904.59 | - | 0 | 0 | 0 | 0 | 0 | 0 | 0 | 0 | 0 | 0 | 0 | 0 | 0 | 0 | 0 | 0
10/29/20 @ 19:53 | Hsp-CZ12-v07-PkgAC240to760-Base | Hsp | CZ12 | v07 | PkgAC2SpP-240to760 | Base | 24998.5 | 425.089 | 0 | 0 | 0 | 0 | 0 | 539.839 | 13.7018 | 0 | 1266.43 | 0 | 1178.94 | 3424 | 0 | 0 | 0 | 1516.29 | 0 | 0 | 0 | 0 | 0 | 8.136 | 0 | 0 | 1524.43 | 449.766 | 0 | 0 | 0 | 0 | 0 | 78.8621 | 0 | 0 | 229.457 | 0 | 183.908 | 941.993 | 0 | 0 | 0 | 2325.93 | 0 | 0 | 0 | 0 | 0 | 0.12214 | 0 | 0 | 2326.06 | 3984.52 | - | 0 | 0 | 0 | 0 | 0 | 0 | 0 | 0 | 0 | 0 | 0 | 0 | 0 | 0 | 0 | 0
10/29/20 @ 19:54 | Hsp-CZ12-v07-PkgAC240to760-Meas | Hsp | CZ12 | v07 | PkgAC2SpP-240to760 | Meas | 24998.5 | 371.144 | 0 | 0 | 0 | 0 | 0 | 538.553 | 13.7018 | 0 | 1266.43 | 0 | 1178.94 | 3368.77 | 0 | 0 | 0 | 1516.35 | 0 | 0 | 0 | 0 | 0 | 8.136 | 0 | 0 | 1524.48 | 301.063 | 0 | 0 | 0 | 0 | 0 | 70.6413 | 0 | 0 | 229.457 | 0 | 183.908 | 785.069 | 0 | 0 | 0 | 2325.93 | 0 | 0 | 0 | 0 | 0 | 0.12214 | 0 | 0 | 2326.06 | 3894.72 | - | 0 | 0 | 0 | 0 | 0 | 0 | 0 | 0 | 0 | 0 | 0 | 0 | 0 | 0 | 0 | 0
10/29/20 @ 19:55 | Hsp-CZ12-v11-PkgAC240to760-Base | Hsp | CZ12 | v11 | PkgAC2SpP-240to760 | Base | 24998.5 | 418.916 | 0 | 0 | 0 | 0 | 0 | 539.024 | 13.686 | 0 | 1266.43 | 0 | 1178.94 | 3416.99 | 0 | 0 | 0 | 1370.39 | 0 | 0 | 0 | 0 | 0 | 8.136 | 0 | 0 | 1378.52 | 440.319 | 0 | 0 | 0 | 0 | 0 | 77.0601 | 0 | 0 | 229.457 | 0 | 183.908 | 930.745 | 0 | 0 | 0 | 2209.03 | 0 | 0 | 0 | 0 | 0 | 0.12214 | 0 | 0 | 2209.15 | 3886.52 | - | 0 | 0 | 0 | 0 | 0 | 0 | 0 | 0 | 0 | 0 | 0 | 0 | 0 | 0 | 0 | 0
10/29/20 @ 19:56 | Hsp-CZ12-v11-PkgAC240to760-Meas | Hsp | CZ12 | v11 | PkgAC2SpP-240to760 | Meas | 24998.5 | 366.147 | 0 | 0 | 0 | 0 | 0 | 537.884 | 13.686 | 0 | 1266.43 | 0 | 1178.94 | 3363.08 | 0 | 0 | 0 | 1370.44 | 0 | 0 | 0 | 0 | 0 | 8.136 | 0 | 0 | 1378.58 | 294.299 | 0 | 0 | 0 | 0 | 0 | 69.1623 | 0 | 0 | 229.457 | 0 | 183.908 | 776.827 | 0 | 0 | 0 | 2209.03 | 0 | 0 | 0 | 0 | 0 | 0.12214 | 0 | 0 | 2209.15 | 3798.33 | - | 0 | 0 | 0 | 0 | 0 | 0 | 0 | 0 | 0 | 0 | 0 | 0 | 0 | 0 | 0 | 0
10/29/20 @ 19:56 | Hsp-CZ12-v15-PkgAC240to760-Base | Hsp | CZ12 | v15 | PkgAC2SpP-240to760 | Base | 24998.5 | 407.131 | 0 | 0 | 0 | 0 | 0 | 537.31 | 13.686 | 0 | 1266.43 | 0 | 1166.57 | 3391.12 | 0 | 0 | 0 | 1353.79 | 0 | 0 | 0 | 0 | 0 | 8.136 | 0 | 0 | 1361.92 | 430.683 | 0 | 0 | 0 | 0 | 0 | 74.8644 | 0 | 0 | 229.457 | 0 | 181.926 | 916.931 | 0 | 0 | 0 | 2176.19 | 0 | 0 | 0 | 0 | 0 | 0.12214 | 0 | 0 | 2176.31 | 3787.58 | - | 0 | 0 | 0 | 0 | 0 | 0 | 0 | 0 | 0 | 0 | 0 | 0 | 0 | 0 | 0 | 0
10/29/20 @ 19:57 | Hsp-CZ12-v15-PkgAC240to760-Meas | Hsp | CZ12 | v15 | PkgAC2SpP-240to760 | Meas | 24998.5 | 356.231 | 0 | 0 | 0 | 0 | 0 | 536.386 | 13.686 | 0 | 1266.43 | 0 | 1166.57 | 3339.3 | 0 | 0 | 0 | 1353.85 | 0 | 0 | 0 | 0 | 0 | 8.136 | 0 | 0 | 1361.99 | 288.276 | 0 | 0 | 0 | 0 | 0 | 67.4072 | 0 | 0 | 229.457 | 0 | 181.926 | 767.067 | 0 | 0 | 0 | 2176.19 | 0 | 0 | 0 | 0 | 0 | 0.12214 | 0 | 0 | 2176.31 | 3700.39 | - | 0 | 0 | 0 | 0 | 0 | 0 | 0 | 0 | 0 | 0 | 0 | 0 | 0 | 0 | 0 | 0
10/29/20 @ 19:58 | Hsp-CZ13-v03-PkgAC240to760-Base | Hsp | CZ13 | v03 | PkgAC2SpP-240to760 | Base | 24998.5 | 672.493 | 0 | 0 | 0 | 0 | 0 | 544.74 | 13.0827 | 0 | 1266.43 | 0 | 1178.94 | 3675.68 | 0 | 0 | 0 | 1364.98 | 0 | 0 | 0 | 0 | 0 | 8.136 | 0 | 0 | 1373.12 | 482.291 | 0 | 0 | 0 | 0 | 0 | 82.1871 | 0 | 0 | 229.457 | 0 | 183.908 | 977.844 | 0 | 0 | 0 | 2244.77 | 0 | 0 | 0 | 0 | 0 | 0.12214 | 0 | 0 | 2244.89 | 4316.29 | - | 0 | 0 | 0 | 0 | 0 | 0 | 0 | 0 | 0 | 0 | 0 | 0 | 0 | 0 | 0 | 0
10/29/20 @ 19:59 | Hsp-CZ13-v03-PkgAC240to760-Meas | Hsp | CZ13 | v03 | PkgAC2SpP-240to760 | Meas | 24998.5 | 564.928 | 0 | 0 | 0 | 0 | 0 | 541.924 | 13.0827 | 0 | 1266.43 | 0 | 1178.94 | 3565.3 | 0 | 0 | 0 | 1365.03 | 0 | 0 | 0 | 0 | 0 | 8.136 | 0 | 0 | 1373.16 | 323.499 | 0 | 0 | 0 | 0 | 0 | 73.057 | 0 | 0 | 229.457 | 0 | 183.908 | 809.921 | 0 | 0 | 0 | 2244.77 | 0 | 0 | 0 | 0 | 0 | 0.12214 | 0 | 0 | 2244.89 | 4207.34 | - | 0 | 0 | 0 | 0 | 0 | 0 | 0 | 0 | 0 | 0 | 0 | 0 | 0 | 0 | 0 | 0
10/29/20 @ 20:00 | Hsp-CZ13-v07-PkgAC240to760-Base | Hsp | CZ13 | v07 | PkgAC2SpP-240to760 | Base | 24998.5 | 671.012 | 0 | 0 | 0 | 0 | 0 | 544.698 | 13.079 | 0 | 1266.43 | 0 | 1178.94 | 3674.15 | 0 | 0 | 0 | 1346.87 | 0 | 0 | 0 | 0 | 0 | 8.136 | 0 | 0 | 1355.01 | 482.734 | 0 | 0 | 0 | 0 | 0 | 80.3701 | 0 | 0 | 229.457 | 0 | 183.908 | 976.47 | 0 | 0 | 0 | 2230.7 | 0 | 0 | 0 | 0 | 0 | 0.12214 | 0 | 0 | 2230.82 | 4300.33 | - | 0 | 0 | 0 | 0 | 0 | 0 | 0 | 0 | 0 | 0 | 0 | 0 | 0 | 0 | 0 | 0
10/29/20 @ 20:01 | Hsp-CZ13-v07-PkgAC240to760-Meas | Hsp | CZ13 | v07 | PkgAC2SpP-240to760 | Meas | 24998.5 | 563.714 | 0 | 0 | 0 | 0 | 0 | 541.895 | 13.079 | 0 | 1266.43 | 0 | 1178.94 | 3564.05 | 0 | 0 | 0 | 1346.92 | 0 | 0 | 0 | 0 | 0 | 8.136 | 0 | 0 | 1355.06 | 322.653 | 0 | 0 | 0 | 0 | 0 | 72.9798 | 0 | 0 | 229.457 | 0 | 183.908 | 808.998 | 0 | 0 | 0 | 2230.7 | 0 | 0 | 0 | 0 | 0 | 0.12214 | 0 | 0 | 2230.82 | 4192.9 | - | 0 | 0 | 0 | 0 | 0 | 0 | 0 | 0 | 0 | 0 | 0 | 0 | 0 | 0 | 0 | 0
10/29/20 @ 20:02 | Hsp-CZ13-v11-PkgAC240to760-Base | Hsp | CZ13 | v11 | PkgAC2SpP-240to760 | Base | 24998.5 | 644.097 | 0 | 0 | 0 | 0 | 0 | 542.229 | 12.8854 | 0 | 1266.43 | 0 | 1178.94 | 3644.58 | 0 | 0 | 0 | 1106.34 | 0 | 0 | 0 | 0 | 0 | 8.136 | 0 | 0 | 1114.47 | 459.854 | 0 | 0 | 0 | 0 | 0 | 79.6991 | 0 | 0 | 229.457 | 0 | 183.908 | 952.918 | 0 | 0 | 0 | 2005.09 | 0 | 0 | 0 | 0 | 0 | 0.12214 | 0 | 0 | 2005.21 | 4101.98 | - | 0 | 0 | 0 | 0 | 0 | 0 | 0 | 0 | 0 | 0 | 0 | 0 | 0 | 0 | 0 | 0
10/29/20 @ 20:03 | Hsp-CZ13-v11-PkgAC240to760-Meas | Hsp | CZ13 | v11 | PkgAC2SpP-240to760 | Meas | 24998.5 | 541.508 | 0 | 0 | 0 | 0 | 0 | 539.777 | 12.8854 | 0 | 1266.43 | 0 | 1178.94 | 3539.54 | 0 | 0 | 0 | 1106.38 | 0 | 0 | 0 | 0 | 0 | 8.136 | 0 | 0 | 1114.51 | 309.401 | 0 | 0 | 0 | 0 | 0 | 71.0484 | 0 | 0 | 229.457 | 0 | 183.908 | 793.814 | 0 | 0 | 0 | 2005.09 | 0 | 0 | 0 | 0 | 0 | 0.12214 | 0 | 0 | 2005.21 | 3996.23 | - | 0 | 0 | 0 | 0 | 0 | 0 | 0 | 0 | 0 | 0 | 0 | 0 | 0 | 0 | 0 | 0
10/29/20 @ 20:04 | Hsp-CZ13-v15-PkgAC240to760-Base | Hsp | CZ13 | v15 | PkgAC2SpP-240to760 | Base | 24998.5 | 627.479 | 0 | 0 | 0 | 0 | 0 | 540.438 | 12.8455 | 0 | 1266.43 | 0 | 1166.57 | 3613.76 | 0 | 0 | 0 | 1089.23 | 0 | 0 | 0 | 0 | 0 | 8.136 | 0 | 0 | 1097.37 | 448.895 | 0 | 0 | 0 | 0 | 0 | 77.7859 | 0 | 0 | 229.457 | 0 | 181.926 | 938.064 | 0 | 0 | 0 | 1970.56 | 0 | 0 | 0 | 0 | 0 | 0.12214 | 0 | 0 | 1970.68 | 3996.66 | - | 0 | 0 | 0 | 0 | 0 | 0 | 0 | 0 | 0 | 0 | 0 | 0 | 0 | 0 | 0 | 0
10/29/20 @ 20:05 | Hsp-CZ13-v15-PkgAC240to760-Meas | Hsp | CZ13 | v15 | PkgAC2SpP-240to760 | Meas | 24998.5 | 527.821 | 0 | 0 | 0 | 0 | 0 | 538.385 | 12.8455 | 0 | 1266.43 | 0 | 1166.57 | 3512.05 | 0 | 0 | 0 | 1089.27 | 0 | 0 | 0 | 0 | 0 | 8.136 | 0 | 0 | 1097.41 | 302.731 | 0 | 0 | 0 | 0 | 0 | 69.4902 | 0 | 0 | 229.457 | 0 | 181.926 | 783.604 | 0 | 0 | 0 | 1970.56 | 0 | 0 | 0 | 0 | 0 | 0.12214 | 0 | 0 | 1970.68 | 3891.58 | - | 0 | 0 | 0 | 0 | 0 | 0 | 0 | 0 | 0 | 0 | 0 | 0 | 0 | 0 | 0 | 0
10/29/20 @ 20:13 | Hsp-CZ15-v03-PkgAC240to760-Base | Hsp | CZ15 | v03 | PkgAC2SpP-240to760 | Base | 24998.5 | 1209.35 | 0 | 0 | 0 | 0 | 0 | 546.709 | 3.6689 | 0 | 1266.43 | 0 | 1178.94 | 4205.1 | 0 | 0 | 0 | 248.183 | 0 | 0 | 0 | 0 | 0 | 8.136 | 0 | 0 | 256.319 | 687.279 | 0 | 0 | 0 | 0 | 0 | 87.526 | 0 | 0 | 229.457 | 0 | 183.908 | 1188.17 | 0 | 0 | 0 | 1298.28 | 0 | 0 | 0 | 0 | 0 | 0.12214 | 0 | 0 | 1298.4 | 4912.65 | - | 0 | 0 | 0 | 0 | 0 | 0 | 0 | 0 | 0 | 0 | 0 | 0 | 0 | 0 | 0 | 0
10/29/20 @ 20:14 | Hsp-CZ15-v03-PkgAC240to760-Meas | Hsp | CZ15 | v03 | PkgAC2SpP-240to760 | Meas | 24998.5 | 954.861 | 0 | 0 | 0 | 0 | 0 | 542.602 | 3.6689 | 0 | 1266.43 | 0 | 1178.94 | 3946.5 | 0 | 0 | 0 | 248.197 | 0 | 0 | 0 | 0 | 0 | 8.136 | 0 | 0 | 256.333 | 387.429 | 0 | 0 | 0 | 0 | 0 | 67.1724 | 0 | 0 | 229.457 | 0 | 183.908 | 867.967 | 0 | 0 | 0 | 1298.28 | 0 | 0 | 0 | 0 | 0 | 0.12214 | 0 | 0 | 1298.4 | 4826.87 | - | 0 | 0 | 0 | 0 | 0 | 0 | 0 | 0 | 0 | 0 | 0 | 0 | 0 | 0 | 0 | 0
10/29/20 @ 20:15 | Hsp-CZ15-v07-PkgAC240to760-Base | Hsp | CZ15 | v07 | PkgAC2SpP-240to760 | Base | 24998.5 | 1206.72 | 0 | 0 | 0 | 0 | 0 | 546.665 | 3.6671 | 0 | 1266.43 | 0 | 1178.94 | 4202.42 | 0 | 0 | 0 | 243.345 | 0 | 0 | 0 | 0 | 0 | 8.136 | 0 | 0 | 251.481 | 685.63 | 0 | 0 | 0 | 0 | 0 | 87.4208 | 0 | 0 | 229.457 | 0 | 183.908 | 1186.42 | 0 | 0 | 0 | 1284.11 | 0 | 0 | 0 | 0 | 0 | 0.12214 | 0 | 0 | 1284.23 | 4901.56 | - | 0 | 0 | 0 | 0 | 0 | 0 | 0 | 0 | 0 | 0 | 0 | 0 | 0 | 0 | 0 | 0
10/29/20 @ 20:16 | Hsp-CZ15-v07-PkgAC240to760-Meas | Hsp | CZ15 | v07 | PkgAC2SpP-240to760 | Meas | 24998.5 | 952.873 | 0 | 0 | 0 | 0 | 0 | 542.584 | 3.6671 | 0 | 1266.43 | 0 | 1178.94 | 3944.49 | 0 | 0 | 0 | 243.357 | 0 | 0 | 0 | 0 | 0 | 8.136 | 0 | 0 | 251.493 | 386.602 | 0 | 0 | 0 | 0 | 0 | 67.1063 | 0 | 0 | 229.457 | 0 | 183.908 | 867.074 | 0 | 0 | 0 | 1284.11 | 0 | 0 | 0 | 0 | 0 | 0.12214 | 0 | 0 | 1284.23 | 4816.02 | - | 0 | 0 | 0 | 0 | 0 | 0 | 0 | 0 | 0 | 0 | 0 | 0 | 0 | 0 | 0 | 0
10/29/20 @ 20:17 | Hsp-CZ15-v11-PkgAC240to760-Base | Hsp | CZ15 | v11 | PkgAC2SpP-240to760 | Base | 24998.5 | 1133.37 | 0 | 0 | 0 | 0 | 0 | 541.859 | 3.5096 | 0 | 1266.43 | 0 | 1178.94 | 4124.11 | 0 | 0 | 0 | 182.589 | 0 | 0 | 0 | 0 | 0 | 8.136 | 0 | 0 | 190.725 | 645.542 | 0 | 0 | 0 | 0 | 0 | 86.1134 | 0 | 0 | 229.457 | 0 | 183.908 | 1145.02 | 0 | 0 | 0 | 1074.79 | 0 | 0 | 0 | 0 | 0 | 0.12214 | 0 | 0 | 1074.91 | 4654.83 | - | 0 | 0 | 0 | 0 | 0 | 0 | 0 | 0 | 0 | 0 | 0 | 0 | 0 | 0 | 0 | 0
10/29/20 @ 20:18 | Hsp-CZ15-v11-PkgAC240to760-Meas | Hsp | CZ15 | v11 | PkgAC2SpP-240to760 | Meas | 24998.5 | 895.266 | 0 | 0 | 0 | 0 | 0 | 537.99 | 3.5096 | 0 | 1266.43 | 0 | 1178.94 | 3882.13 | 0 | 0 | 0 | 182.604 | 0 | 0 | 0 | 0 | 0 | 8.136 | 0 | 0 | 190.74 | 364.773 | 0 | 0 | 0 | 0 | 0 | 65.9956 | 0 | 0 | 229.457 | 0 | 183.908 | 844.134 | 0 | 0 | 0 | 1074.79 | 0 | 0 | 0 | 0 | 0 | 0.12214 | 0 | 0 | 1074.91 | 4566.76 | - | 0 | 0 | 0 | 0 | 0 | 0 | 0 | 0 | 0 | 0 | 0 | 0 | 0 | 0 | 0 | 0
10/29/20 @ 20:19 | Hsp-CZ15-v15-PkgAC240to760-Base | Hsp | CZ15 | v15 | PkgAC2SpP-240to760 | Base | 24998.5 | 1105.82 | 0 | 0 | 0 | 0 | 0 | 540.102 | 3.4678 | 0 | 1266.43 | 0 | 1166.57 | 4082.38 | 0 | 0 | 0 | 181.985 | 0 | 0 | 0 | 0 | 0 | 8.136 | 0 | 0 | 190.121 | 630.51 | 0 | 0 | 0 | 0 | 0 | 84.9015 | 0 | 0 | 229.457 | 0 | 181.926 | 1126.8 | 0 | 0 | 0 | 1040.8 | 0 | 0 | 0 | 0 | 0 | 0.30535 | 0 | 0 | 1041.1 | 4553.31 | - | 0 | 0 | 0 | 0 | 0 | 0 | 0 | 0 | 0 | 0 | 0 | 0 | 0 | 0 | 0 | 0
10/29/20 @ 20:19 | Hsp-CZ15-v15-PkgAC240to760-Meas | Hsp | CZ15 | v15 | PkgAC2SpP-240to760 | Meas | 24998.5 | 874.17 | 0 | 0 | 0 | 0 | 0 | 536.627 | 3.4678 | 0 | 1266.43 | 0 | 1166.57 | 3847.26 | 0 | 0 | 0 | 181.999 | 0 | 0 | 0 | 0 | 0 | 8.136 | 0 | 0 | 190.135 | 355.212 | 0 | 0 | 0 | 0 | 0 | 65.0831 | 0 | 0 | 229.457 | 0 | 181.926 | 831.679 | 0 | 0 | 0 | 1040.8 | 0 | 0 | 0 | 0 | 0 | 0.30535 | 0 | 0 | 1041.1 | 4465.65 | - | 0 | 0 | 0 | 0 | 0 | 0 | 0 | 0 | 0 | 0 | 0 | 0 | 0 | 0 | 0 | 0
10/29/20 @ 20:31 | Htl-CZ12-v03-PkgAC240to760-Base | Htl | CZ12 | v03 | PkgAC2SpP-240to760 | Base | 24998.5 | 319.983 | 0 | 0 | 84.1228 | 14.2643 | 0 | 68.7056 | 1.38 | 0 | 293.493 | 0 | 189.674 | 971.624 | 0 | 0 | 0 | 497.557 | 0 | 0 | 0 | 0 | 0 | 0 | 0 | 0 | 497.557 | 271.963 | 0 | 0 | 0 | 0 | 0 | 19.8183 | 0 | 0 | 46.7335 | 0 | 23.9549 | 362.47 | 0 | 0 | 0 | 529.276 | 0 | 0 | 0 | 0 | 0 | 0 | 0 | 0 | 529.276 | 2189.93 | - | 0 | 0 | 0 | 0 | 0 | 0 | 0 | 0 | 0 | 0 | 0 | 0 | 0 | 0 | 0 | 0
10/29/20 @ 20:32 | Htl-CZ12-v03-PkgAC240to760-Meas | Htl | CZ12 | v03 | PkgAC2SpP-240to760 | Meas | 24998.5 | 292.317 | 0 | 0 | 84.1333 | 14.2644 | 0 | 67.8935 | 1.38 | 0 | 293.493 | 0 | 189.674 | 943.157 | 0 | 0 | 0 | 497.624 | 0 | 0 | 0 | 0 | 0 | 0 | 0 | 0 | 497.624 | 0 | 0 | 0 | 146.733 | 93.3954 | 0 | 15.5563 | 0.67562 | 0 | 33.9711 | 0 | 17.884 | 308.215 | 0 | 0 | 0 | 529.276 | 0 | 0 | 0 | 0 | 0 | 0 | 0 | 0 | 529.276 | 2181.41 | - | 0 | 0 | 0 | 0 | 0 | 0 | 0 | 0 | 0 | 0 | 0 | 0 | 0 | 0 | 0 | 0
10/29/20 @ 20:33 | Htl-CZ12-v07-PkgAC240to760-Base | Htl | CZ12 | v07 | PkgAC2SpP-240to760 | Base | 24998.5 | 289.058 | 0 | 0 | 77.5432 | 14.1936 | 0 | 68.6357 | 1.3793 | 0 | 293.493 | 0 | 189.674 | 933.978 | 0 | 0 | 0 | 496.193 | 0 | 0 | 0 | 0 | 0 | 0 | 0 | 0 | 496.193 | 247.368 | 0 | 0 | 0 | 0 | 0 | 19.7795 | 0 | 0 | 46.7335 | 0 | 23.9549 | 337.836 | 0 | 0 | 0 | 528.705 | 0 | 0 | 0 | 0 | 0 | 0 | 0 | 0 | 528.705 | 2183.81 | - | 0 | 0 | 0 | 0 | 0 | 0 | 0 | 0 | 0 | 0 | 0 | 0 | 0 | 0 | 0 | 0
10/29/20 @ 20:33 | Htl-CZ12-v07-PkgAC240to760-Meas | Htl | CZ12 | v07 | PkgAC2SpP-240to760 | Meas | 24998.5 | 263.722 | 0 | 0 | 77.5532 | 14.1937 | 0 | 67.8251 | 1.3793 | 0 | 293.493 | 0 | 189.674 | 907.842 | 0 | 0 | 0 | 496.261 | 0 | 0 | 0 | 0 | 0 | 0 | 0 | 0 | 496.261 | 0 | 0 | 0 | 135.511 | 92.6389 | 0 | 15.5137 | 0.67525 | 0 | 33.9711 | 0 | 17.884 | 296.194 | 0 | 0 | 0 | 528.705 | 0 | 0 | 0 | 0 | 0 | 0 | 0 | 0 | 528.705 | 2175.52 | - | 0 | 0 | 0 | 0 | 0 | 0 | 0 | 0 | 0 | 0 | 0 | 0 | 0 | 0 | 0 | 0
10/29/20 @ 20:34 | Htl-CZ12-v11-PkgAC240to760-Base | Htl | CZ12 | v11 | PkgAC2SpP-240to760 | Base | 24998.5 | 285.703 | 0 | 0 | 67.3335 | 12.8544 | 0 | 67.0808 | 1.3505 | 0 | 293.493 | 0 | 189.674 | 917.49 | 0 | 0 | 0 | 460.798 | 0 | 0 | 0 | 0 | 0 | 0 | 0 | 0 | 460.798 | 239.496 | 0 | 0 | 0 | 0 | 0 | 19.1779 | 0 | 0 | 46.7335 | 0 | 23.9549 | 329.363 | 0 | 0 | 0 | 508.522 | 0 | 0 | 0 | 0 | 0 | 0 | 0 | 0 | 508.522 | 2114.86 | - | 0 | 0 | 0 | 0 | 0 | 0 | 0 | 0 | 0 | 0 | 0 | 0 | 0 | 0 | 0 | 0
10/29/20 @ 20:35 | Htl-CZ12-v11-PkgAC240to760-Meas | Htl | CZ12 | v11 | PkgAC2SpP-240to760 | Meas | 24998.5 | 261.05 | 0 | 0 | 67.3418 | 12.8544 | 0 | 66.2918 | 1.3505 | 0 | 293.493 | 0 | 189.674 | 892.057 | 0 | 0 | 0 | 460.872 | 0 | 0 | 0 | 0 | 0 | 0 | 0 | 0 | 460.872 | 0 | 0 | 0 | 128.029 | 86.6039 | 0 | 14.8674 | 0.66116 | 0 | 33.9711 | 0 | 17.884 | 282.017 | 0 | 0 | 0 | 508.522 | 0 | 0 | 0 | 0 | 0 | 0 | 0 | 0 | 508.522 | 2108.05 | - | 0 | 0 | 0 | 0 | 0 | 0 | 0 | 0 | 0 | 0 | 0 | 0 | 0 | 0 | 0 | 0
10/29/20 @ 20:36 | Htl-CZ12-v15-PkgAC240to760-Base | Htl | CZ12 | v15 | PkgAC2SpP-240to760 | Base | 24998.5 | 236.824 | 0 | 0 | 56.2694 | 12.6961 | 0 | 61.6803 | 1.2609 | 0 | 293.493 | 0 | 187.37 | 849.594 | 0 | 0 | 0 | 435.891 | 0 | 0 | 0 | 0 | 0 | 0 | 0 | 0 | 435.891 | 206.626 | 0 | 0 | 0 | 0 | 0 | 17.5482 | 0 | 0 | 46.7335 | 0 | 23.7162 | 294.624 | 0 | 0 | 0 | 485.056 | 0 | 0 | 0 | 0 | 0 | 0 | 0 | 0 | 485.056 | 1923.05 | - | 0 | 0 | 0 | 0 | 0 | 0 | 0 | 0 | 0 | 0 | 0 | 0 | 0 | 0 | 0 | 0
10/29/20 @ 20:36 | Htl-CZ12-v15-PkgAC240to760-Meas | Htl | CZ12 | v15 | PkgAC2SpP-240to760 | Meas | 24998.5 | 215.99 | 0 | 0 | 56.2749 | 12.6962 | 0 | 60.9942 | 1.2609 | 0 | 293.493 | 0 | 187.37 | 828.08 | 0 | 0 | 0 | 435.946 | 0 | 0 | 0 | 0 | 0 | 0 | 0 | 0 | 435.946 | 0 | 0 | 0 | 114.251 | 91.3045 | 0 | 14.2979 | 0.6173 | 0 | 33.9711 | 0 | 17.5594 | 272.001 | 0 | 0 | 0 | 485.056 | 0 | 0 | 0 | 0 | 0 | 0 | 0 | 0 | 485.056 | 1919.15 | - | 0 | 0 | 0 | 0 | 0 | 0 | 0 | 0 | 0 | 0 | 0 | 0 | 0 | 0 | 0 | 0
10/29/20 @ 20:37 | Htl-CZ13-v03-PkgAC240to760-Base | Htl | CZ13 | v03 | PkgAC2SpP-240to760 | Base | 24998.5 | 442.27 | 0 | 0 | 70.8339 | 9.8392 | 0 | 79.058 | 1.4769 | 0 | 293.493 | 0 | 189.674 | 1086.65 | 0 | 0 | 0 | 450.027 | 0 | 0 | 0 | 0 | 0 | 0 | 0 | 0 | 450.027 | 288.088 | 0 | 0 | 0 | 0 | 0 | 20.6616 | 0 | 0 | 46.7335 | 0 | 23.9549 | 379.438 | 0 | 0 | 0 | 520.902 | 0 | 0 | 0 | 0 | 0 | 0 | 0 | 0 | 520.902 | 2282.08 | - | 0 | 0 | 0 | 0 | 0 | 0 | 0 | 0 | 0 | 0 | 0 | 0 | 0 | 0 | 0 | 0
10/29/20 @ 20:38 | Htl-CZ13-v03-PkgAC240to760-Meas | Htl | CZ13 | v03 | PkgAC2SpP-240to760 | Meas | 24998.5 | 388.608 | 0 | 0 | 70.8392 | 9.8393 | 0 | 77.6239 | 1.4769 | 0 | 293.493 | 0 | 189.674 | 1031.56 | 0 | 0 | 0 | 450.057 | 0 | 0 | 0 | 0 | 0 | 0 | 0 | 0 | 450.057 | 216.985 | 0 | 0 | 0 | 0 | 0 | 17.9979 | 0 | 0 | 46.7335 | 0 | 23.9549 | 305.672 | 0 | 0 | 0 | 520.902 | 0 | 0 | 0 | 0 | 0 | 0 | 0 | 0 | 520.902 | 2269.2 | - | 0 | 0 | 0 | 0 | 0 | 0 | 0 | 0 | 0 | 0 | 0 | 0 | 0 | 0 | 0 | 0
10/29/20 @ 20:38 | Htl-CZ13-v07-PkgAC240to760-Base | Htl | CZ13 | v07 | PkgAC2SpP-240to760 | Base | 24998.5 | 400.548 | 0 | 0 | 65.2443 | 9.7879 | 0 | 78.9655 | 1.476 | 0 | 293.493 | 0 | 189.674 | 1039.19 | 0 | 0 | 0 | 448.582 | 0 | 0 | 0 | 0 | 0 | 0 | 0 | 0 | 448.582 | 262.076 | 0 | 0 | 0 | 0 | 0 | 20.6135 | 0 | 0 | 46.7335 | 0 | 23.9549 | 353.377 | 0 | 0 | 0 | 520.264 | 0 | 0 | 0 | 0 | 0 | 0 | 0 | 0 | 520.264 | 2274.15 | - | 0 | 0 | 0 | 0 | 0 | 0 | 0 | 0 | 0 | 0 | 0 | 0 | 0 | 0 | 0 | 0
10/29/20 @ 20:39 | Htl-CZ13-v07-PkgAC240to760-Meas | Htl | CZ13 | v07 | PkgAC2SpP-240to760 | Meas | 24998.5 | 351.385 | 0 | 0 | 65.2492 | 9.788 | 0 | 77.5356 | 1.476 | 0 | 293.493 | 0 | 189.674 | 988.602 | 0 | 0 | 0 | 448.609 | 0 | 0 | 0 | 0 | 0 | 0 | 0 | 0 | 448.609 | 196.654 | 0 | 0 | 0 | 0 | 0 | 17.9589 | 0 | 0 | 46.7335 | 0 | 23.9549 | 285.301 | 0 | 0 | 0 | 520.264 | 0 | 0 | 0 | 0 | 0 | 0 | 0 | 0 | 520.264 | 2261.59 | - | 0 | 0 | 0 | 0 | 0 | 0 | 0 | 0 | 0 | 0 | 0 | 0 | 0 | 0 | 0 | 0
10/29/20 @ 20:40 | Htl-CZ13-v11-PkgAC240to760-Base | Htl | CZ13 | v11 | PkgAC2SpP-240to760 | Base | 24998.5 | 391.668 | 0 | 0 | 56.4024 | 8.8554 | 0 | 76.5997 | 1.4275 | 0 | 293.493 | 0 | 189.674 | 1018.12 | 0 | 0 | 0 | 399.684 | 0 | 0 | 0 | 0 | 0 | 0 | 0 | 0 | 399.684 | 252.39 | 0 | 0 | 0 | 0 | 0 | 19.7757 | 0 | 0 | 46.7335 | 0 | 23.9549 | 342.854 | 0 | 0 | 0 | 486.393 | 0 | 0 | 0 | 0 | 0 | 0 | 0 | 0 | 486.393 | 2190.03 | - | 0 | 0 | 0 | 0 | 0 | 0 | 0 | 0 | 0 | 0 | 0 | 0 | 0 | 0 | 0 | 0
10/29/20 @ 20:41 | Htl-CZ13-v11-PkgAC240to760-Meas | Htl | CZ13 | v11 | PkgAC2SpP-240to760 | Meas | 24998.5 | 344.207 | 0 | 0 | 56.4065 | 8.8555 | 0 | 75.2284 | 1.4275 | 0 | 293.493 | 0 | 189.674 | 969.293 | 0 | 0 | 0 | 399.722 | 0 | 0 | 0 | 0 | 0 | 0 | 0 | 0 | 399.722 | 189.44 | 0 | 0 | 0 | 0 | 0 | 17.2303 | 0 | 0 | 46.7335 | 0 | 23.9549 | 277.359 | 0 | 0 | 0 | 486.393 | 0 | 0 | 0 | 0 | 0 | 0 | 0 | 0 | 486.393 | 2177.74 | - | 0 | 0 | 0 | 0 | 0 | 0 | 0 | 0 | 0 | 0 | 0 | 0 | 0 | 0 | 0 | 0
10/29/20 @ 20:41 | Htl-CZ13-v15-PkgAC240to760-Base | Htl | CZ13 | v15 | PkgAC2SpP-240to760 | Base | 24998.5 | 330.881 | 0 | 0 | 47.0194 | 8.7148 | 0 | 70.9535 | 1.3427 | 0 | 293.493 | 0 | 187.37 | 939.775 | 0 | 0 | 0 | 376.493 | 0 | 0 | 0 | 0 | 0 | 0 | 0 | 0 | 376.493 | 217.21 | 0 | 0 | 0 | 0 | 0 | 18.1002 | 0 | 0 | 46.7335 | 0 | 23.7162 | 305.76 | 0 | 0 | 0 | 460.063 | 0 | 0 | 0 | 0 | 0 | 0 | 0 | 0 | 460.063 | 1998.05 | - | 0 | 0 | 0 | 0 | 0 | 0 | 0 | 0 | 0 | 0 | 0 | 0 | 0 | 0 | 0 | 0
10/29/20 @ 20:42 | Htl-CZ13-v15-PkgAC240to760-Meas | Htl | CZ13 | v15 | PkgAC2SpP-240to760 | Meas | 24998.5 | 290.153 | 0 | 0 | 47.0222 | 8.7149 | 0 | 69.7552 | 1.3427 | 0 | 293.493 | 0 | 187.37 | 897.852 | 0 | 0 | 0 | 376.52 | 0 | 0 | 0 | 0 | 0 | 0 | 0 | 0 | 376.52 | 163.041 | 0 | 0 | 0 | 0 | 0 | 15.757 | 0 | 0 | 46.7335 | 0 | 23.7162 | 249.248 | 0 | 0 | 0 | 460.063 | 0 | 0 | 0 | 0 | 0 | 0 | 0 | 0 | 460.063 | 1987.63 | - | 0 | 0 | 0 | 0 | 0 | 0 | 0 | 0 | 0 | 0 | 0 | 0 | 0 | 0 | 0 | 0
10/29/20 @ 20:48 | Htl-CZ15-v03-PkgAC240to760-Base | Htl | CZ15 | v03 | PkgAC2SpP-240to760 | Base | 24998.5 | 712.621 | 0 | 0 | 21.7821 | 0.10086 | 0 | 95.6988 | 0.49738 | 0 | 293.493 | 0 | 189.674 | 1313.87 | 0 | 0 | 0 | 140.237 | 0 | 0 | 0 | 0 | 0 | 0 | 0 | 0 | 140.237 | 415.74 | 0 | 0 | 0 | 0 | 0 | 26.7731 | 0 | 0 | 36.2546 | 0 | 24.1623 | 502.93 | 0 | 0 | 0 | 413.737 | 0 | 0 | 0 | 0 | 0 | 0 | 0 | 0 | 413.737 | 2692.97 | - | 0 | 0 | 0 | 0 | 0 | 0 | 0 | 0 | 0 | 0 | 0 | 0 | 0 | 0 | 0 | 0
10/29/20 @ 20:49 | Htl-CZ15-v03-PkgAC240to760-Meas | Htl | CZ15 | v03 | PkgAC2SpP-240to760 | Meas | 24998.5 | 585.719 | 0 | 0 | 21.7894 | 0.10086 | 0 | 92.8564 | 0.49738 | 0 | 293.493 | 0 | 189.674 | 1184.13 | 0 | 0 | 0 | 140.259 | 0 | 0 | 0 | 0 | 0 | 0 | 0 | 0 | 140.259 | 260.727 | 0 | 0 | 0 | 0 | 0 | 19.8697 | 0 | 0 | 36.2546 | 0 | 24.1623 | 341.013 | 0 | 0 | 0 | 413.737 | 0 | 0 | 0 | 0 | 0 | 0 | 0 | 0 | 413.737 | 2540.56 | - | 0 | 0 | 0 | 0 | 0 | 0 | 0 | 0 | 0 | 0 | 0 | 0 | 0 | 0 | 0 | 0
10/29/20 @ 20:50 | Htl-CZ15-v07-PkgAC240to760-Base | Htl | CZ15 | v07 | PkgAC2SpP-240to760 | Base | 24998.5 | 647.88 | 0 | 0 | 20.1026 | 0.10095 | 0 | 95.5927 | 0.49711 | 0 | 293.493 | 0 | 189.674 | 1247.34 | 0 | 0 | 0 | 139.494 | 0 | 0 | 0 | 0 | 0 | 0 | 0 | 0 | 139.494 | 379.407 | 0 | 0 | 0 | 0 | 0 | 26.7089 | 0 | 0 | 36.2546 | 0 | 24.1623 | 466.533 | 0 | 0 | 0 | 412.808 | 0 | 0 | 0 | 0 | 0 | 0 | 0 | 0 | 412.808 | 2682.56 | - | 0 | 0 | 0 | 0 | 0 | 0 | 0 | 0 | 0 | 0 | 0 | 0 | 0 | 0 | 0 | 0
10/29/20 @ 20:50 | Htl-CZ15-v07-PkgAC240to760-Meas | Htl | CZ15 | v07 | PkgAC2SpP-240to760 | Meas | 24998.5 | 531.613 | 0 | 0 | 20.1091 | 0.10095 | 0 | 92.7599 | 0.49711 | 0 | 293.493 | 0 | 189.674 | 1128.25 | 0 | 0 | 0 | 139.517 | 0 | 0 | 0 | 0 | 0 | 0 | 0 | 0 | 139.517 | 237.224 | 0 | 0 | 0 | 0 | 0 | 19.8211 | 0 | 0 | 36.2546 | 0 | 24.1623 | 317.462 | 0 | 0 | 0 | 412.808 | 0 | 0 | 0 | 0 | 0 | 0 | 0 | 0 | 412.808 | 2531.23 | - | 0 | 0 | 0 | 0 | 0 | 0 | 0 | 0 | 0 | 0 | 0 | 0 | 0 | 0 | 0 | 0
10/29/20 @ 20:51 | Htl-CZ15-v11-PkgAC240to760-Base | Htl | CZ15 | v11 | PkgAC2SpP-240to760 | Base | 24998.5 | 627.012 | 0 | 0 | 17.055 | 0.091512 | 0 | 92.1902 | 0.47748 | 0 | 293.493 | 0 | 189.674 | 1219.99 | 0 | 0 | 0 | 117.962 | 0 | 0 | 0 | 0 | 0 | 0 | 0 | 0 | 117.962 | 363.768 | 0 | 0 | 0 | 0 | 0 | 25.3891 | 0 | 0 | 36.2546 | 0 | 24.1623 | 449.574 | 0 | 0 | 0 | 371.83 | 0 | 0 | 0 | 0 | 0 | 0 | 0 | 0 | 371.83 | 2566.8 | - | 0 | 0 | 0 | 0 | 0 | 0 | 0 | 0 | 0 | 0 | 0 | 0 | 0 | 0 | 0 | 0
10/29/20 @ 20:52 | Htl-CZ15-v11-PkgAC240to760-Meas | Htl | CZ15 | v11 | PkgAC2SpP-240to760 | Meas | 24998.5 | 515.285 | 0 | 0 | 17.061 | 0.091513 | 0 | 89.5051 | 0.47748 | 0 | 293.493 | 0 | 189.674 | 1105.59 | 0 | 0 | 0 | 117.989 | 0 | 0 | 0 | 0 | 0 | 0 | 0 | 0 | 117.989 | 227.562 | 0 | 0 | 0 | 0 | 0 | 18.8103 | 0 | 0 | 36.2546 | 0 | 24.1623 | 306.789 | 0 | 0 | 0 | 371.83 | 0 | 0 | 0 | 0 | 0 | 0 | 0 | 0 | 371.83 | 2420.34 | - | 0 | 0 | 0 | 0 | 0 | 0 | 0 | 0 | 0 | 0 | 0 | 0 | 0 | 0 | 0 | 0
10/29/20 @ 20:53 | Htl-CZ15-v15-PkgAC240to760-Base | Htl | CZ15 | v15 | PkgAC2SpP-240to760 | Base | 24998.5 | 540.293 | 0 | 0 | 8.7325 | 0.062983 | 0 | 85.3665 | 0.44976 | 0 | 293.493 | 0 | 187.37 | 1115.77 | 0 | 0 | 0 | 102.158 | 0 | 0 | 0 | 0 | 0 | 0 | 0 | 0 | 102.158 | 306.674 | 0 | 0 | 0 | 0 | 0 | 22.8108 | 0 | 0 | 36.2546 | 0 | 23.9551 | 389.694 | 0 | 0 | 0 | 335.851 | 0 | 0 | 0 | 0 | 0 | 0 | 0 | 0 | 335.851 | 2278.63 | - | 0 | 0 | 0 | 0 | 0 | 0 | 0 | 0 | 0 | 0 | 0 | 0 | 0 | 0 | 0 | 0
10/29/20 @ 20:53 | Htl-CZ15-v15-PkgAC240to760-Meas | Htl | CZ15 | v15 | PkgAC2SpP-240to760 | Meas | 24998.5 | 444.736 | 0 | 0 | 8.7349 | 0.062984 | 0 | 83.0333 | 0.44976 | 0 | 293.493 | 0 | 187.37 | 1017.88 | 0 | 0 | 0 | 102.175 | 0 | 0 | 0 | 0 | 0 | 0 | 0 | 0 | 102.175 | 189.526 | 0 | 0 | 0 | 0 | 0 | 16.7582 | 0 | 0 | 36.2546 | 0 | 23.9551 | 266.493 | 0 | 0 | 0 | 335.851 | 0 | 0 | 0 | 0 | 0 | 0 | 0 | 0 | 335.851 | 2156.89 | - | 0 | 0 | 0 | 0 | 0 | 0 | 0 | 0 | 0 | 0 | 0 | 0 | 0 | 0 | 0 | 0
10/29/20 @ 21:01 | MBT-CZ12-v03-PkgAC240to760-Base | MBT | CZ12 | v03 | PkgAC2SpP-240to760 | Base | 24998.5 | 228.595 | 0 | 0 | 0 | 0 | 0 | 145.61 | 8.2952 | 0 | 737.073 | 0 | 527.515 | 1647.09 | 0 | 0 | 0 | 678.825 | 0 | 0 | 0 | 0 | 0 | 0 | 0 | 0 | 678.825 | 370.115 | 0 | 0 | 0 | 0 | 0 | 61.0371 | 0 | 0 | 194.467 | 0 | 150.605 | 776.224 | 0 | 0 | 0 | 2309.6 | 0 | 0 | 0 | 0 | 0 | 0 | 0 | 0 | 2309.6 | 3461.18 | - | 0 | 0 | 0 | 0 | 0 | 0 | 0 | 0 | 0 | 0 | 0 | 0 | 0 | 0 | 0 | 0
10/29/20 @ 21:02 | MBT-CZ12-v03-PkgAC240to760-Meas | MBT | CZ12 | v03 | PkgAC2SpP-240to760 | Meas | 24998.5 | 198.118 | 0 | 0 | 0 | 0 | 0 | 144.25 | 8.2952 | 0 | 737.073 | 0 | 527.515 | 1615.26 | 0 | 0 | 0 | 678.923 | 0 | 0 | 0 | 0 | 0 | 0 | 0 | 0 | 678.923 | 255.931 | 0 | 0 | 0 | 0 | 0 | 51.8254 | 0 | 0 | 194.467 | 0 | 150.605 | 652.828 | 0 | 0 | 0 | 2309.6 | 0 | 0 | 0 | 0 | 0 | 0 | 0 | 0 | 2309.6 | 3349.27 | - | 0 | 0 | 0 | 0 | 0 | 0 | 0 | 0 | 0 | 0 | 0 | 0 | 0 | 0 | 0 | 0
10/29/20 @ 21:02 | MBT-CZ12-v07-PkgAC240to760-Base | MBT | CZ12 | v07 | PkgAC2SpP-240to760 | Base | 24998.5 | 227.177 | 0 | 0 | 0 | 0 | 0 | 143.898 | 8.1572 | 0 | 737.073 | 0 | 527.515 | 1643.83 | 0 | 0 | 0 | 637.779 | 0 | 0 | 0 | 0 | 0 | 0 | 0 | 0 | 637.779 | 363.277 | 0 | 0 | 0 | 0 | 0 | 59.8405 | 0 | 0 | 194.467 | 0 | 150.605 | 768.189 | 0 | 0 | 0 | 2144.5 | 0 | 0 | 0 | 0 | 0 | 0 | 0 | 0 | 2144.5 | 3393.61 | - | 0 | 0 | 0 | 0 | 0 | 0 | 0 | 0 | 0 | 0 | 0 | 0 | 0 | 0 | 0 | 0
10/29/20 @ 21:03 | MBT-CZ12-v07-PkgAC240to760-Meas | MBT | CZ12 | v07 | PkgAC2SpP-240to760 | Meas | 24998.5 | 197.073 | 0 | 0 | 0 | 0 | 0 | 142.548 | 8.1572 | 0 | 737.073 | 0 | 527.515 | 1612.37 | 0 | 0 | 0 | 637.86 | 0 | 0 | 0 | 0 | 0 | 0 | 0 | 0 | 637.86 | 243.682 | 0 | 0 | 0 | 0 | 0 | 49.7999 | 0 | 0 | 202.89 | 0 | 150.494 | 646.866 | 0 | 0 | 0 | 2144.5 | 0 | 0 | 0 | 0 | 0 | 0 | 0 | 0 | 2144.5 | 3283.26 | - | 0 | 0 | 0 | 0 | 0 | 0 | 0 | 0 | 0 | 0 | 0 | 0 | 0 | 0 | 0 | 0
10/29/20 @ 21:03 | MBT-CZ12-v11-PkgAC240to760-Base | MBT | CZ12 | v11 | PkgAC2SpP-240to760 | Base | 24998.5 | 221.993 | 0 | 0 | 0 | 0 | 0 | 137.612 | 7.6988 | 0 | 737.073 | 0 | 508.964 | 1613.35 | 0 | 0 | 0 | 477.484 | 0 | 0 | 0 | 0 | 0 | 0 | 0 | 0 | 477.484 | 345.491 | 0 | 0 | 0 | 0 | 0 | 56.9881 | 0 | 0 | 194.467 | 0 | 145.209 | 742.155 | 0 | 0 | 0 | 1702.52 | 0 | 0 | 0 | 0 | 0 | 0 | 0 | 0 | 1702.52 | 3230.61 | - | 0 | 0 | 0 | 0 | 0 | 0 | 0 | 0 | 0 | 0 | 0 | 0 | 0 | 0 | 0 | 0
10/29/20 @ 21:04 | MBT-CZ12-v11-PkgAC240to760-Meas | MBT | CZ12 | v11 | PkgAC2SpP-240to760 | Meas | 24998.5 | 192.958 | 0 | 0 | 0 | 0 | 0 | 136.269 | 7.6988 | 0 | 737.073 | 0 | 508.964 | 1582.97 | 0 | 0 | 0 | 477.549 | 0 | 0 | 0 | 0 | 0 | 0 | 0 | 0 | 477.549 | 231.672 | 0 | 0 | 0 | 0 | 0 | 47.3604 | 0 | 0 | 202.89 | 0 | 145.098 | 627.021 | 0 | 0 | 0 | 1702.52 | 0 | 0 | 0 | 0 | 0 | 0 | 0 | 0 | 1702.52 | 3119.06 | - | 0 | 0 | 0 | 0 | 0 | 0 | 0 | 0 | 0 | 0 | 0 | 0 | 0 | 0 | 0 | 0
10/29/20 @ 21:04 | MBT-CZ12-v15-PkgAC240to760-Base | MBT | CZ12 | v15 | PkgAC2SpP-240to760 | Base | 24998.5 | 214.871 | 0 | 0 | 0 | 0 | 0 | 133.725 | 7.498 | 0 | 737.073 | 0 | 499.688 | 1592.86 | 0 | 0 | 0 | 452.697 | 0 | 0 | 0 | 0 | 0 | 0 | 0 | 0 | 452.697 | 336.668 | 0 | 0 | 0 | 0 | 0 | 55.5276 | 0 | 0 | 194.467 | 0 | 142.511 | 729.174 | 0 | 0 | 0 | 1611.65 | 0 | 0 | 0 | 0 | 0 | 0 | 0 | 0 | 1611.65 | 3153.9 | - | 0 | 0 | 0 | 0 | 0 | 0 | 0 | 0 | 0 | 0 | 0 | 0 | 0 | 0 | 0 | 0
10/29/20 @ 21:05 | MBT-CZ12-v15-PkgAC240to760-Meas | MBT | CZ12 | v15 | PkgAC2SpP-240to760 | Meas | 24998.5 | 186.855 | 0 | 0 | 0 | 0 | 0 | 132.431 | 7.498 | 0 | 737.073 | 0 | 499.688 | 1563.55 | 0 | 0 | 0 | 452.758 | 0 | 0 | 0 | 0 | 0 | 0 | 0 | 0 | 452.758 | 232.791 | 0 | 0 | 0 | 0 | 0 | 47.0961 | 0 | 0 | 194.467 | 0 | 142.511 | 616.865 | 0 | 0 | 0 | 1611.65 | 0 | 0 | 0 | 0 | 0 | 0 | 0 | 0 | 1611.65 | 3044.45 | - | 0 | 0 | 0 | 0 | 0 | 0 | 0 | 0 | 0 | 0 | 0 | 0 | 0 | 0 | 0 | 0
10/29/20 @ 21:05 | MBT-CZ13-v03-PkgAC240to760-Base | MBT | CZ13 | v03 | PkgAC2SpP-240to760 | Base | 24998.5 | 324.995 | 0 | 0 | 0 | 0 | 0 | 163.16 | 8.704 | 0 | 737.073 | 0 | 527.515 | 1761.45 | 0 | 0 | 0 | 602.809 | 0 | 0 | 0 | 0 | 0 | 0 | 0 | 0 | 602.809 | 448.983 | 0 | 0 | 0 | 0 | 0 | 72.6284 | 0 | 0 | 194.467 | 0 | 146.893 | 862.971 | 0 | 0 | 0 | 2323.62 | 0 | 0 | 0 | 0 | 0 | 0 | 0 | 0 | 2323.62 | 4041.81 | - | 0 | 0 | 0 | 0 | 0 | 0 | 0 | 0 | 0 | 0 | 0 | 0 | 0 | 0 | 0 | 0
10/29/20 @ 21:06 | MBT-CZ13-v03-PkgAC240to760-Meas | MBT | CZ13 | v03 | PkgAC2SpP-240to760 | Meas | 24998.5 | 268.633 | 0 | 0 | 0 | 0 | 0 | 160.716 | 8.704 | 0 | 737.073 | 0 | 527.515 | 1702.65 | 0 | 0 | 0 | 602.879 | 0 | 0 | 0 | 0 | 0 | 0 | 0 | 0 | 602.879 | 298.662 | 0 | 0 | 0 | 0 | 0 | 60.2581 | 0 | 0 | 194.467 | 0 | 146.893 | 700.28 | 0 | 0 | 0 | 2323.62 | 0 | 0 | 0 | 0 | 0 | 0 | 0 | 0 | 2323.62 | 3882.77 | - | 0 | 0 | 0 | 0 | 0 | 0 | 0 | 0 | 0 | 0 | 0 | 0 | 0 | 0 | 0 | 0
10/29/20 @ 21:06 | MBT-CZ13-v07-PkgAC240to760-Base | MBT | CZ13 | v07 | PkgAC2SpP-240to760 | Base | 24998.5 | 320.489 | 0 | 0 | 0 | 0 | 0 | 160.904 | 8.5604 | 0 | 737.073 | 0 | 527.515 | 1754.55 | 0 | 0 | 0 | 560.834 | 0 | 0 | 0 | 0 | 0 | 0 | 0 | 0 | 560.834 | 438.889 | 0 | 0 | 0 | 0 | 0 | 70.805 | 0 | 0 | 194.467 | 0 | 146.893 | 851.054 | 0 | 0 | 0 | 2147.57 | 0 | 0 | 0 | 0 | 0 | 0 | 0 | 0 | 2147.57 | 3941.26 | - | 0 | 0 | 0 | 0 | 0 | 0 | 0 | 0 | 0 | 0 | 0 | 0 | 0 | 0 | 0 | 0
10/29/20 @ 21:07 | MBT-CZ13-v07-PkgAC240to760-Meas | MBT | CZ13 | v07 | PkgAC2SpP-240to760 | Meas | 24998.5 | 265.067 | 0 | 0 | 0 | 0 | 0 | 158.531 | 8.5604 | 0 | 737.073 | 0 | 527.515 | 1696.75 | 0 | 0 | 0 | 560.879 | 0 | 0 | 0 | 0 | 0 | 0 | 0 | 0 | 560.879 | 291.997 | 0 | 0 | 0 | 0 | 0 | 58.8232 | 0 | 0 | 194.467 | 0 | 146.893 | 692.18 | 0 | 0 | 0 | 2147.57 | 0 | 0 | 0 | 0 | 0 | 0 | 0 | 0 | 2147.57 | 3786.95 | - | 0 | 0 | 0 | 0 | 0 | 0 | 0 | 0 | 0 | 0 | 0 | 0 | 0 | 0 | 0 | 0
10/29/20 @ 21:07 | MBT-CZ13-v11-PkgAC240to760-Base | MBT | CZ13 | v11 | PkgAC2SpP-240to760 | Base | 24998.5 | 306.287 | 0 | 0 | 0 | 0 | 0 | 153.173 | 8.0894 | 0 | 737.073 | 0 | 508.964 | 1713.59 | 0 | 0 | 0 | 410.382 | 0 | 0 | 0 | 0 | 0 | 0 | 0 | 0 | 410.382 | 412.528 | 0 | 0 | 0 | 0 | 0 | 66.2933 | 0 | 0 | 194.467 | 0 | 141.497 | 814.785 | 0 | 0 | 0 | 1672.37 | 0 | 0 | 0 | 0 | 0 | 0 | 0 | 0 | 1672.37 | 3694.29 | - | 0 | 0 | 0 | 0 | 0 | 0 | 0 | 0 | 0 | 0 | 0 | 0 | 0 | 0 | 0 | 0
10/29/20 @ 21:08 | MBT-CZ13-v11-PkgAC240to760-Meas | MBT | CZ13 | v11 | PkgAC2SpP-240to760 | Meas | 24998.5 | 253.971 | 0 | 0 | 0 | 0 | 0 | 150.943 | 8.0894 | 0 | 737.073 | 0 | 508.964 | 1659.05 | 0 | 0 | 0 | 410.415 | 0 | 0 | 0 | 0 | 0 | 0 | 0 | 0 | 410.415 | 274.198 | 0 | 0 | 0 | 0 | 0 | 55.1398 | 0 | 0 | 194.467 | 0 | 141.497 | 665.302 | 0 | 0 | 0 | 1672.37 | 0 | 0 | 0 | 0 | 0 | 0 | 0 | 0 | 1672.37 | 3548.62 | - | 0 | 0 | 0 | 0 | 0 | 0 | 0 | 0 | 0 | 0 | 0 | 0 | 0 | 0 | 0 | 0
10/29/20 @ 21:08 | MBT-CZ13-v15-PkgAC240to760-Base | MBT | CZ13 | v15 | PkgAC2SpP-240to760 | Base | 24998.5 | 297.007 | 0 | 0 | 0 | 0 | 0 | 148.921 | 7.883 | 0 | 737.073 | 0 | 499.688 | 1690.58 | 0 | 0 | 0 | 383.043 | 0 | 0 | 0 | 0 | 0 | 0 | 0 | 0 | 383.043 | 403.275 | 0 | 0 | 0 | 0 | 0 | 64.8109 | 0 | 0 | 194.467 | 0 | 138.8 | 801.353 | 0 | 0 | 0 | 1570.19 | 0 | 0 | 0 | 0 | 0 | 0 | 0 | 0 | 1570.19 | 3616.88 | - | 0 | 0 | 0 | 0 | 0 | 0 | 0 | 0 | 0 | 0 | 0 | 0 | 0 | 0 | 0 | 0
10/29/20 @ 21:08 | MBT-CZ13-v15-PkgAC240to760-Meas | MBT | CZ13 | v15 | PkgAC2SpP-240to760 | Meas | 24998.5 | 246.285 | 0 | 0 | 0 | 0 | 0 | 146.766 | 7.883 | 0 | 737.073 | 0 | 499.688 | 1637.7 | 0 | 0 | 0 | 383.088 | 0 | 0 | 0 | 0 | 0 | 0 | 0 | 0 | 383.088 | 267.387 | 0 | 0 | 0 | 0 | 0 | 53.8341 | 0 | 0 | 194.467 | 0 | 138.8 | 654.488 | 0 | 0 | 0 | 1570.19 | 0 | 0 | 0 | 0 | 0 | 0 | 0 | 0 | 1570.19 | 3471.26 | - | 0 | 0 | 0 | 0 | 0 | 0 | 0 | 0 | 0 | 0 | 0 | 0 | 0 | 0 | 0 | 0
10/29/20 @ 21:13 | MBT-CZ15-v03-PkgAC240to760-Base | MBT | CZ15 | v03 | PkgAC2SpP-240to760 | Base | 24998.5 | 588.155 | 0 | 0 | 0 | 0 | 0 | 200.653 | 2.7828 | 0 | 737.073 | 0 | 527.515 | 2056.18 | 0 | 0 | 0 | 103.535 | 0 | 0 | 0 | 0 | 0 | 0 | 0 | 0 | 103.535 | 641.075 | 0 | 0 | 0 | 0 | 0 | 90.9609 | 0 | 0 | 202.89 | 0 | 150.494 | 1085.42 | 0 | 0 | 0 | 1467.55 | 0 | 0 | 0 | 0 | 0 | 0 | 0 | 0 | 1467.55 | 4674.46 | - | 0 | 0 | 0 | 0 | 0 | 0 | 0 | 0 | 0 | 0 | 0 | 0 | 0 | 0 | 0 | 0
10/29/20 @ 21:13 | MBT-CZ15-v03-PkgAC240to760-Meas | MBT | CZ15 | v03 | PkgAC2SpP-240to760 | Meas | 24998.5 | 452.76 | 0 | 0 | 0 | 0 | 0 | 196.841 | 2.7828 | 0 | 737.073 | 0 | 527.515 | 1916.98 | 0 | 0 | 0 | 103.555 | 0 | 0 | 0 | 0 | 0 | 0 | 0 | 0 | 103.555 | 356.001 | 0 | 0 | 0 | 0 | 0 | 61.9004 | 0 | 0 | 202.89 | 0 | 150.494 | 771.285 | 0 | 0 | 0 | 1467.55 | 0 | 0 | 0 | 0 | 0 | 0 | 0 | 0 | 1467.55 | 4339.27 | - | 0 | 0 | 0 | 0 | 0 | 0 | 0 | 0 | 0 | 0 | 0 | 0 | 0 | 0 | 0 | 0
10/29/20 @ 21:14 | MBT-CZ15-v07-PkgAC240to760-Base | MBT | CZ15 | v07 | PkgAC2SpP-240to760 | Base | 24998.5 | 577.415 | 0 | 0 | 0 | 0 | 0 | 197.85 | 2.742 | 0 | 737.073 | 0 | 527.515 | 2042.6 | 0 | 0 | 0 | 92.3437 | 0 | 0 | 0 | 0 | 0 | 0 | 0 | 0 | 92.3437 | 625.468 | 0 | 0 | 0 | 0 | 0 | 88.2879 | 0 | 0 | 202.89 | 0 | 150.494 | 1067.14 | 0 | 0 | 0 | 1313.21 | 0 | 0 | 0 | 0 | 0 | 0 | 0 | 0 | 1313.21 | 4538.51 | - | 0 | 0 | 0 | 0 | 0 | 0 | 0 | 0 | 0 | 0 | 0 | 0 | 0 | 0 | 0 | 0
10/29/20 @ 21:14 | MBT-CZ15-v07-PkgAC240to760-Meas | MBT | CZ15 | v07 | PkgAC2SpP-240to760 | Meas | 24998.5 | 445.189 | 0 | 0 | 0 | 0 | 0 | 194.265 | 2.742 | 0 | 737.073 | 0 | 527.515 | 1906.79 | 0 | 0 | 0 | 92.365 | 0 | 0 | 0 | 0 | 0 | 0 | 0 | 0 | 92.365 | 347.804 | 0 | 0 | 0 | 0 | 0 | 60.0968 | 0 | 0 | 202.89 | 0 | 150.494 | 761.285 | 0 | 0 | 0 | 1313.21 | 0 | 0 | 0 | 0 | 0 | 0 | 0 | 0 | 1313.21 | 4218.09 | - | 0 | 0 | 0 | 0 | 0 | 0 | 0 | 0 | 0 | 0 | 0 | 0 | 0 | 0 | 0 | 0
10/29/20 @ 21:15 | MBT-CZ15-v11-PkgAC240to760-Base | MBT | CZ15 | v11 | PkgAC2SpP-240to760 | Base | 24998.5 | 544.59 | 0 | 0 | 0 | 0 | 0 | 188.07 | 2.6034 | 0 | 737.073 | 0 | 508.964 | 1981.31 | 0 | 0 | 0 | 55.9688 | 0 | 0 | 0 | 0 | 0 | 0 | 0 | 0 | 55.9688 | 583.491 | 0 | 0 | 0 | 0 | 0 | 81.5806 | 0 | 0 | 202.89 | 0 | 145.098 | 1013.06 | 0 | 0 | 0 | 950.96 | 0 | 0 | 0 | 0 | 0 | 0 | 0 | 0 | 950.96 | 4202.87 | - | 0 | 0 | 0 | 0 | 0 | 0 | 0 | 0 | 0 | 0 | 0 | 0 | 0 | 0 | 0 | 0
10/29/20 @ 21:15 | MBT-CZ15-v11-PkgAC240to760-Meas | MBT | CZ15 | v11 | PkgAC2SpP-240to760 | Meas | 24998.5 | 421.168 | 0 | 0 | 0 | 0 | 0 | 184.959 | 2.6034 | 0 | 737.073 | 0 | 508.964 | 1854.77 | 0 | 0 | 0 | 55.9715 | 0 | 0 | 0 | 0 | 0 | 0 | 0 | 0 | 55.9715 | 325.111 | 0 | 0 | 0 | 0 | 0 | 55.396 | 0 | 0 | 202.89 | 0 | 145.098 | 728.495 | 0 | 0 | 0 | 950.96 | 0 | 0 | 0 | 0 | 0 | 0 | 0 | 0 | 950.96 | 3968.5 | - | 0 | 0 | 0 | 0 | 0 | 0 | 0 | 0 | 0 | 0 | 0 | 0 | 0 | 0 | 0 | 0
10/29/20 @ 21:16 | MBT-CZ15-v15-PkgAC240to760-Base | MBT | CZ15 | v15 | PkgAC2SpP-240to760 | Base | 24998.5 | 529.22 | 0 | 0 | 0 | 0 | 0 | 183.586 | 2.5513 | 0 | 737.073 | 0 | 499.688 | 1952.12 | 0 | 0 | 0 | 48.7801 | 0 | 0 | 0 | 0 | 0 | 0 | 0 | 0 | 48.7801 | 572.542 | 0 | 0 | 0 | 0 | 0 | 79.9985 | 0 | 0 | 202.89 | 0 | 142.4 | 997.831 | 0 | 0 | 0 | 858.423 | 0 | 0 | 0 | 0 | 0 | 0 | 0 | 0 | 858.423 | 4129.49 | - | 0 | 0 | 0 | 0 | 0 | 0 | 0 | 0 | 0 | 0 | 0 | 0 | 0 | 0 | 0 | 0
10/29/20 @ 21:16 | MBT-CZ15-v15-PkgAC240to760-Meas | MBT | CZ15 | v15 | PkgAC2SpP-240to760 | Meas | 24998.5 | 409.415 | 0 | 0 | 0 | 0 | 0 | 180.647 | 2.5513 | 0 | 737.073 | 0 | 499.688 | 1829.38 | 0 | 0 | 0 | 48.7936 | 0 | 0 | 0 | 0 | 0 | 0 | 0 | 0 | 48.7936 | 318.479 | 0 | 0 | 0 | 0 | 0 | 54.2015 | 0 | 0 | 202.89 | 0 | 142.4 | 717.971 | 0 | 0 | 0 | 858.425 | 0 | 0 | 0 | 0 | 0 | 0 | 0 | 0 | 858.425 | 3902.65 | - | 0 | 0 | 0 | 0 | 0 | 0 | 0 | 0 | 0 | 0 | 0 | 0 | 0 | 0 | 0 | 0
10/29/20 @ 21:23 | MLI-CZ12-v03-PkgAC240to760-Base | MLI | CZ12 | v03 | PkgAC2SpP-240to760 | Base | 24998.5 | 97.4841 | 0 | 0 | 0 | 0 | 0 | 85.798 | 5.3372 | 0 | 280.501 | 0 | 308.077 | 777.197 | 0 | 0 | 0 | 922.944 | 0 | 0 | 0 | 0 | 0 | 0 | 0 | 0 | 922.944 | 218.31 | 0 | 0 | 0 | 0 | 0 | 35.5546 | 0 | 0 | 80.8759 | 0 | 81.2702 | 416.011 | 0 | 0 | 0 | 1977.3 | 0 | 0 | 0 | 0 | 0 | 0 | 0 | 0 | 1977.3 | 2003.46 | - | 0 | 0 | 0 | 0 | 0 | 0 | 0 | 0 | 0 | 0 | 0 | 0 | 0 | 0 | 0 | 0
10/29/20 @ 21:23 | MLI-CZ12-v03-PkgAC240to760-Meas | MLI | CZ12 | v03 | PkgAC2SpP-240to760 | Meas | 24998.5 | 81.8451 | 0 | 0 | 0 | 0 | 0 | 85.3114 | 5.3372 | 0 | 280.501 | 0 | 308.077 | 761.071 | 0 | 0 | 0 | 923.013 | 0 | 0 | 0 | 0 | 0 | 0 | 0 | 0 | 923.013 | 151.418 | 0 | 0 | 0 | 0 | 0 | 30.3356 | 0 | 0 | 80.8759 | 0 | 81.2702 | 343.9 | 0 | 0 | 0 | 1977.3 | 0 | 0 | 0 | 0 | 0 | 0 | 0 | 0 | 1977.3 | 1946.11 | - | 0 | 0 | 0 | 0 | 0 | 0 | 0 | 0 | 0 | 0 | 0 | 0 | 0 | 0 | 0 | 0
10/29/20 @ 21:24 | MLI-CZ12-v07-PkgAC240to760-Base | MLI | CZ12 | v07 | PkgAC2SpP-240to760 | Base | 24998.5 | 95.7837 | 0 | 0 | 0 | 0 | 0 | 84.0578 | 5.2274 | 0 | 280.501 | 0 | 308.077 | 773.647 | 0 | 0 | 0 | 873.013 | 0 | 0 | 0 | 0 | 0 | 0 | 0 | 0 | 873.013 | 213.108 | 0 | 0 | 0 | 0 | 0 | 34.6583 | 0 | 0 | 80.8759 | 0 | 81.2702 | 409.912 | 0 | 0 | 0 | 1929.59 | 0 | 0 | 0 | 0 | 0 | 0 | 0 | 0 | 1929.59 | 1959.11 | - | 0 | 0 | 0 | 0 | 0 | 0 | 0 | 0 | 0 | 0 | 0 | 0 | 0 | 0 | 0 | 0
10/29/20 @ 21:24 | MLI-CZ12-v07-PkgAC240to760-Meas | MLI | CZ12 | v07 | PkgAC2SpP-240to760 | Meas | 24998.5 | 80.4717 | 0 | 0 | 0 | 0 | 0 | 83.5842 | 5.2274 | 0 | 280.501 | 0 | 308.077 | 757.861 | 0 | 0 | 0 | 873.094 | 0 | 0 | 0 | 0 | 0 | 0 | 0 | 0 | 873.094 | 148.07 | 0 | 0 | 0 | 0 | 0 | 29.624 | 0 | 0 | 80.8759 | 0 | 81.2702 | 339.84 | 0 | 0 | 0 | 1929.59 | 0 | 0 | 0 | 0 | 0 | 0 | 0 | 0 | 1929.59 | 1901.78 | - | 0 | 0 | 0 | 0 | 0 | 0 | 0 | 0 | 0 | 0 | 0 | 0 | 0 | 0 | 0 | 0
10/29/20 @ 21:24 | MLI-CZ12-v11-PkgAC240to760-Base | MLI | CZ12 | v11 | PkgAC2SpP-240to760 | Base | 24998.5 | 91.3721 | 0 | 0 | 0 | 0 | 0 | 79.3488 | 4.9294 | 0 | 280.501 | 0 | 308.077 | 764.227 | 0 | 0 | 0 | 717.327 | 0 | 0 | 0 | 0 | 0 | 0 | 0 | 0 | 717.327 | 200.927 | 0 | 0 | 0 | 0 | 0 | 32.7077 | 0 | 0 | 80.8759 | 0 | 81.2702 | 395.781 | 0 | 0 | 0 | 1812.2 | 0 | 0 | 0 | 0 | 0 | 0 | 0 | 0 | 1812.2 | 1859.34 | - | 0 | 0 | 0 | 0 | 0 | 0 | 0 | 0 | 0 | 0 | 0 | 0 | 0 | 0 | 0 | 0
10/29/20 @ 21:25 | MLI-CZ12-v11-PkgAC240to760-Meas | MLI | CZ12 | v11 | PkgAC2SpP-240to760 | Meas | 24998.5 | 76.9565 | 0 | 0 | 0 | 0 | 0 | 78.9091 | 4.9294 | 0 | 280.501 | 0 | 308.077 | 749.372 | 0 | 0 | 0 | 717.387 | 0 | 0 | 0 | 0 | 0 | 0 | 0 | 0 | 717.387 | 140.052 | 0 | 0 | 0 | 0 | 0 | 28.1357 | 0 | 0 | 80.8759 | 0 | 81.2702 | 330.333 | 0 | 0 | 0 | 1812.2 | 0 | 0 | 0 | 0 | 0 | 0 | 0 | 0 | 1812.2 | 1804.27 | - | 0 | 0 | 0 | 0 | 0 | 0 | 0 | 0 | 0 | 0 | 0 | 0 | 0 | 0 | 0 | 0
10/29/20 @ 21:25 | MLI-CZ12-v15-PkgAC240to760-Base | MLI | CZ12 | v15 | PkgAC2SpP-240to760 | Base | 24998.5 | 89.8102 | 0 | 0 | 0 | 0 | 0 | 78.5447 | 4.8863 | 0 | 280.501 | 0 | 304.555 | 758.297 | 0 | 0 | 0 | 714.247 | 0 | 0 | 0 | 0 | 0 | 0 | 0 | 0 | 714.247 | 199.219 | 0 | 0 | 0 | 0 | 0 | 32.4526 | 0 | 0 | 80.8759 | 0 | 79.9658 | 392.513 | 0 | 0 | 0 | 1790 | 0 | 0 | 0 | 0 | 0 | 0 | 0 | 0 | 1790 | 1844.01 | - | 0 | 0 | 0 | 0 | 0 | 0 | 0 | 0 | 0 | 0 | 0 | 0 | 0 | 0 | 0 | 0
10/29/20 @ 21:26 | MLI-CZ12-v15-PkgAC240to760-Meas | MLI | CZ12 | v15 | PkgAC2SpP-240to760 | Meas | 24998.5 | 75.6343 | 0 | 0 | 0 | 0 | 0 | 78.116 | 4.8863 | 0 | 280.501 | 0 | 304.555 | 743.692 | 0 | 0 | 0 | 714.307 | 0 | 0 | 0 | 0 | 0 | 0 | 0 | 0 | 714.307 | 138.929 | 0 | 0 | 0 | 0 | 0 | 27.9183 | 0 | 0 | 80.8759 | 0 | 79.9658 | 327.689 | 0 | 0 | 0 | 1790 | 0 | 0 | 0 | 0 | 0 | 0 | 0 | 0 | 1790 | 1789.56 | - | 0 | 0 | 0 | 0 | 0 | 0 | 0 | 0 | 0 | 0 | 0 | 0 | 0 | 0 | 0 | 0
10/29/20 @ 21:26 | MLI-CZ13-v03-PkgAC240to760-Base | MLI | CZ13 | v03 | PkgAC2SpP-240to760 | Base | 24998.5 | 161.134 | 0 | 0 | 0 | 0 | 0 | 98.1772 | 5.625 | 0 | 280.501 | 0 | 308.077 | 853.514 | 0 | 0 | 0 | 808.846 | 0 | 0 | 0 | 0 | 0 | 0 | 0 | 0 | 808.846 | 269.681 | 0 | 0 | 0 | 0 | 0 | 43.6821 | 0 | 0 | 80.8759 | 0 | 73.582 | 467.821 | 0 | 0 | 0 | 2054.77 | 0 | 0 | 0 | 0 | 0 | 0 | 0 | 0 | 2054.77 | 2378.45 | - | 0 | 0 | 0 | 0 | 0 | 0 | 0 | 0 | 0 | 0 | 0 | 0 | 0 | 0 | 0 | 0
10/29/20 @ 21:27 | MLI-CZ13-v03-PkgAC240to760-Meas | MLI | CZ13 | v03 | PkgAC2SpP-240to760 | Meas | 24998.5 | 129.479 | 0 | 0 | 0 | 0 | 0 | 97.1594 | 5.625 | 0 | 280.501 | 0 | 308.077 | 820.841 | 0 | 0 | 0 | 808.876 | 0 | 0 | 0 | 0 | 0 | 0 | 0 | 0 | 808.876 | 183.39 | 0 | 0 | 0 | 0 | 0 | 36.4767 | 0 | 0 | 80.8759 | 0 | 81.2702 | 382.013 | 0 | 0 | 0 | 2054.77 | 0 | 0 | 0 | 0 | 0 | 0 | 0 | 0 | 2054.77 | 2310.48 | - | 0 | 0 | 0 | 0 | 0 | 0 | 0 | 0 | 0 | 0 | 0 | 0 | 0 | 0 | 0 | 0
10/29/20 @ 21:27 | MLI-CZ13-v07-PkgAC240to760-Base | MLI | CZ13 | v07 | PkgAC2SpP-240to760 | Base | 24998.5 | 157.867 | 0 | 0 | 0 | 0 | 0 | 96.1795 | 5.509 | 0 | 280.501 | 0 | 308.077 | 848.134 | 0 | 0 | 0 | 762.956 | 0 | 0 | 0 | 0 | 0 | 0 | 0 | 0 | 762.956 | 263.069 | 0 | 0 | 0 | 0 | 0 | 42.5628 | 0 | 0 | 80.8759 | 0 | 73.582 | 460.089 | 0 | 0 | 0 | 2004.28 | 0 | 0 | 0 | 0 | 0 | 0 | 0 | 0 | 2004.28 | 2320.17 | - | 0 | 0 | 0 | 0 | 0 | 0 | 0 | 0 | 0 | 0 | 0 | 0 | 0 | 0 | 0 | 0
10/29/20 @ 21:27 | MLI-CZ13-v07-PkgAC240to760-Meas | MLI | CZ13 | v07 | PkgAC2SpP-240to760 | Meas | 24998.5 | 127.021 | 0 | 0 | 0 | 0 | 0 | 95.1985 | 5.509 | 0 | 280.501 | 0 | 308.077 | 816.306 | 0 | 0 | 0 | 762.995 | 0 | 0 | 0 | 0 | 0 | 0 | 0 | 0 | 762.995 | 178.797 | 0 | 0 | 0 | 0 | 0 | 35.4227 | 0 | 0 | 80.8759 | 0 | 81.2702 | 376.366 | 0 | 0 | 0 | 2004.28 | 0 | 0 | 0 | 0 | 0 | 0 | 0 | 0 | 2004.28 | 2253.61 | - | 0 | 0 | 0 | 0 | 0 | 0 | 0 | 0 | 0 | 0 | 0 | 0 | 0 | 0 | 0 | 0
10/29/20 @ 21:28 | MLI-CZ13-v11-PkgAC240to760-Base | MLI | CZ13 | v11 | PkgAC2SpP-240to760 | Base | 24998.5 | 144.065 | 0 | 0 | 0 | 0 | 0 | 87.3076 | 5.0045 | 0 | 280.501 | 0 | 308.077 | 824.954 | 0 | 0 | 0 | 532.505 | 0 | 0 | 0 | 0 | 0 | 0 | 0 | 0 | 532.505 | 239.69 | 0 | 0 | 0 | 0 | 0 | 38.8406 | 0 | 0 | 80.8759 | 0 | 73.582 | 432.988 | 0 | 0 | 0 | 1795.32 | 0 | 0 | 0 | 0 | 0 | 0 | 0 | 0 | 1795.32 | 2121.11 | - | 0 | 0 | 0 | 0 | 0 | 0 | 0 | 0 | 0 | 0 | 0 | 0 | 0 | 0 | 0 | 0
10/29/20 @ 21:28 | MLI-CZ13-v11-PkgAC240to760-Meas | MLI | CZ13 | v11 | PkgAC2SpP-240to760 | Meas | 24998.5 | 116.354 | 0 | 0 | 0 | 0 | 0 | 86.4497 | 5.0045 | 0 | 280.501 | 0 | 308.077 | 796.385 | 0 | 0 | 0 | 532.533 | 0 | 0 | 0 | 0 | 0 | 0 | 0 | 0 | 532.533 | 162.434 | 0 | 0 | 0 | 0 | 0 | 32.3067 | 0 | 0 | 80.8759 | 0 | 81.2702 | 356.887 | 0 | 0 | 0 | 1795.32 | 0 | 0 | 0 | 0 | 0 | 0 | 0 | 0 | 1795.32 | 2056.49 | - | 0 | 0 | 0 | 0 | 0 | 0 | 0 | 0 | 0 | 0 | 0 | 0 | 0 | 0 | 0 | 0
10/29/20 @ 21:29 | MLI-CZ13-v15-PkgAC240to760-Base | MLI | CZ13 | v15 | PkgAC2SpP-240to760 | Base | 24998.5 | 142.018 | 0 | 0 | 0 | 0 | 0 | 86.4175 | 4.9601 | 0 | 280.501 | 0 | 304.555 | 818.451 | 0 | 0 | 0 | 527.118 | 0 | 0 | 0 | 0 | 0 | 0 | 0 | 0 | 527.118 | 237.865 | 0 | 0 | 0 | 0 | 0 | 38.5629 | 0 | 0 | 80.8759 | 0 | 72.3401 | 429.644 | 0 | 0 | 0 | 1763.44 | 0 | 0 | 0 | 0 | 0 | 0 | 0 | 0 | 1763.44 | 2105.78 | - | 0 | 0 | 0 | 0 | 0 | 0 | 0 | 0 | 0 | 0 | 0 | 0 | 0 | 0 | 0 | 0
10/29/20 @ 21:29 | MLI-CZ13-v15-PkgAC240to760-Meas | MLI | CZ13 | v15 | PkgAC2SpP-240to760 | Meas | 24998.5 | 114.641 | 0 | 0 | 0 | 0 | 0 | 85.5738 | 4.9601 | 0 | 280.501 | 0 | 304.555 | 790.231 | 0 | 0 | 0 | 527.138 | 0 | 0 | 0 | 0 | 0 | 0 | 0 | 0 | 527.138 | 161.102 | 0 | 0 | 0 | 0 | 0 | 32.0935 | 0 | 0 | 80.8759 | 0 | 79.9658 | 354.037 | 0 | 0 | 0 | 1763.43 | 0 | 0 | 0 | 0 | 0 | 0 | 0 | 0 | 1763.43 | 2041.37 | - | 0 | 0 | 0 | 0 | 0 | 0 | 0 | 0 | 0 | 0 | 0 | 0 | 0 | 0 | 0 | 0
10/29/20 @ 21:33 | MLI-CZ15-v03-PkgAC240to760-Base | MLI | CZ15 | v03 | PkgAC2SpP-240to760 | Base | 24998.5 | 323.608 | 0 | 0 | 0 | 0 | 0 | 122.573 | 1.777 | 0 | 280.501 | 0 | 308.077 | 1036.54 | 0 | 0 | 0 | 175.757 | 0 | 0 | 0 | 0 | 0 | 0 | 0 | 0 | 175.757 | 386.852 | 0 | 0 | 0 | 0 | 0 | 55.1026 | 0 | 0 | 80.8759 | 0 | 81.2702 | 604.101 | 0 | 0 | 0 | 1546.18 | 0 | 0 | 0 | 0 | 0 | 0 | 0 | 0 | 1546.18 | 2748.01 | - | 0 | 0 | 0 | 0 | 0 | 0 | 0 | 0 | 0 | 0 | 0 | 0 | 0 | 0 | 0 | 0
10/29/20 @ 21:33 | MLI-CZ15-v03-PkgAC240to760-Meas | MLI | CZ15 | v03 | PkgAC2SpP-240to760 | Meas | 24998.5 | 245.28 | 0 | 0 | 0 | 0 | 0 | 120.706 | 1.777 | 0 | 280.501 | 0 | 308.077 | 956.341 | 0 | 0 | 0 | 175.777 | 0 | 0 | 0 | 0 | 0 | 0 | 0 | 0 | 175.777 | 222.49 | 0 | 0 | 0 | 0 | 0 | 38.8459 | 0 | 0 | 80.8759 | 0 | 81.2702 | 423.482 | 0 | 0 | 0 | 1546.18 | 0 | 0 | 0 | 0 | 0 | 0 | 0 | 0 | 1546.18 | 2623 | - | 0 | 0 | 0 | 0 | 0 | 0 | 0 | 0 | 0 | 0 | 0 | 0 | 0 | 0 | 0 | 0
10/29/20 @ 21:33 | MLI-CZ15-v07-PkgAC240to760-Base | MLI | CZ15 | v07 | PkgAC2SpP-240to760 | Base | 24998.5 | 317.672 | 0 | 0 | 0 | 0 | 0 | 120.591 | 1.7487 | 0 | 280.501 | 0 | 308.077 | 1028.59 | 0 | 0 | 0 | 161.773 | 0 | 0 | 0 | 0 | 0 | 0 | 0 | 0 | 161.773 | 378.646 | 0 | 0 | 0 | 0 | 0 | 53.8152 | 0 | 0 | 80.8759 | 0 | 81.2702 | 594.607 | 0 | 0 | 0 | 1489.45 | 0 | 0 | 0 | 0 | 0 | 0 | 0 | 0 | 1489.45 | 2687.01 | - | 0 | 0 | 0 | 0 | 0 | 0 | 0 | 0 | 0 | 0 | 0 | 0 | 0 | 0 | 0 | 0
10/29/20 @ 21:34 | MLI-CZ15-v07-PkgAC240to760-Meas | MLI | CZ15 | v07 | PkgAC2SpP-240to760 | Meas | 24998.5 | 241.157 | 0 | 0 | 0 | 0 | 0 | 118.811 | 1.7487 | 0 | 280.501 | 0 | 308.077 | 950.294 | 0 | 0 | 0 | 161.792 | 0 | 0 | 0 | 0 | 0 | 0 | 0 | 0 | 161.792 | 218.392 | 0 | 0 | 0 | 0 | 0 | 37.9347 | 0 | 0 | 80.8759 | 0 | 81.2702 | 418.472 | 0 | 0 | 0 | 1489.45 | 0 | 0 | 0 | 0 | 0 | 0 | 0 | 0 | 1489.45 | 2565.8 | - | 0 | 0 | 0 | 0 | 0 | 0 | 0 | 0 | 0 | 0 | 0 | 0 | 0 | 0 | 0 | 0
10/29/20 @ 21:34 | MLI-CZ15-v11-PkgAC240to760-Base | MLI | CZ15 | v11 | PkgAC2SpP-240to760 | Base | 24998.5 | 279.669 | 0 | 0 | 0 | 0 | 0 | 106.786 | 1.5547 | 0 | 280.501 | 0 | 308.077 | 976.587 | 0 | 0 | 0 | 77.5699 | 0 | 0 | 0 | 0 | 0 | 0 | 0 | 0 | 77.5699 | 334.789 | 0 | 0 | 0 | 0 | 0 | 47.2551 | 0 | 0 | 80.8759 | 0 | 81.2702 | 544.191 | 0 | 0 | 0 | 1174.68 | 0 | 0 | 0 | 0 | 0 | 0 | 0 | 0 | 1174.68 | 2370.81 | - | 0 | 0 | 0 | 0 | 0 | 0 | 0 | 0 | 0 | 0 | 0 | 0 | 0 | 0 | 0 | 0
10/29/20 @ 21:35 | MLI-CZ15-v11-PkgAC240to760-Meas | MLI | CZ15 | v11 | PkgAC2SpP-240to760 | Meas | 24998.5 | 213.433 | 0 | 0 | 0 | 0 | 0 | 105.418 | 1.5547 | 0 | 280.501 | 0 | 308.077 | 908.985 | 0 | 0 | 0 | 77.5816 | 0 | 0 | 0 | 0 | 0 | 0 | 0 | 0 | 77.5816 | 192.53 | 0 | 0 | 0 | 0 | 0 | 33.1415 | 0 | 0 | 80.8759 | 0 | 81.2702 | 387.818 | 0 | 0 | 0 | 1174.68 | 0 | 0 | 0 | 0 | 0 | 0 | 0 | 0 | 1174.68 | 2256.17 | - | 0 | 0 | 0 | 0 | 0 | 0 | 0 | 0 | 0 | 0 | 0 | 0 | 0 | 0 | 0 | 0
10/29/20 @ 21:35 | MLI-CZ15-v15-PkgAC240to760-Base | MLI | CZ15 | v15 | PkgAC2SpP-240to760 | Base | 24998.5 | 276.292 | 0 | 0 | 0 | 0 | 0 | 105.681 | 1.5409 | 0 | 280.501 | 0 | 304.555 | 968.57 | 0 | 0 | 0 | 75.4818 | 0 | 0 | 0 | 0 | 0 | 0 | 0 | 0 | 75.4818 | 332.646 | 0 | 0 | 0 | 0 | 0 | 46.973 | 0 | 0 | 80.8759 | 0 | 79.9658 | 540.461 | 0 | 0 | 0 | 1133.19 | 0 | 0 | 0 | 0 | 0 | 0 | 0 | 0 | 1133.19 | 2356.04 | - | 0 | 0 | 0 | 0 | 0 | 0 | 0 | 0 | 0 | 0 | 0 | 0 | 0 | 0 | 0 | 0
10/29/20 @ 21:35 | MLI-CZ15-v15-PkgAC240to760-Meas | MLI | CZ15 | v15 | PkgAC2SpP-240to760 | Meas | 24998.5 | 210.82 | 0 | 0 | 0 | 0 | 0 | 104.339 | 1.5409 | 0 | 280.501 | 0 | 304.555 | 901.755 | 0 | 0 | 0 | 75.4914 | 0 | 0 | 0 | 0 | 0 | 0 | 0 | 0 | 75.4914 | 190.152 | 0 | 0 | 0 | 0 | 0 | 32.5581 | 0 | 0 | 79.3759 | 0 | 82.9027 | 384.988 | 0 | 0 | 0 | 1133.19 | 0 | 0 | 0 | 0 | 0 | 0 | 0 | 0 | 1133.19 | 2241.22 | - | 0 | 0 | 0 | 0 | 0 | 0 | 0 | 0 | 0 | 0 | 0 | 0 | 0 | 0 | 0 | 0
10/29/20 @ 21:43 | Mtl-CZ12-v03-PkgAC240to760-Base | Mtl | CZ12 | v03 | PkgAC2SpP-240to760 | Base | 24998.5 | 54.7346 | 0 | 0 | 21.4152 | 2.7756 | 0 | 9.9994 | 0.16606 | 0 | 54.5732 | 0 | 27.6534 | 171.318 | 0 | 0 | 0 | 28.769 | 0 | 0 | 0 | 0 | 0 | 0 | 0 | 0 | 28.769 | 0 | 0 | 0 | 30.9944 | 18.3469 | 0 | 2.6002 | 0.081294 | 0 | 7.6231 | 0 | 2.8127 | 62.4586 | 0 | 0 | 0 | 43.4468 | 0 | 0 | 0 | 0 | 0 | 0 | 0 | 0 | 43.4468 | 375.108 | - | 0 | 0 | 0 | 0 | 0 | 0 | 0 | 0 | 0 | 0 | 0 | 0 | 0 | 0 | 0 | 0
10/29/20 @ 21:44 | Mtl-CZ12-v03-PkgAC240to760-Meas | Mtl | CZ12 | v03 | PkgAC2SpP-240to760 | Meas | 24998.5 | 49.9583 | 0 | 0 | 21.4182 | 2.7756 | 0 | 9.86 | 0.16606 | 0 | 54.5732 | 0 | 27.6534 | 166.405 | 0 | 0 | 0 | 28.771 | 0 | 0 | 0 | 0 | 0 | 0 | 0 | 0 | 28.771 | 0 | 0 | 0 | 30.9944 | 18.3469 | 0 | 2.6002 | 0.081294 | 0 | 7.6231 | 0 | 2.8127 | 62.4586 | 0 | 0 | 0 | 43.4468 | 0 | 0 | 0 | 0 | 0 | 0 | 0 | 0 | 43.4468 | 377.508 | - | 0 | 0 | 0 | 0 | 0 | 0 | 0 | 0 | 0 | 0 | 0 | 0 | 0 | 0 | 0 | 0
10/29/20 @ 21:44 | Mtl-CZ12-v07-PkgAC240to760-Base | Mtl | CZ12 | v07 | PkgAC2SpP-240to760 | Base | 24998.5 | 49.2247 | 0 | 0 | 19.8569 | 2.7885 | 0 | 9.9994 | 0.16606 | 0 | 54.5732 | 0 | 27.6534 | 164.262 | 0 | 0 | 0 | 28.769 | 0 | 0 | 0 | 0 | 0 | 0 | 0 | 0 | 28.769 | 0 | 0 | 0 | 28.7297 | 18.418 | 0 | 2.6002 | 0.081294 | 0 | 7.6231 | 0 | 2.8127 | 60.265 | 0 | 0 | 0 | 43.4468 | 0 | 0 | 0 | 0 | 0 | 0 | 0 | 0 | 43.4468 | 375.108 | - | 0 | 0 | 0 | 0 | 0 | 0 | 0 | 0 | 0 | 0 | 0 | 0 | 0 | 0 | 0 | 0
10/29/20 @ 21:44 | Mtl-CZ12-v07-PkgAC240to760-Meas | Mtl | CZ12 | v07 | PkgAC2SpP-240to760 | Meas | 24998.5 | 44.889 | 0 | 0 | 19.8597 | 2.7885 | 0 | 9.86 | 0.16606 | 0 | 54.5732 | 0 | 27.6534 | 159.79 | 0 | 0 | 0 | 28.771 | 0 | 0 | 0 | 0 | 0 | 0 | 0 | 0 | 28.771 | 0 | 0 | 0 | 28.7297 | 18.418 | 0 | 2.6002 | 0.081294 | 0 | 7.6231 | 0 | 2.8127 | 60.265 | 0 | 0 | 0 | 43.4468 | 0 | 0 | 0 | 0 | 0 | 0 | 0 | 0 | 43.4468 | 377.508 | - | 0 | 0 | 0 | 0 | 0 | 0 | 0 | 0 | 0 | 0 | 0 | 0 | 0 | 0 | 0 | 0
10/29/20 @ 21:45 | Mtl-CZ12-v11-PkgAC240to760-Base | Mtl | CZ12 | v11 | PkgAC2SpP-240to760 | Base | 24998.5 | 48.6678 | 0 | 0 | 17.7065 | 2.5898 | 0 | 9.7211 | 0.16183 | 0 | 54.5732 | 0 | 27.6534 | 161.074 | 0 | 0 | 0 | 26.1868 | 0 | 0 | 0 | 0 | 0 | 0 | 0 | 0 | 26.1868 | 0 | 0 | 0 | 27.4412 | 17.8678 | 0 | 2.491 | 0.079223 | 0 | 7.6231 | 0 | 2.8127 | 58.315 | 0 | 0 | 0 | 41.2532 | 0 | 0 | 0 | 0 | 0 | 0 | 0 | 0 | 41.2532 | 362.797 | - | 0 | 0 | 0 | 0 | 0 | 0 | 0 | 0 | 0 | 0 | 0 | 0 | 0 | 0 | 0 | 0
10/29/20 @ 21:45 | Mtl-CZ12-v11-PkgAC240to760-Meas | Mtl | CZ12 | v11 | PkgAC2SpP-240to760 | Meas | 24998.5 | 44.4622 | 0 | 0 | 17.7088 | 2.5898 | 0 | 9.5857 | 0.16183 | 0 | 54.5732 | 0 | 27.6534 | 156.735 | 0 | 0 | 0 | 26.188 | 0 | 0 | 0 | 0 | 0 | 0 | 0 | 0 | 26.188 | 0 | 0 | 0 | 27.4412 | 17.8678 | 0 | 2.491 | 0.079223 | 0 | 7.6231 | 0 | 2.8127 | 58.315 | 0 | 0 | 0 | 41.2532 | 0 | 0 | 0 | 0 | 0 | 0 | 0 | 0 | 41.2532 | 365.397 | - | 0 | 0 | 0 | 0 | 0 | 0 | 0 | 0 | 0 | 0 | 0 | 0 | 0 | 0 | 0 | 0
10/29/20 @ 21:46 | Mtl-CZ12-v15-PkgAC240to760-Base | Mtl | CZ12 | v15 | PkgAC2SpP-240to760 | Base | 24998.5 | 41.9201 | 0 | 0 | 10.1815 | 1.9063 | 0 | 8.6584 | 0.14749 | 0 | 54.5732 | 0 | 27.6534 | 145.041 | 0 | 0 | 0 | 18.6056 | 0 | 0 | 0 | 0 | 0 | 0 | 0 | 0 | 18.6056 | 0 | 0 | 0 | 21.4105 | 16.7216 | 0 | 2.1482 | 0.072206 | 0 | 7.6231 | 0 | 2.8127 | 50.7882 | 0 | 0 | 0 | 36.1719 | 0 | 0 | 0 | 0 | 0 | 0 | 0 | 0 | 36.1719 | 308.905 | - | 0 | 0 | 0 | 0 | 0 | 0 | 0 | 0 | 0 | 0 | 0 | 0 | 0 | 0 | 0 | 0
10/29/20 @ 21:46 | Mtl-CZ12-v15-PkgAC240to760-Meas | Mtl | CZ12 | v15 | PkgAC2SpP-240to760 | Meas | 24998.5 | 38.4971 | 0 | 0 | 10.1826 | 1.9063 | 0 | 8.5408 | 0.14749 | 0 | 54.5732 | 0 | 27.6534 | 141.501 | 0 | 0 | 0 | 18.6063 | 0 | 0 | 0 | 0 | 0 | 0 | 0 | 0 | 18.6063 | 0 | 0 | 0 | 21.4105 | 16.7216 | 0 | 2.1482 | 0.072206 | 0 | 7.6231 | 0 | 2.8127 | 50.7882 | 0 | 0 | 0 | 36.1719 | 0 | 0 | 0 | 0 | 0 | 0 | 0 | 0 | 36.1719 | 311.738 | - | 0 | 0 | 0 | 0 | 0 | 0 | 0 | 0 | 0 | 0 | 0 | 0 | 0 | 0 | 0 | 0
10/29/20 @ 21:47 | Mtl-CZ13-v03-PkgAC240to760-Base | Mtl | CZ13 | v03 | PkgAC2SpP-240to760 | Base | 24998.5 | 78.4765 | 0 | 0 | 17.5517 | 1.9534 | 0 | 11.4096 | 0.17341 | 0 | 54.5732 | 0 | 27.6534 | 191.791 | 0 | 0 | 0 | 23.7629 | 0 | 0 | 0 | 0 | 0 | 0 | 0 | 0 | 23.7629 | 52.8304 | 0 | 0 | 0 | 0 | 0 | 3.2065 | 0 | 0 | 4.5158 | 0 | 2.7366 | 63.2893 | 0 | 0 | 0 | 40.6112 | 0 | 0 | 0 | 0 | 0 | 0 | 0 | 0 | 40.6112 | 394.431 | - | 0 | 0 | 0 | 0 | 0 | 0 | 0 | 0 | 0 | 0 | 0 | 0 | 0 | 0 | 0 | 0
10/29/20 @ 21:47 | Mtl-CZ13-v03-PkgAC240to760-Meas | Mtl | CZ13 | v03 | PkgAC2SpP-240to760 | Meas | 24998.5 | 69.1115 | 0 | 0 | 17.553 | 1.9534 | 0 | 11.156 | 0.17341 | 0 | 54.5732 | 0 | 27.6534 | 182.174 | 0 | 0 | 0 | 23.7638 | 0 | 0 | 0 | 0 | 0 | 0 | 0 | 0 | 23.7638 | 0 | 0 | 0 | 26.1728 | 13.7433 | 0 | 2.2578 | 0.090516 | 0 | 7.6231 | 0 | 2.8335 | 52.721 | 0 | 0 | 0 | 40.6112 | 0 | 0 | 0 | 0 | 0 | 0 | 0 | 0 | 40.6112 | 395.087 | - | 0 | 0 | 0 | 0 | 0 | 0 | 0 | 0 | 0 | 0 | 0 | 0 | 0 | 0 | 0 | 0
10/29/20 @ 21:48 | Mtl-CZ13-v07-PkgAC240to760-Base | Mtl | CZ13 | v07 | PkgAC2SpP-240to760 | Base | 24998.5 | 70.6777 | 0 | 0 | 16.2747 | 1.9626 | 0 | 11.4096 | 0.17341 | 0 | 54.5732 | 0 | 27.6534 | 182.725 | 0 | 0 | 0 | 23.7629 | 0 | 0 | 0 | 0 | 0 | 0 | 0 | 0 | 23.7629 | 46.586 | 0 | 0 | 0 | 0 | 0 | 3.1535 | 0 | 0 | 5.4743 | 0 | 2.9602 | 58.174 | 0 | 0 | 0 | 40.6112 | 0 | 0 | 0 | 0 | 0 | 0 | 0 | 0 | 40.6112 | 394.431 | - | 0 | 0 | 0 | 0 | 0 | 0 | 0 | 0 | 0 | 0 | 0 | 0 | 0 | 0 | 0 | 0
10/29/20 @ 21:48 | Mtl-CZ13-v07-PkgAC240to760-Meas | Mtl | CZ13 | v07 | PkgAC2SpP-240to760 | Meas | 24998.5 | 62.1778 | 0 | 0 | 16.276 | 1.9626 | 0 | 11.156 | 0.17341 | 0 | 54.5732 | 0 | 27.6534 | 173.972 | 0 | 0 | 0 | 23.7638 | 0 | 0 | 0 | 0 | 0 | 0 | 0 | 0 | 23.7638 | 0 | 0 | 0 | 24.2605 | 13.8026 | 0 | 2.2578 | 0.090516 | 0 | 7.6231 | 0 | 2.8335 | 50.868 | 0 | 0 | 0 | 40.6112 | 0 | 0 | 0 | 0 | 0 | 0 | 0 | 0 | 40.6112 | 395.087 | - | 0 | 0 | 0 | 0 | 0 | 0 | 0 | 0 | 0 | 0 | 0 | 0 | 0 | 0 | 0 | 0
10/29/20 @ 21:49 | Mtl-CZ13-v11-PkgAC240to760-Base | Mtl | CZ13 | v11 | PkgAC2SpP-240to760 | Base | 24998.5 | 69.4197 | 0 | 0 | 14.4372 | 1.8134 | 0 | 11.0758 | 0.16842 | 0 | 54.5732 | 0 | 27.6534 | 179.141 | 0 | 0 | 0 | 21.6303 | 0 | 0 | 0 | 0 | 0 | 0 | 0 | 0 | 21.6303 | 45.0048 | 0 | 0 | 0 | 0 | 0 | 3.048 | 0 | 0 | 5.4743 | 0 | 2.9602 | 56.4873 | 0 | 0 | 0 | 38.5228 | 0 | 0 | 0 | 0 | 0 | 0 | 0 | 0 | 38.5228 | 380.304 | - | 0 | 0 | 0 | 0 | 0 | 0 | 0 | 0 | 0 | 0 | 0 | 0 | 0 | 0 | 0 | 0
10/29/20 @ 21:49 | Mtl-CZ13-v11-PkgAC240to760-Meas | Mtl | CZ13 | v11 | PkgAC2SpP-240to760 | Meas | 24998.5 | 61.1754 | 0 | 0 | 14.4383 | 1.8134 | 0 | 10.8288 | 0.16842 | 0 | 54.5732 | 0 | 27.6534 | 170.651 | 0 | 0 | 0 | 21.6311 | 0 | 0 | 0 | 0 | 0 | 0 | 0 | 0 | 21.6311 | 0 | 0 | 0 | 22.9146 | 13.1601 | 0 | 2.1501 | 0.08791 | 0 | 7.6231 | 0 | 2.8335 | 48.7693 | 0 | 0 | 0 | 38.5228 | 0 | 0 | 0 | 0 | 0 | 0 | 0 | 0 | 38.5228 | 381.045 | - | 0 | 0 | 0 | 0 | 0 | 0 | 0 | 0 | 0 | 0 | 0 | 0 | 0 | 0 | 0 | 0
10/29/20 @ 21:50 | Mtl-CZ13-v15-PkgAC240to760-Base | Mtl | CZ13 | v15 | PkgAC2SpP-240to760 | Base | 24998.5 | 58.6267 | 0 | 0 | 8.1213 | 1.3093 | 0 | 9.8971 | 0.15463 | 0 | 54.5732 | 0 | 27.6534 | 160.336 | 0 | 0 | 0 | 15.2466 | 0 | 0 | 0 | 0 | 0 | 0 | 0 | 0 | 15.2466 | 36.1924 | 0 | 0 | 0 | 0 | 0 | 2.6462 | 0 | 0 | 5.4743 | 0 | 2.9602 | 47.2731 | 0 | 0 | 0 | 33.5768 | 0 | 0 | 0 | 0 | 0 | 0 | 0 | 0 | 33.5768 | 325.33 | - | 0 | 0 | 0 | 0 | 0 | 0 | 0 | 0 | 0 | 0 | 0 | 0 | 0 | 0 | 0 | 0
10/29/20 @ 21:50 | Mtl-CZ13-v15-PkgAC240to760-Meas | Mtl | CZ13 | v15 | PkgAC2SpP-240to760 | Meas | 24998.5 | 51.8794 | 0 | 0 | 8.1218 | 1.3093 | 0 | 9.6846 | 0.15463 | 0 | 54.5732 | 0 | 27.6534 | 153.376 | 0 | 0 | 0 | 15.247 | 0 | 0 | 0 | 0 | 0 | 0 | 0 | 0 | 15.247 | 0 | 0 | 0 | 15.9507 | 10.6866 | 0 | 1.7462 | 0.080716 | 0 | 7.6231 | 0 | 2.8335 | 38.9207 | 0 | 0 | 0 | 33.5768 | 0 | 0 | 0 | 0 | 0 | 0 | 0 | 0 | 33.5768 | 326.301 | - | 0 | 0 | 0 | 0 | 0 | 0 | 0 | 0 | 0 | 0 | 0 | 0 | 0 | 0 | 0 | 0
10/29/20 @ 21:54 | Mtl-CZ15-v03-PkgAC240to760-Base | Mtl | CZ15 | v03 | PkgAC2SpP-240to760 | Base | 24998.5 | 130.617 | 0 | 0 | 3.5149 | 0.014695 | 0 | 14.4798 | 0.056698 | 0 | 54.5732 | 0 | 27.6534 | 230.91 | 0 | 0 | 0 | 3.5114 | 0 | 0 | 0 | 0 | 0 | 0 | 0 | 0 | 3.5114 | 70.8519 | 0 | 0 | 0 | 0 | 0 | 3.8559 | 0 | 0 | 4.5158 | 0 | 2.7366 | 81.9602 | 0 | 0 | 0 | 26.2852 | 0 | 0 | 0 | 0 | 0 | 0 | 0 | 0 | 26.2852 | 443.655 | - | 0 | 0 | 0 | 0 | 0 | 0 | 0 | 0 | 0 | 0 | 0 | 0 | 0 | 0 | 0 | 0
10/29/20 @ 21:55 | Mtl-CZ15-v03-PkgAC240to760-Meas | Mtl | CZ15 | v03 | PkgAC2SpP-240to760 | Meas | 24998.5 | 108.472 | 0 | 0 | 3.516 | 0.014695 | 0 | 13.9683 | 0.056698 | 0 | 54.5732 | 0 | 27.6534 | 208.254 | 0 | 0 | 0 | 3.5117 | 0 | 0 | 0 | 0 | 0 | 0 | 0 | 0 | 3.5117 | 44.485 | 0 | 0 | 0 | 0 | 0 | 2.909 | 0 | 0 | 4.5158 | 0 | 2.7366 | 54.6463 | 0 | 0 | 0 | 26.2852 | 0 | 0 | 0 | 0 | 0 | 0 | 0 | 0 | 26.2852 | 417.986 | - | 0 | 0 | 0 | 0 | 0 | 0 | 0 | 0 | 0 | 0 | 0 | 0 | 0 | 0 | 0 | 0
10/29/20 @ 21:55 | Mtl-CZ15-v07-PkgAC240to760-Base | Mtl | CZ15 | v07 | PkgAC2SpP-240to760 | Base | 24998.5 | 117.82 | 0 | 0 | 3.2595 | 0.014805 | 0 | 14.4798 | 0.056698 | 0 | 54.5732 | 0 | 27.6534 | 217.857 | 0 | 0 | 0 | 3.5114 | 0 | 0 | 0 | 0 | 0 | 0 | 0 | 0 | 3.5114 | 63.9985 | 0 | 0 | 0 | 0 | 0 | 3.8559 | 0 | 0 | 4.5158 | 0 | 2.7366 | 75.1068 | 0 | 0 | 0 | 26.2852 | 0 | 0 | 0 | 0 | 0 | 0 | 0 | 0 | 26.2852 | 443.655 | - | 0 | 0 | 0 | 0 | 0 | 0 | 0 | 0 | 0 | 0 | 0 | 0 | 0 | 0 | 0 | 0
10/29/20 @ 21:56 | Mtl-CZ15-v07-PkgAC240to760-Meas | Mtl | CZ15 | v07 | PkgAC2SpP-240to760 | Meas | 24998.5 | 97.7474 | 0 | 0 | 3.2605 | 0.014806 | 0 | 13.9683 | 0.056698 | 0 | 54.5732 | 0 | 27.6534 | 197.274 | 0 | 0 | 0 | 3.5117 | 0 | 0 | 0 | 0 | 0 | 0 | 0 | 0 | 3.5117 | 40.0692 | 0 | 0 | 0 | 0 | 0 | 2.909 | 0 | 0 | 4.5158 | 0 | 2.7366 | 50.2306 | 0 | 0 | 0 | 26.2852 | 0 | 0 | 0 | 0 | 0 | 0 | 0 | 0 | 26.2852 | 417.986 | - | 0 | 0 | 0 | 0 | 0 | 0 | 0 | 0 | 0 | 0 | 0 | 0 | 0 | 0 | 0 | 0
10/29/20 @ 21:56 | Mtl-CZ15-v11-PkgAC240to760-Base | Mtl | CZ15 | v11 | PkgAC2SpP-240to760 | Base | 24998.5 | 114.043 | 0 | 0 | 2.3418 | 0.011854 | 0 | 13.9436 | 0.054493 | 0 | 54.5732 | 0 | 27.6534 | 212.622 | 0 | 0 | 0 | 2.5354 | 0 | 0 | 0 | 0 | 0 | 0 | 0 | 0 | 2.5354 | 60.8892 | 0 | 0 | 0 | 0 | 0 | 3.6662 | 0 | 0 | 4.5158 | 0 | 2.7366 | 71.8078 | 0 | 0 | 0 | 24.1139 | 0 | 0 | 0 | 0 | 0 | 0 | 0 | 0 | 24.1139 | 421.793 | - | 0 | 0 | 0 | 0 | 0 | 0 | 0 | 0 | 0 | 0 | 0 | 0 | 0 | 0 | 0 | 0
10/29/20 @ 21:56 | Mtl-CZ15-v11-PkgAC240to760-Meas | Mtl | CZ15 | v11 | PkgAC2SpP-240to760 | Meas | 24998.5 | 94.8456 | 0 | 0 | 2.3425 | 0.011854 | 0 | 13.4551 | 0.054493 | 0 | 54.5732 | 0 | 27.6534 | 192.936 | 0 | 0 | 0 | 2.5356 | 0 | 0 | 0 | 0 | 0 | 0 | 0 | 0 | 2.5356 | 38.0349 | 0 | 0 | 0 | 0 | 0 | 2.7579 | 0 | 0 | 4.5158 | 0 | 2.7366 | 48.0452 | 0 | 0 | 0 | 24.1139 | 0 | 0 | 0 | 0 | 0 | 0 | 0 | 0 | 24.1139 | 395.915 | - | 0 | 0 | 0 | 0 | 0 | 0 | 0 | 0 | 0 | 0 | 0 | 0 | 0 | 0 | 0 | 0
10/29/20 @ 21:57 | Mtl-CZ15-v15-PkgAC240to760-Base | Mtl | CZ15 | v15 | PkgAC2SpP-240to760 | Base | 24998.5 | 95.0342 | 0 | 0 | 0.9607 | 0.0061079 | 0 | 12.6352 | 0.050525 | 0 | 54.5732 | 0 | 27.6534 | 190.913 | 0 | 0 | 0 | 0.93796 | 0 | 0 | 0 | 0 | 0 | 0 | 0 | 0 | 0.93796 | 48.3069 | 0 | 0 | 0 | 0 | 0 | 3.1115 | 0 | 0 | 4.5158 | 0 | 2.7366 | 58.6708 | 0 | 0 | 0 | 17.3634 | 0 | 0 | 0 | 0 | 0 | 0 | 0 | 0 | 17.3634 | 353.702 | - | 0 | 0 | 0 | 0 | 0 | 0 | 0 | 0 | 0 | 0 | 0 | 0 | 0 | 0 | 0 | 0
10/29/20 @ 21:57 | Mtl-CZ15-v15-PkgAC240to760-Meas | Mtl | CZ15 | v15 | PkgAC2SpP-240to760 | Meas | 24998.5 | 79.3896 | 0 | 0 | 0.96101 | 0.0061079 | 0 | 12.2249 | 0.050525 | 0 | 54.5732 | 0 | 27.6534 | 174.859 | 0 | 0 | 0 | 0.93799 | 0 | 0 | 0 | 0 | 0 | 0 | 0 | 0 | 0.93799 | 28.9536 | 0 | 0 | 0 | 0 | 0 | 2.2446 | 0 | 0 | 5.4743 | 0 | 2.9602 | 39.6327 | 0 | 0 | 0 | 17.3634 | 0 | 0 | 0 | 0 | 0 | 0 | 0 | 0 | 17.3634 | 346.343 | - | 0 | 0 | 0 | 0 | 0 | 0 | 0 | 0 | 0 | 0 | 0 | 0 | 0 | 0 | 0 | 0
10/29/20 @ 22:08 | Nrs-CZ12-v03-PkgAC240to760-Base | Nrs | CZ12 | v03 | PkgAC2SpP-240to760 | Base | 24998.5 | 199.952 | 0 | 0 | 0.071989 | 0.029394 | 0 | 82.0815 | 1.9695 | 0 | 419.569 | 0 | 187.872 | 891.545 | 0 | 0 | 0 | 507.396 | 0 | 0 | 0 | 0 | 0 | 11.7225 | 0 | 0 | 519.118 | 149.313 | 0 | 0 | 0 | 0 | 0 | 14.5882 | 0 | 0 | 73.3466 | 0 | 30.5351 | 267.783 | 0 | 0 | 0 | 448.394 | 0 | 0 | 0 | 0 | 0 | 0.17598 | 0 | 0 | 448.57 | 1220.35 | - | 0 | 0 | 0 | 0 | 0 | 0 | 0 | 0 | 0 | 0 | 0 | 0 | 0 | 0 | 0 | 0
10/29/20 @ 22:09 | Nrs-CZ12-v03-PkgAC240to760-Meas | Nrs | CZ12 | v03 | PkgAC2SpP-240to760 | Meas | 24998.5 | 184.241 | 0 | 0 | 0.071989 | 0.029394 | 0 | 81.7096 | 1.9695 | 0 | 419.569 | 0 | 187.872 | 875.462 | 0 | 0 | 0 | 507.509 | 0 | 0 | 0 | 0 | 0 | 11.7225 | 0 | 0 | 519.232 | 109.558 | 0 | 0 | 0 | 0 | 0 | 13.1481 | 0 | 0 | 73.3466 | 0 | 30.5351 | 226.588 | 0 | 0 | 0 | 448.394 | 0 | 0 | 0 | 0 | 0 | 0.17598 | 0 | 0 | 448.57 | 1222.41 | - | 0 | 0 | 0 | 0 | 0 | 0 | 0 | 0 | 0 | 0 | 0 | 0 | 0 | 0 | 0 | 0
10/29/20 @ 22:10 | Nrs-CZ12-v07-PkgAC240to760-Base | Nrs | CZ12 | v07 | PkgAC2SpP-240to760 | Base | 24998.5 | 183.418 | 0 | 0 | 0.06569 | 0.029105 | 0 | 82.0831 | 1.9687 | 0 | 419.569 | 0 | 187.872 | 875.005 | 0 | 0 | 0 | 499.971 | 0 | 0 | 0 | 0 | 0 | 11.7225 | 0 | 0 | 511.693 | 139.547 | 0 | 0 | 0 | 0 | 0 | 14.5412 | 0 | 0 | 73.3466 | 0 | 30.5351 | 257.97 | 0 | 0 | 0 | 441.999 | 0 | 0 | 0 | 0 | 0 | 0.17598 | 0 | 0 | 442.175 | 1213.66 | - | 0 | 0 | 0 | 0 | 0 | 0 | 0 | 0 | 0 | 0 | 0 | 0 | 0 | 0 | 0 | 0
10/29/20 @ 22:10 | Nrs-CZ12-v07-PkgAC240to760-Meas | Nrs | CZ12 | v07 | PkgAC2SpP-240to760 | Meas | 24998.5 | 168.641 | 0 | 0 | 0.06569 | 0.029105 | 0 | 81.713 | 1.9687 | 0 | 419.569 | 0 | 187.872 | 859.857 | 0 | 0 | 0 | 500.082 | 0 | 0 | 0 | 0 | 0 | 11.7225 | 0 | 0 | 511.804 | 101.885 | 0 | 0 | 0 | 0 | 0 | 13.1193 | 0 | 0 | 73.3466 | 0 | 30.5351 | 218.886 | 0 | 0 | 0 | 441.999 | 0 | 0 | 0 | 0 | 0 | 0.17598 | 0 | 0 | 442.175 | 1215.77 | - | 0 | 0 | 0 | 0 | 0 | 0 | 0 | 0 | 0 | 0 | 0 | 0 | 0 | 0 | 0 | 0
10/29/20 @ 22:11 | Nrs-CZ12-v11-PkgAC240to760-Base | Nrs | CZ12 | v11 | PkgAC2SpP-240to760 | Base | 24998.5 | 185.49 | 0 | 0 | 0.0082063 | 0.0035939 | 0 | 82.0502 | 1.9603 | 0 | 419.569 | 0 | 187.872 | 876.953 | 0 | 0 | 0 | 471.712 | 0 | 0 | 0 | 0 | 0 | 11.7225 | 0 | 0 | 483.434 | 136.752 | 0 | 0 | 0 | 0 | 0 | 14.3182 | 0 | 0 | 73.3466 | 0 | 30.5351 | 254.952 | 0 | 0 | 0 | 413.974 | 0 | 0 | 0 | 0 | 0 | 0.17598 | 0 | 0 | 414.15 | 1182.58 | - | 0 | 0 | 0 | 0 | 0 | 0 | 0 | 0 | 0 | 0 | 0 | 0 | 0 | 0 | 0 | 0
10/29/20 @ 22:11 | Nrs-CZ12-v11-PkgAC240to760-Meas | Nrs | CZ12 | v11 | PkgAC2SpP-240to760 | Meas | 24998.5 | 170.915 | 0 | 0 | 0.0082065 | 0.003594 | 0 | 81.6886 | 1.9603 | 0 | 419.569 | 0 | 187.872 | 862.016 | 0 | 0 | 0 | 471.825 | 0 | 0 | 0 | 0 | 0 | 11.7225 | 0 | 0 | 483.548 | 99.6833 | 0 | 0 | 0 | 0 | 0 | 12.9353 | 0 | 0 | 73.3466 | 0 | 30.5351 | 216.5 | 0 | 0 | 0 | 413.974 | 0 | 0 | 0 | 0 | 0 | 0.17598 | 0 | 0 | 414.15 | 1184.48 | - | 0 | 0 | 0 | 0 | 0 | 0 | 0 | 0 | 0 | 0 | 0 | 0 | 0 | 0 | 0 | 0
10/29/20 @ 22:12 | Nrs-CZ12-v15-PkgAC240to760-Base | Nrs | CZ12 | v15 | PkgAC2SpP-240to760 | Base | 24998.5 | 167.203 | 0 | 0 | 0 | 0 | 0 | 80.7544 | 1.9398 | 0 | 419.569 | 0 | 183.299 | 852.765 | 0 | 0 | 0 | 470.937 | 0 | 0 | 0 | 0 | 0 | 11.7225 | 0 | 0 | 482.66 | 123.54 | 0 | 0 | 0 | 0 | 0 | 13.4847 | 0 | 0 | 73.3466 | 0 | 29.833 | 240.205 | 0 | 0 | 0 | 399.94 | 0 | 0 | 0 | 0 | 0 | 0.17598 | 0 | 0 | 400.116 | 1090.87 | - | 0 | 0 | 0 | 0 | 0 | 0 | 0 | 0 | 0 | 0 | 0 | 0 | 0 | 0 | 0 | 0
10/29/20 @ 22:13 | Nrs-CZ12-v15-PkgAC240to760-Meas | Nrs | CZ12 | v15 | PkgAC2SpP-240to760 | Meas | 24998.5 | 154.084 | 0 | 0 | 0 | 0 | 0 | 80.452 | 1.9398 | 0 | 419.569 | 0 | 183.299 | 839.344 | 0 | 0 | 0 | 471.035 | 0 | 0 | 0 | 0 | 0 | 11.7225 | 0 | 0 | 482.758 | 88.9593 | 0 | 0 | 0 | 0 | 0 | 12.21 | 0 | 0 | 73.3466 | 0 | 29.833 | 204.349 | 0 | 0 | 0 | 399.94 | 0 | 0 | 0 | 0 | 0 | 0.17598 | 0 | 0 | 400.116 | 1091.85 | - | 0 | 0 | 0 | 0 | 0 | 0 | 0 | 0 | 0 | 0 | 0 | 0 | 0 | 0 | 0 | 0
10/29/20 @ 22:13 | Nrs-CZ13-v03-PkgAC240to760-Base | Nrs | CZ13 | v03 | PkgAC2SpP-240to760 | Base | 24998.5 | 264.767 | 0 | 0 | 0.020242 | 0.008488 | 0 | 83.6341 | 1.8858 | 0 | 419.569 | 0 | 187.872 | 957.756 | 0 | 0 | 0 | 425.144 | 0 | 0 | 0 | 0 | 0 | 11.7225 | 0 | 0 | 436.867 | 160.374 | 0 | 0 | 0 | 0 | 0 | 15.1251 | 0 | 0 | 73.3466 | 0 | 30.5351 | 279.381 | 0 | 0 | 0 | 423.823 | 0 | 0 | 0 | 0 | 0 | 0.17598 | 0 | 0 | 423.999 | 1317.03 | - | 0 | 0 | 0 | 0 | 0 | 0 | 0 | 0 | 0 | 0 | 0 | 0 | 0 | 0 | 0 | 0
10/29/20 @ 22:14 | Nrs-CZ13-v03-PkgAC240to760-Meas | Nrs | CZ13 | v03 | PkgAC2SpP-240to760 | Meas | 24998.5 | 234.906 | 0 | 0 | 0.020242 | 0.0084878 | 0 | 82.9387 | 1.8858 | 0 | 419.569 | 0 | 187.872 | 927.2 | 0 | 0 | 0 | 425.193 | 0 | 0 | 0 | 0 | 0 | 11.7225 | 0 | 0 | 436.915 | 118.084 | 0 | 0 | 0 | 0 | 0 | 13.5745 | 0 | 0 | 73.3466 | 0 | 30.5351 | 235.54 | 0 | 0 | 0 | 423.823 | 0 | 0 | 0 | 0 | 0 | 0.17598 | 0 | 0 | 423.999 | 1308.99 | - | 0 | 0 | 0 | 0 | 0 | 0 | 0 | 0 | 0 | 0 | 0 | 0 | 0 | 0 | 0 | 0
10/29/20 @ 22:15 | Nrs-CZ13-v07-PkgAC240to760-Base | Nrs | CZ13 | v07 | PkgAC2SpP-240to760 | Base | 24998.5 | 243.947 | 0 | 0 | 0.018371 | 0.0083557 | 0 | 83.6259 | 1.8843 | 0 | 419.569 | 0 | 187.872 | 936.924 | 0 | 0 | 0 | 418.329 | 0 | 0 | 0 | 0 | 0 | 11.7225 | 0 | 0 | 430.051 | 149.473 | 0 | 0 | 0 | 0 | 0 | 15.0649 | 0 | 0 | 73.3466 | 0 | 30.5351 | 268.42 | 0 | 0 | 0 | 417.26 | 0 | 0 | 0 | 0 | 0 | 0.17598 | 0 | 0 | 417.436 | 1307.71 | - | 0 | 0 | 0 | 0 | 0 | 0 | 0 | 0 | 0 | 0 | 0 | 0 | 0 | 0 | 0 | 0
10/29/20 @ 22:15 | Nrs-CZ13-v07-PkgAC240to760-Meas | Nrs | CZ13 | v07 | PkgAC2SpP-240to760 | Meas | 24998.5 | 215.877 | 0 | 0 | 0.018371 | 0.0083557 | 0 | 82.9344 | 1.8843 | 0 | 419.569 | 0 | 187.872 | 908.163 | 0 | 0 | 0 | 418.376 | 0 | 0 | 0 | 0 | 0 | 11.7225 | 0 | 0 | 430.098 | 109.599 | 0 | 0 | 0 | 0 | 0 | 13.5421 | 0 | 0 | 73.3466 | 0 | 30.5351 | 227.023 | 0 | 0 | 0 | 417.26 | 0 | 0 | 0 | 0 | 0 | 0.17598 | 0 | 0 | 417.436 | 1300.04 | - | 0 | 0 | 0 | 0 | 0 | 0 | 0 | 0 | 0 | 0 | 0 | 0 | 0 | 0 | 0 | 0
10/29/20 @ 22:16 | Nrs-CZ13-v11-PkgAC240to760-Base | Nrs | CZ13 | v11 | PkgAC2SpP-240to760 | Base | 24998.5 | 243.335 | 0 | 0 | 0.00016407 | 6.8601e-05 | 0 | 83.4789 | 1.8719 | 0 | 419.569 | 0 | 187.872 | 936.126 | 0 | 0 | 0 | 393.725 | 0 | 0 | 0 | 0 | 0 | 11.7225 | 0 | 0 | 405.448 | 145.842 | 0 | 0 | 0 | 0 | 0 | 14.8406 | 0 | 0 | 73.3466 | 0 | 30.5351 | 264.564 | 0 | 0 | 0 | 391.249 | 0 | 0 | 0 | 0 | 0 | 0.17598 | 0 | 0 | 391.425 | 1270.93 | - | 0 | 0 | 0 | 0 | 0 | 0 | 0 | 0 | 0 | 0 | 0 | 0 | 0 | 0 | 0 | 0
10/29/20 @ 22:17 | Nrs-CZ13-v11-PkgAC240to760-Meas | Nrs | CZ13 | v11 | PkgAC2SpP-240to760 | Meas | 24998.5 | 215.776 | 0 | 0 | 0.00016407 | 6.8601e-05 | 0 | 82.8032 | 1.8719 | 0 | 419.569 | 0 | 187.872 | 907.892 | 0 | 0 | 0 | 393.769 | 0 | 0 | 0 | 0 | 0 | 11.7225 | 0 | 0 | 405.492 | 106.869 | 0 | 0 | 0 | 0 | 0 | 13.3703 | 0 | 0 | 73.3466 | 0 | 30.5351 | 224.121 | 0 | 0 | 0 | 391.249 | 0 | 0 | 0 | 0 | 0 | 0.17598 | 0 | 0 | 391.425 | 1263.56 | - | 0 | 0 | 0 | 0 | 0 | 0 | 0 | 0 | 0 | 0 | 0 | 0 | 0 | 0 | 0 | 0
10/29/20 @ 22:17 | Nrs-CZ13-v15-PkgAC240to760-Base | Nrs | CZ13 | v15 | PkgAC2SpP-240to760 | Base | 24998.5 | 219.421 | 0 | 0 | 0 | 0 | 0 | 82.0448 | 1.8407 | 0 | 419.569 | 0 | 183.299 | 906.174 | 0 | 0 | 0 | 392.025 | 0 | 0 | 0 | 0 | 0 | 11.7225 | 0 | 0 | 403.748 | 131.35 | 0 | 0 | 0 | 0 | 0 | 14.0737 | 0 | 0 | 73.3466 | 0 | 29.833 | 248.603 | 0 | 0 | 0 | 377.477 | 0 | 0 | 0 | 0 | 0 | 0.17598 | 0 | 0 | 377.653 | 1174.89 | - | 0 | 0 | 0 | 0 | 0 | 0 | 0 | 0 | 0 | 0 | 0 | 0 | 0 | 0 | 0 | 0
10/29/20 @ 22:18 | Nrs-CZ13-v15-PkgAC240to760-Meas | Nrs | CZ13 | v15 | PkgAC2SpP-240to760 | Meas | 24998.5 | 194.485 | 0 | 0 | 0 | 0 | 0 | 81.4645 | 1.8407 | 0 | 419.569 | 0 | 183.299 | 880.658 | 0 | 0 | 0 | 392.075 | 0 | 0 | 0 | 0 | 0 | 11.7225 | 0 | 0 | 403.797 | 95.7216 | 0 | 0 | 0 | 0 | 0 | 12.6902 | 0 | 0 | 73.3466 | 0 | 29.833 | 211.591 | 0 | 0 | 0 | 377.477 | 0 | 0 | 0 | 0 | 0 | 0.17598 | 0 | 0 | 377.653 | 1167.54 | - | 0 | 0 | 0 | 0 | 0 | 0 | 0 | 0 | 0 | 0 | 0 | 0 | 0 | 0 | 0 | 0
10/29/20 @ 22:24 | Nrs-CZ15-v03-PkgAC240to760-Base | Nrs | CZ15 | v03 | PkgAC2SpP-240to760 | Base | 24998.5 | 422.066 | 0 | 0 | 0 | 0 | 0 | 95.074 | 0.5325 | 0 | 419.569 | 0 | 187.872 | 1125.11 | 0 | 0 | 0 | 127.733 | 0 | 0 | 0 | 0 | 0 | 11.7225 | 0 | 0 | 139.455 | 214.685 | 0 | 0 | 0 | 0 | 0 | 16.0795 | 0 | 0 | 73.3466 | 0 | 30.5351 | 334.646 | 0 | 0 | 0 | 287.772 | 0 | 0 | 0 | 0 | 0 | 0.17598 | 0 | 0 | 287.947 | 1499.11 | - | 0 | 0 | 0 | 0 | 0 | 0 | 0 | 0 | 0 | 0 | 0 | 0 | 0 | 0 | 0 | 0
10/29/20 @ 22:24 | Nrs-CZ15-v03-PkgAC240to760-Meas | Nrs | CZ15 | v03 | PkgAC2SpP-240to760 | Meas | 24998.5 | 351.755 | 0 | 0 | 0 | 0 | 0 | 93.9187 | 0.5325 | 0 | 419.569 | 0 | 187.872 | 1053.65 | 0 | 0 | 0 | 127.744 | 0 | 0 | 0 | 0 | 0 | 11.7225 | 0 | 0 | 139.467 | 132.861 | 0 | 0 | 0 | 0 | 0 | 13.3697 | 0 | 0 | 73.3466 | 0 | 30.5351 | 250.113 | 0 | 0 | 0 | 287.772 | 0 | 0 | 0 | 0 | 0 | 0.17598 | 0 | 0 | 287.947 | 1487.5 | - | 0 | 0 | 0 | 0 | 0 | 0 | 0 | 0 | 0 | 0 | 0 | 0 | 0 | 0 | 0 | 0
10/29/20 @ 22:25 | Nrs-CZ15-v07-PkgAC240to760-Base | Nrs | CZ15 | v07 | PkgAC2SpP-240to760 | Base | 24998.5 | 391.07 | 0 | 0 | 0 | 0 | 0 | 95.0694 | 0.53175 | 0 | 419.569 | 0 | 187.872 | 1094.11 | 0 | 0 | 0 | 126.031 | 0 | 0 | 0 | 0 | 0 | 11.7225 | 0 | 0 | 137.753 | 200.416 | 0 | 0 | 0 | 0 | 0 | 16.0275 | 0 | 0 | 73.3466 | 0 | 30.5351 | 320.325 | 0 | 0 | 0 | 282.436 | 0 | 0 | 0 | 0 | 0 | 0.17598 | 0 | 0 | 282.612 | 1491.83 | - | 0 | 0 | 0 | 0 | 0 | 0 | 0 | 0 | 0 | 0 | 0 | 0 | 0 | 0 | 0 | 0
10/29/20 @ 22:26 | Nrs-CZ15-v07-PkgAC240to760-Meas | Nrs | CZ15 | v07 | PkgAC2SpP-240to760 | Meas | 24998.5 | 325.058 | 0 | 0 | 0 | 0 | 0 | 93.9198 | 0.53175 | 0 | 419.569 | 0 | 187.872 | 1026.95 | 0 | 0 | 0 | 126.041 | 0 | 0 | 0 | 0 | 0 | 11.7225 | 0 | 0 | 137.764 | 123.558 | 0 | 0 | 0 | 0 | 0 | 13.3509 | 0 | 0 | 73.3466 | 0 | 30.5351 | 240.791 | 0 | 0 | 0 | 282.436 | 0 | 0 | 0 | 0 | 0 | 0.17598 | 0 | 0 | 282.612 | 1480.49 | - | 0 | 0 | 0 | 0 | 0 | 0 | 0 | 0 | 0 | 0 | 0 | 0 | 0 | 0 | 0 | 0
10/29/20 @ 22:26 | Nrs-CZ15-v11-PkgAC240to760-Base | Nrs | CZ15 | v11 | PkgAC2SpP-240to760 | Base | 24998.5 | 380.453 | 0 | 0 | 0 | 0 | 0 | 94.6434 | 0.52097 | 0 | 419.569 | 0 | 187.872 | 1083.06 | 0 | 0 | 0 | 114.593 | 0 | 0 | 0 | 0 | 0 | 11.7225 | 0 | 0 | 126.316 | 191.11 | 0 | 0 | 0 | 0 | 0 | 15.6903 | 0 | 0 | 73.3466 | 0 | 30.5351 | 310.682 | 0 | 0 | 0 | 253.081 | 0 | 0 | 0 | 0 | 0 | 0.17598 | 0 | 0 | 253.257 | 1436.57 | - | 0 | 0 | 0 | 0 | 0 | 0 | 0 | 0 | 0 | 0 | 0 | 0 | 0 | 0 | 0 | 0
10/29/20 @ 22:27 | Nrs-CZ15-v11-PkgAC240to760-Meas | Nrs | CZ15 | v11 | PkgAC2SpP-240to760 | Meas | 24998.5 | 317.075 | 0 | 0 | 0 | 0 | 0 | 93.5184 | 0.52097 | 0 | 419.569 | 0 | 187.872 | 1018.56 | 0 | 0 | 0 | 114.601 | 0 | 0 | 0 | 0 | 0 | 11.7225 | 0 | 0 | 126.324 | 118.51 | 0 | 0 | 0 | 0 | 0 | 13.2573 | 0 | 0 | 73.3466 | 0 | 30.5351 | 235.649 | 0 | 0 | 0 | 253.081 | 0 | 0 | 0 | 0 | 0 | 0.17598 | 0 | 0 | 253.257 | 1426.1 | - | 0 | 0 | 0 | 0 | 0 | 0 | 0 | 0 | 0 | 0 | 0 | 0 | 0 | 0 | 0 | 0
10/29/20 @ 22:28 | Nrs-CZ15-v15-PkgAC240to760-Base | Nrs | CZ15 | v15 | PkgAC2SpP-240to760 | Base | 24998.5 | 341.972 | 0 | 0 | 0 | 0 | 0 | 92.9201 | 0.50534 | 0 | 419.569 | 0 | 183.299 | 1038.27 | 0 | 0 | 0 | 116.465 | 0 | 0 | 0 | 0 | 0 | 11.7225 | 0 | 0 | 128.187 | 171.526 | 0 | 0 | 0 | 0 | 0 | 14.9134 | 0 | 0 | 73.3466 | 0 | 29.833 | 289.619 | 0 | 0 | 0 | 244.034 | 0 | 0 | 0 | 0 | 0 | 0.17598 | 0 | 0 | 244.21 | 1340.56 | - | 0 | 0 | 0 | 0 | 0 | 0 | 0 | 0 | 0 | 0 | 0 | 0 | 0 | 0 | 0 | 0
10/29/20 @ 22:28 | Nrs-CZ15-v15-PkgAC240to760-Meas | Nrs | CZ15 | v15 | PkgAC2SpP-240to760 | Meas | 24998.5 | 284.717 | 0 | 0 | 0 | 0 | 0 | 91.9314 | 0.50534 | 0 | 419.569 | 0 | 183.299 | 980.021 | 0 | 0 | 0 | 116.473 | 0 | 0 | 0 | 0 | 0 | 11.7225 | 0 | 0 | 128.196 | 106.607 | 0 | 0 | 0 | 0 | 0 | 12.8337 | 0 | 0 | 73.3466 | 0 | 29.833 | 222.62 | 0 | 0 | 0 | 244.034 | 0 | 0 | 0 | 0 | 0 | 0.17598 | 0 | 0 | 244.21 | 1330.61 | - | 0 | 0 | 0 | 0 | 0 | 0 | 0 | 0 | 0 | 0 | 0 | 0 | 0 | 0 | 0 | 0
10/29/20 @ 22:40 | OfL-CZ12-v03-PkgAC240to760-Base | OfL | CZ12 | v03 | PkgAC2SpP-240to760 | Base | 24998.5 | 323.685 | 0 | 0 | 0 | 0 | 0 | 180.928 | 10.207 | 0 | 892.052 | 0 | 418.822 | 1825.7 | 0 | 0 | 0 | 186.432 | 0 | 0 | 0 | 0 | 0 | 0 | 0 | 0 | 186.432 | 469.516 | 0 | 0 | 0 | 0 | 0 | 75.4482 | 0 | 0 | 188.459 | 0 | 106.27 | 839.693 | 0 | 0 | 0 | 2223.13 | 0 | 0 | 0 | 0 | 0 | 0 | 0 | 0 | 2223.13 | 4098.97 | - | 0 | 0 | 0 | 0 | 0 | 0 | 0 | 0 | 0 | 0 | 0 | 0 | 0 | 0 | 0 | 0
10/29/20 @ 22:41 | OfL-CZ12-v03-PkgAC240to760-Meas | OfL | CZ12 | v03 | PkgAC2SpP-240to760 | Meas | 24998.5 | 281.803 | 0 | 0 | 0 | 0 | 0 | 179.011 | 10.207 | 0 | 892.052 | 0 | 418.822 | 1781.9 | 0 | 0 | 0 | 186.433 | 0 | 0 | 0 | 0 | 0 | 0 | 0 | 0 | 186.433 | 321.194 | 0 | 0 | 0 | 0 | 0 | 62.9869 | 0 | 0 | 188.459 | 0 | 106.27 | 678.91 | 0 | 0 | 0 | 2223.13 | 0 | 0 | 0 | 0 | 0 | 0 | 0 | 0 | 2223.13 | 3985.75 | - | 0 | 0 | 0 | 0 | 0 | 0 | 0 | 0 | 0 | 0 | 0 | 0 | 0 | 0 | 0 | 0
10/29/20 @ 22:41 | OfL-CZ12-v07-PkgAC240to760-Base | OfL | CZ12 | v07 | PkgAC2SpP-240to760 | Base | 24998.5 | 323.441 | 0 | 0 | 0 | 0 | 0 | 180.789 | 10.1984 | 0 | 892.052 | 0 | 418.822 | 1825.31 | 0 | 0 | 0 | 181.306 | 0 | 0 | 0 | 0 | 0 | 0 | 0 | 0 | 181.306 | 468.8 | 0 | 0 | 0 | 0 | 0 | 75.3068 | 0 | 0 | 188.459 | 0 | 106.27 | 838.835 | 0 | 0 | 0 | 2201.17 | 0 | 0 | 0 | 0 | 0 | 0 | 0 | 0 | 2201.17 | 4091.45 | - | 0 | 0 | 0 | 0 | 0 | 0 | 0 | 0 | 0 | 0 | 0 | 0 | 0 | 0 | 0 | 0
10/29/20 @ 22:42 | OfL-CZ12-v07-PkgAC240to760-Meas | OfL | CZ12 | v07 | PkgAC2SpP-240to760 | Meas | 24998.5 | 281.621 | 0 | 0 | 0 | 0 | 0 | 178.878 | 10.1984 | 0 | 892.052 | 0 | 418.822 | 1781.57 | 0 | 0 | 0 | 181.308 | 0 | 0 | 0 | 0 | 0 | 0 | 0 | 0 | 181.308 | 320.652 | 0 | 0 | 0 | 0 | 0 | 62.8674 | 0 | 0 | 188.459 | 0 | 106.27 | 678.248 | 0 | 0 | 0 | 2201.17 | 0 | 0 | 0 | 0 | 0 | 0 | 0 | 0 | 2201.17 | 3978.49 | - | 0 | 0 | 0 | 0 | 0 | 0 | 0 | 0 | 0 | 0 | 0 | 0 | 0 | 0 | 0 | 0
10/29/20 @ 22:43 | OfL-CZ12-v11-PkgAC240to760-Base | OfL | CZ12 | v11 | PkgAC2SpP-240to760 | Base | 24998.5 | 317.812 | 0 | 0 | 0 | 0 | 0 | 175.661 | 9.7571 | 0 | 892.052 | 0 | 399.149 | 1794.43 | 0 | 0 | 0 | 71.5859 | 0 | 0 | 0 | 0 | 0 | 0 | 0 | 0 | 71.5859 | 447.245 | 0 | 0 | 0 | 0 | 0 | 71.7171 | 0 | 0 | 188.459 | 0 | 100.963 | 808.383 | 0 | 0 | 0 | 1497.15 | 0 | 0 | 0 | 0 | 0 | 0 | 0 | 0 | 1497.15 | 3902.67 | - | 0 | 0 | 0 | 0 | 0 | 0 | 0 | 0 | 0 | 0 | 0 | 0 | 0 | 0 | 0 | 0
10/29/20 @ 22:43 | OfL-CZ12-v11-PkgAC240to760-Meas | OfL | CZ12 | v11 | PkgAC2SpP-240to760 | Meas | 24998.5 | 277.729 | 0 | 0 | 0 | 0 | 0 | 173.81 | 9.7571 | 0 | 892.052 | 0 | 399.149 | 1752.5 | 0 | 0 | 0 | 71.5864 | 0 | 0 | 0 | 0 | 0 | 0 | 0 | 0 | 71.5864 | 303.512 | 0 | 0 | 0 | 0 | 0 | 59.8017 | 0 | 0 | 188.459 | 0 | 100.963 | 652.735 | 0 | 0 | 0 | 1497.15 | 0 | 0 | 0 | 0 | 0 | 0 | 0 | 0 | 1497.15 | 3790.81 | - | 0 | 0 | 0 | 0 | 0 | 0 | 0 | 0 | 0 | 0 | 0 | 0 | 0 | 0 | 0 | 0
10/29/20 @ 22:44 | OfL-CZ12-v15-PkgAC240to760-Base | OfL | CZ12 | v15 | PkgAC2SpP-240to760 | Base | 24998.5 | 299.876 | 0 | 0 | 0 | 0 | 0 | 170.809 | 9.7844 | 0 | 892.052 | 0 | 389.313 | 1761.84 | 0 | 0 | 0 | 146.58 | 0 | 0 | 0 | 0 | 0 | 0 | 0 | 0 | 146.58 | 446.663 | 0 | 0 | 0 | 0 | 0 | 71.5055 | 0 | 0 | 188.459 | 0 | 98.3089 | 804.936 | 0 | 0 | 0 | 1951.98 | 0 | 0 | 0 | 0 | 0 | 0 | 0 | 0 | 1951.98 | 3893.63 | - | 0 | 0 | 0 | 0 | 0 | 0 | 0 | 0 | 0 | 0 | 0 | 0 | 0 | 0 | 0 | 0
10/29/20 @ 22:45 | OfL-CZ12-v15-PkgAC240to760-Meas | OfL | CZ12 | v15 | PkgAC2SpP-240to760 | Meas | 24998.5 | 260.987 | 0 | 0 | 0 | 0 | 0 | 169.143 | 9.7844 | 0 | 892.052 | 0 | 389.313 | 1721.28 | 0 | 0 | 0 | 146.58 | 0 | 0 | 0 | 0 | 0 | 0 | 0 | 0 | 146.58 | 305.114 | 0 | 0 | 0 | 0 | 0 | 59.6761 | 0 | 0 | 188.459 | 0 | 98.3089 | 651.558 | 0 | 0 | 0 | 1951.98 | 0 | 0 | 0 | 0 | 0 | 0 | 0 | 0 | 1951.98 | 3783.93 | - | 0 | 0 | 0 | 0 | 0 | 0 | 0 | 0 | 0 | 0 | 0 | 0 | 0 | 0 | 0 | 0
10/29/20 @ 22:45 | OfL-CZ13-v03-PkgAC240to760-Base | OfL | CZ13 | v03 | PkgAC2SpP-240to760 | Base | 24998.5 | 431.98 | 0 | 0 | 0 | 0 | 0 | 197.281 | 10.4384 | 0 | 892.052 | 0 | 418.822 | 1950.58 | 0 | 0 | 0 | 165.153 | 0 | 0 | 0 | 0 | 0 | 0 | 0 | 0 | 165.153 | 498.531 | 0 | 0 | 0 | 0 | 0 | 79.1184 | 0 | 0 | 188.459 | 0 | 106.27 | 872.378 | 0 | 0 | 0 | 1896.62 | 0 | 0 | 0 | 0 | 0 | 0 | 0 | 0 | 1896.62 | 4351.26 | - | 0 | 0 | 0 | 0 | 0 | 0 | 0 | 0 | 0 | 0 | 0 | 0 | 0 | 0 | 0 | 0
10/29/20 @ 22:46 | OfL-CZ13-v03-PkgAC240to760-Meas | OfL | CZ13 | v03 | PkgAC2SpP-240to760 | Meas | 24998.5 | 359.749 | 0 | 0 | 0 | 0 | 0 | 194.171 | 10.4384 | 0 | 892.052 | 0 | 418.822 | 1875.24 | 0 | 0 | 0 | 165.155 | 0 | 0 | 0 | 0 | 0 | 0 | 0 | 0 | 165.155 | 339.08 | 0 | 0 | 0 | 0 | 0 | 65.1416 | 0 | 0 | 178.54 | 0 | 119.873 | 702.634 | 0 | 0 | 0 | 1896.62 | 0 | 0 | 0 | 0 | 0 | 0 | 0 | 0 | 1896.62 | 4227.79 | - | 0 | 0 | 0 | 0 | 0 | 0 | 0 | 0 | 0 | 0 | 0 | 0 | 0 | 0 | 0 | 0
10/29/20 @ 22:47 | OfL-CZ13-v07-PkgAC240to760-Base | OfL | CZ13 | v07 | PkgAC2SpP-240to760 | Base | 24998.5 | 431.376 | 0 | 0 | 0 | 0 | 0 | 197.063 | 10.4279 | 0 | 892.052 | 0 | 418.822 | 1949.74 | 0 | 0 | 0 | 160.135 | 0 | 0 | 0 | 0 | 0 | 0 | 0 | 0 | 160.135 | 497.576 | 0 | 0 | 0 | 0 | 0 | 78.935 | 0 | 0 | 188.459 | 0 | 106.27 | 871.24 | 0 | 0 | 0 | 1855.87 | 0 | 0 | 0 | 0 | 0 | 0 | 0 | 0 | 1855.87 | 4341.3 | - | 0 | 0 | 0 | 0 | 0 | 0 | 0 | 0 | 0 | 0 | 0 | 0 | 0 | 0 | 0 | 0
10/29/20 @ 22:48 | OfL-CZ13-v07-PkgAC240to760-Meas | OfL | CZ13 | v07 | PkgAC2SpP-240to760 | Meas | 24998.5 | 359.294 | 0 | 0 | 0 | 0 | 0 | 193.971 | 10.4279 | 0 | 892.052 | 0 | 418.822 | 1874.57 | 0 | 0 | 0 | 160.136 | 0 | 0 | 0 | 0 | 0 | 0 | 0 | 0 | 160.136 | 338.509 | 0 | 0 | 0 | 0 | 0 | 64.9753 | 0 | 0 | 178.54 | 0 | 119.873 | 701.897 | 0 | 0 | 0 | 1855.87 | 0 | 0 | 0 | 0 | 0 | 0 | 0 | 0 | 1855.87 | 4217.67 | - | 0 | 0 | 0 | 0 | 0 | 0 | 0 | 0 | 0 | 0 | 0 | 0 | 0 | 0 | 0 | 0
10/29/20 @ 22:48 | OfL-CZ13-v11-PkgAC240to760-Base | OfL | CZ13 | v11 | PkgAC2SpP-240to760 | Base | 24998.5 | 415.635 | 0 | 0 | 0 | 0 | 0 | 189.92 | 9.9616 | 0 | 892.052 | 0 | 399.149 | 1906.72 | 0 | 0 | 0 | 62.4795 | 0 | 0 | 0 | 0 | 0 | 0 | 0 | 0 | 62.4795 | 472.189 | 0 | 0 | 0 | 0 | 0 | 74.6071 | 0 | 0 | 188.459 | 0 | 100.963 | 836.218 | 0 | 0 | 0 | 1188.42 | 0 | 0 | 0 | 0 | 0 | 0 | 0 | 0 | 1188.42 | 4113.99 | - | 0 | 0 | 0 | 0 | 0 | 0 | 0 | 0 | 0 | 0 | 0 | 0 | 0 | 0 | 0 | 0
10/29/20 @ 22:49 | OfL-CZ13-v11-PkgAC240to760-Meas | OfL | CZ13 | v11 | PkgAC2SpP-240to760 | Meas | 24998.5 | 347.184 | 0 | 0 | 0 | 0 | 0 | 187.024 | 9.9616 | 0 | 892.052 | 0 | 399.149 | 1835.37 | 0 | 0 | 0 | 62.4814 | 0 | 0 | 0 | 0 | 0 | 0 | 0 | 0 | 62.4814 | 318.171 | 0 | 0 | 0 | 0 | 0 | 61.354 | 0 | 0 | 178.54 | 0 | 114.091 | 672.156 | 0 | 0 | 0 | 1188.42 | 0 | 0 | 0 | 0 | 0 | 0 | 0 | 0 | 1188.42 | 3994.33 | - | 0 | 0 | 0 | 0 | 0 | 0 | 0 | 0 | 0 | 0 | 0 | 0 | 0 | 0 | 0 | 0
10/29/20 @ 22:50 | OfL-CZ13-v15-PkgAC240to760-Base | OfL | CZ13 | v15 | PkgAC2SpP-240to760 | Base | 24998.5 | 400.372 | 0 | 0 | 0 | 0 | 0 | 186.107 | 10.005 | 0 | 892.052 | 0 | 389.313 | 1877.85 | 0 | 0 | 0 | 128.11 | 0 | 0 | 0 | 0 | 0 | 0 | 0 | 0 | 128.11 | 473.204 | 0 | 0 | 0 | 0 | 0 | 74.8177 | 0 | 0 | 188.459 | 0 | 98.3089 | 834.789 | 0 | 0 | 0 | 1650.29 | 0 | 0 | 0 | 0 | 0 | 0 | 0 | 0 | 1650.29 | 4124.98 | - | 0 | 0 | 0 | 0 | 0 | 0 | 0 | 0 | 0 | 0 | 0 | 0 | 0 | 0 | 0 | 0
10/29/20 @ 22:50 | OfL-CZ13-v15-PkgAC240to760-Meas | OfL | CZ13 | v15 | PkgAC2SpP-240to760 | Meas | 24998.5 | 333.37 | 0 | 0 | 0 | 0 | 0 | 183.422 | 10.005 | 0 | 892.052 | 0 | 389.313 | 1808.17 | 0 | 0 | 0 | 128.111 | 0 | 0 | 0 | 0 | 0 | 0 | 0 | 0 | 128.111 | 322.349 | 0 | 0 | 0 | 0 | 0 | 61.6043 | 0 | 0 | 178.54 | 0 | 111.2 | 673.693 | 0 | 0 | 0 | 1650.29 | 0 | 0 | 0 | 0 | 0 | 0 | 0 | 0 | 1650.29 | 4004.51 | - | 0 | 0 | 0 | 0 | 0 | 0 | 0 | 0 | 0 | 0 | 0 | 0 | 0 | 0 | 0 | 0
10/29/20 @ 22:56 | OfL-CZ15-v03-PkgAC240to760-Base | OfL | CZ15 | v03 | PkgAC2SpP-240to760 | Base | 24998.5 | 731.411 | 0 | 0 | 0 | 0 | 0 | 230.105 | 3.1819 | 0 | 892.052 | 0 | 418.822 | 2275.58 | 0 | 0 | 0 | 8.7636 | 0 | 0 | 0 | 0 | 0 | 0 | 0 | 0 | 8.7636 | 663.983 | 0 | 0 | 0 | 0 | 0 | 90.8795 | 0 | 0 | 178.54 | 0 | 119.873 | 1053.28 | 0 | 0 | 0 | 611.291 | 0 | 0 | 0 | 0 | 0 | 0 | 0 | 0 | 611.291 | 4600.06 | - | 0 | 0 | 0 | 0 | 0 | 0 | 0 | 0 | 0 | 0 | 0 | 0 | 0 | 0 | 0 | 0
10/29/20 @ 22:57 | OfL-CZ15-v03-PkgAC240to760-Meas | OfL | CZ15 | v03 | PkgAC2SpP-240to760 | Meas | 24998.5 | 569.676 | 0 | 0 | 0 | 0 | 0 | 225.2 | 3.1819 | 0 | 892.052 | 0 | 418.822 | 2108.93 | 0 | 0 | 0 | 8.7649 | 0 | 0 | 0 | 0 | 0 | 0 | 0 | 0 | 8.7649 | 375.244 | 0 | 0 | 0 | 0 | 0 | 64.6794 | 0 | 0 | 178.54 | 0 | 119.873 | 738.336 | 0 | 0 | 0 | 611.305 | 0 | 0 | 0 | 0 | 0 | 0 | 0 | 0 | 611.305 | 4550.76 | - | 0 | 0 | 0 | 0 | 0 | 0 | 0 | 0 | 0 | 0 | 0 | 0 | 0 | 0 | 0 | 0
10/29/20 @ 22:58 | OfL-CZ15-v07-PkgAC240to760-Base | OfL | CZ15 | v07 | PkgAC2SpP-240to760 | Base | 24998.5 | 730.278 | 0 | 0 | 0 | 0 | 0 | 230.002 | 3.1818 | 0 | 892.052 | 0 | 418.822 | 2274.34 | 0 | 0 | 0 | 8.289 | 0 | 0 | 0 | 0 | 0 | 0 | 0 | 0 | 8.289 | 661.218 | 0 | 0 | 0 | 0 | 0 | 90.6361 | 0 | 0 | 178.54 | 0 | 119.873 | 1050.27 | 0 | 0 | 0 | 602.246 | 0 | 0 | 0 | 0 | 0 | 0 | 0 | 0 | 602.246 | 4589.97 | - | 0 | 0 | 0 | 0 | 0 | 0 | 0 | 0 | 0 | 0 | 0 | 0 | 0 | 0 | 0 | 0
10/29/20 @ 22:59 | OfL-CZ15-v07-PkgAC240to760-Meas | OfL | CZ15 | v07 | PkgAC2SpP-240to760 | Meas | 24998.5 | 568.813 | 0 | 0 | 0 | 0 | 0 | 225.127 | 3.1818 | 0 | 892.052 | 0 | 418.822 | 2108 | 0 | 0 | 0 | 8.2902 | 0 | 0 | 0 | 0 | 0 | 0 | 0 | 0 | 8.2902 | 374.235 | 0 | 0 | 0 | 0 | 0 | 64.5617 | 0 | 0 | 178.54 | 0 | 119.873 | 737.209 | 0 | 0 | 0 | 602.255 | 0 | 0 | 0 | 0 | 0 | 0 | 0 | 0 | 602.255 | 4540.85 | - | 0 | 0 | 0 | 0 | 0 | 0 | 0 | 0 | 0 | 0 | 0 | 0 | 0 | 0 | 0 | 0
10/29/20 @ 22:59 | OfL-CZ15-v11-PkgAC240to760-Base | OfL | CZ15 | v11 | PkgAC2SpP-240to760 | Base | 24998.5 | 692.965 | 0 | 0 | 0 | 0 | 0 | 219.896 | 3.0325 | 0 | 892.052 | 0 | 399.149 | 2207.1 | 0 | 0 | 0 | 2.2521 | 0 | 0 | 0 | 0 | 0 | 0 | 0 | 0 | 2.2521 | 621.434 | 0 | 0 | 0 | 0 | 0 | 84.5065 | 0 | 0 | 178.54 | 0 | 114.091 | 998.571 | 0 | 0 | 0 | 334.972 | 0 | 0 | 0 | 0 | 0 | 0 | 0 | 0 | 334.972 | 4390.7 | - | 0 | 0 | 0 | 0 | 0 | 0 | 0 | 0 | 0 | 0 | 0 | 0 | 0 | 0 | 0 | 0
10/29/20 @ 23:00 | OfL-CZ15-v11-PkgAC240to760-Meas | OfL | CZ15 | v11 | PkgAC2SpP-240to760 | Meas | 24998.5 | 541.528 | 0 | 0 | 0 | 0 | 0 | 215.576 | 3.0325 | 0 | 892.052 | 0 | 399.149 | 2051.34 | 0 | 0 | 0 | 2.2525 | 0 | 0 | 0 | 0 | 0 | 0 | 0 | 0 | 2.2525 | 354.637 | 0 | 0 | 0 | 0 | 0 | 60.2565 | 0 | 0 | 178.54 | 0 | 114.091 | 707.524 | 0 | 0 | 0 | 334.981 | 0 | 0 | 0 | 0 | 0 | 0 | 0 | 0 | 334.981 | 4337.2 | - | 0 | 0 | 0 | 0 | 0 | 0 | 0 | 0 | 0 | 0 | 0 | 0 | 0 | 0 | 0 | 0
10/29/20 @ 23:01 | OfL-CZ15-v15-PkgAC240to760-Base | OfL | CZ15 | v15 | PkgAC2SpP-240to760 | Base | 24998.5 | 685.459 | 0 | 0 | 0 | 0 | 0 | 218.895 | 3.0738 | 0 | 892.052 | 0 | 389.313 | 2188.8 | 0 | 0 | 0 | 5.4401 | 0 | 0 | 0 | 0 | 0 | 0 | 0 | 0 | 5.4401 | 635.272 | 0 | 0 | 0 | 0 | 0 | 86.3084 | 0 | 0 | 178.54 | 0 | 111.2 | 1011.32 | 0 | 0 | 0 | 501.048 | 0 | 0 | 0 | 0 | 0 | 0 | 0 | 0 | 501.048 | 4410.41 | - | 0 | 0 | 0 | 0 | 0 | 0 | 0 | 0 | 0 | 0 | 0 | 0 | 0 | 0 | 0 | 0
10/29/20 @ 23:01 | OfL-CZ15-v15-PkgAC240to760-Meas | OfL | CZ15 | v15 | PkgAC2SpP-240to760 | Meas | 24998.5 | 533.573 | 0 | 0 | 0 | 0 | 0 | 214.795 | 3.0738 | 0 | 892.052 | 0 | 389.313 | 2032.81 | 0 | 0 | 0 | 5.4416 | 0 | 0 | 0 | 0 | 0 | 0 | 0 | 0 | 5.4416 | 359.188 | 0 | 0 | 0 | 0 | 0 | 61.3879 | 0 | 0 | 178.54 | 0 | 111.2 | 710.316 | 0 | 0 | 0 | 501.062 | 0 | 0 | 0 | 0 | 0 | 0 | 0 | 0 | 501.062 | 4357.5 | - | 0 | 0 | 0 | 0 | 0 | 0 | 0 | 0 | 0 | 0 | 0 | 0 | 0 | 0 | 0 | 0
10/29/20 @ 23:11 | OfS-CZ12-v03-PkgAC240to760-Base | OfS | CZ12 | v03 | PkgAC2SpP-240to760 | Base | 24998.5 | 19.9774 | 0 | 0 | 0 | 0 | 0 | 11.7993 | 0.69829 | 0 | 42.9171 | 0 | 20.4807 | 95.8729 | 0 | 0 | 0 | 48.4531 | 0 | 0 | 0 | 0 | 0 | 0 | 0 | 0 | 48.4531 | 31.2476 | 0 | 0 | 0 | 0 | 0 | 4.9436 | 0 | 0 | 10.3701 | 0 | 5.9799 | 52.5412 | 0 | 0 | 0 | 217.465 | 0 | 0 | 0 | 0 | 0 | 0 | 0 | 0 | 217.465 | 271.602 | - | 0 | 0 | 0 | 0 | 0 | 0 | 0 | 0 | 0 | 0 | 0 | 0 | 0 | 0 | 0 | 0
10/29/20 @ 23:12 | OfS-CZ12-v03-PkgAC240to760-Meas | OfS | CZ12 | v03 | PkgAC2SpP-240to760 | Meas | 24998.5 | 17.2833 | 0 | 0 | 0 | 0 | 0 | 11.6902 | 0.69829 | 0 | 42.9171 | 0 | 20.4807 | 93.0697 | 0 | 0 | 0 | 48.4572 | 0 | 0 | 0 | 0 | 0 | 0 | 0 | 0 | 48.4572 | 21.1249 | 0 | 0 | 0 | 0 | 0 | 4.1446 | 0 | 0 | 10.3701 | 0 | 5.9799 | 41.6195 | 0 | 0 | 0 | 217.465 | 0 | 0 | 0 | 0 | 0 | 0 | 0 | 0 | 217.465 | 264.366 | - | 0 | 0 | 0 | 0 | 0 | 0 | 0 | 0 | 0 | 0 | 0 | 0 | 0 | 0 | 0 | 0
10/29/20 @ 23:12 | OfS-CZ12-v07-PkgAC240to760-Base | OfS | CZ12 | v07 | PkgAC2SpP-240to760 | Base | 24998.5 | 19.9364 | 0 | 0 | 0 | 0 | 0 | 11.7741 | 0.69651 | 0 | 42.9171 | 0 | 20.4807 | 95.8049 | 0 | 0 | 0 | 47.1666 | 0 | 0 | 0 | 0 | 0 | 0 | 0 | 0 | 47.1666 | 31.1052 | 0 | 0 | 0 | 0 | 0 | 4.9151 | 0 | 0 | 10.3701 | 0 | 5.9799 | 52.3703 | 0 | 0 | 0 | 214.068 | 0 | 0 | 0 | 0 | 0 | 0 | 0 | 0 | 214.068 | 270.036 | - | 0 | 0 | 0 | 0 | 0 | 0 | 0 | 0 | 0 | 0 | 0 | 0 | 0 | 0 | 0 | 0
10/29/20 @ 23:13 | OfS-CZ12-v07-PkgAC240to760-Meas | OfS | CZ12 | v07 | PkgAC2SpP-240to760 | Meas | 24998.5 | 17.2525 | 0 | 0 | 0 | 0 | 0 | 11.6658 | 0.69651 | 0 | 42.9171 | 0 | 20.4807 | 93.0127 | 0 | 0 | 0 | 47.1722 | 0 | 0 | 0 | 0 | 0 | 0 | 0 | 0 | 47.1722 | 21.0418 | 0 | 0 | 0 | 0 | 0 | 4.1217 | 0 | 0 | 10.3701 | 0 | 5.9799 | 41.5135 | 0 | 0 | 0 | 214.068 | 0 | 0 | 0 | 0 | 0 | 0 | 0 | 0 | 214.068 | 262.882 | - | 0 | 0 | 0 | 0 | 0 | 0 | 0 | 0 | 0 | 0 | 0 | 0 | 0 | 0 | 0 | 0
10/29/20 @ 23:13 | OfS-CZ12-v11-PkgAC240to760-Base | OfS | CZ12 | v11 | PkgAC2SpP-240to760 | Base | 24998.5 | 19.7304 | 0 | 0 | 0 | 0 | 0 | 11.585 | 0.6829 | 0 | 42.9171 | 0 | 19.7187 | 94.6342 | 0 | 0 | 0 | 40.0208 | 0 | 0 | 0 | 0 | 0 | 0 | 0 | 0 | 40.0208 | 30.4182 | 0 | 0 | 0 | 0 | 0 | 4.7963 | 0 | 0 | 10.3701 | 0 | 5.7489 | 51.3336 | 0 | 0 | 0 | 199.411 | 0 | 0 | 0 | 0 | 0 | 0 | 0 | 0 | 199.411 | 263.637 | - | 0 | 0 | 0 | 0 | 0 | 0 | 0 | 0 | 0 | 0 | 0 | 0 | 0 | 0 | 0 | 0
10/29/20 @ 23:14 | OfS-CZ12-v11-PkgAC240to760-Meas | OfS | CZ12 | v11 | PkgAC2SpP-240to760 | Meas | 24998.5 | 17.1023 | 0 | 0 | 0 | 0 | 0 | 11.479 | 0.6829 | 0 | 42.9171 | 0 | 19.7187 | 91.9001 | 0 | 0 | 0 | 40.025 | 0 | 0 | 0 | 0 | 0 | 0 | 0 | 0 | 40.025 | 20.5953 | 0 | 0 | 0 | 0 | 0 | 4.0231 | 0 | 0 | 10.3701 | 0 | 5.7489 | 40.7374 | 0 | 0 | 0 | 199.411 | 0 | 0 | 0 | 0 | 0 | 0 | 0 | 0 | 199.411 | 256.616 | - | 0 | 0 | 0 | 0 | 0 | 0 | 0 | 0 | 0 | 0 | 0 | 0 | 0 | 0 | 0 | 0
10/29/20 @ 23:14 | OfS-CZ12-v15-PkgAC240to760-Base | OfS | CZ12 | v15 | PkgAC2SpP-240to760 | Base | 24998.5 | 17.3362 | 0 | 0 | 0 | 0 | 0 | 10.346 | 0.61884 | 0 | 42.9171 | 0 | 19.3377 | 90.5558 | 0 | 0 | 0 | 36.5604 | 0 | 0 | 0 | 0 | 0 | 0 | 0 | 0 | 36.5604 | 27.5998 | 0 | 0 | 0 | 0 | 0 | 4.3652 | 0 | 0 | 10.3701 | 0 | 5.6334 | 47.9685 | 0 | 0 | 0 | 186.774 | 0 | 0 | 0 | 0 | 0 | 0 | 0 | 0 | 186.774 | 240.976 | - | 0 | 0 | 0 | 0 | 0 | 0 | 0 | 0 | 0 | 0 | 0 | 0 | 0 | 0 | 0 | 0
10/29/20 @ 23:15 | OfS-CZ12-v15-PkgAC240to760-Meas | OfS | CZ12 | v15 | PkgAC2SpP-240to760 | Meas | 24998.5 | 15.0137 | 0 | 0 | 0 | 0 | 0 | 10.2555 | 0.61884 | 0 | 42.9171 | 0 | 19.3377 | 88.1429 | 0 | 0 | 0 | 36.5638 | 0 | 0 | 0 | 0 | 0 | 0 | 0 | 0 | 36.5638 | 18.7058 | 0 | 0 | 0 | 0 | 0 | 3.6534 | 0 | 0 | 10.3701 | 0 | 5.6334 | 38.3627 | 0 | 0 | 0 | 186.774 | 0 | 0 | 0 | 0 | 0 | 0 | 0 | 0 | 186.774 | 233.943 | - | 0 | 0 | 0 | 0 | 0 | 0 | 0 | 0 | 0 | 0 | 0 | 0 | 0 | 0 | 0 | 0
10/29/20 @ 23:16 | OfS-CZ13-v03-PkgAC240to760-Base | OfS | CZ13 | v03 | PkgAC2SpP-240to760 | Base | 24998.5 | 27.7745 | 0 | 0 | 0 | 0 | 0 | 13.0511 | 0.72013 | 0 | 42.9171 | 0 | 20.4807 | 104.944 | 0 | 0 | 0 | 41.4704 | 0 | 0 | 0 | 0 | 0 | 0 | 0 | 0 | 41.4704 | 33.4018 | 0 | 0 | 0 | 0 | 0 | 5.2416 | 0 | 0 | 10.3701 | 0 | 6.6931 | 55.7064 | 0 | 0 | 0 | 202.161 | 0 | 0 | 0 | 0 | 0 | 0 | 0 | 0 | 202.161 | 295.814 | - | 0 | 0 | 0 | 0 | 0 | 0 | 0 | 0 | 0 | 0 | 0 | 0 | 0 | 0 | 0 | 0
10/29/20 @ 23:16 | OfS-CZ13-v03-PkgAC240to760-Meas | OfS | CZ13 | v03 | PkgAC2SpP-240to760 | Meas | 24998.5 | 22.9883 | 0 | 0 | 0 | 0 | 0 | 12.8604 | 0.72013 | 0 | 42.9171 | 0 | 20.4807 | 99.9668 | 0 | 0 | 0 | 41.4725 | 0 | 0 | 0 | 0 | 0 | 0 | 0 | 0 | 41.4725 | 22.7948 | 0 | 0 | 0 | 0 | 0 | 4.3988 | 0 | 0 | 10.3701 | 0 | 6.6931 | 44.2567 | 0 | 0 | 0 | 202.161 | 0 | 0 | 0 | 0 | 0 | 0 | 0 | 0 | 202.161 | 287.718 | - | 0 | 0 | 0 | 0 | 0 | 0 | 0 | 0 | 0 | 0 | 0 | 0 | 0 | 0 | 0 | 0
10/29/20 @ 23:17 | OfS-CZ13-v07-PkgAC240to760-Base | OfS | CZ13 | v07 | PkgAC2SpP-240to760 | Base | 24998.5 | 27.6698 | 0 | 0 | 0 | 0 | 0 | 13.0159 | 0.7182 | 0 | 42.9171 | 0 | 20.4807 | 104.802 | 0 | 0 | 0 | 40.2432 | 0 | 0 | 0 | 0 | 0 | 0 | 0 | 0 | 40.2432 | 33.1861 | 0 | 0 | 0 | 0 | 0 | 5.1983 | 0 | 0 | 10.3701 | 0 | 6.6931 | 55.4476 | 0 | 0 | 0 | 198.681 | 0 | 0 | 0 | 0 | 0 | 0 | 0 | 0 | 198.681 | 293.55 | - | 0 | 0 | 0 | 0 | 0 | 0 | 0 | 0 | 0 | 0 | 0 | 0 | 0 | 0 | 0 | 0
10/29/20 @ 23:17 | OfS-CZ13-v07-PkgAC240to760-Meas | OfS | CZ13 | v07 | PkgAC2SpP-240to760 | Meas | 24998.5 | 22.9087 | 0 | 0 | 0 | 0 | 0 | 12.8278 | 0.7182 | 0 | 42.9171 | 0 | 20.4807 | 99.8526 | 0 | 0 | 0 | 40.2451 | 0 | 0 | 0 | 0 | 0 | 0 | 0 | 0 | 40.2451 | 22.677 | 0 | 0 | 0 | 0 | 0 | 4.3631 | 0 | 0 | 10.3701 | 0 | 6.6931 | 44.1032 | 0 | 0 | 0 | 198.681 | 0 | 0 | 0 | 0 | 0 | 0 | 0 | 0 | 198.681 | 285.56 | - | 0 | 0 | 0 | 0 | 0 | 0 | 0 | 0 | 0 | 0 | 0 | 0 | 0 | 0 | 0 | 0
10/29/20 @ 23:18 | OfS-CZ13-v11-PkgAC240to760-Base | OfS | CZ13 | v11 | PkgAC2SpP-240to760 | Base | 24998.5 | 27.1507 | 0 | 0 | 0 | 0 | 0 | 12.7796 | 0.70404 | 0 | 42.9171 | 0 | 19.7187 | 103.27 | 0 | 0 | 0 | 33.9458 | 0 | 0 | 0 | 0 | 0 | 0 | 0 | 0 | 33.9458 | 32.9137 | 0 | 0 | 0 | 0 | 0 | 5.1352 | 0 | 0 | 10.3701 | 0 | 5.7489 | 54.1679 | 0 | 0 | 0 | 183.507 | 0 | 0 | 0 | 0 | 0 | 0 | 0 | 0 | 183.507 | 285.207 | - | 0 | 0 | 0 | 0 | 0 | 0 | 0 | 0 | 0 | 0 | 0 | 0 | 0 | 0 | 0 | 0
10/29/20 @ 23:18 | OfS-CZ13-v11-PkgAC240to760-Meas | OfS | CZ13 | v11 | PkgAC2SpP-240to760 | Meas | 24998.5 | 22.5108 | 0 | 0 | 0 | 0 | 0 | 12.5993 | 0.70404 | 0 | 42.9171 | 0 | 19.7187 | 98.45 | 0 | 0 | 0 | 33.9477 | 0 | 0 | 0 | 0 | 0 | 0 | 0 | 0 | 33.9477 | 22.1339 | 0 | 0 | 0 | 0 | 0 | 4.2313 | 0 | 0 | 10.3701 | 0 | 6.4357 | 43.171 | 0 | 0 | 0 | 183.507 | 0 | 0 | 0 | 0 | 0 | 0 | 0 | 0 | 183.507 | 277.486 | - | 0 | 0 | 0 | 0 | 0 | 0 | 0 | 0 | 0 | 0 | 0 | 0 | 0 | 0 | 0 | 0
10/29/20 @ 23:19 | OfS-CZ13-v15-PkgAC240to760-Base | OfS | CZ13 | v15 | PkgAC2SpP-240to760 | Base | 24998.5 | 24.0498 | 0 | 0 | 0 | 0 | 0 | 11.4858 | 0.64238 | 0 | 42.9171 | 0 | 19.3377 | 98.4329 | 0 | 0 | 0 | 30.8859 | 0 | 0 | 0 | 0 | 0 | 0 | 0 | 0 | 30.8859 | 29.6614 | 0 | 0 | 0 | 0 | 0 | 4.6478 | 0 | 0 | 10.3701 | 0 | 6.3071 | 50.9863 | 0 | 0 | 0 | 171.547 | 0 | 0 | 0 | 0 | 0 | 0 | 0 | 0 | 171.547 | 263.074 | - | 0 | 0 | 0 | 0 | 0 | 0 | 0 | 0 | 0 | 0 | 0 | 0 | 0 | 0 | 0 | 0
10/29/20 @ 23:20 | OfS-CZ13-v15-PkgAC240to760-Meas | OfS | CZ13 | v15 | PkgAC2SpP-240to760 | Meas | 24998.5 | 19.9056 | 0 | 0 | 0 | 0 | 0 | 11.3312 | 0.64238 | 0 | 42.9171 | 0 | 19.3377 | 94.134 | 0 | 0 | 0 | 30.8873 | 0 | 0 | 0 | 0 | 0 | 0 | 0 | 0 | 30.8873 | 20.1913 | 0 | 0 | 0 | 0 | 0 | 3.8959 | 0 | 0 | 10.3701 | 0 | 6.3071 | 40.7643 | 0 | 0 | 0 | 171.547 | 0 | 0 | 0 | 0 | 0 | 0 | 0 | 0 | 171.547 | 255.286 | - | 0 | 0 | 0 | 0 | 0 | 0 | 0 | 0 | 0 | 0 | 0 | 0 | 0 | 0 | 0 | 0
10/29/20 @ 23:25 | OfS-CZ15-v03-PkgAC240to760-Base | OfS | CZ15 | v03 | PkgAC2SpP-240to760 | Base | 24998.5 | 48.6387 | 0 | 0 | 0 | 0 | 0 | 15.4032 | 0.21901 | 0 | 42.9171 | 0 | 20.4807 | 127.659 | 0 | 0 | 0 | 5.8023 | 0 | 0 | 0 | 0 | 0 | 0 | 0 | 0 | 5.8023 | 46.0976 | 0 | 0 | 0 | 0 | 0 | 6.3414 | 0 | 0 | 10.3701 | 0 | 6.6931 | 69.5021 | 0 | 0 | 0 | 94.2311 | 0 | 0 | 0 | 0 | 0 | 0 | 0 | 0 | 94.2311 | 318.75 | - | 0 | 0 | 0 | 0 | 0 | 0 | 0 | 0 | 0 | 0 | 0 | 0 | 0 | 0 | 0 | 0
10/29/20 @ 23:25 | OfS-CZ15-v03-PkgAC240to760-Meas | OfS | CZ15 | v03 | PkgAC2SpP-240to760 | Meas | 24998.5 | 37.5991 | 0 | 0 | 0 | 0 | 0 | 15.076 | 0.21901 | 0 | 42.9171 | 0 | 20.4807 | 116.292 | 0 | 0 | 0 | 5.804 | 0 | 0 | 0 | 0 | 0 | 0 | 0 | 0 | 5.804 | 26.3432 | 0 | 0 | 0 | 0 | 0 | 4.4681 | 0 | 0 | 10.3701 | 0 | 6.6931 | 47.8745 | 0 | 0 | 0 | 94.2323 | 0 | 0 | 0 | 0 | 0 | 0 | 0 | 0 | 94.2323 | 306.716 | - | 0 | 0 | 0 | 0 | 0 | 0 | 0 | 0 | 0 | 0 | 0 | 0 | 0 | 0 | 0 | 0
10/29/20 @ 23:26 | OfS-CZ15-v07-PkgAC240to760-Base | OfS | CZ15 | v07 | PkgAC2SpP-240to760 | Base | 24998.5 | 48.3954 | 0 | 0 | 0 | 0 | 0 | 15.3547 | 0.21841 | 0 | 42.9171 | 0 | 20.4807 | 127.366 | 0 | 0 | 0 | 5.5395 | 0 | 0 | 0 | 0 | 0 | 0 | 0 | 0 | 5.5395 | 45.7659 | 0 | 0 | 0 | 0 | 0 | 6.2846 | 0 | 0 | 10.3701 | 0 | 6.6931 | 69.1137 | 0 | 0 | 0 | 91.7039 | 0 | 0 | 0 | 0 | 0 | 0 | 0 | 0 | 91.7039 | 315.963 | - | 0 | 0 | 0 | 0 | 0 | 0 | 0 | 0 | 0 | 0 | 0 | 0 | 0 | 0 | 0 | 0
10/29/20 @ 23:27 | OfS-CZ15-v07-PkgAC240to760-Meas | OfS | CZ15 | v07 | PkgAC2SpP-240to760 | Meas | 24998.5 | 37.4297 | 0 | 0 | 0 | 0 | 0 | 15.0341 | 0.21841 | 0 | 42.9171 | 0 | 20.4807 | 116.08 | 0 | 0 | 0 | 5.5414 | 0 | 0 | 0 | 0 | 0 | 0 | 0 | 0 | 5.5414 | 26.205 | 0 | 0 | 0 | 0 | 0 | 4.4291 | 0 | 0 | 10.3701 | 0 | 6.6931 | 47.6973 | 0 | 0 | 0 | 91.7051 | 0 | 0 | 0 | 0 | 0 | 0 | 0 | 0 | 91.7051 | 304.99 | - | 0 | 0 | 0 | 0 | 0 | 0 | 0 | 0 | 0 | 0 | 0 | 0 | 0 | 0 | 0 | 0
10/29/20 @ 23:27 | OfS-CZ15-v11-PkgAC240to760-Base | OfS | CZ15 | v11 | PkgAC2SpP-240to760 | Base | 24998.5 | 46.3812 | 0 | 0 | 0 | 0 | 0 | 14.825 | 0.21076 | 0 | 42.9171 | 0 | 19.7187 | 124.053 | 0 | 0 | 0 | 3.2712 | 0 | 0 | 0 | 0 | 0 | 0 | 0 | 0 | 3.2712 | 43.3181 | 0 | 0 | 0 | 0 | 0 | 5.9067 | 0 | 0 | 10.3701 | 0 | 6.4357 | 66.0306 | 0 | 0 | 0 | 70.539 | 0 | 0 | 0 | 0 | 0 | 0 | 0 | 0 | 70.539 | 297.947 | - | 0 | 0 | 0 | 0 | 0 | 0 | 0 | 0 | 0 | 0 | 0 | 0 | 0 | 0 | 0 | 0
10/29/20 @ 23:28 | OfS-CZ15-v11-PkgAC240to760-Meas | OfS | CZ15 | v11 | PkgAC2SpP-240to760 | Meas | 24998.5 | 36.0071 | 0 | 0 | 0 | 0 | 0 | 14.5372 | 0.21076 | 0 | 42.9171 | 0 | 19.7187 | 113.391 | 0 | 0 | 0 | 3.2723 | 0 | 0 | 0 | 0 | 0 | 0 | 0 | 0 | 3.2723 | 24.7614 | 0 | 0 | 0 | 0 | 0 | 4.1743 | 0 | 0 | 10.3701 | 0 | 6.4357 | 45.7414 | 0 | 0 | 0 | 70.5402 | 0 | 0 | 0 | 0 | 0 | 0 | 0 | 0 | 70.5402 | 292.647 | - | 0 | 0 | 0 | 0 | 0 | 0 | 0 | 0 | 0 | 0 | 0 | 0 | 0 | 0 | 0 | 0
10/29/20 @ 23:28 | OfS-CZ15-v15-PkgAC240to760-Base | OfS | CZ15 | v15 | PkgAC2SpP-240to760 | Base | 24998.5 | 41.9714 | 0 | 0 | 0 | 0 | 0 | 13.524 | 0.19513 | 0 | 42.9171 | 0 | 19.3377 | 117.945 | 0 | 0 | 0 | 2.5211 | 0 | 0 | 0 | 0 | 0 | 0 | 0 | 0 | 2.5211 | 40.333 | 0 | 0 | 0 | 0 | 0 | 5.4816 | 0 | 0 | 10.3701 | 0 | 6.3071 | 62.4917 | 0 | 0 | 0 | 58.3062 | 0 | 0 | 0 | 0 | 0 | 0 | 0 | 0 | 58.3062 | 279.828 | - | 0 | 0 | 0 | 0 | 0 | 0 | 0 | 0 | 0 | 0 | 0 | 0 | 0 | 0 | 0 | 0
10/29/20 @ 23:29 | OfS-CZ15-v15-PkgAC240to760-Meas | OfS | CZ15 | v15 | PkgAC2SpP-240to760 | Meas | 24998.5 | 32.5303 | 0 | 0 | 0 | 0 | 0 | 13.2839 | 0.19513 | 0 | 42.9171 | 0 | 19.3377 | 108.264 | 0 | 0 | 0 | 2.5218 | 0 | 0 | 0 | 0 | 0 | 0 | 0 | 0 | 2.5218 | 23.2935 | 0 | 0 | 0 | 0 | 0 | 3.8474 | 0 | 0 | 10.3701 | 0 | 6.3071 | 43.818 | 0 | 0 | 0 | 58.3077 | 0 | 0 | 0 | 0 | 0 | 0 | 0 | 0 | 58.3077 | 274.772 | - | 0 | 0 | 0 | 0 | 0 | 0 | 0 | 0 | 0 | 0 | 0 | 0 | 0 | 0 | 0 | 0
10/29/20 @ 23:34 | RFF-CZ12-v03-PkgAC240to760-Base | RFF | CZ12 | v03 | PkgAC2SpP-240to760 | Base | 24998.5 | 8.4794 | 0 | 0 | 0 | 0 | 0 | 4.8934 | 0.17652 | 0 | 21.3891 | 0 | 12.8983 | 47.8368 | 0 | 0 | 0 | 40.702 | 0 | 0 | 0 | 0 | 0 | 5.4398 | 0 | 0 | 46.1418 | 9.2838 | 0 | 0 | 0 | 0 | 0 | 1.2549 | 0 | 0 | 3.5049 | 0 | 2.0995 | 16.143 | 0 | 0 | 0 | 60.8408 | 0 | 0 | 0 | 0 | 0 | 0.15633 | 0 | 0 | 60.9971 | 89.128 | - | 0 | 0 | 0 | 0 | 0 | 0 | 0 | 0 | 0 | 0 | 0 | 0 | 0 | 0 | 0 | 0
10/29/20 @ 23:35 | RFF-CZ12-v03-PkgAC240to760-Meas | RFF | CZ12 | v03 | PkgAC2SpP-240to760 | Meas | 24998.5 | 7.2951 | 0 | 0 | 0 | 0 | 0 | 4.8416 | 0.17652 | 0 | 21.3891 | 0 | 12.8983 | 46.6007 | 0 | 0 | 0 | 40.7031 | 0 | 0 | 0 | 0 | 0 | 5.4398 | 0 | 0 | 46.1428 | 6.2899 | 0 | 0 | 0 | 0 | 0 | 1.0402 | 0 | 0 | 3.5049 | 0 | 2.0995 | 12.9345 | 0 | 0 | 0 | 60.8408 | 0 | 0 | 0 | 0 | 0 | 0.15633 | 0 | 0 | 60.9971 | 85.7184 | - | 0 | 0 | 0 | 0 | 0 | 0 | 0 | 0 | 0 | 0 | 0 | 0 | 0 | 0 | 0 | 0
10/29/20 @ 23:35 | RFF-CZ12-v07-PkgAC240to760-Base | RFF | CZ12 | v07 | PkgAC2SpP-240to760 | Base | 24998.5 | 8.447 | 0 | 0 | 0 | 0 | 0 | 4.8535 | 0.17448 | 0 | 21.3891 | 0 | 12.8983 | 47.7625 | 0 | 0 | 0 | 39.3322 | 0 | 0 | 0 | 0 | 0 | 5.4398 | 0 | 0 | 44.772 | 9.1849 | 0 | 0 | 0 | 0 | 0 | 1.2427 | 0 | 0 | 3.5049 | 0 | 2.0995 | 16.032 | 0 | 0 | 0 | 59.802 | 0 | 0 | 0 | 0 | 0 | 0.15633 | 0 | 0 | 59.9584 | 88.3175 | - | 0 | 0 | 0 | 0 | 0 | 0 | 0 | 0 | 0 | 0 | 0 | 0 | 0 | 0 | 0 | 0
10/29/20 @ 23:35 | RFF-CZ12-v07-PkgAC240to760-Meas | RFF | CZ12 | v07 | PkgAC2SpP-240to760 | Meas | 24998.5 | 7.2727 | 0 | 0 | 0 | 0 | 0 | 4.802 | 0.17448 | 0 | 21.3891 | 0 | 12.8983 | 46.5366 | 0 | 0 | 0 | 39.3345 | 0 | 0 | 0 | 0 | 0 | 5.4398 | 0 | 0 | 44.7743 | 6.2212 | 0 | 0 | 0 | 0 | 0 | 1.03 | 0 | 0 | 3.5049 | 0 | 2.0995 | 12.8555 | 0 | 0 | 0 | 59.802 | 0 | 0 | 0 | 0 | 0 | 0.15633 | 0 | 0 | 59.9584 | 84.9177 | - | 0 | 0 | 0 | 0 | 0 | 0 | 0 | 0 | 0 | 0 | 0 | 0 | 0 | 0 | 0 | 0
10/29/20 @ 23:36 | RFF-CZ12-v11-PkgAC240to760-Base | RFF | CZ12 | v11 | PkgAC2SpP-240to760 | Base | 24998.5 | 8.3662 | 0 | 0 | 0 | 0 | 0 | 4.7443 | 0.16898 | 0 | 21.3891 | 0 | 12.8983 | 47.5671 | 0 | 0 | 0 | 35.3255 | 0 | 0 | 0 | 0 | 0 | 5.4398 | 0 | 0 | 40.7652 | 8.9 | 0 | 0 | 0 | 0 | 0 | 1.2069 | 0 | 0 | 3.5049 | 0 | 2.0995 | 15.7112 | 0 | 0 | 0 | 56.5847 | 0 | 0 | 0 | 0 | 0 | 0.15633 | 0 | 0 | 56.741 | 85.6221 | - | 0 | 0 | 0 | 0 | 0 | 0 | 0 | 0 | 0 | 0 | 0 | 0 | 0 | 0 | 0 | 0
10/29/20 @ 23:36 | RFF-CZ12-v11-PkgAC240to760-Meas | RFF | CZ12 | v11 | PkgAC2SpP-240to760 | Meas | 24998.5 | 7.2081 | 0 | 0 | 0 | 0 | 0 | 4.6931 | 0.16898 | 0 | 21.3891 | 0 | 12.8983 | 46.3577 | 0 | 0 | 0 | 35.3267 | 0 | 0 | 0 | 0 | 0 | 5.4398 | 0 | 0 | 40.7665 | 6.0211 | 0 | 0 | 0 | 0 | 0 | 0.99996 | 0 | 0 | 3.5049 | 0 | 2.0995 | 12.6254 | 0 | 0 | 0 | 56.5847 | 0 | 0 | 0 | 0 | 0 | 0.15633 | 0 | 0 | 56.741 | 82.2636 | - | 0 | 0 | 0 | 0 | 0 | 0 | 0 | 0 | 0 | 0 | 0 | 0 | 0 | 0 | 0 | 0
10/29/20 @ 23:36 | RFF-CZ12-v15-PkgAC240to760-Base | RFF | CZ12 | v15 | PkgAC2SpP-240to760 | Base | 24998.5 | 7.8633 | 0 | 0 | 0 | 0 | 0 | 4.6618 | 0.16789 | 0 | 21.3891 | 0 | 11.4184 | 45.5005 | 0 | 0 | 0 | 40.6916 | 0 | 0 | 0 | 0 | 0 | 5.4398 | 0 | 0 | 46.1313 | 8.774 | 0 | 0 | 0 | 0 | 0 | 1.1884 | 0 | 0 | 3.5049 | 0 | 1.8651 | 15.3324 | 0 | 0 | 0 | 58.1423 | 0 | 0 | 0 | 0 | 0 | 0.15633 | 0 | 0 | 58.2986 | 84.1081 | - | 0 | 0 | 0 | 0 | 0 | 0 | 0 | 0 | 0 | 0 | 0 | 0 | 0 | 0 | 0 | 0
10/29/20 @ 23:37 | RFF-CZ12-v15-PkgAC240to760-Meas | RFF | CZ12 | v15 | PkgAC2SpP-240to760 | Meas | 24998.5 | 6.7525 | 0 | 0 | 0 | 0 | 0 | 4.6154 | 0.16789 | 0 | 21.3891 | 0 | 11.4184 | 44.3433 | 0 | 0 | 0 | 40.6931 | 0 | 0 | 0 | 0 | 0 | 5.4398 | 0 | 0 | 46.1328 | 5.9156 | 0 | 0 | 0 | 0 | 0 | 0.98477 | 0 | 0 | 3.5049 | 0 | 1.8651 | 12.2703 | 0 | 0 | 0 | 58.1423 | 0 | 0 | 0 | 0 | 0 | 0.15633 | 0 | 0 | 58.2986 | 80.7488 | - | 0 | 0 | 0 | 0 | 0 | 0 | 0 | 0 | 0 | 0 | 0 | 0 | 0 | 0 | 0 | 0
10/29/20 @ 23:37 | RFF-CZ13-v03-PkgAC240to760-Base | RFF | CZ13 | v03 | PkgAC2SpP-240to760 | Base | 24998.5 | 13.1337 | 0 | 0 | 0 | 0 | 0 | 5.5099 | 0.18874 | 0 | 21.3891 | 0 | 12.8983 | 53.1198 | 0 | 0 | 0 | 36.1417 | 0 | 0 | 0 | 0 | 0 | 5.4398 | 0 | 0 | 41.5815 | 10.2157 | 0 | 0 | 0 | 0 | 0 | 1.3176 | 0 | 0 | 3.5049 | 0 | 2.0995 | 17.1376 | 0 | 0 | 0 | 59.2579 | 0 | 0 | 0 | 0 | 0 | 0.15633 | 0 | 0 | 59.4142 | 94.8582 | - | 0 | 0 | 0 | 0 | 0 | 0 | 0 | 0 | 0 | 0 | 0 | 0 | 0 | 0 | 0 | 0
10/29/20 @ 23:37 | RFF-CZ13-v03-PkgAC240to760-Meas | RFF | CZ13 | v03 | PkgAC2SpP-240to760 | Meas | 24998.5 | 10.7643 | 0 | 0 | 0 | 0 | 0 | 5.4131 | 0.18874 | 0 | 21.3891 | 0 | 12.8983 | 50.6537 | 0 | 0 | 0 | 36.1424 | 0 | 0 | 0 | 0 | 0 | 5.4398 | 0 | 0 | 41.5822 | 6.7566 | 0 | 0 | 0 | 0 | 0 | 1.1016 | 0 | 0 | 3.5049 | 0 | 2.3703 | 13.7333 | 0 | 0 | 0 | 59.2579 | 0 | 0 | 0 | 0 | 0 | 0.15633 | 0 | 0 | 59.4142 | 90.8929 | - | 0 | 0 | 0 | 0 | 0 | 0 | 0 | 0 | 0 | 0 | 0 | 0 | 0 | 0 | 0 | 0
10/29/20 @ 23:38 | RFF-CZ13-v07-PkgAC240to760-Base | RFF | CZ13 | v07 | PkgAC2SpP-240to760 | Base | 24998.5 | 13.0552 | 0 | 0 | 0 | 0 | 0 | 5.4631 | 0.18663 | 0 | 21.3891 | 0 | 12.8983 | 52.9925 | 0 | 0 | 0 | 34.9103 | 0 | 0 | 0 | 0 | 0 | 5.4398 | 0 | 0 | 40.3501 | 10.1125 | 0 | 0 | 0 | 0 | 0 | 1.3055 | 0 | 0 | 3.5049 | 0 | 2.0995 | 17.0223 | 0 | 0 | 0 | 58.1487 | 0 | 0 | 0 | 0 | 0 | 0.15633 | 0 | 0 | 58.305 | 94.025 | - | 0 | 0 | 0 | 0 | 0 | 0 | 0 | 0 | 0 | 0 | 0 | 0 | 0 | 0 | 0 | 0
10/29/20 @ 23:38 | RFF-CZ13-v07-PkgAC240to760-Meas | RFF | CZ13 | v07 | PkgAC2SpP-240to760 | Meas | 24998.5 | 10.7043 | 0 | 0 | 0 | 0 | 0 | 5.367 | 0.18663 | 0 | 21.3891 | 0 | 12.8983 | 50.5455 | 0 | 0 | 0 | 34.9117 | 0 | 0 | 0 | 0 | 0 | 5.4398 | 0 | 0 | 40.3514 | 6.6771 | 0 | 0 | 0 | 0 | 0 | 1.0898 | 0 | 0 | 3.5049 | 0 | 2.3703 | 13.6421 | 0 | 0 | 0 | 58.1487 | 0 | 0 | 0 | 0 | 0 | 0.15633 | 0 | 0 | 58.305 | 90.0765 | - | 0 | 0 | 0 | 0 | 0 | 0 | 0 | 0 | 0 | 0 | 0 | 0 | 0 | 0 | 0 | 0
10/29/20 @ 23:38 | RFF-CZ13-v11-PkgAC240to760-Base | RFF | CZ13 | v11 | PkgAC2SpP-240to760 | Base | 24998.5 | 12.6217 | 0 | 0 | 0 | 0 | 0 | 5.2533 | 0.17772 | 0 | 21.3891 | 0 | 12.8983 | 52.3403 | 0 | 0 | 0 | 28.8269 | 0 | 0 | 0 | 0 | 0 | 5.4398 | 0 | 0 | 34.2667 | 9.3285 | 0 | 0 | 0 | 0 | 0 | 1.2435 | 0 | 0 | 3.5049 | 0 | 2.3633 | 16.4402 | 0 | 0 | 0 | 52.0562 | 0 | 0 | 0 | 0 | 0 | 0.15633 | 0 | 0 | 52.2125 | 89.1188 | - | 0 | 0 | 0 | 0 | 0 | 0 | 0 | 0 | 0 | 0 | 0 | 0 | 0 | 0 | 0 | 0
10/29/20 @ 23:39 | RFF-CZ13-v11-PkgAC240to760-Meas | RFF | CZ13 | v11 | PkgAC2SpP-240to760 | Meas | 24998.5 | 10.3615 | 0 | 0 | 0 | 0 | 0 | 5.1606 | 0.17772 | 0 | 21.3891 | 0 | 12.8983 | 49.9872 | 0 | 0 | 0 | 28.8276 | 0 | 0 | 0 | 0 | 0 | 5.4398 | 0 | 0 | 34.2673 | 6.4132 | 0 | 0 | 0 | 0 | 0 | 1.0519 | 0 | 0 | 3.5049 | 0 | 2.3703 | 13.3403 | 0 | 0 | 0 | 52.0562 | 0 | 0 | 0 | 0 | 0 | 0.15633 | 0 | 0 | 52.2125 | 86.167 | - | 0 | 0 | 0 | 0 | 0 | 0 | 0 | 0 | 0 | 0 | 0 | 0 | 0 | 0 | 0 | 0
10/29/20 @ 23:39 | RFF-CZ13-v15-PkgAC240to760-Base | RFF | CZ13 | v15 | PkgAC2SpP-240to760 | Base | 24998.5 | 12.0845 | 0 | 0 | 0 | 0 | 0 | 5.1771 | 0.17676 | 0 | 21.3891 | 0 | 11.4184 | 50.2458 | 0 | 0 | 0 | 32.9692 | 0 | 0 | 0 | 0 | 0 | 5.4398 | 0 | 0 | 38.409 | 9.1816 | 0 | 0 | 0 | 0 | 0 | 1.2233 | 0 | 0 | 3.5049 | 0 | 2.1088 | 16.0187 | 0 | 0 | 0 | 53.7014 | 0 | 0 | 0 | 0 | 0 | 0.15633 | 0 | 0 | 53.8577 | 87.6854 | - | 0 | 0 | 0 | 0 | 0 | 0 | 0 | 0 | 0 | 0 | 0 | 0 | 0 | 0 | 0 | 0
10/29/20 @ 23:39 | RFF-CZ13-v15-PkgAC240to760-Meas | RFF | CZ13 | v15 | PkgAC2SpP-240to760 | Meas | 24998.5 | 9.8751 | 0 | 0 | 0 | 0 | 0 | 5.092 | 0.17676 | 0 | 21.3891 | 0 | 11.4184 | 47.9514 | 0 | 0 | 0 | 32.9701 | 0 | 0 | 0 | 0 | 0 | 5.4398 | 0 | 0 | 38.4099 | 6.304 | 0 | 0 | 0 | 0 | 0 | 1.0343 | 0 | 0 | 3.5049 | 0 | 2.1159 | 12.9591 | 0 | 0 | 0 | 53.7014 | 0 | 0 | 0 | 0 | 0 | 0.15633 | 0 | 0 | 53.8577 | 84.6734 | - | 0 | 0 | 0 | 0 | 0 | 0 | 0 | 0 | 0 | 0 | 0 | 0 | 0 | 0 | 0 | 0
10/29/20 @ 23:42 | RFF-CZ15-v03-PkgAC240to760-Base | RFF | CZ15 | v03 | PkgAC2SpP-240to760 | Base | 24998.5 | 23.155 | 0 | 0 | 0 | 0 | 0 | 6.9279 | 0.063106 | 0 | 21.3891 | 0 | 12.8983 | 64.4335 | 0 | 0 | 0 | 4.9919 | 0 | 0 | 0 | 0 | 0 | 5.4398 | 0 | 0 | 10.4316 | 13.6431 | 0 | 0 | 0 | 0 | 0 | 1.5256 | 0 | 0 | 3.5049 | 0 | 2.3633 | 21.0369 | 0 | 0 | 0 | 39.1177 | 0 | 0 | 0 | 0 | 0 | 0.15633 | 0 | 0 | 39.274 | 107.781 | - | 0 | 0 | 0 | 0 | 0 | 0 | 0 | 0 | 0 | 0 | 0 | 0 | 0 | 0 | 0 | 0
10/29/20 @ 23:42 | RFF-CZ15-v03-PkgAC240to760-Meas | RFF | CZ15 | v03 | PkgAC2SpP-240to760 | Meas | 24998.5 | 17.7415 | 0 | 0 | 0 | 0 | 0 | 6.8104 | 0.063106 | 0 | 21.3891 | 0 | 12.8983 | 58.9025 | 0 | 0 | 0 | 4.9921 | 0 | 0 | 0 | 0 | 0 | 5.4398 | 0 | 0 | 10.4319 | 8.2065 | 0 | 0 | 0 | 0 | 0 | 1.1941 | 0 | 0 | 3.5049 | 0 | 2.3633 | 15.2687 | 0 | 0 | 0 | 39.1177 | 0 | 0 | 0 | 0 | 0 | 0.15633 | 0 | 0 | 39.274 | 105.447 | - | 0 | 0 | 0 | 0 | 0 | 0 | 0 | 0 | 0 | 0 | 0 | 0 | 0 | 0 | 0 | 0
10/29/20 @ 23:43 | RFF-CZ15-v07-PkgAC240to760-Base | RFF | CZ15 | v07 | PkgAC2SpP-240to760 | Base | 24998.5 | 22.987 | 0 | 0 | 0 | 0 | 0 | 6.8748 | 0.062522 | 0 | 21.3891 | 0 | 12.8983 | 64.2117 | 0 | 0 | 0 | 4.6445 | 0 | 0 | 0 | 0 | 0 | 5.4398 | 0 | 0 | 10.0843 | 13.7088 | 0 | 0 | 0 | 0 | 0 | 1.5322 | 0 | 0 | 3.5049 | 0 | 2.0995 | 20.8453 | 0 | 0 | 0 | 37.8119 | 0 | 0 | 0 | 0 | 0 | 0.15633 | 0 | 0 | 37.9683 | 106.979 | - | 0 | 0 | 0 | 0 | 0 | 0 | 0 | 0 | 0 | 0 | 0 | 0 | 0 | 0 | 0 | 0
10/29/20 @ 23:43 | RFF-CZ15-v07-PkgAC240to760-Meas | RFF | CZ15 | v07 | PkgAC2SpP-240to760 | Meas | 24998.5 | 17.6307 | 0 | 0 | 0 | 0 | 0 | 6.7596 | 0.062522 | 0 | 21.3891 | 0 | 12.8983 | 58.7402 | 0 | 0 | 0 | 4.6448 | 0 | 0 | 0 | 0 | 0 | 5.4398 | 0 | 0 | 10.0846 | 8.1383 | 0 | 0 | 0 | 0 | 0 | 1.1845 | 0 | 0 | 3.5049 | 0 | 2.3633 | 15.1911 | 0 | 0 | 0 | 37.8119 | 0 | 0 | 0 | 0 | 0 | 0.15633 | 0 | 0 | 37.9683 | 104.65 | - | 0 | 0 | 0 | 0 | 0 | 0 | 0 | 0 | 0 | 0 | 0 | 0 | 0 | 0 | 0 | 0
10/29/20 @ 23:43 | RFF-CZ15-v11-PkgAC240to760-Base | RFF | CZ15 | v11 | PkgAC2SpP-240to760 | Base | 24998.5 | 21.6614 | 0 | 0 | 0 | 0 | 0 | 6.5291 | 0.059076 | 0 | 21.3891 | 0 | 12.8983 | 62.5372 | 0 | 0 | 0 | 3.1107 | 0 | 0 | 0 | 0 | 0 | 5.4398 | 0 | 0 | 8.5504 | 12.6496 | 0 | 0 | 0 | 0 | 0 | 1.4243 | 0 | 0 | 3.5049 | 0 | 2.3703 | 19.9491 | 0 | 0 | 0 | 31.5016 | 0 | 0 | 0 | 0 | 0 | 0.15633 | 0 | 0 | 31.658 | 102.684 | - | 0 | 0 | 0 | 0 | 0 | 0 | 0 | 0 | 0 | 0 | 0 | 0 | 0 | 0 | 0 | 0
10/29/20 @ 23:44 | RFF-CZ15-v11-PkgAC240to760-Meas | RFF | CZ15 | v11 | PkgAC2SpP-240to760 | Meas | 24998.5 | 16.6417 | 0 | 0 | 0 | 0 | 0 | 6.4281 | 0.059076 | 0 | 21.3891 | 0 | 12.8983 | 57.4164 | 0 | 0 | 0 | 3.1109 | 0 | 0 | 0 | 0 | 0 | 5.4398 | 0 | 0 | 8.5507 | 7.7365 | 0 | 0 | 0 | 0 | 0 | 1.1361 | 0 | 0 | 3.5049 | 0 | 2.3633 | 14.7409 | 0 | 0 | 0 | 31.5016 | 0 | 0 | 0 | 0 | 0 | 0.15633 | 0 | 0 | 31.658 | 100.415 | - | 0 | 0 | 0 | 0 | 0 | 0 | 0 | 0 | 0 | 0 | 0 | 0 | 0 | 0 | 0 | 0
10/29/20 @ 23:44 | RFF-CZ15-v15-PkgAC240to760-Base | RFF | CZ15 | v15 | PkgAC2SpP-240to760 | Base | 24998.5 | 21.0231 | 0 | 0 | 0 | 0 | 0 | 6.4771 | 0.059054 | 0 | 21.3891 | 0 | 11.4184 | 60.3668 | 0 | 0 | 0 | 4.0139 | 0 | 0 | 0 | 0 | 0 | 5.4398 | 0 | 0 | 9.4536 | 12.5436 | 0 | 0 | 0 | 0 | 0 | 1.4123 | 0 | 0 | 3.5049 | 0 | 2.1159 | 19.5767 | 0 | 0 | 0 | 33.2227 | 0 | 0 | 0 | 0 | 0 | 0.15633 | 0 | 0 | 33.379 | 101.219 | - | 0 | 0 | 0 | 0 | 0 | 0 | 0 | 0 | 0 | 0 | 0 | 0 | 0 | 0 | 0 | 0
10/29/20 @ 23:44 | RFF-CZ15-v15-PkgAC240to760-Meas | RFF | CZ15 | v15 | PkgAC2SpP-240to760 | Meas | 24998.5 | 16.1258 | 0 | 0 | 0 | 0 | 0 | 6.3873 | 0.059054 | 0 | 21.3891 | 0 | 11.4184 | 55.3796 | 0 | 0 | 0 | 4.0142 | 0 | 0 | 0 | 0 | 0 | 5.4398 | 0 | 0 | 9.454 | 7.6597 | 0 | 0 | 0 | 0 | 0 | 1.1173 | 0 | 0 | 3.5049 | 0 | 2.1088 | 14.3907 | 0 | 0 | 0 | 33.2227 | 0 | 0 | 0 | 0 | 0 | 0.15633 | 0 | 0 | 33.379 | 98.9733 | - | 0 | 0 | 0 | 0 | 0 | 0 | 0 | 0 | 0 | 0 | 0 | 0 | 0 | 0 | 0 | 0
10/29/20 @ 23:50 | RSD-CZ12-v03-PkgAC240to760-Base | RSD | CZ12 | v03 | PkgAC2SpP-240to760 | Base | 24998.5 | 14.6211 | 0 | 0 | 0 | 0 | 0 | 6.8145 | 0.31829 | 0 | 36.0024 | 0 | 26.6307 | 84.387 | 0 | 0 | 0 | 24.5474 | 0 | 0 | 0 | 0 | 0 | 6.961 | 0 | 0 | 31.5084 | 15.8084 | 0 | 0 | 0 | 0 | 0 | 2.0485 | 0 | 0 | 5.9487 | 0 | 4.4494 | 28.2549 | 0 | 0 | 0 | 77.7889 | 0 | 0 | 0 | 0 | 0 | 0.78375 | 0 | 0 | 78.5727 | 152.607 | - | 0 | 0 | 0 | 0 | 0 | 0 | 0 | 0 | 0 | 0 | 0 | 0 | 0 | 0 | 0 | 0
10/29/20 @ 23:50 | RSD-CZ12-v03-PkgAC240to760-Meas | RSD | CZ12 | v03 | PkgAC2SpP-240to760 | Meas | 24998.5 | 12.5024 | 0 | 0 | 0 | 0 | 0 | 6.7282 | 0.31829 | 0 | 36.0024 | 0 | 26.6307 | 82.182 | 0 | 0 | 0 | 24.5475 | 0 | 0 | 0 | 0 | 0 | 6.961 | 0 | 0 | 31.5086 | 10.7198 | 0 | 0 | 0 | 0 | 0 | 1.7667 | 0 | 0 | 5.9487 | 0 | 4.1242 | 22.5594 | 0 | 0 | 0 | 77.7889 | 0 | 0 | 0 | 0 | 0 | 0.78375 | 0 | 0 | 78.5727 | 145.059 | - | 0 | 0 | 0 | 0 | 0 | 0 | 0 | 0 | 0 | 0 | 0 | 0 | 0 | 0 | 0 | 0
10/29/20 @ 23:51 | RSD-CZ12-v07-PkgAC240to760-Base | RSD | CZ12 | v07 | PkgAC2SpP-240to760 | Base | 24998.5 | 14.5749 | 0 | 0 | 0 | 0 | 0 | 6.7609 | 0.314 | 0 | 36.0024 | 0 | 26.6307 | 84.2828 | 0 | 0 | 0 | 22.5268 | 0 | 0 | 0 | 0 | 0 | 6.961 | 0 | 0 | 29.4879 | 15.5948 | 0 | 0 | 0 | 0 | 0 | 2.023 | 0 | 0 | 5.9487 | 0 | 4.4494 | 28.0159 | 0 | 0 | 0 | 74.6333 | 0 | 0 | 0 | 0 | 0 | 0.78375 | 0 | 0 | 75.417 | 150.892 | - | 0 | 0 | 0 | 0 | 0 | 0 | 0 | 0 | 0 | 0 | 0 | 0 | 0 | 0 | 0 | 0
10/29/20 @ 23:51 | RSD-CZ12-v07-PkgAC240to760-Meas | RSD | CZ12 | v07 | PkgAC2SpP-240to760 | Meas | 24998.5 | 12.4768 | 0 | 0 | 0 | 0 | 0 | 6.6747 | 0.314 | 0 | 36.0024 | 0 | 26.6307 | 82.0986 | 0 | 0 | 0 | 22.527 | 0 | 0 | 0 | 0 | 0 | 6.961 | 0 | 0 | 29.488 | 10.5844 | 0 | 0 | 0 | 0 | 0 | 1.7476 | 0 | 0 | 5.9487 | 0 | 4.1242 | 22.4049 | 0 | 0 | 0 | 74.6333 | 0 | 0 | 0 | 0 | 0 | 0.78375 | 0 | 0 | 75.417 | 143.376 | - | 0 | 0 | 0 | 0 | 0 | 0 | 0 | 0 | 0 | 0 | 0 | 0 | 0 | 0 | 0 | 0
10/29/20 @ 23:51 | RSD-CZ12-v11-PkgAC240to760-Base | RSD | CZ12 | v11 | PkgAC2SpP-240to760 | Base | 24998.5 | 14.5374 | 0 | 0 | 0 | 0 | 0 | 6.6787 | 0.30623 | 0 | 36.0024 | 0 | 26.6307 | 84.1554 | 0 | 0 | 0 | 18.4218 | 0 | 0 | 0 | 0 | 0 | 6.961 | 0 | 0 | 25.3828 | 15.2317 | 0 | 0 | 0 | 0 | 0 | 1.9819 | 0 | 0 | 5.9487 | 0 | 4.4494 | 27.6117 | 0 | 0 | 0 | 67.8049 | 0 | 0 | 0 | 0 | 0 | 0.78375 | 0 | 0 | 68.5886 | 147.748 | - | 0 | 0 | 0 | 0 | 0 | 0 | 0 | 0 | 0 | 0 | 0 | 0 | 0 | 0 | 0 | 0
10/29/20 @ 23:52 | RSD-CZ12-v11-PkgAC240to760-Meas | RSD | CZ12 | v11 | PkgAC2SpP-240to760 | Meas | 24998.5 | 12.4649 | 0 | 0 | 0 | 0 | 0 | 6.5922 | 0.30623 | 0 | 36.0024 | 0 | 26.6307 | 81.9964 | 0 | 0 | 0 | 18.4219 | 0 | 0 | 0 | 0 | 0 | 6.961 | 0 | 0 | 25.3829 | 10.3415 | 0 | 0 | 0 | 0 | 0 | 1.7152 | 0 | 0 | 5.9487 | 0 | 4.1242 | 22.1296 | 0 | 0 | 0 | 67.8049 | 0 | 0 | 0 | 0 | 0 | 0.78375 | 0 | 0 | 68.5886 | 140.339 | - | 0 | 0 | 0 | 0 | 0 | 0 | 0 | 0 | 0 | 0 | 0 | 0 | 0 | 0 | 0 | 0
10/29/20 @ 23:52 | RSD-CZ12-v15-PkgAC240to760-Base | RSD | CZ12 | v15 | PkgAC2SpP-240to760 | Base | 24998.5 | 13.6515 | 0 | 0 | 0 | 0 | 0 | 6.4935 | 0.30187 | 0 | 36.0024 | 0 | 23.9396 | 80.3889 | 0 | 0 | 0 | 23.1638 | 0 | 0 | 0 | 0 | 0 | 6.961 | 0 | 0 | 30.1249 | 14.8965 | 0 | 0 | 0 | 0 | 0 | 1.9413 | 0 | 0 | 5.9487 | 0 | 3.9802 | 26.7668 | 0 | 0 | 0 | 73.0679 | 0 | 0 | 0 | 0 | 0 | 0.78375 | 0 | 0 | 73.8517 | 144.871 | - | 0 | 0 | 0 | 0 | 0 | 0 | 0 | 0 | 0 | 0 | 0 | 0 | 0 | 0 | 0 | 0
10/29/20 @ 23:52 | RSD-CZ12-v15-PkgAC240to760-Meas | RSD | CZ12 | v15 | PkgAC2SpP-240to760 | Meas | 24998.5 | 11.6609 | 0 | 0 | 0 | 0 | 0 | 6.4139 | 0.30187 | 0 | 36.0024 | 0 | 23.9396 | 78.3188 | 0 | 0 | 0 | 23.164 | 0 | 0 | 0 | 0 | 0 | 6.961 | 0 | 0 | 30.125 | 10.1229 | 0 | 0 | 0 | 0 | 0 | 1.6861 | 0 | 0 | 5.9487 | 0 | 3.7377 | 21.4954 | 0 | 0 | 0 | 73.0679 | 0 | 0 | 0 | 0 | 0 | 0.78375 | 0 | 0 | 73.8517 | 137.545 | - | 0 | 0 | 0 | 0 | 0 | 0 | 0 | 0 | 0 | 0 | 0 | 0 | 0 | 0 | 0 | 0
10/29/20 @ 23:53 | RSD-CZ13-v03-PkgAC240to760-Base | RSD | CZ13 | v03 | PkgAC2SpP-240to760 | Base | 24998.5 | 21.0844 | 0 | 0 | 0 | 0 | 0 | 7.5516 | 0.34186 | 0 | 36.0024 | 0 | 26.6307 | 91.6109 | 0 | 0 | 0 | 23.3398 | 0 | 0 | 0 | 0 | 0 | 6.961 | 0 | 0 | 30.3009 | 17.5217 | 0 | 0 | 0 | 0 | 0 | 2.2344 | 0 | 0 | 5.9487 | 0 | 4.4494 | 30.1543 | 0 | 0 | 0 | 79.5254 | 0 | 0 | 0 | 0 | 0 | 0.78375 | 0 | 0 | 80.3092 | 164.32 | - | 0 | 0 | 0 | 0 | 0 | 0 | 0 | 0 | 0 | 0 | 0 | 0 | 0 | 0 | 0 | 0
10/29/20 @ 23:53 | RSD-CZ13-v03-PkgAC240to760-Meas | RSD | CZ13 | v03 | PkgAC2SpP-240to760 | Meas | 24998.5 | 16.9532 | 0 | 0 | 0 | 0 | 0 | 7.4025 | 0.34186 | 0 | 36.0024 | 0 | 26.6307 | 87.3306 | 0 | 0 | 0 | 23.34 | 0 | 0 | 0 | 0 | 0 | 6.961 | 0 | 0 | 30.3011 | 11.6543 | 0 | 0 | 0 | 0 | 0 | 1.8778 | 0 | 0 | 5.9487 | 0 | 4.5983 | 24.079 | 0 | 0 | 0 | 79.5254 | 0 | 0 | 0 | 0 | 0 | 0.78375 | 0 | 0 | 80.3092 | 157.445 | - | 0 | 0 | 0 | 0 | 0 | 0 | 0 | 0 | 0 | 0 | 0 | 0 | 0 | 0 | 0 | 0
10/29/20 @ 23:53 | RSD-CZ13-v07-PkgAC240to760-Base | RSD | CZ13 | v07 | PkgAC2SpP-240to760 | Base | 24998.5 | 20.926 | 0 | 0 | 0 | 0 | 0 | 7.4819 | 0.33727 | 0 | 36.0024 | 0 | 26.6307 | 91.3781 | 0 | 0 | 0 | 21.3382 | 0 | 0 | 0 | 0 | 0 | 6.961 | 0 | 0 | 28.2993 | 17.2368 | 0 | 0 | 0 | 0 | 0 | 2.1996 | 0 | 0 | 5.9487 | 0 | 4.4494 | 29.8345 | 0 | 0 | 0 | 76.1429 | 0 | 0 | 0 | 0 | 0 | 0.78375 | 0 | 0 | 76.9266 | 161.921 | - | 0 | 0 | 0 | 0 | 0 | 0 | 0 | 0 | 0 | 0 | 0 | 0 | 0 | 0 | 0 | 0
10/29/20 @ 23:54 | RSD-CZ13-v07-PkgAC240to760-Meas | RSD | CZ13 | v07 | PkgAC2SpP-240to760 | Meas | 24998.5 | 16.8323 | 0 | 0 | 0 | 0 | 0 | 7.3345 | 0.33727 | 0 | 36.0024 | 0 | 26.6307 | 87.1372 | 0 | 0 | 0 | 21.3384 | 0 | 0 | 0 | 0 | 0 | 6.961 | 0 | 0 | 28.2994 | 11.4782 | 0 | 0 | 0 | 0 | 0 | 1.8508 | 0 | 0 | 5.9487 | 0 | 4.5983 | 23.8761 | 0 | 0 | 0 | 76.1429 | 0 | 0 | 0 | 0 | 0 | 0.78375 | 0 | 0 | 76.9266 | 155.085 | - | 0 | 0 | 0 | 0 | 0 | 0 | 0 | 0 | 0 | 0 | 0 | 0 | 0 | 0 | 0 | 0
10/29/20 @ 23:54 | RSD-CZ13-v11-PkgAC240to760-Base | RSD | CZ13 | v11 | PkgAC2SpP-240to760 | Base | 24998.5 | 20.665 | 0 | 0 | 0 | 0 | 0 | 7.3611 | 0.32862 | 0 | 36.0024 | 0 | 26.6307 | 90.9877 | 0 | 0 | 0 | 16.9493 | 0 | 0 | 0 | 0 | 0 | 6.961 | 0 | 0 | 23.9103 | 16.7314 | 0 | 0 | 0 | 0 | 0 | 2.1371 | 0 | 0 | 5.9487 | 0 | 4.4494 | 29.2666 | 0 | 0 | 0 | 68.6393 | 0 | 0 | 0 | 0 | 0 | 0.78375 | 0 | 0 | 69.423 | 157.58 | - | 0 | 0 | 0 | 0 | 0 | 0 | 0 | 0 | 0 | 0 | 0 | 0 | 0 | 0 | 0 | 0
10/29/20 @ 23:54 | RSD-CZ13-v11-PkgAC240to760-Meas | RSD | CZ13 | v11 | PkgAC2SpP-240to760 | Meas | 24998.5 | 16.6497 | 0 | 0 | 0 | 0 | 0 | 7.2161 | 0.32862 | 0 | 36.0024 | 0 | 26.6307 | 86.8276 | 0 | 0 | 0 | 16.9494 | 0 | 0 | 0 | 0 | 0 | 6.961 | 0 | 0 | 23.9104 | 11.1563 | 0 | 0 | 0 | 0 | 0 | 1.8013 | 0 | 0 | 5.9487 | 0 | 4.5983 | 23.5046 | 0 | 0 | 0 | 68.6393 | 0 | 0 | 0 | 0 | 0 | 0.78375 | 0 | 0 | 69.423 | 150.799 | - | 0 | 0 | 0 | 0 | 0 | 0 | 0 | 0 | 0 | 0 | 0 | 0 | 0 | 0 | 0 | 0
10/29/20 @ 23:55 | RSD-CZ13-v15-PkgAC240to760-Base | RSD | CZ13 | v15 | PkgAC2SpP-240to760 | Base | 24998.5 | 19.7947 | 0 | 0 | 0 | 0 | 0 | 7.1966 | 0.3243 | 0 | 36.0024 | 0 | 23.9396 | 87.2576 | 0 | 0 | 0 | 20.1936 | 0 | 0 | 0 | 0 | 0 | 6.961 | 0 | 0 | 27.1546 | 16.3809 | 0 | 0 | 0 | 0 | 0 | 2.0944 | 0 | 0 | 5.9487 | 0 | 3.9802 | 28.4043 | 0 | 0 | 0 | 72.0741 | 0 | 0 | 0 | 0 | 0 | 0.78375 | 0 | 0 | 72.8578 | 154.389 | - | 0 | 0 | 0 | 0 | 0 | 0 | 0 | 0 | 0 | 0 | 0 | 0 | 0 | 0 | 0 | 0
10/29/20 @ 23:55 | RSD-CZ13-v15-PkgAC240to760-Meas | RSD | CZ13 | v15 | PkgAC2SpP-240to760 | Meas | 24998.5 | 15.9016 | 0 | 0 | 0 | 0 | 0 | 7.0629 | 0.3243 | 0 | 36.0024 | 0 | 23.9396 | 83.2309 | 0 | 0 | 0 | 20.1938 | 0 | 0 | 0 | 0 | 0 | 6.961 | 0 | 0 | 27.1548 | 10.9294 | 0 | 0 | 0 | 0 | 0 | 1.764 | 0 | 0 | 5.9487 | 0 | 4.1124 | 22.7545 | 0 | 0 | 0 | 72.0741 | 0 | 0 | 0 | 0 | 0 | 0.78375 | 0 | 0 | 72.8578 | 147.628 | - | 0 | 0 | 0 | 0 | 0 | 0 | 0 | 0 | 0 | 0 | 0 | 0 | 0 | 0 | 0 | 0
10/29/20 @ 23:58 | RSD-CZ15-v03-PkgAC240to760-Base | RSD | CZ15 | v03 | PkgAC2SpP-240to760 | Base | 24998.5 | 35.285 | 0 | 0 | 0 | 0 | 0 | 9.4949 | 0.11501 | 0 | 36.0024 | 0 | 26.6307 | 107.528 | 0 | 0 | 0 | 0.70616 | 0 | 0 | 0 | 0 | 0 | 6.961 | 0 | 0 | 7.6672 | 24.0996 | 0 | 0 | 0 | 0 | 0 | 2.6494 | 0 | 0 | 5.9487 | 0 | 4.5983 | 37.296 | 0 | 0 | 0 | 25.3481 | 0 | 0 | 0 | 0 | 0 | 0.5225 | 0 | 0 | 25.8706 | 191.207 | - | 0 | 0 | 0 | 0 | 0 | 0 | 0 | 0 | 0 | 0 | 0 | 0 | 0 | 0 | 0 | 0
10/29/20 @ 23:58 | RSD-CZ15-v03-PkgAC240to760-Meas | RSD | CZ15 | v03 | PkgAC2SpP-240to760 | Meas | 24998.5 | 26.7521 | 0 | 0 | 0 | 0 | 0 | 9.3414 | 0.11501 | 0 | 36.0024 | 0 | 26.6307 | 98.8416 | 0 | 0 | 0 | 0.70651 | 0 | 0 | 0 | 0 | 0 | 6.961 | 0 | 0 | 7.6675 | 14.5192 | 0 | 0 | 0 | 0 | 0 | 2.0259 | 0 | 0 | 5.7169 | 0 | 4.6109 | 26.873 | 0 | 0 | 0 | 25.3481 | 0 | 0 | 0 | 0 | 0 | 0.5225 | 0 | 0 | 25.8706 | 186.241 | - | 0 | 0 | 0 | 0 | 0 | 0 | 0 | 0 | 0 | 0 | 0 | 0 | 0 | 0 | 0 | 0
10/29/20 @ 23:59 | RSD-CZ15-v07-PkgAC240to760-Base | RSD | CZ15 | v07 | PkgAC2SpP-240to760 | Base | 24998.5 | 34.9346 | 0 | 0 | 0 | 0 | 0 | 9.4092 | 0.11367 | 0 | 36.0024 | 0 | 26.6307 | 107.091 | 0 | 0 | 0 | 0.53119 | 0 | 0 | 0 | 0 | 0 | 6.961 | 0 | 0 | 7.4922 | 23.7179 | 0 | 0 | 0 | 0 | 0 | 2.6069 | 0 | 0 | 5.9487 | 0 | 4.5983 | 36.8718 | 0 | 0 | 0 | 22.5599 | 0 | 0 | 0 | 0 | 0 | 0.5225 | 0 | 0 | 23.0824 | 189.249 | - | 0 | 0 | 0 | 0 | 0 | 0 | 0 | 0 | 0 | 0 | 0 | 0 | 0 | 0 | 0 | 0
10/29/20 @ 23:59 | RSD-CZ15-v07-PkgAC240to760-Meas | RSD | CZ15 | v07 | PkgAC2SpP-240to760 | Meas | 24998.5 | 26.5203 | 0 | 0 | 0 | 0 | 0 | 9.2606 | 0.11367 | 0 | 36.0024 | 0 | 26.6307 | 98.5276 | 0 | 0 | 0 | 0.53125 | 0 | 0 | 0 | 0 | 0 | 6.961 | 0 | 0 | 7.4923 | 14.3569 | 0 | 0 | 0 | 0 | 0 | 2.0043 | 0 | 0 | 5.7169 | 0 | 4.6109 | 26.689 | 0 | 0 | 0 | 22.5599 | 0 | 0 | 0 | 0 | 0 | 0.5225 | 0 | 0 | 23.0824 | 184.379 | - | 0 | 0 | 0 | 0 | 0 | 0 | 0 | 0 | 0 | 0 | 0 | 0 | 0 | 0 | 0 | 0
10/29/20 @ 23:59 | RSD-CZ15-v11-PkgAC240to760-Base | RSD | CZ15 | v11 | PkgAC2SpP-240to760 | Base | 24998.5 | 33.9307 | 0 | 0 | 0 | 0 | 0 | 9.1615 | 0.10959 | 0 | 36.0024 | 0 | 26.6307 | 105.835 | 0 | 0 | 0 | 0.15423 | 0 | 0 | 0 | 0 | 0 | 6.961 | 0 | 0 | 7.1152 | 22.6807 | 0 | 0 | 0 | 0 | 0 | 2.4912 | 0 | 0 | 5.9487 | 0 | 4.5983 | 35.7189 | 0 | 0 | 0 | 12.0235 | 0 | 0 | 0 | 0 | 0 | 0.5225 | 0 | 0 | 12.546 | 183.963 | - | 0 | 0 | 0 | 0 | 0 | 0 | 0 | 0 | 0 | 0 | 0 | 0 | 0 | 0 | 0 | 0
10/30/20 @ 00:00 | RSD-CZ15-v11-PkgAC240to760-Meas | RSD | CZ15 | v11 | PkgAC2SpP-240to760 | Meas | 24998.5 | 25.8792 | 0 | 0 | 0 | 0 | 0 | 9.0229 | 0.10959 | 0 | 36.0024 | 0 | 26.6307 | 97.6448 | 0 | 0 | 0 | 0.15426 | 0 | 0 | 0 | 0 | 0 | 6.961 | 0 | 0 | 7.1153 | 13.8724 | 0 | 0 | 0 | 0 | 0 | 1.9445 | 0 | 0 | 5.7169 | 0 | 4.6109 | 26.1448 | 0 | 0 | 0 | 12.0235 | 0 | 0 | 0 | 0 | 0 | 0.5225 | 0 | 0 | 12.546 | 179.095 | - | 0 | 0 | 0 | 0 | 0 | 0 | 0 | 0 | 0 | 0 | 0 | 0 | 0 | 0 | 0 | 0
10/30/20 @ 00:00 | RSD-CZ15-v15-PkgAC240to760-Base | RSD | CZ15 | v15 | PkgAC2SpP-240to760 | Base | 24998.5 | 32.8559 | 0 | 0 | 0 | 0 | 0 | 9.0102 | 0.10845 | 0 | 36.0024 | 0 | 23.9396 | 101.917 | 0 | 0 | 0 | 0.25985 | 0 | 0 | 0 | 0 | 0 | 6.961 | 0 | 0 | 7.2209 | 22.3726 | 0 | 0 | 0 | 0 | 0 | 2.4592 | 0 | 0 | 5.9487 | 0 | 4.1124 | 34.8929 | 0 | 0 | 0 | 16.1157 | 0 | 0 | 0 | 0 | 0 | 0.5225 | 0 | 0 | 16.6382 | 180.877 | - | 0 | 0 | 0 | 0 | 0 | 0 | 0 | 0 | 0 | 0 | 0 | 0 | 0 | 0 | 0 | 0
10/30/20 @ 00:00 | RSD-CZ15-v15-PkgAC240to760-Meas | RSD | CZ15 | v15 | PkgAC2SpP-240to760 | Meas | 24998.5 | 25.0413 | 0 | 0 | 0 | 0 | 0 | 8.8827 | 0.10845 | 0 | 36.0024 | 0 | 23.9396 | 93.9744 | 0 | 0 | 0 | 0.25992 | 0 | 0 | 0 | 0 | 0 | 6.961 | 0 | 0 | 7.2209 | 13.6745 | 0 | 0 | 0 | 0 | 0 | 1.9086 | 0 | 0 | 5.7169 | 0 | 4.127 | 25.4269 | 0 | 0 | 0 | 16.1157 | 0 | 0 | 0 | 0 | 0 | 0.5225 | 0 | 0 | 16.6382 | 176.044 | - | 0 | 0 | 0 | 0 | 0 | 0 | 0 | 0 | 0 | 0 | 0 | 0 | 0 | 0 | 0 | 0
10/30/20 @ 00:08 | Rt3-CZ12-v03-PkgAC240to760-Base | Rt3 | CZ12 | v03 | PkgAC2SpP-240to760 | Base | 24998.5 | 267.355 | 0 | 0 | 0 | 0 | 0 | 152.073 | 6.112 | 0 | 410.31 | 0 | 754.923 | 1590.77 | 0 | 0 | 0 | 218.147 | 0 | 0 | 0 | 0 | 0 | 0 | 0 | 0 | 218.147 | 293.196 | 0 | 0 | 0 | 0 | 0 | 48.2591 | 0 | 0 | 98.0866 | 0 | 140.525 | 580.067 | 0 | 0 | 0 | 1544.96 | 0 | 0 | 0 | 0 | 0 | 0 | 0 | 0 | 1544.96 | 2662.92 | - | 0 | 0 | 0 | 0 | 0 | 0 | 0 | 0 | 0 | 0 | 0 | 0 | 0 | 0 | 0 | 0
10/30/20 @ 00:08 | Rt3-CZ12-v03-PkgAC240to760-Meas | Rt3 | CZ12 | v03 | PkgAC2SpP-240to760 | Meas | 24998.5 | 228.684 | 0 | 0 | 0 | 0 | 0 | 150.292 | 6.112 | 0 | 410.31 | 0 | 754.923 | 1550.32 | 0 | 0 | 0 | 218.148 | 0 | 0 | 0 | 0 | 0 | 0 | 0 | 0 | 218.148 | 197.551 | 0 | 0 | 0 | 0 | 0 | 40.8349 | 0 | 0 | 98.0866 | 0 | 138.838 | 475.31 | 0 | 0 | 0 | 1544.96 | 0 | 0 | 0 | 0 | 0 | 0 | 0 | 0 | 1544.96 | 2567.55 | - | 0 | 0 | 0 | 0 | 0 | 0 | 0 | 0 | 0 | 0 | 0 | 0 | 0 | 0 | 0 | 0
10/30/20 @ 00:09 | Rt3-CZ12-v07-PkgAC240to760-Base | Rt3 | CZ12 | v07 | PkgAC2SpP-240to760 | Base | 24998.5 | 266.841 | 0 | 0 | 0 | 0 | 0 | 151.687 | 6.0933 | 0 | 410.31 | 0 | 754.923 | 1589.85 | 0 | 0 | 0 | 206.487 | 0 | 0 | 0 | 0 | 0 | 0 | 0 | 0 | 206.487 | 291.918 | 0 | 0 | 0 | 0 | 0 | 48.0346 | 0 | 0 | 98.0866 | 0 | 140.525 | 578.565 | 0 | 0 | 0 | 1523.17 | 0 | 0 | 0 | 0 | 0 | 0 | 0 | 0 | 1523.17 | 2649.96 | - | 0 | 0 | 0 | 0 | 0 | 0 | 0 | 0 | 0 | 0 | 0 | 0 | 0 | 0 | 0 | 0
10/30/20 @ 00:09 | Rt3-CZ12-v07-PkgAC240to760-Meas | Rt3 | CZ12 | v07 | PkgAC2SpP-240to760 | Meas | 24998.5 | 228.281 | 0 | 0 | 0 | 0 | 0 | 149.912 | 6.0933 | 0 | 410.31 | 0 | 754.923 | 1549.52 | 0 | 0 | 0 | 206.487 | 0 | 0 | 0 | 0 | 0 | 0 | 0 | 0 | 206.487 | 196.707 | 0 | 0 | 0 | 0 | 0 | 40.645 | 0 | 0 | 98.0866 | 0 | 138.838 | 474.276 | 0 | 0 | 0 | 1523.17 | 0 | 0 | 0 | 0 | 0 | 0 | 0 | 0 | 1523.17 | 2555.22 | - | 0 | 0 | 0 | 0 | 0 | 0 | 0 | 0 | 0 | 0 | 0 | 0 | 0 | 0 | 0 | 0
10/30/20 @ 00:10 | Rt3-CZ12-v11-PkgAC240to760-Base | Rt3 | CZ12 | v11 | PkgAC2SpP-240to760 | Base | 24998.5 | 264.44 | 0 | 0 | 0 | 0 | 0 | 148.794 | 5.9399 | 0 | 410.31 | 0 | 754.923 | 1584.41 | 0 | 0 | 0 | 145.628 | 0 | 0 | 0 | 0 | 0 | 0 | 0 | 0 | 145.628 | 283.392 | 0 | 0 | 0 | 0 | 0 | 46.574 | 0 | 0 | 98.0866 | 0 | 140.525 | 568.578 | 0 | 0 | 0 | 1366.07 | 0 | 0 | 0 | 0 | 0 | 0 | 0 | 0 | 1366.07 | 2569.12 | - | 0 | 0 | 0 | 0 | 0 | 0 | 0 | 0 | 0 | 0 | 0 | 0 | 0 | 0 | 0 | 0
10/30/20 @ 00:10 | Rt3-CZ12-v11-PkgAC240to760-Meas | Rt3 | CZ12 | v11 | PkgAC2SpP-240to760 | Meas | 24998.5 | 226.381 | 0 | 0 | 0 | 0 | 0 | 147.033 | 5.9399 | 0 | 410.31 | 0 | 754.923 | 1544.59 | 0 | 0 | 0 | 145.628 | 0 | 0 | 0 | 0 | 0 | 0 | 0 | 0 | 145.628 | 190.648 | 0 | 0 | 0 | 0 | 0 | 39.313 | 0 | 0 | 98.0866 | 0 | 138.838 | 466.885 | 0 | 0 | 0 | 1366.07 | 0 | 0 | 0 | 0 | 0 | 0 | 0 | 0 | 1366.07 | 2475.12 | - | 0 | 0 | 0 | 0 | 0 | 0 | 0 | 0 | 0 | 0 | 0 | 0 | 0 | 0 | 0 | 0
10/30/20 @ 00:11 | Rt3-CZ12-v15-PkgAC240to760-Base | Rt3 | CZ12 | v15 | PkgAC2SpP-240to760 | Base | 24998.5 | 245.739 | 0 | 0 | 0 | 0 | 0 | 141.565 | 5.7409 | 0 | 410.31 | 0 | 638.135 | 1441.49 | 0 | 0 | 0 | 189.861 | 0 | 0 | 0 | 0 | 0 | 0 | 0 | 0 | 189.861 | 271.112 | 0 | 0 | 0 | 0 | 0 | 44.4361 | 0 | 0 | 98.0866 | 0 | 118.566 | 532.201 | 0 | 0 | 0 | 1397.3 | 0 | 0 | 0 | 0 | 0 | 0 | 0 | 0 | 1397.3 | 2464.35 | - | 0 | 0 | 0 | 0 | 0 | 0 | 0 | 0 | 0 | 0 | 0 | 0 | 0 | 0 | 0 | 0
10/30/20 @ 00:11 | Rt3-CZ12-v15-PkgAC240to760-Meas | Rt3 | CZ12 | v15 | PkgAC2SpP-240to760 | Meas | 24998.5 | 210.302 | 0 | 0 | 0 | 0 | 0 | 140.005 | 5.7409 | 0 | 410.31 | 0 | 638.135 | 1404.49 | 0 | 0 | 0 | 189.861 | 0 | 0 | 0 | 0 | 0 | 0 | 0 | 0 | 189.861 | 182.711 | 0 | 0 | 0 | 0 | 0 | 37.525 | 0 | 0 | 98.0866 | 0 | 117.257 | 435.58 | 0 | 0 | 0 | 1397.3 | 0 | 0 | 0 | 0 | 0 | 0 | 0 | 0 | 1397.3 | 2371.01 | - | 0 | 0 | 0 | 0 | 0 | 0 | 0 | 0 | 0 | 0 | 0 | 0 | 0 | 0 | 0 | 0
10/30/20 @ 00:12 | Rt3-CZ13-v03-PkgAC240to760-Base | Rt3 | CZ13 | v03 | PkgAC2SpP-240to760 | Base | 24998.5 | 376.582 | 0 | 0 | 0 | 0 | 0 | 168.159 | 6.4017 | 0 | 410.31 | 0 | 754.923 | 1716.38 | 0 | 0 | 0 | 212.095 | 0 | 0 | 0 | 0 | 0 | 0 | 0 | 0 | 212.095 | 318.309 | 0 | 0 | 0 | 0 | 0 | 51.9704 | 0 | 0 | 98.0866 | 0 | 140.525 | 608.891 | 0 | 0 | 0 | 1562.26 | 0 | 0 | 0 | 0 | 0 | 0 | 0 | 0 | 1562.26 | 2861.05 | - | 0 | 0 | 0 | 0 | 0 | 0 | 0 | 0 | 0 | 0 | 0 | 0 | 0 | 0 | 0 | 0
10/30/20 @ 00:12 | Rt3-CZ13-v03-PkgAC240to760-Meas | Rt3 | CZ13 | v03 | PkgAC2SpP-240to760 | Meas | 24998.5 | 304.282 | 0 | 0 | 0 | 0 | 0 | 165.093 | 6.4017 | 0 | 410.31 | 0 | 754.923 | 1641.01 | 0 | 0 | 0 | 212.096 | 0 | 0 | 0 | 0 | 0 | 0 | 0 | 0 | 212.096 | 215.652 | 0 | 0 | 0 | 0 | 0 | 43.3344 | 0 | 0 | 98.0866 | 0 | 140.525 | 497.598 | 0 | 0 | 0 | 1562.26 | 0 | 0 | 0 | 0 | 0 | 0 | 0 | 0 | 1562.26 | 2758.47 | - | 0 | 0 | 0 | 0 | 0 | 0 | 0 | 0 | 0 | 0 | 0 | 0 | 0 | 0 | 0 | 0
10/30/20 @ 00:12 | Rt3-CZ13-v07-PkgAC240to760-Base | Rt3 | CZ13 | v07 | PkgAC2SpP-240to760 | Base | 24998.5 | 375.266 | 0 | 0 | 0 | 0 | 0 | 167.607 | 6.3793 | 0 | 410.31 | 0 | 754.923 | 1714.49 | 0 | 0 | 0 | 200.333 | 0 | 0 | 0 | 0 | 0 | 0 | 0 | 0 | 200.333 | 316.525 | 0 | 0 | 0 | 0 | 0 | 51.6565 | 0 | 0 | 98.0866 | 0 | 140.525 | 606.793 | 0 | 0 | 0 | 1541.04 | 0 | 0 | 0 | 0 | 0 | 0 | 0 | 0 | 1541.04 | 2843.57 | - | 0 | 0 | 0 | 0 | 0 | 0 | 0 | 0 | 0 | 0 | 0 | 0 | 0 | 0 | 0 | 0
10/30/20 @ 00:13 | Rt3-CZ13-v07-PkgAC240to760-Meas | Rt3 | CZ13 | v07 | PkgAC2SpP-240to760 | Meas | 24998.5 | 303.283 | 0 | 0 | 0 | 0 | 0 | 164.567 | 6.3793 | 0 | 410.31 | 0 | 754.923 | 1639.46 | 0 | 0 | 0 | 200.334 | 0 | 0 | 0 | 0 | 0 | 0 | 0 | 0 | 200.334 | 214.541 | 0 | 0 | 0 | 0 | 0 | 43.0773 | 0 | 0 | 98.0866 | 0 | 140.525 | 496.23 | 0 | 0 | 0 | 1541.04 | 0 | 0 | 0 | 0 | 0 | 0 | 0 | 0 | 1541.04 | 2741.72 | - | 0 | 0 | 0 | 0 | 0 | 0 | 0 | 0 | 0 | 0 | 0 | 0 | 0 | 0 | 0 | 0
10/30/20 @ 00:13 | Rt3-CZ13-v11-PkgAC240to760-Base | Rt3 | CZ13 | v11 | PkgAC2SpP-240to760 | Base | 24998.5 | 362.011 | 0 | 0 | 0 | 0 | 0 | 160.444 | 6.0783 | 0 | 410.31 | 0 | 754.923 | 1693.77 | 0 | 0 | 0 | 100.939 | 0 | 0 | 0 | 0 | 0 | 0 | 0 | 0 | 100.939 | 298.532 | 0 | 0 | 0 | 0 | 0 | 48.5891 | 0 | 0 | 98.0866 | 0 | 140.525 | 585.732 | 0 | 0 | 0 | 1277.45 | 0 | 0 | 0 | 0 | 0 | 0 | 0 | 0 | 1277.45 | 2677.29 | - | 0 | 0 | 0 | 0 | 0 | 0 | 0 | 0 | 0 | 0 | 0 | 0 | 0 | 0 | 0 | 0
10/30/20 @ 00:14 | Rt3-CZ13-v11-PkgAC240to760-Meas | Rt3 | CZ13 | v11 | PkgAC2SpP-240to760 | Meas | 24998.5 | 292.807 | 0 | 0 | 0 | 0 | 0 | 157.547 | 6.0783 | 0 | 410.31 | 0 | 754.923 | 1621.67 | 0 | 0 | 0 | 100.941 | 0 | 0 | 0 | 0 | 0 | 0 | 0 | 0 | 100.941 | 202.663 | 0 | 0 | 0 | 0 | 0 | 40.4762 | 0 | 0 | 98.0866 | 0 | 140.525 | 481.751 | 0 | 0 | 0 | 1277.45 | 0 | 0 | 0 | 0 | 0 | 0 | 0 | 0 | 1277.45 | 2577.49 | - | 0 | 0 | 0 | 0 | 0 | 0 | 0 | 0 | 0 | 0 | 0 | 0 | 0 | 0 | 0 | 0
10/30/20 @ 00:14 | Rt3-CZ13-v15-PkgAC240to760-Base | Rt3 | CZ13 | v15 | PkgAC2SpP-240to760 | Base | 24998.5 | 340.105 | 0 | 0 | 0 | 0 | 0 | 153.099 | 5.8846 | 0 | 410.31 | 0 | 638.135 | 1547.53 | 0 | 0 | 0 | 132.223 | 0 | 0 | 0 | 0 | 0 | 0 | 0 | 0 | 132.223 | 286.476 | 0 | 0 | 0 | 0 | 0 | 46.5135 | 0 | 0 | 98.0866 | 0 | 118.566 | 549.642 | 0 | 0 | 0 | 1289.18 | 0 | 0 | 0 | 0 | 0 | 0 | 0 | 0 | 1289.18 | 2574.07 | - | 0 | 0 | 0 | 0 | 0 | 0 | 0 | 0 | 0 | 0 | 0 | 0 | 0 | 0 | 0 | 0
10/30/20 @ 00:15 | Rt3-CZ13-v15-PkgAC240to760-Meas | Rt3 | CZ13 | v15 | PkgAC2SpP-240to760 | Meas | 24998.5 | 274.939 | 0 | 0 | 0 | 0 | 0 | 150.538 | 5.8846 | 0 | 410.31 | 0 | 638.135 | 1479.81 | 0 | 0 | 0 | 132.224 | 0 | 0 | 0 | 0 | 0 | 0 | 0 | 0 | 132.224 | 194.87 | 0 | 0 | 0 | 0 | 0 | 38.7057 | 0 | 0 | 98.0866 | 0 | 118.566 | 450.228 | 0 | 0 | 0 | 1289.18 | 0 | 0 | 0 | 0 | 0 | 0 | 0 | 0 | 1289.18 | 2475.12 | - | 0 | 0 | 0 | 0 | 0 | 0 | 0 | 0 | 0 | 0 | 0 | 0 | 0 | 0 | 0 | 0
10/30/20 @ 00:19 | Rt3-CZ15-v03-PkgAC240to760-Base | Rt3 | CZ15 | v03 | PkgAC2SpP-240to760 | Base | 24998.5 | 639.289 | 0 | 0 | 0 | 0 | 0 | 206.41 | 2.0597 | 0 | 410.31 | 0 | 754.923 | 2012.99 | 0 | 0 | 0 | 6.7481 | 0 | 0 | 0 | 0 | 0 | 0 | 0 | 0 | 6.7481 | 444.155 | 0 | 0 | 0 | 0 | 0 | 61.6257 | 0 | 0 | 98.0866 | 0 | 140.525 | 744.393 | 0 | 0 | 0 | 592.715 | 0 | 0 | 0 | 0 | 0 | 0 | 0 | 0 | 592.715 | 3145.04 | - | 0 | 0 | 0 | 0 | 0 | 0 | 0 | 0 | 0 | 0 | 0 | 0 | 0 | 0 | 0 | 0
10/30/20 @ 00:19 | Rt3-CZ15-v03-PkgAC240to760-Meas | Rt3 | CZ15 | v03 | PkgAC2SpP-240to760 | Meas | 24998.5 | 485.271 | 0 | 0 | 0 | 0 | 0 | 202.612 | 2.0597 | 0 | 410.31 | 0 | 754.923 | 1855.18 | 0 | 0 | 0 | 6.7482 | 0 | 0 | 0 | 0 | 0 | 0 | 0 | 0 | 6.7482 | 253.731 | 0 | 0 | 0 | 0 | 0 | 44.4686 | 0 | 0 | 98.0866 | 0 | 141.644 | 537.93 | 0 | 0 | 0 | 592.715 | 0 | 0 | 0 | 0 | 0 | 0 | 0 | 0 | 592.715 | 3081.68 | - | 0 | 0 | 0 | 0 | 0 | 0 | 0 | 0 | 0 | 0 | 0 | 0 | 0 | 0 | 0 | 0
10/30/20 @ 00:20 | Rt3-CZ15-v07-PkgAC240to760-Base | Rt3 | CZ15 | v07 | PkgAC2SpP-240to760 | Base | 24998.5 | 636.341 | 0 | 0 | 0 | 0 | 0 | 205.696 | 2.0528 | 0 | 410.31 | 0 | 754.923 | 2009.33 | 0 | 0 | 0 | 6.0102 | 0 | 0 | 0 | 0 | 0 | 0 | 0 | 0 | 6.0102 | 441.521 | 0 | 0 | 0 | 0 | 0 | 61.2073 | 0 | 0 | 98.0866 | 0 | 140.525 | 741.34 | 0 | 0 | 0 | 568.891 | 0 | 0 | 0 | 0 | 0 | 0 | 0 | 0 | 568.891 | 3130.37 | - | 0 | 0 | 0 | 0 | 0 | 0 | 0 | 0 | 0 | 0 | 0 | 0 | 0 | 0 | 0 | 0
10/30/20 @ 00:20 | Rt3-CZ15-v07-PkgAC240to760-Meas | Rt3 | CZ15 | v07 | PkgAC2SpP-240to760 | Meas | 24998.5 | 483.365 | 0 | 0 | 0 | 0 | 0 | 201.97 | 2.0528 | 0 | 410.31 | 0 | 754.923 | 1852.62 | 0 | 0 | 0 | 6.0103 | 0 | 0 | 0 | 0 | 0 | 0 | 0 | 0 | 6.0103 | 252.885 | 0 | 0 | 0 | 0 | 0 | 44.2652 | 0 | 0 | 98.0866 | 0 | 141.644 | 536.88 | 0 | 0 | 0 | 568.89 | 0 | 0 | 0 | 0 | 0 | 0 | 0 | 0 | 568.89 | 3067.19 | - | 0 | 0 | 0 | 0 | 0 | 0 | 0 | 0 | 0 | 0 | 0 | 0 | 0 | 0 | 0 | 0
10/30/20 @ 00:21 | Rt3-CZ15-v11-PkgAC240to760-Base | Rt3 | CZ15 | v11 | PkgAC2SpP-240to760 | Base | 24998.5 | 593.415 | 0 | 0 | 0 | 0 | 0 | 191.991 | 1.9183 | 0 | 410.31 | 0 | 754.923 | 1952.56 | 0 | 0 | 0 | 1.0783 | 0 | 0 | 0 | 0 | 0 | 0 | 0 | 0 | 1.0783 | 406.363 | 0 | 0 | 0 | 0 | 0 | 55.9779 | 0 | 0 | 98.0866 | 0 | 140.525 | 700.952 | 0 | 0 | 0 | 241.818 | 0 | 0 | 0 | 0 | 0 | 0 | 0 | 0 | 241.818 | 2920.13 | - | 0 | 0 | 0 | 0 | 0 | 0 | 0 | 0 | 0 | 0 | 0 | 0 | 0 | 0 | 0 | 0
10/30/20 @ 00:21 | Rt3-CZ15-v11-PkgAC240to760-Meas | Rt3 | CZ15 | v11 | PkgAC2SpP-240to760 | Meas | 24998.5 | 452.473 | 0 | 0 | 0 | 0 | 0 | 188.808 | 1.9183 | 0 | 410.31 | 0 | 754.923 | 1808.43 | 0 | 0 | 0 | 1.0784 | 0 | 0 | 0 | 0 | 0 | 0 | 0 | 0 | 1.0784 | 238.115 | 0 | 0 | 0 | 0 | 0 | 41.4126 | 0 | 0 | 98.0866 | 0 | 141.644 | 519.257 | 0 | 0 | 0 | 241.818 | 0 | 0 | 0 | 0 | 0 | 0 | 0 | 0 | 241.818 | 2857.99 | - | 0 | 0 | 0 | 0 | 0 | 0 | 0 | 0 | 0 | 0 | 0 | 0 | 0 | 0 | 0 | 0
10/30/20 @ 00:22 | Rt3-CZ15-v15-PkgAC240to760-Base | Rt3 | CZ15 | v15 | PkgAC2SpP-240to760 | Base | 24998.5 | 561.876 | 0 | 0 | 0 | 0 | 0 | 184.497 | 1.8657 | 0 | 410.31 | 0 | 638.135 | 1796.68 | 0 | 0 | 0 | 1.3929 | 0 | 0 | 0 | 0 | 0 | 0 | 0 | 0 | 1.3929 | 392.368 | 0 | 0 | 0 | 0 | 0 | 53.8565 | 0 | 0 | 98.0866 | 0 | 118.566 | 662.878 | 0 | 0 | 0 | 262.136 | 0 | 0 | 0 | 0 | 0 | 0 | 0 | 0 | 262.136 | 2817.94 | - | 0 | 0 | 0 | 0 | 0 | 0 | 0 | 0 | 0 | 0 | 0 | 0 | 0 | 0 | 0 | 0
10/30/20 @ 00:22 | Rt3-CZ15-v15-PkgAC240to760-Meas | Rt3 | CZ15 | v15 | PkgAC2SpP-240to760 | Meas | 24998.5 | 429.165 | 0 | 0 | 0 | 0 | 0 | 181.737 | 1.8657 | 0 | 410.31 | 0 | 638.135 | 1661.21 | 0 | 0 | 0 | 1.393 | 0 | 0 | 0 | 0 | 0 | 0 | 0 | 0 | 1.393 | 229.825 | 0 | 0 | 0 | 0 | 0 | 39.6298 | 0 | 0 | 98.0866 | 0 | 119.667 | 487.208 | 0 | 0 | 0 | 262.136 | 0 | 0 | 0 | 0 | 0 | 0 | 0 | 0 | 262.136 | 2757.41 | - | 0 | 0 | 0 | 0 | 0 | 0 | 0 | 0 | 0 | 0 | 0 | 0 | 0 | 0 | 0 | 0
10/30/20 @ 00:28 | RtL-CZ12-v03-PkgAC240to760-Base | RtL | CZ12 | v03 | PkgAC2SpP-240to760 | Base | 24998.5 | 244.731 | 0 | 0 | 0 | 0 | 0 | 146.836 | 5.2953 | 0 | 557.124 | 0 | 550.931 | 1504.92 | 0 | 0 | 0 | 399.392 | 0 | 0 | 0 | 0 | 0 | 0 | 0 | 0 | 399.392 | 262.674 | 0 | 0 | 0 | 0 | 0 | 43.6569 | 0 | 0 | 116.576 | 0 | 138.327 | 561.233 | 0 | 0 | 0 | 1230.04 | 0 | 0 | 0 | 0 | 0 | 0 | 0 | 0 | 1230.04 | 2371.15 | - | 0 | 0 | 0 | 0 | 0 | 0 | 0 | 0 | 0 | 0 | 0 | 0 | 0 | 0 | 0 | 0
10/30/20 @ 00:28 | RtL-CZ12-v03-PkgAC240to760-Meas | RtL | CZ12 | v03 | PkgAC2SpP-240to760 | Meas | 24998.5 | 210.606 | 0 | 0 | 0 | 0 | 0 | 145.104 | 5.2953 | 0 | 557.124 | 0 | 550.931 | 1469.06 | 0 | 0 | 0 | 399.425 | 0 | 0 | 0 | 0 | 0 | 0 | 0 | 0 | 399.425 | 169.109 | 0 | 0 | 0 | 0 | 0 | 35.4699 | 0 | 0 | 116.576 | 0 | 146.539 | 467.693 | 0 | 0 | 0 | 1230.04 | 0 | 0 | 0 | 0 | 0 | 0 | 0 | 0 | 1230.04 | 2261.4 | - | 0 | 0 | 0 | 0 | 0 | 0 | 0 | 0 | 0 | 0 | 0 | 0 | 0 | 0 | 0 | 0
10/30/20 @ 00:29 | RtL-CZ12-v07-PkgAC240to760-Base | RtL | CZ12 | v07 | PkgAC2SpP-240to760 | Base | 24998.5 | 243.115 | 0 | 0 | 0 | 0 | 0 | 144.972 | 5.207 | 0 | 557.124 | 0 | 550.931 | 1501.35 | 0 | 0 | 0 | 363.227 | 0 | 0 | 0 | 0 | 0 | 0 | 0 | 0 | 363.227 | 258.572 | 0 | 0 | 0 | 0 | 0 | 42.9758 | 0 | 0 | 116.576 | 0 | 138.327 | 556.45 | 0 | 0 | 0 | 1174.8 | 0 | 0 | 0 | 0 | 0 | 0 | 0 | 0 | 1174.8 | 2333.07 | - | 0 | 0 | 0 | 0 | 0 | 0 | 0 | 0 | 0 | 0 | 0 | 0 | 0 | 0 | 0 | 0
10/30/20 @ 00:29 | RtL-CZ12-v07-PkgAC240to760-Meas | RtL | CZ12 | v07 | PkgAC2SpP-240to760 | Meas | 24998.5 | 209.367 | 0 | 0 | 0 | 0 | 0 | 143.251 | 5.207 | 0 | 557.124 | 0 | 550.931 | 1465.88 | 0 | 0 | 0 | 363.246 | 0 | 0 | 0 | 0 | 0 | 0 | 0 | 0 | 363.246 | 166.109 | 0 | 0 | 0 | 0 | 0 | 34.8572 | 0 | 0 | 116.576 | 0 | 146.539 | 464.08 | 0 | 0 | 0 | 1174.8 | 0 | 0 | 0 | 0 | 0 | 0 | 0 | 0 | 1174.8 | 2224.89 | - | 0 | 0 | 0 | 0 | 0 | 0 | 0 | 0 | 0 | 0 | 0 | 0 | 0 | 0 | 0 | 0
10/30/20 @ 00:29 | RtL-CZ12-v11-PkgAC240to760-Base | RtL | CZ12 | v11 | PkgAC2SpP-240to760 | Base | 24998.5 | 241.489 | 0 | 0 | 0 | 0 | 0 | 142.063 | 5.0566 | 0 | 557.124 | 0 | 550.931 | 1496.66 | 0 | 0 | 0 | 295.191 | 0 | 0 | 0 | 0 | 0 | 0 | 0 | 0 | 295.191 | 251.716 | 0 | 0 | 0 | 0 | 0 | 41.8444 | 0 | 0 | 116.576 | 0 | 138.327 | 548.462 | 0 | 0 | 0 | 1076.65 | 0 | 0 | 0 | 0 | 0 | 0 | 0 | 0 | 1076.65 | 2271.66 | - | 0 | 0 | 0 | 0 | 0 | 0 | 0 | 0 | 0 | 0 | 0 | 0 | 0 | 0 | 0 | 0
10/30/20 @ 00:30 | RtL-CZ12-v11-PkgAC240to760-Meas | RtL | CZ12 | v11 | PkgAC2SpP-240to760 | Meas | 24998.5 | 208.22 | 0 | 0 | 0 | 0 | 0 | 140.341 | 5.0566 | 0 | 557.124 | 0 | 550.931 | 1461.67 | 0 | 0 | 0 | 295.206 | 0 | 0 | 0 | 0 | 0 | 0 | 0 | 0 | 295.206 | 161.25 | 0 | 0 | 0 | 0 | 0 | 33.8583 | 0 | 0 | 116.576 | 0 | 146.539 | 458.222 | 0 | 0 | 0 | 1076.65 | 0 | 0 | 0 | 0 | 0 | 0 | 0 | 0 | 1076.65 | 2165.3 | - | 0 | 0 | 0 | 0 | 0 | 0 | 0 | 0 | 0 | 0 | 0 | 0 | 0 | 0 | 0 | 0
10/30/20 @ 00:30 | RtL-CZ12-v15-PkgAC240to760-Base | RtL | CZ12 | v15 | PkgAC2SpP-240to760 | Base | 24998.5 | 229.31 | 0 | 0 | 0 | 0 | 0 | 136.277 | 4.8922 | 0 | 557.124 | 0 | 474.707 | 1402.31 | 0 | 0 | 0 | 314.796 | 0 | 0 | 0 | 0 | 0 | 0 | 0 | 0 | 314.796 | 242.848 | 0 | 0 | 0 | 0 | 0 | 40.332 | 0 | 0 | 116.576 | 0 | 118.377 | 518.133 | 0 | 0 | 0 | 1067.69 | 0 | 0 | 0 | 0 | 0 | 0 | 0 | 0 | 1067.69 | 2195.15 | - | 0 | 0 | 0 | 0 | 0 | 0 | 0 | 0 | 0 | 0 | 0 | 0 | 0 | 0 | 0 | 0
10/30/20 @ 00:30 | RtL-CZ12-v15-PkgAC240to760-Meas | RtL | CZ12 | v15 | PkgAC2SpP-240to760 | Meas | 24998.5 | 197.457 | 0 | 0 | 0 | 0 | 0 | 134.651 | 4.8922 | 0 | 557.124 | 0 | 474.707 | 1368.83 | 0 | 0 | 0 | 314.812 | 0 | 0 | 0 | 0 | 0 | 0 | 0 | 0 | 314.812 | 155.208 | 0 | 0 | 0 | 0 | 0 | 32.5129 | 0 | 0 | 116.576 | 0 | 125.573 | 429.869 | 0 | 0 | 0 | 1067.69 | 0 | 0 | 0 | 0 | 0 | 0 | 0 | 0 | 1067.69 | 2088.96 | - | 0 | 0 | 0 | 0 | 0 | 0 | 0 | 0 | 0 | 0 | 0 | 0 | 0 | 0 | 0 | 0
10/30/20 @ 00:31 | RtL-CZ13-v03-PkgAC240to760-Base | RtL | CZ13 | v03 | PkgAC2SpP-240to760 | Base | 24998.5 | 348.677 | 0 | 0 | 0 | 0 | 0 | 161.14 | 5.5661 | 0 | 557.124 | 0 | 550.931 | 1623.44 | 0 | 0 | 0 | 367.578 | 0 | 0 | 0 | 0 | 0 | 0 | 0 | 0 | 367.578 | 288.741 | 0 | 0 | 0 | 0 | 0 | 47.6154 | 0 | 0 | 116.576 | 0 | 146.539 | 599.471 | 0 | 0 | 0 | 1206.25 | 0 | 0 | 0 | 0 | 0 | 0 | 0 | 0 | 1206.25 | 2625.35 | - | 0 | 0 | 0 | 0 | 0 | 0 | 0 | 0 | 0 | 0 | 0 | 0 | 0 | 0 | 0 | 0
10/30/20 @ 00:31 | RtL-CZ13-v03-PkgAC240to760-Meas | RtL | CZ13 | v03 | PkgAC2SpP-240to760 | Meas | 24998.5 | 284.12 | 0 | 0 | 0 | 0 | 0 | 158.117 | 5.5661 | 0 | 557.124 | 0 | 550.931 | 1555.86 | 0 | 0 | 0 | 367.59 | 0 | 0 | 0 | 0 | 0 | 0 | 0 | 0 | 367.59 | 192.041 | 0 | 0 | 0 | 0 | 0 | 39.2259 | 0 | 0 | 116.576 | 0 | 146.539 | 494.381 | 0 | 0 | 0 | 1206.25 | 0 | 0 | 0 | 0 | 0 | 0 | 0 | 0 | 1206.25 | 2507.97 | - | 0 | 0 | 0 | 0 | 0 | 0 | 0 | 0 | 0 | 0 | 0 | 0 | 0 | 0 | 0 | 0
10/30/20 @ 00:31 | RtL-CZ13-v07-PkgAC240to760-Base | RtL | CZ13 | v07 | PkgAC2SpP-240to760 | Base | 24998.5 | 344.6 | 0 | 0 | 0 | 0 | 0 | 158.953 | 5.4783 | 0 | 557.124 | 0 | 550.931 | 1617.09 | 0 | 0 | 0 | 332.658 | 0 | 0 | 0 | 0 | 0 | 0 | 0 | 0 | 332.658 | 282.841 | 0 | 0 | 0 | 0 | 0 | 46.5865 | 0 | 0 | 116.576 | 0 | 146.539 | 592.542 | 0 | 0 | 0 | 1144.11 | 0 | 0 | 0 | 0 | 0 | 0 | 0 | 0 | 1144.11 | 2573.04 | - | 0 | 0 | 0 | 0 | 0 | 0 | 0 | 0 | 0 | 0 | 0 | 0 | 0 | 0 | 0 | 0
10/30/20 @ 00:32 | RtL-CZ13-v07-PkgAC240to760-Meas | RtL | CZ13 | v07 | PkgAC2SpP-240to760 | Meas | 24998.5 | 280.902 | 0 | 0 | 0 | 0 | 0 | 156 | 5.4783 | 0 | 557.124 | 0 | 550.931 | 1550.44 | 0 | 0 | 0 | 332.679 | 0 | 0 | 0 | 0 | 0 | 0 | 0 | 0 | 332.679 | 188.199 | 0 | 0 | 0 | 0 | 0 | 38.3857 | 0 | 0 | 116.576 | 0 | 146.539 | 489.699 | 0 | 0 | 0 | 1144.11 | 0 | 0 | 0 | 0 | 0 | 0 | 0 | 0 | 1144.11 | 2457.8 | - | 0 | 0 | 0 | 0 | 0 | 0 | 0 | 0 | 0 | 0 | 0 | 0 | 0 | 0 | 0 | 0
10/30/20 @ 00:32 | RtL-CZ13-v11-PkgAC240to760-Base | RtL | CZ13 | v11 | PkgAC2SpP-240to760 | Base | 24998.5 | 336.258 | 0 | 0 | 0 | 0 | 0 | 153.795 | 5.2517 | 0 | 557.124 | 0 | 550.931 | 1603.36 | 0 | 0 | 0 | 240.771 | 0 | 0 | 0 | 0 | 0 | 0 | 0 | 0 | 240.771 | 270.533 | 0 | 0 | 0 | 0 | 0 | 44.5239 | 0 | 0 | 116.576 | 0 | 146.539 | 578.172 | 0 | 0 | 0 | 980.163 | 0 | 0 | 0 | 0 | 0 | 0 | 0 | 0 | 980.163 | 2461.46 | - | 0 | 0 | 0 | 0 | 0 | 0 | 0 | 0 | 0 | 0 | 0 | 0 | 0 | 0 | 0 | 0
10/30/20 @ 00:32 | RtL-CZ13-v11-PkgAC240to760-Meas | RtL | CZ13 | v11 | PkgAC2SpP-240to760 | Meas | 24998.5 | 274.503 | 0 | 0 | 0 | 0 | 0 | 150.916 | 5.2517 | 0 | 557.124 | 0 | 550.931 | 1538.72 | 0 | 0 | 0 | 240.779 | 0 | 0 | 0 | 0 | 0 | 0 | 0 | 0 | 240.779 | 179.88 | 0 | 0 | 0 | 0 | 0 | 36.6647 | 0 | 0 | 116.576 | 0 | 146.539 | 479.659 | 0 | 0 | 0 | 980.163 | 0 | 0 | 0 | 0 | 0 | 0 | 0 | 0 | 980.163 | 2349.04 | - | 0 | 0 | 0 | 0 | 0 | 0 | 0 | 0 | 0 | 0 | 0 | 0 | 0 | 0 | 0 | 0
10/30/20 @ 00:33 | RtL-CZ13-v15-PkgAC240to760-Base | RtL | CZ13 | v15 | PkgAC2SpP-240to760 | Base | 24998.5 | 321.609 | 0 | 0 | 0 | 0 | 0 | 147.901 | 5.087 | 0 | 557.124 | 0 | 474.707 | 1506.43 | 0 | 0 | 0 | 252.212 | 0 | 0 | 0 | 0 | 0 | 0 | 0 | 0 | 252.212 | 261.541 | 0 | 0 | 0 | 0 | 0 | 43.0072 | 0 | 0 | 116.576 | 0 | 125.573 | 546.697 | 0 | 0 | 0 | 978.785 | 0 | 0 | 0 | 0 | 0 | 0 | 0 | 0 | 978.785 | 2385.48 | - | 0 | 0 | 0 | 0 | 0 | 0 | 0 | 0 | 0 | 0 | 0 | 0 | 0 | 0 | 0 | 0
10/30/20 @ 00:33 | RtL-CZ13-v15-PkgAC240to760-Meas | RtL | CZ13 | v15 | PkgAC2SpP-240to760 | Meas | 24998.5 | 262.374 | 0 | 0 | 0 | 0 | 0 | 145.14 | 5.087 | 0 | 557.124 | 0 | 474.707 | 1444.43 | 0 | 0 | 0 | 252.224 | 0 | 0 | 0 | 0 | 0 | 0 | 0 | 0 | 252.224 | 173.759 | 0 | 0 | 0 | 0 | 0 | 35.3551 | 0 | 0 | 116.576 | 0 | 125.573 | 451.263 | 0 | 0 | 0 | 978.785 | 0 | 0 | 0 | 0 | 0 | 0 | 0 | 0 | 978.785 | 2272.93 | - | 0 | 0 | 0 | 0 | 0 | 0 | 0 | 0 | 0 | 0 | 0 | 0 | 0 | 0 | 0 | 0
10/30/20 @ 00:36 | RtL-CZ15-v03-PkgAC240to760-Base | RtL | CZ15 | v03 | PkgAC2SpP-240to760 | Base | 24998.5 | 589.733 | 0 | 0 | 0 | 0 | 0 | 198.803 | 1.8082 | 0 | 557.124 | 0 | 550.931 | 1898.4 | 0 | 0 | 0 | 65.4928 | 0 | 0 | 0 | 0 | 0 | 0 | 0 | 0 | 65.4928 | 412.637 | 0 | 0 | 0 | 0 | 0 | 58.3301 | 0 | 0 | 116.576 | 0 | 146.539 | 734.081 | 0 | 0 | 0 | 691.309 | 0 | 0 | 0 | 0 | 0 | 0 | 0 | 0 | 691.309 | 2999.15 | - | 0 | 0 | 0 | 0 | 0 | 0 | 0 | 0 | 0 | 0 | 0 | 0 | 0 | 0 | 0 | 0
10/30/20 @ 00:37 | RtL-CZ15-v03-PkgAC240to760-Meas | RtL | CZ15 | v03 | PkgAC2SpP-240to760 | Meas | 24998.5 | 446.799 | 0 | 0 | 0 | 0 | 0 | 194.975 | 1.8082 | 0 | 557.124 | 0 | 550.931 | 1751.64 | 0 | 0 | 0 | 65.5014 | 0 | 0 | 0 | 0 | 0 | 0 | 0 | 0 | 65.5014 | 227.586 | 0 | 0 | 0 | 0 | 0 | 42.6479 | 0 | 0 | 116.576 | 0 | 146.583 | 533.393 | 0 | 0 | 0 | 691.309 | 0 | 0 | 0 | 0 | 0 | 0 | 0 | 0 | 691.309 | 2919.33 | - | 0 | 0 | 0 | 0 | 0 | 0 | 0 | 0 | 0 | 0 | 0 | 0 | 0 | 0 | 0 | 0
10/30/20 @ 00:37 | RtL-CZ15-v07-PkgAC240to760-Base | RtL | CZ15 | v07 | PkgAC2SpP-240to760 | Base | 24998.5 | 580.982 | 0 | 0 | 0 | 0 | 0 | 196.206 | 1.7835 | 0 | 557.124 | 0 | 550.931 | 1887.03 | 0 | 0 | 0 | 57.3909 | 0 | 0 | 0 | 0 | 0 | 0 | 0 | 0 | 57.3909 | 404.141 | 0 | 0 | 0 | 0 | 0 | 56.9708 | 0 | 0 | 116.576 | 0 | 146.539 | 724.226 | 0 | 0 | 0 | 638.896 | 0 | 0 | 0 | 0 | 0 | 0 | 0 | 0 | 638.896 | 2948.74 | - | 0 | 0 | 0 | 0 | 0 | 0 | 0 | 0 | 0 | 0 | 0 | 0 | 0 | 0 | 0 | 0
10/30/20 @ 00:37 | RtL-CZ15-v07-PkgAC240to760-Meas | RtL | CZ15 | v07 | PkgAC2SpP-240to760 | Meas | 24998.5 | 440.684 | 0 | 0 | 0 | 0 | 0 | 192.601 | 1.7835 | 0 | 557.124 | 0 | 550.931 | 1743.12 | 0 | 0 | 0 | 57.3983 | 0 | 0 | 0 | 0 | 0 | 0 | 0 | 0 | 57.3983 | 224.162 | 0 | 0 | 0 | 0 | 0 | 41.8952 | 0 | 0 | 116.576 | 0 | 146.583 | 529.216 | 0 | 0 | 0 | 638.896 | 0 | 0 | 0 | 0 | 0 | 0 | 0 | 0 | 638.896 | 2869.9 | - | 0 | 0 | 0 | 0 | 0 | 0 | 0 | 0 | 0 | 0 | 0 | 0 | 0 | 0 | 0 | 0
10/30/20 @ 00:38 | RtL-CZ15-v11-PkgAC240to760-Base | RtL | CZ15 | v11 | PkgAC2SpP-240to760 | Base | 24998.5 | 556.437 | 0 | 0 | 0 | 0 | 0 | 188.112 | 1.7009 | 0 | 557.124 | 0 | 550.931 | 1854.3 | 0 | 0 | 0 | 38.0408 | 0 | 0 | 0 | 0 | 0 | 0 | 0 | 0 | 38.0408 | 380.24 | 0 | 0 | 0 | 0 | 0 | 53.3014 | 0 | 0 | 116.576 | 0 | 146.539 | 696.656 | 0 | 0 | 0 | 501.285 | 0 | 0 | 0 | 0 | 0 | 0 | 0 | 0 | 501.285 | 2824.46 | - | 0 | 0 | 0 | 0 | 0 | 0 | 0 | 0 | 0 | 0 | 0 | 0 | 0 | 0 | 0 | 0
10/30/20 @ 00:38 | RtL-CZ15-v11-PkgAC240to760-Meas | RtL | CZ15 | v11 | PkgAC2SpP-240to760 | Meas | 24998.5 | 423.632 | 0 | 0 | 0 | 0 | 0 | 184.882 | 1.7009 | 0 | 557.124 | 0 | 550.931 | 1718.27 | 0 | 0 | 0 | 38.0466 | 0 | 0 | 0 | 0 | 0 | 0 | 0 | 0 | 38.0466 | 214.141 | 0 | 0 | 0 | 0 | 0 | 40.0029 | 0 | 0 | 116.576 | 0 | 146.583 | 517.302 | 0 | 0 | 0 | 501.285 | 0 | 0 | 0 | 0 | 0 | 0 | 0 | 0 | 501.285 | 2747.46 | - | 0 | 0 | 0 | 0 | 0 | 0 | 0 | 0 | 0 | 0 | 0 | 0 | 0 | 0 | 0 | 0
10/30/20 @ 00:38 | RtL-CZ15-v15-PkgAC240to760-Base | RtL | CZ15 | v15 | PkgAC2SpP-240to760 | Base | 24998.5 | 535.882 | 0 | 0 | 0 | 0 | 0 | 181.866 | 1.6544 | 0 | 557.124 | 0 | 474.707 | 1751.23 | 0 | 0 | 0 | 35.6537 | 0 | 0 | 0 | 0 | 0 | 0 | 0 | 0 | 35.6537 | 370.04 | 0 | 0 | 0 | 0 | 0 | 51.8145 | 0 | 0 | 116.576 | 0 | 125.573 | 664.004 | 0 | 0 | 0 | 464.344 | 0 | 0 | 0 | 0 | 0 | 0 | 0 | 0 | 464.344 | 2743.51 | - | 0 | 0 | 0 | 0 | 0 | 0 | 0 | 0 | 0 | 0 | 0 | 0 | 0 | 0 | 0 | 0
10/30/20 @ 00:39 | RtL-CZ15-v15-PkgAC240to760-Meas | RtL | CZ15 | v15 | PkgAC2SpP-240to760 | Meas | 24998.5 | 407.277 | 0 | 0 | 0 | 0 | 0 | 178.775 | 1.6544 | 0 | 557.124 | 0 | 474.707 | 1619.54 | 0 | 0 | 0 | 35.66 | 0 | 0 | 0 | 0 | 0 | 0 | 0 | 0 | 35.66 | 207.716 | 0 | 0 | 0 | 0 | 0 | 38.6308 | 0 | 0 | 116.576 | 0 | 125.715 | 488.637 | 0 | 0 | 0 | 464.344 | 0 | 0 | 0 | 0 | 0 | 0 | 0 | 0 | 464.344 | 2667.47 | - | 0 | 0 | 0 | 0 | 0 | 0 | 0 | 0 | 0 | 0 | 0 | 0 | 0 | 0 | 0 | 0
10/30/20 @ 00:44 | RtS-CZ12-v03-PkgAC240to760-Base | RtS | CZ12 | v03 | PkgAC2SpP-240to760 | Base | 24998.5 | 18.1553 | 0 | 0 | 0 | 0 | 0 | 8.3061 | 0.39746 | 0 | 21.4905 | 0 | 26.2614 | 74.6107 | 0 | 0 | 0 | 64.0071 | 0 | 0 | 0 | 0 | 0 | 0 | 0 | 0 | 64.0071 | 19.0182 | 0 | 0 | 0 | 0 | 0 | 3.1302 | 0 | 0 | 5.376 | 0 | 6.5717 | 34.0961 | 0 | 0 | 0 | 135.113 | 0 | 0 | 0 | 0 | 0 | 0 | 0 | 0 | 135.113 | 171.106 | - | 0 | 0 | 0 | 0 | 0 | 0 | 0 | 0 | 0 | 0 | 0 | 0 | 0 | 0 | 0 | 0
10/30/20 @ 00:44 | RtS-CZ12-v03-PkgAC240to760-Meas | RtS | CZ12 | v03 | PkgAC2SpP-240to760 | Meas | 24998.5 | 15.8237 | 0 | 0 | 0 | 0 | 0 | 8.2118 | 0.39746 | 0 | 21.4905 | 0 | 26.2614 | 72.1848 | 0 | 0 | 0 | 64.0092 | 0 | 0 | 0 | 0 | 0 | 0 | 0 | 0 | 64.0092 | 12.5418 | 0 | 0 | 0 | 0 | 0 | 2.6174 | 0 | 0 | 5.376 | 0 | 6.7613 | 27.2965 | 0 | 0 | 0 | 135.113 | 0 | 0 | 0 | 0 | 0 | 0 | 0 | 0 | 135.113 | 165.396 | - | 0 | 0 | 0 | 0 | 0 | 0 | 0 | 0 | 0 | 0 | 0 | 0 | 0 | 0 | 0 | 0
10/30/20 @ 00:45 | RtS-CZ12-v07-PkgAC240to760-Base | RtS | CZ12 | v07 | PkgAC2SpP-240to760 | Base | 24998.5 | 18.0444 | 0 | 0 | 0 | 0 | 0 | 8.1823 | 0.39154 | 0 | 21.4905 | 0 | 26.2614 | 74.3702 | 0 | 0 | 0 | 60.3065 | 0 | 0 | 0 | 0 | 0 | 0 | 0 | 0 | 60.3065 | 18.7003 | 0 | 0 | 0 | 0 | 0 | 3.0783 | 0 | 0 | 5.376 | 0 | 6.5717 | 33.7262 | 0 | 0 | 0 | 131.148 | 0 | 0 | 0 | 0 | 0 | 0 | 0 | 0 | 131.148 | 167.981 | - | 0 | 0 | 0 | 0 | 0 | 0 | 0 | 0 | 0 | 0 | 0 | 0 | 0 | 0 | 0 | 0
10/30/20 @ 00:45 | RtS-CZ12-v07-PkgAC240to760-Meas | RtS | CZ12 | v07 | PkgAC2SpP-240to760 | Meas | 24998.5 | 15.7433 | 0 | 0 | 0 | 0 | 0 | 8.0894 | 0.39154 | 0 | 21.4905 | 0 | 26.2614 | 71.9761 | 0 | 0 | 0 | 60.3093 | 0 | 0 | 0 | 0 | 0 | 0 | 0 | 0 | 60.3093 | 12.3234 | 0 | 0 | 0 | 0 | 0 | 2.5692 | 0 | 0 | 5.376 | 0 | 6.7613 | 27.0298 | 0 | 0 | 0 | 131.148 | 0 | 0 | 0 | 0 | 0 | 0 | 0 | 0 | 131.148 | 162.329 | - | 0 | 0 | 0 | 0 | 0 | 0 | 0 | 0 | 0 | 0 | 0 | 0 | 0 | 0 | 0 | 0
10/30/20 @ 00:45 | RtS-CZ12-v11-PkgAC240to760-Base | RtS | CZ12 | v11 | PkgAC2SpP-240to760 | Base | 24998.5 | 17.7927 | 0 | 0 | 0 | 0 | 0 | 7.9095 | 0.37847 | 0 | 21.4905 | 0 | 26.2614 | 73.8325 | 0 | 0 | 0 | 52.3535 | 0 | 0 | 0 | 0 | 0 | 0 | 0 | 0 | 52.3535 | 18.0084 | 0 | 0 | 0 | 0 | 0 | 2.9618 | 0 | 0 | 5.376 | 0 | 6.5717 | 32.9178 | 0 | 0 | 0 | 122.451 | 0 | 0 | 0 | 0 | 0 | 0 | 0 | 0 | 122.451 | 161.433 | - | 0 | 0 | 0 | 0 | 0 | 0 | 0 | 0 | 0 | 0 | 0 | 0 | 0 | 0 | 0 | 0
10/30/20 @ 00:46 | RtS-CZ12-v11-PkgAC240to760-Meas | RtS | CZ12 | v11 | PkgAC2SpP-240to760 | Meas | 24998.5 | 15.5505 | 0 | 0 | 0 | 0 | 0 | 7.8186 | 0.37847 | 0 | 21.4905 | 0 | 26.2614 | 71.4995 | 0 | 0 | 0 | 52.355 | 0 | 0 | 0 | 0 | 0 | 0 | 0 | 0 | 52.355 | 11.8534 | 0 | 0 | 0 | 0 | 0 | 2.466 | 0 | 0 | 5.376 | 0 | 6.7613 | 26.4567 | 0 | 0 | 0 | 122.451 | 0 | 0 | 0 | 0 | 0 | 0 | 0 | 0 | 122.451 | 155.783 | - | 0 | 0 | 0 | 0 | 0 | 0 | 0 | 0 | 0 | 0 | 0 | 0 | 0 | 0 | 0 | 0
10/30/20 @ 00:46 | RtS-CZ12-v15-PkgAC240to760-Base | RtS | CZ12 | v15 | PkgAC2SpP-240to760 | Base | 24998.5 | 13.6514 | 0 | 0 | 0 | 0 | 0 | 8.4766 | 0.37268 | 0 | 21.4905 | 0 | 22.4677 | 66.4588 | 0 | 0 | 0 | 60.2102 | 0 | 0 | 0 | 0 | 0 | 0 | 0 | 0 | 60.2102 | 17.4031 | 0 | 0 | 0 | 0 | 0 | 2.8487 | 0 | 0 | 5.376 | 0 | 5.6297 | 31.2574 | 0 | 0 | 0 | 125.017 | 0 | 0 | 0 | 0 | 0 | 0 | 0 | 0 | 125.017 | 156.193 | - | 0 | 0 | 0 | 0 | 0 | 0 | 0 | 0 | 0 | 0 | 0 | 0 | 0 | 0 | 0 | 0
10/30/20 @ 00:46 | RtS-CZ12-v15-PkgAC240to760-Meas | RtS | CZ12 | v15 | PkgAC2SpP-240to760 | Meas | 24998.5 | 11.5684 | 0 | 0 | 0 | 0 | 0 | 8.3919 | 0.37268 | 0 | 21.4905 | 0 | 22.4677 | 64.291 | 0 | 0 | 0 | 60.2138 | 0 | 0 | 0 | 0 | 0 | 0 | 0 | 0 | 60.2138 | 11.4998 | 0 | 0 | 0 | 0 | 0 | 2.3761 | 0 | 0 | 5.376 | 0 | 5.7985 | 25.0503 | 0 | 0 | 0 | 125.017 | 0 | 0 | 0 | 0 | 0 | 0 | 0 | 0 | 125.017 | 150.593 | - | 0 | 0 | 0 | 0 | 0 | 0 | 0 | 0 | 0 | 0 | 0 | 0 | 0 | 0 | 0 | 0
10/30/20 @ 00:47 | RtS-CZ13-v03-PkgAC240to760-Base | RtS | CZ13 | v03 | PkgAC2SpP-240to760 | Base | 24998.5 | 25.5785 | 0 | 0 | 0 | 0 | 0 | 9.6567 | 0.42512 | 0 | 21.4905 | 0 | 26.2614 | 83.4121 | 0 | 0 | 0 | 58.1621 | 0 | 0 | 0 | 0 | 0 | 0 | 0 | 0 | 58.1621 | 21.656 | 0 | 0 | 0 | 0 | 0 | 3.5554 | 0 | 0 | 5.376 | 0 | 6.5717 | 37.159 | 0 | 0 | 0 | 142.777 | 0 | 0 | 0 | 0 | 0 | 0 | 0 | 0 | 142.777 | 194.647 | - | 0 | 0 | 0 | 0 | 0 | 0 | 0 | 0 | 0 | 0 | 0 | 0 | 0 | 0 | 0 | 0
10/30/20 @ 00:47 | RtS-CZ13-v03-PkgAC240to760-Meas | RtS | CZ13 | v03 | PkgAC2SpP-240to760 | Meas | 24998.5 | 21.0469 | 0 | 0 | 0 | 0 | 0 | 9.4637 | 0.42513 | 0 | 21.4905 | 0 | 26.2614 | 78.6875 | 0 | 0 | 0 | 58.1635 | 0 | 0 | 0 | 0 | 0 | 0 | 0 | 0 | 58.1635 | 14.6144 | 0 | 0 | 0 | 0 | 0 | 2.9586 | 0 | 0 | 5.376 | 0 | 6.5717 | 29.5206 | 0 | 0 | 0 | 142.777 | 0 | 0 | 0 | 0 | 0 | 0 | 0 | 0 | 142.777 | 187.478 | - | 0 | 0 | 0 | 0 | 0 | 0 | 0 | 0 | 0 | 0 | 0 | 0 | 0 | 0 | 0 | 0
10/30/20 @ 00:47 | RtS-CZ13-v07-PkgAC240to760-Base | RtS | CZ13 | v07 | PkgAC2SpP-240to760 | Base | 24998.5 | 25.3214 | 0 | 0 | 0 | 0 | 0 | 9.5124 | 0.4189 | 0 | 21.4905 | 0 | 26.2614 | 83.0045 | 0 | 0 | 0 | 54.6473 | 0 | 0 | 0 | 0 | 0 | 0 | 0 | 0 | 54.6473 | 21.2263 | 0 | 0 | 0 | 0 | 0 | 3.4836 | 0 | 0 | 5.376 | 0 | 6.5717 | 36.6576 | 0 | 0 | 0 | 138.627 | 0 | 0 | 0 | 0 | 0 | 0 | 0 | 0 | 138.627 | 190.783 | - | 0 | 0 | 0 | 0 | 0 | 0 | 0 | 0 | 0 | 0 | 0 | 0 | 0 | 0 | 0 | 0
10/30/20 @ 00:48 | RtS-CZ13-v07-PkgAC240to760-Meas | RtS | CZ13 | v07 | PkgAC2SpP-240to760 | Meas | 24998.5 | 20.8568 | 0 | 0 | 0 | 0 | 0 | 9.3242 | 0.4189 | 0 | 21.4905 | 0 | 26.2614 | 78.3517 | 0 | 0 | 0 | 54.6498 | 0 | 0 | 0 | 0 | 0 | 0 | 0 | 0 | 54.6498 | 14.35 | 0 | 0 | 0 | 0 | 0 | 2.9 | 0 | 0 | 5.376 | 0 | 6.5717 | 29.1977 | 0 | 0 | 0 | 138.627 | 0 | 0 | 0 | 0 | 0 | 0 | 0 | 0 | 138.627 | 183.765 | - | 0 | 0 | 0 | 0 | 0 | 0 | 0 | 0 | 0 | 0 | 0 | 0 | 0 | 0 | 0 | 0
10/30/20 @ 00:48 | RtS-CZ13-v11-PkgAC240to760-Base | RtS | CZ13 | v11 | PkgAC2SpP-240to760 | Base | 24998.5 | 24.328 | 0 | 0 | 0 | 0 | 0 | 9.0279 | 0.39838 | 0 | 21.4905 | 0 | 26.2614 | 81.5061 | 0 | 0 | 0 | 43.2917 | 0 | 0 | 0 | 0 | 0 | 0 | 0 | 0 | 43.2917 | 19.9357 | 0 | 0 | 0 | 0 | 0 | 3.2616 | 0 | 0 | 5.376 | 0 | 6.5717 | 35.145 | 0 | 0 | 0 | 124.295 | 0 | 0 | 0 | 0 | 0 | 0 | 0 | 0 | 124.295 | 178.928 | - | 0 | 0 | 0 | 0 | 0 | 0 | 0 | 0 | 0 | 0 | 0 | 0 | 0 | 0 | 0 | 0
10/30/20 @ 00:48 | RtS-CZ13-v11-PkgAC240to760-Meas | RtS | CZ13 | v11 | PkgAC2SpP-240to760 | Meas | 24998.5 | 20.0928 | 0 | 0 | 0 | 0 | 0 | 8.8538 | 0.39838 | 0 | 21.4905 | 0 | 26.2614 | 77.0969 | 0 | 0 | 0 | 43.2927 | 0 | 0 | 0 | 0 | 0 | 0 | 0 | 0 | 43.2927 | 13.5076 | 0 | 0 | 0 | 0 | 0 | 2.7144 | 0 | 0 | 5.376 | 0 | 6.5717 | 28.1696 | 0 | 0 | 0 | 124.295 | 0 | 0 | 0 | 0 | 0 | 0 | 0 | 0 | 124.295 | 172.192 | - | 0 | 0 | 0 | 0 | 0 | 0 | 0 | 0 | 0 | 0 | 0 | 0 | 0 | 0 | 0 | 0
10/30/20 @ 00:48 | RtS-CZ13-v15-PkgAC240to760-Base | RtS | CZ13 | v15 | PkgAC2SpP-240to760 | Base | 24998.5 | 20.3495 | 0 | 0 | 0 | 0 | 0 | 9.5684 | 0.39354 | 0 | 21.4905 | 0 | 22.4677 | 74.2696 | 0 | 0 | 0 | 49.5048 | 0 | 0 | 0 | 0 | 0 | 0 | 0 | 0 | 49.5048 | 19.384 | 0 | 0 | 0 | 0 | 0 | 3.1588 | 0 | 0 | 5.376 | 0 | 5.6297 | 33.5485 | 0 | 0 | 0 | 124.928 | 0 | 0 | 0 | 0 | 0 | 0 | 0 | 0 | 124.928 | 174.025 | - | 0 | 0 | 0 | 0 | 0 | 0 | 0 | 0 | 0 | 0 | 0 | 0 | 0 | 0 | 0 | 0
10/30/20 @ 00:49 | RtS-CZ13-v15-PkgAC240to760-Meas | RtS | CZ13 | v15 | PkgAC2SpP-240to760 | Meas | 24998.5 | 16.3163 | 0 | 0 | 0 | 0 | 0 | 9.4092 | 0.39354 | 0 | 21.4905 | 0 | 22.4677 | 70.0772 | 0 | 0 | 0 | 49.5063 | 0 | 0 | 0 | 0 | 0 | 0 | 0 | 0 | 49.5063 | 13.1641 | 0 | 0 | 0 | 0 | 0 | 2.6273 | 0 | 0 | 5.376 | 0 | 5.6297 | 26.797 | 0 | 0 | 0 | 124.928 | 0 | 0 | 0 | 0 | 0 | 0 | 0 | 0 | 124.928 | 167.306 | - | 0 | 0 | 0 | 0 | 0 | 0 | 0 | 0 | 0 | 0 | 0 | 0 | 0 | 0 | 0 | 0
10/30/20 @ 00:52 | RtS-CZ15-v03-PkgAC240to760-Base | RtS | CZ15 | v03 | PkgAC2SpP-240to760 | Base | 24998.5 | 43.803 | 0 | 0 | 0 | 0 | 0 | 12.5119 | 0.13847 | 0 | 21.4905 | 0 | 26.2614 | 104.205 | 0 | 0 | 0 | 7.2538 | 0 | 0 | 0 | 0 | 0 | 0 | 0 | 0 | 7.2538 | 31.5283 | 0 | 0 | 0 | 0 | 0 | 4.4746 | 0 | 0 | 5.376 | 0 | 6.7613 | 48.1402 | 0 | 0 | 0 | 82.4547 | 0 | 0 | 0 | 0 | 0 | 0 | 0 | 0 | 82.4547 | 221.867 | - | 0 | 0 | 0 | 0 | 0 | 0 | 0 | 0 | 0 | 0 | 0 | 0 | 0 | 0 | 0 | 0
10/30/20 @ 00:52 | RtS-CZ15-v03-PkgAC240to760-Meas | RtS | CZ15 | v03 | PkgAC2SpP-240to760 | Meas | 24998.5 | 33.4764 | 0 | 0 | 0 | 0 | 0 | 12.202 | 0.13847 | 0 | 21.4905 | 0 | 26.2614 | 93.5688 | 0 | 0 | 0 | 7.2545 | 0 | 0 | 0 | 0 | 0 | 0 | 0 | 0 | 7.2545 | 17.5672 | 0 | 0 | 0 | 0 | 0 | 3.1707 | 0 | 0 | 5.376 | 0 | 6.8237 | 32.9375 | 0 | 0 | 0 | 82.4547 | 0 | 0 | 0 | 0 | 0 | 0 | 0 | 0 | 82.4547 | 214.011 | - | 0 | 0 | 0 | 0 | 0 | 0 | 0 | 0 | 0 | 0 | 0 | 0 | 0 | 0 | 0 | 0
10/30/20 @ 00:52 | RtS-CZ15-v07-PkgAC240to760-Base | RtS | CZ15 | v07 | PkgAC2SpP-240to760 | Base | 24998.5 | 43.3108 | 0 | 0 | 0 | 0 | 0 | 12.3372 | 0.1366 | 0 | 21.4905 | 0 | 26.2614 | 103.536 | 0 | 0 | 0 | 6.2888 | 0 | 0 | 0 | 0 | 0 | 0 | 0 | 0 | 6.2888 | 30.9393 | 0 | 0 | 0 | 0 | 0 | 4.3824 | 0 | 0 | 5.376 | 0 | 6.7613 | 47.4589 | 0 | 0 | 0 | 78.8297 | 0 | 0 | 0 | 0 | 0 | 0 | 0 | 0 | 78.8297 | 217.37 | - | 0 | 0 | 0 | 0 | 0 | 0 | 0 | 0 | 0 | 0 | 0 | 0 | 0 | 0 | 0 | 0
10/30/20 @ 00:53 | RtS-CZ15-v07-PkgAC240to760-Meas | RtS | CZ15 | v07 | PkgAC2SpP-240to760 | Meas | 24998.5 | 33.1436 | 0 | 0 | 0 | 0 | 0 | 12.0386 | 0.1366 | 0 | 21.4905 | 0 | 26.2614 | 93.0707 | 0 | 0 | 0 | 6.2894 | 0 | 0 | 0 | 0 | 0 | 0 | 0 | 0 | 6.2894 | 17.3224 | 0 | 0 | 0 | 0 | 0 | 3.1259 | 0 | 0 | 5.376 | 0 | 6.8237 | 32.648 | 0 | 0 | 0 | 78.8297 | 0 | 0 | 0 | 0 | 0 | 0 | 0 | 0 | 78.8297 | 211.028 | - | 0 | 0 | 0 | 0 | 0 | 0 | 0 | 0 | 0 | 0 | 0 | 0 | 0 | 0 | 0 | 0
10/30/20 @ 00:53 | RtS-CZ15-v11-PkgAC240to760-Base | RtS | CZ15 | v11 | PkgAC2SpP-240to760 | Base | 24998.5 | 40.4338 | 0 | 0 | 0 | 0 | 0 | 11.5474 | 0.12878 | 0 | 21.4905 | 0 | 26.2614 | 99.8618 | 0 | 0 | 0 | 3.9401 | 0 | 0 | 0 | 0 | 0 | 0 | 0 | 0 | 3.9401 | 28.5657 | 0 | 0 | 0 | 0 | 0 | 4.0112 | 0 | 0 | 5.376 | 0 | 6.7613 | 44.7142 | 0 | 0 | 0 | 61.9215 | 0 | 0 | 0 | 0 | 0 | 0 | 0 | 0 | 61.9215 | 203.122 | - | 0 | 0 | 0 | 0 | 0 | 0 | 0 | 0 | 0 | 0 | 0 | 0 | 0 | 0 | 0 | 0
10/30/20 @ 00:53 | RtS-CZ15-v11-PkgAC240to760-Meas | RtS | CZ15 | v11 | PkgAC2SpP-240to760 | Meas | 24998.5 | 31.0424 | 0 | 0 | 0 | 0 | 0 | 11.3031 | 0.12878 | 0 | 21.4905 | 0 | 26.2614 | 90.2262 | 0 | 0 | 0 | 3.9405 | 0 | 0 | 0 | 0 | 0 | 0 | 0 | 0 | 3.9405 | 16.3118 | 0 | 0 | 0 | 0 | 0 | 2.9315 | 0 | 0 | 5.376 | 0 | 6.8237 | 31.4429 | 0 | 0 | 0 | 61.9215 | 0 | 0 | 0 | 0 | 0 | 0 | 0 | 0 | 61.9215 | 198.288 | - | 0 | 0 | 0 | 0 | 0 | 0 | 0 | 0 | 0 | 0 | 0 | 0 | 0 | 0 | 0 | 0
10/30/20 @ 00:54 | RtS-CZ15-v15-PkgAC240to760-Base | RtS | CZ15 | v15 | PkgAC2SpP-240to760 | Base | 24998.5 | 36.2805 | 0 | 0 | 0 | 0 | 0 | 12.0614 | 0.12813 | 0 | 21.4905 | 0 | 22.4677 | 92.4281 | 0 | 0 | 0 | 4.8661 | 0 | 0 | 0 | 0 | 0 | 0 | 0 | 0 | 4.8661 | 28.0382 | 0 | 0 | 0 | 0 | 0 | 3.9176 | 0 | 0 | 5.376 | 0 | 5.7985 | 43.1302 | 0 | 0 | 0 | 64.3288 | 0 | 0 | 0 | 0 | 0 | 0 | 0 | 0 | 64.3288 | 198.606 | - | 0 | 0 | 0 | 0 | 0 | 0 | 0 | 0 | 0 | 0 | 0 | 0 | 0 | 0 | 0 | 0
10/30/20 @ 00:54 | RtS-CZ15-v15-PkgAC240to760-Meas | RtS | CZ15 | v15 | PkgAC2SpP-240to760 | Meas | 24998.5 | 27.2937 | 0 | 0 | 0 | 0 | 0 | 11.8414 | 0.12813 | 0 | 21.4905 | 0 | 22.4677 | 83.2214 | 0 | 0 | 0 | 4.8667 | 0 | 0 | 0 | 0 | 0 | 0 | 0 | 0 | 4.8667 | 15.8233 | 0 | 0 | 0 | 0 | 0 | 2.6725 | 0 | 0 | 5.376 | 0 | 5.7985 | 29.6702 | 0 | 0 | 0 | 64.3288 | 0 | 0 | 0 | 0 | 0 | 0 | 0 | 0 | 64.3288 | 193.734 | - | 0 | 0 | 0 | 0 | 0 | 0 | 0 | 0 | 0 | 0 | 0 | 0 | 0 | 0 | 0 | 0
10/30/20 @ 00:59 | SCn-CZ12-v03-PkgAC240to760-Base | SCn | CZ12 | v03 | PkgAC2SpP-240to760 | Base | 24998.5 | 131.492 | 0 | 0 | 0 | 0 | 0 | 138.018 | 6.7301 | 0 | 311.499 | 0 | 353.206 | 940.948 | 0 | 0 | 0 | 2247.3 | 0 | 0 | 0 | 0 | 0 | 0 | 0 | 0 | 2247.3 | 298.949 | 0 | 0 | 0 | 0 | 0 | 48.7315 | 0 | 0 | 74.8622 | 0 | 102.629 | 525.172 | 0 | 0 | 0 | 3344.61 | 0 | 0 | 0 | 0 | 0 | 0 | 0 | 0 | 3344.61 | 2781.07 | - | 0 | 0 | 0 | 0 | 0 | 0 | 0 | 0 | 0 | 0 | 0 | 0 | 0 | 0 | 0 | 0
10/30/20 @ 00:59 | SCn-CZ12-v03-PkgAC240to760-Meas | SCn | CZ12 | v03 | PkgAC2SpP-240to760 | Meas | 24998.5 | 109.24 | 0 | 0 | 0 | 0 | 0 | 137.437 | 6.7301 | 0 | 311.499 | 0 | 353.206 | 918.115 | 0 | 0 | 0 | 2247.32 | 0 | 0 | 0 | 0 | 0 | 0 | 0 | 0 | 2247.32 | 200.646 | 0 | 0 | 0 | 0 | 0 | 40.0996 | 0 | 0 | 74.8622 | 0 | 102.629 | 418.237 | 0 | 0 | 0 | 3344.61 | 0 | 0 | 0 | 0 | 0 | 0 | 0 | 0 | 3344.61 | 2704.7 | - | 0 | 0 | 0 | 0 | 0 | 0 | 0 | 0 | 0 | 0 | 0 | 0 | 0 | 0 | 0 | 0
10/30/20 @ 00:59 | SCn-CZ12-v07-PkgAC240to760-Base | SCn | CZ12 | v07 | PkgAC2SpP-240to760 | Base | 24998.5 | 126.762 | 0 | 0 | 0 | 0 | 0 | 131.624 | 6.4311 | 0 | 311.499 | 0 | 353.206 | 929.525 | 0 | 0 | 0 | 2104.43 | 0 | 0 | 0 | 0 | 0 | 0 | 0 | 0 | 2104.43 | 285.869 | 0 | 0 | 0 | 0 | 0 | 46.388 | 0 | 0 | 74.8622 | 0 | 102.629 | 509.748 | 0 | 0 | 0 | 3213.91 | 0 | 0 | 0 | 0 | 0 | 0 | 0 | 0 | 3213.91 | 2658.4 | - | 0 | 0 | 0 | 0 | 0 | 0 | 0 | 0 | 0 | 0 | 0 | 0 | 0 | 0 | 0 | 0
10/30/20 @ 01:00 | SCn-CZ12-v07-PkgAC240to760-Meas | SCn | CZ12 | v07 | PkgAC2SpP-240to760 | Meas | 24998.5 | 105.496 | 0 | 0 | 0 | 0 | 0 | 131.075 | 6.4311 | 0 | 311.499 | 0 | 353.206 | 907.71 | 0 | 0 | 0 | 2104.44 | 0 | 0 | 0 | 0 | 0 | 0 | 0 | 0 | 2104.44 | 191.552 | 0 | 0 | 0 | 0 | 0 | 38.2426 | 0 | 0 | 74.8622 | 0 | 102.629 | 407.285 | 0 | 0 | 0 | 3213.91 | 0 | 0 | 0 | 0 | 0 | 0 | 0 | 0 | 3213.91 | 2585.56 | - | 0 | 0 | 0 | 0 | 0 | 0 | 0 | 0 | 0 | 0 | 0 | 0 | 0 | 0 | 0 | 0
10/30/20 @ 01:00 | SCn-CZ12-v11-PkgAC240to760-Base | SCn | CZ12 | v11 | PkgAC2SpP-240to760 | Base | 24998.5 | 120.426 | 0 | 0 | 0 | 0 | 0 | 119.603 | 5.9151 | 0 | 311.499 | 0 | 353.206 | 910.652 | 0 | 0 | 0 | 1822.14 | 0 | 0 | 0 | 0 | 0 | 0 | 0 | 0 | 1822.14 | 264.596 | 0 | 0 | 0 | 0 | 0 | 42.9459 | 0 | 0 | 74.8622 | 0 | 102.629 | 485.033 | 0 | 0 | 0 | 2943.51 | 0 | 0 | 0 | 0 | 0 | 0 | 0 | 0 | 2943.51 | 2472.89 | - | 0 | 0 | 0 | 0 | 0 | 0 | 0 | 0 | 0 | 0 | 0 | 0 | 0 | 0 | 0 | 0
10/30/20 @ 01:00 | SCn-CZ12-v11-PkgAC240to760-Meas | SCn | CZ12 | v11 | PkgAC2SpP-240to760 | Meas | 24998.5 | 100.707 | 0 | 0 | 0 | 0 | 0 | 119.099 | 5.9151 | 0 | 311.499 | 0 | 353.206 | 890.429 | 0 | 0 | 0 | 1822.16 | 0 | 0 | 0 | 0 | 0 | 0 | 0 | 0 | 1822.16 | 176.712 | 0 | 0 | 0 | 0 | 0 | 35.1999 | 0 | 0 | 74.8622 | 0 | 102.629 | 389.404 | 0 | 0 | 0 | 2943.51 | 0 | 0 | 0 | 0 | 0 | 0 | 0 | 0 | 2943.51 | 2399.01 | - | 0 | 0 | 0 | 0 | 0 | 0 | 0 | 0 | 0 | 0 | 0 | 0 | 0 | 0 | 0 | 0
10/30/20 @ 01:01 | SCn-CZ12-v15-PkgAC240to760-Base | SCn | CZ12 | v15 | PkgAC2SpP-240to760 | Base | 24998.5 | 107.613 | 0 | 0 | 0 | 0 | 0 | 121.239 | 5.8906 | 0 | 311.499 | 0 | 353.206 | 899.45 | 0 | 0 | 0 | 1821.74 | 0 | 0 | 0 | 0 | 0 | 0 | 0 | 0 | 1821.74 | 263.057 | 0 | 0 | 0 | 0 | 0 | 42.7328 | 0 | 0 | 74.8622 | 0 | 102.629 | 483.281 | 0 | 0 | 0 | 2921.7 | 0 | 0 | 0 | 0 | 0 | 0 | 0 | 0 | 2921.7 | 2461.12 | - | 0 | 0 | 0 | 0 | 0 | 0 | 0 | 0 | 0 | 0 | 0 | 0 | 0 | 0 | 0 | 0
10/30/20 @ 01:01 | SCn-CZ12-v15-PkgAC240to760-Meas | SCn | CZ12 | v15 | PkgAC2SpP-240to760 | Meas | 24998.5 | 88.2476 | 0 | 0 | 0 | 0 | 0 | 120.711 | 5.8906 | 0 | 311.499 | 0 | 353.206 | 879.557 | 0 | 0 | 0 | 1821.75 | 0 | 0 | 0 | 0 | 0 | 0 | 0 | 0 | 1821.75 | 175.755 | 0 | 0 | 0 | 0 | 0 | 34.9986 | 0 | 0 | 74.8622 | 0 | 102.629 | 388.245 | 0 | 0 | 0 | 2921.7 | 0 | 0 | 0 | 0 | 0 | 0 | 0 | 0 | 2921.7 | 2386.79 | - | 0 | 0 | 0 | 0 | 0 | 0 | 0 | 0 | 0 | 0 | 0 | 0 | 0 | 0 | 0 | 0
10/30/20 @ 01:01 | SCn-CZ13-v03-PkgAC240to760-Base | SCn | CZ13 | v03 | PkgAC2SpP-240to760 | Base | 24998.5 | 248.511 | 0 | 0 | 0 | 0 | 0 | 164.95 | 7.5062 | 0 | 311.499 | 0 | 353.206 | 1085.68 | 0 | 0 | 0 | 1996.47 | 0 | 0 | 0 | 0 | 0 | 0 | 0 | 0 | 1996.47 | 346.562 | 0 | 0 | 0 | 0 | 0 | 56.8153 | 0 | 0 | 74.8622 | 0 | 102.629 | 580.868 | 0 | 0 | 0 | 3196.47 | 0 | 0 | 0 | 0 | 0 | 0 | 0 | 0 | 3196.47 | 3219.84 | - | 0 | 0 | 0 | 0 | 0 | 0 | 0 | 0 | 0 | 0 | 0 | 0 | 0 | 0 | 0 | 0
10/30/20 @ 01:01 | SCn-CZ13-v03-PkgAC240to760-Meas | SCn | CZ13 | v03 | PkgAC2SpP-240to760 | Meas | 24998.5 | 200.217 | 0 | 0 | 0 | 0 | 0 | 163.933 | 7.5062 | 0 | 311.499 | 0 | 353.206 | 1036.36 | 0 | 0 | 0 | 1996.49 | 0 | 0 | 0 | 0 | 0 | 0 | 0 | 0 | 1996.49 | 238.221 | 0 | 0 | 0 | 0 | 0 | 48.0269 | 0 | 0 | 74.8622 | 0 | 102.629 | 463.739 | 0 | 0 | 0 | 3196.47 | 0 | 0 | 0 | 0 | 0 | 0 | 0 | 0 | 3196.47 | 3101.12 | - | 0 | 0 | 0 | 0 | 0 | 0 | 0 | 0 | 0 | 0 | 0 | 0 | 0 | 0 | 0 | 0
10/30/20 @ 01:02 | SCn-CZ13-v07-PkgAC240to760-Base | SCn | CZ13 | v07 | PkgAC2SpP-240to760 | Base | 24998.5 | 238.825 | 0 | 0 | 0 | 0 | 0 | 155.055 | 7.0755 | 0 | 311.499 | 0 | 353.206 | 1065.66 | 0 | 0 | 0 | 1860.27 | 0 | 0 | 0 | 0 | 0 | 0 | 0 | 0 | 1860.27 | 332.799 | 0 | 0 | 0 | 0 | 0 | 52.5927 | 0 | 0 | 74.8622 | 0 | 102.629 | 562.883 | 0 | 0 | 0 | 3055.79 | 0 | 0 | 0 | 0 | 0 | 0 | 0 | 0 | 3055.79 | 3047.08 | - | 0 | 0 | 0 | 0 | 0 | 0 | 0 | 0 | 0 | 0 | 0 | 0 | 0 | 0 | 0 | 0
10/30/20 @ 01:02 | SCn-CZ13-v07-PkgAC240to760-Meas | SCn | CZ13 | v07 | PkgAC2SpP-240to760 | Meas | 24998.5 | 192.447 | 0 | 0 | 0 | 0 | 0 | 154.019 | 7.0755 | 0 | 311.499 | 0 | 353.206 | 1018.25 | 0 | 0 | 0 | 1860.28 | 0 | 0 | 0 | 0 | 0 | 0 | 0 | 0 | 1860.28 | 220.204 | 0 | 0 | 0 | 0 | 0 | 45.2762 | 0 | 0 | 74.8622 | 0 | 102.629 | 442.972 | 0 | 0 | 0 | 3055.79 | 0 | 0 | 0 | 0 | 0 | 0 | 0 | 0 | 3055.79 | 2932.99 | - | 0 | 0 | 0 | 0 | 0 | 0 | 0 | 0 | 0 | 0 | 0 | 0 | 0 | 0 | 0 | 0
10/30/20 @ 01:02 | SCn-CZ13-v11-PkgAC240to760-Base | SCn | CZ13 | v11 | PkgAC2SpP-240to760 | Base | 24998.5 | 218.633 | 0 | 0 | 0 | 0 | 0 | 136.128 | 6.2064 | 0 | 311.499 | 0 | 353.206 | 1025.68 | 0 | 0 | 0 | 1511.27 | 0 | 0 | 0 | 0 | 0 | 0 | 0 | 0 | 1511.27 | 299.758 | 0 | 0 | 0 | 0 | 0 | 47.7066 | 0 | 0 | 74.8622 | 0 | 102.629 | 524.956 | 0 | 0 | 0 | 2655.12 | 0 | 0 | 0 | 0 | 0 | 0 | 0 | 0 | 2655.12 | 2726.9 | - | 0 | 0 | 0 | 0 | 0 | 0 | 0 | 0 | 0 | 0 | 0 | 0 | 0 | 0 | 0 | 0
10/30/20 @ 01:03 | SCn-CZ13-v11-PkgAC240to760-Meas | SCn | CZ13 | v11 | PkgAC2SpP-240to760 | Meas | 24998.5 | 176.791 | 0 | 0 | 0 | 0 | 0 | 135.145 | 6.2064 | 0 | 311.499 | 0 | 353.206 | 982.851 | 0 | 0 | 0 | 1511.29 | 0 | 0 | 0 | 0 | 0 | 0 | 0 | 0 | 1511.29 | 201.956 | 0 | 0 | 0 | 0 | 0 | 38.5468 | 0 | 0 | 74.8622 | 0 | 102.629 | 417.994 | 0 | 0 | 0 | 2655.12 | 0 | 0 | 0 | 0 | 0 | 0 | 0 | 0 | 2655.12 | 2622.5 | - | 0 | 0 | 0 | 0 | 0 | 0 | 0 | 0 | 0 | 0 | 0 | 0 | 0 | 0 | 0 | 0
10/30/20 @ 01:03 | SCn-CZ13-v15-PkgAC240to760-Base | SCn | CZ13 | v15 | PkgAC2SpP-240to760 | Base | 24998.5 | 201.127 | 0 | 0 | 0 | 0 | 0 | 141.293 | 6.2978 | 0 | 311.499 | 0 | 353.206 | 1013.43 | 0 | 0 | 0 | 1504.34 | 0 | 0 | 0 | 0 | 0 | 0 | 0 | 0 | 1504.34 | 297.249 | 0 | 0 | 0 | 0 | 0 | 47.0722 | 0 | 0 | 74.8622 | 0 | 102.629 | 521.812 | 0 | 0 | 0 | 2625.14 | 0 | 0 | 0 | 0 | 0 | 0 | 0 | 0 | 2625.14 | 2707.77 | - | 0 | 0 | 0 | 0 | 0 | 0 | 0 | 0 | 0 | 0 | 0 | 0 | 0 | 0 | 0 | 0
10/30/20 @ 01:03 | SCn-CZ13-v15-PkgAC240to760-Meas | SCn | CZ13 | v15 | PkgAC2SpP-240to760 | Meas | 24998.5 | 160.143 | 0 | 0 | 0 | 0 | 0 | 140.378 | 6.2978 | 0 | 311.499 | 0 | 353.206 | 971.527 | 0 | 0 | 0 | 1504.35 | 0 | 0 | 0 | 0 | 0 | 0 | 0 | 0 | 1504.35 | 201.787 | 0 | 0 | 0 | 0 | 0 | 38.1406 | 0 | 0 | 74.8622 | 0 | 102.629 | 417.419 | 0 | 0 | 0 | 2625.14 | 0 | 0 | 0 | 0 | 0 | 0 | 0 | 0 | 2625.14 | 2600.26 | - | 0 | 0 | 0 | 0 | 0 | 0 | 0 | 0 | 0 | 0 | 0 | 0 | 0 | 0 | 0 | 0
10/30/20 @ 01:06 | SCn-CZ15-v03-PkgAC240to760-Base | SCn | CZ15 | v03 | PkgAC2SpP-240to760 | Base | 24998.5 | 512.35 | 0 | 0 | 0 | 0 | 0 | 221.945 | 2.5738 | 0 | 311.499 | 0 | 353.206 | 1401.58 | 0 | 0 | 0 | 443.803 | 0 | 0 | 0 | 0 | 0 | 0 | 0 | 0 | 443.803 | 532.084 | 0 | 0 | 0 | 0 | 0 | 72.8485 | 0 | 0 | 74.8622 | 0 | 102.629 | 782.424 | 0 | 0 | 0 | 2364.6 | 0 | 0 | 0 | 0 | 0 | 0 | 0 | 0 | 2364.6 | 3817 | - | 0 | 0 | 0 | 0 | 0 | 0 | 0 | 0 | 0 | 0 | 0 | 0 | 0 | 0 | 0 | 0
10/30/20 @ 01:06 | SCn-CZ15-v03-PkgAC240to760-Meas | SCn | CZ15 | v03 | PkgAC2SpP-240to760 | Meas | 24998.5 | 389.868 | 0 | 0 | 0 | 0 | 0 | 220.494 | 2.5738 | 0 | 311.499 | 0 | 353.206 | 1277.64 | 0 | 0 | 0 | 443.813 | 0 | 0 | 0 | 0 | 0 | 0 | 0 | 0 | 443.813 | 312.07 | 0 | 0 | 0 | 0 | 0 | 50.4422 | 0 | 0 | 74.8622 | 0 | 102.629 | 540.004 | 0 | 0 | 0 | 2364.6 | 0 | 0 | 0 | 0 | 0 | 0 | 0 | 0 | 2364.6 | 3609.65 | - | 0 | 0 | 0 | 0 | 0 | 0 | 0 | 0 | 0 | 0 | 0 | 0 | 0 | 0 | 0 | 0
10/30/20 @ 01:06 | SCn-CZ15-v07-PkgAC240to760-Base | SCn | CZ15 | v07 | PkgAC2SpP-240to760 | Base | 24998.5 | 494.936 | 0 | 0 | 0 | 0 | 0 | 211.342 | 2.4575 | 0 | 311.499 | 0 | 353.206 | 1373.44 | 0 | 0 | 0 | 396.128 | 0 | 0 | 0 | 0 | 0 | 0 | 0 | 0 | 396.128 | 510.08 | 0 | 0 | 0 | 0 | 0 | 69.8445 | 0 | 0 | 74.8622 | 0 | 102.629 | 757.415 | 0 | 0 | 0 | 2211.59 | 0 | 0 | 0 | 0 | 0 | 0 | 0 | 0 | 2211.59 | 3668.21 | - | 0 | 0 | 0 | 0 | 0 | 0 | 0 | 0 | 0 | 0 | 0 | 0 | 0 | 0 | 0 | 0
10/30/20 @ 01:07 | SCn-CZ15-v07-PkgAC240to760-Meas | SCn | CZ15 | v07 | PkgAC2SpP-240to760 | Meas | 24998.5 | 377.183 | 0 | 0 | 0 | 0 | 0 | 209.938 | 2.4575 | 0 | 311.499 | 0 | 353.206 | 1254.29 | 0 | 0 | 0 | 396.137 | 0 | 0 | 0 | 0 | 0 | 0 | 0 | 0 | 396.137 | 298.276 | 0 | 0 | 0 | 0 | 0 | 48.2434 | 0 | 0 | 74.8622 | 0 | 102.629 | 524.011 | 0 | 0 | 0 | 2211.59 | 0 | 0 | 0 | 0 | 0 | 0 | 0 | 0 | 2211.59 | 3460.23 | - | 0 | 0 | 0 | 0 | 0 | 0 | 0 | 0 | 0 | 0 | 0 | 0 | 0 | 0 | 0 | 0
10/30/20 @ 01:07 | SCn-CZ15-v11-PkgAC240to760-Base | SCn | CZ15 | v11 | PkgAC2SpP-240to760 | Base | 24998.5 | 440.886 | 0 | 0 | 0 | 0 | 0 | 183.662 | 2.1532 | 0 | 311.499 | 0 | 353.206 | 1291.41 | 0 | 0 | 0 | 250.278 | 0 | 0 | 0 | 0 | 0 | 0 | 0 | 0 | 250.278 | 449.875 | 0 | 0 | 0 | 0 | 0 | 61.4706 | 0 | 0 | 74.8622 | 0 | 102.629 | 688.837 | 0 | 0 | 0 | 1828.75 | 0 | 0 | 0 | 0 | 0 | 0 | 0 | 0 | 1828.75 | 3256.27 | - | 0 | 0 | 0 | 0 | 0 | 0 | 0 | 0 | 0 | 0 | 0 | 0 | 0 | 0 | 0 | 0
10/30/20 @ 01:07 | SCn-CZ15-v11-PkgAC240to760-Meas | SCn | CZ15 | v11 | PkgAC2SpP-240to760 | Meas | 24998.5 | 337.679 | 0 | 0 | 0 | 0 | 0 | 182.574 | 2.1532 | 0 | 311.499 | 0 | 353.206 | 1187.11 | 0 | 0 | 0 | 250.284 | 0 | 0 | 0 | 0 | 0 | 0 | 0 | 0 | 250.284 | 261.098 | 0 | 0 | 0 | 0 | 0 | 42.1332 | 0 | 0 | 74.8622 | 0 | 102.629 | 480.723 | 0 | 0 | 0 | 1828.75 | 0 | 0 | 0 | 0 | 0 | 0 | 0 | 0 | 1828.75 | 3053.29 | - | 0 | 0 | 0 | 0 | 0 | 0 | 0 | 0 | 0 | 0 | 0 | 0 | 0 | 0 | 0 | 0
10/30/20 @ 01:08 | SCn-CZ15-v15-PkgAC240to760-Base | SCn | CZ15 | v15 | PkgAC2SpP-240to760 | Base | 24998.5 | 423.63 | 0 | 0 | 0 | 0 | 0 | 187.872 | 2.1659 | 0 | 311.499 | 0 | 353.206 | 1278.38 | 0 | 0 | 0 | 240.832 | 0 | 0 | 0 | 0 | 0 | 0 | 0 | 0 | 240.832 | 447.456 | 0 | 0 | 0 | 0 | 0 | 60.8891 | 0 | 0 | 74.8622 | 0 | 102.629 | 685.836 | 0 | 0 | 0 | 1758.99 | 0 | 0 | 0 | 0 | 0 | 0 | 0 | 0 | 1758.99 | 3234.03 | - | 0 | 0 | 0 | 0 | 0 | 0 | 0 | 0 | 0 | 0 | 0 | 0 | 0 | 0 | 0 | 0
10/30/20 @ 01:08 | SCn-CZ15-v15-PkgAC240to760-Meas | SCn | CZ15 | v15 | PkgAC2SpP-240to760 | Meas | 24998.5 | 321.8 | 0 | 0 | 0 | 0 | 0 | 186.789 | 2.1659 | 0 | 311.499 | 0 | 353.206 | 1175.46 | 0 | 0 | 0 | 240.837 | 0 | 0 | 0 | 0 | 0 | 0 | 0 | 0 | 240.837 | 261.781 | 0 | 0 | 0 | 0 | 0 | 41.6403 | 0 | 0 | 74.8622 | 0 | 102.629 | 480.912 | 0 | 0 | 0 | 1758.99 | 0 | 0 | 0 | 0 | 0 | 0 | 0 | 0 | 1758.99 | 3031.72 | - | 0 | 0 | 0 | 0 | 0 | 0 | 0 | 0 | 0 | 0 | 0 | 0 | 0 | 0 | 0 | 0
10/29/20 @ 16:58 | Gro-CZ12-v03-PkgAC240to760-Base | Gro | CZ12 | v03 | PkgAC2SpP-240to760 | Base | 24998.5 | 38.8054 | 68.7593 | 971.173 | 0 | 0 | 0 | 100.293 | 0.21938 | 0 | 248.014 | 0 | 331.381 | 1758.65 | 0 | 0 | 0 | 1956.53 | 0 | 412.513 | 0 | 0 | 0 | 0 | 0 | 0 | 2369.05 | 73.0698 | 18.5914 | 175.728 | 0 | 0 | 0 | 13.368 | 0.024852 | 0 | 30.8858 | 0 | 51.6984 | 363.366 | 0 | 0 | 0 | 1001.65 | 0 | 12.9934 | 0 | 0 | 0 | 0 | 0 | 0 | 1014.65 | 675.421 | - | - | - | - | - | 0 | 0 | 0 | 0 | 0 | 0 | 0 | 0 | 0 | 0 | 0 | 0
10/29/20 @ 16:58 | Gro-CZ12-v03-PkgAC240to760-Meas | Gro | CZ12 | v03 | PkgAC2SpP-240to760 | Meas | 24998.5 | 32.1537 | 69.9784 | 971.383 | 0 | 0 | 0 | 100.293 | 0.21938 | 0 | 248.014 | 0 | 331.381 | 1753.42 | 0 | 0 | 0 | 1956.52 | 0 | 412.513 | 0 | 0 | 0 | 0 | 0 | 0 | 2369.04 | 50.0889 | 20.3026 | 177.794 | 0 | 0 | 0 | 13.3678 | 0.024852 | 0 | 30.8858 | 0 | 51.6984 | 344.163 | 0 | 0 | 0 | 1001.65 | 0 | 12.9934 | 0 | 0 | 0 | 0 | 0 | 0 | 1014.65 | 658.151 | - | - | - | - | - | 0 | 0 | 0 | 0 | 0 | 0 | 0 | 0 | 0 | 0 | 0 | 0
10/29/20 @ 16:59 | Gro-CZ12-v07-PkgAC240to760-Base | Gro | CZ12 | v07 | PkgAC2SpP-240to760 | Base | 24998.5 | 59.204 | 71.1413 | 805.566 | 0 | 0 | 0 | 83.4911 | 0.21938 | 0 | 248.014 | 0 | 331.381 | 1599.02 | 0 | 0 | 0 | 1103.07 | 0 | 412.475 | 0 | 0 | 0 | 0 | 0 | 0 | 1515.55 | 99.942 | 18.5914 | 136.748 | 0 | 0 | 0 | 11.8096 | 0.024854 | 0 | 30.8858 | 0 | 51.6984 | 349.7 | 0 | 0 | 0 | 845.41 | 0 | 12.9922 | 0 | 0 | 0 | 0 | 0 | 0 | 858.402 | 822.703 | - | - | - | - | - | 0 | 0 | 0 | 0 | 0 | 0 | 0 | 0 | 0 | 0 | 0 | 0
10/29/20 @ 16:59 | Gro-CZ12-v07-PkgAC240to760-Meas | Gro | CZ12 | v07 | PkgAC2SpP-240to760 | Meas | 24998.5 | 50.0185 | 73.0426 | 806.3 | 0 | 0 | 0 | 83.491 | 0.21938 | 0 | 248.014 | 0 | 331.381 | 1592.47 | 0 | 0 | 0 | 1103.02 | 0 | 412.475 | 0 | 0 | 0 | 0 | 0 | 0 | 1515.5 | 58.8922 | 20.6091 | 139.383 | 0 | 0 | 0 | 11.8095 | 0.024854 | 0 | 30.8858 | 0 | 51.6984 | 313.303 | 0 | 0 | 0 | 845.41 | 0 | 12.9922 | 0 | 0 | 0 | 0 | 0 | 0 | 858.402 | 806.729 | - | - | - | - | - | 0 | 0 | 0 | 0 | 0 | 0 | 0 | 0 | 0 | 0 | 0 | 0
10/29/20 @ 16:59 | Gro-CZ12-v11-PkgAC240to760-Base | Gro | CZ12 | v11 | PkgAC2SpP-240to760 | Base | 24998.5 | 56.2709 | 71.1603 | 805.835 | 0 | 0 | 0 | 80.2917 | 0.21939 | 0 | 248.014 | 0 | 331.381 | 1593.17 | 0 | 0 | 0 | 1011.44 | 0 | 412.483 | 0 | 0 | 0 | 0 | 0 | 0 | 1423.93 | 95.4332 | 18.5914 | 136.916 | 0 | 0 | 0 | 11.3637 | 0.024854 | 0 | 30.8858 | 0 | 51.6984 | 344.913 | 0 | 0 | 0 | 796.674 | 0 | 12.9911 | 0 | 0 | 0 | 0 | 0 | 0 | 809.665 | 780.473 | - | - | - | - | - | 0 | 0 | 0 | 0 | 0 | 0 | 0 | 0 | 0 | 0 | 0 | 0
10/29/20 @ 17:00 | Gro-CZ12-v11-PkgAC240to760-Meas | Gro | CZ12 | v11 | PkgAC2SpP-240to760 | Meas | 24998.5 | 47.5698 | 72.9687 | 806.551 | 0 | 0 | 0 | 80.2917 | 0.21939 | 0 | 248.014 | 0 | 331.381 | 1586.99 | 0 | 0 | 0 | 1011.36 | 0 | 412.483 | 0 | 0 | 0 | 0 | 0 | 0 | 1423.85 | 55.6659 | 20.4983 | 139.54 | 0 | 0 | 0 | 11.3636 | 0.024854 | 0 | 30.8858 | 0 | 51.6984 | 309.677 | 0 | 0 | 0 | 796.674 | 0 | 12.9911 | 0 | 0 | 0 | 0 | 0 | 0 | 809.665 | 765.109 | - | - | - | - | - | 0 | 0 | 0 | 0 | 0 | 0 | 0 | 0 | 0 | 0 | 0 | 0
10/29/20 @ 17:00 | Gro-CZ12-v15-PkgAC240to760-Base | Gro | CZ12 | v15 | PkgAC2SpP-240to760 | Base | 24998.5 | 49.1416 | 71.0014 | 804.641 | 0 | 0 | 0 | 78.2005 | 0.21939 | 0 | 248.014 | 0 | 273.319 | 1524.54 | 0 | 0 | 0 | 1163.6 | 0 | 412.49 | 0 | 0 | 0 | 0 | 0 | 0 | 1576.09 | 76.6436 | 18.5914 | 137.18 | 0 | 0 | 0 | 10.9826 | 0.024854 | 0 | 30.8858 | 0 | 42.6101 | 316.918 | 0 | 0 | 0 | 769.903 | 0 | 61.8284 | 0 | 0 | 0 | 0 | 0 | 0 | 831.731 | 737.26 | - | - | - | - | - | 0 | 0 | 0 | 0 | 0 | 0 | 0 | 0 | 0 | 0 | 0 | 0
10/29/20 @ 17:00 | Gro-CZ12-v15-PkgAC240to760-Meas | Gro | CZ12 | v15 | PkgAC2SpP-240to760 | Meas | 24998.5 | 41.2796 | 72.5688 | 805.292 | 0 | 0 | 0 | 78.2005 | 0.21939 | 0 | 248.014 | 0 | 273.319 | 1518.89 | 0 | 0 | 0 | 1163.61 | 0 | 412.49 | 0 | 0 | 0 | 0 | 0 | 0 | 1576.11 | 52.747 | 20.3979 | 139.762 | 0 | 0 | 0 | 10.9825 | 0.024854 | 0 | 30.8858 | 0 | 42.6101 | 297.41 | 0 | 0 | 0 | 769.903 | 0 | 61.8284 | 0 | 0 | 0 | 0 | 0 | 0 | 831.731 | 722.545 | - | - | - | - | - | 0 | 0 | 0 | 0 | 0 | 0 | 0 | 0 | 0 | 0 | 0 | 0
10/29/20 @ 17:00 | Gro-CZ13-v03-PkgAC240to760-Base | Gro | CZ13 | v03 | PkgAC2SpP-240to760 | Base | 24998.5 | 68.1515 | 84.0406 | 987.186 | 0 | 0 | 0 | 99.914 | 0.21939 | 0 | 248.014 | 0 | 331.381 | 1818.91 | 0 | 0 | 0 | 1655.6 | 0 | 388.431 | 0 | 0 | 0 | 0 | 0 | 0 | 2044.03 | 79.5345 | 18.5914 | 176.297 | 0 | 0 | 0 | 13.5006 | 0.024855 | 0 | 30.8858 | 0 | 51.6984 | 370.532 | 0 | 0 | 0 | 952.556 | 0 | 56.093 | 0 | 0 | 0 | 0 | 0 | 0 | 1008.65 | 747.376 | - | - | - | - | - | 0 | 0 | 0 | 0 | 0 | 0 | 0 | 0 | 0 | 0 | 0 | 0
10/29/20 @ 17:01 | Gro-CZ13-v03-PkgAC240to760-Meas | Gro | CZ13 | v03 | PkgAC2SpP-240to760 | Meas | 24998.5 | 54.3125 | 86.0893 | 987.535 | 0 | 0 | 0 | 99.9139 | 0.21939 | 0 | 248.014 | 0 | 331.381 | 1807.46 | 0 | 0 | 0 | 1655.57 | 0 | 388.431 | 0 | 0 | 0 | 0 | 0 | 0 | 2044 | 55.0059 | 20.4152 | 178.565 | 0 | 0 | 0 | 13.5003 | 0.024855 | 0 | 30.8858 | 0 | 51.6984 | 350.095 | 0 | 0 | 0 | 952.555 | 0 | 56.093 | 0 | 0 | 0 | 0 | 0 | 0 | 1008.65 | 732.697 | - | - | - | - | - | 0 | 0 | 0 | 0 | 0 | 0 | 0 | 0 | 0 | 0 | 0 | 0
10/29/20 @ 17:01 | Gro-CZ13-v07-PkgAC240to760-Base | Gro | CZ13 | v07 | PkgAC2SpP-240to760 | Base | 24998.5 | 96.3326 | 87.8087 | 815.038 | 0 | 0 | 0 | 83.2849 | 0.21941 | 0 | 248.014 | 0 | 331.381 | 1662.08 | 0 | 0 | 0 | 943.987 | 0 | 388.424 | 0 | 0 | 0 | 0 | 0 | 0 | 1332.41 | 104.263 | 18.5914 | 136.769 | 0 | 0 | 0 | 11.9235 | 0.024855 | 0 | 30.8858 | 0 | 51.6984 | 354.156 | 0 | 0 | 0 | 800.346 | 0 | 56.0925 | 0 | 0 | 0 | 0 | 0 | 0 | 856.439 | 898.617 | - | - | - | - | - | 0 | 0 | 0 | 0 | 0 | 0 | 0 | 0 | 0 | 0 | 0 | 0
10/29/20 @ 17:01 | Gro-CZ13-v07-PkgAC240to760-Meas | Gro | CZ13 | v07 | PkgAC2SpP-240to760 | Meas | 24998.5 | 78.1718 | 90.7625 | 816.141 | 0 | 0 | 0 | 83.2848 | 0.21941 | 0 | 248.014 | 0 | 331.381 | 1647.97 | 0 | 0 | 0 | 943.978 | 0 | 388.424 | 0 | 0 | 0 | 0 | 0 | 0 | 1332.4 | 63.8143 | 20.7218 | 139.892 | 0 | 0 | 0 | 11.9232 | 0.024855 | 0 | 30.8858 | 0 | 51.6984 | 318.96 | 0 | 0 | 0 | 800.345 | 0 | 56.0926 | 0 | 0 | 0 | 0 | 0 | 0 | 856.438 | 886.188 | - | - | - | - | - | 0 | 0 | 0 | 0 | 0 | 0 | 0 | 0 | 0 | 0 | 0 | 0
10/29/20 @ 17:02 | Gro-CZ13-v11-PkgAC240to760-Base | Gro | CZ13 | v11 | PkgAC2SpP-240to760 | Base | 24998.5 | 88.9364 | 87.8201 | 815.242 | 0 | 0 | 0 | 78.654 | 0.21941 | 0 | 248.014 | 0 | 331.381 | 1650.27 | 0 | 0 | 0 | 823.327 | 0 | 388.406 | 0 | 0 | 0 | 0 | 0 | 0 | 1211.73 | 96.4622 | 18.5914 | 137.037 | 0 | 0 | 0 | 11.2444 | 0.024855 | 0 | 30.8858 | 0 | 51.6984 | 345.944 | 0 | 0 | 0 | 722.04 | 0 | 56.092 | 0 | 0 | 0 | 0 | 0 | 0 | 778.132 | 828.14 | - | - | - | - | - | 0 | 0 | 0 | 0 | 0 | 0 | 0 | 0 | 0 | 0 | 0 | 0
10/29/20 @ 17:02 | Gro-CZ13-v11-PkgAC240to760-Meas | Gro | CZ13 | v11 | PkgAC2SpP-240to760 | Meas | 24998.5 | 72.2863 | 90.5508 | 816.291 | 0 | 0 | 0 | 78.6539 | 0.21941 | 0 | 248.014 | 0 | 331.381 | 1637.4 | 0 | 0 | 0 | 823.265 | 0 | 388.406 | 0 | 0 | 0 | 0 | 0 | 0 | 1211.67 | 58.8655 | 20.5566 | 140.191 | 0 | 0 | 0 | 11.244 | 0.024855 | 0 | 30.8858 | 0 | 51.6984 | 313.466 | 0 | 0 | 0 | 722.044 | 0 | 56.092 | 0 | 0 | 0 | 0 | 0 | 0 | 778.136 | 818.522 | - | - | - | - | - | 0 | 0 | 0 | 0 | 0 | 0 | 0 | 0 | 0 | 0 | 0 | 0
10/29/20 @ 17:02 | Gro-CZ13-v15-PkgAC240to760-Base | Gro | CZ13 | v15 | PkgAC2SpP-240to760 | Base | 24998.5 | 79.5645 | 87.6701 | 813.979 | 0 | 0 | 0 | 76.3384 | 0.21941 | 0 | 248.014 | 0 | 273.319 | 1579.1 | 0 | 0 | 0 | 948.49 | 0 | 388.407 | 0 | 0 | 0 | 0 | 0 | 0 | 1336.9 | 91.1298 | 18.5914 | 138.666 | 0 | 0 | 0 | 10.8632 | 0.024562 | 0 | 30.8858 | 0 | 42.7982 | 332.959 | 0 | 0 | 0 | 739.385 | 0 | 56.092 | 0 | 0 | 0 | 0 | 0 | 0 | 795.477 | 785.053 | - | - | - | - | - | 0 | 0 | 0 | 0 | 0 | 0 | 0 | 0 | 0 | 0 | 0 | 0
10/29/20 @ 17:02 | Gro-CZ13-v15-PkgAC240to760-Meas | Gro | CZ13 | v15 | PkgAC2SpP-240to760 | Meas | 24998.5 | 64.276 | 90.0959 | 814.964 | 0 | 0 | 0 | 76.3378 | 0.21941 | 0 | 248.014 | 0 | 273.319 | 1567.23 | 0 | 0 | 0 | 948.396 | 0 | 388.407 | 0 | 0 | 0 | 0 | 0 | 0 | 1336.8 | 55.9181 | 20.4559 | 140.215 | 0 | 0 | 0 | 10.8605 | 0.024855 | 0 | 30.8858 | 0 | 42.6101 | 300.971 | 0 | 0 | 0 | 739.384 | 0 | 56.092 | 0 | 0 | 0 | 0 | 0 | 0 | 795.476 | 775.865 | - | - | - | - | - | 0 | 0 | 0 | 0 | 0 | 0 | 0 | 0 | 0 | 0 | 0 | 0
10/29/20 @ 17:05 | Gro-CZ15-v03-PkgAC240to760-Base | Gro | CZ15 | v03 | PkgAC2SpP-240to760 | Base | 24998.5 | 139.622 | 40.1124 | 936.021 | 0 | 0 | 0 | 122.069 | 0.21941 | 0 | 248.014 | 0 | 331.381 | 1817.44 | 0 | 0 | 0 | 783.893 | 0 | 331.853 | 0 | 0 | 0 | 0 | 0 | 0 | 1115.75 | 77.6272 | 18.8928 | 138.689 | 0 | 0 | 0 | 17.0115 | 0.024967 | 0 | 30.8858 | 0 | 51.7853 | 334.917 | 0 | 0 | 0 | 837.405 | 0 | 10.9508 | 0 | 0 | 0 | 0 | 0 | 0 | 848.355 | 842.467 | - | - | - | - | - | 0 | 0 | 0 | 0 | 0 | 0 | 0 | 0 | 0 | 0 | 0 | 0
10/29/20 @ 17:05 | Gro-CZ15-v03-PkgAC240to760-Meas | Gro | CZ15 | v03 | PkgAC2SpP-240to760 | Meas | 24998.5 | 106.498 | 44.1879 | 936.481 | 0 | 0 | 0 | 122.067 | 0.21942 | 0 | 248.014 | 0 | 331.381 | 1788.85 | 0 | 0 | 0 | 783.9 | 0 | 331.855 | 0 | 0 | 0 | 0 | 0 | 0 | 1115.76 | 63.549 | 21.0557 | 138.999 | 0 | 0 | 0 | 16.5682 | 0.024967 | 0 | 30.8858 | 0 | 51.7853 | 322.868 | 0 | 0 | 0 | 837.405 | 0 | 10.9508 | 0 | 0 | 0 | 0 | 0 | 0 | 848.355 | 843.676 | - | - | - | - | - | 0 | 0 | 0 | 0 | 0 | 0 | 0 | 0 | 0 | 0 | 0 | 0
10/29/20 @ 17:06 | Gro-CZ15-v07-PkgAC240to760-Base | Gro | CZ15 | v07 | PkgAC2SpP-240to760 | Base | 24998.5 | 185.43 | 43.1473 | 766.718 | 0 | 0 | 0 | 105.619 | 0.21941 | 0 | 248.014 | 0 | 331.381 | 1680.53 | 0 | 0 | 0 | 348.849 | 0 | 331.843 | 0 | 0 | 0 | 0 | 0 | 0 | 680.691 | 149.501 | 8.7259 | 90.0906 | 0 | 0 | 0 | 15.1271 | 0.024859 | 0 | 30.8858 | 0 | 51.6984 | 346.053 | 0 | 0 | 0 | 676.864 | 0 | 10.95 | 0 | 0 | 0 | 0 | 0 | 0 | 687.814 | 952.71 | - | - | - | - | - | 0 | 0 | 0 | 0 | 0 | 0 | 0 | 0 | 0 | 0 | 0 | 0
10/29/20 @ 17:06 | Gro-CZ15-v07-PkgAC240to760-Meas | Gro | CZ15 | v07 | PkgAC2SpP-240to760 | Meas | 24998.5 | 144.392 | 48.6404 | 767.405 | 0 | 0 | 0 | 105.627 | 0.21942 | 0 | 248.014 | 0 | 331.381 | 1645.68 | 0 | 0 | 0 | 348.852 | 0 | 331.842 | 0 | 0 | 0 | 0 | 0 | 0 | 680.694 | 74.8681 | 21.44 | 115.675 | 0 | 0 | 0 | 14.987 | 0.024967 | 0 | 30.8858 | 0 | 51.7853 | 309.666 | 0 | 0 | 0 | 676.864 | 0 | 10.95 | 0 | 0 | 0 | 0 | 0 | 0 | 687.814 | 996.031 | - | - | - | - | - | 0 | 0 | 0 | 0 | 0 | 0 | 0 | 0 | 0 | 0 | 0 | 0
10/29/20 @ 17:06 | Gro-CZ15-v11-PkgAC240to760-Base | Gro | CZ15 | v11 | PkgAC2SpP-240to760 | Base | 24998.5 | 167.149 | 43.1244 | 766.756 | 0 | 0 | 0 | 98.2195 | 0.21942 | 0 | 248.014 | 0 | 331.381 | 1654.86 | 0 | 0 | 0 | 289.007 | 0 | 331.839 | 0 | 0 | 0 | 0 | 0 | 0 | 620.845 | 76.2642 | 18.8928 | 118.235 | 0 | 0 | 0 | 14.3333 | 0.024967 | 0 | 30.8858 | 0 | 51.7853 | 310.421 | 0 | 0 | 0 | 601.63 | 0 | 10.949 | 0 | 0 | 0 | 0 | 0 | 0 | 612.579 | 867.344 | - | - | - | - | - | 0 | 0 | 0 | 0 | 0 | 0 | 0 | 0 | 0 | 0 | 0 | 0
10/29/20 @ 17:07 | Gro-CZ15-v11-PkgAC240to760-Meas | Gro | CZ15 | v11 | PkgAC2SpP-240to760 | Meas | 24998.5 | 130.709 | 48.0897 | 767.292 | 0 | 0 | 0 | 98.2151 | 0.21943 | 0 | 248.014 | 0 | 331.381 | 1623.92 | 0 | 0 | 0 | 289.009 | 0 | 331.838 | 0 | 0 | 0 | 0 | 0 | 0 | 620.847 | 68.3811 | 21.2148 | 116.263 | 0 | 0 | 0 | 13.9859 | 0.024967 | 0 | 30.8858 | 0 | 51.7853 | 302.541 | 0 | 0 | 0 | 601.63 | 0 | 10.949 | 0 | 0 | 0 | 0 | 0 | 0 | 612.579 | 916.055 | - | - | - | - | - | 0 | 0 | 0 | 0 | 0 | 0 | 0 | 0 | 0 | 0 | 0 | 0
10/29/20 @ 17:07 | Gro-CZ15-v15-PkgAC240to760-Base | Gro | CZ15 | v15 | PkgAC2SpP-240to760 | Base | 24998.5 | 152.731 | 43.079 | 765.866 | 0 | 0 | 0 | 95.8285 | 0.21942 | 0 | 248.014 | 0 | 273.319 | 1579.06 | 0 | 0 | 0 | 356.824 | 0 | 331.84 | 0 | 0 | 0 | 0 | 0 | 0 | 688.664 | 72.0964 | 18.8928 | 118.943 | 0 | 0 | 0 | 13.7211 | 0.024967 | 0 | 30.8858 | 0 | 42.6798 | 297.243 | 0 | 0 | 0 | 613.665 | 0 | 10.949 | 0 | 0 | 0 | 0 | 0 | 0 | 624.614 | 818.913 | - | - | - | - | - | 0 | 0 | 0 | 0 | 0 | 0 | 0 | 0 | 0 | 0 | 0 | 0
10/29/20 @ 17:07 | Gro-CZ15-v15-PkgAC240to760-Meas | Gro | CZ15 | v15 | PkgAC2SpP-240to760 | Meas | 24998.5 | 118.848 | 47.5858 | 766.338 | 0 | 0 | 0 | 95.8263 | 0.21943 | 0 | 248.014 | 0 | 273.319 | 1550.15 | 0 | 0 | 0 | 356.829 | 0 | 331.839 | 0 | 0 | 0 | 0 | 0 | 0 | 688.668 | 65.1834 | 21.1049 | 116.929 | 0 | 0 | 0 | 13.5756 | 0.024967 | 0 | 30.8858 | 0 | 42.6798 | 290.383 | 0 | 0 | 0 | 613.665 | 0 | 10.949 | 0 | 0 | 0 | 0 | 0 | 0 | 624.614 | 871.289 | - | - | - | - | - | 0 | 0 | 0 | 0 | 0 | 0 | 0 | 0 | 0 | 0 | 0 | 0
10/29/20 @ 17:11 | WRf-CZ12-v03-PkgAC240to760-Base | WRf | CZ12 | v03 | PkgAC2SpP-240to760 | Base | 24998.5 | 20.0301 | 145.905 | 1899.73 | 0 | 0 | 0 | 1322.41 | 0 | 0 | 52.9548 | 0 | 380.067 | 3821.1 | 0 | 0 | 0 | 45.1811 | 0 | 0 | 0 | 0 | 0 | 0 | 0 | 0 | 45.1811 | 11.981 | 33.3303 | 396.677 | 0 | 0 | 0 | 151.378 | 0 | 0 | 8.2904 | 0 | 45.9812 | 647.638 | 0 | 0 | 0 | 44.1691 | 0 | 0 | 0 | 0 | 0 | 0 | 0 | 0 | 44.1691 | 3418.02 | - | - | - | - | - | 0 | 0 | 0 | 0 | 0 | 0 | 0 | 0 | 0 | 0 | 0 | 0
10/29/20 @ 17:11 | WRf-CZ12-v03-PkgAC240to760-Meas | WRf | CZ12 | v03 | PkgAC2SpP-240to760 | Meas | 24998.5 | 18.2588 | 146.597 | 1899.73 | 0 | 0 | 0 | 1322.41 | 0 | 0 | 52.9548 | 0 | 380.067 | 3820.02 | 0 | 0 | 0 | 45.1832 | 0 | 0 | 0 | 0 | 0 | 0 | 0 | 0 | 45.1832 | 9.0167 | 33.6302 | 396.677 | 0 | 0 | 0 | 151.378 | 0 | 0 | 8.2904 | 0 | 45.9812 | 644.974 | 0 | 0 | 0 | 44.1689 | 0 | 0 | 0 | 0 | 0 | 0 | 0 | 0 | 44.1689 | 3416.92 | - | - | - | - | - | 0 | 0 | 0 | 0 | 0 | 0 | 0 | 0 | 0 | 0 | 0 | 0
10/29/20 @ 17:11 | WRf-CZ12-v07-PkgAC240to760-Base | WRf | CZ12 | v07 | PkgAC2SpP-240to760 | Base | 24998.5 | 20.1235 | 119.347 | 1793.31 | 0 | 0 | 0 | 1322.55 | 0 | 0 | 52.9548 | 0 | 380.067 | 3688.35 | 0 | 0 | 0 | 44.3621 | 0 | 0 | 0 | 0 | 0 | 0 | 0 | 0 | 44.3621 | 11.8236 | 27.7753 | 388.809 | 0 | 0 | 0 | 151.404 | 0 | 0 | 8.2904 | 0 | 45.9812 | 634.084 | 0 | 0 | 0 | 41.8482 | 0 | 0 | 0 | 0 | 0 | 0 | 0 | 0 | 41.8482 | 3358.72 | - | - | - | - | - | 0 | 0 | 0 | 0 | 0 | 0 | 0 | 0 | 0 | 0 | 0 | 0
10/29/20 @ 17:12 | WRf-CZ12-v07-PkgAC240to760-Meas | WRf | CZ12 | v07 | PkgAC2SpP-240to760 | Meas | 24998.5 | 18.3704 | 120.044 | 1793.31 | 0 | 0 | 0 | 1322.55 | 0 | 0 | 52.9548 | 0 | 380.067 | 3687.29 | 0 | 0 | 0 | 44.3624 | 0 | 0 | 0 | 0 | 0 | 0 | 0 | 0 | 44.3624 | 8.9421 | 28.0772 | 388.809 | 0 | 0 | 0 | 151.404 | 0 | 0 | 8.2904 | 0 | 45.9812 | 631.504 | 0 | 0 | 0 | 41.8486 | 0 | 0 | 0 | 0 | 0 | 0 | 0 | 0 | 41.8486 | 3357.65 | - | - | - | - | - | 0 | 0 | 0 | 0 | 0 | 0 | 0 | 0 | 0 | 0 | 0 | 0
10/29/20 @ 17:12 | WRf-CZ12-v11-PkgAC240to760-Base | WRf | CZ12 | v11 | PkgAC2SpP-240to760 | Base | 24998.5 | 20.1483 | 114.529 | 1682.73 | 0 | 0 | 0 | 1322.05 | 0 | 0 | 52.9548 | 0 | 372.306 | 3564.72 | 0 | 0 | 0 | 44.048 | 0 | 0 | 0 | 0 | 0 | 0 | 0 | 0 | 44.048 | 10.9905 | 27.7753 | 308.835 | 0 | 0 | 0 | 151.272 | 0 | 0 | 8.2904 | 0 | 45.0953 | 552.258 | 0 | 0 | 0 | 29.5262 | 0 | 0 | 0 | 0 | 0 | 0 | 0 | 0 | 29.5262 | 3123.83 | - | - | - | - | - | 0 | 0 | 0 | 0 | 0 | 0 | 0 | 0 | 0 | 0 | 0 | 0
10/29/20 @ 17:12 | WRf-CZ12-v11-PkgAC240to760-Meas | WRf | CZ12 | v11 | PkgAC2SpP-240to760 | Meas | 24998.5 | 18.552 | 115.231 | 1682.73 | 0 | 0 | 0 | 1322.05 | 0 | 0 | 52.9548 | 0 | 372.306 | 3563.82 | 0 | 0 | 0 | 44.0481 | 0 | 0 | 0 | 0 | 0 | 0 | 0 | 0 | 44.0481 | 8.2423 | 28.043 | 308.835 | 0 | 0 | 0 | 151.272 | 0 | 0 | 8.2904 | 0 | 45.0953 | 549.778 | 0 | 0 | 0 | 29.526 | 0 | 0 | 0 | 0 | 0 | 0 | 0 | 0 | 29.526 | 3122.79 | - | - | - | - | - | 0 | 0 | 0 | 0 | 0 | 0 | 0 | 0 | 0 | 0 | 0 | 0
10/29/20 @ 17:12 | WRf-CZ12-v15-PkgAC240to760-Base | WRf | CZ12 | v15 | PkgAC2SpP-240to760 | Base | 24998.5 | 12.9836 | 114.527 | 1682.73 | 0 | 0 | 0 | 1321.78 | 0 | 0 | 52.9548 | 0 | 372.306 | 3557.29 | 0 | 0 | 0 | 43.5909 | 0 | 0 | 0 | 0 | 0 | 0 | 0 | 0 | 43.5909 | 10.625 | 27.7753 | 308.835 | 0 | 0 | 0 | 151.254 | 0 | 0 | 8.2904 | 0 | 45.0953 | 551.875 | 0 | 0 | 0 | 29.5289 | 0 | 0 | 0 | 0 | 0 | 0 | 0 | 0 | 29.5289 | 3120.12 | - | - | - | - | - | 0 | 0 | 0 | 0 | 0 | 0 | 0 | 0 | 0 | 0 | 0 | 0
10/29/20 @ 17:13 | WRf-CZ12-v15-PkgAC240to760-Meas | WRf | CZ12 | v15 | PkgAC2SpP-240to760 | Meas | 24998.5 | 11.4435 | 114.959 | 1682.73 | 0 | 0 | 0 | 1321.77 | 0 | 0 | 52.9548 | 0 | 372.306 | 3556.17 | 0 | 0 | 0 | 43.5899 | 0 | 0 | 0 | 0 | 0 | 0 | 0 | 0 | 43.5899 | 7.9938 | 28.0336 | 308.835 | 0 | 0 | 0 | 151.236 | 0 | 0 | 8.2904 | 0 | 45.0953 | 549.484 | 0 | 0 | 0 | 29.5289 | 0 | 0 | 0 | 0 | 0 | 0 | 0 | 0 | 29.5289 | 3119.08 | - | - | - | - | - | 0 | 0 | 0 | 0 | 0 | 0 | 0 | 0 | 0 | 0 | 0 | 0
10/29/20 @ 17:13 | WRf-CZ13-v03-PkgAC240to760-Base | WRf | CZ13 | v03 | PkgAC2SpP-240to760 | Base | 24998.5 | 24.3114 | 152.483 | 1969.37 | 0 | 0 | 0 | 1322.86 | 0 | 0 | 52.9548 | 0 | 380.067 | 3902.05 | 0 | 0 | 0 | 38.4636 | 0 | 0 | 0 | 0 | 0 | 0 | 0 | 0 | 38.4636 | 16.025 | 33.3303 | 418.204 | 0 | 0 | 0 | 152.08 | 0 | 0 | 8.2904 | 0 | 45.9812 | 673.911 | 0 | 0 | 0 | 44.2247 | 0 | 0 | 0 | 0 | 0 | 0 | 0 | 0 | 44.2247 | 3670.93 | - | - | - | - | - | 0 | 0 | 0 | 0 | 0 | 0 | 0 | 0 | 0 | 0 | 0 | 0
10/29/20 @ 17:13 | WRf-CZ13-v03-PkgAC240to760-Meas | WRf | CZ13 | v03 | PkgAC2SpP-240to760 | Meas | 24998.5 | 21.3707 | 153.281 | 1969.37 | 0 | 0 | 0 | 1322.83 | 0 | 0 | 52.9548 | 0 | 380.067 | 3899.87 | 0 | 0 | 0 | 38.4628 | 0 | 0 | 0 | 0 | 0 | 0 | 0 | 0 | 38.4628 | 10.1333 | 33.6381 | 418.202 | 0 | 0 | 0 | 151.445 | 0 | 0 | 8.2904 | 0 | 45.9812 | 667.69 | 0 | 0 | 0 | 44.2248 | 0 | 0 | 0 | 0 | 0 | 0 | 0 | 0 | 44.2248 | 3664.78 | - | - | - | - | - | 0 | 0 | 0 | 0 | 0 | 0 | 0 | 0 | 0 | 0 | 0 | 0
10/29/20 @ 17:13 | WRf-CZ13-v07-PkgAC240to760-Base | WRf | CZ13 | v07 | PkgAC2SpP-240to760 | Base | 24998.5 | 24.143 | 124.576 | 1854.47 | 0 | 0 | 0 | 1322.73 | 0 | 0 | 52.9548 | 0 | 380.067 | 3758.94 | 0 | 0 | 0 | 37.5117 | 0 | 0 | 0 | 0 | 0 | 0 | 0 | 0 | 37.5117 | 15.6955 | 27.7753 | 409.984 | 0 | 0 | 0 | 152.036 | 0 | 0 | 8.2904 | 0 | 45.9812 | 659.762 | 0 | 0 | 0 | 41.2061 | 0 | 0 | 0 | 0 | 0 | 0 | 0 | 0 | 41.2061 | 3597.3 | - | - | - | - | - | 0 | 0 | 0 | 0 | 0 | 0 | 0 | 0 | 0 | 0 | 0 | 0
10/29/20 @ 17:13 | WRf-CZ13-v07-PkgAC240to760-Meas | WRf | CZ13 | v07 | PkgAC2SpP-240to760 | Meas | 24998.5 | 21.256 | 125.369 | 1854.47 | 0 | 0 | 0 | 1322.7 | 0 | 0 | 52.9548 | 0 | 380.067 | 3756.81 | 0 | 0 | 0 | 37.5118 | 0 | 0 | 0 | 0 | 0 | 0 | 0 | 0 | 37.5118 | 9.9448 | 28.0755 | 409.982 | 0 | 0 | 0 | 151.452 | 0 | 0 | 8.2904 | 0 | 45.9812 | 653.726 | 0 | 0 | 0 | 41.2066 | 0 | 0 | 0 | 0 | 0 | 0 | 0 | 0 | 41.2066 | 3591.58 | - | - | - | - | - | 0 | 0 | 0 | 0 | 0 | 0 | 0 | 0 | 0 | 0 | 0 | 0
10/29/20 @ 17:14 | WRf-CZ13-v11-PkgAC240to760-Base | WRf | CZ13 | v11 | PkgAC2SpP-240to760 | Base | 24998.5 | 23.7847 | 118.776 | 1712.79 | 0 | 0 | 0 | 1322.84 | 0 | 0 | 52.9548 | 0 | 372.306 | 3603.44 | 0 | 0 | 0 | 38.0199 | 0 | 0 | 0 | 0 | 0 | 0 | 0 | 0 | 38.0199 | 14.6305 | 27.7753 | 327.754 | 0 | 0 | 0 | 151.644 | 0 | 0 | 8.2904 | 0 | 45.0953 | 575.189 | 0 | 0 | 0 | 30.645 | 0 | 0 | 0 | 0 | 0 | 0 | 0 | 0 | 30.645 | 3330.16 | - | - | - | - | - | 0 | 0 | 0 | 0 | 0 | 0 | 0 | 0 | 0 | 0 | 0 | 0
10/29/20 @ 17:14 | WRf-CZ13-v11-PkgAC240to760-Meas | WRf | CZ13 | v11 | PkgAC2SpP-240to760 | Meas | 24998.5 | 21.0973 | 119.568 | 1712.79 | 0 | 0 | 0 | 1322.82 | 0 | 0 | 52.9548 | 0 | 372.306 | 3601.54 | 0 | 0 | 0 | 38.0198 | 0 | 0 | 0 | 0 | 0 | 0 | 0 | 0 | 38.0198 | 9.2661 | 28.0677 | 327.753 | 0 | 0 | 0 | 151.349 | 0 | 0 | 8.2904 | 0 | 45.0953 | 569.821 | 0 | 0 | 0 | 30.645 | 0 | 0 | 0 | 0 | 0 | 0 | 0 | 0 | 30.645 | 3326.55 | - | - | - | - | - | 0 | 0 | 0 | 0 | 0 | 0 | 0 | 0 | 0 | 0 | 0 | 0
10/29/20 @ 17:14 | WRf-CZ13-v15-PkgAC240to760-Base | WRf | CZ13 | v15 | PkgAC2SpP-240to760 | Base | 24998.5 | 17.0057 | 118.774 | 1712.79 | 0 | 0 | 0 | 1322.53 | 0 | 0 | 52.9548 | 0 | 372.306 | 3596.36 | 0 | 0 | 0 | 37.7416 | 0 | 0 | 0 | 0 | 0 | 0 | 0 | 0 | 37.7416 | 14.1133 | 27.7753 | 327.754 | 0 | 0 | 0 | 151.607 | 0 | 0 | 8.2904 | 0 | 45.0953 | 574.635 | 0 | 0 | 0 | 29.0891 | 0 | 0 | 0 | 0 | 0 | 0 | 0 | 0 | 29.0891 | 3326.1 | - | - | - | - | - | 0 | 0 | 0 | 0 | 0 | 0 | 0 | 0 | 0 | 0 | 0 | 0
10/29/20 @ 17:14 | WRf-CZ13-v15-PkgAC240to760-Meas | WRf | CZ13 | v15 | PkgAC2SpP-240to760 | Meas | 24998.5 | 14.4428 | 119.312 | 1712.79 | 0 | 0 | 0 | 1322.52 | 0 | 0 | 52.9548 | 0 | 372.306 | 3594.32 | 0 | 0 | 0 | 37.7402 | 0 | 0 | 0 | 0 | 0 | 0 | 0 | 0 | 37.7402 | 8.9493 | 28.0577 | 327.752 | 0 | 0 | 0 | 151.311 | 0 | 0 | 8.2904 | 0 | 45.0953 | 569.456 | 0 | 0 | 0 | 29.0891 | 0 | 0 | 0 | 0 | 0 | 0 | 0 | 0 | 29.0891 | 3322.61 | - | - | - | - | - | 0 | 0 | 0 | 0 | 0 | 0 | 0 | 0 | 0 | 0 | 0 | 0
10/29/20 @ 17:16 | WRf-CZ15-v03-PkgAC240to760-Base | WRf | CZ15 | v03 | PkgAC2SpP-240to760 | Base | 24998.5 | 35.445 | 165.537 | 2131.98 | 0 | 0 | 0 | 1325.24 | 0 | 0 | 52.9548 | 0 | 380.067 | 4091.23 | 0 | 0 | 0 | 25.175 | 0 | 0 | 0 | 0 | 0 | 0 | 0 | 0 | 25.175 | 11.0422 | 33.3303 | 490.275 | 0 | 0 | 0 | 153.128 | 0 | 0 | 8.2904 | 0 | 45.9812 | 742.047 | 0 | 0 | 0 | 32.1509 | 0 | 0 | 0 | 0 | 0 | 0 | 0 | 0 | 32.1509 | 4193.2 | - | - | - | - | - | 0 | 0 | 0 | 0 | 0 | 0 | 0 | 0 | 0 | 0 | 0 | 0
10/29/20 @ 17:17 | WRf-CZ15-v03-PkgAC240to760-Meas | WRf | CZ15 | v03 | PkgAC2SpP-240to760 | Meas | 24998.5 | 28.6593 | 166.58 | 2131.97 | 0 | 0 | 0 | 1324.52 | 0 | 0 | 52.9548 | 0 | 380.067 | 4084.75 | 0 | 0 | 0 | 25.1671 | 0 | 0 | 0 | 0 | 0 | 0 | 0 | 0 | 25.1671 | 10.5596 | 33.6368 | 490.254 | 0 | 0 | 0 | 153.128 | 0 | 0 | 8.2904 | 0 | 45.9812 | 741.85 | 0 | 0 | 0 | 32.1556 | 0 | 0 | 0 | 0 | 0 | 0 | 0 | 0 | 32.1556 | 4200.83 | - | - | - | - | - | 0 | 0 | 0 | 0 | 0 | 0 | 0 | 0 | 0 | 0 | 0 | 0
10/29/20 @ 17:17 | WRf-CZ15-v07-PkgAC240to760-Base | WRf | CZ15 | v07 | PkgAC2SpP-240to760 | Base | 24998.5 | 35.0544 | 135.108 | 1987.55 | 0 | 0 | 0 | 1325.27 | 0 | 0 | 52.9548 | 0 | 380.067 | 3916 | 0 | 0 | 0 | 25.0344 | 0 | 0 | 0 | 0 | 0 | 0 | 0 | 0 | 25.0344 | 11.0029 | 27.7753 | 482.153 | 0 | 0 | 0 | 153.176 | 0 | 0 | 8.2904 | 0 | 45.9812 | 728.379 | 0 | 0 | 0 | 30.5829 | 0 | 0 | 0 | 0 | 0 | 0 | 0 | 0 | 30.5829 | 4124.16 | - | - | - | - | - | 0 | 0 | 0 | 0 | 0 | 0 | 0 | 0 | 0 | 0 | 0 | 0
10/29/20 @ 17:17 | WRf-CZ15-v07-PkgAC240to760-Meas | WRf | CZ15 | v07 | PkgAC2SpP-240to760 | Meas | 24998.5 | 28.3821 | 136.145 | 1987.54 | 0 | 0 | 0 | 1324.55 | 0 | 0 | 52.9548 | 0 | 380.067 | 3909.64 | 0 | 0 | 0 | 25.084 | 0 | 0 | 0 | 0 | 0 | 0 | 0 | 0 | 25.084 | 10.6046 | 28.0816 | 482.13 | 0 | 0 | 0 | 153.108 | 0 | 0 | 8.2904 | 0 | 45.9812 | 728.196 | 0 | 0 | 0 | 30.5796 | 0 | 0 | 0 | 0 | 0 | 0 | 0 | 0 | 30.5796 | 4132 | - | - | - | - | - | 0 | 0 | 0 | 0 | 0 | 0 | 0 | 0 | 0 | 0 | 0 | 0
10/29/20 @ 17:17 | WRf-CZ15-v11-PkgAC240to760-Base | WRf | CZ15 | v11 | PkgAC2SpP-240to760 | Base | 24998.5 | 33.736 | 128.227 | 1799.96 | 0 | 0 | 0 | 1325.76 | 0 | 0 | 52.9548 | 0 | 372.306 | 3712.94 | 0 | 0 | 0 | 26.9172 | 0 | 0 | 0 | 0 | 0 | 0 | 0 | 0 | 26.9172 | 11.188 | 27.7753 | 393.322 | 0 | 0 | 0 | 152.832 | 0 | 0 | 8.2904 | 0 | 45.0953 | 638.503 | 0 | 0 | 0 | 31.6347 | 0 | 0 | 0 | 0 | 0 | 0 | 0 | 0 | 31.6347 | 3872.23 | - | - | - | - | - | 0 | 0 | 0 | 0 | 0 | 0 | 0 | 0 | 0 | 0 | 0 | 0
10/29/20 @ 17:18 | WRf-CZ15-v11-PkgAC240to760-Meas | WRf | CZ15 | v11 | PkgAC2SpP-240to760 | Meas | 24998.5 | 27.6991 | 129.266 | 1799.96 | 0 | 0 | 0 | 1325.23 | 0 | 0 | 52.9548 | 0 | 372.306 | 3707.41 | 0 | 0 | 0 | 26.952 | 0 | 0 | 0 | 0 | 0 | 0 | 0 | 0 | 26.952 | 9.9544 | 28.1097 | 393.318 | 0 | 0 | 0 | 151.607 | 0 | 0 | 8.2904 | 0 | 45.0953 | 636.374 | 0 | 0 | 0 | 31.6286 | 0 | 0 | 0 | 0 | 0 | 0 | 0 | 0 | 31.6286 | 3864.76 | - | - | - | - | - | 0 | 0 | 0 | 0 | 0 | 0 | 0 | 0 | 0 | 0 | 0 | 0
10/29/20 @ 17:18 | WRf-CZ15-v15-PkgAC240to760-Base | WRf | CZ15 | v15 | PkgAC2SpP-240to760 | Base | 24998.5 | 28.7625 | 128.229 | 1799.96 | 0 | 0 | 0 | 1325.41 | 0 | 0 | 52.9548 | 0 | 372.306 | 3707.63 | 0 | 0 | 0 | 26.5668 | 0 | 0 | 0 | 0 | 0 | 0 | 0 | 0 | 26.5668 | 10.9469 | 27.7753 | 393.322 | 0 | 0 | 0 | 152.934 | 0 | 0 | 8.2904 | 0 | 45.0953 | 638.364 | 0 | 0 | 0 | 32.2666 | 0 | 0 | 0 | 0 | 0 | 0 | 0 | 0 | 32.2666 | 3868.54 | - | - | - | - | - | 0 | 0 | 0 | 0 | 0 | 0 | 0 | 0 | 0 | 0 | 0 | 0
10/29/20 @ 17:18 | WRf-CZ15-v15-PkgAC240to760-Meas | WRf | CZ15 | v15 | PkgAC2SpP-240to760 | Meas | 24998.5 | 22.9204 | 129.084 | 1799.96 | 0 | 0 | 0 | 1324.85 | 0 | 0 | 52.9548 | 0 | 372.306 | 3702.08 | 0 | 0 | 0 | 26.6005 | 0 | 0 | 0 | 0 | 0 | 0 | 0 | 0 | 26.6005 | 9.6014 | 28.0982 | 393.318 | 0 | 0 | 0 | 151.562 | 0 | 0 | 8.2904 | 0 | 45.0953 | 635.966 | 0 | 0 | 0 | 32.2666 | 0 | 0 | 0 | 0 | 0 | 0 | 0 | 0 | 32.2666 | 3859.59 | - | - | - | - | - | 0 | 0 | 0 | 0 | 0 | 0 | 0 | 0 | 0 | 0 | 0 | 0

## Peak Demand output
Run | Model Paste | BT | CZ | Vintage | Case | System Type | Climate Zone | Average kW
1 | Asm-CZ12-v03-PkgAC240to760-Base | Asm | CZ12 | v03 | Base | PkgAC2SpP-240to760 | CZ12 | 431.5783
2 | Asm-CZ12-v03-PkgAC240to760-Meas | Asm | CZ12 | v03 | Meas | PkgAC2SpP-240to760 | CZ12 | 335.7537
3 | Asm-CZ12-v07-PkgAC240to760-Base | Asm | CZ12 | v07 | Base | PkgAC2SpP-240to760 | CZ12 | 429.1796
4 | Asm-CZ12-v07-PkgAC240to760-Meas | Asm | CZ12 | v07 | Meas | PkgAC2SpP-240to760 | CZ12 | 334.0291
5 | Asm-CZ12-v11-PkgAC240to760-Base | Asm | CZ12 | v11 | Base | PkgAC2SpP-240to760 | CZ12 | 422.6173
6 | Asm-CZ12-v11-PkgAC240to760-Meas | Asm | CZ12 | v11 | Meas | PkgAC2SpP-240to760 | CZ12 | 327.7279
7 | Asm-CZ12-v15-PkgAC240to760-Base | Asm | CZ12 | v15 | Base | PkgAC2SpP-240to760 | CZ12 | 410.2227
8 | Asm-CZ12-v15-PkgAC240to760-Meas | Asm | CZ12 | v15 | Meas | PkgAC2SpP-240to760 | CZ12 | 318.6019
9 | ECC-CZ12-v03-PkgAC240to760-Base | ECC | CZ12 | v03 | Base | PkgAC2SpP-240to760 | CZ12 | 703.7405
10 | ECC-CZ12-v03-PkgAC240to760-Meas | ECC | CZ12 | v03 | Meas | PkgAC2SpP-240to760 | CZ12 | 554.3159
11 | ECC-CZ12-v07-PkgAC240to760-Base | ECC | CZ12 | v07 | Base | PkgAC2SpP-240to760 | CZ12 | 701.0946
12 | ECC-CZ12-v07-PkgAC240to760-Meas | ECC | CZ12 | v07 | Meas | PkgAC2SpP-240to760 | CZ12 | 552.5391
13 | ECC-CZ12-v11-PkgAC240to760-Base | ECC | CZ12 | v11 | Base | PkgAC2SpP-240to760 | CZ12 | 686.8265
14 | ECC-CZ12-v11-PkgAC240to760-Meas | ECC | CZ12 | v11 | Meas | PkgAC2SpP-240to760 | CZ12 | 541.2486
15 | ECC-CZ12-v15-PkgAC240to760-Base | ECC | CZ12 | v15 | Base | PkgAC2SpP-240to760 | CZ12 | 645.3411
16 | ECC-CZ12-v15-PkgAC240to760-Meas | ECC | CZ12 | v15 | Meas | PkgAC2SpP-240to760 | CZ12 | 513.6938
17 | EUn-CZ12-v03-PkgAC240to760-Base | EUn | CZ12 | v03 | Base | PkgAC2SpP-240to760 | CZ12 | 2789.3453
18 | EUn-CZ12-v03-PkgAC240to760-Meas | EUn | CZ12 | v03 | Meas | PkgAC2SpP-240to760 | CZ12 | 2259.0651
19 | EUn-CZ12-v07-PkgAC240to760-Base | EUn | CZ12 | v07 | Base | PkgAC2SpP-240to760 | CZ12 | 2750.2969
20 | EUn-CZ12-v07-PkgAC240to760-Meas | EUn | CZ12 | v07 | Meas | PkgAC2SpP-240to760 | CZ12 | 2227.7887
21 | EUn-CZ12-v11-PkgAC240to760-Base | EUn | CZ12 | v11 | Base | PkgAC2SpP-240to760 | CZ12 | 2696.6635
22 | EUn-CZ12-v11-PkgAC240to760-Meas | EUn | CZ12 | v11 | Meas | PkgAC2SpP-240to760 | CZ12 | 2187.5857
23 | EUn-CZ12-v15-PkgAC240to760-Base | EUn | CZ12 | v15 | Base | PkgAC2SpP-240to760 | CZ12 | 2537.8677
24 | EUn-CZ12-v15-PkgAC240to760-Meas | EUn | CZ12 | v15 | Meas | PkgAC2SpP-240to760 | CZ12 | 2066.4201
25 | Gro-CZ12-v03-PkgAC240to760-Base | Gro | CZ12 | v03 | Base | PkgAC2SpP-240to760 | CZ12 | 306.8956
26 | Gro-CZ12-v03-PkgAC240to760-Meas | Gro | CZ12 | v03 | Meas | PkgAC2SpP-240to760 | CZ12 | 295.2219
27 | Gro-CZ12-v07-PkgAC240to760-Base | Gro | CZ12 | v07 | Base | PkgAC2SpP-240to760 | CZ12 | 287.9224
28 | Gro-CZ12-v07-PkgAC240to760-Meas | Gro | CZ12 | v07 | Meas | PkgAC2SpP-240to760 | CZ12 | 274.8904
29 | Gro-CZ12-v11-PkgAC240to760-Base | Gro | CZ12 | v11 | Base | PkgAC2SpP-240to760 | CZ12 | 284.3225
30 | Gro-CZ12-v11-PkgAC240to760-Meas | Gro | CZ12 | v11 | Meas | PkgAC2SpP-240to760 | CZ12 | 271.9115
31 | Gro-CZ12-v15-PkgAC240to760-Base | Gro | CZ12 | v15 | Base | PkgAC2SpP-240to760 | CZ12 | 271.6309
32 | Gro-CZ12-v15-PkgAC240to760-Meas | Gro | CZ12 | v15 | Meas | PkgAC2SpP-240to760 | CZ12 | 259.9499
33 | Hsp-CZ12-v03-PkgAC240to760-Base | Hsp | CZ12 | v03 | Base | PkgAC2SpP-240to760 | CZ12 | 774.6865
34 | Hsp-CZ12-v03-PkgAC240to760-Meas | Hsp | CZ12 | v03 | Meas | PkgAC2SpP-240to760 | CZ12 | 674.7354
35 | Hsp-CZ12-v07-PkgAC240to760-Base | Hsp | CZ12 | v07 | Base | PkgAC2SpP-240to760 | CZ12 | 773.5587
36 | Hsp-CZ12-v07-PkgAC240to760-Meas | Hsp | CZ12 | v07 | Meas | PkgAC2SpP-240to760 | CZ12 | 673.7946
37 | Hsp-CZ12-v11-PkgAC240to760-Base | Hsp | CZ12 | v11 | Base | PkgAC2SpP-240to760 | CZ12 | 763.2719
38 | Hsp-CZ12-v11-PkgAC240to760-Meas | Hsp | CZ12 | v11 | Meas | PkgAC2SpP-240to760 | CZ12 | 665.4277
39 | Hsp-CZ12-v15-PkgAC240to760-Base | Hsp | CZ12 | v15 | Base | PkgAC2SpP-240to760 | CZ12 | 751.4544
40 | Hsp-CZ12-v15-PkgAC240to760-Meas | Hsp | CZ12 | v15 | Meas | PkgAC2SpP-240to760 | CZ12 | 656.2371
41 | Htl-CZ12-v03-PkgAC240to760-Base | Htl | CZ12 | v03 | Base | PkgAC2SpP-240to760 | CZ12 | 295.1341
42 | Htl-CZ12-v03-PkgAC240to760-Meas | Htl | CZ12 | v03 | Meas | PkgAC2SpP-240to760 | CZ12 | 247.3724
43 | Htl-CZ12-v07-PkgAC240to760-Base | Htl | CZ12 | v07 | Base | PkgAC2SpP-240to760 | CZ12 | 275.7515
44 | Htl-CZ12-v07-PkgAC240to760-Meas | Htl | CZ12 | v07 | Meas | PkgAC2SpP-240to760 | CZ12 | 231.7905
45 | Htl-CZ12-v11-PkgAC240to760-Base | Htl | CZ12 | v11 | Base | PkgAC2SpP-240to760 | CZ12 | 269.0594
46 | Htl-CZ12-v11-PkgAC240to760-Meas | Htl | CZ12 | v11 | Meas | PkgAC2SpP-240to760 | CZ12 | 226.4834
47 | Htl-CZ12-v15-PkgAC240to760-Base | Htl | CZ12 | v15 | Base | PkgAC2SpP-240to760 | CZ12 | 241.0412
48 | Htl-CZ12-v15-PkgAC240to760-Meas | Htl | CZ12 | v15 | Meas | PkgAC2SpP-240to760 | CZ12 | 203.974
49 | MBT-CZ12-v03-PkgAC240to760-Base | MBT | CZ12 | v03 | Base | PkgAC2SpP-240to760 | CZ12 | 376.2307
50 | MBT-CZ12-v03-PkgAC240to760-Meas | MBT | CZ12 | v03 | Meas | PkgAC2SpP-240to760 | CZ12 | 311.6829
51 | MBT-CZ12-v07-PkgAC240to760-Base | MBT | CZ12 | v07 | Base | PkgAC2SpP-240to760 | CZ12 | 371.5319
52 | MBT-CZ12-v07-PkgAC240to760-Meas | MBT | CZ12 | v07 | Meas | PkgAC2SpP-240to760 | CZ12 | 308.0009
53 | MBT-CZ12-v11-PkgAC240to760-Base | MBT | CZ12 | v11 | Base | PkgAC2SpP-240to760 | CZ12 | 354.6005
54 | MBT-CZ12-v11-PkgAC240to760-Meas | MBT | CZ12 | v11 | Meas | PkgAC2SpP-240to760 | CZ12 | 295.1859
55 | MBT-CZ12-v15-PkgAC240to760-Base | MBT | CZ12 | v15 | Base | PkgAC2SpP-240to760 | CZ12 | 346.1931
56 | MBT-CZ12-v15-PkgAC240to760-Meas | MBT | CZ12 | v15 | Meas | PkgAC2SpP-240to760 | CZ12 | 288.8111
57 | MLI-CZ12-v03-PkgAC240to760-Base | MLI | CZ12 | v03 | Base | PkgAC2SpP-240to760 | CZ12 | 184.6016
58 | MLI-CZ12-v03-PkgAC240to760-Meas | MLI | CZ12 | v03 | Meas | PkgAC2SpP-240to760 | CZ12 | 151.7101
59 | MLI-CZ12-v07-PkgAC240to760-Base | MLI | CZ12 | v07 | Base | PkgAC2SpP-240to760 | CZ12 | 182.0869
60 | MLI-CZ12-v07-PkgAC240to760-Meas | MLI | CZ12 | v07 | Meas | PkgAC2SpP-240to760 | CZ12 | 149.6983
61 | MLI-CZ12-v11-PkgAC240to760-Base | MLI | CZ12 | v11 | Base | PkgAC2SpP-240to760 | CZ12 | 173.7281
62 | MLI-CZ12-v11-PkgAC240to760-Meas | MLI | CZ12 | v11 | Meas | PkgAC2SpP-240to760 | CZ12 | 143.3204
63 | MLI-CZ12-v15-PkgAC240to760-Base | MLI | CZ12 | v15 | Base | PkgAC2SpP-240to760 | CZ12 | 172.1531
64 | MLI-CZ12-v15-PkgAC240to760-Meas | MLI | CZ12 | v15 | Meas | PkgAC2SpP-240to760 | CZ12 | 142.2663
65 | Mtl-CZ12-v03-PkgAC240to760-Base | Mtl | CZ12 | v03 | Base | PkgAC2SpP-240to760 | CZ12 | 48.8161
66 | Mtl-CZ12-v03-PkgAC240to760-Meas | Mtl | CZ12 | v03 | Meas | PkgAC2SpP-240to760 | CZ12 | 40.6619
67 | Mtl-CZ12-v07-PkgAC240to760-Base | Mtl | CZ12 | v07 | Base | PkgAC2SpP-240to760 | CZ12 | 45.1887
68 | Mtl-CZ12-v07-PkgAC240to760-Meas | Mtl | CZ12 | v07 | Meas | PkgAC2SpP-240to760 | CZ12 | 37.7505
69 | Mtl-CZ12-v11-PkgAC240to760-Base | Mtl | CZ12 | v11 | Base | PkgAC2SpP-240to760 | CZ12 | 44.0347
70 | Mtl-CZ12-v11-PkgAC240to760-Meas | Mtl | CZ12 | v11 | Meas | PkgAC2SpP-240to760 | CZ12 | 36.8285
71 | Mtl-CZ12-v15-PkgAC240to760-Base | Mtl | CZ12 | v15 | Base | PkgAC2SpP-240to760 | CZ12 | 37.4716
72 | Mtl-CZ12-v15-PkgAC240to760-Meas | Mtl | CZ12 | v15 | Meas | PkgAC2SpP-240to760 | CZ12 | 31.6004
73 | Nrs-CZ12-v03-PkgAC240to760-Base | Nrs | CZ12 | v03 | Base | PkgAC2SpP-240to760 | CZ12 | 210.5314
74 | Nrs-CZ12-v03-PkgAC240to760-Meas | Nrs | CZ12 | v03 | Meas | PkgAC2SpP-240to760 | CZ12 | 184.518
75 | Nrs-CZ12-v07-PkgAC240to760-Base | Nrs | CZ12 | v07 | Base | PkgAC2SpP-240to760 | CZ12 | 202.9121
76 | Nrs-CZ12-v07-PkgAC240to760-Meas | Nrs | CZ12 | v07 | Meas | PkgAC2SpP-240to760 | CZ12 | 178.3419
77 | Nrs-CZ12-v11-PkgAC240to760-Base | Nrs | CZ12 | v11 | Base | PkgAC2SpP-240to760 | CZ12 | 200.4329
78 | Nrs-CZ12-v11-PkgAC240to760-Meas | Nrs | CZ12 | v11 | Meas | PkgAC2SpP-240to760 | CZ12 | 176.3289
79 | Nrs-CZ12-v15-PkgAC240to760-Base | Nrs | CZ12 | v15 | Base | PkgAC2SpP-240to760 | CZ12 | 188.2625
80 | Nrs-CZ12-v15-PkgAC240to760-Meas | Nrs | CZ12 | v15 | Meas | PkgAC2SpP-240to760 | CZ12 | 166.6448
81 | OfL-CZ12-v03-PkgAC240to760-Base | OfL | CZ12 | v03 | Base | PkgAC2SpP-240to760 | CZ12 | 387.0707
82 | OfL-CZ12-v03-PkgAC240to760-Meas | OfL | CZ12 | v03 | Meas | PkgAC2SpP-240to760 | CZ12 | 331.0035
83 | OfL-CZ12-v07-PkgAC240to760-Base | OfL | CZ12 | v07 | Base | PkgAC2SpP-240to760 | CZ12 | 386.7243
84 | OfL-CZ12-v07-PkgAC240to760-Meas | OfL | CZ12 | v07 | Meas | PkgAC2SpP-240to760 | CZ12 | 330.6986
85 | OfL-CZ12-v11-PkgAC240to760-Base | OfL | CZ12 | v11 | Base | PkgAC2SpP-240to760 | CZ12 | 370.7031
86 | OfL-CZ12-v11-PkgAC240to760-Meas | OfL | CZ12 | v11 | Meas | PkgAC2SpP-240to760 | CZ12 | 318.3969
87 | OfL-CZ12-v15-PkgAC240to760-Base | OfL | CZ12 | v15 | Base | PkgAC2SpP-240to760 | CZ12 | 367.7709
88 | OfL-CZ12-v15-PkgAC240to760-Meas | OfL | CZ12 | v15 | Meas | PkgAC2SpP-240to760 | CZ12 | 315.6333
89 | OfS-CZ12-v03-PkgAC240to760-Base | OfS | CZ12 | v03 | Base | PkgAC2SpP-240to760 | CZ12 | 21.8273
90 | OfS-CZ12-v03-PkgAC240to760-Meas | OfS | CZ12 | v03 | Meas | PkgAC2SpP-240to760 | CZ12 | 18.0139
91 | OfS-CZ12-v07-PkgAC240to760-Base | OfS | CZ12 | v07 | Base | PkgAC2SpP-240to760 | CZ12 | 21.7424
92 | OfS-CZ12-v07-PkgAC240to760-Meas | OfS | CZ12 | v07 | Meas | PkgAC2SpP-240to760 | CZ12 | 17.9663
93 | OfS-CZ12-v11-PkgAC240to760-Base | OfS | CZ12 | v11 | Base | PkgAC2SpP-240to760 | CZ12 | 21.2043
94 | OfS-CZ12-v11-PkgAC240to760-Meas | OfS | CZ12 | v11 | Meas | PkgAC2SpP-240to760 | CZ12 | 17.5361
95 | OfS-CZ12-v15-PkgAC240to760-Base | OfS | CZ12 | v15 | Base | PkgAC2SpP-240to760 | CZ12 | 19.4371
96 | OfS-CZ12-v15-PkgAC240to760-Meas | OfS | CZ12 | v15 | Meas | PkgAC2SpP-240to760 | CZ12 | 16.2821
97 | RFF-CZ12-v03-PkgAC240to760-Base | RFF | CZ12 | v03 | Base | PkgAC2SpP-240to760 | CZ12 | 13.5882
98 | RFF-CZ12-v03-PkgAC240to760-Meas | RFF | CZ12 | v03 | Meas | PkgAC2SpP-240to760 | CZ12 | 11.4168
99 | RFF-CZ12-v07-PkgAC240to760-Base | RFF | CZ12 | v07 | Base | PkgAC2SpP-240to760 | CZ12 | 13.5099
100 | RFF-CZ12-v07-PkgAC240to760-Meas | RFF | CZ12 | v07 | Meas | PkgAC2SpP-240to760 | CZ12 | 11.3565
101 | RFF-CZ12-v11-PkgAC240to760-Base | RFF | CZ12 | v11 | Base | PkgAC2SpP-240to760 | CZ12 | 13.2479
102 | RFF-CZ12-v11-PkgAC240to760-Meas | RFF | CZ12 | v11 | Meas | PkgAC2SpP-240to760 | CZ12 | 11.1251
103 | RFF-CZ12-v15-PkgAC240to760-Base | RFF | CZ12 | v15 | Base | PkgAC2SpP-240to760 | CZ12 | 12.8461
104 | RFF-CZ12-v15-PkgAC240to760-Meas | RFF | CZ12 | v15 | Meas | PkgAC2SpP-240to760 | CZ12 | 10.8065
105 | RSD-CZ12-v03-PkgAC240to760-Base | RSD | CZ12 | v03 | Base | PkgAC2SpP-240to760 | CZ12 | 23.7956
106 | RSD-CZ12-v03-PkgAC240to760-Meas | RSD | CZ12 | v03 | Meas | PkgAC2SpP-240to760 | CZ12 | 19.8453
107 | RSD-CZ12-v07-PkgAC240to760-Base | RSD | CZ12 | v07 | Base | PkgAC2SpP-240to760 | CZ12 | 23.6797
108 | RSD-CZ12-v07-PkgAC240to760-Meas | RSD | CZ12 | v07 | Meas | PkgAC2SpP-240to760 | CZ12 | 19.723
109 | RSD-CZ12-v11-PkgAC240to760-Base | RSD | CZ12 | v11 | Base | PkgAC2SpP-240to760 | CZ12 | 23.358
110 | RSD-CZ12-v11-PkgAC240to760-Meas | RSD | CZ12 | v11 | Meas | PkgAC2SpP-240to760 | CZ12 | 19.4942
111 | RSD-CZ12-v15-PkgAC240to760-Base | RSD | CZ12 | v15 | Base | PkgAC2SpP-240to760 | CZ12 | 22.6099
112 | RSD-CZ12-v15-PkgAC240to760-Meas | RSD | CZ12 | v15 | Meas | PkgAC2SpP-240to760 | CZ12 | 18.8101
113 | Rt3-CZ12-v03-PkgAC240to760-Base | Rt3 | CZ12 | v03 | Base | PkgAC2SpP-240to760 | CZ12 | 460.8419
114 | Rt3-CZ12-v03-PkgAC240to760-Meas | Rt3 | CZ12 | v03 | Meas | PkgAC2SpP-240to760 | CZ12 | 389.0977
115 | Rt3-CZ12-v07-PkgAC240to760-Base | Rt3 | CZ12 | v07 | Base | PkgAC2SpP-240to760 | CZ12 | 459.6021
116 | Rt3-CZ12-v07-PkgAC240to760-Meas | Rt3 | CZ12 | v07 | Meas | PkgAC2SpP-240to760 | CZ12 | 387.7243
117 | Rt3-CZ12-v11-PkgAC240to760-Base | Rt3 | CZ12 | v11 | Base | PkgAC2SpP-240to760 | CZ12 | 450.8417
118 | Rt3-CZ12-v11-PkgAC240to760-Meas | Rt3 | CZ12 | v11 | Meas | PkgAC2SpP-240to760 | CZ12 | 380.6979
119 | Rt3-CZ12-v15-PkgAC240to760-Base | Rt3 | CZ12 | v15 | Base | PkgAC2SpP-240to760 | CZ12 | 421.4484
120 | Rt3-CZ12-v15-PkgAC240to760-Meas | Rt3 | CZ12 | v15 | Meas | PkgAC2SpP-240to760 | CZ12 | 353.0704
121 | RtL-CZ12-v03-PkgAC240to760-Base | RtL | CZ12 | v03 | Base | PkgAC2SpP-240to760 | CZ12 | 402.4877
122 | RtL-CZ12-v03-PkgAC240to760-Meas | RtL | CZ12 | v03 | Meas | PkgAC2SpP-240to760 | CZ12 | 344.1284
123 | RtL-CZ12-v07-PkgAC240to760-Base | RtL | CZ12 | v07 | Base | PkgAC2SpP-240to760 | CZ12 | 399.2734
124 | RtL-CZ12-v07-PkgAC240to760-Meas | RtL | CZ12 | v07 | Meas | PkgAC2SpP-240to760 | CZ12 | 341.5434
125 | RtL-CZ12-v11-PkgAC240to760-Base | RtL | CZ12 | v11 | Base | PkgAC2SpP-240to760 | CZ12 | 392.9793
126 | RtL-CZ12-v11-PkgAC240to760-Meas | RtL | CZ12 | v11 | Meas | PkgAC2SpP-240to760 | CZ12 | 337.3391
127 | RtL-CZ12-v15-PkgAC240to760-Base | RtL | CZ12 | v15 | Base | PkgAC2SpP-240to760 | CZ12 | 375.9763
128 | RtL-CZ12-v15-PkgAC240to760-Meas | RtL | CZ12 | v15 | Meas | PkgAC2SpP-240to760 | CZ12 | 321.2197
129 | RtS-CZ12-v03-PkgAC240to760-Base | RtS | CZ12 | v03 | Base | PkgAC2SpP-240to760 | CZ12 | 24.6303
130 | RtS-CZ12-v03-PkgAC240to760-Meas | RtS | CZ12 | v03 | Meas | PkgAC2SpP-240to760 | CZ12 | 20.2787
131 | RtS-CZ12-v07-PkgAC240to760-Base | RtS | CZ12 | v07 | Base | PkgAC2SpP-240to760 | CZ12 | 24.3677
132 | RtS-CZ12-v07-PkgAC240to760-Meas | RtS | CZ12 | v07 | Meas | PkgAC2SpP-240to760 | CZ12 | 20.0889
133 | RtS-CZ12-v11-PkgAC240to760-Base | RtS | CZ12 | v11 | Base | PkgAC2SpP-240to760 | CZ12 | 23.6657
134 | RtS-CZ12-v11-PkgAC240to760-Meas | RtS | CZ12 | v11 | Meas | PkgAC2SpP-240to760 | CZ12 | 19.6275
135 | RtS-CZ12-v15-PkgAC240to760-Base | RtS | CZ12 | v15 | Base | PkgAC2SpP-240to760 | CZ12 | 22.5157
136 | RtS-CZ12-v15-PkgAC240to760-Meas | RtS | CZ12 | v15 | Meas | PkgAC2SpP-240to760 | CZ12 | 18.6131
137 | SCn-CZ12-v03-PkgAC240to760-Base | SCn | CZ12 | v03 | Base | PkgAC2SpP-240to760 | CZ12 | 217.714
138 | SCn-CZ12-v03-PkgAC240to760-Meas | SCn | CZ12 | v03 | Meas | PkgAC2SpP-240to760 | CZ12 | 174.6464
139 | SCn-CZ12-v07-PkgAC240to760-Base | SCn | CZ12 | v07 | Base | PkgAC2SpP-240to760 | CZ12 | 211.1375
140 | SCn-CZ12-v07-PkgAC240to760-Meas | SCn | CZ12 | v07 | Meas | PkgAC2SpP-240to760 | CZ12 | 169.833
141 | SCn-CZ12-v11-PkgAC240to760-Base | SCn | CZ12 | v11 | Base | PkgAC2SpP-240to760 | CZ12 | 199.1441
142 | SCn-CZ12-v11-PkgAC240to760-Meas | SCn | CZ12 | v11 | Meas | PkgAC2SpP-240to760 | CZ12 | 160.7088
143 | SCn-CZ12-v15-PkgAC240to760-Base | SCn | CZ12 | v15 | Base | PkgAC2SpP-240to760 | CZ12 | 198.2025
144 | SCn-CZ12-v15-PkgAC240to760-Meas | SCn | CZ12 | v15 | Meas | PkgAC2SpP-240to760 | CZ12 | 159.9834
145 | WRf-CZ12-v03-PkgAC240to760-Base | WRf | CZ12 | v03 | Base | PkgAC2SpP-240to760 | CZ12 | 546.9218
146 | WRf-CZ12-v03-PkgAC240to760-Meas | WRf | CZ12 | v03 | Meas | PkgAC2SpP-240to760 | CZ12 | 544.9395
147 | WRf-CZ12-v07-PkgAC240to760-Base | WRf | CZ12 | v07 | Base | PkgAC2SpP-240to760 | CZ12 | 503.5277
148 | WRf-CZ12-v07-PkgAC240to760-Meas | WRf | CZ12 | v07 | Meas | PkgAC2SpP-240to760 | CZ12 | 501.5272
149 | WRf-CZ12-v11-PkgAC240to760-Base | WRf | CZ12 | v11 | Base | PkgAC2SpP-240to760 | CZ12 | 462.5852
150 | WRf-CZ12-v11-PkgAC240to760-Meas | WRf | CZ12 | v11 | Meas | PkgAC2SpP-240to760 | CZ12 | 460.7751
151 | WRf-CZ12-v15-PkgAC240to760-Base | WRf | CZ12 | v15 | Base | PkgAC2SpP-240to760 | CZ12 | 462.0245
152 | WRf-CZ12-v15-PkgAC240to760-Meas | WRf | CZ12 | v15 | Meas | PkgAC2SpP-240to760 | CZ12 | 460.2283
153 | Asm-CZ13-v03-PkgAC240to760-Base | Asm | CZ13 | v03 | Base | PkgAC2SpP-240to760 | CZ13 | 478.8442
154 | Asm-CZ13-v03-PkgAC240to760-Meas | Asm | CZ13 | v03 | Meas | PkgAC2SpP-240to760 | CZ13 | 367.2403
155 | Asm-CZ13-v07-PkgAC240to760-Base | Asm | CZ13 | v07 | Base | PkgAC2SpP-240to760 | CZ13 | 476.1694
156 | Asm-CZ13-v07-PkgAC240to760-Meas | Asm | CZ13 | v07 | Meas | PkgAC2SpP-240to760 | CZ13 | 368.2468
157 | Asm-CZ13-v11-PkgAC240to760-Base | Asm | CZ13 | v11 | Base | PkgAC2SpP-240to760 | CZ13 | 461.4661
158 | Asm-CZ13-v11-PkgAC240to760-Meas | Asm | CZ13 | v11 | Meas | PkgAC2SpP-240to760 | CZ13 | 355.8681
159 | Asm-CZ13-v15-PkgAC240to760-Base | Asm | CZ13 | v15 | Base | PkgAC2SpP-240to760 | CZ13 | 447.9076
160 | Asm-CZ13-v15-PkgAC240to760-Meas | Asm | CZ13 | v15 | Meas | PkgAC2SpP-240to760 | CZ13 | 345.7879
161 | ECC-CZ13-v03-PkgAC240to760-Base | ECC | CZ13 | v03 | Base | PkgAC2SpP-240to760 | CZ13 | 785.5503
162 | ECC-CZ13-v03-PkgAC240to760-Meas | ECC | CZ13 | v03 | Meas | PkgAC2SpP-240to760 | CZ13 | 606.3929
163 | ECC-CZ13-v07-PkgAC240to760-Base | ECC | CZ13 | v07 | Base | PkgAC2SpP-240to760 | CZ13 | 781.2927
164 | ECC-CZ13-v07-PkgAC240to760-Meas | ECC | CZ13 | v07 | Meas | PkgAC2SpP-240to760 | CZ13 | 604.4969
165 | ECC-CZ13-v11-PkgAC240to760-Base | ECC | CZ13 | v11 | Base | PkgAC2SpP-240to760 | CZ13 | 750.6471
166 | ECC-CZ13-v11-PkgAC240to760-Meas | ECC | CZ13 | v11 | Meas | PkgAC2SpP-240to760 | CZ13 | 581.2957
167 | ECC-CZ13-v15-PkgAC240to760-Base | ECC | CZ13 | v15 | Base | PkgAC2SpP-240to760 | CZ13 | 705.3481
168 | ECC-CZ13-v15-PkgAC240to760-Meas | ECC | CZ13 | v15 | Meas | PkgAC2SpP-240to760 | CZ13 | 548.9853
169 | EUn-CZ13-v03-PkgAC240to760-Base | EUn | CZ13 | v03 | Base | PkgAC2SpP-240to760 | CZ13 | 3067.4578
170 | EUn-CZ13-v03-PkgAC240to760-Meas | EUn | CZ13 | v03 | Meas | PkgAC2SpP-240to760 | CZ13 | 2439.1102
171 | EUn-CZ13-v07-PkgAC240to760-Base | EUn | CZ13 | v07 | Base | PkgAC2SpP-240to760 | CZ13 | 3022.2262
172 | EUn-CZ13-v07-PkgAC240to760-Meas | EUn | CZ13 | v07 | Meas | PkgAC2SpP-240to760 | CZ13 | 2403.5456
173 | EUn-CZ13-v11-PkgAC240to760-Base | EUn | CZ13 | v11 | Base | PkgAC2SpP-240to760 | CZ13 | 2925.8324
174 | EUn-CZ13-v11-PkgAC240to760-Meas | EUn | CZ13 | v11 | Meas | PkgAC2SpP-240to760 | CZ13 | 2331.8542
175 | EUn-CZ13-v15-PkgAC240to760-Base | EUn | CZ13 | v15 | Base | PkgAC2SpP-240to760 | CZ13 | 2754.4227
176 | EUn-CZ13-v15-PkgAC240to760-Meas | EUn | CZ13 | v15 | Meas | PkgAC2SpP-240to760 | CZ13 | 2197.7111
177 | Gro-CZ13-v03-PkgAC240to760-Base | Gro | CZ13 | v03 | Base | PkgAC2SpP-240to760 | CZ13 | 324.2421
178 | Gro-CZ13-v03-PkgAC240to760-Meas | Gro | CZ13 | v03 | Meas | PkgAC2SpP-240to760 | CZ13 | 310.5439
179 | Gro-CZ13-v07-PkgAC240to760-Base | Gro | CZ13 | v07 | Base | PkgAC2SpP-240to760 | CZ13 | 307.8581
180 | Gro-CZ13-v07-PkgAC240to760-Meas | Gro | CZ13 | v07 | Meas | PkgAC2SpP-240to760 | CZ13 | 285.876
181 | Gro-CZ13-v11-PkgAC240to760-Base | Gro | CZ13 | v11 | Base | PkgAC2SpP-240to760 | CZ13 | 301.5739
182 | Gro-CZ13-v11-PkgAC240to760-Meas | Gro | CZ13 | v11 | Meas | PkgAC2SpP-240to760 | CZ13 | 280.9195
183 | Gro-CZ13-v15-PkgAC240to760-Base | Gro | CZ13 | v15 | Base | PkgAC2SpP-240to760 | CZ13 | 288.0561
184 | Gro-CZ13-v15-PkgAC240to760-Meas | Gro | CZ13 | v15 | Meas | PkgAC2SpP-240to760 | CZ13 | 269.024
185 | Hsp-CZ13-v03-PkgAC240to760-Base | Hsp | CZ13 | v03 | Base | PkgAC2SpP-240to760 | CZ13 | 825.9049
186 | Hsp-CZ13-v03-PkgAC240to760-Meas | Hsp | CZ13 | v03 | Meas | PkgAC2SpP-240to760 | CZ13 | 704.7091
187 | Hsp-CZ13-v07-PkgAC240to760-Base | Hsp | CZ13 | v07 | Base | PkgAC2SpP-240to760 | CZ13 | 824.5827
188 | Hsp-CZ13-v07-PkgAC240to760-Meas | Hsp | CZ13 | v07 | Meas | PkgAC2SpP-240to760 | CZ13 | 703.8263
189 | Hsp-CZ13-v11-PkgAC240to760-Base | Hsp | CZ13 | v11 | Base | PkgAC2SpP-240to760 | CZ13 | 801.2313
190 | Hsp-CZ13-v11-PkgAC240to760-Meas | Hsp | CZ13 | v11 | Meas | PkgAC2SpP-240to760 | CZ13 | 688.2076
191 | Hsp-CZ13-v15-PkgAC240to760-Base | Hsp | CZ13 | v15 | Base | PkgAC2SpP-240to760 | CZ13 | 787.6963
192 | Hsp-CZ13-v15-PkgAC240to760-Meas | Hsp | CZ13 | v15 | Meas | PkgAC2SpP-240to760 | CZ13 | 678.1649
193 | Htl-CZ13-v03-PkgAC240to760-Base | Htl | CZ13 | v03 | Base | PkgAC2SpP-240to760 | CZ13 | 321.673
194 | Htl-CZ13-v03-PkgAC240to760-Meas | Htl | CZ13 | v03 | Meas | PkgAC2SpP-240to760 | CZ13 | 265.4525
195 | Htl-CZ13-v07-PkgAC240to760-Base | Htl | CZ13 | v07 | Base | PkgAC2SpP-240to760 | CZ13 | 300.1103
196 | Htl-CZ13-v07-PkgAC240to760-Meas | Htl | CZ13 | v07 | Meas | PkgAC2SpP-240to760 | CZ13 | 248.3064
197 | Htl-CZ13-v11-PkgAC240to760-Base | Htl | CZ13 | v11 | Base | PkgAC2SpP-240to760 | CZ13 | 291.2411
198 | Htl-CZ13-v11-PkgAC240to760-Meas | Htl | CZ13 | v11 | Meas | PkgAC2SpP-240to760 | CZ13 | 241.4979
199 | Htl-CZ13-v15-PkgAC240to760-Base | Htl | CZ13 | v15 | Base | PkgAC2SpP-240to760 | CZ13 | 260.9943
200 | Htl-CZ13-v15-PkgAC240to760-Meas | Htl | CZ13 | v15 | Meas | PkgAC2SpP-240to760 | CZ13 | 217.766
201 | MBT-CZ13-v03-PkgAC240to760-Base | MBT | CZ13 | v03 | Base | PkgAC2SpP-240to760 | CZ13 | 412.0065
202 | MBT-CZ13-v03-PkgAC240to760-Meas | MBT | CZ13 | v03 | Meas | PkgAC2SpP-240to760 | CZ13 | 334.6209
203 | MBT-CZ13-v07-PkgAC240to760-Base | MBT | CZ13 | v07 | Base | PkgAC2SpP-240to760 | CZ13 | 405.9386
204 | MBT-CZ13-v07-PkgAC240to760-Meas | MBT | CZ13 | v07 | Meas | PkgAC2SpP-240to760 | CZ13 | 330.2995
205 | MBT-CZ13-v11-PkgAC240to760-Base | MBT | CZ13 | v11 | Base | PkgAC2SpP-240to760 | CZ13 | 385.1742
206 | MBT-CZ13-v11-PkgAC240to760-Meas | MBT | CZ13 | v11 | Meas | PkgAC2SpP-240to760 | CZ13 | 315.3849
207 | MBT-CZ13-v15-PkgAC240to760-Base | MBT | CZ13 | v15 | Base | PkgAC2SpP-240to760 | CZ13 | 376.7213
208 | MBT-CZ13-v15-PkgAC240to760-Meas | MBT | CZ13 | v15 | Meas | PkgAC2SpP-240to760 | CZ13 | 308.5991
209 | MLI-CZ13-v03-PkgAC240to760-Base | MLI | CZ13 | v03 | Base | PkgAC2SpP-240to760 | CZ13 | 203.5911
210 | MLI-CZ13-v03-PkgAC240to760-Meas | MLI | CZ13 | v03 | Meas | PkgAC2SpP-240to760 | CZ13 | 163.0339
211 | MLI-CZ13-v07-PkgAC240to760-Base | MLI | CZ13 | v07 | Base | PkgAC2SpP-240to760 | CZ13 | 200.7423
212 | MLI-CZ13-v07-PkgAC240to760-Meas | MLI | CZ13 | v07 | Meas | PkgAC2SpP-240to760 | CZ13 | 161.0104
213 | MLI-CZ13-v11-PkgAC240to760-Base | MLI | CZ13 | v11 | Base | PkgAC2SpP-240to760 | CZ13 | 184.8947
214 | MLI-CZ13-v11-PkgAC240to760-Meas | MLI | CZ13 | v11 | Meas | PkgAC2SpP-240to760 | CZ13 | 150.076
215 | MLI-CZ13-v15-PkgAC240to760-Base | MLI | CZ13 | v15 | Base | PkgAC2SpP-240to760 | CZ13 | 183.3139
216 | MLI-CZ13-v15-PkgAC240to760-Meas | MLI | CZ13 | v15 | Meas | PkgAC2SpP-240to760 | CZ13 | 148.7531
217 | Mtl-CZ13-v03-PkgAC240to760-Base | Mtl | CZ13 | v03 | Base | PkgAC2SpP-240to760 | CZ13 | 53.5171
218 | Mtl-CZ13-v03-PkgAC240to760-Meas | Mtl | CZ13 | v03 | Meas | PkgAC2SpP-240to760 | CZ13 | 44.0789
219 | Mtl-CZ13-v07-PkgAC240to760-Base | Mtl | CZ13 | v07 | Base | PkgAC2SpP-240to760 | CZ13 | 49.4537
220 | Mtl-CZ13-v07-PkgAC240to760-Meas | Mtl | CZ13 | v07 | Meas | PkgAC2SpP-240to760 | CZ13 | 40.8449
221 | Mtl-CZ13-v11-PkgAC240to760-Base | Mtl | CZ13 | v11 | Base | PkgAC2SpP-240to760 | CZ13 | 48.1827
222 | Mtl-CZ13-v11-PkgAC240to760-Meas | Mtl | CZ13 | v11 | Meas | PkgAC2SpP-240to760 | CZ13 | 39.8458
223 | Mtl-CZ13-v15-PkgAC240to760-Base | Mtl | CZ13 | v15 | Base | PkgAC2SpP-240to760 | CZ13 | 40.8921
224 | Mtl-CZ13-v15-PkgAC240to760-Meas | Mtl | CZ13 | v15 | Meas | PkgAC2SpP-240to760 | CZ13 | 34.1003
225 | Nrs-CZ13-v03-PkgAC240to760-Base | Nrs | CZ13 | v03 | Base | PkgAC2SpP-240to760 | CZ13 | 225.0202
226 | Nrs-CZ13-v03-PkgAC240to760-Meas | Nrs | CZ13 | v03 | Meas | PkgAC2SpP-240to760 | CZ13 | 194.8519
227 | Nrs-CZ13-v07-PkgAC240to760-Base | Nrs | CZ13 | v07 | Base | PkgAC2SpP-240to760 | CZ13 | 216.345
228 | Nrs-CZ13-v07-PkgAC240to760-Meas | Nrs | CZ13 | v07 | Meas | PkgAC2SpP-240to760 | CZ13 | 187.9146
229 | Nrs-CZ13-v11-PkgAC240to760-Base | Nrs | CZ13 | v11 | Base | PkgAC2SpP-240to760 | CZ13 | 213.1292
230 | Nrs-CZ13-v11-PkgAC240to760-Meas | Nrs | CZ13 | v11 | Meas | PkgAC2SpP-240to760 | CZ13 | 185.4734
231 | Nrs-CZ13-v15-PkgAC240to760-Base | Nrs | CZ13 | v15 | Base | PkgAC2SpP-240to760 | CZ13 | 199.6971
232 | Nrs-CZ13-v15-PkgAC240to760-Meas | Nrs | CZ13 | v15 | Meas | PkgAC2SpP-240to760 | CZ13 | 174.5597
233 | OfL-CZ13-v03-PkgAC240to760-Base | OfL | CZ13 | v03 | Base | PkgAC2SpP-240to760 | CZ13 | 403.3484
234 | OfL-CZ13-v03-PkgAC240to760-Meas | OfL | CZ13 | v03 | Meas | PkgAC2SpP-240to760 | CZ13 | 342.0693
235 | OfL-CZ13-v07-PkgAC240to760-Base | OfL | CZ13 | v07 | Base | PkgAC2SpP-240to760 | CZ13 | 402.8803
236 | OfL-CZ13-v07-PkgAC240to760-Meas | OfL | CZ13 | v07 | Meas | PkgAC2SpP-240to760 | CZ13 | 341.6597
237 | OfL-CZ13-v11-PkgAC240to760-Base | OfL | CZ13 | v11 | Base | PkgAC2SpP-240to760 | CZ13 | 384.8631
238 | OfL-CZ13-v11-PkgAC240to760-Meas | OfL | CZ13 | v11 | Meas | PkgAC2SpP-240to760 | CZ13 | 327.4975
239 | OfL-CZ13-v15-PkgAC240to760-Base | OfL | CZ13 | v15 | Base | PkgAC2SpP-240to760 | CZ13 | 381.8194
240 | OfL-CZ13-v15-PkgAC240to760-Meas | OfL | CZ13 | v15 | Meas | PkgAC2SpP-240to760 | CZ13 | 325.1079
241 | OfS-CZ13-v03-PkgAC240to760-Base | OfS | CZ13 | v03 | Base | PkgAC2SpP-240to760 | CZ13 | 23.2937
242 | OfS-CZ13-v03-PkgAC240to760-Meas | OfS | CZ13 | v03 | Meas | PkgAC2SpP-240to760 | CZ13 | 18.9687
243 | OfS-CZ13-v07-PkgAC240to760-Base | OfS | CZ13 | v07 | Base | PkgAC2SpP-240to760 | CZ13 | 23.2034
244 | OfS-CZ13-v07-PkgAC240to760-Meas | OfS | CZ13 | v07 | Meas | PkgAC2SpP-240to760 | CZ13 | 18.9086
245 | OfS-CZ13-v11-PkgAC240to760-Base | OfS | CZ13 | v11 | Base | PkgAC2SpP-240to760 | CZ13 | 22.5133
246 | OfS-CZ13-v11-PkgAC240to760-Meas | OfS | CZ13 | v11 | Meas | PkgAC2SpP-240to760 | CZ13 | 18.4167
247 | OfS-CZ13-v15-PkgAC240to760-Base | OfS | CZ13 | v15 | Base | PkgAC2SpP-240to760 | CZ13 | 20.5993
248 | OfS-CZ13-v15-PkgAC240to760-Meas | OfS | CZ13 | v15 | Meas | PkgAC2SpP-240to760 | CZ13 | 17.0558
249 | RFF-CZ13-v03-PkgAC240to760-Base | RFF | CZ13 | v03 | Base | PkgAC2SpP-240to760 | CZ13 | 14.8566
250 | RFF-CZ13-v03-PkgAC240to760-Meas | RFF | CZ13 | v03 | Meas | PkgAC2SpP-240to760 | CZ13 | 12.2641
251 | RFF-CZ13-v07-PkgAC240to760-Base | RFF | CZ13 | v07 | Base | PkgAC2SpP-240to760 | CZ13 | 14.7648
252 | RFF-CZ13-v07-PkgAC240to760-Meas | RFF | CZ13 | v07 | Meas | PkgAC2SpP-240to760 | CZ13 | 12.1952
253 | RFF-CZ13-v11-PkgAC240to760-Base | RFF | CZ13 | v11 | Base | PkgAC2SpP-240to760 | CZ13 | 14.2473
254 | RFF-CZ13-v11-PkgAC240to760-Meas | RFF | CZ13 | v11 | Meas | PkgAC2SpP-240to760 | CZ13 | 11.8341
255 | RFF-CZ13-v15-PkgAC240to760-Base | RFF | CZ13 | v15 | Base | PkgAC2SpP-240to760 | CZ13 | 13.861
256 | RFF-CZ13-v15-PkgAC240to760-Meas | RFF | CZ13 | v15 | Meas | PkgAC2SpP-240to760 | CZ13 | 11.4597
257 | RSD-CZ13-v03-PkgAC240to760-Base | RSD | CZ13 | v03 | Base | PkgAC2SpP-240to760 | CZ13 | 26.1119
258 | RSD-CZ13-v03-PkgAC240to760-Meas | RSD | CZ13 | v03 | Meas | PkgAC2SpP-240to760 | CZ13 | 21.6909
259 | RSD-CZ13-v07-PkgAC240to760-Base | RSD | CZ13 | v07 | Base | PkgAC2SpP-240to760 | CZ13 | 25.9095
260 | RSD-CZ13-v07-PkgAC240to760-Meas | RSD | CZ13 | v07 | Meas | PkgAC2SpP-240to760 | CZ13 | 21.5322
261 | RSD-CZ13-v11-PkgAC240to760-Base | RSD | CZ13 | v11 | Base | PkgAC2SpP-240to760 | CZ13 | 25.4949
262 | RSD-CZ13-v11-PkgAC240to760-Meas | RSD | CZ13 | v11 | Meas | PkgAC2SpP-240to760 | CZ13 | 21.2415
263 | RSD-CZ13-v15-PkgAC240to760-Base | RSD | CZ13 | v15 | Base | PkgAC2SpP-240to760 | CZ13 | 24.755
264 | RSD-CZ13-v15-PkgAC240to760-Meas | RSD | CZ13 | v15 | Meas | PkgAC2SpP-240to760 | CZ13 | 20.3997
265 | Rt3-CZ13-v03-PkgAC240to760-Base | Rt3 | CZ13 | v03 | Base | PkgAC2SpP-240to760 | CZ13 | 498.2051
266 | Rt3-CZ13-v03-PkgAC240to760-Meas | Rt3 | CZ13 | v03 | Meas | PkgAC2SpP-240to760 | CZ13 | 415.8143
267 | Rt3-CZ13-v07-PkgAC240to760-Base | Rt3 | CZ13 | v07 | Base | PkgAC2SpP-240to760 | CZ13 | 496.6323
268 | Rt3-CZ13-v07-PkgAC240to760-Meas | Rt3 | CZ13 | v07 | Meas | PkgAC2SpP-240to760 | CZ13 | 414.3784
269 | Rt3-CZ13-v11-PkgAC240to760-Base | Rt3 | CZ13 | v11 | Base | PkgAC2SpP-240to760 | CZ13 | 477.8531
270 | Rt3-CZ13-v11-PkgAC240to760-Meas | Rt3 | CZ13 | v11 | Meas | PkgAC2SpP-240to760 | CZ13 | 399.8532
271 | Rt3-CZ13-v15-PkgAC240to760-Base | Rt3 | CZ13 | v15 | Base | PkgAC2SpP-240to760 | CZ13 | 448.2971
272 | Rt3-CZ13-v15-PkgAC240to760-Meas | Rt3 | CZ13 | v15 | Meas | PkgAC2SpP-240to760 | CZ13 | 371.401
273 | RtL-CZ13-v03-PkgAC240to760-Base | RtL | CZ13 | v03 | Base | PkgAC2SpP-240to760 | CZ13 | 438.0291
274 | RtL-CZ13-v03-PkgAC240to760-Meas | RtL | CZ13 | v03 | Meas | PkgAC2SpP-240to760 | CZ13 | 368.6641
275 | RtL-CZ13-v07-PkgAC240to760-Base | RtL | CZ13 | v07 | Base | PkgAC2SpP-240to760 | CZ13 | 433.8493
276 | RtL-CZ13-v07-PkgAC240to760-Meas | RtL | CZ13 | v07 | Meas | PkgAC2SpP-240to760 | CZ13 | 365.8739
277 | RtL-CZ13-v11-PkgAC240to760-Base | RtL | CZ13 | v11 | Base | PkgAC2SpP-240to760 | CZ13 | 421.9309
278 | RtL-CZ13-v11-PkgAC240to760-Meas | RtL | CZ13 | v11 | Meas | PkgAC2SpP-240to760 | CZ13 | 357.2293
279 | RtL-CZ13-v15-PkgAC240to760-Base | RtL | CZ13 | v15 | Base | PkgAC2SpP-240to760 | CZ13 | 404.5494
280 | RtL-CZ13-v15-PkgAC240to760-Meas | RtL | CZ13 | v15 | Meas | PkgAC2SpP-240to760 | CZ13 | 341.4217
281 | RtS-CZ13-v03-PkgAC240to760-Base | RtS | CZ13 | v03 | Base | PkgAC2SpP-240to760 | CZ13 | 27.7184
282 | RtS-CZ13-v03-PkgAC240to760-Meas | RtS | CZ13 | v03 | Meas | PkgAC2SpP-240to760 | CZ13 | 22.3027
283 | RtS-CZ13-v07-PkgAC240to760-Base | RtS | CZ13 | v07 | Base | PkgAC2SpP-240to760 | CZ13 | 27.3298
284 | RtS-CZ13-v07-PkgAC240to760-Meas | RtS | CZ13 | v07 | Meas | PkgAC2SpP-240to760 | CZ13 | 22.0805
285 | RtS-CZ13-v11-PkgAC240to760-Base | RtS | CZ13 | v11 | Base | PkgAC2SpP-240to760 | CZ13 | 25.9403
286 | RtS-CZ13-v11-PkgAC240to760-Meas | RtS | CZ13 | v11 | Meas | PkgAC2SpP-240to760 | CZ13 | 21.2245
287 | RtS-CZ13-v15-PkgAC240to760-Base | RtS | CZ13 | v15 | Base | PkgAC2SpP-240to760 | CZ13 | 24.7648
288 | RtS-CZ13-v15-PkgAC240to760-Meas | RtS | CZ13 | v15 | Meas | PkgAC2SpP-240to760 | CZ13 | 20.0708
289 | SCn-CZ13-v03-PkgAC240to760-Base | SCn | CZ13 | v03 | Base | PkgAC2SpP-240to760 | CZ13 | 241.1121
290 | SCn-CZ13-v03-PkgAC240to760-Meas | SCn | CZ13 | v03 | Meas | PkgAC2SpP-240to760 | CZ13 | 189.9999
291 | SCn-CZ13-v07-PkgAC240to760-Base | SCn | CZ13 | v07 | Base | PkgAC2SpP-240to760 | CZ13 | 235.1837
292 | SCn-CZ13-v07-PkgAC240to760-Meas | SCn | CZ13 | v07 | Meas | PkgAC2SpP-240to760 | CZ13 | 185.5281
293 | SCn-CZ13-v11-PkgAC240to760-Base | SCn | CZ13 | v11 | Base | PkgAC2SpP-240to760 | CZ13 | 214.5595
294 | SCn-CZ13-v11-PkgAC240to760-Meas | SCn | CZ13 | v11 | Meas | PkgAC2SpP-240to760 | CZ13 | 170.1114
295 | SCn-CZ13-v15-PkgAC240to760-Base | SCn | CZ13 | v15 | Base | PkgAC2SpP-240to760 | CZ13 | 213.9516
296 | SCn-CZ13-v15-PkgAC240to760-Meas | SCn | CZ13 | v15 | Meas | PkgAC2SpP-240to760 | CZ13 | 170.4488
297 | WRf-CZ13-v03-PkgAC240to760-Base | WRf | CZ13 | v03 | Base | PkgAC2SpP-240to760 | CZ13 | 567.5465
298 | WRf-CZ13-v03-PkgAC240to760-Meas | WRf | CZ13 | v03 | Meas | PkgAC2SpP-240to760 | CZ13 | 565.0605
299 | WRf-CZ13-v07-PkgAC240to760-Base | WRf | CZ13 | v07 | Base | PkgAC2SpP-240to760 | CZ13 | 522.9617
300 | WRf-CZ13-v07-PkgAC240to760-Meas | WRf | CZ13 | v07 | Meas | PkgAC2SpP-240to760 | CZ13 | 520.5397
301 | WRf-CZ13-v11-PkgAC240to760-Base | WRf | CZ13 | v11 | Base | PkgAC2SpP-240to760 | CZ13 | 481.8189
302 | WRf-CZ13-v11-PkgAC240to760-Meas | WRf | CZ13 | v11 | Meas | PkgAC2SpP-240to760 | CZ13 | 479.6383
303 | WRf-CZ13-v15-PkgAC240to760-Base | WRf | CZ13 | v15 | Base | PkgAC2SpP-240to760 | CZ13 | 481.1802
304 | WRf-CZ13-v15-PkgAC240to760-Meas | WRf | CZ13 | v15 | Meas | PkgAC2SpP-240to760 | CZ13 | 479.1384
305 | Asm-CZ15-v03-PkgAC240to760-Base | Asm | CZ15 | v03 | Base | PkgAC2SpP-240to760 | CZ15 | 598.7673
306 | Asm-CZ15-v03-PkgAC240to760-Meas | Asm | CZ15 | v03 | Meas | PkgAC2SpP-240to760 | CZ15 | 392.4311
307 | Asm-CZ15-v07-PkgAC240to760-Base | Asm | CZ15 | v07 | Base | PkgAC2SpP-240to760 | CZ15 | 594.8115
308 | Asm-CZ15-v07-PkgAC240to760-Meas | Asm | CZ15 | v07 | Meas | PkgAC2SpP-240to760 | CZ15 | 389.979
309 | Asm-CZ15-v11-PkgAC240to760-Base | Asm | CZ15 | v11 | Base | PkgAC2SpP-240to760 | CZ15 | 562.6524
310 | Asm-CZ15-v11-PkgAC240to760-Meas | Asm | CZ15 | v11 | Meas | PkgAC2SpP-240to760 | CZ15 | 371.7652
311 | Asm-CZ15-v15-PkgAC240to760-Base | Asm | CZ15 | v15 | Base | PkgAC2SpP-240to760 | CZ15 | 547.4797
312 | Asm-CZ15-v15-PkgAC240to760-Meas | Asm | CZ15 | v15 | Meas | PkgAC2SpP-240to760 | CZ15 | 361.8913
313 | ECC-CZ15-v03-PkgAC240to760-Base | ECC | CZ15 | v03 | Base | PkgAC2SpP-240to760 | CZ15 | 1015.9643
314 | ECC-CZ15-v03-PkgAC240to760-Meas | ECC | CZ15 | v03 | Meas | PkgAC2SpP-240to760 | CZ15 | 682.0619
315 | ECC-CZ15-v07-PkgAC240to760-Base | ECC | CZ15 | v07 | Base | PkgAC2SpP-240to760 | CZ15 | 1010.0677
316 | ECC-CZ15-v07-PkgAC240to760-Meas | ECC | CZ15 | v07 | Meas | PkgAC2SpP-240to760 | CZ15 | 678.2855
317 | ECC-CZ15-v11-PkgAC240to760-Base | ECC | CZ15 | v11 | Base | PkgAC2SpP-240to760 | CZ15 | 935.0935
318 | ECC-CZ15-v11-PkgAC240to760-Meas | ECC | CZ15 | v11 | Meas | PkgAC2SpP-240to760 | CZ15 | 642.1993
319 | ECC-CZ15-v15-PkgAC240to760-Base | ECC | CZ15 | v15 | Base | PkgAC2SpP-240to760 | CZ15 | 883.9807
320 | ECC-CZ15-v15-PkgAC240to760-Meas | ECC | CZ15 | v15 | Meas | PkgAC2SpP-240to760 | CZ15 | 614.0803
321 | EUn-CZ15-v03-PkgAC240to760-Base | EUn | CZ15 | v03 | Base | PkgAC2SpP-240to760 | CZ15 | 3755.8593
322 | EUn-CZ15-v03-PkgAC240to760-Meas | EUn | CZ15 | v03 | Meas | PkgAC2SpP-240to760 | CZ15 | 2640.5657
323 | EUn-CZ15-v07-PkgAC240to760-Base | EUn | CZ15 | v07 | Base | PkgAC2SpP-240to760 | CZ15 | 3697.0682
324 | EUn-CZ15-v07-PkgAC240to760-Meas | EUn | CZ15 | v07 | Meas | PkgAC2SpP-240to760 | CZ15 | 2602.9591
325 | EUn-CZ15-v11-PkgAC240to760-Base | EUn | CZ15 | v11 | Base | PkgAC2SpP-240to760 | CZ15 | 3496.0807
326 | EUn-CZ15-v11-PkgAC240to760-Meas | EUn | CZ15 | v11 | Meas | PkgAC2SpP-240to760 | CZ15 | 2487.7226
327 | EUn-CZ15-v15-PkgAC240to760-Base | EUn | CZ15 | v15 | Base | PkgAC2SpP-240to760 | CZ15 | 3340.0001
328 | EUn-CZ15-v15-PkgAC240to760-Meas | EUn | CZ15 | v15 | Meas | PkgAC2SpP-240to760 | CZ15 | 2381.5539
329 | Gro-CZ15-v03-PkgAC240to760-Base | Gro | CZ15 | v03 | Base | PkgAC2SpP-240to760 | CZ15 | 297.8522
330 | Gro-CZ15-v03-PkgAC240to760-Meas | Gro | CZ15 | v03 | Meas | PkgAC2SpP-240to760 | CZ15 | 267.1513
331 | Gro-CZ15-v07-PkgAC240to760-Base | Gro | CZ15 | v07 | Base | PkgAC2SpP-240to760 | CZ15 | 292.3697
332 | Gro-CZ15-v07-PkgAC240to760-Meas | Gro | CZ15 | v07 | Meas | PkgAC2SpP-240to760 | CZ15 | 254.5609
333 | Gro-CZ15-v11-PkgAC240to760-Base | Gro | CZ15 | v11 | Base | PkgAC2SpP-240to760 | CZ15 | 276.9319
334 | Gro-CZ15-v11-PkgAC240to760-Meas | Gro | CZ15 | v11 | Meas | PkgAC2SpP-240to760 | CZ15 | 246.3472
335 | Gro-CZ15-v15-PkgAC240to760-Base | Gro | CZ15 | v15 | Base | PkgAC2SpP-240to760 | CZ15 | 263.4608
336 | Gro-CZ15-v15-PkgAC240to760-Meas | Gro | CZ15 | v15 | Meas | PkgAC2SpP-240to760 | CZ15 | 234.4973
337 | Hsp-CZ15-v03-PkgAC240to760-Base | Hsp | CZ15 | v03 | Base | PkgAC2SpP-240to760 | CZ15 | 974.4626
338 | Hsp-CZ15-v03-PkgAC240to760-Meas | Hsp | CZ15 | v03 | Meas | PkgAC2SpP-240to760 | CZ15 | 755.3847
339 | Hsp-CZ15-v07-PkgAC240to760-Base | Hsp | CZ15 | v07 | Base | PkgAC2SpP-240to760 | CZ15 | 973.0379
340 | Hsp-CZ15-v07-PkgAC240to760-Meas | Hsp | CZ15 | v07 | Meas | PkgAC2SpP-240to760 | CZ15 | 754.3775
341 | Hsp-CZ15-v11-PkgAC240to760-Base | Hsp | CZ15 | v11 | Base | PkgAC2SpP-240to760 | CZ15 | 932.8109
342 | Hsp-CZ15-v11-PkgAC240to760-Meas | Hsp | CZ15 | v11 | Meas | PkgAC2SpP-240to760 | CZ15 | 726.1703
343 | Hsp-CZ15-v15-PkgAC240to760-Base | Hsp | CZ15 | v15 | Base | PkgAC2SpP-240to760 | CZ15 | 919.1405
344 | Hsp-CZ15-v15-PkgAC240to760-Meas | Hsp | CZ15 | v15 | Meas | PkgAC2SpP-240to760 | CZ15 | 716.3623
345 | Htl-CZ15-v03-PkgAC240to760-Base | Htl | CZ15 | v03 | Base | PkgAC2SpP-240to760 | CZ15 | 405.1975
346 | Htl-CZ15-v03-PkgAC240to760-Meas | Htl | CZ15 | v03 | Meas | PkgAC2SpP-240to760 | CZ15 | 297.7843
347 | Htl-CZ15-v07-PkgAC240to760-Base | Htl | CZ15 | v07 | Base | PkgAC2SpP-240to760 | CZ15 | 377.0703
348 | Htl-CZ15-v07-PkgAC240to760-Meas | Htl | CZ15 | v07 | Meas | PkgAC2SpP-240to760 | CZ15 | 278.0804
349 | Htl-CZ15-v11-PkgAC240to760-Base | Htl | CZ15 | v11 | Base | PkgAC2SpP-240to760 | CZ15 | 362.991
350 | Htl-CZ15-v11-PkgAC240to760-Meas | Htl | CZ15 | v11 | Meas | PkgAC2SpP-240to760 | CZ15 | 268.6379
351 | Htl-CZ15-v15-PkgAC240to760-Base | Htl | CZ15 | v15 | Base | PkgAC2SpP-240to760 | CZ15 | 319.1956
352 | Htl-CZ15-v15-PkgAC240to760-Meas | Htl | CZ15 | v15 | Meas | PkgAC2SpP-240to760 | CZ15 | 237.6409
353 | MBT-CZ15-v03-PkgAC240to760-Base | MBT | CZ15 | v03 | Base | PkgAC2SpP-240to760 | CZ15 | 516.2725
354 | MBT-CZ15-v03-PkgAC240to760-Meas | MBT | CZ15 | v03 | Meas | PkgAC2SpP-240to760 | CZ15 | 375.0904
355 | MBT-CZ15-v07-PkgAC240to760-Base | MBT | CZ15 | v07 | Base | PkgAC2SpP-240to760 | CZ15 | 506.1998
356 | MBT-CZ15-v07-PkgAC240to760-Meas | MBT | CZ15 | v07 | Meas | PkgAC2SpP-240to760 | CZ15 | 369.7085
357 | MBT-CZ15-v11-PkgAC240to760-Base | MBT | CZ15 | v11 | Base | PkgAC2SpP-240to760 | CZ15 | 474.6679
358 | MBT-CZ15-v11-PkgAC240to760-Meas | MBT | CZ15 | v11 | Meas | PkgAC2SpP-240to760 | CZ15 | 350.5328
359 | MBT-CZ15-v15-PkgAC240to760-Base | MBT | CZ15 | v15 | Base | PkgAC2SpP-240to760 | CZ15 | 465.1919
360 | MBT-CZ15-v15-PkgAC240to760-Meas | MBT | CZ15 | v15 | Meas | PkgAC2SpP-240to760 | CZ15 | 344.581
361 | MLI-CZ15-v03-PkgAC240to760-Base | MLI | CZ15 | v03 | Base | PkgAC2SpP-240to760 | CZ15 | 268.0593
362 | MLI-CZ15-v03-PkgAC240to760-Meas | MLI | CZ15 | v03 | Meas | PkgAC2SpP-240to760 | CZ15 | 189.8935
363 | MLI-CZ15-v07-PkgAC240to760-Base | MLI | CZ15 | v07 | Base | PkgAC2SpP-240to760 | CZ15 | 263.6329
364 | MLI-CZ15-v07-PkgAC240to760-Meas | MLI | CZ15 | v07 | Meas | PkgAC2SpP-240to760 | CZ15 | 187.263
365 | MLI-CZ15-v11-PkgAC240to760-Base | MLI | CZ15 | v11 | Base | PkgAC2SpP-240to760 | CZ15 | 229.4915
366 | MLI-CZ15-v11-PkgAC240to760-Meas | MLI | CZ15 | v11 | Meas | PkgAC2SpP-240to760 | CZ15 | 164.8557
367 | MLI-CZ15-v15-PkgAC240to760-Base | MLI | CZ15 | v15 | Base | PkgAC2SpP-240to760 | CZ15 | 227.6619
368 | MLI-CZ15-v15-PkgAC240to760-Meas | MLI | CZ15 | v15 | Meas | PkgAC2SpP-240to760 | CZ15 | 163.5868
369 | Mtl-CZ15-v03-PkgAC240to760-Base | Mtl | CZ15 | v03 | Base | PkgAC2SpP-240to760 | CZ15 | 66.3593
370 | Mtl-CZ15-v03-PkgAC240to760-Meas | Mtl | CZ15 | v03 | Meas | PkgAC2SpP-240to760 | CZ15 | 48.4539
371 | Mtl-CZ15-v07-PkgAC240to760-Base | Mtl | CZ15 | v07 | Base | PkgAC2SpP-240to760 | CZ15 | 61.1273
372 | Mtl-CZ15-v07-PkgAC240to760-Meas | Mtl | CZ15 | v07 | Meas | PkgAC2SpP-240to760 | CZ15 | 44.8079
373 | Mtl-CZ15-v11-PkgAC240to760-Base | Mtl | CZ15 | v11 | Base | PkgAC2SpP-240to760 | CZ15 | 58.4917
374 | Mtl-CZ15-v11-PkgAC240to760-Meas | Mtl | CZ15 | v11 | Meas | PkgAC2SpP-240to760 | CZ15 | 42.9716
375 | Mtl-CZ15-v15-PkgAC240to760-Base | Mtl | CZ15 | v15 | Base | PkgAC2SpP-240to760 | CZ15 | 48.7514
376 | Mtl-CZ15-v15-PkgAC240to760-Meas | Mtl | CZ15 | v15 | Meas | PkgAC2SpP-240to760 | CZ15 | 36.1152
377 | Nrs-CZ15-v03-PkgAC240to760-Base | Nrs | CZ15 | v03 | Base | PkgAC2SpP-240to760 | CZ15 | 264.0481
378 | Nrs-CZ15-v03-PkgAC240to760-Meas | Nrs | CZ15 | v03 | Meas | PkgAC2SpP-240to760 | CZ15 | 208.4758
379 | Nrs-CZ15-v07-PkgAC240to760-Base | Nrs | CZ15 | v07 | Base | PkgAC2SpP-240to760 | CZ15 | 253.0445
380 | Nrs-CZ15-v07-PkgAC240to760-Meas | Nrs | CZ15 | v07 | Meas | PkgAC2SpP-240to760 | CZ15 | 200.6959
381 | Nrs-CZ15-v11-PkgAC240to760-Base | Nrs | CZ15 | v11 | Base | PkgAC2SpP-240to760 | CZ15 | 244.9851
382 | Nrs-CZ15-v11-PkgAC240to760-Meas | Nrs | CZ15 | v11 | Meas | PkgAC2SpP-240to760 | CZ15 | 195.2411
383 | Nrs-CZ15-v15-PkgAC240to760-Base | Nrs | CZ15 | v15 | Base | PkgAC2SpP-240to760 | CZ15 | 228.9028
384 | Nrs-CZ15-v15-PkgAC240to760-Meas | Nrs | CZ15 | v15 | Meas | PkgAC2SpP-240to760 | CZ15 | 184.0103
385 | OfL-CZ15-v03-PkgAC240to760-Base | OfL | CZ15 | v03 | Base | PkgAC2SpP-240to760 | CZ15 | 460.3023
386 | OfL-CZ15-v03-PkgAC240to760-Meas | OfL | CZ15 | v03 | Meas | PkgAC2SpP-240to760 | CZ15 | 355.1317
387 | OfL-CZ15-v07-PkgAC240to760-Base | OfL | CZ15 | v07 | Base | PkgAC2SpP-240to760 | CZ15 | 459.4579
388 | OfL-CZ15-v07-PkgAC240to760-Meas | OfL | CZ15 | v07 | Meas | PkgAC2SpP-240to760 | CZ15 | 354.815
389 | OfL-CZ15-v11-PkgAC240to760-Base | OfL | CZ15 | v11 | Base | PkgAC2SpP-240to760 | CZ15 | 431.7858
390 | OfL-CZ15-v11-PkgAC240to760-Meas | OfL | CZ15 | v11 | Meas | PkgAC2SpP-240to760 | CZ15 | 335.9536
391 | OfL-CZ15-v15-PkgAC240to760-Base | OfL | CZ15 | v15 | Base | PkgAC2SpP-240to760 | CZ15 | 436.6143
392 | OfL-CZ15-v15-PkgAC240to760-Meas | OfL | CZ15 | v15 | Meas | PkgAC2SpP-240to760 | CZ15 | 339.0589
393 | OfS-CZ15-v03-PkgAC240to760-Base | OfS | CZ15 | v03 | Base | PkgAC2SpP-240to760 | CZ15 | 27.9615
394 | OfS-CZ15-v03-PkgAC240to760-Meas | OfS | CZ15 | v03 | Meas | PkgAC2SpP-240to760 | CZ15 | 20.351
395 | OfS-CZ15-v07-PkgAC240to760-Base | OfS | CZ15 | v07 | Base | PkgAC2SpP-240to760 | CZ15 | 27.77
396 | OfS-CZ15-v07-PkgAC240to760-Meas | OfS | CZ15 | v07 | Meas | PkgAC2SpP-240to760 | CZ15 | 20.2645
397 | OfS-CZ15-v11-PkgAC240to760-Base | OfS | CZ15 | v11 | Base | PkgAC2SpP-240to760 | CZ15 | 26.0409
398 | OfS-CZ15-v11-PkgAC240to760-Meas | OfS | CZ15 | v11 | Meas | PkgAC2SpP-240to760 | CZ15 | 19.1569
399 | OfS-CZ15-v15-PkgAC240to760-Base | OfS | CZ15 | v15 | Base | PkgAC2SpP-240to760 | CZ15 | 23.8824
400 | OfS-CZ15-v15-PkgAC240to760-Meas | OfS | CZ15 | v15 | Meas | PkgAC2SpP-240to760 | CZ15 | 17.7717
401 | RFF-CZ15-v03-PkgAC240to760-Base | RFF | CZ15 | v03 | Base | PkgAC2SpP-240to760 | CZ15 | 18.0159
402 | RFF-CZ15-v03-PkgAC240to760-Meas | RFF | CZ15 | v03 | Meas | PkgAC2SpP-240to760 | CZ15 | 13.1903
403 | RFF-CZ15-v07-PkgAC240to760-Base | RFF | CZ15 | v07 | Base | PkgAC2SpP-240to760 | CZ15 | 17.8856
404 | RFF-CZ15-v07-PkgAC240to760-Meas | RFF | CZ15 | v07 | Meas | PkgAC2SpP-240to760 | CZ15 | 13.1155
405 | RFF-CZ15-v11-PkgAC240to760-Base | RFF | CZ15 | v11 | Base | PkgAC2SpP-240to760 | CZ15 | 16.8617
406 | RFF-CZ15-v11-PkgAC240to760-Meas | RFF | CZ15 | v11 | Meas | PkgAC2SpP-240to760 | CZ15 | 12.4853
407 | RFF-CZ15-v15-PkgAC240to760-Base | RFF | CZ15 | v15 | Base | PkgAC2SpP-240to760 | CZ15 | 16.5224
408 | RFF-CZ15-v15-PkgAC240to760-Meas | RFF | CZ15 | v15 | Meas | PkgAC2SpP-240to760 | CZ15 | 12.2357
409 | RSD-CZ15-v03-PkgAC240to760-Base | RSD | CZ15 | v03 | Base | PkgAC2SpP-240to760 | CZ15 | 31.373
410 | RSD-CZ15-v03-PkgAC240to760-Meas | RSD | CZ15 | v03 | Meas | PkgAC2SpP-240to760 | CZ15 | 22.4673
411 | RSD-CZ15-v07-PkgAC240to760-Base | RSD | CZ15 | v07 | Base | PkgAC2SpP-240to760 | CZ15 | 31.0819
412 | RSD-CZ15-v07-PkgAC240to760-Meas | RSD | CZ15 | v07 | Meas | PkgAC2SpP-240to760 | CZ15 | 22.2995
413 | RSD-CZ15-v11-PkgAC240to760-Base | RSD | CZ15 | v11 | Base | PkgAC2SpP-240to760 | CZ15 | 30.1792
414 | RSD-CZ15-v11-PkgAC240to760-Meas | RSD | CZ15 | v11 | Meas | PkgAC2SpP-240to760 | CZ15 | 21.8005
415 | RSD-CZ15-v15-PkgAC240to760-Base | RSD | CZ15 | v15 | Base | PkgAC2SpP-240to760 | CZ15 | 29.4961
416 | RSD-CZ15-v15-PkgAC240to760-Meas | RSD | CZ15 | v15 | Meas | PkgAC2SpP-240to760 | CZ15 | 21.1281
417 | Rt3-CZ15-v03-PkgAC240to760-Base | Rt3 | CZ15 | v03 | Base | PkgAC2SpP-240to760 | CZ15 | 593.4259
418 | Rt3-CZ15-v03-PkgAC240to760-Meas | Rt3 | CZ15 | v03 | Meas | PkgAC2SpP-240to760 | CZ15 | 442.8286
419 | Rt3-CZ15-v07-PkgAC240to760-Base | Rt3 | CZ15 | v07 | Base | PkgAC2SpP-240to760 | CZ15 | 591.1085
420 | Rt3-CZ15-v07-PkgAC240to760-Meas | Rt3 | CZ15 | v07 | Meas | PkgAC2SpP-240to760 | CZ15 | 440.5551
421 | Rt3-CZ15-v11-PkgAC240to760-Base | Rt3 | CZ15 | v11 | Base | PkgAC2SpP-240to760 | CZ15 | 553.4786
422 | Rt3-CZ15-v11-PkgAC240to760-Meas | Rt3 | CZ15 | v11 | Meas | PkgAC2SpP-240to760 | CZ15 | 413.9341
423 | Rt3-CZ15-v15-PkgAC240to760-Base | Rt3 | CZ15 | v15 | Base | PkgAC2SpP-240to760 | CZ15 | 522.7633
424 | Rt3-CZ15-v15-PkgAC240to760-Meas | Rt3 | CZ15 | v15 | Meas | PkgAC2SpP-240to760 | CZ15 | 386.5868
425 | RtL-CZ15-v03-PkgAC240to760-Base | RtL | CZ15 | v03 | Base | PkgAC2SpP-240to760 | CZ15 | 529.9049
426 | RtL-CZ15-v03-PkgAC240to760-Meas | RtL | CZ15 | v03 | Meas | PkgAC2SpP-240to760 | CZ15 | 396.6273
427 | RtL-CZ15-v07-PkgAC240to760-Base | RtL | CZ15 | v07 | Base | PkgAC2SpP-240to760 | CZ15 | 523.3461
428 | RtL-CZ15-v07-PkgAC240to760-Meas | RtL | CZ15 | v07 | Meas | PkgAC2SpP-240to760 | CZ15 | 392.4893
429 | RtL-CZ15-v11-PkgAC240to760-Base | RtL | CZ15 | v11 | Base | PkgAC2SpP-240to760 | CZ15 | 500.8583
430 | RtL-CZ15-v11-PkgAC240to760-Meas | RtL | CZ15 | v11 | Meas | PkgAC2SpP-240to760 | CZ15 | 375.5955
431 | RtL-CZ15-v15-PkgAC240to760-Base | RtL | CZ15 | v15 | Base | PkgAC2SpP-240to760 | CZ15 | 482.6763
432 | RtL-CZ15-v15-PkgAC240to760-Meas | RtL | CZ15 | v15 | Meas | PkgAC2SpP-240to760 | CZ15 | 363.1116
433 | RtS-CZ15-v03-PkgAC240to760-Base | RtS | CZ15 | v03 | Base | PkgAC2SpP-240to760 | CZ15 | 34.9151
434 | RtS-CZ15-v03-PkgAC240to760-Meas | RtS | CZ15 | v03 | Meas | PkgAC2SpP-240to760 | CZ15 | 24.7893
435 | RtS-CZ15-v07-PkgAC240to760-Base | RtS | CZ15 | v07 | Base | PkgAC2SpP-240to760 | CZ15 | 34.4694
436 | RtS-CZ15-v07-PkgAC240to760-Meas | RtS | CZ15 | v07 | Meas | PkgAC2SpP-240to760 | CZ15 | 24.5362
437 | RtS-CZ15-v11-PkgAC240to760-Base | RtS | CZ15 | v11 | Base | PkgAC2SpP-240to760 | CZ15 | 32.095
438 | RtS-CZ15-v11-PkgAC240to760-Meas | RtS | CZ15 | v11 | Meas | PkgAC2SpP-240to760 | CZ15 | 22.9842
439 | RtS-CZ15-v15-PkgAC240to760-Base | RtS | CZ15 | v15 | Base | PkgAC2SpP-240to760 | CZ15 | 31.1221
440 | RtS-CZ15-v15-PkgAC240to760-Meas | RtS | CZ15 | v15 | Meas | PkgAC2SpP-240to760 | CZ15 | 22.0711
441 | SCn-CZ15-v03-PkgAC240to760-Base | SCn | CZ15 | v03 | Base | PkgAC2SpP-240to760 | CZ15 | 344.2428
442 | SCn-CZ15-v03-PkgAC240to760-Meas | SCn | CZ15 | v03 | Meas | PkgAC2SpP-240to760 | CZ15 | 231.5381
443 | SCn-CZ15-v07-PkgAC240to760-Base | SCn | CZ15 | v07 | Base | PkgAC2SpP-240to760 | CZ15 | 335.3023
444 | SCn-CZ15-v07-PkgAC240to760-Meas | SCn | CZ15 | v07 | Meas | PkgAC2SpP-240to760 | CZ15 | 225.7721
445 | SCn-CZ15-v11-PkgAC240to760-Base | SCn | CZ15 | v11 | Base | PkgAC2SpP-240to760 | CZ15 | 291.3137
446 | SCn-CZ15-v11-PkgAC240to760-Meas | SCn | CZ15 | v11 | Meas | PkgAC2SpP-240to760 | CZ15 | 199.3503
447 | SCn-CZ15-v15-PkgAC240to760-Base | SCn | CZ15 | v15 | Base | PkgAC2SpP-240to760 | CZ15 | 290.3609
448 | SCn-CZ15-v15-PkgAC240to760-Meas | SCn | CZ15 | v15 | Meas | PkgAC2SpP-240to760 | CZ15 | 198.9319
449 | WRf-CZ15-v03-PkgAC240to760-Base | WRf | CZ15 | v03 | Base | PkgAC2SpP-240to760 | CZ15 | 563.9699
450 | WRf-CZ15-v03-PkgAC240to760-Meas | WRf | CZ15 | v03 | Meas | PkgAC2SpP-240to760 | CZ15 | 559.3763
451 | WRf-CZ15-v07-PkgAC240to760-Base | WRf | CZ15 | v07 | Base | PkgAC2SpP-240to760 | CZ15 | 520.259
452 | WRf-CZ15-v07-PkgAC240to760-Meas | WRf | CZ15 | v07 | Meas | PkgAC2SpP-240to760 | CZ15 | 515.6345
453 | WRf-CZ15-v11-PkgAC240to760-Base | WRf | CZ15 | v11 | Base | PkgAC2SpP-240to760 | CZ15 | 474.752
454 | WRf-CZ15-v11-PkgAC240to760-Meas | WRf | CZ15 | v11 | Meas | PkgAC2SpP-240to760 | CZ15 | 470.5784
455 | WRf-CZ15-v15-PkgAC240to760-Base | WRf | CZ15 | v15 | Base | PkgAC2SpP-240to760 | CZ15 | 474.3363
456 | WRf-CZ15-v15-PkgAC240to760-Meas | WRf | CZ15 | v15 | Meas | PkgAC2SpP-240to760 | CZ15 | 470.1247

## Building HVAC Tonnage
| BT | CZ | Vintage | Combined Name | Nominal Tonnage
Asm-w01v03-PkgAC-240to760.inp | Asm | CZ01 | v03 | Asm-CZ01-v03 | 296.1367
Asm-w01v07-PkgAC-240to760.inp | Asm | CZ01 | v07 | Asm-CZ01-v07 | 294.2774
Asm-w01v11-PkgAC-240to760.inp | Asm | CZ01 | v11 | Asm-CZ01-v11 | 293.2672
Asm-w01v15-PkgAC-240to760.inp | Asm | CZ01 | v15 | Asm-CZ01-v15 | 284.2951
Asm-w02v03-PkgAC-240to760.inp | Asm | CZ02 | v03 | Asm-CZ02-v03 | 304.0813
Asm-w02v07-PkgAC-240to760.inp | Asm | CZ02 | v07 | Asm-CZ02-v07 | 300.8331
Asm-w02v11-PkgAC-240to760.inp | Asm | CZ02 | v11 | Asm-CZ02-v11 | 297.5711
Asm-w02v15-PkgAC-240to760.inp | Asm | CZ02 | v15 | Asm-CZ02-v15 | 286.6994
Asm-w03v03-PkgAC-240to760.inp | Asm | CZ03 | v03 | Asm-CZ03-v03 | 353.1155
Asm-w03v07-PkgAC-240to760.inp | Asm | CZ03 | v07 | Asm-CZ03-v07 | 350.6718
Asm-w03v11-PkgAC-240to760.inp | Asm | CZ03 | v11 | Asm-CZ03-v11 | 348.2834
Asm-w03v15-PkgAC-240to760.inp | Asm | CZ03 | v15 | Asm-CZ03-v15 | 303.1228
Asm-w04v03-PkgAC-240to760.inp | Asm | CZ04 | v03 | Asm-CZ04-v03 | 321.9432
Asm-w04v07-PkgAC-240to760.inp | Asm | CZ04 | v07 | Asm-CZ04-v07 | 319.5086
Asm-w04v11-PkgAC-240to760.inp | Asm | CZ04 | v11 | Asm-CZ04-v11 | 317.0453
Asm-w04v15-PkgAC-240to760.inp | Asm | CZ04 | v15 | Asm-CZ04-v15 | 284.2693
Asm-w05v03-PkgAC-240to760.inp | Asm | CZ05 | v03 | Asm-CZ05-v03 | 344.6025
Asm-w05v07-PkgAC-240to760.inp | Asm | CZ05 | v07 | Asm-CZ05-v07 | 341.2433
Asm-w05v11-PkgAC-240to760.inp | Asm | CZ05 | v11 | Asm-CZ05-v11 | 341.2433
Asm-w05v15-PkgAC-240to760.inp | Asm | CZ05 | v15 | Asm-CZ05-v15 | 297.8503
Asm-w06v03-PkgAC-240to760.inp | Asm | CZ06 | v03 | Asm-CZ06-v03 | 383.5243
Asm-w06v07-PkgAC-240to760.inp | Asm | CZ06 | v07 | Asm-CZ06-v07 | 383.5243
Asm-w06v11-PkgAC-240to760.inp | Asm | CZ06 | v11 | Asm-CZ06-v11 | 383.5243
Asm-w06v15-PkgAC-240to760.inp | Asm | CZ06 | v15 | Asm-CZ06-v15 | 334.2993
Asm-w07v03-PkgAC-240to760.inp | Asm | CZ07 | v03 | Asm-CZ07-v03 | 372.8386
Asm-w07v07-PkgAC-240to760.inp | Asm | CZ07 | v07 | Asm-CZ07-v07 | 372.8386
Asm-w07v11-PkgAC-240to760.inp | Asm | CZ07 | v11 | Asm-CZ07-v11 | 368.5943
Asm-w07v15-PkgAC-240to760.inp | Asm | CZ07 | v15 | Asm-CZ07-v15 | 321.3183
Asm-w08v03-PkgAC-240to760.inp | Asm | CZ08 | v03 | Asm-CZ08-v03 | 343.1963
Asm-w08v07-PkgAC-240to760.inp | Asm | CZ08 | v07 | Asm-CZ08-v07 | 343.1963
Asm-w08v11-PkgAC-240to760.inp | Asm | CZ08 | v11 | Asm-CZ08-v11 | 340.7178
Asm-w08v15-PkgAC-240to760.inp | Asm | CZ08 | v15 | Asm-CZ08-v15 | 306.4169
Asm-w09v03-PkgAC-240to760.inp | Asm | CZ09 | v03 | Asm-CZ09-v03 | 450.8308
Asm-w09v07-PkgAC-240to760.inp | Asm | CZ09 | v07 | Asm-CZ09-v07 | 450.8308
Asm-w09v11-PkgAC-240to760.inp | Asm | CZ09 | v11 | Asm-CZ09-v11 | 438.5594
Asm-w09v15-PkgAC-240to760.inp | Asm | CZ09 | v15 | Asm-CZ09-v15 | 400.0303
Asm-w10v03-PkgAC-240to760.inp | Asm | CZ10 | v03 | Asm-CZ10-v03 | 384.3869
Asm-w10v07-PkgAC-240to760.inp | Asm | CZ10 | v07 | Asm-CZ10-v07 | 381.2323
Asm-w10v11-PkgAC-240to760.inp | Asm | CZ10 | v11 | Asm-CZ10-v11 | 378.0109
Asm-w10v15-PkgAC-240to760.inp | Asm | CZ10 | v15 | Asm-CZ10-v15 | 366.7277
Asm-w11v03-PkgAC-240to760.inp | Asm | CZ11 | v03 | Asm-CZ11-v03 | 439.4772
Asm-w11v07-PkgAC-240to760.inp | Asm | CZ11 | v07 | Asm-CZ11-v07 | 435.2756
Asm-w11v11-PkgAC-240to760.inp | Asm | CZ11 | v11 | Asm-CZ11-v11 | 415.3037
Asm-w11v15-PkgAC-240to760.inp | Asm | CZ11 | v15 | Asm-CZ11-v15 | 401.591
Asm-w12v03-PkgAC-240to760.inp | Asm | CZ12 | v03 | Asm-CZ12-v03 | 386.4326
Asm-w12v07-PkgAC-240to760.inp | Asm | CZ12 | v07 | Asm-CZ12-v07 | 382.6663
Asm-w12v11-PkgAC-240to760.inp | Asm | CZ12 | v11 | Asm-CZ12-v11 | 373.9182
Asm-w12v15-PkgAC-240to760.inp | Asm | CZ12 | v15 | Asm-CZ12-v15 | 361.6707
Asm-w13v03-PkgAC-240to760.inp | Asm | CZ13 | v03 | Asm-CZ13-v03 | 439.773
Asm-w13v07-PkgAC-240to760.inp | Asm | CZ13 | v07 | Asm-CZ13-v07 | 435.6388
Asm-w13v11-PkgAC-240to760.inp | Asm | CZ13 | v11 | Asm-CZ13-v11 | 420.5887
Asm-w13v15-PkgAC-240to760.inp | Asm | CZ13 | v15 | Asm-CZ13-v15 | 406.6848
Asm-w14v03-PkgAC-240to760.inp | Asm | CZ14 | v03 | Asm-CZ14-v03 | 439.6618
Asm-w14v07-PkgAC-240to760.inp | Asm | CZ14 | v07 | Asm-CZ14-v07 | 435.7466
Asm-w14v11-PkgAC-240to760.inp | Asm | CZ14 | v11 | Asm-CZ14-v11 | 417.2382
Asm-w14v15-PkgAC-240to760.inp | Asm | CZ14 | v15 | Asm-CZ14-v15 | 403.5854
Asm-w15v03-PkgAC-240to760.inp | Asm | CZ15 | v03 | Asm-CZ15-v03 | 574.3382
Asm-w15v07-PkgAC-240to760.inp | Asm | CZ15 | v07 | Asm-CZ15-v07 | 569.6842
Asm-w15v11-PkgAC-240to760.inp | Asm | CZ15 | v11 | Asm-CZ15-v11 | 544.2859
Asm-w15v15-PkgAC-240to760.inp | Asm | CZ15 | v15 | Asm-CZ15-v15 | 527.6963
Asm-w16v03-PkgAC-240to760.inp | Asm | CZ16 | v03 | Asm-CZ16-v03 | 350.6647
Asm-w16v07-PkgAC-240to760.inp | Asm | CZ16 | v07 | Asm-CZ16-v07 | 346.6143
Asm-w16v11-PkgAC-240to760.inp | Asm | CZ16 | v11 | Asm-CZ16-v11 | 329.9836
Asm-w16v15-PkgAC-240to760.inp | Asm | CZ16 | v15 | Asm-CZ16-v15 | 314.7291
ECC-w01v03-PkgAC-240to760.inp | ECC | CZ01 | v03 | ECC-CZ01-v03 | 740.9711
ECC-w01v07-PkgAC-240to760.inp | ECC | CZ01 | v07 | ECC-CZ01-v07 | 740.691
ECC-w01v11-PkgAC-240to760.inp | ECC | CZ01 | v11 | ECC-CZ01-v11 | 740.4188
ECC-w01v15-PkgAC-240to760.inp | ECC | CZ01 | v15 | ECC-CZ01-v15 | 694.6355
ECC-w02v03-PkgAC-240to760.inp | ECC | CZ02 | v03 | ECC-CZ02-v03 | 740.2614
ECC-w02v07-PkgAC-240to760.inp | ECC | CZ02 | v07 | ECC-CZ02-v07 | 738.8807
ECC-w02v11-PkgAC-240to760.inp | ECC | CZ02 | v11 | ECC-CZ02-v11 | 737.2054
ECC-w02v15-PkgAC-240to760.inp | ECC | CZ02 | v15 | ECC-CZ02-v15 | 701.1804
ECC-w03v03-PkgAC-240to760.inp | ECC | CZ03 | v03 | ECC-CZ03-v03 | 854.0501
ECC-w03v07-PkgAC-240to760.inp | ECC | CZ03 | v07 | ECC-CZ03-v07 | 853.6736
ECC-w03v11-PkgAC-240to760.inp | ECC | CZ03 | v11 | ECC-CZ03-v11 | 853.2602
ECC-w03v15-PkgAC-240to760.inp | ECC | CZ03 | v15 | ECC-CZ03-v15 | 755.6094
ECC-w04v03-PkgAC-240to760.inp | ECC | CZ04 | v03 | ECC-CZ04-v03 | 786.6003
ECC-w04v07-PkgAC-240to760.inp | ECC | CZ04 | v07 | ECC-CZ04-v07 | 785.4265
ECC-w04v11-PkgAC-240to760.inp | ECC | CZ04 | v11 | ECC-CZ04-v11 | 784.0523
ECC-w04v15-PkgAC-240to760.inp | ECC | CZ04 | v15 | ECC-CZ04-v15 | 721.6059
ECC-w05v03-PkgAC-240to760.inp | ECC | CZ05 | v03 | ECC-CZ05-v03 | 832.2072
ECC-w05v07-PkgAC-240to760.inp | ECC | CZ05 | v07 | ECC-CZ05-v07 | 831.8336
ECC-w05v11-PkgAC-240to760.inp | ECC | CZ05 | v11 | ECC-CZ05-v11 | 831.7933
ECC-w05v15-PkgAC-240to760.inp | ECC | CZ05 | v15 | ECC-CZ05-v15 | 735.9018
ECC-w06v03-PkgAC-240to760.inp | ECC | CZ06 | v03 | ECC-CZ06-v03 | 907.5355
ECC-w06v07-PkgAC-240to760.inp | ECC | CZ06 | v07 | ECC-CZ06-v07 | 907.5355
ECC-w06v11-PkgAC-240to760.inp | ECC | CZ06 | v11 | ECC-CZ06-v11 | 907.4223
ECC-w06v15-PkgAC-240to760.inp | ECC | CZ06 | v15 | ECC-CZ06-v15 | 804.9976
ECC-w07v03-PkgAC-240to760.inp | ECC | CZ07 | v03 | ECC-CZ07-v03 | 897.4734
ECC-w07v07-PkgAC-240to760.inp | ECC | CZ07 | v07 | ECC-CZ07-v07 | 897.4734
ECC-w07v11-PkgAC-240to760.inp | ECC | CZ07 | v11 | ECC-CZ07-v11 | 896.8036
ECC-w07v15-PkgAC-240to760.inp | ECC | CZ07 | v15 | ECC-CZ07-v15 | 796.4481
ECC-w08v03-PkgAC-240to760.inp | ECC | CZ08 | v03 | ECC-CZ08-v03 | 836.3167
ECC-w08v07-PkgAC-240to760.inp | ECC | CZ08 | v07 | ECC-CZ08-v07 | 836.3167
ECC-w08v11-PkgAC-240to760.inp | ECC | CZ08 | v11 | ECC-CZ08-v11 | 834.7091
ECC-w08v15-PkgAC-240to760.inp | ECC | CZ08 | v15 | ECC-CZ08-v15 | 772.7802
ECC-w09v03-PkgAC-240to760.inp | ECC | CZ09 | v03 | ECC-CZ09-v03 | 1038.6774
ECC-w09v07-PkgAC-240to760.inp | ECC | CZ09 | v07 | ECC-CZ09-v07 | 1038.6774
ECC-w09v11-PkgAC-240to760.inp | ECC | CZ09 | v11 | ECC-CZ09-v11 | 1031.595
ECC-w09v15-PkgAC-240to760.inp | ECC | CZ09 | v15 | ECC-CZ09-v15 | 962.4055
ECC-w10v03-PkgAC-240to760.inp | ECC | CZ10 | v03 | ECC-CZ10-v03 | 935.3053
ECC-w10v07-PkgAC-240to760.inp | ECC | CZ10 | v07 | ECC-CZ10-v07 | 933.3774
ECC-w10v11-PkgAC-240to760.inp | ECC | CZ10 | v11 | ECC-CZ10-v11 | 931.2753
ECC-w10v15-PkgAC-240to760.inp | ECC | CZ10 | v15 | ECC-CZ10-v15 | 894.5068
ECC-w11v03-PkgAC-240to760.inp | ECC | CZ11 | v03 | ECC-CZ11-v03 | 962.8043
ECC-w11v07-PkgAC-240to760.inp | ECC | CZ11 | v07 | ECC-CZ11-v07 | 960.5245
ECC-w11v11-PkgAC-240to760.inp | ECC | CZ11 | v11 | ECC-CZ11-v11 | 934.4162
ECC-w11v15-PkgAC-240to760.inp | ECC | CZ11 | v15 | ECC-CZ11-v15 | 891.7246
ECC-w12v03-PkgAC-240to760.inp | ECC | CZ12 | v03 | ECC-CZ12-v03 | 847.6301
ECC-w12v07-PkgAC-240to760.inp | ECC | CZ12 | v07 | ECC-CZ12-v07 | 845.7591
ECC-w12v11-PkgAC-240to760.inp | ECC | CZ12 | v11 | ECC-CZ12-v11 | 836.497
ECC-w12v15-PkgAC-240to760.inp | ECC | CZ12 | v15 | ECC-CZ12-v15 | 798.7918
ECC-w13v03-PkgAC-240to760.inp | ECC | CZ13 | v03 | ECC-CZ13-v03 | 950.4977
ECC-w13v07-PkgAC-240to760.inp | ECC | CZ13 | v07 | ECC-CZ13-v07 | 948.3862
ECC-w13v11-PkgAC-240to760.inp | ECC | CZ13 | v11 | ECC-CZ13-v11 | 928.6248
ECC-w13v15-PkgAC-240to760.inp | ECC | CZ13 | v15 | ECC-CZ13-v15 | 886.5758
ECC-w14v03-PkgAC-240to760.inp | ECC | CZ14 | v03 | ECC-CZ14-v03 | 991.6314
ECC-w14v07-PkgAC-240to760.inp | ECC | CZ14 | v07 | ECC-CZ14-v07 | 989.8977
ECC-w14v11-PkgAC-240to760.inp | ECC | CZ14 | v11 | ECC-CZ14-v11 | 964.7876
ECC-w14v15-PkgAC-240to760.inp | ECC | CZ14 | v15 | ECC-CZ14-v15 | 924.0747
ECC-w15v03-PkgAC-240to760.inp | ECC | CZ15 | v03 | ECC-CZ15-v03 | 1320.4281
ECC-w15v07-PkgAC-240to760.inp | ECC | CZ15 | v07 | ECC-CZ15-v07 | 1317.5033
ECC-w15v11-PkgAC-240to760.inp | ECC | CZ15 | v11 | ECC-CZ15-v11 | 1278.444
ECC-w15v15-PkgAC-240to760.inp | ECC | CZ15 | v15 | ECC-CZ15-v15 | 1228.8266
ECC-w16v03-PkgAC-240to760.inp | ECC | CZ16 | v03 | ECC-CZ16-v03 | 858.1674
ECC-w16v07-PkgAC-240to760.inp | ECC | CZ16 | v07 | ECC-CZ16-v07 | 857.7301
ECC-w16v11-PkgAC-240to760.inp | ECC | CZ16 | v11 | ECC-CZ16-v11 | 843.8991
ECC-w16v15-PkgAC-240to760.inp | ECC | CZ16 | v15 | ECC-CZ16-v15 | 790.8132
EPr-w01v03-PkgAC-240to760.inp | EPr | CZ01 | v03 | EPr-CZ01-v03 | 110.0191
EPr-w01v07-PkgAC-240to760.inp | EPr | CZ01 | v07 | EPr-CZ01-v07 | 109.8222
EPr-w01v11-PkgAC-240to760.inp | EPr | CZ01 | v11 | EPr-CZ01-v11 | 109.8222
EPr-w01v15-PkgAC-240to760.inp | EPr | CZ01 | v15 | EPr-CZ01-v15 | 102.3563
EPr-w02v03-PkgAC-240to760.inp | EPr | CZ02 | v03 | EPr-CZ02-v03 | 114.9531
EPr-w02v07-PkgAC-240to760.inp | EPr | CZ02 | v07 | EPr-CZ02-v07 | 113.8011
EPr-w02v11-PkgAC-240to760.inp | EPr | CZ02 | v11 | EPr-CZ02-v11 | 111.3638
EPr-w02v15-PkgAC-240to760.inp | EPr | CZ02 | v15 | EPr-CZ02-v15 | 103.7466
EPr-w03v03-PkgAC-240to760.inp | EPr | CZ03 | v03 | EPr-CZ03-v03 | 130.5785
EPr-w03v07-PkgAC-240to760.inp | EPr | CZ03 | v07 | EPr-CZ03-v07 | 130.2625
EPr-w03v11-PkgAC-240to760.inp | EPr | CZ03 | v11 | EPr-CZ03-v11 | 129.9352
EPr-w03v15-PkgAC-240to760.inp | EPr | CZ03 | v15 | EPr-CZ03-v15 | 114.0065
EPr-w04v03-PkgAC-240to760.inp | EPr | CZ04 | v03 | EPr-CZ04-v03 | 125.9488
EPr-w04v07-PkgAC-240to760.inp | EPr | CZ04 | v07 | EPr-CZ04-v07 | 124.9763
EPr-w04v11-PkgAC-240to760.inp | EPr | CZ04 | v11 | EPr-CZ04-v11 | 121.7305
EPr-w04v15-PkgAC-240to760.inp | EPr | CZ04 | v15 | EPr-CZ04-v15 | 109.0116
EPr-w05v03-PkgAC-240to760.inp | EPr | CZ05 | v03 | EPr-CZ05-v03 | 126.0025
EPr-w05v07-PkgAC-240to760.inp | EPr | CZ05 | v07 | EPr-CZ05-v07 | 125.6916
EPr-w05v11-PkgAC-240to760.inp | EPr | CZ05 | v11 | EPr-CZ05-v11 | 125.6916
EPr-w05v15-PkgAC-240to760.inp | EPr | CZ05 | v15 | EPr-CZ05-v15 | 110.3196
EPr-w06v03-PkgAC-240to760.inp | EPr | CZ06 | v03 | EPr-CZ06-v03 | 143.1028
EPr-w06v07-PkgAC-240to760.inp | EPr | CZ06 | v07 | EPr-CZ06-v07 | 143.1028
EPr-w06v11-PkgAC-240to760.inp | EPr | CZ06 | v11 | EPr-CZ06-v11 | 143.1028
EPr-w06v15-PkgAC-240to760.inp | EPr | CZ06 | v15 | EPr-CZ06-v15 | 126.1956
EPr-w07v03-PkgAC-240to760.inp | EPr | CZ07 | v03 | EPr-CZ07-v03 | 140.7916
EPr-w07v07-PkgAC-240to760.inp | EPr | CZ07 | v07 | EPr-CZ07-v07 | 140.7916
EPr-w07v11-PkgAC-240to760.inp | EPr | CZ07 | v11 | EPr-CZ07-v11 | 140.3742
EPr-w07v15-PkgAC-240to760.inp | EPr | CZ07 | v15 | EPr-CZ07-v15 | 123.8761
EPr-w08v03-PkgAC-240to760.inp | EPr | CZ08 | v03 | EPr-CZ08-v03 | 139.3433
EPr-w08v07-PkgAC-240to760.inp | EPr | CZ08 | v07 | EPr-CZ08-v07 | 139.3433
EPr-w08v11-PkgAC-240to760.inp | EPr | CZ08 | v11 | EPr-CZ08-v11 | 138.0929
EPr-w08v15-PkgAC-240to760.inp | EPr | CZ08 | v15 | EPr-CZ08-v15 | 124.7514
EPr-w09v03-PkgAC-240to760.inp | EPr | CZ09 | v03 | EPr-CZ09-v03 | 180.7663
EPr-w09v07-PkgAC-240to760.inp | EPr | CZ09 | v07 | EPr-CZ09-v07 | 180.7663
EPr-w09v11-PkgAC-240to760.inp | EPr | CZ09 | v11 | EPr-CZ09-v11 | 171.9836
EPr-w09v15-PkgAC-240to760.inp | EPr | CZ09 | v15 | EPr-CZ09-v15 | 157.1981
EPr-w10v03-PkgAC-240to760.inp | EPr | CZ10 | v03 | EPr-CZ10-v03 | 157.7002
EPr-w10v07-PkgAC-240to760.inp | EPr | CZ10 | v07 | EPr-CZ10-v07 | 156.1724
EPr-w10v11-PkgAC-240to760.inp | EPr | CZ10 | v11 | EPr-CZ10-v11 | 152.6312
EPr-w10v15-PkgAC-240to760.inp | EPr | CZ10 | v15 | EPr-CZ10-v15 | 143.6838
EPr-w11v03-PkgAC-240to760.inp | EPr | CZ11 | v03 | EPr-CZ11-v03 | 163.1898
EPr-w11v07-PkgAC-240to760.inp | EPr | CZ11 | v07 | EPr-CZ11-v07 | 161.7161
EPr-w11v11-PkgAC-240to760.inp | EPr | CZ11 | v11 | EPr-CZ11-v11 | 158.1025
EPr-w11v15-PkgAC-240to760.inp | EPr | CZ11 | v15 | EPr-CZ11-v15 | 149.1251
EPr-w12v03-PkgAC-240to760.inp | EPr | CZ12 | v03 | EPr-CZ12-v03 | 137.5578
EPr-w12v07-PkgAC-240to760.inp | EPr | CZ12 | v07 | EPr-CZ12-v07 | 136.1953
EPr-w12v11-PkgAC-240to760.inp | EPr | CZ12 | v11 | EPr-CZ12-v11 | 133.056
EPr-w12v15-PkgAC-240to760.inp | EPr | CZ12 | v15 | EPr-CZ12-v15 | 124.6664
EPr-w13v03-PkgAC-240to760.inp | EPr | CZ13 | v03 | EPr-CZ13-v03 | 159.8874
EPr-w13v07-PkgAC-240to760.inp | EPr | CZ13 | v07 | EPr-CZ13-v07 | 158.4845
EPr-w13v11-PkgAC-240to760.inp | EPr | CZ13 | v11 | EPr-CZ13-v11 | 154.9795
EPr-w13v15-PkgAC-240to760.inp | EPr | CZ13 | v15 | EPr-CZ13-v15 | 146.1587
EPr-w14v03-PkgAC-240to760.inp | EPr | CZ14 | v03 | EPr-CZ14-v03 | 169.1621
EPr-w14v07-PkgAC-240to760.inp | EPr | CZ14 | v07 | EPr-CZ14-v07 | 167.6614
EPr-w14v11-PkgAC-240to760.inp | EPr | CZ14 | v11 | EPr-CZ14-v11 | 164.0764
EPr-w14v15-PkgAC-240to760.inp | EPr | CZ14 | v15 | EPr-CZ14-v15 | 155.5215
EPr-w15v03-PkgAC-240to760.inp | EPr | CZ15 | v03 | EPr-CZ15-v03 | 234.8478
EPr-w15v07-PkgAC-240to760.inp | EPr | CZ15 | v07 | EPr-CZ15-v07 | 232.7911
EPr-w15v11-PkgAC-240to760.inp | EPr | CZ15 | v11 | EPr-CZ15-v11 | 225.9447
EPr-w15v15-PkgAC-240to760.inp | EPr | CZ15 | v15 | EPr-CZ15-v15 | 216.7134
EPr-w16v03-PkgAC-240to760.inp | EPr | CZ16 | v03 | EPr-CZ16-v03 | 131.4674
EPr-w16v07-PkgAC-240to760.inp | EPr | CZ16 | v07 | EPr-CZ16-v07 | 131.0522
EPr-w16v11-PkgAC-240to760.inp | EPr | CZ16 | v11 | EPr-CZ16-v11 | 129.3242
EPr-w16v15-PkgAC-240to760.inp | EPr | CZ16 | v15 | EPr-CZ16-v15 | 119.5489
ERC-w01v03-PkgAC-240to760.inp | ERC | CZ01 | v03 | ERC-CZ01-v03 | 4.7596
ERC-w01v07-PkgAC-240to760.inp | ERC | CZ01 | v07 | ERC-CZ01-v07 | 4.7578
ERC-w01v11-PkgAC-240to760.inp | ERC | CZ01 | v11 | ERC-CZ01-v11 | 4.7578
ERC-w01v15-PkgAC-240to760.inp | ERC | CZ01 | v15 | ERC-CZ01-v15 | 4.568
ERC-w02v03-PkgAC-240to760.inp | ERC | CZ02 | v03 | ERC-CZ02-v03 | 5.3024
ERC-w02v07-PkgAC-240to760.inp | ERC | CZ02 | v07 | ERC-CZ02-v07 | 5.2834
ERC-w02v11-PkgAC-240to760.inp | ERC | CZ02 | v11 | ERC-CZ02-v11 | 5.1551
ERC-w02v15-PkgAC-240to760.inp | ERC | CZ02 | v15 | ERC-CZ02-v15 | 5.0111
ERC-w03v03-PkgAC-240to760.inp | ERC | CZ03 | v03 | ERC-CZ03-v03 | 5.7115
ERC-w03v07-PkgAC-240to760.inp | ERC | CZ03 | v07 | ERC-CZ03-v07 | 5.7084
ERC-w03v11-PkgAC-240to760.inp | ERC | CZ03 | v11 | ERC-CZ03-v11 | 5.7051
ERC-w03v15-PkgAC-240to760.inp | ERC | CZ03 | v15 | ERC-CZ03-v15 | 5.3056
ERC-w04v03-PkgAC-240to760.inp | ERC | CZ04 | v03 | ERC-CZ04-v03 | 5.9324
ERC-w04v07-PkgAC-240to760.inp | ERC | CZ04 | v07 | ERC-CZ04-v07 | 5.9203
ERC-w04v11-PkgAC-240to760.inp | ERC | CZ04 | v11 | ERC-CZ04-v11 | 5.7126
ERC-w04v15-PkgAC-240to760.inp | ERC | CZ04 | v15 | ERC-CZ04-v15 | 5.3732
ERC-w05v03-PkgAC-240to760.inp | ERC | CZ05 | v03 | ERC-CZ05-v03 | 5.3785
ERC-w05v07-PkgAC-240to760.inp | ERC | CZ05 | v07 | ERC-CZ05-v07 | 5.3776
ERC-w05v11-PkgAC-240to760.inp | ERC | CZ05 | v11 | ERC-CZ05-v11 | 5.3776
ERC-w05v15-PkgAC-240to760.inp | ERC | CZ05 | v15 | ERC-CZ05-v15 | 4.9714
ERC-w06v03-PkgAC-240to760.inp | ERC | CZ06 | v03 | ERC-CZ06-v03 | 6.1917
ERC-w06v07-PkgAC-240to760.inp | ERC | CZ06 | v07 | ERC-CZ06-v07 | 6.1921
ERC-w06v11-PkgAC-240to760.inp | ERC | CZ06 | v11 | ERC-CZ06-v11 | 6.1921
ERC-w06v15-PkgAC-240to760.inp | ERC | CZ06 | v15 | ERC-CZ06-v15 | 5.8156
ERC-w07v03-PkgAC-240to760.inp | ERC | CZ07 | v03 | ERC-CZ07-v03 | 5.9662
ERC-w07v07-PkgAC-240to760.inp | ERC | CZ07 | v07 | ERC-CZ07-v07 | 5.9665
ERC-w07v11-PkgAC-240to760.inp | ERC | CZ07 | v11 | ERC-CZ07-v11 | 5.9618
ERC-w07v15-PkgAC-240to760.inp | ERC | CZ07 | v15 | ERC-CZ07-v15 | 5.5905
ERC-w08v03-PkgAC-240to760.inp | ERC | CZ08 | v03 | ERC-CZ08-v03 | 6.2032
ERC-w08v07-PkgAC-240to760.inp | ERC | CZ08 | v07 | ERC-CZ08-v07 | 6.2035
ERC-w08v11-PkgAC-240to760.inp | ERC | CZ08 | v11 | ERC-CZ08-v11 | 6.1867
ERC-w08v15-PkgAC-240to760.inp | ERC | CZ08 | v15 | ERC-CZ08-v15 | 5.8942
ERC-w09v03-PkgAC-240to760.inp | ERC | CZ09 | v03 | ERC-CZ09-v03 | 8.3018
ERC-w09v07-PkgAC-240to760.inp | ERC | CZ09 | v07 | ERC-CZ09-v07 | 8.3024
ERC-w09v11-PkgAC-240to760.inp | ERC | CZ09 | v11 | ERC-CZ09-v11 | 7.9267
ERC-w09v15-PkgAC-240to760.inp | ERC | CZ09 | v15 | ERC-CZ09-v15 | 7.6107
ERC-w10v03-PkgAC-240to760.inp | ERC | CZ10 | v03 | ERC-CZ10-v03 | 7.3083
ERC-w10v07-PkgAC-240to760.inp | ERC | CZ10 | v07 | ERC-CZ10-v07 | 7.2877
ERC-w10v11-PkgAC-240to760.inp | ERC | CZ10 | v11 | ERC-CZ10-v11 | 7.087
ERC-w10v15-PkgAC-240to760.inp | ERC | CZ10 | v15 | ERC-CZ10-v15 | 6.9447
ERC-w11v03-PkgAC-240to760.inp | ERC | CZ11 | v03 | ERC-CZ11-v03 | 7.6072
ERC-w11v07-PkgAC-240to760.inp | ERC | CZ11 | v07 | ERC-CZ11-v07 | 7.5818
ERC-w11v11-PkgAC-240to760.inp | ERC | CZ11 | v11 | ERC-CZ11-v11 | 7.3582
ERC-w11v15-PkgAC-240to760.inp | ERC | CZ11 | v15 | ERC-CZ11-v15 | 7.2393
ERC-w12v03-PkgAC-240to760.inp | ERC | CZ12 | v03 | ERC-CZ12-v03 | 6.4183
ERC-w12v07-PkgAC-240to760.inp | ERC | CZ12 | v07 | ERC-CZ12-v07 | 6.3998
ERC-w12v11-PkgAC-240to760.inp | ERC | CZ12 | v11 | ERC-CZ12-v11 | 6.2298
ERC-w12v15-PkgAC-240to760.inp | ERC | CZ12 | v15 | ERC-CZ12-v15 | 6.0941
ERC-w13v03-PkgAC-240to760.inp | ERC | CZ13 | v03 | ERC-CZ13-v03 | 7.4341
ERC-w13v07-PkgAC-240to760.inp | ERC | CZ13 | v07 | ERC-CZ13-v07 | 7.4149
ERC-w13v11-PkgAC-240to760.inp | ERC | CZ13 | v11 | ERC-CZ13-v11 | 7.2214
ERC-w13v15-PkgAC-240to760.inp | ERC | CZ13 | v15 | ERC-CZ13-v15 | 7.0754
ERC-w14v03-PkgAC-240to760.inp | ERC | CZ14 | v03 | ERC-CZ14-v03 | 7.8906
ERC-w14v07-PkgAC-240to760.inp | ERC | CZ14 | v07 | ERC-CZ14-v07 | 7.8677
ERC-w14v11-PkgAC-240to760.inp | ERC | CZ14 | v11 | ERC-CZ14-v11 | 7.6563
ERC-w14v15-PkgAC-240to760.inp | ERC | CZ14 | v15 | ERC-CZ14-v15 | 7.5305
ERC-w15v03-PkgAC-240to760.inp | ERC | CZ15 | v03 | ERC-CZ15-v03 | 10.8519
ERC-w15v07-PkgAC-240to760.inp | ERC | CZ15 | v07 | ERC-CZ15-v07 | 10.8125
ERC-w15v11-PkgAC-240to760.inp | ERC | CZ15 | v11 | ERC-CZ15-v11 | 10.2619
ERC-w15v15-PkgAC-240to760.inp | ERC | CZ15 | v15 | ERC-CZ15-v15 | 10.1681
ERC-w16v03-PkgAC-240to760.inp | ERC | CZ16 | v03 | ERC-CZ16-v03 | 5.7931
ERC-w16v07-PkgAC-240to760.inp | ERC | CZ16 | v07 | ERC-CZ16-v07 | 5.7895
ERC-w16v11-PkgAC-240to760.inp | ERC | CZ16 | v11 | ERC-CZ16-v11 | 5.6685
ERC-w16v15-PkgAC-240to760.inp | ERC | CZ16 | v15 | ERC-CZ16-v15 | 5.4807
ESe-w01v03-PkgAC-240to760.inp | ESe | CZ01 | v03 | ESe-CZ01-v03 | 351.4627
ESe-w01v07-PkgAC-240to760.inp | ESe | CZ01 | v07 | ESe-CZ01-v07 | 350.7859
ESe-w01v11-PkgAC-240to760.inp | ESe | CZ01 | v11 | ESe-CZ01-v11 | 349.9499
ESe-w01v15-PkgAC-240to760.inp | ESe | CZ01 | v15 | ESe-CZ01-v15 | 334.34
ESe-w02v03-PkgAC-240to760.inp | ESe | CZ02 | v03 | ESe-CZ02-v03 | 363.2502
ESe-w02v07-PkgAC-240to760.inp | ESe | CZ02 | v07 | ESe-CZ02-v07 | 361.7081
ESe-w02v11-PkgAC-240to760.inp | ESe | CZ02 | v11 | ESe-CZ02-v11 | 360.0783
ESe-w02v15-PkgAC-240to760.inp | ESe | CZ02 | v15 | ESe-CZ02-v15 | 348.5142
ESe-w03v03-PkgAC-240to760.inp | ESe | CZ03 | v03 | ESe-CZ03-v03 | 432.9319
ESe-w03v07-PkgAC-240to760.inp | ESe | CZ03 | v07 | ESe-CZ03-v07 | 431.9788
ESe-w03v11-PkgAC-240to760.inp | ESe | CZ03 | v11 | ESe-CZ03-v11 | 430.9773
ESe-w03v15-PkgAC-240to760.inp | ESe | CZ03 | v15 | ESe-CZ03-v15 | 368.2955
ESe-w04v03-PkgAC-240to760.inp | ESe | CZ04 | v03 | ESe-CZ04-v03 | 405.6365
ESe-w04v07-PkgAC-240to760.inp | ESe | CZ04 | v07 | ESe-CZ04-v07 | 404.3673
ESe-w04v11-PkgAC-240to760.inp | ESe | CZ04 | v11 | ESe-CZ04-v11 | 403.0291
ESe-w04v15-PkgAC-240to760.inp | ESe | CZ04 | v15 | ESe-CZ04-v15 | 362.6696
ESe-w05v03-PkgAC-240to760.inp | ESe | CZ05 | v03 | ESe-CZ05-v03 | 419.7244
ESe-w05v07-PkgAC-240to760.inp | ESe | CZ05 | v07 | ESe-CZ05-v07 | 418.918
ESe-w05v11-PkgAC-240to760.inp | ESe | CZ05 | v11 | ESe-CZ05-v11 | 418.8871
ESe-w05v15-PkgAC-240to760.inp | ESe | CZ05 | v15 | ESe-CZ05-v15 | 356.6107
ESe-w06v03-PkgAC-240to760.inp | ESe | CZ06 | v03 | ESe-CZ06-v03 | 471.2816
ESe-w06v07-PkgAC-240to760.inp | ESe | CZ06 | v07 | ESe-CZ06-v07 | 471.2816
ESe-w06v11-PkgAC-240to760.inp | ESe | CZ06 | v11 | ESe-CZ06-v11 | 471.2438
ESe-w06v15-PkgAC-240to760.inp | ESe | CZ06 | v15 | ESe-CZ06-v15 | 403.1778
ESe-w07v03-PkgAC-240to760.inp | ESe | CZ07 | v03 | ESe-CZ07-v03 | 464.7296
ESe-w07v07-PkgAC-240to760.inp | ESe | CZ07 | v07 | ESe-CZ07-v07 | 464.7296
ESe-w07v11-PkgAC-240to760.inp | ESe | CZ07 | v11 | ESe-CZ07-v11 | 463.548
ESe-w07v15-PkgAC-240to760.inp | ESe | CZ07 | v15 | ESe-CZ07-v15 | 395.5364
ESe-w08v03-PkgAC-240to760.inp | ESe | CZ08 | v03 | ESe-CZ08-v03 | 438.3332
ESe-w08v07-PkgAC-240to760.inp | ESe | CZ08 | v07 | ESe-CZ08-v07 | 438.3332
ESe-w08v11-PkgAC-240to760.inp | ESe | CZ08 | v11 | ESe-CZ08-v11 | 436.7841
ESe-w08v15-PkgAC-240to760.inp | ESe | CZ08 | v15 | ESe-CZ08-v15 | 395.4654
ESe-w09v03-PkgAC-240to760.inp | ESe | CZ09 | v03 | ESe-CZ09-v03 | 551.0656
ESe-w09v07-PkgAC-240to760.inp | ESe | CZ09 | v07 | ESe-CZ09-v07 | 551.0656
ESe-w09v11-PkgAC-240to760.inp | ESe | CZ09 | v11 | ESe-CZ09-v11 | 543.8597
ESe-w09v15-PkgAC-240to760.inp | ESe | CZ09 | v15 | ESe-CZ09-v15 | 499.0726
ESe-w10v03-PkgAC-240to760.inp | ESe | CZ10 | v03 | ESe-CZ10-v03 | 474.7968
ESe-w10v07-PkgAC-240to760.inp | ESe | CZ10 | v07 | ESe-CZ10-v07 | 472.9107
ESe-w10v11-PkgAC-240to760.inp | ESe | CZ10 | v11 | ESe-CZ10-v11 | 470.9619
ESe-w10v15-PkgAC-240to760.inp | ESe | CZ10 | v15 | ESe-CZ10-v15 | 458.9073
ESe-w11v03-PkgAC-240to760.inp | ESe | CZ11 | v03 | ESe-CZ11-v03 | 486.9455
ESe-w11v07-PkgAC-240to760.inp | ESe | CZ11 | v07 | ESe-CZ11-v07 | 484.9841
ESe-w11v11-PkgAC-240to760.inp | ESe | CZ11 | v11 | ESe-CZ11-v11 | 471.8926
ESe-w11v15-PkgAC-240to760.inp | ESe | CZ11 | v15 | ESe-CZ11-v15 | 457.3475
ESe-w12v03-PkgAC-240to760.inp | ESe | CZ12 | v03 | ESe-CZ12-v03 | 422.5699
ESe-w12v07-PkgAC-240to760.inp | ESe | CZ12 | v07 | ESe-CZ12-v07 | 420.8497
ESe-w12v11-PkgAC-240to760.inp | ESe | CZ12 | v11 | ESe-CZ12-v11 | 416.0162
ESe-w12v15-PkgAC-240to760.inp | ESe | CZ12 | v15 | ESe-CZ12-v15 | 403.0504
ESe-w13v03-PkgAC-240to760.inp | ESe | CZ13 | v03 | ESe-CZ13-v03 | 477.998
ESe-w13v07-PkgAC-240to760.inp | ESe | CZ13 | v07 | ESe-CZ13-v07 | 476.3521
ESe-w13v11-PkgAC-240to760.inp | ESe | CZ13 | v11 | ESe-CZ13-v11 | 467.447
ESe-w13v15-PkgAC-240to760.inp | ESe | CZ13 | v15 | ESe-CZ13-v15 | 453.3978
ESe-w14v03-PkgAC-240to760.inp | ESe | CZ14 | v03 | ESe-CZ14-v03 | 506.1964
ESe-w14v07-PkgAC-240to760.inp | ESe | CZ14 | v07 | ESe-CZ14-v07 | 504.46
ESe-w14v11-PkgAC-240to760.inp | ESe | CZ14 | v11 | ESe-CZ14-v11 | 492.2953
ESe-w14v15-PkgAC-240to760.inp | ESe | CZ14 | v15 | ESe-CZ14-v15 | 478.4047
ESe-w15v03-PkgAC-240to760.inp | ESe | CZ15 | v03 | ESe-CZ15-v03 | 682.0947
ESe-w15v07-PkgAC-240to760.inp | ESe | CZ15 | v07 | ESe-CZ15-v07 | 679.5085
ESe-w15v11-PkgAC-240to760.inp | ESe | CZ15 | v11 | ESe-CZ15-v11 | 659.4264
ESe-w15v15-PkgAC-240to760.inp | ESe | CZ15 | v15 | ESe-CZ15-v15 | 643.2951
ESe-w16v03-PkgAC-240to760.inp | ESe | CZ16 | v03 | ESe-CZ16-v03 | 421.9357
ESe-w16v07-PkgAC-240to760.inp | ESe | CZ16 | v07 | ESe-CZ16-v07 | 420.9872
ESe-w16v11-PkgAC-240to760.inp | ESe | CZ16 | v11 | ESe-CZ16-v11 | 408.5107
ESe-w16v15-PkgAC-240to760.inp | ESe | CZ16 | v15 | ESe-CZ16-v15 | 389.0732
EUn-w01v03-PkgAC-240to760.inp | EUn | CZ01 | v03 | EUn-CZ01-v03 | 2294.6673
EUn-w01v07-PkgAC-240to760.inp | EUn | CZ01 | v07 | EUn-CZ01-v07 | 2291.9413
EUn-w01v11-PkgAC-240to760.inp | EUn | CZ01 | v11 | EUn-CZ01-v11 | 2282.5173
EUn-w01v15-PkgAC-240to760.inp | EUn | CZ01 | v15 | EUn-CZ01-v15 | 2058.521
EUn-w02v03-PkgAC-240to760.inp | EUn | CZ02 | v03 | EUn-CZ02-v03 | 2219.0845
EUn-w02v07-PkgAC-240to760.inp | EUn | CZ02 | v07 | EUn-CZ02-v07 | 2206.4864
EUn-w02v11-PkgAC-240to760.inp | EUn | CZ02 | v11 | EUn-CZ02-v11 | 2181.2323
EUn-w02v15-PkgAC-240to760.inp | EUn | CZ02 | v15 | EUn-CZ02-v15 | 2047.7439
EUn-w03v03-PkgAC-240to760.inp | EUn | CZ03 | v03 | EUn-CZ03-v03 | 2529.8957
EUn-w03v07-PkgAC-240to760.inp | EUn | CZ03 | v07 | EUn-CZ03-v07 | 2524.6915
EUn-w03v11-PkgAC-240to760.inp | EUn | CZ03 | v11 | EUn-CZ03-v11 | 2504.3537
EUn-w03v15-PkgAC-240to760.inp | EUn | CZ03 | v15 | EUn-CZ03-v15 | 2190.3607
EUn-w04v03-PkgAC-240to760.inp | EUn | CZ04 | v03 | EUn-CZ04-v03 | 2369.0843
EUn-w04v07-PkgAC-240to760.inp | EUn | CZ04 | v07 | EUn-CZ04-v07 | 2358.7484
EUn-w04v11-PkgAC-240to760.inp | EUn | CZ04 | v11 | EUn-CZ04-v11 | 2329.6826
EUn-w04v15-PkgAC-240to760.inp | EUn | CZ04 | v15 | EUn-CZ04-v15 | 2105.9393
EUn-w05v03-PkgAC-240to760.inp | EUn | CZ05 | v03 | EUn-CZ05-v03 | 2465.9865
EUn-w05v07-PkgAC-240to760.inp | EUn | CZ05 | v07 | EUn-CZ05-v07 | 2462.835
EUn-w05v11-PkgAC-240to760.inp | EUn | CZ05 | v11 | EUn-CZ05-v11 | 2448.0655
EUn-w05v15-PkgAC-240to760.inp | EUn | CZ05 | v15 | EUn-CZ05-v15 | 2143.4022
EUn-w06v03-PkgAC-240to760.inp | EUn | CZ06 | v03 | EUn-CZ06-v03 | 2674.4062
EUn-w06v07-PkgAC-240to760.inp | EUn | CZ06 | v07 | EUn-CZ06-v07 | 2674.4062
EUn-w06v11-PkgAC-240to760.inp | EUn | CZ06 | v11 | EUn-CZ06-v11 | 2659.2088
EUn-w06v15-PkgAC-240to760.inp | EUn | CZ06 | v15 | EUn-CZ06-v15 | 2325.0656
EUn-w07v03-PkgAC-240to760.inp | EUn | CZ07 | v03 | EUn-CZ07-v03 | 2628.3474
EUn-w07v07-PkgAC-240to760.inp | EUn | CZ07 | v07 | EUn-CZ07-v07 | 2628.3474
EUn-w07v11-PkgAC-240to760.inp | EUn | CZ07 | v11 | EUn-CZ07-v11 | 2607.382
EUn-w07v15-PkgAC-240to760.inp | EUn | CZ07 | v15 | EUn-CZ07-v15 | 2283.918
EUn-w08v03-PkgAC-240to760.inp | EUn | CZ08 | v03 | EUn-CZ08-v03 | 2477.0752
EUn-w08v07-PkgAC-240to760.inp | EUn | CZ08 | v07 | EUn-CZ08-v07 | 2477.0752
EUn-w08v11-PkgAC-240to760.inp | EUn | CZ08 | v11 | EUn-CZ08-v11 | 2447.913
EUn-w08v15-PkgAC-240to760.inp | EUn | CZ08 | v15 | EUn-CZ08-v15 | 2210.2419
EUn-w09v03-PkgAC-240to760.inp | EUn | CZ09 | v03 | EUn-CZ09-v03 | 3109.6831
EUn-w09v07-PkgAC-240to760.inp | EUn | CZ09 | v07 | EUn-CZ09-v07 | 3109.6831
EUn-w09v11-PkgAC-240to760.inp | EUn | CZ09 | v11 | EUn-CZ09-v11 | 3030.7888
EUn-w09v15-PkgAC-240to760.inp | EUn | CZ09 | v15 | EUn-CZ09-v15 | 2763.6783
EUn-w10v03-PkgAC-240to760.inp | EUn | CZ10 | v03 | EUn-CZ10-v03 | 2773.2707
EUn-w10v07-PkgAC-240to760.inp | EUn | CZ10 | v07 | EUn-CZ10-v07 | 2758.5244
EUn-w10v11-PkgAC-240to760.inp | EUn | CZ10 | v11 | EUn-CZ10-v11 | 2730.2757
EUn-w10v15-PkgAC-240to760.inp | EUn | CZ10 | v15 | EUn-CZ10-v15 | 2578.7256
EUn-w11v03-PkgAC-240to760.inp | EUn | CZ11 | v03 | EUn-CZ11-v03 | 2882.9724
EUn-w11v07-PkgAC-240to760.inp | EUn | CZ11 | v07 | EUn-CZ11-v07 | 2864.741
EUn-w11v11-PkgAC-240to760.inp | EUn | CZ11 | v11 | EUn-CZ11-v11 | 2751.8896
EUn-w11v15-PkgAC-240to760.inp | EUn | CZ11 | v15 | EUn-CZ11-v15 | 2589.0757
EUn-w12v03-PkgAC-240to760.inp | EUn | CZ12 | v03 | EUn-CZ12-v03 | 2561.2587
EUn-w12v07-PkgAC-240to760.inp | EUn | CZ12 | v07 | EUn-CZ12-v07 | 2544.7113
EUn-w12v11-PkgAC-240to760.inp | EUn | CZ12 | v11 | EUn-CZ12-v11 | 2490.6008
EUn-w12v15-PkgAC-240to760.inp | EUn | CZ12 | v15 | EUn-CZ12-v15 | 2336.0051
EUn-w13v03-PkgAC-240to760.inp | EUn | CZ13 | v03 | EUn-CZ13-v03 | 2868.2899
EUn-w13v07-PkgAC-240to760.inp | EUn | CZ13 | v07 | EUn-CZ13-v07 | 2850.8535
EUn-w13v11-PkgAC-240to760.inp | EUn | CZ13 | v11 | EUn-CZ13-v11 | 2758.0718
EUn-w13v15-PkgAC-240to760.inp | EUn | CZ13 | v15 | EUn-CZ13-v15 | 2591.1219
EUn-w14v03-PkgAC-240to760.inp | EUn | CZ14 | v03 | EUn-CZ14-v03 | 2925.6159
EUn-w14v07-PkgAC-240to760.inp | EUn | CZ14 | v07 | EUn-CZ14-v07 | 2908.8428
EUn-w14v11-PkgAC-240to760.inp | EUn | CZ14 | v11 | EUn-CZ14-v11 | 2800.6062
EUn-w14v15-PkgAC-240to760.inp | EUn | CZ14 | v15 | EUn-CZ14-v15 | 2660.6865
EUn-w15v03-PkgAC-240to760.inp | EUn | CZ15 | v03 | EUn-CZ15-v03 | 3858.043
EUn-w15v07-PkgAC-240to760.inp | EUn | CZ15 | v07 | EUn-CZ15-v07 | 3837.7051
EUn-w15v11-PkgAC-240to760.inp | EUn | CZ15 | v11 | EUn-CZ15-v11 | 3684.148
EUn-w15v15-PkgAC-240to760.inp | EUn | CZ15 | v15 | EUn-CZ15-v15 | 3518.937
EUn-w16v03-PkgAC-240to760.inp | EUn | CZ16 | v03 | EUn-CZ16-v03 | 2584.1005
EUn-w16v07-PkgAC-240to760.inp | EUn | CZ16 | v07 | EUn-CZ16-v07 | 2577.8361
EUn-w16v11-PkgAC-240to760.inp | EUn | CZ16 | v11 | EUn-CZ16-v11 | 2514.5529
EUn-w16v15-PkgAC-240to760.inp | EUn | CZ16 | v15 | EUn-CZ16-v15 | 2251.0438
Gro-w01v03-PkgAC-240to760.inp | Gro | CZ01 | v03 | Gro-CZ01-v03 | 53.2041
Gro-w01v07-PkgAC-240to760.inp | Gro | CZ01 | v07 | Gro-CZ01-v07 | 52.6841
Gro-w01v11-PkgAC-240to760.inp | Gro | CZ01 | v11 | Gro-CZ01-v11 | 52.0809
Gro-w01v15-PkgAC-240to760.inp | Gro | CZ01 | v15 | Gro-CZ01-v15 | 47.7479
Gro-w02v03-PkgAC-240to760.inp | Gro | CZ02 | v03 | Gro-CZ02-v03 | 106.9076
Gro-w02v07-PkgAC-240to760.inp | Gro | CZ02 | v07 | Gro-CZ02-v07 | 104.926
Gro-w02v11-PkgAC-240to760.inp | Gro | CZ02 | v11 | Gro-CZ02-v11 | 102.9651
Gro-w02v15-PkgAC-240to760.inp | Gro | CZ02 | v15 | Gro-CZ02-v15 | 98.2852
Gro-w03v03-PkgAC-240to760.inp | Gro | CZ03 | v03 | Gro-CZ03-v03 | 76.0909
Gro-w03v07-PkgAC-240to760.inp | Gro | CZ03 | v07 | Gro-CZ03-v07 | 75.1118
Gro-w03v11-PkgAC-240to760.inp | Gro | CZ03 | v11 | Gro-CZ03-v11 | 74.12
Gro-w03v15-PkgAC-240to760.inp | Gro | CZ03 | v15 | Gro-CZ03-v15 | 68.1497
Gro-w04v03-PkgAC-240to760.inp | Gro | CZ04 | v03 | Gro-CZ04-v03 | 99.5913
Gro-w04v07-PkgAC-240to760.inp | Gro | CZ04 | v07 | Gro-CZ04-v07 | 97.1749
Gro-w04v11-PkgAC-240to760.inp | Gro | CZ04 | v11 | Gro-CZ04-v11 | 95.4691
Gro-w04v15-PkgAC-240to760.inp | Gro | CZ04 | v15 | Gro-CZ04-v15 | 88.9529
Gro-w05v03-PkgAC-240to760.inp | Gro | CZ05 | v03 | Gro-CZ05-v03 | 67.3092
Gro-w05v07-PkgAC-240to760.inp | Gro | CZ05 | v07 | Gro-CZ05-v07 | 66.3476
Gro-w05v11-PkgAC-240to760.inp | Gro | CZ05 | v11 | Gro-CZ05-v11 | 66.3476
Gro-w05v15-PkgAC-240to760.inp | Gro | CZ05 | v15 | Gro-CZ05-v15 | 60.629
Gro-w06v03-PkgAC-240to760.inp | Gro | CZ06 | v03 | Gro-CZ06-v03 | 103.6359
Gro-w06v07-PkgAC-240to760.inp | Gro | CZ06 | v07 | Gro-CZ06-v07 | 103.6359
Gro-w06v11-PkgAC-240to760.inp | Gro | CZ06 | v11 | Gro-CZ06-v11 | 103.6359
Gro-w06v15-PkgAC-240to760.inp | Gro | CZ06 | v15 | Gro-CZ06-v15 | 97.3515
Gro-w07v03-PkgAC-240to760.inp | Gro | CZ07 | v03 | Gro-CZ07-v03 | 73.05
Gro-w07v07-PkgAC-240to760.inp | Gro | CZ07 | v07 | Gro-CZ07-v07 | 73.05
Gro-w07v11-PkgAC-240to760.inp | Gro | CZ07 | v11 | Gro-CZ07-v11 | 72.0193
Gro-w07v15-PkgAC-240to760.inp | Gro | CZ07 | v15 | Gro-CZ07-v15 | 77.842
Gro-w08v03-PkgAC-240to760.inp | Gro | CZ08 | v03 | Gro-CZ08-v03 | 110.7405
Gro-w08v07-PkgAC-240to760.inp | Gro | CZ08 | v07 | Gro-CZ08-v07 | 110.7405
Gro-w08v11-PkgAC-240to760.inp | Gro | CZ08 | v11 | Gro-CZ08-v11 | 102.707
Gro-w08v15-PkgAC-240to760.inp | Gro | CZ08 | v15 | Gro-CZ08-v15 | 96.4411
Gro-w09v03-PkgAC-240to760.inp | Gro | CZ09 | v03 | Gro-CZ09-v03 | 138.0793
Gro-w09v07-PkgAC-240to760.inp | Gro | CZ09 | v07 | Gro-CZ09-v07 | 138.0793
Gro-w09v11-PkgAC-240to760.inp | Gro | CZ09 | v11 | Gro-CZ09-v11 | 133.4007
Gro-w09v15-PkgAC-240to760.inp | Gro | CZ09 | v15 | Gro-CZ09-v15 | 126.1726
Gro-w10v03-PkgAC-240to760.inp | Gro | CZ10 | v03 | Gro-CZ10-v03 | 123.6844
Gro-w10v07-PkgAC-240to760.inp | Gro | CZ10 | v07 | Gro-CZ10-v07 | 121.4371
Gro-w10v11-PkgAC-240to760.inp | Gro | CZ10 | v11 | Gro-CZ10-v11 | 119.1804
Gro-w10v15-PkgAC-240to760.inp | Gro | CZ10 | v15 | Gro-CZ10-v15 | 114.4925
Gro-w11v03-PkgAC-240to760.inp | Gro | CZ11 | v03 | Gro-CZ11-v03 | 135.5043
Gro-w11v07-PkgAC-240to760.inp | Gro | CZ11 | v07 | Gro-CZ11-v07 | 132.8288
Gro-w11v11-PkgAC-240to760.inp | Gro | CZ11 | v11 | Gro-CZ11-v11 | 121.7221
Gro-w11v15-PkgAC-240to760.inp | Gro | CZ11 | v15 | Gro-CZ11-v15 | 116.8341
Gro-w12v03-PkgAC-240to760.inp | Gro | CZ12 | v03 | Gro-CZ12-v03 | 135.3444
Gro-w12v07-PkgAC-240to760.inp | Gro | CZ12 | v07 | Gro-CZ12-v07 | 132.6548
Gro-w12v11-PkgAC-240to760.inp | Gro | CZ12 | v11 | Gro-CZ12-v11 | 127.0842
Gro-w12v15-PkgAC-240to760.inp | Gro | CZ12 | v15 | Gro-CZ12-v15 | 122.3035
Gro-w13v03-PkgAC-240to760.inp | Gro | CZ13 | v03 | Gro-CZ13-v03 | 135.5899
Gro-w13v07-PkgAC-240to760.inp | Gro | CZ13 | v07 | Gro-CZ13-v07 | 132.7295
Gro-w13v11-PkgAC-240to760.inp | Gro | CZ13 | v11 | Gro-CZ13-v11 | 124.4083
Gro-w13v15-PkgAC-240to760.inp | Gro | CZ13 | v15 | Gro-CZ13-v15 | 119.6042
Gro-w14v03-PkgAC-240to760.inp | Gro | CZ14 | v03 | Gro-CZ14-v03 | 142.4256
Gro-w14v07-PkgAC-240to760.inp | Gro | CZ14 | v07 | Gro-CZ14-v07 | 139.8583
Gro-w14v11-PkgAC-240to760.inp | Gro | CZ14 | v11 | Gro-CZ14-v11 | 130.1601
Gro-w14v15-PkgAC-240to760.inp | Gro | CZ14 | v15 | Gro-CZ14-v15 | 125.2068
Gro-w15v03-PkgAC-240to760.inp | Gro | CZ15 | v03 | Gro-CZ15-v03 | 180.6628
Gro-w15v07-PkgAC-240to760.inp | Gro | CZ15 | v07 | Gro-CZ15-v07 | 177.5144
Gro-w15v11-PkgAC-240to760.inp | Gro | CZ15 | v11 | Gro-CZ15-v11 | 164.2316
Gro-w15v15-PkgAC-240to760.inp | Gro | CZ15 | v15 | Gro-CZ15-v15 | 158.7884
Gro-w16v03-PkgAC-240to760.inp | Gro | CZ16 | v03 | Gro-CZ16-v03 | 81.7552
Gro-w16v07-PkgAC-240to760.inp | Gro | CZ16 | v07 | Gro-CZ16-v07 | 79.8696
Gro-w16v11-PkgAC-240to760.inp | Gro | CZ16 | v11 | Gro-CZ16-v11 | 73.6987
Gro-w16v15-PkgAC-240to760.inp | Gro | CZ16 | v15 | Gro-CZ16-v15 | 69.439
Hsp-w01v03-PkgAC-240to760.inp | Hsp | CZ01 | v03 | Hsp-CZ01-v03 | 680.4572
Hsp-w01v07-PkgAC-240to760.inp | Hsp | CZ01 | v07 | Hsp-CZ01-v07 | 680.4572
Hsp-w01v11-PkgAC-240to760.inp | Hsp | CZ01 | v11 | Hsp-CZ01-v11 | 680.4572
Hsp-w01v15-PkgAC-240to760.inp | Hsp | CZ01 | v15 | Hsp-CZ01-v15 | 680.4572
Hsp-w02v03-PkgAC-240to760.inp | Hsp | CZ02 | v03 | Hsp-CZ02-v03 | 680.4571
Hsp-w02v07-PkgAC-240to760.inp | Hsp | CZ02 | v07 | Hsp-CZ02-v07 | 680.4571
Hsp-w02v11-PkgAC-240to760.inp | Hsp | CZ02 | v11 | Hsp-CZ02-v11 | 680.4571
Hsp-w02v15-PkgAC-240to760.inp | Hsp | CZ02 | v15 | Hsp-CZ02-v15 | 680.4571
Hsp-w03v03-PkgAC-240to760.inp | Hsp | CZ03 | v03 | Hsp-CZ03-v03 | 680.974
Hsp-w03v07-PkgAC-240to760.inp | Hsp | CZ03 | v07 | Hsp-CZ03-v07 | 680.974
Hsp-w03v11-PkgAC-240to760.inp | Hsp | CZ03 | v11 | Hsp-CZ03-v11 | 680.974
Hsp-w03v15-PkgAC-240to760.inp | Hsp | CZ03 | v15 | Hsp-CZ03-v15 | 680.4571
Hsp-w04v03-PkgAC-240to760.inp | Hsp | CZ04 | v03 | Hsp-CZ04-v03 | 682.6198
Hsp-w04v07-PkgAC-240to760.inp | Hsp | CZ04 | v07 | Hsp-CZ04-v07 | 682.6195
Hsp-w04v11-PkgAC-240to760.inp | Hsp | CZ04 | v11 | Hsp-CZ04-v11 | 682.6192
Hsp-w04v15-PkgAC-240to760.inp | Hsp | CZ04 | v15 | Hsp-CZ04-v15 | 680.4571
Hsp-w05v03-PkgAC-240to760.inp | Hsp | CZ05 | v03 | Hsp-CZ05-v03 | 681.4578
Hsp-w05v07-PkgAC-240to760.inp | Hsp | CZ05 | v07 | Hsp-CZ05-v07 | 681.4578
Hsp-w05v11-PkgAC-240to760.inp | Hsp | CZ05 | v11 | Hsp-CZ05-v11 | 681.4578
Hsp-w05v15-PkgAC-240to760.inp | Hsp | CZ05 | v15 | Hsp-CZ05-v15 | 680.4571
Hsp-w06v03-PkgAC-240to760.inp | Hsp | CZ06 | v03 | Hsp-CZ06-v03 | 683.8113
Hsp-w06v07-PkgAC-240to760.inp | Hsp | CZ06 | v07 | Hsp-CZ06-v07 | 683.8113
Hsp-w06v11-PkgAC-240to760.inp | Hsp | CZ06 | v11 | Hsp-CZ06-v11 | 683.8113
Hsp-w06v15-PkgAC-240to760.inp | Hsp | CZ06 | v15 | Hsp-CZ06-v15 | 680.4572
Hsp-w07v03-PkgAC-240to760.inp | Hsp | CZ07 | v03 | Hsp-CZ07-v03 | 682.8242
Hsp-w07v07-PkgAC-240to760.inp | Hsp | CZ07 | v07 | Hsp-CZ07-v07 | 682.8242
Hsp-w07v11-PkgAC-240to760.inp | Hsp | CZ07 | v11 | Hsp-CZ07-v11 | 682.8224
Hsp-w07v15-PkgAC-240to760.inp | Hsp | CZ07 | v15 | Hsp-CZ07-v15 | 680.4571
Hsp-w08v03-PkgAC-240to760.inp | Hsp | CZ08 | v03 | Hsp-CZ08-v03 | 685.4693
Hsp-w08v07-PkgAC-240to760.inp | Hsp | CZ08 | v07 | Hsp-CZ08-v07 | 685.4693
Hsp-w08v11-PkgAC-240to760.inp | Hsp | CZ08 | v11 | Hsp-CZ08-v11 | 685.4663
Hsp-w08v15-PkgAC-240to760.inp | Hsp | CZ08 | v15 | Hsp-CZ08-v15 | 680.4571
Hsp-w09v03-PkgAC-240to760.inp | Hsp | CZ09 | v03 | Hsp-CZ09-v03 | 705.1486
Hsp-w09v07-PkgAC-240to760.inp | Hsp | CZ09 | v07 | Hsp-CZ09-v07 | 705.1486
Hsp-w09v11-PkgAC-240to760.inp | Hsp | CZ09 | v11 | Hsp-CZ09-v11 | 704.4845
Hsp-w09v15-PkgAC-240to760.inp | Hsp | CZ09 | v15 | Hsp-CZ09-v15 | 683.4696
Hsp-w10v03-PkgAC-240to760.inp | Hsp | CZ10 | v03 | Hsp-CZ10-v03 | 681.7048
Hsp-w10v07-PkgAC-240to760.inp | Hsp | CZ10 | v07 | Hsp-CZ10-v07 | 681.686
Hsp-w10v11-PkgAC-240to760.inp | Hsp | CZ10 | v11 | Hsp-CZ10-v11 | 681.6765
Hsp-w10v15-PkgAC-240to760.inp | Hsp | CZ10 | v15 | Hsp-CZ10-v15 | 680.6819
Hsp-w11v03-PkgAC-240to760.inp | Hsp | CZ11 | v03 | Hsp-CZ11-v03 | 693.2599
Hsp-w11v07-PkgAC-240to760.inp | Hsp | CZ11 | v07 | Hsp-CZ11-v07 | 693.0445
Hsp-w11v11-PkgAC-240to760.inp | Hsp | CZ11 | v11 | Hsp-CZ11-v11 | 681.4582
Hsp-w11v15-PkgAC-240to760.inp | Hsp | CZ11 | v15 | Hsp-CZ11-v15 | 680.521
Hsp-w12v03-PkgAC-240to760.inp | Hsp | CZ12 | v03 | Hsp-CZ12-v03 | 681.2909
Hsp-w12v07-PkgAC-240to760.inp | Hsp | CZ12 | v07 | Hsp-CZ12-v07 | 681.2405
Hsp-w12v11-PkgAC-240to760.inp | Hsp | CZ12 | v11 | Hsp-CZ12-v11 | 680.4571
Hsp-w12v15-PkgAC-240to760.inp | Hsp | CZ12 | v15 | Hsp-CZ12-v15 | 680.4571
Hsp-w13v03-PkgAC-240to760.inp | Hsp | CZ13 | v03 | Hsp-CZ13-v03 | 693.581
Hsp-w13v07-PkgAC-240to760.inp | Hsp | CZ13 | v07 | Hsp-CZ13-v07 | 693.3805
Hsp-w13v11-PkgAC-240to760.inp | Hsp | CZ13 | v11 | Hsp-CZ13-v11 | 683.1207
Hsp-w13v15-PkgAC-240to760.inp | Hsp | CZ13 | v15 | Hsp-CZ13-v15 | 681.0058
Hsp-w14v03-PkgAC-240to760.inp | Hsp | CZ14 | v03 | Hsp-CZ14-v03 | 694.3447
Hsp-w14v07-PkgAC-240to760.inp | Hsp | CZ14 | v07 | Hsp-CZ14-v07 | 694.1377
Hsp-w14v11-PkgAC-240to760.inp | Hsp | CZ14 | v11 | Hsp-CZ14-v11 | 681.3684
Hsp-w14v15-PkgAC-240to760.inp | Hsp | CZ14 | v15 | Hsp-CZ14-v15 | 680.5404
Hsp-w15v03-PkgAC-240to760.inp | Hsp | CZ15 | v03 | Hsp-CZ15-v03 | 768.4003
Hsp-w15v07-PkgAC-240to760.inp | Hsp | CZ15 | v07 | Hsp-CZ15-v07 | 768.0154
Hsp-w15v11-PkgAC-240to760.inp | Hsp | CZ15 | v11 | Hsp-CZ15-v11 | 735.0441
Hsp-w15v15-PkgAC-240to760.inp | Hsp | CZ15 | v15 | Hsp-CZ15-v15 | 726.2723
Hsp-w16v03-PkgAC-240to760.inp | Hsp | CZ16 | v03 | Hsp-CZ16-v03 | 680.4572
Hsp-w16v07-PkgAC-240to760.inp | Hsp | CZ16 | v07 | Hsp-CZ16-v07 | 680.4572
Hsp-w16v11-PkgAC-240to760.inp | Hsp | CZ16 | v11 | Hsp-CZ16-v11 | 680.4572
Hsp-w16v15-PkgAC-240to760.inp | Hsp | CZ16 | v15 | Hsp-CZ16-v15 | 680.4572
Htl-w01v03-PkgAC-240to760.inp | Htl | CZ01 | v03 | Htl-CZ01-v03 | 255.3579
Htl-w01v07-PkgAC-240to760.inp | Htl | CZ01 | v07 | Htl-CZ01-v07 | 255.3374
Htl-w01v11-PkgAC-240to760.inp | Htl | CZ01 | v11 | Htl-CZ01-v11 | 251.5005
Htl-w01v15-PkgAC-240to760.inp | Htl | CZ01 | v15 | Htl-CZ01-v15 | 219.7818
Htl-w02v03-PkgAC-240to760.inp | Htl | CZ02 | v03 | Htl-CZ02-v03 | 235.0332
Htl-w02v07-PkgAC-240to760.inp | Htl | CZ02 | v07 | Htl-CZ02-v07 | 234.7343
Htl-w02v11-PkgAC-240to760.inp | Htl | CZ02 | v11 | Htl-CZ02-v11 | 228.5557
Htl-w02v15-PkgAC-240to760.inp | Htl | CZ02 | v15 | Htl-CZ02-v15 | 203.3569
Htl-w03v03-PkgAC-240to760.inp | Htl | CZ03 | v03 | Htl-CZ03-v03 | 269.0972
Htl-w03v07-PkgAC-240to760.inp | Htl | CZ03 | v07 | Htl-CZ03-v07 | 269.0723
Htl-w03v11-PkgAC-240to760.inp | Htl | CZ03 | v11 | Htl-CZ03-v11 | 262.8275
Htl-w03v15-PkgAC-240to760.inp | Htl | CZ03 | v15 | Htl-CZ03-v15 | 227.9144
Htl-w04v03-PkgAC-240to760.inp | Htl | CZ04 | v03 | Htl-CZ04-v03 | 242.2989
Htl-w04v07-PkgAC-240to760.inp | Htl | CZ04 | v07 | Htl-CZ04-v07 | 241.9428
Htl-w04v11-PkgAC-240to760.inp | Htl | CZ04 | v11 | Htl-CZ04-v11 | 232.7954
Htl-w04v15-PkgAC-240to760.inp | Htl | CZ04 | v15 | Htl-CZ04-v15 | 205.4083
Htl-w05v03-PkgAC-240to760.inp | Htl | CZ05 | v03 | Htl-CZ05-v03 | 266.346
Htl-w05v07-PkgAC-240to760.inp | Htl | CZ05 | v07 | Htl-CZ05-v07 | 266.3181
Htl-w05v11-PkgAC-240to760.inp | Htl | CZ05 | v11 | Htl-CZ05-v11 | 260.1448
Htl-w05v15-PkgAC-240to760.inp | Htl | CZ05 | v15 | Htl-CZ05-v15 | 225.6744
Htl-w06v03-PkgAC-240to760.inp | Htl | CZ06 | v03 | Htl-CZ06-v03 | 281.0009
Htl-w06v07-PkgAC-240to760.inp | Htl | CZ06 | v07 | Htl-CZ06-v07 | 281.0009
Htl-w06v11-PkgAC-240to760.inp | Htl | CZ06 | v11 | Htl-CZ06-v11 | 273.6024
Htl-w06v15-PkgAC-240to760.inp | Htl | CZ06 | v15 | Htl-CZ06-v15 | 236.6317
Htl-w07v03-PkgAC-240to760.inp | Htl | CZ07 | v03 | Htl-CZ07-v03 | 275.035
Htl-w07v07-PkgAC-240to760.inp | Htl | CZ07 | v07 | Htl-CZ07-v07 | 275.035
Htl-w07v11-PkgAC-240to760.inp | Htl | CZ07 | v11 | Htl-CZ07-v11 | 268.0399
Htl-w07v15-PkgAC-240to760.inp | Htl | CZ07 | v15 | Htl-CZ07-v15 | 233.0805
Htl-w08v03-PkgAC-240to760.inp | Htl | CZ08 | v03 | Htl-CZ08-v03 | 252.9429
Htl-w08v07-PkgAC-240to760.inp | Htl | CZ08 | v07 | Htl-CZ08-v07 | 252.9429
Htl-w08v11-PkgAC-240to760.inp | Htl | CZ08 | v11 | Htl-CZ08-v11 | 244.4741
Htl-w08v15-PkgAC-240to760.inp | Htl | CZ08 | v15 | Htl-CZ08-v15 | 209.4585
Htl-w09v03-PkgAC-240to760.inp | Htl | CZ09 | v03 | Htl-CZ09-v03 | 310.5545
Htl-w09v07-PkgAC-240to760.inp | Htl | CZ09 | v07 | Htl-CZ09-v07 | 310.5545
Htl-w09v11-PkgAC-240to760.inp | Htl | CZ09 | v11 | Htl-CZ09-v11 | 299.3334
Htl-w09v15-PkgAC-240to760.inp | Htl | CZ09 | v15 | Htl-CZ09-v15 | 260.5885
Htl-w10v03-PkgAC-240to760.inp | Htl | CZ10 | v03 | Htl-CZ10-v03 | 274.5608
Htl-w10v07-PkgAC-240to760.inp | Htl | CZ10 | v07 | Htl-CZ10-v07 | 274.2293
Htl-w10v11-PkgAC-240to760.inp | Htl | CZ10 | v11 | Htl-CZ10-v11 | 267.2543
Htl-w10v15-PkgAC-240to760.inp | Htl | CZ10 | v15 | Htl-CZ10-v15 | 240.1375
Htl-w11v03-PkgAC-240to760.inp | Htl | CZ11 | v03 | Htl-CZ11-v03 | 302.8466
Htl-w11v07-PkgAC-240to760.inp | Htl | CZ11 | v07 | Htl-CZ11-v07 | 302.4265
Htl-w11v11-PkgAC-240to760.inp | Htl | CZ11 | v11 | Htl-CZ11-v11 | 291.8786
Htl-w11v15-PkgAC-240to760.inp | Htl | CZ11 | v15 | Htl-CZ11-v15 | 261.3953
Htl-w12v03-PkgAC-240to760.inp | Htl | CZ12 | v03 | Htl-CZ12-v03 | 277.2225
Htl-w12v07-PkgAC-240to760.inp | Htl | CZ12 | v07 | Htl-CZ12-v07 | 276.8761
Htl-w12v11-PkgAC-240to760.inp | Htl | CZ12 | v11 | Htl-CZ12-v11 | 268.7895
Htl-w12v15-PkgAC-240to760.inp | Htl | CZ12 | v15 | Htl-CZ12-v15 | 240.1518
Htl-w13v03-PkgAC-240to760.inp | Htl | CZ13 | v03 | Htl-CZ13-v03 | 308.0765
Htl-w13v07-PkgAC-240to760.inp | Htl | CZ13 | v07 | Htl-CZ13-v07 | 307.6657
Htl-w13v11-PkgAC-240to760.inp | Htl | CZ13 | v11 | Htl-CZ13-v11 | 297.6478
Htl-w13v15-PkgAC-240to760.inp | Htl | CZ13 | v15 | Htl-CZ13-v15 | 267.701
Htl-w14v03-PkgAC-240to760.inp | Htl | CZ14 | v03 | Htl-CZ14-v03 | 315.7288
Htl-w14v07-PkgAC-240to760.inp | Htl | CZ14 | v07 | Htl-CZ14-v07 | 315.3179
Htl-w14v11-PkgAC-240to760.inp | Htl | CZ14 | v11 | Htl-CZ14-v11 | 304.9382
Htl-w14v15-PkgAC-240to760.inp | Htl | CZ14 | v15 | Htl-CZ14-v15 | 270.237
Htl-w15v03-PkgAC-240to760.inp | Htl | CZ15 | v03 | Htl-CZ15-v03 | 393.1876
Htl-w15v07-PkgAC-240to760.inp | Htl | CZ15 | v07 | Htl-CZ15-v07 | 392.6608
Htl-w15v11-PkgAC-240to760.inp | Htl | CZ15 | v11 | Htl-CZ15-v11 | 379.8716
Htl-w15v15-PkgAC-240to760.inp | Htl | CZ15 | v15 | Htl-CZ15-v15 | 338.471
Htl-w16v03-PkgAC-240to760.inp | Htl | CZ16 | v03 | Htl-CZ16-v03 | 278.0314
Htl-w16v07-PkgAC-240to760.inp | Htl | CZ16 | v07 | Htl-CZ16-v07 | 278.0013
Htl-w16v11-PkgAC-240to760.inp | Htl | CZ16 | v11 | Htl-CZ16-v11 | 271.4345
Htl-w16v15-PkgAC-240to760.inp | Htl | CZ16 | v15 | Htl-CZ16-v15 | 236.197
MBT-w01v03-PkgAC-240to760.inp | MBT | CZ01 | v03 | MBT-CZ01-v03 | 316.851
MBT-w01v07-PkgAC-240to760.inp | MBT | CZ01 | v07 | MBT-CZ01-v07 | 314.0238
MBT-w01v11-PkgAC-240to760.inp | MBT | CZ01 | v11 | MBT-CZ01-v11 | 309.7082
MBT-w01v15-PkgAC-240to760.inp | MBT | CZ01 | v15 | MBT-CZ01-v15 | 302.4576
MBT-w02v03-PkgAC-240to760.inp | MBT | CZ02 | v03 | MBT-CZ02-v03 | 341.8398
MBT-w02v07-PkgAC-240to760.inp | MBT | CZ02 | v07 | MBT-CZ02-v07 | 336.0241
MBT-w02v11-PkgAC-240to760.inp | MBT | CZ02 | v11 | MBT-CZ02-v11 | 318.353
MBT-w02v15-PkgAC-240to760.inp | MBT | CZ02 | v15 | MBT-CZ02-v15 | 309.2064
MBT-w03v03-PkgAC-240to760.inp | MBT | CZ03 | v03 | MBT-CZ03-v03 | 348.8579
MBT-w03v07-PkgAC-240to760.inp | MBT | CZ03 | v07 | MBT-CZ03-v07 | 345.4021
MBT-w03v11-PkgAC-240to760.inp | MBT | CZ03 | v11 | MBT-CZ03-v11 | 335.299
MBT-w03v15-PkgAC-240to760.inp | MBT | CZ03 | v15 | MBT-CZ03-v15 | 311.1098
MBT-w04v03-PkgAC-240to760.inp | MBT | CZ04 | v03 | MBT-CZ04-v03 | 350.1256
MBT-w04v07-PkgAC-240to760.inp | MBT | CZ04 | v07 | MBT-CZ04-v07 | 345.0379
MBT-w04v11-PkgAC-240to760.inp | MBT | CZ04 | v11 | MBT-CZ04-v11 | 326.6801
MBT-w04v15-PkgAC-240to760.inp | MBT | CZ04 | v15 | MBT-CZ04-v15 | 302.3203
MBT-w05v03-PkgAC-240to760.inp | MBT | CZ05 | v03 | MBT-CZ05-v03 | 347.866
MBT-w05v07-PkgAC-240to760.inp | MBT | CZ05 | v07 | MBT-CZ05-v07 | 344.3194
MBT-w05v11-PkgAC-240to760.inp | MBT | CZ05 | v11 | MBT-CZ05-v11 | 336.5191
MBT-w05v15-PkgAC-240to760.inp | MBT | CZ05 | v15 | MBT-CZ05-v15 | 311.5483
MBT-w06v03-PkgAC-240to760.inp | MBT | CZ06 | v03 | MBT-CZ06-v03 | 376.6607
MBT-w06v07-PkgAC-240to760.inp | MBT | CZ06 | v07 | MBT-CZ06-v07 | 376.6607
MBT-w06v11-PkgAC-240to760.inp | MBT | CZ06 | v11 | MBT-CZ06-v11 | 370.3023
MBT-w06v15-PkgAC-240to760.inp | MBT | CZ06 | v15 | MBT-CZ06-v15 | 342.8799
MBT-w07v03-PkgAC-240to760.inp | MBT | CZ07 | v03 | MBT-CZ07-v03 | 369.8134
MBT-w07v07-PkgAC-240to760.inp | MBT | CZ07 | v07 | MBT-CZ07-v07 | 369.8134
MBT-w07v11-PkgAC-240to760.inp | MBT | CZ07 | v11 | MBT-CZ07-v11 | 360.3585
MBT-w07v15-PkgAC-240to760.inp | MBT | CZ07 | v15 | MBT-CZ07-v15 | 333.83
MBT-w08v03-PkgAC-240to760.inp | MBT | CZ08 | v03 | MBT-CZ08-v03 | 378.0073
MBT-w08v07-PkgAC-240to760.inp | MBT | CZ08 | v07 | MBT-CZ08-v07 | 378.0073
MBT-w08v11-PkgAC-240to760.inp | MBT | CZ08 | v11 | MBT-CZ08-v11 | 360.7322
MBT-w08v15-PkgAC-240to760.inp | MBT | CZ08 | v15 | MBT-CZ08-v15 | 334.275
MBT-w09v03-PkgAC-240to760.inp | MBT | CZ09 | v03 | MBT-CZ09-v03 | 467.6436
MBT-w09v07-PkgAC-240to760.inp | MBT | CZ09 | v07 | MBT-CZ09-v07 | 467.6436
MBT-w09v11-PkgAC-240to760.inp | MBT | CZ09 | v11 | MBT-CZ09-v11 | 426.6899
MBT-w09v15-PkgAC-240to760.inp | MBT | CZ09 | v15 | MBT-CZ09-v15 | 398.269
MBT-w10v03-PkgAC-240to760.inp | MBT | CZ10 | v03 | MBT-CZ10-v03 | 412.0952
MBT-w10v07-PkgAC-240to760.inp | MBT | CZ10 | v07 | MBT-CZ10-v07 | 405.8052
MBT-w10v11-PkgAC-240to760.inp | MBT | CZ10 | v11 | MBT-CZ10-v11 | 383.8248
MBT-w10v15-PkgAC-240to760.inp | MBT | CZ10 | v15 | MBT-CZ10-v15 | 373.7885
MBT-w11v03-PkgAC-240to760.inp | MBT | CZ11 | v03 | MBT-CZ11-v03 | 460.3177
MBT-w11v07-PkgAC-240to760.inp | MBT | CZ11 | v07 | MBT-CZ11-v07 | 452.7592
MBT-w11v11-PkgAC-240to760.inp | MBT | CZ11 | v11 | MBT-CZ11-v11 | 427.7884
MBT-w11v15-PkgAC-240to760.inp | MBT | CZ11 | v15 | MBT-CZ11-v15 | 417.2991
MBT-w12v03-PkgAC-240to760.inp | MBT | CZ12 | v03 | MBT-CZ12-v03 | 412.4313
MBT-w12v07-PkgAC-240to760.inp | MBT | CZ12 | v07 | MBT-CZ12-v07 | 405.5723
MBT-w12v11-PkgAC-240to760.inp | MBT | CZ12 | v11 | MBT-CZ12-v11 | 382.7886
MBT-w12v15-PkgAC-240to760.inp | MBT | CZ12 | v15 | MBT-CZ12-v15 | 372.8039
MBT-w13v03-PkgAC-240to760.inp | MBT | CZ13 | v03 | MBT-CZ13-v03 | 461.4402
MBT-w13v07-PkgAC-240to760.inp | MBT | CZ13 | v07 | MBT-CZ13-v07 | 453.8329
MBT-w13v11-PkgAC-240to760.inp | MBT | CZ13 | v11 | MBT-CZ13-v11 | 428.8601
MBT-w13v15-PkgAC-240to760.inp | MBT | CZ13 | v15 | MBT-CZ13-v15 | 417.9165
MBT-w14v03-PkgAC-240to760.inp | MBT | CZ14 | v03 | MBT-CZ14-v03 | 461.6035
MBT-w14v07-PkgAC-240to760.inp | MBT | CZ14 | v07 | MBT-CZ14-v07 | 454.1705
MBT-w14v11-PkgAC-240to760.inp | MBT | CZ14 | v11 | MBT-CZ14-v11 | 429.0207
MBT-w14v15-PkgAC-240to760.inp | MBT | CZ14 | v15 | MBT-CZ14-v15 | 418.2017
MBT-w15v03-PkgAC-240to760.inp | MBT | CZ15 | v03 | MBT-CZ15-v03 | 582.8224
MBT-w15v07-PkgAC-240to760.inp | MBT | CZ15 | v07 | MBT-CZ15-v07 | 574.2719
MBT-w15v11-PkgAC-240to760.inp | MBT | CZ15 | v11 | MBT-CZ15-v11 | 545.2476
MBT-w15v15-PkgAC-240to760.inp | MBT | CZ15 | v15 | MBT-CZ15-v15 | 534.3424
MBT-w16v03-PkgAC-240to760.inp | MBT | CZ16 | v03 | MBT-CZ16-v03 | 347.1461
MBT-w16v07-PkgAC-240to760.inp | MBT | CZ16 | v07 | MBT-CZ16-v07 | 343.3863
MBT-w16v11-PkgAC-240to760.inp | MBT | CZ16 | v11 | MBT-CZ16-v11 | 328.8222
MBT-w16v15-PkgAC-240to760.inp | MBT | CZ16 | v15 | MBT-CZ16-v15 | 320.2593
MLI-w01v03-PkgAC-240to760.inp | MLI | CZ01 | v03 | MLI-CZ01-v03 | 178.5413
MLI-w01v07-PkgAC-240to760.inp | MLI | CZ01 | v07 | MLI-CZ01-v07 | 176.2994
MLI-w01v11-PkgAC-240to760.inp | MLI | CZ01 | v11 | MLI-CZ01-v11 | 168.3978
MLI-w01v15-PkgAC-240to760.inp | MLI | CZ01 | v15 | MLI-CZ01-v15 | 167.172
MLI-w02v03-PkgAC-240to760.inp | MLI | CZ02 | v03 | MLI-CZ02-v03 | 212.3508
MLI-w02v07-PkgAC-240to760.inp | MLI | CZ02 | v07 | MLI-CZ02-v07 | 207.3984
MLI-w02v11-PkgAC-240to760.inp | MLI | CZ02 | v11 | MLI-CZ02-v11 | 202.3422
MLI-w02v15-PkgAC-240to760.inp | MLI | CZ02 | v15 | MLI-CZ02-v15 | 200.0474
MLI-w03v03-PkgAC-240to760.inp | MLI | CZ03 | v03 | MLI-CZ03-v03 | 198.3806
MLI-w03v07-PkgAC-240to760.inp | MLI | CZ03 | v07 | MLI-CZ03-v07 | 194.8417
MLI-w03v11-PkgAC-240to760.inp | MLI | CZ03 | v11 | MLI-CZ03-v11 | 191.2477
MLI-w03v15-PkgAC-240to760.inp | MLI | CZ03 | v15 | MLI-CZ03-v15 | 188.0855
MLI-w04v03-PkgAC-240to760.inp | MLI | CZ04 | v03 | MLI-CZ04-v03 | 212.1361
MLI-w04v07-PkgAC-240to760.inp | MLI | CZ04 | v07 | MLI-CZ04-v07 | 207.3809
MLI-w04v11-PkgAC-240to760.inp | MLI | CZ04 | v11 | MLI-CZ04-v11 | 202.6372
MLI-w04v15-PkgAC-240to760.inp | MLI | CZ04 | v15 | MLI-CZ04-v15 | 199.2875
MLI-w05v03-PkgAC-240to760.inp | MLI | CZ05 | v03 | MLI-CZ05-v03 | 196.0479
MLI-w05v07-PkgAC-240to760.inp | MLI | CZ05 | v07 | MLI-CZ05-v07 | 192.3933
MLI-w05v11-PkgAC-240to760.inp | MLI | CZ05 | v11 | MLI-CZ05-v11 | 192.3933
MLI-w05v15-PkgAC-240to760.inp | MLI | CZ05 | v15 | MLI-CZ05-v15 | 189.0691
MLI-w06v03-PkgAC-240to760.inp | MLI | CZ06 | v03 | MLI-CZ06-v03 | 227.0952
MLI-w06v07-PkgAC-240to760.inp | MLI | CZ06 | v07 | MLI-CZ06-v07 | 227.0952
MLI-w06v11-PkgAC-240to760.inp | MLI | CZ06 | v11 | MLI-CZ06-v11 | 227.0952
MLI-w06v15-PkgAC-240to760.inp | MLI | CZ06 | v15 | MLI-CZ06-v15 | 223.8804
MLI-w07v03-PkgAC-240to760.inp | MLI | CZ07 | v03 | MLI-CZ07-v03 | 214.5414
MLI-w07v07-PkgAC-240to760.inp | MLI | CZ07 | v07 | MLI-CZ07-v07 | 214.5414
MLI-w07v11-PkgAC-240to760.inp | MLI | CZ07 | v11 | MLI-CZ07-v11 | 211.0578
MLI-w07v15-PkgAC-240to760.inp | MLI | CZ07 | v15 | MLI-CZ07-v15 | 207.9764
MLI-w08v03-PkgAC-240to760.inp | MLI | CZ08 | v03 | MLI-CZ08-v03 | 229.3299
MLI-w08v07-PkgAC-240to760.inp | MLI | CZ08 | v07 | MLI-CZ08-v07 | 229.3299
MLI-w08v11-PkgAC-240to760.inp | MLI | CZ08 | v11 | MLI-CZ08-v11 | 225.172
MLI-w08v15-PkgAC-240to760.inp | MLI | CZ08 | v15 | MLI-CZ08-v15 | 221.3683
MLI-w09v03-PkgAC-240to760.inp | MLI | CZ09 | v03 | MLI-CZ09-v03 | 290.0752
MLI-w09v07-PkgAC-240to760.inp | MLI | CZ09 | v07 | MLI-CZ09-v07 | 290.0752
MLI-w09v11-PkgAC-240to760.inp | MLI | CZ09 | v11 | MLI-CZ09-v11 | 271.8739
MLI-w09v15-PkgAC-240to760.inp | MLI | CZ09 | v15 | MLI-CZ09-v15 | 267.8203
MLI-w10v03-PkgAC-240to760.inp | MLI | CZ10 | v03 | MLI-CZ10-v03 | 264.7542
MLI-w10v07-PkgAC-240to760.inp | MLI | CZ10 | v07 | MLI-CZ10-v07 | 259.4523
MLI-w10v11-PkgAC-240to760.inp | MLI | CZ10 | v11 | MLI-CZ10-v11 | 254.0645
MLI-w10v15-PkgAC-240to760.inp | MLI | CZ10 | v15 | MLI-CZ10-v15 | 251.6972
MLI-w11v03-PkgAC-240to760.inp | MLI | CZ11 | v03 | MLI-CZ11-v03 | 297.7359
MLI-w11v07-PkgAC-240to760.inp | MLI | CZ11 | v07 | MLI-CZ11-v07 | 291.8155
MLI-w11v11-PkgAC-240to760.inp | MLI | CZ11 | v11 | MLI-CZ11-v11 | 256.4768
MLI-w11v15-PkgAC-240to760.inp | MLI | CZ11 | v15 | MLI-CZ11-v15 | 254.4898
MLI-w12v03-PkgAC-240to760.inp | MLI | CZ12 | v03 | MLI-CZ12-v03 | 265.3605
MLI-w12v07-PkgAC-240to760.inp | MLI | CZ12 | v07 | MLI-CZ12-v07 | 259.9013
MLI-w12v11-PkgAC-240to760.inp | MLI | CZ12 | v11 | MLI-CZ12-v11 | 245.084
MLI-w12v15-PkgAC-240to760.inp | MLI | CZ12 | v15 | MLI-CZ12-v15 | 242.9426
MLI-w13v03-PkgAC-240to760.inp | MLI | CZ13 | v03 | MLI-CZ13-v03 | 298.2057
MLI-w13v07-PkgAC-240to760.inp | MLI | CZ13 | v07 | MLI-CZ13-v07 | 292.0565
MLI-w13v11-PkgAC-240to760.inp | MLI | CZ13 | v11 | MLI-CZ13-v11 | 265.3098
MLI-w13v15-PkgAC-240to760.inp | MLI | CZ13 | v15 | MLI-CZ13-v15 | 262.9601
MLI-w14v03-PkgAC-240to760.inp | MLI | CZ14 | v03 | MLI-CZ14-v03 | 296.5347
MLI-w14v07-PkgAC-240to760.inp | MLI | CZ14 | v07 | MLI-CZ14-v07 | 290.8757
MLI-w14v11-PkgAC-240to760.inp | MLI | CZ14 | v11 | MLI-CZ14-v11 | 256.3702
MLI-w14v15-PkgAC-240to760.inp | MLI | CZ14 | v15 | MLI-CZ14-v15 | 253.8367
MLI-w15v03-PkgAC-240to760.inp | MLI | CZ15 | v03 | MLI-CZ15-v03 | 372.1611
MLI-w15v07-PkgAC-240to760.inp | MLI | CZ15 | v07 | MLI-CZ15-v07 | 366.2413
MLI-w15v11-PkgAC-240to760.inp | MLI | CZ15 | v11 | MLI-CZ15-v11 | 325.6174
MLI-w15v15-PkgAC-240to760.inp | MLI | CZ15 | v15 | MLI-CZ15-v15 | 322.7131
MLI-w16v03-PkgAC-240to760.inp | MLI | CZ16 | v03 | MLI-CZ16-v03 | 229.2559
MLI-w16v07-PkgAC-240to760.inp | MLI | CZ16 | v07 | MLI-CZ16-v07 | 225.0343
MLI-w16v11-PkgAC-240to760.inp | MLI | CZ16 | v11 | MLI-CZ16-v11 | 185.148
MLI-w16v15-PkgAC-240to760.inp | MLI | CZ16 | v15 | MLI-CZ16-v15 | 183.4326
Mtl-w01v03-PkgAC-240to760.inp | Mtl | CZ01 | v03 | Mtl-CZ01-v03 | 47.7153
Mtl-w01v07-PkgAC-240to760.inp | Mtl | CZ01 | v07 | Mtl-CZ01-v07 | 47.7153
Mtl-w01v11-PkgAC-240to760.inp | Mtl | CZ01 | v11 | Mtl-CZ01-v11 | 47.5356
Mtl-w01v15-PkgAC-240to760.inp | Mtl | CZ01 | v15 | Mtl-CZ01-v15 | 40.7999
Mtl-w02v03-PkgAC-240to760.inp | Mtl | CZ02 | v03 | Mtl-CZ02-v03 | 43.0898
Mtl-w02v07-PkgAC-240to760.inp | Mtl | CZ02 | v07 | Mtl-CZ02-v07 | 43.0898
Mtl-w02v11-PkgAC-240to760.inp | Mtl | CZ02 | v11 | Mtl-CZ02-v11 | 41.9352
Mtl-w02v15-PkgAC-240to760.inp | Mtl | CZ02 | v15 | Mtl-CZ02-v15 | 35.424
Mtl-w03v03-PkgAC-240to760.inp | Mtl | CZ03 | v03 | Mtl-CZ03-v03 | 51.1234
Mtl-w03v07-PkgAC-240to760.inp | Mtl | CZ03 | v07 | Mtl-CZ03-v07 | 51.1234
Mtl-w03v11-PkgAC-240to760.inp | Mtl | CZ03 | v11 | Mtl-CZ03-v11 | 49.9918
Mtl-w03v15-PkgAC-240to760.inp | Mtl | CZ03 | v15 | Mtl-CZ03-v15 | 42.4981
Mtl-w04v03-PkgAC-240to760.inp | Mtl | CZ04 | v03 | Mtl-CZ04-v03 | 44.5814
Mtl-w04v07-PkgAC-240to760.inp | Mtl | CZ04 | v07 | Mtl-CZ04-v07 | 44.5814
Mtl-w04v11-PkgAC-240to760.inp | Mtl | CZ04 | v11 | Mtl-CZ04-v11 | 42.5695
Mtl-w04v15-PkgAC-240to760.inp | Mtl | CZ04 | v15 | Mtl-CZ04-v15 | 36.0198
Mtl-w05v03-PkgAC-240to760.inp | Mtl | CZ05 | v03 | Mtl-CZ05-v03 | 50.6961
Mtl-w05v07-PkgAC-240to760.inp | Mtl | CZ05 | v07 | Mtl-CZ05-v07 | 50.6961
Mtl-w05v11-PkgAC-240to760.inp | Mtl | CZ05 | v11 | Mtl-CZ05-v11 | 49.498
Mtl-w05v15-PkgAC-240to760.inp | Mtl | CZ05 | v15 | Mtl-CZ05-v15 | 42.1327
Mtl-w06v03-PkgAC-240to760.inp | Mtl | CZ06 | v03 | Mtl-CZ06-v03 | 52.9
Mtl-w06v07-PkgAC-240to760.inp | Mtl | CZ06 | v07 | Mtl-CZ06-v07 | 52.9
Mtl-w06v11-PkgAC-240to760.inp | Mtl | CZ06 | v11 | Mtl-CZ06-v11 | 51.3846
Mtl-w06v15-PkgAC-240to760.inp | Mtl | CZ06 | v15 | Mtl-CZ06-v15 | 44.1088
Mtl-w07v03-PkgAC-240to760.inp | Mtl | CZ07 | v03 | Mtl-CZ07-v03 | 52.0036
Mtl-w07v07-PkgAC-240to760.inp | Mtl | CZ07 | v07 | Mtl-CZ07-v07 | 52.0036
Mtl-w07v11-PkgAC-240to760.inp | Mtl | CZ07 | v11 | Mtl-CZ07-v11 | 50.7248
Mtl-w07v15-PkgAC-240to760.inp | Mtl | CZ07 | v15 | Mtl-CZ07-v15 | 43.5472
Mtl-w08v03-PkgAC-240to760.inp | Mtl | CZ08 | v03 | Mtl-CZ08-v03 | 45.3205
Mtl-w08v07-PkgAC-240to760.inp | Mtl | CZ08 | v07 | Mtl-CZ08-v07 | 45.3205
Mtl-w08v11-PkgAC-240to760.inp | Mtl | CZ08 | v11 | Mtl-CZ08-v11 | 43.2909
Mtl-w08v15-PkgAC-240to760.inp | Mtl | CZ08 | v15 | Mtl-CZ08-v15 | 36.8356
Mtl-w09v03-PkgAC-240to760.inp | Mtl | CZ09 | v03 | Mtl-CZ09-v03 | 54.1186
Mtl-w09v07-PkgAC-240to760.inp | Mtl | CZ09 | v07 | Mtl-CZ09-v07 | 54.1186
Mtl-w09v11-PkgAC-240to760.inp | Mtl | CZ09 | v11 | Mtl-CZ09-v11 | 51.6371
Mtl-w09v15-PkgAC-240to760.inp | Mtl | CZ09 | v15 | Mtl-CZ09-v15 | 44.4452
Mtl-w10v03-PkgAC-240to760.inp | Mtl | CZ10 | v03 | Mtl-CZ10-v03 | 49.9705
Mtl-w10v07-PkgAC-240to760.inp | Mtl | CZ10 | v07 | Mtl-CZ10-v07 | 49.9705
Mtl-w10v11-PkgAC-240to760.inp | Mtl | CZ10 | v11 | Mtl-CZ10-v11 | 48.5371
Mtl-w10v15-PkgAC-240to760.inp | Mtl | CZ10 | v15 | Mtl-CZ10-v15 | 41.4398
Mtl-w11v03-PkgAC-240to760.inp | Mtl | CZ11 | v03 | Mtl-CZ11-v03 | 54.6376
Mtl-w11v07-PkgAC-240to760.inp | Mtl | CZ11 | v07 | Mtl-CZ11-v07 | 54.6376
Mtl-w11v11-PkgAC-240to760.inp | Mtl | CZ11 | v11 | Mtl-CZ11-v11 | 52.2168
Mtl-w11v15-PkgAC-240to760.inp | Mtl | CZ11 | v15 | Mtl-CZ11-v15 | 44.1985
Mtl-w12v03-PkgAC-240to760.inp | Mtl | CZ12 | v03 | Mtl-CZ12-v03 | 50.6056
Mtl-w12v07-PkgAC-240to760.inp | Mtl | CZ12 | v07 | Mtl-CZ12-v07 | 50.6056
Mtl-w12v11-PkgAC-240to760.inp | Mtl | CZ12 | v11 | Mtl-CZ12-v11 | 49.1555
Mtl-w12v15-PkgAC-240to760.inp | Mtl | CZ12 | v15 | Mtl-CZ12-v15 | 41.7112
Mtl-w13v03-PkgAC-240to760.inp | Mtl | CZ13 | v03 | Mtl-CZ13-v03 | 55.755
Mtl-w13v07-PkgAC-240to760.inp | Mtl | CZ13 | v07 | Mtl-CZ13-v07 | 55.755
Mtl-w13v11-PkgAC-240to760.inp | Mtl | CZ13 | v11 | Mtl-CZ13-v11 | 54.126
Mtl-w13v15-PkgAC-240to760.inp | Mtl | CZ13 | v15 | Mtl-CZ13-v15 | 46.183
Mtl-w14v03-PkgAC-240to760.inp | Mtl | CZ14 | v03 | Mtl-CZ14-v03 | 56.2694
Mtl-w14v07-PkgAC-240to760.inp | Mtl | CZ14 | v07 | Mtl-CZ14-v07 | 56.2694
Mtl-w14v11-PkgAC-240to760.inp | Mtl | CZ14 | v11 | Mtl-CZ14-v11 | 53.7277
Mtl-w14v15-PkgAC-240to760.inp | Mtl | CZ14 | v15 | Mtl-CZ14-v15 | 45.9999
Mtl-w15v03-PkgAC-240to760.inp | Mtl | CZ15 | v03 | Mtl-CZ15-v03 | 70.3893
Mtl-w15v07-PkgAC-240to760.inp | Mtl | CZ15 | v07 | Mtl-CZ15-v07 | 70.3893
Mtl-w15v11-PkgAC-240to760.inp | Mtl | CZ15 | v11 | Mtl-CZ15-v11 | 67.3478
Mtl-w15v15-PkgAC-240to760.inp | Mtl | CZ15 | v15 | Mtl-CZ15-v15 | 57.9351
Mtl-w16v03-PkgAC-240to760.inp | Mtl | CZ16 | v03 | Mtl-CZ16-v03 | 51.7679
Mtl-w16v07-PkgAC-240to760.inp | Mtl | CZ16 | v07 | Mtl-CZ16-v07 | 51.7679
Mtl-w16v11-PkgAC-240to760.inp | Mtl | CZ16 | v11 | Mtl-CZ16-v11 | 50.7477
Mtl-w16v15-PkgAC-240to760.inp | Mtl | CZ16 | v15 | Mtl-CZ16-v15 | 42.6229
Nrs-w01v03-PkgAC-240to760.inp | Nrs | CZ01 | v03 | Nrs-CZ01-v03 | 181.7422
Nrs-w01v07-PkgAC-240to760.inp | Nrs | CZ01 | v07 | Nrs-CZ01-v07 | 181.7411
Nrs-w01v11-PkgAC-240to760.inp | Nrs | CZ01 | v11 | Nrs-CZ01-v11 | 181.7411
Nrs-w01v15-PkgAC-240to760.inp | Nrs | CZ01 | v15 | Nrs-CZ01-v15 | 181.607
Nrs-w02v03-PkgAC-240to760.inp | Nrs | CZ02 | v03 | Nrs-CZ02-v03 | 182.3513
Nrs-w02v07-PkgAC-240to760.inp | Nrs | CZ02 | v07 | Nrs-CZ02-v07 | 182.3481
Nrs-w02v11-PkgAC-240to760.inp | Nrs | CZ02 | v11 | Nrs-CZ02-v11 | 182.1524
Nrs-w02v15-PkgAC-240to760.inp | Nrs | CZ02 | v15 | Nrs-CZ02-v15 | 181.6561
Nrs-w03v03-PkgAC-240to760.inp | Nrs | CZ03 | v03 | Nrs-CZ03-v03 | 185.6979
Nrs-w03v07-PkgAC-240to760.inp | Nrs | CZ03 | v07 | Nrs-CZ03-v07 | 185.6935
Nrs-w03v11-PkgAC-240to760.inp | Nrs | CZ03 | v11 | Nrs-CZ03-v11 | 185.689
Nrs-w03v15-PkgAC-240to760.inp | Nrs | CZ03 | v15 | Nrs-CZ03-v15 | 181.6163
Nrs-w04v03-PkgAC-240to760.inp | Nrs | CZ04 | v03 | Nrs-CZ04-v03 | 187.4515
Nrs-w04v07-PkgAC-240to760.inp | Nrs | CZ04 | v07 | Nrs-CZ04-v07 | 187.3762
Nrs-w04v11-PkgAC-240to760.inp | Nrs | CZ04 | v11 | Nrs-CZ04-v11 | 186.4062
Nrs-w04v15-PkgAC-240to760.inp | Nrs | CZ04 | v15 | Nrs-CZ04-v15 | 181.6391
Nrs-w05v03-PkgAC-240to760.inp | Nrs | CZ05 | v03 | Nrs-CZ05-v03 | 185.4947
Nrs-w05v07-PkgAC-240to760.inp | Nrs | CZ05 | v07 | Nrs-CZ05-v07 | 185.4893
Nrs-w05v11-PkgAC-240to760.inp | Nrs | CZ05 | v11 | Nrs-CZ05-v11 | 185.4893
Nrs-w05v15-PkgAC-240to760.inp | Nrs | CZ05 | v15 | Nrs-CZ05-v15 | 181.607
Nrs-w06v03-PkgAC-240to760.inp | Nrs | CZ06 | v03 | Nrs-CZ06-v03 | 188.1626
Nrs-w06v07-PkgAC-240to760.inp | Nrs | CZ06 | v07 | Nrs-CZ06-v07 | 188.1626
Nrs-w06v11-PkgAC-240to760.inp | Nrs | CZ06 | v11 | Nrs-CZ06-v11 | 188.1626
Nrs-w06v15-PkgAC-240to760.inp | Nrs | CZ06 | v15 | Nrs-CZ06-v15 | 181.6963
Nrs-w07v03-PkgAC-240to760.inp | Nrs | CZ07 | v03 | Nrs-CZ07-v03 | 187.1996
Nrs-w07v07-PkgAC-240to760.inp | Nrs | CZ07 | v07 | Nrs-CZ07-v07 | 187.1996
Nrs-w07v11-PkgAC-240to760.inp | Nrs | CZ07 | v11 | Nrs-CZ07-v11 | 187.1917
Nrs-w07v15-PkgAC-240to760.inp | Nrs | CZ07 | v15 | Nrs-CZ07-v15 | 181.678
Nrs-w08v03-PkgAC-240to760.inp | Nrs | CZ08 | v03 | Nrs-CZ08-v03 | 191.86
Nrs-w08v07-PkgAC-240to760.inp | Nrs | CZ08 | v07 | Nrs-CZ08-v07 | 191.86
Nrs-w08v11-PkgAC-240to760.inp | Nrs | CZ08 | v11 | Nrs-CZ08-v11 | 191.7804
Nrs-w08v15-PkgAC-240to760.inp | Nrs | CZ08 | v15 | Nrs-CZ08-v15 | 181.7717
Nrs-w09v03-PkgAC-240to760.inp | Nrs | CZ09 | v03 | Nrs-CZ09-v03 | 201.5344
Nrs-w09v07-PkgAC-240to760.inp | Nrs | CZ09 | v07 | Nrs-CZ09-v07 | 201.5344
Nrs-w09v11-PkgAC-240to760.inp | Nrs | CZ09 | v11 | Nrs-CZ09-v11 | 197.8396
Nrs-w09v15-PkgAC-240to760.inp | Nrs | CZ09 | v15 | Nrs-CZ09-v15 | 183.0548
Nrs-w10v03-PkgAC-240to760.inp | Nrs | CZ10 | v03 | Nrs-CZ10-v03 | 184.0625
Nrs-w10v07-PkgAC-240to760.inp | Nrs | CZ10 | v07 | Nrs-CZ10-v07 | 184.017
Nrs-w10v11-PkgAC-240to760.inp | Nrs | CZ10 | v11 | Nrs-CZ10-v11 | 183.5294
Nrs-w10v15-PkgAC-240to760.inp | Nrs | CZ10 | v15 | Nrs-CZ10-v15 | 182.3519
Nrs-w11v03-PkgAC-240to760.inp | Nrs | CZ11 | v03 | Nrs-CZ11-v03 | 186.7112
Nrs-w11v07-PkgAC-240to760.inp | Nrs | CZ11 | v07 | Nrs-CZ11-v07 | 186.5385
Nrs-w11v11-PkgAC-240to760.inp | Nrs | CZ11 | v11 | Nrs-CZ11-v11 | 185.0056
Nrs-w11v15-PkgAC-240to760.inp | Nrs | CZ11 | v15 | Nrs-CZ11-v15 | 183.1816
Nrs-w12v03-PkgAC-240to760.inp | Nrs | CZ12 | v03 | Nrs-CZ12-v03 | 183.6385
Nrs-w12v07-PkgAC-240to760.inp | Nrs | CZ12 | v07 | Nrs-CZ12-v07 | 183.5966
Nrs-w12v11-PkgAC-240to760.inp | Nrs | CZ12 | v11 | Nrs-CZ12-v11 | 183.1806
Nrs-w12v15-PkgAC-240to760.inp | Nrs | CZ12 | v15 | Nrs-CZ12-v15 | 182.161
Nrs-w13v03-PkgAC-240to760.inp | Nrs | CZ13 | v03 | Nrs-CZ13-v03 | 187.2605
Nrs-w13v07-PkgAC-240to760.inp | Nrs | CZ13 | v07 | Nrs-CZ13-v07 | 187.0867
Nrs-w13v11-PkgAC-240to760.inp | Nrs | CZ13 | v11 | Nrs-CZ13-v11 | 185.5578
Nrs-w13v15-PkgAC-240to760.inp | Nrs | CZ13 | v15 | Nrs-CZ13-v15 | 183.2968
Nrs-w14v03-PkgAC-240to760.inp | Nrs | CZ14 | v03 | Nrs-CZ14-v03 | 187.5888
Nrs-w14v07-PkgAC-240to760.inp | Nrs | CZ14 | v07 | Nrs-CZ14-v07 | 187.4179
Nrs-w14v11-PkgAC-240to760.inp | Nrs | CZ14 | v11 | Nrs-CZ14-v11 | 185.8795
Nrs-w14v15-PkgAC-240to760.inp | Nrs | CZ14 | v15 | Nrs-CZ14-v15 | 183.4605
Nrs-w15v03-PkgAC-240to760.inp | Nrs | CZ15 | v03 | Nrs-CZ15-v03 | 209.041
Nrs-w15v07-PkgAC-240to760.inp | Nrs | CZ15 | v07 | Nrs-CZ15-v07 | 208.6102
Nrs-w15v11-PkgAC-240to760.inp | Nrs | CZ15 | v11 | Nrs-CZ15-v11 | 201.4566
Nrs-w15v15-PkgAC-240to760.inp | Nrs | CZ15 | v15 | Nrs-CZ15-v15 | 194.8036
Nrs-w16v03-PkgAC-240to760.inp | Nrs | CZ16 | v03 | Nrs-CZ16-v03 | 182.145
Nrs-w16v07-PkgAC-240to760.inp | Nrs | CZ16 | v07 | Nrs-CZ16-v07 | 182.1416
Nrs-w16v11-PkgAC-240to760.inp | Nrs | CZ16 | v11 | Nrs-CZ16-v11 | 181.9556
Nrs-w16v15-PkgAC-240to760.inp | Nrs | CZ16 | v15 | Nrs-CZ16-v15 | 181.6474
OfL-w01v03-PkgAC-240to760.inp | OfL | CZ01 | v03 | OfL-CZ01-v03 | 463.1561
OfL-w01v07-PkgAC-240to760.inp | OfL | CZ01 | v07 | OfL-CZ01-v07 | 462.8352
OfL-w01v11-PkgAC-240to760.inp | OfL | CZ01 | v11 | OfL-CZ01-v11 | 459.7267
OfL-w01v15-PkgAC-240to760.inp | OfL | CZ01 | v15 | OfL-CZ01-v15 | 449.8958
OfL-w02v03-PkgAC-240to760.inp | OfL | CZ02 | v03 | OfL-CZ02-v03 | 439.1981
OfL-w02v07-PkgAC-240to760.inp | OfL | CZ02 | v07 | OfL-CZ02-v07 | 438.7671
OfL-w02v11-PkgAC-240to760.inp | OfL | CZ02 | v11 | OfL-CZ02-v11 | 422.5073
OfL-w02v15-PkgAC-240to760.inp | OfL | CZ02 | v15 | OfL-CZ02-v15 | 418.8581
OfL-w03v03-PkgAC-240to760.inp | OfL | CZ03 | v03 | OfL-CZ03-v03 | 516.3636
OfL-w03v07-PkgAC-240to760.inp | OfL | CZ03 | v07 | OfL-CZ03-v07 | 515.9443
OfL-w03v11-PkgAC-240to760.inp | OfL | CZ03 | v11 | OfL-CZ03-v11 | 507.4117
OfL-w03v15-PkgAC-240to760.inp | OfL | CZ03 | v15 | OfL-CZ03-v15 | 471.7586
OfL-w04v03-PkgAC-240to760.inp | OfL | CZ04 | v03 | OfL-CZ04-v03 | 466.2837
OfL-w04v07-PkgAC-240to760.inp | OfL | CZ04 | v07 | OfL-CZ04-v07 | 465.8516
OfL-w04v11-PkgAC-240to760.inp | OfL | CZ04 | v11 | OfL-CZ04-v11 | 447.769
OfL-w04v15-PkgAC-240to760.inp | OfL | CZ04 | v15 | OfL-CZ04-v15 | 421.2051
OfL-w05v03-PkgAC-240to760.inp | OfL | CZ05 | v03 | OfL-CZ05-v03 | 513.1072
OfL-w05v07-PkgAC-240to760.inp | OfL | CZ05 | v07 | OfL-CZ05-v07 | 512.6125
OfL-w05v11-PkgAC-240to760.inp | OfL | CZ05 | v11 | OfL-CZ05-v11 | 502.9073
OfL-w05v15-PkgAC-240to760.inp | OfL | CZ05 | v15 | OfL-CZ05-v15 | 467.1873
OfL-w06v03-PkgAC-240to760.inp | OfL | CZ06 | v03 | OfL-CZ06-v03 | 549.2812
OfL-w06v07-PkgAC-240to760.inp | OfL | CZ06 | v07 | OfL-CZ06-v07 | 549.2812
OfL-w06v11-PkgAC-240to760.inp | OfL | CZ06 | v11 | OfL-CZ06-v11 | 540.6006
OfL-w06v15-PkgAC-240to760.inp | OfL | CZ06 | v15 | OfL-CZ06-v15 | 508.2554
OfL-w07v03-PkgAC-240to760.inp | OfL | CZ07 | v03 | OfL-CZ07-v03 | 537.5983
OfL-w07v07-PkgAC-240to760.inp | OfL | CZ07 | v07 | OfL-CZ07-v07 | 537.5983
OfL-w07v11-PkgAC-240to760.inp | OfL | CZ07 | v11 | OfL-CZ07-v11 | 529.1275
OfL-w07v15-PkgAC-240to760.inp | OfL | CZ07 | v15 | OfL-CZ07-v15 | 496.4106
OfL-w08v03-PkgAC-240to760.inp | OfL | CZ08 | v03 | OfL-CZ08-v03 | 489.3304
OfL-w08v07-PkgAC-240to760.inp | OfL | CZ08 | v07 | OfL-CZ08-v07 | 489.3304
OfL-w08v11-PkgAC-240to760.inp | OfL | CZ08 | v11 | OfL-CZ08-v11 | 471.161
OfL-w08v15-PkgAC-240to760.inp | OfL | CZ08 | v15 | OfL-CZ08-v15 | 443.8775
OfL-w09v03-PkgAC-240to760.inp | OfL | CZ09 | v03 | OfL-CZ09-v03 | 572.7333
OfL-w09v07-PkgAC-240to760.inp | OfL | CZ09 | v07 | OfL-CZ09-v07 | 572.7333
OfL-w09v11-PkgAC-240to760.inp | OfL | CZ09 | v11 | OfL-CZ09-v11 | 547.5191
OfL-w09v15-PkgAC-240to760.inp | OfL | CZ09 | v15 | OfL-CZ09-v15 | 520.7315
OfL-w10v03-PkgAC-240to760.inp | OfL | CZ10 | v03 | OfL-CZ10-v03 | 509.8339
OfL-w10v07-PkgAC-240to760.inp | OfL | CZ10 | v07 | OfL-CZ10-v07 | 509.3916
OfL-w10v11-PkgAC-240to760.inp | OfL | CZ10 | v11 | OfL-CZ10-v11 | 487.9557
OfL-w10v15-PkgAC-240to760.inp | OfL | CZ10 | v15 | OfL-CZ10-v15 | 489.1679
OfL-w11v03-PkgAC-240to760.inp | OfL | CZ11 | v03 | OfL-CZ11-v03 | 547.3289
OfL-w11v07-PkgAC-240to760.inp | OfL | CZ11 | v07 | OfL-CZ11-v07 | 546.822
OfL-w11v11-PkgAC-240to760.inp | OfL | CZ11 | v11 | OfL-CZ11-v11 | 521.7281
OfL-w11v15-PkgAC-240to760.inp | OfL | CZ11 | v15 | OfL-CZ11-v15 | 525.4479
OfL-w12v03-PkgAC-240to760.inp | OfL | CZ12 | v03 | OfL-CZ12-v03 | 507.4992
OfL-w12v07-PkgAC-240to760.inp | OfL | CZ12 | v07 | OfL-CZ12-v07 | 507.0722
OfL-w12v11-PkgAC-240to760.inp | OfL | CZ12 | v11 | OfL-CZ12-v11 | 485.15
OfL-w12v15-PkgAC-240to760.inp | OfL | CZ12 | v15 | OfL-CZ12-v15 | 486.4841
OfL-w13v03-PkgAC-240to760.inp | OfL | CZ13 | v03 | OfL-CZ13-v03 | 553.406
OfL-w13v07-PkgAC-240to760.inp | OfL | CZ13 | v07 | OfL-CZ13-v07 | 552.8524
OfL-w13v11-PkgAC-240to760.inp | OfL | CZ13 | v11 | OfL-CZ13-v11 | 528.1478
OfL-w13v15-PkgAC-240to760.inp | OfL | CZ13 | v15 | OfL-CZ13-v15 | 530.4238
OfL-w14v03-PkgAC-240to760.inp | OfL | CZ14 | v03 | OfL-CZ14-v03 | 554.4151
OfL-w14v07-PkgAC-240to760.inp | OfL | CZ14 | v07 | OfL-CZ14-v07 | 553.4252
OfL-w14v11-PkgAC-240to760.inp | OfL | CZ14 | v11 | OfL-CZ14-v11 | 529.3366
OfL-w14v15-PkgAC-240to760.inp | OfL | CZ14 | v15 | OfL-CZ14-v15 | 534.4004
OfL-w15v03-PkgAC-240to760.inp | OfL | CZ15 | v03 | OfL-CZ15-v03 | 666.4105
OfL-w15v07-PkgAC-240to760.inp | OfL | CZ15 | v07 | OfL-CZ15-v07 | 666.3845
OfL-w15v11-PkgAC-240to760.inp | OfL | CZ15 | v11 | OfL-CZ15-v11 | 635.1111
OfL-w15v15-PkgAC-240to760.inp | OfL | CZ15 | v15 | OfL-CZ15-v15 | 643.7715
OfL-w16v03-PkgAC-240to760.inp | OfL | CZ16 | v03 | OfL-CZ16-v03 | 522.1091
OfL-w16v07-PkgAC-240to760.inp | OfL | CZ16 | v07 | OfL-CZ16-v07 | 521.6746
OfL-w16v11-PkgAC-240to760.inp | OfL | CZ16 | v11 | OfL-CZ16-v11 | 506.8559
OfL-w16v15-PkgAC-240to760.inp | OfL | CZ16 | v15 | OfL-CZ16-v15 | 503.2189
OfS-w01v03-PkgAC-240to760.inp | OfS | CZ01 | v03 | OfS-CZ01-v03 | 29.1619
OfS-w01v07-PkgAC-240to760.inp | OfS | CZ01 | v07 | OfS-CZ01-v07 | 29.1573
OfS-w01v11-PkgAC-240to760.inp | OfS | CZ01 | v11 | OfS-CZ01-v11 | 29.0485
OfS-w01v15-PkgAC-240to760.inp | OfS | CZ01 | v15 | OfS-CZ01-v15 | 25.6223
OfS-w02v03-PkgAC-240to760.inp | OfS | CZ02 | v03 | OfS-CZ02-v03 | 29.5302
OfS-w02v07-PkgAC-240to760.inp | OfS | CZ02 | v07 | OfS-CZ02-v07 | 29.4606
OfS-w02v11-PkgAC-240to760.inp | OfS | CZ02 | v11 | OfS-CZ02-v11 | 28.9523
OfS-w02v15-PkgAC-240to760.inp | OfS | CZ02 | v15 | OfS-CZ02-v15 | 25.7924
OfS-w03v03-PkgAC-240to760.inp | OfS | CZ03 | v03 | OfS-CZ03-v03 | 34.0476
OfS-w03v07-PkgAC-240to760.inp | OfS | CZ03 | v07 | OfS-CZ03-v07 | 34.041
OfS-w03v11-PkgAC-240to760.inp | OfS | CZ03 | v11 | OfS-CZ03-v11 | 33.9263
OfS-w03v15-PkgAC-240to760.inp | OfS | CZ03 | v15 | OfS-CZ03-v15 | 27.5161
OfS-w04v03-PkgAC-240to760.inp | OfS | CZ04 | v03 | OfS-CZ04-v03 | 32.3431
OfS-w04v07-PkgAC-240to760.inp | OfS | CZ04 | v07 | OfS-CZ04-v07 | 32.2752
OfS-w04v11-PkgAC-240to760.inp | OfS | CZ04 | v11 | OfS-CZ04-v11 | 31.5946
OfS-w04v15-PkgAC-240to760.inp | OfS | CZ04 | v15 | OfS-CZ04-v15 | 26.1586
OfS-w05v03-PkgAC-240to760.inp | OfS | CZ05 | v03 | OfS-CZ05-v03 | 33.6353
OfS-w05v07-PkgAC-240to760.inp | OfS | CZ05 | v07 | OfS-CZ05-v07 | 33.6275
OfS-w05v11-PkgAC-240to760.inp | OfS | CZ05 | v11 | OfS-CZ05-v11 | 33.5207
OfS-w05v15-PkgAC-240to760.inp | OfS | CZ05 | v15 | OfS-CZ05-v15 | 27.1684
OfS-w06v03-PkgAC-240to760.inp | OfS | CZ06 | v03 | OfS-CZ06-v03 | 36.2111
OfS-w06v07-PkgAC-240to760.inp | OfS | CZ06 | v07 | OfS-CZ06-v07 | 36.2111
OfS-w06v11-PkgAC-240to760.inp | OfS | CZ06 | v11 | OfS-CZ06-v11 | 36.106
OfS-w06v15-PkgAC-240to760.inp | OfS | CZ06 | v15 | OfS-CZ06-v15 | 29.3974
OfS-w07v03-PkgAC-240to760.inp | OfS | CZ07 | v03 | OfS-CZ07-v03 | 35.323
OfS-w07v07-PkgAC-240to760.inp | OfS | CZ07 | v07 | OfS-CZ07-v07 | 35.323
OfS-w07v11-PkgAC-240to760.inp | OfS | CZ07 | v11 | OfS-CZ07-v11 | 35.2103
OfS-w07v15-PkgAC-240to760.inp | OfS | CZ07 | v15 | OfS-CZ07-v15 | 28.6994
OfS-w08v03-PkgAC-240to760.inp | OfS | CZ08 | v03 | OfS-CZ08-v03 | 33.6422
OfS-w08v07-PkgAC-240to760.inp | OfS | CZ08 | v07 | OfS-CZ08-v07 | 33.6422
OfS-w08v11-PkgAC-240to760.inp | OfS | CZ08 | v11 | OfS-CZ08-v11 | 33.4938
OfS-w08v15-PkgAC-240to760.inp | OfS | CZ08 | v15 | OfS-CZ08-v15 | 28.0821
OfS-w09v03-PkgAC-240to760.inp | OfS | CZ09 | v03 | OfS-CZ09-v03 | 39.8555
OfS-w09v07-PkgAC-240to760.inp | OfS | CZ09 | v07 | OfS-CZ09-v07 | 39.8555
OfS-w09v11-PkgAC-240to760.inp | OfS | CZ09 | v11 | OfS-CZ09-v11 | 38.7131
OfS-w09v15-PkgAC-240to760.inp | OfS | CZ09 | v15 | OfS-CZ09-v15 | 32.9267
OfS-w10v03-PkgAC-240to760.inp | OfS | CZ10 | v03 | OfS-CZ10-v03 | 34.9207
OfS-w10v07-PkgAC-240to760.inp | OfS | CZ10 | v07 | OfS-CZ10-v07 | 34.8365
OfS-w10v11-PkgAC-240to760.inp | OfS | CZ10 | v11 | OfS-CZ10-v11 | 34.1754
OfS-w10v15-PkgAC-240to760.inp | OfS | CZ10 | v15 | OfS-CZ10-v15 | 31.0401
OfS-w11v03-PkgAC-240to760.inp | OfS | CZ11 | v03 | OfS-CZ11-v03 | 37.686
OfS-w11v07-PkgAC-240to760.inp | OfS | CZ11 | v07 | OfS-CZ11-v07 | 37.5842
OfS-w11v11-PkgAC-240to760.inp | OfS | CZ11 | v11 | OfS-CZ11-v11 | 36.8288
OfS-w11v15-PkgAC-240to760.inp | OfS | CZ11 | v15 | OfS-CZ11-v15 | 33.6363
OfS-w12v03-PkgAC-240to760.inp | OfS | CZ12 | v03 | OfS-CZ12-v03 | 34.7192
OfS-w12v07-PkgAC-240to760.inp | OfS | CZ12 | v07 | OfS-CZ12-v07 | 34.6306
OfS-w12v11-PkgAC-240to760.inp | OfS | CZ12 | v11 | OfS-CZ12-v11 | 33.9542
OfS-w12v15-PkgAC-240to760.inp | OfS | CZ12 | v15 | OfS-CZ12-v15 | 30.7684
OfS-w13v03-PkgAC-240to760.inp | OfS | CZ13 | v03 | OfS-CZ13-v03 | 38.1781
OfS-w13v07-PkgAC-240to760.inp | OfS | CZ13 | v07 | OfS-CZ13-v07 | 38.076
OfS-w13v11-PkgAC-240to760.inp | OfS | CZ13 | v11 | OfS-CZ13-v11 | 37.3256
OfS-w13v15-PkgAC-240to760.inp | OfS | CZ13 | v15 | OfS-CZ13-v15 | 34.0558
OfS-w14v03-PkgAC-240to760.inp | OfS | CZ14 | v03 | OfS-CZ14-v03 | 37.9329
OfS-w14v07-PkgAC-240to760.inp | OfS | CZ14 | v07 | OfS-CZ14-v07 | 37.8295
OfS-w14v11-PkgAC-240to760.inp | OfS | CZ14 | v11 | OfS-CZ14-v11 | 37.1041
OfS-w14v15-PkgAC-240to760.inp | OfS | CZ14 | v15 | OfS-CZ14-v15 | 34.1592
OfS-w15v03-PkgAC-240to760.inp | OfS | CZ15 | v03 | OfS-CZ15-v03 | 45.8697
OfS-w15v07-PkgAC-240to760.inp | OfS | CZ15 | v07 | OfS-CZ15-v07 | 45.7439
OfS-w15v11-PkgAC-240to760.inp | OfS | CZ15 | v11 | OfS-CZ15-v11 | 44.1402
OfS-w15v15-PkgAC-240to760.inp | OfS | CZ15 | v15 | OfS-CZ15-v15 | 40.8675
OfS-w16v03-PkgAC-240to760.inp | OfS | CZ16 | v03 | OfS-CZ16-v03 | 33.2184
OfS-w16v07-PkgAC-240to760.inp | OfS | CZ16 | v07 | OfS-CZ16-v07 | 33.2107
OfS-w16v11-PkgAC-240to760.inp | OfS | CZ16 | v11 | OfS-CZ16-v11 | 32.7957
OfS-w16v15-PkgAC-240to760.inp | OfS | CZ16 | v15 | OfS-CZ16-v15 | 28.9991
RFF-w01v03-PkgAC-240to760.inp | RFF | CZ01 | v03 | RFF-CZ01-v03 | 6.5799
RFF-w01v07-PkgAC-240to760.inp | RFF | CZ01 | v07 | RFF-CZ01-v07 | 6.5137
RFF-w01v11-PkgAC-240to760.inp | RFF | CZ01 | v11 | RFF-CZ01-v11 | 6.4527
RFF-w01v15-PkgAC-240to760.inp | RFF | CZ01 | v15 | RFF-CZ01-v15 | 6.2718
RFF-w02v03-PkgAC-240to760.inp | RFF | CZ02 | v03 | RFF-CZ02-v03 | 6.6933
RFF-w02v07-PkgAC-240to760.inp | RFF | CZ02 | v07 | RFF-CZ02-v07 | 6.6083
RFF-w02v11-PkgAC-240to760.inp | RFF | CZ02 | v11 | RFF-CZ02-v11 | 6.5269
RFF-w02v15-PkgAC-240to760.inp | RFF | CZ02 | v15 | RFF-CZ02-v15 | 6.4488
RFF-w03v03-PkgAC-240to760.inp | RFF | CZ03 | v03 | RFF-CZ03-v03 | 7.7327
RFF-w03v07-PkgAC-240to760.inp | RFF | CZ03 | v07 | RFF-CZ03-v07 | 7.6715
RFF-w03v11-PkgAC-240to760.inp | RFF | CZ03 | v11 | RFF-CZ03-v11 | 7.6216
RFF-w03v15-PkgAC-240to760.inp | RFF | CZ03 | v15 | RFF-CZ03-v15 | 7.1623
RFF-w04v03-PkgAC-240to760.inp | RFF | CZ04 | v03 | RFF-CZ04-v03 | 7.0813
RFF-w04v07-PkgAC-240to760.inp | RFF | CZ04 | v07 | RFF-CZ04-v07 | 7.0175
RFF-w04v11-PkgAC-240to760.inp | RFF | CZ04 | v11 | RFF-CZ04-v11 | 6.9508
RFF-w04v15-PkgAC-240to760.inp | RFF | CZ04 | v15 | RFF-CZ04-v15 | 6.6087
RFF-w05v03-PkgAC-240to760.inp | RFF | CZ05 | v03 | RFF-CZ05-v03 | 7.3521
RFF-w05v07-PkgAC-240to760.inp | RFF | CZ05 | v07 | RFF-CZ05-v07 | 7.2767
RFF-w05v11-PkgAC-240to760.inp | RFF | CZ05 | v11 | RFF-CZ05-v11 | 7.2767
RFF-w05v15-PkgAC-240to760.inp | RFF | CZ05 | v15 | RFF-CZ05-v15 | 6.8143
RFF-w06v03-PkgAC-240to760.inp | RFF | CZ06 | v03 | RFF-CZ06-v03 | 8.5511
RFF-w06v07-PkgAC-240to760.inp | RFF | CZ06 | v07 | RFF-CZ06-v07 | 8.5511
RFF-w06v11-PkgAC-240to760.inp | RFF | CZ06 | v11 | RFF-CZ06-v11 | 8.5511
RFF-w06v15-PkgAC-240to760.inp | RFF | CZ06 | v15 | RFF-CZ06-v15 | 8.1035
RFF-w07v03-PkgAC-240to760.inp | RFF | CZ07 | v03 | RFF-CZ07-v03 | 8.2705
RFF-w07v07-PkgAC-240to760.inp | RFF | CZ07 | v07 | RFF-CZ07-v07 | 8.2705
RFF-w07v11-PkgAC-240to760.inp | RFF | CZ07 | v11 | RFF-CZ07-v11 | 8.2111
RFF-w07v15-PkgAC-240to760.inp | RFF | CZ07 | v15 | RFF-CZ07-v15 | 7.7584
RFF-w08v03-PkgAC-240to760.inp | RFF | CZ08 | v03 | RFF-CZ08-v03 | 7.4979
RFF-w08v07-PkgAC-240to760.inp | RFF | CZ08 | v07 | RFF-CZ08-v07 | 7.4979
RFF-w08v11-PkgAC-240to760.inp | RFF | CZ08 | v11 | RFF-CZ08-v11 | 7.4251
RFF-w08v15-PkgAC-240to760.inp | RFF | CZ08 | v15 | RFF-CZ08-v15 | 7.116
RFF-w09v03-PkgAC-240to760.inp | RFF | CZ09 | v03 | RFF-CZ09-v03 | 9.9798
RFF-w09v07-PkgAC-240to760.inp | RFF | CZ09 | v07 | RFF-CZ09-v07 | 9.9798
RFF-w09v11-PkgAC-240to760.inp | RFF | CZ09 | v11 | RFF-CZ09-v11 | 9.6413
RFF-w09v15-PkgAC-240to760.inp | RFF | CZ09 | v15 | RFF-CZ09-v15 | 9.3044
RFF-w10v03-PkgAC-240to760.inp | RFF | CZ10 | v03 | RFF-CZ10-v03 | 8.6883
RFF-w10v07-PkgAC-240to760.inp | RFF | CZ10 | v07 | RFF-CZ10-v07 | 8.6049
RFF-w10v11-PkgAC-240to760.inp | RFF | CZ10 | v11 | RFF-CZ10-v11 | 8.5187
RFF-w10v15-PkgAC-240to760.inp | RFF | CZ10 | v15 | RFF-CZ10-v15 | 8.5336
RFF-w11v03-PkgAC-240to760.inp | RFF | CZ11 | v03 | RFF-CZ11-v03 | 10.0514
RFF-w11v07-PkgAC-240to760.inp | RFF | CZ11 | v07 | RFF-CZ11-v07 | 9.9382
RFF-w11v11-PkgAC-240to760.inp | RFF | CZ11 | v11 | RFF-CZ11-v11 | 9.3058
RFF-w11v15-PkgAC-240to760.inp | RFF | CZ11 | v15 | RFF-CZ11-v15 | 9.2675
RFF-w12v03-PkgAC-240to760.inp | RFF | CZ12 | v03 | RFF-CZ12-v03 | 8.7763
RFF-w12v07-PkgAC-240to760.inp | RFF | CZ12 | v07 | RFF-CZ12-v07 | 8.6749
RFF-w12v11-PkgAC-240to760.inp | RFF | CZ12 | v11 | RFF-CZ12-v11 | 8.4017
RFF-w12v15-PkgAC-240to760.inp | RFF | CZ12 | v15 | RFF-CZ12-v15 | 8.3472
RFF-w13v03-PkgAC-240to760.inp | RFF | CZ13 | v03 | RFF-CZ13-v03 | 10.0062
RFF-w13v07-PkgAC-240to760.inp | RFF | CZ13 | v07 | RFF-CZ13-v07 | 9.8945
RFF-w13v11-PkgAC-240to760.inp | RFF | CZ13 | v11 | RFF-CZ13-v11 | 9.4215
RFF-w13v15-PkgAC-240to760.inp | RFF | CZ13 | v15 | RFF-CZ13-v15 | 9.3709
RFF-w14v03-PkgAC-240to760.inp | RFF | CZ14 | v03 | RFF-CZ14-v03 | 9.9341
RFF-w14v07-PkgAC-240to760.inp | RFF | CZ14 | v07 | RFF-CZ14-v07 | 9.8252
RFF-w14v11-PkgAC-240to760.inp | RFF | CZ14 | v11 | RFF-CZ14-v11 | 9.213
RFF-w14v15-PkgAC-240to760.inp | RFF | CZ14 | v15 | RFF-CZ14-v15 | 9.1643
RFF-w15v03-PkgAC-240to760.inp | RFF | CZ15 | v03 | RFF-CZ15-v03 | 13.2167
RFF-w15v07-PkgAC-240to760.inp | RFF | CZ15 | v07 | RFF-CZ15-v07 | 13.0944
RFF-w15v11-PkgAC-240to760.inp | RFF | CZ15 | v11 | RFF-CZ15-v11 | 12.3727
RFF-w15v15-PkgAC-240to760.inp | RFF | CZ15 | v15 | RFF-CZ15-v15 | 12.3681
RFF-w16v03-PkgAC-240to760.inp | RFF | CZ16 | v03 | RFF-CZ16-v03 | 8.1926
RFF-w16v07-PkgAC-240to760.inp | RFF | CZ16 | v07 | RFF-CZ16-v07 | 8.1061
RFF-w16v11-PkgAC-240to760.inp | RFF | CZ16 | v11 | RFF-CZ16-v11 | 7.54
RFF-w16v15-PkgAC-240to760.inp | RFF | CZ16 | v15 | RFF-CZ16-v15 | 7.3522
RSD-w01v03-PkgAC-240to760.inp | RSD | CZ01 | v03 | RSD-CZ01-v03 | 11.7581
RSD-w01v07-PkgAC-240to760.inp | RSD | CZ01 | v07 | RSD-CZ01-v07 | 11.6178
RSD-w01v11-PkgAC-240to760.inp | RSD | CZ01 | v11 | RSD-CZ01-v11 | 11.6178
RSD-w01v15-PkgAC-240to760.inp | RSD | CZ01 | v15 | RSD-CZ01-v15 | 11.1614
RSD-w02v03-PkgAC-240to760.inp | RSD | CZ02 | v03 | RSD-CZ02-v03 | 12.3702
RSD-w02v07-PkgAC-240to760.inp | RSD | CZ02 | v07 | RSD-CZ02-v07 | 12.208
RSD-w02v11-PkgAC-240to760.inp | RSD | CZ02 | v11 | RSD-CZ02-v11 | 11.9373
RSD-w02v15-PkgAC-240to760.inp | RSD | CZ02 | v15 | RSD-CZ02-v15 | 11.6564
RSD-w03v03-PkgAC-240to760.inp | RSD | CZ03 | v03 | RSD-CZ03-v03 | 13.4689
RSD-w03v07-PkgAC-240to760.inp | RSD | CZ03 | v07 | RSD-CZ03-v07 | 13.3331
RSD-w03v11-PkgAC-240to760.inp | RSD | CZ03 | v11 | RSD-CZ03-v11 | 13.1967
RSD-w03v15-PkgAC-240to760.inp | RSD | CZ03 | v15 | RSD-CZ03-v15 | 12.034
RSD-w04v03-PkgAC-240to760.inp | RSD | CZ04 | v03 | RSD-CZ04-v03 | 13.0079
RSD-w04v07-PkgAC-240to760.inp | RSD | CZ04 | v07 | RSD-CZ04-v07 | 12.8807
RSD-w04v11-PkgAC-240to760.inp | RSD | CZ04 | v11 | RSD-CZ04-v11 | 12.553
RSD-w04v15-PkgAC-240to760.inp | RSD | CZ04 | v15 | RSD-CZ04-v15 | 11.6247
RSD-w05v03-PkgAC-240to760.inp | RSD | CZ05 | v03 | RSD-CZ05-v03 | 13.2642
RSD-w05v07-PkgAC-240to760.inp | RSD | CZ05 | v07 | RSD-CZ05-v07 | 13.097
RSD-w05v11-PkgAC-240to760.inp | RSD | CZ05 | v11 | RSD-CZ05-v11 | 13.097
RSD-w05v15-PkgAC-240to760.inp | RSD | CZ05 | v15 | RSD-CZ05-v15 | 11.9552
RSD-w06v03-PkgAC-240to760.inp | RSD | CZ06 | v03 | RSD-CZ06-v03 | 14.8259
RSD-w06v07-PkgAC-240to760.inp | RSD | CZ06 | v07 | RSD-CZ06-v07 | 14.8259
RSD-w06v11-PkgAC-240to760.inp | RSD | CZ06 | v11 | RSD-CZ06-v11 | 14.8259
RSD-w06v15-PkgAC-240to760.inp | RSD | CZ06 | v15 | RSD-CZ06-v15 | 13.5831
RSD-w07v03-PkgAC-240to760.inp | RSD | CZ07 | v03 | RSD-CZ07-v03 | 14.3747
RSD-w07v07-PkgAC-240to760.inp | RSD | CZ07 | v07 | RSD-CZ07-v07 | 14.3747
RSD-w07v11-PkgAC-240to760.inp | RSD | CZ07 | v11 | RSD-CZ07-v11 | 14.2033
RSD-w07v15-PkgAC-240to760.inp | RSD | CZ07 | v15 | RSD-CZ07-v15 | 12.9942
RSD-w08v03-PkgAC-240to760.inp | RSD | CZ08 | v03 | RSD-CZ08-v03 | 14.0879
RSD-w08v07-PkgAC-240to760.inp | RSD | CZ08 | v07 | RSD-CZ08-v07 | 14.0879
RSD-w08v11-PkgAC-240to760.inp | RSD | CZ08 | v11 | RSD-CZ08-v11 | 13.9347
RSD-w08v15-PkgAC-240to760.inp | RSD | CZ08 | v15 | RSD-CZ08-v15 | 13.0259
RSD-w09v03-PkgAC-240to760.inp | RSD | CZ09 | v03 | RSD-CZ09-v03 | 18.4567
RSD-w09v07-PkgAC-240to760.inp | RSD | CZ09 | v07 | RSD-CZ09-v07 | 18.4567
RSD-w09v11-PkgAC-240to760.inp | RSD | CZ09 | v11 | RSD-CZ09-v11 | 17.4161
RSD-w09v15-PkgAC-240to760.inp | RSD | CZ09 | v15 | RSD-CZ09-v15 | 16.3117
RSD-w10v03-PkgAC-240to760.inp | RSD | CZ10 | v03 | RSD-CZ10-v03 | 15.7447
RSD-w10v07-PkgAC-240to760.inp | RSD | CZ10 | v07 | RSD-CZ10-v07 | 15.5633
RSD-w10v11-PkgAC-240to760.inp | RSD | CZ10 | v11 | RSD-CZ10-v11 | 15.1942
RSD-w10v15-PkgAC-240to760.inp | RSD | CZ10 | v15 | RSD-CZ10-v15 | 14.9968
RSD-w11v03-PkgAC-240to760.inp | RSD | CZ11 | v03 | RSD-CZ11-v03 | 18.1002
RSD-w11v07-PkgAC-240to760.inp | RSD | CZ11 | v07 | RSD-CZ11-v07 | 17.8558
RSD-w11v11-PkgAC-240to760.inp | RSD | CZ11 | v11 | RSD-CZ11-v11 | 17.3934
RSD-w11v15-PkgAC-240to760.inp | RSD | CZ11 | v15 | RSD-CZ11-v15 | 17.1648
RSD-w12v03-PkgAC-240to760.inp | RSD | CZ12 | v03 | RSD-CZ12-v03 | 15.8251
RSD-w12v07-PkgAC-240to760.inp | RSD | CZ12 | v07 | RSD-CZ12-v07 | 15.6117
RSD-w12v11-PkgAC-240to760.inp | RSD | CZ12 | v11 | RSD-CZ12-v11 | 15.2256
RSD-w12v15-PkgAC-240to760.inp | RSD | CZ12 | v15 | RSD-CZ12-v15 | 15.0089
RSD-w13v03-PkgAC-240to760.inp | RSD | CZ13 | v03 | RSD-CZ13-v03 | 18.1238
RSD-w13v07-PkgAC-240to760.inp | RSD | CZ13 | v07 | RSD-CZ13-v07 | 17.8802
RSD-w13v11-PkgAC-240to760.inp | RSD | CZ13 | v11 | RSD-CZ13-v11 | 17.4217
RSD-w13v15-PkgAC-240to760.inp | RSD | CZ13 | v15 | RSD-CZ13-v15 | 17.1927
RSD-w14v03-PkgAC-240to760.inp | RSD | CZ14 | v03 | RSD-CZ14-v03 | 18.119
RSD-w14v07-PkgAC-240to760.inp | RSD | CZ14 | v07 | RSD-CZ14-v07 | 17.8816
RSD-w14v11-PkgAC-240to760.inp | RSD | CZ14 | v11 | RSD-CZ14-v11 | 17.4433
RSD-w14v15-PkgAC-240to760.inp | RSD | CZ14 | v15 | RSD-CZ14-v15 | 17.2029
RSD-w15v03-PkgAC-240to760.inp | RSD | CZ15 | v03 | RSD-CZ15-v03 | 24.0875
RSD-w15v07-PkgAC-240to760.inp | RSD | CZ15 | v07 | RSD-CZ15-v07 | 23.8065
RSD-w15v11-PkgAC-240to760.inp | RSD | CZ15 | v11 | RSD-CZ15-v11 | 22.9531
RSD-w15v15-PkgAC-240to760.inp | RSD | CZ15 | v15 | RSD-CZ15-v15 | 22.7142
RSD-w16v03-PkgAC-240to760.inp | RSD | CZ16 | v03 | RSD-CZ16-v03 | 13.5734
RSD-w16v07-PkgAC-240to760.inp | RSD | CZ16 | v07 | RSD-CZ16-v07 | 13.3842
RSD-w16v11-PkgAC-240to760.inp | RSD | CZ16 | v11 | RSD-CZ16-v11 | 13.0595
RSD-w16v15-PkgAC-240to760.inp | RSD | CZ16 | v15 | RSD-CZ16-v15 | 12.6018
Rt3-w01v03-PkgAC-240to760.inp | Rt3 | CZ01 | v03 | Rt3-CZ01-v03 | 204.7313
Rt3-w01v07-PkgAC-240to760.inp | Rt3 | CZ01 | v07 | Rt3-CZ01-v07 | 204.691
Rt3-w01v11-PkgAC-240to760.inp | Rt3 | CZ01 | v11 | Rt3-CZ01-v11 | 202.1342
Rt3-w01v15-PkgAC-240to760.inp | Rt3 | CZ01 | v15 | Rt3-CZ01-v15 | 190.1898
Rt3-w02v03-PkgAC-240to760.inp | Rt3 | CZ02 | v03 | Rt3-CZ02-v03 | 245.0379
Rt3-w02v07-PkgAC-240to760.inp | Rt3 | CZ02 | v07 | Rt3-CZ02-v07 | 244.3222
Rt3-w02v11-PkgAC-240to760.inp | Rt3 | CZ02 | v11 | Rt3-CZ02-v11 | 243.6599
Rt3-w02v15-PkgAC-240to760.inp | Rt3 | CZ02 | v15 | Rt3-CZ02-v15 | 233.3172
Rt3-w03v03-PkgAC-240to760.inp | Rt3 | CZ03 | v03 | Rt3-CZ03-v03 | 215.9242
Rt3-w03v07-PkgAC-240to760.inp | Rt3 | CZ03 | v07 | Rt3-CZ03-v07 | 215.8727
Rt3-w03v11-PkgAC-240to760.inp | Rt3 | CZ03 | v11 | Rt3-CZ03-v11 | 215.8223
Rt3-w03v15-PkgAC-240to760.inp | Rt3 | CZ03 | v15 | Rt3-CZ03-v15 | 203.1682
Rt3-w04v03-PkgAC-240to760.inp | Rt3 | CZ04 | v03 | Rt3-CZ04-v03 | 246.0594
Rt3-w04v07-PkgAC-240to760.inp | Rt3 | CZ04 | v07 | Rt3-CZ04-v07 | 245.3258
Rt3-w04v11-PkgAC-240to760.inp | Rt3 | CZ04 | v11 | Rt3-CZ04-v11 | 244.5711
Rt3-w04v15-PkgAC-240to760.inp | Rt3 | CZ04 | v15 | Rt3-CZ04-v15 | 233.2294
Rt3-w05v03-PkgAC-240to760.inp | Rt3 | CZ05 | v03 | Rt3-CZ05-v03 | 215.5598
Rt3-w05v07-PkgAC-240to760.inp | Rt3 | CZ05 | v07 | Rt3-CZ05-v07 | 215.5078
Rt3-w05v11-PkgAC-240to760.inp | Rt3 | CZ05 | v11 | Rt3-CZ05-v11 | 215.5078
Rt3-w05v15-PkgAC-240to760.inp | Rt3 | CZ05 | v15 | Rt3-CZ05-v15 | 202.6002
Rt3-w06v03-PkgAC-240to760.inp | Rt3 | CZ06 | v03 | Rt3-CZ06-v03 | 232.6582
Rt3-w06v07-PkgAC-240to760.inp | Rt3 | CZ06 | v07 | Rt3-CZ06-v07 | 232.6582
Rt3-w06v11-PkgAC-240to760.inp | Rt3 | CZ06 | v11 | Rt3-CZ06-v11 | 232.6582
Rt3-w06v15-PkgAC-240to760.inp | Rt3 | CZ06 | v15 | Rt3-CZ06-v15 | 219.8521
Rt3-w07v03-PkgAC-240to760.inp | Rt3 | CZ07 | v03 | Rt3-CZ07-v03 | 226.5122
Rt3-w07v07-PkgAC-240to760.inp | Rt3 | CZ07 | v07 | Rt3-CZ07-v07 | 226.5122
Rt3-w07v11-PkgAC-240to760.inp | Rt3 | CZ07 | v11 | Rt3-CZ07-v11 | 226.4526
Rt3-w07v15-PkgAC-240to760.inp | Rt3 | CZ07 | v15 | Rt3-CZ07-v15 | 213.5798
Rt3-w08v03-PkgAC-240to760.inp | Rt3 | CZ08 | v03 | Rt3-CZ08-v03 | 256.6501
Rt3-w08v07-PkgAC-240to760.inp | Rt3 | CZ08 | v07 | Rt3-CZ08-v07 | 256.6501
Rt3-w08v11-PkgAC-240to760.inp | Rt3 | CZ08 | v11 | Rt3-CZ08-v11 | 255.8876
Rt3-w08v15-PkgAC-240to760.inp | Rt3 | CZ08 | v15 | Rt3-CZ08-v15 | 245.3602
Rt3-w09v03-PkgAC-240to760.inp | Rt3 | CZ09 | v03 | Rt3-CZ09-v03 | 327.2848
Rt3-w09v07-PkgAC-240to760.inp | Rt3 | CZ09 | v07 | Rt3-CZ09-v07 | 327.2848
Rt3-w09v11-PkgAC-240to760.inp | Rt3 | CZ09 | v11 | Rt3-CZ09-v11 | 323.7308
Rt3-w09v15-PkgAC-240to760.inp | Rt3 | CZ09 | v15 | Rt3-CZ09-v15 | 312.2086
Rt3-w10v03-PkgAC-240to760.inp | Rt3 | CZ10 | v03 | Rt3-CZ10-v03 | 301.1688
Rt3-w10v07-PkgAC-240to760.inp | Rt3 | CZ10 | v07 | Rt3-CZ10-v07 | 300.2527
Rt3-w10v11-PkgAC-240to760.inp | Rt3 | CZ10 | v11 | Rt3-CZ10-v11 | 299.3349
Rt3-w10v15-PkgAC-240to760.inp | Rt3 | CZ10 | v15 | Rt3-CZ10-v15 | 289.522
Rt3-w11v03-PkgAC-240to760.inp | Rt3 | CZ11 | v03 | Rt3-CZ11-v03 | 340.57
Rt3-w11v07-PkgAC-240to760.inp | Rt3 | CZ11 | v07 | Rt3-CZ11-v07 | 339.3911
Rt3-w11v11-PkgAC-240to760.inp | Rt3 | CZ11 | v11 | Rt3-CZ11-v11 | 317.2062
Rt3-w11v15-PkgAC-240to760.inp | Rt3 | CZ11 | v15 | Rt3-CZ11-v15 | 306.8757
Rt3-w12v03-PkgAC-240to760.inp | Rt3 | CZ12 | v03 | Rt3-CZ12-v03 | 303.8853
Rt3-w12v07-PkgAC-240to760.inp | Rt3 | CZ12 | v07 | Rt3-CZ12-v07 | 302.9547
Rt3-w12v11-PkgAC-240to760.inp | Rt3 | CZ12 | v11 | Rt3-CZ12-v11 | 295.3254
Rt3-w12v15-PkgAC-240to760.inp | Rt3 | CZ12 | v15 | Rt3-CZ12-v15 | 285.43
Rt3-w13v03-PkgAC-240to760.inp | Rt3 | CZ13 | v03 | Rt3-CZ13-v03 | 339.389
Rt3-w13v07-PkgAC-240to760.inp | Rt3 | CZ13 | v07 | Rt3-CZ13-v07 | 338.1948
Rt3-w13v11-PkgAC-240to760.inp | Rt3 | CZ13 | v11 | Rt3-CZ13-v11 | 322.2411
Rt3-w13v15-PkgAC-240to760.inp | Rt3 | CZ13 | v15 | Rt3-CZ13-v15 | 311.9677
Rt3-w14v03-PkgAC-240to760.inp | Rt3 | CZ14 | v03 | Rt3-CZ14-v03 | 340.6368
Rt3-w14v07-PkgAC-240to760.inp | Rt3 | CZ14 | v07 | Rt3-CZ14-v07 | 339.4973
Rt3-w14v11-PkgAC-240to760.inp | Rt3 | CZ14 | v11 | Rt3-CZ14-v11 | 316.9864
Rt3-w14v15-PkgAC-240to760.inp | Rt3 | CZ14 | v15 | Rt3-CZ14-v15 | 306.3795
Rt3-w15v03-PkgAC-240to760.inp | Rt3 | CZ15 | v03 | Rt3-CZ15-v03 | 431.3778
Rt3-w15v07-PkgAC-240to760.inp | Rt3 | CZ15 | v07 | Rt3-CZ15-v07 | 429.9377
Rt3-w15v11-PkgAC-240to760.inp | Rt3 | CZ15 | v11 | Rt3-CZ15-v11 | 401.7713
Rt3-w15v15-PkgAC-240to760.inp | Rt3 | CZ15 | v15 | Rt3-CZ15-v15 | 390.7376
Rt3-w16v03-PkgAC-240to760.inp | Rt3 | CZ16 | v03 | Rt3-CZ16-v03 | 236.5865
Rt3-w16v07-PkgAC-240to760.inp | Rt3 | CZ16 | v07 | Rt3-CZ16-v07 | 236.5138
Rt3-w16v11-PkgAC-240to760.inp | Rt3 | CZ16 | v11 | Rt3-CZ16-v11 | 219.8073
Rt3-w16v15-PkgAC-240to760.inp | Rt3 | CZ16 | v15 | Rt3-CZ16-v15 | 208.0602
RtL-w01v03-PkgAC-240to760.inp | RtL | CZ01 | v03 | RtL-CZ01-v03 | 176.7287
RtL-w01v07-PkgAC-240to760.inp | RtL | CZ01 | v07 | RtL-CZ01-v07 | 175.7236
RtL-w01v11-PkgAC-240to760.inp | RtL | CZ01 | v11 | RtL-CZ01-v11 | 174.7159
RtL-w01v15-PkgAC-240to760.inp | RtL | CZ01 | v15 | RtL-CZ01-v15 | 166.7219
RtL-w02v03-PkgAC-240to760.inp | RtL | CZ02 | v03 | RtL-CZ02-v03 | 214.4344
RtL-w02v07-PkgAC-240to760.inp | RtL | CZ02 | v07 | RtL-CZ02-v07 | 211.3583
RtL-w02v11-PkgAC-240to760.inp | RtL | CZ02 | v11 | RtL-CZ02-v11 | 208.1938
RtL-w02v15-PkgAC-240to760.inp | RtL | CZ02 | v15 | RtL-CZ02-v15 | 199.949
RtL-w03v03-PkgAC-240to760.inp | RtL | CZ03 | v03 | RtL-CZ03-v03 | 184.0153
RtL-w03v07-PkgAC-240to760.inp | RtL | CZ03 | v07 | RtL-CZ03-v07 | 182.8846
RtL-w03v11-PkgAC-240to760.inp | RtL | CZ03 | v11 | RtL-CZ03-v11 | 181.7347
RtL-w03v15-PkgAC-240to760.inp | RtL | CZ03 | v15 | RtL-CZ03-v15 | 172.5479
RtL-w04v03-PkgAC-240to760.inp | RtL | CZ04 | v03 | RtL-CZ04-v03 | 209.7478
RtL-w04v07-PkgAC-240to760.inp | RtL | CZ04 | v07 | RtL-CZ04-v07 | 207.2841
RtL-w04v11-PkgAC-240to760.inp | RtL | CZ04 | v11 | RtL-CZ04-v11 | 204.8462
RtL-w04v15-PkgAC-240to760.inp | RtL | CZ04 | v15 | RtL-CZ04-v15 | 196.0502
RtL-w05v03-PkgAC-240to760.inp | RtL | CZ05 | v03 | RtL-CZ05-v03 | 183.4826
RtL-w05v07-PkgAC-240to760.inp | RtL | CZ05 | v07 | RtL-CZ05-v07 | 182.3347
RtL-w05v11-PkgAC-240to760.inp | RtL | CZ05 | v11 | RtL-CZ05-v11 | 182.3347
RtL-w05v15-PkgAC-240to760.inp | RtL | CZ05 | v15 | RtL-CZ05-v15 | 172.9063
RtL-w06v03-PkgAC-240to760.inp | RtL | CZ06 | v03 | RtL-CZ06-v03 | 195.0544
RtL-w06v07-PkgAC-240to760.inp | RtL | CZ06 | v07 | RtL-CZ06-v07 | 195.0544
RtL-w06v11-PkgAC-240to760.inp | RtL | CZ06 | v11 | RtL-CZ06-v11 | 195.0544
RtL-w06v15-PkgAC-240to760.inp | RtL | CZ06 | v15 | RtL-CZ06-v15 | 185.9984
RtL-w07v03-PkgAC-240to760.inp | RtL | CZ07 | v03 | RtL-CZ07-v03 | 191.2078
RtL-w07v07-PkgAC-240to760.inp | RtL | CZ07 | v07 | RtL-CZ07-v07 | 191.2078
RtL-w07v11-PkgAC-240to760.inp | RtL | CZ07 | v11 | RtL-CZ07-v11 | 189.9967
RtL-w07v15-PkgAC-240to760.inp | RtL | CZ07 | v15 | RtL-CZ07-v15 | 181.2331
RtL-w08v03-PkgAC-240to760.inp | RtL | CZ08 | v03 | RtL-CZ08-v03 | 228.5492
RtL-w08v07-PkgAC-240to760.inp | RtL | CZ08 | v07 | RtL-CZ08-v07 | 228.5492
RtL-w08v11-PkgAC-240to760.inp | RtL | CZ08 | v11 | RtL-CZ08-v11 | 225.274
RtL-w08v15-PkgAC-240to760.inp | RtL | CZ08 | v15 | RtL-CZ08-v15 | 216.7471
RtL-w09v03-PkgAC-240to760.inp | RtL | CZ09 | v03 | RtL-CZ09-v03 | 289.2623
RtL-w09v07-PkgAC-240to760.inp | RtL | CZ09 | v07 | RtL-CZ09-v07 | 289.2623
RtL-w09v11-PkgAC-240to760.inp | RtL | CZ09 | v11 | RtL-CZ09-v11 | 274.5226
RtL-w09v15-PkgAC-240to760.inp | RtL | CZ09 | v15 | RtL-CZ09-v15 | 265.3017
RtL-w10v03-PkgAC-240to760.inp | RtL | CZ10 | v03 | RtL-CZ10-v03 | 261.8215
RtL-w10v07-PkgAC-240to760.inp | RtL | CZ10 | v07 | RtL-CZ10-v07 | 257.9313
RtL-w10v11-PkgAC-240to760.inp | RtL | CZ10 | v11 | RtL-CZ10-v11 | 253.9583
RtL-w10v15-PkgAC-240to760.inp | RtL | CZ10 | v15 | RtL-CZ10-v15 | 246.0422
RtL-w11v03-PkgAC-240to760.inp | RtL | CZ11 | v03 | RtL-CZ11-v03 | 295.3379
RtL-w11v07-PkgAC-240to760.inp | RtL | CZ11 | v07 | RtL-CZ11-v07 | 290.661
RtL-w11v11-PkgAC-240to760.inp | RtL | CZ11 | v11 | RtL-CZ11-v11 | 276.0474
RtL-w11v15-PkgAC-240to760.inp | RtL | CZ11 | v15 | RtL-CZ11-v15 | 267.2231
RtL-w12v03-PkgAC-240to760.inp | RtL | CZ12 | v03 | RtL-CZ12-v03 | 263.2782
RtL-w12v07-PkgAC-240to760.inp | RtL | CZ12 | v07 | RtL-CZ12-v07 | 258.8889
RtL-w12v11-PkgAC-240to760.inp | RtL | CZ12 | v11 | RtL-CZ12-v11 | 251.4124
RtL-w12v15-PkgAC-240to760.inp | RtL | CZ12 | v15 | RtL-CZ12-v15 | 243.2369
RtL-w13v03-PkgAC-240to760.inp | RtL | CZ13 | v03 | RtL-CZ13-v03 | 295.0864
RtL-w13v07-PkgAC-240to760.inp | RtL | CZ13 | v07 | RtL-CZ13-v07 | 290.4337
RtL-w13v11-PkgAC-240to760.inp | RtL | CZ13 | v11 | RtL-CZ13-v11 | 278.4169
RtL-w13v15-PkgAC-240to760.inp | RtL | CZ13 | v15 | RtL-CZ13-v15 | 269.6899
RtL-w14v03-PkgAC-240to760.inp | RtL | CZ14 | v03 | RtL-CZ14-v03 | 295.7748
RtL-w14v07-PkgAC-240to760.inp | RtL | CZ14 | v07 | RtL-CZ14-v07 | 291.2339
RtL-w14v11-PkgAC-240to760.inp | RtL | CZ14 | v11 | RtL-CZ14-v11 | 276.9067
RtL-w14v15-PkgAC-240to760.inp | RtL | CZ14 | v15 | RtL-CZ14-v15 | 268.1877
RtL-w15v03-PkgAC-240to760.inp | RtL | CZ15 | v03 | RtL-CZ15-v03 | 378.7087
RtL-w15v07-PkgAC-240to760.inp | RtL | CZ15 | v07 | RtL-CZ15-v07 | 373.5276
RtL-w15v11-PkgAC-240to760.inp | RtL | CZ15 | v11 | RtL-CZ15-v11 | 356.2367
RtL-w15v15-PkgAC-240to760.inp | RtL | CZ15 | v15 | RtL-CZ15-v15 | 346.4925
RtL-w16v03-PkgAC-240to760.inp | RtL | CZ16 | v03 | RtL-CZ16-v03 | 193.3537
RtL-w16v07-PkgAC-240to760.inp | RtL | CZ16 | v07 | RtL-CZ16-v07 | 191.9738
RtL-w16v11-PkgAC-240to760.inp | RtL | CZ16 | v11 | RtL-CZ16-v11 | 184.0367
RtL-w16v15-PkgAC-240to760.inp | RtL | CZ16 | v15 | RtL-CZ16-v15 | 175.5319
RtS-w01v03-PkgAC-240to760.inp | RtS | CZ01 | v03 | RtS-CZ01-v03 | 12.6357
RtS-w01v07-PkgAC-240to760.inp | RtS | CZ01 | v07 | RtS-CZ01-v07 | 12.6283
RtS-w01v11-PkgAC-240to760.inp | RtS | CZ01 | v11 | RtS-CZ01-v11 | 12.5799
RtS-w01v15-PkgAC-240to760.inp | RtS | CZ01 | v15 | RtS-CZ01-v15 | 12.1753
RtS-w02v03-PkgAC-240to760.inp | RtS | CZ02 | v03 | RtS-CZ02-v03 | 15.7026
RtS-w02v07-PkgAC-240to760.inp | RtS | CZ02 | v07 | RtS-CZ02-v07 | 15.4168
RtS-w02v11-PkgAC-240to760.inp | RtS | CZ02 | v11 | RtS-CZ02-v11 | 15.1217
RtS-w02v15-PkgAC-240to760.inp | RtS | CZ02 | v15 | RtS-CZ02-v15 | 14.7769
RtS-w03v03-PkgAC-240to760.inp | RtS | CZ03 | v03 | RtS-CZ03-v03 | 14.1759
RtS-w03v07-PkgAC-240to760.inp | RtS | CZ03 | v07 | RtS-CZ03-v07 | 14.1677
RtS-w03v11-PkgAC-240to760.inp | RtS | CZ03 | v11 | RtS-CZ03-v11 | 14.1591
RtS-w03v15-PkgAC-240to760.inp | RtS | CZ03 | v15 | RtS-CZ03-v15 | 13.0943
RtS-w04v03-PkgAC-240to760.inp | RtS | CZ04 | v03 | RtS-CZ04-v03 | 16.4004
RtS-w04v07-PkgAC-240to760.inp | RtS | CZ04 | v07 | RtS-CZ04-v07 | 16.1919
RtS-w04v11-PkgAC-240to760.inp | RtS | CZ04 | v11 | RtS-CZ04-v11 | 15.9465
RtS-w04v15-PkgAC-240to760.inp | RtS | CZ04 | v15 | RtS-CZ04-v15 | 14.9853
RtS-w05v03-PkgAC-240to760.inp | RtS | CZ05 | v03 | RtS-CZ05-v03 | 13.9865
RtS-w05v07-PkgAC-240to760.inp | RtS | CZ05 | v07 | RtS-CZ05-v07 | 13.978
RtS-w05v11-PkgAC-240to760.inp | RtS | CZ05 | v11 | RtS-CZ05-v11 | 13.978
RtS-w05v15-PkgAC-240to760.inp | RtS | CZ05 | v15 | RtS-CZ05-v15 | 12.9192
RtS-w06v03-PkgAC-240to760.inp | RtS | CZ06 | v03 | RtS-CZ06-v03 | 15.5334
RtS-w06v07-PkgAC-240to760.inp | RtS | CZ06 | v07 | RtS-CZ06-v07 | 15.5334
RtS-w06v11-PkgAC-240to760.inp | RtS | CZ06 | v11 | RtS-CZ06-v11 | 15.5334
RtS-w06v15-PkgAC-240to760.inp | RtS | CZ06 | v15 | RtS-CZ06-v15 | 14.3465
RtS-w07v03-PkgAC-240to760.inp | RtS | CZ07 | v03 | RtS-CZ07-v03 | 15.0176
RtS-w07v07-PkgAC-240to760.inp | RtS | CZ07 | v07 | RtS-CZ07-v07 | 15.0176
RtS-w07v11-PkgAC-240to760.inp | RtS | CZ07 | v11 | RtS-CZ07-v11 | 14.8609
RtS-w07v15-PkgAC-240to760.inp | RtS | CZ07 | v15 | RtS-CZ07-v15 | 13.7978
RtS-w08v03-PkgAC-240to760.inp | RtS | CZ08 | v03 | RtS-CZ08-v03 | 17.451
RtS-w08v07-PkgAC-240to760.inp | RtS | CZ08 | v07 | RtS-CZ08-v07 | 17.451
RtS-w08v11-PkgAC-240to760.inp | RtS | CZ08 | v11 | RtS-CZ08-v11 | 17.2319
RtS-w08v15-PkgAC-240to760.inp | RtS | CZ08 | v15 | RtS-CZ08-v15 | 16.309
RtS-w09v03-PkgAC-240to760.inp | RtS | CZ09 | v03 | RtS-CZ09-v03 | 22.5078
RtS-w09v07-PkgAC-240to760.inp | RtS | CZ09 | v07 | RtS-CZ09-v07 | 22.5078
RtS-w09v11-PkgAC-240to760.inp | RtS | CZ09 | v11 | RtS-CZ09-v11 | 21.4531
RtS-w09v15-PkgAC-240to760.inp | RtS | CZ09 | v15 | RtS-CZ09-v15 | 20.4813
RtS-w10v03-PkgAC-240to760.inp | RtS | CZ10 | v03 | RtS-CZ10-v03 | 19.8489
RtS-w10v07-PkgAC-240to760.inp | RtS | CZ10 | v07 | RtS-CZ10-v07 | 19.592
RtS-w10v11-PkgAC-240to760.inp | RtS | CZ10 | v11 | RtS-CZ10-v11 | 19.3306
RtS-w10v15-PkgAC-240to760.inp | RtS | CZ10 | v15 | RtS-CZ10-v15 | 19.0502
RtS-w11v03-PkgAC-240to760.inp | RtS | CZ11 | v03 | RtS-CZ11-v03 | 22.4897
RtS-w11v07-PkgAC-240to760.inp | RtS | CZ11 | v07 | RtS-CZ11-v07 | 22.1539
RtS-w11v11-PkgAC-240to760.inp | RtS | CZ11 | v11 | RtS-CZ11-v11 | 20.7385
RtS-w11v15-PkgAC-240to760.inp | RtS | CZ11 | v15 | RtS-CZ11-v15 | 20.4785
RtS-w12v03-PkgAC-240to760.inp | RtS | CZ12 | v03 | RtS-CZ12-v03 | 19.7712
RtS-w12v07-PkgAC-240to760.inp | RtS | CZ12 | v07 | RtS-CZ12-v07 | 19.4786
RtS-w12v11-PkgAC-240to760.inp | RtS | CZ12 | v11 | RtS-CZ12-v11 | 18.8316
RtS-w12v15-PkgAC-240to760.inp | RtS | CZ12 | v15 | RtS-CZ12-v15 | 18.5295
RtS-w13v03-PkgAC-240to760.inp | RtS | CZ13 | v03 | RtS-CZ13-v03 | 22.5612
RtS-w13v07-PkgAC-240to760.inp | RtS | CZ13 | v07 | RtS-CZ13-v07 | 22.2333
RtS-w13v11-PkgAC-240to760.inp | RtS | CZ13 | v11 | RtS-CZ13-v11 | 21.1535
RtS-w13v15-PkgAC-240to760.inp | RtS | CZ13 | v15 | RtS-CZ13-v15 | 20.8634
RtS-w14v03-PkgAC-240to760.inp | RtS | CZ14 | v03 | RtS-CZ14-v03 | 22.4776
RtS-w14v07-PkgAC-240to760.inp | RtS | CZ14 | v07 | RtS-CZ14-v07 | 22.1563
RtS-w14v11-PkgAC-240to760.inp | RtS | CZ14 | v11 | RtS-CZ14-v11 | 20.7846
RtS-w14v15-PkgAC-240to760.inp | RtS | CZ14 | v15 | RtS-CZ14-v15 | 20.4697
RtS-w15v03-PkgAC-240to760.inp | RtS | CZ15 | v03 | RtS-CZ15-v03 | 29.0371
RtS-w15v07-PkgAC-240to760.inp | RtS | CZ15 | v07 | RtS-CZ15-v07 | 28.6504
RtS-w15v11-PkgAC-240to760.inp | RtS | CZ15 | v11 | RtS-CZ15-v11 | 27.0254
RtS-w15v15-PkgAC-240to760.inp | RtS | CZ15 | v15 | RtS-CZ15-v15 | 26.8342
RtS-w16v03-PkgAC-240to760.inp | RtS | CZ16 | v03 | RtS-CZ16-v03 | 14.445
RtS-w16v07-PkgAC-240to760.inp | RtS | CZ16 | v07 | RtS-CZ16-v07 | 14.3496
RtS-w16v11-PkgAC-240to760.inp | RtS | CZ16 | v11 | RtS-CZ16-v11 | 13.9109
RtS-w16v15-PkgAC-240to760.inp | RtS | CZ16 | v15 | RtS-CZ16-v15 | 13.5512
SCn-w01v03-PkgAC-240to760.inp | SCn | CZ01 | v03 | SCn-CZ01-v03 | 323.174
SCn-w01v07-PkgAC-240to760.inp | SCn | CZ01 | v07 | SCn-CZ01-v07 | 321.3833
SCn-w01v11-PkgAC-240to760.inp | SCn | CZ01 | v11 | SCn-CZ01-v11 | 314.2056
SCn-w01v15-PkgAC-240to760.inp | SCn | CZ01 | v15 | SCn-CZ01-v15 | 314.0406
SCn-w02v03-PkgAC-240to760.inp | SCn | CZ02 | v03 | SCn-CZ02-v03 | 251.3976
SCn-w02v07-PkgAC-240to760.inp | SCn | CZ02 | v07 | SCn-CZ02-v07 | 239.5863
SCn-w02v11-PkgAC-240to760.inp | SCn | CZ02 | v11 | SCn-CZ02-v11 | 227.5309
SCn-w02v15-PkgAC-240to760.inp | SCn | CZ02 | v15 | SCn-CZ02-v15 | 224.189
SCn-w03v03-PkgAC-240to760.inp | SCn | CZ03 | v03 | SCn-CZ03-v03 | 323.1742
SCn-w03v07-PkgAC-240to760.inp | SCn | CZ03 | v07 | SCn-CZ03-v07 | 321.3856
SCn-w03v11-PkgAC-240to760.inp | SCn | CZ03 | v11 | SCn-CZ03-v11 | 319.7034
SCn-w03v15-PkgAC-240to760.inp | SCn | CZ03 | v15 | SCn-CZ03-v15 | 319.2689
SCn-w04v03-PkgAC-240to760.inp | SCn | CZ04 | v03 | SCn-CZ04-v03 | 240.9097
SCn-w04v07-PkgAC-240to760.inp | SCn | CZ04 | v07 | SCn-CZ04-v07 | 231.6053
SCn-w04v11-PkgAC-240to760.inp | SCn | CZ04 | v11 | SCn-CZ04-v11 | 222.1164
SCn-w04v15-PkgAC-240to760.inp | SCn | CZ04 | v15 | SCn-CZ04-v15 | 218.5169
SCn-w05v03-PkgAC-240to760.inp | SCn | CZ05 | v03 | SCn-CZ05-v03 | 318.6948
SCn-w05v07-PkgAC-240to760.inp | SCn | CZ05 | v07 | SCn-CZ05-v07 | 317.08
SCn-w05v11-PkgAC-240to760.inp | SCn | CZ05 | v11 | SCn-CZ05-v11 | 317.08
SCn-w05v15-PkgAC-240to760.inp | SCn | CZ05 | v15 | SCn-CZ05-v15 | 316.6375
SCn-w06v03-PkgAC-240to760.inp | SCn | CZ06 | v03 | SCn-CZ06-v03 | 321.0295
SCn-w06v07-PkgAC-240to760.inp | SCn | CZ06 | v07 | SCn-CZ06-v07 | 321.0295
SCn-w06v11-PkgAC-240to760.inp | SCn | CZ06 | v11 | SCn-CZ06-v11 | 321.0295
SCn-w06v15-PkgAC-240to760.inp | SCn | CZ06 | v15 | SCn-CZ06-v15 | 319.6121
SCn-w07v03-PkgAC-240to760.inp | SCn | CZ07 | v03 | SCn-CZ07-v03 | 311.0548
SCn-w07v07-PkgAC-240to760.inp | SCn | CZ07 | v07 | SCn-CZ07-v07 | 311.0548
SCn-w07v11-PkgAC-240to760.inp | SCn | CZ07 | v11 | SCn-CZ07-v11 | 309.8425
SCn-w07v15-PkgAC-240to760.inp | SCn | CZ07 | v15 | SCn-CZ07-v15 | 308.5614
SCn-w08v03-PkgAC-240to760.inp | SCn | CZ08 | v03 | SCn-CZ08-v03 | 285.4702
SCn-w08v07-PkgAC-240to760.inp | SCn | CZ08 | v07 | SCn-CZ08-v07 | 285.4702
SCn-w08v11-PkgAC-240to760.inp | SCn | CZ08 | v11 | SCn-CZ08-v11 | 269.9376
SCn-w08v15-PkgAC-240to760.inp | SCn | CZ08 | v15 | SCn-CZ08-v15 | 276.4349
SCn-w09v03-PkgAC-240to760.inp | SCn | CZ09 | v03 | SCn-CZ09-v03 | 395.9197
SCn-w09v07-PkgAC-240to760.inp | SCn | CZ09 | v07 | SCn-CZ09-v07 | 395.9197
SCn-w09v11-PkgAC-240to760.inp | SCn | CZ09 | v11 | SCn-CZ09-v11 | 323.9904
SCn-w09v15-PkgAC-240to760.inp | SCn | CZ09 | v15 | SCn-CZ09-v15 | 329.9497
SCn-w10v03-PkgAC-240to760.inp | SCn | CZ10 | v03 | SCn-CZ10-v03 | 328.1867
SCn-w10v07-PkgAC-240to760.inp | SCn | CZ10 | v07 | SCn-CZ10-v07 | 311.5926
SCn-w10v11-PkgAC-240to760.inp | SCn | CZ10 | v11 | SCn-CZ10-v11 | 298.4857
SCn-w10v15-PkgAC-240to760.inp | SCn | CZ10 | v15 | SCn-CZ10-v15 | 298.8884
SCn-w11v03-PkgAC-240to760.inp | SCn | CZ11 | v03 | SCn-CZ11-v03 | 395.0848
SCn-w11v07-PkgAC-240to760.inp | SCn | CZ11 | v07 | SCn-CZ11-v07 | 373.5741
SCn-w11v11-PkgAC-240to760.inp | SCn | CZ11 | v11 | SCn-CZ11-v11 | 321.8645
SCn-w11v15-PkgAC-240to760.inp | SCn | CZ11 | v15 | SCn-CZ11-v15 | 320.375
SCn-w12v03-PkgAC-240to760.inp | SCn | CZ12 | v03 | SCn-CZ12-v03 | 334.8192
SCn-w12v07-PkgAC-240to760.inp | SCn | CZ12 | v07 | SCn-CZ12-v07 | 319.981
SCn-w12v11-PkgAC-240to760.inp | SCn | CZ12 | v11 | SCn-CZ12-v11 | 294.4178
SCn-w12v15-PkgAC-240to760.inp | SCn | CZ12 | v15 | SCn-CZ12-v15 | 292.8729
SCn-w13v03-PkgAC-240to760.inp | SCn | CZ13 | v03 | SCn-CZ13-v03 | 398.1712
SCn-w13v07-PkgAC-240to760.inp | SCn | CZ13 | v07 | SCn-CZ13-v07 | 375.3632
SCn-w13v11-PkgAC-240to760.inp | SCn | CZ13 | v11 | SCn-CZ13-v11 | 329.4463
SCn-w13v15-PkgAC-240to760.inp | SCn | CZ13 | v15 | SCn-CZ13-v15 | 333.8771
SCn-w14v03-PkgAC-240to760.inp | SCn | CZ14 | v03 | SCn-CZ14-v03 | 394.5125
SCn-w14v07-PkgAC-240to760.inp | SCn | CZ14 | v07 | SCn-CZ14-v07 | 371.8722
SCn-w14v11-PkgAC-240to760.inp | SCn | CZ14 | v11 | SCn-CZ14-v11 | 314.1242
SCn-w14v15-PkgAC-240to760.inp | SCn | CZ14 | v15 | SCn-CZ14-v15 | 322.296
SCn-w15v03-PkgAC-240to760.inp | SCn | CZ15 | v03 | SCn-CZ15-v03 | 539.3576
SCn-w15v07-PkgAC-240to760.inp | SCn | CZ15 | v07 | SCn-CZ15-v07 | 515.0396
SCn-w15v11-PkgAC-240to760.inp | SCn | CZ15 | v11 | SCn-CZ15-v11 | 451.5437
SCn-w15v15-PkgAC-240to760.inp | SCn | CZ15 | v15 | SCn-CZ15-v15 | 453.6149
SCn-w16v03-PkgAC-240to760.inp | SCn | CZ16 | v03 | SCn-CZ16-v03 | 360.3379
SCn-w16v07-PkgAC-240to760.inp | SCn | CZ16 | v07 | SCn-CZ16-v07 | 358.6678
SCn-w16v11-PkgAC-240to760.inp | SCn | CZ16 | v11 | SCn-CZ16-v11 | 323.5784
SCn-w16v15-PkgAC-240to760.inp | SCn | CZ16 | v15 | SCn-CZ16-v15 | 323.221
WRf-w01v03-PkgAC-240to760.inp | WRf | CZ01 | v03 | WRf-CZ01-v03 | 9.9648
WRf-w01v07-PkgAC-240to760.inp | WRf | CZ01 | v07 | WRf-CZ01-v07 | 9.8217
WRf-w01v11-PkgAC-240to760.inp | WRf | CZ01 | v11 | WRf-CZ01-v11 | 9.6781
WRf-w01v15-PkgAC-240to760.inp | WRf | CZ01 | v15 | WRf-CZ01-v15 | 9.3416
WRf-w02v03-PkgAC-240to760.inp | WRf | CZ02 | v03 | WRf-CZ02-v03 | 14.3165
WRf-w02v07-PkgAC-240to760.inp | WRf | CZ02 | v07 | WRf-CZ02-v07 | 14.3165
WRf-w02v11-PkgAC-240to760.inp | WRf | CZ02 | v11 | WRf-CZ02-v11 | 13.1268
WRf-w02v15-PkgAC-240to760.inp | WRf | CZ02 | v15 | WRf-CZ02-v15 | 12.7086
WRf-w03v03-PkgAC-240to760.inp | WRf | CZ03 | v03 | WRf-CZ03-v03 | 13.0125
WRf-w03v07-PkgAC-240to760.inp | WRf | CZ03 | v07 | WRf-CZ03-v07 | 12.1465
WRf-w03v11-PkgAC-240to760.inp | WRf | CZ03 | v11 | WRf-CZ03-v11 | 12.2167
WRf-w03v15-PkgAC-240to760.inp | WRf | CZ03 | v15 | WRf-CZ03-v15 | 11.5337
WRf-w04v03-PkgAC-240to760.inp | WRf | CZ04 | v03 | WRf-CZ04-v03 | 14.4732
WRf-w04v07-PkgAC-240to760.inp | WRf | CZ04 | v07 | WRf-CZ04-v07 | 14.2056
WRf-w04v11-PkgAC-240to760.inp | WRf | CZ04 | v11 | WRf-CZ04-v11 | 13.249
WRf-w04v15-PkgAC-240to760.inp | WRf | CZ04 | v15 | WRf-CZ04-v15 | 12.4837
WRf-w05v03-PkgAC-240to760.inp | WRf | CZ05 | v03 | WRf-CZ05-v03 | 11.883
WRf-w05v07-PkgAC-240to760.inp | WRf | CZ05 | v07 | WRf-CZ05-v07 | 11.6979
WRf-w05v11-PkgAC-240to760.inp | WRf | CZ05 | v11 | WRf-CZ05-v11 | 11.1376
WRf-w05v15-PkgAC-240to760.inp | WRf | CZ05 | v15 | WRf-CZ05-v15 | 10.4583
WRf-w06v03-PkgAC-240to760.inp | WRf | CZ06 | v03 | WRf-CZ06-v03 | 15.1565
WRf-w06v07-PkgAC-240to760.inp | WRf | CZ06 | v07 | WRf-CZ06-v07 | 15.1565
WRf-w06v11-PkgAC-240to760.inp | WRf | CZ06 | v11 | WRf-CZ06-v11 | 14.8517
WRf-w06v15-PkgAC-240to760.inp | WRf | CZ06 | v15 | WRf-CZ06-v15 | 14.1038
WRf-w07v03-PkgAC-240to760.inp | WRf | CZ07 | v03 | WRf-CZ07-v03 | 13.1972
WRf-w07v07-PkgAC-240to760.inp | WRf | CZ07 | v07 | WRf-CZ07-v07 | 13.1972
WRf-w07v11-PkgAC-240to760.inp | WRf | CZ07 | v11 | WRf-CZ07-v11 | 12.7459
WRf-w07v15-PkgAC-240to760.inp | WRf | CZ07 | v15 | WRf-CZ07-v15 | 12.047
WRf-w08v03-PkgAC-240to760.inp | WRf | CZ08 | v03 | WRf-CZ08-v03 | 17.0896
WRf-w08v07-PkgAC-240to760.inp | WRf | CZ08 | v07 | WRf-CZ08-v07 | 17.0896
WRf-w08v11-PkgAC-240to760.inp | WRf | CZ08 | v11 | WRf-CZ08-v11 | 16.0101
WRf-w08v15-PkgAC-240to760.inp | WRf | CZ08 | v15 | WRf-CZ08-v15 | 15.1976
WRf-w09v03-PkgAC-240to760.inp | WRf | CZ09 | v03 | WRf-CZ09-v03 | 18.4278
WRf-w09v07-PkgAC-240to760.inp | WRf | CZ09 | v07 | WRf-CZ09-v07 | 18.4278
WRf-w09v11-PkgAC-240to760.inp | WRf | CZ09 | v11 | WRf-CZ09-v11 | 16.3526
WRf-w09v15-PkgAC-240to760.inp | WRf | CZ09 | v15 | WRf-CZ09-v15 | 15.5088
WRf-w10v03-PkgAC-240to760.inp | WRf | CZ10 | v03 | WRf-CZ10-v03 | 15.4944
WRf-w10v07-PkgAC-240to760.inp | WRf | CZ10 | v07 | WRf-CZ10-v07 | 15.2084
WRf-w10v11-PkgAC-240to760.inp | WRf | CZ10 | v11 | WRf-CZ10-v11 | 15.0822
WRf-w10v15-PkgAC-240to760.inp | WRf | CZ10 | v15 | WRf-CZ10-v15 | 13.6708
WRf-w11v03-PkgAC-240to760.inp | WRf | CZ11 | v03 | WRf-CZ11-v03 | 16.858
WRf-w11v07-PkgAC-240to760.inp | WRf | CZ11 | v07 | WRf-CZ11-v07 | 16.9561
WRf-w11v11-PkgAC-240to760.inp | WRf | CZ11 | v11 | WRf-CZ11-v11 | 15.4405
WRf-w11v15-PkgAC-240to760.inp | WRf | CZ11 | v15 | WRf-CZ11-v15 | 14.9357
WRf-w12v03-PkgAC-240to760.inp | WRf | CZ12 | v03 | WRf-CZ12-v03 | 17.3439
WRf-w12v07-PkgAC-240to760.inp | WRf | CZ12 | v07 | WRf-CZ12-v07 | 17.6859
WRf-w12v11-PkgAC-240to760.inp | WRf | CZ12 | v11 | WRf-CZ12-v11 | 15.928
WRf-w12v15-PkgAC-240to760.inp | WRf | CZ12 | v15 | WRf-CZ12-v15 | 15.4511
WRf-w13v03-PkgAC-240to760.inp | WRf | CZ13 | v03 | WRf-CZ13-v03 | 17.2564
WRf-w13v07-PkgAC-240to760.inp | WRf | CZ13 | v07 | WRf-CZ13-v07 | 16.9651
WRf-w13v11-PkgAC-240to760.inp | WRf | CZ13 | v11 | WRf-CZ13-v11 | 16.9534
WRf-w13v15-PkgAC-240to760.inp | WRf | CZ13 | v15 | WRf-CZ13-v15 | 16.4452
WRf-w14v03-PkgAC-240to760.inp | WRf | CZ14 | v03 | WRf-CZ14-v03 | 15.201
WRf-w14v07-PkgAC-240to760.inp | WRf | CZ14 | v07 | WRf-CZ14-v07 | 14.9268
WRf-w14v11-PkgAC-240to760.inp | WRf | CZ14 | v11 | WRf-CZ14-v11 | 13.9712
WRf-w14v15-PkgAC-240to760.inp | WRf | CZ14 | v15 | WRf-CZ14-v15 | 13.5028
WRf-w15v03-PkgAC-240to760.inp | WRf | CZ15 | v03 | WRf-CZ15-v03 | 17.5641
WRf-w15v07-PkgAC-240to760.inp | WRf | CZ15 | v07 | WRf-CZ15-v07 | 17.8407
WRf-w15v11-PkgAC-240to760.inp | WRf | CZ15 | v11 | WRf-CZ15-v11 | 20.3742
WRf-w15v15-PkgAC-240to760.inp | WRf | CZ15 | v15 | WRf-CZ15-v15 | 19.7872
WRf-w16v03-PkgAC-240to760.inp | WRf | CZ16 | v03 | WRf-CZ16-v03 | 11.5941
WRf-w16v07-PkgAC-240to760.inp | WRf | CZ16 | v07 | WRf-CZ16-v07 | 11.3726
WRf-w16v11-PkgAC-240to760.inp | WRf | CZ16 | v11 | WRf-CZ16-v11 | 10.6712
WRf-w16v15-PkgAC-240to760.inp | WRf | CZ16 | v15 | WRf-CZ16-v15 | 10.2997

## Vintage Weighting
[5 empty] | v1975 | v1985 | v1996 | v2003 | v2007 | v2011 | v2015 | Vintage | Era
Sector | BT | CZ | Era | Combined Name | v75 | v85 | v96 | v03 | v07 | v11 | v15 | v75 | old
Com | Asm | CZ01 | ex | Asm-CZ01-ex | 0% | 0% | 0% | 42.51% | 20.96% | 20.96% | 15.57% | v85 | old
Com | Asm | CZ02 | ex | Asm-CZ02-ex | 0% | 0% | 0% | 44.65% | 20.12% | 20.12% | 15.11% | v96 | old
Com | Asm | CZ03 | ex | Asm-CZ03-ex | 0% | 0% | 0% | 51.32% | 17.7% | 17.7% | 13.27% | v03 | ex
Com | Asm | CZ04 | ex | Asm-CZ04-ex | 0% | 0% | 0% | 41.73% | 21.18% | 21.18% | 15.91% | v07 | ex
Com | Asm | CZ05 | ex | Asm-CZ05-ex | 0% | 0% | 0% | 40.37% | 21.76% | 21.76% | 16.11% | v11 | ex
Com | Asm | CZ06 | ex | Asm-CZ06-ex | 0% | 0% | 0% | 36.68% | 23.03% | 23.03% | 17.26% | v15 | ex
Com | Asm | CZ07 | ex | Asm-CZ07-ex | 0% | 0% | 0% | 38.13% | 22.5% | 22.5% | 16.87%
Com | Asm | CZ08 | ex | Asm-CZ08-ex | 0% | 0% | 0% | 36.85% | 22.97% | 22.97% | 17.22%
Com | Asm | CZ09 | ex | Asm-CZ09-ex | 0% | 0% | 0% | 39.03% | 22.17% | 22.17% | 16.63%
Com | Asm | CZ10 | ex | Asm-CZ10-ex | 0% | 0% | 0% | 39.44% | 22.02% | 22.02% | 16.52%
Com | Asm | CZ11 | ex | Asm-CZ11-ex | 0% | 0% | 0% | 39.51% | 22% | 22% | 16.5%
Com | Asm | CZ12 | ex | Asm-CZ12-ex | 0% | 0% | 0% | 41.98% | 21.1% | 21.1% | 15.82%
Com | Asm | CZ13 | ex | Asm-CZ13-ex | 0% | 0% | 0% | 36.54% | 23.08% | 23.08% | 17.3%
Com | Asm | CZ14 | ex | Asm-CZ14-ex | 0% | 0% | 0% | 39.6% | 21.97% | 21.97% | 16.46%
Com | Asm | CZ15 | ex | Asm-CZ15-ex | 0% | 0% | 0% | 39.54% | 21.99% | 21.99% | 16.48%
Com | Asm | CZ16 | ex | Asm-CZ16-ex | 0% | 0% | 0% | 39.01% | 22.17% | 22.17% | 16.64%
Com | ECC | CZ01 | ex | ECC-CZ01-ex | 0% | 0% | 0% | 32.82% | 24.43% | 24.43% | 18.32%
Com | ECC | CZ02 | ex | ECC-CZ02-ex | 0% | 0% | 0% | 48.25% | 18.83% | 18.83% | 14.09%
Com | ECC | CZ03 | ex | ECC-CZ03-ex | 0% | 0% | 0% | 51.01% | 17.82% | 17.82% | 13.35%
Com | ECC | CZ04 | ex | ECC-CZ04-ex | 0% | 0% | 0% | 48.71% | 18.66% | 18.66% | 13.97%
Com | ECC | CZ05 | ex | ECC-CZ05-ex | 0% | 0% | 0% | 48.49% | 18.7% | 18.7% | 14.11%
Com | ECC | CZ06 | ex | ECC-CZ06-ex | 0% | 0% | 0% | 45.15% | 19.94% | 19.94% | 14.98%
Com | ECC | CZ07 | ex | ECC-CZ07-ex | 0% | 0% | 0% | 54.9% | 16.4% | 16.4% | 12.31%
Com | ECC | CZ08 | ex | ECC-CZ08-ex | 0% | 0% | 0% | 45.03% | 19.99% | 19.99% | 14.99%
Com | ECC | CZ09 | ex | ECC-CZ09-ex | 0% | 0% | 0% | 47.1% | 19.23% | 19.23% | 14.44%
Com | ECC | CZ10 | ex | ECC-CZ10-ex | 0% | 0% | 0% | 47.97% | 18.93% | 18.93% | 14.18%
Com | ECC | CZ11 | ex | ECC-CZ11-ex | 0% | 0% | 0% | 46.45% | 19.47% | 19.47% | 14.62%
Com | ECC | CZ12 | ex | ECC-CZ12-ex | 0% | 0% | 0% | 47.73% | 19% | 19% | 14.28%
Com | ECC | CZ13 | ex | ECC-CZ13-ex | 0% | 0% | 0% | 44.32% | 20.24% | 20.24% | 15.21%
Com | ECC | CZ14 | ex | ECC-CZ14-ex | 0% | 0% | 0% | 46.53% | 19.41% | 19.41% | 14.65%
Com | ECC | CZ15 | ex | ECC-CZ15-ex | 0% | 0% | 0% | 46.52% | 19.46% | 19.46% | 14.56%
Com | ECC | CZ16 | ex | ECC-CZ16-ex | 0% | 0% | 0% | 46.13% | 19.58% | 19.58% | 14.71%
Com | EPr | CZ01 | ex | EPr-CZ01-ex | 0% | 0% | 0% | 48.96% | 18.75% | 18.75% | 13.54%
Com | EPr | CZ02 | ex | EPr-CZ02-ex | 0% | 0% | 0% | 53.54% | 16.88% | 16.88% | 12.7%
Com | EPr | CZ03 | ex | EPr-CZ03-ex | 0% | 0% | 0% | 52.67% | 17.21% | 17.21% | 12.92%
Com | EPr | CZ04 | ex | EPr-CZ04-ex | 0% | 0% | 0% | 55.34% | 16.22% | 16.22% | 12.22%
Com | EPr | CZ05 | ex | EPr-CZ05-ex | 0% | 0% | 0% | 55.67% | 15.98% | 15.98% | 12.37%
Com | EPr | CZ06 | ex | EPr-CZ06-ex | 0% | 0% | 0% | 55.24% | 16.27% | 16.27% | 12.22%
Com | EPr | CZ07 | ex | EPr-CZ07-ex | 0% | 0% | 0% | 62.12% | 13.79% | 13.79% | 10.31%
Com | EPr | CZ08 | ex | EPr-CZ08-ex | 0% | 0% | 0% | 55.64% | 16.13% | 16.13% | 12.1%
Com | EPr | CZ09 | ex | EPr-CZ09-ex | 0% | 0% | 0% | 59.18% | 14.84% | 14.84% | 11.15%
Com | EPr | CZ10 | ex | EPr-CZ10-ex | 0% | 0% | 0% | 59.23% | 14.83% | 14.83% | 11.11%
Com | EPr | CZ11 | ex | EPr-CZ11-ex | 0% | 0% | 0% | 49.1% | 18.49% | 18.49% | 13.92%
Com | EPr | CZ12 | ex | EPr-CZ12-ex | 0% | 0% | 0% | 52.59% | 17.24% | 17.24% | 12.92%
Com | EPr | CZ13 | ex | EPr-CZ13-ex | 0% | 0% | 0% | 46.06% | 19.61% | 19.61% | 14.71%
Com | EPr | CZ14 | ex | EPr-CZ14-ex | 0% | 0% | 0% | 58.3% | 15.16% | 15.16% | 11.38%
Com | EPr | CZ15 | ex | EPr-CZ15-ex | 0% | 0% | 0% | 58.81% | 14.99% | 14.99% | 11.21%
Com | EPr | CZ16 | ex | EPr-CZ16-ex | 0% | 0% | 0% | 55.49% | 16.21% | 16.21% | 12.1%
Com | ERC | CZ01 | ex | ERC-CZ01-ex | 0% | 0% | 0% | 48.96% | 18.75% | 18.75% | 13.54%
Com | ERC | CZ02 | ex | ERC-CZ02-ex | 0% | 0% | 0% | 53.54% | 16.88% | 16.88% | 12.7%
Com | ERC | CZ03 | ex | ERC-CZ03-ex | 0% | 0% | 0% | 52.67% | 17.21% | 17.21% | 12.92%
Com | ERC | CZ04 | ex | ERC-CZ04-ex | 0% | 0% | 0% | 55.34% | 16.22% | 16.22% | 12.22%
Com | ERC | CZ05 | ex | ERC-CZ05-ex | 0% | 0% | 0% | 55.67% | 15.98% | 15.98% | 12.37%
Com | ERC | CZ06 | ex | ERC-CZ06-ex | 0% | 0% | 0% | 55.24% | 16.27% | 16.27% | 12.22%
Com | ERC | CZ07 | ex | ERC-CZ07-ex | 0% | 0% | 0% | 62.12% | 13.79% | 13.79% | 10.31%
Com | ERC | CZ08 | ex | ERC-CZ08-ex | 0% | 0% | 0% | 55.64% | 16.13% | 16.13% | 12.1%
Com | ERC | CZ09 | ex | ERC-CZ09-ex | 0% | 0% | 0% | 59.18% | 14.84% | 14.84% | 11.15%
Com | ERC | CZ10 | ex | ERC-CZ10-ex | 0% | 0% | 0% | 59.23% | 14.83% | 14.83% | 11.11%
Com | ERC | CZ11 | ex | ERC-CZ11-ex | 0% | 0% | 0% | 49.1% | 18.49% | 18.49% | 13.92%
Com | ERC | CZ12 | ex | ERC-CZ12-ex | 0% | 0% | 0% | 52.59% | 17.24% | 17.24% | 12.92%
Com | ERC | CZ13 | ex | ERC-CZ13-ex | 0% | 0% | 0% | 46.06% | 19.61% | 19.61% | 14.71%
Com | ERC | CZ14 | ex | ERC-CZ14-ex | 0% | 0% | 0% | 58.3% | 15.16% | 15.16% | 11.38%
Com | ERC | CZ15 | ex | ERC-CZ15-ex | 0% | 0% | 0% | 58.81% | 14.99% | 14.99% | 11.21%
Com | ERC | CZ16 | ex | ERC-CZ16-ex | 0% | 0% | 0% | 55.49% | 16.21% | 16.21% | 12.1%
Com | ESe | CZ01 | ex | ESe-CZ01-ex | 0% | 0% | 0% | 48.96% | 18.75% | 18.75% | 13.54%
Com | ESe | CZ02 | ex | ESe-CZ02-ex | 0% | 0% | 0% | 53.54% | 16.88% | 16.88% | 12.7%
Com | ESe | CZ03 | ex | ESe-CZ03-ex | 0% | 0% | 0% | 52.67% | 17.21% | 17.21% | 12.92%
Com | ESe | CZ04 | ex | ESe-CZ04-ex | 0% | 0% | 0% | 55.34% | 16.22% | 16.22% | 12.22%
Com | ESe | CZ05 | ex | ESe-CZ05-ex | 0% | 0% | 0% | 55.67% | 15.98% | 15.98% | 12.37%
Com | ESe | CZ06 | ex | ESe-CZ06-ex | 0% | 0% | 0% | 55.24% | 16.27% | 16.27% | 12.22%
Com | ESe | CZ07 | ex | ESe-CZ07-ex | 0% | 0% | 0% | 62.12% | 13.79% | 13.79% | 10.31%
Com | ESe | CZ08 | ex | ESe-CZ08-ex | 0% | 0% | 0% | 55.64% | 16.13% | 16.13% | 12.1%
Com | ESe | CZ09 | ex | ESe-CZ09-ex | 0% | 0% | 0% | 59.18% | 14.84% | 14.84% | 11.15%
Com | ESe | CZ10 | ex | ESe-CZ10-ex | 0% | 0% | 0% | 59.23% | 14.83% | 14.83% | 11.11%
Com | ESe | CZ11 | ex | ESe-CZ11-ex | 0% | 0% | 0% | 49.1% | 18.49% | 18.49% | 13.92%
Com | ESe | CZ12 | ex | ESe-CZ12-ex | 0% | 0% | 0% | 52.59% | 17.24% | 17.24% | 12.92%
Com | ESe | CZ13 | ex | ESe-CZ13-ex | 0% | 0% | 0% | 46.06% | 19.61% | 19.61% | 14.71%
Com | ESe | CZ14 | ex | ESe-CZ14-ex | 0% | 0% | 0% | 58.3% | 15.16% | 15.16% | 11.38%
Com | ESe | CZ15 | ex | ESe-CZ15-ex | 0% | 0% | 0% | 58.81% | 14.99% | 14.99% | 11.21%
Com | ESe | CZ16 | ex | ESe-CZ16-ex | 0% | 0% | 0% | 55.49% | 16.21% | 16.21% | 12.1%
Com | EUD | CZ01 | ex | EUD-CZ01-ex | 0% | 0% | 0% | 32.82% | 24.43% | 24.43% | 18.32%
Com | EUD | CZ02 | ex | EUD-CZ02-ex | 0% | 0% | 0% | 48.25% | 18.83% | 18.83% | 14.09%
Com | EUD | CZ03 | ex | EUD-CZ03-ex | 0% | 0% | 0% | 51.01% | 17.82% | 17.82% | 13.35%
Com | EUD | CZ04 | ex | EUD-CZ04-ex | 0% | 0% | 0% | 48.71% | 18.66% | 18.66% | 13.97%
Com | EUD | CZ05 | ex | EUD-CZ05-ex | 0% | 0% | 0% | 48.49% | 18.7% | 18.7% | 14.11%
Com | EUD | CZ06 | ex | EUD-CZ06-ex | 0% | 0% | 0% | 45.15% | 19.94% | 19.94% | 14.98%
Com | EUD | CZ07 | ex | EUD-CZ07-ex | 0% | 0% | 0% | 54.9% | 16.4% | 16.4% | 12.31%
Com | EUD | CZ08 | ex | EUD-CZ08-ex | 0% | 0% | 0% | 45.03% | 19.99% | 19.99% | 14.99%
Com | EUD | CZ09 | ex | EUD-CZ09-ex | 0% | 0% | 0% | 47.1% | 19.23% | 19.23% | 14.44%
Com | EUD | CZ10 | ex | EUD-CZ10-ex | 0% | 0% | 0% | 47.97% | 18.93% | 18.93% | 14.18%
Com | EUD | CZ11 | ex | EUD-CZ11-ex | 0% | 0% | 0% | 46.45% | 19.47% | 19.47% | 14.62%
Com | EUD | CZ12 | ex | EUD-CZ12-ex | 0% | 0% | 0% | 47.73% | 19% | 19% | 14.28%
Com | EUD | CZ13 | ex | EUD-CZ13-ex | 0% | 0% | 0% | 44.32% | 20.24% | 20.24% | 15.21%
Com | EUD | CZ14 | ex | EUD-CZ14-ex | 0% | 0% | 0% | 46.53% | 19.41% | 19.41% | 14.65%
Com | EUD | CZ15 | ex | EUD-CZ15-ex | 0% | 0% | 0% | 46.52% | 19.46% | 19.46% | 14.56%
Com | EUD | CZ16 | ex | EUD-CZ16-ex | 0% | 0% | 0% | 46.13% | 19.58% | 19.58% | 14.71%
Com | EUn | CZ01 | ex | EUn-CZ01-ex | 0% | 0% | 0% | 32.82% | 24.43% | 24.43% | 18.32%
Com | EUn | CZ02 | ex | EUn-CZ02-ex | 0% | 0% | 0% | 48.25% | 18.83% | 18.83% | 14.09%
Com | EUn | CZ03 | ex | EUn-CZ03-ex | 0% | 0% | 0% | 51.01% | 17.82% | 17.82% | 13.35%
Com | EUn | CZ04 | ex | EUn-CZ04-ex | 0% | 0% | 0% | 48.71% | 18.66% | 18.66% | 13.97%
Com | EUn | CZ05 | ex | EUn-CZ05-ex | 0% | 0% | 0% | 48.49% | 18.7% | 18.7% | 14.11%
Com | EUn | CZ06 | ex | EUn-CZ06-ex | 0% | 0% | 0% | 45.15% | 19.94% | 19.94% | 14.98%
Com | EUn | CZ07 | ex | EUn-CZ07-ex | 0% | 0% | 0% | 54.9% | 16.4% | 16.4% | 12.31%
Com | EUn | CZ08 | ex | EUn-CZ08-ex | 0% | 0% | 0% | 45.03% | 19.99% | 19.99% | 14.99%
Com | EUn | CZ09 | ex | EUn-CZ09-ex | 0% | 0% | 0% | 47.1% | 19.23% | 19.23% | 14.44%
Com | EUn | CZ10 | ex | EUn-CZ10-ex | 0% | 0% | 0% | 47.97% | 18.93% | 18.93% | 14.18%
Com | EUn | CZ11 | ex | EUn-CZ11-ex | 0% | 0% | 0% | 46.45% | 19.47% | 19.47% | 14.62%
Com | EUn | CZ12 | ex | EUn-CZ12-ex | 0% | 0% | 0% | 47.73% | 19% | 19% | 14.28%
Com | EUn | CZ13 | ex | EUn-CZ13-ex | 0% | 0% | 0% | 44.32% | 20.24% | 20.24% | 15.21%
Com | EUn | CZ14 | ex | EUn-CZ14-ex | 0% | 0% | 0% | 46.53% | 19.41% | 19.41% | 14.65%
Com | EUn | CZ15 | ex | EUn-CZ15-ex | 0% | 0% | 0% | 46.52% | 19.46% | 19.46% | 14.56%
Com | EUn | CZ16 | ex | EUn-CZ16-ex | 0% | 0% | 0% | 46.13% | 19.58% | 19.58% | 14.71%
Com | Gro | CZ01 | ex | Gro-CZ01-ex | 0% | 0% | 0% | 37.66% | 22.73% | 22.73% | 16.88%
Com | Gro | CZ02 | ex | Gro-CZ02-ex | 0% | 0% | 0% | 39.09% | 22.15% | 22.15% | 16.61%
Com | Gro | CZ03 | ex | Gro-CZ03-ex | 0% | 0% | 0% | 36.31% | 23.16% | 23.16% | 17.36%
Com | Gro | CZ04 | ex | Gro-CZ04-ex | 0% | 0% | 0% | 39.9% | 21.85% | 21.85% | 16.41%
Com | Gro | CZ05 | ex | Gro-CZ05-ex | 0% | 0% | 0% | 38.92% | 22.17% | 22.17% | 16.75%
Com | Gro | CZ06 | ex | Gro-CZ06-ex | 0% | 0% | 0% | 36.24% | 23.19% | 23.19% | 17.39%
Com | Gro | CZ07 | ex | Gro-CZ07-ex | 0% | 0% | 0% | 38.62% | 22.32% | 22.32% | 16.74%
Com | Gro | CZ08 | ex | Gro-CZ08-ex | 0% | 0% | 0% | 36.23% | 23.19% | 23.19% | 17.39%
Com | Gro | CZ09 | ex | Gro-CZ09-ex | 0% | 0% | 0% | 37.13% | 22.86% | 22.86% | 17.14%
Com | Gro | CZ10 | ex | Gro-CZ10-ex | 0% | 0% | 0% | 37.14% | 22.86% | 22.86% | 17.15%
Com | Gro | CZ11 | ex | Gro-CZ11-ex | 0% | 0% | 0% | 39.03% | 22.16% | 22.16% | 16.64%
Com | Gro | CZ12 | ex | Gro-CZ12-ex | 0% | 0% | 0% | 44.22% | 20.28% | 20.28% | 15.21%
Com | Gro | CZ13 | ex | Gro-CZ13-ex | 0% | 0% | 0% | 35.19% | 23.57% | 23.57% | 17.66%
Com | Gro | CZ14 | ex | Gro-CZ14-ex | 0% | 0% | 0% | 37% | 22.91% | 22.91% | 17.19%
Com | Gro | CZ15 | ex | Gro-CZ15-ex | 0% | 0% | 0% | 36.99% | 22.9% | 22.9% | 17.21%
Com | Gro | CZ16 | ex | Gro-CZ16-ex | 0% | 0% | 0% | 37.06% | 22.91% | 22.91% | 17.13%
Com | HGR | CZ01 | ex | HGR-CZ01-ex | 0% | 0% | 0% | 53.12% | 16.96% | 16.96% | 12.95%
Com | HGR | CZ02 | ex | HGR-CZ02-ex | 0% | 0% | 0% | 43.93% | 20.39% | 20.39% | 15.29%
Com | HGR | CZ03 | ex | HGR-CZ03-ex | 0% | 0% | 0% | 59.1% | 14.88% | 14.88% | 11.14%
Com | HGR | CZ04 | ex | HGR-CZ04-ex | 0% | 0% | 0% | 40.59% | 21.6% | 21.6% | 16.2%
Com | HGR | CZ05 | ex | HGR-CZ05-ex | 0% | 0% | 0% | 40.89% | 21.49% | 21.49% | 16.12%
Com | HGR | CZ06 | ex | HGR-CZ06-ex | 0% | 0% | 0% | 44.87% | 20.05% | 20.05% | 15.03%
Com | HGR | CZ07 | ex | HGR-CZ07-ex | 0% | 0% | 0% | 39.75% | 21.91% | 21.91% | 16.43%
Com | HGR | CZ08 | ex | HGR-CZ08-ex | 0% | 0% | 0% | 43.53% | 20.53% | 20.53% | 15.4%
Com | HGR | CZ09 | ex | HGR-CZ09-ex | 0% | 0% | 0% | 32.09% | 24.69% | 24.69% | 18.53%
Com | HGR | CZ10 | ex | HGR-CZ10-ex | 0% | 0% | 0% | 39.97% | 21.84% | 21.84% | 16.35%
Com | HGR | CZ11 | ex | HGR-CZ11-ex | 0% | 0% | 0% | 40.55% | 21.65% | 21.65% | 16.14%
Com | HGR | CZ12 | ex | HGR-CZ12-ex | 0% | 0% | 0% | 39.39% | 22.05% | 22.05% | 16.51%
Com | HGR | CZ13 | ex | HGR-CZ13-ex | 0% | 0% | 0% | 37.48% | 22.77% | 22.77% | 16.98%
Com | HGR | CZ14 | ex | HGR-CZ14-ex | 0% | 0% | 0% | 34.51% | 23.8% | 23.8% | 17.88%
Com | HGR | CZ15 | ex | HGR-CZ15-ex | 0% | 0% | 0% | 40.05% | 21.8% | 21.8% | 16.35%
Com | HGR | CZ16 | ex | HGR-CZ16-ex | 0% | 0% | 0% | 29.91% | 25.46% | 25.46% | 19.17%
Com | Hsp | CZ01 | ex | Hsp-CZ01-ex | 0% | 0% | 0% | 56.74% | 15.6% | 15.6% | 12.06%
Com | Hsp | CZ02 | ex | Hsp-CZ02-ex | 0% | 0% | 0% | 42.49% | 20.9% | 20.9% | 15.7%
Com | Hsp | CZ03 | ex | Hsp-CZ03-ex | 0% | 0% | 0% | 26.53% | 26.71% | 26.71% | 20.06%
Com | Hsp | CZ04 | ex | Hsp-CZ04-ex | 0% | 0% | 0% | 43.44% | 20.58% | 20.58% | 15.4%
Com | Hsp | CZ05 | ex | Hsp-CZ05-ex | 0% | 0% | 0% | 50% | 18.13% | 18.13% | 13.74%
Com | Hsp | CZ06 | ex | Hsp-CZ06-ex | 0% | 0% | 0% | 52.99% | 17.09% | 17.09% | 12.83%
Com | Hsp | CZ07 | ex | Hsp-CZ07-ex | 0% | 0% | 0% | 50.27% | 18.09% | 18.09% | 13.54%
Com | Hsp | CZ08 | ex | Hsp-CZ08-ex | 0% | 0% | 0% | 52.19% | 17.38% | 17.38% | 13.04%
Com | Hsp | CZ09 | ex | Hsp-CZ09-ex | 0% | 0% | 0% | 48.02% | 18.9% | 18.9% | 14.18%
Com | Hsp | CZ10 | ex | Hsp-CZ10-ex | 0% | 0% | 0% | 33.14% | 24.31% | 24.31% | 18.24%
Com | Hsp | CZ11 | ex | Hsp-CZ11-ex | 0% | 0% | 0% | 46.08% | 19.61% | 19.61% | 14.71%
Com | Hsp | CZ12 | ex | Hsp-CZ12-ex | 0% | 0% | 0% | 39.09% | 22.16% | 22.16% | 16.6%
Com | Hsp | CZ13 | ex | Hsp-CZ13-ex | 0% | 0% | 0% | 43.22% | 20.66% | 20.66% | 15.47%
Com | Hsp | CZ14 | ex | Hsp-CZ14-ex | 0% | 0% | 0% | 35.58% | 23.35% | 23.35% | 17.71%
Com | Hsp | CZ15 | ex | Hsp-CZ15-ex | 0% | 0% | 0% | 31.61% | 24.87% | 24.87% | 18.65%
Com | Hsp | CZ16 | ex | Hsp-CZ16-ex | 0% | 0% | 0% | 33.92% | 23.98% | 23.98% | 18.13%
Com | Htl | CZ01 | ex | Htl-CZ01-ex | 0% | 0% | 0% | 53.12% | 16.96% | 16.96% | 12.95%
Com | Htl | CZ02 | ex | Htl-CZ02-ex | 0% | 0% | 0% | 43.93% | 20.39% | 20.39% | 15.29%
Com | Htl | CZ03 | ex | Htl-CZ03-ex | 0% | 0% | 0% | 59.1% | 14.88% | 14.88% | 11.14%
Com | Htl | CZ04 | ex | Htl-CZ04-ex | 0% | 0% | 0% | 40.59% | 21.6% | 21.6% | 16.2%
Com | Htl | CZ05 | ex | Htl-CZ05-ex | 0% | 0% | 0% | 40.89% | 21.49% | 21.49% | 16.12%
Com | Htl | CZ06 | ex | Htl-CZ06-ex | 0% | 0% | 0% | 44.87% | 20.05% | 20.05% | 15.03%
Com | Htl | CZ07 | ex | Htl-CZ07-ex | 0% | 0% | 0% | 39.75% | 21.91% | 21.91% | 16.43%
Com | Htl | CZ08 | ex | Htl-CZ08-ex | 0% | 0% | 0% | 43.53% | 20.53% | 20.53% | 15.4%
Com | Htl | CZ09 | ex | Htl-CZ09-ex | 0% | 0% | 0% | 32.09% | 24.69% | 24.69% | 18.53%
Com | Htl | CZ10 | ex | Htl-CZ10-ex | 0% | 0% | 0% | 39.97% | 21.84% | 21.84% | 16.35%
Com | Htl | CZ11 | ex | Htl-CZ11-ex | 0% | 0% | 0% | 40.55% | 21.65% | 21.65% | 16.14%
Com | Htl | CZ12 | ex | Htl-CZ12-ex | 0% | 0% | 0% | 39.39% | 22.05% | 22.05% | 16.51%
Com | Htl | CZ13 | ex | Htl-CZ13-ex | 0% | 0% | 0% | 37.48% | 22.77% | 22.77% | 16.98%
Com | Htl | CZ14 | ex | Htl-CZ14-ex | 0% | 0% | 0% | 34.51% | 23.8% | 23.8% | 17.88%
Com | Htl | CZ15 | ex | Htl-CZ15-ex | 0% | 0% | 0% | 40.05% | 21.8% | 21.8% | 16.35%
Com | Htl | CZ16 | ex | Htl-CZ16-ex | 0% | 0% | 0% | 29.91% | 25.46% | 25.46% | 19.17%
Ind | MBT | CZ01 | ex | MBT-CZ01-ex | 0% | 0% | 0% | 42.51% | 20.96% | 20.96% | 15.57%
Ind | MBT | CZ02 | ex | MBT-CZ02-ex | 0% | 0% | 0% | 44.65% | 20.12% | 20.12% | 15.11%
Ind | MBT | CZ03 | ex | MBT-CZ03-ex | 0% | 0% | 0% | 51.32% | 17.7% | 17.7% | 13.27%
Ind | MBT | CZ04 | ex | MBT-CZ04-ex | 0% | 0% | 0% | 41.73% | 21.18% | 21.18% | 15.91%
Ind | MBT | CZ05 | ex | MBT-CZ05-ex | 0% | 0% | 0% | 40.37% | 21.76% | 21.76% | 16.11%
Ind | MBT | CZ06 | ex | MBT-CZ06-ex | 0% | 0% | 0% | 36.68% | 23.03% | 23.03% | 17.26%
Ind | MBT | CZ07 | ex | MBT-CZ07-ex | 0% | 0% | 0% | 38.13% | 22.5% | 22.5% | 16.87%
Ind | MBT | CZ08 | ex | MBT-CZ08-ex | 0% | 0% | 0% | 36.85% | 22.97% | 22.97% | 17.22%
Ind | MBT | CZ09 | ex | MBT-CZ09-ex | 0% | 0% | 0% | 39.03% | 22.17% | 22.17% | 16.63%
Ind | MBT | CZ10 | ex | MBT-CZ10-ex | 0% | 0% | 0% | 39.44% | 22.02% | 22.02% | 16.52%
Ind | MBT | CZ11 | ex | MBT-CZ11-ex | 0% | 0% | 0% | 39.51% | 22% | 22% | 16.5%
Ind | MBT | CZ12 | ex | MBT-CZ12-ex | 0% | 0% | 0% | 41.98% | 21.1% | 21.1% | 15.82%
Ind | MBT | CZ13 | ex | MBT-CZ13-ex | 0% | 0% | 0% | 36.54% | 23.08% | 23.08% | 17.3%
Ind | MBT | CZ14 | ex | MBT-CZ14-ex | 0% | 0% | 0% | 39.6% | 21.97% | 21.97% | 16.46%
Ind | MBT | CZ15 | ex | MBT-CZ15-ex | 0% | 0% | 0% | 39.54% | 21.99% | 21.99% | 16.48%
Ind | MBT | CZ16 | ex | MBT-CZ16-ex | 0% | 0% | 0% | 39.01% | 22.17% | 22.17% | 16.64%
Ind | MLI | CZ01 | ex | MLI-CZ01-ex | 0% | 0% | 0% | 42.51% | 20.96% | 20.96% | 15.57%
Ind | MLI | CZ02 | ex | MLI-CZ02-ex | 0% | 0% | 0% | 44.65% | 20.12% | 20.12% | 15.11%
Ind | MLI | CZ03 | ex | MLI-CZ03-ex | 0% | 0% | 0% | 51.32% | 17.7% | 17.7% | 13.27%
Ind | MLI | CZ04 | ex | MLI-CZ04-ex | 0% | 0% | 0% | 41.73% | 21.18% | 21.18% | 15.91%
Ind | MLI | CZ05 | ex | MLI-CZ05-ex | 0% | 0% | 0% | 40.37% | 21.76% | 21.76% | 16.11%
Ind | MLI | CZ06 | ex | MLI-CZ06-ex | 0% | 0% | 0% | 36.68% | 23.03% | 23.03% | 17.26%
Ind | MLI | CZ07 | ex | MLI-CZ07-ex | 0% | 0% | 0% | 38.13% | 22.5% | 22.5% | 16.87%
Ind | MLI | CZ08 | ex | MLI-CZ08-ex | 0% | 0% | 0% | 36.85% | 22.97% | 22.97% | 17.22%
Ind | MLI | CZ09 | ex | MLI-CZ09-ex | 0% | 0% | 0% | 39.03% | 22.17% | 22.17% | 16.63%
Ind | MLI | CZ10 | ex | MLI-CZ10-ex | 0% | 0% | 0% | 39.44% | 22.02% | 22.02% | 16.52%
Ind | MLI | CZ11 | ex | MLI-CZ11-ex | 0% | 0% | 0% | 39.51% | 22% | 22% | 16.5%
Ind | MLI | CZ12 | ex | MLI-CZ12-ex | 0% | 0% | 0% | 41.98% | 21.1% | 21.1% | 15.82%
Ind | MLI | CZ13 | ex | MLI-CZ13-ex | 0% | 0% | 0% | 36.54% | 23.08% | 23.08% | 17.3%
Ind | MLI | CZ14 | ex | MLI-CZ14-ex | 0% | 0% | 0% | 39.6% | 21.97% | 21.97% | 16.46%
Ind | MLI | CZ15 | ex | MLI-CZ15-ex | 0% | 0% | 0% | 39.54% | 21.99% | 21.99% | 16.48%
Ind | MLI | CZ16 | ex | MLI-CZ16-ex | 0% | 0% | 0% | 39.01% | 22.17% | 22.17% | 16.64%
Com | Mtl | CZ01 | ex | Mtl-CZ01-ex | 0% | 0% | 0% | 53.12% | 16.96% | 16.96% | 12.95%
Com | Mtl | CZ02 | ex | Mtl-CZ02-ex | 0% | 0% | 0% | 43.93% | 20.39% | 20.39% | 15.29%
Com | Mtl | CZ03 | ex | Mtl-CZ03-ex | 0% | 0% | 0% | 59.1% | 14.88% | 14.88% | 11.14%
Com | Mtl | CZ04 | ex | Mtl-CZ04-ex | 0% | 0% | 0% | 40.59% | 21.6% | 21.6% | 16.2%
Com | Mtl | CZ05 | ex | Mtl-CZ05-ex | 0% | 0% | 0% | 40.89% | 21.49% | 21.49% | 16.12%
Com | Mtl | CZ06 | ex | Mtl-CZ06-ex | 0% | 0% | 0% | 44.87% | 20.05% | 20.05% | 15.03%
Com | Mtl | CZ07 | ex | Mtl-CZ07-ex | 0% | 0% | 0% | 39.75% | 21.91% | 21.91% | 16.43%
Com | Mtl | CZ08 | ex | Mtl-CZ08-ex | 0% | 0% | 0% | 43.53% | 20.53% | 20.53% | 15.4%
Com | Mtl | CZ09 | ex | Mtl-CZ09-ex | 0% | 0% | 0% | 32.09% | 24.69% | 24.69% | 18.53%
Com | Mtl | CZ10 | ex | Mtl-CZ10-ex | 0% | 0% | 0% | 39.97% | 21.84% | 21.84% | 16.35%
Com | Mtl | CZ11 | ex | Mtl-CZ11-ex | 0% | 0% | 0% | 40.55% | 21.65% | 21.65% | 16.14%
Com | Mtl | CZ12 | ex | Mtl-CZ12-ex | 0% | 0% | 0% | 39.39% | 22.05% | 22.05% | 16.51%
Com | Mtl | CZ13 | ex | Mtl-CZ13-ex | 0% | 0% | 0% | 37.48% | 22.77% | 22.77% | 16.98%
Com | Mtl | CZ14 | ex | Mtl-CZ14-ex | 0% | 0% | 0% | 34.51% | 23.8% | 23.8% | 17.88%
Com | Mtl | CZ15 | ex | Mtl-CZ15-ex | 0% | 0% | 0% | 40.05% | 21.8% | 21.8% | 16.35%
Com | Mtl | CZ16 | ex | Mtl-CZ16-ex | 0% | 0% | 0% | 29.91% | 25.46% | 25.46% | 19.17%
Com | Nrs | CZ01 | ex | Nrs-CZ01-ex | 0% | 0% | 0% | 56.74% | 15.6% | 15.6% | 12.06%
Com | Nrs | CZ02 | ex | Nrs-CZ02-ex | 0% | 0% | 0% | 42.49% | 20.9% | 20.9% | 15.7%
Com | Nrs | CZ03 | ex | Nrs-CZ03-ex | 0% | 0% | 0% | 26.53% | 26.71% | 26.71% | 20.06%
Com | Nrs | CZ04 | ex | Nrs-CZ04-ex | 0% | 0% | 0% | 43.44% | 20.58% | 20.58% | 15.4%
Com | Nrs | CZ05 | ex | Nrs-CZ05-ex | 0% | 0% | 0% | 50% | 18.13% | 18.13% | 13.74%
Com | Nrs | CZ06 | ex | Nrs-CZ06-ex | 0% | 0% | 0% | 52.99% | 17.09% | 17.09% | 12.83%
Com | Nrs | CZ07 | ex | Nrs-CZ07-ex | 0% | 0% | 0% | 50.27% | 18.09% | 18.09% | 13.54%
Com | Nrs | CZ08 | ex | Nrs-CZ08-ex | 0% | 0% | 0% | 52.19% | 17.38% | 17.38% | 13.04%
Com | Nrs | CZ09 | ex | Nrs-CZ09-ex | 0% | 0% | 0% | 48.02% | 18.9% | 18.9% | 14.18%
Com | Nrs | CZ10 | ex | Nrs-CZ10-ex | 0% | 0% | 0% | 33.14% | 24.31% | 24.31% | 18.24%
Com | Nrs | CZ11 | ex | Nrs-CZ11-ex | 0% | 0% | 0% | 46.08% | 19.61% | 19.61% | 14.71%
Com | Nrs | CZ12 | ex | Nrs-CZ12-ex | 0% | 0% | 0% | 39.09% | 22.16% | 22.16% | 16.6%
Com | Nrs | CZ13 | ex | Nrs-CZ13-ex | 0% | 0% | 0% | 43.22% | 20.66% | 20.66% | 15.47%
Com | Nrs | CZ14 | ex | Nrs-CZ14-ex | 0% | 0% | 0% | 35.58% | 23.35% | 23.35% | 17.71%
Com | Nrs | CZ15 | ex | Nrs-CZ15-ex | 0% | 0% | 0% | 31.61% | 24.87% | 24.87% | 18.65%
Com | Nrs | CZ16 | ex | Nrs-CZ16-ex | 0% | 0% | 0% | 33.92% | 23.98% | 23.98% | 18.13%
Com | OfL | CZ01 | ex | OfL-CZ01-ex | 0% | 0% | 0% | 62.61% | 13.6% | 13.6% | 10.2%
Com | OfL | CZ02 | ex | OfL-CZ02-ex | 0% | 0% | 0% | 49.05% | 18.52% | 18.52% | 13.91%
Com | OfL | CZ03 | ex | OfL-CZ03-ex | 0% | 0% | 0% | 48.33% | 18.79% | 18.79% | 14.09%
Com | OfL | CZ04 | ex | OfL-CZ04-ex | 0% | 0% | 0% | 48.4% | 18.76% | 18.76% | 14.07%
Com | OfL | CZ05 | ex | OfL-CZ05-ex | 0% | 0% | 0% | 48.9% | 18.58% | 18.58% | 13.94%
Com | OfL | CZ06 | ex | OfL-CZ06-ex | 0% | 0% | 0% | 46.03% | 19.62% | 19.62% | 14.72%
Com | OfL | CZ07 | ex | OfL-CZ07-ex | 0% | 0% | 0% | 47.44% | 19.11% | 19.11% | 14.34%
Com | OfL | CZ08 | ex | OfL-CZ08-ex | 0% | 0% | 0% | 44.32% | 20.25% | 20.25% | 15.18%
Com | OfL | CZ09 | ex | OfL-CZ09-ex | 0% | 0% | 0% | 36.09% | 23.24% | 23.24% | 17.43%
Com | OfL | CZ10 | ex | OfL-CZ10-ex | 0% | 0% | 0% | 44.32% | 20.25% | 20.25% | 15.19%
Com | OfL | CZ11 | ex | OfL-CZ11-ex | 0% | 0% | 0% | 41.95% | 21.1% | 21.1% | 15.85%
Com | OfL | CZ12 | ex | OfL-CZ12-ex | 0% | 0% | 0% | 47.11% | 19.23% | 19.23% | 14.42%
Com | OfL | CZ13 | ex | OfL-CZ13-ex | 0% | 0% | 0% | 33.42% | 24.21% | 24.21% | 18.16%
Com | OfL | CZ14 | ex | OfL-CZ14-ex | 0% | 0% | 0% | 38.8% | 22.25% | 22.25% | 16.7%
Com | OfL | CZ15 | ex | OfL-CZ15-ex | 0% | 0% | 0% | 43.82% | 20.42% | 20.42% | 15.33%
Com | OfL | CZ16 | ex | OfL-CZ16-ex | 0% | 0% | 0% | 38.21% | 22.44% | 22.44% | 16.9%
Com | OfS | CZ01 | ex | OfS-CZ01-ex | 0% | 0% | 0% | 40.62% | 21.54% | 21.54% | 16.31%
Com | OfS | CZ02 | ex | OfS-CZ02-ex | 0% | 0% | 0% | 35.42% | 23.49% | 23.49% | 17.59%
Com | OfS | CZ03 | ex | OfS-CZ03-ex | 0% | 0% | 0% | 30.92% | 25.12% | 25.12% | 18.85%
Com | OfS | CZ04 | ex | OfS-CZ04-ex | 0% | 0% | 0% | 35.38% | 23.49% | 23.49% | 17.63%
Com | OfS | CZ05 | ex | OfS-CZ05-ex | 0% | 0% | 0% | 33.77% | 24.08% | 24.08% | 18.06%
Com | OfS | CZ06 | ex | OfS-CZ06-ex | 0% | 0% | 0% | 30.15% | 25.4% | 25.4% | 19.05%
Com | OfS | CZ07 | ex | OfS-CZ07-ex | 0% | 0% | 0% | 37.97% | 22.56% | 22.56% | 16.92%
Com | OfS | CZ08 | ex | OfS-CZ08-ex | 0% | 0% | 0% | 30.43% | 25.3% | 25.3% | 18.97%
Com | OfS | CZ09 | ex | OfS-CZ09-ex | 0% | 0% | 0% | 35.32% | 23.52% | 23.52% | 17.64%
Com | OfS | CZ10 | ex | OfS-CZ10-ex | 0% | 0% | 0% | 40.89% | 21.49% | 21.49% | 16.13%
Com | OfS | CZ11 | ex | OfS-CZ11-ex | 0% | 0% | 0% | 41.41% | 21.31% | 21.31% | 15.98%
Com | OfS | CZ12 | ex | OfS-CZ12-ex | 0% | 0% | 0% | 39.22% | 22.11% | 22.11% | 16.57%
Com | OfS | CZ13 | ex | OfS-CZ13-ex | 0% | 0% | 0% | 40.62% | 21.59% | 21.59% | 16.2%
Com | OfS | CZ14 | ex | OfS-CZ14-ex | 0% | 0% | 0% | 40.65% | 21.58% | 21.58% | 16.2%
Com | OfS | CZ15 | ex | OfS-CZ15-ex | 0% | 0% | 0% | 41.16% | 21.39% | 21.39% | 16.06%
Com | OfS | CZ16 | ex | OfS-CZ16-ex | 0% | 0% | 0% | 40.09% | 21.79% | 21.79% | 16.32%
Com | RFF | CZ01 | ex | RFF-CZ01-ex | 0% | 0% | 0% | 26.92% | 26.92% | 26.92% | 19.23%
Com | RFF | CZ02 | ex | RFF-CZ02-ex | 0% | 0% | 0% | 35.58% | 23.31% | 23.31% | 17.79%
Com | RFF | CZ03 | ex | RFF-CZ03-ex | 0% | 0% | 0% | 31.78% | 24.81% | 24.81% | 18.6%
Com | RFF | CZ04 | ex | RFF-CZ04-ex | 0% | 0% | 0% | 38.19% | 22.45% | 22.45% | 16.91%
Com | RFF | CZ05 | ex | RFF-CZ05-ex | 0% | 0% | 0% | 34.71% | 23.97% | 23.97% | 17.36%
Com | RFF | CZ06 | ex | RFF-CZ06-ex | 0% | 0% | 0% | 29.63% | 25.58% | 25.58% | 19.2%
Com | RFF | CZ07 | ex | RFF-CZ07-ex | 0% | 0% | 0% | 34.86% | 23.67% | 23.67% | 17.79%
Com | RFF | CZ08 | ex | RFF-CZ08-ex | 0% | 0% | 0% | 30.86% | 25.14% | 25.14% | 18.86%
Com | RFF | CZ09 | ex | RFF-CZ09-ex | 0% | 0% | 0% | 39.68% | 21.95% | 21.95% | 16.43%
Com | RFF | CZ10 | ex | RFF-CZ10-ex | 0% | 0% | 0% | 51.11% | 17.78% | 17.78% | 13.33%
Com | RFF | CZ11 | ex | RFF-CZ11-ex | 0% | 0% | 0% | 40% | 21.67% | 21.67% | 16.67%
Com | RFF | CZ12 | ex | RFF-CZ12-ex | 0% | 0% | 0% | 42.03% | 21.09% | 21.09% | 15.78%
Com | RFF | CZ13 | ex | RFF-CZ13-ex | 0% | 0% | 0% | 40.68% | 21.57% | 21.57% | 16.18%
Com | RFF | CZ14 | ex | RFF-CZ14-ex | 0% | 0% | 0% | 50.65% | 17.95% | 17.95% | 13.44%
Com | RFF | CZ15 | ex | RFF-CZ15-ex | 0% | 0% | 0% | 51.6% | 17.62% | 17.62% | 13.16%
Com | RFF | CZ16 | ex | RFF-CZ16-ex | 0% | 0% | 0% | 48.99% | 18.6% | 18.6% | 13.81%
Com | RSD | CZ01 | ex | RSD-CZ01-ex | 0% | 0% | 0% | 26.92% | 26.92% | 26.92% | 19.23%
Com | RSD | CZ02 | ex | RSD-CZ02-ex | 0% | 0% | 0% | 35.58% | 23.31% | 23.31% | 17.79%
Com | RSD | CZ03 | ex | RSD-CZ03-ex | 0% | 0% | 0% | 31.78% | 24.81% | 24.81% | 18.6%
Com | RSD | CZ04 | ex | RSD-CZ04-ex | 0% | 0% | 0% | 38.19% | 22.45% | 22.45% | 16.91%
Com | RSD | CZ05 | ex | RSD-CZ05-ex | 0% | 0% | 0% | 34.71% | 23.97% | 23.97% | 17.36%
Com | RSD | CZ06 | ex | RSD-CZ06-ex | 0% | 0% | 0% | 29.63% | 25.58% | 25.58% | 19.2%
Com | RSD | CZ07 | ex | RSD-CZ07-ex | 0% | 0% | 0% | 34.86% | 23.67% | 23.67% | 17.79%
Com | RSD | CZ08 | ex | RSD-CZ08-ex | 0% | 0% | 0% | 30.86% | 25.14% | 25.14% | 18.86%
Com | RSD | CZ09 | ex | RSD-CZ09-ex | 0% | 0% | 0% | 39.68% | 21.95% | 21.95% | 16.43%
Com | RSD | CZ10 | ex | RSD-CZ10-ex | 0% | 0% | 0% | 51.11% | 17.78% | 17.78% | 13.33%
Com | RSD | CZ11 | ex | RSD-CZ11-ex | 0% | 0% | 0% | 40% | 21.67% | 21.67% | 16.67%
Com | RSD | CZ12 | ex | RSD-CZ12-ex | 0% | 0% | 0% | 42.03% | 21.09% | 21.09% | 15.78%
Com | RSD | CZ13 | ex | RSD-CZ13-ex | 0% | 0% | 0% | 40.68% | 21.57% | 21.57% | 16.18%
Com | RSD | CZ14 | ex | RSD-CZ14-ex | 0% | 0% | 0% | 50.65% | 17.95% | 17.95% | 13.44%
Com | RSD | CZ15 | ex | RSD-CZ15-ex | 0% | 0% | 0% | 51.6% | 17.62% | 17.62% | 13.16%
Com | RSD | CZ16 | ex | RSD-CZ16-ex | 0% | 0% | 0% | 48.99% | 18.6% | 18.6% | 13.81%
Com | Rt3 | CZ01 | ex | Rt3-CZ01-ex | 0% | 0% | 0% | 37.5% | 22.73% | 22.73% | 17.05%
Com | Rt3 | CZ02 | ex | Rt3-CZ02-ex | 0% | 0% | 0% | 38.94% | 22.2% | 22.2% | 16.67%
Com | Rt3 | CZ03 | ex | Rt3-CZ03-ex | 0% | 0% | 0% | 36.19% | 23.2% | 23.2% | 17.4%
Com | Rt3 | CZ04 | ex | Rt3-CZ04-ex | 0% | 0% | 0% | 39.83% | 21.88% | 21.88% | 16.42%
Com | Rt3 | CZ05 | ex | Rt3-CZ05-ex | 0% | 0% | 0% | 38.4% | 22.38% | 22.38% | 16.85%
Com | Rt3 | CZ06 | ex | Rt3-CZ06-ex | 0% | 0% | 0% | 36.06% | 23.25% | 23.25% | 17.44%
Com | Rt3 | CZ07 | ex | Rt3-CZ07-ex | 0% | 0% | 0% | 38.81% | 22.25% | 22.25% | 16.68%
Com | Rt3 | CZ08 | ex | Rt3-CZ08-ex | 0% | 0% | 0% | 36.32% | 23.15% | 23.15% | 17.37%
Com | Rt3 | CZ09 | ex | Rt3-CZ09-ex | 0% | 0% | 0% | 37.69% | 22.66% | 22.66% | 16.99%
Com | Rt3 | CZ10 | ex | Rt3-CZ10-ex | 0% | 0% | 0% | 40.33% | 21.7% | 21.7% | 16.27%
Com | Rt3 | CZ11 | ex | Rt3-CZ11-ex | 0% | 0% | 0% | 39.35% | 22.05% | 22.05% | 16.55%
Com | Rt3 | CZ12 | ex | Rt3-CZ12-ex | 0% | 0% | 0% | 44.31% | 20.25% | 20.25% | 15.19%
Com | Rt3 | CZ13 | ex | Rt3-CZ13-ex | 0% | 0% | 0% | 36.4% | 23.13% | 23.13% | 17.33%
Com | Rt3 | CZ14 | ex | Rt3-CZ14-ex | 0% | 0% | 0% | 39.99% | 21.82% | 21.82% | 16.36%
Com | Rt3 | CZ15 | ex | Rt3-CZ15-ex | 0% | 0% | 0% | 40.41% | 21.67% | 21.67% | 16.26%
Com | Rt3 | CZ16 | ex | Rt3-CZ16-ex | 0% | 0% | 0% | 38.38% | 22.36% | 22.36% | 16.91%
Com | RtL | CZ01 | ex | RtL-CZ01-ex | 0% | 0% | 0% | 37.5% | 22.73% | 22.73% | 17.05%
Com | RtL | CZ02 | ex | RtL-CZ02-ex | 0% | 0% | 0% | 38.94% | 22.2% | 22.2% | 16.67%
Com | RtL | CZ03 | ex | RtL-CZ03-ex | 0% | 0% | 0% | 36.19% | 23.2% | 23.2% | 17.4%
Com | RtL | CZ04 | ex | RtL-CZ04-ex | 0% | 0% | 0% | 39.83% | 21.88% | 21.88% | 16.42%
Com | RtL | CZ05 | ex | RtL-CZ05-ex | 0% | 0% | 0% | 38.4% | 22.38% | 22.38% | 16.85%
Com | RtL | CZ06 | ex | RtL-CZ06-ex | 0% | 0% | 0% | 36.06% | 23.25% | 23.25% | 17.44%
Com | RtL | CZ07 | ex | RtL-CZ07-ex | 0% | 0% | 0% | 38.81% | 22.25% | 22.25% | 16.68%
Com | RtL | CZ08 | ex | RtL-CZ08-ex | 0% | 0% | 0% | 36.32% | 23.15% | 23.15% | 17.37%
Com | RtL | CZ09 | ex | RtL-CZ09-ex | 0% | 0% | 0% | 37.69% | 22.66% | 22.66% | 16.99%
Com | RtL | CZ10 | ex | RtL-CZ10-ex | 0% | 0% | 0% | 40.33% | 21.7% | 21.7% | 16.27%
Com | RtL | CZ11 | ex | RtL-CZ11-ex | 0% | 0% | 0% | 39.35% | 22.05% | 22.05% | 16.55%
Com | RtL | CZ12 | ex | RtL-CZ12-ex | 0% | 0% | 0% | 44.31% | 20.25% | 20.25% | 15.19%
Com | RtL | CZ13 | ex | RtL-CZ13-ex | 0% | 0% | 0% | 36.4% | 23.13% | 23.13% | 17.33%
Com | RtL | CZ14 | ex | RtL-CZ14-ex | 0% | 0% | 0% | 39.99% | 21.82% | 21.82% | 16.36%
Com | RtL | CZ15 | ex | RtL-CZ15-ex | 0% | 0% | 0% | 40.41% | 21.67% | 21.67% | 16.26%
Com | RtL | CZ16 | ex | RtL-CZ16-ex | 0% | 0% | 0% | 38.38% | 22.36% | 22.36% | 16.91%
Com | RtS | CZ01 | ex | RtS-CZ01-ex | 0% | 0% | 0% | 37.5% | 22.73% | 22.73% | 17.05%
Com | RtS | CZ02 | ex | RtS-CZ02-ex | 0% | 0% | 0% | 38.94% | 22.2% | 22.2% | 16.67%
Com | RtS | CZ03 | ex | RtS-CZ03-ex | 0% | 0% | 0% | 36.19% | 23.2% | 23.2% | 17.4%
Com | RtS | CZ04 | ex | RtS-CZ04-ex | 0% | 0% | 0% | 39.83% | 21.88% | 21.88% | 16.42%
Com | RtS | CZ05 | ex | RtS-CZ05-ex | 0% | 0% | 0% | 38.4% | 22.38% | 22.38% | 16.85%
Com | RtS | CZ06 | ex | RtS-CZ06-ex | 0% | 0% | 0% | 36.06% | 23.25% | 23.25% | 17.44%
Com | RtS | CZ07 | ex | RtS-CZ07-ex | 0% | 0% | 0% | 38.81% | 22.25% | 22.25% | 16.68%
Com | RtS | CZ08 | ex | RtS-CZ08-ex | 0% | 0% | 0% | 36.32% | 23.15% | 23.15% | 17.37%
Com | RtS | CZ09 | ex | RtS-CZ09-ex | 0% | 0% | 0% | 37.69% | 22.66% | 22.66% | 16.99%
Com | RtS | CZ10 | ex | RtS-CZ10-ex | 0% | 0% | 0% | 40.33% | 21.7% | 21.7% | 16.27%
Com | RtS | CZ11 | ex | RtS-CZ11-ex | 0% | 0% | 0% | 39.35% | 22.05% | 22.05% | 16.55%
Com | RtS | CZ12 | ex | RtS-CZ12-ex | 0% | 0% | 0% | 44.31% | 20.25% | 20.25% | 15.19%
Com | RtS | CZ13 | ex | RtS-CZ13-ex | 0% | 0% | 0% | 36.4% | 23.13% | 23.13% | 17.33%
Com | RtS | CZ14 | ex | RtS-CZ14-ex | 0% | 0% | 0% | 39.99% | 21.82% | 21.82% | 16.36%
Com | RtS | CZ15 | ex | RtS-CZ15-ex | 0% | 0% | 0% | 40.41% | 21.67% | 21.67% | 16.26%
Com | RtS | CZ16 | ex | RtS-CZ16-ex | 0% | 0% | 0% | 38.38% | 22.36% | 22.36% | 16.91%
Com | SCn | CZ01 | ex | SCn-CZ01-ex | 0% | 0% | 0% | 56.12% | 15.96% | 15.96% | 11.97%
Com | SCn | CZ02 | ex | SCn-CZ02-ex | 0% | 0% | 0% | 45.35% | 19.88% | 19.88% | 14.89%
Com | SCn | CZ03 | ex | SCn-CZ03-ex | 0% | 0% | 0% | 25.98% | 26.92% | 26.92% | 20.19%
Com | SCn | CZ04 | ex | SCn-CZ04-ex | 0% | 0% | 0% | 45.75% | 19.73% | 19.73% | 14.8%
Com | SCn | CZ05 | ex | SCn-CZ05-ex | 0% | 0% | 0% | 46.21% | 19.49% | 19.49% | 14.8%
Com | SCn | CZ06 | ex | SCn-CZ06-ex | 0% | 0% | 0% | 42.99% | 20.73% | 20.73% | 15.55%
Com | SCn | CZ07 | ex | SCn-CZ07-ex | 0% | 0% | 0% | 45.41% | 19.85% | 19.85% | 14.9%
Com | SCn | CZ08 | ex | SCn-CZ08-ex | 0% | 0% | 0% | 42.72% | 20.83% | 20.83% | 15.62%
Com | SCn | CZ09 | ex | SCn-CZ09-ex | 0% | 0% | 0% | 45.82% | 19.7% | 19.7% | 14.78%
Com | SCn | CZ10 | ex | SCn-CZ10-ex | 0% | 0% | 0% | 35.75% | 23.36% | 23.36% | 17.52%
Com | SCn | CZ11 | ex | SCn-CZ11-ex | 0% | 0% | 0% | 44.84% | 20.06% | 20.06% | 15.04%
Com | SCn | CZ12 | ex | SCn-CZ12-ex | 0% | 0% | 0% | 41.75% | 21.18% | 21.18% | 15.89%
Com | SCn | CZ13 | ex | SCn-CZ13-ex | 0% | 0% | 0% | 43.18% | 20.66% | 20.66% | 15.5%
Com | SCn | CZ14 | ex | SCn-CZ14-ex | 0% | 0% | 0% | 36.42% | 23.13% | 23.13% | 17.33%
Com | SCn | CZ15 | ex | SCn-CZ15-ex | 0% | 0% | 0% | 35.58% | 23.42% | 23.42% | 17.59%
Com | SCn | CZ16 | ex | SCn-CZ16-ex | 0% | 0% | 0% | 37.7% | 22.63% | 22.63% | 17.04%
Com | SUn | CZ01 | ex | SUn-CZ01-ex | 0% | 0% | 0% | 56.12% | 15.96% | 15.96% | 11.97%
Com | SUn | CZ02 | ex | SUn-CZ02-ex | 0% | 0% | 0% | 45.35% | 19.88% | 19.88% | 14.89%
Com | SUn | CZ03 | ex | SUn-CZ03-ex | 0% | 0% | 0% | 25.98% | 26.92% | 26.92% | 20.19%
Com | SUn | CZ04 | ex | SUn-CZ04-ex | 0% | 0% | 0% | 45.75% | 19.73% | 19.73% | 14.8%
Com | SUn | CZ05 | ex | SUn-CZ05-ex | 0% | 0% | 0% | 46.21% | 19.49% | 19.49% | 14.8%
Com | SUn | CZ06 | ex | SUn-CZ06-ex | 0% | 0% | 0% | 42.99% | 20.73% | 20.73% | 15.55%
Com | SUn | CZ07 | ex | SUn-CZ07-ex | 0% | 0% | 0% | 45.41% | 19.85% | 19.85% | 14.9%
Com | SUn | CZ08 | ex | SUn-CZ08-ex | 0% | 0% | 0% | 42.72% | 20.83% | 20.83% | 15.62%
Com | SUn | CZ09 | ex | SUn-CZ09-ex | 0% | 0% | 0% | 45.82% | 19.7% | 19.7% | 14.78%
Com | SUn | CZ10 | ex | SUn-CZ10-ex | 0% | 0% | 0% | 35.75% | 23.36% | 23.36% | 17.52%
Com | SUn | CZ11 | ex | SUn-CZ11-ex | 0% | 0% | 0% | 44.84% | 20.06% | 20.06% | 15.04%
Com | SUn | CZ12 | ex | SUn-CZ12-ex | 0% | 0% | 0% | 41.75% | 21.18% | 21.18% | 15.89%
Com | SUn | CZ13 | ex | SUn-CZ13-ex | 0% | 0% | 0% | 43.18% | 20.66% | 20.66% | 15.5%
Com | SUn | CZ14 | ex | SUn-CZ14-ex | 0% | 0% | 0% | 36.42% | 23.13% | 23.13% | 17.33%
Com | SUn | CZ15 | ex | SUn-CZ15-ex | 0% | 0% | 0% | 35.58% | 23.42% | 23.42% | 17.59%
Com | SUn | CZ16 | ex | SUn-CZ16-ex | 0% | 0% | 0% | 37.7% | 22.63% | 22.63% | 17.04%
Com | WRf | CZ01 | ex | WRf-CZ01-ex | 0% | 0% | 0% | 61.36% | 13.64% | 13.64% | 11.36%
Com | WRf | CZ02 | ex | WRf-CZ02-ex | 0% | 0% | 0% | 44.05% | 20.24% | 20.24% | 15.48%
Com | WRf | CZ03 | ex | WRf-CZ03-ex | 0% | 0% | 0% | 27.71% | 26.29% | 26.29% | 19.71%
Com | WRf | CZ04 | ex | WRf-CZ04-ex | 0% | 0% | 0% | 39.87% | 21.9% | 21.9% | 16.34%
Com | WRf | CZ05 | ex | WRf-CZ05-ex | 0% | 0% | 0% | 40% | 21.67% | 21.67% | 16.67%
Com | WRf | CZ06 | ex | WRf-CZ06-ex | 0% | 0% | 0% | 36.92% | 22.92% | 22.92% | 17.23%
Com | WRf | CZ07 | ex | WRf-CZ07-ex | 0% | 0% | 0% | 25.45% | 27.27% | 27.27% | 20%
Com | WRf | CZ08 | ex | WRf-CZ08-ex | 0% | 0% | 0% | 37.2% | 22.83% | 22.83% | 17.14%
Com | WRf | CZ09 | ex | WRf-CZ09-ex | 0% | 0% | 0% | 42.02% | 21.08% | 21.08% | 15.82%
Com | WRf | CZ10 | ex | WRf-CZ10-ex | 0% | 0% | 0% | 27.58% | 26.35% | 26.35% | 19.72%
Com | WRf | CZ11 | ex | WRf-CZ11-ex | 0% | 0% | 0% | 35.23% | 23.58% | 23.58% | 17.62%
Com | WRf | CZ12 | ex | WRf-CZ12-ex | 0% | 0% | 0% | 26.11% | 26.87% | 26.87% | 20.15%
Com | WRf | CZ13 | ex | WRf-CZ13-ex | 0% | 0% | 0% | 29.91% | 25.48% | 25.48% | 19.14%
Com | WRf | CZ14 | ex | WRf-CZ14-ex | 0% | 0% | 0% | 27.27% | 27.27% | 27.27% | 18.18%
Com | WRf | CZ15 | ex | WRf-CZ15-ex | 0% | 0% | 0% | 27.78% | 25.93% | 25.93% | 20.37%
Com | WRf | CZ16 | ex | WRf-CZ16-ex | 0% | 0% | 0% | 22.92% | 27.08% | 27.08% | 22.92%