## permutations (paste) (hidden)
Statewide Measure ID | Measure Name | Offering Id | First Base Case Description | Second Base Case Description | Measure Case Description | Measure Application Type | BldgType | BldgVint | BldgingLoc | NormUnit | Sector | Program Administrator Type | EUL-Bldg Type | Capacity | Energy Efficiency Ratio (EER) | Integrated Part Load Value (IPLV) | First Baseline - Peak Electric Demand Reduction | First Baseline - Electric Savings | First Baseline - Gas Savings | Second Baseline - Peak Electric Demand Reduction | Second Baseline - Electric Savings | Second Baseline - Gas Savings | First Baseline - Labor Cost | First Baseline - Material Cost | First Baseline - Incremental Cost | Measure - Labor Cost | Measure - Material Cost | Second Baseline - Labor Cost | Second Baseline - Material Cost | Second Baseline - Incremental Cost | Locational Cost Adjustment ID | Effective Useful Life ID | Remaining Useful Life ID | First Baseline - Life Cycle | Second Baseline - Life Cycle | First Baseline - UEC kW | First Baseline - UEC kWh | First Baseline - UEC Therm | Second Baseline - UEC kW | Second Baseline - UEC kWh | Second Baseline - UEC Therm | Measure UEC kW | Measure UEC kWh | Measure UEC Therm | Delivery Type | Net to Gross Ratio ID | NTGR kWh | NTG kW | NTG Therms | NTGR Cost | GSIA ID | GSIA Value | Electric Impact Profile ID | Gas Impact Profile ID | Market Effects Benefits | Market Effects Costs | Measure Inflation | Combustion Type | Measure Impact Calculation Type | Upstream Flag (True / False) | Version | Water Savings | Technology Group | Technology Type | Use Category | Use Subcategory | Building HVAC | Is IE factor applied? (Yes / No) | IE Table Name | Measure Qualifier | Energy Impact ID | Measure Cost ID | Measure Impact Type | OfferingDesc | Measure Detail ID
SWHC020 | Air-cooled Packaged Chiller | A | Air-Cooled Chiller, Standard Efficiency, < 150 tons, CZ01 |  | Air-Cooled Chiller, < 150 tons, 11.1 EER, 15.1 IPLV, CZ01 | NC | Com | Ex | CZ01 | Cap-Tons | Com | PGE | Any | < 150 tons | 11.1 | 15.1 | 0.01 | 31.2 | 0 | 0 | 0 | 0 | 0 | 477.58 | 180.68 | 0 | 658.26 | 0 | 0 | 0 | None | HVAC-Chlr | NA | 20 | 0 | 0.01 | 31.2 | 0 | 0 | 0 | 0 | 0 | 0 | 0 | UpDeemed | Com-Default>2yrs | 0.6 | 0.6 |  | 0.6 | Def-GSIA | 1 | DEER:HVAC_Chillers | Annual |  |  |  |  | Standard | FALSE | ExAnte2020 | 0 | Chiller | Screw | HVAC | SpaceCool | cWtd | No | NA | None |  |  | Deem-DEER | Air-Cooled Chiller, < 150 tons, 11.1 EER, 15.1 IPLV, CZ01 | SWHC020-NC-Com-CZ01-Ex-Cap-Tons-HVAC-Chlr-Any-Com-Default>2yrs-Def-GSIA-DEER:HVAC_Chillers-Annual-PGE-cWtd-HVAC-SpaceCool-Chiller-Screw-None-Standard-Deem-DEER-None-UpDeemed-Com-ExAnte2020-< 150 tons-11.1-15.1
SWHC020 | Air-cooled Packaged Chiller | A | Air-Cooled Chiller, Standard Efficiency, < 150 tons, CZ01 |  | Air-Cooled Chiller, < 150 tons, 11.1 EER, 15.1 IPLV, CZ01 | NR | Com | Ex | CZ01 | Cap-Tons | Com | PGE | Any | < 150 tons | 11.1 | 15.1 | 0.01 | 31.2 | 0 | 0 | 0 | 0 | 0 | 477.58 | 180.68 | 0 | 658.26 | 0 | 0 | 0 | None | HVAC-Chlr | NA | 20 | 0 | 0.01 | 31.2 | 0 | 0 | 0 | 0 | 0 | 0 | 0 | UpDeemed | Com-Default>2yrs | 0.6 | 0.6 |  | 0.6 | Def-GSIA | 1 | DEER:HVAC_Chillers | Annual |  |  |  |  | Standard | FALSE | ExAnte2020 | 0 | Chiller | Screw | HVAC | SpaceCool | cWtd | No | NA | None |  |  | Deem-DEER | Air-Cooled Chiller, < 150 tons, 11.1 EER, 15.1 IPLV, CZ01 | SWHC020-NR-Com-CZ01-Ex-Cap-Tons-HVAC-Chlr-Any-Com-Default>2yrs-Def-GSIA-DEER:HVAC_Chillers-Annual-PGE-cWtd-HVAC-SpaceCool-Chiller-Screw-None-Standard-Deem-DEER-None-UpDeemed-Com-ExAnte2020-< 150 tons-11.1-15.1
SWHC020 | Air-cooled Packaged Chiller | B | Air-Cooled Chiller, Standard Efficiency, < 150 tons, CZ01 |  | Air-Cooled Chiller, < 150 tons, 12.1 EER, 16.6 IPLV, CZ01 | NC | Com | Ex | CZ01 | Cap-Tons | Com | PGE | Any | < 150 tons | 12.1 | 16.6 | 0.0184 | 57.2 | 0 | 0 | 0 | 0 | 0 | 477.58 | 326.08 | 0 | 803.66 | 0 | 0 | 0 | None | HVAC-Chlr | NA | 20 | 0 | 0.0184 | 57.2 | 0 | 0 | 0 | 0 | 0 | 0 | 0 | UpDeemed | Com-Default>2yrs | 0.6 | 0.6 |  | 0.6 | Def-GSIA | 1 | DEER:HVAC_Chillers | Annual |  |  |  |  | Standard | FALSE | ExAnte2020 | 0 | Chiller | Screw | HVAC | SpaceCool | cWtd | No | NA | None |  |  | Deem-DEER | Air-Cooled Chiller, < 150 tons, 12.1 EER, 16.6 IPLV, CZ01 | SWHC020-NC-Com-CZ01-Ex-Cap-Tons-HVAC-Chlr-Any-Com-Default>2yrs-Def-GSIA-DEER:HVAC_Chillers-Annual-PGE-cWtd-HVAC-SpaceCool-Chiller-Screw-None-Standard-Deem-DEER-None-UpDeemed-Com-ExAnte2020-< 150 tons-12.1-16.6
SWHC020 | Air-cooled Packaged Chiller | B | Air-Cooled Chiller, Standard Efficiency, < 150 tons, CZ01 |  | Air-Cooled Chiller, < 150 tons, 12.1 EER, 16.6 IPLV, CZ01 | NR | Com | Ex | CZ01 | Cap-Tons | Com | PGE | Any | < 150 tons | 12.1 | 16.6 | 0.0184 | 57.2 | 0 | 0 | 0 | 0 | 0 | 477.58 | 326.08 | 0 | 803.66 | 0 | 0 | 0 | None | HVAC-Chlr | NA | 20 | 0 | 0.0184 | 57.2 | 0 | 0 | 0 | 0 | 0 | 0 | 0 | UpDeemed | Com-Default>2yrs | 0.6 | 0.6 |  | 0.6 | Def-GSIA | 1 | DEER:HVAC_Chillers | Annual |  |  |  |  | Standard | FALSE | ExAnte2020 | 0 | Chiller | Screw | HVAC | SpaceCool | cWtd | No | NA | None |  |  | Deem-DEER | Air-Cooled Chiller, < 150 tons, 12.1 EER, 16.6 IPLV, CZ01 | SWHC020-NR-Com-CZ01-Ex-Cap-Tons-HVAC-Chlr-Any-Com-Default>2yrs-Def-GSIA-DEER:HVAC_Chillers-Annual-PGE-cWtd-HVAC-SpaceCool-Chiller-Screw-None-Standard-Deem-DEER-None-UpDeemed-Com-ExAnte2020-< 150 tons-12.1-16.6
SWHC020 | Air-cooled Packaged Chiller | C | Air-Cooled Chiller, Standard Efficiency, >= 150 tons, CZ01 |  | Air-Cooled Chiller, >= 150 tons, 11.1 EER, 15.4 IPLV, CZ01 | NC | Com | Ex | CZ01 | Cap-Tons | Com | PGE | Any | >= 150 tons | 11.1 | 15.4 | 0.01 | 31.2 | 0 | 0 | 0 | 0 | 0 | 450.09 | 139.23 | 0 | 589.32 | 0 | 0 | 0 | None | HVAC-Chlr | NA | 20 | 0 | 0.01 | 31.2 | 0 | 0 | 0 | 0 | 0 | 0 | 0 | UpDeemed | Com-Default>2yrs | 0.6 | 0.6 |  | 0.6 | Def-GSIA | 1 | DEER:HVAC_Chillers | Annual |  |  |  |  | Standard | FALSE | ExAnte2020 | 0 | Chiller | Screw | HVAC | SpaceCool | cWtd | No | NA | None |  |  | Deem-DEER | Air-Cooled Chiller, >= 150 tons, 11.1 EER, 15.4 IPLV, CZ01 | SWHC020-NC-Com-CZ01-Ex-Cap-Tons-HVAC-Chlr-Any-Com-Default>2yrs-Def-GSIA-DEER:HVAC_Chillers-Annual-PGE-cWtd-HVAC-SpaceCool-Chiller-Screw-None-Standard-Deem-DEER-None-UpDeemed-Com-ExAnte2020->= 150 tons-11.1-15.4
SWHC020 | Air-cooled Packaged Chiller | C | Air-Cooled Chiller, Standard Efficiency, >= 150 tons, CZ01 |  | Air-Cooled Chiller, >= 150 tons, 11.1 EER, 15.4 IPLV, CZ01 | NR | Com | Ex | CZ01 | Cap-Tons | Com | PGE | Any | >= 150 tons | 11.1 | 15.4 | 0.01 | 31.2 | 0 | 0 | 0 | 0 | 0 | 450.09 | 139.23 | 0 | 589.32 | 0 | 0 | 0 | None | HVAC-Chlr | NA | 20 | 0 | 0.01 | 31.2 | 0 | 0 | 0 | 0 | 0 | 0 | 0 | UpDeemed | Com-Default>2yrs | 0.6 | 0.6 |  | 0.6 | Def-GSIA | 1 | DEER:HVAC_Chillers | Annual |  |  |  |  | Standard | FALSE | ExAnte2020 | 0 | Chiller | Screw | HVAC | SpaceCool | cWtd | No | NA | None |  |  | Deem-DEER | Air-Cooled Chiller, >= 150 tons, 11.1 EER, 15.4 IPLV, CZ01 | SWHC020-NR-Com-CZ01-Ex-Cap-Tons-HVAC-Chlr-Any-Com-Default>2yrs-Def-GSIA-DEER:HVAC_Chillers-Annual-PGE-cWtd-HVAC-SpaceCool-Chiller-Screw-None-Standard-Deem-DEER-None-UpDeemed-Com-ExAnte2020->= 150 tons-11.1-15.4
SWHC020 | Air-cooled Packaged Chiller | D | Air-Cooled Chiller, Standard Efficiency, >= 150 tons, CZ01 |  | Air-Cooled Chiller, >= 150 tons, 12.1 EER, 16.9 IPLV, CZ01 | NC | Com | Ex | CZ01 | Cap-Tons | Com | PGE | Any | >= 150 tons | 12.1 | 16.9 | 0.0184 | 57.2 | 0 | 0 | 0 | 0 | 0 | 450.09 | 189.05 | 0 | 639.15 | 0 | 0 | 0 | None | HVAC-Chlr | NA | 20 | 0 | 0.0184 | 57.2 | 0 | 0 | 0 | 0 | 0 | 0 | 0 | UpDeemed | Com-Default>2yrs | 0.6 | 0.6 |  | 0.6 | Def-GSIA | 1 | DEER:HVAC_Chillers | Annual |  |  |  |  | Standard | FALSE | ExAnte2020 | 0 | Chiller | Screw | HVAC | SpaceCool | cWtd | No | NA | None |  |  | Deem-DEER | Air-Cooled Chiller, >= 150 tons, 12.1 EER, 16.9 IPLV, CZ01 | SWHC020-NC-Com-CZ01-Ex-Cap-Tons-HVAC-Chlr-Any-Com-Default>2yrs-Def-GSIA-DEER:HVAC_Chillers-Annual-PGE-cWtd-HVAC-SpaceCool-Chiller-Screw-None-Standard-Deem-DEER-None-UpDeemed-Com-ExAnte2020->= 150 tons-12.1-16.9
SWHC020 | Air-cooled Packaged Chiller | D | Air-Cooled Chiller, Standard Efficiency, >= 150 tons, CZ01 |  | Air-Cooled Chiller, >= 150 tons, 12.1 EER, 16.9 IPLV, CZ01 | NR | Com | Ex | CZ01 | Cap-Tons | Com | PGE | Any | >= 150 tons | 12.1 | 16.9 | 0.0184 | 57.2 | 0 | 0 | 0 | 0 | 0 | 450.09 | 189.05 | 0 | 639.15 | 0 | 0 | 0 | None | HVAC-Chlr | NA | 20 | 0 | 0.0184 | 57.2 | 0 | 0 | 0 | 0 | 0 | 0 | 0 | UpDeemed | Com-Default>2yrs | 0.6 | 0.6 |  | 0.6 | Def-GSIA | 1 | DEER:HVAC_Chillers | Annual |  |  |  |  | Standard | FALSE | ExAnte2020 | 0 | Chiller | Screw | HVAC | SpaceCool | cWtd | No | NA | None |  |  | Deem-DEER | Air-Cooled Chiller, >= 150 tons, 12.1 EER, 16.9 IPLV, CZ01 | SWHC020-NR-Com-CZ01-Ex-Cap-Tons-HVAC-Chlr-Any-Com-Default>2yrs-Def-GSIA-DEER:HVAC_Chillers-Annual-PGE-cWtd-HVAC-SpaceCool-Chiller-Screw-None-Standard-Deem-DEER-None-UpDeemed-Com-ExAnte2020->= 150 tons-12.1-16.9
SWHC020 | Air-cooled Packaged Chiller | A | Air-Cooled Chiller, Standard Efficiency, < 150 tons, CZ02 |  | Air-Cooled Chiller, < 150 tons, 11.1 EER, 15.1 IPLV, CZ02 | NC | Com | Ex | CZ02 | Cap-Tons | Com | PGE | Any | < 150 tons | 11.1 | 15.1 | 0.0376 | 75.5 | 0 | 0 | 0 | 0 | 0 | 477.58 | 180.68 | 0 | 658.26 | 0 | 0 | 0 | None | HVAC-Chlr | NA | 20 | 0 | 0.0376 | 75.5 | 0 | 0 | 0 | 0 | 0 | 0 | 0 | UpDeemed | Com-Default>2yrs | 0.6 | 0.6 |  | 0.6 | Def-GSIA | 1 | DEER:HVAC_Chillers | Annual |  |  |  |  | Standard | FALSE | ExAnte2020 | 0 | Chiller | Screw | HVAC | SpaceCool | cWtd | No | NA | None |  |  | Deem-DEER | Air-Cooled Chiller, < 150 tons, 11.1 EER, 15.1 IPLV, CZ02 | SWHC020-NC-Com-CZ02-Ex-Cap-Tons-HVAC-Chlr-Any-Com-Default>2yrs-Def-GSIA-DEER:HVAC_Chillers-Annual-PGE-cWtd-HVAC-SpaceCool-Chiller-Screw-None-Standard-Deem-DEER-None-UpDeemed-Com-ExAnte2020-< 150 tons-11.1-15.1
SWHC020 | Air-cooled Packaged Chiller | A | Air-Cooled Chiller, Standard Efficiency, < 150 tons, CZ02 |  | Air-Cooled Chiller, < 150 tons, 11.1 EER, 15.1 IPLV, CZ02 | NR | Com | Ex | CZ02 | Cap-Tons | Com | PGE | Any | < 150 tons | 11.1 | 15.1 | 0.0376 | 75.5 | 0 | 0 | 0 | 0 | 0 | 477.58 | 180.68 | 0 | 658.26 | 0 | 0 | 0 | None | HVAC-Chlr | NA | 20 | 0 | 0.0376 | 75.5 | 0 | 0 | 0 | 0 | 0 | 0 | 0 | UpDeemed | Com-Default>2yrs | 0.6 | 0.6 |  | 0.6 | Def-GSIA | 1 | DEER:HVAC_Chillers | Annual |  |  |  |  | Standard | FALSE | ExAnte2020 | 0 | Chiller | Screw | HVAC | SpaceCool | cWtd | No | NA | None |  |  | Deem-DEER | Air-Cooled Chiller, < 150 tons, 11.1 EER, 15.1 IPLV, CZ02 | SWHC020-NR-Com-CZ02-Ex-Cap-Tons-HVAC-Chlr-Any-Com-Default>2yrs-Def-GSIA-DEER:HVAC_Chillers-Annual-PGE-cWtd-HVAC-SpaceCool-Chiller-Screw-None-Standard-Deem-DEER-None-UpDeemed-Com-ExAnte2020-< 150 tons-11.1-15.1
SWHC020 | Air-cooled Packaged Chiller | B | Air-Cooled Chiller, Standard Efficiency, < 150 tons, CZ02 |  | Air-Cooled Chiller, < 150 tons, 12.1 EER, 16.6 IPLV, CZ02 | NC | Com | Ex | CZ02 | Cap-Tons | Com | PGE | Any | < 150 tons | 12.1 | 16.6 | 0.069 | 139 | 0 | 0 | 0 | 0 | 0 | 477.58 | 326.08 | 0 | 803.66 | 0 | 0 | 0 | None | HVAC-Chlr | NA | 20 | 0 | 0.069 | 139 | 0 | 0 | 0 | 0 | 0 | 0 | 0 | UpDeemed | Com-Default>2yrs | 0.6 | 0.6 |  | 0.6 | Def-GSIA | 1 | DEER:HVAC_Chillers | Annual |  |  |  |  | Standard | FALSE | ExAnte2020 | 0 | Chiller | Screw | HVAC | SpaceCool | cWtd | No | NA | None |  |  | Deem-DEER | Air-Cooled Chiller, < 150 tons, 12.1 EER, 16.6 IPLV, CZ02 | SWHC020-NC-Com-CZ02-Ex-Cap-Tons-HVAC-Chlr-Any-Com-Default>2yrs-Def-GSIA-DEER:HVAC_Chillers-Annual-PGE-cWtd-HVAC-SpaceCool-Chiller-Screw-None-Standard-Deem-DEER-None-UpDeemed-Com-ExAnte2020-< 150 tons-12.1-16.6
SWHC020 | Air-cooled Packaged Chiller | B | Air-Cooled Chiller, Standard Efficiency, < 150 tons, CZ02 |  | Air-Cooled Chiller, < 150 tons, 12.1 EER, 16.6 IPLV, CZ02 | NR | Com | Ex | CZ02 | Cap-Tons | Com | PGE | Any | < 150 tons | 12.1 | 16.6 | 0.069 | 139 | 0 | 0 | 0 | 0 | 0 | 477.58 | 326.08 | 0 | 803.66 | 0 | 0 | 0 | None | HVAC-Chlr | NA | 20 | 0 | 0.069 | 139 | 0 | 0 | 0 | 0 | 0 | 0 | 0 | UpDeemed | Com-Default>2yrs | 0.6 | 0.6 |  | 0.6 | Def-GSIA | 1 | DEER:HVAC_Chillers | Annual |  |  |  |  | Standard | FALSE | ExAnte2020 | 0 | Chiller | Screw | HVAC | SpaceCool | cWtd | No | NA | None |  |  | Deem-DEER | Air-Cooled Chiller, < 150 tons, 12.1 EER, 16.6 IPLV, CZ02 | SWHC020-NR-Com-CZ02-Ex-Cap-Tons-HVAC-Chlr-Any-Com-Default>2yrs-Def-GSIA-DEER:HVAC_Chillers-Annual-PGE-cWtd-HVAC-SpaceCool-Chiller-Screw-None-Standard-Deem-DEER-None-UpDeemed-Com-ExAnte2020-< 150 tons-12.1-16.6
SWHC020 | Air-cooled Packaged Chiller | C | Air-Cooled Chiller, Standard Efficiency, >= 150 tons, CZ02 |  | Air-Cooled Chiller, >= 150 tons, 11.1 EER, 15.4 IPLV, CZ02 | NC | Com | Ex | CZ02 | Cap-Tons | Com | PGE | Any | >= 150 tons | 11.1 | 15.4 | 0.0376 | 75.5 | 0 | 0 | 0 | 0 | 0 | 450.09 | 139.23 | 0 | 589.32 | 0 | 0 | 0 | None | HVAC-Chlr | NA | 20 | 0 | 0.0376 | 75.5 | 0 | 0 | 0 | 0 | 0 | 0 | 0 | UpDeemed | Com-Default>2yrs | 0.6 | 0.6 |  | 0.6 | Def-GSIA | 1 | DEER:HVAC_Chillers | Annual |  |  |  |  | Standard | FALSE | ExAnte2020 | 0 | Chiller | Screw | HVAC | SpaceCool | cWtd | No | NA | None |  |  | Deem-DEER | Air-Cooled Chiller, >= 150 tons, 11.1 EER, 15.4 IPLV, CZ02 | SWHC020-NC-Com-CZ02-Ex-Cap-Tons-HVAC-Chlr-Any-Com-Default>2yrs-Def-GSIA-DEER:HVAC_Chillers-Annual-PGE-cWtd-HVAC-SpaceCool-Chiller-Screw-None-Standard-Deem-DEER-None-UpDeemed-Com-ExAnte2020->= 150 tons-11.1-15.4
SWHC020 | Air-cooled Packaged Chiller | C | Air-Cooled Chiller, Standard Efficiency, >= 150 tons, CZ02 |  | Air-Cooled Chiller, >= 150 tons, 11.1 EER, 15.4 IPLV, CZ02 | NR | Com | Ex | CZ02 | Cap-Tons | Com | PGE | Any | >= 150 tons | 11.1 | 15.4 | 0.0376 | 75.5 | 0 | 0 | 0 | 0 | 0 | 450.09 | 139.23 | 0 | 589.32 | 0 | 0 | 0 | None | HVAC-Chlr | NA | 20 | 0 | 0.0376 | 75.5 | 0 | 0 | 0 | 0 | 0 | 0 | 0 | UpDeemed | Com-Default>2yrs | 0.6 | 0.6 |  | 0.6 | Def-GSIA | 1 | DEER:HVAC_Chillers | Annual |  |  |  |  | Standard | FALSE | ExAnte2020 | 0 | Chiller | Screw | HVAC | SpaceCool | cWtd | No | NA | None |  |  | Deem-DEER | Air-Cooled Chiller, >= 150 tons, 11.1 EER, 15.4 IPLV, CZ02 | SWHC020-NR-Com-CZ02-Ex-Cap-Tons-HVAC-Chlr-Any-Com-Default>2yrs-Def-GSIA-DEER:HVAC_Chillers-Annual-PGE-cWtd-HVAC-SpaceCool-Chiller-Screw-None-Standard-Deem-DEER-None-UpDeemed-Com-ExAnte2020->= 150 tons-11.1-15.4
SWHC020 | Air-cooled Packaged Chiller | D | Air-Cooled Chiller, Standard Efficiency, >= 150 tons, CZ02 |  | Air-Cooled Chiller, >= 150 tons, 12.1 EER, 16.9 IPLV, CZ02 | NC | Com | Ex | CZ02 | Cap-Tons | Com | PGE | Any | >= 150 tons | 12.1 | 16.9 | 0.069 | 139 | 0 | 0 | 0 | 0 | 0 | 450.09 | 189.05 | 0 | 639.15 | 0 | 0 | 0 | None | HVAC-Chlr | NA | 20 | 0 | 0.069 | 139 | 0 | 0 | 0 | 0 | 0 | 0 | 0 | UpDeemed | Com-Default>2yrs | 0.6 | 0.6 |  | 0.6 | Def-GSIA | 1 | DEER:HVAC_Chillers | Annual |  |  |  |  | Standard | FALSE | ExAnte2020 | 0 | Chiller | Screw | HVAC | SpaceCool | cWtd | No | NA | None |  |  | Deem-DEER | Air-Cooled Chiller, >= 150 tons, 12.1 EER, 16.9 IPLV, CZ02 | SWHC020-NC-Com-CZ02-Ex-Cap-Tons-HVAC-Chlr-Any-Com-Default>2yrs-Def-GSIA-DEER:HVAC_Chillers-Annual-PGE-cWtd-HVAC-SpaceCool-Chiller-Screw-None-Standard-Deem-DEER-None-UpDeemed-Com-ExAnte2020->= 150 tons-12.1-16.9
SWHC020 | Air-cooled Packaged Chiller | D | Air-Cooled Chiller, Standard Efficiency, >= 150 tons, CZ02 |  | Air-Cooled Chiller, >= 150 tons, 12.1 EER, 16.9 IPLV, CZ02 | NR | Com | Ex | CZ02 | Cap-Tons | Com | PGE | Any | >= 150 tons | 12.1 | 16.9 | 0.069 | 139 | 0 | 0 | 0 | 0 | 0 | 450.09 | 189.05 | 0 | 639.15 | 0 | 0 | 0 | None | HVAC-Chlr | NA | 20 | 0 | 0.069 | 139 | 0 | 0 | 0 | 0 | 0 | 0 | 0 | UpDeemed | Com-Default>2yrs | 0.6 | 0.6 |  | 0.6 | Def-GSIA | 1 | DEER:HVAC_Chillers | Annual |  |  |  |  | Standard | FALSE | ExAnte2020 | 0 | Chiller | Screw | HVAC | SpaceCool | cWtd | No | NA | None |  |  | Deem-DEER | Air-Cooled Chiller, >= 150 tons, 12.1 EER, 16.9 IPLV, CZ02 | SWHC020-NR-Com-CZ02-Ex-Cap-Tons-HVAC-Chlr-Any-Com-Default>2yrs-Def-GSIA-DEER:HVAC_Chillers-Annual-PGE-cWtd-HVAC-SpaceCool-Chiller-Screw-None-Standard-Deem-DEER-None-UpDeemed-Com-ExAnte2020->= 150 tons-12.1-16.9
SWHC020 | Air-cooled Packaged Chiller | A | Air-Cooled Chiller, Standard Efficiency, < 150 tons, CZ03 |  | Air-Cooled Chiller, < 150 tons, 11.1 EER, 15.1 IPLV, CZ03 | NC | Com | Ex | CZ03 | Cap-Tons | Com | PGE | Any | < 150 tons | 11.1 | 15.1 | 0.0203 | 62.4 | 0 | 0 | 0 | 0 | 0 | 477.58 | 180.68 | 0 | 658.26 | 0 | 0 | 0 | None | HVAC-Chlr | NA | 20 | 0 | 0.0203 | 62.4 | 0 | 0 | 0 | 0 | 0 | 0 | 0 | UpDeemed | Com-Default>2yrs | 0.6 | 0.6 |  | 0.6 | Def-GSIA | 1 | DEER:HVAC_Chillers | Annual |  |  |  |  | Standard | FALSE | ExAnte2020 | 0 | Chiller | Screw | HVAC | SpaceCool | cWtd | No | NA | None |  |  | Deem-DEER | Air-Cooled Chiller, < 150 tons, 11.1 EER, 15.1 IPLV, CZ03 | SWHC020-NC-Com-CZ03-Ex-Cap-Tons-HVAC-Chlr-Any-Com-Default>2yrs-Def-GSIA-DEER:HVAC_Chillers-Annual-PGE-cWtd-HVAC-SpaceCool-Chiller-Screw-None-Standard-Deem-DEER-None-UpDeemed-Com-ExAnte2020-< 150 tons-11.1-15.1
SWHC020 | Air-cooled Packaged Chiller | A | Air-Cooled Chiller, Standard Efficiency, < 150 tons, CZ03 |  | Air-Cooled Chiller, < 150 tons, 11.1 EER, 15.1 IPLV, CZ03 | NR | Com | Ex | CZ03 | Cap-Tons | Com | PGE | Any | < 150 tons | 11.1 | 15.1 | 0.0203 | 62.4 | 0 | 0 | 0 | 0 | 0 | 477.58 | 180.68 | 0 | 658.26 | 0 | 0 | 0 | None | HVAC-Chlr | NA | 20 | 0 | 0.0203 | 62.4 | 0 | 0 | 0 | 0 | 0 | 0 | 0 | UpDeemed | Com-Default>2yrs | 0.6 | 0.6 |  | 0.6 | Def-GSIA | 1 | DEER:HVAC_Chillers | Annual |  |  |  |  | Standard | FALSE | ExAnte2020 | 0 | Chiller | Screw | HVAC | SpaceCool | cWtd | No | NA | None |  |  | Deem-DEER | Air-Cooled Chiller, < 150 tons, 11.1 EER, 15.1 IPLV, CZ03 | SWHC020-NR-Com-CZ03-Ex-Cap-Tons-HVAC-Chlr-Any-Com-Default>2yrs-Def-GSIA-DEER:HVAC_Chillers-Annual-PGE-cWtd-HVAC-SpaceCool-Chiller-Screw-None-Standard-Deem-DEER-None-UpDeemed-Com-ExAnte2020-< 150 tons-11.1-15.1
SWHC020 | Air-cooled Packaged Chiller | B | Air-Cooled Chiller, Standard Efficiency, < 150 tons, CZ03 |  | Air-Cooled Chiller, < 150 tons, 12.1 EER, 16.6 IPLV, CZ03 | NC | Com | Ex | CZ03 | Cap-Tons | Com | PGE | Any | < 150 tons | 12.1 | 16.6 | 0.0373 | 115 | 0 | 0 | 0 | 0 | 0 | 477.58 | 326.08 | 0 | 803.66 | 0 | 0 | 0 | None | HVAC-Chlr | NA | 20 | 0 | 0.0373 | 115 | 0 | 0 | 0 | 0 | 0 | 0 | 0 | UpDeemed | Com-Default>2yrs | 0.6 | 0.6 |  | 0.6 | Def-GSIA | 1 | DEER:HVAC_Chillers | Annual |  |  |  |  | Standard | FALSE | ExAnte2020 | 0 | Chiller | Screw | HVAC | SpaceCool | cWtd | No | NA | None |  |  | Deem-DEER | Air-Cooled Chiller, < 150 tons, 12.1 EER, 16.6 IPLV, CZ03 | SWHC020-NC-Com-CZ03-Ex-Cap-Tons-HVAC-Chlr-Any-Com-Default>2yrs-Def-GSIA-DEER:HVAC_Chillers-Annual-PGE-cWtd-HVAC-SpaceCool-Chiller-Screw-None-Standard-Deem-DEER-None-UpDeemed-Com-ExAnte2020-< 150 tons-12.1-16.6
SWHC020 | Air-cooled Packaged Chiller | B | Air-Cooled Chiller, Standard Efficiency, < 150 tons, CZ03 |  | Air-Cooled Chiller, < 150 tons, 12.1 EER, 16.6 IPLV, CZ03 | NR | Com | Ex | CZ03 | Cap-Tons | Com | PGE | Any | < 150 tons | 12.1 | 16.6 | 0.0373 | 115 | 0 | 0 | 0 | 0 | 0 | 477.58 | 326.08 | 0 | 803.66 | 0 | 0 | 0 | None | HVAC-Chlr | NA | 20 | 0 | 0.0373 | 115 | 0 | 0 | 0 | 0 | 0 | 0 | 0 | UpDeemed | Com-Default>2yrs | 0.6 | 0.6 |  | 0.6 | Def-GSIA | 1 | DEER:HVAC_Chillers | Annual |  |  |  |  | Standard | FALSE | ExAnte2020 | 0 | Chiller | Screw | HVAC | SpaceCool | cWtd | No | NA | None |  |  | Deem-DEER | Air-Cooled Chiller, < 150 tons, 12.1 EER, 16.6 IPLV, CZ03 | SWHC020-NR-Com-CZ03-Ex-Cap-Tons-HVAC-Chlr-Any-Com-Default>2yrs-Def-GSIA-DEER:HVAC_Chillers-Annual-PGE-cWtd-HVAC-SpaceCool-Chiller-Screw-None-Standard-Deem-DEER-None-UpDeemed-Com-ExAnte2020-< 150 tons-12.1-16.6
SWHC020 | Air-cooled Packaged Chiller | C | Air-Cooled Chiller, Standard Efficiency, >= 150 tons, CZ03 |  | Air-Cooled Chiller, >= 150 tons, 11.1 EER, 15.4 IPLV, CZ03 | NC | Com | Ex | CZ03 | Cap-Tons | Com | PGE | Any | >= 150 tons | 11.1 | 15.4 | 0.0203 | 62.4 | 0 | 0 | 0 | 0 | 0 | 450.09 | 139.23 | 0 | 589.32 | 0 | 0 | 0 | None | HVAC-Chlr | NA | 20 | 0 | 0.0203 | 62.4 | 0 | 0 | 0 | 0 | 0 | 0 | 0 | UpDeemed | Com-Default>2yrs | 0.6 | 0.6 |  | 0.6 | Def-GSIA | 1 | DEER:HVAC_Chillers | Annual |  |  |  |  | Standard | FALSE | ExAnte2020 | 0 | Chiller | Screw | HVAC | SpaceCool | cWtd | No | NA | None |  |  | Deem-DEER | Air-Cooled Chiller, >= 150 tons, 11.1 EER, 15.4 IPLV, CZ03 | SWHC020-NC-Com-CZ03-Ex-Cap-Tons-HVAC-Chlr-Any-Com-Default>2yrs-Def-GSIA-DEER:HVAC_Chillers-Annual-PGE-cWtd-HVAC-SpaceCool-Chiller-Screw-None-Standard-Deem-DEER-None-UpDeemed-Com-ExAnte2020->= 150 tons-11.1-15.4
SWHC020 | Air-cooled Packaged Chiller | C | Air-Cooled Chiller, Standard Efficiency, >= 150 tons, CZ03 |  | Air-Cooled Chiller, >= 150 tons, 11.1 EER, 15.4 IPLV, CZ03 | NR | Com | Ex | CZ03 | Cap-Tons | Com | PGE | Any | >= 150 tons | 11.1 | 15.4 | 0.0203 | 62.4 | 0 | 0 | 0 | 0 | 0 | 450.09 | 139.23 | 0 | 589.32 | 0 | 0 | 0 | None | HVAC-Chlr | NA | 20 | 0 | 0.0203 | 62.4 | 0 | 0 | 0 | 0 | 0 | 0 | 0 | UpDeemed | Com-Default>2yrs | 0.6 | 0.6 |  | 0.6 | Def-GSIA | 1 | DEER:HVAC_Chillers | Annual |  |  |  |  | Standard | FALSE | ExAnte2020 | 0 | Chiller | Screw | HVAC | SpaceCool | cWtd | No | NA | None |  |  | Deem-DEER | Air-Cooled Chiller, >= 150 tons, 11.1 EER, 15.4 IPLV, CZ03 | SWHC020-NR-Com-CZ03-Ex-Cap-Tons-HVAC-Chlr-Any-Com-Default>2yrs-Def-GSIA-DEER:HVAC_Chillers-Annual-PGE-cWtd-HVAC-SpaceCool-Chiller-Screw-None-Standard-Deem-DEER-None-UpDeemed-Com-ExAnte2020->= 150 tons-11.1-15.4
SWHC020 | Air-cooled Packaged Chiller | D | Air-Cooled Chiller, Standard Efficiency, >= 150 tons, CZ03 |  | Air-Cooled Chiller, >= 150 tons, 12.1 EER, 16.9 IPLV, CZ03 | NC | Com | Ex | CZ03 | Cap-Tons | Com | PGE | Any | >= 150 tons | 12.1 | 16.9 | 0.0373 | 115 | 0 | 0 | 0 | 0 | 0 | 450.09 | 189.05 | 0 | 639.15 | 0 | 0 | 0 | None | HVAC-Chlr | NA | 20 | 0 | 0.0373 | 115 | 0 | 0 | 0 | 0 | 0 | 0 | 0 | UpDeemed | Com-Default>2yrs | 0.6 | 0.6 |  | 0.6 | Def-GSIA | 1 | DEER:HVAC_Chillers | Annual |  |  |  |  | Standard | FALSE | ExAnte2020 | 0 | Chiller | Screw | HVAC | SpaceCool | cWtd | No | NA | None |  |  | Deem-DEER | Air-Cooled Chiller, >= 150 tons, 12.1 EER, 16.9 IPLV, CZ03 | SWHC020-NC-Com-CZ03-Ex-Cap-Tons-HVAC-Chlr-Any-Com-Default>2yrs-Def-GSIA-DEER:HVAC_Chillers-Annual-PGE-cWtd-HVAC-SpaceCool-Chiller-Screw-None-Standard-Deem-DEER-None-UpDeemed-Com-ExAnte2020->= 150 tons-12.1-16.9
SWHC020 | Air-cooled Packaged Chiller | D | Air-Cooled Chiller, Standard Efficiency, >= 150 tons, CZ03 |  | Air-Cooled Chiller, >= 150 tons, 12.1 EER, 16.9 IPLV, CZ03 | NR | Com | Ex | CZ03 | Cap-Tons | Com | PGE | Any | >= 150 tons | 12.1 | 16.9 | 0.0373 | 115 | 0 | 0 | 0 | 0 | 0 | 450.09 | 189.05 | 0 | 639.15 | 0 | 0 | 0 | None | HVAC-Chlr | NA | 20 | 0 | 0.0373 | 115 | 0 | 0 | 0 | 0 | 0 | 0 | 0 | UpDeemed | Com-Default>2yrs | 0.6 | 0.6 |  | 0.6 | Def-GSIA | 1 | DEER:HVAC_Chillers | Annual |  |  |  |  | Standard | FALSE | ExAnte2020 | 0 | Chiller | Screw | HVAC | SpaceCool | cWtd | No | NA | None |  |  | Deem-DEER | Air-Cooled Chiller, >= 150 tons, 12.1 EER, 16.9 IPLV, CZ03 | SWHC020-NR-Com-CZ03-Ex-Cap-Tons-HVAC-Chlr-Any-Com-Default>2yrs-Def-GSIA-DEER:HVAC_Chillers-Annual-PGE-cWtd-HVAC-SpaceCool-Chiller-Screw-None-Standard-Deem-DEER-None-UpDeemed-Com-ExAnte2020->= 150 tons-12.1-16.9
SWHC020 | Air-cooled Packaged Chiller | A | Air-Cooled Chiller, Standard Efficiency, < 150 tons, CZ04 |  | Air-Cooled Chiller, < 150 tons, 11.1 EER, 15.1 IPLV, CZ04 | NC | Com | Ex | CZ04 | Cap-Tons | Com | PGE | Any | < 150 tons | 11.1 | 15.1 | 0.0426 | 88 | 0 | 0 | 0 | 0 | 0 | 477.58 | 180.68 | 0 | 658.26 | 0 | 0 | 0 | None | HVAC-Chlr | NA | 20 | 0 | 0.0426 | 88 | 0 | 0 | 0 | 0 | 0 | 0 | 0 | UpDeemed | Com-Default>2yrs | 0.6 | 0.6 |  | 0.6 | Def-GSIA | 1 | DEER:HVAC_Chillers | Annual |  |  |  |  | Standard | FALSE | ExAnte2020 | 0 | Chiller | Screw | HVAC | SpaceCool | cWtd | No | NA | None |  |  | Deem-DEER | Air-Cooled Chiller, < 150 tons, 11.1 EER, 15.1 IPLV, CZ04 | SWHC020-NC-Com-CZ04-Ex-Cap-Tons-HVAC-Chlr-Any-Com-Default>2yrs-Def-GSIA-DEER:HVAC_Chillers-Annual-PGE-cWtd-HVAC-SpaceCool-Chiller-Screw-None-Standard-Deem-DEER-None-UpDeemed-Com-ExAnte2020-< 150 tons-11.1-15.1
SWHC020 | Air-cooled Packaged Chiller | A | Air-Cooled Chiller, Standard Efficiency, < 150 tons, CZ04 |  | Air-Cooled Chiller, < 150 tons, 11.1 EER, 15.1 IPLV, CZ04 | NR | Com | Ex | CZ04 | Cap-Tons | Com | PGE | Any | < 150 tons | 11.1 | 15.1 | 0.0426 | 88 | 0 | 0 | 0 | 0 | 0 | 477.58 | 180.68 | 0 | 658.26 | 0 | 0 | 0 | None | HVAC-Chlr | NA | 20 | 0 | 0.0426 | 88 | 0 | 0 | 0 | 0 | 0 | 0 | 0 | UpDeemed | Com-Default>2yrs | 0.6 | 0.6 |  | 0.6 | Def-GSIA | 1 | DEER:HVAC_Chillers | Annual |  |  |  |  | Standard | FALSE | ExAnte2020 | 0 | Chiller | Screw | HVAC | SpaceCool | cWtd | No | NA | None |  |  | Deem-DEER | Air-Cooled Chiller, < 150 tons, 11.1 EER, 15.1 IPLV, CZ04 | SWHC020-NR-Com-CZ04-Ex-Cap-Tons-HVAC-Chlr-Any-Com-Default>2yrs-Def-GSIA-DEER:HVAC_Chillers-Annual-PGE-cWtd-HVAC-SpaceCool-Chiller-Screw-None-Standard-Deem-DEER-None-UpDeemed-Com-ExAnte2020-< 150 tons-11.1-15.1
SWHC020 | Air-cooled Packaged Chiller | B | Air-Cooled Chiller, Standard Efficiency, < 150 tons, CZ04 |  | Air-Cooled Chiller, < 150 tons, 12.1 EER, 16.6 IPLV, CZ04 | NC | Com | Ex | CZ04 | Cap-Tons | Com | PGE | Any | < 150 tons | 12.1 | 16.6 | 0.0781 | 162 | 0 | 0 | 0 | 0 | 0 | 477.58 | 326.08 | 0 | 803.66 | 0 | 0 | 0 | None | HVAC-Chlr | NA | 20 | 0 | 0.0781 | 162 | 0 | 0 | 0 | 0 | 0 | 0 | 0 | UpDeemed | Com-Default>2yrs | 0.6 | 0.6 |  | 0.6 | Def-GSIA | 1 | DEER:HVAC_Chillers | Annual |  |  |  |  | Standard | FALSE | ExAnte2020 | 0 | Chiller | Screw | HVAC | SpaceCool | cWtd | No | NA | None |  |  | Deem-DEER | Air-Cooled Chiller, < 150 tons, 12.1 EER, 16.6 IPLV, CZ04 | SWHC020-NC-Com-CZ04-Ex-Cap-Tons-HVAC-Chlr-Any-Com-Default>2yrs-Def-GSIA-DEER:HVAC_Chillers-Annual-PGE-cWtd-HVAC-SpaceCool-Chiller-Screw-None-Standard-Deem-DEER-None-UpDeemed-Com-ExAnte2020-< 150 tons-12.1-16.6
SWHC020 | Air-cooled Packaged Chiller | B | Air-Cooled Chiller, Standard Efficiency, < 150 tons, CZ04 |  | Air-Cooled Chiller, < 150 tons, 12.1 EER, 16.6 IPLV, CZ04 | NR | Com | Ex | CZ04 | Cap-Tons | Com | PGE | Any | < 150 tons | 12.1 | 16.6 | 0.0781 | 162 | 0 | 0 | 0 | 0 | 0 | 477.58 | 326.08 | 0 | 803.66 | 0 | 0 | 0 | None | HVAC-Chlr | NA | 20 | 0 | 0.0781 | 162 | 0 | 0 | 0 | 0 | 0 | 0 | 0 | UpDeemed | Com-Default>2yrs | 0.6 | 0.6 |  | 0.6 | Def-GSIA | 1 | DEER:HVAC_Chillers | Annual |  |  |  |  | Standard | FALSE | ExAnte2020 | 0 | Chiller | Screw | HVAC | SpaceCool | cWtd | No | NA | None |  |  | Deem-DEER | Air-Cooled Chiller, < 150 tons, 12.1 EER, 16.6 IPLV, CZ04 | SWHC020-NR-Com-CZ04-Ex-Cap-Tons-HVAC-Chlr-Any-Com-Default>2yrs-Def-GSIA-DEER:HVAC_Chillers-Annual-PGE-cWtd-HVAC-SpaceCool-Chiller-Screw-None-Standard-Deem-DEER-None-UpDeemed-Com-ExAnte2020-< 150 tons-12.1-16.6
SWHC020 | Air-cooled Packaged Chiller | C | Air-Cooled Chiller, Standard Efficiency, >= 150 tons, CZ04 |  | Air-Cooled Chiller, >= 150 tons, 11.1 EER, 15.4 IPLV, CZ04 | NC | Com | Ex | CZ04 | Cap-Tons | Com | PGE | Any | >= 150 tons | 11.1 | 15.4 | 0.0426 | 88 | 0 | 0 | 0 | 0 | 0 | 450.09 | 139.23 | 0 | 589.32 | 0 | 0 | 0 | None | HVAC-Chlr | NA | 20 | 0 | 0.0426 | 88 | 0 | 0 | 0 | 0 | 0 | 0 | 0 | UpDeemed | Com-Default>2yrs | 0.6 | 0.6 |  | 0.6 | Def-GSIA | 1 | DEER:HVAC_Chillers | Annual |  |  |  |  | Standard | FALSE | ExAnte2020 | 0 | Chiller | Screw | HVAC | SpaceCool | cWtd | No | NA | None |  |  | Deem-DEER | Air-Cooled Chiller, >= 150 tons, 11.1 EER, 15.4 IPLV, CZ04 | SWHC020-NC-Com-CZ04-Ex-Cap-Tons-HVAC-Chlr-Any-Com-Default>2yrs-Def-GSIA-DEER:HVAC_Chillers-Annual-PGE-cWtd-HVAC-SpaceCool-Chiller-Screw-None-Standard-Deem-DEER-None-UpDeemed-Com-ExAnte2020->= 150 tons-11.1-15.4
SWHC020 | Air-cooled Packaged Chiller | C | Air-Cooled Chiller, Standard Efficiency, >= 150 tons, CZ04 |  | Air-Cooled Chiller, >= 150 tons, 11.1 EER, 15.4 IPLV, CZ04 | NR | Com | Ex | CZ04 | Cap-Tons | Com | PGE | Any | >= 150 tons | 11.1 | 15.4 | 0.0426 | 88 | 0 | 0 | 0 | 0 | 0 | 450.09 | 139.23 | 0 | 589.32 | 0 | 0 | 0 | None | HVAC-Chlr | NA | 20 | 0 | 0.0426 | 88 | 0 | 0 | 0 | 0 | 0 | 0 | 0 | UpDeemed | Com-Default>2yrs | 0.6 | 0.6 |  | 0.6 | Def-GSIA | 1 | DEER:HVAC_Chillers | Annual |  |  |  |  | Standard | FALSE | ExAnte2020 | 0 | Chiller | Screw | HVAC | SpaceCool | cWtd | No | NA | None |  |  | Deem-DEER | Air-Cooled Chiller, >= 150 tons, 11.1 EER, 15.4 IPLV, CZ04 | SWHC020-NR-Com-CZ04-Ex-Cap-Tons-HVAC-Chlr-Any-Com-Default>2yrs-Def-GSIA-DEER:HVAC_Chillers-Annual-PGE-cWtd-HVAC-SpaceCool-Chiller-Screw-None-Standard-Deem-DEER-None-UpDeemed-Com-ExAnte2020->= 150 tons-11.1-15.4
SWHC020 | Air-cooled Packaged Chiller | D | Air-Cooled Chiller, Standard Efficiency, >= 150 tons, CZ04 |  | Air-Cooled Chiller, >= 150 tons, 12.1 EER, 16.9 IPLV, CZ04 | NC | Com | Ex | CZ04 | Cap-Tons | Com | PGE | Any | >= 150 tons | 12.1 | 16.9 | 0.0781 | 162 | 0 | 0 | 0 | 0 | 0 | 450.09 | 189.05 | 0 | 639.15 | 0 | 0 | 0 | None | HVAC-Chlr | NA | 20 | 0 | 0.0781 | 162 | 0 | 0 | 0 | 0 | 0 | 0 | 0 | UpDeemed | Com-Default>2yrs | 0.6 | 0.6 |  | 0.6 | Def-GSIA | 1 | DEER:HVAC_Chillers | Annual |  |  |  |  | Standard | FALSE | ExAnte2020 | 0 | Chiller | Screw | HVAC | SpaceCool | cWtd | No | NA | None |  |  | Deem-DEER | Air-Cooled Chiller, >= 150 tons, 12.1 EER, 16.9 IPLV, CZ04 | SWHC020-NC-Com-CZ04-Ex-Cap-Tons-HVAC-Chlr-Any-Com-Default>2yrs-Def-GSIA-DEER:HVAC_Chillers-Annual-PGE-cWtd-HVAC-SpaceCool-Chiller-Screw-None-Standard-Deem-DEER-None-UpDeemed-Com-ExAnte2020->= 150 tons-12.1-16.9
SWHC020 | Air-cooled Packaged Chiller | D | Air-Cooled Chiller, Standard Efficiency, >= 150 tons, CZ04 |  | Air-Cooled Chiller, >= 150 tons, 12.1 EER, 16.9 IPLV, CZ04 | NR | Com | Ex | CZ04 | Cap-Tons | Com | PGE | Any | >= 150 tons | 12.1 | 16.9 | 0.0781 | 162 | 0 | 0 | 0 | 0 | 0 | 450.09 | 189.05 | 0 | 639.15 | 0 | 0 | 0 | None | HVAC-Chlr | NA | 20 | 0 | 0.0781 | 162 | 0 | 0 | 0 | 0 | 0 | 0 | 0 | UpDeemed | Com-Default>2yrs | 0.6 | 0.6 |  | 0.6 | Def-GSIA | 1 | DEER:HVAC_Chillers | Annual |  |  |  |  | Standard | FALSE | ExAnte2020 | 0 | Chiller | Screw | HVAC | SpaceCool | cWtd | No | NA | None |  |  | Deem-DEER | Air-Cooled Chiller, >= 150 tons, 12.1 EER, 16.9 IPLV, CZ04 | SWHC020-NR-Com-CZ04-Ex-Cap-Tons-HVAC-Chlr-Any-Com-Default>2yrs-Def-GSIA-DEER:HVAC_Chillers-Annual-PGE-cWtd-HVAC-SpaceCool-Chiller-Screw-None-Standard-Deem-DEER-None-UpDeemed-Com-ExAnte2020->= 150 tons-12.1-16.9
SWHC020 | Air-cooled Packaged Chiller | A | Air-Cooled Chiller, Standard Efficiency, < 150 tons, CZ05 |  | Air-Cooled Chiller, < 150 tons, 11.1 EER, 15.1 IPLV, CZ05 | NC | Com | Ex | CZ05 | Cap-Tons | Com | PGE | Any | < 150 tons | 11.1 | 15.1 | 0.0384 | 73.3 | 0 | 0 | 0 | 0 | 0 | 477.58 | 180.68 | 0 | 658.26 | 0 | 0 | 0 | None | HVAC-Chlr | NA | 20 | 0 | 0.0384 | 73.3 | 0 | 0 | 0 | 0 | 0 | 0 | 0 | UpDeemed | Com-Default>2yrs | 0.6 | 0.6 |  | 0.6 | Def-GSIA | 1 | DEER:HVAC_Chillers | Annual |  |  |  |  | Standard | FALSE | ExAnte2020 | 0 | Chiller | Screw | HVAC | SpaceCool | cWtd | No | NA | None |  |  | Deem-DEER | Air-Cooled Chiller, < 150 tons, 11.1 EER, 15.1 IPLV, CZ05 | SWHC020-NC-Com-CZ05-Ex-Cap-Tons-HVAC-Chlr-Any-Com-Default>2yrs-Def-GSIA-DEER:HVAC_Chillers-Annual-PGE-cWtd-HVAC-SpaceCool-Chiller-Screw-None-Standard-Deem-DEER-None-UpDeemed-Com-ExAnte2020-< 150 tons-11.1-15.1
SWHC020 | Air-cooled Packaged Chiller | A | Air-Cooled Chiller, Standard Efficiency, < 150 tons, CZ05 |  | Air-Cooled Chiller, < 150 tons, 11.1 EER, 15.1 IPLV, CZ05 | NR | Com | Ex | CZ05 | Cap-Tons | Com | PGE | Any | < 150 tons | 11.1 | 15.1 | 0.0384 | 73.3 | 0 | 0 | 0 | 0 | 0 | 477.58 | 180.68 | 0 | 658.26 | 0 | 0 | 0 | None | HVAC-Chlr | NA | 20 | 0 | 0.0384 | 73.3 | 0 | 0 | 0 | 0 | 0 | 0 | 0 | UpDeemed | Com-Default>2yrs | 0.6 | 0.6 |  | 0.6 | Def-GSIA | 1 | DEER:HVAC_Chillers | Annual |  |  |  |  | Standard | FALSE | ExAnte2020 | 0 | Chiller | Screw | HVAC | SpaceCool | cWtd | No | NA | None |  |  | Deem-DEER | Air-Cooled Chiller, < 150 tons, 11.1 EER, 15.1 IPLV, CZ05 | SWHC020-NR-Com-CZ05-Ex-Cap-Tons-HVAC-Chlr-Any-Com-Default>2yrs-Def-GSIA-DEER:HVAC_Chillers-Annual-PGE-cWtd-HVAC-SpaceCool-Chiller-Screw-None-Standard-Deem-DEER-None-UpDeemed-Com-ExAnte2020-< 150 tons-11.1-15.1
SWHC020 | Air-cooled Packaged Chiller | B | Air-Cooled Chiller, Standard Efficiency, < 150 tons, CZ05 |  | Air-Cooled Chiller, < 150 tons, 12.1 EER, 16.6 IPLV, CZ05 | NC | Com | Ex | CZ05 | Cap-Tons | Com | PGE | Any | < 150 tons | 12.1 | 16.6 | 0.0704 | 134 | 0 | 0 | 0 | 0 | 0 | 477.58 | 326.08 | 0 | 803.66 | 0 | 0 | 0 | None | HVAC-Chlr | NA | 20 | 0 | 0.0704 | 134 | 0 | 0 | 0 | 0 | 0 | 0 | 0 | UpDeemed | Com-Default>2yrs | 0.6 | 0.6 |  | 0.6 | Def-GSIA | 1 | DEER:HVAC_Chillers | Annual |  |  |  |  | Standard | FALSE | ExAnte2020 | 0 | Chiller | Screw | HVAC | SpaceCool | cWtd | No | NA | None |  |  | Deem-DEER | Air-Cooled Chiller, < 150 tons, 12.1 EER, 16.6 IPLV, CZ05 | SWHC020-NC-Com-CZ05-Ex-Cap-Tons-HVAC-Chlr-Any-Com-Default>2yrs-Def-GSIA-DEER:HVAC_Chillers-Annual-PGE-cWtd-HVAC-SpaceCool-Chiller-Screw-None-Standard-Deem-DEER-None-UpDeemed-Com-ExAnte2020-< 150 tons-12.1-16.6
SWHC020 | Air-cooled Packaged Chiller | B | Air-Cooled Chiller, Standard Efficiency, < 150 tons, CZ05 |  | Air-Cooled Chiller, < 150 tons, 12.1 EER, 16.6 IPLV, CZ05 | NR | Com | Ex | CZ05 | Cap-Tons | Com | PGE | Any | < 150 tons | 12.1 | 16.6 | 0.0704 | 134 | 0 | 0 | 0 | 0 | 0 | 477.58 | 326.08 | 0 | 803.66 | 0 | 0 | 0 | None | HVAC-Chlr | NA | 20 | 0 | 0.0704 | 134 | 0 | 0 | 0 | 0 | 0 | 0 | 0 | UpDeemed | Com-Default>2yrs | 0.6 | 0.6 |  | 0.6 | Def-GSIA | 1 | DEER:HVAC_Chillers | Annual |  |  |  |  | Standard | FALSE | ExAnte2020 | 0 | Chiller | Screw | HVAC | SpaceCool | cWtd | No | NA | None |  |  | Deem-DEER | Air-Cooled Chiller, < 150 tons, 12.1 EER, 16.6 IPLV, CZ05 | SWHC020-NR-Com-CZ05-Ex-Cap-Tons-HVAC-Chlr-Any-Com-Default>2yrs-Def-GSIA-DEER:HVAC_Chillers-Annual-PGE-cWtd-HVAC-SpaceCool-Chiller-Screw-None-Standard-Deem-DEER-None-UpDeemed-Com-ExAnte2020-< 150 tons-12.1-16.6
SWHC020 | Air-cooled Packaged Chiller | C | Air-Cooled Chiller, Standard Efficiency, >= 150 tons, CZ05 |  | Air-Cooled Chiller, >= 150 tons, 11.1 EER, 15.4 IPLV, CZ05 | NC | Com | Ex | CZ05 | Cap-Tons | Com | PGE | Any | >= 150 tons | 11.1 | 15.4 | 0.0384 | 73.3 | 0 | 0 | 0 | 0 | 0 | 450.09 | 139.23 | 0 | 589.32 | 0 | 0 | 0 | None | HVAC-Chlr | NA | 20 | 0 | 0.0384 | 73.3 | 0 | 0 | 0 | 0 | 0 | 0 | 0 | UpDeemed | Com-Default>2yrs | 0.6 | 0.6 |  | 0.6 | Def-GSIA | 1 | DEER:HVAC_Chillers | Annual |  |  |  |  | Standard | FALSE | ExAnte2020 | 0 | Chiller | Screw | HVAC | SpaceCool | cWtd | No | NA | None |  |  | Deem-DEER | Air-Cooled Chiller, >= 150 tons, 11.1 EER, 15.4 IPLV, CZ05 | SWHC020-NC-Com-CZ05-Ex-Cap-Tons-HVAC-Chlr-Any-Com-Default>2yrs-Def-GSIA-DEER:HVAC_Chillers-Annual-PGE-cWtd-HVAC-SpaceCool-Chiller-Screw-None-Standard-Deem-DEER-None-UpDeemed-Com-ExAnte2020->= 150 tons-11.1-15.4
SWHC020 | Air-cooled Packaged Chiller | C | Air-Cooled Chiller, Standard Efficiency, >= 150 tons, CZ05 |  | Air-Cooled Chiller, >= 150 tons, 11.1 EER, 15.4 IPLV, CZ05 | NR | Com | Ex | CZ05 | Cap-Tons | Com | PGE | Any | >= 150 tons | 11.1 | 15.4 | 0.0384 | 73.3 | 0 | 0 | 0 | 0 | 0 | 450.09 | 139.23 | 0 | 589.32 | 0 | 0 | 0 | None | HVAC-Chlr | NA | 20 | 0 | 0.0384 | 73.3 | 0 | 0 | 0 | 0 | 0 | 0 | 0 | UpDeemed | Com-Default>2yrs | 0.6 | 0.6 |  | 0.6 | Def-GSIA | 1 | DEER:HVAC_Chillers | Annual |  |  |  |  | Standard | FALSE | ExAnte2020 | 0 | Chiller | Screw | HVAC | SpaceCool | cWtd | No | NA | None |  |  | Deem-DEER | Air-Cooled Chiller, >= 150 tons, 11.1 EER, 15.4 IPLV, CZ05 | SWHC020-NR-Com-CZ05-Ex-Cap-Tons-HVAC-Chlr-Any-Com-Default>2yrs-Def-GSIA-DEER:HVAC_Chillers-Annual-PGE-cWtd-HVAC-SpaceCool-Chiller-Screw-None-Standard-Deem-DEER-None-UpDeemed-Com-ExAnte2020->= 150 tons-11.1-15.4
SWHC020 | Air-cooled Packaged Chiller | D | Air-Cooled Chiller, Standard Efficiency, >= 150 tons, CZ05 |  | Air-Cooled Chiller, >= 150 tons, 12.1 EER, 16.9 IPLV, CZ05 | NC | Com | Ex | CZ05 | Cap-Tons | Com | PGE | Any | >= 150 tons | 12.1 | 16.9 | 0.0704 | 134 | 0 | 0 | 0 | 0 | 0 | 450.09 | 189.05 | 0 | 639.15 | 0 | 0 | 0 | None | HVAC-Chlr | NA | 20 | 0 | 0.0704 | 134 | 0 | 0 | 0 | 0 | 0 | 0 | 0 | UpDeemed | Com-Default>2yrs | 0.6 | 0.6 |  | 0.6 | Def-GSIA | 1 | DEER:HVAC_Chillers | Annual |  |  |  |  | Standard | FALSE | ExAnte2020 | 0 | Chiller | Screw | HVAC | SpaceCool | cWtd | No | NA | None |  |  | Deem-DEER | Air-Cooled Chiller, >= 150 tons, 12.1 EER, 16.9 IPLV, CZ05 | SWHC020-NC-Com-CZ05-Ex-Cap-Tons-HVAC-Chlr-Any-Com-Default>2yrs-Def-GSIA-DEER:HVAC_Chillers-Annual-PGE-cWtd-HVAC-SpaceCool-Chiller-Screw-None-Standard-Deem-DEER-None-UpDeemed-Com-ExAnte2020->= 150 tons-12.1-16.9
SWHC020 | Air-cooled Packaged Chiller | D | Air-Cooled Chiller, Standard Efficiency, >= 150 tons, CZ05 |  | Air-Cooled Chiller, >= 150 tons, 12.1 EER, 16.9 IPLV, CZ05 | NR | Com | Ex | CZ05 | Cap-Tons | Com | PGE | Any | >= 150 tons | 12.1 | 16.9 | 0.0704 | 134 | 0 | 0 | 0 | 0 | 0 | 450.09 | 189.05 | 0 | 639.15 | 0 | 0 | 0 | None | HVAC-Chlr | NA | 20 | 0 | 0.0704 | 134 | 0 | 0 | 0 | 0 | 0 | 0 | 0 | UpDeemed | Com-Default>2yrs | 0.6 | 0.6 |  | 0.6 | Def-GSIA | 1 | DEER:HVAC_Chillers | Annual |  |  |  |  | Standard | FALSE | ExAnte2020 | 0 | Chiller | Screw | HVAC | SpaceCool | cWtd | No | NA | None |  |  | Deem-DEER | Air-Cooled Chiller, >= 150 tons, 12.1 EER, 16.9 IPLV, CZ05 | SWHC020-NR-Com-CZ05-Ex-Cap-Tons-HVAC-Chlr-Any-Com-Default>2yrs-Def-GSIA-DEER:HVAC_Chillers-Annual-PGE-cWtd-HVAC-SpaceCool-Chiller-Screw-None-Standard-Deem-DEER-None-UpDeemed-Com-ExAnte2020->= 150 tons-12.1-16.9
SWHC020 | Air-cooled Packaged Chiller | A | Air-Cooled Chiller, Standard Efficiency, < 150 tons, CZ06 |  | Air-Cooled Chiller, < 150 tons, 11.1 EER, 15.1 IPLV, CZ06 | NC | Com | Ex | CZ06 | Cap-Tons | Com | SCE | Any | < 150 tons | 11.1 | 15.1 | 0.0523 | 110 | 0 | 0 | 0 | 0 | 0 | 477.58 | 180.68 | 0 | 658.26 | 0 | 0 | 0 | None | HVAC-Chlr | NA | 20 | 0 | 0.0523 | 110 | 0 | 0 | 0 | 0 | 0 | 0 | 0 | UpDeemed | Com-Default>2yrs | 0.6 | 0.6 |  | 0.6 | Def-GSIA | 1 | DEER:HVAC_Chillers | Annual |  |  |  |  | Standard | FALSE | ExAnte2020 | 0 | Chiller | Screw | HVAC | SpaceCool | cWtd | No | NA | None |  |  | Deem-DEER | Air-Cooled Chiller, < 150 tons, 11.1 EER, 15.1 IPLV, CZ06 | SWHC020-NC-Com-CZ06-Ex-Cap-Tons-HVAC-Chlr-Any-Com-Default>2yrs-Def-GSIA-DEER:HVAC_Chillers-Annual-SCE-cWtd-HVAC-SpaceCool-Chiller-Screw-None-Standard-Deem-DEER-None-UpDeemed-Com-ExAnte2020-< 150 tons-11.1-15.1
SWHC020 | Air-cooled Packaged Chiller | A | Air-Cooled Chiller, Standard Efficiency, < 150 tons, CZ06 |  | Air-Cooled Chiller, < 150 tons, 11.1 EER, 15.1 IPLV, CZ06 | NR | Com | Ex | CZ06 | Cap-Tons | Com | SCE | Any | < 150 tons | 11.1 | 15.1 | 0.0523 | 110 | 0 | 0 | 0 | 0 | 0 | 477.58 | 180.68 | 0 | 658.26 | 0 | 0 | 0 | None | HVAC-Chlr | NA | 20 | 0 | 0.0523 | 110 | 0 | 0 | 0 | 0 | 0 | 0 | 0 | UpDeemed | Com-Default>2yrs | 0.6 | 0.6 |  | 0.6 | Def-GSIA | 1 | DEER:HVAC_Chillers | Annual |  |  |  |  | Standard | FALSE | ExAnte2020 | 0 | Chiller | Screw | HVAC | SpaceCool | cWtd | No | NA | None |  |  | Deem-DEER | Air-Cooled Chiller, < 150 tons, 11.1 EER, 15.1 IPLV, CZ06 | SWHC020-NR-Com-CZ06-Ex-Cap-Tons-HVAC-Chlr-Any-Com-Default>2yrs-Def-GSIA-DEER:HVAC_Chillers-Annual-SCE-cWtd-HVAC-SpaceCool-Chiller-Screw-None-Standard-Deem-DEER-None-UpDeemed-Com-ExAnte2020-< 150 tons-11.1-15.1
SWHC020 | Air-cooled Packaged Chiller | B | Air-Cooled Chiller, Standard Efficiency, < 150 tons, CZ06 |  | Air-Cooled Chiller, < 150 tons, 12.1 EER, 16.6 IPLV, CZ06 | NC | Com | Ex | CZ06 | Cap-Tons | Com | SCE | Any | < 150 tons | 12.1 | 16.6 | 0.0959 | 202 | 0 | 0 | 0 | 0 | 0 | 477.58 | 326.08 | 0 | 803.66 | 0 | 0 | 0 | None | HVAC-Chlr | NA | 20 | 0 | 0.0959 | 202 | 0 | 0 | 0 | 0 | 0 | 0 | 0 | UpDeemed | Com-Default>2yrs | 0.6 | 0.6 |  | 0.6 | Def-GSIA | 1 | DEER:HVAC_Chillers | Annual |  |  |  |  | Standard | FALSE | ExAnte2020 | 0 | Chiller | Screw | HVAC | SpaceCool | cWtd | No | NA | None |  |  | Deem-DEER | Air-Cooled Chiller, < 150 tons, 12.1 EER, 16.6 IPLV, CZ06 | SWHC020-NC-Com-CZ06-Ex-Cap-Tons-HVAC-Chlr-Any-Com-Default>2yrs-Def-GSIA-DEER:HVAC_Chillers-Annual-SCE-cWtd-HVAC-SpaceCool-Chiller-Screw-None-Standard-Deem-DEER-None-UpDeemed-Com-ExAnte2020-< 150 tons-12.1-16.6
SWHC020 | Air-cooled Packaged Chiller | B | Air-Cooled Chiller, Standard Efficiency, < 150 tons, CZ06 |  | Air-Cooled Chiller, < 150 tons, 12.1 EER, 16.6 IPLV, CZ06 | NR | Com | Ex | CZ06 | Cap-Tons | Com | SCE | Any | < 150 tons | 12.1 | 16.6 | 0.0959 | 202 | 0 | 0 | 0 | 0 | 0 | 477.58 | 326.08 | 0 | 803.66 | 0 | 0 | 0 | None | HVAC-Chlr | NA | 20 | 0 | 0.0959 | 202 | 0 | 0 | 0 | 0 | 0 | 0 | 0 | UpDeemed | Com-Default>2yrs | 0.6 | 0.6 |  | 0.6 | Def-GSIA | 1 | DEER:HVAC_Chillers | Annual |  |  |  |  | Standard | FALSE | ExAnte2020 | 0 | Chiller | Screw | HVAC | SpaceCool | cWtd | No | NA | None |  |  | Deem-DEER | Air-Cooled Chiller, < 150 tons, 12.1 EER, 16.6 IPLV, CZ06 | SWHC020-NR-Com-CZ06-Ex-Cap-Tons-HVAC-Chlr-Any-Com-Default>2yrs-Def-GSIA-DEER:HVAC_Chillers-Annual-SCE-cWtd-HVAC-SpaceCool-Chiller-Screw-None-Standard-Deem-DEER-None-UpDeemed-Com-ExAnte2020-< 150 tons-12.1-16.6
SWHC020 | Air-cooled Packaged Chiller | C | Air-Cooled Chiller, Standard Efficiency, >= 150 tons, CZ06 |  | Air-Cooled Chiller, >= 150 tons, 11.1 EER, 15.4 IPLV, CZ06 | NC | Com | Ex | CZ06 | Cap-Tons | Com | SCE | Any | >= 150 tons | 11.1 | 15.4 | 0.0523 | 110 | 0 | 0 | 0 | 0 | 0 | 450.09 | 139.23 | 0 | 589.32 | 0 | 0 | 0 | None | HVAC-Chlr | NA | 20 | 0 | 0.0523 | 110 | 0 | 0 | 0 | 0 | 0 | 0 | 0 | UpDeemed | Com-Default>2yrs | 0.6 | 0.6 |  | 0.6 | Def-GSIA | 1 | DEER:HVAC_Chillers | Annual |  |  |  |  | Standard | FALSE | ExAnte2020 | 0 | Chiller | Screw | HVAC | SpaceCool | cWtd | No | NA | None |  |  | Deem-DEER | Air-Cooled Chiller, >= 150 tons, 11.1 EER, 15.4 IPLV, CZ06 | SWHC020-NC-Com-CZ06-Ex-Cap-Tons-HVAC-Chlr-Any-Com-Default>2yrs-Def-GSIA-DEER:HVAC_Chillers-Annual-SCE-cWtd-HVAC-SpaceCool-Chiller-Screw-None-Standard-Deem-DEER-None-UpDeemed-Com-ExAnte2020->= 150 tons-11.1-15.4
SWHC020 | Air-cooled Packaged Chiller | C | Air-Cooled Chiller, Standard Efficiency, >= 150 tons, CZ06 |  | Air-Cooled Chiller, >= 150 tons, 11.1 EER, 15.4 IPLV, CZ06 | NR | Com | Ex | CZ06 | Cap-Tons | Com | SCE | Any | >= 150 tons | 11.1 | 15.4 | 0.0523 | 110 | 0 | 0 | 0 | 0 | 0 | 450.09 | 139.23 | 0 | 589.32 | 0 | 0 | 0 | None | HVAC-Chlr | NA | 20 | 0 | 0.0523 | 110 | 0 | 0 | 0 | 0 | 0 | 0 | 0 | UpDeemed | Com-Default>2yrs | 0.6 | 0.6 |  | 0.6 | Def-GSIA | 1 | DEER:HVAC_Chillers | Annual |  |  |  |  | Standard | FALSE | ExAnte2020 | 0 | Chiller | Screw | HVAC | SpaceCool | cWtd | No | NA | None |  |  | Deem-DEER | Air-Cooled Chiller, >= 150 tons, 11.1 EER, 15.4 IPLV, CZ06 | SWHC020-NR-Com-CZ06-Ex-Cap-Tons-HVAC-Chlr-Any-Com-Default>2yrs-Def-GSIA-DEER:HVAC_Chillers-Annual-SCE-cWtd-HVAC-SpaceCool-Chiller-Screw-None-Standard-Deem-DEER-None-UpDeemed-Com-ExAnte2020->= 150 tons-11.1-15.4
SWHC020 | Air-cooled Packaged Chiller | D | Air-Cooled Chiller, Standard Efficiency, >= 150 tons, CZ06 |  | Air-Cooled Chiller, >= 150 tons, 12.1 EER, 16.9 IPLV, CZ06 | NC | Com | Ex | CZ06 | Cap-Tons | Com | SCE | Any | >= 150 tons | 12.1 | 16.9 | 0.0959 | 202 | 0 | 0 | 0 | 0 | 0 | 450.09 | 189.05 | 0 | 639.15 | 0 | 0 | 0 | None | HVAC-Chlr | NA | 20 | 0 | 0.0959 | 202 | 0 | 0 | 0 | 0 | 0 | 0 | 0 | UpDeemed | Com-Default>2yrs | 0.6 | 0.6 |  | 0.6 | Def-GSIA | 1 | DEER:HVAC_Chillers | Annual |  |  |  |  | Standard | FALSE | ExAnte2020 | 0 | Chiller | Screw | HVAC | SpaceCool | cWtd | No | NA | None |  |  | Deem-DEER | Air-Cooled Chiller, >= 150 tons, 12.1 EER, 16.9 IPLV, CZ06 | SWHC020-NC-Com-CZ06-Ex-Cap-Tons-HVAC-Chlr-Any-Com-Default>2yrs-Def-GSIA-DEER:HVAC_Chillers-Annual-SCE-cWtd-HVAC-SpaceCool-Chiller-Screw-None-Standard-Deem-DEER-None-UpDeemed-Com-ExAnte2020->= 150 tons-12.1-16.9
SWHC020 | Air-cooled Packaged Chiller | D | Air-Cooled Chiller, Standard Efficiency, >= 150 tons, CZ06 |  | Air-Cooled Chiller, >= 150 tons, 12.1 EER, 16.9 IPLV, CZ06 | NR | Com | Ex | CZ06 | Cap-Tons | Com | SCE | Any | >= 150 tons | 12.1 | 16.9 | 0.0959 | 202 | 0 | 0 | 0 | 0 | 0 | 450.09 | 189.05 | 0 | 639.15 | 0 | 0 | 0 | None | HVAC-Chlr | NA | 20 | 0 | 0.0959 | 202 | 0 | 0 | 0 | 0 | 0 | 0 | 0 | UpDeemed | Com-Default>2yrs | 0.6 | 0.6 |  | 0.6 | Def-GSIA | 1 | DEER:HVAC_Chillers | Annual |  |  |  |  | Standard | FALSE | ExAnte2020 | 0 | Chiller | Screw | HVAC | SpaceCool | cWtd | No | NA | None |  |  | Deem-DEER | Air-Cooled Chiller, >= 150 tons, 12.1 EER, 16.9 IPLV, CZ06 | SWHC020-NR-Com-CZ06-Ex-Cap-Tons-HVAC-Chlr-Any-Com-Default>2yrs-Def-GSIA-DEER:HVAC_Chillers-Annual-SCE-cWtd-HVAC-SpaceCool-Chiller-Screw-None-Standard-Deem-DEER-None-UpDeemed-Com-ExAnte2020->= 150 tons-12.1-16.9
SWHC020 | Air-cooled Packaged Chiller | A | Air-Cooled Chiller, Standard Efficiency, < 150 tons, CZ07 |  | Air-Cooled Chiller, < 150 tons, 11.1 EER, 15.1 IPLV, CZ07 | NC | Com | Ex | CZ07 | Cap-Tons | Com | SDG | Any | < 150 tons | 11.1 | 15.1 | 0.0603 | 102 | 0 | 0 | 0 | 0 | 0 | 477.58 | 180.68 | 0 | 658.26 | 0 | 0 | 0 | None | HVAC-Chlr | NA | 20 | 0 | 0.0603 | 102 | 0 | 0 | 0 | 0 | 0 | 0 | 0 | UpDeemed | Com-Default>2yrs | 0.6 | 0.6 |  | 0.6 | Def-GSIA | 1 | DEER:HVAC_Chillers | Annual |  |  |  |  | Standard | FALSE | ExAnte2020 | 0 | Chiller | Screw | HVAC | SpaceCool | cWtd | No | NA | None |  |  | Deem-DEER | Air-Cooled Chiller, < 150 tons, 11.1 EER, 15.1 IPLV, CZ07 | SWHC020-NC-Com-CZ07-Ex-Cap-Tons-HVAC-Chlr-Any-Com-Default>2yrs-Def-GSIA-DEER:HVAC_Chillers-Annual-SDG-cWtd-HVAC-SpaceCool-Chiller-Screw-None-Standard-Deem-DEER-None-UpDeemed-Com-ExAnte2020-< 150 tons-11.1-15.1
SWHC020 | Air-cooled Packaged Chiller | A | Air-Cooled Chiller, Standard Efficiency, < 150 tons, CZ07 |  | Air-Cooled Chiller, < 150 tons, 11.1 EER, 15.1 IPLV, CZ07 | NR | Com | Ex | CZ07 | Cap-Tons | Com | SDG | Any | < 150 tons | 11.1 | 15.1 | 0.0603 | 102 | 0 | 0 | 0 | 0 | 0 | 477.58 | 180.68 | 0 | 658.26 | 0 | 0 | 0 | None | HVAC-Chlr | NA | 20 | 0 | 0.0603 | 102 | 0 | 0 | 0 | 0 | 0 | 0 | 0 | UpDeemed | Com-Default>2yrs | 0.6 | 0.6 |  | 0.6 | Def-GSIA | 1 | DEER:HVAC_Chillers | Annual |  |  |  |  | Standard | FALSE | ExAnte2020 | 0 | Chiller | Screw | HVAC | SpaceCool | cWtd | No | NA | None |  |  | Deem-DEER | Air-Cooled Chiller, < 150 tons, 11.1 EER, 15.1 IPLV, CZ07 | SWHC020-NR-Com-CZ07-Ex-Cap-Tons-HVAC-Chlr-Any-Com-Default>2yrs-Def-GSIA-DEER:HVAC_Chillers-Annual-SDG-cWtd-HVAC-SpaceCool-Chiller-Screw-None-Standard-Deem-DEER-None-UpDeemed-Com-ExAnte2020-< 150 tons-11.1-15.1
SWHC020 | Air-cooled Packaged Chiller | B | Air-Cooled Chiller, Standard Efficiency, < 150 tons, CZ07 |  | Air-Cooled Chiller, < 150 tons, 12.1 EER, 16.6 IPLV, CZ07 | NC | Com | Ex | CZ07 | Cap-Tons | Com | SDG | Any | < 150 tons | 12.1 | 16.6 | 0.111 | 188 | 0 | 0 | 0 | 0 | 0 | 477.58 | 326.08 | 0 | 803.66 | 0 | 0 | 0 | None | HVAC-Chlr | NA | 20 | 0 | 0.111 | 188 | 0 | 0 | 0 | 0 | 0 | 0 | 0 | UpDeemed | Com-Default>2yrs | 0.6 | 0.6 |  | 0.6 | Def-GSIA | 1 | DEER:HVAC_Chillers | Annual |  |  |  |  | Standard | FALSE | ExAnte2020 | 0 | Chiller | Screw | HVAC | SpaceCool | cWtd | No | NA | None |  |  | Deem-DEER | Air-Cooled Chiller, < 150 tons, 12.1 EER, 16.6 IPLV, CZ07 | SWHC020-NC-Com-CZ07-Ex-Cap-Tons-HVAC-Chlr-Any-Com-Default>2yrs-Def-GSIA-DEER:HVAC_Chillers-Annual-SDG-cWtd-HVAC-SpaceCool-Chiller-Screw-None-Standard-Deem-DEER-None-UpDeemed-Com-ExAnte2020-< 150 tons-12.1-16.6
SWHC020 | Air-cooled Packaged Chiller | B | Air-Cooled Chiller, Standard Efficiency, < 150 tons, CZ07 |  | Air-Cooled Chiller, < 150 tons, 12.1 EER, 16.6 IPLV, CZ07 | NR | Com | Ex | CZ07 | Cap-Tons | Com | SDG | Any | < 150 tons | 12.1 | 16.6 | 0.111 | 188 | 0 | 0 | 0 | 0 | 0 | 477.58 | 326.08 | 0 | 803.66 | 0 | 0 | 0 | None | HVAC-Chlr | NA | 20 | 0 | 0.111 | 188 | 0 | 0 | 0 | 0 | 0 | 0 | 0 | UpDeemed | Com-Default>2yrs | 0.6 | 0.6 |  | 0.6 | Def-GSIA | 1 | DEER:HVAC_Chillers | Annual |  |  |  |  | Standard | FALSE | ExAnte2020 | 0 | Chiller | Screw | HVAC | SpaceCool | cWtd | No | NA | None |  |  | Deem-DEER | Air-Cooled Chiller, < 150 tons, 12.1 EER, 16.6 IPLV, CZ07 | SWHC020-NR-Com-CZ07-Ex-Cap-Tons-HVAC-Chlr-Any-Com-Default>2yrs-Def-GSIA-DEER:HVAC_Chillers-Annual-SDG-cWtd-HVAC-SpaceCool-Chiller-Screw-None-Standard-Deem-DEER-None-UpDeemed-Com-ExAnte2020-< 150 tons-12.1-16.6
SWHC020 | Air-cooled Packaged Chiller | C | Air-Cooled Chiller, Standard Efficiency, >= 150 tons, CZ07 |  | Air-Cooled Chiller, >= 150 tons, 11.1 EER, 15.4 IPLV, CZ07 | NC | Com | Ex | CZ07 | Cap-Tons | Com | SDG | Any | >= 150 tons | 11.1 | 15.4 | 0.0603 | 102 | 0 | 0 | 0 | 0 | 0 | 450.09 | 139.23 | 0 | 589.32 | 0 | 0 | 0 | None | HVAC-Chlr | NA | 20 | 0 | 0.0603 | 102 | 0 | 0 | 0 | 0 | 0 | 0 | 0 | UpDeemed | Com-Default>2yrs | 0.6 | 0.6 |  | 0.6 | Def-GSIA | 1 | DEER:HVAC_Chillers | Annual |  |  |  |  | Standard | FALSE | ExAnte2020 | 0 | Chiller | Screw | HVAC | SpaceCool | cWtd | No | NA | None |  |  | Deem-DEER | Air-Cooled Chiller, >= 150 tons, 11.1 EER, 15.4 IPLV, CZ07 | SWHC020-NC-Com-CZ07-Ex-Cap-Tons-HVAC-Chlr-Any-Com-Default>2yrs-Def-GSIA-DEER:HVAC_Chillers-Annual-SDG-cWtd-HVAC-SpaceCool-Chiller-Screw-None-Standard-Deem-DEER-None-UpDeemed-Com-ExAnte2020->= 150 tons-11.1-15.4
SWHC020 | Air-cooled Packaged Chiller | C | Air-Cooled Chiller, Standard Efficiency, >= 150 tons, CZ07 |  | Air-Cooled Chiller, >= 150 tons, 11.1 EER, 15.4 IPLV, CZ07 | NR | Com | Ex | CZ07 | Cap-Tons | Com | SDG | Any | >= 150 tons | 11.1 | 15.4 | 0.0603 | 102 | 0 | 0 | 0 | 0 | 0 | 450.09 | 139.23 | 0 | 589.32 | 0 | 0 | 0 | None | HVAC-Chlr | NA | 20 | 0 | 0.0603 | 102 | 0 | 0 | 0 | 0 | 0 | 0 | 0 | UpDeemed | Com-Default>2yrs | 0.6 | 0.6 |  | 0.6 | Def-GSIA | 1 | DEER:HVAC_Chillers | Annual |  |  |  |  | Standard | FALSE | ExAnte2020 | 0 | Chiller | Screw | HVAC | SpaceCool | cWtd | No | NA | None |  |  | Deem-DEER | Air-Cooled Chiller, >= 150 tons, 11.1 EER, 15.4 IPLV, CZ07 | SWHC020-NR-Com-CZ07-Ex-Cap-Tons-HVAC-Chlr-Any-Com-Default>2yrs-Def-GSIA-DEER:HVAC_Chillers-Annual-SDG-cWtd-HVAC-SpaceCool-Chiller-Screw-None-Standard-Deem-DEER-None-UpDeemed-Com-ExAnte2020->= 150 tons-11.1-15.4
SWHC020 | Air-cooled Packaged Chiller | D | Air-Cooled Chiller, Standard Efficiency, >= 150 tons, CZ07 |  | Air-Cooled Chiller, >= 150 tons, 12.1 EER, 16.9 IPLV, CZ07 | NC | Com | Ex | CZ07 | Cap-Tons | Com | SDG | Any | >= 150 tons | 12.1 | 16.9 | 0.111 | 188 | 0 | 0 | 0 | 0 | 0 | 450.09 | 189.05 | 0 | 639.15 | 0 | 0 | 0 | None | HVAC-Chlr | NA | 20 | 0 | 0.111 | 188 | 0 | 0 | 0 | 0 | 0 | 0 | 0 | UpDeemed | Com-Default>2yrs | 0.6 | 0.6 |  | 0.6 | Def-GSIA | 1 | DEER:HVAC_Chillers | Annual |  |  |  |  | Standard | FALSE | ExAnte2020 | 0 | Chiller | Screw | HVAC | SpaceCool | cWtd | No | NA | None |  |  | Deem-DEER | Air-Cooled Chiller, >= 150 tons, 12.1 EER, 16.9 IPLV, CZ07 | SWHC020-NC-Com-CZ07-Ex-Cap-Tons-HVAC-Chlr-Any-Com-Default>2yrs-Def-GSIA-DEER:HVAC_Chillers-Annual-SDG-cWtd-HVAC-SpaceCool-Chiller-Screw-None-Standard-Deem-DEER-None-UpDeemed-Com-ExAnte2020->= 150 tons-12.1-16.9
SWHC020 | Air-cooled Packaged Chiller | D | Air-Cooled Chiller, Standard Efficiency, >= 150 tons, CZ07 |  | Air-Cooled Chiller, >= 150 tons, 12.1 EER, 16.9 IPLV, CZ07 | NR | Com | Ex | CZ07 | Cap-Tons | Com | SDG | Any | >= 150 tons | 12.1 | 16.9 | 0.111 | 188 | 0 | 0 | 0 | 0 | 0 | 450.09 | 189.05 | 0 | 639.15 | 0 | 0 | 0 | None | HVAC-Chlr | NA | 20 | 0 | 0.111 | 188 | 0 | 0 | 0 | 0 | 0 | 0 | 0 | UpDeemed | Com-Default>2yrs | 0.6 | 0.6 |  | 0.6 | Def-GSIA | 1 | DEER:HVAC_Chillers | Annual |  |  |  |  | Standard | FALSE | ExAnte2020 | 0 | Chiller | Screw | HVAC | SpaceCool | cWtd | No | NA | None |  |  | Deem-DEER | Air-Cooled Chiller, >= 150 tons, 12.1 EER, 16.9 IPLV, CZ07 | SWHC020-NR-Com-CZ07-Ex-Cap-Tons-HVAC-Chlr-Any-Com-Default>2yrs-Def-GSIA-DEER:HVAC_Chillers-Annual-SDG-cWtd-HVAC-SpaceCool-Chiller-Screw-None-Standard-Deem-DEER-None-UpDeemed-Com-ExAnte2020->= 150 tons-12.1-16.9
SWHC020 | Air-cooled Packaged Chiller | A | Air-Cooled Chiller, Standard Efficiency, < 150 tons, CZ08 |  | Air-Cooled Chiller, < 150 tons, 11.1 EER, 15.1 IPLV, CZ08 | NC | Com | Ex | CZ08 | Cap-Tons | Com | SCE | Any | < 150 tons | 11.1 | 15.1 | 0.0698 | 114 | 0 | 0 | 0 | 0 | 0 | 477.58 | 180.68 | 0 | 658.26 | 0 | 0 | 0 | None | HVAC-Chlr | NA | 20 | 0 | 0.0698 | 114 | 0 | 0 | 0 | 0 | 0 | 0 | 0 | UpDeemed | Com-Default>2yrs | 0.6 | 0.6 |  | 0.6 | Def-GSIA | 1 | DEER:HVAC_Chillers | Annual |  |  |  |  | Standard | FALSE | ExAnte2020 | 0 | Chiller | Screw | HVAC | SpaceCool | cWtd | No | NA | None |  |  | Deem-DEER | Air-Cooled Chiller, < 150 tons, 11.1 EER, 15.1 IPLV, CZ08 | SWHC020-NC-Com-CZ08-Ex-Cap-Tons-HVAC-Chlr-Any-Com-Default>2yrs-Def-GSIA-DEER:HVAC_Chillers-Annual-SCE-cWtd-HVAC-SpaceCool-Chiller-Screw-None-Standard-Deem-DEER-None-UpDeemed-Com-ExAnte2020-< 150 tons-11.1-15.1
SWHC020 | Air-cooled Packaged Chiller | A | Air-Cooled Chiller, Standard Efficiency, < 150 tons, CZ08 |  | Air-Cooled Chiller, < 150 tons, 11.1 EER, 15.1 IPLV, CZ08 | NR | Com | Ex | CZ08 | Cap-Tons | Com | SCE | Any | < 150 tons | 11.1 | 15.1 | 0.0698 | 114 | 0 | 0 | 0 | 0 | 0 | 477.58 | 180.68 | 0 | 658.26 | 0 | 0 | 0 | None | HVAC-Chlr | NA | 20 | 0 | 0.0698 | 114 | 0 | 0 | 0 | 0 | 0 | 0 | 0 | UpDeemed | Com-Default>2yrs | 0.6 | 0.6 |  | 0.6 | Def-GSIA | 1 | DEER:HVAC_Chillers | Annual |  |  |  |  | Standard | FALSE | ExAnte2020 | 0 | Chiller | Screw | HVAC | SpaceCool | cWtd | No | NA | None |  |  | Deem-DEER | Air-Cooled Chiller, < 150 tons, 11.1 EER, 15.1 IPLV, CZ08 | SWHC020-NR-Com-CZ08-Ex-Cap-Tons-HVAC-Chlr-Any-Com-Default>2yrs-Def-GSIA-DEER:HVAC_Chillers-Annual-SCE-cWtd-HVAC-SpaceCool-Chiller-Screw-None-Standard-Deem-DEER-None-UpDeemed-Com-ExAnte2020-< 150 tons-11.1-15.1
SWHC020 | Air-cooled Packaged Chiller | B | Air-Cooled Chiller, Standard Efficiency, < 150 tons, CZ08 |  | Air-Cooled Chiller, < 150 tons, 12.1 EER, 16.6 IPLV, CZ08 | NC | Com | Ex | CZ08 | Cap-Tons | Com | SCE | Any | < 150 tons | 12.1 | 16.6 | 0.128 | 209 | 0 | 0 | 0 | 0 | 0 | 477.58 | 326.08 | 0 | 803.66 | 0 | 0 | 0 | None | HVAC-Chlr | NA | 20 | 0 | 0.128 | 209 | 0 | 0 | 0 | 0 | 0 | 0 | 0 | UpDeemed | Com-Default>2yrs | 0.6 | 0.6 |  | 0.6 | Def-GSIA | 1 | DEER:HVAC_Chillers | Annual |  |  |  |  | Standard | FALSE | ExAnte2020 | 0 | Chiller | Screw | HVAC | SpaceCool | cWtd | No | NA | None |  |  | Deem-DEER | Air-Cooled Chiller, < 150 tons, 12.1 EER, 16.6 IPLV, CZ08 | SWHC020-NC-Com-CZ08-Ex-Cap-Tons-HVAC-Chlr-Any-Com-Default>2yrs-Def-GSIA-DEER:HVAC_Chillers-Annual-SCE-cWtd-HVAC-SpaceCool-Chiller-Screw-None-Standard-Deem-DEER-None-UpDeemed-Com-ExAnte2020-< 150 tons-12.1-16.6
SWHC020 | Air-cooled Packaged Chiller | B | Air-Cooled Chiller, Standard Efficiency, < 150 tons, CZ08 |  | Air-Cooled Chiller, < 150 tons, 12.1 EER, 16.6 IPLV, CZ08 | NR | Com | Ex | CZ08 | Cap-Tons | Com | SCE | Any | < 150 tons | 12.1 | 16.6 | 0.128 | 209 | 0 | 0 | 0 | 0 | 0 | 477.58 | 326.08 | 0 | 803.66 | 0 | 0 | 0 | None | HVAC-Chlr | NA | 20 | 0 | 0.128 | 209 | 0 | 0 | 0 | 0 | 0 | 0 | 0 | UpDeemed | Com-Default>2yrs | 0.6 | 0.6 |  | 0.6 | Def-GSIA | 1 | DEER:HVAC_Chillers | Annual |  |  |  |  | Standard | FALSE | ExAnte2020 | 0 | Chiller | Screw | HVAC | SpaceCool | cWtd | No | NA | None |  |  | Deem-DEER | Air-Cooled Chiller, < 150 tons, 12.1 EER, 16.6 IPLV, CZ08 | SWHC020-NR-Com-CZ08-Ex-Cap-Tons-HVAC-Chlr-Any-Com-Default>2yrs-Def-GSIA-DEER:HVAC_Chillers-Annual-SCE-cWtd-HVAC-SpaceCool-Chiller-Screw-None-Standard-Deem-DEER-None-UpDeemed-Com-ExAnte2020-< 150 tons-12.1-16.6
SWHC020 | Air-cooled Packaged Chiller | C | Air-Cooled Chiller, Standard Efficiency, >= 150 tons, CZ08 |  | Air-Cooled Chiller, >= 150 tons, 11.1 EER, 15.4 IPLV, CZ08 | NC | Com | Ex | CZ08 | Cap-Tons | Com | SCE | Any | >= 150 tons | 11.1 | 15.4 | 0.0698 | 114 | 0 | 0 | 0 | 0 | 0 | 450.09 | 139.23 | 0 | 589.32 | 0 | 0 | 0 | None | HVAC-Chlr | NA | 20 | 0 | 0.0698 | 114 | 0 | 0 | 0 | 0 | 0 | 0 | 0 | UpDeemed | Com-Default>2yrs | 0.6 | 0.6 |  | 0.6 | Def-GSIA | 1 | DEER:HVAC_Chillers | Annual |  |  |  |  | Standard | FALSE | ExAnte2020 | 0 | Chiller | Screw | HVAC | SpaceCool | cWtd | No | NA | None |  |  | Deem-DEER | Air-Cooled Chiller, >= 150 tons, 11.1 EER, 15.4 IPLV, CZ08 | SWHC020-NC-Com-CZ08-Ex-Cap-Tons-HVAC-Chlr-Any-Com-Default>2yrs-Def-GSIA-DEER:HVAC_Chillers-Annual-SCE-cWtd-HVAC-SpaceCool-Chiller-Screw-None-Standard-Deem-DEER-None-UpDeemed-Com-ExAnte2020->= 150 tons-11.1-15.4
SWHC020 | Air-cooled Packaged Chiller | C | Air-Cooled Chiller, Standard Efficiency, >= 150 tons, CZ08 |  | Air-Cooled Chiller, >= 150 tons, 11.1 EER, 15.4 IPLV, CZ08 | NR | Com | Ex | CZ08 | Cap-Tons | Com | SCE | Any | >= 150 tons | 11.1 | 15.4 | 0.0698 | 114 | 0 | 0 | 0 | 0 | 0 | 450.09 | 139.23 | 0 | 589.32 | 0 | 0 | 0 | None | HVAC-Chlr | NA | 20 | 0 | 0.0698 | 114 | 0 | 0 | 0 | 0 | 0 | 0 | 0 | UpDeemed | Com-Default>2yrs | 0.6 | 0.6 |  | 0.6 | Def-GSIA | 1 | DEER:HVAC_Chillers | Annual |  |  |  |  | Standard | FALSE | ExAnte2020 | 0 | Chiller | Screw | HVAC | SpaceCool | cWtd | No | NA | None |  |  | Deem-DEER | Air-Cooled Chiller, >= 150 tons, 11.1 EER, 15.4 IPLV, CZ08 | SWHC020-NR-Com-CZ08-Ex-Cap-Tons-HVAC-Chlr-Any-Com-Default>2yrs-Def-GSIA-DEER:HVAC_Chillers-Annual-SCE-cWtd-HVAC-SpaceCool-Chiller-Screw-None-Standard-Deem-DEER-None-UpDeemed-Com-ExAnte2020->= 150 tons-11.1-15.4
SWHC020 | Air-cooled Packaged Chiller | D | Air-Cooled Chiller, Standard Efficiency, >= 150 tons, CZ08 |  | Air-Cooled Chiller, >= 150 tons, 12.1 EER, 16.9 IPLV, CZ08 | NC | Com | Ex | CZ08 | Cap-Tons | Com | SCE | Any | >= 150 tons | 12.1 | 16.9 | 0.128 | 209 | 0 | 0 | 0 | 0 | 0 | 450.09 | 189.05 | 0 | 639.15 | 0 | 0 | 0 | None | HVAC-Chlr | NA | 20 | 0 | 0.128 | 209 | 0 | 0 | 0 | 0 | 0 | 0 | 0 | UpDeemed | Com-Default>2yrs | 0.6 | 0.6 |  | 0.6 | Def-GSIA | 1 | DEER:HVAC_Chillers | Annual |  |  |  |  | Standard | FALSE | ExAnte2020 | 0 | Chiller | Screw | HVAC | SpaceCool | cWtd | No | NA | None |  |  | Deem-DEER | Air-Cooled Chiller, >= 150 tons, 12.1 EER, 16.9 IPLV, CZ08 | SWHC020-NC-Com-CZ08-Ex-Cap-Tons-HVAC-Chlr-Any-Com-Default>2yrs-Def-GSIA-DEER:HVAC_Chillers-Annual-SCE-cWtd-HVAC-SpaceCool-Chiller-Screw-None-Standard-Deem-DEER-None-UpDeemed-Com-ExAnte2020->= 150 tons-12.1-16.9
SWHC020 | Air-cooled Packaged Chiller | D | Air-Cooled Chiller, Standard Efficiency, >= 150 tons, CZ08 |  | Air-Cooled Chiller, >= 150 tons, 12.1 EER, 16.9 IPLV, CZ08 | NR | Com | Ex | CZ08 | Cap-Tons | Com | SCE | Any | >= 150 tons | 12.1 | 16.9 | 0.128 | 209 | 0 | 0 | 0 | 0 | 0 | 450.09 | 189.05 | 0 | 639.15 | 0 | 0 | 0 | None | HVAC-Chlr | NA | 20 | 0 | 0.128 | 209 | 0 | 0 | 0 | 0 | 0 | 0 | 0 | UpDeemed | Com-Default>2yrs | 0.6 | 0.6 |  | 0.6 | Def-GSIA | 1 | DEER:HVAC_Chillers | Annual |  |  |  |  | Standard | FALSE | ExAnte2020 | 0 | Chiller | Screw | HVAC | SpaceCool | cWtd | No | NA | None |  |  | Deem-DEER | Air-Cooled Chiller, >= 150 tons, 12.1 EER, 16.9 IPLV, CZ08 | SWHC020-NR-Com-CZ08-Ex-Cap-Tons-HVAC-Chlr-Any-Com-Default>2yrs-Def-GSIA-DEER:HVAC_Chillers-Annual-SCE-cWtd-HVAC-SpaceCool-Chiller-Screw-None-Standard-Deem-DEER-None-UpDeemed-Com-ExAnte2020->= 150 tons-12.1-16.9
SWHC020 | Air-cooled Packaged Chiller | A | Air-Cooled Chiller, Standard Efficiency, < 150 tons, CZ09 |  | Air-Cooled Chiller, < 150 tons, 11.1 EER, 15.1 IPLV, CZ09 | NC | Com | Ex | CZ09 | Cap-Tons | Com | SCE | Any | < 150 tons | 11.1 | 15.1 | 0.0631 | 102 | 0 | 0 | 0 | 0 | 0 | 477.58 | 180.68 | 0 | 658.26 | 0 | 0 | 0 | None | HVAC-Chlr | NA | 20 | 0 | 0.0631 | 102 | 0 | 0 | 0 | 0 | 0 | 0 | 0 | UpDeemed | Com-Default>2yrs | 0.6 | 0.6 |  | 0.6 | Def-GSIA | 1 | DEER:HVAC_Chillers | Annual |  |  |  |  | Standard | FALSE | ExAnte2020 | 0 | Chiller | Screw | HVAC | SpaceCool | cWtd | No | NA | None |  |  | Deem-DEER | Air-Cooled Chiller, < 150 tons, 11.1 EER, 15.1 IPLV, CZ09 | SWHC020-NC-Com-CZ09-Ex-Cap-Tons-HVAC-Chlr-Any-Com-Default>2yrs-Def-GSIA-DEER:HVAC_Chillers-Annual-SCE-cWtd-HVAC-SpaceCool-Chiller-Screw-None-Standard-Deem-DEER-None-UpDeemed-Com-ExAnte2020-< 150 tons-11.1-15.1
SWHC020 | Air-cooled Packaged Chiller | A | Air-Cooled Chiller, Standard Efficiency, < 150 tons, CZ09 |  | Air-Cooled Chiller, < 150 tons, 11.1 EER, 15.1 IPLV, CZ09 | NR | Com | Ex | CZ09 | Cap-Tons | Com | SCE | Any | < 150 tons | 11.1 | 15.1 | 0.0631 | 102 | 0 | 0 | 0 | 0 | 0 | 477.58 | 180.68 | 0 | 658.26 | 0 | 0 | 0 | None | HVAC-Chlr | NA | 20 | 0 | 0.0631 | 102 | 0 | 0 | 0 | 0 | 0 | 0 | 0 | UpDeemed | Com-Default>2yrs | 0.6 | 0.6 |  | 0.6 | Def-GSIA | 1 | DEER:HVAC_Chillers | Annual |  |  |  |  | Standard | FALSE | ExAnte2020 | 0 | Chiller | Screw | HVAC | SpaceCool | cWtd | No | NA | None |  |  | Deem-DEER | Air-Cooled Chiller, < 150 tons, 11.1 EER, 15.1 IPLV, CZ09 | SWHC020-NR-Com-CZ09-Ex-Cap-Tons-HVAC-Chlr-Any-Com-Default>2yrs-Def-GSIA-DEER:HVAC_Chillers-Annual-SCE-cWtd-HVAC-SpaceCool-Chiller-Screw-None-Standard-Deem-DEER-None-UpDeemed-Com-ExAnte2020-< 150 tons-11.1-15.1
SWHC020 | Air-cooled Packaged Chiller | B | Air-Cooled Chiller, Standard Efficiency, < 150 tons, CZ09 |  | Air-Cooled Chiller, < 150 tons, 12.1 EER, 16.6 IPLV, CZ09 | NC | Com | Ex | CZ09 | Cap-Tons | Com | SCE | Any | < 150 tons | 12.1 | 16.6 | 0.116 | 187 | 0 | 0 | 0 | 0 | 0 | 477.58 | 326.08 | 0 | 803.66 | 0 | 0 | 0 | None | HVAC-Chlr | NA | 20 | 0 | 0.116 | 187 | 0 | 0 | 0 | 0 | 0 | 0 | 0 | UpDeemed | Com-Default>2yrs | 0.6 | 0.6 |  | 0.6 | Def-GSIA | 1 | DEER:HVAC_Chillers | Annual |  |  |  |  | Standard | FALSE | ExAnte2020 | 0 | Chiller | Screw | HVAC | SpaceCool | cWtd | No | NA | None |  |  | Deem-DEER | Air-Cooled Chiller, < 150 tons, 12.1 EER, 16.6 IPLV, CZ09 | SWHC020-NC-Com-CZ09-Ex-Cap-Tons-HVAC-Chlr-Any-Com-Default>2yrs-Def-GSIA-DEER:HVAC_Chillers-Annual-SCE-cWtd-HVAC-SpaceCool-Chiller-Screw-None-Standard-Deem-DEER-None-UpDeemed-Com-ExAnte2020-< 150 tons-12.1-16.6
SWHC020 | Air-cooled Packaged Chiller | B | Air-Cooled Chiller, Standard Efficiency, < 150 tons, CZ09 |  | Air-Cooled Chiller, < 150 tons, 12.1 EER, 16.6 IPLV, CZ09 | NR | Com | Ex | CZ09 | Cap-Tons | Com | SCE | Any | < 150 tons | 12.1 | 16.6 | 0.116 | 187 | 0 | 0 | 0 | 0 | 0 | 477.58 | 326.08 | 0 | 803.66 | 0 | 0 | 0 | None | HVAC-Chlr | NA | 20 | 0 | 0.116 | 187 | 0 | 0 | 0 | 0 | 0 | 0 | 0 | UpDeemed | Com-Default>2yrs | 0.6 | 0.6 |  | 0.6 | Def-GSIA | 1 | DEER:HVAC_Chillers | Annual |  |  |  |  | Standard | FALSE | ExAnte2020 | 0 | Chiller | Screw | HVAC | SpaceCool | cWtd | No | NA | None |  |  | Deem-DEER | Air-Cooled Chiller, < 150 tons, 12.1 EER, 16.6 IPLV, CZ09 | SWHC020-NR-Com-CZ09-Ex-Cap-Tons-HVAC-Chlr-Any-Com-Default>2yrs-Def-GSIA-DEER:HVAC_Chillers-Annual-SCE-cWtd-HVAC-SpaceCool-Chiller-Screw-None-Standard-Deem-DEER-None-UpDeemed-Com-ExAnte2020-< 150 tons-12.1-16.6
SWHC020 | Air-cooled Packaged Chiller | C | Air-Cooled Chiller, Standard Efficiency, >= 150 tons, CZ09 |  | Air-Cooled Chiller, >= 150 tons, 11.1 EER, 15.4 IPLV, CZ09 | NC | Com | Ex | CZ09 | Cap-Tons | Com | SCE | Any | >= 150 tons | 11.1 | 15.4 | 0.0631 | 102 | 0 | 0 | 0 | 0 | 0 | 450.09 | 139.23 | 0 | 589.32 | 0 | 0 | 0 | None | HVAC-Chlr | NA | 20 | 0 | 0.0631 | 102 | 0 | 0 | 0 | 0 | 0 | 0 | 0 | UpDeemed | Com-Default>2yrs | 0.6 | 0.6 |  | 0.6 | Def-GSIA | 1 | DEER:HVAC_Chillers | Annual |  |  |  |  | Standard | FALSE | ExAnte2020 | 0 | Chiller | Screw | HVAC | SpaceCool | cWtd | No | NA | None |  |  | Deem-DEER | Air-Cooled Chiller, >= 150 tons, 11.1 EER, 15.4 IPLV, CZ09 | SWHC020-NC-Com-CZ09-Ex-Cap-Tons-HVAC-Chlr-Any-Com-Default>2yrs-Def-GSIA-DEER:HVAC_Chillers-Annual-SCE-cWtd-HVAC-SpaceCool-Chiller-Screw-None-Standard-Deem-DEER-None-UpDeemed-Com-ExAnte2020->= 150 tons-11.1-15.4
SWHC020 | Air-cooled Packaged Chiller | C | Air-Cooled Chiller, Standard Efficiency, >= 150 tons, CZ09 |  | Air-Cooled Chiller, >= 150 tons, 11.1 EER, 15.4 IPLV, CZ09 | NR | Com | Ex | CZ09 | Cap-Tons | Com | SCE | Any | >= 150 tons | 11.1 | 15.4 | 0.0631 | 102 | 0 | 0 | 0 | 0 | 0 | 450.09 | 139.23 | 0 | 589.32 | 0 | 0 | 0 | None | HVAC-Chlr | NA | 20 | 0 | 0.0631 | 102 | 0 | 0 | 0 | 0 | 0 | 0 | 0 | UpDeemed | Com-Default>2yrs | 0.6 | 0.6 |  | 0.6 | Def-GSIA | 1 | DEER:HVAC_Chillers | Annual |  |  |  |  | Standard | FALSE | ExAnte2020 | 0 | Chiller | Screw | HVAC | SpaceCool | cWtd | No | NA | None |  |  | Deem-DEER | Air-Cooled Chiller, >= 150 tons, 11.1 EER, 15.4 IPLV, CZ09 | SWHC020-NR-Com-CZ09-Ex-Cap-Tons-HVAC-Chlr-Any-Com-Default>2yrs-Def-GSIA-DEER:HVAC_Chillers-Annual-SCE-cWtd-HVAC-SpaceCool-Chiller-Screw-None-Standard-Deem-DEER-None-UpDeemed-Com-ExAnte2020->= 150 tons-11.1-15.4
SWHC020 | Air-cooled Packaged Chiller | D | Air-Cooled Chiller, Standard Efficiency, >= 150 tons, CZ09 |  | Air-Cooled Chiller, >= 150 tons, 12.1 EER, 16.9 IPLV, CZ09 | NC | Com | Ex | CZ09 | Cap-Tons | Com | SCE | Any | >= 150 tons | 12.1 | 16.9 | 0.116 | 187 | 0 | 0 | 0 | 0 | 0 | 450.09 | 189.05 | 0 | 639.15 | 0 | 0 | 0 | None | HVAC-Chlr | NA | 20 | 0 | 0.116 | 187 | 0 | 0 | 0 | 0 | 0 | 0 | 0 | UpDeemed | Com-Default>2yrs | 0.6 | 0.6 |  | 0.6 | Def-GSIA | 1 | DEER:HVAC_Chillers | Annual |  |  |  |  | Standard | FALSE | ExAnte2020 | 0 | Chiller | Screw | HVAC | SpaceCool | cWtd | No | NA | None |  |  | Deem-DEER | Air-Cooled Chiller, >= 150 tons, 12.1 EER, 16.9 IPLV, CZ09 | SWHC020-NC-Com-CZ09-Ex-Cap-Tons-HVAC-Chlr-Any-Com-Default>2yrs-Def-GSIA-DEER:HVAC_Chillers-Annual-SCE-cWtd-HVAC-SpaceCool-Chiller-Screw-None-Standard-Deem-DEER-None-UpDeemed-Com-ExAnte2020->= 150 tons-12.1-16.9
SWHC020 | Air-cooled Packaged Chiller | D | Air-Cooled Chiller, Standard Efficiency, >= 150 tons, CZ09 |  | Air-Cooled Chiller, >= 150 tons, 12.1 EER, 16.9 IPLV, CZ09 | NR | Com | Ex | CZ09 | Cap-Tons | Com | SCE | Any | >= 150 tons | 12.1 | 16.9 | 0.116 | 187 | 0 | 0 | 0 | 0 | 0 | 450.09 | 189.05 | 0 | 639.15 | 0 | 0 | 0 | None | HVAC-Chlr | NA | 20 | 0 | 0.116 | 187 | 0 | 0 | 0 | 0 | 0 | 0 | 0 | UpDeemed | Com-Default>2yrs | 0.6 | 0.6 |  | 0.6 | Def-GSIA | 1 | DEER:HVAC_Chillers | Annual |  |  |  |  | Standard | FALSE | ExAnte2020 | 0 | Chiller | Screw | HVAC | SpaceCool | cWtd | No | NA | None |  |  | Deem-DEER | Air-Cooled Chiller, >= 150 tons, 12.1 EER, 16.9 IPLV, CZ09 | SWHC020-NR-Com-CZ09-Ex-Cap-Tons-HVAC-Chlr-Any-Com-Default>2yrs-Def-GSIA-DEER:HVAC_Chillers-Annual-SCE-cWtd-HVAC-SpaceCool-Chiller-Screw-None-Standard-Deem-DEER-None-UpDeemed-Com-ExAnte2020->= 150 tons-12.1-16.9
SWHC020 | Air-cooled Packaged Chiller | A | Air-Cooled Chiller, Standard Efficiency, < 150 tons, CZ10 |  | Air-Cooled Chiller, < 150 tons, 11.1 EER, 15.1 IPLV, CZ10 | NC | Com | Ex | CZ10 | Cap-Tons | Com | SCE | Any | < 150 tons | 11.1 | 15.1 | 0.0749 | 108 | 0 | 0 | 0 | 0 | 0 | 477.58 | 180.68 | 0 | 658.26 | 0 | 0 | 0 | None | HVAC-Chlr | NA | 20 | 0 | 0.0749 | 108 | 0 | 0 | 0 | 0 | 0 | 0 | 0 | UpDeemed | Com-Default>2yrs | 0.6 | 0.6 |  | 0.6 | Def-GSIA | 1 | DEER:HVAC_Chillers | Annual |  |  |  |  | Standard | FALSE | ExAnte2020 | 0 | Chiller | Screw | HVAC | SpaceCool | cWtd | No | NA | None |  |  | Deem-DEER | Air-Cooled Chiller, < 150 tons, 11.1 EER, 15.1 IPLV, CZ10 | SWHC020-NC-Com-CZ10-Ex-Cap-Tons-HVAC-Chlr-Any-Com-Default>2yrs-Def-GSIA-DEER:HVAC_Chillers-Annual-SCE-cWtd-HVAC-SpaceCool-Chiller-Screw-None-Standard-Deem-DEER-None-UpDeemed-Com-ExAnte2020-< 150 tons-11.1-15.1
SWHC020 | Air-cooled Packaged Chiller | A | Air-Cooled Chiller, Standard Efficiency, < 150 tons, CZ10 |  | Air-Cooled Chiller, < 150 tons, 11.1 EER, 15.1 IPLV, CZ10 | NR | Com | Ex | CZ10 | Cap-Tons | Com | SCE | Any | < 150 tons | 11.1 | 15.1 | 0.0749 | 108 | 0 | 0 | 0 | 0 | 0 | 477.58 | 180.68 | 0 | 658.26 | 0 | 0 | 0 | None | HVAC-Chlr | NA | 20 | 0 | 0.0749 | 108 | 0 | 0 | 0 | 0 | 0 | 0 | 0 | UpDeemed | Com-Default>2yrs | 0.6 | 0.6 |  | 0.6 | Def-GSIA | 1 | DEER:HVAC_Chillers | Annual |  |  |  |  | Standard | FALSE | ExAnte2020 | 0 | Chiller | Screw | HVAC | SpaceCool | cWtd | No | NA | None |  |  | Deem-DEER | Air-Cooled Chiller, < 150 tons, 11.1 EER, 15.1 IPLV, CZ10 | SWHC020-NR-Com-CZ10-Ex-Cap-Tons-HVAC-Chlr-Any-Com-Default>2yrs-Def-GSIA-DEER:HVAC_Chillers-Annual-SCE-cWtd-HVAC-SpaceCool-Chiller-Screw-None-Standard-Deem-DEER-None-UpDeemed-Com-ExAnte2020-< 150 tons-11.1-15.1
SWHC020 | Air-cooled Packaged Chiller | B | Air-Cooled Chiller, Standard Efficiency, < 150 tons, CZ10 |  | Air-Cooled Chiller, < 150 tons, 12.1 EER, 16.6 IPLV, CZ10 | NC | Com | Ex | CZ10 | Cap-Tons | Com | SCE | Any | < 150 tons | 12.1 | 16.6 | 0.137 | 198 | 0 | 0 | 0 | 0 | 0 | 477.58 | 326.08 | 0 | 803.66 | 0 | 0 | 0 | None | HVAC-Chlr | NA | 20 | 0 | 0.137 | 198 | 0 | 0 | 0 | 0 | 0 | 0 | 0 | UpDeemed | Com-Default>2yrs | 0.6 | 0.6 |  | 0.6 | Def-GSIA | 1 | DEER:HVAC_Chillers | Annual |  |  |  |  | Standard | FALSE | ExAnte2020 | 0 | Chiller | Screw | HVAC | SpaceCool | cWtd | No | NA | None |  |  | Deem-DEER | Air-Cooled Chiller, < 150 tons, 12.1 EER, 16.6 IPLV, CZ10 | SWHC020-NC-Com-CZ10-Ex-Cap-Tons-HVAC-Chlr-Any-Com-Default>2yrs-Def-GSIA-DEER:HVAC_Chillers-Annual-SCE-cWtd-HVAC-SpaceCool-Chiller-Screw-None-Standard-Deem-DEER-None-UpDeemed-Com-ExAnte2020-< 150 tons-12.1-16.6
SWHC020 | Air-cooled Packaged Chiller | B | Air-Cooled Chiller, Standard Efficiency, < 150 tons, CZ10 |  | Air-Cooled Chiller, < 150 tons, 12.1 EER, 16.6 IPLV, CZ10 | NR | Com | Ex | CZ10 | Cap-Tons | Com | SCE | Any | < 150 tons | 12.1 | 16.6 | 0.137 | 198 | 0 | 0 | 0 | 0 | 0 | 477.58 | 326.08 | 0 | 803.66 | 0 | 0 | 0 | None | HVAC-Chlr | NA | 20 | 0 | 0.137 | 198 | 0 | 0 | 0 | 0 | 0 | 0 | 0 | UpDeemed | Com-Default>2yrs | 0.6 | 0.6 |  | 0.6 | Def-GSIA | 1 | DEER:HVAC_Chillers | Annual |  |  |  |  | Standard | FALSE | ExAnte2020 | 0 | Chiller | Screw | HVAC | SpaceCool | cWtd | No | NA | None |  |  | Deem-DEER | Air-Cooled Chiller, < 150 tons, 12.1 EER, 16.6 IPLV, CZ10 | SWHC020-NR-Com-CZ10-Ex-Cap-Tons-HVAC-Chlr-Any-Com-Default>2yrs-Def-GSIA-DEER:HVAC_Chillers-Annual-SCE-cWtd-HVAC-SpaceCool-Chiller-Screw-None-Standard-Deem-DEER-None-UpDeemed-Com-ExAnte2020-< 150 tons-12.1-16.6
SWHC020 | Air-cooled Packaged Chiller | C | Air-Cooled Chiller, Standard Efficiency, >= 150 tons, CZ10 |  | Air-Cooled Chiller, >= 150 tons, 11.1 EER, 15.4 IPLV, CZ10 | NC | Com | Ex | CZ10 | Cap-Tons | Com | SCE | Any | >= 150 tons | 11.1 | 15.4 | 0.0749 | 108 | 0 | 0 | 0 | 0 | 0 | 450.09 | 139.23 | 0 | 589.32 | 0 | 0 | 0 | None | HVAC-Chlr | NA | 20 | 0 | 0.0749 | 108 | 0 | 0 | 0 | 0 | 0 | 0 | 0 | UpDeemed | Com-Default>2yrs | 0.6 | 0.6 |  | 0.6 | Def-GSIA | 1 | DEER:HVAC_Chillers | Annual |  |  |  |  | Standard | FALSE | ExAnte2020 | 0 | Chiller | Screw | HVAC | SpaceCool | cWtd | No | NA | None |  |  | Deem-DEER | Air-Cooled Chiller, >= 150 tons, 11.1 EER, 15.4 IPLV, CZ10 | SWHC020-NC-Com-CZ10-Ex-Cap-Tons-HVAC-Chlr-Any-Com-Default>2yrs-Def-GSIA-DEER:HVAC_Chillers-Annual-SCE-cWtd-HVAC-SpaceCool-Chiller-Screw-None-Standard-Deem-DEER-None-UpDeemed-Com-ExAnte2020->= 150 tons-11.1-15.4
SWHC020 | Air-cooled Packaged Chiller | C | Air-Cooled Chiller, Standard Efficiency, >= 150 tons, CZ10 |  | Air-Cooled Chiller, >= 150 tons, 11.1 EER, 15.4 IPLV, CZ10 | NR | Com | Ex | CZ10 | Cap-Tons | Com | SCE | Any | >= 150 tons | 11.1 | 15.4 | 0.0749 | 108 | 0 | 0 | 0 | 0 | 0 | 450.09 | 139.23 | 0 | 589.32 | 0 | 0 | 0 | None | HVAC-Chlr | NA | 20 | 0 | 0.0749 | 108 | 0 | 0 | 0 | 0 | 0 | 0 | 0 | UpDeemed | Com-Default>2yrs | 0.6 | 0.6 |  | 0.6 | Def-GSIA | 1 | DEER:HVAC_Chillers | Annual |  |  |  |  | Standard | FALSE | ExAnte2020 | 0 | Chiller | Screw | HVAC | SpaceCool | cWtd | No | NA | None |  |  | Deem-DEER | Air-Cooled Chiller, >= 150 tons, 11.1 EER, 15.4 IPLV, CZ10 | SWHC020-NR-Com-CZ10-Ex-Cap-Tons-HVAC-Chlr-Any-Com-Default>2yrs-Def-GSIA-DEER:HVAC_Chillers-Annual-SCE-cWtd-HVAC-SpaceCool-Chiller-Screw-None-Standard-Deem-DEER-None-UpDeemed-Com-ExAnte2020->= 150 tons-11.1-15.4
SWHC020 | Air-cooled Packaged Chiller | D | Air-Cooled Chiller, Standard Efficiency, >= 150 tons, CZ10 |  | Air-Cooled Chiller, >= 150 tons, 12.1 EER, 16.9 IPLV, CZ10 | NC | Com | Ex | CZ10 | Cap-Tons | Com | SCE | Any | >= 150 tons | 12.1 | 16.9 | 0.137 | 198 | 0 | 0 | 0 | 0 | 0 | 450.09 | 189.05 | 0 | 639.15 | 0 | 0 | 0 | None | HVAC-Chlr | NA | 20 | 0 | 0.137 | 198 | 0 | 0 | 0 | 0 | 0 | 0 | 0 | UpDeemed | Com-Default>2yrs | 0.6 | 0.6 |  | 0.6 | Def-GSIA | 1 | DEER:HVAC_Chillers | Annual |  |  |  |  | Standard | FALSE | ExAnte2020 | 0 | Chiller | Screw | HVAC | SpaceCool | cWtd | No | NA | None |  |  | Deem-DEER | Air-Cooled Chiller, >= 150 tons, 12.1 EER, 16.9 IPLV, CZ10 | SWHC020-NC-Com-CZ10-Ex-Cap-Tons-HVAC-Chlr-Any-Com-Default>2yrs-Def-GSIA-DEER:HVAC_Chillers-Annual-SCE-cWtd-HVAC-SpaceCool-Chiller-Screw-None-Standard-Deem-DEER-None-UpDeemed-Com-ExAnte2020->= 150 tons-12.1-16.9
SWHC020 | Air-cooled Packaged Chiller | D | Air-Cooled Chiller, Standard Efficiency, >= 150 tons, CZ10 |  | Air-Cooled Chiller, >= 150 tons, 12.1 EER, 16.9 IPLV, CZ10 | NR | Com | Ex | CZ10 | Cap-Tons | Com | SCE | Any | >= 150 tons | 12.1 | 16.9 | 0.137 | 198 | 0 | 0 | 0 | 0 | 0 | 450.09 | 189.05 | 0 | 639.15 | 0 | 0 | 0 | None | HVAC-Chlr | NA | 20 | 0 | 0.137 | 198 | 0 | 0 | 0 | 0 | 0 | 0 | 0 | UpDeemed | Com-Default>2yrs | 0.6 | 0.6 |  | 0.6 | Def-GSIA | 1 | DEER:HVAC_Chillers | Annual |  |  |  |  | Standard | FALSE | ExAnte2020 | 0 | Chiller | Screw | HVAC | SpaceCool | cWtd | No | NA | None |  |  | Deem-DEER | Air-Cooled Chiller, >= 150 tons, 12.1 EER, 16.9 IPLV, CZ10 | SWHC020-NR-Com-CZ10-Ex-Cap-Tons-HVAC-Chlr-Any-Com-Default>2yrs-Def-GSIA-DEER:HVAC_Chillers-Annual-SCE-cWtd-HVAC-SpaceCool-Chiller-Screw-None-Standard-Deem-DEER-None-UpDeemed-Com-ExAnte2020->= 150 tons-12.1-16.9
SWHC020 | Air-cooled Packaged Chiller | A | Air-Cooled Chiller, Standard Efficiency, < 150 tons, CZ11 |  | Air-Cooled Chiller, < 150 tons, 11.1 EER, 15.1 IPLV, CZ11 | NC | Com | Ex | CZ11 | Cap-Tons | Com | PGE | Any | < 150 tons | 11.1 | 15.1 | 0.0476 | 108 | 0 | 0 | 0 | 0 | 0 | 477.58 | 180.68 | 0 | 658.26 | 0 | 0 | 0 | None | HVAC-Chlr | NA | 20 | 0 | 0.0476 | 108 | 0 | 0 | 0 | 0 | 0 | 0 | 0 | UpDeemed | Com-Default>2yrs | 0.6 | 0.6 |  | 0.6 | Def-GSIA | 1 | DEER:HVAC_Chillers | Annual |  |  |  |  | Standard | FALSE | ExAnte2020 | 0 | Chiller | Screw | HVAC | SpaceCool | cWtd | No | NA | None |  |  | Deem-DEER | Air-Cooled Chiller, < 150 tons, 11.1 EER, 15.1 IPLV, CZ11 | SWHC020-NC-Com-CZ11-Ex-Cap-Tons-HVAC-Chlr-Any-Com-Default>2yrs-Def-GSIA-DEER:HVAC_Chillers-Annual-PGE-cWtd-HVAC-SpaceCool-Chiller-Screw-None-Standard-Deem-DEER-None-UpDeemed-Com-ExAnte2020-< 150 tons-11.1-15.1
SWHC020 | Air-cooled Packaged Chiller | A | Air-Cooled Chiller, Standard Efficiency, < 150 tons, CZ11 |  | Air-Cooled Chiller, < 150 tons, 11.1 EER, 15.1 IPLV, CZ11 | NR | Com | Ex | CZ11 | Cap-Tons | Com | PGE | Any | < 150 tons | 11.1 | 15.1 | 0.0476 | 108 | 0 | 0 | 0 | 0 | 0 | 477.58 | 180.68 | 0 | 658.26 | 0 | 0 | 0 | None | HVAC-Chlr | NA | 20 | 0 | 0.0476 | 108 | 0 | 0 | 0 | 0 | 0 | 0 | 0 | UpDeemed | Com-Default>2yrs | 0.6 | 0.6 |  | 0.6 | Def-GSIA | 1 | DEER:HVAC_Chillers | Annual |  |  |  |  | Standard | FALSE | ExAnte2020 | 0 | Chiller | Screw | HVAC | SpaceCool | cWtd | No | NA | None |  |  | Deem-DEER | Air-Cooled Chiller, < 150 tons, 11.1 EER, 15.1 IPLV, CZ11 | SWHC020-NR-Com-CZ11-Ex-Cap-Tons-HVAC-Chlr-Any-Com-Default>2yrs-Def-GSIA-DEER:HVAC_Chillers-Annual-PGE-cWtd-HVAC-SpaceCool-Chiller-Screw-None-Standard-Deem-DEER-None-UpDeemed-Com-ExAnte2020-< 150 tons-11.1-15.1
SWHC020 | Air-cooled Packaged Chiller | B | Air-Cooled Chiller, Standard Efficiency, < 150 tons, CZ11 |  | Air-Cooled Chiller, < 150 tons, 12.1 EER, 16.6 IPLV, CZ11 | NC | Com | Ex | CZ11 | Cap-Tons | Com | PGE | Any | < 150 tons | 12.1 | 16.6 | 0.0873 | 198 | 0 | 0 | 0 | 0 | 0 | 477.58 | 326.08 | 0 | 803.66 | 0 | 0 | 0 | None | HVAC-Chlr | NA | 20 | 0 | 0.0873 | 198 | 0 | 0 | 0 | 0 | 0 | 0 | 0 | UpDeemed | Com-Default>2yrs | 0.6 | 0.6 |  | 0.6 | Def-GSIA | 1 | DEER:HVAC_Chillers | Annual |  |  |  |  | Standard | FALSE | ExAnte2020 | 0 | Chiller | Screw | HVAC | SpaceCool | cWtd | No | NA | None |  |  | Deem-DEER | Air-Cooled Chiller, < 150 tons, 12.1 EER, 16.6 IPLV, CZ11 | SWHC020-NC-Com-CZ11-Ex-Cap-Tons-HVAC-Chlr-Any-Com-Default>2yrs-Def-GSIA-DEER:HVAC_Chillers-Annual-PGE-cWtd-HVAC-SpaceCool-Chiller-Screw-None-Standard-Deem-DEER-None-UpDeemed-Com-ExAnte2020-< 150 tons-12.1-16.6
SWHC020 | Air-cooled Packaged Chiller | B | Air-Cooled Chiller, Standard Efficiency, < 150 tons, CZ11 |  | Air-Cooled Chiller, < 150 tons, 12.1 EER, 16.6 IPLV, CZ11 | NR | Com | Ex | CZ11 | Cap-Tons | Com | PGE | Any | < 150 tons | 12.1 | 16.6 | 0.0873 | 198 | 0 | 0 | 0 | 0 | 0 | 477.58 | 326.08 | 0 | 803.66 | 0 | 0 | 0 | None | HVAC-Chlr | NA | 20 | 0 | 0.0873 | 198 | 0 | 0 | 0 | 0 | 0 | 0 | 0 | UpDeemed | Com-Default>2yrs | 0.6 | 0.6 |  | 0.6 | Def-GSIA | 1 | DEER:HVAC_Chillers | Annual |  |  |  |  | Standard | FALSE | ExAnte2020 | 0 | Chiller | Screw | HVAC | SpaceCool | cWtd | No | NA | None |  |  | Deem-DEER | Air-Cooled Chiller, < 150 tons, 12.1 EER, 16.6 IPLV, CZ11 | SWHC020-NR-Com-CZ11-Ex-Cap-Tons-HVAC-Chlr-Any-Com-Default>2yrs-Def-GSIA-DEER:HVAC_Chillers-Annual-PGE-cWtd-HVAC-SpaceCool-Chiller-Screw-None-Standard-Deem-DEER-None-UpDeemed-Com-ExAnte2020-< 150 tons-12.1-16.6
SWHC020 | Air-cooled Packaged Chiller | C | Air-Cooled Chiller, Standard Efficiency, >= 150 tons, CZ11 |  | Air-Cooled Chiller, >= 150 tons, 11.1 EER, 15.4 IPLV, CZ11 | NC | Com | Ex | CZ11 | Cap-Tons | Com | PGE | Any | >= 150 tons | 11.1 | 15.4 | 0.0476 | 108 | 0 | 0 | 0 | 0 | 0 | 450.09 | 139.23 | 0 | 589.32 | 0 | 0 | 0 | None | HVAC-Chlr | NA | 20 | 0 | 0.0476 | 108 | 0 | 0 | 0 | 0 | 0 | 0 | 0 | UpDeemed | Com-Default>2yrs | 0.6 | 0.6 |  | 0.6 | Def-GSIA | 1 | DEER:HVAC_Chillers | Annual |  |  |  |  | Standard | FALSE | ExAnte2020 | 0 | Chiller | Screw | HVAC | SpaceCool | cWtd | No | NA | None |  |  | Deem-DEER | Air-Cooled Chiller, >= 150 tons, 11.1 EER, 15.4 IPLV, CZ11 | SWHC020-NC-Com-CZ11-Ex-Cap-Tons-HVAC-Chlr-Any-Com-Default>2yrs-Def-GSIA-DEER:HVAC_Chillers-Annual-PGE-cWtd-HVAC-SpaceCool-Chiller-Screw-None-Standard-Deem-DEER-None-UpDeemed-Com-ExAnte2020->= 150 tons-11.1-15.4
SWHC020 | Air-cooled Packaged Chiller | C | Air-Cooled Chiller, Standard Efficiency, >= 150 tons, CZ11 |  | Air-Cooled Chiller, >= 150 tons, 11.1 EER, 15.4 IPLV, CZ11 | NR | Com | Ex | CZ11 | Cap-Tons | Com | PGE | Any | >= 150 tons | 11.1 | 15.4 | 0.0476 | 108 | 0 | 0 | 0 | 0 | 0 | 450.09 | 139.23 | 0 | 589.32 | 0 | 0 | 0 | None | HVAC-Chlr | NA | 20 | 0 | 0.0476 | 108 | 0 | 0 | 0 | 0 | 0 | 0 | 0 | UpDeemed | Com-Default>2yrs | 0.6 | 0.6 |  | 0.6 | Def-GSIA | 1 | DEER:HVAC_Chillers | Annual |  |  |  |  | Standard | FALSE | ExAnte2020 | 0 | Chiller | Screw | HVAC | SpaceCool | cWtd | No | NA | None |  |  | Deem-DEER | Air-Cooled Chiller, >= 150 tons, 11.1 EER, 15.4 IPLV, CZ11 | SWHC020-NR-Com-CZ11-Ex-Cap-Tons-HVAC-Chlr-Any-Com-Default>2yrs-Def-GSIA-DEER:HVAC_Chillers-Annual-PGE-cWtd-HVAC-SpaceCool-Chiller-Screw-None-Standard-Deem-DEER-None-UpDeemed-Com-ExAnte2020->= 150 tons-11.1-15.4
SWHC020 | Air-cooled Packaged Chiller | D | Air-Cooled Chiller, Standard Efficiency, >= 150 tons, CZ11 |  | Air-Cooled Chiller, >= 150 tons, 12.1 EER, 16.9 IPLV, CZ11 | NC | Com | Ex | CZ11 | Cap-Tons | Com | PGE | Any | >= 150 tons | 12.1 | 16.9 | 0.0873 | 198 | 0 | 0 | 0 | 0 | 0 | 450.09 | 189.05 | 0 | 639.15 | 0 | 0 | 0 | None | HVAC-Chlr | NA | 20 | 0 | 0.0873 | 198 | 0 | 0 | 0 | 0 | 0 | 0 | 0 | UpDeemed | Com-Default>2yrs | 0.6 | 0.6 |  | 0.6 | Def-GSIA | 1 | DEER:HVAC_Chillers | Annual |  |  |  |  | Standard | FALSE | ExAnte2020 | 0 | Chiller | Screw | HVAC | SpaceCool | cWtd | No | NA | None |  |  | Deem-DEER | Air-Cooled Chiller, >= 150 tons, 12.1 EER, 16.9 IPLV, CZ11 | SWHC020-NC-Com-CZ11-Ex-Cap-Tons-HVAC-Chlr-Any-Com-Default>2yrs-Def-GSIA-DEER:HVAC_Chillers-Annual-PGE-cWtd-HVAC-SpaceCool-Chiller-Screw-None-Standard-Deem-DEER-None-UpDeemed-Com-ExAnte2020->= 150 tons-12.1-16.9
SWHC020 | Air-cooled Packaged Chiller | D | Air-Cooled Chiller, Standard Efficiency, >= 150 tons, CZ11 |  | Air-Cooled Chiller, >= 150 tons, 12.1 EER, 16.9 IPLV, CZ11 | NR | Com | Ex | CZ11 | Cap-Tons | Com | PGE | Any | >= 150 tons | 12.1 | 16.9 | 0.0873 | 198 | 0 | 0 | 0 | 0 | 0 | 450.09 | 189.05 | 0 | 639.15 | 0 | 0 | 0 | None | HVAC-Chlr | NA | 20 | 0 | 0.0873 | 198 | 0 | 0 | 0 | 0 | 0 | 0 | 0 | UpDeemed | Com-Default>2yrs | 0.6 | 0.6 |  | 0.6 | Def-GSIA | 1 | DEER:HVAC_Chillers | Annual |  |  |  |  | Standard | FALSE | ExAnte2020 | 0 | Chiller | Screw | HVAC | SpaceCool | cWtd | No | NA | None |  |  | Deem-DEER | Air-Cooled Chiller, >= 150 tons, 12.1 EER, 16.9 IPLV, CZ11 | SWHC020-NR-Com-CZ11-Ex-Cap-Tons-HVAC-Chlr-Any-Com-Default>2yrs-Def-GSIA-DEER:HVAC_Chillers-Annual-PGE-cWtd-HVAC-SpaceCool-Chiller-Screw-None-Standard-Deem-DEER-None-UpDeemed-Com-ExAnte2020->= 150 tons-12.1-16.9
SWHC020 | Air-cooled Packaged Chiller | A | Air-Cooled Chiller, Standard Efficiency, < 150 tons, CZ12 |  | Air-Cooled Chiller, < 150 tons, 11.1 EER, 15.1 IPLV, CZ12 | NC | Com | Ex | CZ12 | Cap-Tons | Com | PGE | Any | < 150 tons | 11.1 | 15.1 | 0.0662 | 92.1 | 0 | 0 | 0 | 0 | 0 | 477.58 | 180.68 | 0 | 658.26 | 0 | 0 | 0 | None | HVAC-Chlr | NA | 20 | 0 | 0.0662 | 92.1 | 0 | 0 | 0 | 0 | 0 | 0 | 0 | UpDeemed | Com-Default>2yrs | 0.6 | 0.6 |  | 0.6 | Def-GSIA | 1 | DEER:HVAC_Chillers | Annual |  |  |  |  | Standard | FALSE | ExAnte2020 | 0 | Chiller | Screw | HVAC | SpaceCool | cWtd | No | NA | None |  |  | Deem-DEER | Air-Cooled Chiller, < 150 tons, 11.1 EER, 15.1 IPLV, CZ12 | SWHC020-NC-Com-CZ12-Ex-Cap-Tons-HVAC-Chlr-Any-Com-Default>2yrs-Def-GSIA-DEER:HVAC_Chillers-Annual-PGE-cWtd-HVAC-SpaceCool-Chiller-Screw-None-Standard-Deem-DEER-None-UpDeemed-Com-ExAnte2020-< 150 tons-11.1-15.1
SWHC020 | Air-cooled Packaged Chiller | A | Air-Cooled Chiller, Standard Efficiency, < 150 tons, CZ12 |  | Air-Cooled Chiller, < 150 tons, 11.1 EER, 15.1 IPLV, CZ12 | NR | Com | Ex | CZ12 | Cap-Tons | Com | PGE | Any | < 150 tons | 11.1 | 15.1 | 0.0662 | 92.1 | 0 | 0 | 0 | 0 | 0 | 477.58 | 180.68 | 0 | 658.26 | 0 | 0 | 0 | None | HVAC-Chlr | NA | 20 | 0 | 0.0662 | 92.1 | 0 | 0 | 0 | 0 | 0 | 0 | 0 | UpDeemed | Com-Default>2yrs | 0.6 | 0.6 |  | 0.6 | Def-GSIA | 1 | DEER:HVAC_Chillers | Annual |  |  |  |  | Standard | FALSE | ExAnte2020 | 0 | Chiller | Screw | HVAC | SpaceCool | cWtd | No | NA | None |  |  | Deem-DEER | Air-Cooled Chiller, < 150 tons, 11.1 EER, 15.1 IPLV, CZ12 | SWHC020-NR-Com-CZ12-Ex-Cap-Tons-HVAC-Chlr-Any-Com-Default>2yrs-Def-GSIA-DEER:HVAC_Chillers-Annual-PGE-cWtd-HVAC-SpaceCool-Chiller-Screw-None-Standard-Deem-DEER-None-UpDeemed-Com-ExAnte2020-< 150 tons-11.1-15.1
SWHC020 | Air-cooled Packaged Chiller | B | Air-Cooled Chiller, Standard Efficiency, < 150 tons, CZ12 |  | Air-Cooled Chiller, < 150 tons, 12.1 EER, 16.6 IPLV, CZ12 | NC | Com | Ex | CZ12 | Cap-Tons | Com | PGE | Any | < 150 tons | 12.1 | 16.6 | 0.121 | 169 | 0 | 0 | 0 | 0 | 0 | 477.58 | 326.08 | 0 | 803.66 | 0 | 0 | 0 | None | HVAC-Chlr | NA | 20 | 0 | 0.121 | 169 | 0 | 0 | 0 | 0 | 0 | 0 | 0 | UpDeemed | Com-Default>2yrs | 0.6 | 0.6 |  | 0.6 | Def-GSIA | 1 | DEER:HVAC_Chillers | Annual |  |  |  |  | Standard | FALSE | ExAnte2020 | 0 | Chiller | Screw | HVAC | SpaceCool | cWtd | No | NA | None |  |  | Deem-DEER | Air-Cooled Chiller, < 150 tons, 12.1 EER, 16.6 IPLV, CZ12 | SWHC020-NC-Com-CZ12-Ex-Cap-Tons-HVAC-Chlr-Any-Com-Default>2yrs-Def-GSIA-DEER:HVAC_Chillers-Annual-PGE-cWtd-HVAC-SpaceCool-Chiller-Screw-None-Standard-Deem-DEER-None-UpDeemed-Com-ExAnte2020-< 150 tons-12.1-16.6
SWHC020 | Air-cooled Packaged Chiller | B | Air-Cooled Chiller, Standard Efficiency, < 150 tons, CZ12 |  | Air-Cooled Chiller, < 150 tons, 12.1 EER, 16.6 IPLV, CZ12 | NR | Com | Ex | CZ12 | Cap-Tons | Com | PGE | Any | < 150 tons | 12.1 | 16.6 | 0.121 | 169 | 0 | 0 | 0 | 0 | 0 | 477.58 | 326.08 | 0 | 803.66 | 0 | 0 | 0 | None | HVAC-Chlr | NA | 20 | 0 | 0.121 | 169 | 0 | 0 | 0 | 0 | 0 | 0 | 0 | UpDeemed | Com-Default>2yrs | 0.6 | 0.6 |  | 0.6 | Def-GSIA | 1 | DEER:HVAC_Chillers | Annual |  |  |  |  | Standard | FALSE | ExAnte2020 | 0 | Chiller | Screw | HVAC | SpaceCool | cWtd | No | NA | None |  |  | Deem-DEER | Air-Cooled Chiller, < 150 tons, 12.1 EER, 16.6 IPLV, CZ12 | SWHC020-NR-Com-CZ12-Ex-Cap-Tons-HVAC-Chlr-Any-Com-Default>2yrs-Def-GSIA-DEER:HVAC_Chillers-Annual-PGE-cWtd-HVAC-SpaceCool-Chiller-Screw-None-Standard-Deem-DEER-None-UpDeemed-Com-ExAnte2020-< 150 tons-12.1-16.6
SWHC020 | Air-cooled Packaged Chiller | C | Air-Cooled Chiller, Standard Efficiency, >= 150 tons, CZ12 |  | Air-Cooled Chiller, >= 150 tons, 11.1 EER, 15.4 IPLV, CZ12 | NC | Com | Ex | CZ12 | Cap-Tons | Com | PGE | Any | >= 150 tons | 11.1 | 15.4 | 0.0662 | 92.1 | 0 | 0 | 0 | 0 | 0 | 450.09 | 139.23 | 0 | 589.32 | 0 | 0 | 0 | None | HVAC-Chlr | NA | 20 | 0 | 0.0662 | 92.1 | 0 | 0 | 0 | 0 | 0 | 0 | 0 | UpDeemed | Com-Default>2yrs | 0.6 | 0.6 |  | 0.6 | Def-GSIA | 1 | DEER:HVAC_Chillers | Annual |  |  |  |  | Standard | FALSE | ExAnte2020 | 0 | Chiller | Screw | HVAC | SpaceCool | cWtd | No | NA | None |  |  | Deem-DEER | Air-Cooled Chiller, >= 150 tons, 11.1 EER, 15.4 IPLV, CZ12 | SWHC020-NC-Com-CZ12-Ex-Cap-Tons-HVAC-Chlr-Any-Com-Default>2yrs-Def-GSIA-DEER:HVAC_Chillers-Annual-PGE-cWtd-HVAC-SpaceCool-Chiller-Screw-None-Standard-Deem-DEER-None-UpDeemed-Com-ExAnte2020->= 150 tons-11.1-15.4
SWHC020 | Air-cooled Packaged Chiller | C | Air-Cooled Chiller, Standard Efficiency, >= 150 tons, CZ12 |  | Air-Cooled Chiller, >= 150 tons, 11.1 EER, 15.4 IPLV, CZ12 | NR | Com | Ex | CZ12 | Cap-Tons | Com | PGE | Any | >= 150 tons | 11.1 | 15.4 | 0.0662 | 92.1 | 0 | 0 | 0 | 0 | 0 | 450.09 | 139.23 | 0 | 589.32 | 0 | 0 | 0 | None | HVAC-Chlr | NA | 20 | 0 | 0.0662 | 92.1 | 0 | 0 | 0 | 0 | 0 | 0 | 0 | UpDeemed | Com-Default>2yrs | 0.6 | 0.6 |  | 0.6 | Def-GSIA | 1 | DEER:HVAC_Chillers | Annual |  |  |  |  | Standard | FALSE | ExAnte2020 | 0 | Chiller | Screw | HVAC | SpaceCool | cWtd | No | NA | None |  |  | Deem-DEER | Air-Cooled Chiller, >= 150 tons, 11.1 EER, 15.4 IPLV, CZ12 | SWHC020-NR-Com-CZ12-Ex-Cap-Tons-HVAC-Chlr-Any-Com-Default>2yrs-Def-GSIA-DEER:HVAC_Chillers-Annual-PGE-cWtd-HVAC-SpaceCool-Chiller-Screw-None-Standard-Deem-DEER-None-UpDeemed-Com-ExAnte2020->= 150 tons-11.1-15.4
SWHC020 | Air-cooled Packaged Chiller | D | Air-Cooled Chiller, Standard Efficiency, >= 150 tons, CZ12 |  | Air-Cooled Chiller, >= 150 tons, 12.1 EER, 16.9 IPLV, CZ12 | NC | Com | Ex | CZ12 | Cap-Tons | Com | PGE | Any | >= 150 tons | 12.1 | 16.9 | 0.121 | 169 | 0 | 0 | 0 | 0 | 0 | 450.09 | 189.05 | 0 | 639.15 | 0 | 0 | 0 | None | HVAC-Chlr | NA | 20 | 0 | 0.121 | 169 | 0 | 0 | 0 | 0 | 0 | 0 | 0 | UpDeemed | Com-Default>2yrs | 0.6 | 0.6 |  | 0.6 | Def-GSIA | 1 | DEER:HVAC_Chillers | Annual |  |  |  |  | Standard | FALSE | ExAnte2020 | 0 | Chiller | Screw | HVAC | SpaceCool | cWtd | No | NA | None |  |  | Deem-DEER | Air-Cooled Chiller, >= 150 tons, 12.1 EER, 16.9 IPLV, CZ12 | SWHC020-NC-Com-CZ12-Ex-Cap-Tons-HVAC-Chlr-Any-Com-Default>2yrs-Def-GSIA-DEER:HVAC_Chillers-Annual-PGE-cWtd-HVAC-SpaceCool-Chiller-Screw-None-Standard-Deem-DEER-None-UpDeemed-Com-ExAnte2020->= 150 tons-12.1-16.9
SWHC020 | Air-cooled Packaged Chiller | D | Air-Cooled Chiller, Standard Efficiency, >= 150 tons, CZ12 |  | Air-Cooled Chiller, >= 150 tons, 12.1 EER, 16.9 IPLV, CZ12 | NR | Com | Ex | CZ12 | Cap-Tons | Com | PGE | Any | >= 150 tons | 12.1 | 16.9 | 0.121 | 169 | 0 | 0 | 0 | 0 | 0 | 450.09 | 189.05 | 0 | 639.15 | 0 | 0 | 0 | None | HVAC-Chlr | NA | 20 | 0 | 0.121 | 169 | 0 | 0 | 0 | 0 | 0 | 0 | 0 | UpDeemed | Com-Default>2yrs | 0.6 | 0.6 |  | 0.6 | Def-GSIA | 1 | DEER:HVAC_Chillers | Annual |  |  |  |  | Standard | FALSE | ExAnte2020 | 0 | Chiller | Screw | HVAC | SpaceCool | cWtd | No | NA | None |  |  | Deem-DEER | Air-Cooled Chiller, >= 150 tons, 12.1 EER, 16.9 IPLV, CZ12 | SWHC020-NR-Com-CZ12-Ex-Cap-Tons-HVAC-Chlr-Any-Com-Default>2yrs-Def-GSIA-DEER:HVAC_Chillers-Annual-PGE-cWtd-HVAC-SpaceCool-Chiller-Screw-None-Standard-Deem-DEER-None-UpDeemed-Com-ExAnte2020->= 150 tons-12.1-16.9
SWHC020 | Air-cooled Packaged Chiller | A | Air-Cooled Chiller, Standard Efficiency, < 150 tons, CZ13 |  | Air-Cooled Chiller, < 150 tons, 11.1 EER, 15.1 IPLV, CZ13 | NC | Com | Ex | CZ13 | Cap-Tons | Com | PGE | Any | < 150 tons | 11.1 | 15.1 | 0.0537 | 111 | 0 | 0 | 0 | 0 | 0 | 477.58 | 180.68 | 0 | 658.26 | 0 | 0 | 0 | None | HVAC-Chlr | NA | 20 | 0 | 0.0537 | 111 | 0 | 0 | 0 | 0 | 0 | 0 | 0 | UpDeemed | Com-Default>2yrs | 0.6 | 0.6 |  | 0.6 | Def-GSIA | 1 | DEER:HVAC_Chillers | Annual |  |  |  |  | Standard | FALSE | ExAnte2020 | 0 | Chiller | Screw | HVAC | SpaceCool | cWtd | No | NA | None |  |  | Deem-DEER | Air-Cooled Chiller, < 150 tons, 11.1 EER, 15.1 IPLV, CZ13 | SWHC020-NC-Com-CZ13-Ex-Cap-Tons-HVAC-Chlr-Any-Com-Default>2yrs-Def-GSIA-DEER:HVAC_Chillers-Annual-PGE-cWtd-HVAC-SpaceCool-Chiller-Screw-None-Standard-Deem-DEER-None-UpDeemed-Com-ExAnte2020-< 150 tons-11.1-15.1
SWHC020 | Air-cooled Packaged Chiller | A | Air-Cooled Chiller, Standard Efficiency, < 150 tons, CZ13 |  | Air-Cooled Chiller, < 150 tons, 11.1 EER, 15.1 IPLV, CZ13 | NR | Com | Ex | CZ13 | Cap-Tons | Com | PGE | Any | < 150 tons | 11.1 | 15.1 | 0.0537 | 111 | 0 | 0 | 0 | 0 | 0 | 477.58 | 180.68 | 0 | 658.26 | 0 | 0 | 0 | None | HVAC-Chlr | NA | 20 | 0 | 0.0537 | 111 | 0 | 0 | 0 | 0 | 0 | 0 | 0 | UpDeemed | Com-Default>2yrs | 0.6 | 0.6 |  | 0.6 | Def-GSIA | 1 | DEER:HVAC_Chillers | Annual |  |  |  |  | Standard | FALSE | ExAnte2020 | 0 | Chiller | Screw | HVAC | SpaceCool | cWtd | No | NA | None |  |  | Deem-DEER | Air-Cooled Chiller, < 150 tons, 11.1 EER, 15.1 IPLV, CZ13 | SWHC020-NR-Com-CZ13-Ex-Cap-Tons-HVAC-Chlr-Any-Com-Default>2yrs-Def-GSIA-DEER:HVAC_Chillers-Annual-PGE-cWtd-HVAC-SpaceCool-Chiller-Screw-None-Standard-Deem-DEER-None-UpDeemed-Com-ExAnte2020-< 150 tons-11.1-15.1
SWHC020 | Air-cooled Packaged Chiller | B | Air-Cooled Chiller, Standard Efficiency, < 150 tons, CZ13 |  | Air-Cooled Chiller, < 150 tons, 12.1 EER, 16.6 IPLV, CZ13 | NC | Com | Ex | CZ13 | Cap-Tons | Com | PGE | Any | < 150 tons | 12.1 | 16.6 | 0.0985 | 204 | 0 | 0 | 0 | 0 | 0 | 477.58 | 326.08 | 0 | 803.66 | 0 | 0 | 0 | None | HVAC-Chlr | NA | 20 | 0 | 0.0985 | 204 | 0 | 0 | 0 | 0 | 0 | 0 | 0 | UpDeemed | Com-Default>2yrs | 0.6 | 0.6 |  | 0.6 | Def-GSIA | 1 | DEER:HVAC_Chillers | Annual |  |  |  |  | Standard | FALSE | ExAnte2020 | 0 | Chiller | Screw | HVAC | SpaceCool | cWtd | No | NA | None |  |  | Deem-DEER | Air-Cooled Chiller, < 150 tons, 12.1 EER, 16.6 IPLV, CZ13 | SWHC020-NC-Com-CZ13-Ex-Cap-Tons-HVAC-Chlr-Any-Com-Default>2yrs-Def-GSIA-DEER:HVAC_Chillers-Annual-PGE-cWtd-HVAC-SpaceCool-Chiller-Screw-None-Standard-Deem-DEER-None-UpDeemed-Com-ExAnte2020-< 150 tons-12.1-16.6
SWHC020 | Air-cooled Packaged Chiller | B | Air-Cooled Chiller, Standard Efficiency, < 150 tons, CZ13 |  | Air-Cooled Chiller, < 150 tons, 12.1 EER, 16.6 IPLV, CZ13 | NR | Com | Ex | CZ13 | Cap-Tons | Com | PGE | Any | < 150 tons | 12.1 | 16.6 | 0.0985 | 204 | 0 | 0 | 0 | 0 | 0 | 477.58 | 326.08 | 0 | 803.66 | 0 | 0 | 0 | None | HVAC-Chlr | NA | 20 | 0 | 0.0985 | 204 | 0 | 0 | 0 | 0 | 0 | 0 | 0 | UpDeemed | Com-Default>2yrs | 0.6 | 0.6 |  | 0.6 | Def-GSIA | 1 | DEER:HVAC_Chillers | Annual |  |  |  |  | Standard | FALSE | ExAnte2020 | 0 | Chiller | Screw | HVAC | SpaceCool | cWtd | No | NA | None |  |  | Deem-DEER | Air-Cooled Chiller, < 150 tons, 12.1 EER, 16.6 IPLV, CZ13 | SWHC020-NR-Com-CZ13-Ex-Cap-Tons-HVAC-Chlr-Any-Com-Default>2yrs-Def-GSIA-DEER:HVAC_Chillers-Annual-PGE-cWtd-HVAC-SpaceCool-Chiller-Screw-None-Standard-Deem-DEER-None-UpDeemed-Com-ExAnte2020-< 150 tons-12.1-16.6
SWHC020 | Air-cooled Packaged Chiller | C | Air-Cooled Chiller, Standard Efficiency, >= 150 tons, CZ13 |  | Air-Cooled Chiller, >= 150 tons, 11.1 EER, 15.4 IPLV, CZ13 | NC | Com | Ex | CZ13 | Cap-Tons | Com | PGE | Any | >= 150 tons | 11.1 | 15.4 | 0.0537 | 111 | 0 | 0 | 0 | 0 | 0 | 450.09 | 139.23 | 0 | 589.32 | 0 | 0 | 0 | None | HVAC-Chlr | NA | 20 | 0 | 0.0537 | 111 | 0 | 0 | 0 | 0 | 0 | 0 | 0 | UpDeemed | Com-Default>2yrs | 0.6 | 0.6 |  | 0.6 | Def-GSIA | 1 | DEER:HVAC_Chillers | Annual |  |  |  |  | Standard | FALSE | ExAnte2020 | 0 | Chiller | Screw | HVAC | SpaceCool | cWtd | No | NA | None |  |  | Deem-DEER | Air-Cooled Chiller, >= 150 tons, 11.1 EER, 15.4 IPLV, CZ13 | SWHC020-NC-Com-CZ13-Ex-Cap-Tons-HVAC-Chlr-Any-Com-Default>2yrs-Def-GSIA-DEER:HVAC_Chillers-Annual-PGE-cWtd-HVAC-SpaceCool-Chiller-Screw-None-Standard-Deem-DEER-None-UpDeemed-Com-ExAnte2020->= 150 tons-11.1-15.4
SWHC020 | Air-cooled Packaged Chiller | C | Air-Cooled Chiller, Standard Efficiency, >= 150 tons, CZ13 |  | Air-Cooled Chiller, >= 150 tons, 11.1 EER, 15.4 IPLV, CZ13 | NR | Com | Ex | CZ13 | Cap-Tons | Com | PGE | Any | >= 150 tons | 11.1 | 15.4 | 0.0537 | 111 | 0 | 0 | 0 | 0 | 0 | 450.09 | 139.23 | 0 | 589.32 | 0 | 0 | 0 | None | HVAC-Chlr | NA | 20 | 0 | 0.0537 | 111 | 0 | 0 | 0 | 0 | 0 | 0 | 0 | UpDeemed | Com-Default>2yrs | 0.6 | 0.6 |  | 0.6 | Def-GSIA | 1 | DEER:HVAC_Chillers | Annual |  |  |  |  | Standard | FALSE | ExAnte2020 | 0 | Chiller | Screw | HVAC | SpaceCool | cWtd | No | NA | None |  |  | Deem-DEER | Air-Cooled Chiller, >= 150 tons, 11.1 EER, 15.4 IPLV, CZ13 | SWHC020-NR-Com-CZ13-Ex-Cap-Tons-HVAC-Chlr-Any-Com-Default>2yrs-Def-GSIA-DEER:HVAC_Chillers-Annual-PGE-cWtd-HVAC-SpaceCool-Chiller-Screw-None-Standard-Deem-DEER-None-UpDeemed-Com-ExAnte2020->= 150 tons-11.1-15.4
SWHC020 | Air-cooled Packaged Chiller | D | Air-Cooled Chiller, Standard Efficiency, >= 150 tons, CZ13 |  | Air-Cooled Chiller, >= 150 tons, 12.1 EER, 16.9 IPLV, CZ13 | NC | Com | Ex | CZ13 | Cap-Tons | Com | PGE | Any | >= 150 tons | 12.1 | 16.9 | 0.0985 | 204 | 0 | 0 | 0 | 0 | 0 | 450.09 | 189.05 | 0 | 639.15 | 0 | 0 | 0 | None | HVAC-Chlr | NA | 20 | 0 | 0.0985 | 204 | 0 | 0 | 0 | 0 | 0 | 0 | 0 | UpDeemed | Com-Default>2yrs | 0.6 | 0.6 |  | 0.6 | Def-GSIA | 1 | DEER:HVAC_Chillers | Annual |  |  |  |  | Standard | FALSE | ExAnte2020 | 0 | Chiller | Screw | HVAC | SpaceCool | cWtd | No | NA | None |  |  | Deem-DEER | Air-Cooled Chiller, >= 150 tons, 12.1 EER, 16.9 IPLV, CZ13 | SWHC020-NC-Com-CZ13-Ex-Cap-Tons-HVAC-Chlr-Any-Com-Default>2yrs-Def-GSIA-DEER:HVAC_Chillers-Annual-PGE-cWtd-HVAC-SpaceCool-Chiller-Screw-None-Standard-Deem-DEER-None-UpDeemed-Com-ExAnte2020->= 150 tons-12.1-16.9
SWHC020 | Air-cooled Packaged Chiller | D | Air-Cooled Chiller, Standard Efficiency, >= 150 tons, CZ13 |  | Air-Cooled Chiller, >= 150 tons, 12.1 EER, 16.9 IPLV, CZ13 | NR | Com | Ex | CZ13 | Cap-Tons | Com | PGE | Any | >= 150 tons | 12.1 | 16.9 | 0.0985 | 204 | 0 | 0 | 0 | 0 | 0 | 450.09 | 189.05 | 0 | 639.15 | 0 | 0 | 0 | None | HVAC-Chlr | NA | 20 | 0 | 0.0985 | 204 | 0 | 0 | 0 | 0 | 0 | 0 | 0 | UpDeemed | Com-Default>2yrs | 0.6 | 0.6 |  | 0.6 | Def-GSIA | 1 | DEER:HVAC_Chillers | Annual |  |  |  |  | Standard | FALSE | ExAnte2020 | 0 | Chiller | Screw | HVAC | SpaceCool | cWtd | No | NA | None |  |  | Deem-DEER | Air-Cooled Chiller, >= 150 tons, 12.1 EER, 16.9 IPLV, CZ13 | SWHC020-NR-Com-CZ13-Ex-Cap-Tons-HVAC-Chlr-Any-Com-Default>2yrs-Def-GSIA-DEER:HVAC_Chillers-Annual-PGE-cWtd-HVAC-SpaceCool-Chiller-Screw-None-Standard-Deem-DEER-None-UpDeemed-Com-ExAnte2020->= 150 tons-12.1-16.9
SWHC020 | Air-cooled Packaged Chiller | A | Air-Cooled Chiller, Standard Efficiency, < 150 tons, CZ14 |  | Air-Cooled Chiller, < 150 tons, 11.1 EER, 15.1 IPLV, CZ14 | NC | Com | Ex | CZ14 | Cap-Tons | Com | SCE | Any | < 150 tons | 11.1 | 15.1 | 0.0597 | 91.9 | 0 | 0 | 0 | 0 | 0 | 477.58 | 180.68 | 0 | 658.26 | 0 | 0 | 0 | None | HVAC-Chlr | NA | 20 | 0 | 0.0597 | 91.9 | 0 | 0 | 0 | 0 | 0 | 0 | 0 | UpDeemed | Com-Default>2yrs | 0.6 | 0.6 |  | 0.6 | Def-GSIA | 1 | DEER:HVAC_Chillers | Annual |  |  |  |  | Standard | FALSE | ExAnte2020 | 0 | Chiller | Screw | HVAC | SpaceCool | cWtd | No | NA | None |  |  | Deem-DEER | Air-Cooled Chiller, < 150 tons, 11.1 EER, 15.1 IPLV, CZ14 | SWHC020-NC-Com-CZ14-Ex-Cap-Tons-HVAC-Chlr-Any-Com-Default>2yrs-Def-GSIA-DEER:HVAC_Chillers-Annual-SCE-cWtd-HVAC-SpaceCool-Chiller-Screw-None-Standard-Deem-DEER-None-UpDeemed-Com-ExAnte2020-< 150 tons-11.1-15.1
SWHC020 | Air-cooled Packaged Chiller | A | Air-Cooled Chiller, Standard Efficiency, < 150 tons, CZ14 |  | Air-Cooled Chiller, < 150 tons, 11.1 EER, 15.1 IPLV, CZ14 | NR | Com | Ex | CZ14 | Cap-Tons | Com | SCE | Any | < 150 tons | 11.1 | 15.1 | 0.0597 | 91.9 | 0 | 0 | 0 | 0 | 0 | 477.58 | 180.68 | 0 | 658.26 | 0 | 0 | 0 | None | HVAC-Chlr | NA | 20 | 0 | 0.0597 | 91.9 | 0 | 0 | 0 | 0 | 0 | 0 | 0 | UpDeemed | Com-Default>2yrs | 0.6 | 0.6 |  | 0.6 | Def-GSIA | 1 | DEER:HVAC_Chillers | Annual |  |  |  |  | Standard | FALSE | ExAnte2020 | 0 | Chiller | Screw | HVAC | SpaceCool | cWtd | No | NA | None |  |  | Deem-DEER | Air-Cooled Chiller, < 150 tons, 11.1 EER, 15.1 IPLV, CZ14 | SWHC020-NR-Com-CZ14-Ex-Cap-Tons-HVAC-Chlr-Any-Com-Default>2yrs-Def-GSIA-DEER:HVAC_Chillers-Annual-SCE-cWtd-HVAC-SpaceCool-Chiller-Screw-None-Standard-Deem-DEER-None-UpDeemed-Com-ExAnte2020-< 150 tons-11.1-15.1
SWHC020 | Air-cooled Packaged Chiller | B | Air-Cooled Chiller, Standard Efficiency, < 150 tons, CZ14 |  | Air-Cooled Chiller, < 150 tons, 12.1 EER, 16.6 IPLV, CZ14 | NC | Com | Ex | CZ14 | Cap-Tons | Com | SCE | Any | < 150 tons | 12.1 | 16.6 | 0.109 | 169 | 0 | 0 | 0 | 0 | 0 | 477.58 | 326.08 | 0 | 803.66 | 0 | 0 | 0 | None | HVAC-Chlr | NA | 20 | 0 | 0.109 | 169 | 0 | 0 | 0 | 0 | 0 | 0 | 0 | UpDeemed | Com-Default>2yrs | 0.6 | 0.6 |  | 0.6 | Def-GSIA | 1 | DEER:HVAC_Chillers | Annual |  |  |  |  | Standard | FALSE | ExAnte2020 | 0 | Chiller | Screw | HVAC | SpaceCool | cWtd | No | NA | None |  |  | Deem-DEER | Air-Cooled Chiller, < 150 tons, 12.1 EER, 16.6 IPLV, CZ14 | SWHC020-NC-Com-CZ14-Ex-Cap-Tons-HVAC-Chlr-Any-Com-Default>2yrs-Def-GSIA-DEER:HVAC_Chillers-Annual-SCE-cWtd-HVAC-SpaceCool-Chiller-Screw-None-Standard-Deem-DEER-None-UpDeemed-Com-ExAnte2020-< 150 tons-12.1-16.6
SWHC020 | Air-cooled Packaged Chiller | B | Air-Cooled Chiller, Standard Efficiency, < 150 tons, CZ14 |  | Air-Cooled Chiller, < 150 tons, 12.1 EER, 16.6 IPLV, CZ14 | NR | Com | Ex | CZ14 | Cap-Tons | Com | SCE | Any | < 150 tons | 12.1 | 16.6 | 0.109 | 169 | 0 | 0 | 0 | 0 | 0 | 477.58 | 326.08 | 0 | 803.66 | 0 | 0 | 0 | None | HVAC-Chlr | NA | 20 | 0 | 0.109 | 169 | 0 | 0 | 0 | 0 | 0 | 0 | 0 | UpDeemed | Com-Default>2yrs | 0.6 | 0.6 |  | 0.6 | Def-GSIA | 1 | DEER:HVAC_Chillers | Annual |  |  |  |  | Standard | FALSE | ExAnte2020 | 0 | Chiller | Screw | HVAC | SpaceCool | cWtd | No | NA | None |  |  | Deem-DEER | Air-Cooled Chiller, < 150 tons, 12.1 EER, 16.6 IPLV, CZ14 | SWHC020-NR-Com-CZ14-Ex-Cap-Tons-HVAC-Chlr-Any-Com-Default>2yrs-Def-GSIA-DEER:HVAC_Chillers-Annual-SCE-cWtd-HVAC-SpaceCool-Chiller-Screw-None-Standard-Deem-DEER-None-UpDeemed-Com-ExAnte2020-< 150 tons-12.1-16.6
SWHC020 | Air-cooled Packaged Chiller | C | Air-Cooled Chiller, Standard Efficiency, >= 150 tons, CZ14 |  | Air-Cooled Chiller, >= 150 tons, 11.1 EER, 15.4 IPLV, CZ14 | NC | Com | Ex | CZ14 | Cap-Tons | Com | SCE | Any | >= 150 tons | 11.1 | 15.4 | 0.0597 | 91.9 | 0 | 0 | 0 | 0 | 0 | 450.09 | 139.23 | 0 | 589.32 | 0 | 0 | 0 | None | HVAC-Chlr | NA | 20 | 0 | 0.0597 | 91.9 | 0 | 0 | 0 | 0 | 0 | 0 | 0 | UpDeemed | Com-Default>2yrs | 0.6 | 0.6 |  | 0.6 | Def-GSIA | 1 | DEER:HVAC_Chillers | Annual |  |  |  |  | Standard | FALSE | ExAnte2020 | 0 | Chiller | Screw | HVAC | SpaceCool | cWtd | No | NA | None |  |  | Deem-DEER | Air-Cooled Chiller, >= 150 tons, 11.1 EER, 15.4 IPLV, CZ14 | SWHC020-NC-Com-CZ14-Ex-Cap-Tons-HVAC-Chlr-Any-Com-Default>2yrs-Def-GSIA-DEER:HVAC_Chillers-Annual-SCE-cWtd-HVAC-SpaceCool-Chiller-Screw-None-Standard-Deem-DEER-None-UpDeemed-Com-ExAnte2020->= 150 tons-11.1-15.4
SWHC020 | Air-cooled Packaged Chiller | C | Air-Cooled Chiller, Standard Efficiency, >= 150 tons, CZ14 |  | Air-Cooled Chiller, >= 150 tons, 11.1 EER, 15.4 IPLV, CZ14 | NR | Com | Ex | CZ14 | Cap-Tons | Com | SCE | Any | >= 150 tons | 11.1 | 15.4 | 0.0597 | 91.9 | 0 | 0 | 0 | 0 | 0 | 450.09 | 139.23 | 0 | 589.32 | 0 | 0 | 0 | None | HVAC-Chlr | NA | 20 | 0 | 0.0597 | 91.9 | 0 | 0 | 0 | 0 | 0 | 0 | 0 | UpDeemed | Com-Default>2yrs | 0.6 | 0.6 |  | 0.6 | Def-GSIA | 1 | DEER:HVAC_Chillers | Annual |  |  |  |  | Standard | FALSE | ExAnte2020 | 0 | Chiller | Screw | HVAC | SpaceCool | cWtd | No | NA | None |  |  | Deem-DEER | Air-Cooled Chiller, >= 150 tons, 11.1 EER, 15.4 IPLV, CZ14 | SWHC020-NR-Com-CZ14-Ex-Cap-Tons-HVAC-Chlr-Any-Com-Default>2yrs-Def-GSIA-DEER:HVAC_Chillers-Annual-SCE-cWtd-HVAC-SpaceCool-Chiller-Screw-None-Standard-Deem-DEER-None-UpDeemed-Com-ExAnte2020->= 150 tons-11.1-15.4
SWHC020 | Air-cooled Packaged Chiller | D | Air-Cooled Chiller, Standard Efficiency, >= 150 tons, CZ14 |  | Air-Cooled Chiller, >= 150 tons, 12.1 EER, 16.9 IPLV, CZ14 | NC | Com | Ex | CZ14 | Cap-Tons | Com | SCE | Any | >= 150 tons | 12.1 | 16.9 | 0.109 | 169 | 0 | 0 | 0 | 0 | 0 | 450.09 | 189.05 | 0 | 639.15 | 0 | 0 | 0 | None | HVAC-Chlr | NA | 20 | 0 | 0.109 | 169 | 0 | 0 | 0 | 0 | 0 | 0 | 0 | UpDeemed | Com-Default>2yrs | 0.6 | 0.6 |  | 0.6 | Def-GSIA | 1 | DEER:HVAC_Chillers | Annual |  |  |  |  | Standard | FALSE | ExAnte2020 | 0 | Chiller | Screw | HVAC | SpaceCool | cWtd | No | NA | None |  |  | Deem-DEER | Air-Cooled Chiller, >= 150 tons, 12.1 EER, 16.9 IPLV, CZ14 | SWHC020-NC-Com-CZ14-Ex-Cap-Tons-HVAC-Chlr-Any-Com-Default>2yrs-Def-GSIA-DEER:HVAC_Chillers-Annual-SCE-cWtd-HVAC-SpaceCool-Chiller-Screw-None-Standard-Deem-DEER-None-UpDeemed-Com-ExAnte2020->= 150 tons-12.1-16.9
SWHC020 | Air-cooled Packaged Chiller | D | Air-Cooled Chiller, Standard Efficiency, >= 150 tons, CZ14 |  | Air-Cooled Chiller, >= 150 tons, 12.1 EER, 16.9 IPLV, CZ14 | NR | Com | Ex | CZ14 | Cap-Tons | Com | SCE | Any | >= 150 tons | 12.1 | 16.9 | 0.109 | 169 | 0 | 0 | 0 | 0 | 0 | 450.09 | 189.05 | 0 | 639.15 | 0 | 0 | 0 | None | HVAC-Chlr | NA | 20 | 0 | 0.109 | 169 | 0 | 0 | 0 | 0 | 0 | 0 | 0 | UpDeemed | Com-Default>2yrs | 0.6 | 0.6 |  | 0.6 | Def-GSIA | 1 | DEER:HVAC_Chillers | Annual |  |  |  |  | Standard | FALSE | ExAnte2020 | 0 | Chiller | Screw | HVAC | SpaceCool | cWtd | No | NA | None |  |  | Deem-DEER | Air-Cooled Chiller, >= 150 tons, 12.1 EER, 16.9 IPLV, CZ14 | SWHC020-NR-Com-CZ14-Ex-Cap-Tons-HVAC-Chlr-Any-Com-Default>2yrs-Def-GSIA-DEER:HVAC_Chillers-Annual-SCE-cWtd-HVAC-SpaceCool-Chiller-Screw-None-Standard-Deem-DEER-None-UpDeemed-Com-ExAnte2020->= 150 tons-12.1-16.9
SWHC020 | Air-cooled Packaged Chiller | A | Air-Cooled Chiller, Standard Efficiency, < 150 tons, CZ15 |  | Air-Cooled Chiller, < 150 tons, 11.1 EER, 15.1 IPLV, CZ15 | NC | Com | Ex | CZ15 | Cap-Tons | Com | SCE | Any | < 150 tons | 11.1 | 15.1 | 0.0678 | 173 | 0 | 0 | 0 | 0 | 0 | 477.58 | 180.68 | 0 | 658.26 | 0 | 0 | 0 | None | HVAC-Chlr | NA | 20 | 0 | 0.0678 | 173 | 0 | 0 | 0 | 0 | 0 | 0 | 0 | UpDeemed | Com-Default>2yrs | 0.6 | 0.6 |  | 0.6 | Def-GSIA | 1 | DEER:HVAC_Chillers | Annual |  |  |  |  | Standard | FALSE | ExAnte2020 | 0 | Chiller | Screw | HVAC | SpaceCool | cWtd | No | NA | None |  |  | Deem-DEER | Air-Cooled Chiller, < 150 tons, 11.1 EER, 15.1 IPLV, CZ15 | SWHC020-NC-Com-CZ15-Ex-Cap-Tons-HVAC-Chlr-Any-Com-Default>2yrs-Def-GSIA-DEER:HVAC_Chillers-Annual-SCE-cWtd-HVAC-SpaceCool-Chiller-Screw-None-Standard-Deem-DEER-None-UpDeemed-Com-ExAnte2020-< 150 tons-11.1-15.1
SWHC020 | Air-cooled Packaged Chiller | A | Air-Cooled Chiller, Standard Efficiency, < 150 tons, CZ15 |  | Air-Cooled Chiller, < 150 tons, 11.1 EER, 15.1 IPLV, CZ15 | NR | Com | Ex | CZ15 | Cap-Tons | Com | SCE | Any | < 150 tons | 11.1 | 15.1 | 0.0678 | 173 | 0 | 0 | 0 | 0 | 0 | 477.58 | 180.68 | 0 | 658.26 | 0 | 0 | 0 | None | HVAC-Chlr | NA | 20 | 0 | 0.0678 | 173 | 0 | 0 | 0 | 0 | 0 | 0 | 0 | UpDeemed | Com-Default>2yrs | 0.6 | 0.6 |  | 0.6 | Def-GSIA | 1 | DEER:HVAC_Chillers | Annual |  |  |  |  | Standard | FALSE | ExAnte2020 | 0 | Chiller | Screw | HVAC | SpaceCool | cWtd | No | NA | None |  |  | Deem-DEER | Air-Cooled Chiller, < 150 tons, 11.1 EER, 15.1 IPLV, CZ15 | SWHC020-NR-Com-CZ15-Ex-Cap-Tons-HVAC-Chlr-Any-Com-Default>2yrs-Def-GSIA-DEER:HVAC_Chillers-Annual-SCE-cWtd-HVAC-SpaceCool-Chiller-Screw-None-Standard-Deem-DEER-None-UpDeemed-Com-ExAnte2020-< 150 tons-11.1-15.1
SWHC020 | Air-cooled Packaged Chiller | B | Air-Cooled Chiller, Standard Efficiency, < 150 tons, CZ15 |  | Air-Cooled Chiller, < 150 tons, 12.1 EER, 16.6 IPLV, CZ15 | NC | Com | Ex | CZ15 | Cap-Tons | Com | SCE | Any | < 150 tons | 12.1 | 16.6 | 0.124 | 317 | 0 | 0 | 0 | 0 | 0 | 477.58 | 326.08 | 0 | 803.66 | 0 | 0 | 0 | None | HVAC-Chlr | NA | 20 | 0 | 0.124 | 317 | 0 | 0 | 0 | 0 | 0 | 0 | 0 | UpDeemed | Com-Default>2yrs | 0.6 | 0.6 |  | 0.6 | Def-GSIA | 1 | DEER:HVAC_Chillers | Annual |  |  |  |  | Standard | FALSE | ExAnte2020 | 0 | Chiller | Screw | HVAC | SpaceCool | cWtd | No | NA | None |  |  | Deem-DEER | Air-Cooled Chiller, < 150 tons, 12.1 EER, 16.6 IPLV, CZ15 | SWHC020-NC-Com-CZ15-Ex-Cap-Tons-HVAC-Chlr-Any-Com-Default>2yrs-Def-GSIA-DEER:HVAC_Chillers-Annual-SCE-cWtd-HVAC-SpaceCool-Chiller-Screw-None-Standard-Deem-DEER-None-UpDeemed-Com-ExAnte2020-< 150 tons-12.1-16.6
SWHC020 | Air-cooled Packaged Chiller | B | Air-Cooled Chiller, Standard Efficiency, < 150 tons, CZ15 |  | Air-Cooled Chiller, < 150 tons, 12.1 EER, 16.6 IPLV, CZ15 | NR | Com | Ex | CZ15 | Cap-Tons | Com | SCE | Any | < 150 tons | 12.1 | 16.6 | 0.124 | 317 | 0 | 0 | 0 | 0 | 0 | 477.58 | 326.08 | 0 | 803.66 | 0 | 0 | 0 | None | HVAC-Chlr | NA | 20 | 0 | 0.124 | 317 | 0 | 0 | 0 | 0 | 0 | 0 | 0 | UpDeemed | Com-Default>2yrs | 0.6 | 0.6 |  | 0.6 | Def-GSIA | 1 | DEER:HVAC_Chillers | Annual |  |  |  |  | Standard | FALSE | ExAnte2020 | 0 | Chiller | Screw | HVAC | SpaceCool | cWtd | No | NA | None |  |  | Deem-DEER | Air-Cooled Chiller, < 150 tons, 12.1 EER, 16.6 IPLV, CZ15 | SWHC020-NR-Com-CZ15-Ex-Cap-Tons-HVAC-Chlr-Any-Com-Default>2yrs-Def-GSIA-DEER:HVAC_Chillers-Annual-SCE-cWtd-HVAC-SpaceCool-Chiller-Screw-None-Standard-Deem-DEER-None-UpDeemed-Com-ExAnte2020-< 150 tons-12.1-16.6
SWHC020 | Air-cooled Packaged Chiller | C | Air-Cooled Chiller, Standard Efficiency, >= 150 tons, CZ15 |  | Air-Cooled Chiller, >= 150 tons, 11.1 EER, 15.4 IPLV, CZ15 | NC | Com | Ex | CZ15 | Cap-Tons | Com | SCE | Any | >= 150 tons | 11.1 | 15.4 | 0.0678 | 173 | 0 | 0 | 0 | 0 | 0 | 450.09 | 139.23 | 0 | 589.32 | 0 | 0 | 0 | None | HVAC-Chlr | NA | 20 | 0 | 0.0678 | 173 | 0 | 0 | 0 | 0 | 0 | 0 | 0 | UpDeemed | Com-Default>2yrs | 0.6 | 0.6 |  | 0.6 | Def-GSIA | 1 | DEER:HVAC_Chillers | Annual |  |  |  |  | Standard | FALSE | ExAnte2020 | 0 | Chiller | Screw | HVAC | SpaceCool | cWtd | No | NA | None |  |  | Deem-DEER | Air-Cooled Chiller, >= 150 tons, 11.1 EER, 15.4 IPLV, CZ15 | SWHC020-NC-Com-CZ15-Ex-Cap-Tons-HVAC-Chlr-Any-Com-Default>2yrs-Def-GSIA-DEER:HVAC_Chillers-Annual-SCE-cWtd-HVAC-SpaceCool-Chiller-Screw-None-Standard-Deem-DEER-None-UpDeemed-Com-ExAnte2020->= 150 tons-11.1-15.4
SWHC020 | Air-cooled Packaged Chiller | C | Air-Cooled Chiller, Standard Efficiency, >= 150 tons, CZ15 |  | Air-Cooled Chiller, >= 150 tons, 11.1 EER, 15.4 IPLV, CZ15 | NR | Com | Ex | CZ15 | Cap-Tons | Com | SCE | Any | >= 150 tons | 11.1 | 15.4 | 0.0678 | 173 | 0 | 0 | 0 | 0 | 0 | 450.09 | 139.23 | 0 | 589.32 | 0 | 0 | 0 | None | HVAC-Chlr | NA | 20 | 0 | 0.0678 | 173 | 0 | 0 | 0 | 0 | 0 | 0 | 0 | UpDeemed | Com-Default>2yrs | 0.6 | 0.6 |  | 0.6 | Def-GSIA | 1 | DEER:HVAC_Chillers | Annual |  |  |  |  | Standard | FALSE | ExAnte2020 | 0 | Chiller | Screw | HVAC | SpaceCool | cWtd | No | NA | None |  |  | Deem-DEER | Air-Cooled Chiller, >= 150 tons, 11.1 EER, 15.4 IPLV, CZ15 | SWHC020-NR-Com-CZ15-Ex-Cap-Tons-HVAC-Chlr-Any-Com-Default>2yrs-Def-GSIA-DEER:HVAC_Chillers-Annual-SCE-cWtd-HVAC-SpaceCool-Chiller-Screw-None-Standard-Deem-DEER-None-UpDeemed-Com-ExAnte2020->= 150 tons-11.1-15.4
SWHC020 | Air-cooled Packaged Chiller | D | Air-Cooled Chiller, Standard Efficiency, >= 150 tons, CZ15 |  | Air-Cooled Chiller, >= 150 tons, 12.1 EER, 16.9 IPLV, CZ15 | NC | Com | Ex | CZ15 | Cap-Tons | Com | SCE | Any | >= 150 tons | 12.1 | 16.9 | 0.124 | 317 | 0 | 0 | 0 | 0 | 0 | 450.09 | 189.05 | 0 | 639.15 | 0 | 0 | 0 | None | HVAC-Chlr | NA | 20 | 0 | 0.124 | 317 | 0 | 0 | 0 | 0 | 0 | 0 | 0 | UpDeemed | Com-Default>2yrs | 0.6 | 0.6 |  | 0.6 | Def-GSIA | 1 | DEER:HVAC_Chillers | Annual |  |  |  |  | Standard | FALSE | ExAnte2020 | 0 | Chiller | Screw | HVAC | SpaceCool | cWtd | No | NA | None |  |  | Deem-DEER | Air-Cooled Chiller, >= 150 tons, 12.1 EER, 16.9 IPLV, CZ15 | SWHC020-NC-Com-CZ15-Ex-Cap-Tons-HVAC-Chlr-Any-Com-Default>2yrs-Def-GSIA-DEER:HVAC_Chillers-Annual-SCE-cWtd-HVAC-SpaceCool-Chiller-Screw-None-Standard-Deem-DEER-None-UpDeemed-Com-ExAnte2020->= 150 tons-12.1-16.9
SWHC020 | Air-cooled Packaged Chiller | D | Air-Cooled Chiller, Standard Efficiency, >= 150 tons, CZ15 |  | Air-Cooled Chiller, >= 150 tons, 12.1 EER, 16.9 IPLV, CZ15 | NR | Com | Ex | CZ15 | Cap-Tons | Com | SCE | Any | >= 150 tons | 12.1 | 16.9 | 0.124 | 317 | 0 | 0 | 0 | 0 | 0 | 450.09 | 189.05 | 0 | 639.15 | 0 | 0 | 0 | None | HVAC-Chlr | NA | 20 | 0 | 0.124 | 317 | 0 | 0 | 0 | 0 | 0 | 0 | 0 | UpDeemed | Com-Default>2yrs | 0.6 | 0.6 |  | 0.6 | Def-GSIA | 1 | DEER:HVAC_Chillers | Annual |  |  |  |  | Standard | FALSE | ExAnte2020 | 0 | Chiller | Screw | HVAC | SpaceCool | cWtd | No | NA | None |  |  | Deem-DEER | Air-Cooled Chiller, >= 150 tons, 12.1 EER, 16.9 IPLV, CZ15 | SWHC020-NR-Com-CZ15-Ex-Cap-Tons-HVAC-Chlr-Any-Com-Default>2yrs-Def-GSIA-DEER:HVAC_Chillers-Annual-SCE-cWtd-HVAC-SpaceCool-Chiller-Screw-None-Standard-Deem-DEER-None-UpDeemed-Com-ExAnte2020->= 150 tons-12.1-16.9
SWHC020 | Air-cooled Packaged Chiller | A | Air-Cooled Chiller, Standard Efficiency, < 150 tons, CZ16 |  | Air-Cooled Chiller, < 150 tons, 11.1 EER, 15.1 IPLV, CZ16 | NC | Com | Ex | CZ16 | Cap-Tons | Com | SCE | Any | < 150 tons | 11.1 | 15.1 | 0.0491 | 67 | 0 | 0 | 0 | 0 | 0 | 477.58 | 180.68 | 0 | 658.26 | 0 | 0 | 0 | None | HVAC-Chlr | NA | 20 | 0 | 0.0491 | 67 | 0 | 0 | 0 | 0 | 0 | 0 | 0 | UpDeemed | Com-Default>2yrs | 0.6 | 0.6 |  | 0.6 | Def-GSIA | 1 | DEER:HVAC_Chillers | Annual |  |  |  |  | Standard | FALSE | ExAnte2020 | 0 | Chiller | Screw | HVAC | SpaceCool | cWtd | No | NA | None |  |  | Deem-DEER | Air-Cooled Chiller, < 150 tons, 11.1 EER, 15.1 IPLV, CZ16 | SWHC020-NC-Com-CZ16-Ex-Cap-Tons-HVAC-Chlr-Any-Com-Default>2yrs-Def-GSIA-DEER:HVAC_Chillers-Annual-SCE-cWtd-HVAC-SpaceCool-Chiller-Screw-None-Standard-Deem-DEER-None-UpDeemed-Com-ExAnte2020-< 150 tons-11.1-15.1
SWHC020 | Air-cooled Packaged Chiller | A | Air-Cooled Chiller, Standard Efficiency, < 150 tons, CZ16 |  | Air-Cooled Chiller, < 150 tons, 11.1 EER, 15.1 IPLV, CZ16 | NR | Com | Ex | CZ16 | Cap-Tons | Com | SCE | Any | < 150 tons | 11.1 | 15.1 | 0.0491 | 67 | 0 | 0 | 0 | 0 | 0 | 477.58 | 180.68 | 0 | 658.26 | 0 | 0 | 0 | None | HVAC-Chlr | NA | 20 | 0 | 0.0491 | 67 | 0 | 0 | 0 | 0 | 0 | 0 | 0 | UpDeemed | Com-Default>2yrs | 0.6 | 0.6 |  | 0.6 | Def-GSIA | 1 | DEER:HVAC_Chillers | Annual |  |  |  |  | Standard | FALSE | ExAnte2020 | 0 | Chiller | Screw | HVAC | SpaceCool | cWtd | No | NA | None |  |  | Deem-DEER | Air-Cooled Chiller, < 150 tons, 11.1 EER, 15.1 IPLV, CZ16 | SWHC020-NR-Com-CZ16-Ex-Cap-Tons-HVAC-Chlr-Any-Com-Default>2yrs-Def-GSIA-DEER:HVAC_Chillers-Annual-SCE-cWtd-HVAC-SpaceCool-Chiller-Screw-None-Standard-Deem-DEER-None-UpDeemed-Com-ExAnte2020-< 150 tons-11.1-15.1
SWHC020 | Air-cooled Packaged Chiller | B | Air-Cooled Chiller, Standard Efficiency, < 150 tons, CZ16 |  | Air-Cooled Chiller, < 150 tons, 12.1 EER, 16.6 IPLV, CZ16 | NC | Com | Ex | CZ16 | Cap-Tons | Com | SCE | Any | < 150 tons | 12.1 | 16.6 | 0.09 | 123 | 0 | 0 | 0 | 0 | 0 | 477.58 | 326.08 | 0 | 803.66 | 0 | 0 | 0 | None | HVAC-Chlr | NA | 20 | 0 | 0.09 | 123 | 0 | 0 | 0 | 0 | 0 | 0 | 0 | UpDeemed | Com-Default>2yrs | 0.6 | 0.6 |  | 0.6 | Def-GSIA | 1 | DEER:HVAC_Chillers | Annual |  |  |  |  | Standard | FALSE | ExAnte2020 | 0 | Chiller | Screw | HVAC | SpaceCool | cWtd | No | NA | None |  |  | Deem-DEER | Air-Cooled Chiller, < 150 tons, 12.1 EER, 16.6 IPLV, CZ16 | SWHC020-NC-Com-CZ16-Ex-Cap-Tons-HVAC-Chlr-Any-Com-Default>2yrs-Def-GSIA-DEER:HVAC_Chillers-Annual-SCE-cWtd-HVAC-SpaceCool-Chiller-Screw-None-Standard-Deem-DEER-None-UpDeemed-Com-ExAnte2020-< 150 tons-12.1-16.6
SWHC020 | Air-cooled Packaged Chiller | B | Air-Cooled Chiller, Standard Efficiency, < 150 tons, CZ16 |  | Air-Cooled Chiller, < 150 tons, 12.1 EER, 16.6 IPLV, CZ16 | NR | Com | Ex | CZ16 | Cap-Tons | Com | SCE | Any | < 150 tons | 12.1 | 16.6 | 0.09 | 123 | 0 | 0 | 0 | 0 | 0 | 477.58 | 326.08 | 0 | 803.66 | 0 | 0 | 0 | None | HVAC-Chlr | NA | 20 | 0 | 0.09 | 123 | 0 | 0 | 0 | 0 | 0 | 0 | 0 | UpDeemed | Com-Default>2yrs | 0.6 | 0.6 |  | 0.6 | Def-GSIA | 1 | DEER:HVAC_Chillers | Annual |  |  |  |  | Standard | FALSE | ExAnte2020 | 0 | Chiller | Screw | HVAC | SpaceCool | cWtd | No | NA | None |  |  | Deem-DEER | Air-Cooled Chiller, < 150 tons, 12.1 EER, 16.6 IPLV, CZ16 | SWHC020-NR-Com-CZ16-Ex-Cap-Tons-HVAC-Chlr-Any-Com-Default>2yrs-Def-GSIA-DEER:HVAC_Chillers-Annual-SCE-cWtd-HVAC-SpaceCool-Chiller-Screw-None-Standard-Deem-DEER-None-UpDeemed-Com-ExAnte2020-< 150 tons-12.1-16.6
SWHC020 | Air-cooled Packaged Chiller | C | Air-Cooled Chiller, Standard Efficiency, >= 150 tons, CZ16 |  | Air-Cooled Chiller, >= 150 tons, 11.1 EER, 15.4 IPLV, CZ16 | NC | Com | Ex | CZ16 | Cap-Tons | Com | SCE | Any | >= 150 tons | 11.1 | 15.4 | 0.0491 | 67 | 0 | 0 | 0 | 0 | 0 | 450.09 | 139.23 | 0 | 589.32 | 0 | 0 | 0 | None | HVAC-Chlr | NA | 20 | 0 | 0.0491 | 67 | 0 | 0 | 0 | 0 | 0 | 0 | 0 | UpDeemed | Com-Default>2yrs | 0.6 | 0.6 |  | 0.6 | Def-GSIA | 1 | DEER:HVAC_Chillers | Annual |  |  |  |  | Standard | FALSE | ExAnte2020 | 0 | Chiller | Screw | HVAC | SpaceCool | cWtd | No | NA | None |  |  | Deem-DEER | Air-Cooled Chiller, >= 150 tons, 11.1 EER, 15.4 IPLV, CZ16 | SWHC020-NC-Com-CZ16-Ex-Cap-Tons-HVAC-Chlr-Any-Com-Default>2yrs-Def-GSIA-DEER:HVAC_Chillers-Annual-SCE-cWtd-HVAC-SpaceCool-Chiller-Screw-None-Standard-Deem-DEER-None-UpDeemed-Com-ExAnte2020->= 150 tons-11.1-15.4
SWHC020 | Air-cooled Packaged Chiller | C | Air-Cooled Chiller, Standard Efficiency, >= 150 tons, CZ16 |  | Air-Cooled Chiller, >= 150 tons, 11.1 EER, 15.4 IPLV, CZ16 | NR | Com | Ex | CZ16 | Cap-Tons | Com | SCE | Any | >= 150 tons | 11.1 | 15.4 | 0.0491 | 67 | 0 | 0 | 0 | 0 | 0 | 450.09 | 139.23 | 0 | 589.32 | 0 | 0 | 0 | None | HVAC-Chlr | NA | 20 | 0 | 0.0491 | 67 | 0 | 0 | 0 | 0 | 0 | 0 | 0 | UpDeemed | Com-Default>2yrs | 0.6 | 0.6 |  | 0.6 | Def-GSIA | 1 | DEER:HVAC_Chillers | Annual |  |  |  |  | Standard | FALSE | ExAnte2020 | 0 | Chiller | Screw | HVAC | SpaceCool | cWtd | No | NA | None |  |  | Deem-DEER | Air-Cooled Chiller, >= 150 tons, 11.1 EER, 15.4 IPLV, CZ16 | SWHC020-NR-Com-CZ16-Ex-Cap-Tons-HVAC-Chlr-Any-Com-Default>2yrs-Def-GSIA-DEER:HVAC_Chillers-Annual-SCE-cWtd-HVAC-SpaceCool-Chiller-Screw-None-Standard-Deem-DEER-None-UpDeemed-Com-ExAnte2020->= 150 tons-11.1-15.4
SWHC020 | Air-cooled Packaged Chiller | D | Air-Cooled Chiller, Standard Efficiency, >= 150 tons, CZ16 |  | Air-Cooled Chiller, >= 150 tons, 12.1 EER, 16.9 IPLV, CZ16 | NC | Com | Ex | CZ16 | Cap-Tons | Com | SCE | Any | >= 150 tons | 12.1 | 16.9 | 0.09 | 123 | 0 | 0 | 0 | 0 | 0 | 450.09 | 189.05 | 0 | 639.15 | 0 | 0 | 0 | None | HVAC-Chlr | NA | 20 | 0 | 0.09 | 123 | 0 | 0 | 0 | 0 | 0 | 0 | 0 | UpDeemed | Com-Default>2yrs | 0.6 | 0.6 |  | 0.6 | Def-GSIA | 1 | DEER:HVAC_Chillers | Annual |  |  |  |  | Standard | FALSE | ExAnte2020 | 0 | Chiller | Screw | HVAC | SpaceCool | cWtd | No | NA | None |  |  | Deem-DEER | Air-Cooled Chiller, >= 150 tons, 12.1 EER, 16.9 IPLV, CZ16 | SWHC020-NC-Com-CZ16-Ex-Cap-Tons-HVAC-Chlr-Any-Com-Default>2yrs-Def-GSIA-DEER:HVAC_Chillers-Annual-SCE-cWtd-HVAC-SpaceCool-Chiller-Screw-None-Standard-Deem-DEER-None-UpDeemed-Com-ExAnte2020->= 150 tons-12.1-16.9
SWHC020 | Air-cooled Packaged Chiller | D | Air-Cooled Chiller, Standard Efficiency, >= 150 tons, CZ16 |  | Air-Cooled Chiller, >= 150 tons, 12.1 EER, 16.9 IPLV, CZ16 | NR | Com | Ex | CZ16 | Cap-Tons | Com | SCE | Any | >= 150 tons | 12.1 | 16.9 | 0.09 | 123 | 0 | 0 | 0 | 0 | 0 | 450.09 | 189.05 | 0 | 639.15 | 0 | 0 | 0 | None | HVAC-Chlr | NA | 20 | 0 | 0.09 | 123 | 0 | 0 | 0 | 0 | 0 | 0 | 0 | UpDeemed | Com-Default>2yrs | 0.6 | 0.6 |  | 0.6 | Def-GSIA | 1 | DEER:HVAC_Chillers | Annual |  |  |  |  | Standard | FALSE | ExAnte2020 | 0 | Chiller | Screw | HVAC | SpaceCool | cWtd | No | NA | None |  |  | Deem-DEER | Air-Cooled Chiller, >= 150 tons, 12.1 EER, 16.9 IPLV, CZ16 | SWHC020-NR-Com-CZ16-Ex-Cap-Tons-HVAC-Chlr-Any-Com-Default>2yrs-Def-GSIA-DEER:HVAC_Chillers-Annual-SCE-cWtd-HVAC-SpaceCool-Chiller-Screw-None-Standard-Deem-DEER-None-UpDeemed-Com-ExAnte2020->= 150 tons-12.1-16.9

## Summary info
Revision | 01 |  |  | perm (2) tab | perm tab
Count | 128 | A4:AQ129 | Statewide Measure ID | 1 | #REF!
|  |  | Measure Name | 2 | #REF!
CostExAnte Tab |  |  | Offering Id | 3 | #REF!
Should "Delivery Type" be "Any" |  |  | First Base Case Description | 4 | #REF!
Should "Sector" be "Any" |  |  | Second Base Case Description | 5 | #REF!
Verify "Measure Application Type" |  |  | Measure Case Description | 6 | #REF!
Should "Description" be updated |  |  | Measure Application Type | 7 | #REF!
Update Cost IDs |  |  | BldgType | 8 | #REF!
Verify: Version and Version Source |  |  | BldgVint | 9 | #REF!
|  |  | BldgingLoc | 10 | #REF!
ImplementationExAnte Tab |  |  | NormUnit | 11 | #REF!
Update Cost IDs |  |  | Sector | 12 | #REF!
| Note: Leave "StdCost ID" blank if Full Measure Cost |  | Program Administrator Type | 13 | #REF!
Update "Description" |  |  | (not used) | #N/A | #REF!
Verify: Version and Version Source |  |  | First Baseline - Peak Electric Demand Reduction | 18 | #REF!
|  |  | First Baseline - Electric Savings | 19 | #REF!
MeasureExAnte Tab |  |  | First Baseline - Gas Savings | 20 | #REF!
Update Cost IDs |  |  | Second Baseline - Peak Electric Demand Reduction | 21 | #REF!
| Note: Leave "StdCost ID" blank if Full Measure Cost |  | Second Baseline - Electric Savings | 22 | #REF!
Update "Description" |  |  | Second Baseline - Gas Savings | 23 | #REF!
Update "Pre Desc" and/or "Std Desc", as needed. |  |  | First Baseline - Labor Cost | 24 | #REF!
Verify: Version and Version Source |  |  | First Baseline - Material Cost | 25 | #REF!
|  |  | First Baseline - Incremental Cost | 26 | #REF!
EnergyImpactExAnte Tab |  |  | Measure - Labor Cost | 27 | #REF!
Are energy/demand values using correct sig figs |  |  | Measure - Material Cost | 28 | #REF!
Are there POU values that must be deleted |  |  | Second Baseline - Labor Cost | 29 | #REF!
Verify: Version and Version Source |  |  | Second Baseline - Material Cost | 30 | #REF!
|  |  | Second Baseline - Incremental Cost | 31 | #REF!
|  |  | Locational Cost Adjustment ID | 32 | #REF!
|  |  | Effective Useful Life ID | 33 | #REF!
|  |  | Remaining Useful Life ID | 34 | #REF!
|  |  | First Baseline - Life Cycle | 35 | #REF!
|  |  | Second Baseline - Life Cycle | 36 | #REF!
|  |  | First Baseline - UEC kW | 37 | #REF!
|  |  | First Baseline - UEC kWh | 38 | #REF!
|  |  | First Baseline - UEC Therm | 39 | #REF!
|  |  | Second Baseline - UEC kW | 40 | #REF!
|  |  | Second Baseline - UEC kWh | 41 | #REF!
|  |  | Second Baseline - UEC Therm | 42 | #REF!
|  |  | Measure UEC kW | 43 | #REF!
|  |  | Measure UEC kWh | 44 | #REF!
|  |  | Measure UEC Therm | 45 | #REF!
|  |  | Delivery Type | 46 | #REF!
|  |  | Net to Gross Ratio ID | 47 | #REF!
|  |  | NTGR kWh | 48 | #REF!
|  |  | NTG kW | 49 | #REF!
|  |  | NTG Therms | 50 | #REF!
|  |  | NTGR Cost | 51 | #REF!
|  |  | GSIA ID | 52 | #REF!
|  |  | GSIA Value | 53 | #REF!
|  |  | Electric Impact Profile ID | 54 | #REF!
|  |  | Gas Impact Profile ID | 55 | #REF!
|  |  | Market Effects Benefits | 56 | #REF!
|  |  | Market Effects Costs | 57 | #REF!
|  |  | Measure Inflation | 58 | #REF!
|  |  | Combustion Type | 59 | #REF!
|  |  | Measure Impact Calculation Type | 60 | #REF!
|  |  | Upstream Flag (True / False) | 61 | #REF!
|  |  | Version | 62 | #REF!
|  |  | Water Savings | 63 | #REF!
|  |  | Technology Group | 64 | #REF!
|  |  | Technology Type | 65 | #REF!
|  |  | Use Category | 66 | #REF!
|  |  | Use Subcategory | 67 | #REF!
|  |  | Building HVAC | 68 | #REF!
|  |  | Is IE factor applied? (Yes / No) | 69 | #REF!
|  |  | IE Table Name | 70 | #REF!
|  |  | Measure Qualifier | 71 | #REF!
|  |  | Energy Impact ID | 72 | #REF!
|  |  | Measure Cost ID | 73 | #REF!
|  |  | Measure Impact Type | 74 | #REF!
|  |  | OfferingDesc | 75 | #REF!
|  |  | Measure Detail ID | 76 | #REF!
Create EAD Tables

## MeasureExAnte
PA | MeasureID | Qualifier | SourceDesc | Sector | EnergyImpactID | MeasCostID | StdCostID | EUL_ID | RUL_ID | Version | VersionSource | LastMod | Description | MeasDesc | MeasTechID | MeasImpactType | MeasImpactCalcType | UseCategory | UseSubCategory | TechGroup | TechType | Status | Comment | PreDesc | PreMultiTech | PreTechID | PreTechGroup | PreTechType | StdDesc | StdMultiTech | StdTechID | StdTechGroup | StdTechType | ScaleBasis | TechBased | ApplyIE | IETableName | ImpWeighting | WeightGroupID | LegacyID | StdScaleVal | PreScaleVal
Any | SWHC046A | None | SWHC046-01 | Ag | SWHC046A | SWHC046_01_M001 | SWHC046_01_B001 | HVAC-airHP |  | ExAnte2019 | IOU workpaper | 2020-05-11 | Commercial SEER-rated package heat pump 1 stage, < 65 kBtu/h SEER15 HSPF8.2 (NR) | Commercial SEER-rated package heat pump 1 stage, < 65 kBtu/h SEER15 HSPF8.2 (NR) |  | Deem-WP-FuelSub | Standard | HVAC | HeatCool | dxHP_equip | pkgEER | Proposed |  |  | FALSE |  | dxAC_equip | pkgEER | Commercial Pkg-<65kBtuh AC with Gas Furnace-Code Compliant | FALSE |  | dxAC_equip | pkgEER | None |  | FALSE | None
Any | SWHC046B | None | SWHC046-01 | Ag | SWHC046B | SWHC046_01_M001 | SWHC046_01_B001 | HVAC-airHP |  | ExAnte2019 | IOU workpaper | 2020-05-11 | Commercial SEER-rated package heat pump 2 stage, < 65 kBtu/h SEER15 HSPF8.2 (NR) | Commercial SEER-rated package heat pump 2 stage, < 65 kBtu/h SEER15 HSPF8.2 (NR) |  | Deem-WP-FuelSub | Standard | HVAC | HeatCool | dxHP_equip | pkgEER | Proposed |  |  | FALSE |  | dxAC_equip | pkgEER | Commercial Pkg-<65kBtuh AC with Gas Furnace-Code Compliant | FALSE |  | dxAC_equip | pkgEER | None |  | FALSE | None
Any | SWHC046C | None | SWHC046-01 | Ag | SWHC046C | SWHC046_01_M002 | SWHC046_01_B001 | HVAC-airHP |  | ExAnte2019 | IOU workpaper | 2020-05-11 | Commercial SEER-rated package heat pump, < 65 kBtu/h SEER16 HSPF8.5 (NR) | Commercial SEER-rated package heat pump, < 65 kBtu/h SEER16 HSPF8.5 (NR) |  | Deem-WP-FuelSub | Standard | HVAC | HeatCool | dxHP_equip | pkgEER | Proposed |  |  | FALSE |  | dxAC_equip | pkgEER | Commercial Pkg-<65kBtuh AC with Gas Furnace-Code Compliant | FALSE |  | dxAC_equip | pkgEER | None |  | FALSE | None
Any | SWHC046D | None | SWHC046-01 | Ag | SWHC046D | SWHC046_01_M003 | SWHC046_01_B001 | HVAC-airHP |  | ExAnte2019 | IOU workpaper | 2020-05-11 | Commercial SEER-rated package heat pump, < 65 kBtu/h SEER17 HSPF9.0 (NR) | Commercial SEER-rated package heat pump, < 65 kBtu/h SEER17 HSPF9.0 (NR) |  | Deem-WP-FuelSub | Standard | HVAC | HeatCool | dxHP_equip | pkgEER | Proposed |  |  | FALSE |  | dxAC_equip | pkgEER | Commercial Pkg-<65kBtuh AC with Gas Furnace-Code Compliant | FALSE |  | dxAC_equip | pkgEER | None |  | FALSE | None
Any | SWHC046E | None | SWHC046-01 | Ag | SWHC046E | SWHC046_01_M004 | SWHC046_01_B002 | HVAC-airHP |  | ExAnte2019 | IOU workpaper | 2020-05-11 | Commercial SEER-rated split heat pumps, < 65 kBtu/h SEER15 HSPF8.7 (NR) | Commercial SEER-rated split heat pumps, < 65 kBtu/h SEER15 HSPF8.7 (NR) |  | Deem-WP-FuelSub | Standard | HVAC | HeatCool | dxHP_equip | spltSEER | Proposed |  |  | FALSE |  | dxAC_equip | spltSEER | Commercial Split-<65kBtuh AC with Gas Furnace-Code Compliant | FALSE |  | dxAC_equip | spltSEER | None |  | FALSE | None
Any | SWHC046F | None | SWHC046-01 | Ag | SWHC046F | SWHC046_01_M005 | SWHC046_01_B002 | HVAC-airHP |  | ExAnte2019 | IOU workpaper | 2020-05-11 | Commercial SEER-rated split heat pumps, < 65 kBtu/h SEER16 HSPF9.0 (NR) | Commercial SEER-rated split heat pumps, < 65 kBtu/h SEER16 HSPF9.0 (NR) |  | Deem-WP-FuelSub | Standard | HVAC | HeatCool | dxHP_equip | spltSEER | Proposed |  |  | FALSE |  | dxAC_equip | spltSEER | Commercial Split-<65kBtuh AC with Gas Furnace-Code Compliant | FALSE |  | dxAC_equip | spltSEER | None |  | FALSE | None
Any | SWHC046G | None | SWHC046-01 | Ag | SWHC046G | SWHC046_01_M006 | SWHC046_01_B002 | HVAC-airHP |  | ExAnte2019 | IOU workpaper | 2020-05-11 | Commercial SEER-rated split heat pumps, < 65 kBtu/h SEER17 HSPF9.4 (NR) | Commercial SEER-rated split heat pumps, < 65 kBtu/h SEER17 HSPF9.4 (NR) |  | Deem-WP-FuelSub | Standard | HVAC | HeatCool | dxHP_equip | spltSEER | Proposed |  |  | FALSE |  | dxAC_equip | spltSEER | Commercial Split-<65kBtuh AC with Gas Furnace-Code Compliant | FALSE |  | dxAC_equip | spltSEER | None |  | FALSE | None
Any | SWHC046H | None | SWHC046-01 | Ag | SWHC046H | SWHC046_01_M007 | SWHC046_01_B002 | HVAC-airHP |  | ExAnte2019 | IOU workpaper | 2020-05-11 | Commercial SEER-rated split heat pumps, < 65 kBtu/h SEER18 HSPF9.7 (NR) | Commercial SEER-rated split heat pumps, < 65 kBtu/h SEER18 HSPF9.7 (NR) |  | Deem-WP-FuelSub | Standard | HVAC | HeatCool | dxHP_equip | spltSEER | Proposed |  |  | FALSE |  | dxAC_equip | spltSEER | Commercial Split-<65kBtuh AC with Gas Furnace-Code Compliant | FALSE |  | dxAC_equip | spltSEER | None |  | FALSE | None
Any | SWHC046I | None | SWHC046-01 | Ag | SWHC046I | SWHC046_01_M008 | SWHC046_01_B003 | HVAC-airHP |  | ExAnte2019 | IOU workpaper | 2020-05-11 | Commercial IEER-rated package heat pump, 135 to 239 kBtu/h IEER14.5 COP3.2 (NR) | Commercial IEER-rated package heat pump, 135 to 239 kBtu/h IEER14.5 COP3.2 (NR) |  | Deem-WP-FuelSub | Standard | HVAC | HeatCool | dxHP_equip | pkgEER | Proposed |  |  | FALSE |  | dxAC_equip | pkgEER | Commercial SpltPkg-135to239kBtuh AC with Gas Furnace-Code Compliant | FALSE |  | dxAC_equip | pkgEER | None |  | FALSE | None
Any | SWHC046J | None | SWHC046-01 | Ag | SWHC046J | SWHC046_01_M009 | SWHC046_01_B003 | HVAC-airHP |  | ExAnte2019 | IOU workpaper | 2020-05-11 | Commercial IEER-rated package heat pump, 135 to 239 kBtu/h IEER15.5 COP3.2 (NR) | Commercial IEER-rated package heat pump, 135 to 239 kBtu/h IEER15.5 COP3.2 (NR) |  | Deem-WP-FuelSub | Standard | HVAC | HeatCool | dxHP_equip | pkgEER | Proposed |  |  | FALSE |  | dxAC_equip | pkgEER | Commercial SpltPkg-135to239kBtuh AC with Gas Furnace-Code Compliant | FALSE |  | dxAC_equip | pkgEER | None |  | FALSE | None
Any | SWHC046K | None | SWHC046-01 | Ag | SWHC046K | SWHC046_01_M010 | SWHC046_01_B004 | HVAC-airHP |  | ExAnte2019 | IOU workpaper | 2020-05-11 | Commercial IEER-rated package heat pump, 240 to 760 kBtu/h IEER12.0 COP3.2 (NR) | Commercial IEER-rated package heat pump, 240 to 760 kBtu/h IEER12.0 COP3.2 (NR) |  | Deem-WP-FuelSub | Standard | HVAC | HeatCool | dxHP_equip | pkgEER | Proposed |  |  | FALSE |  | dxAC_equip | pkgEER | Commercial SpltPkg-240to759kBtuh AC with Gas Furnace-Code Compliant | FALSE |  | dxAC_equip | pkgEER | None |  | FALSE | None
Any | SWHC046L | None | SWHC046-01 | Ag | SWHC046L | SWHC046_01_M011 | SWHC046_01_B004 | HVAC-airHP |  | ExAnte2019 | IOU workpaper | 2020-05-11 | Commercial IEER-rated package heat pump, 240 to 760 kBtu/h IEER13.0 COP3.2 (NR) | Commercial IEER-rated package heat pump, 240 to 760 kBtu/h IEER13.0 COP3.2 (NR) |  | Deem-WP-FuelSub | Standard | HVAC | HeatCool | dxHP_equip | pkgEER | Proposed |  |  | FALSE |  | dxAC_equip | pkgEER | Commercial SpltPkg-240to759kBtuh AC with Gas Furnace-Code Compliant | FALSE |  | dxAC_equip | pkgEER | None |  | FALSE | None
Any | SWHC046M | None | SWHC046-01 | Ag | SWHC046M | SWHC046_01_M012 | SWHC046_01_B005 | HVAC-airHP |  | ExAnte2019 | IOU workpaper | 2020-05-11 | Commercial IEER-rated package heat pump, 65 to 134 kBtu/h IEER14.0 COP3.4 (NR) | Commercial IEER-rated package heat pump, 65 to 134 kBtu/h IEER14.0 COP3.4 (NR) |  | Deem-WP-FuelSub | Standard | HVAC | HeatCool | dxHP_equip | pkgEER | Proposed |  |  | FALSE |  | dxAC_equip | pkgEER | Commercial SpltPkg-65to134kBtuh AC with Gas Furnace-Code Compliant | FALSE |  | dxAC_equip | pkgEER | None |  | FALSE | None
Any | SWHC046N | None | SWHC046-01 | Ag | SWHC046N | SWHC046_01_M013 | SWHC046_01_B005 | HVAC-airHP |  | ExAnte2019 | IOU workpaper | 2020-05-11 | Commercial IEER-rated package heat pump, 65 to 134 kBtu/h IEER15.0 COP3.4 (NR) | Commercial IEER-rated package heat pump, 65 to 134 kBtu/h IEER15.0 COP3.4 (NR) |  | Deem-WP-FuelSub | Standard | HVAC | HeatCool | dxHP_equip | pkgEER | Proposed |  |  | FALSE |  | dxAC_equip | pkgEER | Commercial SpltPkg-65to134kBtuh AC with Gas Furnace-Code Compliant | FALSE |  | dxAC_equip | pkgEER | None |  | FALSE | None
Any | SWHC046O | None | SWHC046-01 | Ag | SWHC046O | SWHC046_01_M001 | SWHC046_01_B001 | HVAC-airHP | HVAC-airHP | ExAnte2019 | IOU workpaper | 2020-05-11 | Commercial SEER-rated package heat pump 1 stage, < 65 kBtu/h SEER15 HSPF8.2 (AR) | Commercial SEER-rated package heat pump 1 stage, < 65 kBtu/h SEER15 HSPF8.2 (AR) |  | Deem-WP-FuelSub | Standard | HVAC | HeatCool | dxHP_equip | pkgEER | Proposed |  | Commercial Pkg-<65kBtuh AC with Gas Furnace-Existing Baseline | FALSE |  | dxAC_equip | pkgEER | Commercial Pkg-<65kBtuh AC with Gas Furnace-Code Compliant | FALSE |  | dxAC_equip | pkgEER | None |  | FALSE | None
Any | SWHC046P | None | SWHC046-01 | Ag | SWHC046P | SWHC046_01_M001 | SWHC046_01_B001 | HVAC-airHP | HVAC-airHP | ExAnte2019 | IOU workpaper | 2020-05-11 | Commercial SEER-rated package heat pump 2 stage, < 65 kBtu/h SEER15 HSPF8.2 (AR) | Commercial SEER-rated package heat pump 2 stage, < 65 kBtu/h SEER15 HSPF8.2 (AR) |  | Deem-WP-FuelSub | Standard | HVAC | HeatCool | dxHP_equip | pkgEER | Proposed |  | Commercial Pkg-<65kBtuh AC with Gas Furnace-Existing Baseline | FALSE |  | dxAC_equip | pkgEER | Commercial Pkg-<65kBtuh AC with Gas Furnace-Code Compliant | FALSE |  | dxAC_equip | pkgEER | None |  | FALSE | None
Any | SWHC046Q | None | SWHC046-01 | Ag | SWHC046Q | SWHC046_01_M002 | SWHC046_01_B001 | HVAC-airHP | HVAC-airHP | ExAnte2019 | IOU workpaper | 2020-05-11 | Commercial SEER-rated package heat pump, < 65 kBtu/h SEER16 HSPF8.5 (AR) | Commercial SEER-rated package heat pump, < 65 kBtu/h SEER16 HSPF8.5 (AR) |  | Deem-WP-FuelSub | Standard | HVAC | HeatCool | dxHP_equip | pkgEER | Proposed |  | Commercial Pkg-<65kBtuh AC with Gas Furnace-Existing Baseline | FALSE |  | dxAC_equip | pkgEER | Commercial Pkg-<65kBtuh AC with Gas Furnace-Code Compliant | FALSE |  | dxAC_equip | pkgEER | None |  | FALSE | None
Any | SWHC046R | None | SWHC046-01 | Ag | SWHC046R | SWHC046_01_M003 | SWHC046_01_B001 | HVAC-airHP | HVAC-airHP | ExAnte2019 | IOU workpaper | 2020-05-11 | Commercial SEER-rated package heat pump, < 65 kBtu/h SEER17 HSPF9.0 (AR) | Commercial SEER-rated package heat pump, < 65 kBtu/h SEER17 HSPF9.0 (AR) |  | Deem-WP-FuelSub | Standard | HVAC | HeatCool | dxHP_equip | pkgEER | Proposed |  | Commercial Pkg-<65kBtuh AC with Gas Furnace-Existing Baseline | FALSE |  | dxAC_equip | pkgEER | Commercial Pkg-<65kBtuh AC with Gas Furnace-Code Compliant | FALSE |  | dxAC_equip | pkgEER | None |  | FALSE | None
Any | SWHC046S | None | SWHC046-01 | Ag | SWHC046S | SWHC046_01_M004 | SWHC046_01_B002 | HVAC-airHP | HVAC-airHP | ExAnte2019 | IOU workpaper | 2020-05-11 | Commercial SEER-rated split heat pumps, < 65 kBtu/h SEER15 HSPF8.7 (AR) | Commercial SEER-rated split heat pumps, < 65 kBtu/h SEER15 HSPF8.7 (AR) |  | Deem-WP-FuelSub | Standard | HVAC | HeatCool | dxHP_equip | spltSEER | Proposed |  | Commercial Split-<65kBtuh AC with Gas Furnace-Existing Baseline | FALSE |  | dxAC_equip | spltSEER | Commercial Split-<65kBtuh AC with Gas Furnace-Code Compliant | FALSE |  | dxAC_equip | spltSEER | None |  | FALSE | None
Any | SWHC046T | None | SWHC046-01 | Ag | SWHC046T | SWHC046_01_M005 | SWHC046_01_B002 | HVAC-airHP | HVAC-airHP | ExAnte2019 | IOU workpaper | 2020-05-11 | Commercial SEER-rated split heat pumps, < 65 kBtu/h SEER16 HSPF9.0 (AR) | Commercial SEER-rated split heat pumps, < 65 kBtu/h SEER16 HSPF9.0 (AR) |  | Deem-WP-FuelSub | Standard | HVAC | HeatCool | dxHP_equip | spltSEER | Proposed |  | Commercial Split-<65kBtuh AC with Gas Furnace-Existing Baseline | FALSE |  | dxAC_equip | spltSEER | Commercial Split-<65kBtuh AC with Gas Furnace-Code Compliant | FALSE |  | dxAC_equip | spltSEER | None |  | FALSE | None
Any | SWHC046U | None | SWHC046-01 | Ag | SWHC046U | SWHC046_01_M006 | SWHC046_01_B002 | HVAC-airHP | HVAC-airHP | ExAnte2019 | IOU workpaper | 2020-05-11 | Commercial SEER-rated split heat pumps, < 65 kBtu/h SEER17 HSPF9.4 (AR) | Commercial SEER-rated split heat pumps, < 65 kBtu/h SEER17 HSPF9.4 (AR) |  | Deem-WP-FuelSub | Standard | HVAC | HeatCool | dxHP_equip | spltSEER | Proposed |  | Commercial Split-<65kBtuh AC with Gas Furnace-Existing Baseline | FALSE |  | dxAC_equip | spltSEER | Commercial Split-<65kBtuh AC with Gas Furnace-Code Compliant | FALSE |  | dxAC_equip | spltSEER | None |  | FALSE | None
Any | SWHC046V | None | SWHC046-01 | Ag | SWHC046V | SWHC046_01_M007 | SWHC046_01_B002 | HVAC-airHP | HVAC-airHP | ExAnte2019 | IOU workpaper | 2020-05-11 | Commercial SEER-rated split heat pumps, < 65 kBtu/h SEER18 HSPF9.7 (AR) | Commercial SEER-rated split heat pumps, < 65 kBtu/h SEER18 HSPF9.7 (AR) |  | Deem-WP-FuelSub | Standard | HVAC | HeatCool | dxHP_equip | spltSEER | Proposed |  | Commercial Split-<65kBtuh with Gas Furnace-Existing Baseline | FALSE |  | dxAC_equip | spltSEER | Commercial Split-<65kBtuh AC with Gas Furnace-Code Compliant | FALSE |  | dxAC_equip | spltSEER | None |  | FALSE | None
Any | SWHC046W | None | SWHC046-01 | Ag | SWHC046W | SWHC046_01_M008 | SWHC046_01_B003 | HVAC-airHP | HVAC-airHP | ExAnte2019 | IOU workpaper | 2020-05-11 | Commercial IEER-rated package heat pump, 135 to 239 kBtu/h IEER14.5 COP3.2 (AR) | Commercial IEER-rated package heat pump, 135 to 239 kBtu/h IEER14.5 COP3.2 (AR) |  | Deem-WP-FuelSub | Standard | HVAC | HeatCool | dxHP_equip | pkgEER | Proposed |  | Commercial SpltPkg-135to239kBtuh AC with Gas Furnace-Existing Baseline | FALSE |  | dxAC_equip | pkgEER | Commercial SpltPkg-135to239kBtuh AC with Gas Furnace-Code Compliant | FALSE |  | dxAC_equip | pkgEER | None |  | FALSE | None
Any | SWHC046X | None | SWHC046-01 | Ag | SWHC046X | SWHC046_01_M009 | SWHC046_01_B003 | HVAC-airHP | HVAC-airHP | ExAnte2019 | IOU workpaper | 2020-05-11 | Commercial IEER-rated package heat pump, 135 to 239 kBtu/h IEER15.5 COP3.2 (AR) | Commercial IEER-rated package heat pump, 135 to 239 kBtu/h IEER15.5 COP3.2 (AR) |  | Deem-WP-FuelSub | Standard | HVAC | HeatCool | dxHP_equip | pkgEER | Proposed |  | Commercial SpltPkg-135to239kBtuh AC with Gas Furnace-Existing Baseline | FALSE |  | dxAC_equip | pkgEER | Commercial SpltPkg-135to239kBtuh AC with Gas Furnace-Code Compliant | FALSE |  | dxAC_equip | pkgEER | None |  | FALSE | None
Any | SWHC046Y | None | SWHC046-01 | Ag | SWHC046Y | SWHC046_01_M010 | SWHC046_01_B004 | HVAC-airHP | HVAC-airHP | ExAnte2019 | IOU workpaper | 2020-05-11 | Commercial IEER-rated package heat pump, 240 to 760 kBtu/h IEER12.0 COP3.2 (AR) | Commercial IEER-rated package heat pump, 240 to 760 kBtu/h IEER12.0 COP3.2 (AR) |  | Deem-WP-FuelSub | Standard | HVAC | HeatCool | dxHP_equip | pkgEER | Proposed |  | Commercial SpltPkg-240to759kBtuh AC with Gas Furnace-Existing Baseline | FALSE |  | dxAC_equip | pkgEER | Commercial SpltPkg-240to759kBtuh AC with Gas Furnace-Code Compliant | FALSE |  | dxAC_equip | pkgEER | None |  | FALSE | None
Any | SWHC046Z | None | SWHC046-01 | Ag | SWHC046Z | SWHC046_01_M011 | SWHC046_01_B004 | HVAC-airHP | HVAC-airHP | ExAnte2019 | IOU workpaper | 2020-05-11 | Commercial IEER-rated package heat pump, 240 to 760 kBtu/h IEER13.0 COP3.2 (AR) | Commercial IEER-rated package heat pump, 240 to 760 kBtu/h IEER13.0 COP3.2 (AR) |  | Deem-WP-FuelSub | Standard | HVAC | HeatCool | dxHP_equip | pkgEER | Proposed |  | Commercial SpltPkg-240to759kBtuh AC with Gas Furnace-Existing Baseline | FALSE |  | dxAC_equip | pkgEER | Commercial SpltPkg-240to759kBtuh AC with Gas Furnace-Code Compliant | FALSE |  | dxAC_equip | pkgEER | None |  | FALSE | None
Any | SWHC046AA | None | SWHC046-01 | Ag | SWHC046AA | SWHC046_01_M012 | SWHC046_01_B005 | HVAC-airHP | HVAC-airHP | ExAnte2019 | IOU workpaper | 2020-05-11 | Commercial IEER-rated package heat pump, 65 to 134 kBtu/h IEER14.0 COP3.4 (AR) | Commercial IEER-rated package heat pump, 65 to 134 kBtu/h IEER14.0 COP3.4 (AR) |  | Deem-WP-FuelSub | Standard | HVAC | HeatCool | dxHP_equip | pkgEER | Proposed |  | Commercial SpltPkg-65to134kBtuh AC with Gas Furnace-Existing Baseline | FALSE |  | dxAC_equip | pkgEER | Commercial SpltPkg-65to134kBtuh AC with Gas Furnace-Code Compliant | FALSE |  | dxAC_equip | pkgEER | None |  | FALSE | None
Any | SWHC046AB | None | SWHC046-01 | Ag | SWHC046AB | SWHC046_01_M013 | SWHC046_01_B005 | HVAC-airHP | HVAC-airHP | ExAnte2019 | IOU workpaper | 2020-05-11 | Commercial IEER-rated package heat pump, 65 to 134 kBtu/h IEER15.0 COP3.4 (AR) | Commercial IEER-rated package heat pump, 65 to 134 kBtu/h IEER15.0 COP3.4 (AR) |  | Deem-WP-FuelSub | Standard | HVAC | HeatCool | dxHP_equip | pkgEER | Proposed |  | Commercial SpltPkg-65to134kBtuh AC with Gas Furnace-Existing Baseline | FALSE |  | dxAC_equip | pkgEER | Commercial SpltPkg-65to134kBtuh AC with Gas Furnace-Code Compliant | FALSE |  | dxAC_equip | pkgEER | None |  | FALSE | None
Any | SWHC046AC | None | SWHC046-01 | Ag | SWHC046AC | SWHC046_01_M001 | SWHC046_01_B001 | HVAC-airHP |  | ExAnte2019 | IOU workpaper | 2020-05-11 | Commercial SEER-rated package heat pump 1 stage, < 65 kBtu/h SEER15 HSPF8.2 (NC) | Commercial SEER-rated package heat pump 1 stage, < 65 kBtu/h SEER15 HSPF8.2 (NC) |  | Deem-WP-FuelSub | Standard | HVAC | HeatCool | dxHP_equip | pkgEER | Proposed |  |  | FALSE |  | dxAC_equip | pkgEER | Commercial Pkg-<65kBtuh AC with Gas Furnace-Code Compliant | FALSE |  | dxAC_equip | pkgEER | None |  | FALSE | None
Any | SWHC046AD | None | SWHC046-01 | Ag | SWHC046AD | SWHC046_01_M001 | SWHC046_01_B001 | HVAC-airHP |  | ExAnte2019 | IOU workpaper | 2020-05-11 | Commercial SEER-rated package heat pump 2 stage, < 65 kBtu/h SEER15 HSPF8.2 (NC) | Commercial SEER-rated package heat pump 2 stage, < 65 kBtu/h SEER15 HSPF8.2 (NC) |  | Deem-WP-FuelSub | Standard | HVAC | HeatCool | dxHP_equip | pkgEER | Proposed |  |  | FALSE |  | dxAC_equip | pkgEER | Commercial Pkg-<65kBtuh AC with Gas Furnace-Code Compliant | FALSE |  | dxAC_equip | pkgEER | None |  | FALSE | None
Any | SWHC046AE | None | SWHC046-01 | Ag | SWHC046AE | SWHC046_01_M002 | SWHC046_01_B001 | HVAC-airHP |  | ExAnte2019 | IOU workpaper | 2020-05-11 | Commercial SEER-rated package heat pump, < 65 kBtu/h SEER16 HSPF8.5 (NC) | Commercial SEER-rated package heat pump, < 65 kBtu/h SEER16 HSPF8.5 (NC) |  | Deem-WP-FuelSub | Standard | HVAC | HeatCool | dxHP_equip | pkgEER | Proposed |  |  | FALSE |  | dxAC_equip | pkgEER | Commercial Pkg-<65kBtuh AC with Gas Furnace-Code Compliant | FALSE |  | dxAC_equip | pkgEER | None |  | FALSE | None
Any | SWHC046AF | None | SWHC046-01 | Ag | SWHC046AF | SWHC046_01_M003 | SWHC046_01_B001 | HVAC-airHP |  | ExAnte2019 | IOU workpaper | 2020-05-11 | Commercial SEER-rated package heat pump, < 65 kBtu/h SEER17 HSPF9.0 (NC) | Commercial SEER-rated package heat pump, < 65 kBtu/h SEER17 HSPF9.0 (NC) |  | Deem-WP-FuelSub | Standard | HVAC | HeatCool | dxHP_equip | pkgEER | Proposed |  |  | FALSE |  | dxAC_equip | pkgEER | Commercial Pkg-<65kBtuh AC with Gas Furnace-Code Compliant | FALSE |  | dxAC_equip | pkgEER | None |  | FALSE | None
Any | SWHC046AG | None | SWHC046-01 | Ag | SWHC046AG | SWHC046_01_M004 | SWHC046_01_B002 | HVAC-airHP |  | ExAnte2019 | IOU workpaper | 2020-05-11 | Commercial SEER-rated split heat pumps, < 65 kBtu/h SEER15 HSPF8.7 (NC) | Commercial SEER-rated split heat pumps, < 65 kBtu/h SEER15 HSPF8.7 (NC) |  | Deem-WP-FuelSub | Standard | HVAC | HeatCool | dxHP_equip | spltSEER | Proposed |  |  | FALSE |  | dxAC_equip | spltSEER | Commercial Split-<65kBtuh AC with Gas Furnace-Code Compliant | FALSE |  | dxAC_equip | spltSEER | None |  | FALSE | None
Any | SWHC046AH | None | SWHC046-01 | Ag | SWHC046AH | SWHC046_01_M005 | SWHC046_01_B002 | HVAC-airHP |  | ExAnte2019 | IOU workpaper | 2020-05-11 | Commercial SEER-rated split heat pumps, < 65 kBtu/h SEER16 HSPF9.0 (NC) | Commercial SEER-rated split heat pumps, < 65 kBtu/h SEER16 HSPF9.0 (NC) |  | Deem-WP-FuelSub | Standard | HVAC | HeatCool | dxHP_equip | spltSEER | Proposed |  |  | FALSE |  | dxAC_equip | spltSEER | Commercial Split-<65kBtuh AC with Gas Furnace-Code Compliant | FALSE |  | dxAC_equip | spltSEER | None |  | FALSE | None
Any | SWHC046AI | None | SWHC046-01 | Ag | SWHC046AI | SWHC046_01_M006 | SWHC046_01_B002 | HVAC-airHP |  | ExAnte2019 | IOU workpaper | 2020-05-11 | Commercial SEER-rated split heat pumps, < 65 kBtu/h SEER17 HSPF9.4 (NC) | Commercial SEER-rated split heat pumps, < 65 kBtu/h SEER17 HSPF9.4 (NC) |  | Deem-WP-FuelSub | Standard | HVAC | HeatCool | dxHP_equip | spltSEER | Proposed |  |  | FALSE |  | dxAC_equip | spltSEER | Commercial Split-<65kBtuh AC with Gas Furnace-Code Compliant | FALSE |  | dxAC_equip | spltSEER | None |  | FALSE | None
Any | SWHC046AJ | None | SWHC046-01 | Ag | SWHC046AJ | SWHC046_01_M007 | SWHC046_01_B002 | HVAC-airHP |  | ExAnte2019 | IOU workpaper | 2020-05-11 | Commercial SEER-rated split heat pumps, < 65 kBtu/h SEER18 HSPF9.7 (NC) | Commercial SEER-rated split heat pumps, < 65 kBtu/h SEER18 HSPF9.7 (NC) |  | Deem-WP-FuelSub | Standard | HVAC | HeatCool | dxHP_equip | spltSEER | Proposed |  |  | FALSE |  | dxAC_equip | spltSEER | Commercial Split-<65kBtuh AC with Gas Furnace-Code Compliant | FALSE |  | dxAC_equip | spltSEER | None |  | FALSE | None
Any | SWHC046AK | None | SWHC046-01 | Ag | SWHC046AK | SWHC046_01_M008 | SWHC046_01_B003 | HVAC-airHP |  | ExAnte2019 | IOU workpaper | 2020-05-11 | Commercial IEER-rated package heat pump, 135 to 239 kBtu/h IEER14.5 COP3.2 (NC) | Commercial IEER-rated package heat pump, 135 to 239 kBtu/h IEER14.5 COP3.2 (NC) |  | Deem-WP-FuelSub | Standard | HVAC | HeatCool | dxHP_equip | pkgEER | Proposed |  |  | FALSE |  | dxAC_equip | pkgEER | Commercial SpltPkg-135to239kBtuh AC with Gas Furnace-Code Compliant | FALSE |  | dxAC_equip | pkgEER | None |  | FALSE | None
Any | SWHC046AL | None | SWHC046-01 | Ag | SWHC046AL | SWHC046_01_M009 | SWHC046_01_B003 | HVAC-airHP |  | ExAnte2019 | IOU workpaper | 2020-05-11 | Commercial IEER-rated package heat pump, 135 to 239 kBtu/h IEER15.5 COP3.2 (NC) | Commercial IEER-rated package heat pump, 135 to 239 kBtu/h IEER15.5 COP3.2 (NC) |  | Deem-WP-FuelSub | Standard | HVAC | HeatCool | dxHP_equip | pkgEER | Proposed |  |  | FALSE |  | dxAC_equip | pkgEER | Commercial SpltPkg-135to239kBtuh AC with Gas Furnace-Code Compliant | FALSE |  | dxAC_equip | pkgEER | None |  | FALSE | None
Any | SWHC046AM | None | SWHC046-01 | Ag | SWHC046AM | SWHC046_01_M010 | SWHC046_01_B004 | HVAC-airHP |  | ExAnte2019 | IOU workpaper | 2020-05-11 | Commercial IEER-rated package heat pump, 240 to 760 kBtu/h IEER12.0 COP3.2 (NC) | Commercial IEER-rated package heat pump, 240 to 760 kBtu/h IEER12.0 COP3.2 (NC) |  | Deem-WP-FuelSub | Standard | HVAC | HeatCool | dxHP_equip | pkgEER | Proposed |  |  | FALSE |  | dxAC_equip | pkgEER | Commercial SpltPkg-240to759kBtuh AC with Gas Furnace-Code Compliant | FALSE |  | dxAC_equip | pkgEER | None |  | FALSE | None
Any | SWHC046AN | None | SWHC046-01 | Ag | SWHC046AN | SWHC046_01_M011 | SWHC046_01_B004 | HVAC-airHP |  | ExAnte2019 | IOU workpaper | 2020-05-11 | Commercial IEER-rated package heat pump, 240 to 760 kBtu/h IEER13.0 COP3.2 (NC) | Commercial IEER-rated package heat pump, 240 to 760 kBtu/h IEER13.0 COP3.2 (NC) |  | Deem-WP-FuelSub | Standard | HVAC | HeatCool | dxHP_equip | pkgEER | Proposed |  |  | FALSE |  | dxAC_equip | pkgEER | Commercial SpltPkg-240to759kBtuh AC with Gas Furnace-Code Compliant | FALSE |  | dxAC_equip | pkgEER | None |  | FALSE | None
Any | SWHC046AO | None | SWHC046-01 | Ag | SWHC046AO | SWHC046_01_M012 | SWHC046_01_B005 | HVAC-airHP |  | ExAnte2019 | IOU workpaper | 2020-05-11 | Commercial IEER-rated package heat pump, 65 to 134 kBtu/h IEER14.0 COP3.4 (NC) | Commercial IEER-rated package heat pump, 65 to 134 kBtu/h IEER14.0 COP3.4 (NC) |  | Deem-WP-FuelSub | Standard | HVAC | HeatCool | dxHP_equip | pkgEER | Proposed |  |  | FALSE |  | dxAC_equip | pkgEER | Commercial SpltPkg-65to134kBtuh AC with Gas Furnace-Code Compliant | FALSE |  | dxAC_equip | pkgEER | None |  | FALSE | None
Any | SWHC046AP | None | SWHC046-01 | Ag | SWHC046AP | SWHC046_01_M013 | SWHC046_01_B005 | HVAC-airHP |  | ExAnte2019 | IOU workpaper | 2020-05-11 | Commercial IEER-rated package heat pump, 65 to 134 kBtu/h IEER15.0 COP3.4 (NC) | Commercial IEER-rated package heat pump, 65 to 134 kBtu/h IEER15.0 COP3.4 (NC) |  | Deem-WP-FuelSub | Standard | HVAC | HeatCool | dxHP_equip | pkgEER | Proposed |  |  | FALSE |  | dxAC_equip | pkgEER | Commercial SpltPkg-65to134kBtuh AC with Gas Furnace-Code Compliant | FALSE |  | dxAC_equip | pkgEER | None |  | FALSE | None
Any | SWHC046A | None | SWHC046-01 | Com | SWHC046A | SWHC046_01_M001 | SWHC046_01_B001 | HVAC-airHP |  | ExAnte2019 | IOU workpaper | 2020-05-11 | Commercial SEER-rated package heat pump 1 stage, < 65 kBtu/h SEER15 HSPF8.2 (NR) | Commercial SEER-rated package heat pump 1 stage, < 65 kBtu/h SEER15 HSPF8.2 (NR) |  | Deem-WP-FuelSub | Standard | HVAC | HeatCool | dxHP_equip | pkgEER | Proposed |  |  | FALSE |  | dxAC_equip | pkgEER | Commercial Pkg-<65kBtuh AC with Gas Furnace-Code Compliant | FALSE |  | dxAC_equip | pkgEER | None |  | FALSE | None
Any | SWHC046B | None | SWHC046-01 | Com | SWHC046B | SWHC046_01_M001 | SWHC046_01_B001 | HVAC-airHP |  | ExAnte2019 | IOU workpaper | 2020-05-11 | Commercial SEER-rated package heat pump 2 stage, < 65 kBtu/h SEER15 HSPF8.2 (NR) | Commercial SEER-rated package heat pump 2 stage, < 65 kBtu/h SEER15 HSPF8.2 (NR) |  | Deem-WP-FuelSub | Standard | HVAC | HeatCool | dxHP_equip | pkgEER | Proposed |  |  | FALSE |  | dxAC_equip | pkgEER | Commercial Pkg-<65kBtuh AC with Gas Furnace-Code Compliant | FALSE |  | dxAC_equip | pkgEER | None |  | FALSE | None
Any | SWHC046C | None | SWHC046-01 | Com | SWHC046C | SWHC046_01_M002 | SWHC046_01_B001 | HVAC-airHP |  | ExAnte2019 | IOU workpaper | 2020-05-11 | Commercial SEER-rated package heat pump, < 65 kBtu/h SEER16 HSPF8.5 (NR) | Commercial SEER-rated package heat pump, < 65 kBtu/h SEER16 HSPF8.5 (NR) |  | Deem-WP-FuelSub | Standard | HVAC | HeatCool | dxHP_equip | pkgEER | Proposed |  |  | FALSE |  | dxAC_equip | pkgEER | Commercial Pkg-<65kBtuh AC with Gas Furnace-Code Compliant | FALSE |  | dxAC_equip | pkgEER | None |  | FALSE | None
Any | SWHC046D | None | SWHC046-01 | Com | SWHC046D | SWHC046_01_M003 | SWHC046_01_B001 | HVAC-airHP |  | ExAnte2019 | IOU workpaper | 2020-05-11 | Commercial SEER-rated package heat pump, < 65 kBtu/h SEER17 HSPF9.0 (NR) | Commercial SEER-rated package heat pump, < 65 kBtu/h SEER17 HSPF9.0 (NR) |  | Deem-WP-FuelSub | Standard | HVAC | HeatCool | dxHP_equip | pkgEER | Proposed |  |  | FALSE |  | dxAC_equip | pkgEER | Commercial Pkg-<65kBtuh AC with Gas Furnace-Code Compliant | FALSE |  | dxAC_equip | pkgEER | None |  | FALSE | None
Any | SWHC046E | None | SWHC046-01 | Com | SWHC046E | SWHC046_01_M004 | SWHC046_01_B002 | HVAC-airHP |  | ExAnte2019 | IOU workpaper | 2020-05-11 | Commercial SEER-rated split heat pumps, < 65 kBtu/h SEER15 HSPF8.7 (NR) | Commercial SEER-rated split heat pumps, < 65 kBtu/h SEER15 HSPF8.7 (NR) |  | Deem-WP-FuelSub | Standard | HVAC | HeatCool | dxHP_equip | spltSEER | Proposed |  |  | FALSE |  | dxAC_equip | spltSEER | Commercial Split-<65kBtuh AC with Gas Furnace-Code Compliant | FALSE |  | dxAC_equip | spltSEER | None |  | FALSE | None
Any | SWHC046F | None | SWHC046-01 | Com | SWHC046F | SWHC046_01_M005 | SWHC046_01_B002 | HVAC-airHP |  | ExAnte2019 | IOU workpaper | 2020-05-11 | Commercial SEER-rated split heat pumps, < 65 kBtu/h SEER16 HSPF9.0 (NR) | Commercial SEER-rated split heat pumps, < 65 kBtu/h SEER16 HSPF9.0 (NR) |  | Deem-WP-FuelSub | Standard | HVAC | HeatCool | dxHP_equip | spltSEER | Proposed |  |  | FALSE |  | dxAC_equip | spltSEER | Commercial Split-<65kBtuh AC with Gas Furnace-Code Compliant | FALSE |  | dxAC_equip | spltSEER | None |  | FALSE | None
Any | SWHC046G | None | SWHC046-01 | Com | SWHC046G | SWHC046_01_M006 | SWHC046_01_B002 | HVAC-airHP |  | ExAnte2019 | IOU workpaper | 2020-05-11 | Commercial SEER-rated split heat pumps, < 65 kBtu/h SEER17 HSPF9.4 (NR) | Commercial SEER-rated split heat pumps, < 65 kBtu/h SEER17 HSPF9.4 (NR) |  | Deem-WP-FuelSub | Standard | HVAC | HeatCool | dxHP_equip | spltSEER | Proposed |  |  | FALSE |  | dxAC_equip | spltSEER | Commercial Split-<65kBtuh AC with Gas Furnace-Code Compliant | FALSE |  | dxAC_equip | spltSEER | None |  | FALSE | None
Any | SWHC046H | None | SWHC046-01 | Com | SWHC046H | SWHC046_01_M007 | SWHC046_01_B002 | HVAC-airHP |  | ExAnte2019 | IOU workpaper | 2020-05-11 | Commercial SEER-rated split heat pumps, < 65 kBtu/h SEER18 HSPF9.7 (NR) | Commercial SEER-rated split heat pumps, < 65 kBtu/h SEER18 HSPF9.7 (NR) |  | Deem-WP-FuelSub | Standard | HVAC | HeatCool | dxHP_equip | spltSEER | Proposed |  |  | FALSE |  | dxAC_equip | spltSEER | Commercial Split-<65kBtuh AC with Gas Furnace-Code Compliant | FALSE |  | dxAC_equip | spltSEER | None |  | FALSE | None
Any | SWHC046I | None | SWHC046-01 | Com | SWHC046I | SWHC046_01_M008 | SWHC046_01_B003 | HVAC-airHP |  | ExAnte2019 | IOU workpaper | 2020-05-11 | Commercial IEER-rated package heat pump, 135 to 239 kBtu/h IEER14.5 COP3.2 (NR) | Commercial IEER-rated package heat pump, 135 to 239 kBtu/h IEER14.5 COP3.2 (NR) |  | Deem-WP-FuelSub | Standard | HVAC | HeatCool | dxHP_equip | pkgEER | Proposed |  |  | FALSE |  | dxAC_equip | pkgEER | Commercial SpltPkg-135to239kBtuh AC with Gas Furnace-Code Compliant | FALSE |  | dxAC_equip | pkgEER | None |  | FALSE | None
Any | SWHC046J | None | SWHC046-01 | Com | SWHC046J | SWHC046_01_M009 | SWHC046_01_B003 | HVAC-airHP |  | ExAnte2019 | IOU workpaper | 2020-05-11 | Commercial IEER-rated package heat pump, 135 to 239 kBtu/h IEER15.5 COP3.2 (NR) | Commercial IEER-rated package heat pump, 135 to 239 kBtu/h IEER15.5 COP3.2 (NR) |  | Deem-WP-FuelSub | Standard | HVAC | HeatCool | dxHP_equip | pkgEER | Proposed |  |  | FALSE |  | dxAC_equip | pkgEER | Commercial SpltPkg-135to239kBtuh AC with Gas Furnace-Code Compliant | FALSE |  | dxAC_equip | pkgEER | None |  | FALSE | None
Any | SWHC046K | None | SWHC046-01 | Com | SWHC046K | SWHC046_01_M010 | SWHC046_01_B004 | HVAC-airHP |  | ExAnte2019 | IOU workpaper | 2020-05-11 | Commercial IEER-rated package heat pump, 240 to 760 kBtu/h IEER12.0 COP3.2 (NR) | Commercial IEER-rated package heat pump, 240 to 760 kBtu/h IEER12.0 COP3.2 (NR) |  | Deem-WP-FuelSub | Standard | HVAC | HeatCool | dxHP_equip | pkgEER | Proposed |  |  | FALSE |  | dxAC_equip | pkgEER | Commercial SpltPkg-240to759kBtuh AC with Gas Furnace-Code Compliant | FALSE |  | dxAC_equip | pkgEER | None |  | FALSE | None
Any | SWHC046L | None | SWHC046-01 | Com | SWHC046L | SWHC046_01_M011 | SWHC046_01_B004 | HVAC-airHP |  | ExAnte2019 | IOU workpaper | 2020-05-11 | Commercial IEER-rated package heat pump, 240 to 760 kBtu/h IEER13.0 COP3.2 (NR) | Commercial IEER-rated package heat pump, 240 to 760 kBtu/h IEER13.0 COP3.2 (NR) |  | Deem-WP-FuelSub | Standard | HVAC | HeatCool | dxHP_equip | pkgEER | Proposed |  |  | FALSE |  | dxAC_equip | pkgEER | Commercial SpltPkg-240to759kBtuh AC with Gas Furnace-Code Compliant | FALSE |  | dxAC_equip | pkgEER | None |  | FALSE | None
Any | SWHC046M | None | SWHC046-01 | Com | SWHC046M | SWHC046_01_M012 | SWHC046_01_B005 | HVAC-airHP |  | ExAnte2019 | IOU workpaper | 2020-05-11 | Commercial IEER-rated package heat pump, 65 to 134 kBtu/h IEER14.0 COP3.4 (NR) | Commercial IEER-rated package heat pump, 65 to 134 kBtu/h IEER14.0 COP3.4 (NR) |  | Deem-WP-FuelSub | Standard | HVAC | HeatCool | dxHP_equip | pkgEER | Proposed |  |  | FALSE |  | dxAC_equip | pkgEER | Commercial SpltPkg-65to134kBtuh AC with Gas Furnace-Code Compliant | FALSE |  | dxAC_equip | pkgEER | None |  | FALSE | None
Any | SWHC046N | None | SWHC046-01 | Com | SWHC046N | SWHC046_01_M013 | SWHC046_01_B005 | HVAC-airHP |  | ExAnte2019 | IOU workpaper | 2020-05-11 | Commercial IEER-rated package heat pump, 65 to 134 kBtu/h IEER15.0 COP3.4 (NR) | Commercial IEER-rated package heat pump, 65 to 134 kBtu/h IEER15.0 COP3.4 (NR) |  | Deem-WP-FuelSub | Standard | HVAC | HeatCool | dxHP_equip | pkgEER | Proposed |  |  | FALSE |  | dxAC_equip | pkgEER | Commercial SpltPkg-65to134kBtuh AC with Gas Furnace-Code Compliant | FALSE |  | dxAC_equip | pkgEER | None |  | FALSE | None
Any | SWHC046O | None | SWHC046-01 | Com | SWHC046O | SWHC046_01_M001 | SWHC046_01_B001 | HVAC-airHP | HVAC-airHP | ExAnte2019 | IOU workpaper | 2020-05-11 | Commercial SEER-rated package heat pump 1 stage, < 65 kBtu/h SEER15 HSPF8.2 (AR) | Commercial SEER-rated package heat pump 1 stage, < 65 kBtu/h SEER15 HSPF8.2 (AR) |  | Deem-WP-FuelSub | Standard | HVAC | HeatCool | dxHP_equip | pkgEER | Proposed |  | Commercial Pkg-<65kBtuh AC with Gas Furnace-Existing Baseline | FALSE |  | dxAC_equip | pkgEER | Commercial Pkg-<65kBtuh AC with Gas Furnace-Code Compliant | FALSE |  | dxAC_equip | pkgEER | None |  | FALSE | None
Any | SWHC046P | None | SWHC046-01 | Com | SWHC046P | SWHC046_01_M001 | SWHC046_01_B001 | HVAC-airHP | HVAC-airHP | ExAnte2019 | IOU workpaper | 2020-05-11 | Commercial SEER-rated package heat pump 2 stage, < 65 kBtu/h SEER15 HSPF8.2 (AR) | Commercial SEER-rated package heat pump 2 stage, < 65 kBtu/h SEER15 HSPF8.2 (AR) |  | Deem-WP-FuelSub | Standard | HVAC | HeatCool | dxHP_equip | pkgEER | Proposed |  | Commercial Pkg-<65kBtuh AC with Gas Furnace-Existing Baseline | FALSE |  | dxAC_equip | pkgEER | Commercial Pkg-<65kBtuh AC with Gas Furnace-Code Compliant | FALSE |  | dxAC_equip | pkgEER | None |  | FALSE | None
Any | SWHC046Q | None | SWHC046-01 | Com | SWHC046Q | SWHC046_01_M002 | SWHC046_01_B001 | HVAC-airHP | HVAC-airHP | ExAnte2019 | IOU workpaper | 2020-05-11 | Commercial SEER-rated package heat pump, < 65 kBtu/h SEER16 HSPF8.5 (AR) | Commercial SEER-rated package heat pump, < 65 kBtu/h SEER16 HSPF8.5 (AR) |  | Deem-WP-FuelSub | Standard | HVAC | HeatCool | dxHP_equip | pkgEER | Proposed |  | Commercial Pkg-<65kBtuh AC with Gas Furnace-Existing Baseline | FALSE |  | dxAC_equip | pkgEER | Commercial Pkg-<65kBtuh AC with Gas Furnace-Code Compliant | FALSE |  | dxAC_equip | pkgEER | None |  | FALSE | None
Any | SWHC046R | None | SWHC046-01 | Com | SWHC046R | SWHC046_01_M003 | SWHC046_01_B001 | HVAC-airHP | HVAC-airHP | ExAnte2019 | IOU workpaper | 2020-05-11 | Commercial SEER-rated package heat pump, < 65 kBtu/h SEER17 HSPF9.0 (AR) | Commercial SEER-rated package heat pump, < 65 kBtu/h SEER17 HSPF9.0 (AR) |  | Deem-WP-FuelSub | Standard | HVAC | HeatCool | dxHP_equip | pkgEER | Proposed |  | Commercial Pkg-<65kBtuh AC with Gas Furnace-Existing Baseline | FALSE |  | dxAC_equip | pkgEER | Commercial Pkg-<65kBtuh AC with Gas Furnace-Code Compliant | FALSE |  | dxAC_equip | pkgEER | None |  | FALSE | None
Any | SWHC046S | None | SWHC046-01 | Com | SWHC046S | SWHC046_01_M004 | SWHC046_01_B002 | HVAC-airHP | HVAC-airHP | ExAnte2019 | IOU workpaper | 2020-05-11 | Commercial SEER-rated split heat pumps, < 65 kBtu/h SEER15 HSPF8.7 (AR) | Commercial SEER-rated split heat pumps, < 65 kBtu/h SEER15 HSPF8.7 (AR) |  | Deem-WP-FuelSub | Standard | HVAC | HeatCool | dxHP_equip | spltSEER | Proposed |  | Commercial Split-<65kBtuh AC with Gas Furnace-Existing Baseline | FALSE |  | dxAC_equip | spltSEER | Commercial Split-<65kBtuh AC with Gas Furnace-Code Compliant | FALSE |  | dxAC_equip | spltSEER | None |  | FALSE | None
Any | SWHC046T | None | SWHC046-01 | Com | SWHC046T | SWHC046_01_M005 | SWHC046_01_B002 | HVAC-airHP | HVAC-airHP | ExAnte2019 | IOU workpaper | 2020-05-11 | Commercial SEER-rated split heat pumps, < 65 kBtu/h SEER16 HSPF9.0 (AR) | Commercial SEER-rated split heat pumps, < 65 kBtu/h SEER16 HSPF9.0 (AR) |  | Deem-WP-FuelSub | Standard | HVAC | HeatCool | dxHP_equip | spltSEER | Proposed |  | Commercial Split-<65kBtuh AC with Gas Furnace-Existing Baseline | FALSE |  | dxAC_equip | spltSEER | Commercial Split-<65kBtuh AC with Gas Furnace-Code Compliant | FALSE |  | dxAC_equip | spltSEER | None |  | FALSE | None
Any | SWHC046U | None | SWHC046-01 | Com | SWHC046U | SWHC046_01_M006 | SWHC046_01_B002 | HVAC-airHP | HVAC-airHP | ExAnte2019 | IOU workpaper | 2020-05-11 | Commercial SEER-rated split heat pumps, < 65 kBtu/h SEER17 HSPF9.4 (AR) | Commercial SEER-rated split heat pumps, < 65 kBtu/h SEER17 HSPF9.4 (AR) |  | Deem-WP-FuelSub | Standard | HVAC | HeatCool | dxHP_equip | spltSEER | Proposed |  | Commercial Split-<65kBtuh AC with Gas Furnace-Existing Baseline | FALSE |  | dxAC_equip | spltSEER | Commercial Split-<65kBtuh AC with Gas Furnace-Code Compliant | FALSE |  | dxAC_equip | spltSEER | None |  | FALSE | None
Any | SWHC046V | None | SWHC046-01 | Com | SWHC046V | SWHC046_01_M007 | SWHC046_01_B002 | HVAC-airHP | HVAC-airHP | ExAnte2019 | IOU workpaper | 2020-05-11 | Commercial SEER-rated split heat pumps, < 65 kBtu/h SEER18 HSPF9.7 (AR) | Commercial SEER-rated split heat pumps, < 65 kBtu/h SEER18 HSPF9.7 (AR) |  | Deem-WP-FuelSub | Standard | HVAC | HeatCool | dxHP_equip | spltSEER | Proposed |  | Commercial Split-<65kBtuh with Gas Furnace-Existing Baseline | FALSE |  | dxAC_equip | spltSEER | Commercial Split-<65kBtuh AC with Gas Furnace-Code Compliant | FALSE |  | dxAC_equip | spltSEER | None |  | FALSE | None
Any | SWHC046W | None | SWHC046-01 | Com | SWHC046W | SWHC046_01_M008 | SWHC046_01_B003 | HVAC-airHP | HVAC-airHP | ExAnte2019 | IOU workpaper | 2020-05-11 | Commercial IEER-rated package heat pump, 135 to 239 kBtu/h IEER14.5 COP3.2 (AR) | Commercial IEER-rated package heat pump, 135 to 239 kBtu/h IEER14.5 COP3.2 (AR) |  | Deem-WP-FuelSub | Standard | HVAC | HeatCool | dxHP_equip | pkgEER | Proposed |  | Commercial SpltPkg-135to239kBtuh AC with Gas Furnace-Existing Baseline | FALSE |  | dxAC_equip | pkgEER | Commercial SpltPkg-135to239kBtuh AC with Gas Furnace-Code Compliant | FALSE |  | dxAC_equip | pkgEER | None |  | FALSE | None
Any | SWHC046X | None | SWHC046-01 | Com | SWHC046X | SWHC046_01_M009 | SWHC046_01_B003 | HVAC-airHP | HVAC-airHP | ExAnte2019 | IOU workpaper | 2020-05-11 | Commercial IEER-rated package heat pump, 135 to 239 kBtu/h IEER15.5 COP3.2 (AR) | Commercial IEER-rated package heat pump, 135 to 239 kBtu/h IEER15.5 COP3.2 (AR) |  | Deem-WP-FuelSub | Standard | HVAC | HeatCool | dxHP_equip | pkgEER | Proposed |  | Commercial SpltPkg-135to239kBtuh AC with Gas Furnace-Existing Baseline | FALSE |  | dxAC_equip | pkgEER | Commercial SpltPkg-135to239kBtuh AC with Gas Furnace-Code Compliant | FALSE |  | dxAC_equip | pkgEER | None |  | FALSE | None
Any | SWHC046Y | None | SWHC046-01 | Com | SWHC046Y | SWHC046_01_M010 | SWHC046_01_B004 | HVAC-airHP | HVAC-airHP | ExAnte2019 | IOU workpaper | 2020-05-11 | Commercial IEER-rated package heat pump, 240 to 760 kBtu/h IEER12.0 COP3.2 (AR) | Commercial IEER-rated package heat pump, 240 to 760 kBtu/h IEER12.0 COP3.2 (AR) |  | Deem-WP-FuelSub | Standard | HVAC | HeatCool | dxHP_equip | pkgEER | Proposed |  | Commercial SpltPkg-240to759kBtuh AC with Gas Furnace-Existing Baseline | FALSE |  | dxAC_equip | pkgEER | Commercial SpltPkg-240to759kBtuh AC with Gas Furnace-Code Compliant | FALSE |  | dxAC_equip | pkgEER | None |  | FALSE | None
Any | SWHC046Z | None | SWHC046-01 | Com | SWHC046Z | SWHC046_01_M011 | SWHC046_01_B004 | HVAC-airHP | HVAC-airHP | ExAnte2019 | IOU workpaper | 2020-05-11 | Commercial IEER-rated package heat pump, 240 to 760 kBtu/h IEER13.0 COP3.2 (AR) | Commercial IEER-rated package heat pump, 240 to 760 kBtu/h IEER13.0 COP3.2 (AR) |  | Deem-WP-FuelSub | Standard | HVAC | HeatCool | dxHP_equip | pkgEER | Proposed |  | Commercial SpltPkg-240to759kBtuh AC with Gas Furnace-Existing Baseline | FALSE |  | dxAC_equip | pkgEER | Commercial SpltPkg-240to759kBtuh AC with Gas Furnace-Code Compliant | FALSE |  | dxAC_equip | pkgEER | None |  | FALSE | None
Any | SWHC046AA | None | SWHC046-01 | Com | SWHC046AA | SWHC046_01_M012 | SWHC046_01_B005 | HVAC-airHP | HVAC-airHP | ExAnte2019 | IOU workpaper | 2020-05-11 | Commercial IEER-rated package heat pump, 65 to 134 kBtu/h IEER14.0 COP3.4 (AR) | Commercial IEER-rated package heat pump, 65 to 134 kBtu/h IEER14.0 COP3.4 (AR) |  | Deem-WP-FuelSub | Standard | HVAC | HeatCool | dxHP_equip | pkgEER | Proposed |  | Commercial SpltPkg-65to134kBtuh AC with Gas Furnace-Existing Baseline | FALSE |  | dxAC_equip | pkgEER | Commercial SpltPkg-65to134kBtuh AC with Gas Furnace-Code Compliant | FALSE |  | dxAC_equip | pkgEER | None |  | FALSE | None
Any | SWHC046AB | None | SWHC046-01 | Com | SWHC046AB | SWHC046_01_M013 | SWHC046_01_B005 | HVAC-airHP | HVAC-airHP | ExAnte2019 | IOU workpaper | 2020-05-11 | Commercial IEER-rated package heat pump, 65 to 134 kBtu/h IEER15.0 COP3.4 (AR) | Commercial IEER-rated package heat pump, 65 to 134 kBtu/h IEER15.0 COP3.4 (AR) |  | Deem-WP-FuelSub | Standard | HVAC | HeatCool | dxHP_equip | pkgEER | Proposed |  | Commercial SpltPkg-65to134kBtuh AC with Gas Furnace-Existing Baseline | FALSE |  | dxAC_equip | pkgEER | Commercial SpltPkg-65to134kBtuh AC with Gas Furnace-Code Compliant | FALSE |  | dxAC_equip | pkgEER | None |  | FALSE | None
Any | SWHC046AC | None | SWHC046-01 | Com | SWHC046AC | SWHC046_01_M001 | SWHC046_01_B001 | HVAC-airHP |  | ExAnte2019 | IOU workpaper | 2020-05-11 | Commercial SEER-rated package heat pump 1 stage, < 65 kBtu/h SEER15 HSPF8.2 (NC) | Commercial SEER-rated package heat pump 1 stage, < 65 kBtu/h SEER15 HSPF8.2 (NC) |  | Deem-WP-FuelSub | Standard | HVAC | HeatCool | dxHP_equip | pkgEER | Proposed |  |  | FALSE |  | dxAC_equip | pkgEER | Commercial Pkg-<65kBtuh AC with Gas Furnace-Code Compliant | FALSE |  | dxAC_equip | pkgEER | None |  | FALSE | None
Any | SWHC046AD | None | SWHC046-01 | Com | SWHC046AD | SWHC046_01_M001 | SWHC046_01_B001 | HVAC-airHP |  | ExAnte2019 | IOU workpaper | 2020-05-11 | Commercial SEER-rated package heat pump 2 stage, < 65 kBtu/h SEER15 HSPF8.2 (NC) | Commercial SEER-rated package heat pump 2 stage, < 65 kBtu/h SEER15 HSPF8.2 (NC) |  | Deem-WP-FuelSub | Standard | HVAC | HeatCool | dxHP_equip | pkgEER | Proposed |  |  | FALSE |  | dxAC_equip | pkgEER | Commercial Pkg-<65kBtuh AC with Gas Furnace-Code Compliant | FALSE |  | dxAC_equip | pkgEER | None |  | FALSE | None
Any | SWHC046AE | None | SWHC046-01 | Com | SWHC046AE | SWHC046_01_M002 | SWHC046_01_B001 | HVAC-airHP |  | ExAnte2019 | IOU workpaper | 2020-05-11 | Commercial SEER-rated package heat pump, < 65 kBtu/h SEER16 HSPF8.5 (NC) | Commercial SEER-rated package heat pump, < 65 kBtu/h SEER16 HSPF8.5 (NC) |  | Deem-WP-FuelSub | Standard | HVAC | HeatCool | dxHP_equip | pkgEER | Proposed |  |  | FALSE |  | dxAC_equip | pkgEER | Commercial Pkg-<65kBtuh AC with Gas Furnace-Code Compliant | FALSE |  | dxAC_equip | pkgEER | None |  | FALSE | None
Any | SWHC046AF | None | SWHC046-01 | Com | SWHC046AF | SWHC046_01_M003 | SWHC046_01_B001 | HVAC-airHP |  | ExAnte2019 | IOU workpaper | 2020-05-11 | Commercial SEER-rated package heat pump, < 65 kBtu/h SEER17 HSPF9.0 (NC) | Commercial SEER-rated package heat pump, < 65 kBtu/h SEER17 HSPF9.0 (NC) |  | Deem-WP-FuelSub | Standard | HVAC | HeatCool | dxHP_equip | pkgEER | Proposed |  |  | FALSE |  | dxAC_equip | pkgEER | Commercial Pkg-<65kBtuh AC with Gas Furnace-Code Compliant | FALSE |  | dxAC_equip | pkgEER | None |  | FALSE | None
Any | SWHC046AG | None | SWHC046-01 | Com | SWHC046AG | SWHC046_01_M004 | SWHC046_01_B002 | HVAC-airHP |  | ExAnte2019 | IOU workpaper | 2020-05-11 | Commercial SEER-rated split heat pumps, < 65 kBtu/h SEER15 HSPF8.7 (NC) | Commercial SEER-rated split heat pumps, < 65 kBtu/h SEER15 HSPF8.7 (NC) |  | Deem-WP-FuelSub | Standard | HVAC | HeatCool | dxHP_equip | spltSEER | Proposed |  |  | FALSE |  | dxAC_equip | spltSEER | Commercial Split-<65kBtuh AC with Gas Furnace-Code Compliant | FALSE |  | dxAC_equip | spltSEER | None |  | FALSE | None
Any | SWHC046AH | None | SWHC046-01 | Com | SWHC046AH | SWHC046_01_M005 | SWHC046_01_B002 | HVAC-airHP |  | ExAnte2019 | IOU workpaper | 2020-05-11 | Commercial SEER-rated split heat pumps, < 65 kBtu/h SEER16 HSPF9.0 (NC) | Commercial SEER-rated split heat pumps, < 65 kBtu/h SEER16 HSPF9.0 (NC) |  | Deem-WP-FuelSub | Standard | HVAC | HeatCool | dxHP_equip | spltSEER | Proposed |  |  | FALSE |  | dxAC_equip | spltSEER | Commercial Split-<65kBtuh AC with Gas Furnace-Code Compliant | FALSE |  | dxAC_equip | spltSEER | None |  | FALSE | None
Any | SWHC046AI | None | SWHC046-01 | Com | SWHC046AI | SWHC046_01_M006 | SWHC046_01_B002 | HVAC-airHP |  | ExAnte2019 | IOU workpaper | 2020-05-11 | Commercial SEER-rated split heat pumps, < 65 kBtu/h SEER17 HSPF9.4 (NC) | Commercial SEER-rated split heat pumps, < 65 kBtu/h SEER17 HSPF9.4 (NC) |  | Deem-WP-FuelSub | Standard | HVAC | HeatCool | dxHP_equip | spltSEER | Proposed |  |  | FALSE |  | dxAC_equip | spltSEER | Commercial Split-<65kBtuh AC with Gas Furnace-Code Compliant | FALSE |  | dxAC_equip | spltSEER | None |  | FALSE | None
Any | SWHC046AJ | None | SWHC046-01 | Com | SWHC046AJ | SWHC046_01_M007 | SWHC046_01_B002 | HVAC-airHP |  | ExAnte2019 | IOU workpaper | 2020-05-11 | Commercial SEER-rated split heat pumps, < 65 kBtu/h SEER18 HSPF9.7 (NC) | Commercial SEER-rated split heat pumps, < 65 kBtu/h SEER18 HSPF9.7 (NC) |  | Deem-WP-FuelSub | Standard | HVAC | HeatCool | dxHP_equip | spltSEER | Proposed |  |  | FALSE |  | dxAC_equip | spltSEER | Commercial Split-<65kBtuh AC with Gas Furnace-Code Compliant | FALSE |  | dxAC_equip | spltSEER | None |  | FALSE | None
Any | SWHC046AK | None | SWHC046-01 | Com | SWHC046AK | SWHC046_01_M008 | SWHC046_01_B003 | HVAC-airHP |  | ExAnte2019 | IOU workpaper | 2020-05-11 | Commercial IEER-rated package heat pump, 135 to 239 kBtu/h IEER14.5 COP3.2 (NC) | Commercial IEER-rated package heat pump, 135 to 239 kBtu/h IEER14.5 COP3.2 (NC) |  | Deem-WP-FuelSub | Standard | HVAC | HeatCool | dxHP_equip | pkgEER | Proposed |  |  | FALSE |  | dxAC_equip | pkgEER | Commercial SpltPkg-135to239kBtuh AC with Gas Furnace-Code Compliant | FALSE |  | dxAC_equip | pkgEER | None |  | FALSE | None
Any | SWHC046AL | None | SWHC046-01 | Com | SWHC046AL | SWHC046_01_M009 | SWHC046_01_B003 | HVAC-airHP |  | ExAnte2019 | IOU workpaper | 2020-05-11 | Commercial IEER-rated package heat pump, 135 to 239 kBtu/h IEER15.5 COP3.2 (NC) | Commercial IEER-rated package heat pump, 135 to 239 kBtu/h IEER15.5 COP3.2 (NC) |  | Deem-WP-FuelSub | Standard | HVAC | HeatCool | dxHP_equip | pkgEER | Proposed |  |  | FALSE |  | dxAC_equip | pkgEER | Commercial SpltPkg-135to239kBtuh AC with Gas Furnace-Code Compliant | FALSE |  | dxAC_equip | pkgEER | None |  | FALSE | None
Any | SWHC046AM | None | SWHC046-01 | Com | SWHC046AM | SWHC046_01_M010 | SWHC046_01_B004 | HVAC-airHP |  | ExAnte2019 | IOU workpaper | 2020-05-11 | Commercial IEER-rated package heat pump, 240 to 760 kBtu/h IEER12.0 COP3.2 (NC) | Commercial IEER-rated package heat pump, 240 to 760 kBtu/h IEER12.0 COP3.2 (NC) |  | Deem-WP-FuelSub | Standard | HVAC | HeatCool | dxHP_equip | pkgEER | Proposed |  |  | FALSE |  | dxAC_equip | pkgEER | Commercial SpltPkg-240to759kBtuh AC with Gas Furnace-Code Compliant | FALSE |  | dxAC_equip | pkgEER | None |  | FALSE | None
Any | SWHC046AN | None | SWHC046-01 | Com | SWHC046AN | SWHC046_01_M011 | SWHC046_01_B004 | HVAC-airHP |  | ExAnte2019 | IOU workpaper | 2020-05-11 | Commercial IEER-rated package heat pump, 240 to 760 kBtu/h IEER13.0 COP3.2 (NC) | Commercial IEER-rated package heat pump, 240 to 760 kBtu/h IEER13.0 COP3.2 (NC) |  | Deem-WP-FuelSub | Standard | HVAC | HeatCool | dxHP_equip | pkgEER | Proposed |  |  | FALSE |  | dxAC_equip | pkgEER | Commercial SpltPkg-240to759kBtuh AC with Gas Furnace-Code Compliant | FALSE |  | dxAC_equip | pkgEER | None |  | FALSE | None
Any | SWHC046AO | None | SWHC046-01 | Com | SWHC046AO | SWHC046_01_M012 | SWHC046_01_B005 | HVAC-airHP |  | ExAnte2019 | IOU workpaper | 2020-05-11 | Commercial IEER-rated package heat pump, 65 to 134 kBtu/h IEER14.0 COP3.4 (NC) | Commercial IEER-rated package heat pump, 65 to 134 kBtu/h IEER14.0 COP3.4 (NC) |  | Deem-WP-FuelSub | Standard | HVAC | HeatCool | dxHP_equip | pkgEER | Proposed |  |  | FALSE |  | dxAC_equip | pkgEER | Commercial SpltPkg-65to134kBtuh AC with Gas Furnace-Code Compliant | FALSE |  | dxAC_equip | pkgEER | None |  | FALSE | None
Any | SWHC046AP | None | SWHC046-01 | Com | SWHC046AP | SWHC046_01_M013 | SWHC046_01_B005 | HVAC-airHP |  | ExAnte2019 | IOU workpaper | 2020-05-11 | Commercial IEER-rated package heat pump, 65 to 134 kBtu/h IEER15.0 COP3.4 (NC) | Commercial IEER-rated package heat pump, 65 to 134 kBtu/h IEER15.0 COP3.4 (NC) |  | Deem-WP-FuelSub | Standard | HVAC | HeatCool | dxHP_equip | pkgEER | Proposed |  |  | FALSE |  | dxAC_equip | pkgEER | Commercial SpltPkg-65to134kBtuh AC with Gas Furnace-Code Compliant | FALSE |  | dxAC_equip | pkgEER | None |  | FALSE | None
Any | SWHC046A | None | SWHC046-01 | Ind | SWHC046A | SWHC046_01_M001 | SWHC046_01_B001 | HVAC-airHP |  | ExAnte2019 | IOU workpaper | 2020-05-11 | Commercial SEER-rated package heat pump 1 stage, < 65 kBtu/h SEER15 HSPF8.2 (NR) | Commercial SEER-rated package heat pump 1 stage, < 65 kBtu/h SEER15 HSPF8.2 (NR) |  | Deem-WP-FuelSub | Standard | HVAC | HeatCool | dxHP_equip | pkgEER | Proposed |  |  | FALSE |  | dxAC_equip | pkgEER | Commercial Pkg-<65kBtuh AC with Gas Furnace-Code Compliant | FALSE |  | dxAC_equip | pkgEER | None |  | FALSE | None
Any | SWHC046B | None | SWHC046-01 | Ind | SWHC046B | SWHC046_01_M001 | SWHC046_01_B001 | HVAC-airHP |  | ExAnte2019 | IOU workpaper | 2020-05-11 | Commercial SEER-rated package heat pump 2 stage, < 65 kBtu/h SEER15 HSPF8.2 (NR) | Commercial SEER-rated package heat pump 2 stage, < 65 kBtu/h SEER15 HSPF8.2 (NR) |  | Deem-WP-FuelSub | Standard | HVAC | HeatCool | dxHP_equip | pkgEER | Proposed |  |  | FALSE |  | dxAC_equip | pkgEER | Commercial Pkg-<65kBtuh AC with Gas Furnace-Code Compliant | FALSE |  | dxAC_equip | pkgEER | None |  | FALSE | None
Any | SWHC046C | None | SWHC046-01 | Ind | SWHC046C | SWHC046_01_M002 | SWHC046_01_B001 | HVAC-airHP |  | ExAnte2019 | IOU workpaper | 2020-05-11 | Commercial SEER-rated package heat pump, < 65 kBtu/h SEER16 HSPF8.5 (NR) | Commercial SEER-rated package heat pump, < 65 kBtu/h SEER16 HSPF8.5 (NR) |  | Deem-WP-FuelSub | Standard | HVAC | HeatCool | dxHP_equip | pkgEER | Proposed |  |  | FALSE |  | dxAC_equip | pkgEER | Commercial Pkg-<65kBtuh AC with Gas Furnace-Code Compliant | FALSE |  | dxAC_equip | pkgEER | None |  | FALSE | None
Any | SWHC046D | None | SWHC046-01 | Ind | SWHC046D | SWHC046_01_M003 | SWHC046_01_B001 | HVAC-airHP |  | ExAnte2019 | IOU workpaper | 2020-05-11 | Commercial SEER-rated package heat pump, < 65 kBtu/h SEER17 HSPF9.0 (NR) | Commercial SEER-rated package heat pump, < 65 kBtu/h SEER17 HSPF9.0 (NR) |  | Deem-WP-FuelSub | Standard | HVAC | HeatCool | dxHP_equip | pkgEER | Proposed |  |  | FALSE |  | dxAC_equip | pkgEER | Commercial Pkg-<65kBtuh AC with Gas Furnace-Code Compliant | FALSE |  | dxAC_equip | pkgEER | None |  | FALSE | None
Any | SWHC046E | None | SWHC046-01 | Ind | SWHC046E | SWHC046_01_M004 | SWHC046_01_B002 | HVAC-airHP |  | ExAnte2019 | IOU workpaper | 2020-05-11 | Commercial SEER-rated split heat pumps, < 65 kBtu/h SEER15 HSPF8.7 (NR) | Commercial SEER-rated split heat pumps, < 65 kBtu/h SEER15 HSPF8.7 (NR) |  | Deem-WP-FuelSub | Standard | HVAC | HeatCool | dxHP_equip | spltSEER | Proposed |  |  | FALSE |  | dxAC_equip | spltSEER | Commercial Split-<65kBtuh AC with Gas Furnace-Code Compliant | FALSE |  | dxAC_equip | spltSEER | None |  | FALSE | None
Any | SWHC046F | None | SWHC046-01 | Ind | SWHC046F | SWHC046_01_M005 | SWHC046_01_B002 | HVAC-airHP |  | ExAnte2019 | IOU workpaper | 2020-05-11 | Commercial SEER-rated split heat pumps, < 65 kBtu/h SEER16 HSPF9.0 (NR) | Commercial SEER-rated split heat pumps, < 65 kBtu/h SEER16 HSPF9.0 (NR) |  | Deem-WP-FuelSub | Standard | HVAC | HeatCool | dxHP_equip | spltSEER | Proposed |  |  | FALSE |  | dxAC_equip | spltSEER | Commercial Split-<65kBtuh AC with Gas Furnace-Code Compliant | FALSE |  | dxAC_equip | spltSEER | None |  | FALSE | None
Any | SWHC046G | None | SWHC046-01 | Ind | SWHC046G | SWHC046_01_M006 | SWHC046_01_B002 | HVAC-airHP |  | ExAnte2019 | IOU workpaper | 2020-05-11 | Commercial SEER-rated split heat pumps, < 65 kBtu/h SEER17 HSPF9.4 (NR) | Commercial SEER-rated split heat pumps, < 65 kBtu/h SEER17 HSPF9.4 (NR) |  | Deem-WP-FuelSub | Standard | HVAC | HeatCool | dxHP_equip | spltSEER | Proposed |  |  | FALSE |  | dxAC_equip | spltSEER | Commercial Split-<65kBtuh AC with Gas Furnace-Code Compliant | FALSE |  | dxAC_equip | spltSEER | None |  | FALSE | None
Any | SWHC046H | None | SWHC046-01 | Ind | SWHC046H | SWHC046_01_M007 | SWHC046_01_B002 | HVAC-airHP |  | ExAnte2019 | IOU workpaper | 2020-05-11 | Commercial SEER-rated split heat pumps, < 65 kBtu/h SEER18 HSPF9.7 (NR) | Commercial SEER-rated split heat pumps, < 65 kBtu/h SEER18 HSPF9.7 (NR) |  | Deem-WP-FuelSub | Standard | HVAC | HeatCool | dxHP_equip | spltSEER | Proposed |  |  | FALSE |  | dxAC_equip | spltSEER | Commercial Split-<65kBtuh AC with Gas Furnace-Code Compliant | FALSE |  | dxAC_equip | spltSEER | None |  | FALSE | None
Any | SWHC046I | None | SWHC046-01 | Ind | SWHC046I | SWHC046_01_M008 | SWHC046_01_B003 | HVAC-airHP |  | ExAnte2019 | IOU workpaper | 2020-05-11 | Commercial IEER-rated package heat pump, 135 to 239 kBtu/h IEER14.5 COP3.2 (NR) | Commercial IEER-rated package heat pump, 135 to 239 kBtu/h IEER14.5 COP3.2 (NR) |  | Deem-WP-FuelSub | Standard | HVAC | HeatCool | dxHP_equip | pkgEER | Proposed |  |  | FALSE |  | dxAC_equip | pkgEER | Commercial SpltPkg-135to239kBtuh AC with Gas Furnace-Code Compliant | FALSE |  | dxAC_equip | pkgEER | None |  | FALSE | None
Any | SWHC046J | None | SWHC046-01 | Ind | SWHC046J | SWHC046_01_M009 | SWHC046_01_B003 | HVAC-airHP |  | ExAnte2019 | IOU workpaper | 2020-05-11 | Commercial IEER-rated package heat pump, 135 to 239 kBtu/h IEER15.5 COP3.2 (NR) | Commercial IEER-rated package heat pump, 135 to 239 kBtu/h IEER15.5 COP3.2 (NR) |  | Deem-WP-FuelSub | Standard | HVAC | HeatCool | dxHP_equip | pkgEER | Proposed |  |  | FALSE |  | dxAC_equip | pkgEER | Commercial SpltPkg-135to239kBtuh AC with Gas Furnace-Code Compliant | FALSE |  | dxAC_equip | pkgEER | None |  | FALSE | None
Any | SWHC046K | None | SWHC046-01 | Ind | SWHC046K | SWHC046_01_M010 | SWHC046_01_B004 | HVAC-airHP |  | ExAnte2019 | IOU workpaper | 2020-05-11 | Commercial IEER-rated package heat pump, 240 to 760 kBtu/h IEER12.0 COP3.2 (NR) | Commercial IEER-rated package heat pump, 240 to 760 kBtu/h IEER12.0 COP3.2 (NR) |  | Deem-WP-FuelSub | Standard | HVAC | HeatCool | dxHP_equip | pkgEER | Proposed |  |  | FALSE |  | dxAC_equip | pkgEER | Commercial SpltPkg-240to759kBtuh AC with Gas Furnace-Code Compliant | FALSE |  | dxAC_equip | pkgEER | None |  | FALSE | None
Any | SWHC046L | None | SWHC046-01 | Ind | SWHC046L | SWHC046_01_M011 | SWHC046_01_B004 | HVAC-airHP |  | ExAnte2019 | IOU workpaper | 2020-05-11 | Commercial IEER-rated package heat pump, 240 to 760 kBtu/h IEER13.0 COP3.2 (NR) | Commercial IEER-rated package heat pump, 240 to 760 kBtu/h IEER13.0 COP3.2 (NR) |  | Deem-WP-FuelSub | Standard | HVAC | HeatCool | dxHP_equip | pkgEER | Proposed |  |  | FALSE |  | dxAC_equip | pkgEER | Commercial SpltPkg-240to759kBtuh AC with Gas Furnace-Code Compliant | FALSE |  | dxAC_equip | pkgEER | None |  | FALSE | None
Any | SWHC046M | None | SWHC046-01 | Ind | SWHC046M | SWHC046_01_M012 | SWHC046_01_B005 | HVAC-airHP |  | ExAnte2019 | IOU workpaper | 2020-05-11 | Commercial IEER-rated package heat pump, 65 to 134 kBtu/h IEER14.0 COP3.4 (NR) | Commercial IEER-rated package heat pump, 65 to 134 kBtu/h IEER14.0 COP3.4 (NR) |  | Deem-WP-FuelSub | Standard | HVAC | HeatCool | dxHP_equip | pkgEER | Proposed |  |  | FALSE |  | dxAC_equip | pkgEER | Commercial SpltPkg-65to134kBtuh AC with Gas Furnace-Code Compliant | FALSE |  | dxAC_equip | pkgEER | None |  | FALSE | None
Any | SWHC046N | None | SWHC046-01 | Ind | SWHC046N | SWHC046_01_M013 | SWHC046_01_B005 | HVAC-airHP |  | ExAnte2019 | IOU workpaper | 2020-05-11 | Commercial IEER-rated package heat pump, 65 to 134 kBtu/h IEER15.0 COP3.4 (NR) | Commercial IEER-rated package heat pump, 65 to 134 kBtu/h IEER15.0 COP3.4 (NR) |  | Deem-WP-FuelSub | Standard | HVAC | HeatCool | dxHP_equip | pkgEER | Proposed |  |  | FALSE |  | dxAC_equip | pkgEER | Commercial SpltPkg-65to134kBtuh AC with Gas Furnace-Code Compliant | FALSE |  | dxAC_equip | pkgEER | None |  | FALSE | None
Any | SWHC046O | None | SWHC046-01 | Ind | SWHC046O | SWHC046_01_M001 | SWHC046_01_B001 | HVAC-airHP | HVAC-airHP | ExAnte2019 | IOU workpaper | 2020-05-11 | Commercial SEER-rated package heat pump 1 stage, < 65 kBtu/h SEER15 HSPF8.2 (AR) | Commercial SEER-rated package heat pump 1 stage, < 65 kBtu/h SEER15 HSPF8.2 (AR) |  | Deem-WP-FuelSub | Standard | HVAC | HeatCool | dxHP_equip | pkgEER | Proposed |  | Commercial Pkg-<65kBtuh AC with Gas Furnace-Existing Baseline | FALSE |  | dxAC_equip | pkgEER | Commercial Pkg-<65kBtuh AC with Gas Furnace-Code Compliant | FALSE |  | dxAC_equip | pkgEER | None |  | FALSE | None
Any | SWHC046P | None | SWHC046-01 | Ind | SWHC046P | SWHC046_01_M001 | SWHC046_01_B001 | HVAC-airHP | HVAC-airHP | ExAnte2019 | IOU workpaper | 2020-05-11 | Commercial SEER-rated package heat pump 2 stage, < 65 kBtu/h SEER15 HSPF8.2 (AR) | Commercial SEER-rated package heat pump 2 stage, < 65 kBtu/h SEER15 HSPF8.2 (AR) |  | Deem-WP-FuelSub | Standard | HVAC | HeatCool | dxHP_equip | pkgEER | Proposed |  | Commercial Pkg-<65kBtuh AC with Gas Furnace-Existing Baseline | FALSE |  | dxAC_equip | pkgEER | Commercial Pkg-<65kBtuh AC with Gas Furnace-Code Compliant | FALSE |  | dxAC_equip | pkgEER | None |  | FALSE | None
Any | SWHC046Q | None | SWHC046-01 | Ind | SWHC046Q | SWHC046_01_M002 | SWHC046_01_B001 | HVAC-airHP | HVAC-airHP | ExAnte2019 | IOU workpaper | 2020-05-11 | Commercial SEER-rated package heat pump, < 65 kBtu/h SEER16 HSPF8.5 (AR) | Commercial SEER-rated package heat pump, < 65 kBtu/h SEER16 HSPF8.5 (AR) |  | Deem-WP-FuelSub | Standard | HVAC | HeatCool | dxHP_equip | pkgEER | Proposed |  | Commercial Pkg-<65kBtuh AC with Gas Furnace-Existing Baseline | FALSE |  | dxAC_equip | pkgEER | Commercial Pkg-<65kBtuh AC with Gas Furnace-Code Compliant | FALSE |  | dxAC_equip | pkgEER | None |  | FALSE | None
Any | SWHC046R | None | SWHC046-01 | Ind | SWHC046R | SWHC046_01_M003 | SWHC046_01_B001 | HVAC-airHP | HVAC-airHP | ExAnte2019 | IOU workpaper | 2020-05-11 | Commercial SEER-rated package heat pump, < 65 kBtu/h SEER17 HSPF9.0 (AR) | Commercial SEER-rated package heat pump, < 65 kBtu/h SEER17 HSPF9.0 (AR) |  | Deem-WP-FuelSub | Standard | HVAC | HeatCool | dxHP_equip | pkgEER | Proposed |  | Commercial Pkg-<65kBtuh AC with Gas Furnace-Existing Baseline | FALSE |  | dxAC_equip | pkgEER | Commercial Pkg-<65kBtuh AC with Gas Furnace-Code Compliant | FALSE |  | dxAC_equip | pkgEER | None |  | FALSE | None
Any | SWHC046S | None | SWHC046-01 | Ind | SWHC046S | SWHC046_01_M004 | SWHC046_01_B002 | HVAC-airHP | HVAC-airHP | ExAnte2019 | IOU workpaper | 2020-05-11 | Commercial SEER-rated split heat pumps, < 65 kBtu/h SEER15 HSPF8.7 (AR) | Commercial SEER-rated split heat pumps, < 65 kBtu/h SEER15 HSPF8.7 (AR) |  | Deem-WP-FuelSub | Standard | HVAC | HeatCool | dxHP_equip | spltSEER | Proposed |  | Commercial Split-<65kBtuh AC with Gas Furnace-Existing Baseline | FALSE |  | dxAC_equip | spltSEER | Commercial Split-<65kBtuh AC with Gas Furnace-Code Compliant | FALSE |  | dxAC_equip | spltSEER | None |  | FALSE | None
Any | SWHC046T | None | SWHC046-01 | Ind | SWHC046T | SWHC046_01_M005 | SWHC046_01_B002 | HVAC-airHP | HVAC-airHP | ExAnte2019 | IOU workpaper | 2020-05-11 | Commercial SEER-rated split heat pumps, < 65 kBtu/h SEER16 HSPF9.0 (AR) | Commercial SEER-rated split heat pumps, < 65 kBtu/h SEER16 HSPF9.0 (AR) |  | Deem-WP-FuelSub | Standard | HVAC | HeatCool | dxHP_equip | spltSEER | Proposed |  | Commercial Split-<65kBtuh AC with Gas Furnace-Existing Baseline | FALSE |  | dxAC_equip | spltSEER | Commercial Split-<65kBtuh AC with Gas Furnace-Code Compliant | FALSE |  | dxAC_equip | spltSEER | None |  | FALSE | None
Any | SWHC046U | None | SWHC046-01 | Ind | SWHC046U | SWHC046_01_M006 | SWHC046_01_B002 | HVAC-airHP | HVAC-airHP | ExAnte2019 | IOU workpaper | 2020-05-11 | Commercial SEER-rated split heat pumps, < 65 kBtu/h SEER17 HSPF9.4 (AR) | Commercial SEER-rated split heat pumps, < 65 kBtu/h SEER17 HSPF9.4 (AR) |  | Deem-WP-FuelSub | Standard | HVAC | HeatCool | dxHP_equip | spltSEER | Proposed |  | Commercial Split-<65kBtuh AC with Gas Furnace-Existing Baseline | FALSE |  | dxAC_equip | spltSEER | Commercial Split-<65kBtuh AC with Gas Furnace-Code Compliant | FALSE |  | dxAC_equip | spltSEER | None |  | FALSE | None
Any | SWHC046V | None | SWHC046-01 | Ind | SWHC046V | SWHC046_01_M007 | SWHC046_01_B002 | HVAC-airHP | HVAC-airHP | ExAnte2019 | IOU workpaper | 2020-05-11 | Commercial SEER-rated split heat pumps, < 65 kBtu/h SEER18 HSPF9.7 (AR) | Commercial SEER-rated split heat pumps, < 65 kBtu/h SEER18 HSPF9.7 (AR) |  | Deem-WP-FuelSub | Standard | HVAC | HeatCool | dxHP_equip | spltSEER | Proposed |  | Commercial Split-<65kBtuh with Gas Furnace-Existing Baseline | FALSE |  | dxAC_equip | spltSEER | Commercial Split-<65kBtuh AC with Gas Furnace-Code Compliant | FALSE |  | dxAC_equip | spltSEER | None |  | FALSE | None
Any | SWHC046W | None | SWHC046-01 | Ind | SWHC046W | SWHC046_01_M008 | SWHC046_01_B003 | HVAC-airHP | HVAC-airHP | ExAnte2019 | IOU workpaper | 2020-05-11 | Commercial IEER-rated package heat pump, 135 to 239 kBtu/h IEER14.5 COP3.2 (AR) | Commercial IEER-rated package heat pump, 135 to 239 kBtu/h IEER14.5 COP3.2 (AR) |  | Deem-WP-FuelSub | Standard | HVAC | HeatCool | dxHP_equip | pkgEER | Proposed |  | Commercial SpltPkg-135to239kBtuh AC with Gas Furnace-Existing Baseline | FALSE |  | dxAC_equip | pkgEER | Commercial SpltPkg-135to239kBtuh AC with Gas Furnace-Code Compliant | FALSE |  | dxAC_equip | pkgEER | None |  | FALSE | None
Any | SWHC046X | None | SWHC046-01 | Ind | SWHC046X | SWHC046_01_M009 | SWHC046_01_B003 | HVAC-airHP | HVAC-airHP | ExAnte2019 | IOU workpaper | 2020-05-11 | Commercial IEER-rated package heat pump, 135 to 239 kBtu/h IEER15.5 COP3.2 (AR) | Commercial IEER-rated package heat pump, 135 to 239 kBtu/h IEER15.5 COP3.2 (AR) |  | Deem-WP-FuelSub | Standard | HVAC | HeatCool | dxHP_equip | pkgEER | Proposed |  | Commercial SpltPkg-135to239kBtuh AC with Gas Furnace-Existing Baseline | FALSE |  | dxAC_equip | pkgEER | Commercial SpltPkg-135to239kBtuh AC with Gas Furnace-Code Compliant | FALSE |  | dxAC_equip | pkgEER | None |  | FALSE | None
Any | SWHC046Y | None | SWHC046-01 | Ind | SWHC046Y | SWHC046_01_M010 | SWHC046_01_B004 | HVAC-airHP | HVAC-airHP | ExAnte2019 | IOU workpaper | 2020-05-11 | Commercial IEER-rated package heat pump, 240 to 760 kBtu/h IEER12.0 COP3.2 (AR) | Commercial IEER-rated package heat pump, 240 to 760 kBtu/h IEER12.0 COP3.2 (AR) |  | Deem-WP-FuelSub | Standard | HVAC | HeatCool | dxHP_equip | pkgEER | Proposed |  | Commercial SpltPkg-240to759kBtuh AC with Gas Furnace-Existing Baseline | FALSE |  | dxAC_equip | pkgEER | Commercial SpltPkg-240to759kBtuh AC with Gas Furnace-Code Compliant | FALSE |  | dxAC_equip | pkgEER | None |  | FALSE | None
Any | SWHC046Z | None | SWHC046-01 | Ind | SWHC046Z | SWHC046_01_M011 | SWHC046_01_B004 | HVAC-airHP | HVAC-airHP | ExAnte2019 | IOU workpaper | 2020-05-11 | Commercial IEER-rated package heat pump, 240 to 760 kBtu/h IEER13.0 COP3.2 (AR) | Commercial IEER-rated package heat pump, 240 to 760 kBtu/h IEER13.0 COP3.2 (AR) |  | Deem-WP-FuelSub | Standard | HVAC | HeatCool | dxHP_equip | pkgEER | Proposed |  | Commercial SpltPkg-240to759kBtuh AC with Gas Furnace-Existing Baseline | FALSE |  | dxAC_equip | pkgEER | Commercial SpltPkg-240to759kBtuh AC with Gas Furnace-Code Compliant | FALSE |  | dxAC_equip | pkgEER | None |  | FALSE | None
Any | SWHC046AA | None | SWHC046-01 | Ind | SWHC046AA | SWHC046_01_M012 | SWHC046_01_B005 | HVAC-airHP | HVAC-airHP | ExAnte2019 | IOU workpaper | 2020-05-11 | Commercial IEER-rated package heat pump, 65 to 134 kBtu/h IEER14.0 COP3.4 (AR) | Commercial IEER-rated package heat pump, 65 to 134 kBtu/h IEER14.0 COP3.4 (AR) |  | Deem-WP-FuelSub | Standard | HVAC | HeatCool | dxHP_equip | pkgEER | Proposed |  | Commercial SpltPkg-65to134kBtuh AC with Gas Furnace-Existing Baseline | FALSE |  | dxAC_equip | pkgEER | Commercial SpltPkg-65to134kBtuh AC with Gas Furnace-Code Compliant | FALSE |  | dxAC_equip | pkgEER | None |  | FALSE | None
Any | SWHC046AB | None | SWHC046-01 | Ind | SWHC046AB | SWHC046_01_M013 | SWHC046_01_B005 | HVAC-airHP | HVAC-airHP | ExAnte2019 | IOU workpaper | 2020-05-11 | Commercial IEER-rated package heat pump, 65 to 134 kBtu/h IEER15.0 COP3.4 (AR) | Commercial IEER-rated package heat pump, 65 to 134 kBtu/h IEER15.0 COP3.4 (AR) |  | Deem-WP-FuelSub | Standard | HVAC | HeatCool | dxHP_equip | pkgEER | Proposed |  | Commercial SpltPkg-65to134kBtuh AC with Gas Furnace-Existing Baseline | FALSE |  | dxAC_equip | pkgEER | Commercial SpltPkg-65to134kBtuh AC with Gas Furnace-Code Compliant | FALSE |  | dxAC_equip | pkgEER | None |  | FALSE | None
Any | SWHC046AC | None | SWHC046-01 | Ind | SWHC046AC | SWHC046_01_M001 | SWHC046_01_B001 | HVAC-airHP |  | ExAnte2019 | IOU workpaper | 2020-05-11 | Commercial SEER-rated package heat pump 1 stage, < 65 kBtu/h SEER15 HSPF8.2 (NC) | Commercial SEER-rated package heat pump 1 stage, < 65 kBtu/h SEER15 HSPF8.2 (NC) |  | Deem-WP-FuelSub | Standard | HVAC | HeatCool | dxHP_equip | pkgEER | Proposed |  |  | FALSE |  | dxAC_equip | pkgEER | Commercial Pkg-<65kBtuh AC with Gas Furnace-Code Compliant | FALSE |  | dxAC_equip | pkgEER | None |  | FALSE | None
Any | SWHC046AD | None | SWHC046-01 | Ind | SWHC046AD | SWHC046_01_M001 | SWHC046_01_B001 | HVAC-airHP |  | ExAnte2019 | IOU workpaper | 2020-05-11 | Commercial SEER-rated package heat pump 2 stage, < 65 kBtu/h SEER15 HSPF8.2 (NC) | Commercial SEER-rated package heat pump 2 stage, < 65 kBtu/h SEER15 HSPF8.2 (NC) |  | Deem-WP-FuelSub | Standard | HVAC | HeatCool | dxHP_equip | pkgEER | Proposed |  |  | FALSE |  | dxAC_equip | pkgEER | Commercial Pkg-<65kBtuh AC with Gas Furnace-Code Compliant | FALSE |  | dxAC_equip | pkgEER | None |  | FALSE | None
Any | SWHC046AE | None | SWHC046-01 | Ind | SWHC046AE | SWHC046_01_M002 | SWHC046_01_B001 | HVAC-airHP |  | ExAnte2019 | IOU workpaper | 2020-05-11 | Commercial SEER-rated package heat pump, < 65 kBtu/h SEER16 HSPF8.5 (NC) | Commercial SEER-rated package heat pump, < 65 kBtu/h SEER16 HSPF8.5 (NC) |  | Deem-WP-FuelSub | Standard | HVAC | HeatCool | dxHP_equip | pkgEER | Proposed |  |  | FALSE |  | dxAC_equip | pkgEER | Commercial Pkg-<65kBtuh AC with Gas Furnace-Code Compliant | FALSE |  | dxAC_equip | pkgEER | None |  | FALSE | None
Any | SWHC046AF | None | SWHC046-01 | Ind | SWHC046AF | SWHC046_01_M003 | SWHC046_01_B001 | HVAC-airHP |  | ExAnte2019 | IOU workpaper | 2020-05-11 | Commercial SEER-rated package heat pump, < 65 kBtu/h SEER17 HSPF9.0 (NC) | Commercial SEER-rated package heat pump, < 65 kBtu/h SEER17 HSPF9.0 (NC) |  | Deem-WP-FuelSub | Standard | HVAC | HeatCool | dxHP_equip | pkgEER | Proposed |  |  | FALSE |  | dxAC_equip | pkgEER | Commercial Pkg-<65kBtuh AC with Gas Furnace-Code Compliant | FALSE |  | dxAC_equip | pkgEER | None |  | FALSE | None
Any | SWHC046AG | None | SWHC046-01 | Ind | SWHC046AG | SWHC046_01_M004 | SWHC046_01_B002 | HVAC-airHP |  | ExAnte2019 | IOU workpaper | 2020-05-11 | Commercial SEER-rated split heat pumps, < 65 kBtu/h SEER15 HSPF8.7 (NC) | Commercial SEER-rated split heat pumps, < 65 kBtu/h SEER15 HSPF8.7 (NC) |  | Deem-WP-FuelSub | Standard | HVAC | HeatCool | dxHP_equip | spltSEER | Proposed |  |  | FALSE |  | dxAC_equip | spltSEER | Commercial Split-<65kBtuh AC with Gas Furnace-Code Compliant | FALSE |  | dxAC_equip | spltSEER | None |  | FALSE | None
Any | SWHC046AH | None | SWHC046-01 | Ind | SWHC046AH | SWHC046_01_M005 | SWHC046_01_B002 | HVAC-airHP |  | ExAnte2019 | IOU workpaper | 2020-05-11 | Commercial SEER-rated split heat pumps, < 65 kBtu/h SEER16 HSPF9.0 (NC) | Commercial SEER-rated split heat pumps, < 65 kBtu/h SEER16 HSPF9.0 (NC) |  | Deem-WP-FuelSub | Standard | HVAC | HeatCool | dxHP_equip | spltSEER | Proposed |  |  | FALSE |  | dxAC_equip | spltSEER | Commercial Split-<65kBtuh AC with Gas Furnace-Code Compliant | FALSE |  | dxAC_equip | spltSEER | None |  | FALSE | None
Any | SWHC046AI | None | SWHC046-01 | Ind | SWHC046AI | SWHC046_01_M006 | SWHC046_01_B002 | HVAC-airHP |  | ExAnte2019 | IOU workpaper | 2020-05-11 | Commercial SEER-rated split heat pumps, < 65 kBtu/h SEER17 HSPF9.4 (NC) | Commercial SEER-rated split heat pumps, < 65 kBtu/h SEER17 HSPF9.4 (NC) |  | Deem-WP-FuelSub | Standard | HVAC | HeatCool | dxHP_equip | spltSEER | Proposed |  |  | FALSE |  | dxAC_equip | spltSEER | Commercial Split-<65kBtuh AC with Gas Furnace-Code Compliant | FALSE |  | dxAC_equip | spltSEER | None |  | FALSE | None
Any | SWHC046AJ | None | SWHC046-01 | Ind | SWHC046AJ | SWHC046_01_M007 | SWHC046_01_B002 | HVAC-airHP |  | ExAnte2019 | IOU workpaper | 2020-05-11 | Commercial SEER-rated split heat pumps, < 65 kBtu/h SEER18 HSPF9.7 (NC) | Commercial SEER-rated split heat pumps, < 65 kBtu/h SEER18 HSPF9.7 (NC) |  | Deem-WP-FuelSub | Standard | HVAC | HeatCool | dxHP_equip | spltSEER | Proposed |  |  | FALSE |  | dxAC_equip | spltSEER | Commercial Split-<65kBtuh AC with Gas Furnace-Code Compliant | FALSE |  | dxAC_equip | spltSEER | None |  | FALSE | None
Any | SWHC046AK | None | SWHC046-01 | Ind | SWHC046AK | SWHC046_01_M008 | SWHC046_01_B003 | HVAC-airHP |  | ExAnte2019 | IOU workpaper | 2020-05-11 | Commercial IEER-rated package heat pump, 135 to 239 kBtu/h IEER14.5 COP3.2 (NC) | Commercial IEER-rated package heat pump, 135 to 239 kBtu/h IEER14.5 COP3.2 (NC) |  | Deem-WP-FuelSub | Standard | HVAC | HeatCool | dxHP_equip | pkgEER | Proposed |  |  | FALSE |  | dxAC_equip | pkgEER | Commercial SpltPkg-135to239kBtuh AC with Gas Furnace-Code Compliant | FALSE |  | dxAC_equip | pkgEER | None |  | FALSE | None
Any | SWHC046AL | None | SWHC046-01 | Ind | SWHC046AL | SWHC046_01_M009 | SWHC046_01_B003 | HVAC-airHP |  | ExAnte2019 | IOU workpaper | 2020-05-11 | Commercial IEER-rated package heat pump, 135 to 239 kBtu/h IEER15.5 COP3.2 (NC) | Commercial IEER-rated package heat pump, 135 to 239 kBtu/h IEER15.5 COP3.2 (NC) |  | Deem-WP-FuelSub | Standard | HVAC | HeatCool | dxHP_equip | pkgEER | Proposed |  |  | FALSE |  | dxAC_equip | pkgEER | Commercial SpltPkg-135to239kBtuh AC with Gas Furnace-Code Compliant | FALSE |  | dxAC_equip | pkgEER | None |  | FALSE | None
Any | SWHC046AM | None | SWHC046-01 | Ind | SWHC046AM | SWHC046_01_M010 | SWHC046_01_B004 | HVAC-airHP |  | ExAnte2019 | IOU workpaper | 2020-05-11 | Commercial IEER-rated package heat pump, 240 to 760 kBtu/h IEER12.0 COP3.2 (NC) | Commercial IEER-rated package heat pump, 240 to 760 kBtu/h IEER12.0 COP3.2 (NC) |  | Deem-WP-FuelSub | Standard | HVAC | HeatCool | dxHP_equip | pkgEER | Proposed |  |  | FALSE |  | dxAC_equip | pkgEER | Commercial SpltPkg-240to759kBtuh AC with Gas Furnace-Code Compliant | FALSE |  | dxAC_equip | pkgEER | None |  | FALSE | None
Any | SWHC046AN | None | SWHC046-01 | Ind | SWHC046AN | SWHC046_01_M011 | SWHC046_01_B004 | HVAC-airHP |  | ExAnte2019 | IOU workpaper | 2020-05-11 | Commercial IEER-rated package heat pump, 240 to 760 kBtu/h IEER13.0 COP3.2 (NC) | Commercial IEER-rated package heat pump, 240 to 760 kBtu/h IEER13.0 COP3.2 (NC) |  | Deem-WP-FuelSub | Standard | HVAC | HeatCool | dxHP_equip | pkgEER | Proposed |  |  | FALSE |  | dxAC_equip | pkgEER | Commercial SpltPkg-240to759kBtuh AC with Gas Furnace-Code Compliant | FALSE |  | dxAC_equip | pkgEER | None |  | FALSE | None
Any | SWHC046AO | None | SWHC046-01 | Ind | SWHC046AO | SWHC046_01_M012 | SWHC046_01_B005 | HVAC-airHP |  | ExAnte2019 | IOU workpaper | 2020-05-11 | Commercial IEER-rated package heat pump, 65 to 134 kBtu/h IEER14.0 COP3.4 (NC) | Commercial IEER-rated package heat pump, 65 to 134 kBtu/h IEER14.0 COP3.4 (NC) |  | Deem-WP-FuelSub | Standard | HVAC | HeatCool | dxHP_equip | pkgEER | Proposed |  |  | FALSE |  | dxAC_equip | pkgEER | Commercial SpltPkg-65to134kBtuh AC with Gas Furnace-Code Compliant | FALSE |  | dxAC_equip | pkgEER | None |  | FALSE | None
Any | SWHC046AP | None | SWHC046-01 | Ind | SWHC046AP | SWHC046_01_M013 | SWHC046_01_B005 | HVAC-airHP |  | ExAnte2019 | IOU workpaper | 2020-05-11 | Commercial IEER-rated package heat pump, 65 to 134 kBtu/h IEER15.0 COP3.4 (NC) | Commercial IEER-rated package heat pump, 65 to 134 kBtu/h IEER15.0 COP3.4 (NC) |  | Deem-WP-FuelSub | Standard | HVAC | HeatCool | dxHP_equip | pkgEER | Proposed |  |  | FALSE |  | dxAC_equip | pkgEER | Commercial SpltPkg-65to134kBtuh AC with Gas Furnace-Code Compliant | FALSE |  | dxAC_equip | pkgEER | None |  | FALSE | None

## ImplementationExAnte
PA | ImplementationID | StartDate | ExpiryDate | SourceDesc | MeasAppType | DeliveryType | MeasureID | MeasQualifier | Sector | GSIA_ID | NTG_ID | CostQualifier | MeasCostID | StdCostID | Version | VersionSource | LastMod | Description | ImplementerID | MeasImpactType | Status | Comment
SCE | AC-21548AgAnyFiSDrI | 2019-12-27 |  | SWHC046-01 | NR | DnDeemDI | SWHC046A | None | Ag | Def-GSIA | FuelSubst-Default | None | SWHC046_01_M001 | SWHC046_01_B001 | ExAnte2019 | IOU workpaper | 2020-04-09 | Commercial SEER-rated package heat pump 1 stage, < 65 kBtu/h SEER15 HSPF8.2 (NR) |  | Deem-WP-FuelSub | Proposed
SCE | AC-21548AgAnyFiSDwSD | 2019-12-27 |  | SWHC046-01 | NR | DnDeemed | SWHC046A | None | Ag | Def-GSIA | FuelSubst-Default | None | SWHC046_01_M001 | SWHC046_01_B001 | ExAnte2019 | IOU workpaper | 2020-04-09 | Commercial SEER-rated package heat pump 1 stage, < 65 kBtu/h SEER15 HSPF8.2 (NR) |  | Deem-WP-FuelSub | Proposed
SCE | AC-21548AgAnyUpSUSI | 2019-12-27 |  | SWHC046-01 | NR | UpDeemed | SWHC046A | None | Ag | Def-GSIA | FuelSubst-Default | None | SWHC046_01_M001 | SWHC046_01_B001 | ExAnte2019 | IOU workpaper | 2020-04-09 | Commercial SEER-rated package heat pump 1 stage, < 65 kBtu/h SEER15 HSPF8.2 (NR) |  | Deem-WP-FuelSub | Proposed
SCE | AC-21549AgAnyFiSDrI | 2019-12-27 |  | SWHC046-01 | NR | DnDeemDI | SWHC046B | None | Ag | Def-GSIA | FuelSubst-Default | None | SWHC046_01_M001 | SWHC046_01_B001 | ExAnte2019 | IOU workpaper | 2020-04-09 | Commercial SEER-rated package heat pump 2 stage, < 65 kBtu/h SEER15 HSPF8.2 (NR) |  | Deem-WP-FuelSub | Proposed
SCE | AC-21549AgAnyFiSDwSD | 2019-12-27 |  | SWHC046-01 | NR | DnDeemed | SWHC046B | None | Ag | Def-GSIA | FuelSubst-Default | None | SWHC046_01_M001 | SWHC046_01_B001 | ExAnte2019 | IOU workpaper | 2020-04-09 | Commercial SEER-rated package heat pump 2 stage, < 65 kBtu/h SEER15 HSPF8.2 (NR) |  | Deem-WP-FuelSub | Proposed
SCE | AC-21549AgAnyUpSUSI | 2019-12-27 |  | SWHC046-01 | NR | UpDeemed | SWHC046B | None | Ag | Def-GSIA | FuelSubst-Default | None | SWHC046_01_M001 | SWHC046_01_B001 | ExAnte2019 | IOU workpaper | 2020-04-09 | Commercial SEER-rated package heat pump 2 stage, < 65 kBtu/h SEER15 HSPF8.2 (NR) |  | Deem-WP-FuelSub | Proposed
SCE | AC-21550AgAnyFiSDrI | 2019-12-27 |  | SWHC046-01 | NR | DnDeemDI | SWHC046C | None | Ag | Def-GSIA | FuelSubst-Default | None | SWHC046_01_M002 | SWHC046_01_B001 | ExAnte2019 | IOU workpaper | 2020-04-09 | Commercial SEER-rated package heat pump, < 65 kBtu/h SEER16 HSPF8.5 (NR) |  | Deem-WP-FuelSub | Proposed
SCE | AC-21550AgAnyFiSDwSD | 2019-12-27 |  | SWHC046-01 | NR | DnDeemed | SWHC046C | None | Ag | Def-GSIA | FuelSubst-Default | None | SWHC046_01_M002 | SWHC046_01_B001 | ExAnte2019 | IOU workpaper | 2020-04-09 | Commercial SEER-rated package heat pump, < 65 kBtu/h SEER16 HSPF8.5 (NR) |  | Deem-WP-FuelSub | Proposed
SCE | AC-21550AgAnyUpSUSI | 2019-12-27 |  | SWHC046-01 | NR | UpDeemed | SWHC046C | None | Ag | Def-GSIA | FuelSubst-Default | None | SWHC046_01_M002 | SWHC046_01_B001 | ExAnte2019 | IOU workpaper | 2020-04-09 | Commercial SEER-rated package heat pump, < 65 kBtu/h SEER16 HSPF8.5 (NR) |  | Deem-WP-FuelSub | Proposed
SCE | AC-21551AgAnyFiSDrI | 2019-12-27 |  | SWHC046-01 | NR | DnDeemDI | SWHC046D | None | Ag | Def-GSIA | FuelSubst-Default | None | SWHC046_01_M003 | SWHC046_01_B001 | ExAnte2019 | IOU workpaper | 2020-04-09 | Commercial SEER-rated package heat pump, < 65 kBtu/h SEER17 HSPF9.0 (NR) |  | Deem-WP-FuelSub | Proposed
SCE | AC-21551AgAnyFiSDwSD | 2019-12-27 |  | SWHC046-01 | NR | DnDeemed | SWHC046D | None | Ag | Def-GSIA | FuelSubst-Default | None | SWHC046_01_M003 | SWHC046_01_B001 | ExAnte2019 | IOU workpaper | 2020-04-09 | Commercial SEER-rated package heat pump, < 65 kBtu/h SEER17 HSPF9.0 (NR) |  | Deem-WP-FuelSub | Proposed
SCE | AC-21551AgAnyUpSUSI | 2019-12-27 |  | SWHC046-01 | NR | UpDeemed | SWHC046D | None | Ag | Def-GSIA | FuelSubst-Default | None | SWHC046_01_M003 | SWHC046_01_B001 | ExAnte2019 | IOU workpaper | 2020-04-09 | Commercial SEER-rated package heat pump, < 65 kBtu/h SEER17 HSPF9.0 (NR) |  | Deem-WP-FuelSub | Proposed
SCE | AC-21552AgAnyFiSDrI | 2019-12-27 |  | SWHC046-01 | NR | DnDeemDI | SWHC046E | None | Ag | Def-GSIA | FuelSubst-Default | None | SWHC046_01_M004 | SWHC046_01_B002 | ExAnte2019 | IOU workpaper | 2020-04-09 | Commercial SEER-rated split heat pumps, < 65 kBtu/h SEER15 HSPF8.7 (NR) |  | Deem-WP-FuelSub | Proposed
SCE | AC-21552AgAnyFiSDwSD | 2019-12-27 |  | SWHC046-01 | NR | DnDeemed | SWHC046E | None | Ag | Def-GSIA | FuelSubst-Default | None | SWHC046_01_M004 | SWHC046_01_B002 | ExAnte2019 | IOU workpaper | 2020-04-09 | Commercial SEER-rated split heat pumps, < 65 kBtu/h SEER15 HSPF8.7 (NR) |  | Deem-WP-FuelSub | Proposed
SCE | AC-21552AgAnyUpSUSI | 2019-12-27 |  | SWHC046-01 | NR | UpDeemed | SWHC046E | None | Ag | Def-GSIA | FuelSubst-Default | None | SWHC046_01_M004 | SWHC046_01_B002 | ExAnte2019 | IOU workpaper | 2020-04-09 | Commercial SEER-rated split heat pumps, < 65 kBtu/h SEER15 HSPF8.7 (NR) |  | Deem-WP-FuelSub | Proposed
SCE | AC-21553AgAnyFiSDrI | 2019-12-27 |  | SWHC046-01 | NR | DnDeemDI | SWHC046F | None | Ag | Def-GSIA | FuelSubst-Default | None | SWHC046_01_M005 | SWHC046_01_B002 | ExAnte2019 | IOU workpaper | 2020-04-09 | Commercial SEER-rated split heat pumps, < 65 kBtu/h SEER16 HSPF9.0 (NR) |  | Deem-WP-FuelSub | Proposed
SCE | AC-21553AgAnyFiSDwSD | 2019-12-27 |  | SWHC046-01 | NR | DnDeemed | SWHC046F | None | Ag | Def-GSIA | FuelSubst-Default | None | SWHC046_01_M005 | SWHC046_01_B002 | ExAnte2019 | IOU workpaper | 2020-04-09 | Commercial SEER-rated split heat pumps, < 65 kBtu/h SEER16 HSPF9.0 (NR) |  | Deem-WP-FuelSub | Proposed
SCE | AC-21553AgAnyUpSUSI | 2019-12-27 |  | SWHC046-01 | NR | UpDeemed | SWHC046F | None | Ag | Def-GSIA | FuelSubst-Default | None | SWHC046_01_M005 | SWHC046_01_B002 | ExAnte2019 | IOU workpaper | 2020-04-09 | Commercial SEER-rated split heat pumps, < 65 kBtu/h SEER16 HSPF9.0 (NR) |  | Deem-WP-FuelSub | Proposed
SCE | AC-21554AgAnyFiSDrI | 2019-12-27 |  | SWHC046-01 | NR | DnDeemDI | SWHC046G | None | Ag | Def-GSIA | FuelSubst-Default | None | SWHC046_01_M006 | SWHC046_01_B002 | ExAnte2019 | IOU workpaper | 2020-04-09 | Commercial SEER-rated split heat pumps, < 65 kBtu/h SEER17 HSPF9.4 (NR) |  | Deem-WP-FuelSub | Proposed
SCE | AC-21554AgAnyFiSDwSD | 2019-12-27 |  | SWHC046-01 | NR | DnDeemed | SWHC046G | None | Ag | Def-GSIA | FuelSubst-Default | None | SWHC046_01_M006 | SWHC046_01_B002 | ExAnte2019 | IOU workpaper | 2020-04-09 | Commercial SEER-rated split heat pumps, < 65 kBtu/h SEER17 HSPF9.4 (NR) |  | Deem-WP-FuelSub | Proposed
SCE | AC-21554AgAnyUpSUSI | 2019-12-27 |  | SWHC046-01 | NR | UpDeemed | SWHC046G | None | Ag | Def-GSIA | FuelSubst-Default | None | SWHC046_01_M006 | SWHC046_01_B002 | ExAnte2019 | IOU workpaper | 2020-04-09 | Commercial SEER-rated split heat pumps, < 65 kBtu/h SEER17 HSPF9.4 (NR) |  | Deem-WP-FuelSub | Proposed
SCE | AC-21555AgAnyFiSDrI | 2019-12-27 |  | SWHC046-01 | NR | DnDeemDI | SWHC046H | None | Ag | Def-GSIA | FuelSubst-Default | None | SWHC046_01_M007 | SWHC046_01_B002 | ExAnte2019 | IOU workpaper | 2020-04-09 | Commercial SEER-rated split heat pumps, < 65 kBtu/h SEER18 HSPF9.7 (NR) |  | Deem-WP-FuelSub | Proposed
SCE | AC-21555AgAnyFiSDwSD | 2019-12-27 |  | SWHC046-01 | NR | DnDeemed | SWHC046H | None | Ag | Def-GSIA | FuelSubst-Default | None | SWHC046_01_M007 | SWHC046_01_B002 | ExAnte2019 | IOU workpaper | 2020-04-09 | Commercial SEER-rated split heat pumps, < 65 kBtu/h SEER18 HSPF9.7 (NR) |  | Deem-WP-FuelSub | Proposed
SCE | AC-21555AgAnyUpSUSI | 2019-12-27 |  | SWHC046-01 | NR | UpDeemed | SWHC046H | None | Ag | Def-GSIA | FuelSubst-Default | None | SWHC046_01_M007 | SWHC046_01_B002 | ExAnte2019 | IOU workpaper | 2020-04-09 | Commercial SEER-rated split heat pumps, < 65 kBtu/h SEER18 HSPF9.7 (NR) |  | Deem-WP-FuelSub | Proposed
SCE | AC-21542AgAnyFiSDrI | 2019-12-27 |  | SWHC046-01 | NR | DnDeemDI | SWHC046I | None | Ag | Def-GSIA | FuelSubst-Default | None | SWHC046_01_M008 | SWHC046_01_B003 | ExAnte2019 | IOU workpaper | 2020-04-09 | Commercial IEER-rated package heat pump, 135 to 239 kBtu/h IEER14.5 COP3.2 (NR) |  | Deem-WP-FuelSub | Proposed
SCE | AC-21542AgAnyFiSDwSD | 2019-12-27 |  | SWHC046-01 | NR | DnDeemed | SWHC046I | None | Ag | Def-GSIA | FuelSubst-Default | None | SWHC046_01_M008 | SWHC046_01_B003 | ExAnte2019 | IOU workpaper | 2020-04-09 | Commercial IEER-rated package heat pump, 135 to 239 kBtu/h IEER14.5 COP3.2 (NR) |  | Deem-WP-FuelSub | Proposed
SCE | AC-21542AgAnyUpSUSI | 2019-12-27 |  | SWHC046-01 | NR | UpDeemed | SWHC046I | None | Ag | Def-GSIA | FuelSubst-Default | None | SWHC046_01_M008 | SWHC046_01_B003 | ExAnte2019 | IOU workpaper | 2020-04-09 | Commercial IEER-rated package heat pump, 135 to 239 kBtu/h IEER14.5 COP3.2 (NR) |  | Deem-WP-FuelSub | Proposed
SCE | AC-21543AgAnyFiSDrI | 2019-12-27 |  | SWHC046-01 | NR | DnDeemDI | SWHC046J | None | Ag | Def-GSIA | FuelSubst-Default | None | SWHC046_01_M009 | SWHC046_01_B003 | ExAnte2019 | IOU workpaper | 2020-04-09 | Commercial IEER-rated package heat pump, 135 to 239 kBtu/h IEER15.5 COP3.2 (NR) |  | Deem-WP-FuelSub | Proposed
SCE | AC-21543AgAnyFiSDwSD | 2019-12-27 |  | SWHC046-01 | NR | DnDeemed | SWHC046J | None | Ag | Def-GSIA | FuelSubst-Default | None | SWHC046_01_M009 | SWHC046_01_B003 | ExAnte2019 | IOU workpaper | 2020-04-09 | Commercial IEER-rated package heat pump, 135 to 239 kBtu/h IEER15.5 COP3.2 (NR) |  | Deem-WP-FuelSub | Proposed
SCE | AC-21543AgAnyUpSUSI | 2019-12-27 |  | SWHC046-01 | NR | UpDeemed | SWHC046J | None | Ag | Def-GSIA | FuelSubst-Default | None | SWHC046_01_M009 | SWHC046_01_B003 | ExAnte2019 | IOU workpaper | 2020-04-09 | Commercial IEER-rated package heat pump, 135 to 239 kBtu/h IEER15.5 COP3.2 (NR) |  | Deem-WP-FuelSub | Proposed
SCE | AC-21544AgAnyFiSDrI | 2019-12-27 |  | SWHC046-01 | NR | DnDeemDI | SWHC046K | None | Ag | Def-GSIA | FuelSubst-Default | None | SWHC046_01_M010 | SWHC046_01_B004 | ExAnte2019 | IOU workpaper | 2020-04-09 | Commercial IEER-rated package heat pump, 240 to 760 kBtu/h IEER12.0 COP3.2 (NR) |  | Deem-WP-FuelSub | Proposed
SCE | AC-21544AgAnyFiSDwSD | 2019-12-27 |  | SWHC046-01 | NR | DnDeemed | SWHC046K | None | Ag | Def-GSIA | FuelSubst-Default | None | SWHC046_01_M010 | SWHC046_01_B004 | ExAnte2019 | IOU workpaper | 2020-04-09 | Commercial IEER-rated package heat pump, 240 to 760 kBtu/h IEER12.0 COP3.2 (NR) |  | Deem-WP-FuelSub | Proposed
SCE | AC-21544AgAnyUpSUSI | 2019-12-27 |  | SWHC046-01 | NR | UpDeemed | SWHC046K | None | Ag | Def-GSIA | FuelSubst-Default | None | SWHC046_01_M010 | SWHC046_01_B004 | ExAnte2019 | IOU workpaper | 2020-04-09 | Commercial IEER-rated package heat pump, 240 to 760 kBtu/h IEER12.0 COP3.2 (NR) |  | Deem-WP-FuelSub | Proposed
SCE | AC-21545AgAnyFiSDrI | 2019-12-27 |  | SWHC046-01 | NR | DnDeemDI | SWHC046L | None | Ag | Def-GSIA | FuelSubst-Default | None | SWHC046_01_M011 | SWHC046_01_B004 | ExAnte2019 | IOU workpaper | 2020-04-09 | Commercial IEER-rated package heat pump, 240 to 760 kBtu/h IEER13.0 COP3.2 (NR) |  | Deem-WP-FuelSub | Proposed
SCE | AC-21545AgAnyFiSDwSD | 2019-12-27 |  | SWHC046-01 | NR | DnDeemed | SWHC046L | None | Ag | Def-GSIA | FuelSubst-Default | None | SWHC046_01_M011 | SWHC046_01_B004 | ExAnte2019 | IOU workpaper | 2020-04-09 | Commercial IEER-rated package heat pump, 240 to 760 kBtu/h IEER13.0 COP3.2 (NR) |  | Deem-WP-FuelSub | Proposed
SCE | AC-21545AgAnyUpSUSI | 2019-12-27 |  | SWHC046-01 | NR | UpDeemed | SWHC046L | None | Ag | Def-GSIA | FuelSubst-Default | None | SWHC046_01_M011 | SWHC046_01_B004 | ExAnte2019 | IOU workpaper | 2020-04-09 | Commercial IEER-rated package heat pump, 240 to 760 kBtu/h IEER13.0 COP3.2 (NR) |  | Deem-WP-FuelSub | Proposed
SCE | AC-21546AgAnyFiSDrI | 2019-12-27 |  | SWHC046-01 | NR | DnDeemDI | SWHC046M | None | Ag | Def-GSIA | FuelSubst-Default | None | SWHC046_01_M012 | SWHC046_01_B005 | ExAnte2019 | IOU workpaper | 2020-04-09 | Commercial IEER-rated package heat pump, 65 to 134 kBtu/h IEER14.0 COP3.4 (NR) |  | Deem-WP-FuelSub | Proposed
SCE | AC-21546AgAnyFiSDwSD | 2019-12-27 |  | SWHC046-01 | NR | DnDeemed | SWHC046M | None | Ag | Def-GSIA | FuelSubst-Default | None | SWHC046_01_M012 | SWHC046_01_B005 | ExAnte2019 | IOU workpaper | 2020-04-09 | Commercial IEER-rated package heat pump, 65 to 134 kBtu/h IEER14.0 COP3.4 (NR) |  | Deem-WP-FuelSub | Proposed
SCE | AC-21546AgAnyUpSUSI | 2019-12-27 |  | SWHC046-01 | NR | UpDeemed | SWHC046M | None | Ag | Def-GSIA | FuelSubst-Default | None | SWHC046_01_M012 | SWHC046_01_B005 | ExAnte2019 | IOU workpaper | 2020-04-09 | Commercial IEER-rated package heat pump, 65 to 134 kBtu/h IEER14.0 COP3.4 (NR) |  | Deem-WP-FuelSub | Proposed
SCE | AC-21547AgAnyFiSDrI | 2019-12-27 |  | SWHC046-01 | NR | DnDeemDI | SWHC046N | None | Ag | Def-GSIA | FuelSubst-Default | None | SWHC046_01_M013 | SWHC046_01_B005 | ExAnte2019 | IOU workpaper | 2020-04-09 | Commercial IEER-rated package heat pump, 65 to 134 kBtu/h IEER15.0 COP3.4 (NR) |  | Deem-WP-FuelSub | Proposed
SCE | AC-21547AgAnyFiSDwSD | 2019-12-27 |  | SWHC046-01 | NR | DnDeemed | SWHC046N | None | Ag | Def-GSIA | FuelSubst-Default | None | SWHC046_01_M013 | SWHC046_01_B005 | ExAnte2019 | IOU workpaper | 2020-04-09 | Commercial IEER-rated package heat pump, 65 to 134 kBtu/h IEER15.0 COP3.4 (NR) |  | Deem-WP-FuelSub | Proposed
SCE | AC-21547AgAnyUpSUSI | 2019-12-27 |  | SWHC046-01 | NR | UpDeemed | SWHC046N | None | Ag | Def-GSIA | FuelSubst-Default | None | SWHC046_01_M013 | SWHC046_01_B005 | ExAnte2019 | IOU workpaper | 2020-04-09 | Commercial IEER-rated package heat pump, 65 to 134 kBtu/h IEER15.0 COP3.4 (NR) |  | Deem-WP-FuelSub | Proposed
SCE | AC-21548AgAnyFiSDrI | 2019-12-27 |  | SWHC046-01 | AR | DnDeemDI | SWHC046O | None | Ag | Def-GSIA | FuelSubst-Default | None | SWHC046_01_M001 | SWHC046_01_B001 | ExAnte2019 | IOU workpaper | 2020-04-09 | Commercial SEER-rated package heat pump 1 stage, < 65 kBtu/h SEER15 HSPF8.2 (AR) |  | Deem-WP-FuelSub | Proposed
SCE | AC-21548AgAnyFiSDwSD | 2019-12-27 |  | SWHC046-01 | AR | DnDeemed | SWHC046O | None | Ag | Def-GSIA | FuelSubst-Default | None | SWHC046_01_M001 | SWHC046_01_B001 | ExAnte2019 | IOU workpaper | 2020-04-09 | Commercial SEER-rated package heat pump 1 stage, < 65 kBtu/h SEER15 HSPF8.2 (AR) |  | Deem-WP-FuelSub | Proposed
SCE | AC-21549AgAnyFiSDrI | 2019-12-27 |  | SWHC046-01 | AR | DnDeemDI | SWHC046P | None | Ag | Def-GSIA | FuelSubst-Default | None | SWHC046_01_M001 | SWHC046_01_B001 | ExAnte2019 | IOU workpaper | 2020-04-09 | Commercial SEER-rated package heat pump 2 stage, < 65 kBtu/h SEER15 HSPF8.2 (AR) |  | Deem-WP-FuelSub | Proposed
SCE | AC-21549AgAnyFiSDwSD | 2019-12-27 |  | SWHC046-01 | AR | DnDeemed | SWHC046P | None | Ag | Def-GSIA | FuelSubst-Default | None | SWHC046_01_M001 | SWHC046_01_B001 | ExAnte2019 | IOU workpaper | 2020-04-09 | Commercial SEER-rated package heat pump 2 stage, < 65 kBtu/h SEER15 HSPF8.2 (AR) |  | Deem-WP-FuelSub | Proposed
SCE | AC-21550AgAnyFiSDrI | 2019-12-27 |  | SWHC046-01 | AR | DnDeemDI | SWHC046Q | None | Ag | Def-GSIA | FuelSubst-Default | None | SWHC046_01_M002 | SWHC046_01_B001 | ExAnte2019 | IOU workpaper | 2020-04-09 | Commercial SEER-rated package heat pump, < 65 kBtu/h SEER16 HSPF8.5 (AR) |  | Deem-WP-FuelSub | Proposed
SCE | AC-21550AgAnyFiSDwSD | 2019-12-27 |  | SWHC046-01 | AR | DnDeemed | SWHC046Q | None | Ag | Def-GSIA | FuelSubst-Default | None | SWHC046_01_M002 | SWHC046_01_B001 | ExAnte2019 | IOU workpaper | 2020-04-09 | Commercial SEER-rated package heat pump, < 65 kBtu/h SEER16 HSPF8.5 (AR) |  | Deem-WP-FuelSub | Proposed
SCE | AC-21551AgAnyFiSDrI | 2019-12-27 |  | SWHC046-01 | AR | DnDeemDI | SWHC046R | None | Ag | Def-GSIA | FuelSubst-Default | None | SWHC046_01_M003 | SWHC046_01_B001 | ExAnte2019 | IOU workpaper | 2020-04-09 | Commercial SEER-rated package heat pump, < 65 kBtu/h SEER17 HSPF9.0 (AR) |  | Deem-WP-FuelSub | Proposed
SCE | AC-21551AgAnyFiSDwSD | 2019-12-27 |  | SWHC046-01 | AR | DnDeemed | SWHC046R | None | Ag | Def-GSIA | FuelSubst-Default | None | SWHC046_01_M003 | SWHC046_01_B001 | ExAnte2019 | IOU workpaper | 2020-04-09 | Commercial SEER-rated package heat pump, < 65 kBtu/h SEER17 HSPF9.0 (AR) |  | Deem-WP-FuelSub | Proposed
SCE | AC-21552AgAnyFiSDrI | 2019-12-27 |  | SWHC046-01 | AR | DnDeemDI | SWHC046S | None | Ag | Def-GSIA | FuelSubst-Default | None | SWHC046_01_M004 | SWHC046_01_B002 | ExAnte2019 | IOU workpaper | 2020-04-09 | Commercial SEER-rated split heat pumps, < 65 kBtu/h SEER15 HSPF8.7 (AR) |  | Deem-WP-FuelSub | Proposed
SCE | AC-21552AgAnyFiSDwSD | 2019-12-27 |  | SWHC046-01 | AR | DnDeemed | SWHC046S | None | Ag | Def-GSIA | FuelSubst-Default | None | SWHC046_01_M004 | SWHC046_01_B002 | ExAnte2019 | IOU workpaper | 2020-04-09 | Commercial SEER-rated split heat pumps, < 65 kBtu/h SEER15 HSPF8.7 (AR) |  | Deem-WP-FuelSub | Proposed
SCE | AC-21553AgAnyFiSDrI | 2019-12-27 |  | SWHC046-01 | AR | DnDeemDI | SWHC046T | None | Ag | Def-GSIA | FuelSubst-Default | None | SWHC046_01_M005 | SWHC046_01_B002 | ExAnte2019 | IOU workpaper | 2020-04-09 | Commercial SEER-rated split heat pumps, < 65 kBtu/h SEER16 HSPF9.0 (AR) |  | Deem-WP-FuelSub | Proposed
SCE | AC-21553AgAnyFiSDwSD | 2019-12-27 |  | SWHC046-01 | AR | DnDeemed | SWHC046T | None | Ag | Def-GSIA | FuelSubst-Default | None | SWHC046_01_M005 | SWHC046_01_B002 | ExAnte2019 | IOU workpaper | 2020-04-09 | Commercial SEER-rated split heat pumps, < 65 kBtu/h SEER16 HSPF9.0 (AR) |  | Deem-WP-FuelSub | Proposed
SCE | AC-21554AgAnyFiSDrI | 2019-12-27 |  | SWHC046-01 | AR | DnDeemDI | SWHC046U | None | Ag | Def-GSIA | FuelSubst-Default | None | SWHC046_01_M006 | SWHC046_01_B002 | ExAnte2019 | IOU workpaper | 2020-04-09 | Commercial SEER-rated split heat pumps, < 65 kBtu/h SEER17 HSPF9.4 (AR) |  | Deem-WP-FuelSub | Proposed
SCE | AC-21554AgAnyFiSDwSD | 2019-12-27 |  | SWHC046-01 | AR | DnDeemed | SWHC046U | None | Ag | Def-GSIA | FuelSubst-Default | None | SWHC046_01_M006 | SWHC046_01_B002 | ExAnte2019 | IOU workpaper | 2020-04-09 | Commercial SEER-rated split heat pumps, < 65 kBtu/h SEER17 HSPF9.4 (AR) |  | Deem-WP-FuelSub | Proposed
SCE | AC-21555AgAnyFiSDrI | 2019-12-27 |  | SWHC046-01 | AR | DnDeemDI | SWHC046V | None | Ag | Def-GSIA | FuelSubst-Default | None | SWHC046_01_M007 | SWHC046_01_B002 | ExAnte2019 | IOU workpaper | 2020-04-09 | Commercial SEER-rated split heat pumps, < 65 kBtu/h SEER18 HSPF9.7 (AR) |  | Deem-WP-FuelSub | Proposed
SCE | AC-21555AgAnyFiSDwSD | 2019-12-27 |  | SWHC046-01 | AR | DnDeemed | SWHC046V | None | Ag | Def-GSIA | FuelSubst-Default | None | SWHC046_01_M007 | SWHC046_01_B002 | ExAnte2019 | IOU workpaper | 2020-04-09 | Commercial SEER-rated split heat pumps, < 65 kBtu/h SEER18 HSPF9.7 (AR) |  | Deem-WP-FuelSub | Proposed
SCE | AC-21542AgAnyFiSDrI | 2019-12-27 |  | SWHC046-01 | AR | DnDeemDI | SWHC046W | None | Ag | Def-GSIA | FuelSubst-Default | None | SWHC046_01_M008 | SWHC046_01_B003 | ExAnte2019 | IOU workpaper | 2020-04-09 | Commercial IEER-rated package heat pump, 135 to 239 kBtu/h IEER14.5 COP3.2 (AR) |  | Deem-WP-FuelSub | Proposed
SCE | AC-21542AgAnyFiSDwSD | 2019-12-27 |  | SWHC046-01 | AR | DnDeemed | SWHC046W | None | Ag | Def-GSIA | FuelSubst-Default | None | SWHC046_01_M008 | SWHC046_01_B003 | ExAnte2019 | IOU workpaper | 2020-04-09 | Commercial IEER-rated package heat pump, 135 to 239 kBtu/h IEER14.5 COP3.2 (AR) |  | Deem-WP-FuelSub | Proposed
SCE | AC-21543AgAnyFiSDrI | 2019-12-27 |  | SWHC046-01 | AR | DnDeemDI | SWHC046X | None | Ag | Def-GSIA | FuelSubst-Default | None | SWHC046_01_M009 | SWHC046_01_B003 | ExAnte2019 | IOU workpaper | 2020-04-09 | Commercial IEER-rated package heat pump, 135 to 239 kBtu/h IEER15.5 COP3.2 (AR) |  | Deem-WP-FuelSub | Proposed
SCE | AC-21543AgAnyFiSDwSD | 2019-12-27 |  | SWHC046-01 | AR | DnDeemed | SWHC046X | None | Ag | Def-GSIA | FuelSubst-Default | None | SWHC046_01_M009 | SWHC046_01_B003 | ExAnte2019 | IOU workpaper | 2020-04-09 | Commercial IEER-rated package heat pump, 135 to 239 kBtu/h IEER15.5 COP3.2 (AR) |  | Deem-WP-FuelSub | Proposed
SCE | AC-21544AgAnyFiSDrI | 2019-12-27 |  | SWHC046-01 | AR | DnDeemDI | SWHC046Y | None | Ag | Def-GSIA | FuelSubst-Default | None | SWHC046_01_M010 | SWHC046_01_B004 | ExAnte2019 | IOU workpaper | 2020-04-09 | Commercial IEER-rated package heat pump, 240 to 760 kBtu/h IEER12.0 COP3.2 (AR) |  | Deem-WP-FuelSub | Proposed
SCE | AC-21544AgAnyFiSDwSD | 2019-12-27 |  | SWHC046-01 | AR | DnDeemed | SWHC046Y | None | Ag | Def-GSIA | FuelSubst-Default | None | SWHC046_01_M010 | SWHC046_01_B004 | ExAnte2019 | IOU workpaper | 2020-04-09 | Commercial IEER-rated package heat pump, 240 to 760 kBtu/h IEER12.0 COP3.2 (AR) |  | Deem-WP-FuelSub | Proposed
SCE | AC-21545AgAnyFiSDrI | 2019-12-27 |  | SWHC046-01 | AR | DnDeemDI | SWHC046Z | None | Ag | Def-GSIA | FuelSubst-Default | None | SWHC046_01_M011 | SWHC046_01_B004 | ExAnte2019 | IOU workpaper | 2020-04-09 | Commercial IEER-rated package heat pump, 240 to 760 kBtu/h IEER13.0 COP3.2 (AR) |  | Deem-WP-FuelSub | Proposed
SCE | AC-21545AgAnyFiSDwSD | 2019-12-27 |  | SWHC046-01 | AR | DnDeemed | SWHC046Z | None | Ag | Def-GSIA | FuelSubst-Default | None | SWHC046_01_M011 | SWHC046_01_B004 | ExAnte2019 | IOU workpaper | 2020-04-09 | Commercial IEER-rated package heat pump, 240 to 760 kBtu/h IEER13.0 COP3.2 (AR) |  | Deem-WP-FuelSub | Proposed
SCE | AC-21546AgAnyFiSDrI | 2019-12-27 |  | SWHC046-01 | AR | DnDeemDI | SWHC046AA | None | Ag | Def-GSIA | FuelSubst-Default | None | SWHC046_01_M012 | SWHC046_01_B005 | ExAnte2019 | IOU workpaper | 2020-04-09 | Commercial IEER-rated package heat pump, 65 to 134 kBtu/h IEER14.0 COP3.4 (AR) |  | Deem-WP-FuelSub | Proposed
SCE | AC-21546AgAnyFiSDwSD | 2019-12-27 |  | SWHC046-01 | AR | DnDeemed | SWHC046AA | None | Ag | Def-GSIA | FuelSubst-Default | None | SWHC046_01_M012 | SWHC046_01_B005 | ExAnte2019 | IOU workpaper | 2020-04-09 | Commercial IEER-rated package heat pump, 65 to 134 kBtu/h IEER14.0 COP3.4 (AR) |  | Deem-WP-FuelSub | Proposed
SCE | AC-21547AgAnyFiSDrI | 2019-12-27 |  | SWHC046-01 | AR | DnDeemDI | SWHC046AB | None | Ag | Def-GSIA | FuelSubst-Default | None | SWHC046_01_M013 | SWHC046_01_B005 | ExAnte2019 | IOU workpaper | 2020-04-09 | Commercial IEER-rated package heat pump, 65 to 134 kBtu/h IEER15.0 COP3.4 (AR) |  | Deem-WP-FuelSub | Proposed
SCE | AC-21547AgAnyFiSDwSD | 2019-12-27 |  | SWHC046-01 | AR | DnDeemed | SWHC046AB | None | Ag | Def-GSIA | FuelSubst-Default | None | SWHC046_01_M013 | SWHC046_01_B005 | ExAnte2019 | IOU workpaper | 2020-04-09 | Commercial IEER-rated package heat pump, 65 to 134 kBtu/h IEER15.0 COP3.4 (AR) |  | Deem-WP-FuelSub | Proposed
SCE | AC-21580AgAnyFiSDrI | 2019-12-27 |  | SWHC046-01 | NC | DnDeemDI | SWHC046AC | None | Ag | Def-GSIA | FuelSubst-Default | None | SWHC046_01_M001 | SWHC046_01_B001 | ExAnte2019 | IOU workpaper | 2020-04-09 | Commercial SEER-rated package heat pump 1 stage, < 65 kBtu/h SEER15 HSPF8.2 (NC) |  | Deem-WP-FuelSub | Proposed
SCE | AC-21580AgAnyFiSDwSD | 2019-12-27 |  | SWHC046-01 | NC | DnDeemed | SWHC046AC | None | Ag | Def-GSIA | FuelSubst-Default | None | SWHC046_01_M001 | SWHC046_01_B001 | ExAnte2019 | IOU workpaper | 2020-04-09 | Commercial SEER-rated package heat pump 1 stage, < 65 kBtu/h SEER15 HSPF8.2 (NC) |  | Deem-WP-FuelSub | Proposed
SCE | AC-21581AgAnyFiSDrI | 2019-12-27 |  | SWHC046-01 | NC | DnDeemDI | SWHC046AD | None | Ag | Def-GSIA | FuelSubst-Default | None | SWHC046_01_M001 | SWHC046_01_B001 | ExAnte2019 | IOU workpaper | 2020-04-09 | Commercial SEER-rated package heat pump 2 stage, < 65 kBtu/h SEER15 HSPF8.2 (NC) |  | Deem-WP-FuelSub | Proposed
SCE | AC-21581AgAnyFiSDwSD | 2019-12-27 |  | SWHC046-01 | NC | DnDeemed | SWHC046AD | None | Ag | Def-GSIA | FuelSubst-Default | None | SWHC046_01_M001 | SWHC046_01_B001 | ExAnte2019 | IOU workpaper | 2020-04-09 | Commercial SEER-rated package heat pump 2 stage, < 65 kBtu/h SEER15 HSPF8.2 (NC) |  | Deem-WP-FuelSub | Proposed
SCE | AC-21582AgAnyFiSDrI | 2019-12-27 |  | SWHC046-01 | NC | DnDeemDI | SWHC046AE | None | Ag | Def-GSIA | FuelSubst-Default | None | SWHC046_01_M002 | SWHC046_01_B001 | ExAnte2019 | IOU workpaper | 2020-04-09 | Commercial SEER-rated package heat pump, < 65 kBtu/h SEER16 HSPF8.5 (NC) |  | Deem-WP-FuelSub | Proposed
SCE | AC-21582AgAnyFiSDwSD | 2019-12-27 |  | SWHC046-01 | NC | DnDeemed | SWHC046AE | None | Ag | Def-GSIA | FuelSubst-Default | None | SWHC046_01_M002 | SWHC046_01_B001 | ExAnte2019 | IOU workpaper | 2020-04-09 | Commercial SEER-rated package heat pump, < 65 kBtu/h SEER16 HSPF8.5 (NC) |  | Deem-WP-FuelSub | Proposed
SCE | AC-21583AgAnyFiSDrI | 2019-12-27 |  | SWHC046-01 | NC | DnDeemDI | SWHC046AF | None | Ag | Def-GSIA | FuelSubst-Default | None | SWHC046_01_M003 | SWHC046_01_B001 | ExAnte2019 | IOU workpaper | 2020-04-09 | Commercial SEER-rated package heat pump, < 65 kBtu/h SEER17 HSPF9.0 (NC) |  | Deem-WP-FuelSub | Proposed
SCE | AC-21583AgAnyFiSDwSD | 2019-12-27 |  | SWHC046-01 | NC | DnDeemed | SWHC046AF | None | Ag | Def-GSIA | FuelSubst-Default | None | SWHC046_01_M003 | SWHC046_01_B001 | ExAnte2019 | IOU workpaper | 2020-04-09 | Commercial SEER-rated package heat pump, < 65 kBtu/h SEER17 HSPF9.0 (NC) |  | Deem-WP-FuelSub | Proposed
SCE | AC-21584AgAnyFiSDrI | 2019-12-27 |  | SWHC046-01 | NC | DnDeemDI | SWHC046AG | None | Ag | Def-GSIA | FuelSubst-Default | None | SWHC046_01_M004 | SWHC046_01_B002 | ExAnte2019 | IOU workpaper | 2020-04-09 | Commercial SEER-rated split heat pumps, < 65 kBtu/h SEER15 HSPF8.7 (NC) |  | Deem-WP-FuelSub | Proposed
SCE | AC-21584AgAnyFiSDwSD | 2019-12-27 |  | SWHC046-01 | NC | DnDeemed | SWHC046AG | None | Ag | Def-GSIA | FuelSubst-Default | None | SWHC046_01_M004 | SWHC046_01_B002 | ExAnte2019 | IOU workpaper | 2020-04-09 | Commercial SEER-rated split heat pumps, < 65 kBtu/h SEER15 HSPF8.7 (NC) |  | Deem-WP-FuelSub | Proposed
SCE | AC-21585AgAnyFiSDrI | 2019-12-27 |  | SWHC046-01 | NC | DnDeemDI | SWHC046AH | None | Ag | Def-GSIA | FuelSubst-Default | None | SWHC046_01_M005 | SWHC046_01_B002 | ExAnte2019 | IOU workpaper | 2020-04-09 | Commercial SEER-rated split heat pumps, < 65 kBtu/h SEER16 HSPF9.0 (NC) |  | Deem-WP-FuelSub | Proposed
SCE | AC-21585AgAnyFiSDwSD | 2019-12-27 |  | SWHC046-01 | NC | DnDeemed | SWHC046AH | None | Ag | Def-GSIA | FuelSubst-Default | None | SWHC046_01_M005 | SWHC046_01_B002 | ExAnte2019 | IOU workpaper | 2020-04-09 | Commercial SEER-rated split heat pumps, < 65 kBtu/h SEER16 HSPF9.0 (NC) |  | Deem-WP-FuelSub | Proposed
SCE | AC-21586AgAnyFiSDrI | 2019-12-27 |  | SWHC046-01 | NC | DnDeemDI | SWHC046AI | None | Ag | Def-GSIA | FuelSubst-Default | None | SWHC046_01_M006 | SWHC046_01_B002 | ExAnte2019 | IOU workpaper | 2020-04-09 | Commercial SEER-rated split heat pumps, < 65 kBtu/h SEER17 HSPF9.4 (NC) |  | Deem-WP-FuelSub | Proposed
SCE | AC-21586AgAnyFiSDwSD | 2019-12-27 |  | SWHC046-01 | NC | DnDeemed | SWHC046AI | None | Ag | Def-GSIA | FuelSubst-Default | None | SWHC046_01_M006 | SWHC046_01_B002 | ExAnte2019 | IOU workpaper | 2020-04-09 | Commercial SEER-rated split heat pumps, < 65 kBtu/h SEER17 HSPF9.4 (NC) |  | Deem-WP-FuelSub | Proposed
SCE | AC-21587AgAnyFiSDrI | 2019-12-27 |  | SWHC046-01 | NC | DnDeemDI | SWHC046AJ | None | Ag | Def-GSIA | FuelSubst-Default | None | SWHC046_01_M007 | SWHC046_01_B002 | ExAnte2019 | IOU workpaper | 2020-04-09 | Commercial SEER-rated split heat pumps, < 65 kBtu/h SEER18 HSPF9.7 (NC) |  | Deem-WP-FuelSub | Proposed
SCE | AC-21587AgAnyFiSDwSD | 2019-12-27 |  | SWHC046-01 | NC | DnDeemed | SWHC046AJ | None | Ag | Def-GSIA | FuelSubst-Default | None | SWHC046_01_M007 | SWHC046_01_B002 | ExAnte2019 | IOU workpaper | 2020-04-09 | Commercial SEER-rated split heat pumps, < 65 kBtu/h SEER18 HSPF9.7 (NC) |  | Deem-WP-FuelSub | Proposed
SCE | AC-21588AgAnyFiSDrI | 2019-12-27 |  | SWHC046-01 | NC | DnDeemDI | SWHC046AK | None | Ag | Def-GSIA | FuelSubst-Default | None | SWHC046_01_M008 | SWHC046_01_B003 | ExAnte2019 | IOU workpaper | 2020-04-09 | Commercial IEER-rated package heat pump, 135 to 239 kBtu/h IEER14.5 COP3.2 (NC) |  | Deem-WP-FuelSub | Proposed
SCE | AC-21588AgAnyFiSDwSD | 2019-12-27 |  | SWHC046-01 | NC | DnDeemed | SWHC046AK | None | Ag | Def-GSIA | FuelSubst-Default | None | SWHC046_01_M008 | SWHC046_01_B003 | ExAnte2019 | IOU workpaper | 2020-04-09 | Commercial IEER-rated package heat pump, 135 to 239 kBtu/h IEER14.5 COP3.2 (NC) |  | Deem-WP-FuelSub | Proposed
SCE | AC-21589AgAnyFiSDrI | 2019-12-27 |  | SWHC046-01 | NC | DnDeemDI | SWHC046AL | None | Ag | Def-GSIA | FuelSubst-Default | None | SWHC046_01_M009 | SWHC046_01_B003 | ExAnte2019 | IOU workpaper | 2020-04-09 | Commercial IEER-rated package heat pump, 135 to 239 kBtu/h IEER15.5 COP3.2 (NC) |  | Deem-WP-FuelSub | Proposed
SCE | AC-21589AgAnyFiSDwSD | 2019-12-27 |  | SWHC046-01 | NC | DnDeemed | SWHC046AL | None | Ag | Def-GSIA | FuelSubst-Default | None | SWHC046_01_M009 | SWHC046_01_B003 | ExAnte2019 | IOU workpaper | 2020-04-09 | Commercial IEER-rated package heat pump, 135 to 239 kBtu/h IEER15.5 COP3.2 (NC) |  | Deem-WP-FuelSub | Proposed
SCE | AC-21590AgAnyFiSDrI | 2019-12-27 |  | SWHC046-01 | NC | DnDeemDI | SWHC046AM | None | Ag | Def-GSIA | FuelSubst-Default | None | SWHC046_01_M010 | SWHC046_01_B004 | ExAnte2019 | IOU workpaper | 2020-04-09 | Commercial IEER-rated package heat pump, 240 to 760 kBtu/h IEER12.0 COP3.2 (NC) |  | Deem-WP-FuelSub | Proposed
SCE | AC-21590AgAnyFiSDwSD | 2019-12-27 |  | SWHC046-01 | NC | DnDeemed | SWHC046AM | None | Ag | Def-GSIA | FuelSubst-Default | None | SWHC046_01_M010 | SWHC046_01_B004 | ExAnte2019 | IOU workpaper | 2020-04-09 | Commercial IEER-rated package heat pump, 240 to 760 kBtu/h IEER12.0 COP3.2 (NC) |  | Deem-WP-FuelSub | Proposed
SCE | AC-21591AgAnyFiSDrI | 2019-12-27 |  | SWHC046-01 | NC | DnDeemDI | SWHC046AN | None | Ag | Def-GSIA | FuelSubst-Default | None | SWHC046_01_M011 | SWHC046_01_B004 | ExAnte2019 | IOU workpaper | 2020-04-09 | Commercial IEER-rated package heat pump, 240 to 760 kBtu/h IEER13.0 COP3.2 (NC) |  | Deem-WP-FuelSub | Proposed
SCE | AC-21591AgAnyFiSDwSD | 2019-12-27 |  | SWHC046-01 | NC | DnDeemed | SWHC046AN | None | Ag | Def-GSIA | FuelSubst-Default | None | SWHC046_01_M011 | SWHC046_01_B004 | ExAnte2019 | IOU workpaper | 2020-04-09 | Commercial IEER-rated package heat pump, 240 to 760 kBtu/h IEER13.0 COP3.2 (NC) |  | Deem-WP-FuelSub | Proposed
SCE | AC-21592AgAnyFiSDrI | 2019-12-27 |  | SWHC046-01 | NC | DnDeemDI | SWHC046AO | None | Ag | Def-GSIA | FuelSubst-Default | None | SWHC046_01_M012 | SWHC046_01_B005 | ExAnte2019 | IOU workpaper | 2020-04-09 | Commercial IEER-rated package heat pump, 65 to 134 kBtu/h IEER14.0 COP3.4 (NC) |  | Deem-WP-FuelSub | Proposed
SCE | AC-21592AgAnyFiSDwSD | 2019-12-27 |  | SWHC046-01 | NC | DnDeemed | SWHC046AO | None | Ag | Def-GSIA | FuelSubst-Default | None | SWHC046_01_M012 | SWHC046_01_B005 | ExAnte2019 | IOU workpaper | 2020-04-09 | Commercial IEER-rated package heat pump, 65 to 134 kBtu/h IEER14.0 COP3.4 (NC) |  | Deem-WP-FuelSub | Proposed
SCE | AC-21593AgAnyFiSDrI | 2019-12-27 |  | SWHC046-01 | NC | DnDeemDI | SWHC046AP | None | Ag | Def-GSIA | FuelSubst-Default | None | SWHC046_01_M013 | SWHC046_01_B005 | ExAnte2019 | IOU workpaper | 2020-04-09 | Commercial IEER-rated package heat pump, 65 to 134 kBtu/h IEER15.0 COP3.4 (NC) |  | Deem-WP-FuelSub | Proposed
SCE | AC-21593AgAnyFiSDwSD | 2019-12-27 |  | SWHC046-01 | NC | DnDeemed | SWHC046AP | None | Ag | Def-GSIA | FuelSubst-Default | None | SWHC046_01_M013 | SWHC046_01_B005 | ExAnte2019 | IOU workpaper | 2020-04-09 | Commercial IEER-rated package heat pump, 65 to 134 kBtu/h IEER15.0 COP3.4 (NC) |  | Deem-WP-FuelSub | Proposed
SCE | AC-21548ComAnyFiSDrI | 2019-12-27 |  | SWHC046-01 | NR | DnDeemDI | SWHC046A | None | Com | Def-GSIA | FuelSubst-Default | None | SWHC046_01_M001 | SWHC046_01_B001 | ExAnte2019 | IOU workpaper | 2020-04-09 | Commercial SEER-rated package heat pump 1 stage, < 65 kBtu/h SEER15 HSPF8.2 (NR) |  | Deem-WP-FuelSub | Proposed
SCE | AC-21548ComAnyFiSDwSD | 2019-12-27 |  | SWHC046-01 | NR | DnDeemed | SWHC046A | None | Com | Def-GSIA | FuelSubst-Default | None | SWHC046_01_M001 | SWHC046_01_B001 | ExAnte2019 | IOU workpaper | 2020-04-09 | Commercial SEER-rated package heat pump 1 stage, < 65 kBtu/h SEER15 HSPF8.2 (NR) |  | Deem-WP-FuelSub | Proposed
SCE | AC-21548ComAnyUpSUSI | 2019-12-27 |  | SWHC046-01 | NR | UpDeemed | SWHC046A | None | Com | Def-GSIA | FuelSubst-Default | None | SWHC046_01_M001 | SWHC046_01_B001 | ExAnte2019 | IOU workpaper | 2020-04-09 | Commercial SEER-rated package heat pump 1 stage, < 65 kBtu/h SEER15 HSPF8.2 (NR) |  | Deem-WP-FuelSub | Proposed
SCE | AC-21549ComAnyFiSDrI | 2019-12-27 |  | SWHC046-01 | NR | DnDeemDI | SWHC046B | None | Com | Def-GSIA | FuelSubst-Default | None | SWHC046_01_M001 | SWHC046_01_B001 | ExAnte2019 | IOU workpaper | 2020-04-09 | Commercial SEER-rated package heat pump 2 stage, < 65 kBtu/h SEER15 HSPF8.2 (NR) |  | Deem-WP-FuelSub | Proposed
SCE | AC-21549ComAnyFiSDwSD | 2019-12-27 |  | SWHC046-01 | NR | DnDeemed | SWHC046B | None | Com | Def-GSIA | FuelSubst-Default | None | SWHC046_01_M001 | SWHC046_01_B001 | ExAnte2019 | IOU workpaper | 2020-04-09 | Commercial SEER-rated package heat pump 2 stage, < 65 kBtu/h SEER15 HSPF8.2 (NR) |  | Deem-WP-FuelSub | Proposed
SCE | AC-21549ComAnyUpSUSI | 2019-12-27 |  | SWHC046-01 | NR | UpDeemed | SWHC046B | None | Com | Def-GSIA | FuelSubst-Default | None | SWHC046_01_M001 | SWHC046_01_B001 | ExAnte2019 | IOU workpaper | 2020-04-09 | Commercial SEER-rated package heat pump 2 stage, < 65 kBtu/h SEER15 HSPF8.2 (NR) |  | Deem-WP-FuelSub | Proposed
SCE | AC-21550ComAnyFiSDrI | 2019-12-27 |  | SWHC046-01 | NR | DnDeemDI | SWHC046C | None | Com | Def-GSIA | FuelSubst-Default | None | SWHC046_01_M002 | SWHC046_01_B001 | ExAnte2019 | IOU workpaper | 2020-04-09 | Commercial SEER-rated package heat pump, < 65 kBtu/h SEER16 HSPF8.5 (NR) |  | Deem-WP-FuelSub | Proposed
SCE | AC-21550ComAnyFiSDwSD | 2019-12-27 |  | SWHC046-01 | NR | DnDeemed | SWHC046C | None | Com | Def-GSIA | FuelSubst-Default | None | SWHC046_01_M002 | SWHC046_01_B001 | ExAnte2019 | IOU workpaper | 2020-04-09 | Commercial SEER-rated package heat pump, < 65 kBtu/h SEER16 HSPF8.5 (NR) |  | Deem-WP-FuelSub | Proposed
SCE | AC-21550ComAnyUpSUSI | 2019-12-27 |  | SWHC046-01 | NR | UpDeemed | SWHC046C | None | Com | Def-GSIA | FuelSubst-Default | None | SWHC046_01_M002 | SWHC046_01_B001 | ExAnte2019 | IOU workpaper | 2020-04-09 | Commercial SEER-rated package heat pump, < 65 kBtu/h SEER16 HSPF8.5 (NR) |  | Deem-WP-FuelSub | Proposed
SCE | AC-21551ComAnyFiSDrI | 2019-12-27 |  | SWHC046-01 | NR | DnDeemDI | SWHC046D | None | Com | Def-GSIA | FuelSubst-Default | None | SWHC046_01_M003 | SWHC046_01_B001 | ExAnte2019 | IOU workpaper | 2020-04-09 | Commercial SEER-rated package heat pump, < 65 kBtu/h SEER17 HSPF9.0 (NR) |  | Deem-WP-FuelSub | Proposed
SCE | AC-21551ComAnyFiSDwSD | 2019-12-27 |  | SWHC046-01 | NR | DnDeemed | SWHC046D | None | Com | Def-GSIA | FuelSubst-Default | None | SWHC046_01_M003 | SWHC046_01_B001 | ExAnte2019 | IOU workpaper | 2020-04-09 | Commercial SEER-rated package heat pump, < 65 kBtu/h SEER17 HSPF9.0 (NR) |  | Deem-WP-FuelSub | Proposed
SCE | AC-21551ComAnyUpSUSI | 2019-12-27 |  | SWHC046-01 | NR | UpDeemed | SWHC046D | None | Com | Def-GSIA | FuelSubst-Default | None | SWHC046_01_M003 | SWHC046_01_B001 | ExAnte2019 | IOU workpaper | 2020-04-09 | Commercial SEER-rated package heat pump, < 65 kBtu/h SEER17 HSPF9.0 (NR) |  | Deem-WP-FuelSub | Proposed
SCE | AC-21552ComAnyFiSDrI | 2019-12-27 |  | SWHC046-01 | NR | DnDeemDI | SWHC046E | None | Com | Def-GSIA | FuelSubst-Default | None | SWHC046_01_M004 | SWHC046_01_B002 | ExAnte2019 | IOU workpaper | 2020-04-09 | Commercial SEER-rated split heat pumps, < 65 kBtu/h SEER15 HSPF8.7 (NR) |  | Deem-WP-FuelSub | Proposed
SCE | AC-21552ComAnyFiSDwSD | 2019-12-27 |  | SWHC046-01 | NR | DnDeemed | SWHC046E | None | Com | Def-GSIA | FuelSubst-Default | None | SWHC046_01_M004 | SWHC046_01_B002 | ExAnte2019 | IOU workpaper | 2020-04-09 | Commercial SEER-rated split heat pumps, < 65 kBtu/h SEER15 HSPF8.7 (NR) |  | Deem-WP-FuelSub | Proposed
SCE | AC-21552ComAnyUpSUSI | 2019-12-27 |  | SWHC046-01 | NR | UpDeemed | SWHC046E | None | Com | Def-GSIA | FuelSubst-Default | None | SWHC046_01_M004 | SWHC046_01_B002 | ExAnte2019 | IOU workpaper | 2020-04-09 | Commercial SEER-rated split heat pumps, < 65 kBtu/h SEER15 HSPF8.7 (NR) |  | Deem-WP-FuelSub | Proposed
SCE | AC-21553ComAnyFiSDrI | 2019-12-27 |  | SWHC046-01 | NR | DnDeemDI | SWHC046F | None | Com | Def-GSIA | FuelSubst-Default | None | SWHC046_01_M005 | SWHC046_01_B002 | ExAnte2019 | IOU workpaper | 2020-04-09 | Commercial SEER-rated split heat pumps, < 65 kBtu/h SEER16 HSPF9.0 (NR) |  | Deem-WP-FuelSub | Proposed
SCE | AC-21553ComAnyFiSDwSD | 2019-12-27 |  | SWHC046-01 | NR | DnDeemed | SWHC046F | None | Com | Def-GSIA | FuelSubst-Default | None | SWHC046_01_M005 | SWHC046_01_B002 | ExAnte2019 | IOU workpaper | 2020-04-09 | Commercial SEER-rated split heat pumps, < 65 kBtu/h SEER16 HSPF9.0 (NR) |  | Deem-WP-FuelSub | Proposed
SCE | AC-21553ComAnyUpSUSI | 2019-12-27 |  | SWHC046-01 | NR | UpDeemed | SWHC046F | None | Com | Def-GSIA | FuelSubst-Default | None | SWHC046_01_M005 | SWHC046_01_B002 | ExAnte2019 | IOU workpaper | 2020-04-09 | Commercial SEER-rated split heat pumps, < 65 kBtu/h SEER16 HSPF9.0 (NR) |  | Deem-WP-FuelSub | Proposed
SCE | AC-21554ComAnyFiSDrI | 2019-12-27 |  | SWHC046-01 | NR | DnDeemDI | SWHC046G | None | Com | Def-GSIA | FuelSubst-Default | None | SWHC046_01_M006 | SWHC046_01_B002 | ExAnte2019 | IOU workpaper | 2020-04-09 | Commercial SEER-rated split heat pumps, < 65 kBtu/h SEER17 HSPF9.4 (NR) |  | Deem-WP-FuelSub | Proposed
SCE | AC-21554ComAnyFiSDwSD | 2019-12-27 |  | SWHC046-01 | NR | DnDeemed | SWHC046G | None | Com | Def-GSIA | FuelSubst-Default | None | SWHC046_01_M006 | SWHC046_01_B002 | ExAnte2019 | IOU workpaper | 2020-04-09 | Commercial SEER-rated split heat pumps, < 65 kBtu/h SEER17 HSPF9.4 (NR) |  | Deem-WP-FuelSub | Proposed
SCE | AC-21554ComAnyUpSUSI | 2019-12-27 |  | SWHC046-01 | NR | UpDeemed | SWHC046G | None | Com | Def-GSIA | FuelSubst-Default | None | SWHC046_01_M006 | SWHC046_01_B002 | ExAnte2019 | IOU workpaper | 2020-04-09 | Commercial SEER-rated split heat pumps, < 65 kBtu/h SEER17 HSPF9.4 (NR) |  | Deem-WP-FuelSub | Proposed
SCE | AC-21555ComAnyFiSDrI | 2019-12-27 |  | SWHC046-01 | NR | DnDeemDI | SWHC046H | None | Com | Def-GSIA | FuelSubst-Default | None | SWHC046_01_M007 | SWHC046_01_B002 | ExAnte2019 | IOU workpaper | 2020-04-09 | Commercial SEER-rated split heat pumps, < 65 kBtu/h SEER18 HSPF9.7 (NR) |  | Deem-WP-FuelSub | Proposed
SCE | AC-21555ComAnyFiSDwSD | 2019-12-27 |  | SWHC046-01 | NR | DnDeemed | SWHC046H | None | Com | Def-GSIA | FuelSubst-Default | None | SWHC046_01_M007 | SWHC046_01_B002 | ExAnte2019 | IOU workpaper | 2020-04-09 | Commercial SEER-rated split heat pumps, < 65 kBtu/h SEER18 HSPF9.7 (NR) |  | Deem-WP-FuelSub | Proposed
SCE | AC-21555ComAnyUpSUSI | 2019-12-27 |  | SWHC046-01 | NR | UpDeemed | SWHC046H | None | Com | Def-GSIA | FuelSubst-Default | None | SWHC046_01_M007 | SWHC046_01_B002 | ExAnte2019 | IOU workpaper | 2020-04-09 | Commercial SEER-rated split heat pumps, < 65 kBtu/h SEER18 HSPF9.7 (NR) |  | Deem-WP-FuelSub | Proposed
SCE | AC-21542ComAnyFiSDrI | 2019-12-27 |  | SWHC046-01 | NR | DnDeemDI | SWHC046I | None | Com | Def-GSIA | FuelSubst-Default | None | SWHC046_01_M008 | SWHC046_01_B003 | ExAnte2019 | IOU workpaper | 2020-04-09 | Commercial IEER-rated package heat pump, 135 to 239 kBtu/h IEER14.5 COP3.2 (NR) |  | Deem-WP-FuelSub | Proposed
SCE | AC-21542ComAnyFiSDwSD | 2019-12-27 |  | SWHC046-01 | NR | DnDeemed | SWHC046I | None | Com | Def-GSIA | FuelSubst-Default | None | SWHC046_01_M008 | SWHC046_01_B003 | ExAnte2019 | IOU workpaper | 2020-04-09 | Commercial IEER-rated package heat pump, 135 to 239 kBtu/h IEER14.5 COP3.2 (NR) |  | Deem-WP-FuelSub | Proposed
SCE | AC-21542ComAnyUpSUSI | 2019-12-27 |  | SWHC046-01 | NR | UpDeemed | SWHC046I | None | Com | Def-GSIA | FuelSubst-Default | None | SWHC046_01_M008 | SWHC046_01_B003 | ExAnte2019 | IOU workpaper | 2020-04-09 | Commercial IEER-rated package heat pump, 135 to 239 kBtu/h IEER14.5 COP3.2 (NR) |  | Deem-WP-FuelSub | Proposed
SCE | AC-21543ComAnyFiSDrI | 2019-12-27 |  | SWHC046-01 | NR | DnDeemDI | SWHC046J | None | Com | Def-GSIA | FuelSubst-Default | None | SWHC046_01_M009 | SWHC046_01_B003 | ExAnte2019 | IOU workpaper | 2020-04-09 | Commercial IEER-rated package heat pump, 135 to 239 kBtu/h IEER15.5 COP3.2 (NR) |  | Deem-WP-FuelSub | Proposed
SCE | AC-21543ComAnyFiSDwSD | 2019-12-27 |  | SWHC046-01 | NR | DnDeemed | SWHC046J | None | Com | Def-GSIA | FuelSubst-Default | None | SWHC046_01_M009 | SWHC046_01_B003 | ExAnte2019 | IOU workpaper | 2020-04-09 | Commercial IEER-rated package heat pump, 135 to 239 kBtu/h IEER15.5 COP3.2 (NR) |  | Deem-WP-FuelSub | Proposed
SCE | AC-21543ComAnyUpSUSI | 2019-12-27 |  | SWHC046-01 | NR | UpDeemed | SWHC046J | None | Com | Def-GSIA | FuelSubst-Default | None | SWHC046_01_M009 | SWHC046_01_B003 | ExAnte2019 | IOU workpaper | 2020-04-09 | Commercial IEER-rated package heat pump, 135 to 239 kBtu/h IEER15.5 COP3.2 (NR) |  | Deem-WP-FuelSub | Proposed
SCE | AC-21544ComAnyFiSDrI | 2019-12-27 |  | SWHC046-01 | NR | DnDeemDI | SWHC046K | None | Com | Def-GSIA | FuelSubst-Default | None | SWHC046_01_M010 | SWHC046_01_B004 | ExAnte2019 | IOU workpaper | 2020-04-09 | Commercial IEER-rated package heat pump, 240 to 760 kBtu/h IEER12.0 COP3.2 (NR) |  | Deem-WP-FuelSub | Proposed
SCE | AC-21544ComAnyFiSDwSD | 2019-12-27 |  | SWHC046-01 | NR | DnDeemed | SWHC046K | None | Com | Def-GSIA | FuelSubst-Default | None | SWHC046_01_M010 | SWHC046_01_B004 | ExAnte2019 | IOU workpaper | 2020-04-09 | Commercial IEER-rated package heat pump, 240 to 760 kBtu/h IEER12.0 COP3.2 (NR) |  | Deem-WP-FuelSub | Proposed
SCE | AC-21544ComAnyUpSUSI | 2019-12-27 |  | SWHC046-01 | NR | UpDeemed | SWHC046K | None | Com | Def-GSIA | FuelSubst-Default | None | SWHC046_01_M010 | SWHC046_01_B004 | ExAnte2019 | IOU workpaper | 2020-04-09 | Commercial IEER-rated package heat pump, 240 to 760 kBtu/h IEER12.0 COP3.2 (NR) |  | Deem-WP-FuelSub | Proposed
SCE | AC-21545ComAnyFiSDrI | 2019-12-27 |  | SWHC046-01 | NR | DnDeemDI | SWHC046L | None | Com | Def-GSIA | FuelSubst-Default | None | SWHC046_01_M011 | SWHC046_01_B004 | ExAnte2019 | IOU workpaper | 2020-04-09 | Commercial IEER-rated package heat pump, 240 to 760 kBtu/h IEER13.0 COP3.2 (NR) |  | Deem-WP-FuelSub | Proposed
SCE | AC-21545ComAnyFiSDwSD | 2019-12-27 |  | SWHC046-01 | NR | DnDeemed | SWHC046L | None | Com | Def-GSIA | FuelSubst-Default | None | SWHC046_01_M011 | SWHC046_01_B004 | ExAnte2019 | IOU workpaper | 2020-04-09 | Commercial IEER-rated package heat pump, 240 to 760 kBtu/h IEER13.0 COP3.2 (NR) |  | Deem-WP-FuelSub | Proposed
SCE | AC-21545ComAnyUpSUSI | 2019-12-27 |  | SWHC046-01 | NR | UpDeemed | SWHC046L | None | Com | Def-GSIA | FuelSubst-Default | None | SWHC046_01_M011 | SWHC046_01_B004 | ExAnte2019 | IOU workpaper | 2020-04-09 | Commercial IEER-rated package heat pump, 240 to 760 kBtu/h IEER13.0 COP3.2 (NR) |  | Deem-WP-FuelSub | Proposed
SCE | AC-21546ComAnyFiSDrI | 2019-12-27 |  | SWHC046-01 | NR | DnDeemDI | SWHC046M | None | Com | Def-GSIA | FuelSubst-Default | None | SWHC046_01_M012 | SWHC046_01_B005 | ExAnte2019 | IOU workpaper | 2020-04-09 | Commercial IEER-rated package heat pump, 65 to 134 kBtu/h IEER14.0 COP3.4 (NR) |  | Deem-WP-FuelSub | Proposed
SCE | AC-21546ComAnyFiSDwSD | 2019-12-27 |  | SWHC046-01 | NR | DnDeemed | SWHC046M | None | Com | Def-GSIA | FuelSubst-Default | None | SWHC046_01_M012 | SWHC046_01_B005 | ExAnte2019 | IOU workpaper | 2020-04-09 | Commercial IEER-rated package heat pump, 65 to 134 kBtu/h IEER14.0 COP3.4 (NR) |  | Deem-WP-FuelSub | Proposed
SCE | AC-21546ComAnyUpSUSI | 2019-12-27 |  | SWHC046-01 | NR | UpDeemed | SWHC046M | None | Com | Def-GSIA | FuelSubst-Default | None | SWHC046_01_M012 | SWHC046_01_B005 | ExAnte2019 | IOU workpaper | 2020-04-09 | Commercial IEER-rated package heat pump, 65 to 134 kBtu/h IEER14.0 COP3.4 (NR) |  | Deem-WP-FuelSub | Proposed
SCE | AC-21547ComAnyFiSDrI | 2019-12-27 |  | SWHC046-01 | NR | DnDeemDI | SWHC046N | None | Com | Def-GSIA | FuelSubst-Default | None | SWHC046_01_M013 | SWHC046_01_B005 | ExAnte2019 | IOU workpaper | 2020-04-09 | Commercial IEER-rated package heat pump, 65 to 134 kBtu/h IEER15.0 COP3.4 (NR) |  | Deem-WP-FuelSub | Proposed
SCE | AC-21547ComAnyFiSDwSD | 2019-12-27 |  | SWHC046-01 | NR | DnDeemed | SWHC046N | None | Com | Def-GSIA | FuelSubst-Default | None | SWHC046_01_M013 | SWHC046_01_B005 | ExAnte2019 | IOU workpaper | 2020-04-09 | Commercial IEER-rated package heat pump, 65 to 134 kBtu/h IEER15.0 COP3.4 (NR) |  | Deem-WP-FuelSub | Proposed
SCE | AC-21547ComAnyUpSUSI | 2019-12-27 |  | SWHC046-01 | NR | UpDeemed | SWHC046N | None | Com | Def-GSIA | FuelSubst-Default | None | SWHC046_01_M013 | SWHC046_01_B005 | ExAnte2019 | IOU workpaper | 2020-04-09 | Commercial IEER-rated package heat pump, 65 to 134 kBtu/h IEER15.0 COP3.4 (NR) |  | Deem-WP-FuelSub | Proposed
SCE | AC-21548ComAnyFiSDrI | 2019-12-27 |  | SWHC046-01 | AR | DnDeemDI | SWHC046O | None | Com | Def-GSIA | FuelSubst-Default | None | SWHC046_01_M001 | SWHC046_01_B001 | ExAnte2019 | IOU workpaper | 2020-04-09 | Commercial SEER-rated package heat pump 1 stage, < 65 kBtu/h SEER15 HSPF8.2 (AR) |  | Deem-WP-FuelSub | Proposed
SCE | AC-21548ComAnyFiSDwSD | 2019-12-27 |  | SWHC046-01 | AR | DnDeemed | SWHC046O | None | Com | Def-GSIA | FuelSubst-Default | None | SWHC046_01_M001 | SWHC046_01_B001 | ExAnte2019 | IOU workpaper | 2020-04-09 | Commercial SEER-rated package heat pump 1 stage, < 65 kBtu/h SEER15 HSPF8.2 (AR) |  | Deem-WP-FuelSub | Proposed
SCE | AC-21549ComAnyFiSDrI | 2019-12-27 |  | SWHC046-01 | AR | DnDeemDI | SWHC046P | None | Com | Def-GSIA | FuelSubst-Default | None | SWHC046_01_M001 | SWHC046_01_B001 | ExAnte2019 | IOU workpaper | 2020-04-09 | Commercial SEER-rated package heat pump 2 stage, < 65 kBtu/h SEER15 HSPF8.2 (AR) |  | Deem-WP-FuelSub | Proposed
SCE | AC-21549ComAnyFiSDwSD | 2019-12-27 |  | SWHC046-01 | AR | DnDeemed | SWHC046P | None | Com | Def-GSIA | FuelSubst-Default | None | SWHC046_01_M001 | SWHC046_01_B001 | ExAnte2019 | IOU workpaper | 2020-04-09 | Commercial SEER-rated package heat pump 2 stage, < 65 kBtu/h SEER15 HSPF8.2 (AR) |  | Deem-WP-FuelSub | Proposed
SCE | AC-21550ComAnyFiSDrI | 2019-12-27 |  | SWHC046-01 | AR | DnDeemDI | SWHC046Q | None | Com | Def-GSIA | FuelSubst-Default | None | SWHC046_01_M002 | SWHC046_01_B001 | ExAnte2019 | IOU workpaper | 2020-04-09 | Commercial SEER-rated package heat pump, < 65 kBtu/h SEER16 HSPF8.5 (AR) |  | Deem-WP-FuelSub | Proposed
SCE | AC-21550ComAnyFiSDwSD | 2019-12-27 |  | SWHC046-01 | AR | DnDeemed | SWHC046Q | None | Com | Def-GSIA | FuelSubst-Default | None | SWHC046_01_M002 | SWHC046_01_B001 | ExAnte2019 | IOU workpaper | 2020-04-09 | Commercial SEER-rated package heat pump, < 65 kBtu/h SEER16 HSPF8.5 (AR) |  | Deem-WP-FuelSub | Proposed
SCE | AC-21551ComAnyFiSDrI | 2019-12-27 |  | SWHC046-01 | AR | DnDeemDI | SWHC046R | None | Com | Def-GSIA | FuelSubst-Default | None | SWHC046_01_M003 | SWHC046_01_B001 | ExAnte2019 | IOU workpaper | 2020-04-09 | Commercial SEER-rated package heat pump, < 65 kBtu/h SEER17 HSPF9.0 (AR) |  | Deem-WP-FuelSub | Proposed
SCE | AC-21551ComAnyFiSDwSD | 2019-12-27 |  | SWHC046-01 | AR | DnDeemed | SWHC046R | None | Com | Def-GSIA | FuelSubst-Default | None | SWHC046_01_M003 | SWHC046_01_B001 | ExAnte2019 | IOU workpaper | 2020-04-09 | Commercial SEER-rated package heat pump, < 65 kBtu/h SEER17 HSPF9.0 (AR) |  | Deem-WP-FuelSub | Proposed
SCE | AC-21552ComAnyFiSDrI | 2019-12-27 |  | SWHC046-01 | AR | DnDeemDI | SWHC046S | None | Com | Def-GSIA | FuelSubst-Default | None | SWHC046_01_M004 | SWHC046_01_B002 | ExAnte2019 | IOU workpaper | 2020-04-09 | Commercial SEER-rated split heat pumps, < 65 kBtu/h SEER15 HSPF8.7 (AR) |  | Deem-WP-FuelSub | Proposed
SCE | AC-21552ComAnyFiSDwSD | 2019-12-27 |  | SWHC046-01 | AR | DnDeemed | SWHC046S | None | Com | Def-GSIA | FuelSubst-Default | None | SWHC046_01_M004 | SWHC046_01_B002 | ExAnte2019 | IOU workpaper | 2020-04-09 | Commercial SEER-rated split heat pumps, < 65 kBtu/h SEER15 HSPF8.7 (AR) |  | Deem-WP-FuelSub | Proposed
SCE | AC-21553ComAnyFiSDrI | 2019-12-27 |  | SWHC046-01 | AR | DnDeemDI | SWHC046T | None | Com | Def-GSIA | FuelSubst-Default | None | SWHC046_01_M005 | SWHC046_01_B002 | ExAnte2019 | IOU workpaper | 2020-04-09 | Commercial SEER-rated split heat pumps, < 65 kBtu/h SEER16 HSPF9.0 (AR) |  | Deem-WP-FuelSub | Proposed
SCE | AC-21553ComAnyFiSDwSD | 2019-12-27 |  | SWHC046-01 | AR | DnDeemed | SWHC046T | None | Com | Def-GSIA | FuelSubst-Default | None | SWHC046_01_M005 | SWHC046_01_B002 | ExAnte2019 | IOU workpaper | 2020-04-09 | Commercial SEER-rated split heat pumps, < 65 kBtu/h SEER16 HSPF9.0 (AR) |  | Deem-WP-FuelSub | Proposed
SCE | AC-21554ComAnyFiSDrI | 2019-12-27 |  | SWHC046-01 | AR | DnDeemDI | SWHC046U | None | Com | Def-GSIA | FuelSubst-Default | None | SWHC046_01_M006 | SWHC046_01_B002 | ExAnte2019 | IOU workpaper | 2020-04-09 | Commercial SEER-rated split heat pumps, < 65 kBtu/h SEER17 HSPF9.4 (AR) |  | Deem-WP-FuelSub | Proposed
SCE | AC-21554ComAnyFiSDwSD | 2019-12-27 |  | SWHC046-01 | AR | DnDeemed | SWHC046U | None | Com | Def-GSIA | FuelSubst-Default | None | SWHC046_01_M006 | SWHC046_01_B002 | ExAnte2019 | IOU workpaper | 2020-04-09 | Commercial SEER-rated split heat pumps, < 65 kBtu/h SEER17 HSPF9.4 (AR) |  | Deem-WP-FuelSub | Proposed
SCE | AC-21555ComAnyFiSDrI | 2019-12-27 |  | SWHC046-01 | AR | DnDeemDI | SWHC046V | None | Com | Def-GSIA | FuelSubst-Default | None | SWHC046_01_M007 | SWHC046_01_B002 | ExAnte2019 | IOU workpaper | 2020-04-09 | Commercial SEER-rated split heat pumps, < 65 kBtu/h SEER18 HSPF9.7 (AR) |  | Deem-WP-FuelSub | Proposed
SCE | AC-21555ComAnyFiSDwSD | 2019-12-27 |  | SWHC046-01 | AR | DnDeemed | SWHC046V | None | Com | Def-GSIA | FuelSubst-Default | None | SWHC046_01_M007 | SWHC046_01_B002 | ExAnte2019 | IOU workpaper | 2020-04-09 | Commercial SEER-rated split heat pumps, < 65 kBtu/h SEER18 HSPF9.7 (AR) |  | Deem-WP-FuelSub | Proposed
SCE | AC-21542ComAnyFiSDrI | 2019-12-27 |  | SWHC046-01 | AR | DnDeemDI | SWHC046W | None | Com | Def-GSIA | FuelSubst-Default | None | SWHC046_01_M008 | SWHC046_01_B003 | ExAnte2019 | IOU workpaper | 2020-04-09 | Commercial IEER-rated package heat pump, 135 to 239 kBtu/h IEER14.5 COP3.2 (AR) |  | Deem-WP-FuelSub | Proposed
SCE | AC-21542ComAnyFiSDwSD | 2019-12-27 |  | SWHC046-01 | AR | DnDeemed | SWHC046W | None | Com | Def-GSIA | FuelSubst-Default | None | SWHC046_01_M008 | SWHC046_01_B003 | ExAnte2019 | IOU workpaper | 2020-04-09 | Commercial IEER-rated package heat pump, 135 to 239 kBtu/h IEER14.5 COP3.2 (AR) |  | Deem-WP-FuelSub | Proposed
SCE | AC-21543ComAnyFiSDrI | 2019-12-27 |  | SWHC046-01 | AR | DnDeemDI | SWHC046X | None | Com | Def-GSIA | FuelSubst-Default | None | SWHC046_01_M009 | SWHC046_01_B003 | ExAnte2019 | IOU workpaper | 2020-04-09 | Commercial IEER-rated package heat pump, 135 to 239 kBtu/h IEER15.5 COP3.2 (AR) |  | Deem-WP-FuelSub | Proposed
SCE | AC-21543ComAnyFiSDwSD | 2019-12-27 |  | SWHC046-01 | AR | DnDeemed | SWHC046X | None | Com | Def-GSIA | FuelSubst-Default | None | SWHC046_01_M009 | SWHC046_01_B003 | ExAnte2019 | IOU workpaper | 2020-04-09 | Commercial IEER-rated package heat pump, 135 to 239 kBtu/h IEER15.5 COP3.2 (AR) |  | Deem-WP-FuelSub | Proposed
SCE | AC-21544ComAnyFiSDrI | 2019-12-27 |  | SWHC046-01 | AR | DnDeemDI | SWHC046Y | None | Com | Def-GSIA | FuelSubst-Default | None | SWHC046_01_M010 | SWHC046_01_B004 | ExAnte2019 | IOU workpaper | 2020-04-09 | Commercial IEER-rated package heat pump, 240 to 760 kBtu/h IEER12.0 COP3.2 (AR) |  | Deem-WP-FuelSub | Proposed
SCE | AC-21544ComAnyFiSDwSD | 2019-12-27 |  | SWHC046-01 | AR | DnDeemed | SWHC046Y | None | Com | Def-GSIA | FuelSubst-Default | None | SWHC046_01_M010 | SWHC046_01_B004 | ExAnte2019 | IOU workpaper | 2020-04-09 | Commercial IEER-rated package heat pump, 240 to 760 kBtu/h IEER12.0 COP3.2 (AR) |  | Deem-WP-FuelSub | Proposed
SCE | AC-21545ComAnyFiSDrI | 2019-12-27 |  | SWHC046-01 | AR | DnDeemDI | SWHC046Z | None | Com | Def-GSIA | FuelSubst-Default | None | SWHC046_01_M011 | SWHC046_01_B004 | ExAnte2019 | IOU workpaper | 2020-04-09 | Commercial IEER-rated package heat pump, 240 to 760 kBtu/h IEER13.0 COP3.2 (AR) |  | Deem-WP-FuelSub | Proposed
SCE | AC-21545ComAnyFiSDwSD | 2019-12-27 |  | SWHC046-01 | AR | DnDeemed | SWHC046Z | None | Com | Def-GSIA | FuelSubst-Default | None | SWHC046_01_M011 | SWHC046_01_B004 | ExAnte2019 | IOU workpaper | 2020-04-09 | Commercial IEER-rated package heat pump, 240 to 760 kBtu/h IEER13.0 COP3.2 (AR) |  | Deem-WP-FuelSub | Proposed
SCE | AC-21546ComAnyFiSDrI | 2019-12-27 |  | SWHC046-01 | AR | DnDeemDI | SWHC046AA | None | Com | Def-GSIA | FuelSubst-Default | None | SWHC046_01_M012 | SWHC046_01_B005 | ExAnte2019 | IOU workpaper | 2020-04-09 | Commercial IEER-rated package heat pump, 65 to 134 kBtu/h IEER14.0 COP3.4 (AR) |  | Deem-WP-FuelSub | Proposed
SCE | AC-21546ComAnyFiSDwSD | 2019-12-27 |  | SWHC046-01 | AR | DnDeemed | SWHC046AA | None | Com | Def-GSIA | FuelSubst-Default | None | SWHC046_01_M012 | SWHC046_01_B005 | ExAnte2019 | IOU workpaper | 2020-04-09 | Commercial IEER-rated package heat pump, 65 to 134 kBtu/h IEER14.0 COP3.4 (AR) |  | Deem-WP-FuelSub | Proposed
SCE | AC-21547ComAnyFiSDrI | 2019-12-27 |  | SWHC046-01 | AR | DnDeemDI | SWHC046AB | None | Com | Def-GSIA | FuelSubst-Default | None | SWHC046_01_M013 | SWHC046_01_B005 | ExAnte2019 | IOU workpaper | 2020-04-09 | Commercial IEER-rated package heat pump, 65 to 134 kBtu/h IEER15.0 COP3.4 (AR) |  | Deem-WP-FuelSub | Proposed
SCE | AC-21547ComAnyFiSDwSD | 2019-12-27 |  | SWHC046-01 | AR | DnDeemed | SWHC046AB | None | Com | Def-GSIA | FuelSubst-Default | None | SWHC046_01_M013 | SWHC046_01_B005 | ExAnte2019 | IOU workpaper | 2020-04-09 | Commercial IEER-rated package heat pump, 65 to 134 kBtu/h IEER15.0 COP3.4 (AR) |  | Deem-WP-FuelSub | Proposed
SCE | AC-21580ComAnyFiSDrI | 2019-12-27 |  | SWHC046-01 | NC | DnDeemDI | SWHC046AC | None | Com | Def-GSIA | FuelSubst-Default | None | SWHC046_01_M001 | SWHC046_01_B001 | ExAnte2019 | IOU workpaper | 2020-04-09 | Commercial SEER-rated package heat pump 1 stage, < 65 kBtu/h SEER15 HSPF8.2 (NC) |  | Deem-WP-FuelSub | Proposed
SCE | AC-21580ComAnyFiSDwSD | 2019-12-27 |  | SWHC046-01 | NC | DnDeemed | SWHC046AC | None | Com | Def-GSIA | FuelSubst-Default | None | SWHC046_01_M001 | SWHC046_01_B001 | ExAnte2019 | IOU workpaper | 2020-04-09 | Commercial SEER-rated package heat pump 1 stage, < 65 kBtu/h SEER15 HSPF8.2 (NC) |  | Deem-WP-FuelSub | Proposed
SCE | AC-21581ComAnyFiSDrI | 2019-12-27 |  | SWHC046-01 | NC | DnDeemDI | SWHC046AD | None | Com | Def-GSIA | FuelSubst-Default | None | SWHC046_01_M001 | SWHC046_01_B001 | ExAnte2019 | IOU workpaper | 2020-04-09 | Commercial SEER-rated package heat pump 2 stage, < 65 kBtu/h SEER15 HSPF8.2 (NC) |  | Deem-WP-FuelSub | Proposed
SCE | AC-21581ComAnyFiSDwSD | 2019-12-27 |  | SWHC046-01 | NC | DnDeemed | SWHC046AD | None | Com | Def-GSIA | FuelSubst-Default | None | SWHC046_01_M001 | SWHC046_01_B001 | ExAnte2019 | IOU workpaper | 2020-04-09 | Commercial SEER-rated package heat pump 2 stage, < 65 kBtu/h SEER15 HSPF8.2 (NC) |  | Deem-WP-FuelSub | Proposed
SCE | AC-21582ComAnyFiSDrI | 2019-12-27 |  | SWHC046-01 | NC | DnDeemDI | SWHC046AE | None | Com | Def-GSIA | FuelSubst-Default | None | SWHC046_01_M002 | SWHC046_01_B001 | ExAnte2019 | IOU workpaper | 2020-04-09 | Commercial SEER-rated package heat pump, < 65 kBtu/h SEER16 HSPF8.5 (NC) |  | Deem-WP-FuelSub | Proposed
SCE | AC-21582ComAnyFiSDwSD | 2019-12-27 |  | SWHC046-01 | NC | DnDeemed | SWHC046AE | None | Com | Def-GSIA | FuelSubst-Default | None | SWHC046_01_M002 | SWHC046_01_B001 | ExAnte2019 | IOU workpaper | 2020-04-09 | Commercial SEER-rated package heat pump, < 65 kBtu/h SEER16 HSPF8.5 (NC) |  | Deem-WP-FuelSub | Proposed
SCE | AC-21583ComAnyFiSDrI | 2019-12-27 |  | SWHC046-01 | NC | DnDeemDI | SWHC046AF | None | Com | Def-GSIA | FuelSubst-Default | None | SWHC046_01_M003 | SWHC046_01_B001 | ExAnte2019 | IOU workpaper | 2020-04-09 | Commercial SEER-rated package heat pump, < 65 kBtu/h SEER17 HSPF9.0 (NC) |  | Deem-WP-FuelSub | Proposed
SCE | AC-21583ComAnyFiSDwSD | 2019-12-27 |  | SWHC046-01 | NC | DnDeemed | SWHC046AF | None | Com | Def-GSIA | FuelSubst-Default | None | SWHC046_01_M003 | SWHC046_01_B001 | ExAnte2019 | IOU workpaper | 2020-04-09 | Commercial SEER-rated package heat pump, < 65 kBtu/h SEER17 HSPF9.0 (NC) |  | Deem-WP-FuelSub | Proposed
SCE | AC-21584ComAnyFiSDrI | 2019-12-27 |  | SWHC046-01 | NC | DnDeemDI | SWHC046AG | None | Com | Def-GSIA | FuelSubst-Default | None | SWHC046_01_M004 | SWHC046_01_B002 | ExAnte2019 | IOU workpaper | 2020-04-09 | Commercial SEER-rated split heat pumps, < 65 kBtu/h SEER15 HSPF8.7 (NC) |  | Deem-WP-FuelSub | Proposed
SCE | AC-21584ComAnyFiSDwSD | 2019-12-27 |  | SWHC046-01 | NC | DnDeemed | SWHC046AG | None | Com | Def-GSIA | FuelSubst-Default | None | SWHC046_01_M004 | SWHC046_01_B002 | ExAnte2019 | IOU workpaper | 2020-04-09 | Commercial SEER-rated split heat pumps, < 65 kBtu/h SEER15 HSPF8.7 (NC) |  | Deem-WP-FuelSub | Proposed
SCE | AC-21585ComAnyFiSDrI | 2019-12-27 |  | SWHC046-01 | NC | DnDeemDI | SWHC046AH | None | Com | Def-GSIA | FuelSubst-Default | None | SWHC046_01_M005 | SWHC046_01_B002 | ExAnte2019 | IOU workpaper | 2020-04-09 | Commercial SEER-rated split heat pumps, < 65 kBtu/h SEER16 HSPF9.0 (NC) |  | Deem-WP-FuelSub | Proposed
SCE | AC-21585ComAnyFiSDwSD | 2019-12-27 |  | SWHC046-01 | NC | DnDeemed | SWHC046AH | None | Com | Def-GSIA | FuelSubst-Default | None | SWHC046_01_M005 | SWHC046_01_B002 | ExAnte2019 | IOU workpaper | 2020-04-09 | Commercial SEER-rated split heat pumps, < 65 kBtu/h SEER16 HSPF9.0 (NC) |  | Deem-WP-FuelSub | Proposed
SCE | AC-21586ComAnyFiSDrI | 2019-12-27 |  | SWHC046-01 | NC | DnDeemDI | SWHC046AI | None | Com | Def-GSIA | FuelSubst-Default | None | SWHC046_01_M006 | SWHC046_01_B002 | ExAnte2019 | IOU workpaper | 2020-04-09 | Commercial SEER-rated split heat pumps, < 65 kBtu/h SEER17 HSPF9.4 (NC) |  | Deem-WP-FuelSub | Proposed
SCE | AC-21586ComAnyFiSDwSD | 2019-12-27 |  | SWHC046-01 | NC | DnDeemed | SWHC046AI | None | Com | Def-GSIA | FuelSubst-Default | None | SWHC046_01_M006 | SWHC046_01_B002 | ExAnte2019 | IOU workpaper | 2020-04-09 | Commercial SEER-rated split heat pumps, < 65 kBtu/h SEER17 HSPF9.4 (NC) |  | Deem-WP-FuelSub | Proposed
SCE | AC-21587ComAnyFiSDrI | 2019-12-27 |  | SWHC046-01 | NC | DnDeemDI | SWHC046AJ | None | Com | Def-GSIA | FuelSubst-Default | None | SWHC046_01_M007 | SWHC046_01_B002 | ExAnte2019 | IOU workpaper | 2020-04-09 | Commercial SEER-rated split heat pumps, < 65 kBtu/h SEER18 HSPF9.7 (NC) |  | Deem-WP-FuelSub | Proposed
SCE | AC-21587ComAnyFiSDwSD | 2019-12-27 |  | SWHC046-01 | NC | DnDeemed | SWHC046AJ | None | Com | Def-GSIA | FuelSubst-Default | None | SWHC046_01_M007 | SWHC046_01_B002 | ExAnte2019 | IOU workpaper | 2020-04-09 | Commercial SEER-rated split heat pumps, < 65 kBtu/h SEER18 HSPF9.7 (NC) |  | Deem-WP-FuelSub | Proposed
SCE | AC-21588ComAnyFiSDrI | 2019-12-27 |  | SWHC046-01 | NC | DnDeemDI | SWHC046AK | None | Com | Def-GSIA | FuelSubst-Default | None | SWHC046_01_M008 | SWHC046_01_B003 | ExAnte2019 | IOU workpaper | 2020-04-09 | Commercial IEER-rated package heat pump, 135 to 239 kBtu/h IEER14.5 COP3.2 (NC) |  | Deem-WP-FuelSub | Proposed
SCE | AC-21588ComAnyFiSDwSD | 2019-12-27 |  | SWHC046-01 | NC | DnDeemed | SWHC046AK | None | Com | Def-GSIA | FuelSubst-Default | None | SWHC046_01_M008 | SWHC046_01_B003 | ExAnte2019 | IOU workpaper | 2020-04-09 | Commercial IEER-rated package heat pump, 135 to 239 kBtu/h IEER14.5 COP3.2 (NC) |  | Deem-WP-FuelSub | Proposed
SCE | AC-21589ComAnyFiSDrI | 2019-12-27 |  | SWHC046-01 | NC | DnDeemDI | SWHC046AL | None | Com | Def-GSIA | FuelSubst-Default | None | SWHC046_01_M009 | SWHC046_01_B003 | ExAnte2019 | IOU workpaper | 2020-04-09 | Commercial IEER-rated package heat pump, 135 to 239 kBtu/h IEER15.5 COP3.2 (NC) |  | Deem-WP-FuelSub | Proposed
SCE | AC-21589ComAnyFiSDwSD | 2019-12-27 |  | SWHC046-01 | NC | DnDeemed | SWHC046AL | None | Com | Def-GSIA | FuelSubst-Default | None | SWHC046_01_M009 | SWHC046_01_B003 | ExAnte2019 | IOU workpaper | 2020-04-09 | Commercial IEER-rated package heat pump, 135 to 239 kBtu/h IEER15.5 COP3.2 (NC) |  | Deem-WP-FuelSub | Proposed
SCE | AC-21590ComAnyFiSDrI | 2019-12-27 |  | SWHC046-01 | NC | DnDeemDI | SWHC046AM | None | Com | Def-GSIA | FuelSubst-Default | None | SWHC046_01_M010 | SWHC046_01_B004 | ExAnte2019 | IOU workpaper | 2020-04-09 | Commercial IEER-rated package heat pump, 240 to 760 kBtu/h IEER12.0 COP3.2 (NC) |  | Deem-WP-FuelSub | Proposed
SCE | AC-21590ComAnyFiSDwSD | 2019-12-27 |  | SWHC046-01 | NC | DnDeemed | SWHC046AM | None | Com | Def-GSIA | FuelSubst-Default | None | SWHC046_01_M010 | SWHC046_01_B004 | ExAnte2019 | IOU workpaper | 2020-04-09 | Commercial IEER-rated package heat pump, 240 to 760 kBtu/h IEER12.0 COP3.2 (NC) |  | Deem-WP-FuelSub | Proposed
SCE | AC-21591ComAnyFiSDrI | 2019-12-27 |  | SWHC046-01 | NC | DnDeemDI | SWHC046AN | None | Com | Def-GSIA | FuelSubst-Default | None | SWHC046_01_M011 | SWHC046_01_B004 | ExAnte2019 | IOU workpaper | 2020-04-09 | Commercial IEER-rated package heat pump, 240 to 760 kBtu/h IEER13.0 COP3.2 (NC) |  | Deem-WP-FuelSub | Proposed
SCE | AC-21591ComAnyFiSDwSD | 2019-12-27 |  | SWHC046-01 | NC | DnDeemed | SWHC046AN | None | Com | Def-GSIA | FuelSubst-Default | None | SWHC046_01_M011 | SWHC046_01_B004 | ExAnte2019 | IOU workpaper | 2020-04-09 | Commercial IEER-rated package heat pump, 240 to 760 kBtu/h IEER13.0 COP3.2 (NC) |  | Deem-WP-FuelSub | Proposed
SCE | AC-21592ComAnyFiSDrI | 2019-12-27 |  | SWHC046-01 | NC | DnDeemDI | SWHC046AO | None | Com | Def-GSIA | FuelSubst-Default | None | SWHC046_01_M012 | SWHC046_01_B005 | ExAnte2019 | IOU workpaper | 2020-04-09 | Commercial IEER-rated package heat pump, 65 to 134 kBtu/h IEER14.0 COP3.4 (NC) |  | Deem-WP-FuelSub | Proposed
SCE | AC-21592ComAnyFiSDwSD | 2019-12-27 |  | SWHC046-01 | NC | DnDeemed | SWHC046AO | None | Com | Def-GSIA | FuelSubst-Default | None | SWHC046_01_M012 | SWHC046_01_B005 | ExAnte2019 | IOU workpaper | 2020-04-09 | Commercial IEER-rated package heat pump, 65 to 134 kBtu/h IEER14.0 COP3.4 (NC) |  | Deem-WP-FuelSub | Proposed
SCE | AC-21593ComAnyFiSDrI | 2019-12-27 |  | SWHC046-01 | NC | DnDeemDI | SWHC046AP | None | Com | Def-GSIA | FuelSubst-Default | None | SWHC046_01_M013 | SWHC046_01_B005 | ExAnte2019 | IOU workpaper | 2020-04-09 | Commercial IEER-rated package heat pump, 65 to 134 kBtu/h IEER15.0 COP3.4 (NC) |  | Deem-WP-FuelSub | Proposed
SCE | AC-21593ComAnyFiSDwSD | 2019-12-27 |  | SWHC046-01 | NC | DnDeemed | SWHC046AP | None | Com | Def-GSIA | FuelSubst-Default | None | SWHC046_01_M013 | SWHC046_01_B005 | ExAnte2019 | IOU workpaper | 2020-04-09 | Commercial IEER-rated package heat pump, 65 to 134 kBtu/h IEER15.0 COP3.4 (NC) |  | Deem-WP-FuelSub | Proposed
SCE | AC-21548IndAnyFiSDrI | 2019-12-27 |  | SWHC046-01 | NR | DnDeemDI | SWHC046A | None | Ind | Def-GSIA | FuelSubst-Default | None | SWHC046_01_M001 | SWHC046_01_B001 | ExAnte2019 | IOU workpaper | 2020-04-09 | Commercial SEER-rated package heat pump 1 stage, < 65 kBtu/h SEER15 HSPF8.2 (NR) |  | Deem-WP-FuelSub | Proposed
SCE | AC-21548IndAnyFiSDwSD | 2019-12-27 |  | SWHC046-01 | NR | DnDeemed | SWHC046A | None | Ind | Def-GSIA | FuelSubst-Default | None | SWHC046_01_M001 | SWHC046_01_B001 | ExAnte2019 | IOU workpaper | 2020-04-09 | Commercial SEER-rated package heat pump 1 stage, < 65 kBtu/h SEER15 HSPF8.2 (NR) |  | Deem-WP-FuelSub | Proposed
SCE | AC-21548IndAnyUpSUSI | 2019-12-27 |  | SWHC046-01 | NR | UpDeemed | SWHC046A | None | Ind | Def-GSIA | FuelSubst-Default | None | SWHC046_01_M001 | SWHC046_01_B001 | ExAnte2019 | IOU workpaper | 2020-04-09 | Commercial SEER-rated package heat pump 1 stage, < 65 kBtu/h SEER15 HSPF8.2 (NR) |  | Deem-WP-FuelSub | Proposed
SCE | AC-21549IndAnyFiSDrI | 2019-12-27 |  | SWHC046-01 | NR | DnDeemDI | SWHC046B | None | Ind | Def-GSIA | FuelSubst-Default | None | SWHC046_01_M001 | SWHC046_01_B001 | ExAnte2019 | IOU workpaper | 2020-04-09 | Commercial SEER-rated package heat pump 2 stage, < 65 kBtu/h SEER15 HSPF8.2 (NR) |  | Deem-WP-FuelSub | Proposed
SCE | AC-21549IndAnyFiSDwSD | 2019-12-27 |  | SWHC046-01 | NR | DnDeemed | SWHC046B | None | Ind | Def-GSIA | FuelSubst-Default | None | SWHC046_01_M001 | SWHC046_01_B001 | ExAnte2019 | IOU workpaper | 2020-04-09 | Commercial SEER-rated package heat pump 2 stage, < 65 kBtu/h SEER15 HSPF8.2 (NR) |  | Deem-WP-FuelSub | Proposed
SCE | AC-21549IndAnyUpSUSI | 2019-12-27 |  | SWHC046-01 | NR | UpDeemed | SWHC046B | None | Ind | Def-GSIA | FuelSubst-Default | None | SWHC046_01_M001 | SWHC046_01_B001 | ExAnte2019 | IOU workpaper | 2020-04-09 | Commercial SEER-rated package heat pump 2 stage, < 65 kBtu/h SEER15 HSPF8.2 (NR) |  | Deem-WP-FuelSub | Proposed
SCE | AC-21550IndAnyFiSDrI | 2019-12-27 |  | SWHC046-01 | NR | DnDeemDI | SWHC046C | None | Ind | Def-GSIA | FuelSubst-Default | None | SWHC046_01_M002 | SWHC046_01_B001 | ExAnte2019 | IOU workpaper | 2020-04-09 | Commercial SEER-rated package heat pump, < 65 kBtu/h SEER16 HSPF8.5 (NR) |  | Deem-WP-FuelSub | Proposed
SCE | AC-21550IndAnyFiSDwSD | 2019-12-27 |  | SWHC046-01 | NR | DnDeemed | SWHC046C | None | Ind | Def-GSIA | FuelSubst-Default | None | SWHC046_01_M002 | SWHC046_01_B001 | ExAnte2019 | IOU workpaper | 2020-04-09 | Commercial SEER-rated package heat pump, < 65 kBtu/h SEER16 HSPF8.5 (NR) |  | Deem-WP-FuelSub | Proposed
SCE | AC-21550IndAnyUpSUSI | 2019-12-27 |  | SWHC046-01 | NR | UpDeemed | SWHC046C | None | Ind | Def-GSIA | FuelSubst-Default | None | SWHC046_01_M002 | SWHC046_01_B001 | ExAnte2019 | IOU workpaper | 2020-04-09 | Commercial SEER-rated package heat pump, < 65 kBtu/h SEER16 HSPF8.5 (NR) |  | Deem-WP-FuelSub | Proposed
SCE | AC-21551IndAnyFiSDrI | 2019-12-27 |  | SWHC046-01 | NR | DnDeemDI | SWHC046D | None | Ind | Def-GSIA | FuelSubst-Default | None | SWHC046_01_M003 | SWHC046_01_B001 | ExAnte2019 | IOU workpaper | 2020-04-09 | Commercial SEER-rated package heat pump, < 65 kBtu/h SEER17 HSPF9.0 (NR) |  | Deem-WP-FuelSub | Proposed
SCE | AC-21551IndAnyFiSDwSD | 2019-12-27 |  | SWHC046-01 | NR | DnDeemed | SWHC046D | None | Ind | Def-GSIA | FuelSubst-Default | None | SWHC046_01_M003 | SWHC046_01_B001 | ExAnte2019 | IOU workpaper | 2020-04-09 | Commercial SEER-rated package heat pump, < 65 kBtu/h SEER17 HSPF9.0 (NR) |  | Deem-WP-FuelSub | Proposed
SCE | AC-21551IndAnyUpSUSI | 2019-12-27 |  | SWHC046-01 | NR | UpDeemed | SWHC046D | None | Ind | Def-GSIA | FuelSubst-Default | None | SWHC046_01_M003 | SWHC046_01_B001 | ExAnte2019 | IOU workpaper | 2020-04-09 | Commercial SEER-rated package heat pump, < 65 kBtu/h SEER17 HSPF9.0 (NR) |  | Deem-WP-FuelSub | Proposed
SCE | AC-21552IndAnyFiSDrI | 2019-12-27 |  | SWHC046-01 | NR | DnDeemDI | SWHC046E | None | Ind | Def-GSIA | FuelSubst-Default | None | SWHC046_01_M004 | SWHC046_01_B002 | ExAnte2019 | IOU workpaper | 2020-04-09 | Commercial SEER-rated split heat pumps, < 65 kBtu/h SEER15 HSPF8.7 (NR) |  | Deem-WP-FuelSub | Proposed
SCE | AC-21552IndAnyFiSDwSD | 2019-12-27 |  | SWHC046-01 | NR | DnDeemed | SWHC046E | None | Ind | Def-GSIA | FuelSubst-Default | None | SWHC046_01_M004 | SWHC046_01_B002 | ExAnte2019 | IOU workpaper | 2020-04-09 | Commercial SEER-rated split heat pumps, < 65 kBtu/h SEER15 HSPF8.7 (NR) |  | Deem-WP-FuelSub | Proposed
SCE | AC-21552IndAnyUpSUSI | 2019-12-27 |  | SWHC046-01 | NR | UpDeemed | SWHC046E | None | Ind | Def-GSIA | FuelSubst-Default | None | SWHC046_01_M004 | SWHC046_01_B002 | ExAnte2019 | IOU workpaper | 2020-04-09 | Commercial SEER-rated split heat pumps, < 65 kBtu/h SEER15 HSPF8.7 (NR) |  | Deem-WP-FuelSub | Proposed
SCE | AC-21553IndAnyFiSDrI | 2019-12-27 |  | SWHC046-01 | NR | DnDeemDI | SWHC046F | None | Ind | Def-GSIA | FuelSubst-Default | None | SWHC046_01_M005 | SWHC046_01_B002 | ExAnte2019 | IOU workpaper | 2020-04-09 | Commercial SEER-rated split heat pumps, < 65 kBtu/h SEER16 HSPF9.0 (NR) |  | Deem-WP-FuelSub | Proposed
SCE | AC-21553IndAnyFiSDwSD | 2019-12-27 |  | SWHC046-01 | NR | DnDeemed | SWHC046F | None | Ind | Def-GSIA | FuelSubst-Default | None | SWHC046_01_M005 | SWHC046_01_B002 | ExAnte2019 | IOU workpaper | 2020-04-09 | Commercial SEER-rated split heat pumps, < 65 kBtu/h SEER16 HSPF9.0 (NR) |  | Deem-WP-FuelSub | Proposed
SCE | AC-21553IndAnyUpSUSI | 2019-12-27 |  | SWHC046-01 | NR | UpDeemed | SWHC046F | None | Ind | Def-GSIA | FuelSubst-Default | None | SWHC046_01_M005 | SWHC046_01_B002 | ExAnte2019 | IOU workpaper | 2020-04-09 | Commercial SEER-rated split heat pumps, < 65 kBtu/h SEER16 HSPF9.0 (NR) |  | Deem-WP-FuelSub | Proposed
SCE | AC-21554IndAnyFiSDrI | 2019-12-27 |  | SWHC046-01 | NR | DnDeemDI | SWHC046G | None | Ind | Def-GSIA | FuelSubst-Default | None | SWHC046_01_M006 | SWHC046_01_B002 | ExAnte2019 | IOU workpaper | 2020-04-09 | Commercial SEER-rated split heat pumps, < 65 kBtu/h SEER17 HSPF9.4 (NR) |  | Deem-WP-FuelSub | Proposed
SCE | AC-21554IndAnyFiSDwSD | 2019-12-27 |  | SWHC046-01 | NR | DnDeemed | SWHC046G | None | Ind | Def-GSIA | FuelSubst-Default | None | SWHC046_01_M006 | SWHC046_01_B002 | ExAnte2019 | IOU workpaper | 2020-04-09 | Commercial SEER-rated split heat pumps, < 65 kBtu/h SEER17 HSPF9.4 (NR) |  | Deem-WP-FuelSub | Proposed
SCE | AC-21554IndAnyUpSUSI | 2019-12-27 |  | SWHC046-01 | NR | UpDeemed | SWHC046G | None | Ind | Def-GSIA | FuelSubst-Default | None | SWHC046_01_M006 | SWHC046_01_B002 | ExAnte2019 | IOU workpaper | 2020-04-09 | Commercial SEER-rated split heat pumps, < 65 kBtu/h SEER17 HSPF9.4 (NR) |  | Deem-WP-FuelSub | Proposed
SCE | AC-21555IndAnyFiSDrI | 2019-12-27 |  | SWHC046-01 | NR | DnDeemDI | SWHC046H | None | Ind | Def-GSIA | FuelSubst-Default | None | SWHC046_01_M007 | SWHC046_01_B002 | ExAnte2019 | IOU workpaper | 2020-04-09 | Commercial SEER-rated split heat pumps, < 65 kBtu/h SEER18 HSPF9.7 (NR) |  | Deem-WP-FuelSub | Proposed
SCE | AC-21555IndAnyFiSDwSD | 2019-12-27 |  | SWHC046-01 | NR | DnDeemed | SWHC046H | None | Ind | Def-GSIA | FuelSubst-Default | None | SWHC046_01_M007 | SWHC046_01_B002 | ExAnte2019 | IOU workpaper | 2020-04-09 | Commercial SEER-rated split heat pumps, < 65 kBtu/h SEER18 HSPF9.7 (NR) |  | Deem-WP-FuelSub | Proposed
SCE | AC-21555IndAnyUpSUSI | 2019-12-27 |  | SWHC046-01 | NR | UpDeemed | SWHC046H | None | Ind | Def-GSIA | FuelSubst-Default | None | SWHC046_01_M007 | SWHC046_01_B002 | ExAnte2019 | IOU workpaper | 2020-04-09 | Commercial SEER-rated split heat pumps, < 65 kBtu/h SEER18 HSPF9.7 (NR) |  | Deem-WP-FuelSub | Proposed
SCE | AC-21542IndAnyFiSDrI | 2019-12-27 |  | SWHC046-01 | NR | DnDeemDI | SWHC046I | None | Ind | Def-GSIA | FuelSubst-Default | None | SWHC046_01_M008 | SWHC046_01_B003 | ExAnte2019 | IOU workpaper | 2020-04-09 | Commercial IEER-rated package heat pump, 135 to 239 kBtu/h IEER14.5 COP3.2 (NR) |  | Deem-WP-FuelSub | Proposed
SCE | AC-21542IndAnyFiSDwSD | 2019-12-27 |  | SWHC046-01 | NR | DnDeemed | SWHC046I | None | Ind | Def-GSIA | FuelSubst-Default | None | SWHC046_01_M008 | SWHC046_01_B003 | ExAnte2019 | IOU workpaper | 2020-04-09 | Commercial IEER-rated package heat pump, 135 to 239 kBtu/h IEER14.5 COP3.2 (NR) |  | Deem-WP-FuelSub | Proposed
SCE | AC-21542IndAnyUpSUSI | 2019-12-27 |  | SWHC046-01 | NR | UpDeemed | SWHC046I | None | Ind | Def-GSIA | FuelSubst-Default | None | SWHC046_01_M008 | SWHC046_01_B003 | ExAnte2019 | IOU workpaper | 2020-04-09 | Commercial IEER-rated package heat pump, 135 to 239 kBtu/h IEER14.5 COP3.2 (NR) |  | Deem-WP-FuelSub | Proposed
SCE | AC-21543IndAnyFiSDrI | 2019-12-27 |  | SWHC046-01 | NR | DnDeemDI | SWHC046J | None | Ind | Def-GSIA | FuelSubst-Default | None | SWHC046_01_M009 | SWHC046_01_B003 | ExAnte2019 | IOU workpaper | 2020-04-09 | Commercial IEER-rated package heat pump, 135 to 239 kBtu/h IEER15.5 COP3.2 (NR) |  | Deem-WP-FuelSub | Proposed
SCE | AC-21543IndAnyFiSDwSD | 2019-12-27 |  | SWHC046-01 | NR | DnDeemed | SWHC046J | None | Ind | Def-GSIA | FuelSubst-Default | None | SWHC046_01_M009 | SWHC046_01_B003 | ExAnte2019 | IOU workpaper | 2020-04-09 | Commercial IEER-rated package heat pump, 135 to 239 kBtu/h IEER15.5 COP3.2 (NR) |  | Deem-WP-FuelSub | Proposed
SCE | AC-21543IndAnyUpSUSI | 2019-12-27 |  | SWHC046-01 | NR | UpDeemed | SWHC046J | None | Ind | Def-GSIA | FuelSubst-Default | None | SWHC046_01_M009 | SWHC046_01_B003 | ExAnte2019 | IOU workpaper | 2020-04-09 | Commercial IEER-rated package heat pump, 135 to 239 kBtu/h IEER15.5 COP3.2 (NR) |  | Deem-WP-FuelSub | Proposed
SCE | AC-21544IndAnyFiSDrI | 2019-12-27 |  | SWHC046-01 | NR | DnDeemDI | SWHC046K | None | Ind | Def-GSIA | FuelSubst-Default | None | SWHC046_01_M010 | SWHC046_01_B004 | ExAnte2019 | IOU workpaper | 2020-04-09 | Commercial IEER-rated package heat pump, 240 to 760 kBtu/h IEER12.0 COP3.2 (NR) |  | Deem-WP-FuelSub | Proposed
SCE | AC-21544IndAnyFiSDwSD | 2019-12-27 |  | SWHC046-01 | NR | DnDeemed | SWHC046K | None | Ind | Def-GSIA | FuelSubst-Default | None | SWHC046_01_M010 | SWHC046_01_B004 | ExAnte2019 | IOU workpaper | 2020-04-09 | Commercial IEER-rated package heat pump, 240 to 760 kBtu/h IEER12.0 COP3.2 (NR) |  | Deem-WP-FuelSub | Proposed
SCE | AC-21544IndAnyUpSUSI | 2019-12-27 |  | SWHC046-01 | NR | UpDeemed | SWHC046K | None | Ind | Def-GSIA | FuelSubst-Default | None | SWHC046_01_M010 | SWHC046_01_B004 | ExAnte2019 | IOU workpaper | 2020-04-09 | Commercial IEER-rated package heat pump, 240 to 760 kBtu/h IEER12.0 COP3.2 (NR) |  | Deem-WP-FuelSub | Proposed
SCE | AC-21545IndAnyFiSDrI | 2019-12-27 |  | SWHC046-01 | NR | DnDeemDI | SWHC046L | None | Ind | Def-GSIA | FuelSubst-Default | None | SWHC046_01_M011 | SWHC046_01_B004 | ExAnte2019 | IOU workpaper | 2020-04-09 | Commercial IEER-rated package heat pump, 240 to 760 kBtu/h IEER13.0 COP3.2 (NR) |  | Deem-WP-FuelSub | Proposed
SCE | AC-21545IndAnyFiSDwSD | 2019-12-27 |  | SWHC046-01 | NR | DnDeemed | SWHC046L | None | Ind | Def-GSIA | FuelSubst-Default | None | SWHC046_01_M011 | SWHC046_01_B004 | ExAnte2019 | IOU workpaper | 2020-04-09 | Commercial IEER-rated package heat pump, 240 to 760 kBtu/h IEER13.0 COP3.2 (NR) |  | Deem-WP-FuelSub | Proposed
SCE | AC-21545IndAnyUpSUSI | 2019-12-27 |  | SWHC046-01 | NR | UpDeemed | SWHC046L | None | Ind | Def-GSIA | FuelSubst-Default | None | SWHC046_01_M011 | SWHC046_01_B004 | ExAnte2019 | IOU workpaper | 2020-04-09 | Commercial IEER-rated package heat pump, 240 to 760 kBtu/h IEER13.0 COP3.2 (NR) |  | Deem-WP-FuelSub | Proposed
SCE | AC-21546IndAnyFiSDrI | 2019-12-27 |  | SWHC046-01 | NR | DnDeemDI | SWHC046M | None | Ind | Def-GSIA | FuelSubst-Default | None | SWHC046_01_M012 | SWHC046_01_B005 | ExAnte2019 | IOU workpaper | 2020-04-09 | Commercial IEER-rated package heat pump, 65 to 134 kBtu/h IEER14.0 COP3.4 (NR) |  | Deem-WP-FuelSub | Proposed
SCE | AC-21546IndAnyFiSDwSD | 2019-12-27 |  | SWHC046-01 | NR | DnDeemed | SWHC046M | None | Ind | Def-GSIA | FuelSubst-Default | None | SWHC046_01_M012 | SWHC046_01_B005 | ExAnte2019 | IOU workpaper | 2020-04-09 | Commercial IEER-rated package heat pump, 65 to 134 kBtu/h IEER14.0 COP3.4 (NR) |  | Deem-WP-FuelSub | Proposed
SCE | AC-21546IndAnyUpSUSI | 2019-12-27 |  | SWHC046-01 | NR | UpDeemed | SWHC046M | None | Ind | Def-GSIA | FuelSubst-Default | None | SWHC046_01_M012 | SWHC046_01_B005 | ExAnte2019 | IOU workpaper | 2020-04-09 | Commercial IEER-rated package heat pump, 65 to 134 kBtu/h IEER14.0 COP3.4 (NR) |  | Deem-WP-FuelSub | Proposed
SCE | AC-21547IndAnyFiSDrI | 2019-12-27 |  | SWHC046-01 | NR | DnDeemDI | SWHC046N | None | Ind | Def-GSIA | FuelSubst-Default | None | SWHC046_01_M013 | SWHC046_01_B005 | ExAnte2019 | IOU workpaper | 2020-04-09 | Commercial IEER-rated package heat pump, 65 to 134 kBtu/h IEER15.0 COP3.4 (NR) |  | Deem-WP-FuelSub | Proposed
SCE | AC-21547IndAnyFiSDwSD | 2019-12-27 |  | SWHC046-01 | NR | DnDeemed | SWHC046N | None | Ind | Def-GSIA | FuelSubst-Default | None | SWHC046_01_M013 | SWHC046_01_B005 | ExAnte2019 | IOU workpaper | 2020-04-09 | Commercial IEER-rated package heat pump, 65 to 134 kBtu/h IEER15.0 COP3.4 (NR) |  | Deem-WP-FuelSub | Proposed
SCE | AC-21547IndAnyUpSUSI | 2019-12-27 |  | SWHC046-01 | NR | UpDeemed | SWHC046N | None | Ind | Def-GSIA | FuelSubst-Default | None | SWHC046_01_M013 | SWHC046_01_B005 | ExAnte2019 | IOU workpaper | 2020-04-09 | Commercial IEER-rated package heat pump, 65 to 134 kBtu/h IEER15.0 COP3.4 (NR) |  | Deem-WP-FuelSub | Proposed
SCE | AC-21548IndAnyFiSDrI | 2019-12-27 |  | SWHC046-01 | AR | DnDeemDI | SWHC046O | None | Ind | Def-GSIA | FuelSubst-Default | None | SWHC046_01_M001 | SWHC046_01_B001 | ExAnte2019 | IOU workpaper | 2020-04-09 | Commercial SEER-rated package heat pump 1 stage, < 65 kBtu/h SEER15 HSPF8.2 (AR) |  | Deem-WP-FuelSub | Proposed
SCE | AC-21548IndAnyFiSDwSD | 2019-12-27 |  | SWHC046-01 | AR | DnDeemed | SWHC046O | None | Ind | Def-GSIA | FuelSubst-Default | None | SWHC046_01_M001 | SWHC046_01_B001 | ExAnte2019 | IOU workpaper | 2020-04-09 | Commercial SEER-rated package heat pump 1 stage, < 65 kBtu/h SEER15 HSPF8.2 (AR) |  | Deem-WP-FuelSub | Proposed
SCE | AC-21549IndAnyFiSDrI | 2019-12-27 |  | SWHC046-01 | AR | DnDeemDI | SWHC046P | None | Ind | Def-GSIA | FuelSubst-Default | None | SWHC046_01_M001 | SWHC046_01_B001 | ExAnte2019 | IOU workpaper | 2020-04-09 | Commercial SEER-rated package heat pump 2 stage, < 65 kBtu/h SEER15 HSPF8.2 (AR) |  | Deem-WP-FuelSub | Proposed
SCE | AC-21549IndAnyFiSDwSD | 2019-12-27 |  | SWHC046-01 | AR | DnDeemed | SWHC046P | None | Ind | Def-GSIA | FuelSubst-Default | None | SWHC046_01_M001 | SWHC046_01_B001 | ExAnte2019 | IOU workpaper | 2020-04-09 | Commercial SEER-rated package heat pump 2 stage, < 65 kBtu/h SEER15 HSPF8.2 (AR) |  | Deem-WP-FuelSub | Proposed
SCE | AC-21550IndAnyFiSDrI | 2019-12-27 |  | SWHC046-01 | AR | DnDeemDI | SWHC046Q | None | Ind | Def-GSIA | FuelSubst-Default | None | SWHC046_01_M002 | SWHC046_01_B001 | ExAnte2019 | IOU workpaper | 2020-04-09 | Commercial SEER-rated package heat pump, < 65 kBtu/h SEER16 HSPF8.5 (AR) |  | Deem-WP-FuelSub | Proposed
SCE | AC-21550IndAnyFiSDwSD | 2019-12-27 |  | SWHC046-01 | AR | DnDeemed | SWHC046Q | None | Ind | Def-GSIA | FuelSubst-Default | None | SWHC046_01_M002 | SWHC046_01_B001 | ExAnte2019 | IOU workpaper | 2020-04-09 | Commercial SEER-rated package heat pump, < 65 kBtu/h SEER16 HSPF8.5 (AR) |  | Deem-WP-FuelSub | Proposed
SCE | AC-21551IndAnyFiSDrI | 2019-12-27 |  | SWHC046-01 | AR | DnDeemDI | SWHC046R | None | Ind | Def-GSIA | FuelSubst-Default | None | SWHC046_01_M003 | SWHC046_01_B001 | ExAnte2019 | IOU workpaper | 2020-04-09 | Commercial SEER-rated package heat pump, < 65 kBtu/h SEER17 HSPF9.0 (AR) |  | Deem-WP-FuelSub | Proposed
SCE | AC-21551IndAnyFiSDwSD | 2019-12-27 |  | SWHC046-01 | AR | DnDeemed | SWHC046R | None | Ind | Def-GSIA | FuelSubst-Default | None | SWHC046_01_M003 | SWHC046_01_B001 | ExAnte2019 | IOU workpaper | 2020-04-09 | Commercial SEER-rated package heat pump, < 65 kBtu/h SEER17 HSPF9.0 (AR) |  | Deem-WP-FuelSub | Proposed
SCE | AC-21552IndAnyFiSDrI | 2019-12-27 |  | SWHC046-01 | AR | DnDeemDI | SWHC046S | None | Ind | Def-GSIA | FuelSubst-Default | None | SWHC046_01_M004 | SWHC046_01_B002 | ExAnte2019 | IOU workpaper | 2020-04-09 | Commercial SEER-rated split heat pumps, < 65 kBtu/h SEER15 HSPF8.7 (AR) |  | Deem-WP-FuelSub | Proposed
SCE | AC-21552IndAnyFiSDwSD | 2019-12-27 |  | SWHC046-01 | AR | DnDeemed | SWHC046S | None | Ind | Def-GSIA | FuelSubst-Default | None | SWHC046_01_M004 | SWHC046_01_B002 | ExAnte2019 | IOU workpaper | 2020-04-09 | Commercial SEER-rated split heat pumps, < 65 kBtu/h SEER15 HSPF8.7 (AR) |  | Deem-WP-FuelSub | Proposed
SCE | AC-21553IndAnyFiSDrI | 2019-12-27 |  | SWHC046-01 | AR | DnDeemDI | SWHC046T | None | Ind | Def-GSIA | FuelSubst-Default | None | SWHC046_01_M005 | SWHC046_01_B002 | ExAnte2019 | IOU workpaper | 2020-04-09 | Commercial SEER-rated split heat pumps, < 65 kBtu/h SEER16 HSPF9.0 (AR) |  | Deem-WP-FuelSub | Proposed
SCE | AC-21553IndAnyFiSDwSD | 2019-12-27 |  | SWHC046-01 | AR | DnDeemed | SWHC046T | None | Ind | Def-GSIA | FuelSubst-Default | None | SWHC046_01_M005 | SWHC046_01_B002 | ExAnte2019 | IOU workpaper | 2020-04-09 | Commercial SEER-rated split heat pumps, < 65 kBtu/h SEER16 HSPF9.0 (AR) |  | Deem-WP-FuelSub | Proposed
SCE | AC-21554IndAnyFiSDrI | 2019-12-27 |  | SWHC046-01 | AR | DnDeemDI | SWHC046U | None | Ind | Def-GSIA | FuelSubst-Default | None | SWHC046_01_M006 | SWHC046_01_B002 | ExAnte2019 | IOU workpaper | 2020-04-09 | Commercial SEER-rated split heat pumps, < 65 kBtu/h SEER17 HSPF9.4 (AR) |  | Deem-WP-FuelSub | Proposed
SCE | AC-21554IndAnyFiSDwSD | 2019-12-27 |  | SWHC046-01 | AR | DnDeemed | SWHC046U | None | Ind | Def-GSIA | FuelSubst-Default | None | SWHC046_01_M006 | SWHC046_01_B002 | ExAnte2019 | IOU workpaper | 2020-04-09 | Commercial SEER-rated split heat pumps, < 65 kBtu/h SEER17 HSPF9.4 (AR) |  | Deem-WP-FuelSub | Proposed
SCE | AC-21555IndAnyFiSDrI | 2019-12-27 |  | SWHC046-01 | AR | DnDeemDI | SWHC046V | None | Ind | Def-GSIA | FuelSubst-Default | None | SWHC046_01_M007 | SWHC046_01_B002 | ExAnte2019 | IOU workpaper | 2020-04-09 | Commercial SEER-rated split heat pumps, < 65 kBtu/h SEER18 HSPF9.7 (AR) |  | Deem-WP-FuelSub | Proposed
SCE | AC-21555IndAnyFiSDwSD | 2019-12-27 |  | SWHC046-01 | AR | DnDeemed | SWHC046V | None | Ind | Def-GSIA | FuelSubst-Default | None | SWHC046_01_M007 | SWHC046_01_B002 | ExAnte2019 | IOU workpaper | 2020-04-09 | Commercial SEER-rated split heat pumps, < 65 kBtu/h SEER18 HSPF9.7 (AR) |  | Deem-WP-FuelSub | Proposed
SCE | AC-21542IndAnyFiSDrI | 2019-12-27 |  | SWHC046-01 | AR | DnDeemDI | SWHC046W | None | Ind | Def-GSIA | FuelSubst-Default | None | SWHC046_01_M008 | SWHC046_01_B003 | ExAnte2019 | IOU workpaper | 2020-04-09 | Commercial IEER-rated package heat pump, 135 to 239 kBtu/h IEER14.5 COP3.2 (AR) |  | Deem-WP-FuelSub | Proposed
SCE | AC-21542IndAnyFiSDwSD | 2019-12-27 |  | SWHC046-01 | AR | DnDeemed | SWHC046W | None | Ind | Def-GSIA | FuelSubst-Default | None | SWHC046_01_M008 | SWHC046_01_B003 | ExAnte2019 | IOU workpaper | 2020-04-09 | Commercial IEER-rated package heat pump, 135 to 239 kBtu/h IEER14.5 COP3.2 (AR) |  | Deem-WP-FuelSub | Proposed
SCE | AC-21543IndAnyFiSDrI | 2019-12-27 |  | SWHC046-01 | AR | DnDeemDI | SWHC046X | None | Ind | Def-GSIA | FuelSubst-Default | None | SWHC046_01_M009 | SWHC046_01_B003 | ExAnte2019 | IOU workpaper | 2020-04-09 | Commercial IEER-rated package heat pump, 135 to 239 kBtu/h IEER15.5 COP3.2 (AR) |  | Deem-WP-FuelSub | Proposed
SCE | AC-21543IndAnyFiSDwSD | 2019-12-27 |  | SWHC046-01 | AR | DnDeemed | SWHC046X | None | Ind | Def-GSIA | FuelSubst-Default | None | SWHC046_01_M009 | SWHC046_01_B003 | ExAnte2019 | IOU workpaper | 2020-04-09 | Commercial IEER-rated package heat pump, 135 to 239 kBtu/h IEER15.5 COP3.2 (AR) |  | Deem-WP-FuelSub | Proposed
SCE | AC-21544IndAnyFiSDrI | 2019-12-27 |  | SWHC046-01 | AR | DnDeemDI | SWHC046Y | None | Ind | Def-GSIA | FuelSubst-Default | None | SWHC046_01_M010 | SWHC046_01_B004 | ExAnte2019 | IOU workpaper | 2020-04-09 | Commercial IEER-rated package heat pump, 240 to 760 kBtu/h IEER12.0 COP3.2 (AR) |  | Deem-WP-FuelSub | Proposed
SCE | AC-21544IndAnyFiSDwSD | 2019-12-27 |  | SWHC046-01 | AR | DnDeemed | SWHC046Y | None | Ind | Def-GSIA | FuelSubst-Default | None | SWHC046_01_M010 | SWHC046_01_B004 | ExAnte2019 | IOU workpaper | 2020-04-09 | Commercial IEER-rated package heat pump, 240 to 760 kBtu/h IEER12.0 COP3.2 (AR) |  | Deem-WP-FuelSub | Proposed
SCE | AC-21545IndAnyFiSDrI | 2019-12-27 |  | SWHC046-01 | AR | DnDeemDI | SWHC046Z | None | Ind | Def-GSIA | FuelSubst-Default | None | SWHC046_01_M011 | SWHC046_01_B004 | ExAnte2019 | IOU workpaper | 2020-04-09 | Commercial IEER-rated package heat pump, 240 to 760 kBtu/h IEER13.0 COP3.2 (AR) |  | Deem-WP-FuelSub | Proposed
SCE | AC-21545IndAnyFiSDwSD | 2019-12-27 |  | SWHC046-01 | AR | DnDeemed | SWHC046Z | None | Ind | Def-GSIA | FuelSubst-Default | None | SWHC046_01_M011 | SWHC046_01_B004 | ExAnte2019 | IOU workpaper | 2020-04-09 | Commercial IEER-rated package heat pump, 240 to 760 kBtu/h IEER13.0 COP3.2 (AR) |  | Deem-WP-FuelSub | Proposed
SCE | AC-21546IndAnyFiSDrI | 2019-12-27 |  | SWHC046-01 | AR | DnDeemDI | SWHC046AA | None | Ind | Def-GSIA | FuelSubst-Default | None | SWHC046_01_M012 | SWHC046_01_B005 | ExAnte2019 | IOU workpaper | 2020-04-09 | Commercial IEER-rated package heat pump, 65 to 134 kBtu/h IEER14.0 COP3.4 (AR) |  | Deem-WP-FuelSub | Proposed
SCE | AC-21546IndAnyFiSDwSD | 2019-12-27 |  | SWHC046-01 | AR | DnDeemed | SWHC046AA | None | Ind | Def-GSIA | FuelSubst-Default | None | SWHC046_01_M012 | SWHC046_01_B005 | ExAnte2019 | IOU workpaper | 2020-04-09 | Commercial IEER-rated package heat pump, 65 to 134 kBtu/h IEER14.0 COP3.4 (AR) |  | Deem-WP-FuelSub | Proposed
SCE | AC-21547IndAnyFiSDrI | 2019-12-27 |  | SWHC046-01 | AR | DnDeemDI | SWHC046AB | None | Ind | Def-GSIA | FuelSubst-Default | None | SWHC046_01_M013 | SWHC046_01_B005 | ExAnte2019 | IOU workpaper | 2020-04-09 | Commercial IEER-rated package heat pump, 65 to 134 kBtu/h IEER15.0 COP3.4 (AR) |  | Deem-WP-FuelSub | Proposed
SCE | AC-21547IndAnyFiSDwSD | 2019-12-27 |  | SWHC046-01 | AR | DnDeemed | SWHC046AB | None | Ind | Def-GSIA | FuelSubst-Default | None | SWHC046_01_M013 | SWHC046_01_B005 | ExAnte2019 | IOU workpaper | 2020-04-09 | Commercial IEER-rated package heat pump, 65 to 134 kBtu/h IEER15.0 COP3.4 (AR) |  | Deem-WP-FuelSub | Proposed
SCE | AC-21580IndAnyFiSDrI | 2019-12-27 |  | SWHC046-01 | NC | DnDeemDI | SWHC046AC | None | Ind | Def-GSIA | FuelSubst-Default | None | SWHC046_01_M001 | SWHC046_01_B001 | ExAnte2019 | IOU workpaper | 2020-04-09 | Commercial SEER-rated package heat pump 1 stage, < 65 kBtu/h SEER15 HSPF8.2 (NC) |  | Deem-WP-FuelSub | Proposed
SCE | AC-21580IndAnyFiSDwSD | 2019-12-27 |  | SWHC046-01 | NC | DnDeemed | SWHC046AC | None | Ind | Def-GSIA | FuelSubst-Default | None | SWHC046_01_M001 | SWHC046_01_B001 | ExAnte2019 | IOU workpaper | 2020-04-09 | Commercial SEER-rated package heat pump 1 stage, < 65 kBtu/h SEER15 HSPF8.2 (NC) |  | Deem-WP-FuelSub | Proposed
SCE | AC-21581IndAnyFiSDrI | 2019-12-27 |  | SWHC046-01 | NC | DnDeemDI | SWHC046AD | None | Ind | Def-GSIA | FuelSubst-Default | None | SWHC046_01_M001 | SWHC046_01_B001 | ExAnte2019 | IOU workpaper | 2020-04-09 | Commercial SEER-rated package heat pump 2 stage, < 65 kBtu/h SEER15 HSPF8.2 (NC) |  | Deem-WP-FuelSub | Proposed
SCE | AC-21581IndAnyFiSDwSD | 2019-12-27 |  | SWHC046-01 | NC | DnDeemed | SWHC046AD | None | Ind | Def-GSIA | FuelSubst-Default | None | SWHC046_01_M001 | SWHC046_01_B001 | ExAnte2019 | IOU workpaper | 2020-04-09 | Commercial SEER-rated package heat pump 2 stage, < 65 kBtu/h SEER15 HSPF8.2 (NC) |  | Deem-WP-FuelSub | Proposed
SCE | AC-21582IndAnyFiSDrI | 2019-12-27 |  | SWHC046-01 | NC | DnDeemDI | SWHC046AE | None | Ind | Def-GSIA | FuelSubst-Default | None | SWHC046_01_M002 | SWHC046_01_B001 | ExAnte2019 | IOU workpaper | 2020-04-09 | Commercial SEER-rated package heat pump, < 65 kBtu/h SEER16 HSPF8.5 (NC) |  | Deem-WP-FuelSub | Proposed
SCE | AC-21582IndAnyFiSDwSD | 2019-12-27 |  | SWHC046-01 | NC | DnDeemed | SWHC046AE | None | Ind | Def-GSIA | FuelSubst-Default | None | SWHC046_01_M002 | SWHC046_01_B001 | ExAnte2019 | IOU workpaper | 2020-04-09 | Commercial SEER-rated package heat pump, < 65 kBtu/h SEER16 HSPF8.5 (NC) |  | Deem-WP-FuelSub | Proposed
SCE | AC-21583IndAnyFiSDrI | 2019-12-27 |  | SWHC046-01 | NC | DnDeemDI | SWHC046AF | None | Ind | Def-GSIA | FuelSubst-Default | None | SWHC046_01_M003 | SWHC046_01_B001 | ExAnte2019 | IOU workpaper | 2020-04-09 | Commercial SEER-rated package heat pump, < 65 kBtu/h SEER17 HSPF9.0 (NC) |  | Deem-WP-FuelSub | Proposed
SCE | AC-21583IndAnyFiSDwSD | 2019-12-27 |  | SWHC046-01 | NC | DnDeemed | SWHC046AF | None | Ind | Def-GSIA | FuelSubst-Default | None | SWHC046_01_M003 | SWHC046_01_B001 | ExAnte2019 | IOU workpaper | 2020-04-09 | Commercial SEER-rated package heat pump, < 65 kBtu/h SEER17 HSPF9.0 (NC) |  | Deem-WP-FuelSub | Proposed
SCE | AC-21584IndAnyFiSDrI | 2019-12-27 |  | SWHC046-01 | NC | DnDeemDI | SWHC046AG | None | Ind | Def-GSIA | FuelSubst-Default | None | SWHC046_01_M004 | SWHC046_01_B002 | ExAnte2019 | IOU workpaper | 2020-04-09 | Commercial SEER-rated split heat pumps, < 65 kBtu/h SEER15 HSPF8.7 (NC) |  | Deem-WP-FuelSub | Proposed
SCE | AC-21584IndAnyFiSDwSD | 2019-12-27 |  | SWHC046-01 | NC | DnDeemed | SWHC046AG | None | Ind | Def-GSIA | FuelSubst-Default | None | SWHC046_01_M004 | SWHC046_01_B002 | ExAnte2019 | IOU workpaper | 2020-04-09 | Commercial SEER-rated split heat pumps, < 65 kBtu/h SEER15 HSPF8.7 (NC) |  | Deem-WP-FuelSub | Proposed
SCE | AC-21585IndAnyFiSDrI | 2019-12-27 |  | SWHC046-01 | NC | DnDeemDI | SWHC046AH | None | Ind | Def-GSIA | FuelSubst-Default | None | SWHC046_01_M005 | SWHC046_01_B002 | ExAnte2019 | IOU workpaper | 2020-04-09 | Commercial SEER-rated split heat pumps, < 65 kBtu/h SEER16 HSPF9.0 (NC) |  | Deem-WP-FuelSub | Proposed
SCE | AC-21585IndAnyFiSDwSD | 2019-12-27 |  | SWHC046-01 | NC | DnDeemed | SWHC046AH | None | Ind | Def-GSIA | FuelSubst-Default | None | SWHC046_01_M005 | SWHC046_01_B002 | ExAnte2019 | IOU workpaper | 2020-04-09 | Commercial SEER-rated split heat pumps, < 65 kBtu/h SEER16 HSPF9.0 (NC) |  | Deem-WP-FuelSub | Proposed
SCE | AC-21586IndAnyFiSDrI | 2019-12-27 |  | SWHC046-01 | NC | DnDeemDI | SWHC046AI | None | Ind | Def-GSIA | FuelSubst-Default | None | SWHC046_01_M006 | SWHC046_01_B002 | ExAnte2019 | IOU workpaper | 2020-04-09 | Commercial SEER-rated split heat pumps, < 65 kBtu/h SEER17 HSPF9.4 (NC) |  | Deem-WP-FuelSub | Proposed
SCE | AC-21586IndAnyFiSDwSD | 2019-12-27 |  | SWHC046-01 | NC | DnDeemed | SWHC046AI | None | Ind | Def-GSIA | FuelSubst-Default | None | SWHC046_01_M006 | SWHC046_01_B002 | ExAnte2019 | IOU workpaper | 2020-04-09 | Commercial SEER-rated split heat pumps, < 65 kBtu/h SEER17 HSPF9.4 (NC) |  | Deem-WP-FuelSub | Proposed
SCE | AC-21587IndAnyFiSDrI | 2019-12-27 |  | SWHC046-01 | NC | DnDeemDI | SWHC046AJ | None | Ind | Def-GSIA | FuelSubst-Default | None | SWHC046_01_M007 | SWHC046_01_B002 | ExAnte2019 | IOU workpaper | 2020-04-09 | Commercial SEER-rated split heat pumps, < 65 kBtu/h SEER18 HSPF9.7 (NC) |  | Deem-WP-FuelSub | Proposed
SCE | AC-21587IndAnyFiSDwSD | 2019-12-27 |  | SWHC046-01 | NC | DnDeemed | SWHC046AJ | None | Ind | Def-GSIA | FuelSubst-Default | None | SWHC046_01_M007 | SWHC046_01_B002 | ExAnte2019 | IOU workpaper | 2020-04-09 | Commercial SEER-rated split heat pumps, < 65 kBtu/h SEER18 HSPF9.7 (NC) |  | Deem-WP-FuelSub | Proposed
SCE | AC-21588IndAnyFiSDrI | 2019-12-27 |  | SWHC046-01 | NC | DnDeemDI | SWHC046AK | None | Ind | Def-GSIA | FuelSubst-Default | None | SWHC046_01_M008 | SWHC046_01_B003 | ExAnte2019 | IOU workpaper | 2020-04-09 | Commercial IEER-rated package heat pump, 135 to 239 kBtu/h IEER14.5 COP3.2 (NC) |  | Deem-WP-FuelSub | Proposed
SCE | AC-21588IndAnyFiSDwSD | 2019-12-27 |  | SWHC046-01 | NC | DnDeemed | SWHC046AK | None | Ind | Def-GSIA | FuelSubst-Default | None | SWHC046_01_M008 | SWHC046_01_B003 | ExAnte2019 | IOU workpaper | 2020-04-09 | Commercial IEER-rated package heat pump, 135 to 239 kBtu/h IEER14.5 COP3.2 (NC) |  | Deem-WP-FuelSub | Proposed
SCE | AC-21589IndAnyFiSDrI | 2019-12-27 |  | SWHC046-01 | NC | DnDeemDI | SWHC046AL | None | Ind | Def-GSIA | FuelSubst-Default | None | SWHC046_01_M009 | SWHC046_01_B003 | ExAnte2019 | IOU workpaper | 2020-04-09 | Commercial IEER-rated package heat pump, 135 to 239 kBtu/h IEER15.5 COP3.2 (NC) |  | Deem-WP-FuelSub | Proposed
SCE | AC-21589IndAnyFiSDwSD | 2019-12-27 |  | SWHC046-01 | NC | DnDeemed | SWHC046AL | None | Ind | Def-GSIA | FuelSubst-Default | None | SWHC046_01_M009 | SWHC046_01_B003 | ExAnte2019 | IOU workpaper | 2020-04-09 | Commercial IEER-rated package heat pump, 135 to 239 kBtu/h IEER15.5 COP3.2 (NC) |  | Deem-WP-FuelSub | Proposed
SCE | AC-21590IndAnyFiSDrI | 2019-12-27 |  | SWHC046-01 | NC | DnDeemDI | SWHC046AM | None | Ind | Def-GSIA | FuelSubst-Default | None | SWHC046_01_M010 | SWHC046_01_B004 | ExAnte2019 | IOU workpaper | 2020-04-09 | Commercial IEER-rated package heat pump, 240 to 760 kBtu/h IEER12.0 COP3.2 (NC) |  | Deem-WP-FuelSub | Proposed
SCE | AC-21590IndAnyFiSDwSD | 2019-12-27 |  | SWHC046-01 | NC | DnDeemed | SWHC046AM | None | Ind | Def-GSIA | FuelSubst-Default | None | SWHC046_01_M010 | SWHC046_01_B004 | ExAnte2019 | IOU workpaper | 2020-04-09 | Commercial IEER-rated package heat pump, 240 to 760 kBtu/h IEER12.0 COP3.2 (NC) |  | Deem-WP-FuelSub | Proposed
SCE | AC-21591IndAnyFiSDrI | 2019-12-27 |  | SWHC046-01 | NC | DnDeemDI | SWHC046AN | None | Ind | Def-GSIA | FuelSubst-Default | None | SWHC046_01_M011 | SWHC046_01_B004 | ExAnte2019 | IOU workpaper | 2020-04-09 | Commercial IEER-rated package heat pump, 240 to 760 kBtu/h IEER13.0 COP3.2 (NC) |  | Deem-WP-FuelSub | Proposed
SCE | AC-21591IndAnyFiSDwSD | 2019-12-27 |  | SWHC046-01 | NC | DnDeemed | SWHC046AN | None | Ind | Def-GSIA | FuelSubst-Default | None | SWHC046_01_M011 | SWHC046_01_B004 | ExAnte2019 | IOU workpaper | 2020-04-09 | Commercial IEER-rated package heat pump, 240 to 760 kBtu/h IEER13.0 COP3.2 (NC) |  | Deem-WP-FuelSub | Proposed
SCE | AC-21592IndAnyFiSDrI | 2019-12-27 |  | SWHC046-01 | NC | DnDeemDI | SWHC046AO | None | Ind | Def-GSIA | FuelSubst-Default | None | SWHC046_01_M012 | SWHC046_01_B005 | ExAnte2019 | IOU workpaper | 2020-04-09 | Commercial IEER-rated package heat pump, 65 to 134 kBtu/h IEER14.0 COP3.4 (NC) |  | Deem-WP-FuelSub | Proposed
SCE | AC-21592IndAnyFiSDwSD | 2019-12-27 |  | SWHC046-01 | NC | DnDeemed | SWHC046AO | None | Ind | Def-GSIA | FuelSubst-Default | None | SWHC046_01_M012 | SWHC046_01_B005 | ExAnte2019 | IOU workpaper | 2020-04-09 | Commercial IEER-rated package heat pump, 65 to 134 kBtu/h IEER14.0 COP3.4 (NC) |  | Deem-WP-FuelSub | Proposed
SCE | AC-21593IndAnyFiSDrI | 2019-12-27 |  | SWHC046-01 | NC | DnDeemDI | SWHC046AP | None | Ind | Def-GSIA | FuelSubst-Default | None | SWHC046_01_M013 | SWHC046_01_B005 | ExAnte2019 | IOU workpaper | 2020-04-09 | Commercial IEER-rated package heat pump, 65 to 134 kBtu/h IEER15.0 COP3.4 (NC) |  | Deem-WP-FuelSub | Proposed
SCE | AC-21593IndAnyFiSDwSD | 2019-12-27 |  | SWHC046-01 | NC | DnDeemed | SWHC046AP | None | Ind | Def-GSIA | FuelSubst-Default | None | SWHC046_01_M013 | SWHC046_01_B005 | ExAnte2019 | IOU workpaper | 2020-04-09 | Commercial IEER-rated package heat pump, 65 to 134 kBtu/h IEER15.0 COP3.4 (NC) |  | Deem-WP-FuelSub | Proposed
PGE | HV436 | 2019-12-27 |  | SWHC046-01 | NR | DnDeemDI | SWHC046A | None | Ag | Def-GSIA | FuelSubst-Default | None | SWHC046_01_M001 | SWHC046_01_B001 | ExAnte2019 | IOU workpaper | 2020-04-09 | Commercial SEER-rated package heat pump 1 stage, < 65 kBtu/h SEER15 HSPF8.2 (NR) |  | Deem-WP-FuelSub | Proposed
PGE | HV436 | 2019-12-27 |  | SWHC046-01 | NR | DnDeemed | SWHC046A | None | Ag | Def-GSIA | FuelSubst-Default | None | SWHC046_01_M001 | SWHC046_01_B001 | ExAnte2019 | IOU workpaper | 2020-04-09 | Commercial SEER-rated package heat pump 1 stage, < 65 kBtu/h SEER15 HSPF8.2 (NR) |  | Deem-WP-FuelSub | Proposed
PGE | HV436 | 2019-12-27 |  | SWHC046-01 | NR | UpDeemed | SWHC046A | None | Ag | Def-GSIA | FuelSubst-Default | None | SWHC046_01_M001 | SWHC046_01_B001 | ExAnte2019 | IOU workpaper | 2020-04-09 | Commercial SEER-rated package heat pump 1 stage, < 65 kBtu/h SEER15 HSPF8.2 (NR) |  | Deem-WP-FuelSub | Proposed
PGE | HV437 | 2019-12-27 |  | SWHC046-01 | NR | DnDeemDI | SWHC046B | None | Ag | Def-GSIA | FuelSubst-Default | None | SWHC046_01_M001 | SWHC046_01_B001 | ExAnte2019 | IOU workpaper | 2020-04-09 | Commercial SEER-rated package heat pump 2 stage, < 65 kBtu/h SEER15 HSPF8.2 (NR) |  | Deem-WP-FuelSub | Proposed
PGE | HV437 | 2019-12-27 |  | SWHC046-01 | NR | DnDeemed | SWHC046B | None | Ag | Def-GSIA | FuelSubst-Default | None | SWHC046_01_M001 | SWHC046_01_B001 | ExAnte2019 | IOU workpaper | 2020-04-09 | Commercial SEER-rated package heat pump 2 stage, < 65 kBtu/h SEER15 HSPF8.2 (NR) |  | Deem-WP-FuelSub | Proposed
PGE | HV437 | 2019-12-27 |  | SWHC046-01 | NR | UpDeemed | SWHC046B | None | Ag | Def-GSIA | FuelSubst-Default | None | SWHC046_01_M001 | SWHC046_01_B001 | ExAnte2019 | IOU workpaper | 2020-04-09 | Commercial SEER-rated package heat pump 2 stage, < 65 kBtu/h SEER15 HSPF8.2 (NR) |  | Deem-WP-FuelSub | Proposed
PGE | HV438 | 2019-12-27 |  | SWHC046-01 | NR | DnDeemDI | SWHC046C | None | Ag | Def-GSIA | FuelSubst-Default | None | SWHC046_01_M002 | SWHC046_01_B001 | ExAnte2019 | IOU workpaper | 2020-04-09 | Commercial SEER-rated package heat pump, < 65 kBtu/h SEER16 HSPF8.5 (NR) |  | Deem-WP-FuelSub | Proposed
PGE | HV438 | 2019-12-27 |  | SWHC046-01 | NR | DnDeemed | SWHC046C | None | Ag | Def-GSIA | FuelSubst-Default | None | SWHC046_01_M002 | SWHC046_01_B001 | ExAnte2019 | IOU workpaper | 2020-04-09 | Commercial SEER-rated package heat pump, < 65 kBtu/h SEER16 HSPF8.5 (NR) |  | Deem-WP-FuelSub | Proposed
PGE | HV438 | 2019-12-27 |  | SWHC046-01 | NR | UpDeemed | SWHC046C | None | Ag | Def-GSIA | FuelSubst-Default | None | SWHC046_01_M002 | SWHC046_01_B001 | ExAnte2019 | IOU workpaper | 2020-04-09 | Commercial SEER-rated package heat pump, < 65 kBtu/h SEER16 HSPF8.5 (NR) |  | Deem-WP-FuelSub | Proposed
PGE | HV439 | 2019-12-27 |  | SWHC046-01 | NR | DnDeemDI | SWHC046D | None | Ag | Def-GSIA | FuelSubst-Default | None | SWHC046_01_M003 | SWHC046_01_B001 | ExAnte2019 | IOU workpaper | 2020-04-09 | Commercial SEER-rated package heat pump, < 65 kBtu/h SEER17 HSPF9.0 (NR) |  | Deem-WP-FuelSub | Proposed
PGE | HV439 | 2019-12-27 |  | SWHC046-01 | NR | DnDeemed | SWHC046D | None | Ag | Def-GSIA | FuelSubst-Default | None | SWHC046_01_M003 | SWHC046_01_B001 | ExAnte2019 | IOU workpaper | 2020-04-09 | Commercial SEER-rated package heat pump, < 65 kBtu/h SEER17 HSPF9.0 (NR) |  | Deem-WP-FuelSub | Proposed
PGE | HV439 | 2019-12-27 |  | SWHC046-01 | NR | UpDeemed | SWHC046D | None | Ag | Def-GSIA | FuelSubst-Default | None | SWHC046_01_M003 | SWHC046_01_B001 | ExAnte2019 | IOU workpaper | 2020-04-09 | Commercial SEER-rated package heat pump, < 65 kBtu/h SEER17 HSPF9.0 (NR) |  | Deem-WP-FuelSub | Proposed
PGE | HV440 | 2019-12-27 |  | SWHC046-01 | NR | DnDeemDI | SWHC046E | None | Ag | Def-GSIA | FuelSubst-Default | None | SWHC046_01_M004 | SWHC046_01_B002 | ExAnte2019 | IOU workpaper | 2020-04-09 | Commercial SEER-rated split heat pumps, < 65 kBtu/h SEER15 HSPF8.7 (NR) |  | Deem-WP-FuelSub | Proposed
PGE | HV440 | 2019-12-27 |  | SWHC046-01 | NR | DnDeemed | SWHC046E | None | Ag | Def-GSIA | FuelSubst-Default | None | SWHC046_01_M004 | SWHC046_01_B002 | ExAnte2019 | IOU workpaper | 2020-04-09 | Commercial SEER-rated split heat pumps, < 65 kBtu/h SEER15 HSPF8.7 (NR) |  | Deem-WP-FuelSub | Proposed
PGE | HV440 | 2019-12-27 |  | SWHC046-01 | NR | UpDeemed | SWHC046E | None | Ag | Def-GSIA | FuelSubst-Default | None | SWHC046_01_M004 | SWHC046_01_B002 | ExAnte2019 | IOU workpaper | 2020-04-09 | Commercial SEER-rated split heat pumps, < 65 kBtu/h SEER15 HSPF8.7 (NR) |  | Deem-WP-FuelSub | Proposed
PGE | HV441 | 2019-12-27 |  | SWHC046-01 | NR | DnDeemDI | SWHC046F | None | Ag | Def-GSIA | FuelSubst-Default | None | SWHC046_01_M005 | SWHC046_01_B002 | ExAnte2019 | IOU workpaper | 2020-04-09 | Commercial SEER-rated split heat pumps, < 65 kBtu/h SEER16 HSPF9.0 (NR) |  | Deem-WP-FuelSub | Proposed
PGE | HV441 | 2019-12-27 |  | SWHC046-01 | NR | DnDeemed | SWHC046F | None | Ag | Def-GSIA | FuelSubst-Default | None | SWHC046_01_M005 | SWHC046_01_B002 | ExAnte2019 | IOU workpaper | 2020-04-09 | Commercial SEER-rated split heat pumps, < 65 kBtu/h SEER16 HSPF9.0 (NR) |  | Deem-WP-FuelSub | Proposed
PGE | HV441 | 2019-12-27 |  | SWHC046-01 | NR | UpDeemed | SWHC046F | None | Ag | Def-GSIA | FuelSubst-Default | None | SWHC046_01_M005 | SWHC046_01_B002 | ExAnte2019 | IOU workpaper | 2020-04-09 | Commercial SEER-rated split heat pumps, < 65 kBtu/h SEER16 HSPF9.0 (NR) |  | Deem-WP-FuelSub | Proposed
PGE | HV442 | 2019-12-27 |  | SWHC046-01 | NR | DnDeemDI | SWHC046G | None | Ag | Def-GSIA | FuelSubst-Default | None | SWHC046_01_M006 | SWHC046_01_B002 | ExAnte2019 | IOU workpaper | 2020-04-09 | Commercial SEER-rated split heat pumps, < 65 kBtu/h SEER17 HSPF9.4 (NR) |  | Deem-WP-FuelSub | Proposed
PGE | HV442 | 2019-12-27 |  | SWHC046-01 | NR | DnDeemed | SWHC046G | None | Ag | Def-GSIA | FuelSubst-Default | None | SWHC046_01_M006 | SWHC046_01_B002 | ExAnte2019 | IOU workpaper | 2020-04-09 | Commercial SEER-rated split heat pumps, < 65 kBtu/h SEER17 HSPF9.4 (NR) |  | Deem-WP-FuelSub | Proposed
PGE | HV442 | 2019-12-27 |  | SWHC046-01 | NR | UpDeemed | SWHC046G | None | Ag | Def-GSIA | FuelSubst-Default | None | SWHC046_01_M006 | SWHC046_01_B002 | ExAnte2019 | IOU workpaper | 2020-04-09 | Commercial SEER-rated split heat pumps, < 65 kBtu/h SEER17 HSPF9.4 (NR) |  | Deem-WP-FuelSub | Proposed
PGE | HV443 | 2019-12-27 |  | SWHC046-01 | NR | DnDeemDI | SWHC046H | None | Ag | Def-GSIA | FuelSubst-Default | None | SWHC046_01_M007 | SWHC046_01_B002 | ExAnte2019 | IOU workpaper | 2020-04-09 | Commercial SEER-rated split heat pumps, < 65 kBtu/h SEER18 HSPF9.7 (NR) |  | Deem-WP-FuelSub | Proposed
PGE | HV443 | 2019-12-27 |  | SWHC046-01 | NR | DnDeemed | SWHC046H | None | Ag | Def-GSIA | FuelSubst-Default | None | SWHC046_01_M007 | SWHC046_01_B002 | ExAnte2019 | IOU workpaper | 2020-04-09 | Commercial SEER-rated split heat pumps, < 65 kBtu/h SEER18 HSPF9.7 (NR) |  | Deem-WP-FuelSub | Proposed
PGE | HV443 | 2019-12-27 |  | SWHC046-01 | NR | UpDeemed | SWHC046H | None | Ag | Def-GSIA | FuelSubst-Default | None | SWHC046_01_M007 | SWHC046_01_B002 | ExAnte2019 | IOU workpaper | 2020-04-09 | Commercial SEER-rated split heat pumps, < 65 kBtu/h SEER18 HSPF9.7 (NR) |  | Deem-WP-FuelSub | Proposed
PGE | HV444 | 2019-12-27 |  | SWHC046-01 | NR | DnDeemDI | SWHC046I | None | Ag | Def-GSIA | FuelSubst-Default | None | SWHC046_01_M008 | SWHC046_01_B003 | ExAnte2019 | IOU workpaper | 2020-04-09 | Commercial IEER-rated package heat pump, 135 to 239 kBtu/h IEER14.5 COP3.2 (NR) |  | Deem-WP-FuelSub | Proposed
PGE | HV444 | 2019-12-27 |  | SWHC046-01 | NR | DnDeemed | SWHC046I | None | Ag | Def-GSIA | FuelSubst-Default | None | SWHC046_01_M008 | SWHC046_01_B003 | ExAnte2019 | IOU workpaper | 2020-04-09 | Commercial IEER-rated package heat pump, 135 to 239 kBtu/h IEER14.5 COP3.2 (NR) |  | Deem-WP-FuelSub | Proposed
PGE | HV444 | 2019-12-27 |  | SWHC046-01 | NR | UpDeemed | SWHC046I | None | Ag | Def-GSIA | FuelSubst-Default | None | SWHC046_01_M008 | SWHC046_01_B003 | ExAnte2019 | IOU workpaper | 2020-04-09 | Commercial IEER-rated package heat pump, 135 to 239 kBtu/h IEER14.5 COP3.2 (NR) |  | Deem-WP-FuelSub | Proposed
PGE | HV445 | 2019-12-27 |  | SWHC046-01 | NR | DnDeemDI | SWHC046J | None | Ag | Def-GSIA | FuelSubst-Default | None | SWHC046_01_M009 | SWHC046_01_B003 | ExAnte2019 | IOU workpaper | 2020-04-09 | Commercial IEER-rated package heat pump, 135 to 239 kBtu/h IEER15.5 COP3.2 (NR) |  | Deem-WP-FuelSub | Proposed
PGE | HV445 | 2019-12-27 |  | SWHC046-01 | NR | DnDeemed | SWHC046J | None | Ag | Def-GSIA | FuelSubst-Default | None | SWHC046_01_M009 | SWHC046_01_B003 | ExAnte2019 | IOU workpaper | 2020-04-09 | Commercial IEER-rated package heat pump, 135 to 239 kBtu/h IEER15.5 COP3.2 (NR) |  | Deem-WP-FuelSub | Proposed
PGE | HV445 | 2019-12-27 |  | SWHC046-01 | NR | UpDeemed | SWHC046J | None | Ag | Def-GSIA | FuelSubst-Default | None | SWHC046_01_M009 | SWHC046_01_B003 | ExAnte2019 | IOU workpaper | 2020-04-09 | Commercial IEER-rated package heat pump, 135 to 239 kBtu/h IEER15.5 COP3.2 (NR) |  | Deem-WP-FuelSub | Proposed
PGE | HV446 | 2019-12-27 |  | SWHC046-01 | NR | DnDeemDI | SWHC046K | None | Ag | Def-GSIA | FuelSubst-Default | None | SWHC046_01_M010 | SWHC046_01_B004 | ExAnte2019 | IOU workpaper | 2020-04-09 | Commercial IEER-rated package heat pump, 240 to 760 kBtu/h IEER12.0 COP3.2 (NR) |  | Deem-WP-FuelSub | Proposed
PGE | HV446 | 2019-12-27 |  | SWHC046-01 | NR | DnDeemed | SWHC046K | None | Ag | Def-GSIA | FuelSubst-Default | None | SWHC046_01_M010 | SWHC046_01_B004 | ExAnte2019 | IOU workpaper | 2020-04-09 | Commercial IEER-rated package heat pump, 240 to 760 kBtu/h IEER12.0 COP3.2 (NR) |  | Deem-WP-FuelSub | Proposed
PGE | HV446 | 2019-12-27 |  | SWHC046-01 | NR | UpDeemed | SWHC046K | None | Ag | Def-GSIA | FuelSubst-Default | None | SWHC046_01_M010 | SWHC046_01_B004 | ExAnte2019 | IOU workpaper | 2020-04-09 | Commercial IEER-rated package heat pump, 240 to 760 kBtu/h IEER12.0 COP3.2 (NR) |  | Deem-WP-FuelSub | Proposed
PGE | HV447 | 2019-12-27 |  | SWHC046-01 | NR | DnDeemDI | SWHC046L | None | Ag | Def-GSIA | FuelSubst-Default | None | SWHC046_01_M011 | SWHC046_01_B004 | ExAnte2019 | IOU workpaper | 2020-04-09 | Commercial IEER-rated package heat pump, 240 to 760 kBtu/h IEER13.0 COP3.2 (NR) |  | Deem-WP-FuelSub | Proposed
PGE | HV447 | 2019-12-27 |  | SWHC046-01 | NR | DnDeemed | SWHC046L | None | Ag | Def-GSIA | FuelSubst-Default | None | SWHC046_01_M011 | SWHC046_01_B004 | ExAnte2019 | IOU workpaper | 2020-04-09 | Commercial IEER-rated package heat pump, 240 to 760 kBtu/h IEER13.0 COP3.2 (NR) |  | Deem-WP-FuelSub | Proposed
PGE | HV447 | 2019-12-27 |  | SWHC046-01 | NR | UpDeemed | SWHC046L | None | Ag | Def-GSIA | FuelSubst-Default | None | SWHC046_01_M011 | SWHC046_01_B004 | ExAnte2019 | IOU workpaper | 2020-04-09 | Commercial IEER-rated package heat pump, 240 to 760 kBtu/h IEER13.0 COP3.2 (NR) |  | Deem-WP-FuelSub | Proposed
PGE | HV448 | 2019-12-27 |  | SWHC046-01 | NR | DnDeemDI | SWHC046M | None | Ag | Def-GSIA | FuelSubst-Default | None | SWHC046_01_M012 | SWHC046_01_B005 | ExAnte2019 | IOU workpaper | 2020-04-09 | Commercial IEER-rated package heat pump, 65 to 134 kBtu/h IEER14.0 COP3.4 (NR) |  | Deem-WP-FuelSub | Proposed
PGE | HV448 | 2019-12-27 |  | SWHC046-01 | NR | DnDeemed | SWHC046M | None | Ag | Def-GSIA | FuelSubst-Default | None | SWHC046_01_M012 | SWHC046_01_B005 | ExAnte2019 | IOU workpaper | 2020-04-09 | Commercial IEER-rated package heat pump, 65 to 134 kBtu/h IEER14.0 COP3.4 (NR) |  | Deem-WP-FuelSub | Proposed
PGE | HV448 | 2019-12-27 |  | SWHC046-01 | NR | UpDeemed | SWHC046M | None | Ag | Def-GSIA | FuelSubst-Default | None | SWHC046_01_M012 | SWHC046_01_B005 | ExAnte2019 | IOU workpaper | 2020-04-09 | Commercial IEER-rated package heat pump, 65 to 134 kBtu/h IEER14.0 COP3.4 (NR) |  | Deem-WP-FuelSub | Proposed
PGE | HV449 | 2019-12-27 |  | SWHC046-01 | NR | DnDeemDI | SWHC046N | None | Ag | Def-GSIA | FuelSubst-Default | None | SWHC046_01_M013 | SWHC046_01_B005 | ExAnte2019 | IOU workpaper | 2020-04-09 | Commercial IEER-rated package heat pump, 65 to 134 kBtu/h IEER15.0 COP3.4 (NR) |  | Deem-WP-FuelSub | Proposed
PGE | HV449 | 2019-12-27 |  | SWHC046-01 | NR | DnDeemed | SWHC046N | None | Ag | Def-GSIA | FuelSubst-Default | None | SWHC046_01_M013 | SWHC046_01_B005 | ExAnte2019 | IOU workpaper | 2020-04-09 | Commercial IEER-rated package heat pump, 65 to 134 kBtu/h IEER15.0 COP3.4 (NR) |  | Deem-WP-FuelSub | Proposed
PGE | HV449 | 2019-12-27 |  | SWHC046-01 | NR | UpDeemed | SWHC046N | None | Ag | Def-GSIA | FuelSubst-Default | None | SWHC046_01_M013 | SWHC046_01_B005 | ExAnte2019 | IOU workpaper | 2020-04-09 | Commercial IEER-rated package heat pump, 65 to 134 kBtu/h IEER15.0 COP3.4 (NR) |  | Deem-WP-FuelSub | Proposed
PGE | HV450 | 2019-12-27 |  | SWHC046-01 | AR | DnDeemDI | SWHC046O | None | Ag | Def-GSIA | FuelSubst-Default | None | SWHC046_01_M001 | SWHC046_01_B001 | ExAnte2019 | IOU workpaper | 2020-04-09 | Commercial SEER-rated package heat pump 1 stage, < 65 kBtu/h SEER15 HSPF8.2 (AR) |  | Deem-WP-FuelSub | Proposed
PGE | HV450 | 2019-12-27 |  | SWHC046-01 | AR | DnDeemed | SWHC046O | None | Ag | Def-GSIA | FuelSubst-Default | None | SWHC046_01_M001 | SWHC046_01_B001 | ExAnte2019 | IOU workpaper | 2020-04-09 | Commercial SEER-rated package heat pump 1 stage, < 65 kBtu/h SEER15 HSPF8.2 (AR) |  | Deem-WP-FuelSub | Proposed
PGE | HV451 | 2019-12-27 |  | SWHC046-01 | AR | DnDeemDI | SWHC046P | None | Ag | Def-GSIA | FuelSubst-Default | None | SWHC046_01_M001 | SWHC046_01_B001 | ExAnte2019 | IOU workpaper | 2020-04-09 | Commercial SEER-rated package heat pump 2 stage, < 65 kBtu/h SEER15 HSPF8.2 (AR) |  | Deem-WP-FuelSub | Proposed
PGE | HV451 | 2019-12-27 |  | SWHC046-01 | AR | DnDeemed | SWHC046P | None | Ag | Def-GSIA | FuelSubst-Default | None | SWHC046_01_M001 | SWHC046_01_B001 | ExAnte2019 | IOU workpaper | 2020-04-09 | Commercial SEER-rated package heat pump 2 stage, < 65 kBtu/h SEER15 HSPF8.2 (AR) |  | Deem-WP-FuelSub | Proposed
PGE | HV452 | 2019-12-27 |  | SWHC046-01 | AR | DnDeemDI | SWHC046Q | None | Ag | Def-GSIA | FuelSubst-Default | None | SWHC046_01_M002 | SWHC046_01_B001 | ExAnte2019 | IOU workpaper | 2020-04-09 | Commercial SEER-rated package heat pump, < 65 kBtu/h SEER16 HSPF8.5 (AR) |  | Deem-WP-FuelSub | Proposed
PGE | HV452 | 2019-12-27 |  | SWHC046-01 | AR | DnDeemed | SWHC046Q | None | Ag | Def-GSIA | FuelSubst-Default | None | SWHC046_01_M002 | SWHC046_01_B001 | ExAnte2019 | IOU workpaper | 2020-04-09 | Commercial SEER-rated package heat pump, < 65 kBtu/h SEER16 HSPF8.5 (AR) |  | Deem-WP-FuelSub | Proposed
PGE | HV453 | 2019-12-27 |  | SWHC046-01 | AR | DnDeemDI | SWHC046R | None | Ag | Def-GSIA | FuelSubst-Default | None | SWHC046_01_M003 | SWHC046_01_B001 | ExAnte2019 | IOU workpaper | 2020-04-09 | Commercial SEER-rated package heat pump, < 65 kBtu/h SEER17 HSPF9.0 (AR) |  | Deem-WP-FuelSub | Proposed
PGE | HV453 | 2019-12-27 |  | SWHC046-01 | AR | DnDeemed | SWHC046R | None | Ag | Def-GSIA | FuelSubst-Default | None | SWHC046_01_M003 | SWHC046_01_B001 | ExAnte2019 | IOU workpaper | 2020-04-09 | Commercial SEER-rated package heat pump, < 65 kBtu/h SEER17 HSPF9.0 (AR) |  | Deem-WP-FuelSub | Proposed
PGE | HV454 | 2019-12-27 |  | SWHC046-01 | AR | DnDeemDI | SWHC046S | None | Ag | Def-GSIA | FuelSubst-Default | None | SWHC046_01_M004 | SWHC046_01_B002 | ExAnte2019 | IOU workpaper | 2020-04-09 | Commercial SEER-rated split heat pumps, < 65 kBtu/h SEER15 HSPF8.7 (AR) |  | Deem-WP-FuelSub | Proposed
PGE | HV454 | 2019-12-27 |  | SWHC046-01 | AR | DnDeemed | SWHC046S | None | Ag | Def-GSIA | FuelSubst-Default | None | SWHC046_01_M004 | SWHC046_01_B002 | ExAnte2019 | IOU workpaper | 2020-04-09 | Commercial SEER-rated split heat pumps, < 65 kBtu/h SEER15 HSPF8.7 (AR) |  | Deem-WP-FuelSub | Proposed
PGE | HV455 | 2019-12-27 |  | SWHC046-01 | AR | DnDeemDI | SWHC046T | None | Ag | Def-GSIA | FuelSubst-Default | None | SWHC046_01_M005 | SWHC046_01_B002 | ExAnte2019 | IOU workpaper | 2020-04-09 | Commercial SEER-rated split heat pumps, < 65 kBtu/h SEER16 HSPF9.0 (AR) |  | Deem-WP-FuelSub | Proposed
PGE | HV455 | 2019-12-27 |  | SWHC046-01 | AR | DnDeemed | SWHC046T | None | Ag | Def-GSIA | FuelSubst-Default | None | SWHC046_01_M005 | SWHC046_01_B002 | ExAnte2019 | IOU workpaper | 2020-04-09 | Commercial SEER-rated split heat pumps, < 65 kBtu/h SEER16 HSPF9.0 (AR) |  | Deem-WP-FuelSub | Proposed
PGE | HV456 | 2019-12-27 |  | SWHC046-01 | AR | DnDeemDI | SWHC046U | None | Ag | Def-GSIA | FuelSubst-Default | None | SWHC046_01_M006 | SWHC046_01_B002 | ExAnte2019 | IOU workpaper | 2020-04-09 | Commercial SEER-rated split heat pumps, < 65 kBtu/h SEER17 HSPF9.4 (AR) |  | Deem-WP-FuelSub | Proposed
PGE | HV456 | 2019-12-27 |  | SWHC046-01 | AR | DnDeemed | SWHC046U | None | Ag | Def-GSIA | FuelSubst-Default | None | SWHC046_01_M006 | SWHC046_01_B002 | ExAnte2019 | IOU workpaper | 2020-04-09 | Commercial SEER-rated split heat pumps, < 65 kBtu/h SEER17 HSPF9.4 (AR) |  | Deem-WP-FuelSub | Proposed
PGE | HV457 | 2019-12-27 |  | SWHC046-01 | AR | DnDeemDI | SWHC046V | None | Ag | Def-GSIA | FuelSubst-Default | None | SWHC046_01_M007 | SWHC046_01_B002 | ExAnte2019 | IOU workpaper | 2020-04-09 | Commercial SEER-rated split heat pumps, < 65 kBtu/h SEER18 HSPF9.7 (AR) |  | Deem-WP-FuelSub | Proposed
PGE | HV457 | 2019-12-27 |  | SWHC046-01 | AR | DnDeemed | SWHC046V | None | Ag | Def-GSIA | FuelSubst-Default | None | SWHC046_01_M007 | SWHC046_01_B002 | ExAnte2019 | IOU workpaper | 2020-04-09 | Commercial SEER-rated split heat pumps, < 65 kBtu/h SEER18 HSPF9.7 (AR) |  | Deem-WP-FuelSub | Proposed
PGE | HV458 | 2019-12-27 |  | SWHC046-01 | AR | DnDeemDI | SWHC046W | None | Ag | Def-GSIA | FuelSubst-Default | None | SWHC046_01_M008 | SWHC046_01_B003 | ExAnte2019 | IOU workpaper | 2020-04-09 | Commercial IEER-rated package heat pump, 135 to 239 kBtu/h IEER14.5 COP3.2 (AR) |  | Deem-WP-FuelSub | Proposed
PGE | HV458 | 2019-12-27 |  | SWHC046-01 | AR | DnDeemed | SWHC046W | None | Ag | Def-GSIA | FuelSubst-Default | None | SWHC046_01_M008 | SWHC046_01_B003 | ExAnte2019 | IOU workpaper | 2020-04-09 | Commercial IEER-rated package heat pump, 135 to 239 kBtu/h IEER14.5 COP3.2 (AR) |  | Deem-WP-FuelSub | Proposed
PGE | HV459 | 2019-12-27 |  | SWHC046-01 | AR | DnDeemDI | SWHC046X | None | Ag | Def-GSIA | FuelSubst-Default | None | SWHC046_01_M009 | SWHC046_01_B003 | ExAnte2019 | IOU workpaper | 2020-04-09 | Commercial IEER-rated package heat pump, 135 to 239 kBtu/h IEER15.5 COP3.2 (AR) |  | Deem-WP-FuelSub | Proposed
PGE | HV459 | 2019-12-27 |  | SWHC046-01 | AR | DnDeemed | SWHC046X | None | Ag | Def-GSIA | FuelSubst-Default | None | SWHC046_01_M009 | SWHC046_01_B003 | ExAnte2019 | IOU workpaper | 2020-04-09 | Commercial IEER-rated package heat pump, 135 to 239 kBtu/h IEER15.5 COP3.2 (AR) |  | Deem-WP-FuelSub | Proposed
PGE | HV460 | 2019-12-27 |  | SWHC046-01 | AR | DnDeemDI | SWHC046Y | None | Ag | Def-GSIA | FuelSubst-Default | None | SWHC046_01_M010 | SWHC046_01_B004 | ExAnte2019 | IOU workpaper | 2020-04-09 | Commercial IEER-rated package heat pump, 240 to 760 kBtu/h IEER12.0 COP3.2 (AR) |  | Deem-WP-FuelSub | Proposed
PGE | HV460 | 2019-12-27 |  | SWHC046-01 | AR | DnDeemed | SWHC046Y | None | Ag | Def-GSIA | FuelSubst-Default | None | SWHC046_01_M010 | SWHC046_01_B004 | ExAnte2019 | IOU workpaper | 2020-04-09 | Commercial IEER-rated package heat pump, 240 to 760 kBtu/h IEER12.0 COP3.2 (AR) |  | Deem-WP-FuelSub | Proposed
PGE | HV461 | 2019-12-27 |  | SWHC046-01 | AR | DnDeemDI | SWHC046Z | None | Ag | Def-GSIA | FuelSubst-Default | None | SWHC046_01_M011 | SWHC046_01_B004 | ExAnte2019 | IOU workpaper | 2020-04-09 | Commercial IEER-rated package heat pump, 240 to 760 kBtu/h IEER13.0 COP3.2 (AR) |  | Deem-WP-FuelSub | Proposed
PGE | HV461 | 2019-12-27 |  | SWHC046-01 | AR | DnDeemed | SWHC046Z | None | Ag | Def-GSIA | FuelSubst-Default | None | SWHC046_01_M011 | SWHC046_01_B004 | ExAnte2019 | IOU workpaper | 2020-04-09 | Commercial IEER-rated package heat pump, 240 to 760 kBtu/h IEER13.0 COP3.2 (AR) |  | Deem-WP-FuelSub | Proposed
PGE | HV462 | 2019-12-27 |  | SWHC046-01 | AR | DnDeemDI | SWHC046AA | None | Ag | Def-GSIA | FuelSubst-Default | None | SWHC046_01_M012 | SWHC046_01_B005 | ExAnte2019 | IOU workpaper | 2020-04-09 | Commercial IEER-rated package heat pump, 65 to 134 kBtu/h IEER14.0 COP3.4 (AR) |  | Deem-WP-FuelSub | Proposed
PGE | HV462 | 2019-12-27 |  | SWHC046-01 | AR | DnDeemed | SWHC046AA | None | Ag | Def-GSIA | FuelSubst-Default | None | SWHC046_01_M012 | SWHC046_01_B005 | ExAnte2019 | IOU workpaper | 2020-04-09 | Commercial IEER-rated package heat pump, 65 to 134 kBtu/h IEER14.0 COP3.4 (AR) |  | Deem-WP-FuelSub | Proposed
PGE | HV463 | 2019-12-27 |  | SWHC046-01 | AR | DnDeemDI | SWHC046AB | None | Ag | Def-GSIA | FuelSubst-Default | None | SWHC046_01_M013 | SWHC046_01_B005 | ExAnte2019 | IOU workpaper | 2020-04-09 | Commercial IEER-rated package heat pump, 65 to 134 kBtu/h IEER15.0 COP3.4 (AR) |  | Deem-WP-FuelSub | Proposed
PGE | HV463 | 2019-12-27 |  | SWHC046-01 | AR | DnDeemed | SWHC046AB | None | Ag | Def-GSIA | FuelSubst-Default | None | SWHC046_01_M013 | SWHC046_01_B005 | ExAnte2019 | IOU workpaper | 2020-04-09 | Commercial IEER-rated package heat pump, 65 to 134 kBtu/h IEER15.0 COP3.4 (AR) |  | Deem-WP-FuelSub | Proposed
PGE | HV450 | 2019-12-27 |  | SWHC046-01 | NC | DnDeemDI | SWHC046AC | None | Ag | Def-GSIA | FuelSubst-Default | None | SWHC046_01_M001 | SWHC046_01_B001 | ExAnte2019 | IOU workpaper | 2020-04-09 | Commercial SEER-rated package heat pump 1 stage, < 65 kBtu/h SEER15 HSPF8.2 (NC) |  | Deem-WP-FuelSub | Proposed
PGE | HV450 | 2019-12-27 |  | SWHC046-01 | NC | DnDeemed | SWHC046AC | None | Ag | Def-GSIA | FuelSubst-Default | None | SWHC046_01_M001 | SWHC046_01_B001 | ExAnte2019 | IOU workpaper | 2020-04-09 | Commercial SEER-rated package heat pump 1 stage, < 65 kBtu/h SEER15 HSPF8.2 (NC) |  | Deem-WP-FuelSub | Proposed
PGE | HV451 | 2019-12-27 |  | SWHC046-01 | NC | DnDeemDI | SWHC046AD | None | Ag | Def-GSIA | FuelSubst-Default | None | SWHC046_01_M001 | SWHC046_01_B001 | ExAnte2019 | IOU workpaper | 2020-04-09 | Commercial SEER-rated package heat pump 2 stage, < 65 kBtu/h SEER15 HSPF8.2 (NC) |  | Deem-WP-FuelSub | Proposed
PGE | HV451 | 2019-12-27 |  | SWHC046-01 | NC | DnDeemed | SWHC046AD | None | Ag | Def-GSIA | FuelSubst-Default | None | SWHC046_01_M001 | SWHC046_01_B001 | ExAnte2019 | IOU workpaper | 2020-04-09 | Commercial SEER-rated package heat pump 2 stage, < 65 kBtu/h SEER15 HSPF8.2 (NC) |  | Deem-WP-FuelSub | Proposed
PGE | HV452 | 2019-12-27 |  | SWHC046-01 | NC | DnDeemDI | SWHC046AE | None | Ag | Def-GSIA | FuelSubst-Default | None | SWHC046_01_M002 | SWHC046_01_B001 | ExAnte2019 | IOU workpaper | 2020-04-09 | Commercial SEER-rated package heat pump, < 65 kBtu/h SEER16 HSPF8.5 (NC) |  | Deem-WP-FuelSub | Proposed
PGE | HV452 | 2019-12-27 |  | SWHC046-01 | NC | DnDeemed | SWHC046AE | None | Ag | Def-GSIA | FuelSubst-Default | None | SWHC046_01_M002 | SWHC046_01_B001 | ExAnte2019 | IOU workpaper | 2020-04-09 | Commercial SEER-rated package heat pump, < 65 kBtu/h SEER16 HSPF8.5 (NC) |  | Deem-WP-FuelSub | Proposed
PGE | HV453 | 2019-12-27 |  | SWHC046-01 | NC | DnDeemDI | SWHC046AF | None | Ag | Def-GSIA | FuelSubst-Default | None | SWHC046_01_M003 | SWHC046_01_B001 | ExAnte2019 | IOU workpaper | 2020-04-09 | Commercial SEER-rated package heat pump, < 65 kBtu/h SEER17 HSPF9.0 (NC) |  | Deem-WP-FuelSub | Proposed
PGE | HV453 | 2019-12-27 |  | SWHC046-01 | NC | DnDeemed | SWHC046AF | None | Ag | Def-GSIA | FuelSubst-Default | None | SWHC046_01_M003 | SWHC046_01_B001 | ExAnte2019 | IOU workpaper | 2020-04-09 | Commercial SEER-rated package heat pump, < 65 kBtu/h SEER17 HSPF9.0 (NC) |  | Deem-WP-FuelSub | Proposed
PGE | HV454 | 2019-12-27 |  | SWHC046-01 | NC | DnDeemDI | SWHC046AG | None | Ag | Def-GSIA | FuelSubst-Default | None | SWHC046_01_M004 | SWHC046_01_B002 | ExAnte2019 | IOU workpaper | 2020-04-09 | Commercial SEER-rated split heat pumps, < 65 kBtu/h SEER15 HSPF8.7 (NC) |  | Deem-WP-FuelSub | Proposed
PGE | HV454 | 2019-12-27 |  | SWHC046-01 | NC | DnDeemed | SWHC046AG | None | Ag | Def-GSIA | FuelSubst-Default | None | SWHC046_01_M004 | SWHC046_01_B002 | ExAnte2019 | IOU workpaper | 2020-04-09 | Commercial SEER-rated split heat pumps, < 65 kBtu/h SEER15 HSPF8.7 (NC) |  | Deem-WP-FuelSub | Proposed
PGE | HV455 | 2019-12-27 |  | SWHC046-01 | NC | DnDeemDI | SWHC046AH | None | Ag | Def-GSIA | FuelSubst-Default | None | SWHC046_01_M005 | SWHC046_01_B002 | ExAnte2019 | IOU workpaper | 2020-04-09 | Commercial SEER-rated split heat pumps, < 65 kBtu/h SEER16 HSPF9.0 (NC) |  | Deem-WP-FuelSub | Proposed
PGE | HV455 | 2019-12-27 |  | SWHC046-01 | NC | DnDeemed | SWHC046AH | None | Ag | Def-GSIA | FuelSubst-Default | None | SWHC046_01_M005 | SWHC046_01_B002 | ExAnte2019 | IOU workpaper | 2020-04-09 | Commercial SEER-rated split heat pumps, < 65 kBtu/h SEER16 HSPF9.0 (NC) |  | Deem-WP-FuelSub | Proposed
PGE | HV456 | 2019-12-27 |  | SWHC046-01 | NC | DnDeemDI | SWHC046AI | None | Ag | Def-GSIA | FuelSubst-Default | None | SWHC046_01_M006 | SWHC046_01_B002 | ExAnte2019 | IOU workpaper | 2020-04-09 | Commercial SEER-rated split heat pumps, < 65 kBtu/h SEER17 HSPF9.4 (NC) |  | Deem-WP-FuelSub | Proposed
PGE | HV456 | 2019-12-27 |  | SWHC046-01 | NC | DnDeemed | SWHC046AI | None | Ag | Def-GSIA | FuelSubst-Default | None | SWHC046_01_M006 | SWHC046_01_B002 | ExAnte2019 | IOU workpaper | 2020-04-09 | Commercial SEER-rated split heat pumps, < 65 kBtu/h SEER17 HSPF9.4 (NC) |  | Deem-WP-FuelSub | Proposed
PGE | HV457 | 2019-12-27 |  | SWHC046-01 | NC | DnDeemDI | SWHC046AJ | None | Ag | Def-GSIA | FuelSubst-Default | None | SWHC046_01_M007 | SWHC046_01_B002 | ExAnte2019 | IOU workpaper | 2020-04-09 | Commercial SEER-rated split heat pumps, < 65 kBtu/h SEER18 HSPF9.7 (NC) |  | Deem-WP-FuelSub | Proposed
PGE | HV457 | 2019-12-27 |  | SWHC046-01 | NC | DnDeemed | SWHC046AJ | None | Ag | Def-GSIA | FuelSubst-Default | None | SWHC046_01_M007 | SWHC046_01_B002 | ExAnte2019 | IOU workpaper | 2020-04-09 | Commercial SEER-rated split heat pumps, < 65 kBtu/h SEER18 HSPF9.7 (NC) |  | Deem-WP-FuelSub | Proposed
PGE | HV458 | 2019-12-27 |  | SWHC046-01 | NC | DnDeemDI | SWHC046AK | None | Ag | Def-GSIA | FuelSubst-Default | None | SWHC046_01_M008 | SWHC046_01_B003 | ExAnte2019 | IOU workpaper | 2020-04-09 | Commercial IEER-rated package heat pump, 135 to 239 kBtu/h IEER14.5 COP3.2 (NC) |  | Deem-WP-FuelSub | Proposed
PGE | HV458 | 2019-12-27 |  | SWHC046-01 | NC | DnDeemed | SWHC046AK | None | Ag | Def-GSIA | FuelSubst-Default | None | SWHC046_01_M008 | SWHC046_01_B003 | ExAnte2019 | IOU workpaper | 2020-04-09 | Commercial IEER-rated package heat pump, 135 to 239 kBtu/h IEER14.5 COP3.2 (NC) |  | Deem-WP-FuelSub | Proposed
PGE | HV459 | 2019-12-27 |  | SWHC046-01 | NC | DnDeemDI | SWHC046AL | None | Ag | Def-GSIA | FuelSubst-Default | None | SWHC046_01_M009 | SWHC046_01_B003 | ExAnte2019 | IOU workpaper | 2020-04-09 | Commercial IEER-rated package heat pump, 135 to 239 kBtu/h IEER15.5 COP3.2 (NC) |  | Deem-WP-FuelSub | Proposed
PGE | HV459 | 2019-12-27 |  | SWHC046-01 | NC | DnDeemed | SWHC046AL | None | Ag | Def-GSIA | FuelSubst-Default | None | SWHC046_01_M009 | SWHC046_01_B003 | ExAnte2019 | IOU workpaper | 2020-04-09 | Commercial IEER-rated package heat pump, 135 to 239 kBtu/h IEER15.5 COP3.2 (NC) |  | Deem-WP-FuelSub | Proposed
PGE | HV460 | 2019-12-27 |  | SWHC046-01 | NC | DnDeemDI | SWHC046AM | None | Ag | Def-GSIA | FuelSubst-Default | None | SWHC046_01_M010 | SWHC046_01_B004 | ExAnte2019 | IOU workpaper | 2020-04-09 | Commercial IEER-rated package heat pump, 240 to 760 kBtu/h IEER12.0 COP3.2 (NC) |  | Deem-WP-FuelSub | Proposed
PGE | HV460 | 2019-12-27 |  | SWHC046-01 | NC | DnDeemed | SWHC046AM | None | Ag | Def-GSIA | FuelSubst-Default | None | SWHC046_01_M010 | SWHC046_01_B004 | ExAnte2019 | IOU workpaper | 2020-04-09 | Commercial IEER-rated package heat pump, 240 to 760 kBtu/h IEER12.0 COP3.2 (NC) |  | Deem-WP-FuelSub | Proposed
PGE | HV461 | 2019-12-27 |  | SWHC046-01 | NC | DnDeemDI | SWHC046AN | None | Ag | Def-GSIA | FuelSubst-Default | None | SWHC046_01_M011 | SWHC046_01_B004 | ExAnte2019 | IOU workpaper | 2020-04-09 | Commercial IEER-rated package heat pump, 240 to 760 kBtu/h IEER13.0 COP3.2 (NC) |  | Deem-WP-FuelSub | Proposed
PGE | HV461 | 2019-12-27 |  | SWHC046-01 | NC | DnDeemed | SWHC046AN | None | Ag | Def-GSIA | FuelSubst-Default | None | SWHC046_01_M011 | SWHC046_01_B004 | ExAnte2019 | IOU workpaper | 2020-04-09 | Commercial IEER-rated package heat pump, 240 to 760 kBtu/h IEER13.0 COP3.2 (NC) |  | Deem-WP-FuelSub | Proposed
PGE | HV462 | 2019-12-27 |  | SWHC046-01 | NC | DnDeemDI | SWHC046AO | None | Ag | Def-GSIA | FuelSubst-Default | None | SWHC046_01_M012 | SWHC046_01_B005 | ExAnte2019 | IOU workpaper | 2020-04-09 | Commercial IEER-rated package heat pump, 65 to 134 kBtu/h IEER14.0 COP3.4 (NC) |  | Deem-WP-FuelSub | Proposed
PGE | HV462 | 2019-12-27 |  | SWHC046-01 | NC | DnDeemed | SWHC046AO | None | Ag | Def-GSIA | FuelSubst-Default | None | SWHC046_01_M012 | SWHC046_01_B005 | ExAnte2019 | IOU workpaper | 2020-04-09 | Commercial IEER-rated package heat pump, 65 to 134 kBtu/h IEER14.0 COP3.4 (NC) |  | Deem-WP-FuelSub | Proposed
PGE | HV463 | 2019-12-27 |  | SWHC046-01 | NC | DnDeemDI | SWHC046AP | None | Ag | Def-GSIA | FuelSubst-Default | None | SWHC046_01_M013 | SWHC046_01_B005 | ExAnte2019 | IOU workpaper | 2020-04-09 | Commercial IEER-rated package heat pump, 65 to 134 kBtu/h IEER15.0 COP3.4 (NC) |  | Deem-WP-FuelSub | Proposed
PGE | HV463 | 2019-12-27 |  | SWHC046-01 | NC | DnDeemed | SWHC046AP | None | Ag | Def-GSIA | FuelSubst-Default | None | SWHC046_01_M013 | SWHC046_01_B005 | ExAnte2019 | IOU workpaper | 2020-04-09 | Commercial IEER-rated package heat pump, 65 to 134 kBtu/h IEER15.0 COP3.4 (NC) |  | Deem-WP-FuelSub | Proposed
PGE | HV436 | 2019-12-27 |  | SWHC046-01 | NR | DnDeemDI | SWHC046A | None | Com | Def-GSIA | FuelSubst-Default | None | SWHC046_01_M001 | SWHC046_01_B001 | ExAnte2019 | IOU workpaper | 2020-04-09 | Commercial SEER-rated package heat pump 1 stage, < 65 kBtu/h SEER15 HSPF8.2 (NR) |  | Deem-WP-FuelSub | Proposed
PGE | HV436 | 2019-12-27 |  | SWHC046-01 | NR | DnDeemed | SWHC046A | None | Com | Def-GSIA | FuelSubst-Default | None | SWHC046_01_M001 | SWHC046_01_B001 | ExAnte2019 | IOU workpaper | 2020-04-09 | Commercial SEER-rated package heat pump 1 stage, < 65 kBtu/h SEER15 HSPF8.2 (NR) |  | Deem-WP-FuelSub | Proposed
PGE | HV436 | 2019-12-27 |  | SWHC046-01 | NR | UpDeemed | SWHC046A | None | Com | Def-GSIA | FuelSubst-Default | None | SWHC046_01_M001 | SWHC046_01_B001 | ExAnte2019 | IOU workpaper | 2020-04-09 | Commercial SEER-rated package heat pump 1 stage, < 65 kBtu/h SEER15 HSPF8.2 (NR) |  | Deem-WP-FuelSub | Proposed
PGE | HV437 | 2019-12-27 |  | SWHC046-01 | NR | DnDeemDI | SWHC046B | None | Com | Def-GSIA | FuelSubst-Default | None | SWHC046_01_M001 | SWHC046_01_B001 | ExAnte2019 | IOU workpaper | 2020-04-09 | Commercial SEER-rated package heat pump 2 stage, < 65 kBtu/h SEER15 HSPF8.2 (NR) |  | Deem-WP-FuelSub | Proposed
PGE | HV437 | 2019-12-27 |  | SWHC046-01 | NR | DnDeemed | SWHC046B | None | Com | Def-GSIA | FuelSubst-Default | None | SWHC046_01_M001 | SWHC046_01_B001 | ExAnte2019 | IOU workpaper | 2020-04-09 | Commercial SEER-rated package heat pump 2 stage, < 65 kBtu/h SEER15 HSPF8.2 (NR) |  | Deem-WP-FuelSub | Proposed
PGE | HV437 | 2019-12-27 |  | SWHC046-01 | NR | UpDeemed | SWHC046B | None | Com | Def-GSIA | FuelSubst-Default | None | SWHC046_01_M001 | SWHC046_01_B001 | ExAnte2019 | IOU workpaper | 2020-04-09 | Commercial SEER-rated package heat pump 2 stage, < 65 kBtu/h SEER15 HSPF8.2 (NR) |  | Deem-WP-FuelSub | Proposed
PGE | HV438 | 2019-12-27 |  | SWHC046-01 | NR | DnDeemDI | SWHC046C | None | Com | Def-GSIA | FuelSubst-Default | None | SWHC046_01_M002 | SWHC046_01_B001 | ExAnte2019 | IOU workpaper | 2020-04-09 | Commercial SEER-rated package heat pump, < 65 kBtu/h SEER16 HSPF8.5 (NR) |  | Deem-WP-FuelSub | Proposed
PGE | HV438 | 2019-12-27 |  | SWHC046-01 | NR | DnDeemed | SWHC046C | None | Com | Def-GSIA | FuelSubst-Default | None | SWHC046_01_M002 | SWHC046_01_B001 | ExAnte2019 | IOU workpaper | 2020-04-09 | Commercial SEER-rated package heat pump, < 65 kBtu/h SEER16 HSPF8.5 (NR) |  | Deem-WP-FuelSub | Proposed
PGE | HV438 | 2019-12-27 |  | SWHC046-01 | NR | UpDeemed | SWHC046C | None | Com | Def-GSIA | FuelSubst-Default | None | SWHC046_01_M002 | SWHC046_01_B001 | ExAnte2019 | IOU workpaper | 2020-04-09 | Commercial SEER-rated package heat pump, < 65 kBtu/h SEER16 HSPF8.5 (NR) |  | Deem-WP-FuelSub | Proposed
PGE | HV439 | 2019-12-27 |  | SWHC046-01 | NR | DnDeemDI | SWHC046D | None | Com | Def-GSIA | FuelSubst-Default | None | SWHC046_01_M003 | SWHC046_01_B001 | ExAnte2019 | IOU workpaper | 2020-04-09 | Commercial SEER-rated package heat pump, < 65 kBtu/h SEER17 HSPF9.0 (NR) |  | Deem-WP-FuelSub | Proposed
PGE | HV439 | 2019-12-27 |  | SWHC046-01 | NR | DnDeemed | SWHC046D | None | Com | Def-GSIA | FuelSubst-Default | None | SWHC046_01_M003 | SWHC046_01_B001 | ExAnte2019 | IOU workpaper | 2020-04-09 | Commercial SEER-rated package heat pump, < 65 kBtu/h SEER17 HSPF9.0 (NR) |  | Deem-WP-FuelSub | Proposed
PGE | HV439 | 2019-12-27 |  | SWHC046-01 | NR | UpDeemed | SWHC046D | None | Com | Def-GSIA | FuelSubst-Default | None | SWHC046_01_M003 | SWHC046_01_B001 | ExAnte2019 | IOU workpaper | 2020-04-09 | Commercial SEER-rated package heat pump, < 65 kBtu/h SEER17 HSPF9.0 (NR) |  | Deem-WP-FuelSub | Proposed
PGE | HV440 | 2019-12-27 |  | SWHC046-01 | NR | DnDeemDI | SWHC046E | None | Com | Def-GSIA | FuelSubst-Default | None | SWHC046_01_M004 | SWHC046_01_B002 | ExAnte2019 | IOU workpaper | 2020-04-09 | Commercial SEER-rated split heat pumps, < 65 kBtu/h SEER15 HSPF8.7 (NR) |  | Deem-WP-FuelSub | Proposed
PGE | HV440 | 2019-12-27 |  | SWHC046-01 | NR | DnDeemed | SWHC046E | None | Com | Def-GSIA | FuelSubst-Default | None | SWHC046_01_M004 | SWHC046_01_B002 | ExAnte2019 | IOU workpaper | 2020-04-09 | Commercial SEER-rated split heat pumps, < 65 kBtu/h SEER15 HSPF8.7 (NR) |  | Deem-WP-FuelSub | Proposed
PGE | HV440 | 2019-12-27 |  | SWHC046-01 | NR | UpDeemed | SWHC046E | None | Com | Def-GSIA | FuelSubst-Default | None | SWHC046_01_M004 | SWHC046_01_B002 | ExAnte2019 | IOU workpaper | 2020-04-09 | Commercial SEER-rated split heat pumps, < 65 kBtu/h SEER15 HSPF8.7 (NR) |  | Deem-WP-FuelSub | Proposed
PGE | HV441 | 2019-12-27 |  | SWHC046-01 | NR | DnDeemDI | SWHC046F | None | Com | Def-GSIA | FuelSubst-Default | None | SWHC046_01_M005 | SWHC046_01_B002 | ExAnte2019 | IOU workpaper | 2020-04-09 | Commercial SEER-rated split heat pumps, < 65 kBtu/h SEER16 HSPF9.0 (NR) |  | Deem-WP-FuelSub | Proposed
PGE | HV441 | 2019-12-27 |  | SWHC046-01 | NR | DnDeemed | SWHC046F | None | Com | Def-GSIA | FuelSubst-Default | None | SWHC046_01_M005 | SWHC046_01_B002 | ExAnte2019 | IOU workpaper | 2020-04-09 | Commercial SEER-rated split heat pumps, < 65 kBtu/h SEER16 HSPF9.0 (NR) |  | Deem-WP-FuelSub | Proposed
PGE | HV441 | 2019-12-27 |  | SWHC046-01 | NR | UpDeemed | SWHC046F | None | Com | Def-GSIA | FuelSubst-Default | None | SWHC046_01_M005 | SWHC046_01_B002 | ExAnte2019 | IOU workpaper | 2020-04-09 | Commercial SEER-rated split heat pumps, < 65 kBtu/h SEER16 HSPF9.0 (NR) |  | Deem-WP-FuelSub | Proposed
PGE | HV442 | 2019-12-27 |  | SWHC046-01 | NR | DnDeemDI | SWHC046G | None | Com | Def-GSIA | FuelSubst-Default | None | SWHC046_01_M006 | SWHC046_01_B002 | ExAnte2019 | IOU workpaper | 2020-04-09 | Commercial SEER-rated split heat pumps, < 65 kBtu/h SEER17 HSPF9.4 (NR) |  | Deem-WP-FuelSub | Proposed
PGE | HV442 | 2019-12-27 |  | SWHC046-01 | NR | DnDeemed | SWHC046G | None | Com | Def-GSIA | FuelSubst-Default | None | SWHC046_01_M006 | SWHC046_01_B002 | ExAnte2019 | IOU workpaper | 2020-04-09 | Commercial SEER-rated split heat pumps, < 65 kBtu/h SEER17 HSPF9.4 (NR) |  | Deem-WP-FuelSub | Proposed
PGE | HV442 | 2019-12-27 |  | SWHC046-01 | NR | UpDeemed | SWHC046G | None | Com | Def-GSIA | FuelSubst-Default | None | SWHC046_01_M006 | SWHC046_01_B002 | ExAnte2019 | IOU workpaper | 2020-04-09 | Commercial SEER-rated split heat pumps, < 65 kBtu/h SEER17 HSPF9.4 (NR) |  | Deem-WP-FuelSub | Proposed
PGE | HV443 | 2019-12-27 |  | SWHC046-01 | NR | DnDeemDI | SWHC046H | None | Com | Def-GSIA | FuelSubst-Default | None | SWHC046_01_M007 | SWHC046_01_B002 | ExAnte2019 | IOU workpaper | 2020-04-09 | Commercial SEER-rated split heat pumps, < 65 kBtu/h SEER18 HSPF9.7 (NR) |  | Deem-WP-FuelSub | Proposed
PGE | HV443 | 2019-12-27 |  | SWHC046-01 | NR | DnDeemed | SWHC046H | None | Com | Def-GSIA | FuelSubst-Default | None | SWHC046_01_M007 | SWHC046_01_B002 | ExAnte2019 | IOU workpaper | 2020-04-09 | Commercial SEER-rated split heat pumps, < 65 kBtu/h SEER18 HSPF9.7 (NR) |  | Deem-WP-FuelSub | Proposed
PGE | HV443 | 2019-12-27 |  | SWHC046-01 | NR | UpDeemed | SWHC046H | None | Com | Def-GSIA | FuelSubst-Default | None | SWHC046_01_M007 | SWHC046_01_B002 | ExAnte2019 | IOU workpaper | 2020-04-09 | Commercial SEER-rated split heat pumps, < 65 kBtu/h SEER18 HSPF9.7 (NR) |  | Deem-WP-FuelSub | Proposed
PGE | HV444 | 2019-12-27 |  | SWHC046-01 | NR | DnDeemDI | SWHC046I | None | Com | Def-GSIA | FuelSubst-Default | None | SWHC046_01_M008 | SWHC046_01_B003 | ExAnte2019 | IOU workpaper | 2020-04-09 | Commercial IEER-rated package heat pump, 135 to 239 kBtu/h IEER14.5 COP3.2 (NR) |  | Deem-WP-FuelSub | Proposed
PGE | HV444 | 2019-12-27 |  | SWHC046-01 | NR | DnDeemed | SWHC046I | None | Com | Def-GSIA | FuelSubst-Default | None | SWHC046_01_M008 | SWHC046_01_B003 | ExAnte2019 | IOU workpaper | 2020-04-09 | Commercial IEER-rated package heat pump, 135 to 239 kBtu/h IEER14.5 COP3.2 (NR) |  | Deem-WP-FuelSub | Proposed
PGE | HV444 | 2019-12-27 |  | SWHC046-01 | NR | UpDeemed | SWHC046I | None | Com | Def-GSIA | FuelSubst-Default | None | SWHC046_01_M008 | SWHC046_01_B003 | ExAnte2019 | IOU workpaper | 2020-04-09 | Commercial IEER-rated package heat pump, 135 to 239 kBtu/h IEER14.5 COP3.2 (NR) |  | Deem-WP-FuelSub | Proposed
PGE | HV445 | 2019-12-27 |  | SWHC046-01 | NR | DnDeemDI | SWHC046J | None | Com | Def-GSIA | FuelSubst-Default | None | SWHC046_01_M009 | SWHC046_01_B003 | ExAnte2019 | IOU workpaper | 2020-04-09 | Commercial IEER-rated package heat pump, 135 to 239 kBtu/h IEER15.5 COP3.2 (NR) |  | Deem-WP-FuelSub | Proposed
PGE | HV445 | 2019-12-27 |  | SWHC046-01 | NR | DnDeemed | SWHC046J | None | Com | Def-GSIA | FuelSubst-Default | None | SWHC046_01_M009 | SWHC046_01_B003 | ExAnte2019 | IOU workpaper | 2020-04-09 | Commercial IEER-rated package heat pump, 135 to 239 kBtu/h IEER15.5 COP3.2 (NR) |  | Deem-WP-FuelSub | Proposed
PGE | HV445 | 2019-12-27 |  | SWHC046-01 | NR | UpDeemed | SWHC046J | None | Com | Def-GSIA | FuelSubst-Default | None | SWHC046_01_M009 | SWHC046_01_B003 | ExAnte2019 | IOU workpaper | 2020-04-09 | Commercial IEER-rated package heat pump, 135 to 239 kBtu/h IEER15.5 COP3.2 (NR) |  | Deem-WP-FuelSub | Proposed
PGE | HV446 | 2019-12-27 |  | SWHC046-01 | NR | DnDeemDI | SWHC046K | None | Com | Def-GSIA | FuelSubst-Default | None | SWHC046_01_M010 | SWHC046_01_B004 | ExAnte2019 | IOU workpaper | 2020-04-09 | Commercial IEER-rated package heat pump, 240 to 760 kBtu/h IEER12.0 COP3.2 (NR) |  | Deem-WP-FuelSub | Proposed
PGE | HV446 | 2019-12-27 |  | SWHC046-01 | NR | DnDeemed | SWHC046K | None | Com | Def-GSIA | FuelSubst-Default | None | SWHC046_01_M010 | SWHC046_01_B004 | ExAnte2019 | IOU workpaper | 2020-04-09 | Commercial IEER-rated package heat pump, 240 to 760 kBtu/h IEER12.0 COP3.2 (NR) |  | Deem-WP-FuelSub | Proposed
PGE | HV446 | 2019-12-27 |  | SWHC046-01 | NR | UpDeemed | SWHC046K | None | Com | Def-GSIA | FuelSubst-Default | None | SWHC046_01_M010 | SWHC046_01_B004 | ExAnte2019 | IOU workpaper | 2020-04-09 | Commercial IEER-rated package heat pump, 240 to 760 kBtu/h IEER12.0 COP3.2 (NR) |  | Deem-WP-FuelSub | Proposed
PGE | HV447 | 2019-12-27 |  | SWHC046-01 | NR | DnDeemDI | SWHC046L | None | Com | Def-GSIA | FuelSubst-Default | None | SWHC046_01_M011 | SWHC046_01_B004 | ExAnte2019 | IOU workpaper | 2020-04-09 | Commercial IEER-rated package heat pump, 240 to 760 kBtu/h IEER13.0 COP3.2 (NR) |  | Deem-WP-FuelSub | Proposed
PGE | HV447 | 2019-12-27 |  | SWHC046-01 | NR | DnDeemed | SWHC046L | None | Com | Def-GSIA | FuelSubst-Default | None | SWHC046_01_M011 | SWHC046_01_B004 | ExAnte2019 | IOU workpaper | 2020-04-09 | Commercial IEER-rated package heat pump, 240 to 760 kBtu/h IEER13.0 COP3.2 (NR) |  | Deem-WP-FuelSub | Proposed
PGE | HV447 | 2019-12-27 |  | SWHC046-01 | NR | UpDeemed | SWHC046L | None | Com | Def-GSIA | FuelSubst-Default | None | SWHC046_01_M011 | SWHC046_01_B004 | ExAnte2019 | IOU workpaper | 2020-04-09 | Commercial IEER-rated package heat pump, 240 to 760 kBtu/h IEER13.0 COP3.2 (NR) |  | Deem-WP-FuelSub | Proposed
PGE | HV448 | 2019-12-27 |  | SWHC046-01 | NR | DnDeemDI | SWHC046M | None | Com | Def-GSIA | FuelSubst-Default | None | SWHC046_01_M012 | SWHC046_01_B005 | ExAnte2019 | IOU workpaper | 2020-04-09 | Commercial IEER-rated package heat pump, 65 to 134 kBtu/h IEER14.0 COP3.4 (NR) |  | Deem-WP-FuelSub | Proposed
PGE | HV448 | 2019-12-27 |  | SWHC046-01 | NR | DnDeemed | SWHC046M | None | Com | Def-GSIA | FuelSubst-Default | None | SWHC046_01_M012 | SWHC046_01_B005 | ExAnte2019 | IOU workpaper | 2020-04-09 | Commercial IEER-rated package heat pump, 65 to 134 kBtu/h IEER14.0 COP3.4 (NR) |  | Deem-WP-FuelSub | Proposed
PGE | HV448 | 2019-12-27 |  | SWHC046-01 | NR | UpDeemed | SWHC046M | None | Com | Def-GSIA | FuelSubst-Default | None | SWHC046_01_M012 | SWHC046_01_B005 | ExAnte2019 | IOU workpaper | 2020-04-09 | Commercial IEER-rated package heat pump, 65 to 134 kBtu/h IEER14.0 COP3.4 (NR) |  | Deem-WP-FuelSub | Proposed
PGE | HV449 | 2019-12-27 |  | SWHC046-01 | NR | DnDeemDI | SWHC046N | None | Com | Def-GSIA | FuelSubst-Default | None | SWHC046_01_M013 | SWHC046_01_B005 | ExAnte2019 | IOU workpaper | 2020-04-09 | Commercial IEER-rated package heat pump, 65 to 134 kBtu/h IEER15.0 COP3.4 (NR) |  | Deem-WP-FuelSub | Proposed
PGE | HV449 | 2019-12-27 |  | SWHC046-01 | NR | DnDeemed | SWHC046N | None | Com | Def-GSIA | FuelSubst-Default | None | SWHC046_01_M013 | SWHC046_01_B005 | ExAnte2019 | IOU workpaper | 2020-04-09 | Commercial IEER-rated package heat pump, 65 to 134 kBtu/h IEER15.0 COP3.4 (NR) |  | Deem-WP-FuelSub | Proposed
PGE | HV449 | 2019-12-27 |  | SWHC046-01 | NR | UpDeemed | SWHC046N | None | Com | Def-GSIA | FuelSubst-Default | None | SWHC046_01_M013 | SWHC046_01_B005 | ExAnte2019 | IOU workpaper | 2020-04-09 | Commercial IEER-rated package heat pump, 65 to 134 kBtu/h IEER15.0 COP3.4 (NR) |  | Deem-WP-FuelSub | Proposed
PGE | HV450 | 2019-12-27 |  | SWHC046-01 | AR | DnDeemDI | SWHC046O | None | Com | Def-GSIA | FuelSubst-Default | None | SWHC046_01_M001 | SWHC046_01_B001 | ExAnte2019 | IOU workpaper | 2020-04-09 | Commercial SEER-rated package heat pump 1 stage, < 65 kBtu/h SEER15 HSPF8.2 (AR) |  | Deem-WP-FuelSub | Proposed
PGE | HV450 | 2019-12-27 |  | SWHC046-01 | AR | DnDeemed | SWHC046O | None | Com | Def-GSIA | FuelSubst-Default | None | SWHC046_01_M001 | SWHC046_01_B001 | ExAnte2019 | IOU workpaper | 2020-04-09 | Commercial SEER-rated package heat pump 1 stage, < 65 kBtu/h SEER15 HSPF8.2 (AR) |  | Deem-WP-FuelSub | Proposed
PGE | HV451 | 2019-12-27 |  | SWHC046-01 | AR | DnDeemDI | SWHC046P | None | Com | Def-GSIA | FuelSubst-Default | None | SWHC046_01_M001 | SWHC046_01_B001 | ExAnte2019 | IOU workpaper | 2020-04-09 | Commercial SEER-rated package heat pump 2 stage, < 65 kBtu/h SEER15 HSPF8.2 (AR) |  | Deem-WP-FuelSub | Proposed
PGE | HV451 | 2019-12-27 |  | SWHC046-01 | AR | DnDeemed | SWHC046P | None | Com | Def-GSIA | FuelSubst-Default | None | SWHC046_01_M001 | SWHC046_01_B001 | ExAnte2019 | IOU workpaper | 2020-04-09 | Commercial SEER-rated package heat pump 2 stage, < 65 kBtu/h SEER15 HSPF8.2 (AR) |  | Deem-WP-FuelSub | Proposed
PGE | HV452 | 2019-12-27 |  | SWHC046-01 | AR | DnDeemDI | SWHC046Q | None | Com | Def-GSIA | FuelSubst-Default | None | SWHC046_01_M002 | SWHC046_01_B001 | ExAnte2019 | IOU workpaper | 2020-04-09 | Commercial SEER-rated package heat pump, < 65 kBtu/h SEER16 HSPF8.5 (AR) |  | Deem-WP-FuelSub | Proposed
PGE | HV452 | 2019-12-27 |  | SWHC046-01 | AR | DnDeemed | SWHC046Q | None | Com | Def-GSIA | FuelSubst-Default | None | SWHC046_01_M002 | SWHC046_01_B001 | ExAnte2019 | IOU workpaper | 2020-04-09 | Commercial SEER-rated package heat pump, < 65 kBtu/h SEER16 HSPF8.5 (AR) |  | Deem-WP-FuelSub | Proposed
PGE | HV453 | 2019-12-27 |  | SWHC046-01 | AR | DnDeemDI | SWHC046R | None | Com | Def-GSIA | FuelSubst-Default | None | SWHC046_01_M003 | SWHC046_01_B001 | ExAnte2019 | IOU workpaper | 2020-04-09 | Commercial SEER-rated package heat pump, < 65 kBtu/h SEER17 HSPF9.0 (AR) |  | Deem-WP-FuelSub | Proposed
PGE | HV453 | 2019-12-27 |  | SWHC046-01 | AR | DnDeemed | SWHC046R | None | Com | Def-GSIA | FuelSubst-Default | None | SWHC046_01_M003 | SWHC046_01_B001 | ExAnte2019 | IOU workpaper | 2020-04-09 | Commercial SEER-rated package heat pump, < 65 kBtu/h SEER17 HSPF9.0 (AR) |  | Deem-WP-FuelSub | Proposed
PGE | HV454 | 2019-12-27 |  | SWHC046-01 | AR | DnDeemDI | SWHC046S | None | Com | Def-GSIA | FuelSubst-Default | None | SWHC046_01_M004 | SWHC046_01_B002 | ExAnte2019 | IOU workpaper | 2020-04-09 | Commercial SEER-rated split heat pumps, < 65 kBtu/h SEER15 HSPF8.7 (AR) |  | Deem-WP-FuelSub | Proposed
PGE | HV454 | 2019-12-27 |  | SWHC046-01 | AR | DnDeemed | SWHC046S | None | Com | Def-GSIA | FuelSubst-Default | None | SWHC046_01_M004 | SWHC046_01_B002 | ExAnte2019 | IOU workpaper | 2020-04-09 | Commercial SEER-rated split heat pumps, < 65 kBtu/h SEER15 HSPF8.7 (AR) |  | Deem-WP-FuelSub | Proposed
PGE | HV455 | 2019-12-27 |  | SWHC046-01 | AR | DnDeemDI | SWHC046T | None | Com | Def-GSIA | FuelSubst-Default | None | SWHC046_01_M005 | SWHC046_01_B002 | ExAnte2019 | IOU workpaper | 2020-04-09 | Commercial SEER-rated split heat pumps, < 65 kBtu/h SEER16 HSPF9.0 (AR) |  | Deem-WP-FuelSub | Proposed
PGE | HV455 | 2019-12-27 |  | SWHC046-01 | AR | DnDeemed | SWHC046T | None | Com | Def-GSIA | FuelSubst-Default | None | SWHC046_01_M005 | SWHC046_01_B002 | ExAnte2019 | IOU workpaper | 2020-04-09 | Commercial SEER-rated split heat pumps, < 65 kBtu/h SEER16 HSPF9.0 (AR) |  | Deem-WP-FuelSub | Proposed
PGE | HV456 | 2019-12-27 |  | SWHC046-01 | AR | DnDeemDI | SWHC046U | None | Com | Def-GSIA | FuelSubst-Default | None | SWHC046_01_M006 | SWHC046_01_B002 | ExAnte2019 | IOU workpaper | 2020-04-09 | Commercial SEER-rated split heat pumps, < 65 kBtu/h SEER17 HSPF9.4 (AR) |  | Deem-WP-FuelSub | Proposed
PGE | HV456 | 2019-12-27 |  | SWHC046-01 | AR | DnDeemed | SWHC046U | None | Com | Def-GSIA | FuelSubst-Default | None | SWHC046_01_M006 | SWHC046_01_B002 | ExAnte2019 | IOU workpaper | 2020-04-09 | Commercial SEER-rated split heat pumps, < 65 kBtu/h SEER17 HSPF9.4 (AR) |  | Deem-WP-FuelSub | Proposed
PGE | HV457 | 2019-12-27 |  | SWHC046-01 | AR | DnDeemDI | SWHC046V | None | Com | Def-GSIA | FuelSubst-Default | None | SWHC046_01_M007 | SWHC046_01_B002 | ExAnte2019 | IOU workpaper | 2020-04-09 | Commercial SEER-rated split heat pumps, < 65 kBtu/h SEER18 HSPF9.7 (AR) |  | Deem-WP-FuelSub | Proposed
PGE | HV457 | 2019-12-27 |  | SWHC046-01 | AR | DnDeemed | SWHC046V | None | Com | Def-GSIA | FuelSubst-Default | None | SWHC046_01_M007 | SWHC046_01_B002 | ExAnte2019 | IOU workpaper | 2020-04-09 | Commercial SEER-rated split heat pumps, < 65 kBtu/h SEER18 HSPF9.7 (AR) |  | Deem-WP-FuelSub | Proposed
PGE | HV458 | 2019-12-27 |  | SWHC046-01 | AR | DnDeemDI | SWHC046W | None | Com | Def-GSIA | FuelSubst-Default | None | SWHC046_01_M008 | SWHC046_01_B003 | ExAnte2019 | IOU workpaper | 2020-04-09 | Commercial IEER-rated package heat pump, 135 to 239 kBtu/h IEER14.5 COP3.2 (AR) |  | Deem-WP-FuelSub | Proposed
PGE | HV458 | 2019-12-27 |  | SWHC046-01 | AR | DnDeemed | SWHC046W | None | Com | Def-GSIA | FuelSubst-Default | None | SWHC046_01_M008 | SWHC046_01_B003 | ExAnte2019 | IOU workpaper | 2020-04-09 | Commercial IEER-rated package heat pump, 135 to 239 kBtu/h IEER14.5 COP3.2 (AR) |  | Deem-WP-FuelSub | Proposed
PGE | HV459 | 2019-12-27 |  | SWHC046-01 | AR | DnDeemDI | SWHC046X | None | Com | Def-GSIA | FuelSubst-Default | None | SWHC046_01_M009 | SWHC046_01_B003 | ExAnte2019 | IOU workpaper | 2020-04-09 | Commercial IEER-rated package heat pump, 135 to 239 kBtu/h IEER15.5 COP3.2 (AR) |  | Deem-WP-FuelSub | Proposed
PGE | HV459 | 2019-12-27 |  | SWHC046-01 | AR | DnDeemed | SWHC046X | None | Com | Def-GSIA | FuelSubst-Default | None | SWHC046_01_M009 | SWHC046_01_B003 | ExAnte2019 | IOU workpaper | 2020-04-09 | Commercial IEER-rated package heat pump, 135 to 239 kBtu/h IEER15.5 COP3.2 (AR) |  | Deem-WP-FuelSub | Proposed
PGE | HV460 | 2019-12-27 |  | SWHC046-01 | AR | DnDeemDI | SWHC046Y | None | Com | Def-GSIA | FuelSubst-Default | None | SWHC046_01_M010 | SWHC046_01_B004 | ExAnte2019 | IOU workpaper | 2020-04-09 | Commercial IEER-rated package heat pump, 240 to 760 kBtu/h IEER12.0 COP3.2 (AR) |  | Deem-WP-FuelSub | Proposed
PGE | HV460 | 2019-12-27 |  | SWHC046-01 | AR | DnDeemed | SWHC046Y | None | Com | Def-GSIA | FuelSubst-Default | None | SWHC046_01_M010 | SWHC046_01_B004 | ExAnte2019 | IOU workpaper | 2020-04-09 | Commercial IEER-rated package heat pump, 240 to 760 kBtu/h IEER12.0 COP3.2 (AR) |  | Deem-WP-FuelSub | Proposed
PGE | HV461 | 2019-12-27 |  | SWHC046-01 | AR | DnDeemDI | SWHC046Z | None | Com | Def-GSIA | FuelSubst-Default | None | SWHC046_01_M011 | SWHC046_01_B004 | ExAnte2019 | IOU workpaper | 2020-04-09 | Commercial IEER-rated package heat pump, 240 to 760 kBtu/h IEER13.0 COP3.2 (AR) |  | Deem-WP-FuelSub | Proposed
PGE | HV461 | 2019-12-27 |  | SWHC046-01 | AR | DnDeemed | SWHC046Z | None | Com | Def-GSIA | FuelSubst-Default | None | SWHC046_01_M011 | SWHC046_01_B004 | ExAnte2019 | IOU workpaper | 2020-04-09 | Commercial IEER-rated package heat pump, 240 to 760 kBtu/h IEER13.0 COP3.2 (AR) |  | Deem-WP-FuelSub | Proposed
PGE | HV462 | 2019-12-27 |  | SWHC046-01 | AR | DnDeemDI | SWHC046AA | None | Com | Def-GSIA | FuelSubst-Default | None | SWHC046_01_M012 | SWHC046_01_B005 | ExAnte2019 | IOU workpaper | 2020-04-09 | Commercial IEER-rated package heat pump, 65 to 134 kBtu/h IEER14.0 COP3.4 (AR) |  | Deem-WP-FuelSub | Proposed
PGE | HV462 | 2019-12-27 |  | SWHC046-01 | AR | DnDeemed | SWHC046AA | None | Com | Def-GSIA | FuelSubst-Default | None | SWHC046_01_M012 | SWHC046_01_B005 | ExAnte2019 | IOU workpaper | 2020-04-09 | Commercial IEER-rated package heat pump, 65 to 134 kBtu/h IEER14.0 COP3.4 (AR) |  | Deem-WP-FuelSub | Proposed
PGE | HV463 | 2019-12-27 |  | SWHC046-01 | AR | DnDeemDI | SWHC046AB | None | Com | Def-GSIA | FuelSubst-Default | None | SWHC046_01_M013 | SWHC046_01_B005 | ExAnte2019 | IOU workpaper | 2020-04-09 | Commercial IEER-rated package heat pump, 65 to 134 kBtu/h IEER15.0 COP3.4 (AR) |  | Deem-WP-FuelSub | Proposed
PGE | HV463 | 2019-12-27 |  | SWHC046-01 | AR | DnDeemed | SWHC046AB | None | Com | Def-GSIA | FuelSubst-Default | None | SWHC046_01_M013 | SWHC046_01_B005 | ExAnte2019 | IOU workpaper | 2020-04-09 | Commercial IEER-rated package heat pump, 65 to 134 kBtu/h IEER15.0 COP3.4 (AR) |  | Deem-WP-FuelSub | Proposed
PGE | HV450 | 2019-12-27 |  | SWHC046-01 | NC | DnDeemDI | SWHC046AC | None | Com | Def-GSIA | FuelSubst-Default | None | SWHC046_01_M001 | SWHC046_01_B001 | ExAnte2019 | IOU workpaper | 2020-04-09 | Commercial SEER-rated package heat pump 1 stage, < 65 kBtu/h SEER15 HSPF8.2 (NC) |  | Deem-WP-FuelSub | Proposed
PGE | HV450 | 2019-12-27 |  | SWHC046-01 | NC | DnDeemed | SWHC046AC | None | Com | Def-GSIA | FuelSubst-Default | None | SWHC046_01_M001 | SWHC046_01_B001 | ExAnte2019 | IOU workpaper | 2020-04-09 | Commercial SEER-rated package heat pump 1 stage, < 65 kBtu/h SEER15 HSPF8.2 (NC) |  | Deem-WP-FuelSub | Proposed
PGE | HV451 | 2019-12-27 |  | SWHC046-01 | NC | DnDeemDI | SWHC046AD | None | Com | Def-GSIA | FuelSubst-Default | None | SWHC046_01_M001 | SWHC046_01_B001 | ExAnte2019 | IOU workpaper | 2020-04-09 | Commercial SEER-rated package heat pump 2 stage, < 65 kBtu/h SEER15 HSPF8.2 (NC) |  | Deem-WP-FuelSub | Proposed
PGE | HV451 | 2019-12-27 |  | SWHC046-01 | NC | DnDeemed | SWHC046AD | None | Com | Def-GSIA | FuelSubst-Default | None | SWHC046_01_M001 | SWHC046_01_B001 | ExAnte2019 | IOU workpaper | 2020-04-09 | Commercial SEER-rated package heat pump 2 stage, < 65 kBtu/h SEER15 HSPF8.2 (NC) |  | Deem-WP-FuelSub | Proposed
PGE | HV452 | 2019-12-27 |  | SWHC046-01 | NC | DnDeemDI | SWHC046AE | None | Com | Def-GSIA | FuelSubst-Default | None | SWHC046_01_M002 | SWHC046_01_B001 | ExAnte2019 | IOU workpaper | 2020-04-09 | Commercial SEER-rated package heat pump, < 65 kBtu/h SEER16 HSPF8.5 (NC) |  | Deem-WP-FuelSub | Proposed
PGE | HV452 | 2019-12-27 |  | SWHC046-01 | NC | DnDeemed | SWHC046AE | None | Com | Def-GSIA | FuelSubst-Default | None | SWHC046_01_M002 | SWHC046_01_B001 | ExAnte2019 | IOU workpaper | 2020-04-09 | Commercial SEER-rated package heat pump, < 65 kBtu/h SEER16 HSPF8.5 (NC) |  | Deem-WP-FuelSub | Proposed
PGE | HV453 | 2019-12-27 |  | SWHC046-01 | NC | DnDeemDI | SWHC046AF | None | Com | Def-GSIA | FuelSubst-Default | None | SWHC046_01_M003 | SWHC046_01_B001 | ExAnte2019 | IOU workpaper | 2020-04-09 | Commercial SEER-rated package heat pump, < 65 kBtu/h SEER17 HSPF9.0 (NC) |  | Deem-WP-FuelSub | Proposed
PGE | HV453 | 2019-12-27 |  | SWHC046-01 | NC | DnDeemed | SWHC046AF | None | Com | Def-GSIA | FuelSubst-Default | None | SWHC046_01_M003 | SWHC046_01_B001 | ExAnte2019 | IOU workpaper | 2020-04-09 | Commercial SEER-rated package heat pump, < 65 kBtu/h SEER17 HSPF9.0 (NC) |  | Deem-WP-FuelSub | Proposed
PGE | HV454 | 2019-12-27 |  | SWHC046-01 | NC | DnDeemDI | SWHC046AG | None | Com | Def-GSIA | FuelSubst-Default | None | SWHC046_01_M004 | SWHC046_01_B002 | ExAnte2019 | IOU workpaper | 2020-04-09 | Commercial SEER-rated split heat pumps, < 65 kBtu/h SEER15 HSPF8.7 (NC) |  | Deem-WP-FuelSub | Proposed
PGE | HV454 | 2019-12-27 |  | SWHC046-01 | NC | DnDeemed | SWHC046AG | None | Com | Def-GSIA | FuelSubst-Default | None | SWHC046_01_M004 | SWHC046_01_B002 | ExAnte2019 | IOU workpaper | 2020-04-09 | Commercial SEER-rated split heat pumps, < 65 kBtu/h SEER15 HSPF8.7 (NC) |  | Deem-WP-FuelSub | Proposed
PGE | HV455 | 2019-12-27 |  | SWHC046-01 | NC | DnDeemDI | SWHC046AH | None | Com | Def-GSIA | FuelSubst-Default | None | SWHC046_01_M005 | SWHC046_01_B002 | ExAnte2019 | IOU workpaper | 2020-04-09 | Commercial SEER-rated split heat pumps, < 65 kBtu/h SEER16 HSPF9.0 (NC) |  | Deem-WP-FuelSub | Proposed
PGE | HV455 | 2019-12-27 |  | SWHC046-01 | NC | DnDeemed | SWHC046AH | None | Com | Def-GSIA | FuelSubst-Default | None | SWHC046_01_M005 | SWHC046_01_B002 | ExAnte2019 | IOU workpaper | 2020-04-09 | Commercial SEER-rated split heat pumps, < 65 kBtu/h SEER16 HSPF9.0 (NC) |  | Deem-WP-FuelSub | Proposed
PGE | HV456 | 2019-12-27 |  | SWHC046-01 | NC | DnDeemDI | SWHC046AI | None | Com | Def-GSIA | FuelSubst-Default | None | SWHC046_01_M006 | SWHC046_01_B002 | ExAnte2019 | IOU workpaper | 2020-04-09 | Commercial SEER-rated split heat pumps, < 65 kBtu/h SEER17 HSPF9.4 (NC) |  | Deem-WP-FuelSub | Proposed
PGE | HV456 | 2019-12-27 |  | SWHC046-01 | NC | DnDeemed | SWHC046AI | None | Com | Def-GSIA | FuelSubst-Default | None | SWHC046_01_M006 | SWHC046_01_B002 | ExAnte2019 | IOU workpaper | 2020-04-09 | Commercial SEER-rated split heat pumps, < 65 kBtu/h SEER17 HSPF9.4 (NC) |  | Deem-WP-FuelSub | Proposed
PGE | HV457 | 2019-12-27 |  | SWHC046-01 | NC | DnDeemDI | SWHC046AJ | None | Com | Def-GSIA | FuelSubst-Default | None | SWHC046_01_M007 | SWHC046_01_B002 | ExAnte2019 | IOU workpaper | 2020-04-09 | Commercial SEER-rated split heat pumps, < 65 kBtu/h SEER18 HSPF9.7 (NC) |  | Deem-WP-FuelSub | Proposed
PGE | HV457 | 2019-12-27 |  | SWHC046-01 | NC | DnDeemed | SWHC046AJ | None | Com | Def-GSIA | FuelSubst-Default | None | SWHC046_01_M007 | SWHC046_01_B002 | ExAnte2019 | IOU workpaper | 2020-04-09 | Commercial SEER-rated split heat pumps, < 65 kBtu/h SEER18 HSPF9.7 (NC) |  | Deem-WP-FuelSub | Proposed
PGE | HV458 | 2019-12-27 |  | SWHC046-01 | NC | DnDeemDI | SWHC046AK | None | Com | Def-GSIA | FuelSubst-Default | None | SWHC046_01_M008 | SWHC046_01_B003 | ExAnte2019 | IOU workpaper | 2020-04-09 | Commercial IEER-rated package heat pump, 135 to 239 kBtu/h IEER14.5 COP3.2 (NC) |  | Deem-WP-FuelSub | Proposed
PGE | HV458 | 2019-12-27 |  | SWHC046-01 | NC | DnDeemed | SWHC046AK | None | Com | Def-GSIA | FuelSubst-Default | None | SWHC046_01_M008 | SWHC046_01_B003 | ExAnte2019 | IOU workpaper | 2020-04-09 | Commercial IEER-rated package heat pump, 135 to 239 kBtu/h IEER14.5 COP3.2 (NC) |  | Deem-WP-FuelSub | Proposed
PGE | HV459 | 2019-12-27 |  | SWHC046-01 | NC | DnDeemDI | SWHC046AL | None | Com | Def-GSIA | FuelSubst-Default | None | SWHC046_01_M009 | SWHC046_01_B003 | ExAnte2019 | IOU workpaper | 2020-04-09 | Commercial IEER-rated package heat pump, 135 to 239 kBtu/h IEER15.5 COP3.2 (NC) |  | Deem-WP-FuelSub | Proposed
PGE | HV459 | 2019-12-27 |  | SWHC046-01 | NC | DnDeemed | SWHC046AL | None | Com | Def-GSIA | FuelSubst-Default | None | SWHC046_01_M009 | SWHC046_01_B003 | ExAnte2019 | IOU workpaper | 2020-04-09 | Commercial IEER-rated package heat pump, 135 to 239 kBtu/h IEER15.5 COP3.2 (NC) |  | Deem-WP-FuelSub | Proposed
PGE | HV460 | 2019-12-27 |  | SWHC046-01 | NC | DnDeemDI | SWHC046AM | None | Com | Def-GSIA | FuelSubst-Default | None | SWHC046_01_M010 | SWHC046_01_B004 | ExAnte2019 | IOU workpaper | 2020-04-09 | Commercial IEER-rated package heat pump, 240 to 760 kBtu/h IEER12.0 COP3.2 (NC) |  | Deem-WP-FuelSub | Proposed
PGE | HV460 | 2019-12-27 |  | SWHC046-01 | NC | DnDeemed | SWHC046AM | None | Com | Def-GSIA | FuelSubst-Default | None | SWHC046_01_M010 | SWHC046_01_B004 | ExAnte2019 | IOU workpaper | 2020-04-09 | Commercial IEER-rated package heat pump, 240 to 760 kBtu/h IEER12.0 COP3.2 (NC) |  | Deem-WP-FuelSub | Proposed
PGE | HV461 | 2019-12-27 |  | SWHC046-01 | NC | DnDeemDI | SWHC046AN | None | Com | Def-GSIA | FuelSubst-Default | None | SWHC046_01_M011 | SWHC046_01_B004 | ExAnte2019 | IOU workpaper | 2020-04-09 | Commercial IEER-rated package heat pump, 240 to 760 kBtu/h IEER13.0 COP3.2 (NC) |  | Deem-WP-FuelSub | Proposed
PGE | HV461 | 2019-12-27 |  | SWHC046-01 | NC | DnDeemed | SWHC046AN | None | Com | Def-GSIA | FuelSubst-Default | None | SWHC046_01_M011 | SWHC046_01_B004 | ExAnte2019 | IOU workpaper | 2020-04-09 | Commercial IEER-rated package heat pump, 240 to 760 kBtu/h IEER13.0 COP3.2 (NC) |  | Deem-WP-FuelSub | Proposed
PGE | HV462 | 2019-12-27 |  | SWHC046-01 | NC | DnDeemDI | SWHC046AO | None | Com | Def-GSIA | FuelSubst-Default | None | SWHC046_01_M012 | SWHC046_01_B005 | ExAnte2019 | IOU workpaper | 2020-04-09 | Commercial IEER-rated package heat pump, 65 to 134 kBtu/h IEER14.0 COP3.4 (NC) |  | Deem-WP-FuelSub | Proposed
PGE | HV462 | 2019-12-27 |  | SWHC046-01 | NC | DnDeemed | SWHC046AO | None | Com | Def-GSIA | FuelSubst-Default | None | SWHC046_01_M012 | SWHC046_01_B005 | ExAnte2019 | IOU workpaper | 2020-04-09 | Commercial IEER-rated package heat pump, 65 to 134 kBtu/h IEER14.0 COP3.4 (NC) |  | Deem-WP-FuelSub | Proposed
PGE | HV463 | 2019-12-27 |  | SWHC046-01 | NC | DnDeemDI | SWHC046AP | None | Com | Def-GSIA | FuelSubst-Default | None | SWHC046_01_M013 | SWHC046_01_B005 | ExAnte2019 | IOU workpaper | 2020-04-09 | Commercial IEER-rated package heat pump, 65 to 134 kBtu/h IEER15.0 COP3.4 (NC) |  | Deem-WP-FuelSub | Proposed
PGE | HV463 | 2019-12-27 |  | SWHC046-01 | NC | DnDeemed | SWHC046AP | None | Com | Def-GSIA | FuelSubst-Default | None | SWHC046_01_M013 | SWHC046_01_B005 | ExAnte2019 | IOU workpaper | 2020-04-09 | Commercial IEER-rated package heat pump, 65 to 134 kBtu/h IEER15.0 COP3.4 (NC) |  | Deem-WP-FuelSub | Proposed
PGE | HV436 | 2019-12-27 |  | SWHC046-01 | NR | DnDeemDI | SWHC046A | None | Ind | Def-GSIA | FuelSubst-Default | None | SWHC046_01_M001 | SWHC046_01_B001 | ExAnte2019 | IOU workpaper | 2020-04-09 | Commercial SEER-rated package heat pump 1 stage, < 65 kBtu/h SEER15 HSPF8.2 (NR) |  | Deem-WP-FuelSub | Proposed
PGE | HV436 | 2019-12-27 |  | SWHC046-01 | NR | DnDeemed | SWHC046A | None | Ind | Def-GSIA | FuelSubst-Default | None | SWHC046_01_M001 | SWHC046_01_B001 | ExAnte2019 | IOU workpaper | 2020-04-09 | Commercial SEER-rated package heat pump 1 stage, < 65 kBtu/h SEER15 HSPF8.2 (NR) |  | Deem-WP-FuelSub | Proposed
PGE | HV436 | 2019-12-27 |  | SWHC046-01 | NR | UpDeemed | SWHC046A | None | Ind | Def-GSIA | FuelSubst-Default | None | SWHC046_01_M001 | SWHC046_01_B001 | ExAnte2019 | IOU workpaper | 2020-04-09 | Commercial SEER-rated package heat pump 1 stage, < 65 kBtu/h SEER15 HSPF8.2 (NR) |  | Deem-WP-FuelSub | Proposed
PGE | HV437 | 2019-12-27 |  | SWHC046-01 | NR | DnDeemDI | SWHC046B | None | Ind | Def-GSIA | FuelSubst-Default | None | SWHC046_01_M001 | SWHC046_01_B001 | ExAnte2019 | IOU workpaper | 2020-04-09 | Commercial SEER-rated package heat pump 2 stage, < 65 kBtu/h SEER15 HSPF8.2 (NR) |  | Deem-WP-FuelSub | Proposed
PGE | HV437 | 2019-12-27 |  | SWHC046-01 | NR | DnDeemed | SWHC046B | None | Ind | Def-GSIA | FuelSubst-Default | None | SWHC046_01_M001 | SWHC046_01_B001 | ExAnte2019 | IOU workpaper | 2020-04-09 | Commercial SEER-rated package heat pump 2 stage, < 65 kBtu/h SEER15 HSPF8.2 (NR) |  | Deem-WP-FuelSub | Proposed
PGE | HV437 | 2019-12-27 |  | SWHC046-01 | NR | UpDeemed | SWHC046B | None | Ind | Def-GSIA | FuelSubst-Default | None | SWHC046_01_M001 | SWHC046_01_B001 | ExAnte2019 | IOU workpaper | 2020-04-09 | Commercial SEER-rated package heat pump 2 stage, < 65 kBtu/h SEER15 HSPF8.2 (NR) |  | Deem-WP-FuelSub | Proposed
PGE | HV438 | 2019-12-27 |  | SWHC046-01 | NR | DnDeemDI | SWHC046C | None | Ind | Def-GSIA | FuelSubst-Default | None | SWHC046_01_M002 | SWHC046_01_B001 | ExAnte2019 | IOU workpaper | 2020-04-09 | Commercial SEER-rated package heat pump, < 65 kBtu/h SEER16 HSPF8.5 (NR) |  | Deem-WP-FuelSub | Proposed
PGE | HV438 | 2019-12-27 |  | SWHC046-01 | NR | DnDeemed | SWHC046C | None | Ind | Def-GSIA | FuelSubst-Default | None | SWHC046_01_M002 | SWHC046_01_B001 | ExAnte2019 | IOU workpaper | 2020-04-09 | Commercial SEER-rated package heat pump, < 65 kBtu/h SEER16 HSPF8.5 (NR) |  | Deem-WP-FuelSub | Proposed
PGE | HV438 | 2019-12-27 |  | SWHC046-01 | NR | UpDeemed | SWHC046C | None | Ind | Def-GSIA | FuelSubst-Default | None | SWHC046_01_M002 | SWHC046_01_B001 | ExAnte2019 | IOU workpaper | 2020-04-09 | Commercial SEER-rated package heat pump, < 65 kBtu/h SEER16 HSPF8.5 (NR) |  | Deem-WP-FuelSub | Proposed
PGE | HV439 | 2019-12-27 |  | SWHC046-01 | NR | DnDeemDI | SWHC046D | None | Ind | Def-GSIA | FuelSubst-Default | None | SWHC046_01_M003 | SWHC046_01_B001 | ExAnte2019 | IOU workpaper | 2020-04-09 | Commercial SEER-rated package heat pump, < 65 kBtu/h SEER17 HSPF9.0 (NR) |  | Deem-WP-FuelSub | Proposed
PGE | HV439 | 2019-12-27 |  | SWHC046-01 | NR | DnDeemed | SWHC046D | None | Ind | Def-GSIA | FuelSubst-Default | None | SWHC046_01_M003 | SWHC046_01_B001 | ExAnte2019 | IOU workpaper | 2020-04-09 | Commercial SEER-rated package heat pump, < 65 kBtu/h SEER17 HSPF9.0 (NR) |  | Deem-WP-FuelSub | Proposed
PGE | HV439 | 2019-12-27 |  | SWHC046-01 | NR | UpDeemed | SWHC046D | None | Ind | Def-GSIA | FuelSubst-Default | None | SWHC046_01_M003 | SWHC046_01_B001 | ExAnte2019 | IOU workpaper | 2020-04-09 | Commercial SEER-rated package heat pump, < 65 kBtu/h SEER17 HSPF9.0 (NR) |  | Deem-WP-FuelSub | Proposed
PGE | HV440 | 2019-12-27 |  | SWHC046-01 | NR | DnDeemDI | SWHC046E | None | Ind | Def-GSIA | FuelSubst-Default | None | SWHC046_01_M004 | SWHC046_01_B002 | ExAnte2019 | IOU workpaper | 2020-04-09 | Commercial SEER-rated split heat pumps, < 65 kBtu/h SEER15 HSPF8.7 (NR) |  | Deem-WP-FuelSub | Proposed
PGE | HV440 | 2019-12-27 |  | SWHC046-01 | NR | DnDeemed | SWHC046E | None | Ind | Def-GSIA | FuelSubst-Default | None | SWHC046_01_M004 | SWHC046_01_B002 | ExAnte2019 | IOU workpaper | 2020-04-09 | Commercial SEER-rated split heat pumps, < 65 kBtu/h SEER15 HSPF8.7 (NR) |  | Deem-WP-FuelSub | Proposed
PGE | HV440 | 2019-12-27 |  | SWHC046-01 | NR | UpDeemed | SWHC046E | None | Ind | Def-GSIA | FuelSubst-Default | None | SWHC046_01_M004 | SWHC046_01_B002 | ExAnte2019 | IOU workpaper | 2020-04-09 | Commercial SEER-rated split heat pumps, < 65 kBtu/h SEER15 HSPF8.7 (NR) |  | Deem-WP-FuelSub | Proposed
PGE | HV441 | 2019-12-27 |  | SWHC046-01 | NR | DnDeemDI | SWHC046F | None | Ind | Def-GSIA | FuelSubst-Default | None | SWHC046_01_M005 | SWHC046_01_B002 | ExAnte2019 | IOU workpaper | 2020-04-09 | Commercial SEER-rated split heat pumps, < 65 kBtu/h SEER16 HSPF9.0 (NR) |  | Deem-WP-FuelSub | Proposed
PGE | HV441 | 2019-12-27 |  | SWHC046-01 | NR | DnDeemed | SWHC046F | None | Ind | Def-GSIA | FuelSubst-Default | None | SWHC046_01_M005 | SWHC046_01_B002 | ExAnte2019 | IOU workpaper | 2020-04-09 | Commercial SEER-rated split heat pumps, < 65 kBtu/h SEER16 HSPF9.0 (NR) |  | Deem-WP-FuelSub | Proposed
PGE | HV441 | 2019-12-27 |  | SWHC046-01 | NR | UpDeemed | SWHC046F | None | Ind | Def-GSIA | FuelSubst-Default | None | SWHC046_01_M005 | SWHC046_01_B002 | ExAnte2019 | IOU workpaper | 2020-04-09 | Commercial SEER-rated split heat pumps, < 65 kBtu/h SEER16 HSPF9.0 (NR) |  | Deem-WP-FuelSub | Proposed
PGE | HV442 | 2019-12-27 |  | SWHC046-01 | NR | DnDeemDI | SWHC046G | None | Ind | Def-GSIA | FuelSubst-Default | None | SWHC046_01_M006 | SWHC046_01_B002 | ExAnte2019 | IOU workpaper | 2020-04-09 | Commercial SEER-rated split heat pumps, < 65 kBtu/h SEER17 HSPF9.4 (NR) |  | Deem-WP-FuelSub | Proposed
PGE | HV442 | 2019-12-27 |  | SWHC046-01 | NR | DnDeemed | SWHC046G | None | Ind | Def-GSIA | FuelSubst-Default | None | SWHC046_01_M006 | SWHC046_01_B002 | ExAnte2019 | IOU workpaper | 2020-04-09 | Commercial SEER-rated split heat pumps, < 65 kBtu/h SEER17 HSPF9.4 (NR) |  | Deem-WP-FuelSub | Proposed
PGE | HV442 | 2019-12-27 |  | SWHC046-01 | NR | UpDeemed | SWHC046G | None | Ind | Def-GSIA | FuelSubst-Default | None | SWHC046_01_M006 | SWHC046_01_B002 | ExAnte2019 | IOU workpaper | 2020-04-09 | Commercial SEER-rated split heat pumps, < 65 kBtu/h SEER17 HSPF9.4 (NR) |  | Deem-WP-FuelSub | Proposed
PGE | HV443 | 2019-12-27 |  | SWHC046-01 | NR | DnDeemDI | SWHC046H | None | Ind | Def-GSIA | FuelSubst-Default | None | SWHC046_01_M007 | SWHC046_01_B002 | ExAnte2019 | IOU workpaper | 2020-04-09 | Commercial SEER-rated split heat pumps, < 65 kBtu/h SEER18 HSPF9.7 (NR) |  | Deem-WP-FuelSub | Proposed
PGE | HV443 | 2019-12-27 |  | SWHC046-01 | NR | DnDeemed | SWHC046H | None | Ind | Def-GSIA | FuelSubst-Default | None | SWHC046_01_M007 | SWHC046_01_B002 | ExAnte2019 | IOU workpaper | 2020-04-09 | Commercial SEER-rated split heat pumps, < 65 kBtu/h SEER18 HSPF9.7 (NR) |  | Deem-WP-FuelSub | Proposed
PGE | HV443 | 2019-12-27 |  | SWHC046-01 | NR | UpDeemed | SWHC046H | None | Ind | Def-GSIA | FuelSubst-Default | None | SWHC046_01_M007 | SWHC046_01_B002 | ExAnte2019 | IOU workpaper | 2020-04-09 | Commercial SEER-rated split heat pumps, < 65 kBtu/h SEER18 HSPF9.7 (NR) |  | Deem-WP-FuelSub | Proposed
PGE | HV444 | 2019-12-27 |  | SWHC046-01 | NR | DnDeemDI | SWHC046I | None | Ind | Def-GSIA | FuelSubst-Default | None | SWHC046_01_M008 | SWHC046_01_B003 | ExAnte2019 | IOU workpaper | 2020-04-09 | Commercial IEER-rated package heat pump, 135 to 239 kBtu/h IEER14.5 COP3.2 (NR) |  | Deem-WP-FuelSub | Proposed
PGE | HV444 | 2019-12-27 |  | SWHC046-01 | NR | DnDeemed | SWHC046I | None | Ind | Def-GSIA | FuelSubst-Default | None | SWHC046_01_M008 | SWHC046_01_B003 | ExAnte2019 | IOU workpaper | 2020-04-09 | Commercial IEER-rated package heat pump, 135 to 239 kBtu/h IEER14.5 COP3.2 (NR) |  | Deem-WP-FuelSub | Proposed
PGE | HV444 | 2019-12-27 |  | SWHC046-01 | NR | UpDeemed | SWHC046I | None | Ind | Def-GSIA | FuelSubst-Default | None | SWHC046_01_M008 | SWHC046_01_B003 | ExAnte2019 | IOU workpaper | 2020-04-09 | Commercial IEER-rated package heat pump, 135 to 239 kBtu/h IEER14.5 COP3.2 (NR) |  | Deem-WP-FuelSub | Proposed
PGE | HV445 | 2019-12-27 |  | SWHC046-01 | NR | DnDeemDI | SWHC046J | None | Ind | Def-GSIA | FuelSubst-Default | None | SWHC046_01_M009 | SWHC046_01_B003 | ExAnte2019 | IOU workpaper | 2020-04-09 | Commercial IEER-rated package heat pump, 135 to 239 kBtu/h IEER15.5 COP3.2 (NR) |  | Deem-WP-FuelSub | Proposed
PGE | HV445 | 2019-12-27 |  | SWHC046-01 | NR | DnDeemed | SWHC046J | None | Ind | Def-GSIA | FuelSubst-Default | None | SWHC046_01_M009 | SWHC046_01_B003 | ExAnte2019 | IOU workpaper | 2020-04-09 | Commercial IEER-rated package heat pump, 135 to 239 kBtu/h IEER15.5 COP3.2 (NR) |  | Deem-WP-FuelSub | Proposed
PGE | HV445 | 2019-12-27 |  | SWHC046-01 | NR | UpDeemed | SWHC046J | None | Ind | Def-GSIA | FuelSubst-Default | None | SWHC046_01_M009 | SWHC046_01_B003 | ExAnte2019 | IOU workpaper | 2020-04-09 | Commercial IEER-rated package heat pump, 135 to 239 kBtu/h IEER15.5 COP3.2 (NR) |  | Deem-WP-FuelSub | Proposed
PGE | HV446 | 2019-12-27 |  | SWHC046-01 | NR | DnDeemDI | SWHC046K | None | Ind | Def-GSIA | FuelSubst-Default | None | SWHC046_01_M010 | SWHC046_01_B004 | ExAnte2019 | IOU workpaper | 2020-04-09 | Commercial IEER-rated package heat pump, 240 to 760 kBtu/h IEER12.0 COP3.2 (NR) |  | Deem-WP-FuelSub | Proposed
PGE | HV446 | 2019-12-27 |  | SWHC046-01 | NR | DnDeemed | SWHC046K | None | Ind | Def-GSIA | FuelSubst-Default | None | SWHC046_01_M010 | SWHC046_01_B004 | ExAnte2019 | IOU workpaper | 2020-04-09 | Commercial IEER-rated package heat pump, 240 to 760 kBtu/h IEER12.0 COP3.2 (NR) |  | Deem-WP-FuelSub | Proposed
PGE | HV446 | 2019-12-27 |  | SWHC046-01 | NR | UpDeemed | SWHC046K | None | Ind | Def-GSIA | FuelSubst-Default | None | SWHC046_01_M010 | SWHC046_01_B004 | ExAnte2019 | IOU workpaper | 2020-04-09 | Commercial IEER-rated package heat pump, 240 to 760 kBtu/h IEER12.0 COP3.2 (NR) |  | Deem-WP-FuelSub | Proposed
PGE | HV447 | 2019-12-27 |  | SWHC046-01 | NR | DnDeemDI | SWHC046L | None | Ind | Def-GSIA | FuelSubst-Default | None | SWHC046_01_M011 | SWHC046_01_B004 | ExAnte2019 | IOU workpaper | 2020-04-09 | Commercial IEER-rated package heat pump, 240 to 760 kBtu/h IEER13.0 COP3.2 (NR) |  | Deem-WP-FuelSub | Proposed
PGE | HV447 | 2019-12-27 |  | SWHC046-01 | NR | DnDeemed | SWHC046L | None | Ind | Def-GSIA | FuelSubst-Default | None | SWHC046_01_M011 | SWHC046_01_B004 | ExAnte2019 | IOU workpaper | 2020-04-09 | Commercial IEER-rated package heat pump, 240 to 760 kBtu/h IEER13.0 COP3.2 (NR) |  | Deem-WP-FuelSub | Proposed
PGE | HV447 | 2019-12-27 |  | SWHC046-01 | NR | UpDeemed | SWHC046L | None | Ind | Def-GSIA | FuelSubst-Default | None | SWHC046_01_M011 | SWHC046_01_B004 | ExAnte2019 | IOU workpaper | 2020-04-09 | Commercial IEER-rated package heat pump, 240 to 760 kBtu/h IEER13.0 COP3.2 (NR) |  | Deem-WP-FuelSub | Proposed
PGE | HV448 | 2019-12-27 |  | SWHC046-01 | NR | DnDeemDI | SWHC046M | None | Ind | Def-GSIA | FuelSubst-Default | None | SWHC046_01_M012 | SWHC046_01_B005 | ExAnte2019 | IOU workpaper | 2020-04-09 | Commercial IEER-rated package heat pump, 65 to 134 kBtu/h IEER14.0 COP3.4 (NR) |  | Deem-WP-FuelSub | Proposed
PGE | HV448 | 2019-12-27 |  | SWHC046-01 | NR | DnDeemed | SWHC046M | None | Ind | Def-GSIA | FuelSubst-Default | None | SWHC046_01_M012 | SWHC046_01_B005 | ExAnte2019 | IOU workpaper | 2020-04-09 | Commercial IEER-rated package heat pump, 65 to 134 kBtu/h IEER14.0 COP3.4 (NR) |  | Deem-WP-FuelSub | Proposed
PGE | HV448 | 2019-12-27 |  | SWHC046-01 | NR | UpDeemed | SWHC046M | None | Ind | Def-GSIA | FuelSubst-Default | None | SWHC046_01_M012 | SWHC046_01_B005 | ExAnte2019 | IOU workpaper | 2020-04-09 | Commercial IEER-rated package heat pump, 65 to 134 kBtu/h IEER14.0 COP3.4 (NR) |  | Deem-WP-FuelSub | Proposed
PGE | HV449 | 2019-12-27 |  | SWHC046-01 | NR | DnDeemDI | SWHC046N | None | Ind | Def-GSIA | FuelSubst-Default | None | SWHC046_01_M013 | SWHC046_01_B005 | ExAnte2019 | IOU workpaper | 2020-04-09 | Commercial IEER-rated package heat pump, 65 to 134 kBtu/h IEER15.0 COP3.4 (NR) |  | Deem-WP-FuelSub | Proposed
PGE | HV449 | 2019-12-27 |  | SWHC046-01 | NR | DnDeemed | SWHC046N | None | Ind | Def-GSIA | FuelSubst-Default | None | SWHC046_01_M013 | SWHC046_01_B005 | ExAnte2019 | IOU workpaper | 2020-04-09 | Commercial IEER-rated package heat pump, 65 to 134 kBtu/h IEER15.0 COP3.4 (NR) |  | Deem-WP-FuelSub | Proposed
PGE | HV449 | 2019-12-27 |  | SWHC046-01 | NR | UpDeemed | SWHC046N | None | Ind | Def-GSIA | FuelSubst-Default | None | SWHC046_01_M013 | SWHC046_01_B005 | ExAnte2019 | IOU workpaper | 2020-04-09 | Commercial IEER-rated package heat pump, 65 to 134 kBtu/h IEER15.0 COP3.4 (NR) |  | Deem-WP-FuelSub | Proposed
PGE | HV450 | 2019-12-27 |  | SWHC046-01 | AR | DnDeemDI | SWHC046O | None | Ind | Def-GSIA | FuelSubst-Default | None | SWHC046_01_M001 | SWHC046_01_B001 | ExAnte2019 | IOU workpaper | 2020-04-09 | Commercial SEER-rated package heat pump 1 stage, < 65 kBtu/h SEER15 HSPF8.2 (AR) |  | Deem-WP-FuelSub | Proposed
PGE | HV450 | 2019-12-27 |  | SWHC046-01 | AR | DnDeemed | SWHC046O | None | Ind | Def-GSIA | FuelSubst-Default | None | SWHC046_01_M001 | SWHC046_01_B001 | ExAnte2019 | IOU workpaper | 2020-04-09 | Commercial SEER-rated package heat pump 1 stage, < 65 kBtu/h SEER15 HSPF8.2 (AR) |  | Deem-WP-FuelSub | Proposed
PGE | HV451 | 2019-12-27 |  | SWHC046-01 | AR | DnDeemDI | SWHC046P | None | Ind | Def-GSIA | FuelSubst-Default | None | SWHC046_01_M001 | SWHC046_01_B001 | ExAnte2019 | IOU workpaper | 2020-04-09 | Commercial SEER-rated package heat pump 2 stage, < 65 kBtu/h SEER15 HSPF8.2 (AR) |  | Deem-WP-FuelSub | Proposed
PGE | HV451 | 2019-12-27 |  | SWHC046-01 | AR | DnDeemed | SWHC046P | None | Ind | Def-GSIA | FuelSubst-Default | None | SWHC046_01_M001 | SWHC046_01_B001 | ExAnte2019 | IOU workpaper | 2020-04-09 | Commercial SEER-rated package heat pump 2 stage, < 65 kBtu/h SEER15 HSPF8.2 (AR) |  | Deem-WP-FuelSub | Proposed
PGE | HV452 | 2019-12-27 |  | SWHC046-01 | AR | DnDeemDI | SWHC046Q | None | Ind | Def-GSIA | FuelSubst-Default | None | SWHC046_01_M002 | SWHC046_01_B001 | ExAnte2019 | IOU workpaper | 2020-04-09 | Commercial SEER-rated package heat pump, < 65 kBtu/h SEER16 HSPF8.5 (AR) |  | Deem-WP-FuelSub | Proposed
PGE | HV452 | 2019-12-27 |  | SWHC046-01 | AR | DnDeemed | SWHC046Q | None | Ind | Def-GSIA | FuelSubst-Default | None | SWHC046_01_M002 | SWHC046_01_B001 | ExAnte2019 | IOU workpaper | 2020-04-09 | Commercial SEER-rated package heat pump, < 65 kBtu/h SEER16 HSPF8.5 (AR) |  | Deem-WP-FuelSub | Proposed
PGE | HV453 | 2019-12-27 |  | SWHC046-01 | AR | DnDeemDI | SWHC046R | None | Ind | Def-GSIA | FuelSubst-Default | None | SWHC046_01_M003 | SWHC046_01_B001 | ExAnte2019 | IOU workpaper | 2020-04-09 | Commercial SEER-rated package heat pump, < 65 kBtu/h SEER17 HSPF9.0 (AR) |  | Deem-WP-FuelSub | Proposed
PGE | HV453 | 2019-12-27 |  | SWHC046-01 | AR | DnDeemed | SWHC046R | None | Ind | Def-GSIA | FuelSubst-Default | None | SWHC046_01_M003 | SWHC046_01_B001 | ExAnte2019 | IOU workpaper | 2020-04-09 | Commercial SEER-rated package heat pump, < 65 kBtu/h SEER17 HSPF9.0 (AR) |  | Deem-WP-FuelSub | Proposed
PGE | HV454 | 2019-12-27 |  | SWHC046-01 | AR | DnDeemDI | SWHC046S | None | Ind | Def-GSIA | FuelSubst-Default | None | SWHC046_01_M004 | SWHC046_01_B002 | ExAnte2019 | IOU workpaper | 2020-04-09 | Commercial SEER-rated split heat pumps, < 65 kBtu/h SEER15 HSPF8.7 (AR) |  | Deem-WP-FuelSub | Proposed
PGE | HV454 | 2019-12-27 |  | SWHC046-01 | AR | DnDeemed | SWHC046S | None | Ind | Def-GSIA | FuelSubst-Default | None | SWHC046_01_M004 | SWHC046_01_B002 | ExAnte2019 | IOU workpaper | 2020-04-09 | Commercial SEER-rated split heat pumps, < 65 kBtu/h SEER15 HSPF8.7 (AR) |  | Deem-WP-FuelSub | Proposed
PGE | HV455 | 2019-12-27 |  | SWHC046-01 | AR | DnDeemDI | SWHC046T | None | Ind | Def-GSIA | FuelSubst-Default | None | SWHC046_01_M005 | SWHC046_01_B002 | ExAnte2019 | IOU workpaper | 2020-04-09 | Commercial SEER-rated split heat pumps, < 65 kBtu/h SEER16 HSPF9.0 (AR) |  | Deem-WP-FuelSub | Proposed
PGE | HV455 | 2019-12-27 |  | SWHC046-01 | AR | DnDeemed | SWHC046T | None | Ind | Def-GSIA | FuelSubst-Default | None | SWHC046_01_M005 | SWHC046_01_B002 | ExAnte2019 | IOU workpaper | 2020-04-09 | Commercial SEER-rated split heat pumps, < 65 kBtu/h SEER16 HSPF9.0 (AR) |  | Deem-WP-FuelSub | Proposed
PGE | HV456 | 2019-12-27 |  | SWHC046-01 | AR | DnDeemDI | SWHC046U | None | Ind | Def-GSIA | FuelSubst-Default | None | SWHC046_01_M006 | SWHC046_01_B002 | ExAnte2019 | IOU workpaper | 2020-04-09 | Commercial SEER-rated split heat pumps, < 65 kBtu/h SEER17 HSPF9.4 (AR) |  | Deem-WP-FuelSub | Proposed
PGE | HV456 | 2019-12-27 |  | SWHC046-01 | AR | DnDeemed | SWHC046U | None | Ind | Def-GSIA | FuelSubst-Default | None | SWHC046_01_M006 | SWHC046_01_B002 | ExAnte2019 | IOU workpaper | 2020-04-09 | Commercial SEER-rated split heat pumps, < 65 kBtu/h SEER17 HSPF9.4 (AR) |  | Deem-WP-FuelSub | Proposed
PGE | HV457 | 2019-12-27 |  | SWHC046-01 | AR | DnDeemDI | SWHC046V | None | Ind | Def-GSIA | FuelSubst-Default | None | SWHC046_01_M007 | SWHC046_01_B002 | ExAnte2019 | IOU workpaper | 2020-04-09 | Commercial SEER-rated split heat pumps, < 65 kBtu/h SEER18 HSPF9.7 (AR) |  | Deem-WP-FuelSub | Proposed
PGE | HV457 | 2019-12-27 |  | SWHC046-01 | AR | DnDeemed | SWHC046V | None | Ind | Def-GSIA | FuelSubst-Default | None | SWHC046_01_M007 | SWHC046_01_B002 | ExAnte2019 | IOU workpaper | 2020-04-09 | Commercial SEER-rated split heat pumps, < 65 kBtu/h SEER18 HSPF9.7 (AR) |  | Deem-WP-FuelSub | Proposed
PGE | HV458 | 2019-12-27 |  | SWHC046-01 | AR | DnDeemDI | SWHC046W | None | Ind | Def-GSIA | FuelSubst-Default | None | SWHC046_01_M008 | SWHC046_01_B003 | ExAnte2019 | IOU workpaper | 2020-04-09 | Commercial IEER-rated package heat pump, 135 to 239 kBtu/h IEER14.5 COP3.2 (AR) |  | Deem-WP-FuelSub | Proposed
PGE | HV458 | 2019-12-27 |  | SWHC046-01 | AR | DnDeemed | SWHC046W | None | Ind | Def-GSIA | FuelSubst-Default | None | SWHC046_01_M008 | SWHC046_01_B003 | ExAnte2019 | IOU workpaper | 2020-04-09 | Commercial IEER-rated package heat pump, 135 to 239 kBtu/h IEER14.5 COP3.2 (AR) |  | Deem-WP-FuelSub | Proposed
PGE | HV459 | 2019-12-27 |  | SWHC046-01 | AR | DnDeemDI | SWHC046X | None | Ind | Def-GSIA | FuelSubst-Default | None | SWHC046_01_M009 | SWHC046_01_B003 | ExAnte2019 | IOU workpaper | 2020-04-09 | Commercial IEER-rated package heat pump, 135 to 239 kBtu/h IEER15.5 COP3.2 (AR) |  | Deem-WP-FuelSub | Proposed
PGE | HV459 | 2019-12-27 |  | SWHC046-01 | AR | DnDeemed | SWHC046X | None | Ind | Def-GSIA | FuelSubst-Default | None | SWHC046_01_M009 | SWHC046_01_B003 | ExAnte2019 | IOU workpaper | 2020-04-09 | Commercial IEER-rated package heat pump, 135 to 239 kBtu/h IEER15.5 COP3.2 (AR) |  | Deem-WP-FuelSub | Proposed
PGE | HV460 | 2019-12-27 |  | SWHC046-01 | AR | DnDeemDI | SWHC046Y | None | Ind | Def-GSIA | FuelSubst-Default | None | SWHC046_01_M010 | SWHC046_01_B004 | ExAnte2019 | IOU workpaper | 2020-04-09 | Commercial IEER-rated package heat pump, 240 to 760 kBtu/h IEER12.0 COP3.2 (AR) |  | Deem-WP-FuelSub | Proposed
PGE | HV460 | 2019-12-27 |  | SWHC046-01 | AR | DnDeemed | SWHC046Y | None | Ind | Def-GSIA | FuelSubst-Default | None | SWHC046_01_M010 | SWHC046_01_B004 | ExAnte2019 | IOU workpaper | 2020-04-09 | Commercial IEER-rated package heat pump, 240 to 760 kBtu/h IEER12.0 COP3.2 (AR) |  | Deem-WP-FuelSub | Proposed
PGE | HV461 | 2019-12-27 |  | SWHC046-01 | AR | DnDeemDI | SWHC046Z | None | Ind | Def-GSIA | FuelSubst-Default | None | SWHC046_01_M011 | SWHC046_01_B004 | ExAnte2019 | IOU workpaper | 2020-04-09 | Commercial IEER-rated package heat pump, 240 to 760 kBtu/h IEER13.0 COP3.2 (AR) |  | Deem-WP-FuelSub | Proposed
PGE | HV461 | 2019-12-27 |  | SWHC046-01 | AR | DnDeemed | SWHC046Z | None | Ind | Def-GSIA | FuelSubst-Default | None | SWHC046_01_M011 | SWHC046_01_B004 | ExAnte2019 | IOU workpaper | 2020-04-09 | Commercial IEER-rated package heat pump, 240 to 760 kBtu/h IEER13.0 COP3.2 (AR) |  | Deem-WP-FuelSub | Proposed
PGE | HV462 | 2019-12-27 |  | SWHC046-01 | AR | DnDeemDI | SWHC046AA | None | Ind | Def-GSIA | FuelSubst-Default | None | SWHC046_01_M012 | SWHC046_01_B005 | ExAnte2019 | IOU workpaper | 2020-04-09 | Commercial IEER-rated package heat pump, 65 to 134 kBtu/h IEER14.0 COP3.4 (AR) |  | Deem-WP-FuelSub | Proposed
PGE | HV462 | 2019-12-27 |  | SWHC046-01 | AR | DnDeemed | SWHC046AA | None | Ind | Def-GSIA | FuelSubst-Default | None | SWHC046_01_M012 | SWHC046_01_B005 | ExAnte2019 | IOU workpaper | 2020-04-09 | Commercial IEER-rated package heat pump, 65 to 134 kBtu/h IEER14.0 COP3.4 (AR) |  | Deem-WP-FuelSub | Proposed
PGE | HV463 | 2019-12-27 |  | SWHC046-01 | AR | DnDeemDI | SWHC046AB | None | Ind | Def-GSIA | FuelSubst-Default | None | SWHC046_01_M013 | SWHC046_01_B005 | ExAnte2019 | IOU workpaper | 2020-04-09 | Commercial IEER-rated package heat pump, 65 to 134 kBtu/h IEER15.0 COP3.4 (AR) |  | Deem-WP-FuelSub | Proposed
PGE | HV463 | 2019-12-27 |  | SWHC046-01 | AR | DnDeemed | SWHC046AB | None | Ind | Def-GSIA | FuelSubst-Default | None | SWHC046_01_M013 | SWHC046_01_B005 | ExAnte2019 | IOU workpaper | 2020-04-09 | Commercial IEER-rated package heat pump, 65 to 134 kBtu/h IEER15.0 COP3.4 (AR) |  | Deem-WP-FuelSub | Proposed
PGE | HV450 | 2019-12-27 |  | SWHC046-01 | NC | DnDeemDI | SWHC046AC | None | Ind | Def-GSIA | FuelSubst-Default | None | SWHC046_01_M001 | SWHC046_01_B001 | ExAnte2019 | IOU workpaper | 2020-04-09 | Commercial SEER-rated package heat pump 1 stage, < 65 kBtu/h SEER15 HSPF8.2 (NC) |  | Deem-WP-FuelSub | Proposed
PGE | HV450 | 2019-12-27 |  | SWHC046-01 | NC | DnDeemed | SWHC046AC | None | Ind | Def-GSIA | FuelSubst-Default | None | SWHC046_01_M001 | SWHC046_01_B001 | ExAnte2019 | IOU workpaper | 2020-04-09 | Commercial SEER-rated package heat pump 1 stage, < 65 kBtu/h SEER15 HSPF8.2 (NC) |  | Deem-WP-FuelSub | Proposed
PGE | HV451 | 2019-12-27 |  | SWHC046-01 | NC | DnDeemDI | SWHC046AD | None | Ind | Def-GSIA | FuelSubst-Default | None | SWHC046_01_M001 | SWHC046_01_B001 | ExAnte2019 | IOU workpaper | 2020-04-09 | Commercial SEER-rated package heat pump 2 stage, < 65 kBtu/h SEER15 HSPF8.2 (NC) |  | Deem-WP-FuelSub | Proposed
PGE | HV451 | 2019-12-27 |  | SWHC046-01 | NC | DnDeemed | SWHC046AD | None | Ind | Def-GSIA | FuelSubst-Default | None | SWHC046_01_M001 | SWHC046_01_B001 | ExAnte2019 | IOU workpaper | 2020-04-09 | Commercial SEER-rated package heat pump 2 stage, < 65 kBtu/h SEER15 HSPF8.2 (NC) |  | Deem-WP-FuelSub | Proposed
PGE | HV452 | 2019-12-27 |  | SWHC046-01 | NC | DnDeemDI | SWHC046AE | None | Ind | Def-GSIA | FuelSubst-Default | None | SWHC046_01_M002 | SWHC046_01_B001 | ExAnte2019 | IOU workpaper | 2020-04-09 | Commercial SEER-rated package heat pump, < 65 kBtu/h SEER16 HSPF8.5 (NC) |  | Deem-WP-FuelSub | Proposed
PGE | HV452 | 2019-12-27 |  | SWHC046-01 | NC | DnDeemed | SWHC046AE | None | Ind | Def-GSIA | FuelSubst-Default | None | SWHC046_01_M002 | SWHC046_01_B001 | ExAnte2019 | IOU workpaper | 2020-04-09 | Commercial SEER-rated package heat pump, < 65 kBtu/h SEER16 HSPF8.5 (NC) |  | Deem-WP-FuelSub | Proposed
PGE | HV453 | 2019-12-27 |  | SWHC046-01 | NC | DnDeemDI | SWHC046AF | None | Ind | Def-GSIA | FuelSubst-Default | None | SWHC046_01_M003 | SWHC046_01_B001 | ExAnte2019 | IOU workpaper | 2020-04-09 | Commercial SEER-rated package heat pump, < 65 kBtu/h SEER17 HSPF9.0 (NC) |  | Deem-WP-FuelSub | Proposed
PGE | HV453 | 2019-12-27 |  | SWHC046-01 | NC | DnDeemed | SWHC046AF | None | Ind | Def-GSIA | FuelSubst-Default | None | SWHC046_01_M003 | SWHC046_01_B001 | ExAnte2019 | IOU workpaper | 2020-04-09 | Commercial SEER-rated package heat pump, < 65 kBtu/h SEER17 HSPF9.0 (NC) |  | Deem-WP-FuelSub | Proposed
PGE | HV454 | 2019-12-27 |  | SWHC046-01 | NC | DnDeemDI | SWHC046AG | None | Ind | Def-GSIA | FuelSubst-Default | None | SWHC046_01_M004 | SWHC046_01_B002 | ExAnte2019 | IOU workpaper | 2020-04-09 | Commercial SEER-rated split heat pumps, < 65 kBtu/h SEER15 HSPF8.7 (NC) |  | Deem-WP-FuelSub | Proposed
PGE | HV454 | 2019-12-27 |  | SWHC046-01 | NC | DnDeemed | SWHC046AG | None | Ind | Def-GSIA | FuelSubst-Default | None | SWHC046_01_M004 | SWHC046_01_B002 | ExAnte2019 | IOU workpaper | 2020-04-09 | Commercial SEER-rated split heat pumps, < 65 kBtu/h SEER15 HSPF8.7 (NC) |  | Deem-WP-FuelSub | Proposed
PGE | HV455 | 2019-12-27 |  | SWHC046-01 | NC | DnDeemDI | SWHC046AH | None | Ind | Def-GSIA | FuelSubst-Default | None | SWHC046_01_M005 | SWHC046_01_B002 | ExAnte2019 | IOU workpaper | 2020-04-09 | Commercial SEER-rated split heat pumps, < 65 kBtu/h SEER16 HSPF9.0 (NC) |  | Deem-WP-FuelSub | Proposed
PGE | HV455 | 2019-12-27 |  | SWHC046-01 | NC | DnDeemed | SWHC046AH | None | Ind | Def-GSIA | FuelSubst-Default | None | SWHC046_01_M005 | SWHC046_01_B002 | ExAnte2019 | IOU workpaper | 2020-04-09 | Commercial SEER-rated split heat pumps, < 65 kBtu/h SEER16 HSPF9.0 (NC) |  | Deem-WP-FuelSub | Proposed
PGE | HV456 | 2019-12-27 |  | SWHC046-01 | NC | DnDeemDI | SWHC046AI | None | Ind | Def-GSIA | FuelSubst-Default | None | SWHC046_01_M006 | SWHC046_01_B002 | ExAnte2019 | IOU workpaper | 2020-04-09 | Commercial SEER-rated split heat pumps, < 65 kBtu/h SEER17 HSPF9.4 (NC) |  | Deem-WP-FuelSub | Proposed
PGE | HV456 | 2019-12-27 |  | SWHC046-01 | NC | DnDeemed | SWHC046AI | None | Ind | Def-GSIA | FuelSubst-Default | None | SWHC046_01_M006 | SWHC046_01_B002 | ExAnte2019 | IOU workpaper | 2020-04-09 | Commercial SEER-rated split heat pumps, < 65 kBtu/h SEER17 HSPF9.4 (NC) |  | Deem-WP-FuelSub | Proposed
PGE | HV457 | 2019-12-27 |  | SWHC046-01 | NC | DnDeemDI | SWHC046AJ | None | Ind | Def-GSIA | FuelSubst-Default | None | SWHC046_01_M007 | SWHC046_01_B002 | ExAnte2019 | IOU workpaper | 2020-04-09 | Commercial SEER-rated split heat pumps, < 65 kBtu/h SEER18 HSPF9.7 (NC) |  | Deem-WP-FuelSub | Proposed
PGE | HV457 | 2019-12-27 |  | SWHC046-01 | NC | DnDeemed | SWHC046AJ | None | Ind | Def-GSIA | FuelSubst-Default | None | SWHC046_01_M007 | SWHC046_01_B002 | ExAnte2019 | IOU workpaper | 2020-04-09 | Commercial SEER-rated split heat pumps, < 65 kBtu/h SEER18 HSPF9.7 (NC) |  | Deem-WP-FuelSub | Proposed
PGE | HV458 | 2019-12-27 |  | SWHC046-01 | NC | DnDeemDI | SWHC046AK | None | Ind | Def-GSIA | FuelSubst-Default | None | SWHC046_01_M008 | SWHC046_01_B003 | ExAnte2019 | IOU workpaper | 2020-04-09 | Commercial IEER-rated package heat pump, 135 to 239 kBtu/h IEER14.5 COP3.2 (NC) |  | Deem-WP-FuelSub | Proposed
PGE | HV458 | 2019-12-27 |  | SWHC046-01 | NC | DnDeemed | SWHC046AK | None | Ind | Def-GSIA | FuelSubst-Default | None | SWHC046_01_M008 | SWHC046_01_B003 | ExAnte2019 | IOU workpaper | 2020-04-09 | Commercial IEER-rated package heat pump, 135 to 239 kBtu/h IEER14.5 COP3.2 (NC) |  | Deem-WP-FuelSub | Proposed
PGE | HV459 | 2019-12-27 |  | SWHC046-01 | NC | DnDeemDI | SWHC046AL | None | Ind | Def-GSIA | FuelSubst-Default | None | SWHC046_01_M009 | SWHC046_01_B003 | ExAnte2019 | IOU workpaper | 2020-04-09 | Commercial IEER-rated package heat pump, 135 to 239 kBtu/h IEER15.5 COP3.2 (NC) |  | Deem-WP-FuelSub | Proposed
PGE | HV459 | 2019-12-27 |  | SWHC046-01 | NC | DnDeemed | SWHC046AL | None | Ind | Def-GSIA | FuelSubst-Default | None | SWHC046_01_M009 | SWHC046_01_B003 | ExAnte2019 | IOU workpaper | 2020-04-09 | Commercial IEER-rated package heat pump, 135 to 239 kBtu/h IEER15.5 COP3.2 (NC) |  | Deem-WP-FuelSub | Proposed
PGE | HV460 | 2019-12-27 |  | SWHC046-01 | NC | DnDeemDI | SWHC046AM | None | Ind | Def-GSIA | FuelSubst-Default | None | SWHC046_01_M010 | SWHC046_01_B004 | ExAnte2019 | IOU workpaper | 2020-04-09 | Commercial IEER-rated package heat pump, 240 to 760 kBtu/h IEER12.0 COP3.2 (NC) |  | Deem-WP-FuelSub | Proposed
PGE | HV460 | 2019-12-27 |  | SWHC046-01 | NC | DnDeemed | SWHC046AM | None | Ind | Def-GSIA | FuelSubst-Default | None | SWHC046_01_M010 | SWHC046_01_B004 | ExAnte2019 | IOU workpaper | 2020-04-09 | Commercial IEER-rated package heat pump, 240 to 760 kBtu/h IEER12.0 COP3.2 (NC) |  | Deem-WP-FuelSub | Proposed
PGE | HV461 | 2019-12-27 |  | SWHC046-01 | NC | DnDeemDI | SWHC046AN | None | Ind | Def-GSIA | FuelSubst-Default | None | SWHC046_01_M011 | SWHC046_01_B004 | ExAnte2019 | IOU workpaper | 2020-04-09 | Commercial IEER-rated package heat pump, 240 to 760 kBtu/h IEER13.0 COP3.2 (NC) |  | Deem-WP-FuelSub | Proposed
PGE | HV461 | 2019-12-27 |  | SWHC046-01 | NC | DnDeemed | SWHC046AN | None | Ind | Def-GSIA | FuelSubst-Default | None | SWHC046_01_M011 | SWHC046_01_B004 | ExAnte2019 | IOU workpaper | 2020-04-09 | Commercial IEER-rated package heat pump, 240 to 760 kBtu/h IEER13.0 COP3.2 (NC) |  | Deem-WP-FuelSub | Proposed
PGE | HV462 | 2019-12-27 |  | SWHC046-01 | NC | DnDeemDI | SWHC046AO | None | Ind | Def-GSIA | FuelSubst-Default | None | SWHC046_01_M012 | SWHC046_01_B005 | ExAnte2019 | IOU workpaper | 2020-04-09 | Commercial IEER-rated package heat pump, 65 to 134 kBtu/h IEER14.0 COP3.4 (NC) |  | Deem-WP-FuelSub | Proposed
PGE | HV462 | 2019-12-27 |  | SWHC046-01 | NC | DnDeemed | SWHC046AO | None | Ind | Def-GSIA | FuelSubst-Default | None | SWHC046_01_M012 | SWHC046_01_B005 | ExAnte2019 | IOU workpaper | 2020-04-09 | Commercial IEER-rated package heat pump, 65 to 134 kBtu/h IEER14.0 COP3.4 (NC) |  | Deem-WP-FuelSub | Proposed
PGE | HV463 | 2019-12-27 |  | SWHC046-01 | NC | DnDeemDI | SWHC046AP | None | Ind | Def-GSIA | FuelSubst-Default | None | SWHC046_01_M013 | SWHC046_01_B005 | ExAnte2019 | IOU workpaper | 2020-04-09 | Commercial IEER-rated package heat pump, 65 to 134 kBtu/h IEER15.0 COP3.4 (NC) |  | Deem-WP-FuelSub | Proposed
PGE | HV463 | 2019-12-27 |  | SWHC046-01 | NC | DnDeemed | SWHC046AP | None | Ind | Def-GSIA | FuelSubst-Default | None | SWHC046_01_M013 | SWHC046_01_B005 | ExAnte2019 | IOU workpaper | 2020-04-09 | Commercial IEER-rated package heat pump, 65 to 134 kBtu/h IEER15.0 COP3.4 (NC) |  | Deem-WP-FuelSub | Proposed
SDG | 468305 | 2019-12-27 |  | SWHC046-01 | NR | DnDeemDI | SWHC046A | None | Ag | Def-GSIA | FuelSubst-Default | None | SWHC046_01_M001 | SWHC046_01_B001 | ExAnte2019 | IOU workpaper | 2020-04-09 | Commercial SEER-rated package heat pump 1 stage, < 65 kBtu/h SEER15 HSPF8.2 (NR) |  | Deem-WP-FuelSub | Proposed
SDG | 468306 | 2019-12-27 |  | SWHC046-01 | NR | DnDeemed | SWHC046A | None | Ag | Def-GSIA | FuelSubst-Default | None | SWHC046_01_M001 | SWHC046_01_B001 | ExAnte2019 | IOU workpaper | 2020-04-09 | Commercial SEER-rated package heat pump 1 stage, < 65 kBtu/h SEER15 HSPF8.2 (NR) |  | Deem-WP-FuelSub | Proposed
SDG | 468307 | 2019-12-27 |  | SWHC046-01 | NR | UpDeemed | SWHC046A | None | Ag | Def-GSIA | FuelSubst-Default | None | SWHC046_01_M001 | SWHC046_01_B001 | ExAnte2019 | IOU workpaper | 2020-04-09 | Commercial SEER-rated package heat pump 1 stage, < 65 kBtu/h SEER15 HSPF8.2 (NR) |  | Deem-WP-FuelSub | Proposed
SDG | 468308 | 2019-12-27 |  | SWHC046-01 | NR | DnDeemDI | SWHC046B | None | Ag | Def-GSIA | FuelSubst-Default | None | SWHC046_01_M001 | SWHC046_01_B001 | ExAnte2019 | IOU workpaper | 2020-04-09 | Commercial SEER-rated package heat pump 2 stage, < 65 kBtu/h SEER15 HSPF8.2 (NR) |  | Deem-WP-FuelSub | Proposed
SDG | 468309 | 2019-12-27 |  | SWHC046-01 | NR | DnDeemed | SWHC046B | None | Ag | Def-GSIA | FuelSubst-Default | None | SWHC046_01_M001 | SWHC046_01_B001 | ExAnte2019 | IOU workpaper | 2020-04-09 | Commercial SEER-rated package heat pump 2 stage, < 65 kBtu/h SEER15 HSPF8.2 (NR) |  | Deem-WP-FuelSub | Proposed
SDG | 468310 | 2019-12-27 |  | SWHC046-01 | NR | UpDeemed | SWHC046B | None | Ag | Def-GSIA | FuelSubst-Default | None | SWHC046_01_M001 | SWHC046_01_B001 | ExAnte2019 | IOU workpaper | 2020-04-09 | Commercial SEER-rated package heat pump 2 stage, < 65 kBtu/h SEER15 HSPF8.2 (NR) |  | Deem-WP-FuelSub | Proposed
SDG | 468311 | 2019-12-27 |  | SWHC046-01 | NR | DnDeemDI | SWHC046C | None | Ag | Def-GSIA | FuelSubst-Default | None | SWHC046_01_M002 | SWHC046_01_B001 | ExAnte2019 | IOU workpaper | 2020-04-09 | Commercial SEER-rated package heat pump, < 65 kBtu/h SEER16 HSPF8.5 (NR) |  | Deem-WP-FuelSub | Proposed
SDG | 468312 | 2019-12-27 |  | SWHC046-01 | NR | DnDeemed | SWHC046C | None | Ag | Def-GSIA | FuelSubst-Default | None | SWHC046_01_M002 | SWHC046_01_B001 | ExAnte2019 | IOU workpaper | 2020-04-09 | Commercial SEER-rated package heat pump, < 65 kBtu/h SEER16 HSPF8.5 (NR) |  | Deem-WP-FuelSub | Proposed
SDG | 468313 | 2019-12-27 |  | SWHC046-01 | NR | UpDeemed | SWHC046C | None | Ag | Def-GSIA | FuelSubst-Default | None | SWHC046_01_M002 | SWHC046_01_B001 | ExAnte2019 | IOU workpaper | 2020-04-09 | Commercial SEER-rated package heat pump, < 65 kBtu/h SEER16 HSPF8.5 (NR) |  | Deem-WP-FuelSub | Proposed
SDG | 468314 | 2019-12-27 |  | SWHC046-01 | NR | DnDeemDI | SWHC046D | None | Ag | Def-GSIA | FuelSubst-Default | None | SWHC046_01_M003 | SWHC046_01_B001 | ExAnte2019 | IOU workpaper | 2020-04-09 | Commercial SEER-rated package heat pump, < 65 kBtu/h SEER17 HSPF9.0 (NR) |  | Deem-WP-FuelSub | Proposed
SDG | 468315 | 2019-12-27 |  | SWHC046-01 | NR | DnDeemed | SWHC046D | None | Ag | Def-GSIA | FuelSubst-Default | None | SWHC046_01_M003 | SWHC046_01_B001 | ExAnte2019 | IOU workpaper | 2020-04-09 | Commercial SEER-rated package heat pump, < 65 kBtu/h SEER17 HSPF9.0 (NR) |  | Deem-WP-FuelSub | Proposed
SDG | 468316 | 2019-12-27 |  | SWHC046-01 | NR | UpDeemed | SWHC046D | None | Ag | Def-GSIA | FuelSubst-Default | None | SWHC046_01_M003 | SWHC046_01_B001 | ExAnte2019 | IOU workpaper | 2020-04-09 | Commercial SEER-rated package heat pump, < 65 kBtu/h SEER17 HSPF9.0 (NR) |  | Deem-WP-FuelSub | Proposed
SDG | 468317 | 2019-12-27 |  | SWHC046-01 | NR | DnDeemDI | SWHC046E | None | Ag | Def-GSIA | FuelSubst-Default | None | SWHC046_01_M004 | SWHC046_01_B002 | ExAnte2019 | IOU workpaper | 2020-04-09 | Commercial SEER-rated split heat pumps, < 65 kBtu/h SEER15 HSPF8.7 (NR) |  | Deem-WP-FuelSub | Proposed
SDG | 468318 | 2019-12-27 |  | SWHC046-01 | NR | DnDeemed | SWHC046E | None | Ag | Def-GSIA | FuelSubst-Default | None | SWHC046_01_M004 | SWHC046_01_B002 | ExAnte2019 | IOU workpaper | 2020-04-09 | Commercial SEER-rated split heat pumps, < 65 kBtu/h SEER15 HSPF8.7 (NR) |  | Deem-WP-FuelSub | Proposed
SDG | 468319 | 2019-12-27 |  | SWHC046-01 | NR | UpDeemed | SWHC046E | None | Ag | Def-GSIA | FuelSubst-Default | None | SWHC046_01_M004 | SWHC046_01_B002 | ExAnte2019 | IOU workpaper | 2020-04-09 | Commercial SEER-rated split heat pumps, < 65 kBtu/h SEER15 HSPF8.7 (NR) |  | Deem-WP-FuelSub | Proposed
SDG | 468320 | 2019-12-27 |  | SWHC046-01 | NR | DnDeemDI | SWHC046F | None | Ag | Def-GSIA | FuelSubst-Default | None | SWHC046_01_M005 | SWHC046_01_B002 | ExAnte2019 | IOU workpaper | 2020-04-09 | Commercial SEER-rated split heat pumps, < 65 kBtu/h SEER16 HSPF9.0 (NR) |  | Deem-WP-FuelSub | Proposed
SDG | 468321 | 2019-12-27 |  | SWHC046-01 | NR | DnDeemed | SWHC046F | None | Ag | Def-GSIA | FuelSubst-Default | None | SWHC046_01_M005 | SWHC046_01_B002 | ExAnte2019 | IOU workpaper | 2020-04-09 | Commercial SEER-rated split heat pumps, < 65 kBtu/h SEER16 HSPF9.0 (NR) |  | Deem-WP-FuelSub | Proposed
SDG | 468322 | 2019-12-27 |  | SWHC046-01 | NR | UpDeemed | SWHC046F | None | Ag | Def-GSIA | FuelSubst-Default | None | SWHC046_01_M005 | SWHC046_01_B002 | ExAnte2019 | IOU workpaper | 2020-04-09 | Commercial SEER-rated split heat pumps, < 65 kBtu/h SEER16 HSPF9.0 (NR) |  | Deem-WP-FuelSub | Proposed
SDG | 468323 | 2019-12-27 |  | SWHC046-01 | NR | DnDeemDI | SWHC046G | None | Ag | Def-GSIA | FuelSubst-Default | None | SWHC046_01_M006 | SWHC046_01_B002 | ExAnte2019 | IOU workpaper | 2020-04-09 | Commercial SEER-rated split heat pumps, < 65 kBtu/h SEER17 HSPF9.4 (NR) |  | Deem-WP-FuelSub | Proposed
SDG | 468324 | 2019-12-27 |  | SWHC046-01 | NR | DnDeemed | SWHC046G | None | Ag | Def-GSIA | FuelSubst-Default | None | SWHC046_01_M006 | SWHC046_01_B002 | ExAnte2019 | IOU workpaper | 2020-04-09 | Commercial SEER-rated split heat pumps, < 65 kBtu/h SEER17 HSPF9.4 (NR) |  | Deem-WP-FuelSub | Proposed
SDG | 468325 | 2019-12-27 |  | SWHC046-01 | NR | UpDeemed | SWHC046G | None | Ag | Def-GSIA | FuelSubst-Default | None | SWHC046_01_M006 | SWHC046_01_B002 | ExAnte2019 | IOU workpaper | 2020-04-09 | Commercial SEER-rated split heat pumps, < 65 kBtu/h SEER17 HSPF9.4 (NR) |  | Deem-WP-FuelSub | Proposed
SDG | 468326 | 2019-12-27 |  | SWHC046-01 | NR | DnDeemDI | SWHC046H | None | Ag | Def-GSIA | FuelSubst-Default | None | SWHC046_01_M007 | SWHC046_01_B002 | ExAnte2019 | IOU workpaper | 2020-04-09 | Commercial SEER-rated split heat pumps, < 65 kBtu/h SEER18 HSPF9.7 (NR) |  | Deem-WP-FuelSub | Proposed
SDG | 468327 | 2019-12-27 |  | SWHC046-01 | NR | DnDeemed | SWHC046H | None | Ag | Def-GSIA | FuelSubst-Default | None | SWHC046_01_M007 | SWHC046_01_B002 | ExAnte2019 | IOU workpaper | 2020-04-09 | Commercial SEER-rated split heat pumps, < 65 kBtu/h SEER18 HSPF9.7 (NR) |  | Deem-WP-FuelSub | Proposed
SDG | 468328 | 2019-12-27 |  | SWHC046-01 | NR | UpDeemed | SWHC046H | None | Ag | Def-GSIA | FuelSubst-Default | None | SWHC046_01_M007 | SWHC046_01_B002 | ExAnte2019 | IOU workpaper | 2020-04-09 | Commercial SEER-rated split heat pumps, < 65 kBtu/h SEER18 HSPF9.7 (NR) |  | Deem-WP-FuelSub | Proposed
SDG | 468329 | 2019-12-27 |  | SWHC046-01 | NR | DnDeemDI | SWHC046I | None | Ag | Def-GSIA | FuelSubst-Default | None | SWHC046_01_M008 | SWHC046_01_B003 | ExAnte2019 | IOU workpaper | 2020-04-09 | Commercial IEER-rated package heat pump, 135 to 239 kBtu/h IEER14.5 COP3.2 (NR) |  | Deem-WP-FuelSub | Proposed
SDG | 468330 | 2019-12-27 |  | SWHC046-01 | NR | DnDeemed | SWHC046I | None | Ag | Def-GSIA | FuelSubst-Default | None | SWHC046_01_M008 | SWHC046_01_B003 | ExAnte2019 | IOU workpaper | 2020-04-09 | Commercial IEER-rated package heat pump, 135 to 239 kBtu/h IEER14.5 COP3.2 (NR) |  | Deem-WP-FuelSub | Proposed
SDG | 468331 | 2019-12-27 |  | SWHC046-01 | NR | UpDeemed | SWHC046I | None | Ag | Def-GSIA | FuelSubst-Default | None | SWHC046_01_M008 | SWHC046_01_B003 | ExAnte2019 | IOU workpaper | 2020-04-09 | Commercial IEER-rated package heat pump, 135 to 239 kBtu/h IEER14.5 COP3.2 (NR) |  | Deem-WP-FuelSub | Proposed
SDG | 468332 | 2019-12-27 |  | SWHC046-01 | NR | DnDeemDI | SWHC046J | None | Ag | Def-GSIA | FuelSubst-Default | None | SWHC046_01_M009 | SWHC046_01_B003 | ExAnte2019 | IOU workpaper | 2020-04-09 | Commercial IEER-rated package heat pump, 135 to 239 kBtu/h IEER15.5 COP3.2 (NR) |  | Deem-WP-FuelSub | Proposed
SDG | 468333 | 2019-12-27 |  | SWHC046-01 | NR | DnDeemed | SWHC046J | None | Ag | Def-GSIA | FuelSubst-Default | None | SWHC046_01_M009 | SWHC046_01_B003 | ExAnte2019 | IOU workpaper | 2020-04-09 | Commercial IEER-rated package heat pump, 135 to 239 kBtu/h IEER15.5 COP3.2 (NR) |  | Deem-WP-FuelSub | Proposed
SDG | 468334 | 2019-12-27 |  | SWHC046-01 | NR | UpDeemed | SWHC046J | None | Ag | Def-GSIA | FuelSubst-Default | None | SWHC046_01_M009 | SWHC046_01_B003 | ExAnte2019 | IOU workpaper | 2020-04-09 | Commercial IEER-rated package heat pump, 135 to 239 kBtu/h IEER15.5 COP3.2 (NR) |  | Deem-WP-FuelSub | Proposed
SDG | 468335 | 2019-12-27 |  | SWHC046-01 | NR | DnDeemDI | SWHC046K | None | Ag | Def-GSIA | FuelSubst-Default | None | SWHC046_01_M010 | SWHC046_01_B004 | ExAnte2019 | IOU workpaper | 2020-04-09 | Commercial IEER-rated package heat pump, 240 to 760 kBtu/h IEER12.0 COP3.2 (NR) |  | Deem-WP-FuelSub | Proposed
SDG | 468336 | 2019-12-27 |  | SWHC046-01 | NR | DnDeemed | SWHC046K | None | Ag | Def-GSIA | FuelSubst-Default | None | SWHC046_01_M010 | SWHC046_01_B004 | ExAnte2019 | IOU workpaper | 2020-04-09 | Commercial IEER-rated package heat pump, 240 to 760 kBtu/h IEER12.0 COP3.2 (NR) |  | Deem-WP-FuelSub | Proposed
SDG | 468337 | 2019-12-27 |  | SWHC046-01 | NR | UpDeemed | SWHC046K | None | Ag | Def-GSIA | FuelSubst-Default | None | SWHC046_01_M010 | SWHC046_01_B004 | ExAnte2019 | IOU workpaper | 2020-04-09 | Commercial IEER-rated package heat pump, 240 to 760 kBtu/h IEER12.0 COP3.2 (NR) |  | Deem-WP-FuelSub | Proposed
SDG | 468338 | 2019-12-27 |  | SWHC046-01 | NR | DnDeemDI | SWHC046L | None | Ag | Def-GSIA | FuelSubst-Default | None | SWHC046_01_M011 | SWHC046_01_B004 | ExAnte2019 | IOU workpaper | 2020-04-09 | Commercial IEER-rated package heat pump, 240 to 760 kBtu/h IEER13.0 COP3.2 (NR) |  | Deem-WP-FuelSub | Proposed
SDG | 468339 | 2019-12-27 |  | SWHC046-01 | NR | DnDeemed | SWHC046L | None | Ag | Def-GSIA | FuelSubst-Default | None | SWHC046_01_M011 | SWHC046_01_B004 | ExAnte2019 | IOU workpaper | 2020-04-09 | Commercial IEER-rated package heat pump, 240 to 760 kBtu/h IEER13.0 COP3.2 (NR) |  | Deem-WP-FuelSub | Proposed
SDG | 468340 | 2019-12-27 |  | SWHC046-01 | NR | UpDeemed | SWHC046L | None | Ag | Def-GSIA | FuelSubst-Default | None | SWHC046_01_M011 | SWHC046_01_B004 | ExAnte2019 | IOU workpaper | 2020-04-09 | Commercial IEER-rated package heat pump, 240 to 760 kBtu/h IEER13.0 COP3.2 (NR) |  | Deem-WP-FuelSub | Proposed
SDG | 468341 | 2019-12-27 |  | SWHC046-01 | NR | DnDeemDI | SWHC046M | None | Ag | Def-GSIA | FuelSubst-Default | None | SWHC046_01_M012 | SWHC046_01_B005 | ExAnte2019 | IOU workpaper | 2020-04-09 | Commercial IEER-rated package heat pump, 65 to 134 kBtu/h IEER14.0 COP3.4 (NR) |  | Deem-WP-FuelSub | Proposed
SDG | 468342 | 2019-12-27 |  | SWHC046-01 | NR | DnDeemed | SWHC046M | None | Ag | Def-GSIA | FuelSubst-Default | None | SWHC046_01_M012 | SWHC046_01_B005 | ExAnte2019 | IOU workpaper | 2020-04-09 | Commercial IEER-rated package heat pump, 65 to 134 kBtu/h IEER14.0 COP3.4 (NR) |  | Deem-WP-FuelSub | Proposed
SDG | 468343 | 2019-12-27 |  | SWHC046-01 | NR | UpDeemed | SWHC046M | None | Ag | Def-GSIA | FuelSubst-Default | None | SWHC046_01_M012 | SWHC046_01_B005 | ExAnte2019 | IOU workpaper | 2020-04-09 | Commercial IEER-rated package heat pump, 65 to 134 kBtu/h IEER14.0 COP3.4 (NR) |  | Deem-WP-FuelSub | Proposed
SDG | 468344 | 2019-12-27 |  | SWHC046-01 | NR | DnDeemDI | SWHC046N | None | Ag | Def-GSIA | FuelSubst-Default | None | SWHC046_01_M013 | SWHC046_01_B005 | ExAnte2019 | IOU workpaper | 2020-04-09 | Commercial IEER-rated package heat pump, 65 to 134 kBtu/h IEER15.0 COP3.4 (NR) |  | Deem-WP-FuelSub | Proposed
SDG | 468345 | 2019-12-27 |  | SWHC046-01 | NR | DnDeemed | SWHC046N | None | Ag | Def-GSIA | FuelSubst-Default | None | SWHC046_01_M013 | SWHC046_01_B005 | ExAnte2019 | IOU workpaper | 2020-04-09 | Commercial IEER-rated package heat pump, 65 to 134 kBtu/h IEER15.0 COP3.4 (NR) |  | Deem-WP-FuelSub | Proposed
SDG | 468346 | 2019-12-27 |  | SWHC046-01 | NR | UpDeemed | SWHC046N | None | Ag | Def-GSIA | FuelSubst-Default | None | SWHC046_01_M013 | SWHC046_01_B005 | ExAnte2019 | IOU workpaper | 2020-04-09 | Commercial IEER-rated package heat pump, 65 to 134 kBtu/h IEER15.0 COP3.4 (NR) |  | Deem-WP-FuelSub | Proposed
SDG | 468347 | 2019-12-27 |  | SWHC046-01 | AR | DnDeemDI | SWHC046O | None | Ag | Def-GSIA | FuelSubst-Default | None | SWHC046_01_M001 | SWHC046_01_B001 | ExAnte2019 | IOU workpaper | 2020-04-09 | Commercial SEER-rated package heat pump 1 stage, < 65 kBtu/h SEER15 HSPF8.2 (AR) |  | Deem-WP-FuelSub | Proposed
SDG | 468348 | 2019-12-27 |  | SWHC046-01 | AR | DnDeemed | SWHC046O | None | Ag | Def-GSIA | FuelSubst-Default | None | SWHC046_01_M001 | SWHC046_01_B001 | ExAnte2019 | IOU workpaper | 2020-04-09 | Commercial SEER-rated package heat pump 1 stage, < 65 kBtu/h SEER15 HSPF8.2 (AR) |  | Deem-WP-FuelSub | Proposed
SDG | 468349 | 2019-12-27 |  | SWHC046-01 | AR | DnDeemDI | SWHC046P | None | Ag | Def-GSIA | FuelSubst-Default | None | SWHC046_01_M001 | SWHC046_01_B001 | ExAnte2019 | IOU workpaper | 2020-04-09 | Commercial SEER-rated package heat pump 2 stage, < 65 kBtu/h SEER15 HSPF8.2 (AR) |  | Deem-WP-FuelSub | Proposed
SDG | 468350 | 2019-12-27 |  | SWHC046-01 | AR | DnDeemed | SWHC046P | None | Ag | Def-GSIA | FuelSubst-Default | None | SWHC046_01_M001 | SWHC046_01_B001 | ExAnte2019 | IOU workpaper | 2020-04-09 | Commercial SEER-rated package heat pump 2 stage, < 65 kBtu/h SEER15 HSPF8.2 (AR) |  | Deem-WP-FuelSub | Proposed
SDG | 468351 | 2019-12-27 |  | SWHC046-01 | AR | DnDeemDI | SWHC046Q | None | Ag | Def-GSIA | FuelSubst-Default | None | SWHC046_01_M002 | SWHC046_01_B001 | ExAnte2019 | IOU workpaper | 2020-04-09 | Commercial SEER-rated package heat pump, < 65 kBtu/h SEER16 HSPF8.5 (AR) |  | Deem-WP-FuelSub | Proposed
SDG | 468352 | 2019-12-27 |  | SWHC046-01 | AR | DnDeemed | SWHC046Q | None | Ag | Def-GSIA | FuelSubst-Default | None | SWHC046_01_M002 | SWHC046_01_B001 | ExAnte2019 | IOU workpaper | 2020-04-09 | Commercial SEER-rated package heat pump, < 65 kBtu/h SEER16 HSPF8.5 (AR) |  | Deem-WP-FuelSub | Proposed
SDG | 468353 | 2019-12-27 |  | SWHC046-01 | AR | DnDeemDI | SWHC046R | None | Ag | Def-GSIA | FuelSubst-Default | None | SWHC046_01_M003 | SWHC046_01_B001 | ExAnte2019 | IOU workpaper | 2020-04-09 | Commercial SEER-rated package heat pump, < 65 kBtu/h SEER17 HSPF9.0 (AR) |  | Deem-WP-FuelSub | Proposed
SDG | 468354 | 2019-12-27 |  | SWHC046-01 | AR | DnDeemed | SWHC046R | None | Ag | Def-GSIA | FuelSubst-Default | None | SWHC046_01_M003 | SWHC046_01_B001 | ExAnte2019 | IOU workpaper | 2020-04-09 | Commercial SEER-rated package heat pump, < 65 kBtu/h SEER17 HSPF9.0 (AR) |  | Deem-WP-FuelSub | Proposed
SDG | 468355 | 2019-12-27 |  | SWHC046-01 | AR | DnDeemDI | SWHC046S | None | Ag | Def-GSIA | FuelSubst-Default | None | SWHC046_01_M004 | SWHC046_01_B002 | ExAnte2019 | IOU workpaper | 2020-04-09 | Commercial SEER-rated split heat pumps, < 65 kBtu/h SEER15 HSPF8.7 (AR) |  | Deem-WP-FuelSub | Proposed
SDG | 468356 | 2019-12-27 |  | SWHC046-01 | AR | DnDeemed | SWHC046S | None | Ag | Def-GSIA | FuelSubst-Default | None | SWHC046_01_M004 | SWHC046_01_B002 | ExAnte2019 | IOU workpaper | 2020-04-09 | Commercial SEER-rated split heat pumps, < 65 kBtu/h SEER15 HSPF8.7 (AR) |  | Deem-WP-FuelSub | Proposed
SDG | 468357 | 2019-12-27 |  | SWHC046-01 | AR | DnDeemDI | SWHC046T | None | Ag | Def-GSIA | FuelSubst-Default | None | SWHC046_01_M005 | SWHC046_01_B002 | ExAnte2019 | IOU workpaper | 2020-04-09 | Commercial SEER-rated split heat pumps, < 65 kBtu/h SEER16 HSPF9.0 (AR) |  | Deem-WP-FuelSub | Proposed
SDG | 468358 | 2019-12-27 |  | SWHC046-01 | AR | DnDeemed | SWHC046T | None | Ag | Def-GSIA | FuelSubst-Default | None | SWHC046_01_M005 | SWHC046_01_B002 | ExAnte2019 | IOU workpaper | 2020-04-09 | Commercial SEER-rated split heat pumps, < 65 kBtu/h SEER16 HSPF9.0 (AR) |  | Deem-WP-FuelSub | Proposed
SDG | 468359 | 2019-12-27 |  | SWHC046-01 | AR | DnDeemDI | SWHC046U | None | Ag | Def-GSIA | FuelSubst-Default | None | SWHC046_01_M006 | SWHC046_01_B002 | ExAnte2019 | IOU workpaper | 2020-04-09 | Commercial SEER-rated split heat pumps, < 65 kBtu/h SEER17 HSPF9.4 (AR) |  | Deem-WP-FuelSub | Proposed
SDG | 468360 | 2019-12-27 |  | SWHC046-01 | AR | DnDeemed | SWHC046U | None | Ag | Def-GSIA | FuelSubst-Default | None | SWHC046_01_M006 | SWHC046_01_B002 | ExAnte2019 | IOU workpaper | 2020-04-09 | Commercial SEER-rated split heat pumps, < 65 kBtu/h SEER17 HSPF9.4 (AR) |  | Deem-WP-FuelSub | Proposed
SDG | 468361 | 2019-12-27 |  | SWHC046-01 | AR | DnDeemDI | SWHC046V | None | Ag | Def-GSIA | FuelSubst-Default | None | SWHC046_01_M007 | SWHC046_01_B002 | ExAnte2019 | IOU workpaper | 2020-04-09 | Commercial SEER-rated split heat pumps, < 65 kBtu/h SEER18 HSPF9.7 (AR) |  | Deem-WP-FuelSub | Proposed
SDG | 468362 | 2019-12-27 |  | SWHC046-01 | AR | DnDeemed | SWHC046V | None | Ag | Def-GSIA | FuelSubst-Default | None | SWHC046_01_M007 | SWHC046_01_B002 | ExAnte2019 | IOU workpaper | 2020-04-09 | Commercial SEER-rated split heat pumps, < 65 kBtu/h SEER18 HSPF9.7 (AR) |  | Deem-WP-FuelSub | Proposed
SDG | 468363 | 2019-12-27 |  | SWHC046-01 | AR | DnDeemDI | SWHC046W | None | Ag | Def-GSIA | FuelSubst-Default | None | SWHC046_01_M008 | SWHC046_01_B003 | ExAnte2019 | IOU workpaper | 2020-04-09 | Commercial IEER-rated package heat pump, 135 to 239 kBtu/h IEER14.5 COP3.2 (AR) |  | Deem-WP-FuelSub | Proposed
SDG | 468364 | 2019-12-27 |  | SWHC046-01 | AR | DnDeemed | SWHC046W | None | Ag | Def-GSIA | FuelSubst-Default | None | SWHC046_01_M008 | SWHC046_01_B003 | ExAnte2019 | IOU workpaper | 2020-04-09 | Commercial IEER-rated package heat pump, 135 to 239 kBtu/h IEER14.5 COP3.2 (AR) |  | Deem-WP-FuelSub | Proposed
SDG | 468365 | 2019-12-27 |  | SWHC046-01 | AR | DnDeemDI | SWHC046X | None | Ag | Def-GSIA | FuelSubst-Default | None | SWHC046_01_M009 | SWHC046_01_B003 | ExAnte2019 | IOU workpaper | 2020-04-09 | Commercial IEER-rated package heat pump, 135 to 239 kBtu/h IEER15.5 COP3.2 (AR) |  | Deem-WP-FuelSub | Proposed
SDG | 468366 | 2019-12-27 |  | SWHC046-01 | AR | DnDeemed | SWHC046X | None | Ag | Def-GSIA | FuelSubst-Default | None | SWHC046_01_M009 | SWHC046_01_B003 | ExAnte2019 | IOU workpaper | 2020-04-09 | Commercial IEER-rated package heat pump, 135 to 239 kBtu/h IEER15.5 COP3.2 (AR) |  | Deem-WP-FuelSub | Proposed
SDG | 468367 | 2019-12-27 |  | SWHC046-01 | AR | DnDeemDI | SWHC046Y | None | Ag | Def-GSIA | FuelSubst-Default | None | SWHC046_01_M010 | SWHC046_01_B004 | ExAnte2019 | IOU workpaper | 2020-04-09 | Commercial IEER-rated package heat pump, 240 to 760 kBtu/h IEER12.0 COP3.2 (AR) |  | Deem-WP-FuelSub | Proposed
SDG | 468368 | 2019-12-27 |  | SWHC046-01 | AR | DnDeemed | SWHC046Y | None | Ag | Def-GSIA | FuelSubst-Default | None | SWHC046_01_M010 | SWHC046_01_B004 | ExAnte2019 | IOU workpaper | 2020-04-09 | Commercial IEER-rated package heat pump, 240 to 760 kBtu/h IEER12.0 COP3.2 (AR) |  | Deem-WP-FuelSub | Proposed
SDG | 468369 | 2019-12-27 |  | SWHC046-01 | AR | DnDeemDI | SWHC046Z | None | Ag | Def-GSIA | FuelSubst-Default | None | SWHC046_01_M011 | SWHC046_01_B004 | ExAnte2019 | IOU workpaper | 2020-04-09 | Commercial IEER-rated package heat pump, 240 to 760 kBtu/h IEER13.0 COP3.2 (AR) |  | Deem-WP-FuelSub | Proposed
SDG | 468370 | 2019-12-27 |  | SWHC046-01 | AR | DnDeemed | SWHC046Z | None | Ag | Def-GSIA | FuelSubst-Default | None | SWHC046_01_M011 | SWHC046_01_B004 | ExAnte2019 | IOU workpaper | 2020-04-09 | Commercial IEER-rated package heat pump, 240 to 760 kBtu/h IEER13.0 COP3.2 (AR) |  | Deem-WP-FuelSub | Proposed
SDG | 468371 | 2019-12-27 |  | SWHC046-01 | AR | DnDeemDI | SWHC046AA | None | Ag | Def-GSIA | FuelSubst-Default | None | SWHC046_01_M012 | SWHC046_01_B005 | ExAnte2019 | IOU workpaper | 2020-04-09 | Commercial IEER-rated package heat pump, 65 to 134 kBtu/h IEER14.0 COP3.4 (AR) |  | Deem-WP-FuelSub | Proposed
SDG | 468372 | 2019-12-27 |  | SWHC046-01 | AR | DnDeemed | SWHC046AA | None | Ag | Def-GSIA | FuelSubst-Default | None | SWHC046_01_M012 | SWHC046_01_B005 | ExAnte2019 | IOU workpaper | 2020-04-09 | Commercial IEER-rated package heat pump, 65 to 134 kBtu/h IEER14.0 COP3.4 (AR) |  | Deem-WP-FuelSub | Proposed
SDG | 468373 | 2019-12-27 |  | SWHC046-01 | AR | DnDeemDI | SWHC046AB | None | Ag | Def-GSIA | FuelSubst-Default | None | SWHC046_01_M013 | SWHC046_01_B005 | ExAnte2019 | IOU workpaper | 2020-04-09 | Commercial IEER-rated package heat pump, 65 to 134 kBtu/h IEER15.0 COP3.4 (AR) |  | Deem-WP-FuelSub | Proposed
SDG | 468374 | 2019-12-27 |  | SWHC046-01 | AR | DnDeemed | SWHC046AB | None | Ag | Def-GSIA | FuelSubst-Default | None | SWHC046_01_M013 | SWHC046_01_B005 | ExAnte2019 | IOU workpaper | 2020-04-09 | Commercial IEER-rated package heat pump, 65 to 134 kBtu/h IEER15.0 COP3.4 (AR) |  | Deem-WP-FuelSub | Proposed
SDG | 468375 | 2019-12-27 |  | SWHC046-01 | NC | DnDeemDI | SWHC046AC | None | Ag | Def-GSIA | FuelSubst-Default | None | SWHC046_01_M001 | SWHC046_01_B001 | ExAnte2019 | IOU workpaper | 2020-04-09 | Commercial SEER-rated package heat pump 1 stage, < 65 kBtu/h SEER15 HSPF8.2 (NC) |  | Deem-WP-FuelSub | Proposed
SDG | 468376 | 2019-12-27 |  | SWHC046-01 | NC | DnDeemed | SWHC046AC | None | Ag | Def-GSIA | FuelSubst-Default | None | SWHC046_01_M001 | SWHC046_01_B001 | ExAnte2019 | IOU workpaper | 2020-04-09 | Commercial SEER-rated package heat pump 1 stage, < 65 kBtu/h SEER15 HSPF8.2 (NC) |  | Deem-WP-FuelSub | Proposed
SDG | 468377 | 2019-12-27 |  | SWHC046-01 | NC | DnDeemDI | SWHC046AD | None | Ag | Def-GSIA | FuelSubst-Default | None | SWHC046_01_M001 | SWHC046_01_B001 | ExAnte2019 | IOU workpaper | 2020-04-09 | Commercial SEER-rated package heat pump 2 stage, < 65 kBtu/h SEER15 HSPF8.2 (NC) |  | Deem-WP-FuelSub | Proposed
SDG | 468378 | 2019-12-27 |  | SWHC046-01 | NC | DnDeemed | SWHC046AD | None | Ag | Def-GSIA | FuelSubst-Default | None | SWHC046_01_M001 | SWHC046_01_B001 | ExAnte2019 | IOU workpaper | 2020-04-09 | Commercial SEER-rated package heat pump 2 stage, < 65 kBtu/h SEER15 HSPF8.2 (NC) |  | Deem-WP-FuelSub | Proposed
SDG | 468379 | 2019-12-27 |  | SWHC046-01 | NC | DnDeemDI | SWHC046AE | None | Ag | Def-GSIA | FuelSubst-Default | None | SWHC046_01_M002 | SWHC046_01_B001 | ExAnte2019 | IOU workpaper | 2020-04-09 | Commercial SEER-rated package heat pump, < 65 kBtu/h SEER16 HSPF8.5 (NC) |  | Deem-WP-FuelSub | Proposed
SDG | 468380 | 2019-12-27 |  | SWHC046-01 | NC | DnDeemed | SWHC046AE | None | Ag | Def-GSIA | FuelSubst-Default | None | SWHC046_01_M002 | SWHC046_01_B001 | ExAnte2019 | IOU workpaper | 2020-04-09 | Commercial SEER-rated package heat pump, < 65 kBtu/h SEER16 HSPF8.5 (NC) |  | Deem-WP-FuelSub | Proposed
SDG | 468381 | 2019-12-27 |  | SWHC046-01 | NC | DnDeemDI | SWHC046AF | None | Ag | Def-GSIA | FuelSubst-Default | None | SWHC046_01_M003 | SWHC046_01_B001 | ExAnte2019 | IOU workpaper | 2020-04-09 | Commercial SEER-rated package heat pump, < 65 kBtu/h SEER17 HSPF9.0 (NC) |  | Deem-WP-FuelSub | Proposed
SDG | 468382 | 2019-12-27 |  | SWHC046-01 | NC | DnDeemed | SWHC046AF | None | Ag | Def-GSIA | FuelSubst-Default | None | SWHC046_01_M003 | SWHC046_01_B001 | ExAnte2019 | IOU workpaper | 2020-04-09 | Commercial SEER-rated package heat pump, < 65 kBtu/h SEER17 HSPF9.0 (NC) |  | Deem-WP-FuelSub | Proposed
SDG | 468383 | 2019-12-27 |  | SWHC046-01 | NC | DnDeemDI | SWHC046AG | None | Ag | Def-GSIA | FuelSubst-Default | None | SWHC046_01_M004 | SWHC046_01_B002 | ExAnte2019 | IOU workpaper | 2020-04-09 | Commercial SEER-rated split heat pumps, < 65 kBtu/h SEER15 HSPF8.7 (NC) |  | Deem-WP-FuelSub | Proposed
SDG | 468384 | 2019-12-27 |  | SWHC046-01 | NC | DnDeemed | SWHC046AG | None | Ag | Def-GSIA | FuelSubst-Default | None | SWHC046_01_M004 | SWHC046_01_B002 | ExAnte2019 | IOU workpaper | 2020-04-09 | Commercial SEER-rated split heat pumps, < 65 kBtu/h SEER15 HSPF8.7 (NC) |  | Deem-WP-FuelSub | Proposed
SDG | 468385 | 2019-12-27 |  | SWHC046-01 | NC | DnDeemDI | SWHC046AH | None | Ag | Def-GSIA | FuelSubst-Default | None | SWHC046_01_M005 | SWHC046_01_B002 | ExAnte2019 | IOU workpaper | 2020-04-09 | Commercial SEER-rated split heat pumps, < 65 kBtu/h SEER16 HSPF9.0 (NC) |  | Deem-WP-FuelSub | Proposed
SDG | 468386 | 2019-12-27 |  | SWHC046-01 | NC | DnDeemed | SWHC046AH | None | Ag | Def-GSIA | FuelSubst-Default | None | SWHC046_01_M005 | SWHC046_01_B002 | ExAnte2019 | IOU workpaper | 2020-04-09 | Commercial SEER-rated split heat pumps, < 65 kBtu/h SEER16 HSPF9.0 (NC) |  | Deem-WP-FuelSub | Proposed
SDG | 468387 | 2019-12-27 |  | SWHC046-01 | NC | DnDeemDI | SWHC046AI | None | Ag | Def-GSIA | FuelSubst-Default | None | SWHC046_01_M006 | SWHC046_01_B002 | ExAnte2019 | IOU workpaper | 2020-04-09 | Commercial SEER-rated split heat pumps, < 65 kBtu/h SEER17 HSPF9.4 (NC) |  | Deem-WP-FuelSub | Proposed
SDG | 468388 | 2019-12-27 |  | SWHC046-01 | NC | DnDeemed | SWHC046AI | None | Ag | Def-GSIA | FuelSubst-Default | None | SWHC046_01_M006 | SWHC046_01_B002 | ExAnte2019 | IOU workpaper | 2020-04-09 | Commercial SEER-rated split heat pumps, < 65 kBtu/h SEER17 HSPF9.4 (NC) |  | Deem-WP-FuelSub | Proposed
SDG | 468389 | 2019-12-27 |  | SWHC046-01 | NC | DnDeemDI | SWHC046AJ | None | Ag | Def-GSIA | FuelSubst-Default | None | SWHC046_01_M007 | SWHC046_01_B002 | ExAnte2019 | IOU workpaper | 2020-04-09 | Commercial SEER-rated split heat pumps, < 65 kBtu/h SEER18 HSPF9.7 (NC) |  | Deem-WP-FuelSub | Proposed
SDG | 468390 | 2019-12-27 |  | SWHC046-01 | NC | DnDeemed | SWHC046AJ | None | Ag | Def-GSIA | FuelSubst-Default | None | SWHC046_01_M007 | SWHC046_01_B002 | ExAnte2019 | IOU workpaper | 2020-04-09 | Commercial SEER-rated split heat pumps, < 65 kBtu/h SEER18 HSPF9.7 (NC) |  | Deem-WP-FuelSub | Proposed
SDG | 468391 | 2019-12-27 |  | SWHC046-01 | NC | DnDeemDI | SWHC046AK | None | Ag | Def-GSIA | FuelSubst-Default | None | SWHC046_01_M008 | SWHC046_01_B003 | ExAnte2019 | IOU workpaper | 2020-04-09 | Commercial IEER-rated package heat pump, 135 to 239 kBtu/h IEER14.5 COP3.2 (NC) |  | Deem-WP-FuelSub | Proposed
SDG | 468392 | 2019-12-27 |  | SWHC046-01 | NC | DnDeemed | SWHC046AK | None | Ag | Def-GSIA | FuelSubst-Default | None | SWHC046_01_M008 | SWHC046_01_B003 | ExAnte2019 | IOU workpaper | 2020-04-09 | Commercial IEER-rated package heat pump, 135 to 239 kBtu/h IEER14.5 COP3.2 (NC) |  | Deem-WP-FuelSub | Proposed
SDG | 468393 | 2019-12-27 |  | SWHC046-01 | NC | DnDeemDI | SWHC046AL | None | Ag | Def-GSIA | FuelSubst-Default | None | SWHC046_01_M009 | SWHC046_01_B003 | ExAnte2019 | IOU workpaper | 2020-04-09 | Commercial IEER-rated package heat pump, 135 to 239 kBtu/h IEER15.5 COP3.2 (NC) |  | Deem-WP-FuelSub | Proposed
SDG | 468394 | 2019-12-27 |  | SWHC046-01 | NC | DnDeemed | SWHC046AL | None | Ag | Def-GSIA | FuelSubst-Default | None | SWHC046_01_M009 | SWHC046_01_B003 | ExAnte2019 | IOU workpaper | 2020-04-09 | Commercial IEER-rated package heat pump, 135 to 239 kBtu/h IEER15.5 COP3.2 (NC) |  | Deem-WP-FuelSub | Proposed
SDG | 468395 | 2019-12-27 |  | SWHC046-01 | NC | DnDeemDI | SWHC046AM | None | Ag | Def-GSIA | FuelSubst-Default | None | SWHC046_01_M010 | SWHC046_01_B004 | ExAnte2019 | IOU workpaper | 2020-04-09 | Commercial IEER-rated package heat pump, 240 to 760 kBtu/h IEER12.0 COP3.2 (NC) |  | Deem-WP-FuelSub | Proposed
SDG | 468396 | 2019-12-27 |  | SWHC046-01 | NC | DnDeemed | SWHC046AM | None | Ag | Def-GSIA | FuelSubst-Default | None | SWHC046_01_M010 | SWHC046_01_B004 | ExAnte2019 | IOU workpaper | 2020-04-09 | Commercial IEER-rated package heat pump, 240 to 760 kBtu/h IEER12.0 COP3.2 (NC) |  | Deem-WP-FuelSub | Proposed
SDG | 468397 | 2019-12-27 |  | SWHC046-01 | NC | DnDeemDI | SWHC046AN | None | Ag | Def-GSIA | FuelSubst-Default | None | SWHC046_01_M011 | SWHC046_01_B004 | ExAnte2019 | IOU workpaper | 2020-04-09 | Commercial IEER-rated package heat pump, 240 to 760 kBtu/h IEER13.0 COP3.2 (NC) |  | Deem-WP-FuelSub | Proposed
SDG | 468398 | 2019-12-27 |  | SWHC046-01 | NC | DnDeemed | SWHC046AN | None | Ag | Def-GSIA | FuelSubst-Default | None | SWHC046_01_M011 | SWHC046_01_B004 | ExAnte2019 | IOU workpaper | 2020-04-09 | Commercial IEER-rated package heat pump, 240 to 760 kBtu/h IEER13.0 COP3.2 (NC) |  | Deem-WP-FuelSub | Proposed
SDG | 468399 | 2019-12-27 |  | SWHC046-01 | NC | DnDeemDI | SWHC046AO | None | Ag | Def-GSIA | FuelSubst-Default | None | SWHC046_01_M012 | SWHC046_01_B005 | ExAnte2019 | IOU workpaper | 2020-04-09 | Commercial IEER-rated package heat pump, 65 to 134 kBtu/h IEER14.0 COP3.4 (NC) |  | Deem-WP-FuelSub | Proposed
SDG | 468400 | 2019-12-27 |  | SWHC046-01 | NC | DnDeemed | SWHC046AO | None | Ag | Def-GSIA | FuelSubst-Default | None | SWHC046_01_M012 | SWHC046_01_B005 | ExAnte2019 | IOU workpaper | 2020-04-09 | Commercial IEER-rated package heat pump, 65 to 134 kBtu/h IEER14.0 COP3.4 (NC) |  | Deem-WP-FuelSub | Proposed
SDG | 468401 | 2019-12-27 |  | SWHC046-01 | NC | DnDeemDI | SWHC046AP | None | Ag | Def-GSIA | FuelSubst-Default | None | SWHC046_01_M013 | SWHC046_01_B005 | ExAnte2019 | IOU workpaper | 2020-04-09 | Commercial IEER-rated package heat pump, 65 to 134 kBtu/h IEER15.0 COP3.4 (NC) |  | Deem-WP-FuelSub | Proposed
SDG | 468402 | 2019-12-27 |  | SWHC046-01 | NC | DnDeemed | SWHC046AP | None | Ag | Def-GSIA | FuelSubst-Default | None | SWHC046_01_M013 | SWHC046_01_B005 | ExAnte2019 | IOU workpaper | 2020-04-09 | Commercial IEER-rated package heat pump, 65 to 134 kBtu/h IEER15.0 COP3.4 (NC) |  | Deem-WP-FuelSub | Proposed
SDG | 468305 | 2019-12-27 |  | SWHC046-01 | NR | DnDeemDI | SWHC046A | None | Com | Def-GSIA | FuelSubst-Default | None | SWHC046_01_M001 | SWHC046_01_B001 | ExAnte2019 | IOU workpaper | 2020-04-09 | Commercial SEER-rated package heat pump 1 stage, < 65 kBtu/h SEER15 HSPF8.2 (NR) |  | Deem-WP-FuelSub | Proposed
SDG | 468306 | 2019-12-27 |  | SWHC046-01 | NR | DnDeemed | SWHC046A | None | Com | Def-GSIA | FuelSubst-Default | None | SWHC046_01_M001 | SWHC046_01_B001 | ExAnte2019 | IOU workpaper | 2020-04-09 | Commercial SEER-rated package heat pump 1 stage, < 65 kBtu/h SEER15 HSPF8.2 (NR) |  | Deem-WP-FuelSub | Proposed
SDG | 468307 | 2019-12-27 |  | SWHC046-01 | NR | UpDeemed | SWHC046A | None | Com | Def-GSIA | FuelSubst-Default | None | SWHC046_01_M001 | SWHC046_01_B001 | ExAnte2019 | IOU workpaper | 2020-04-09 | Commercial SEER-rated package heat pump 1 stage, < 65 kBtu/h SEER15 HSPF8.2 (NR) |  | Deem-WP-FuelSub | Proposed
SDG | 468308 | 2019-12-27 |  | SWHC046-01 | NR | DnDeemDI | SWHC046B | None | Com | Def-GSIA | FuelSubst-Default | None | SWHC046_01_M001 | SWHC046_01_B001 | ExAnte2019 | IOU workpaper | 2020-04-09 | Commercial SEER-rated package heat pump 2 stage, < 65 kBtu/h SEER15 HSPF8.2 (NR) |  | Deem-WP-FuelSub | Proposed
SDG | 468309 | 2019-12-27 |  | SWHC046-01 | NR | DnDeemed | SWHC046B | None | Com | Def-GSIA | FuelSubst-Default | None | SWHC046_01_M001 | SWHC046_01_B001 | ExAnte2019 | IOU workpaper | 2020-04-09 | Commercial SEER-rated package heat pump 2 stage, < 65 kBtu/h SEER15 HSPF8.2 (NR) |  | Deem-WP-FuelSub | Proposed
SDG | 468310 | 2019-12-27 |  | SWHC046-01 | NR | UpDeemed | SWHC046B | None | Com | Def-GSIA | FuelSubst-Default | None | SWHC046_01_M001 | SWHC046_01_B001 | ExAnte2019 | IOU workpaper | 2020-04-09 | Commercial SEER-rated package heat pump 2 stage, < 65 kBtu/h SEER15 HSPF8.2 (NR) |  | Deem-WP-FuelSub | Proposed
SDG | 468311 | 2019-12-27 |  | SWHC046-01 | NR | DnDeemDI | SWHC046C | None | Com | Def-GSIA | FuelSubst-Default | None | SWHC046_01_M002 | SWHC046_01_B001 | ExAnte2019 | IOU workpaper | 2020-04-09 | Commercial SEER-rated package heat pump, < 65 kBtu/h SEER16 HSPF8.5 (NR) |  | Deem-WP-FuelSub | Proposed
SDG | 468312 | 2019-12-27 |  | SWHC046-01 | NR | DnDeemed | SWHC046C | None | Com | Def-GSIA | FuelSubst-Default | None | SWHC046_01_M002 | SWHC046_01_B001 | ExAnte2019 | IOU workpaper | 2020-04-09 | Commercial SEER-rated package heat pump, < 65 kBtu/h SEER16 HSPF8.5 (NR) |  | Deem-WP-FuelSub | Proposed
SDG | 468313 | 2019-12-27 |  | SWHC046-01 | NR | UpDeemed | SWHC046C | None | Com | Def-GSIA | FuelSubst-Default | None | SWHC046_01_M002 | SWHC046_01_B001 | ExAnte2019 | IOU workpaper | 2020-04-09 | Commercial SEER-rated package heat pump, < 65 kBtu/h SEER16 HSPF8.5 (NR) |  | Deem-WP-FuelSub | Proposed
SDG | 468314 | 2019-12-27 |  | SWHC046-01 | NR | DnDeemDI | SWHC046D | None | Com | Def-GSIA | FuelSubst-Default | None | SWHC046_01_M003 | SWHC046_01_B001 | ExAnte2019 | IOU workpaper | 2020-04-09 | Commercial SEER-rated package heat pump, < 65 kBtu/h SEER17 HSPF9.0 (NR) |  | Deem-WP-FuelSub | Proposed
SDG | 468315 | 2019-12-27 |  | SWHC046-01 | NR | DnDeemed | SWHC046D | None | Com | Def-GSIA | FuelSubst-Default | None | SWHC046_01_M003 | SWHC046_01_B001 | ExAnte2019 | IOU workpaper | 2020-04-09 | Commercial SEER-rated package heat pump, < 65 kBtu/h SEER17 HSPF9.0 (NR) |  | Deem-WP-FuelSub | Proposed
SDG | 468316 | 2019-12-27 |  | SWHC046-01 | NR | UpDeemed | SWHC046D | None | Com | Def-GSIA | FuelSubst-Default | None | SWHC046_01_M003 | SWHC046_01_B001 | ExAnte2019 | IOU workpaper | 2020-04-09 | Commercial SEER-rated package heat pump, < 65 kBtu/h SEER17 HSPF9.0 (NR) |  | Deem-WP-FuelSub | Proposed
SDG | 468317 | 2019-12-27 |  | SWHC046-01 | NR | DnDeemDI | SWHC046E | None | Com | Def-GSIA | FuelSubst-Default | None | SWHC046_01_M004 | SWHC046_01_B002 | ExAnte2019 | IOU workpaper | 2020-04-09 | Commercial SEER-rated split heat pumps, < 65 kBtu/h SEER15 HSPF8.7 (NR) |  | Deem-WP-FuelSub | Proposed
SDG | 468318 | 2019-12-27 |  | SWHC046-01 | NR | DnDeemed | SWHC046E | None | Com | Def-GSIA | FuelSubst-Default | None | SWHC046_01_M004 | SWHC046_01_B002 | ExAnte2019 | IOU workpaper | 2020-04-09 | Commercial SEER-rated split heat pumps, < 65 kBtu/h SEER15 HSPF8.7 (NR) |  | Deem-WP-FuelSub | Proposed
SDG | 468319 | 2019-12-27 |  | SWHC046-01 | NR | UpDeemed | SWHC046E | None | Com | Def-GSIA | FuelSubst-Default | None | SWHC046_01_M004 | SWHC046_01_B002 | ExAnte2019 | IOU workpaper | 2020-04-09 | Commercial SEER-rated split heat pumps, < 65 kBtu/h SEER15 HSPF8.7 (NR) |  | Deem-WP-FuelSub | Proposed
SDG | 468320 | 2019-12-27 |  | SWHC046-01 | NR | DnDeemDI | SWHC046F | None | Com | Def-GSIA | FuelSubst-Default | None | SWHC046_01_M005 | SWHC046_01_B002 | ExAnte2019 | IOU workpaper | 2020-04-09 | Commercial SEER-rated split heat pumps, < 65 kBtu/h SEER16 HSPF9.0 (NR) |  | Deem-WP-FuelSub | Proposed
SDG | 468321 | 2019-12-27 |  | SWHC046-01 | NR | DnDeemed | SWHC046F | None | Com | Def-GSIA | FuelSubst-Default | None | SWHC046_01_M005 | SWHC046_01_B002 | ExAnte2019 | IOU workpaper | 2020-04-09 | Commercial SEER-rated split heat pumps, < 65 kBtu/h SEER16 HSPF9.0 (NR) |  | Deem-WP-FuelSub | Proposed
SDG | 468322 | 2019-12-27 |  | SWHC046-01 | NR | UpDeemed | SWHC046F | None | Com | Def-GSIA | FuelSubst-Default | None | SWHC046_01_M005 | SWHC046_01_B002 | ExAnte2019 | IOU workpaper | 2020-04-09 | Commercial SEER-rated split heat pumps, < 65 kBtu/h SEER16 HSPF9.0 (NR) |  | Deem-WP-FuelSub | Proposed
SDG | 468323 | 2019-12-27 |  | SWHC046-01 | NR | DnDeemDI | SWHC046G | None | Com | Def-GSIA | FuelSubst-Default | None | SWHC046_01_M006 | SWHC046_01_B002 | ExAnte2019 | IOU workpaper | 2020-04-09 | Commercial SEER-rated split heat pumps, < 65 kBtu/h SEER17 HSPF9.4 (NR) |  | Deem-WP-FuelSub | Proposed
SDG | 468324 | 2019-12-27 |  | SWHC046-01 | NR | DnDeemed | SWHC046G | None | Com | Def-GSIA | FuelSubst-Default | None | SWHC046_01_M006 | SWHC046_01_B002 | ExAnte2019 | IOU workpaper | 2020-04-09 | Commercial SEER-rated split heat pumps, < 65 kBtu/h SEER17 HSPF9.4 (NR) |  | Deem-WP-FuelSub | Proposed
SDG | 468325 | 2019-12-27 |  | SWHC046-01 | NR | UpDeemed | SWHC046G | None | Com | Def-GSIA | FuelSubst-Default | None | SWHC046_01_M006 | SWHC046_01_B002 | ExAnte2019 | IOU workpaper | 2020-04-09 | Commercial SEER-rated split heat pumps, < 65 kBtu/h SEER17 HSPF9.4 (NR) |  | Deem-WP-FuelSub | Proposed
SDG | 468326 | 2019-12-27 |  | SWHC046-01 | NR | DnDeemDI | SWHC046H | None | Com | Def-GSIA | FuelSubst-Default | None | SWHC046_01_M007 | SWHC046_01_B002 | ExAnte2019 | IOU workpaper | 2020-04-09 | Commercial SEER-rated split heat pumps, < 65 kBtu/h SEER18 HSPF9.7 (NR) |  | Deem-WP-FuelSub | Proposed
SDG | 468327 | 2019-12-27 |  | SWHC046-01 | NR | DnDeemed | SWHC046H | None | Com | Def-GSIA | FuelSubst-Default | None | SWHC046_01_M007 | SWHC046_01_B002 | ExAnte2019 | IOU workpaper | 2020-04-09 | Commercial SEER-rated split heat pumps, < 65 kBtu/h SEER18 HSPF9.7 (NR) |  | Deem-WP-FuelSub | Proposed
SDG | 468328 | 2019-12-27 |  | SWHC046-01 | NR | UpDeemed | SWHC046H | None | Com | Def-GSIA | FuelSubst-Default | None | SWHC046_01_M007 | SWHC046_01_B002 | ExAnte2019 | IOU workpaper | 2020-04-09 | Commercial SEER-rated split heat pumps, < 65 kBtu/h SEER18 HSPF9.7 (NR) |  | Deem-WP-FuelSub | Proposed
SDG | 468329 | 2019-12-27 |  | SWHC046-01 | NR | DnDeemDI | SWHC046I | None | Com | Def-GSIA | FuelSubst-Default | None | SWHC046_01_M008 | SWHC046_01_B003 | ExAnte2019 | IOU workpaper | 2020-04-09 | Commercial IEER-rated package heat pump, 135 to 239 kBtu/h IEER14.5 COP3.2 (NR) |  | Deem-WP-FuelSub | Proposed
SDG | 468330 | 2019-12-27 |  | SWHC046-01 | NR | DnDeemed | SWHC046I | None | Com | Def-GSIA | FuelSubst-Default | None | SWHC046_01_M008 | SWHC046_01_B003 | ExAnte2019 | IOU workpaper | 2020-04-09 | Commercial IEER-rated package heat pump, 135 to 239 kBtu/h IEER14.5 COP3.2 (NR) |  | Deem-WP-FuelSub | Proposed
SDG | 468331 | 2019-12-27 |  | SWHC046-01 | NR | UpDeemed | SWHC046I | None | Com | Def-GSIA | FuelSubst-Default | None | SWHC046_01_M008 | SWHC046_01_B003 | ExAnte2019 | IOU workpaper | 2020-04-09 | Commercial IEER-rated package heat pump, 135 to 239 kBtu/h IEER14.5 COP3.2 (NR) |  | Deem-WP-FuelSub | Proposed
SDG | 468332 | 2019-12-27 |  | SWHC046-01 | NR | DnDeemDI | SWHC046J | None | Com | Def-GSIA | FuelSubst-Default | None | SWHC046_01_M009 | SWHC046_01_B003 | ExAnte2019 | IOU workpaper | 2020-04-09 | Commercial IEER-rated package heat pump, 135 to 239 kBtu/h IEER15.5 COP3.2 (NR) |  | Deem-WP-FuelSub | Proposed
SDG | 468333 | 2019-12-27 |  | SWHC046-01 | NR | DnDeemed | SWHC046J | None | Com | Def-GSIA | FuelSubst-Default | None | SWHC046_01_M009 | SWHC046_01_B003 | ExAnte2019 | IOU workpaper | 2020-04-09 | Commercial IEER-rated package heat pump, 135 to 239 kBtu/h IEER15.5 COP3.2 (NR) |  | Deem-WP-FuelSub | Proposed
SDG | 468334 | 2019-12-27 |  | SWHC046-01 | NR | UpDeemed | SWHC046J | None | Com | Def-GSIA | FuelSubst-Default | None | SWHC046_01_M009 | SWHC046_01_B003 | ExAnte2019 | IOU workpaper | 2020-04-09 | Commercial IEER-rated package heat pump, 135 to 239 kBtu/h IEER15.5 COP3.2 (NR) |  | Deem-WP-FuelSub | Proposed
SDG | 468335 | 2019-12-27 |  | SWHC046-01 | NR | DnDeemDI | SWHC046K | None | Com | Def-GSIA | FuelSubst-Default | None | SWHC046_01_M010 | SWHC046_01_B004 | ExAnte2019 | IOU workpaper | 2020-04-09 | Commercial IEER-rated package heat pump, 240 to 760 kBtu/h IEER12.0 COP3.2 (NR) |  | Deem-WP-FuelSub | Proposed
SDG | 468336 | 2019-12-27 |  | SWHC046-01 | NR | DnDeemed | SWHC046K | None | Com | Def-GSIA | FuelSubst-Default | None | SWHC046_01_M010 | SWHC046_01_B004 | ExAnte2019 | IOU workpaper | 2020-04-09 | Commercial IEER-rated package heat pump, 240 to 760 kBtu/h IEER12.0 COP3.2 (NR) |  | Deem-WP-FuelSub | Proposed
SDG | 468337 | 2019-12-27 |  | SWHC046-01 | NR | UpDeemed | SWHC046K | None | Com | Def-GSIA | FuelSubst-Default | None | SWHC046_01_M010 | SWHC046_01_B004 | ExAnte2019 | IOU workpaper | 2020-04-09 | Commercial IEER-rated package heat pump, 240 to 760 kBtu/h IEER12.0 COP3.2 (NR) |  | Deem-WP-FuelSub | Proposed
SDG | 468338 | 2019-12-27 |  | SWHC046-01 | NR | DnDeemDI | SWHC046L | None | Com | Def-GSIA | FuelSubst-Default | None | SWHC046_01_M011 | SWHC046_01_B004 | ExAnte2019 | IOU workpaper | 2020-04-09 | Commercial IEER-rated package heat pump, 240 to 760 kBtu/h IEER13.0 COP3.2 (NR) |  | Deem-WP-FuelSub | Proposed
SDG | 468339 | 2019-12-27 |  | SWHC046-01 | NR | DnDeemed | SWHC046L | None | Com | Def-GSIA | FuelSubst-Default | None | SWHC046_01_M011 | SWHC046_01_B004 | ExAnte2019 | IOU workpaper | 2020-04-09 | Commercial IEER-rated package heat pump, 240 to 760 kBtu/h IEER13.0 COP3.2 (NR) |  | Deem-WP-FuelSub | Proposed
SDG | 468340 | 2019-12-27 |  | SWHC046-01 | NR | UpDeemed | SWHC046L | None | Com | Def-GSIA | FuelSubst-Default | None | SWHC046_01_M011 | SWHC046_01_B004 | ExAnte2019 | IOU workpaper | 2020-04-09 | Commercial IEER-rated package heat pump, 240 to 760 kBtu/h IEER13.0 COP3.2 (NR) |  | Deem-WP-FuelSub | Proposed
SDG | 468341 | 2019-12-27 |  | SWHC046-01 | NR | DnDeemDI | SWHC046M | None | Com | Def-GSIA | FuelSubst-Default | None | SWHC046_01_M012 | SWHC046_01_B005 | ExAnte2019 | IOU workpaper | 2020-04-09 | Commercial IEER-rated package heat pump, 65 to 134 kBtu/h IEER14.0 COP3.4 (NR) |  | Deem-WP-FuelSub | Proposed
SDG | 468342 | 2019-12-27 |  | SWHC046-01 | NR | DnDeemed | SWHC046M | None | Com | Def-GSIA | FuelSubst-Default | None | SWHC046_01_M012 | SWHC046_01_B005 | ExAnte2019 | IOU workpaper | 2020-04-09 | Commercial IEER-rated package heat pump, 65 to 134 kBtu/h IEER14.0 COP3.4 (NR) |  | Deem-WP-FuelSub | Proposed
SDG | 468343 | 2019-12-27 |  | SWHC046-01 | NR | UpDeemed | SWHC046M | None | Com | Def-GSIA | FuelSubst-Default | None | SWHC046_01_M012 | SWHC046_01_B005 | ExAnte2019 | IOU workpaper | 2020-04-09 | Commercial IEER-rated package heat pump, 65 to 134 kBtu/h IEER14.0 COP3.4 (NR) |  | Deem-WP-FuelSub | Proposed
SDG | 468344 | 2019-12-27 |  | SWHC046-01 | NR | DnDeemDI | SWHC046N | None | Com | Def-GSIA | FuelSubst-Default | None | SWHC046_01_M013 | SWHC046_01_B005 | ExAnte2019 | IOU workpaper | 2020-04-09 | Commercial IEER-rated package heat pump, 65 to 134 kBtu/h IEER15.0 COP3.4 (NR) |  | Deem-WP-FuelSub | Proposed
SDG | 468345 | 2019-12-27 |  | SWHC046-01 | NR | DnDeemed | SWHC046N | None | Com | Def-GSIA | FuelSubst-Default | None | SWHC046_01_M013 | SWHC046_01_B005 | ExAnte2019 | IOU workpaper | 2020-04-09 | Commercial IEER-rated package heat pump, 65 to 134 kBtu/h IEER15.0 COP3.4 (NR) |  | Deem-WP-FuelSub | Proposed
SDG | 468346 | 2019-12-27 |  | SWHC046-01 | NR | UpDeemed | SWHC046N | None | Com | Def-GSIA | FuelSubst-Default | None | SWHC046_01_M013 | SWHC046_01_B005 | ExAnte2019 | IOU workpaper | 2020-04-09 | Commercial IEER-rated package heat pump, 65 to 134 kBtu/h IEER15.0 COP3.4 (NR) |  | Deem-WP-FuelSub | Proposed
SDG | 468347 | 2019-12-27 |  | SWHC046-01 | AR | DnDeemDI | SWHC046O | None | Com | Def-GSIA | FuelSubst-Default | None | SWHC046_01_M001 | SWHC046_01_B001 | ExAnte2019 | IOU workpaper | 2020-04-09 | Commercial SEER-rated package heat pump 1 stage, < 65 kBtu/h SEER15 HSPF8.2 (AR) |  | Deem-WP-FuelSub | Proposed
SDG | 468348 | 2019-12-27 |  | SWHC046-01 | AR | DnDeemed | SWHC046O | None | Com | Def-GSIA | FuelSubst-Default | None | SWHC046_01_M001 | SWHC046_01_B001 | ExAnte2019 | IOU workpaper | 2020-04-09 | Commercial SEER-rated package heat pump 1 stage, < 65 kBtu/h SEER15 HSPF8.2 (AR) |  | Deem-WP-FuelSub | Proposed
SDG | 468349 | 2019-12-27 |  | SWHC046-01 | AR | DnDeemDI | SWHC046P | None | Com | Def-GSIA | FuelSubst-Default | None | SWHC046_01_M001 | SWHC046_01_B001 | ExAnte2019 | IOU workpaper | 2020-04-09 | Commercial SEER-rated package heat pump 2 stage, < 65 kBtu/h SEER15 HSPF8.2 (AR) |  | Deem-WP-FuelSub | Proposed
SDG | 468350 | 2019-12-27 |  | SWHC046-01 | AR | DnDeemed | SWHC046P | None | Com | Def-GSIA | FuelSubst-Default | None | SWHC046_01_M001 | SWHC046_01_B001 | ExAnte2019 | IOU workpaper | 2020-04-09 | Commercial SEER-rated package heat pump 2 stage, < 65 kBtu/h SEER15 HSPF8.2 (AR) |  | Deem-WP-FuelSub | Proposed
SDG | 468351 | 2019-12-27 |  | SWHC046-01 | AR | DnDeemDI | SWHC046Q | None | Com | Def-GSIA | FuelSubst-Default | None | SWHC046_01_M002 | SWHC046_01_B001 | ExAnte2019 | IOU workpaper | 2020-04-09 | Commercial SEER-rated package heat pump, < 65 kBtu/h SEER16 HSPF8.5 (AR) |  | Deem-WP-FuelSub | Proposed
SDG | 468352 | 2019-12-27 |  | SWHC046-01 | AR | DnDeemed | SWHC046Q | None | Com | Def-GSIA | FuelSubst-Default | None | SWHC046_01_M002 | SWHC046_01_B001 | ExAnte2019 | IOU workpaper | 2020-04-09 | Commercial SEER-rated package heat pump, < 65 kBtu/h SEER16 HSPF8.5 (AR) |  | Deem-WP-FuelSub | Proposed
SDG | 468353 | 2019-12-27 |  | SWHC046-01 | AR | DnDeemDI | SWHC046R | None | Com | Def-GSIA | FuelSubst-Default | None | SWHC046_01_M003 | SWHC046_01_B001 | ExAnte2019 | IOU workpaper | 2020-04-09 | Commercial SEER-rated package heat pump, < 65 kBtu/h SEER17 HSPF9.0 (AR) |  | Deem-WP-FuelSub | Proposed
SDG | 468354 | 2019-12-27 |  | SWHC046-01 | AR | DnDeemed | SWHC046R | None | Com | Def-GSIA | FuelSubst-Default | None | SWHC046_01_M003 | SWHC046_01_B001 | ExAnte2019 | IOU workpaper | 2020-04-09 | Commercial SEER-rated package heat pump, < 65 kBtu/h SEER17 HSPF9.0 (AR) |  | Deem-WP-FuelSub | Proposed
SDG | 468355 | 2019-12-27 |  | SWHC046-01 | AR | DnDeemDI | SWHC046S | None | Com | Def-GSIA | FuelSubst-Default | None | SWHC046_01_M004 | SWHC046_01_B002 | ExAnte2019 | IOU workpaper | 2020-04-09 | Commercial SEER-rated split heat pumps, < 65 kBtu/h SEER15 HSPF8.7 (AR) |  | Deem-WP-FuelSub | Proposed
SDG | 468356 | 2019-12-27 |  | SWHC046-01 | AR | DnDeemed | SWHC046S | None | Com | Def-GSIA | FuelSubst-Default | None | SWHC046_01_M004 | SWHC046_01_B002 | ExAnte2019 | IOU workpaper | 2020-04-09 | Commercial SEER-rated split heat pumps, < 65 kBtu/h SEER15 HSPF8.7 (AR) |  | Deem-WP-FuelSub | Proposed
SDG | 468357 | 2019-12-27 |  | SWHC046-01 | AR | DnDeemDI | SWHC046T | None | Com | Def-GSIA | FuelSubst-Default | None | SWHC046_01_M005 | SWHC046_01_B002 | ExAnte2019 | IOU workpaper | 2020-04-09 | Commercial SEER-rated split heat pumps, < 65 kBtu/h SEER16 HSPF9.0 (AR) |  | Deem-WP-FuelSub | Proposed
SDG | 468358 | 2019-12-27 |  | SWHC046-01 | AR | DnDeemed | SWHC046T | None | Com | Def-GSIA | FuelSubst-Default | None | SWHC046_01_M005 | SWHC046_01_B002 | ExAnte2019 | IOU workpaper | 2020-04-09 | Commercial SEER-rated split heat pumps, < 65 kBtu/h SEER16 HSPF9.0 (AR) |  | Deem-WP-FuelSub | Proposed
SDG | 468359 | 2019-12-27 |  | SWHC046-01 | AR | DnDeemDI | SWHC046U | None | Com | Def-GSIA | FuelSubst-Default | None | SWHC046_01_M006 | SWHC046_01_B002 | ExAnte2019 | IOU workpaper | 2020-04-09 | Commercial SEER-rated split heat pumps, < 65 kBtu/h SEER17 HSPF9.4 (AR) |  | Deem-WP-FuelSub | Proposed
SDG | 468360 | 2019-12-27 |  | SWHC046-01 | AR | DnDeemed | SWHC046U | None | Com | Def-GSIA | FuelSubst-Default | None | SWHC046_01_M006 | SWHC046_01_B002 | ExAnte2019 | IOU workpaper | 2020-04-09 | Commercial SEER-rated split heat pumps, < 65 kBtu/h SEER17 HSPF9.4 (AR) |  | Deem-WP-FuelSub | Proposed
SDG | 468361 | 2019-12-27 |  | SWHC046-01 | AR | DnDeemDI | SWHC046V | None | Com | Def-GSIA | FuelSubst-Default | None | SWHC046_01_M007 | SWHC046_01_B002 | ExAnte2019 | IOU workpaper | 2020-04-09 | Commercial SEER-rated split heat pumps, < 65 kBtu/h SEER18 HSPF9.7 (AR) |  | Deem-WP-FuelSub | Proposed
SDG | 468362 | 2019-12-27 |  | SWHC046-01 | AR | DnDeemed | SWHC046V | None | Com | Def-GSIA | FuelSubst-Default | None | SWHC046_01_M007 | SWHC046_01_B002 | ExAnte2019 | IOU workpaper | 2020-04-09 | Commercial SEER-rated split heat pumps, < 65 kBtu/h SEER18 HSPF9.7 (AR) |  | Deem-WP-FuelSub | Proposed
SDG | 468363 | 2019-12-27 |  | SWHC046-01 | AR | DnDeemDI | SWHC046W | None | Com | Def-GSIA | FuelSubst-Default | None | SWHC046_01_M008 | SWHC046_01_B003 | ExAnte2019 | IOU workpaper | 2020-04-09 | Commercial IEER-rated package heat pump, 135 to 239 kBtu/h IEER14.5 COP3.2 (AR) |  | Deem-WP-FuelSub | Proposed
SDG | 468364 | 2019-12-27 |  | SWHC046-01 | AR | DnDeemed | SWHC046W | None | Com | Def-GSIA | FuelSubst-Default | None | SWHC046_01_M008 | SWHC046_01_B003 | ExAnte2019 | IOU workpaper | 2020-04-09 | Commercial IEER-rated package heat pump, 135 to 239 kBtu/h IEER14.5 COP3.2 (AR) |  | Deem-WP-FuelSub | Proposed
SDG | 468365 | 2019-12-27 |  | SWHC046-01 | AR | DnDeemDI | SWHC046X | None | Com | Def-GSIA | FuelSubst-Default | None | SWHC046_01_M009 | SWHC046_01_B003 | ExAnte2019 | IOU workpaper | 2020-04-09 | Commercial IEER-rated package heat pump, 135 to 239 kBtu/h IEER15.5 COP3.2 (AR) |  | Deem-WP-FuelSub | Proposed
SDG | 468366 | 2019-12-27 |  | SWHC046-01 | AR | DnDeemed | SWHC046X | None | Com | Def-GSIA | FuelSubst-Default | None | SWHC046_01_M009 | SWHC046_01_B003 | ExAnte2019 | IOU workpaper | 2020-04-09 | Commercial IEER-rated package heat pump, 135 to 239 kBtu/h IEER15.5 COP3.2 (AR) |  | Deem-WP-FuelSub | Proposed
SDG | 468367 | 2019-12-27 |  | SWHC046-01 | AR | DnDeemDI | SWHC046Y | None | Com | Def-GSIA | FuelSubst-Default | None | SWHC046_01_M010 | SWHC046_01_B004 | ExAnte2019 | IOU workpaper | 2020-04-09 | Commercial IEER-rated package heat pump, 240 to 760 kBtu/h IEER12.0 COP3.2 (AR) |  | Deem-WP-FuelSub | Proposed
SDG | 468368 | 2019-12-27 |  | SWHC046-01 | AR | DnDeemed | SWHC046Y | None | Com | Def-GSIA | FuelSubst-Default | None | SWHC046_01_M010 | SWHC046_01_B004 | ExAnte2019 | IOU workpaper | 2020-04-09 | Commercial IEER-rated package heat pump, 240 to 760 kBtu/h IEER12.0 COP3.2 (AR) |  | Deem-WP-FuelSub | Proposed
SDG | 468369 | 2019-12-27 |  | SWHC046-01 | AR | DnDeemDI | SWHC046Z | None | Com | Def-GSIA | FuelSubst-Default | None | SWHC046_01_M011 | SWHC046_01_B004 | ExAnte2019 | IOU workpaper | 2020-04-09 | Commercial IEER-rated package heat pump, 240 to 760 kBtu/h IEER13.0 COP3.2 (AR) |  | Deem-WP-FuelSub | Proposed
SDG | 468370 | 2019-12-27 |  | SWHC046-01 | AR | DnDeemed | SWHC046Z | None | Com | Def-GSIA | FuelSubst-Default | None | SWHC046_01_M011 | SWHC046_01_B004 | ExAnte2019 | IOU workpaper | 2020-04-09 | Commercial IEER-rated package heat pump, 240 to 760 kBtu/h IEER13.0 COP3.2 (AR) |  | Deem-WP-FuelSub | Proposed
SDG | 468371 | 2019-12-27 |  | SWHC046-01 | AR | DnDeemDI | SWHC046AA | None | Com | Def-GSIA | FuelSubst-Default | None | SWHC046_01_M012 | SWHC046_01_B005 | ExAnte2019 | IOU workpaper | 2020-04-09 | Commercial IEER-rated package heat pump, 65 to 134 kBtu/h IEER14.0 COP3.4 (AR) |  | Deem-WP-FuelSub | Proposed
SDG | 468372 | 2019-12-27 |  | SWHC046-01 | AR | DnDeemed | SWHC046AA | None | Com | Def-GSIA | FuelSubst-Default | None | SWHC046_01_M012 | SWHC046_01_B005 | ExAnte2019 | IOU workpaper | 2020-04-09 | Commercial IEER-rated package heat pump, 65 to 134 kBtu/h IEER14.0 COP3.4 (AR) |  | Deem-WP-FuelSub | Proposed
SDG | 468373 | 2019-12-27 |  | SWHC046-01 | AR | DnDeemDI | SWHC046AB | None | Com | Def-GSIA | FuelSubst-Default | None | SWHC046_01_M013 | SWHC046_01_B005 | ExAnte2019 | IOU workpaper | 2020-04-09 | Commercial IEER-rated package heat pump, 65 to 134 kBtu/h IEER15.0 COP3.4 (AR) |  | Deem-WP-FuelSub | Proposed
SDG | 468374 | 2019-12-27 |  | SWHC046-01 | AR | DnDeemed | SWHC046AB | None | Com | Def-GSIA | FuelSubst-Default | None | SWHC046_01_M013 | SWHC046_01_B005 | ExAnte2019 | IOU workpaper | 2020-04-09 | Commercial IEER-rated package heat pump, 65 to 134 kBtu/h IEER15.0 COP3.4 (AR) |  | Deem-WP-FuelSub | Proposed
SDG | 468375 | 2019-12-27 |  | SWHC046-01 | NC | DnDeemDI | SWHC046AC | None | Com | Def-GSIA | FuelSubst-Default | None | SWHC046_01_M001 | SWHC046_01_B001 | ExAnte2019 | IOU workpaper | 2020-04-09 | Commercial SEER-rated package heat pump 1 stage, < 65 kBtu/h SEER15 HSPF8.2 (NC) |  | Deem-WP-FuelSub | Proposed
SDG | 468376 | 2019-12-27 |  | SWHC046-01 | NC | DnDeemed | SWHC046AC | None | Com | Def-GSIA | FuelSubst-Default | None | SWHC046_01_M001 | SWHC046_01_B001 | ExAnte2019 | IOU workpaper | 2020-04-09 | Commercial SEER-rated package heat pump 1 stage, < 65 kBtu/h SEER15 HSPF8.2 (NC) |  | Deem-WP-FuelSub | Proposed
SDG | 468377 | 2019-12-27 |  | SWHC046-01 | NC | DnDeemDI | SWHC046AD | None | Com | Def-GSIA | FuelSubst-Default | None | SWHC046_01_M001 | SWHC046_01_B001 | ExAnte2019 | IOU workpaper | 2020-04-09 | Commercial SEER-rated package heat pump 2 stage, < 65 kBtu/h SEER15 HSPF8.2 (NC) |  | Deem-WP-FuelSub | Proposed
SDG | 468378 | 2019-12-27 |  | SWHC046-01 | NC | DnDeemed | SWHC046AD | None | Com | Def-GSIA | FuelSubst-Default | None | SWHC046_01_M001 | SWHC046_01_B001 | ExAnte2019 | IOU workpaper | 2020-04-09 | Commercial SEER-rated package heat pump 2 stage, < 65 kBtu/h SEER15 HSPF8.2 (NC) |  | Deem-WP-FuelSub | Proposed
SDG | 468379 | 2019-12-27 |  | SWHC046-01 | NC | DnDeemDI | SWHC046AE | None | Com | Def-GSIA | FuelSubst-Default | None | SWHC046_01_M002 | SWHC046_01_B001 | ExAnte2019 | IOU workpaper | 2020-04-09 | Commercial SEER-rated package heat pump, < 65 kBtu/h SEER16 HSPF8.5 (NC) |  | Deem-WP-FuelSub | Proposed
SDG | 468380 | 2019-12-27 |  | SWHC046-01 | NC | DnDeemed | SWHC046AE | None | Com | Def-GSIA | FuelSubst-Default | None | SWHC046_01_M002 | SWHC046_01_B001 | ExAnte2019 | IOU workpaper | 2020-04-09 | Commercial SEER-rated package heat pump, < 65 kBtu/h SEER16 HSPF8.5 (NC) |  | Deem-WP-FuelSub | Proposed
SDG | 468381 | 2019-12-27 |  | SWHC046-01 | NC | DnDeemDI | SWHC046AF | None | Com | Def-GSIA | FuelSubst-Default | None | SWHC046_01_M003 | SWHC046_01_B001 | ExAnte2019 | IOU workpaper | 2020-04-09 | Commercial SEER-rated package heat pump, < 65 kBtu/h SEER17 HSPF9.0 (NC) |  | Deem-WP-FuelSub | Proposed
SDG | 468382 | 2019-12-27 |  | SWHC046-01 | NC | DnDeemed | SWHC046AF | None | Com | Def-GSIA | FuelSubst-Default | None | SWHC046_01_M003 | SWHC046_01_B001 | ExAnte2019 | IOU workpaper | 2020-04-09 | Commercial SEER-rated package heat pump, < 65 kBtu/h SEER17 HSPF9.0 (NC) |  | Deem-WP-FuelSub | Proposed
SDG | 468383 | 2019-12-27 |  | SWHC046-01 | NC | DnDeemDI | SWHC046AG | None | Com | Def-GSIA | FuelSubst-Default | None | SWHC046_01_M004 | SWHC046_01_B002 | ExAnte2019 | IOU workpaper | 2020-04-09 | Commercial SEER-rated split heat pumps, < 65 kBtu/h SEER15 HSPF8.7 (NC) |  | Deem-WP-FuelSub | Proposed
SDG | 468384 | 2019-12-27 |  | SWHC046-01 | NC | DnDeemed | SWHC046AG | None | Com | Def-GSIA | FuelSubst-Default | None | SWHC046_01_M004 | SWHC046_01_B002 | ExAnte2019 | IOU workpaper | 2020-04-09 | Commercial SEER-rated split heat pumps, < 65 kBtu/h SEER15 HSPF8.7 (NC) |  | Deem-WP-FuelSub | Proposed
SDG | 468385 | 2019-12-27 |  | SWHC046-01 | NC | DnDeemDI | SWHC046AH | None | Com | Def-GSIA | FuelSubst-Default | None | SWHC046_01_M005 | SWHC046_01_B002 | ExAnte2019 | IOU workpaper | 2020-04-09 | Commercial SEER-rated split heat pumps, < 65 kBtu/h SEER16 HSPF9.0 (NC) |  | Deem-WP-FuelSub | Proposed
SDG | 468386 | 2019-12-27 |  | SWHC046-01 | NC | DnDeemed | SWHC046AH | None | Com | Def-GSIA | FuelSubst-Default | None | SWHC046_01_M005 | SWHC046_01_B002 | ExAnte2019 | IOU workpaper | 2020-04-09 | Commercial SEER-rated split heat pumps, < 65 kBtu/h SEER16 HSPF9.0 (NC) |  | Deem-WP-FuelSub | Proposed
SDG | 468387 | 2019-12-27 |  | SWHC046-01 | NC | DnDeemDI | SWHC046AI | None | Com | Def-GSIA | FuelSubst-Default | None | SWHC046_01_M006 | SWHC046_01_B002 | ExAnte2019 | IOU workpaper | 2020-04-09 | Commercial SEER-rated split heat pumps, < 65 kBtu/h SEER17 HSPF9.4 (NC) |  | Deem-WP-FuelSub | Proposed
SDG | 468388 | 2019-12-27 |  | SWHC046-01 | NC | DnDeemed | SWHC046AI | None | Com | Def-GSIA | FuelSubst-Default | None | SWHC046_01_M006 | SWHC046_01_B002 | ExAnte2019 | IOU workpaper | 2020-04-09 | Commercial SEER-rated split heat pumps, < 65 kBtu/h SEER17 HSPF9.4 (NC) |  | Deem-WP-FuelSub | Proposed
SDG | 468389 | 2019-12-27 |  | SWHC046-01 | NC | DnDeemDI | SWHC046AJ | None | Com | Def-GSIA | FuelSubst-Default | None | SWHC046_01_M007 | SWHC046_01_B002 | ExAnte2019 | IOU workpaper | 2020-04-09 | Commercial SEER-rated split heat pumps, < 65 kBtu/h SEER18 HSPF9.7 (NC) |  | Deem-WP-FuelSub | Proposed
SDG | 468390 | 2019-12-27 |  | SWHC046-01 | NC | DnDeemed | SWHC046AJ | None | Com | Def-GSIA | FuelSubst-Default | None | SWHC046_01_M007 | SWHC046_01_B002 | ExAnte2019 | IOU workpaper | 2020-04-09 | Commercial SEER-rated split heat pumps, < 65 kBtu/h SEER18 HSPF9.7 (NC) |  | Deem-WP-FuelSub | Proposed
SDG | 468391 | 2019-12-27 |  | SWHC046-01 | NC | DnDeemDI | SWHC046AK | None | Com | Def-GSIA | FuelSubst-Default | None | SWHC046_01_M008 | SWHC046_01_B003 | ExAnte2019 | IOU workpaper | 2020-04-09 | Commercial IEER-rated package heat pump, 135 to 239 kBtu/h IEER14.5 COP3.2 (NC) |  | Deem-WP-FuelSub | Proposed
SDG | 468392 | 2019-12-27 |  | SWHC046-01 | NC | DnDeemed | SWHC046AK | None | Com | Def-GSIA | FuelSubst-Default | None | SWHC046_01_M008 | SWHC046_01_B003 | ExAnte2019 | IOU workpaper | 2020-04-09 | Commercial IEER-rated package heat pump, 135 to 239 kBtu/h IEER14.5 COP3.2 (NC) |  | Deem-WP-FuelSub | Proposed
SDG | 468393 | 2019-12-27 |  | SWHC046-01 | NC | DnDeemDI | SWHC046AL | None | Com | Def-GSIA | FuelSubst-Default | None | SWHC046_01_M009 | SWHC046_01_B003 | ExAnte2019 | IOU workpaper | 2020-04-09 | Commercial IEER-rated package heat pump, 135 to 239 kBtu/h IEER15.5 COP3.2 (NC) |  | Deem-WP-FuelSub | Proposed
SDG | 468394 | 2019-12-27 |  | SWHC046-01 | NC | DnDeemed | SWHC046AL | None | Com | Def-GSIA | FuelSubst-Default | None | SWHC046_01_M009 | SWHC046_01_B003 | ExAnte2019 | IOU workpaper | 2020-04-09 | Commercial IEER-rated package heat pump, 135 to 239 kBtu/h IEER15.5 COP3.2 (NC) |  | Deem-WP-FuelSub | Proposed
SDG | 468395 | 2019-12-27 |  | SWHC046-01 | NC | DnDeemDI | SWHC046AM | None | Com | Def-GSIA | FuelSubst-Default | None | SWHC046_01_M010 | SWHC046_01_B004 | ExAnte2019 | IOU workpaper | 2020-04-09 | Commercial IEER-rated package heat pump, 240 to 760 kBtu/h IEER12.0 COP3.2 (NC) |  | Deem-WP-FuelSub | Proposed
SDG | 468396 | 2019-12-27 |  | SWHC046-01 | NC | DnDeemed | SWHC046AM | None | Com | Def-GSIA | FuelSubst-Default | None | SWHC046_01_M010 | SWHC046_01_B004 | ExAnte2019 | IOU workpaper | 2020-04-09 | Commercial IEER-rated package heat pump, 240 to 760 kBtu/h IEER12.0 COP3.2 (NC) |  | Deem-WP-FuelSub | Proposed
SDG | 468397 | 2019-12-27 |  | SWHC046-01 | NC | DnDeemDI | SWHC046AN | None | Com | Def-GSIA | FuelSubst-Default | None | SWHC046_01_M011 | SWHC046_01_B004 | ExAnte2019 | IOU workpaper | 2020-04-09 | Commercial IEER-rated package heat pump, 240 to 760 kBtu/h IEER13.0 COP3.2 (NC) |  | Deem-WP-FuelSub | Proposed
SDG | 468398 | 2019-12-27 |  | SWHC046-01 | NC | DnDeemed | SWHC046AN | None | Com | Def-GSIA | FuelSubst-Default | None | SWHC046_01_M011 | SWHC046_01_B004 | ExAnte2019 | IOU workpaper | 2020-04-09 | Commercial IEER-rated package heat pump, 240 to 760 kBtu/h IEER13.0 COP3.2 (NC) |  | Deem-WP-FuelSub | Proposed
SDG | 468399 | 2019-12-27 |  | SWHC046-01 | NC | DnDeemDI | SWHC046AO | None | Com | Def-GSIA | FuelSubst-Default | None | SWHC046_01_M012 | SWHC046_01_B005 | ExAnte2019 | IOU workpaper | 2020-04-09 | Commercial IEER-rated package heat pump, 65 to 134 kBtu/h IEER14.0 COP3.4 (NC) |  | Deem-WP-FuelSub | Proposed
SDG | 468400 | 2019-12-27 |  | SWHC046-01 | NC | DnDeemed | SWHC046AO | None | Com | Def-GSIA | FuelSubst-Default | None | SWHC046_01_M012 | SWHC046_01_B005 | ExAnte2019 | IOU workpaper | 2020-04-09 | Commercial IEER-rated package heat pump, 65 to 134 kBtu/h IEER14.0 COP3.4 (NC) |  | Deem-WP-FuelSub | Proposed
SDG | 468401 | 2019-12-27 |  | SWHC046-01 | NC | DnDeemDI | SWHC046AP | None | Com | Def-GSIA | FuelSubst-Default | None | SWHC046_01_M013 | SWHC046_01_B005 | ExAnte2019 | IOU workpaper | 2020-04-09 | Commercial IEER-rated package heat pump, 65 to 134 kBtu/h IEER15.0 COP3.4 (NC) |  | Deem-WP-FuelSub | Proposed
SDG | 468402 | 2019-12-27 |  | SWHC046-01 | NC | DnDeemed | SWHC046AP | None | Com | Def-GSIA | FuelSubst-Default | None | SWHC046_01_M013 | SWHC046_01_B005 | ExAnte2019 | IOU workpaper | 2020-04-09 | Commercial IEER-rated package heat pump, 65 to 134 kBtu/h IEER15.0 COP3.4 (NC) |  | Deem-WP-FuelSub | Proposed
SDG | 468305 | 2019-12-27 |  | SWHC046-01 | NR | DnDeemDI | SWHC046A | None | Ind | Def-GSIA | FuelSubst-Default | None | SWHC046_01_M001 | SWHC046_01_B001 | ExAnte2019 | IOU workpaper | 2020-04-09 | Commercial SEER-rated package heat pump 1 stage, < 65 kBtu/h SEER15 HSPF8.2 (NR) |  | Deem-WP-FuelSub | Proposed
SDG | 468306 | 2019-12-27 |  | SWHC046-01 | NR | DnDeemed | SWHC046A | None | Ind | Def-GSIA | FuelSubst-Default | None | SWHC046_01_M001 | SWHC046_01_B001 | ExAnte2019 | IOU workpaper | 2020-04-09 | Commercial SEER-rated package heat pump 1 stage, < 65 kBtu/h SEER15 HSPF8.2 (NR) |  | Deem-WP-FuelSub | Proposed
SDG | 468307 | 2019-12-27 |  | SWHC046-01 | NR | UpDeemed | SWHC046A | None | Ind | Def-GSIA | FuelSubst-Default | None | SWHC046_01_M001 | SWHC046_01_B001 | ExAnte2019 | IOU workpaper | 2020-04-09 | Commercial SEER-rated package heat pump 1 stage, < 65 kBtu/h SEER15 HSPF8.2 (NR) |  | Deem-WP-FuelSub | Proposed
SDG | 468308 | 2019-12-27 |  | SWHC046-01 | NR | DnDeemDI | SWHC046B | None | Ind | Def-GSIA | FuelSubst-Default | None | SWHC046_01_M001 | SWHC046_01_B001 | ExAnte2019 | IOU workpaper | 2020-04-09 | Commercial SEER-rated package heat pump 2 stage, < 65 kBtu/h SEER15 HSPF8.2 (NR) |  | Deem-WP-FuelSub | Proposed
SDG | 468309 | 2019-12-27 |  | SWHC046-01 | NR | DnDeemed | SWHC046B | None | Ind | Def-GSIA | FuelSubst-Default | None | SWHC046_01_M001 | SWHC046_01_B001 | ExAnte2019 | IOU workpaper | 2020-04-09 | Commercial SEER-rated package heat pump 2 stage, < 65 kBtu/h SEER15 HSPF8.2 (NR) |  | Deem-WP-FuelSub | Proposed
SDG | 468310 | 2019-12-27 |  | SWHC046-01 | NR | UpDeemed | SWHC046B | None | Ind | Def-GSIA | FuelSubst-Default | None | SWHC046_01_M001 | SWHC046_01_B001 | ExAnte2019 | IOU workpaper | 2020-04-09 | Commercial SEER-rated package heat pump 2 stage, < 65 kBtu/h SEER15 HSPF8.2 (NR) |  | Deem-WP-FuelSub | Proposed
SDG | 468311 | 2019-12-27 |  | SWHC046-01 | NR | DnDeemDI | SWHC046C | None | Ind | Def-GSIA | FuelSubst-Default | None | SWHC046_01_M002 | SWHC046_01_B001 | ExAnte2019 | IOU workpaper | 2020-04-09 | Commercial SEER-rated package heat pump, < 65 kBtu/h SEER16 HSPF8.5 (NR) |  | Deem-WP-FuelSub | Proposed
SDG | 468312 | 2019-12-27 |  | SWHC046-01 | NR | DnDeemed | SWHC046C | None | Ind | Def-GSIA | FuelSubst-Default | None | SWHC046_01_M002 | SWHC046_01_B001 | ExAnte2019 | IOU workpaper | 2020-04-09 | Commercial SEER-rated package heat pump, < 65 kBtu/h SEER16 HSPF8.5 (NR) |  | Deem-WP-FuelSub | Proposed
SDG | 468313 | 2019-12-27 |  | SWHC046-01 | NR | UpDeemed | SWHC046C | None | Ind | Def-GSIA | FuelSubst-Default | None | SWHC046_01_M002 | SWHC046_01_B001 | ExAnte2019 | IOU workpaper | 2020-04-09 | Commercial SEER-rated package heat pump, < 65 kBtu/h SEER16 HSPF8.5 (NR) |  | Deem-WP-FuelSub | Proposed
SDG | 468314 | 2019-12-27 |  | SWHC046-01 | NR | DnDeemDI | SWHC046D | None | Ind | Def-GSIA | FuelSubst-Default | None | SWHC046_01_M003 | SWHC046_01_B001 | ExAnte2019 | IOU workpaper | 2020-04-09 | Commercial SEER-rated package heat pump, < 65 kBtu/h SEER17 HSPF9.0 (NR) |  | Deem-WP-FuelSub | Proposed
SDG | 468315 | 2019-12-27 |  | SWHC046-01 | NR | DnDeemed | SWHC046D | None | Ind | Def-GSIA | FuelSubst-Default | None | SWHC046_01_M003 | SWHC046_01_B001 | ExAnte2019 | IOU workpaper | 2020-04-09 | Commercial SEER-rated package heat pump, < 65 kBtu/h SEER17 HSPF9.0 (NR) |  | Deem-WP-FuelSub | Proposed
SDG | 468316 | 2019-12-27 |  | SWHC046-01 | NR | UpDeemed | SWHC046D | None | Ind | Def-GSIA | FuelSubst-Default | None | SWHC046_01_M003 | SWHC046_01_B001 | ExAnte2019 | IOU workpaper | 2020-04-09 | Commercial SEER-rated package heat pump, < 65 kBtu/h SEER17 HSPF9.0 (NR) |  | Deem-WP-FuelSub | Proposed
SDG | 468317 | 2019-12-27 |  | SWHC046-01 | NR | DnDeemDI | SWHC046E | None | Ind | Def-GSIA | FuelSubst-Default | None | SWHC046_01_M004 | SWHC046_01_B002 | ExAnte2019 | IOU workpaper | 2020-04-09 | Commercial SEER-rated split heat pumps, < 65 kBtu/h SEER15 HSPF8.7 (NR) |  | Deem-WP-FuelSub | Proposed
SDG | 468318 | 2019-12-27 |  | SWHC046-01 | NR | DnDeemed | SWHC046E | None | Ind | Def-GSIA | FuelSubst-Default | None | SWHC046_01_M004 | SWHC046_01_B002 | ExAnte2019 | IOU workpaper | 2020-04-09 | Commercial SEER-rated split heat pumps, < 65 kBtu/h SEER15 HSPF8.7 (NR) |  | Deem-WP-FuelSub | Proposed
SDG | 468319 | 2019-12-27 |  | SWHC046-01 | NR | UpDeemed | SWHC046E | None | Ind | Def-GSIA | FuelSubst-Default | None | SWHC046_01_M004 | SWHC046_01_B002 | ExAnte2019 | IOU workpaper | 2020-04-09 | Commercial SEER-rated split heat pumps, < 65 kBtu/h SEER15 HSPF8.7 (NR) |  | Deem-WP-FuelSub | Proposed
SDG | 468320 | 2019-12-27 |  | SWHC046-01 | NR | DnDeemDI | SWHC046F | None | Ind | Def-GSIA | FuelSubst-Default | None | SWHC046_01_M005 | SWHC046_01_B002 | ExAnte2019 | IOU workpaper | 2020-04-09 | Commercial SEER-rated split heat pumps, < 65 kBtu/h SEER16 HSPF9.0 (NR) |  | Deem-WP-FuelSub | Proposed
SDG | 468321 | 2019-12-27 |  | SWHC046-01 | NR | DnDeemed | SWHC046F | None | Ind | Def-GSIA | FuelSubst-Default | None | SWHC046_01_M005 | SWHC046_01_B002 | ExAnte2019 | IOU workpaper | 2020-04-09 | Commercial SEER-rated split heat pumps, < 65 kBtu/h SEER16 HSPF9.0 (NR) |  | Deem-WP-FuelSub | Proposed
SDG | 468322 | 2019-12-27 |  | SWHC046-01 | NR | UpDeemed | SWHC046F | None | Ind | Def-GSIA | FuelSubst-Default | None | SWHC046_01_M005 | SWHC046_01_B002 | ExAnte2019 | IOU workpaper | 2020-04-09 | Commercial SEER-rated split heat pumps, < 65 kBtu/h SEER16 HSPF9.0 (NR) |  | Deem-WP-FuelSub | Proposed
SDG | 468323 | 2019-12-27 |  | SWHC046-01 | NR | DnDeemDI | SWHC046G | None | Ind | Def-GSIA | FuelSubst-Default | None | SWHC046_01_M006 | SWHC046_01_B002 | ExAnte2019 | IOU workpaper | 2020-04-09 | Commercial SEER-rated split heat pumps, < 65 kBtu/h SEER17 HSPF9.4 (NR) |  | Deem-WP-FuelSub | Proposed
SDG | 468324 | 2019-12-27 |  | SWHC046-01 | NR | DnDeemed | SWHC046G | None | Ind | Def-GSIA | FuelSubst-Default | None | SWHC046_01_M006 | SWHC046_01_B002 | ExAnte2019 | IOU workpaper | 2020-04-09 | Commercial SEER-rated split heat pumps, < 65 kBtu/h SEER17 HSPF9.4 (NR) |  | Deem-WP-FuelSub | Proposed
SDG | 468325 | 2019-12-27 |  | SWHC046-01 | NR | UpDeemed | SWHC046G | None | Ind | Def-GSIA | FuelSubst-Default | None | SWHC046_01_M006 | SWHC046_01_B002 | ExAnte2019 | IOU workpaper | 2020-04-09 | Commercial SEER-rated split heat pumps, < 65 kBtu/h SEER17 HSPF9.4 (NR) |  | Deem-WP-FuelSub | Proposed
SDG | 468326 | 2019-12-27 |  | SWHC046-01 | NR | DnDeemDI | SWHC046H | None | Ind | Def-GSIA | FuelSubst-Default | None | SWHC046_01_M007 | SWHC046_01_B002 | ExAnte2019 | IOU workpaper | 2020-04-09 | Commercial SEER-rated split heat pumps, < 65 kBtu/h SEER18 HSPF9.7 (NR) |  | Deem-WP-FuelSub | Proposed
SDG | 468327 | 2019-12-27 |  | SWHC046-01 | NR | DnDeemed | SWHC046H | None | Ind | Def-GSIA | FuelSubst-Default | None | SWHC046_01_M007 | SWHC046_01_B002 | ExAnte2019 | IOU workpaper | 2020-04-09 | Commercial SEER-rated split heat pumps, < 65 kBtu/h SEER18 HSPF9.7 (NR) |  | Deem-WP-FuelSub | Proposed
SDG | 468328 | 2019-12-27 |  | SWHC046-01 | NR | UpDeemed | SWHC046H | None | Ind | Def-GSIA | FuelSubst-Default | None | SWHC046_01_M007 | SWHC046_01_B002 | ExAnte2019 | IOU workpaper | 2020-04-09 | Commercial SEER-rated split heat pumps, < 65 kBtu/h SEER18 HSPF9.7 (NR) |  | Deem-WP-FuelSub | Proposed
SDG | 468329 | 2019-12-27 |  | SWHC046-01 | NR | DnDeemDI | SWHC046I | None | Ind | Def-GSIA | FuelSubst-Default | None | SWHC046_01_M008 | SWHC046_01_B003 | ExAnte2019 | IOU workpaper | 2020-04-09 | Commercial IEER-rated package heat pump, 135 to 239 kBtu/h IEER14.5 COP3.2 (NR) |  | Deem-WP-FuelSub | Proposed
SDG | 468330 | 2019-12-27 |  | SWHC046-01 | NR | DnDeemed | SWHC046I | None | Ind | Def-GSIA | FuelSubst-Default | None | SWHC046_01_M008 | SWHC046_01_B003 | ExAnte2019 | IOU workpaper | 2020-04-09 | Commercial IEER-rated package heat pump, 135 to 239 kBtu/h IEER14.5 COP3.2 (NR) |  | Deem-WP-FuelSub | Proposed
SDG | 468331 | 2019-12-27 |  | SWHC046-01 | NR | UpDeemed | SWHC046I | None | Ind | Def-GSIA | FuelSubst-Default | None | SWHC046_01_M008 | SWHC046_01_B003 | ExAnte2019 | IOU workpaper | 2020-04-09 | Commercial IEER-rated package heat pump, 135 to 239 kBtu/h IEER14.5 COP3.2 (NR) |  | Deem-WP-FuelSub | Proposed
SDG | 468332 | 2019-12-27 |  | SWHC046-01 | NR | DnDeemDI | SWHC046J | None | Ind | Def-GSIA | FuelSubst-Default | None | SWHC046_01_M009 | SWHC046_01_B003 | ExAnte2019 | IOU workpaper | 2020-04-09 | Commercial IEER-rated package heat pump, 135 to 239 kBtu/h IEER15.5 COP3.2 (NR) |  | Deem-WP-FuelSub | Proposed
SDG | 468333 | 2019-12-27 |  | SWHC046-01 | NR | DnDeemed | SWHC046J | None | Ind | Def-GSIA | FuelSubst-Default | None | SWHC046_01_M009 | SWHC046_01_B003 | ExAnte2019 | IOU workpaper | 2020-04-09 | Commercial IEER-rated package heat pump, 135 to 239 kBtu/h IEER15.5 COP3.2 (NR) |  | Deem-WP-FuelSub | Proposed
SDG | 468334 | 2019-12-27 |  | SWHC046-01 | NR | UpDeemed | SWHC046J | None | Ind | Def-GSIA | FuelSubst-Default | None | SWHC046_01_M009 | SWHC046_01_B003 | ExAnte2019 | IOU workpaper | 2020-04-09 | Commercial IEER-rated package heat pump, 135 to 239 kBtu/h IEER15.5 COP3.2 (NR) |  | Deem-WP-FuelSub | Proposed
SDG | 468335 | 2019-12-27 |  | SWHC046-01 | NR | DnDeemDI | SWHC046K | None | Ind | Def-GSIA | FuelSubst-Default | None | SWHC046_01_M010 | SWHC046_01_B004 | ExAnte2019 | IOU workpaper | 2020-04-09 | Commercial IEER-rated package heat pump, 240 to 760 kBtu/h IEER12.0 COP3.2 (NR) |  | Deem-WP-FuelSub | Proposed
SDG | 468336 | 2019-12-27 |  | SWHC046-01 | NR | DnDeemed | SWHC046K | None | Ind | Def-GSIA | FuelSubst-Default | None | SWHC046_01_M010 | SWHC046_01_B004 | ExAnte2019 | IOU workpaper | 2020-04-09 | Commercial IEER-rated package heat pump, 240 to 760 kBtu/h IEER12.0 COP3.2 (NR) |  | Deem-WP-FuelSub | Proposed
SDG | 468337 | 2019-12-27 |  | SWHC046-01 | NR | UpDeemed | SWHC046K | None | Ind | Def-GSIA | FuelSubst-Default | None | SWHC046_01_M010 | SWHC046_01_B004 | ExAnte2019 | IOU workpaper | 2020-04-09 | Commercial IEER-rated package heat pump, 240 to 760 kBtu/h IEER12.0 COP3.2 (NR) |  | Deem-WP-FuelSub | Proposed
SDG | 468338 | 2019-12-27 |  | SWHC046-01 | NR | DnDeemDI | SWHC046L | None | Ind | Def-GSIA | FuelSubst-Default | None | SWHC046_01_M011 | SWHC046_01_B004 | ExAnte2019 | IOU workpaper | 2020-04-09 | Commercial IEER-rated package heat pump, 240 to 760 kBtu/h IEER13.0 COP3.2 (NR) |  | Deem-WP-FuelSub | Proposed
SDG | 468339 | 2019-12-27 |  | SWHC046-01 | NR | DnDeemed | SWHC046L | None | Ind | Def-GSIA | FuelSubst-Default | None | SWHC046_01_M011 | SWHC046_01_B004 | ExAnte2019 | IOU workpaper | 2020-04-09 | Commercial IEER-rated package heat pump, 240 to 760 kBtu/h IEER13.0 COP3.2 (NR) |  | Deem-WP-FuelSub | Proposed
SDG | 468340 | 2019-12-27 |  | SWHC046-01 | NR | UpDeemed | SWHC046L | None | Ind | Def-GSIA | FuelSubst-Default | None | SWHC046_01_M011 | SWHC046_01_B004 | ExAnte2019 | IOU workpaper | 2020-04-09 | Commercial IEER-rated package heat pump, 240 to 760 kBtu/h IEER13.0 COP3.2 (NR) |  | Deem-WP-FuelSub | Proposed
SDG | 468341 | 2019-12-27 |  | SWHC046-01 | NR | DnDeemDI | SWHC046M | None | Ind | Def-GSIA | FuelSubst-Default | None | SWHC046_01_M012 | SWHC046_01_B005 | ExAnte2019 | IOU workpaper | 2020-04-09 | Commercial IEER-rated package heat pump, 65 to 134 kBtu/h IEER14.0 COP3.4 (NR) |  | Deem-WP-FuelSub | Proposed
SDG | 468342 | 2019-12-27 |  | SWHC046-01 | NR | DnDeemed | SWHC046M | None | Ind | Def-GSIA | FuelSubst-Default | None | SWHC046_01_M012 | SWHC046_01_B005 | ExAnte2019 | IOU workpaper | 2020-04-09 | Commercial IEER-rated package heat pump, 65 to 134 kBtu/h IEER14.0 COP3.4 (NR) |  | Deem-WP-FuelSub | Proposed
SDG | 468343 | 2019-12-27 |  | SWHC046-01 | NR | UpDeemed | SWHC046M | None | Ind | Def-GSIA | FuelSubst-Default | None | SWHC046_01_M012 | SWHC046_01_B005 | ExAnte2019 | IOU workpaper | 2020-04-09 | Commercial IEER-rated package heat pump, 65 to 134 kBtu/h IEER14.0 COP3.4 (NR) |  | Deem-WP-FuelSub | Proposed
SDG | 468344 | 2019-12-27 |  | SWHC046-01 | NR | DnDeemDI | SWHC046N | None | Ind | Def-GSIA | FuelSubst-Default | None | SWHC046_01_M013 | SWHC046_01_B005 | ExAnte2019 | IOU workpaper | 2020-04-09 | Commercial IEER-rated package heat pump, 65 to 134 kBtu/h IEER15.0 COP3.4 (NR) |  | Deem-WP-FuelSub | Proposed
SDG | 468345 | 2019-12-27 |  | SWHC046-01 | NR | DnDeemed | SWHC046N | None | Ind | Def-GSIA | FuelSubst-Default | None | SWHC046_01_M013 | SWHC046_01_B005 | ExAnte2019 | IOU workpaper | 2020-04-09 | Commercial IEER-rated package heat pump, 65 to 134 kBtu/h IEER15.0 COP3.4 (NR) |  | Deem-WP-FuelSub | Proposed
SDG | 468346 | 2019-12-27 |  | SWHC046-01 | NR | UpDeemed | SWHC046N | None | Ind | Def-GSIA | FuelSubst-Default | None | SWHC046_01_M013 | SWHC046_01_B005 | ExAnte2019 | IOU workpaper | 2020-04-09 | Commercial IEER-rated package heat pump, 65 to 134 kBtu/h IEER15.0 COP3.4 (NR) |  | Deem-WP-FuelSub | Proposed
SDG | 468347 | 2019-12-27 |  | SWHC046-01 | AR | DnDeemDI | SWHC046O | None | Ind | Def-GSIA | FuelSubst-Default | None | SWHC046_01_M001 | SWHC046_01_B001 | ExAnte2019 | IOU workpaper | 2020-04-09 | Commercial SEER-rated package heat pump 1 stage, < 65 kBtu/h SEER15 HSPF8.2 (AR) |  | Deem-WP-FuelSub | Proposed
SDG | 468348 | 2019-12-27 |  | SWHC046-01 | AR | DnDeemed | SWHC046O | None | Ind | Def-GSIA | FuelSubst-Default | None | SWHC046_01_M001 | SWHC046_01_B001 | ExAnte2019 | IOU workpaper | 2020-04-09 | Commercial SEER-rated package heat pump 1 stage, < 65 kBtu/h SEER15 HSPF8.2 (AR) |  | Deem-WP-FuelSub | Proposed
SDG | 468349 | 2019-12-27 |  | SWHC046-01 | AR | DnDeemDI | SWHC046P | None | Ind | Def-GSIA | FuelSubst-Default | None | SWHC046_01_M001 | SWHC046_01_B001 | ExAnte2019 | IOU workpaper | 2020-04-09 | Commercial SEER-rated package heat pump 2 stage, < 65 kBtu/h SEER15 HSPF8.2 (AR) |  | Deem-WP-FuelSub | Proposed
SDG | 468350 | 2019-12-27 |  | SWHC046-01 | AR | DnDeemed | SWHC046P | None | Ind | Def-GSIA | FuelSubst-Default | None | SWHC046_01_M001 | SWHC046_01_B001 | ExAnte2019 | IOU workpaper | 2020-04-09 | Commercial SEER-rated package heat pump 2 stage, < 65 kBtu/h SEER15 HSPF8.2 (AR) |  | Deem-WP-FuelSub | Proposed
SDG | 468351 | 2019-12-27 |  | SWHC046-01 | AR | DnDeemDI | SWHC046Q | None | Ind | Def-GSIA | FuelSubst-Default | None | SWHC046_01_M002 | SWHC046_01_B001 | ExAnte2019 | IOU workpaper | 2020-04-09 | Commercial SEER-rated package heat pump, < 65 kBtu/h SEER16 HSPF8.5 (AR) |  | Deem-WP-FuelSub | Proposed
SDG | 468352 | 2019-12-27 |  | SWHC046-01 | AR | DnDeemed | SWHC046Q | None | Ind | Def-GSIA | FuelSubst-Default | None | SWHC046_01_M002 | SWHC046_01_B001 | ExAnte2019 | IOU workpaper | 2020-04-09 | Commercial SEER-rated package heat pump, < 65 kBtu/h SEER16 HSPF8.5 (AR) |  | Deem-WP-FuelSub | Proposed
SDG | 468353 | 2019-12-27 |  | SWHC046-01 | AR | DnDeemDI | SWHC046R | None | Ind | Def-GSIA | FuelSubst-Default | None | SWHC046_01_M003 | SWHC046_01_B001 | ExAnte2019 | IOU workpaper | 2020-04-09 | Commercial SEER-rated package heat pump, < 65 kBtu/h SEER17 HSPF9.0 (AR) |  | Deem-WP-FuelSub | Proposed
SDG | 468354 | 2019-12-27 |  | SWHC046-01 | AR | DnDeemed | SWHC046R | None | Ind | Def-GSIA | FuelSubst-Default | None | SWHC046_01_M003 | SWHC046_01_B001 | ExAnte2019 | IOU workpaper | 2020-04-09 | Commercial SEER-rated package heat pump, < 65 kBtu/h SEER17 HSPF9.0 (AR) |  | Deem-WP-FuelSub | Proposed
SDG | 468355 | 2019-12-27 |  | SWHC046-01 | AR | DnDeemDI | SWHC046S | None | Ind | Def-GSIA | FuelSubst-Default | None | SWHC046_01_M004 | SWHC046_01_B002 | ExAnte2019 | IOU workpaper | 2020-04-09 | Commercial SEER-rated split heat pumps, < 65 kBtu/h SEER15 HSPF8.7 (AR) |  | Deem-WP-FuelSub | Proposed
SDG | 468356 | 2019-12-27 |  | SWHC046-01 | AR | DnDeemed | SWHC046S | None | Ind | Def-GSIA | FuelSubst-Default | None | SWHC046_01_M004 | SWHC046_01_B002 | ExAnte2019 | IOU workpaper | 2020-04-09 | Commercial SEER-rated split heat pumps, < 65 kBtu/h SEER15 HSPF8.7 (AR) |  | Deem-WP-FuelSub | Proposed
SDG | 468357 | 2019-12-27 |  | SWHC046-01 | AR | DnDeemDI | SWHC046T | None | Ind | Def-GSIA | FuelSubst-Default | None | SWHC046_01_M005 | SWHC046_01_B002 | ExAnte2019 | IOU workpaper | 2020-04-09 | Commercial SEER-rated split heat pumps, < 65 kBtu/h SEER16 HSPF9.0 (AR) |  | Deem-WP-FuelSub | Proposed
SDG | 468358 | 2019-12-27 |  | SWHC046-01 | AR | DnDeemed | SWHC046T | None | Ind | Def-GSIA | FuelSubst-Default | None | SWHC046_01_M005 | SWHC046_01_B002 | ExAnte2019 | IOU workpaper | 2020-04-09 | Commercial SEER-rated split heat pumps, < 65 kBtu/h SEER16 HSPF9.0 (AR) |  | Deem-WP-FuelSub | Proposed
SDG | 468359 | 2019-12-27 |  | SWHC046-01 | AR | DnDeemDI | SWHC046U | None | Ind | Def-GSIA | FuelSubst-Default | None | SWHC046_01_M006 | SWHC046_01_B002 | ExAnte2019 | IOU workpaper | 2020-04-09 | Commercial SEER-rated split heat pumps, < 65 kBtu/h SEER17 HSPF9.4 (AR) |  | Deem-WP-FuelSub | Proposed
SDG | 468360 | 2019-12-27 |  | SWHC046-01 | AR | DnDeemed | SWHC046U | None | Ind | Def-GSIA | FuelSubst-Default | None | SWHC046_01_M006 | SWHC046_01_B002 | ExAnte2019 | IOU workpaper | 2020-04-09 | Commercial SEER-rated split heat pumps, < 65 kBtu/h SEER17 HSPF9.4 (AR) |  | Deem-WP-FuelSub | Proposed
SDG | 468361 | 2019-12-27 |  | SWHC046-01 | AR | DnDeemDI | SWHC046V | None | Ind | Def-GSIA | FuelSubst-Default | None | SWHC046_01_M007 | SWHC046_01_B002 | ExAnte2019 | IOU workpaper | 2020-04-09 | Commercial SEER-rated split heat pumps, < 65 kBtu/h SEER18 HSPF9.7 (AR) |  | Deem-WP-FuelSub | Proposed
SDG | 468362 | 2019-12-27 |  | SWHC046-01 | AR | DnDeemed | SWHC046V | None | Ind | Def-GSIA | FuelSubst-Default | None | SWHC046_01_M007 | SWHC046_01_B002 | ExAnte2019 | IOU workpaper | 2020-04-09 | Commercial SEER-rated split heat pumps, < 65 kBtu/h SEER18 HSPF9.7 (AR) |  | Deem-WP-FuelSub | Proposed
SDG | 468363 | 2019-12-27 |  | SWHC046-01 | AR | DnDeemDI | SWHC046W | None | Ind | Def-GSIA | FuelSubst-Default | None | SWHC046_01_M008 | SWHC046_01_B003 | ExAnte2019 | IOU workpaper | 2020-04-09 | Commercial IEER-rated package heat pump, 135 to 239 kBtu/h IEER14.5 COP3.2 (AR) |  | Deem-WP-FuelSub | Proposed
SDG | 468364 | 2019-12-27 |  | SWHC046-01 | AR | DnDeemed | SWHC046W | None | Ind | Def-GSIA | FuelSubst-Default | None | SWHC046_01_M008 | SWHC046_01_B003 | ExAnte2019 | IOU workpaper | 2020-04-09 | Commercial IEER-rated package heat pump, 135 to 239 kBtu/h IEER14.5 COP3.2 (AR) |  | Deem-WP-FuelSub | Proposed
SDG | 468365 | 2019-12-27 |  | SWHC046-01 | AR | DnDeemDI | SWHC046X | None | Ind | Def-GSIA | FuelSubst-Default | None | SWHC046_01_M009 | SWHC046_01_B003 | ExAnte2019 | IOU workpaper | 2020-04-09 | Commercial IEER-rated package heat pump, 135 to 239 kBtu/h IEER15.5 COP3.2 (AR) |  | Deem-WP-FuelSub | Proposed
SDG | 468366 | 2019-12-27 |  | SWHC046-01 | AR | DnDeemed | SWHC046X | None | Ind | Def-GSIA | FuelSubst-Default | None | SWHC046_01_M009 | SWHC046_01_B003 | ExAnte2019 | IOU workpaper | 2020-04-09 | Commercial IEER-rated package heat pump, 135 to 239 kBtu/h IEER15.5 COP3.2 (AR) |  | Deem-WP-FuelSub | Proposed
SDG | 468367 | 2019-12-27 |  | SWHC046-01 | AR | DnDeemDI | SWHC046Y | None | Ind | Def-GSIA | FuelSubst-Default | None | SWHC046_01_M010 | SWHC046_01_B004 | ExAnte2019 | IOU workpaper | 2020-04-09 | Commercial IEER-rated package heat pump, 240 to 760 kBtu/h IEER12.0 COP3.2 (AR) |  | Deem-WP-FuelSub | Proposed
SDG | 468368 | 2019-12-27 |  | SWHC046-01 | AR | DnDeemed | SWHC046Y | None | Ind | Def-GSIA | FuelSubst-Default | None | SWHC046_01_M010 | SWHC046_01_B004 | ExAnte2019 | IOU workpaper | 2020-04-09 | Commercial IEER-rated package heat pump, 240 to 760 kBtu/h IEER12.0 COP3.2 (AR) |  | Deem-WP-FuelSub | Proposed
SDG | 468369 | 2019-12-27 |  | SWHC046-01 | AR | DnDeemDI | SWHC046Z | None | Ind | Def-GSIA | FuelSubst-Default | None | SWHC046_01_M011 | SWHC046_01_B004 | ExAnte2019 | IOU workpaper | 2020-04-09 | Commercial IEER-rated package heat pump, 240 to 760 kBtu/h IEER13.0 COP3.2 (AR) |  | Deem-WP-FuelSub | Proposed
SDG | 468370 | 2019-12-27 |  | SWHC046-01 | AR | DnDeemed | SWHC046Z | None | Ind | Def-GSIA | FuelSubst-Default | None | SWHC046_01_M011 | SWHC046_01_B004 | ExAnte2019 | IOU workpaper | 2020-04-09 | Commercial IEER-rated package heat pump, 240 to 760 kBtu/h IEER13.0 COP3.2 (AR) |  | Deem-WP-FuelSub | Proposed
SDG | 468371 | 2019-12-27 |  | SWHC046-01 | AR | DnDeemDI | SWHC046AA | None | Ind | Def-GSIA | FuelSubst-Default | None | SWHC046_01_M012 | SWHC046_01_B005 | ExAnte2019 | IOU workpaper | 2020-04-09 | Commercial IEER-rated package heat pump, 65 to 134 kBtu/h IEER14.0 COP3.4 (AR) |  | Deem-WP-FuelSub | Proposed
SDG | 468372 | 2019-12-27 |  | SWHC046-01 | AR | DnDeemed | SWHC046AA | None | Ind | Def-GSIA | FuelSubst-Default | None | SWHC046_01_M012 | SWHC046_01_B005 | ExAnte2019 | IOU workpaper | 2020-04-09 | Commercial IEER-rated package heat pump, 65 to 134 kBtu/h IEER14.0 COP3.4 (AR) |  | Deem-WP-FuelSub | Proposed
SDG | 468373 | 2019-12-27 |  | SWHC046-01 | AR | DnDeemDI | SWHC046AB | None | Ind | Def-GSIA | FuelSubst-Default | None | SWHC046_01_M013 | SWHC046_01_B005 | ExAnte2019 | IOU workpaper | 2020-04-09 | Commercial IEER-rated package heat pump, 65 to 134 kBtu/h IEER15.0 COP3.4 (AR) |  | Deem-WP-FuelSub | Proposed
SDG | 468374 | 2019-12-27 |  | SWHC046-01 | AR | DnDeemed | SWHC046AB | None | Ind | Def-GSIA | FuelSubst-Default | None | SWHC046_01_M013 | SWHC046_01_B005 | ExAnte2019 | IOU workpaper | 2020-04-09 | Commercial IEER-rated package heat pump, 65 to 134 kBtu/h IEER15.0 COP3.4 (AR) |  | Deem-WP-FuelSub | Proposed
SDG | 468375 | 2019-12-27 |  | SWHC046-01 | NC | DnDeemDI | SWHC046AC | None | Ind | Def-GSIA | FuelSubst-Default | None | SWHC046_01_M001 | SWHC046_01_B001 | ExAnte2019 | IOU workpaper | 2020-04-09 | Commercial SEER-rated package heat pump 1 stage, < 65 kBtu/h SEER15 HSPF8.2 (NC) |  | Deem-WP-FuelSub | Proposed
SDG | 468376 | 2019-12-27 |  | SWHC046-01 | NC | DnDeemed | SWHC046AC | None | Ind | Def-GSIA | FuelSubst-Default | None | SWHC046_01_M001 | SWHC046_01_B001 | ExAnte2019 | IOU workpaper | 2020-04-09 | Commercial SEER-rated package heat pump 1 stage, < 65 kBtu/h SEER15 HSPF8.2 (NC) |  | Deem-WP-FuelSub | Proposed
SDG | 468377 | 2019-12-27 |  | SWHC046-01 | NC | DnDeemDI | SWHC046AD | None | Ind | Def-GSIA | FuelSubst-Default | None | SWHC046_01_M001 | SWHC046_01_B001 | ExAnte2019 | IOU workpaper | 2020-04-09 | Commercial SEER-rated package heat pump 2 stage, < 65 kBtu/h SEER15 HSPF8.2 (NC) |  | Deem-WP-FuelSub | Proposed
SDG | 468378 | 2019-12-27 |  | SWHC046-01 | NC | DnDeemed | SWHC046AD | None | Ind | Def-GSIA | FuelSubst-Default | None | SWHC046_01_M001 | SWHC046_01_B001 | ExAnte2019 | IOU workpaper | 2020-04-09 | Commercial SEER-rated package heat pump 2 stage, < 65 kBtu/h SEER15 HSPF8.2 (NC) |  | Deem-WP-FuelSub | Proposed
SDG | 468379 | 2019-12-27 |  | SWHC046-01 | NC | DnDeemDI | SWHC046AE | None | Ind | Def-GSIA | FuelSubst-Default | None | SWHC046_01_M002 | SWHC046_01_B001 | ExAnte2019 | IOU workpaper | 2020-04-09 | Commercial SEER-rated package heat pump, < 65 kBtu/h SEER16 HSPF8.5 (NC) |  | Deem-WP-FuelSub | Proposed
SDG | 468380 | 2019-12-27 |  | SWHC046-01 | NC | DnDeemed | SWHC046AE | None | Ind | Def-GSIA | FuelSubst-Default | None | SWHC046_01_M002 | SWHC046_01_B001 | ExAnte2019 | IOU workpaper | 2020-04-09 | Commercial SEER-rated package heat pump, < 65 kBtu/h SEER16 HSPF8.5 (NC) |  | Deem-WP-FuelSub | Proposed
SDG | 468381 | 2019-12-27 |  | SWHC046-01 | NC | DnDeemDI | SWHC046AF | None | Ind | Def-GSIA | FuelSubst-Default | None | SWHC046_01_M003 | SWHC046_01_B001 | ExAnte2019 | IOU workpaper | 2020-04-09 | Commercial SEER-rated package heat pump, < 65 kBtu/h SEER17 HSPF9.0 (NC) |  | Deem-WP-FuelSub | Proposed
SDG | 468382 | 2019-12-27 |  | SWHC046-01 | NC | DnDeemed | SWHC046AF | None | Ind | Def-GSIA | FuelSubst-Default | None | SWHC046_01_M003 | SWHC046_01_B001 | ExAnte2019 | IOU workpaper | 2020-04-09 | Commercial SEER-rated package heat pump, < 65 kBtu/h SEER17 HSPF9.0 (NC) |  | Deem-WP-FuelSub | Proposed
SDG | 468383 | 2019-12-27 |  | SWHC046-01 | NC | DnDeemDI | SWHC046AG | None | Ind | Def-GSIA | FuelSubst-Default | None | SWHC046_01_M004 | SWHC046_01_B002 | ExAnte2019 | IOU workpaper | 2020-04-09 | Commercial SEER-rated split heat pumps, < 65 kBtu/h SEER15 HSPF8.7 (NC) |  | Deem-WP-FuelSub | Proposed
SDG | 468384 | 2019-12-27 |  | SWHC046-01 | NC | DnDeemed | SWHC046AG | None | Ind | Def-GSIA | FuelSubst-Default | None | SWHC046_01_M004 | SWHC046_01_B002 | ExAnte2019 | IOU workpaper | 2020-04-09 | Commercial SEER-rated split heat pumps, < 65 kBtu/h SEER15 HSPF8.7 (NC) |  | Deem-WP-FuelSub | Proposed
SDG | 468385 | 2019-12-27 |  | SWHC046-01 | NC | DnDeemDI | SWHC046AH | None | Ind | Def-GSIA | FuelSubst-Default | None | SWHC046_01_M005 | SWHC046_01_B002 | ExAnte2019 | IOU workpaper | 2020-04-09 | Commercial SEER-rated split heat pumps, < 65 kBtu/h SEER16 HSPF9.0 (NC) |  | Deem-WP-FuelSub | Proposed
SDG | 468386 | 2019-12-27 |  | SWHC046-01 | NC | DnDeemed | SWHC046AH | None | Ind | Def-GSIA | FuelSubst-Default | None | SWHC046_01_M005 | SWHC046_01_B002 | ExAnte2019 | IOU workpaper | 2020-04-09 | Commercial SEER-rated split heat pumps, < 65 kBtu/h SEER16 HSPF9.0 (NC) |  | Deem-WP-FuelSub | Proposed
SDG | 468387 | 2019-12-27 |  | SWHC046-01 | NC | DnDeemDI | SWHC046AI | None | Ind | Def-GSIA | FuelSubst-Default | None | SWHC046_01_M006 | SWHC046_01_B002 | ExAnte2019 | IOU workpaper | 2020-04-09 | Commercial SEER-rated split heat pumps, < 65 kBtu/h SEER17 HSPF9.4 (NC) |  | Deem-WP-FuelSub | Proposed
SDG | 468388 | 2019-12-27 |  | SWHC046-01 | NC | DnDeemed | SWHC046AI | None | Ind | Def-GSIA | FuelSubst-Default | None | SWHC046_01_M006 | SWHC046_01_B002 | ExAnte2019 | IOU workpaper | 2020-04-09 | Commercial SEER-rated split heat pumps, < 65 kBtu/h SEER17 HSPF9.4 (NC) |  | Deem-WP-FuelSub | Proposed
SDG | 468389 | 2019-12-27 |  | SWHC046-01 | NC | DnDeemDI | SWHC046AJ | None | Ind | Def-GSIA | FuelSubst-Default | None | SWHC046_01_M007 | SWHC046_01_B002 | ExAnte2019 | IOU workpaper | 2020-04-09 | Commercial SEER-rated split heat pumps, < 65 kBtu/h SEER18 HSPF9.7 (NC) |  | Deem-WP-FuelSub | Proposed
SDG | 468390 | 2019-12-27 |  | SWHC046-01 | NC | DnDeemed | SWHC046AJ | None | Ind | Def-GSIA | FuelSubst-Default | None | SWHC046_01_M007 | SWHC046_01_B002 | ExAnte2019 | IOU workpaper | 2020-04-09 | Commercial SEER-rated split heat pumps, < 65 kBtu/h SEER18 HSPF9.7 (NC) |  | Deem-WP-FuelSub | Proposed
SDG | 468391 | 2019-12-27 |  | SWHC046-01 | NC | DnDeemDI | SWHC046AK | None | Ind | Def-GSIA | FuelSubst-Default | None | SWHC046_01_M008 | SWHC046_01_B003 | ExAnte2019 | IOU workpaper | 2020-04-09 | Commercial IEER-rated package heat pump, 135 to 239 kBtu/h IEER14.5 COP3.2 (NC) |  | Deem-WP-FuelSub | Proposed
SDG | 468392 | 2019-12-27 |  | SWHC046-01 | NC | DnDeemed | SWHC046AK | None | Ind | Def-GSIA | FuelSubst-Default | None | SWHC046_01_M008 | SWHC046_01_B003 | ExAnte2019 | IOU workpaper | 2020-04-09 | Commercial IEER-rated package heat pump, 135 to 239 kBtu/h IEER14.5 COP3.2 (NC) |  | Deem-WP-FuelSub | Proposed
SDG | 468393 | 2019-12-27 |  | SWHC046-01 | NC | DnDeemDI | SWHC046AL | None | Ind | Def-GSIA | FuelSubst-Default | None | SWHC046_01_M009 | SWHC046_01_B003 | ExAnte2019 | IOU workpaper | 2020-04-09 | Commercial IEER-rated package heat pump, 135 to 239 kBtu/h IEER15.5 COP3.2 (NC) |  | Deem-WP-FuelSub | Proposed
SDG | 468394 | 2019-12-27 |  | SWHC046-01 | NC | DnDeemed | SWHC046AL | None | Ind | Def-GSIA | FuelSubst-Default | None | SWHC046_01_M009 | SWHC046_01_B003 | ExAnte2019 | IOU workpaper | 2020-04-09 | Commercial IEER-rated package heat pump, 135 to 239 kBtu/h IEER15.5 COP3.2 (NC) |  | Deem-WP-FuelSub | Proposed
SDG | 468395 | 2019-12-27 |  | SWHC046-01 | NC | DnDeemDI | SWHC046AM | None | Ind | Def-GSIA | FuelSubst-Default | None | SWHC046_01_M010 | SWHC046_01_B004 | ExAnte2019 | IOU workpaper | 2020-04-09 | Commercial IEER-rated package heat pump, 240 to 760 kBtu/h IEER12.0 COP3.2 (NC) |  | Deem-WP-FuelSub | Proposed
SDG | 468396 | 2019-12-27 |  | SWHC046-01 | NC | DnDeemed | SWHC046AM | None | Ind | Def-GSIA | FuelSubst-Default | None | SWHC046_01_M010 | SWHC046_01_B004 | ExAnte2019 | IOU workpaper | 2020-04-09 | Commercial IEER-rated package heat pump, 240 to 760 kBtu/h IEER12.0 COP3.2 (NC) |  | Deem-WP-FuelSub | Proposed
SDG | 468397 | 2019-12-27 |  | SWHC046-01 | NC | DnDeemDI | SWHC046AN | None | Ind | Def-GSIA | FuelSubst-Default | None | SWHC046_01_M011 | SWHC046_01_B004 | ExAnte2019 | IOU workpaper | 2020-04-09 | Commercial IEER-rated package heat pump, 240 to 760 kBtu/h IEER13.0 COP3.2 (NC) |  | Deem-WP-FuelSub | Proposed
SDG | 468398 | 2019-12-27 |  | SWHC046-01 | NC | DnDeemed | SWHC046AN | None | Ind | Def-GSIA | FuelSubst-Default | None | SWHC046_01_M011 | SWHC046_01_B004 | ExAnte2019 | IOU workpaper | 2020-04-09 | Commercial IEER-rated package heat pump, 240 to 760 kBtu/h IEER13.0 COP3.2 (NC) |  | Deem-WP-FuelSub | Proposed
SDG | 468399 | 2019-12-27 |  | SWHC046-01 | NC | DnDeemDI | SWHC046AO | None | Ind | Def-GSIA | FuelSubst-Default | None | SWHC046_01_M012 | SWHC046_01_B005 | ExAnte2019 | IOU workpaper | 2020-04-09 | Commercial IEER-rated package heat pump, 65 to 134 kBtu/h IEER14.0 COP3.4 (NC) |  | Deem-WP-FuelSub | Proposed
SDG | 468400 | 2019-12-27 |  | SWHC046-01 | NC | DnDeemed | SWHC046AO | None | Ind | Def-GSIA | FuelSubst-Default | None | SWHC046_01_M012 | SWHC046_01_B005 | ExAnte2019 | IOU workpaper | 2020-04-09 | Commercial IEER-rated package heat pump, 65 to 134 kBtu/h IEER14.0 COP3.4 (NC) |  | Deem-WP-FuelSub | Proposed
SDG | 468401 | 2019-12-27 |  | SWHC046-01 | NC | DnDeemDI | SWHC046AP | None | Ind | Def-GSIA | FuelSubst-Default | None | SWHC046_01_M013 | SWHC046_01_B005 | ExAnte2019 | IOU workpaper | 2020-04-09 | Commercial IEER-rated package heat pump, 65 to 134 kBtu/h IEER15.0 COP3.4 (NC) |  | Deem-WP-FuelSub | Proposed
SDG | 468402 | 2019-12-27 |  | SWHC046-01 | NC | DnDeemed | SWHC046AP | None | Ind | Def-GSIA | FuelSubst-Default | None | SWHC046_01_M013 | SWHC046_01_B005 | ExAnte2019 | IOU workpaper | 2020-04-09 | Commercial IEER-rated package heat pump, 65 to 134 kBtu/h IEER15.0 COP3.4 (NC) |  | Deem-WP-FuelSub | Proposed
Formulas:
StartDate = [StartDate, row above]
Note on U2: Nicholas Fette: Maybe change from Deem-WP-FS to Deem-WP-FuelSub?

## EnergyImpactExAnte
PA | EnergyImpactID | BldgType | BldgVint | BldgLoc | BldgHVAC | SourceDesc | Version | VersionSource | LastMod | NormUnit | NumUnit | MeasArea | ScaleBasis | APreWBkWh | APreWBkW | APreWBtherm | AStdWBkWh | AStdWBkW | AStdWBtherm | APreEUkWh | APreEUkW | APreEUtherm | AStdEUkWh | AStdEUkW | AStdEUtherm | ElecImpactProfile | GasImpactProfile | Flag
Any | SWHC046A | Asm | ex | CZ01 | cDXHP | SWHC046-01 | ExAnte2019 | IOU workpaper | 2019-11-06 | Cap-Tons | 1 |  |  | 0 | 0 | 0 | -943.715 | 0 | 170.848 | [6 empty] | DEER:HVAC_Split-Package_HP | Annual | FALSE
Any | SWHC046A | Asm | ex | CZ02 | cDXHP | SWHC046-01 | ExAnte2019 | IOU workpaper | 2019-11-06 | Cap-Tons | 1 |  |  | 0 | 0 | 0 | -542.4643 | 0 | 103.565 | [6 empty] | DEER:HVAC_Split-Package_HP | Annual | FALSE
Any | SWHC046A | Asm | ex | CZ03 | cDXHP | SWHC046-01 | ExAnte2019 | IOU workpaper | 2019-11-06 | Cap-Tons | 1 |  |  | 0 | 0 | 0 | -372.5861 | 0 | 78.2364 | [6 empty] | DEER:HVAC_Split-Package_HP | Annual | FALSE
Any | SWHC046A | Asm | ex | CZ04 | cDXHP | SWHC046-01 | ExAnte2019 | IOU workpaper | 2019-11-06 | Cap-Tons | 1 |  |  | 0 | 0 | 0 | -320.8844 | 0 | 70.3479 | [6 empty] | DEER:HVAC_Split-Package_HP | Annual | FALSE
Any | SWHC046A | Asm | ex | CZ05 | cDXHP | SWHC046-01 | ExAnte2019 | IOU workpaper | 2019-11-06 | Cap-Tons | 1 |  |  | 0 | 0 | 0 | -371.821 | 0 | 77.3501 | [6 empty] | DEER:HVAC_Split-Package_HP | Annual | FALSE
Any | SWHC046A | Asm | ex | CZ06 | cDXHP | SWHC046-01 | ExAnte2019 | IOU workpaper | 2019-11-06 | Cap-Tons | 1 |  |  | 0 | 0 | 0 | -99.7823 | 0 | 33.0894 | [6 empty] | DEER:HVAC_Split-Package_HP | Annual | FALSE
Any | SWHC046A | Asm | ex | CZ07 | cDXHP | SWHC046-01 | ExAnte2019 | IOU workpaper | 2019-11-06 | Cap-Tons | 1 |  |  | 0 | 0 | 0 | -59.4499 | 0 | 25.4255 | [6 empty] | DEER:HVAC_Split-Package_HP | Annual | FALSE
Any | SWHC046A | Asm | ex | CZ08 | cDXHP | SWHC046-01 | ExAnte2019 | IOU workpaper | 2019-11-06 | Cap-Tons | 1 |  |  | 0 | 0 | 0 | -89.3134 | 0 | 32.2643 | [6 empty] | DEER:HVAC_Split-Package_HP | Annual | FALSE
Any | SWHC046A | Asm | ex | CZ09 | cDXHP | SWHC046-01 | ExAnte2019 | IOU workpaper | 2019-11-06 | Cap-Tons | 1 |  |  | 0 | 0 | 0 | -103.1189 | 0 | 32.8555 | [6 empty] | DEER:HVAC_Split-Package_HP | Annual | FALSE
Any | SWHC046A | Asm | ex | CZ10 | cDXHP | SWHC046-01 | ExAnte2019 | IOU workpaper | 2019-11-06 | Cap-Tons | 1 |  |  | 0 | 0 | 0 | -139.3446 | 0 | 39.9592 | [6 empty] | DEER:HVAC_Split-Package_HP | Annual | FALSE
Any | SWHC046A | Asm | ex | CZ11 | cDXHP | SWHC046-01 | ExAnte2019 | IOU workpaper | 2019-11-06 | Cap-Tons | 1 |  |  | 0 | 0 | 0 | -351.4468 | 0 | 71.3809 | [6 empty] | DEER:HVAC_Split-Package_HP | Annual | FALSE
Any | SWHC046A | Asm | ex | CZ12 | cDXHP | SWHC046-01 | ExAnte2019 | IOU workpaper | 2019-11-06 | Cap-Tons | 1 |  |  | 0 | 0 | 0 | -382.8843 | 0 | 77.6866 | [6 empty] | DEER:HVAC_Split-Package_HP | Annual | FALSE
Any | SWHC046A | Asm | ex | CZ13 | cDXHP | SWHC046-01 | ExAnte2019 | IOU workpaper | 2019-11-06 | Cap-Tons | 1 |  |  | 0 | 0 | 0 | -307.4314 | 0 | 65.6123 | [6 empty] | DEER:HVAC_Split-Package_HP | Annual | FALSE
Any | SWHC046A | Asm | ex | CZ14 | cDXHP | SWHC046-01 | ExAnte2019 | IOU workpaper | 2019-11-06 | Cap-Tons | 1 |  |  | 0 | 0 | 0 | -340.4981 | 0 | 69.4062 | [6 empty] | DEER:HVAC_Split-Package_HP | Annual | FALSE
Any | SWHC046A | Asm | ex | CZ15 | cDXHP | SWHC046-01 | ExAnte2019 | IOU workpaper | 2019-11-06 | Cap-Tons | 1 |  |  | 0 | 0 | 0 | 42.9276 | 0 | 12.5575 | [6 empty] | DEER:HVAC_Split-Package_HP | Annual | FALSE
Any | SWHC046A | Asm | ex | CZ16 | cDXHP | SWHC046-01 | ExAnte2019 | IOU workpaper | 2019-11-06 | Cap-Tons | 1 |  |  | 0 | 0 | 0 | -1290.046 | 0 | 189.083 | [6 empty] | DEER:HVAC_Split-Package_HP | Annual | FALSE
Any | SWHC046A | Com | ex | CZ01 | cDXHP | SWHC046-01 | ExAnte2019 | IOU workpaper | 2019-11-06 | Cap-Tons | 1 |  |  | 0 | 0 | 0 | -649.6528 | 0 | 113.9172 | [6 empty] | DEER:HVAC_Split-Package_HP | Annual | FALSE
Any | SWHC046A | Com | ex | CZ02 | cDXHP | SWHC046-01 | ExAnte2019 | IOU workpaper | 2019-11-06 | Cap-Tons | 1 |  |  | 0 | 0 | 0 | -322.8788 | 0 | 61.5905 | [6 empty] | DEER:HVAC_Split-Package_HP | Annual | FALSE
Any | SWHC046A | Com | ex | CZ03 | cDXHP | SWHC046-01 | ExAnte2019 | IOU workpaper | 2019-11-06 | Cap-Tons | 1 |  |  | 0 | 0 | 0 | -180.4818 | 0 | 42.2318 | [6 empty] | DEER:HVAC_Split-Package_HP | Annual | FALSE
Any | SWHC046A | Com | ex | CZ04 | cDXHP | SWHC046-01 | ExAnte2019 | IOU workpaper | 2019-11-06 | Cap-Tons | 1 |  |  | 0 | 0 | 0 | -161.4587 | 0 | 36.6611 | [6 empty] | DEER:HVAC_Split-Package_HP | Annual | FALSE
Any | SWHC046A | Com | ex | CZ05 | cDXHP | SWHC046-01 | ExAnte2019 | IOU workpaper | 2019-11-06 | Cap-Tons | 1 |  |  | 0 | 0 | 0 | -267.6894 | 0 | 57.9325 | [6 empty] | DEER:HVAC_Split-Package_HP | Annual | FALSE
Any | SWHC046A | Com | ex | CZ06 | cDXHP | SWHC046-01 | ExAnte2019 | IOU workpaper | 2019-11-06 | Cap-Tons | 1 |  |  | 0 | 0 | 0 | -43.5379 | 0 | 22.9105 | [6 empty] | DEER:HVAC_Split-Package_HP | Annual | FALSE
Any | SWHC046A | Com | ex | CZ07 | cDXHP | SWHC046-01 | ExAnte2019 | IOU workpaper | 2019-11-06 | Cap-Tons | 1 |  |  | 0 | 0 | 0 | -11.7765 | 0 | 18.4075 | [6 empty] | DEER:HVAC_Split-Package_HP | Annual | FALSE
Any | SWHC046A | Com | ex | CZ08 | cDXHP | SWHC046-01 | ExAnte2019 | IOU workpaper | 2019-11-06 | Cap-Tons | 1 |  |  | 0 | 0 | 0 | -39.0795 | 0 | 22.1392 | [6 empty] | DEER:HVAC_Split-Package_HP | Annual | FALSE
Any | SWHC046A | Com | ex | CZ09 | cDXHP | SWHC046-01 | ExAnte2019 | IOU workpaper | 2019-11-06 | Cap-Tons | 1 |  |  | 0 | 0 | 0 | -37.2124 | 0 | 21.7753 | [6 empty] | DEER:HVAC_Split-Package_HP | Annual | FALSE
Any | SWHC046A | Com | ex | CZ10 | cDXHP | SWHC046-01 | ExAnte2019 | IOU workpaper | 2019-11-06 | Cap-Tons | 1 |  |  | 0 | 0 | 0 | -88.8978 | 0 | 29.4904 | [6 empty] | DEER:HVAC_Split-Package_HP | Annual | FALSE
Any | SWHC046A | Com | ex | CZ11 | cDXHP | SWHC046-01 | ExAnte2019 | IOU workpaper | 2019-11-06 | Cap-Tons | 1 |  |  | 0 | 0 | 0 | -240.3547 | 0 | 51.7274 | [6 empty] | DEER:HVAC_Split-Package_HP | Annual | FALSE
Any | SWHC046A | Com | ex | CZ12 | cDXHP | SWHC046-01 | ExAnte2019 | IOU workpaper | 2019-11-06 | Cap-Tons | 1 |  |  | 0 | 0 | 0 | -228.3608 | 0 | 48.8834 | [6 empty] | DEER:HVAC_Split-Package_HP | Annual | FALSE
Any | SWHC046A | Com | ex | CZ13 | cDXHP | SWHC046-01 | ExAnte2019 | IOU workpaper | 2019-11-06 | Cap-Tons | 1 |  |  | 0 | 0 | 0 | -186.4915 | 0 | 44.1317 | [6 empty] | DEER:HVAC_Split-Package_HP | Annual | FALSE
Any | SWHC046A | Com | ex | CZ14 | cDXHP | SWHC046-01 | ExAnte2019 | IOU workpaper | 2019-11-06 | Cap-Tons | 1 |  |  | 0 | 0 | 0 | -218.9545 | 0 | 47.5408 | [6 empty] | DEER:HVAC_Split-Package_HP | Annual | FALSE
Any | SWHC046A | Com | ex | CZ15 | cDXHP | SWHC046-01 | ExAnte2019 | IOU workpaper | 2019-11-06 | Cap-Tons | 1 |  |  | 0 | 0 | 0 | 75.222 | 0 | 8.0636 | [6 empty] | DEER:HVAC_Split-Package_HP | Annual | FALSE
Any | SWHC046A | Com | ex | CZ16 | cDXHP | SWHC046-01 | ExAnte2019 | IOU workpaper | 2019-11-06 | Cap-Tons | 1 |  |  | 0 | 0 | 0 | -946.9746 | 0 | 133.4351 | [6 empty] | DEER:HVAC_Split-Package_HP | Annual | FALSE
Any | SWHC046A | ECC | ex | CZ01 | cDXHP | SWHC046-01 | ExAnte2019 | IOU workpaper | 2019-11-06 | Cap-Tons | 1 |  |  | 0 | 0 | 0 | -397.708 | 0 | 72.0202 | [6 empty] | DEER:HVAC_Split-Package_HP | Annual | FALSE
Any | SWHC046A | ECC | ex | CZ02 | cDXHP | SWHC046-01 | ExAnte2019 | IOU workpaper | 2019-11-06 | Cap-Tons | 1 |  |  | 0 | 0 | 0 | -193.1964 | 0 | 40.5526 | [6 empty] | DEER:HVAC_Split-Package_HP | Annual | FALSE
Any | SWHC046A | ECC | ex | CZ03 | cDXHP | SWHC046-01 | ExAnte2019 | IOU workpaper | 2019-11-06 | Cap-Tons | 1 |  |  | 0 | 0 | 0 | -126.122 | 0 | 31.2714 | [6 empty] | DEER:HVAC_Split-Package_HP | Annual | FALSE
Any | SWHC046A | ECC | ex | CZ04 | cDXHP | SWHC046-01 | ExAnte2019 | IOU workpaper | 2019-11-06 | Cap-Tons | 1 |  |  | 0 | 0 | 0 | -110.4685 | 0 | 28.0396 | [6 empty] | DEER:HVAC_Split-Package_HP | Annual | FALSE
Any | SWHC046A | ECC | ex | CZ05 | cDXHP | SWHC046-01 | ExAnte2019 | IOU workpaper | 2019-11-06 | Cap-Tons | 1 |  |  | 0 | 0 | 0 | -134.4809 | 0 | 31.2089 | [6 empty] | DEER:HVAC_Split-Package_HP | Annual | FALSE
Any | SWHC046A | ECC | ex | CZ06 | cDXHP | SWHC046-01 | ExAnte2019 | IOU workpaper | 2019-11-06 | Cap-Tons | 1 |  |  | 0 | 0 | 0 | 10.7195 | 0 | 10.3507 | [6 empty] | DEER:HVAC_Split-Package_HP | Annual | FALSE
Any | SWHC046A | ECC | ex | CZ07 | cDXHP | SWHC046-01 | ExAnte2019 | IOU workpaper | 2019-11-06 | Cap-Tons | 1 |  |  | 0 | 0 | 0 | 32.1748 | 0 | 6.1637 | [6 empty] | DEER:HVAC_Split-Package_HP | Annual | FALSE
Any | SWHC046A | ECC | ex | CZ08 | cDXHP | SWHC046-01 | ExAnte2019 | IOU workpaper | 2019-11-06 | Cap-Tons | 1 |  |  | 0 | 0 | 0 | 19.3446 | 0 | 9.5312 | [6 empty] | DEER:HVAC_Split-Package_HP | Annual | FALSE
Any | SWHC046A | ECC | ex | CZ09 | cDXHP | SWHC046-01 | ExAnte2019 | IOU workpaper | 2019-11-06 | Cap-Tons | 1 |  |  | 0 | 0 | 0 | 4.4865 | 0 | 11.4229 | [6 empty] | DEER:HVAC_Split-Package_HP | Annual | FALSE
Any | SWHC046A | ECC | ex | CZ10 | cDXHP | SWHC046-01 | ExAnte2019 | IOU workpaper | 2019-11-06 | Cap-Tons | 1 |  |  | 0 | 0 | 0 | -1.6266 | 0 | 12.8409 | [6 empty] | DEER:HVAC_Split-Package_HP | Annual | FALSE
Any | SWHC046A | ECC | ex | CZ11 | cDXHP | SWHC046-01 | ExAnte2019 | IOU workpaper | 2019-11-06 | Cap-Tons | 1 |  |  | 0 | 0 | 0 | -132.4577 | 0 | 33.3053 | [6 empty] | DEER:HVAC_Split-Package_HP | Annual | FALSE
Any | SWHC046A | ECC | ex | CZ12 | cDXHP | SWHC046-01 | ExAnte2019 | IOU workpaper | 2019-11-06 | Cap-Tons | 1 |  |  | 0 | 0 | 0 | -145.7618 | 0 | 34.8597 | [6 empty] | DEER:HVAC_Split-Package_HP | Annual | FALSE
Any | SWHC046A | ECC | ex | CZ13 | cDXHP | SWHC046-01 | ExAnte2019 | IOU workpaper | 2019-11-06 | Cap-Tons | 1 |  |  | 0 | 0 | 0 | -102.3054 | 0 | 29.0488 | [6 empty] | DEER:HVAC_Split-Package_HP | Annual | FALSE
Any | SWHC046A | ECC | ex | CZ14 | cDXHP | SWHC046-01 | ExAnte2019 | IOU workpaper | 2019-11-06 | Cap-Tons | 1 |  |  | 0 | 0 | 0 | -123.5787 | 0 | 30.6499 | [6 empty] | DEER:HVAC_Split-Package_HP | Annual | FALSE
Any | SWHC046A | ECC | ex | CZ15 | cDXHP | SWHC046-01 | ExAnte2019 | IOU workpaper | 2019-11-06 | Cap-Tons | 1 |  |  | 0 | 0 | 0 | 78.9484 | 0 | 3.2825 | [6 empty] | DEER:HVAC_Split-Package_HP | Annual | FALSE
Any | SWHC046A | ECC | ex | CZ16 | cDXHP | SWHC046-01 | ExAnte2019 | IOU workpaper | 2019-11-06 | Cap-Tons | 1 |  |  | 0 | 0 | 0 | -638.0793 | 0 | 90.6794 | [6 empty] | DEER:HVAC_Split-Package_HP | Annual | FALSE
Any | SWHC046A | EPr | ex | CZ01 | cDXHP | SWHC046-01 | ExAnte2019 | IOU workpaper | 2019-11-06 | Cap-Tons | 1 |  |  | 0 | 0 | 0 | -530.7729 | 0 | 90.6057 | [6 empty] | DEER:HVAC_Split-Package_HP | Annual | FALSE
Any | SWHC046A | EPr | ex | CZ02 | cDXHP | SWHC046-01 | ExAnte2019 | IOU workpaper | 2019-11-06 | Cap-Tons | 1 |  |  | 0 | 0 | 0 | -295.342 | 0 | 50.5666 | [6 empty] | DEER:HVAC_Split-Package_HP | Annual | FALSE
Any | SWHC046A | EPr | ex | CZ03 | cDXHP | SWHC046-01 | ExAnte2019 | IOU workpaper | 2019-11-06 | Cap-Tons | 1 |  |  | 0 | 0 | 0 | -221.5207 | 0 | 44.2835 | [6 empty] | DEER:HVAC_Split-Package_HP | Annual | FALSE
Any | SWHC046A | EPr | ex | CZ04 | cDXHP | SWHC046-01 | ExAnte2019 | IOU workpaper | 2019-11-06 | Cap-Tons | 1 |  |  | 0 | 0 | 0 | -187.134 | 0 | 35.9169 | [6 empty] | DEER:HVAC_Split-Package_HP | Annual | FALSE
Any | SWHC046A | EPr | ex | CZ05 | cDXHP | SWHC046-01 | ExAnte2019 | IOU workpaper | 2019-11-06 | Cap-Tons | 1 |  |  | 0 | 0 | 0 | -226.8453 | 0 | 43.2929 | [6 empty] | DEER:HVAC_Split-Package_HP | Annual | FALSE
Any | SWHC046A | EPr | ex | CZ06 | cDXHP | SWHC046-01 | ExAnte2019 | IOU workpaper | 2019-11-06 | Cap-Tons | 1 |  |  | 0 | 0 | 0 | -56.7156 | 0 | 18.3216 | [6 empty] | DEER:HVAC_Split-Package_HP | Annual | FALSE
Any | SWHC046A | EPr | ex | CZ07 | cDXHP | SWHC046-01 | ExAnte2019 | IOU workpaper | 2019-11-06 | Cap-Tons | 1 |  |  | 0 | 0 | 0 | -34.4739 | 0 | 14.1455 | [6 empty] | DEER:HVAC_Split-Package_HP | Annual | FALSE
Any | SWHC046A | EPr | ex | CZ08 | cDXHP | SWHC046-01 | ExAnte2019 | IOU workpaper | 2019-11-06 | Cap-Tons | 1 |  |  | 0 | 0 | 0 | -42.3968 | 0 | 15.6024 | [6 empty] | DEER:HVAC_Split-Package_HP | Annual | FALSE
Any | SWHC046A | EPr | ex | CZ09 | cDXHP | SWHC046-01 | ExAnte2019 | IOU workpaper | 2019-11-06 | Cap-Tons | 1 |  |  | 0 | 0 | 0 | -59.4116 | 0 | 18.1502 | [6 empty] | DEER:HVAC_Split-Package_HP | Annual | FALSE
Any | SWHC046A | EPr | ex | CZ10 | cDXHP | SWHC046-01 | ExAnte2019 | IOU workpaper | 2019-11-06 | Cap-Tons | 1 |  |  | 0 | 0 | 0 | -56.0954 | 0 | 17.8359 | [6 empty] | DEER:HVAC_Split-Package_HP | Annual | FALSE
Any | SWHC046A | EPr | ex | CZ11 | cDXHP | SWHC046-01 | ExAnte2019 | IOU workpaper | 2019-11-06 | Cap-Tons | 1 |  |  | 0 | 0 | 0 | -196.7249 | 0 | 39.4411 | [6 empty] | DEER:HVAC_Split-Package_HP | Annual | FALSE
Any | SWHC046A | EPr | ex | CZ12 | cDXHP | SWHC046-01 | ExAnte2019 | IOU workpaper | 2019-11-06 | Cap-Tons | 1 |  |  | 0 | 0 | 0 | -222.7331 | 0 | 42.968 | [6 empty] | DEER:HVAC_Split-Package_HP | Annual | FALSE
Any | SWHC046A | EPr | ex | CZ13 | cDXHP | SWHC046-01 | ExAnte2019 | IOU workpaper | 2019-11-06 | Cap-Tons | 1 |  |  | 0 | 0 | 0 | -167.7665 | 0 | 35.0093 | [6 empty] | DEER:HVAC_Split-Package_HP | Annual | FALSE
Any | SWHC046A | EPr | ex | CZ14 | cDXHP | SWHC046-01 | ExAnte2019 | IOU workpaper | 2019-11-06 | Cap-Tons | 1 |  |  | 0 | 0 | 0 | -179.9922 | 0 | 35.6516 | [6 empty] | DEER:HVAC_Split-Package_HP | Annual | FALSE
Any | SWHC046A | EPr | ex | CZ15 | cDXHP | SWHC046-01 | ExAnte2019 | IOU workpaper | 2019-11-06 | Cap-Tons | 1 |  |  | 0 | 0 | 0 | 34.4114 | 0 | 5.1616 | [6 empty] | DEER:HVAC_Split-Package_HP | Annual | FALSE
Any | SWHC046A | EPr | ex | CZ16 | cDXHP | SWHC046-01 | ExAnte2019 | IOU workpaper | 2019-11-06 | Cap-Tons | 1 |  |  | 0 | 0 | 0 | -781.0205 | 0 | 109.1812 | [6 empty] | DEER:HVAC_Split-Package_HP | Annual | FALSE
Any | SWHC046A | ERC | ex | CZ01 | cDXHP | SWHC046-01 | ExAnte2019 | IOU workpaper | 2019-11-06 | Cap-Tons | 1 |  |  | 0 | 0 | 0 | -840.6297 | 0 | 132.9105 | [6 empty] | DEER:HVAC_Split-Package_HP | Annual | FALSE
Any | SWHC046A | ERC | ex | CZ02 | cDXHP | SWHC046-01 | ExAnte2019 | IOU workpaper | 2019-11-06 | Cap-Tons | 1 |  |  | 0 | 0 | 0 | -515.5087 | 0 | 82.8714 | [6 empty] | DEER:HVAC_Split-Package_HP | Annual | FALSE
Any | SWHC046A | ERC | ex | CZ03 | cDXHP | SWHC046-01 | ExAnte2019 | IOU workpaper | 2019-11-06 | Cap-Tons | 1 |  |  | 0 | 0 | 0 | -339.4667 | 0 | 64.0724 | [6 empty] | DEER:HVAC_Split-Package_HP | Annual | FALSE
Any | SWHC046A | ERC | ex | CZ04 | cDXHP | SWHC046-01 | ExAnte2019 | IOU workpaper | 2019-11-06 | Cap-Tons | 1 |  |  | 0 | 0 | 0 | -341.6733 | 0 | 57.3437 | [6 empty] | DEER:HVAC_Split-Package_HP | Annual | FALSE
Any | SWHC046A | ERC | ex | CZ05 | cDXHP | SWHC046-01 | ExAnte2019 | IOU workpaper | 2019-11-06 | Cap-Tons | 1 |  |  | 0 | 0 | 0 | -414.5451 | 0 | 71.6541 | [6 empty] | DEER:HVAC_Split-Package_HP | Annual | FALSE
Any | SWHC046A | ERC | ex | CZ06 | cDXHP | SWHC046-01 | ExAnte2019 | IOU workpaper | 2019-11-06 | Cap-Tons | 1 |  |  | 0 | 0 | 0 | -136.8173 | 0 | 30.4744 | [6 empty] | DEER:HVAC_Split-Package_HP | Annual | FALSE
Any | SWHC046A | ERC | ex | CZ07 | cDXHP | SWHC046-01 | ExAnte2019 | IOU workpaper | 2019-11-06 | Cap-Tons | 1 |  |  | 0 | 0 | 0 | -74.0881 | 0 | 19.9824 | [6 empty] | DEER:HVAC_Split-Package_HP | Annual | FALSE
Any | SWHC046A | ERC | ex | CZ08 | cDXHP | SWHC046-01 | ExAnte2019 | IOU workpaper | 2019-11-06 | Cap-Tons | 1 |  |  | 0 | 0 | 0 | -113.133 | 0 | 27.0235 | [6 empty] | DEER:HVAC_Split-Package_HP | Annual | FALSE
Any | SWHC046A | ERC | ex | CZ09 | cDXHP | SWHC046-01 | ExAnte2019 | IOU workpaper | 2019-11-06 | Cap-Tons | 1 |  |  | 0 | 0 | 0 | -117.5666 | 0 | 26.9481 | [6 empty] | DEER:HVAC_Split-Package_HP | Annual | FALSE
Any | SWHC046A | ERC | ex | CZ10 | cDXHP | SWHC046-01 | ExAnte2019 | IOU workpaper | 2019-11-06 | Cap-Tons | 1 |  |  | 0 | 0 | 0 | -144.4601 | 0 | 30.2927 | [6 empty] | DEER:HVAC_Split-Package_HP | Annual | FALSE
Any | SWHC046A | ERC | ex | CZ11 | cDXHP | SWHC046-01 | ExAnte2019 | IOU workpaper | 2019-11-06 | Cap-Tons | 1 |  |  | 0 | 0 | 0 | -322.0654 | 0 | 55.4819 | [6 empty] | DEER:HVAC_Split-Package_HP | Annual | FALSE
Any | SWHC046A | ERC | ex | CZ12 | cDXHP | SWHC046-01 | ExAnte2019 | IOU workpaper | 2019-11-06 | Cap-Tons | 1 |  |  | 0 | 0 | 0 | -368.93 | 0 | 62.5443 | [6 empty] | DEER:HVAC_Split-Package_HP | Annual | FALSE
Any | SWHC046A | ERC | ex | CZ13 | cDXHP | SWHC046-01 | ExAnte2019 | IOU workpaper | 2019-11-06 | Cap-Tons | 1 |  |  | 0 | 0 | 0 | -279.644 | 0 | 49.9268 | [6 empty] | DEER:HVAC_Split-Package_HP | Annual | FALSE
Any | SWHC046A | ERC | ex | CZ14 | cDXHP | SWHC046-01 | ExAnte2019 | IOU workpaper | 2019-11-06 | Cap-Tons | 1 |  |  | 0 | 0 | 0 | -313.3949 | 0 | 52.0345 | [6 empty] | DEER:HVAC_Split-Package_HP | Annual | FALSE
Any | SWHC046A | ERC | ex | CZ15 | cDXHP | SWHC046-01 | ExAnte2019 | IOU workpaper | 2019-11-06 | Cap-Tons | 1 |  |  | 0 | 0 | 0 | 9.8886 | 0 | 8.3568 | [6 empty] | DEER:HVAC_Split-Package_HP | Annual | FALSE
Any | SWHC046A | ERC | ex | CZ16 | cDXHP | SWHC046-01 | ExAnte2019 | IOU workpaper | 2019-11-06 | Cap-Tons | 1 |  |  | 0 | 0 | 0 | -1123.5025 | 0 | 146.2976 | [6 empty] | DEER:HVAC_Split-Package_HP | Annual | FALSE
Any | SWHC046A | ESe | ex | CZ01 | cDXHP | SWHC046-01 | ExAnte2019 | IOU workpaper | 2019-11-06 | Cap-Tons | 1 |  |  | 0 | 0 | 0 | -507.2975 | 0 | 83.3021 | [6 empty] | DEER:HVAC_Split-Package_HP | Annual | FALSE
Any | SWHC046A | ESe | ex | CZ02 | cDXHP | SWHC046-01 | ExAnte2019 | IOU workpaper | 2019-11-06 | Cap-Tons | 1 |  |  | 0 | 0 | 0 | -294.1919 | 0 | 50.6527 | [6 empty] | DEER:HVAC_Split-Package_HP | Annual | FALSE
Any | SWHC046A | ESe | ex | CZ03 | cDXHP | SWHC046-01 | ExAnte2019 | IOU workpaper | 2019-11-06 | Cap-Tons | 1 |  |  | 0 | 0 | 0 | -176.5996 | 0 | 35.3734 | [6 empty] | DEER:HVAC_Split-Package_HP | Annual | FALSE
Any | SWHC046A | ESe | ex | CZ04 | cDXHP | SWHC046-01 | ExAnte2019 | IOU workpaper | 2019-11-06 | Cap-Tons | 1 |  |  | 0 | 0 | 0 | -162.6078 | 0 | 32.3162 | [6 empty] | DEER:HVAC_Split-Package_HP | Annual | FALSE
Any | SWHC046A | ESe | ex | CZ05 | cDXHP | SWHC046-01 | ExAnte2019 | IOU workpaper | 2019-11-06 | Cap-Tons | 1 |  |  | 0 | 0 | 0 | -179.0807 | 0 | 34.0628 | [6 empty] | DEER:HVAC_Split-Package_HP | Annual | FALSE
Any | SWHC046A | ESe | ex | CZ06 | cDXHP | SWHC046-01 | ExAnte2019 | IOU workpaper | 2019-11-06 | Cap-Tons | 1 |  |  | 0 | 0 | 0 | -31.9716 | 0 | 14.0859 | [6 empty] | DEER:HVAC_Split-Package_HP | Annual | FALSE
Any | SWHC046A | ESe | ex | CZ07 | cDXHP | SWHC046-01 | ExAnte2019 | IOU workpaper | 2019-11-06 | Cap-Tons | 1 |  |  | 0 | 0 | 0 | -6.081 | 0 | 9.7622 | [6 empty] | DEER:HVAC_Split-Package_HP | Annual | FALSE
Any | SWHC046A | ESe | ex | CZ08 | cDXHP | SWHC046-01 | ExAnte2019 | IOU workpaper | 2019-11-06 | Cap-Tons | 1 |  |  | 0 | 0 | 0 | -21.5232 | 0 | 13.1647 | [6 empty] | DEER:HVAC_Split-Package_HP | Annual | FALSE
Any | SWHC046A | ESe | ex | CZ09 | cDXHP | SWHC046-01 | ExAnte2019 | IOU workpaper | 2019-11-06 | Cap-Tons | 1 |  |  | 0 | 0 | 0 | -36.4099 | 0 | 15.0388 | [6 empty] | DEER:HVAC_Split-Package_HP | Annual | FALSE
Any | SWHC046A | ESe | ex | CZ10 | cDXHP | SWHC046-01 | ExAnte2019 | IOU workpaper | 2019-11-06 | Cap-Tons | 1 |  |  | 0 | 0 | 0 | -58.7965 | 0 | 18.7719 | [6 empty] | DEER:HVAC_Split-Package_HP | Annual | FALSE
Any | SWHC046A | ESe | ex | CZ11 | cDXHP | SWHC046-01 | ExAnte2019 | IOU workpaper | 2019-11-06 | Cap-Tons | 1 |  |  | 0 | 0 | 0 | -214.5435 | 0 | 42.1609 | [6 empty] | DEER:HVAC_Split-Package_HP | Annual | FALSE
Any | SWHC046A | ESe | ex | CZ12 | cDXHP | SWHC046-01 | ExAnte2019 | IOU workpaper | 2019-11-06 | Cap-Tons | 1 |  |  | 0 | 0 | 0 | -236.4385 | 0 | 44.716 | [6 empty] | DEER:HVAC_Split-Package_HP | Annual | FALSE
Any | SWHC046A | ESe | ex | CZ13 | cDXHP | SWHC046-01 | ExAnte2019 | IOU workpaper | 2019-11-06 | Cap-Tons | 1 |  |  | 0 | 0 | 0 | -177.4156 | 0 | 36.9942 | [6 empty] | DEER:HVAC_Split-Package_HP | Annual | FALSE
Any | SWHC046A | ESe | ex | CZ14 | cDXHP | SWHC046-01 | ExAnte2019 | IOU workpaper | 2019-11-06 | Cap-Tons | 1 |  |  | 0 | 0 | 0 | -200.235 | 0 | 38.7337 | [6 empty] | DEER:HVAC_Split-Package_HP | Annual | FALSE
Any | SWHC046A | ESe | ex | CZ15 | cDXHP | SWHC046-01 | ExAnte2019 | IOU workpaper | 2019-11-06 | Cap-Tons | 1 |  |  | 0 | 0 | 0 | 39.6821 | 0 | 5.6003 | [6 empty] | DEER:HVAC_Split-Package_HP | Annual | FALSE
Any | SWHC046A | ESe | ex | CZ16 | cDXHP | SWHC046-01 | ExAnte2019 | IOU workpaper | 2019-11-06 | Cap-Tons | 1 |  |  | 0 | 0 | 0 | -742.2837 | 0 | 100.256 | [6 empty] | DEER:HVAC_Split-Package_HP | Annual | FALSE
Any | SWHC046A | EUn | ex | CZ01 | cDXHP | SWHC046-01 | ExAnte2019 | IOU workpaper | 2019-11-06 | Cap-Tons | 1 |  |  | 0 | 0 | 0 | -505.1161 | 0 | 89.3643 | [6 empty] | DEER:HVAC_Split-Package_HP | Annual | FALSE
Any | SWHC046A | EUn | ex | CZ02 | cDXHP | SWHC046-01 | ExAnte2019 | IOU workpaper | 2019-11-06 | Cap-Tons | 1 |  |  | 0 | 0 | 0 | -286.787 | 0 | 55.5966 | [6 empty] | DEER:HVAC_Split-Package_HP | Annual | FALSE
Any | SWHC046A | EUn | ex | CZ03 | cDXHP | SWHC046-01 | ExAnte2019 | IOU workpaper | 2019-11-06 | Cap-Tons | 1 |  |  | 0 | 0 | 0 | -198.2445 | 0 | 44.819 | [6 empty] | DEER:HVAC_Split-Package_HP | Annual | FALSE
Any | SWHC046A | EUn | ex | CZ04 | cDXHP | SWHC046-01 | ExAnte2019 | IOU workpaper | 2019-11-06 | Cap-Tons | 1 |  |  | 0 | 0 | 0 | -186.641 | 0 | 40.8704 | [6 empty] | DEER:HVAC_Split-Package_HP | Annual | FALSE
Any | SWHC046A | EUn | ex | CZ05 | cDXHP | SWHC046-01 | ExAnte2019 | IOU workpaper | 2019-11-06 | Cap-Tons | 1 |  |  | 0 | 0 | 0 | -217.4398 | 0 | 45.8593 | [6 empty] | DEER:HVAC_Split-Package_HP | Annual | FALSE
Any | SWHC046A | EUn | ex | CZ06 | cDXHP | SWHC046-01 | ExAnte2019 | IOU workpaper | 2019-11-06 | Cap-Tons | 1 |  |  | 0 | 0 | 0 | -30.2683 | 0 | 19.218 | [6 empty] | DEER:HVAC_Split-Package_HP | Annual | FALSE
Any | SWHC046A | EUn | ex | CZ07 | cDXHP | SWHC046-01 | ExAnte2019 | IOU workpaper | 2019-11-06 | Cap-Tons | 1 |  |  | 0 | 0 | 0 | -0.3294 | 0 | 13.818 | [6 empty] | DEER:HVAC_Split-Package_HP | Annual | FALSE
Any | SWHC046A | EUn | ex | CZ08 | cDXHP | SWHC046-01 | ExAnte2019 | IOU workpaper | 2019-11-06 | Cap-Tons | 1 |  |  | 0 | 0 | 0 | -20.7435 | 0 | 18.5528 | [6 empty] | DEER:HVAC_Split-Package_HP | Annual | FALSE
Any | SWHC046A | EUn | ex | CZ09 | cDXHP | SWHC046-01 | ExAnte2019 | IOU workpaper | 2019-11-06 | Cap-Tons | 1 |  |  | 0 | 0 | 0 | -34.5008 | 0 | 20.0445 | [6 empty] | DEER:HVAC_Split-Package_HP | Annual | FALSE
Any | SWHC046A | EUn | ex | CZ10 | cDXHP | SWHC046-01 | ExAnte2019 | IOU workpaper | 2019-11-06 | Cap-Tons | 1 |  |  | 0 | 0 | 0 | -39.5609 | 0 | 21.2458 | [6 empty] | DEER:HVAC_Split-Package_HP | Annual | FALSE
Any | SWHC046A | EUn | ex | CZ11 | cDXHP | SWHC046-01 | ExAnte2019 | IOU workpaper | 2019-11-06 | Cap-Tons | 1 |  |  | 0 | 0 | 0 | -182.5436 | 0 | 43.0312 | [6 empty] | DEER:HVAC_Split-Package_HP | Annual | FALSE
Any | SWHC046A | EUn | ex | CZ12 | cDXHP | SWHC046-01 | ExAnte2019 | IOU workpaper | 2019-11-06 | Cap-Tons | 1 |  |  | 0 | 0 | 0 | -203.1873 | 0 | 46.1227 | [6 empty] | DEER:HVAC_Split-Package_HP | Annual | FALSE
Any | SWHC046A | EUn | ex | CZ13 | cDXHP | SWHC046-01 | ExAnte2019 | IOU workpaper | 2019-11-06 | Cap-Tons | 1 |  |  | 0 | 0 | 0 | -145.544 | 0 | 37.8126 | [6 empty] | DEER:HVAC_Split-Package_HP | Annual | FALSE
Any | SWHC046A | EUn | ex | CZ14 | cDXHP | SWHC046-01 | ExAnte2019 | IOU workpaper | 2019-11-06 | Cap-Tons | 1 |  |  | 0 | 0 | 0 | -179.0615 | 0 | 40.9415 | [6 empty] | DEER:HVAC_Split-Package_HP | Annual | FALSE
Any | SWHC046A | EUn | ex | CZ15 | cDXHP | SWHC046-01 | ExAnte2019 | IOU workpaper | 2019-11-06 | Cap-Tons | 1 |  |  | 0 | 0 | 0 | 73.9983 | 0 | 6.2616 | [6 empty] | DEER:HVAC_Split-Package_HP | Annual | FALSE
Any | SWHC046A | EUn | ex | CZ16 | cDXHP | SWHC046-01 | ExAnte2019 | IOU workpaper | 2019-11-06 | Cap-Tons | 1 |  |  | 0 | 0 | 0 | -769.2701 | 0 | 107.3707 | [6 empty] | DEER:HVAC_Split-Package_HP | Annual | FALSE
Any | SWHC046A | Gro | ex | CZ01 | cDXHP | SWHC046-01 | ExAnte2019 | IOU workpaper | 2019-11-06 | Cap-Tons | 1 |  |  | 0 | 0 | 0 | -2986.1614 | 0 | 495.8101 | [6 empty] | DEER:HVAC_Split-Package_HP | Annual | FALSE
Any | SWHC046A | Gro | ex | CZ02 | cDXHP | SWHC046-01 | ExAnte2019 | IOU workpaper | 2019-11-06 | Cap-Tons | 1 |  |  | 0 | 0 | 0 | -928.5706 | 0 | 167.0243 | [6 empty] | DEER:HVAC_Split-Package_HP | Annual | FALSE
Any | SWHC046A | Gro | ex | CZ03 | cDXHP | SWHC046-01 | ExAnte2019 | IOU workpaper | 2019-11-06 | Cap-Tons | 1 |  |  | 0 | 0 | 0 | -1121.4323 | 0 | 220.7772 | [6 empty] | DEER:HVAC_Split-Package_HP | Annual | FALSE
Any | SWHC046A | Gro | ex | CZ04 | cDXHP | SWHC046-01 | ExAnte2019 | IOU workpaper | 2019-11-06 | Cap-Tons | 1 |  |  | 0 | 0 | 0 | -739.9474 | 0 | 145.9162 | [6 empty] | DEER:HVAC_Split-Package_HP | Annual | FALSE
Any | SWHC046A | Gro | ex | CZ05 | cDXHP | SWHC046-01 | ExAnte2019 | IOU workpaper | 2019-11-06 | Cap-Tons | 1 |  |  | 0 | 0 | 0 | -1375.4232 | 0 | 259.3173 | [6 empty] | DEER:HVAC_Split-Package_HP | Annual | FALSE
Any | SWHC046A | Gro | ex | CZ06 | cDXHP | SWHC046-01 | ExAnte2019 | IOU workpaper | 2019-11-06 | Cap-Tons | 1 |  |  | 0 | 0 | 0 | -402.3098 | 0 | 94.083 | [6 empty] | DEER:HVAC_Split-Package_HP | Annual | FALSE
Any | SWHC046A | Gro | ex | CZ07 | cDXHP | SWHC046-01 | ExAnte2019 | IOU workpaper | 2019-11-06 | Cap-Tons | 1 |  |  | 0 | 0 | 0 | -423.4874 | 0 | 107.6528 | [6 empty] | DEER:HVAC_Split-Package_HP | Annual | FALSE
Any | SWHC046A | Gro | ex | CZ08 | cDXHP | SWHC046-01 | ExAnte2019 | IOU workpaper | 2019-11-06 | Cap-Tons | 1 |  |  | 0 | 0 | 0 | -292.9504 | 0 | 78.4697 | [6 empty] | DEER:HVAC_Split-Package_HP | Annual | FALSE
Any | SWHC046A | Gro | ex | CZ09 | cDXHP | SWHC046-01 | ExAnte2019 | IOU workpaper | 2019-11-06 | Cap-Tons | 1 |  |  | 0 | 0 | 0 | -270.511 | 0 | 71.7977 | [6 empty] | DEER:HVAC_Split-Package_HP | Annual | FALSE
Any | SWHC046A | Gro | ex | CZ10 | cDXHP | SWHC046-01 | ExAnte2019 | IOU workpaper | 2019-11-06 | Cap-Tons | 1 |  |  | 0 | 0 | 0 | -331.9477 | 0 | 80.3919 | [6 empty] | DEER:HVAC_Split-Package_HP | Annual | FALSE
Any | SWHC046A | Gro | ex | CZ11 | cDXHP | SWHC046-01 | ExAnte2019 | IOU workpaper | 2019-11-06 | Cap-Tons | 1 |  |  | 0 | 0 | 0 | -596.824 | 0 | 111.9016 | [6 empty] | DEER:HVAC_Split-Package_HP | Annual | FALSE
Any | SWHC046A | Gro | ex | CZ12 | cDXHP | SWHC046-01 | ExAnte2019 | IOU workpaper | 2019-11-06 | Cap-Tons | 1 |  |  | 0 | 0 | 0 | -611.061 | 0 | 113.6307 | [6 empty] | DEER:HVAC_Split-Package_HP | Annual | FALSE
Any | SWHC046A | Gro | ex | CZ13 | cDXHP | SWHC046-01 | ExAnte2019 | IOU workpaper | 2019-11-06 | Cap-Tons | 1 |  |  | 0 | 0 | 0 | -526.5662 | 0 | 103.0754 | [6 empty] | DEER:HVAC_Split-Package_HP | Annual | FALSE
Any | SWHC046A | Gro | ex | CZ14 | cDXHP | SWHC046-01 | ExAnte2019 | IOU workpaper | 2019-11-06 | Cap-Tons | 1 |  |  | 0 | 0 | 0 | -585.8388 | 0 | 109.7289 | [6 empty] | DEER:HVAC_Split-Package_HP | Annual | FALSE
Any | SWHC046A | Gro | ex | CZ15 | cDXHP | SWHC046-01 | ExAnte2019 | IOU workpaper | 2019-11-06 | Cap-Tons | 1 |  |  | 0 | 0 | 0 | 40.1048 | 0 | 25.6488 | [6 empty] | DEER:HVAC_Split-Package_HP | Annual | FALSE
Any | SWHC046A | Gro | ex | CZ16 | cDXHP | SWHC046-01 | ExAnte2019 | IOU workpaper | 2019-11-06 | Cap-Tons | 1 |  |  | 0 | 0 | 0 | -2280.8902 | 0 | 344.6283 | [6 empty] | DEER:HVAC_Split-Package_HP | Annual | FALSE
Any | SWHC046A | Hsp | ex | CZ01 | cDXHP | SWHC046-01 | ExAnte2019 | IOU workpaper | 2019-11-06 | Cap-Tons | 1 |  |  | 0 | 0 | 0 | -380.4235 | 0 | 82.6661 | [6 empty] | DEER:HVAC_Split-Package_HP | Annual | FALSE
Any | SWHC046A | Hsp | ex | CZ02 | cDXHP | SWHC046-01 | ExAnte2019 | IOU workpaper | 2019-11-06 | Cap-Tons | 1 |  |  | 0 | 0 | 0 | -193.7968 | 0 | 53.4514 | [6 empty] | DEER:HVAC_Split-Package_HP | Annual | FALSE
Any | SWHC046A | Hsp | ex | CZ03 | cDXHP | SWHC046-01 | ExAnte2019 | IOU workpaper | 2019-11-06 | Cap-Tons | 1 |  |  | 0 | 0 | 0 | -99.4003 | 0 | 40.3883 | [6 empty] | DEER:HVAC_Split-Package_HP | Annual | FALSE
Any | SWHC046A | Hsp | ex | CZ04 | cDXHP | SWHC046-01 | ExAnte2019 | IOU workpaper | 2019-11-06 | Cap-Tons | 1 |  |  | 0 | 0 | 0 | -109.738 | 0 | 39.9783 | [6 empty] | DEER:HVAC_Split-Package_HP | Annual | FALSE
Any | SWHC046A | Hsp | ex | CZ05 | cDXHP | SWHC046-01 | ExAnte2019 | IOU workpaper | 2019-11-06 | Cap-Tons | 1 |  |  | 0 | 0 | 0 | -136.6667 | 0 | 45.3315 | [6 empty] | DEER:HVAC_Split-Package_HP | Annual | FALSE
Any | SWHC046A | Hsp | ex | CZ06 | cDXHP | SWHC046-01 | ExAnte2019 | IOU workpaper | 2019-11-06 | Cap-Tons | 1 |  |  | 0 | 0 | 0 | 39.2196 | 0 | 19.6284 | [6 empty] | DEER:HVAC_Split-Package_HP | Annual | FALSE
Any | SWHC046A | Hsp | ex | CZ07 | cDXHP | SWHC046-01 | ExAnte2019 | IOU workpaper | 2019-11-06 | Cap-Tons | 1 |  |  | 0 | 0 | 0 | 101.2626 | 0 | 8.8971 | [6 empty] | DEER:HVAC_Split-Package_HP | Annual | FALSE
Any | SWHC046A | Hsp | ex | CZ08 | cDXHP | SWHC046-01 | ExAnte2019 | IOU workpaper | 2019-11-06 | Cap-Tons | 1 |  |  | 0 | 0 | 0 | 74.0494 | 0 | 14.9149 | [6 empty] | DEER:HVAC_Split-Package_HP | Annual | FALSE
Any | SWHC046A | Hsp | ex | CZ09 | cDXHP | SWHC046-01 | ExAnte2019 | IOU workpaper | 2019-11-06 | Cap-Tons | 1 |  |  | 0 | 0 | 0 | 39.5999 | 0 | 20.4589 | [6 empty] | DEER:HVAC_Split-Package_HP | Annual | FALSE
Any | SWHC046A | Hsp | ex | CZ10 | cDXHP | SWHC046-01 | ExAnte2019 | IOU workpaper | 2019-11-06 | Cap-Tons | 1 |  |  | 0 | 0 | 0 | 16.8799 | 0 | 24.6273 | [6 empty] | DEER:HVAC_Split-Package_HP | Annual | FALSE
Any | SWHC046A | Hsp | ex | CZ11 | cDXHP | SWHC046-01 | ExAnte2019 | IOU workpaper | 2019-11-06 | Cap-Tons | 1 |  |  | 0 | 0 | 0 | -167.5811 | 0 | 51.4601 | [6 empty] | DEER:HVAC_Split-Package_HP | Annual | FALSE
Any | SWHC046A | Hsp | ex | CZ12 | cDXHP | SWHC046-01 | ExAnte2019 | IOU workpaper | 2019-11-06 | Cap-Tons | 1 |  |  | 0 | 0 | 0 | -150.53 | 0 | 48.7415 | [6 empty] | DEER:HVAC_Split-Package_HP | Annual | FALSE
Any | SWHC046A | Hsp | ex | CZ13 | cDXHP | SWHC046-01 | ExAnte2019 | IOU workpaper | 2019-11-06 | Cap-Tons | 1 |  |  | 0 | 0 | 0 | -120.7044 | 0 | 45.539 | [6 empty] | DEER:HVAC_Split-Package_HP | Annual | FALSE
Any | SWHC046A | Hsp | ex | CZ14 | cDXHP | SWHC046-01 | ExAnte2019 | IOU workpaper | 2019-11-06 | Cap-Tons | 1 |  |  | 0 | 0 | 0 | -218.0325 | 0 | 57.1257 | [6 empty] | DEER:HVAC_Split-Package_HP | Annual | FALSE
Any | SWHC046A | Hsp | ex | CZ15 | cDXHP | SWHC046-01 | ExAnte2019 | IOU workpaper | 2019-11-06 | Cap-Tons | 1 |  |  | 0 | 0 | 0 | 139.6868 | 0 | 9.1517 | [6 empty] | DEER:HVAC_Split-Package_HP | Annual | FALSE
Any | SWHC046A | Hsp | ex | CZ16 | cDXHP | SWHC046-01 | ExAnte2019 | IOU workpaper | 2019-11-06 | Cap-Tons | 1 |  |  | 0 | 0 | 0 | -777.8345 | 0 | 124.1237 | [6 empty] | DEER:HVAC_Split-Package_HP | Annual | FALSE
Any | SWHC046A | Htl | ex | CZ01 | cDXHP | SWHC046-01 | ExAnte2019 | IOU workpaper | 2019-11-06 | Cap-Tons | 1 |  |  | 0 | 0 | 0 | -1286.4679 | 0 | 223.0052 | [6 empty] | DEER:HVAC_Split-Package_HP | Annual | FALSE
Any | SWHC046A | Htl | ex | CZ02 | cDXHP | SWHC046-01 | ExAnte2019 | IOU workpaper | 2019-11-06 | Cap-Tons | 1 |  |  | 0 | 0 | 0 | -835.2448 | 0 | 140.5848 | [6 empty] | DEER:HVAC_Split-Package_HP | Annual | FALSE
Any | SWHC046A | Htl | ex | CZ03 | cDXHP | SWHC046-01 | ExAnte2019 | IOU workpaper | 2019-11-06 | Cap-Tons | 1 |  |  | 0 | 0 | 0 | -598.6833 | 0 | 121.7653 | [6 empty] | DEER:HVAC_Split-Package_HP | Annual | FALSE
Any | SWHC046A | Htl | ex | CZ04 | cDXHP | SWHC046-01 | ExAnte2019 | IOU workpaper | 2019-11-06 | Cap-Tons | 1 |  |  | 0 | 0 | 0 | -588.2757 | 0 | 102.1093 | [6 empty] | DEER:HVAC_Split-Package_HP | Annual | FALSE
Any | SWHC046A | Htl | ex | CZ05 | cDXHP | SWHC046-01 | ExAnte2019 | IOU workpaper | 2019-11-06 | Cap-Tons | 1 |  |  | 0 | 0 | 0 | -679.8856 | 0 | 131.1452 | [6 empty] | DEER:HVAC_Split-Package_HP | Annual | FALSE
Any | SWHC046A | Htl | ex | CZ06 | cDXHP | SWHC046-01 | ExAnte2019 | IOU workpaper | 2019-11-06 | Cap-Tons | 1 |  |  | 0 | 0 | 0 | -214.6915 | 0 | 60.4898 | [6 empty] | DEER:HVAC_Split-Package_HP | Annual | FALSE
Any | SWHC046A | Htl | ex | CZ07 | cDXHP | SWHC046-01 | ExAnte2019 | IOU workpaper | 2019-11-06 | Cap-Tons | 1 |  |  | 0 | 0 | 0 | -103.6072 | 0 | 42.0976 | [6 empty] | DEER:HVAC_Split-Package_HP | Annual | FALSE
Any | SWHC046A | Htl | ex | CZ08 | cDXHP | SWHC046-01 | ExAnte2019 | IOU workpaper | 2019-11-06 | Cap-Tons | 1 |  |  | 0 | 0 | 0 | -151.7208 | 0 | 49.3754 | [6 empty] | DEER:HVAC_Split-Package_HP | Annual | FALSE
Any | SWHC046A | Htl | ex | CZ09 | cDXHP | SWHC046-01 | ExAnte2019 | IOU workpaper | 2019-11-06 | Cap-Tons | 1 |  |  | 0 | 0 | 0 | -189.7382 | 0 | 53.9673 | [6 empty] | DEER:HVAC_Split-Package_HP | Annual | FALSE
Any | SWHC046A | Htl | ex | CZ10 | cDXHP | SWHC046-01 | ExAnte2019 | IOU workpaper | 2019-11-06 | Cap-Tons | 1 |  |  | 0 | 0 | 0 | -237.6887 | 0 | 63.0422 | [6 empty] | DEER:HVAC_Split-Package_HP | Annual | FALSE
Any | SWHC046A | Htl | ex | CZ11 | cDXHP | SWHC046-01 | ExAnte2019 | IOU workpaper | 2019-11-06 | Cap-Tons | 1 |  |  | 0 | 0 | 0 | -525.2641 | 0 | 104.898 | [6 empty] | DEER:HVAC_Split-Package_HP | Annual | FALSE
Any | SWHC046A | Htl | ex | CZ12 | cDXHP | SWHC046-01 | ExAnte2019 | IOU workpaper | 2019-11-06 | Cap-Tons | 1 |  |  | 0 | 0 | 0 | -563.0277 | 0 | 111.6115 | [6 empty] | DEER:HVAC_Split-Package_HP | Annual | FALSE
Any | SWHC046A | Htl | ex | CZ13 | cDXHP | SWHC046-01 | ExAnte2019 | IOU workpaper | 2019-11-06 | Cap-Tons | 1 |  |  | 0 | 0 | 0 | -444.0417 | 0 | 93.8127 | [6 empty] | DEER:HVAC_Split-Package_HP | Annual | FALSE
Any | SWHC046A | Htl | ex | CZ14 | cDXHP | SWHC046-01 | ExAnte2019 | IOU workpaper | 2019-11-06 | Cap-Tons | 1 |  |  | 0 | 0 | 0 | -575.2703 | 0 | 108.3606 | [6 empty] | DEER:HVAC_Split-Package_HP | Annual | FALSE
Any | SWHC046A | Htl | ex | CZ15 | cDXHP | SWHC046-01 | ExAnte2019 | IOU workpaper | 2019-11-06 | Cap-Tons | 1 |  |  | 0 | 0 | 0 | 29.8074 | 0 | 23.571 | [6 empty] | DEER:HVAC_Split-Package_HP | Annual | FALSE
Any | SWHC046A | Htl | ex | CZ16 | cDXHP | SWHC046-01 | ExAnte2019 | IOU workpaper | 2019-11-06 | Cap-Tons | 1 |  |  | 0 | 0 | 0 | -1786.6961 | 0 | 241.3107 | [6 empty] | DEER:HVAC_Split-Package_HP | Annual | FALSE
Any | SWHC046A | MBT | ex | CZ01 | cDXHP | SWHC046-01 | ExAnte2019 | IOU workpaper | 2019-11-06 | Cap-Tons | 1 |  |  | 0 | 0 | 0 | -309.1304 | 0 | 59.5441 | [6 empty] | DEER:HVAC_Split-Package_HP | Annual | FALSE
Any | SWHC046A | MBT | ex | CZ02 | cDXHP | SWHC046-01 | ExAnte2019 | IOU workpaper | 2019-11-06 | Cap-Tons | 1 |  |  | 0 | 0 | 0 | -150.3772 | 0 | 32.8151 | [6 empty] | DEER:HVAC_Split-Package_HP | Annual | FALSE
Any | SWHC046A | MBT | ex | CZ03 | cDXHP | SWHC046-01 | ExAnte2019 | IOU workpaper | 2019-11-06 | Cap-Tons | 1 |  |  | 0 | 0 | 0 | -96.9948 | 0 | 28.1629 | [6 empty] | DEER:HVAC_Split-Package_HP | Annual | FALSE
Any | SWHC046A | MBT | ex | CZ04 | cDXHP | SWHC046-01 | ExAnte2019 | IOU workpaper | 2019-11-06 | Cap-Tons | 1 |  |  | 0 | 0 | 0 | -78.5888 | 0 | 22.6372 | [6 empty] | DEER:HVAC_Split-Package_HP | Annual | FALSE
Any | SWHC046A | MBT | ex | CZ05 | cDXHP | SWHC046-01 | ExAnte2019 | IOU workpaper | 2019-11-06 | Cap-Tons | 1 |  |  | 0 | 0 | 0 | -104.7998 | 0 | 28.6502 | [6 empty] | DEER:HVAC_Split-Package_HP | Annual | FALSE
Any | SWHC046A | MBT | ex | CZ06 | cDXHP | SWHC046-01 | ExAnte2019 | IOU workpaper | 2019-11-06 | Cap-Tons | 1 |  |  | 0 | 0 | 0 | 7.064 | 0 | 12.5579 | [6 empty] | DEER:HVAC_Split-Package_HP | Annual | FALSE
Any | SWHC046A | MBT | ex | CZ07 | cDXHP | SWHC046-01 | ExAnte2019 | IOU workpaper | 2019-11-06 | Cap-Tons | 1 |  |  | 0 | 0 | 0 | 24.298 | 0 | 9.0858 | [6 empty] | DEER:HVAC_Split-Package_HP | Annual | FALSE
Any | SWHC046A | MBT | ex | CZ08 | cDXHP | SWHC046-01 | ExAnte2019 | IOU workpaper | 2019-11-06 | Cap-Tons | 1 |  |  | 0 | 0 | 0 | 13.3027 | 0 | 10.7817 | [6 empty] | DEER:HVAC_Split-Package_HP | Annual | FALSE
Any | SWHC046A | MBT | ex | CZ09 | cDXHP | SWHC046-01 | ExAnte2019 | IOU workpaper | 2019-11-06 | Cap-Tons | 1 |  |  | 0 | 0 | 0 | -1.873 | 0 | 13.2121 | [6 empty] | DEER:HVAC_Split-Package_HP | Annual | FALSE
Any | SWHC046A | MBT | ex | CZ10 | cDXHP | SWHC046-01 | ExAnte2019 | IOU workpaper | 2019-11-06 | Cap-Tons | 1 |  |  | 0 | 0 | 0 | -1.2546 | 0 | 13.3647 | [6 empty] | DEER:HVAC_Split-Package_HP | Annual | FALSE
Any | SWHC046A | MBT | ex | CZ11 | cDXHP | SWHC046-01 | ExAnte2019 | IOU workpaper | 2019-11-06 | Cap-Tons | 1 |  |  | 0 | 0 | 0 | -85.375 | 0 | 26.1645 | [6 empty] | DEER:HVAC_Split-Package_HP | Annual | FALSE
Any | SWHC046A | MBT | ex | CZ12 | cDXHP | SWHC046-01 | ExAnte2019 | IOU workpaper | 2019-11-06 | Cap-Tons | 1 |  |  | 0 | 0 | 0 | -102.7225 | 0 | 27.7123 | [6 empty] | DEER:HVAC_Split-Package_HP | Annual | FALSE
Any | SWHC046A | MBT | ex | CZ13 | cDXHP | SWHC046-01 | ExAnte2019 | IOU workpaper | 2019-11-06 | Cap-Tons | 1 |  |  | 0 | 0 | 0 | -69.3685 | 0 | 23.7578 | [6 empty] | DEER:HVAC_Split-Package_HP | Annual | FALSE
Any | SWHC046A | MBT | ex | CZ14 | cDXHP | SWHC046-01 | ExAnte2019 | IOU workpaper | 2019-11-06 | Cap-Tons | 1 |  |  | 0 | 0 | 0 | -97.0858 | 0 | 27.153 | [6 empty] | DEER:HVAC_Split-Package_HP | Annual | FALSE
Any | SWHC046A | MBT | ex | CZ15 | cDXHP | SWHC046-01 | ExAnte2019 | IOU workpaper | 2019-11-06 | Cap-Tons | 1 |  |  | 0 | 0 | 0 | 70.5334 | 0 | 4.2406 | [6 empty] | DEER:HVAC_Split-Package_HP | Annual | FALSE
Any | SWHC046A | MBT | ex | CZ16 | cDXHP | SWHC046-01 | ExAnte2019 | IOU workpaper | 2019-11-06 | Cap-Tons | 1 |  |  | 0 | 0 | 0 | -540.4992 | 0 | 77.4249 | [6 empty] | DEER:HVAC_Split-Package_HP | Annual | FALSE
Any | SWHC046A | MLI | ex | CZ01 | cDXHP | SWHC046-01 | ExAnte2019 | IOU workpaper | 2019-11-06 | Cap-Tons | 1 |  |  | 0 | 0 | 0 | -645.4983 | 0 | 89.1956 | [6 empty] | DEER:HVAC_Split-Package_HP | Annual | FALSE
Any | SWHC046A | MLI | ex | CZ02 | cDXHP | SWHC046-01 | ExAnte2019 | IOU workpaper | 2019-11-06 | Cap-Tons | 1 |  |  | 0 | 0 | 0 | -374.5979 | 0 | 56.3522 | [6 empty] | DEER:HVAC_Split-Package_HP | Annual | FALSE
Any | SWHC046A | MLI | ex | CZ03 | cDXHP | SWHC046-01 | ExAnte2019 | IOU workpaper | 2019-11-06 | Cap-Tons | 1 |  |  | 0 | 0 | 0 | -281.3538 | 0 | 45.8279 | [6 empty] | DEER:HVAC_Split-Package_HP | Annual | FALSE
Any | SWHC046A | MLI | ex | CZ04 | cDXHP | SWHC046-01 | ExAnte2019 | IOU workpaper | 2019-11-06 | Cap-Tons | 1 |  |  | 0 | 0 | 0 | -276.3775 | 0 | 41.9715 | [6 empty] | DEER:HVAC_Split-Package_HP | Annual | FALSE
Any | SWHC046A | MLI | ex | CZ05 | cDXHP | SWHC046-01 | ExAnte2019 | IOU workpaper | 2019-11-06 | Cap-Tons | 1 |  |  | 0 | 0 | 0 | -328.7906 | 0 | 49.7348 | [6 empty] | DEER:HVAC_Split-Package_HP | Annual | FALSE
Any | SWHC046A | MLI | ex | CZ06 | cDXHP | SWHC046-01 | ExAnte2019 | IOU workpaper | 2019-11-06 | Cap-Tons | 1 |  |  | 0 | 0 | 0 | -104.0058 | 0 | 22.5601 | [6 empty] | DEER:HVAC_Split-Package_HP | Annual | FALSE
Any | SWHC046A | MLI | ex | CZ07 | cDXHP | SWHC046-01 | ExAnte2019 | IOU workpaper | 2019-11-06 | Cap-Tons | 1 |  |  | 0 | 0 | 0 | -48.1442 | 0 | 14.748 | [6 empty] | DEER:HVAC_Split-Package_HP | Annual | FALSE
Any | SWHC046A | MLI | ex | CZ08 | cDXHP | SWHC046-01 | ExAnte2019 | IOU workpaper | 2019-11-06 | Cap-Tons | 1 |  |  | 0 | 0 | 0 | -65.2063 | 0 | 20.7165 | [6 empty] | DEER:HVAC_Split-Package_HP | Annual | FALSE
Any | SWHC046A | MLI | ex | CZ09 | cDXHP | SWHC046-01 | ExAnte2019 | IOU workpaper | 2019-11-06 | Cap-Tons | 1 |  |  | 0 | 0 | 0 | -71.095 | 0 | 22.2383 | [6 empty] | DEER:HVAC_Split-Package_HP | Annual | FALSE
Any | SWHC046A | MLI | ex | CZ10 | cDXHP | SWHC046-01 | ExAnte2019 | IOU workpaper | 2019-11-06 | Cap-Tons | 1 |  |  | 0 | 0 | 0 | -80.9135 | 0 | 22.7522 | [6 empty] | DEER:HVAC_Split-Package_HP | Annual | FALSE
Any | SWHC046A | MLI | ex | CZ11 | cDXHP | SWHC046-01 | ExAnte2019 | IOU workpaper | 2019-11-06 | Cap-Tons | 1 |  |  | 0 | 0 | 0 | -232.6958 | 0 | 43.4683 | [6 empty] | DEER:HVAC_Split-Package_HP | Annual | FALSE
Any | SWHC046A | MLI | ex | CZ12 | cDXHP | SWHC046-01 | ExAnte2019 | IOU workpaper | 2019-11-06 | Cap-Tons | 1 |  |  | 0 | 0 | 0 | -253.7337 | 0 | 44.9241 | [6 empty] | DEER:HVAC_Split-Package_HP | Annual | FALSE
Any | SWHC046A | MLI | ex | CZ13 | cDXHP | SWHC046-01 | ExAnte2019 | IOU workpaper | 2019-11-06 | Cap-Tons | 1 |  |  | 0 | 0 | 0 | -182.789 | 0 | 36.7709 | [6 empty] | DEER:HVAC_Split-Package_HP | Annual | FALSE
Any | SWHC046A | MLI | ex | CZ14 | cDXHP | SWHC046-01 | ExAnte2019 | IOU workpaper | 2019-11-06 | Cap-Tons | 1 |  |  | 0 | 0 | 0 | -267.2315 | 0 | 46.5987 | [6 empty] | DEER:HVAC_Split-Package_HP | Annual | FALSE
Any | SWHC046A | MLI | ex | CZ15 | cDXHP | SWHC046-01 | ExAnte2019 | IOU workpaper | 2019-11-06 | Cap-Tons | 1 |  |  | 0 | 0 | 0 | 49.5533 | 0 | 6.4582 | [6 empty] | DEER:HVAC_Split-Package_HP | Annual | FALSE
Any | SWHC046A | MLI | ex | CZ16 | cDXHP | SWHC046-01 | ExAnte2019 | IOU workpaper | 2019-11-06 | Cap-Tons | 1 |  |  | 0 | 0 | 0 | -876.6366 | 0 | 105.6113 | [6 empty] | DEER:HVAC_Split-Package_HP | Annual | FALSE
Any | SWHC046A | Mtl | ex | CZ01 | cDXHP | SWHC046-01 | ExAnte2019 | IOU workpaper | 2019-11-06 | Cap-Tons | 1 |  |  | 0 | 0 | 0 | -559.2316 | 0 | 110.1401 | [6 empty] | DEER:HVAC_Split-Package_HP | Annual | FALSE
Any | SWHC046A | Mtl | ex | CZ02 | cDXHP | SWHC046-01 | ExAnte2019 | IOU workpaper | 2019-11-06 | Cap-Tons | 1 |  |  | 0 | 0 | 0 | -497.7631 | 0 | 102.0328 | [6 empty] | DEER:HVAC_Split-Package_HP | Annual | FALSE
Any | SWHC046A | Mtl | ex | CZ03 | cDXHP | SWHC046-01 | ExAnte2019 | IOU workpaper | 2019-11-06 | Cap-Tons | 1 |  |  | 0 | 0 | 0 | -183.7011 | 0 | 54.962 | [6 empty] | DEER:HVAC_Split-Package_HP | Annual | FALSE
Any | SWHC046A | Mtl | ex | CZ04 | cDXHP | SWHC046-01 | ExAnte2019 | IOU workpaper | 2019-11-06 | Cap-Tons | 1 |  |  | 0 | 0 | 0 | -345.8705 | 0 | 76.0718 | [6 empty] | DEER:HVAC_Split-Package_HP | Annual | FALSE
Any | SWHC046A | Mtl | ex | CZ05 | cDXHP | SWHC046-01 | ExAnte2019 | IOU workpaper | 2019-11-06 | Cap-Tons | 1 |  |  | 0 | 0 | 0 | -263.4536 | 0 | 66.0154 | [6 empty] | DEER:HVAC_Split-Package_HP | Annual | FALSE
Any | SWHC046A | Mtl | ex | CZ06 | cDXHP | SWHC046-01 | ExAnte2019 | IOU workpaper | 2019-11-06 | Cap-Tons | 1 |  |  | 0 | 0 | 0 | 38.7309 | 0 | 20.91 | [6 empty] | DEER:HVAC_Split-Package_HP | Annual | FALSE
Any | SWHC046A | Mtl | ex | CZ07 | cDXHP | SWHC046-01 | ExAnte2019 | IOU workpaper | 2019-11-06 | Cap-Tons | 1 |  |  | 0 | 0 | 0 | 118.2473 | 0 | 7.3941 | [6 empty] | DEER:HVAC_Split-Package_HP | Annual | FALSE
Any | SWHC046A | Mtl | ex | CZ08 | cDXHP | SWHC046-01 | ExAnte2019 | IOU workpaper | 2019-11-06 | Cap-Tons | 1 |  |  | 0 | 0 | 0 | 43.842 | 0 | 22.4081 | [6 empty] | DEER:HVAC_Split-Package_HP | Annual | FALSE
Any | SWHC046A | Mtl | ex | CZ09 | cDXHP | SWHC046-01 | ExAnte2019 | IOU workpaper | 2019-11-06 | Cap-Tons | 1 |  |  | 0 | 0 | 0 | 17.7185 | 0 | 24.8391 | [6 empty] | DEER:HVAC_Split-Package_HP | Annual | FALSE
Any | SWHC046A | Mtl | ex | CZ10 | cDXHP | SWHC046-01 | ExAnte2019 | IOU workpaper | 2019-11-06 | Cap-Tons | 1 |  |  | 0 | 0 | 0 | -60.6871 | 0 | 38.5989 | [6 empty] | DEER:HVAC_Split-Package_HP | Annual | FALSE
Any | SWHC046A | Mtl | ex | CZ11 | cDXHP | SWHC046-01 | ExAnte2019 | IOU workpaper | 2019-11-06 | Cap-Tons | 1 |  |  | 0 | 0 | 0 | -270.9807 | 0 | 68.6856 | [6 empty] | DEER:HVAC_Split-Package_HP | Annual | FALSE
Any | SWHC046A | Mtl | ex | CZ12 | cDXHP | SWHC046-01 | ExAnte2019 | IOU workpaper | 2019-11-06 | Cap-Tons | 1 |  |  | 0 | 0 | 0 | -300.7128 | 0 | 73.9884 | [6 empty] | DEER:HVAC_Split-Package_HP | Annual | FALSE
Any | SWHC046A | Mtl | ex | CZ13 | cDXHP | SWHC046-01 | ExAnte2019 | IOU workpaper | 2019-11-06 | Cap-Tons | 1 |  |  | 0 | 0 | 0 | -208.6247 | 0 | 60.5494 | [6 empty] | DEER:HVAC_Split-Package_HP | Annual | FALSE
Any | SWHC046A | Mtl | ex | CZ14 | cDXHP | SWHC046-01 | ExAnte2019 | IOU workpaper | 2019-11-06 | Cap-Tons | 1 |  |  | 0 | 0 | 0 | -340.4447 | 0 | 76.0762 | [6 empty] | DEER:HVAC_Split-Package_HP | Annual | FALSE
Any | SWHC046A | Mtl | ex | CZ15 | cDXHP | SWHC046-01 | ExAnte2019 | IOU workpaper | 2019-11-06 | Cap-Tons | 1 |  |  | 0 | 0 | 0 | 147.5775 | 0 | 9.279 | [6 empty] | DEER:HVAC_Split-Package_HP | Annual | FALSE
Any | SWHC046A | Mtl | ex | CZ16 | cDXHP | SWHC046-01 | ExAnte2019 | IOU workpaper | 2019-11-06 | Cap-Tons | 1 |  |  | 0 | 0 | 0 | -960.9082 | 0 | 148.0978 | [6 empty] | DEER:HVAC_Split-Package_HP | Annual | FALSE
Any | SWHC046A | Nrs | ex | CZ01 | cDXHP | SWHC046-01 | ExAnte2019 | IOU workpaper | 2019-11-06 | Cap-Tons | 1 |  |  | 0 | 0 | 0 | -642.812 | 0 | 126.6776 | [6 empty] | DEER:HVAC_Split-Package_HP | Annual | FALSE
Any | SWHC046A | Nrs | ex | CZ02 | cDXHP | SWHC046-01 | ExAnte2019 | IOU workpaper | 2019-11-06 | Cap-Tons | 1 |  |  | 0 | 0 | 0 | -420.6149 | 0 | 90.6884 | [6 empty] | DEER:HVAC_Split-Package_HP | Annual | FALSE
Any | SWHC046A | Nrs | ex | CZ03 | cDXHP | SWHC046-01 | ExAnte2019 | IOU workpaper | 2019-11-06 | Cap-Tons | 1 |  |  | 0 | 0 | 0 | -285.9725 | 0 | 72.2678 | [6 empty] | DEER:HVAC_Split-Package_HP | Annual | FALSE
Any | SWHC046A | Nrs | ex | CZ04 | cDXHP | SWHC046-01 | ExAnte2019 | IOU workpaper | 2019-11-06 | Cap-Tons | 1 |  |  | 0 | 0 | 0 | -288.9456 | 0 | 68.4142 | [6 empty] | DEER:HVAC_Split-Package_HP | Annual | FALSE
Any | SWHC046A | Nrs | ex | CZ05 | cDXHP | SWHC046-01 | ExAnte2019 | IOU workpaper | 2019-11-06 | Cap-Tons | 1 |  |  | 0 | 0 | 0 | -358.3073 | 0 | 82.7415 | [6 empty] | DEER:HVAC_Split-Package_HP | Annual | FALSE
Any | SWHC046A | Nrs | ex | CZ06 | cDXHP | SWHC046-01 | ExAnte2019 | IOU workpaper | 2019-11-06 | Cap-Tons | 1 |  |  | 0 | 0 | 0 | -100.8623 | 0 | 42.6138 | [6 empty] | DEER:HVAC_Split-Package_HP | Annual | FALSE
Any | SWHC046A | Nrs | ex | CZ07 | cDXHP | SWHC046-01 | ExAnte2019 | IOU workpaper | 2019-11-06 | Cap-Tons | 1 |  |  | 0 | 0 | 0 | -14.7143 | 0 | 27.9242 | [6 empty] | DEER:HVAC_Split-Package_HP | Annual | FALSE
Any | SWHC046A | Nrs | ex | CZ08 | cDXHP | SWHC046-01 | ExAnte2019 | IOU workpaper | 2019-11-06 | Cap-Tons | 1 |  |  | 0 | 0 | 0 | -53.584 | 0 | 35.2939 | [6 empty] | DEER:HVAC_Split-Package_HP | Annual | FALSE
Any | SWHC046A | Nrs | ex | CZ09 | cDXHP | SWHC046-01 | ExAnte2019 | IOU workpaper | 2019-11-06 | Cap-Tons | 1 |  |  | 0 | 0 | 0 | -90.0721 | 0 | 41.1808 | [6 empty] | DEER:HVAC_Split-Package_HP | Annual | FALSE
Any | SWHC046A | Nrs | ex | CZ10 | cDXHP | SWHC046-01 | ExAnte2019 | IOU workpaper | 2019-11-06 | Cap-Tons | 1 |  |  | 0 | 0 | 0 | -132.6699 | 0 | 48.542 | [6 empty] | DEER:HVAC_Split-Package_HP | Annual | FALSE
Any | SWHC046A | Nrs | ex | CZ11 | cDXHP | SWHC046-01 | ExAnte2019 | IOU workpaper | 2019-11-06 | Cap-Tons | 1 |  |  | 0 | 0 | 0 | -309.5338 | 0 | 73.91 | [6 empty] | DEER:HVAC_Split-Package_HP | Annual | FALSE
Any | SWHC046A | Nrs | ex | CZ12 | cDXHP | SWHC046-01 | ExAnte2019 | IOU workpaper | 2019-11-06 | Cap-Tons | 1 |  |  | 0 | 0 | 0 | -314.7419 | 0 | 75.4793 | [6 empty] | DEER:HVAC_Split-Package_HP | Annual | FALSE
Any | SWHC046A | Nrs | ex | CZ13 | cDXHP | SWHC046-01 | ExAnte2019 | IOU workpaper | 2019-11-06 | Cap-Tons | 1 |  |  | 0 | 0 | 0 | -256.5304 | 0 | 66.8418 | [6 empty] | DEER:HVAC_Split-Package_HP | Annual | FALSE
Any | SWHC046A | Nrs | ex | CZ14 | cDXHP | SWHC046-01 | ExAnte2019 | IOU workpaper | 2019-11-06 | Cap-Tons | 1 |  |  | 0 | 0 | 0 | -365.5794 | 0 | 80.4712 | [6 empty] | DEER:HVAC_Split-Package_HP | Annual | FALSE
Any | SWHC046A | Nrs | ex | CZ15 | cDXHP | SWHC046-01 | ExAnte2019 | IOU workpaper | 2019-11-06 | Cap-Tons | 1 |  |  | 0 | 0 | 0 | 60.2984 | 0 | 20.4289 | [6 empty] | DEER:HVAC_Split-Package_HP | Annual | FALSE
Any | SWHC046A | Nrs | ex | CZ16 | cDXHP | SWHC046-01 | ExAnte2019 | IOU workpaper | 2019-11-06 | Cap-Tons | 1 |  |  | 0 | 0 | 0 | -980.5867 | 0 | 155.9112 | [6 empty] | DEER:HVAC_Split-Package_HP | Annual | FALSE
Any | SWHC046A | OfL | ex | CZ01 | cDXHP | SWHC046-01 | ExAnte2019 | IOU workpaper | 2019-11-06 | Cap-Tons | 1 |  |  | 0 | 0 | 0 | -24.9824 | 0 | 11.9098 | [6 empty] | DEER:HVAC_Split-Package_HP | Annual | FALSE
Any | SWHC046A | OfL | ex | CZ02 | cDXHP | SWHC046-01 | ExAnte2019 | IOU workpaper | 2019-11-06 | Cap-Tons | 1 |  |  | 0 | 0 | 0 | 18.1791 | 0 | 7.5068 | [6 empty] | DEER:HVAC_Split-Package_HP | Annual | FALSE
Any | SWHC046A | OfL | ex | CZ03 | cDXHP | SWHC046-01 | ExAnte2019 | IOU workpaper | 2019-11-06 | Cap-Tons | 1 |  |  | 0 | 0 | 0 | 26.273 | 0 | 5.358 | [6 empty] | DEER:HVAC_Split-Package_HP | Annual | FALSE
Any | SWHC046A | OfL | ex | CZ04 | cDXHP | SWHC046-01 | ExAnte2019 | IOU workpaper | 2019-11-06 | Cap-Tons | 1 |  |  | 0 | 0 | 0 | 27.9891 | 0 | 6.2077 | [6 empty] | DEER:HVAC_Split-Package_HP | Annual | FALSE
Any | SWHC046A | OfL | ex | CZ05 | cDXHP | SWHC046-01 | ExAnte2019 | IOU workpaper | 2019-11-06 | Cap-Tons | 1 |  |  | 0 | 0 | 0 | 26.2577 | 0 | 5.2667 | [6 empty] | DEER:HVAC_Split-Package_HP | Annual | FALSE
Any | SWHC046A | OfL | ex | CZ06 | cDXHP | SWHC046-01 | ExAnte2019 | IOU workpaper | 2019-11-06 | Cap-Tons | 1 |  |  | 0 | 0 | 0 | 64.0492 | 0 | 1.3906 | [6 empty] | DEER:HVAC_Split-Package_HP | Annual | FALSE
Any | SWHC046A | OfL | ex | CZ07 | cDXHP | SWHC046-01 | ExAnte2019 | IOU workpaper | 2019-11-06 | Cap-Tons | 1 |  |  | 0 | 0 | 0 | 65.6426 | 0 | 0.4495 | [6 empty] | DEER:HVAC_Split-Package_HP | Annual | FALSE
Any | SWHC046A | OfL | ex | CZ08 | cDXHP | SWHC046-01 | ExAnte2019 | IOU workpaper | 2019-11-06 | Cap-Tons | 1 |  |  | 0 | 0 | 0 | 67.5383 | 0 | 1.4132 | [6 empty] | DEER:HVAC_Split-Package_HP | Annual | FALSE
Any | SWHC046A | OfL | ex | CZ09 | cDXHP | SWHC046-01 | ExAnte2019 | IOU workpaper | 2019-11-06 | Cap-Tons | 1 |  |  | 0 | 0 | 0 | 60.6268 | 0 | 2.1665 | [6 empty] | DEER:HVAC_Split-Package_HP | Annual | FALSE
Any | SWHC046A | OfL | ex | CZ10 | cDXHP | SWHC046-01 | ExAnte2019 | IOU workpaper | 2019-11-06 | Cap-Tons | 1 |  |  | 0 | 0 | 0 | 67.3565 | 0 | 1.7069 | [6 empty] | DEER:HVAC_Split-Package_HP | Annual | FALSE
Any | SWHC046A | OfL | ex | CZ11 | cDXHP | SWHC046-01 | ExAnte2019 | IOU workpaper | 2019-11-06 | Cap-Tons | 1 |  |  | 0 | 0 | 0 | 30.3396 | 0 | 7.1872 | [6 empty] | DEER:HVAC_Split-Package_HP | Annual | FALSE
Any | SWHC046A | OfL | ex | CZ12 | cDXHP | SWHC046-01 | ExAnte2019 | IOU workpaper | 2019-11-06 | Cap-Tons | 1 |  |  | 0 | 0 | 0 | 25.9643 | 0 | 6.8839 | [6 empty] | DEER:HVAC_Split-Package_HP | Annual | FALSE
Any | SWHC046A | OfL | ex | CZ13 | cDXHP | SWHC046-01 | ExAnte2019 | IOU workpaper | 2019-11-06 | Cap-Tons | 1 |  |  | 0 | 0 | 0 | 36.5167 | 0 | 6.2105 | [6 empty] | DEER:HVAC_Split-Package_HP | Annual | FALSE
Any | SWHC046A | OfL | ex | CZ14 | cDXHP | SWHC046-01 | ExAnte2019 | IOU workpaper | 2019-11-06 | Cap-Tons | 1 |  |  | 0 | 0 | 0 | 32.5417 | 0 | 6.7343 | [6 empty] | DEER:HVAC_Split-Package_HP | Annual | FALSE
Any | SWHC046A | OfL | ex | CZ15 | cDXHP | SWHC046-01 | ExAnte2019 | IOU workpaper | 2019-11-06 | Cap-Tons | 1 |  |  | 0 | 0 | 0 | 94.0206 | 0 | 0.3902 | [6 empty] | DEER:HVAC_Split-Package_HP | Annual | FALSE
Any | SWHC046A | OfL | ex | CZ16 | cDXHP | SWHC046-01 | ExAnte2019 | IOU workpaper | 2019-11-06 | Cap-Tons | 1 |  |  | 0 | 0 | 0 | -154.3175 | 0 | 27.4575 | [6 empty] | DEER:HVAC_Split-Package_HP | Annual | FALSE
Any | SWHC046A | OfS | ex | CZ01 | cDXHP | SWHC046-01 | ExAnte2019 | IOU workpaper | 2019-11-06 | Cap-Tons | 1 |  |  | 0 | 0 | 0 | -226.5489 | 0 | 40.1156 | [6 empty] | DEER:HVAC_Split-Package_HP | Annual | FALSE
Any | SWHC046A | OfS | ex | CZ02 | cDXHP | SWHC046-01 | ExAnte2019 | IOU workpaper | 2019-11-06 | Cap-Tons | 1 |  |  | 0 | 0 | 0 | -106.6333 | 0 | 24.1237 | [6 empty] | DEER:HVAC_Split-Package_HP | Annual | FALSE
Any | SWHC046A | OfS | ex | CZ03 | cDXHP | SWHC046-01 | ExAnte2019 | IOU workpaper | 2019-11-06 | Cap-Tons | 1 |  |  | 0 | 0 | 0 | -76.0044 | 0 | 20.4787 | [6 empty] | DEER:HVAC_Split-Package_HP | Annual | FALSE
Any | SWHC046A | OfS | ex | CZ04 | cDXHP | SWHC046-01 | ExAnte2019 | IOU workpaper | 2019-11-06 | Cap-Tons | 1 |  |  | 0 | 0 | 0 | -76.5193 | 0 | 20.341 | [6 empty] | DEER:HVAC_Split-Package_HP | Annual | FALSE
Any | SWHC046A | OfS | ex | CZ05 | cDXHP | SWHC046-01 | ExAnte2019 | IOU workpaper | 2019-11-06 | Cap-Tons | 1 |  |  | 0 | 0 | 0 | -84.5034 | 0 | 20.6746 | [6 empty] | DEER:HVAC_Split-Package_HP | Annual | FALSE
Any | SWHC046A | OfS | ex | CZ06 | cDXHP | SWHC046-01 | ExAnte2019 | IOU workpaper | 2019-11-06 | Cap-Tons | 1 |  |  | 0 | 0 | 0 | 16.6808 | 0 | 8.1443 | [6 empty] | DEER:HVAC_Split-Package_HP | Annual | FALSE
Any | SWHC046A | OfS | ex | CZ07 | cDXHP | SWHC046-01 | ExAnte2019 | IOU workpaper | 2019-11-06 | Cap-Tons | 1 |  |  | 0 | 0 | 0 | 36.4928 | 0 | 4.583 | [6 empty] | DEER:HVAC_Split-Package_HP | Annual | FALSE
Any | SWHC046A | OfS | ex | CZ08 | cDXHP | SWHC046-01 | ExAnte2019 | IOU workpaper | 2019-11-06 | Cap-Tons | 1 |  |  | 0 | 0 | 0 | 24.4513 | 0 | 7.9501 | [6 empty] | DEER:HVAC_Split-Package_HP | Annual | FALSE
Any | SWHC046A | OfS | ex | CZ09 | cDXHP | SWHC046-01 | ExAnte2019 | IOU workpaper | 2019-11-06 | Cap-Tons | 1 |  |  | 0 | 0 | 0 | 13.3048 | 0 | 9.5106 | [6 empty] | DEER:HVAC_Split-Package_HP | Annual | FALSE
Any | SWHC046A | OfS | ex | CZ10 | cDXHP | SWHC046-01 | ExAnte2019 | IOU workpaper | 2019-11-06 | Cap-Tons | 1 |  |  | 0 | 0 | 0 | 24.1085 | 0 | 7.9945 | [6 empty] | DEER:HVAC_Split-Package_HP | Annual | FALSE
Any | SWHC046A | OfS | ex | CZ11 | cDXHP | SWHC046-01 | ExAnte2019 | IOU workpaper | 2019-11-06 | Cap-Tons | 1 |  |  | 0 | 0 | 0 | -57.8723 | 0 | 19.8369 | [6 empty] | DEER:HVAC_Split-Package_HP | Annual | FALSE
Any | SWHC046A | OfS | ex | CZ12 | cDXHP | SWHC046-01 | ExAnte2019 | IOU workpaper | 2019-11-06 | Cap-Tons | 1 |  |  | 0 | 0 | 0 | -69.0634 | 0 | 20.3486 | [6 empty] | DEER:HVAC_Split-Package_HP | Annual | FALSE
Any | SWHC046A | OfS | ex | CZ13 | cDXHP | SWHC046-01 | ExAnte2019 | IOU workpaper | 2019-11-06 | Cap-Tons | 1 |  |  | 0 | 0 | 0 | -41.2328 | 0 | 17.2708 | [6 empty] | DEER:HVAC_Split-Package_HP | Annual | FALSE
Any | SWHC046A | OfS | ex | CZ14 | cDXHP | SWHC046-01 | ExAnte2019 | IOU workpaper | 2019-11-06 | Cap-Tons | 1 |  |  | 0 | 0 | 0 | -51.7436 | 0 | 18.149 | [6 empty] | DEER:HVAC_Split-Package_HP | Annual | FALSE
Any | SWHC046A | OfS | ex | CZ15 | cDXHP | SWHC046-01 | ExAnte2019 | IOU workpaper | 2019-11-06 | Cap-Tons | 1 |  |  | 0 | 0 | 0 | 81.3129 | 0 | 2.2471 | [6 empty] | DEER:HVAC_Split-Package_HP | Annual | FALSE
Any | SWHC046A | OfS | ex | CZ16 | cDXHP | SWHC046-01 | ExAnte2019 | IOU workpaper | 2019-11-06 | Cap-Tons | 1 |  |  | 0 | 0 | 0 | -393.6138 | 0 | 55.8165 | [6 empty] | DEER:HVAC_Split-Package_HP | Annual | FALSE
Any | SWHC046A | RFF | ex | CZ01 | cDXHP | SWHC046-01 | ExAnte2019 | IOU workpaper | 2019-11-06 | Cap-Tons | 1 |  |  | 0 | 0 | 0 | -1097.9616 | 0 | 187.1819 | [6 empty] | DEER:HVAC_Split-Package_HP | Annual | FALSE
Any | SWHC046A | RFF | ex | CZ02 | cDXHP | SWHC046-01 | ExAnte2019 | IOU workpaper | 2019-11-06 | Cap-Tons | 1 |  |  | 0 | 0 | 0 | -639.2583 | 0 | 118.3912 | [6 empty] | DEER:HVAC_Split-Package_HP | Annual | FALSE
Any | SWHC046A | RFF | ex | CZ03 | cDXHP | SWHC046-01 | ExAnte2019 | IOU workpaper | 2019-11-06 | Cap-Tons | 1 |  |  | 0 | 0 | 0 | -440.3711 | 0 | 89.3108 | [6 empty] | DEER:HVAC_Split-Package_HP | Annual | FALSE
Any | SWHC046A | RFF | ex | CZ04 | cDXHP | SWHC046-01 | ExAnte2019 | IOU workpaper | 2019-11-06 | Cap-Tons | 1 |  |  | 0 | 0 | 0 | -420.9414 | 0 | 84.7234 | [6 empty] | DEER:HVAC_Split-Package_HP | Annual | FALSE
Any | SWHC046A | RFF | ex | CZ05 | cDXHP | SWHC046-01 | ExAnte2019 | IOU workpaper | 2019-11-06 | Cap-Tons | 1 |  |  | 0 | 0 | 0 | -494.2186 | 0 | 95.9204 | [6 empty] | DEER:HVAC_Split-Package_HP | Annual | FALSE
Any | SWHC046A | RFF | ex | CZ06 | cDXHP | SWHC046-01 | ExAnte2019 | IOU workpaper | 2019-11-06 | Cap-Tons | 1 |  |  | 0 | 0 | 0 | -108.9126 | 0 | 36.469 | [6 empty] | DEER:HVAC_Split-Package_HP | Annual | FALSE
Any | SWHC046A | RFF | ex | CZ07 | cDXHP | SWHC046-01 | ExAnte2019 | IOU workpaper | 2019-11-06 | Cap-Tons | 1 |  |  | 0 | 0 | 0 | -17.2815 | 0 | 20.8639 | [6 empty] | DEER:HVAC_Split-Package_HP | Annual | FALSE
Any | SWHC046A | RFF | ex | CZ08 | cDXHP | SWHC046-01 | ExAnte2019 | IOU workpaper | 2019-11-06 | Cap-Tons | 1 |  |  | 0 | 0 | 0 | -88.6809 | 0 | 34.8643 | [6 empty] | DEER:HVAC_Split-Package_HP | Annual | FALSE
Any | SWHC046A | RFF | ex | CZ09 | cDXHP | SWHC046-01 | ExAnte2019 | IOU workpaper | 2019-11-06 | Cap-Tons | 1 |  |  | 0 | 0 | 0 | -112.4042 | 0 | 36.9401 | [6 empty] | DEER:HVAC_Split-Package_HP | Annual | FALSE
Any | SWHC046A | RFF | ex | CZ10 | cDXHP | SWHC046-01 | ExAnte2019 | IOU workpaper | 2019-11-06 | Cap-Tons | 1 |  |  | 0 | 0 | 0 | -133.6109 | 0 | 41.4355 | [6 empty] | DEER:HVAC_Split-Package_HP | Annual | FALSE
Any | SWHC046A | RFF | ex | CZ11 | cDXHP | SWHC046-01 | ExAnte2019 | IOU workpaper | 2019-11-06 | Cap-Tons | 1 |  |  | 0 | 0 | 0 | -399.6146 | 0 | 79.8754 | [6 empty] | DEER:HVAC_Split-Package_HP | Annual | FALSE
Any | SWHC046A | RFF | ex | CZ12 | cDXHP | SWHC046-01 | ExAnte2019 | IOU workpaper | 2019-11-06 | Cap-Tons | 1 |  |  | 0 | 0 | 0 | -436.0587 | 0 | 86.5446 | [6 empty] | DEER:HVAC_Split-Package_HP | Annual | FALSE
Any | SWHC046A | RFF | ex | CZ13 | cDXHP | SWHC046-01 | ExAnte2019 | IOU workpaper | 2019-11-06 | Cap-Tons | 1 |  |  | 0 | 0 | 0 | -334.7297 | 0 | 71.599 | [6 empty] | DEER:HVAC_Split-Package_HP | Annual | FALSE
Any | SWHC046A | RFF | ex | CZ14 | cDXHP | SWHC046-01 | ExAnte2019 | IOU workpaper | 2019-11-06 | Cap-Tons | 1 |  |  | 0 | 0 | 0 | -414.8207 | 0 | 80.6942 | [6 empty] | DEER:HVAC_Split-Package_HP | Annual | FALSE
Any | SWHC046A | RFF | ex | CZ15 | cDXHP | SWHC046-01 | ExAnte2019 | IOU workpaper | 2019-11-06 | Cap-Tons | 1 |  |  | 0 | 0 | 0 | 90.1029 | 0 | 10.2242 | [6 empty] | DEER:HVAC_Split-Package_HP | Annual | FALSE
Any | SWHC046A | RFF | ex | CZ16 | cDXHP | SWHC046-01 | ExAnte2019 | IOU workpaper | 2019-11-06 | Cap-Tons | 1 |  |  | 0 | 0 | 0 | -1473.4655 | 0 | 201.9524 | [6 empty] | DEER:HVAC_Split-Package_HP | Annual | FALSE
Any | SWHC046A | RSD | ex | CZ01 | cDXHP | SWHC046-01 | ExAnte2019 | IOU workpaper | 2019-11-06 | Cap-Tons | 1 |  |  | 0 | 0 | 0 | -466.4887 | 0 | 94.1921 | [6 empty] | DEER:HVAC_Split-Package_HP | Annual | FALSE
Any | SWHC046A | RSD | ex | CZ02 | cDXHP | SWHC046-01 | ExAnte2019 | IOU workpaper | 2019-11-06 | Cap-Tons | 1 |  |  | 0 | 0 | 0 | -191.1642 | 0 | 48.2361 | [6 empty] | DEER:HVAC_Split-Package_HP | Annual | FALSE
Any | SWHC046A | RSD | ex | CZ03 | cDXHP | SWHC046-01 | ExAnte2019 | IOU workpaper | 2019-11-06 | Cap-Tons | 1 |  |  | 0 | 0 | 0 | -106.8167 | 0 | 32.9648 | [6 empty] | DEER:HVAC_Split-Package_HP | Annual | FALSE
Any | SWHC046A | RSD | ex | CZ04 | cDXHP | SWHC046-01 | ExAnte2019 | IOU workpaper | 2019-11-06 | Cap-Tons | 1 |  |  | 0 | 0 | 0 | -64.8108 | 0 | 27.6052 | [6 empty] | DEER:HVAC_Split-Package_HP | Annual | FALSE
Any | SWHC046A | RSD | ex | CZ05 | cDXHP | SWHC046-01 | ExAnte2019 | IOU workpaper | 2019-11-06 | Cap-Tons | 1 |  |  | 0 | 0 | 0 | -88.7089 | 0 | 29.5383 | [6 empty] | DEER:HVAC_Split-Package_HP | Annual | FALSE
Any | SWHC046A | RSD | ex | CZ06 | cDXHP | SWHC046-01 | ExAnte2019 | IOU workpaper | 2019-11-06 | Cap-Tons | 1 |  |  | 0 | 0 | 0 | 42.1718 | 0 | 8.5935 | [6 empty] | DEER:HVAC_Split-Package_HP | Annual | FALSE
Any | SWHC046A | RSD | ex | CZ07 | cDXHP | SWHC046-01 | ExAnte2019 | IOU workpaper | 2019-11-06 | Cap-Tons | 1 |  |  | 0 | 0 | 0 | 68.9803 | 0 | 3.0636 | [6 empty] | DEER:HVAC_Split-Package_HP | Annual | FALSE
Any | SWHC046A | RSD | ex | CZ08 | cDXHP | SWHC046-01 | ExAnte2019 | IOU workpaper | 2019-11-06 | Cap-Tons | 1 |  |  | 0 | 0 | 0 | 54.1693 | 0 | 7.5072 | [6 empty] | DEER:HVAC_Split-Package_HP | Annual | FALSE
Any | SWHC046A | RSD | ex | CZ09 | cDXHP | SWHC046-01 | ExAnte2019 | IOU workpaper | 2019-11-06 | Cap-Tons | 1 |  |  | 0 | 0 | 0 | 31.7294 | 0 | 10.3213 | [6 empty] | DEER:HVAC_Split-Package_HP | Annual | FALSE
Any | SWHC046A | RSD | ex | CZ10 | cDXHP | SWHC046-01 | ExAnte2019 | IOU workpaper | 2019-11-06 | Cap-Tons | 1 |  |  | 0 | 0 | 0 | 28.9051 | 0 | 12.1759 | [6 empty] | DEER:HVAC_Split-Package_HP | Annual | FALSE
Any | SWHC046A | RSD | ex | CZ11 | cDXHP | SWHC046-01 | ExAnte2019 | IOU workpaper | 2019-11-06 | Cap-Tons | 1 |  |  | 0 | 0 | 0 | -126.9894 | 0 | 36.7162 | [6 empty] | DEER:HVAC_Split-Package_HP | Annual | FALSE
Any | SWHC046A | RSD | ex | CZ12 | cDXHP | SWHC046-01 | ExAnte2019 | IOU workpaper | 2019-11-06 | Cap-Tons | 1 |  |  | 0 | 0 | 0 | -138.6424 | 0 | 39.0123 | [6 empty] | DEER:HVAC_Split-Package_HP | Annual | FALSE
Any | SWHC046A | RSD | ex | CZ13 | cDXHP | SWHC046-01 | ExAnte2019 | IOU workpaper | 2019-11-06 | Cap-Tons | 1 |  |  | 0 | 0 | 0 | -104.0922 | 0 | 34.1588 | [6 empty] | DEER:HVAC_Split-Package_HP | Annual | FALSE
Any | SWHC046A | RSD | ex | CZ14 | cDXHP | SWHC046-01 | ExAnte2019 | IOU workpaper | 2019-11-06 | Cap-Tons | 1 |  |  | 0 | 0 | 0 | -119.9673 | 0 | 35.4606 | [6 empty] | DEER:HVAC_Split-Package_HP | Annual | FALSE
Any | SWHC046A | RSD | ex | CZ15 | cDXHP | SWHC046-01 | ExAnte2019 | IOU workpaper | 2019-11-06 | Cap-Tons | 1 |  |  | 0 | 0 | 0 | 109.4445 | 0 | 2.0847 | [6 empty] | DEER:HVAC_Split-Package_HP | Annual | FALSE
Any | SWHC046A | RSD | ex | CZ16 | cDXHP | SWHC046-01 | ExAnte2019 | IOU workpaper | 2019-11-06 | Cap-Tons | 1 |  |  | 0 | 0 | 0 | -921.4244 | 0 | 142.4729 | [6 empty] | DEER:HVAC_Split-Package_HP | Annual | FALSE
Any | SWHC046A | Rt3 | ex | CZ01 | cDXHP | SWHC046-01 | ExAnte2019 | IOU workpaper | 2019-11-06 | Cap-Tons | 1 |  |  | 0 | 0 | 0 | -142.2179 | 0 | 36.661 | [6 empty] | DEER:HVAC_Split-Package_HP | Annual | FALSE
Any | SWHC046A | Rt3 | ex | CZ02 | cDXHP | SWHC046-01 | ExAnte2019 | IOU workpaper | 2019-11-06 | Cap-Tons | 1 |  |  | 0 | 0 | 0 | -15.4193 | 0 | 17.9293 | [6 empty] | DEER:HVAC_Split-Package_HP | Annual | FALSE
Any | SWHC046A | Rt3 | ex | CZ03 | cDXHP | SWHC046-01 | ExAnte2019 | IOU workpaper | 2019-11-06 | Cap-Tons | 1 |  |  | 0 | 0 | 0 | 15.1207 | 0 | 13.0906 | [6 empty] | DEER:HVAC_Split-Package_HP | Annual | FALSE
Any | SWHC046A | Rt3 | ex | CZ04 | cDXHP | SWHC046-01 | ExAnte2019 | IOU workpaper | 2019-11-06 | Cap-Tons | 1 |  |  | 0 | 0 | 0 | 39.395 | 0 | 10.0497 | [6 empty] | DEER:HVAC_Split-Package_HP | Annual | FALSE
Any | SWHC046A | Rt3 | ex | CZ05 | cDXHP | SWHC046-01 | ExAnte2019 | IOU workpaper | 2019-11-06 | Cap-Tons | 1 |  |  | 0 | 0 | 0 | 31.0485 | 0 | 10.3636 | [6 empty] | DEER:HVAC_Split-Package_HP | Annual | FALSE
Any | SWHC046A | Rt3 | ex | CZ06 | cDXHP | SWHC046-01 | ExAnte2019 | IOU workpaper | 2019-11-06 | Cap-Tons | 1 |  |  | 0 | 0 | 0 | 96.621 | 0 | 2.5206 | [6 empty] | DEER:HVAC_Split-Package_HP | Annual | FALSE
Any | SWHC046A | Rt3 | ex | CZ07 | cDXHP | SWHC046-01 | ExAnte2019 | IOU workpaper | 2019-11-06 | Cap-Tons | 1 |  |  | 0 | 0 | 0 | 103.1361 | 0 | 0.6536 | [6 empty] | DEER:HVAC_Split-Package_HP | Annual | FALSE
Any | SWHC046A | Rt3 | ex | CZ08 | cDXHP | SWHC046-01 | ExAnte2019 | IOU workpaper | 2019-11-06 | Cap-Tons | 1 |  |  | 0 | 0 | 0 | 97.992 | 0 | 1.8994 | [6 empty] | DEER:HVAC_Split-Package_HP | Annual | FALSE
Any | SWHC046A | Rt3 | ex | CZ09 | cDXHP | SWHC046-01 | ExAnte2019 | IOU workpaper | 2019-11-06 | Cap-Tons | 1 |  |  | 0 | 0 | 0 | 84.699 | 0 | 3.2896 | [6 empty] | DEER:HVAC_Split-Package_HP | Annual | FALSE
Any | SWHC046A | Rt3 | ex | CZ10 | cDXHP | SWHC046-01 | ExAnte2019 | IOU workpaper | 2019-11-06 | Cap-Tons | 1 |  |  | 0 | 0 | 0 | 89.3596 | 0 | 3.503 | [6 empty] | DEER:HVAC_Split-Package_HP | Annual | FALSE
Any | SWHC046A | Rt3 | ex | CZ11 | cDXHP | SWHC046-01 | ExAnte2019 | IOU workpaper | 2019-11-06 | Cap-Tons | 1 |  |  | 0 | 0 | 0 | -1.6715 | 0 | 17.4541 | [6 empty] | DEER:HVAC_Split-Package_HP | Annual | FALSE
Any | SWHC046A | Rt3 | ex | CZ12 | cDXHP | SWHC046-01 | ExAnte2019 | IOU workpaper | 2019-11-06 | Cap-Tons | 1 |  |  | 0 | 0 | 0 | -2.2085 | 0 | 16.6947 | [6 empty] | DEER:HVAC_Split-Package_HP | Annual | FALSE
Any | SWHC046A | Rt3 | ex | CZ13 | cDXHP | SWHC046-01 | ExAnte2019 | IOU workpaper | 2019-11-06 | Cap-Tons | 1 |  |  | 0 | 0 | 0 | 16.8552 | 0 | 14.9476 | [6 empty] | DEER:HVAC_Split-Package_HP | Annual | FALSE
Any | SWHC046A | Rt3 | ex | CZ14 | cDXHP | SWHC046-01 | ExAnte2019 | IOU workpaper | 2019-11-06 | Cap-Tons | 1 |  |  | 0 | 0 | 0 | 3.7615 | 0 | 16.7006 | [6 empty] | DEER:HVAC_Split-Package_HP | Annual | FALSE
Any | SWHC046A | Rt3 | ex | CZ15 | cDXHP | SWHC046-01 | ExAnte2019 | IOU workpaper | 2019-11-06 | Cap-Tons | 1 |  |  | 0 | 0 | 0 | 130.871 | 0 | 0.682 | [6 empty] | DEER:HVAC_Split-Package_HP | Annual | FALSE
Any | SWHC046A | Rt3 | ex | CZ16 | cDXHP | SWHC046-01 | ExAnte2019 | IOU workpaper | 2019-11-06 | Cap-Tons | 1 |  |  | 0 | 0 | 0 | -566.991 | 0 | 86.7979 | [6 empty] | DEER:HVAC_Split-Package_HP | Annual | FALSE
Any | SWHC046A | RtL | ex | CZ01 | cDXHP | SWHC046-01 | ExAnte2019 | IOU workpaper | 2019-11-06 | Cap-Tons | 1 |  |  | 0 | 0 | 0 | -342.0848 | 0 | 71.5895 | [6 empty] | DEER:HVAC_Split-Package_HP | Annual | FALSE
Any | SWHC046A | RtL | ex | CZ02 | cDXHP | SWHC046-01 | ExAnte2019 | IOU workpaper | 2019-11-06 | Cap-Tons | 1 |  |  | 0 | 0 | 0 | -118.3929 | 0 | 36.557 | [6 empty] | DEER:HVAC_Split-Package_HP | Annual | FALSE
Any | SWHC046A | RtL | ex | CZ03 | cDXHP | SWHC046-01 | ExAnte2019 | IOU workpaper | 2019-11-06 | Cap-Tons | 1 |  |  | 0 | 0 | 0 | -87.1834 | 0 | 32.8496 | [6 empty] | DEER:HVAC_Split-Package_HP | Annual | FALSE
Any | SWHC046A | RtL | ex | CZ04 | cDXHP | SWHC046-01 | ExAnte2019 | IOU workpaper | 2019-11-06 | Cap-Tons | 1 |  |  | 0 | 0 | 0 | -36.0164 | 0 | 24.9454 | [6 empty] | DEER:HVAC_Split-Package_HP | Annual | FALSE
Any | SWHC046A | RtL | ex | CZ05 | cDXHP | SWHC046-01 | ExAnte2019 | IOU workpaper | 2019-11-06 | Cap-Tons | 1 |  |  | 0 | 0 | 0 | -94.9674 | 0 | 34.1183 | [6 empty] | DEER:HVAC_Split-Package_HP | Annual | FALSE
Any | SWHC046A | RtL | ex | CZ06 | cDXHP | SWHC046-01 | ExAnte2019 | IOU workpaper | 2019-11-06 | Cap-Tons | 1 |  |  | 0 | 0 | 0 | 36.7035 | 0 | 15.4169 | [6 empty] | DEER:HVAC_Split-Package_HP | Annual | FALSE
Any | SWHC046A | RtL | ex | CZ07 | cDXHP | SWHC046-01 | ExAnte2019 | IOU workpaper | 2019-11-06 | Cap-Tons | 1 |  |  | 0 | 0 | 0 | 62.0952 | 0 | 10.4527 | [6 empty] | DEER:HVAC_Split-Package_HP | Annual | FALSE
Any | SWHC046A | RtL | ex | CZ08 | cDXHP | SWHC046-01 | ExAnte2019 | IOU workpaper | 2019-11-06 | Cap-Tons | 1 |  |  | 0 | 0 | 0 | 54.8735 | 0 | 11.0225 | [6 empty] | DEER:HVAC_Split-Package_HP | Annual | FALSE
Any | SWHC046A | RtL | ex | CZ09 | cDXHP | SWHC046-01 | ExAnte2019 | IOU workpaper | 2019-11-06 | Cap-Tons | 1 |  |  | 0 | 0 | 0 | 38.8667 | 0 | 12.7668 | [6 empty] | DEER:HVAC_Split-Package_HP | Annual | FALSE
Any | SWHC046A | RtL | ex | CZ10 | cDXHP | SWHC046-01 | ExAnte2019 | IOU workpaper | 2019-11-06 | Cap-Tons | 1 |  |  | 0 | 0 | 0 | 46.6812 | 0 | 12.4298 | [6 empty] | DEER:HVAC_Split-Package_HP | Annual | FALSE
Any | SWHC046A | RtL | ex | CZ11 | cDXHP | SWHC046-01 | ExAnte2019 | IOU workpaper | 2019-11-06 | Cap-Tons | 1 |  |  | 0 | 0 | 0 | -72.0894 | 0 | 30.4298 | [6 empty] | DEER:HVAC_Split-Package_HP | Annual | FALSE
Any | SWHC046A | RtL | ex | CZ12 | cDXHP | SWHC046-01 | ExAnte2019 | IOU workpaper | 2019-11-06 | Cap-Tons | 1 |  |  | 0 | 0 | 0 | -73.8502 | 0 | 30.0012 | [6 empty] | DEER:HVAC_Split-Package_HP | Annual | FALSE
Any | SWHC046A | RtL | ex | CZ13 | cDXHP | SWHC046-01 | ExAnte2019 | IOU workpaper | 2019-11-06 | Cap-Tons | 1 |  |  | 0 | 0 | 0 | -43.5542 | 0 | 26.608 | [6 empty] | DEER:HVAC_Split-Package_HP | Annual | FALSE
Any | SWHC046A | RtL | ex | CZ14 | cDXHP | SWHC046-01 | ExAnte2019 | IOU workpaper | 2019-11-06 | Cap-Tons | 1 |  |  | 0 | 0 | 0 | -79.081 | 0 | 31.4024 | [6 empty] | DEER:HVAC_Split-Package_HP | Annual | FALSE
Any | SWHC046A | RtL | ex | CZ15 | cDXHP | SWHC046-01 | ExAnte2019 | IOU workpaper | 2019-11-06 | Cap-Tons | 1 |  |  | 0 | 0 | 0 | 125.3749 | 0 | 3.5079 | [6 empty] | DEER:HVAC_Split-Package_HP | Annual | FALSE
Any | SWHC046A | RtL | ex | CZ16 | cDXHP | SWHC046-01 | ExAnte2019 | IOU workpaper | 2019-11-06 | Cap-Tons | 1 |  |  | 0 | 0 | 0 | -870.9037 | 0 | 128.2122 | [6 empty] | DEER:HVAC_Split-Package_HP | Annual | FALSE
Any | SWHC046A | RtS | ex | CZ01 | cDXHP | SWHC046-01 | ExAnte2019 | IOU workpaper | 2019-11-06 | Cap-Tons | 1 |  |  | 0 | 0 | 0 | -700.0246 | 0 | 121.9177 | [6 empty] | DEER:HVAC_Split-Package_HP | Annual | FALSE
Any | SWHC046A | RtS | ex | CZ02 | cDXHP | SWHC046-01 | ExAnte2019 | IOU workpaper | 2019-11-06 | Cap-Tons | 1 |  |  | 0 | 0 | 0 | -300.6211 | 0 | 60.4102 | [6 empty] | DEER:HVAC_Split-Package_HP | Annual | FALSE
Any | SWHC046A | RtS | ex | CZ03 | cDXHP | SWHC046-01 | ExAnte2019 | IOU workpaper | 2019-11-06 | Cap-Tons | 1 |  |  | 0 | 0 | 0 | -274.499 | 0 | 57.9439 | [6 empty] | DEER:HVAC_Split-Package_HP | Annual | FALSE
Any | SWHC046A | RtS | ex | CZ04 | cDXHP | SWHC046-01 | ExAnte2019 | IOU workpaper | 2019-11-06 | Cap-Tons | 1 |  |  | 0 | 0 | 0 | -173.1761 | 0 | 43.2901 | [6 empty] | DEER:HVAC_Split-Package_HP | Annual | FALSE
Any | SWHC046A | RtS | ex | CZ05 | cDXHP | SWHC046-01 | ExAnte2019 | IOU workpaper | 2019-11-06 | Cap-Tons | 1 |  |  | 0 | 0 | 0 | -235.6473 | 0 | 52.0788 | [6 empty] | DEER:HVAC_Split-Package_HP | Annual | FALSE
Any | SWHC046A | RtS | ex | CZ06 | cDXHP | SWHC046-01 | ExAnte2019 | IOU workpaper | 2019-11-06 | Cap-Tons | 1 |  |  | 0 | 0 | 0 | -27.2607 | 0 | 21.8186 | [6 empty] | DEER:HVAC_Split-Package_HP | Annual | FALSE
Any | SWHC046A | RtS | ex | CZ07 | cDXHP | SWHC046-01 | ExAnte2019 | IOU workpaper | 2019-11-06 | Cap-Tons | 1 |  |  | 0 | 0 | 0 | 13.1197 | 0 | 14.3439 | [6 empty] | DEER:HVAC_Split-Package_HP | Annual | FALSE
Any | SWHC046A | RtS | ex | CZ08 | cDXHP | SWHC046-01 | ExAnte2019 | IOU workpaper | 2019-11-06 | Cap-Tons | 1 |  |  | 0 | 0 | 0 | -1.4693 | 0 | 16.9082 | [6 empty] | DEER:HVAC_Split-Package_HP | Annual | FALSE
Any | SWHC046A | RtS | ex | CZ09 | cDXHP | SWHC046-01 | ExAnte2019 | IOU workpaper | 2019-11-06 | Cap-Tons | 1 |  |  | 0 | 0 | 0 | -22.0306 | 0 | 19.8241 | [6 empty] | DEER:HVAC_Split-Package_HP | Annual | FALSE
Any | SWHC046A | RtS | ex | CZ10 | cDXHP | SWHC046-01 | ExAnte2019 | IOU workpaper | 2019-11-06 | Cap-Tons | 1 |  |  | 0 | 0 | 0 | -9.8345 | 0 | 18.6774 | [6 empty] | DEER:HVAC_Split-Package_HP | Annual | FALSE
Any | SWHC046A | RtS | ex | CZ11 | cDXHP | SWHC046-01 | ExAnte2019 | IOU workpaper | 2019-11-06 | Cap-Tons | 1 |  |  | 0 | 0 | 0 | -205.3688 | 0 | 47.6175 | [6 empty] | DEER:HVAC_Split-Package_HP | Annual | FALSE
Any | SWHC046A | RtS | ex | CZ12 | cDXHP | SWHC046-01 | ExAnte2019 | IOU workpaper | 2019-11-06 | Cap-Tons | 1 |  |  | 0 | 0 | 0 | -226.6396 | 0 | 50.5926 | [6 empty] | DEER:HVAC_Split-Package_HP | Annual | FALSE
Any | SWHC046A | RtS | ex | CZ13 | cDXHP | SWHC046-01 | ExAnte2019 | IOU workpaper | 2019-11-06 | Cap-Tons | 1 |  |  | 0 | 0 | 0 | -165.0166 | 0 | 42.2469 | [6 empty] | DEER:HVAC_Split-Package_HP | Annual | FALSE
Any | SWHC046A | RtS | ex | CZ14 | cDXHP | SWHC046-01 | ExAnte2019 | IOU workpaper | 2019-11-06 | Cap-Tons | 1 |  |  | 0 | 0 | 0 | -179.2009 | 0 | 43.5608 | [6 empty] | DEER:HVAC_Split-Package_HP | Annual | FALSE
Any | SWHC046A | RtS | ex | CZ15 | cDXHP | SWHC046-01 | ExAnte2019 | IOU workpaper | 2019-11-06 | Cap-Tons | 1 |  |  | 0 | 0 | 0 | 102.2331 | 0 | 4.6833 | [6 empty] | DEER:HVAC_Split-Package_HP | Annual | FALSE
Any | SWHC046A | RtS | ex | CZ16 | cDXHP | SWHC046-01 | ExAnte2019 | IOU workpaper | 2019-11-06 | Cap-Tons | 1 |  |  | 0 | 0 | 0 | -1123.6195 | 0 | 148.5408 | [6 empty] | DEER:HVAC_Split-Package_HP | Annual | FALSE
Any | SWHC046A | SCn | ex | CZ01 | cDXHP | SWHC046-01 | ExAnte2019 | IOU workpaper | 2019-11-06 | Cap-Tons | 1 |  |  | 0 | 0 | 0 | -941.0003 | 0 | 151.7013 | [6 empty] | DEER:HVAC_Split-Package_HP | Annual | FALSE
Any | SWHC046A | SCn | ex | CZ02 | cDXHP | SWHC046-01 | ExAnte2019 | IOU workpaper | 2019-11-06 | Cap-Tons | 1 |  |  | 0 | 0 | 0 | -761.913 | 0 | 108.561 | [6 empty] | DEER:HVAC_Split-Package_HP | Annual | FALSE
Any | SWHC046A | SCn | ex | CZ03 | cDXHP | SWHC046-01 | ExAnte2019 | IOU workpaper | 2019-11-06 | Cap-Tons | 1 |  |  | 0 | 0 | 0 | -472.2294 | 0 | 80.8528 | [6 empty] | DEER:HVAC_Split-Package_HP | Annual | FALSE
Any | SWHC046A | SCn | ex | CZ04 | cDXHP | SWHC046-01 | ExAnte2019 | IOU workpaper | 2019-11-06 | Cap-Tons | 1 |  |  | 0 | 0 | 0 | -602.9431 | 0 | 85.2131 | [6 empty] | DEER:HVAC_Split-Package_HP | Annual | FALSE
Any | SWHC046A | SCn | ex | CZ05 | cDXHP | SWHC046-01 | ExAnte2019 | IOU workpaper | 2019-11-06 | Cap-Tons | 1 |  |  | 0 | 0 | 0 | -483.0885 | 0 | 79.7346 | [6 empty] | DEER:HVAC_Split-Package_HP | Annual | FALSE
Any | SWHC046A | SCn | ex | CZ06 | cDXHP | SWHC046-01 | ExAnte2019 | IOU workpaper | 2019-11-06 | Cap-Tons | 1 |  |  | 0 | 0 | 0 | -223.3789 | 0 | 43.12 | [6 empty] | DEER:HVAC_Split-Package_HP | Annual | FALSE
Any | SWHC046A | SCn | ex | CZ07 | cDXHP | SWHC046-01 | ExAnte2019 | IOU workpaper | 2019-11-06 | Cap-Tons | 1 |  |  | 0 | 0 | 0 | -150.0916 | 0 | 33.3389 | [6 empty] | DEER:HVAC_Split-Package_HP | Annual | FALSE
Any | SWHC046A | SCn | ex | CZ08 | cDXHP | SWHC046-01 | ExAnte2019 | IOU workpaper | 2019-11-06 | Cap-Tons | 1 |  |  | 0 | 0 | 0 | -208.576 | 0 | 45.1714 | [6 empty] | DEER:HVAC_Split-Package_HP | Annual | FALSE
Any | SWHC046A | SCn | ex | CZ09 | cDXHP | SWHC046-01 | ExAnte2019 | IOU workpaper | 2019-11-06 | Cap-Tons | 1 |  |  | 0 | 0 | 0 | -205.7364 | 0 | 46.3428 | [6 empty] | DEER:HVAC_Split-Package_HP | Annual | FALSE
Any | SWHC046A | SCn | ex | CZ10 | cDXHP | SWHC046-01 | ExAnte2019 | IOU workpaper | 2019-11-06 | Cap-Tons | 1 |  |  | 0 | 0 | 0 | -235.436 | 0 | 50.5704 | [6 empty] | DEER:HVAC_Split-Package_HP | Annual | FALSE
Any | SWHC046A | SCn | ex | CZ11 | cDXHP | SWHC046-01 | ExAnte2019 | IOU workpaper | 2019-11-06 | Cap-Tons | 1 |  |  | 0 | 0 | 0 | -509.8609 | 0 | 89.3304 | [6 empty] | DEER:HVAC_Split-Package_HP | Annual | FALSE
Any | SWHC046A | SCn | ex | CZ12 | cDXHP | SWHC046-01 | ExAnte2019 | IOU workpaper | 2019-11-06 | Cap-Tons | 1 |  |  | 0 | 0 | 0 | -576.8641 | 0 | 97.8121 | [6 empty] | DEER:HVAC_Split-Package_HP | Annual | FALSE
Any | SWHC046A | SCn | ex | CZ13 | cDXHP | SWHC046-01 | ExAnte2019 | IOU workpaper | 2019-11-06 | Cap-Tons | 1 |  |  | 0 | 0 | 0 | -427.9369 | 0 | 78.9867 | [6 empty] | DEER:HVAC_Split-Package_HP | Annual | FALSE
Any | SWHC046A | SCn | ex | CZ14 | cDXHP | SWHC046-01 | ExAnte2019 | IOU workpaper | 2019-11-06 | Cap-Tons | 1 |  |  | 0 | 0 | 0 | -562.2614 | 0 | 92.8405 | [6 empty] | DEER:HVAC_Split-Package_HP | Annual | FALSE
Any | SWHC046A | SCn | ex | CZ15 | cDXHP | SWHC046-01 | ExAnte2019 | IOU workpaper | 2019-11-06 | Cap-Tons | 1 |  |  | 0 | 0 | 0 | 37.3905 | 0 | 13.4192 | [6 empty] | DEER:HVAC_Split-Package_HP | Annual | FALSE
Any | SWHC046A | SCn | ex | CZ16 | cDXHP | SWHC046-01 | ExAnte2019 | IOU workpaper | 2019-11-06 | Cap-Tons | 1 |  |  | 0 | 0 | 0 | -1268.4753 | 0 | 164.379 | [6 empty] | DEER:HVAC_Split-Package_HP | Annual | FALSE
Any | SWHC046B | Asm | ex | CZ01 | cDXHP | SWHC046-01 | ExAnte2019 | IOU workpaper | 2019-11-06 | Cap-Tons | 1 |  |  | 0 | 0 | 0 | -793.0642 | 0 | 170.848 | [6 empty] | DEER:HVAC_Split-Package_HP | Annual | FALSE
Any | SWHC046B | Asm | ex | CZ02 | cDXHP | SWHC046-01 | ExAnte2019 | IOU workpaper | 2019-11-06 | Cap-Tons | 1 |  |  | 0 | 0 | 0 | -411.9794 | 0 | 103.565 | [6 empty] | DEER:HVAC_Split-Package_HP | Annual | FALSE
Any | SWHC046B | Asm | ex | CZ03 | cDXHP | SWHC046-01 | ExAnte2019 | IOU workpaper | 2019-11-06 | Cap-Tons | 1 |  |  | 0 | 0 | 0 | -208.846 | 0 | 78.2364 | [6 empty] | DEER:HVAC_Split-Package_HP | Annual | FALSE
Any | SWHC046B | Asm | ex | CZ04 | cDXHP | SWHC046-01 | ExAnte2019 | IOU workpaper | 2019-11-06 | Cap-Tons | 1 |  |  | 0 | 0 | 0 | -197.56 | 0 | 70.3479 | [6 empty] | DEER:HVAC_Split-Package_HP | Annual | FALSE
Any | SWHC046B | Asm | ex | CZ05 | cDXHP | SWHC046-01 | ExAnte2019 | IOU workpaper | 2019-11-06 | Cap-Tons | 1 |  |  | 0 | 0 | 0 | -221.3333 | 0 | 77.3501 | [6 empty] | DEER:HVAC_Split-Package_HP | Annual | FALSE
Any | SWHC046B | Asm | ex | CZ06 | cDXHP | SWHC046-01 | ExAnte2019 | IOU workpaper | 2019-11-06 | Cap-Tons | 1 |  |  | 0 | 0 | 0 | 6.5061 | 0 | 33.0894 | [6 empty] | DEER:HVAC_Split-Package_HP | Annual | FALSE
Any | SWHC046B | Asm | ex | CZ07 | cDXHP | SWHC046-01 | ExAnte2019 | IOU workpaper | 2019-11-06 | Cap-Tons | 1 |  |  | 0 | 0 | 0 | 31.2659 | 0 | 25.4255 | [6 empty] | DEER:HVAC_Split-Package_HP | Annual | FALSE
Any | SWHC046B | Asm | ex | CZ08 | cDXHP | SWHC046-01 | ExAnte2019 | IOU workpaper | 2019-11-06 | Cap-Tons | 1 |  |  | 0 | 0 | 0 | 12.6568 | 0 | 32.2643 | [6 empty] | DEER:HVAC_Split-Package_HP | Annual | FALSE
Any | SWHC046B | Asm | ex | CZ09 | cDXHP | SWHC046-01 | ExAnte2019 | IOU workpaper | 2019-11-06 | Cap-Tons | 1 |  |  | 0 | 0 | 0 | 49.2333 | 0 | 32.8555 | [6 empty] | DEER:HVAC_Split-Package_HP | Annual | FALSE
Any | SWHC046B | Asm | ex | CZ10 | cDXHP | SWHC046-01 | ExAnte2019 | IOU workpaper | 2019-11-06 | Cap-Tons | 1 |  |  | 0 | 0 | 0 | 23.1491 | 0 | 39.9592 | [6 empty] | DEER:HVAC_Split-Package_HP | Annual | FALSE
Any | SWHC046B | Asm | ex | CZ11 | cDXHP | SWHC046-01 | ExAnte2019 | IOU workpaper | 2019-11-06 | Cap-Tons | 1 |  |  | 0 | 0 | 0 | -134.9317 | 0 | 71.3809 | [6 empty] | DEER:HVAC_Split-Package_HP | Annual | FALSE
Any | SWHC046B | Asm | ex | CZ12 | cDXHP | SWHC046-01 | ExAnte2019 | IOU workpaper | 2019-11-06 | Cap-Tons | 1 |  |  | 0 | 0 | 0 | -177.4803 | 0 | 77.6866 | [6 empty] | DEER:HVAC_Split-Package_HP | Annual | FALSE
Any | SWHC046B | Asm | ex | CZ13 | cDXHP | SWHC046-01 | ExAnte2019 | IOU workpaper | 2019-11-06 | Cap-Tons | 1 |  |  | 0 | 0 | 0 | -97.0167 | 0 | 65.6123 | [6 empty] | DEER:HVAC_Split-Package_HP | Annual | FALSE
Any | SWHC046B | Asm | ex | CZ14 | cDXHP | SWHC046-01 | ExAnte2019 | IOU workpaper | 2019-11-06 | Cap-Tons | 1 |  |  | 0 | 0 | 0 | -127.1153 | 0 | 69.4062 | [6 empty] | DEER:HVAC_Split-Package_HP | Annual | FALSE
Any | SWHC046B | Asm | ex | CZ15 | cDXHP | SWHC046-01 | ExAnte2019 | IOU workpaper | 2019-11-06 | Cap-Tons | 1 |  |  | 0 | 0 | 0 | 215.1299 | 0 | 12.5575 | [6 empty] | DEER:HVAC_Split-Package_HP | Annual | FALSE
Any | SWHC046B | Asm | ex | CZ16 | cDXHP | SWHC046-01 | ExAnte2019 | IOU workpaper | 2019-11-06 | Cap-Tons | 1 |  |  | 0 | 0 | 0 | -1021.3071 | 0 | 189.083 | [6 empty] | DEER:HVAC_Split-Package_HP | Annual | FALSE
Any | SWHC046B | Com | ex | CZ01 | cDXHP | SWHC046-01 | ExAnte2019 | IOU workpaper | 2019-11-06 | Cap-Tons | 1 |  |  | 0 | 0 | 0 | -390.0181 | 0 | 113.9172 | [6 empty] | DEER:HVAC_Split-Package_HP | Annual | FALSE
Any | SWHC046B | Com | ex | CZ02 | cDXHP | SWHC046-01 | ExAnte2019 | IOU workpaper | 2019-11-06 | Cap-Tons | 1 |  |  | 0 | 0 | 0 | -127.6341 | 0 | 61.5905 | [6 empty] | DEER:HVAC_Split-Package_HP | Annual | FALSE
Any | SWHC046B | Com | ex | CZ03 | cDXHP | SWHC046-01 | ExAnte2019 | IOU workpaper | 2019-11-06 | Cap-Tons | 1 |  |  | 0 | 0 | 0 | -29.2537 | 0 | 42.2318 | [6 empty] | DEER:HVAC_Split-Package_HP | Annual | FALSE
Any | SWHC046B | Com | ex | CZ04 | cDXHP | SWHC046-01 | ExAnte2019 | IOU workpaper | 2019-11-06 | Cap-Tons | 1 |  |  | 0 | 0 | 0 | -21.216 | 0 | 36.6611 | [6 empty] | DEER:HVAC_Split-Package_HP | Annual | FALSE
Any | SWHC046B | Com | ex | CZ05 | cDXHP | SWHC046-01 | ExAnte2019 | IOU workpaper | 2019-11-06 | Cap-Tons | 1 |  |  | 0 | 0 | 0 | -80.3564 | 0 | 57.9325 | [6 empty] | DEER:HVAC_Split-Package_HP | Annual | FALSE
Any | SWHC046B | Com | ex | CZ06 | cDXHP | SWHC046-01 | ExAnte2019 | IOU workpaper | 2019-11-06 | Cap-Tons | 1 |  |  | 0 | 0 | 0 | 74.6062 | 0 | 22.9105 | [6 empty] | DEER:HVAC_Split-Package_HP | Annual | FALSE
Any | SWHC046B | Com | ex | CZ07 | cDXHP | SWHC046-01 | ExAnte2019 | IOU workpaper | 2019-11-06 | Cap-Tons | 1 |  |  | 0 | 0 | 0 | 102.5729 | 0 | 18.4075 | [6 empty] | DEER:HVAC_Split-Package_HP | Annual | FALSE
Any | SWHC046B | Com | ex | CZ08 | cDXHP | SWHC046-01 | ExAnte2019 | IOU workpaper | 2019-11-06 | Cap-Tons | 1 |  |  | 0 | 0 | 0 | 85.2678 | 0 | 22.1392 | [6 empty] | DEER:HVAC_Split-Package_HP | Annual | FALSE
Any | SWHC046B | Com | ex | CZ09 | cDXHP | SWHC046-01 | ExAnte2019 | IOU workpaper | 2019-11-06 | Cap-Tons | 1 |  |  | 0 | 0 | 0 | 120.3121 | 0 | 21.7753 | [6 empty] | DEER:HVAC_Split-Package_HP | Annual | FALSE
Any | SWHC046B | Com | ex | CZ10 | cDXHP | SWHC046-01 | ExAnte2019 | IOU workpaper | 2019-11-06 | Cap-Tons | 1 |  |  | 0 | 0 | 0 | 74.0465 | 0 | 29.4904 | [6 empty] | DEER:HVAC_Split-Package_HP | Annual | FALSE
Any | SWHC046B | Com | ex | CZ11 | cDXHP | SWHC046-01 | ExAnte2019 | IOU workpaper | 2019-11-06 | Cap-Tons | 1 |  |  | 0 | 0 | 0 | -47.3262 | 0 | 51.7274 | [6 empty] | DEER:HVAC_Split-Package_HP | Annual | FALSE
Any | SWHC046B | Com | ex | CZ12 | cDXHP | SWHC046-01 | ExAnte2019 | IOU workpaper | 2019-11-06 | Cap-Tons | 1 |  |  | 0 | 0 | 0 | -46.715 | 0 | 48.8834 | [6 empty] | DEER:HVAC_Split-Package_HP | Annual | FALSE
Any | SWHC046B | Com | ex | CZ13 | cDXHP | SWHC046-01 | ExAnte2019 | IOU workpaper | 2019-11-06 | Cap-Tons | 1 |  |  | 0 | 0 | 0 | -2.4804 | 0 | 44.1317 | [6 empty] | DEER:HVAC_Split-Package_HP | Annual | FALSE
Any | SWHC046B | Com | ex | CZ14 | cDXHP | SWHC046-01 | ExAnte2019 | IOU workpaper | 2019-11-06 | Cap-Tons | 1 |  |  | 0 | 0 | 0 | -27.7459 | 0 | 47.5408 | [6 empty] | DEER:HVAC_Split-Package_HP | Annual | FALSE
Any | SWHC046B | Com | ex | CZ15 | cDXHP | SWHC046-01 | ExAnte2019 | IOU workpaper | 2019-11-06 | Cap-Tons | 1 |  |  | 0 | 0 | 0 | 236.7506 | 0 | 8.0636 | [6 empty] | DEER:HVAC_Split-Package_HP | Annual | FALSE
Any | SWHC046B | Com | ex | CZ16 | cDXHP | SWHC046-01 | ExAnte2019 | IOU workpaper | 2019-11-06 | Cap-Tons | 1 |  |  | 0 | 0 | 0 | -696.8651 | 0 | 133.4351 | [6 empty] | DEER:HVAC_Split-Package_HP | Annual | FALSE
Any | SWHC046B | ECC | ex | CZ01 | cDXHP | SWHC046-01 | ExAnte2019 | IOU workpaper | 2019-11-06 | Cap-Tons | 1 |  |  | 0 | 0 | 0 | -193.3321 | 0 | 72.0202 | [6 empty] | DEER:HVAC_Split-Package_HP | Annual | FALSE
Any | SWHC046B | ECC | ex | CZ02 | cDXHP | SWHC046-01 | ExAnte2019 | IOU workpaper | 2019-11-06 | Cap-Tons | 1 |  |  | 0 | 0 | 0 | -54.3773 | 0 | 40.5526 | [6 empty] | DEER:HVAC_Split-Package_HP | Annual | FALSE
Any | SWHC046B | ECC | ex | CZ03 | cDXHP | SWHC046-01 | ExAnte2019 | IOU workpaper | 2019-11-06 | Cap-Tons | 1 |  |  | 0 | 0 | 0 | -0.2666 | 0 | 31.2714 | [6 empty] | DEER:HVAC_Split-Package_HP | Annual | FALSE
Any | SWHC046B | ECC | ex | CZ04 | cDXHP | SWHC046-01 | ExAnte2019 | IOU workpaper | 2019-11-06 | Cap-Tons | 1 |  |  | 0 | 0 | 0 | 0.892 | 0 | 28.0396 | [6 empty] | DEER:HVAC_Split-Package_HP | Annual | FALSE
Any | SWHC046B | ECC | ex | CZ05 | cDXHP | SWHC046-01 | ExAnte2019 | IOU workpaper | 2019-11-06 | Cap-Tons | 1 |  |  | 0 | 0 | 0 | -8.8323 | 0 | 31.2089 | [6 empty] | DEER:HVAC_Split-Package_HP | Annual | FALSE
Any | SWHC046B | ECC | ex | CZ06 | cDXHP | SWHC046-01 | ExAnte2019 | IOU workpaper | 2019-11-06 | Cap-Tons | 1 |  |  | 0 | 0 | 0 | 90.0814 | 0 | 10.3507 | [6 empty] | DEER:HVAC_Split-Package_HP | Annual | FALSE
Any | SWHC046B | ECC | ex | CZ07 | cDXHP | SWHC046-01 | ExAnte2019 | IOU workpaper | 2019-11-06 | Cap-Tons | 1 |  |  | 0 | 0 | 0 | 97.5381 | 0 | 6.1637 | [6 empty] | DEER:HVAC_Split-Package_HP | Annual | FALSE
Any | SWHC046B | ECC | ex | CZ08 | cDXHP | SWHC046-01 | ExAnte2019 | IOU workpaper | 2019-11-06 | Cap-Tons | 1 |  |  | 0 | 0 | 0 | 91.26 | 0 | 9.5312 | [6 empty] | DEER:HVAC_Split-Package_HP | Annual | FALSE
Any | SWHC046B | ECC | ex | CZ09 | cDXHP | SWHC046-01 | ExAnte2019 | IOU workpaper | 2019-11-06 | Cap-Tons | 1 |  |  | 0 | 0 | 0 | 109.8668 | 0 | 11.4229 | [6 empty] | DEER:HVAC_Split-Package_HP | Annual | FALSE
Any | SWHC046B | ECC | ex | CZ10 | cDXHP | SWHC046-01 | ExAnte2019 | IOU workpaper | 2019-11-06 | Cap-Tons | 1 |  |  | 0 | 0 | 0 | 100.1816 | 0 | 12.8409 | [6 empty] | DEER:HVAC_Split-Package_HP | Annual | FALSE
Any | SWHC046B | ECC | ex | CZ11 | cDXHP | SWHC046-01 | ExAnte2019 | IOU workpaper | 2019-11-06 | Cap-Tons | 1 |  |  | 0 | 0 | 0 | -3.9286 | 0 | 33.3053 | [6 empty] | DEER:HVAC_Split-Package_HP | Annual | FALSE
Any | SWHC046B | ECC | ex | CZ12 | cDXHP | SWHC046-01 | ExAnte2019 | IOU workpaper | 2019-11-06 | Cap-Tons | 1 |  |  | 0 | 0 | 0 | -19.3367 | 0 | 34.8597 | [6 empty] | DEER:HVAC_Split-Package_HP | Annual | FALSE
Any | SWHC046B | ECC | ex | CZ13 | cDXHP | SWHC046-01 | ExAnte2019 | IOU workpaper | 2019-11-06 | Cap-Tons | 1 |  |  | 0 | 0 | 0 | 18.3098 | 0 | 29.0488 | [6 empty] | DEER:HVAC_Split-Package_HP | Annual | FALSE
Any | SWHC046B | ECC | ex | CZ14 | cDXHP | SWHC046-01 | ExAnte2019 | IOU workpaper | 2019-11-06 | Cap-Tons | 1 |  |  | 0 | 0 | 0 | 8.0035 | 0 | 30.6499 | [6 empty] | DEER:HVAC_Split-Package_HP | Annual | FALSE
Any | SWHC046B | ECC | ex | CZ15 | cDXHP | SWHC046-01 | ExAnte2019 | IOU workpaper | 2019-11-06 | Cap-Tons | 1 |  |  | 0 | 0 | 0 | 179.0801 | 0 | 3.2825 | [6 empty] | DEER:HVAC_Split-Package_HP | Annual | FALSE
Any | SWHC046B | ECC | ex | CZ16 | cDXHP | SWHC046-01 | ExAnte2019 | IOU workpaper | 2019-11-06 | Cap-Tons | 1 |  |  | 0 | 0 | 0 | -447.2088 | 0 | 90.6794 | [6 empty] | DEER:HVAC_Split-Package_HP | Annual | FALSE
Any | SWHC046B | EPr | ex | CZ01 | cDXHP | SWHC046-01 | ExAnte2019 | IOU workpaper | 2019-11-06 | Cap-Tons | 1 |  |  | 0 | 0 | 0 | -390.0604 | 0 | 90.6057 | [6 empty] | DEER:HVAC_Split-Package_HP | Annual | FALSE
Any | SWHC046B | EPr | ex | CZ02 | cDXHP | SWHC046-01 | ExAnte2019 | IOU workpaper | 2019-11-06 | Cap-Tons | 1 |  |  | 0 | 0 | 0 | -184.4641 | 0 | 50.5666 | [6 empty] | DEER:HVAC_Split-Package_HP | Annual | FALSE
Any | SWHC046B | EPr | ex | CZ03 | cDXHP | SWHC046-01 | ExAnte2019 | IOU workpaper | 2019-11-06 | Cap-Tons | 1 |  |  | 0 | 0 | 0 | -124.6774 | 0 | 44.2835 | [6 empty] | DEER:HVAC_Split-Package_HP | Annual | FALSE
Any | SWHC046B | EPr | ex | CZ04 | cDXHP | SWHC046-01 | ExAnte2019 | IOU workpaper | 2019-11-06 | Cap-Tons | 1 |  |  | 0 | 0 | 0 | -100.6278 | 0 | 35.9169 | [6 empty] | DEER:HVAC_Split-Package_HP | Annual | FALSE
Any | SWHC046B | EPr | ex | CZ05 | cDXHP | SWHC046-01 | ExAnte2019 | IOU workpaper | 2019-11-06 | Cap-Tons | 1 |  |  | 0 | 0 | 0 | -139.3111 | 0 | 43.2929 | [6 empty] | DEER:HVAC_Split-Package_HP | Annual | FALSE
Any | SWHC046B | EPr | ex | CZ06 | cDXHP | SWHC046-01 | ExAnte2019 | IOU workpaper | 2019-11-06 | Cap-Tons | 1 |  |  | 0 | 0 | 0 | -3.0485 | 0 | 18.3216 | [6 empty] | DEER:HVAC_Split-Package_HP | Annual | FALSE
Any | SWHC046B | EPr | ex | CZ07 | cDXHP | SWHC046-01 | ExAnte2019 | IOU workpaper | 2019-11-06 | Cap-Tons | 1 |  |  | 0 | 0 | 0 | 13.5984 | 0 | 14.1455 | [6 empty] | DEER:HVAC_Split-Package_HP | Annual | FALSE
Any | SWHC046B | EPr | ex | CZ08 | cDXHP | SWHC046-01 | ExAnte2019 | IOU workpaper | 2019-11-06 | Cap-Tons | 1 |  |  | 0 | 0 | 0 | 14.4093 | 0 | 15.6024 | [6 empty] | DEER:HVAC_Split-Package_HP | Annual | FALSE
Any | SWHC046B | EPr | ex | CZ09 | cDXHP | SWHC046-01 | ExAnte2019 | IOU workpaper | 2019-11-06 | Cap-Tons | 1 |  |  | 0 | 0 | 0 | 22.6687 | 0 | 18.1502 | [6 empty] | DEER:HVAC_Split-Package_HP | Annual | FALSE
Any | SWHC046B | EPr | ex | CZ10 | cDXHP | SWHC046-01 | ExAnte2019 | IOU workpaper | 2019-11-06 | Cap-Tons | 1 |  |  | 0 | 0 | 0 | 18.1613 | 0 | 17.8359 | [6 empty] | DEER:HVAC_Split-Package_HP | Annual | FALSE
Any | SWHC046B | EPr | ex | CZ11 | cDXHP | SWHC046-01 | ExAnte2019 | IOU workpaper | 2019-11-06 | Cap-Tons | 1 |  |  | 0 | 0 | 0 | -103.3157 | 0 | 39.4411 | [6 empty] | DEER:HVAC_Split-Package_HP | Annual | FALSE
Any | SWHC046B | EPr | ex | CZ12 | cDXHP | SWHC046-01 | ExAnte2019 | IOU workpaper | 2019-11-06 | Cap-Tons | 1 |  |  | 0 | 0 | 0 | -124.9945 | 0 | 42.968 | [6 empty] | DEER:HVAC_Split-Package_HP | Annual | FALSE
Any | SWHC046B | EPr | ex | CZ13 | cDXHP | SWHC046-01 | ExAnte2019 | IOU workpaper | 2019-11-06 | Cap-Tons | 1 |  |  | 0 | 0 | 0 | -78.1242 | 0 | 35.0093 | [6 empty] | DEER:HVAC_Split-Package_HP | Annual | FALSE
Any | SWHC046B | EPr | ex | CZ14 | cDXHP | SWHC046-01 | ExAnte2019 | IOU workpaper | 2019-11-06 | Cap-Tons | 1 |  |  | 0 | 0 | 0 | -88.7425 | 0 | 35.6516 | [6 empty] | DEER:HVAC_Split-Package_HP | Annual | FALSE
Any | SWHC046B | EPr | ex | CZ15 | cDXHP | SWHC046-01 | ExAnte2019 | IOU workpaper | 2019-11-06 | Cap-Tons | 1 |  |  | 0 | 0 | 0 | 103.3664 | 0 | 5.1616 | [6 empty] | DEER:HVAC_Split-Package_HP | Annual | FALSE
Any | SWHC046B | EPr | ex | CZ16 | cDXHP | SWHC046-01 | ExAnte2019 | IOU workpaper | 2019-11-06 | Cap-Tons | 1 |  |  | 0 | 0 | 0 | -622.2738 | 0 | 109.1812 | [6 empty] | DEER:HVAC_Split-Package_HP | Annual | FALSE
Any | SWHC046B | ERC | ex | CZ01 | cDXHP | SWHC046-01 | ExAnte2019 | IOU workpaper | 2019-11-06 | Cap-Tons | 1 |  |  | 0 | 0 | 0 | -720.3759 | 0 | 132.9105 | [6 empty] | DEER:HVAC_Split-Package_HP | Annual | FALSE
Any | SWHC046B | ERC | ex | CZ02 | cDXHP | SWHC046-01 | ExAnte2019 | IOU workpaper | 2019-11-06 | Cap-Tons | 1 |  |  | 0 | 0 | 0 | -436.4353 | 0 | 82.8714 | [6 empty] | DEER:HVAC_Split-Package_HP | Annual | FALSE
Any | SWHC046B | ERC | ex | CZ03 | cDXHP | SWHC046-01 | ExAnte2019 | IOU workpaper | 2019-11-06 | Cap-Tons | 1 |  |  | 0 | 0 | 0 | -277.7281 | 0 | 64.0724 | [6 empty] | DEER:HVAC_Split-Package_HP | Annual | FALSE
Any | SWHC046B | ERC | ex | CZ04 | cDXHP | SWHC046-01 | ExAnte2019 | IOU workpaper | 2019-11-06 | Cap-Tons | 1 |  |  | 0 | 0 | 0 | -288.6224 | 0 | 57.3437 | [6 empty] | DEER:HVAC_Split-Package_HP | Annual | FALSE
Any | SWHC046B | ERC | ex | CZ05 | cDXHP | SWHC046-01 | ExAnte2019 | IOU workpaper | 2019-11-06 | Cap-Tons | 1 |  |  | 0 | 0 | 0 | -365.8963 | 0 | 71.6541 | [6 empty] | DEER:HVAC_Split-Package_HP | Annual | FALSE
Any | SWHC046B | ERC | ex | CZ06 | cDXHP | SWHC046-01 | ExAnte2019 | IOU workpaper | 2019-11-06 | Cap-Tons | 1 |  |  | 0 | 0 | 0 | -115.6379 | 0 | 30.4744 | [6 empty] | DEER:HVAC_Split-Package_HP | Annual | FALSE
Any | SWHC046B | ERC | ex | CZ07 | cDXHP | SWHC046-01 | ExAnte2019 | IOU workpaper | 2019-11-06 | Cap-Tons | 1 |  |  | 0 | 0 | 0 | -59.8284 | 0 | 19.9824 | [6 empty] | DEER:HVAC_Split-Package_HP | Annual | FALSE
Any | SWHC046B | ERC | ex | CZ08 | cDXHP | SWHC046-01 | ExAnte2019 | IOU workpaper | 2019-11-06 | Cap-Tons | 1 |  |  | 0 | 0 | 0 | -85.027 | 0 | 27.0235 | [6 empty] | DEER:HVAC_Split-Package_HP | Annual | FALSE
Any | SWHC046B | ERC | ex | CZ09 | cDXHP | SWHC046-01 | ExAnte2019 | IOU workpaper | 2019-11-06 | Cap-Tons | 1 |  |  | 0 | 0 | 0 | -66.7264 | 0 | 26.9481 | [6 empty] | DEER:HVAC_Split-Package_HP | Annual | FALSE
Any | SWHC046B | ERC | ex | CZ10 | cDXHP | SWHC046-01 | ExAnte2019 | IOU workpaper | 2019-11-06 | Cap-Tons | 1 |  |  | 0 | 0 | 0 | -96.9586 | 0 | 30.2927 | [6 empty] | DEER:HVAC_Split-Package_HP | Annual | FALSE
Any | SWHC046B | ERC | ex | CZ11 | cDXHP | SWHC046-01 | ExAnte2019 | IOU workpaper | 2019-11-06 | Cap-Tons | 1 |  |  | 0 | 0 | 0 | -258.2866 | 0 | 55.4819 | [6 empty] | DEER:HVAC_Split-Package_HP | Annual | FALSE
Any | SWHC046B | ERC | ex | CZ12 | cDXHP | SWHC046-01 | ExAnte2019 | IOU workpaper | 2019-11-06 | Cap-Tons | 1 |  |  | 0 | 0 | 0 | -300.8725 | 0 | 62.5443 | [6 empty] | DEER:HVAC_Split-Package_HP | Annual | FALSE
Any | SWHC046B | ERC | ex | CZ13 | cDXHP | SWHC046-01 | ExAnte2019 | IOU workpaper | 2019-11-06 | Cap-Tons | 1 |  |  | 0 | 0 | 0 | -220.008 | 0 | 49.9268 | [6 empty] | DEER:HVAC_Split-Package_HP | Annual | FALSE
Any | SWHC046B | ERC | ex | CZ14 | cDXHP | SWHC046-01 | ExAnte2019 | IOU workpaper | 2019-11-06 | Cap-Tons | 1 |  |  | 0 | 0 | 0 | -251.7523 | 0 | 52.0345 | [6 empty] | DEER:HVAC_Split-Package_HP | Annual | FALSE
Any | SWHC046B | ERC | ex | CZ15 | cDXHP | SWHC046-01 | ExAnte2019 | IOU workpaper | 2019-11-06 | Cap-Tons | 1 |  |  | 0 | 0 | 0 | 45.2073 | 0 | 8.3568 | [6 empty] | DEER:HVAC_Split-Package_HP | Annual | FALSE
Any | SWHC046B | ERC | ex | CZ16 | cDXHP | SWHC046-01 | ExAnte2019 | IOU workpaper | 2019-11-06 | Cap-Tons | 1 |  |  | 0 | 0 | 0 | -1008.369 | 0 | 146.2976 | [6 empty] | DEER:HVAC_Split-Package_HP | Annual | FALSE
Any | SWHC046B | ESe | ex | CZ01 | cDXHP | SWHC046-01 | ExAnte2019 | IOU workpaper | 2019-11-06 | Cap-Tons | 1 |  |  | 0 | 0 | 0 | -338.471 | 0 | 83.3021 | [6 empty] | DEER:HVAC_Split-Package_HP | Annual | FALSE
Any | SWHC046B | ESe | ex | CZ02 | cDXHP | SWHC046-01 | ExAnte2019 | IOU workpaper | 2019-11-06 | Cap-Tons | 1 |  |  | 0 | 0 | 0 | -169.0685 | 0 | 50.6527 | [6 empty] | DEER:HVAC_Split-Package_HP | Annual | FALSE
Any | SWHC046B | ESe | ex | CZ03 | cDXHP | SWHC046-01 | ExAnte2019 | IOU workpaper | 2019-11-06 | Cap-Tons | 1 |  |  | 0 | 0 | 0 | -75.1429 | 0 | 35.3734 | [6 empty] | DEER:HVAC_Split-Package_HP | Annual | FALSE
Any | SWHC046B | ESe | ex | CZ04 | cDXHP | SWHC046-01 | ExAnte2019 | IOU workpaper | 2019-11-06 | Cap-Tons | 1 |  |  | 0 | 0 | 0 | -70.1441 | 0 | 32.3162 | [6 empty] | DEER:HVAC_Split-Package_HP | Annual | FALSE
Any | SWHC046B | ESe | ex | CZ05 | cDXHP | SWHC046-01 | ExAnte2019 | IOU workpaper | 2019-11-06 | Cap-Tons | 1 |  |  | 0 | 0 | 0 | -80.1396 | 0 | 34.0628 | [6 empty] | DEER:HVAC_Split-Package_HP | Annual | FALSE
Any | SWHC046B | ESe | ex | CZ06 | cDXHP | SWHC046-01 | ExAnte2019 | IOU workpaper | 2019-11-06 | Cap-Tons | 1 |  |  | 0 | 0 | 0 | 30.0847 | 0 | 14.0859 | [6 empty] | DEER:HVAC_Split-Package_HP | Annual | FALSE
Any | SWHC046B | ESe | ex | CZ07 | cDXHP | SWHC046-01 | ExAnte2019 | IOU workpaper | 2019-11-06 | Cap-Tons | 1 |  |  | 0 | 0 | 0 | 46.4099 | 0 | 9.7622 | [6 empty] | DEER:HVAC_Split-Package_HP | Annual | FALSE
Any | SWHC046B | ESe | ex | CZ08 | cDXHP | SWHC046-01 | ExAnte2019 | IOU workpaper | 2019-11-06 | Cap-Tons | 1 |  |  | 0 | 0 | 0 | 36.0649 | 0 | 13.1647 | [6 empty] | DEER:HVAC_Split-Package_HP | Annual | FALSE
Any | SWHC046B | ESe | ex | CZ09 | cDXHP | SWHC046-01 | ExAnte2019 | IOU workpaper | 2019-11-06 | Cap-Tons | 1 |  |  | 0 | 0 | 0 | 44.452 | 0 | 15.0388 | [6 empty] | DEER:HVAC_Split-Package_HP | Annual | FALSE
Any | SWHC046B | ESe | ex | CZ10 | cDXHP | SWHC046-01 | ExAnte2019 | IOU workpaper | 2019-11-06 | Cap-Tons | 1 |  |  | 0 | 0 | 0 | 26.9696 | 0 | 18.7719 | [6 empty] | DEER:HVAC_Split-Package_HP | Annual | FALSE
Any | SWHC046B | ESe | ex | CZ11 | cDXHP | SWHC046-01 | ExAnte2019 | IOU workpaper | 2019-11-06 | Cap-Tons | 1 |  |  | 0 | 0 | 0 | -108.0134 | 0 | 42.1609 | [6 empty] | DEER:HVAC_Split-Package_HP | Annual | FALSE
Any | SWHC046B | ESe | ex | CZ12 | cDXHP | SWHC046-01 | ExAnte2019 | IOU workpaper | 2019-11-06 | Cap-Tons | 1 |  |  | 0 | 0 | 0 | -126.34 | 0 | 44.716 | [6 empty] | DEER:HVAC_Split-Package_HP | Annual | FALSE
Any | SWHC046B | ESe | ex | CZ13 | cDXHP | SWHC046-01 | ExAnte2019 | IOU workpaper | 2019-11-06 | Cap-Tons | 1 |  |  | 0 | 0 | 0 | -77.674 | 0 | 36.9942 | [6 empty] | DEER:HVAC_Split-Package_HP | Annual | FALSE
Any | SWHC046B | ESe | ex | CZ14 | cDXHP | SWHC046-01 | ExAnte2019 | IOU workpaper | 2019-11-06 | Cap-Tons | 1 |  |  | 0 | 0 | 0 | -93.5043 | 0 | 38.7337 | [6 empty] | DEER:HVAC_Split-Package_HP | Annual | FALSE
Any | SWHC046B | ESe | ex | CZ15 | cDXHP | SWHC046-01 | ExAnte2019 | IOU workpaper | 2019-11-06 | Cap-Tons | 1 |  |  | 0 | 0 | 0 | 110.8333 | 0 | 5.6003 | [6 empty] | DEER:HVAC_Split-Package_HP | Annual | FALSE
Any | SWHC046B | ESe | ex | CZ16 | cDXHP | SWHC046-01 | ExAnte2019 | IOU workpaper | 2019-11-06 | Cap-Tons | 1 |  |  | 0 | 0 | 0 | -577.9723 | 0 | 100.256 | [6 empty] | DEER:HVAC_Split-Package_HP | Annual | FALSE
Any | SWHC046B | EUn | ex | CZ01 | cDXHP | SWHC046-01 | ExAnte2019 | IOU workpaper | 2019-11-06 | Cap-Tons | 1 |  |  | 0 | 0 | 0 | -287.4443 | 0 | 89.3643 | [6 empty] | DEER:HVAC_Split-Package_HP | Annual | FALSE
Any | SWHC046B | EUn | ex | CZ02 | cDXHP | SWHC046-01 | ExAnte2019 | IOU workpaper | 2019-11-06 | Cap-Tons | 1 |  |  | 0 | 0 | 0 | -131.752 | 0 | 55.5966 | [6 empty] | DEER:HVAC_Split-Package_HP | Annual | FALSE
Any | SWHC046B | EUn | ex | CZ03 | cDXHP | SWHC046-01 | ExAnte2019 | IOU workpaper | 2019-11-06 | Cap-Tons | 1 |  |  | 0 | 0 | 0 | -53.4947 | 0 | 44.819 | [6 empty] | DEER:HVAC_Split-Package_HP | Annual | FALSE
Any | SWHC046B | EUn | ex | CZ04 | cDXHP | SWHC046-01 | ExAnte2019 | IOU workpaper | 2019-11-06 | Cap-Tons | 1 |  |  | 0 | 0 | 0 | -57.8628 | 0 | 40.8704 | [6 empty] | DEER:HVAC_Split-Package_HP | Annual | FALSE
Any | SWHC046B | EUn | ex | CZ05 | cDXHP | SWHC046-01 | ExAnte2019 | IOU workpaper | 2019-11-06 | Cap-Tons | 1 |  |  | 0 | 0 | 0 | -75.5074 | 0 | 45.8593 | [6 empty] | DEER:HVAC_Split-Package_HP | Annual | FALSE
Any | SWHC046B | EUn | ex | CZ06 | cDXHP | SWHC046-01 | ExAnte2019 | IOU workpaper | 2019-11-06 | Cap-Tons | 1 |  |  | 0 | 0 | 0 | 68.2206 | 0 | 19.218 | [6 empty] | DEER:HVAC_Split-Package_HP | Annual | FALSE
Any | SWHC046B | EUn | ex | CZ07 | cDXHP | SWHC046-01 | ExAnte2019 | IOU workpaper | 2019-11-06 | Cap-Tons | 1 |  |  | 0 | 0 | 0 | 84.7596 | 0 | 13.818 | [6 empty] | DEER:HVAC_Split-Package_HP | Annual | FALSE
Any | SWHC046B | EUn | ex | CZ08 | cDXHP | SWHC046-01 | ExAnte2019 | IOU workpaper | 2019-11-06 | Cap-Tons | 1 |  |  | 0 | 0 | 0 | 72.5964 | 0 | 18.5528 | [6 empty] | DEER:HVAC_Split-Package_HP | Annual | FALSE
Any | SWHC046B | EUn | ex | CZ09 | cDXHP | SWHC046-01 | ExAnte2019 | IOU workpaper | 2019-11-06 | Cap-Tons | 1 |  |  | 0 | 0 | 0 | 93.8849 | 0 | 20.0445 | [6 empty] | DEER:HVAC_Split-Package_HP | Annual | FALSE
Any | SWHC046B | EUn | ex | CZ10 | cDXHP | SWHC046-01 | ExAnte2019 | IOU workpaper | 2019-11-06 | Cap-Tons | 1 |  |  | 0 | 0 | 0 | 86.2296 | 0 | 21.2458 | [6 empty] | DEER:HVAC_Split-Package_HP | Annual | FALSE
Any | SWHC046B | EUn | ex | CZ11 | cDXHP | SWHC046-01 | ExAnte2019 | IOU workpaper | 2019-11-06 | Cap-Tons | 1 |  |  | 0 | 0 | 0 | -28.6123 | 0 | 43.0312 | [6 empty] | DEER:HVAC_Split-Package_HP | Annual | FALSE
Any | SWHC046B | EUn | ex | CZ12 | cDXHP | SWHC046-01 | ExAnte2019 | IOU workpaper | 2019-11-06 | Cap-Tons | 1 |  |  | 0 | 0 | 0 | -56.0982 | 0 | 46.1227 | [6 empty] | DEER:HVAC_Split-Package_HP | Annual | FALSE
Any | SWHC046B | EUn | ex | CZ13 | cDXHP | SWHC046-01 | ExAnte2019 | IOU workpaper | 2019-11-06 | Cap-Tons | 1 |  |  | 0 | 0 | 0 | 0.1712 | 0 | 37.8126 | [6 empty] | DEER:HVAC_Split-Package_HP | Annual | FALSE
Any | SWHC046B | EUn | ex | CZ14 | cDXHP | SWHC046-01 | ExAnte2019 | IOU workpaper | 2019-11-06 | Cap-Tons | 1 |  |  | 0 | 0 | 0 | -22.22 | 0 | 40.9415 | [6 empty] | DEER:HVAC_Split-Package_HP | Annual | FALSE
Any | SWHC046B | EUn | ex | CZ15 | cDXHP | SWHC046-01 | ExAnte2019 | IOU workpaper | 2019-11-06 | Cap-Tons | 1 |  |  | 0 | 0 | 0 | 200.7657 | 0 | 6.2616 | [6 empty] | DEER:HVAC_Split-Package_HP | Annual | FALSE
Any | SWHC046B | EUn | ex | CZ16 | cDXHP | SWHC046-01 | ExAnte2019 | IOU workpaper | 2019-11-06 | Cap-Tons | 1 |  |  | 0 | 0 | 0 | -551.1349 | 0 | 107.3707 | [6 empty] | DEER:HVAC_Split-Package_HP | Annual | FALSE
Any | SWHC046B | Gro | ex | CZ01 | cDXHP | SWHC046-01 | ExAnte2019 | IOU workpaper | 2019-11-06 | Cap-Tons | 1 |  |  | 0 | 0 | 0 | -2269.243 | 0 | 495.8101 | [6 empty] | DEER:HVAC_Split-Package_HP | Annual | FALSE
Any | SWHC046B | Gro | ex | CZ02 | cDXHP | SWHC046-01 | ExAnte2019 | IOU workpaper | 2019-11-06 | Cap-Tons | 1 |  |  | 0 | 0 | 0 | -476.6596 | 0 | 167.0243 | [6 empty] | DEER:HVAC_Split-Package_HP | Annual | FALSE
Any | SWHC046B | Gro | ex | CZ03 | cDXHP | SWHC046-01 | ExAnte2019 | IOU workpaper | 2019-11-06 | Cap-Tons | 1 |  |  | 0 | 0 | 0 | -670.6759 | 0 | 220.7772 | [6 empty] | DEER:HVAC_Split-Package_HP | Annual | FALSE
Any | SWHC046B | Gro | ex | CZ04 | cDXHP | SWHC046-01 | ExAnte2019 | IOU workpaper | 2019-11-06 | Cap-Tons | 1 |  |  | 0 | 0 | 0 | -304.0892 | 0 | 145.9162 | [6 empty] | DEER:HVAC_Split-Package_HP | Annual | FALSE
Any | SWHC046B | Gro | ex | CZ05 | cDXHP | SWHC046-01 | ExAnte2019 | IOU workpaper | 2019-11-06 | Cap-Tons | 1 |  |  | 0 | 0 | 0 | -867.8528 | 0 | 259.3173 | [6 empty] | DEER:HVAC_Split-Package_HP | Annual | FALSE
Any | SWHC046B | Gro | ex | CZ06 | cDXHP | SWHC046-01 | ExAnte2019 | IOU workpaper | 2019-11-06 | Cap-Tons | 1 |  |  | 0 | 0 | 0 | -96.6448 | 0 | 94.083 | [6 empty] | DEER:HVAC_Split-Package_HP | Annual | FALSE
Any | SWHC046B | Gro | ex | CZ07 | cDXHP | SWHC046-01 | ExAnte2019 | IOU workpaper | 2019-11-06 | Cap-Tons | 1 |  |  | 0 | 0 | 0 | -43.7334 | 0 | 107.6528 | [6 empty] | DEER:HVAC_Split-Package_HP | Annual | FALSE
Any | SWHC046B | Gro | ex | CZ08 | cDXHP | SWHC046-01 | ExAnte2019 | IOU workpaper | 2019-11-06 | Cap-Tons | 1 |  |  | 0 | 0 | 0 | 93.2738 | 0 | 78.4697 | [6 empty] | DEER:HVAC_Split-Package_HP | Annual | FALSE
Any | SWHC046B | Gro | ex | CZ09 | cDXHP | SWHC046-01 | ExAnte2019 | IOU workpaper | 2019-11-06 | Cap-Tons | 1 |  |  | 0 | 0 | 0 | 115.0216 | 0 | 71.7977 | [6 empty] | DEER:HVAC_Split-Package_HP | Annual | FALSE
Any | SWHC046B | Gro | ex | CZ10 | cDXHP | SWHC046-01 | ExAnte2019 | IOU workpaper | 2019-11-06 | Cap-Tons | 1 |  |  | 0 | 0 | 0 | 74.8292 | 0 | 80.3919 | [6 empty] | DEER:HVAC_Split-Package_HP | Annual | FALSE
Any | SWHC046B | Gro | ex | CZ11 | cDXHP | SWHC046-01 | ExAnte2019 | IOU workpaper | 2019-11-06 | Cap-Tons | 1 |  |  | 0 | 0 | 0 | -191.0814 | 0 | 111.9016 | [6 empty] | DEER:HVAC_Split-Package_HP | Annual | FALSE
Any | SWHC046B | Gro | ex | CZ12 | cDXHP | SWHC046-01 | ExAnte2019 | IOU workpaper | 2019-11-06 | Cap-Tons | 1 |  |  | 0 | 0 | 0 | -192.3363 | 0 | 113.6307 | [6 empty] | DEER:HVAC_Split-Package_HP | Annual | FALSE
Any | SWHC046B | Gro | ex | CZ13 | cDXHP | SWHC046-01 | ExAnte2019 | IOU workpaper | 2019-11-06 | Cap-Tons | 1 |  |  | 0 | 0 | 0 | -108.7923 | 0 | 103.0754 | [6 empty] | DEER:HVAC_Split-Package_HP | Annual | FALSE
Any | SWHC046B | Gro | ex | CZ14 | cDXHP | SWHC046-01 | ExAnte2019 | IOU workpaper | 2019-11-06 | Cap-Tons | 1 |  |  | 0 | 0 | 0 | -162.4185 | 0 | 109.7289 | [6 empty] | DEER:HVAC_Split-Package_HP | Annual | FALSE
Any | SWHC046B | Gro | ex | CZ15 | cDXHP | SWHC046-01 | ExAnte2019 | IOU workpaper | 2019-11-06 | Cap-Tons | 1 |  |  | 0 | 0 | 0 | 385.8418 | 0 | 25.6488 | [6 empty] | DEER:HVAC_Split-Package_HP | Annual | FALSE
Any | SWHC046B | Gro | ex | CZ16 | cDXHP | SWHC046-01 | ExAnte2019 | IOU workpaper | 2019-11-06 | Cap-Tons | 1 |  |  | 0 | 0 | 0 | -1786.0393 | 0 | 344.6283 | [6 empty] | DEER:HVAC_Split-Package_HP | Annual | FALSE
Any | SWHC046B | Hsp | ex | CZ01 | cDXHP | SWHC046-01 | ExAnte2019 | IOU workpaper | 2019-11-06 | Cap-Tons | 1 |  |  | 0 | 0 | 0 | 85.7009 | 0 | 82.6661 | [6 empty] | DEER:HVAC_Split-Package_HP | Annual | FALSE
Any | SWHC046B | Hsp | ex | CZ02 | cDXHP | SWHC046-01 | ExAnte2019 | IOU workpaper | 2019-11-06 | Cap-Tons | 1 |  |  | 0 | 0 | 0 | 212.2283 | 0 | 53.4514 | [6 empty] | DEER:HVAC_Split-Package_HP | Annual | FALSE
Any | SWHC046B | Hsp | ex | CZ03 | cDXHP | SWHC046-01 | ExAnte2019 | IOU workpaper | 2019-11-06 | Cap-Tons | 1 |  |  | 0 | 0 | 0 | 269.9172 | 0 | 40.3883 | [6 empty] | DEER:HVAC_Split-Package_HP | Annual | FALSE
Any | SWHC046B | Hsp | ex | CZ04 | cDXHP | SWHC046-01 | ExAnte2019 | IOU workpaper | 2019-11-06 | Cap-Tons | 1 |  |  | 0 | 0 | 0 | 257.3466 | 0 | 39.9783 | [6 empty] | DEER:HVAC_Split-Package_HP | Annual | FALSE
Any | SWHC046B | Hsp | ex | CZ05 | cDXHP | SWHC046-01 | ExAnte2019 | IOU workpaper | 2019-11-06 | Cap-Tons | 1 |  |  | 0 | 0 | 0 | 244.6417 | 0 | 45.3315 | [6 empty] | DEER:HVAC_Split-Package_HP | Annual | FALSE
Any | SWHC046B | Hsp | ex | CZ06 | cDXHP | SWHC046-01 | ExAnte2019 | IOU workpaper | 2019-11-06 | Cap-Tons | 1 |  |  | 0 | 0 | 0 | 351.5061 | 0 | 19.6284 | [6 empty] | DEER:HVAC_Split-Package_HP | Annual | FALSE
Any | SWHC046B | Hsp | ex | CZ07 | cDXHP | SWHC046-01 | ExAnte2019 | IOU workpaper | 2019-11-06 | Cap-Tons | 1 |  |  | 0 | 0 | 0 | 383.1782 | 0 | 8.8971 | [6 empty] | DEER:HVAC_Split-Package_HP | Annual | FALSE
Any | SWHC046B | Hsp | ex | CZ08 | cDXHP | SWHC046-01 | ExAnte2019 | IOU workpaper | 2019-11-06 | Cap-Tons | 1 |  |  | 0 | 0 | 0 | 381.0031 | 0 | 14.9149 | [6 empty] | DEER:HVAC_Split-Package_HP | Annual | FALSE
Any | SWHC046B | Hsp | ex | CZ09 | cDXHP | SWHC046-01 | ExAnte2019 | IOU workpaper | 2019-11-06 | Cap-Tons | 1 |  |  | 0 | 0 | 0 | 364.6307 | 0 | 20.4589 | [6 empty] | DEER:HVAC_Split-Package_HP | Annual | FALSE
Any | SWHC046B | Hsp | ex | CZ10 | cDXHP | SWHC046-01 | ExAnte2019 | IOU workpaper | 2019-11-06 | Cap-Tons | 1 |  |  | 0 | 0 | 0 | 364.3412 | 0 | 24.6273 | [6 empty] | DEER:HVAC_Split-Package_HP | Annual | FALSE
Any | SWHC046B | Hsp | ex | CZ11 | cDXHP | SWHC046-01 | ExAnte2019 | IOU workpaper | 2019-11-06 | Cap-Tons | 1 |  |  | 0 | 0 | 0 | 223.1178 | 0 | 51.4601 | [6 empty] | DEER:HVAC_Split-Package_HP | Annual | FALSE
Any | SWHC046B | Hsp | ex | CZ12 | cDXHP | SWHC046-01 | ExAnte2019 | IOU workpaper | 2019-11-06 | Cap-Tons | 1 |  |  | 0 | 0 | 0 | 237.7641 | 0 | 48.7415 | [6 empty] | DEER:HVAC_Split-Package_HP | Annual | FALSE
Any | SWHC046B | Hsp | ex | CZ13 | cDXHP | SWHC046-01 | ExAnte2019 | IOU workpaper | 2019-11-06 | Cap-Tons | 1 |  |  | 0 | 0 | 0 | 259.0968 | 0 | 45.539 | [6 empty] | DEER:HVAC_Split-Package_HP | Annual | FALSE
Any | SWHC046B | Hsp | ex | CZ14 | cDXHP | SWHC046-01 | ExAnte2019 | IOU workpaper | 2019-11-06 | Cap-Tons | 1 |  |  | 0 | 0 | 0 | 185.5654 | 0 | 57.1257 | [6 empty] | DEER:HVAC_Split-Package_HP | Annual | FALSE
Any | SWHC046B | Hsp | ex | CZ15 | cDXHP | SWHC046-01 | ExAnte2019 | IOU workpaper | 2019-11-06 | Cap-Tons | 1 |  |  | 0 | 0 | 0 | 446.4779 | 0 | 9.1517 | [6 empty] | DEER:HVAC_Split-Package_HP | Annual | FALSE
Any | SWHC046B | Hsp | ex | CZ16 | cDXHP | SWHC046-01 | ExAnte2019 | IOU workpaper | 2019-11-06 | Cap-Tons | 1 |  |  | 0 | 0 | 0 | -286.8706 | 0 | 124.1237 | [6 empty] | DEER:HVAC_Split-Package_HP | Annual | FALSE
Any | SWHC046B | Htl | ex | CZ01 | cDXHP | SWHC046-01 | ExAnte2019 | IOU workpaper | 2019-11-06 | Cap-Tons | 1 |  |  | 0 | 0 | 0 | -940.0925 | 0 | 223.0052 | [6 empty] | DEER:HVAC_Split-Package_HP | Annual | FALSE
Any | SWHC046B | Htl | ex | CZ02 | cDXHP | SWHC046-01 | ExAnte2019 | IOU workpaper | 2019-11-06 | Cap-Tons | 1 |  |  | 0 | 0 | 0 | -510.2855 | 0 | 140.5848 | [6 empty] | DEER:HVAC_Split-Package_HP | Annual | FALSE
Any | SWHC046B | Htl | ex | CZ03 | cDXHP | SWHC046-01 | ExAnte2019 | IOU workpaper | 2019-11-06 | Cap-Tons | 1 |  |  | 0 | 0 | 0 | -325.6463 | 0 | 121.7653 | [6 empty] | DEER:HVAC_Split-Package_HP | Annual | FALSE
Any | SWHC046B | Htl | ex | CZ04 | cDXHP | SWHC046-01 | ExAnte2019 | IOU workpaper | 2019-11-06 | Cap-Tons | 1 |  |  | 0 | 0 | 0 | -308.1216 | 0 | 102.1093 | [6 empty] | DEER:HVAC_Split-Package_HP | Annual | FALSE
Any | SWHC046B | Htl | ex | CZ05 | cDXHP | SWHC046-01 | ExAnte2019 | IOU workpaper | 2019-11-06 | Cap-Tons | 1 |  |  | 0 | 0 | 0 | -420.3633 | 0 | 131.1452 | [6 empty] | DEER:HVAC_Split-Package_HP | Annual | FALSE
Any | SWHC046B | Htl | ex | CZ06 | cDXHP | SWHC046-01 | ExAnte2019 | IOU workpaper | 2019-11-06 | Cap-Tons | 1 |  |  | 0 | 0 | 0 | -7.4283 | 0 | 60.4898 | [6 empty] | DEER:HVAC_Split-Package_HP | Annual | FALSE
Any | SWHC046B | Htl | ex | CZ07 | cDXHP | SWHC046-01 | ExAnte2019 | IOU workpaper | 2019-11-06 | Cap-Tons | 1 |  |  | 0 | 0 | 0 | 77.0205 | 0 | 42.0976 | [6 empty] | DEER:HVAC_Split-Package_HP | Annual | FALSE
Any | SWHC046B | Htl | ex | CZ08 | cDXHP | SWHC046-01 | ExAnte2019 | IOU workpaper | 2019-11-06 | Cap-Tons | 1 |  |  | 0 | 0 | 0 | 64.8802 | 0 | 49.3754 | [6 empty] | DEER:HVAC_Split-Package_HP | Annual | FALSE
Any | SWHC046B | Htl | ex | CZ09 | cDXHP | SWHC046-01 | ExAnte2019 | IOU workpaper | 2019-11-06 | Cap-Tons | 1 |  |  | 0 | 0 | 0 | 69.1992 | 0 | 53.9673 | [6 empty] | DEER:HVAC_Split-Package_HP | Annual | FALSE
Any | SWHC046B | Htl | ex | CZ10 | cDXHP | SWHC046-01 | ExAnte2019 | IOU workpaper | 2019-11-06 | Cap-Tons | 1 |  |  | 0 | 0 | 0 | 26.4983 | 0 | 63.0422 | [6 empty] | DEER:HVAC_Split-Package_HP | Annual | FALSE
Any | SWHC046B | Htl | ex | CZ11 | cDXHP | SWHC046-01 | ExAnte2019 | IOU workpaper | 2019-11-06 | Cap-Tons | 1 |  |  | 0 | 0 | 0 | -229.0459 | 0 | 104.898 | [6 empty] | DEER:HVAC_Split-Package_HP | Annual | FALSE
Any | SWHC046B | Htl | ex | CZ12 | cDXHP | SWHC046-01 | ExAnte2019 | IOU workpaper | 2019-11-06 | Cap-Tons | 1 |  |  | 0 | 0 | 0 | -261.2885 | 0 | 111.6115 | [6 empty] | DEER:HVAC_Split-Package_HP | Annual | FALSE
Any | SWHC046B | Htl | ex | CZ13 | cDXHP | SWHC046-01 | ExAnte2019 | IOU workpaper | 2019-11-06 | Cap-Tons | 1 |  |  | 0 | 0 | 0 | -154.9509 | 0 | 93.8127 | [6 empty] | DEER:HVAC_Split-Package_HP | Annual | FALSE
Any | SWHC046B | Htl | ex | CZ14 | cDXHP | SWHC046-01 | ExAnte2019 | IOU workpaper | 2019-11-06 | Cap-Tons | 1 |  |  | 0 | 0 | 0 | -272.126 | 0 | 108.3606 | [6 empty] | DEER:HVAC_Split-Package_HP | Annual | FALSE
Any | SWHC046B | Htl | ex | CZ15 | cDXHP | SWHC046-01 | ExAnte2019 | IOU workpaper | 2019-11-06 | Cap-Tons | 1 |  |  | 0 | 0 | 0 | 295.9693 | 0 | 23.571 | [6 empty] | DEER:HVAC_Split-Package_HP | Annual | FALSE
Any | SWHC046B | Htl | ex | CZ16 | cDXHP | SWHC046-01 | ExAnte2019 | IOU workpaper | 2019-11-06 | Cap-Tons | 1 |  |  | 0 | 0 | 0 | -1422.9682 | 0 | 241.3107 | [6 empty] | DEER:HVAC_Split-Package_HP | Annual | FALSE
Any | SWHC046B | MBT | ex | CZ01 | cDXHP | SWHC046-01 | ExAnte2019 | IOU workpaper | 2019-11-06 | Cap-Tons | 1 |  |  | 0 | 0 | 0 | -170.5457 | 0 | 59.5441 | [6 empty] | DEER:HVAC_Split-Package_HP | Annual | FALSE
Any | SWHC046B | MBT | ex | CZ02 | cDXHP | SWHC046-01 | ExAnte2019 | IOU workpaper | 2019-11-06 | Cap-Tons | 1 |  |  | 0 | 0 | 0 | -36.2145 | 0 | 32.8151 | [6 empty] | DEER:HVAC_Split-Package_HP | Annual | FALSE
Any | SWHC046B | MBT | ex | CZ03 | cDXHP | SWHC046-01 | ExAnte2019 | IOU workpaper | 2019-11-06 | Cap-Tons | 1 |  |  | 0 | 0 | 0 | -3.7096 | 0 | 28.1629 | [6 empty] | DEER:HVAC_Split-Package_HP | Annual | FALSE
Any | SWHC046B | MBT | ex | CZ04 | cDXHP | SWHC046-01 | ExAnte2019 | IOU workpaper | 2019-11-06 | Cap-Tons | 1 |  |  | 0 | 0 | 0 | 9.9703 | 0 | 22.6372 | [6 empty] | DEER:HVAC_Split-Package_HP | Annual | FALSE
Any | SWHC046B | MBT | ex | CZ05 | cDXHP | SWHC046-01 | ExAnte2019 | IOU workpaper | 2019-11-06 | Cap-Tons | 1 |  |  | 0 | 0 | 0 | -17.4942 | 0 | 28.6502 | [6 empty] | DEER:HVAC_Split-Package_HP | Annual | FALSE
Any | SWHC046B | MBT | ex | CZ06 | cDXHP | SWHC046-01 | ExAnte2019 | IOU workpaper | 2019-11-06 | Cap-Tons | 1 |  |  | 0 | 0 | 0 | 71.1204 | 0 | 12.5579 | [6 empty] | DEER:HVAC_Split-Package_HP | Annual | FALSE
Any | SWHC046B | MBT | ex | CZ07 | cDXHP | SWHC046-01 | ExAnte2019 | IOU workpaper | 2019-11-06 | Cap-Tons | 1 |  |  | 0 | 0 | 0 | 75.1117 | 0 | 9.0858 | [6 empty] | DEER:HVAC_Split-Package_HP | Annual | FALSE
Any | SWHC046B | MBT | ex | CZ08 | cDXHP | SWHC046-01 | ExAnte2019 | IOU workpaper | 2019-11-06 | Cap-Tons | 1 |  |  | 0 | 0 | 0 | 84.2821 | 0 | 10.7817 | [6 empty] | DEER:HVAC_Split-Package_HP | Annual | FALSE
Any | SWHC046B | MBT | ex | CZ09 | cDXHP | SWHC046-01 | ExAnte2019 | IOU workpaper | 2019-11-06 | Cap-Tons | 1 |  |  | 0 | 0 | 0 | 109.6241 | 0 | 13.2121 | [6 empty] | DEER:HVAC_Split-Package_HP | Annual | FALSE
Any | SWHC046B | MBT | ex | CZ10 | cDXHP | SWHC046-01 | ExAnte2019 | IOU workpaper | 2019-11-06 | Cap-Tons | 1 |  |  | 0 | 0 | 0 | 101.3317 | 0 | 13.3647 | [6 empty] | DEER:HVAC_Split-Package_HP | Annual | FALSE
Any | SWHC046B | MBT | ex | CZ11 | cDXHP | SWHC046-01 | ExAnte2019 | IOU workpaper | 2019-11-06 | Cap-Tons | 1 |  |  | 0 | 0 | 0 | 47.0585 | 0 | 26.1645 | [6 empty] | DEER:HVAC_Split-Package_HP | Annual | FALSE
Any | SWHC046B | MBT | ex | CZ12 | cDXHP | SWHC046-01 | ExAnte2019 | IOU workpaper | 2019-11-06 | Cap-Tons | 1 |  |  | 0 | 0 | 0 | 22.6818 | 0 | 27.7123 | [6 empty] | DEER:HVAC_Split-Package_HP | Annual | FALSE
Any | SWHC046B | MBT | ex | CZ13 | cDXHP | SWHC046-01 | ExAnte2019 | IOU workpaper | 2019-11-06 | Cap-Tons | 1 |  |  | 0 | 0 | 0 | 59.2214 | 0 | 23.7578 | [6 empty] | DEER:HVAC_Split-Package_HP | Annual | FALSE
Any | SWHC046B | MBT | ex | CZ14 | cDXHP | SWHC046-01 | ExAnte2019 | IOU workpaper | 2019-11-06 | Cap-Tons | 1 |  |  | 0 | 0 | 0 | 41.144 | 0 | 27.153 | [6 empty] | DEER:HVAC_Split-Package_HP | Annual | FALSE
Any | SWHC046B | MBT | ex | CZ15 | cDXHP | SWHC046-01 | ExAnte2019 | IOU workpaper | 2019-11-06 | Cap-Tons | 1 |  |  | 0 | 0 | 0 | 186.0392 | 0 | 4.2406 | [6 empty] | DEER:HVAC_Split-Package_HP | Annual | FALSE
Any | SWHC046B | MBT | ex | CZ16 | cDXHP | SWHC046-01 | ExAnte2019 | IOU workpaper | 2019-11-06 | Cap-Tons | 1 |  |  | 0 | 0 | 0 | -357.7624 | 0 | 77.4249 | [6 empty] | DEER:HVAC_Split-Package_HP | Annual | FALSE
Any | SWHC046B | MLI | ex | CZ01 | cDXHP | SWHC046-01 | ExAnte2019 | IOU workpaper | 2019-11-06 | Cap-Tons | 1 |  |  | 0 | 0 | 0 | -483.2349 | 0 | 89.1956 | [6 empty] | DEER:HVAC_Split-Package_HP | Annual | FALSE
Any | SWHC046B | MLI | ex | CZ02 | cDXHP | SWHC046-01 | ExAnte2019 | IOU workpaper | 2019-11-06 | Cap-Tons | 1 |  |  | 0 | 0 | 0 | -230.2047 | 0 | 56.3522 | [6 empty] | DEER:HVAC_Split-Package_HP | Annual | FALSE
Any | SWHC046B | MLI | ex | CZ03 | cDXHP | SWHC046-01 | ExAnte2019 | IOU workpaper | 2019-11-06 | Cap-Tons | 1 |  |  | 0 | 0 | 0 | -145.9589 | 0 | 45.8279 | [6 empty] | DEER:HVAC_Split-Package_HP | Annual | FALSE
Any | SWHC046B | MLI | ex | CZ04 | cDXHP | SWHC046-01 | ExAnte2019 | IOU workpaper | 2019-11-06 | Cap-Tons | 1 |  |  | 0 | 0 | 0 | -145.3057 | 0 | 41.9715 | [6 empty] | DEER:HVAC_Split-Package_HP | Annual | FALSE
Any | SWHC046B | MLI | ex | CZ05 | cDXHP | SWHC046-01 | ExAnte2019 | IOU workpaper | 2019-11-06 | Cap-Tons | 1 |  |  | 0 | 0 | 0 | -192.7987 | 0 | 49.7348 | [6 empty] | DEER:HVAC_Split-Package_HP | Annual | FALSE
Any | SWHC046B | MLI | ex | CZ06 | cDXHP | SWHC046-01 | ExAnte2019 | IOU workpaper | 2019-11-06 | Cap-Tons | 1 |  |  | 0 | 0 | 0 | 10.4198 | 0 | 22.5601 | [6 empty] | DEER:HVAC_Split-Package_HP | Annual | FALSE
Any | SWHC046B | MLI | ex | CZ07 | cDXHP | SWHC046-01 | ExAnte2019 | IOU workpaper | 2019-11-06 | Cap-Tons | 1 |  |  | 0 | 0 | 0 | 61.4866 | 0 | 14.748 | [6 empty] | DEER:HVAC_Split-Package_HP | Annual | FALSE
Any | SWHC046B | MLI | ex | CZ08 | cDXHP | SWHC046-01 | ExAnte2019 | IOU workpaper | 2019-11-06 | Cap-Tons | 1 |  |  | 0 | 0 | 0 | 46.805 | 0 | 20.7165 | [6 empty] | DEER:HVAC_Split-Package_HP | Annual | FALSE
Any | SWHC046B | MLI | ex | CZ09 | cDXHP | SWHC046-01 | ExAnte2019 | IOU workpaper | 2019-11-06 | Cap-Tons | 1 |  |  | 0 | 0 | 0 | 55.8632 | 0 | 22.2383 | [6 empty] | DEER:HVAC_Split-Package_HP | Annual | FALSE
Any | SWHC046B | MLI | ex | CZ10 | cDXHP | SWHC046-01 | ExAnte2019 | IOU workpaper | 2019-11-06 | Cap-Tons | 1 |  |  | 0 | 0 | 0 | 41.2106 | 0 | 22.7522 | [6 empty] | DEER:HVAC_Split-Package_HP | Annual | FALSE
Any | SWHC046B | MLI | ex | CZ11 | cDXHP | SWHC046-01 | ExAnte2019 | IOU workpaper | 2019-11-06 | Cap-Tons | 1 |  |  | 0 | 0 | 0 | -103.2831 | 0 | 43.4683 | [6 empty] | DEER:HVAC_Split-Package_HP | Annual | FALSE
Any | SWHC046B | MLI | ex | CZ12 | cDXHP | SWHC046-01 | ExAnte2019 | IOU workpaper | 2019-11-06 | Cap-Tons | 1 |  |  | 0 | 0 | 0 | -119.2665 | 0 | 44.9241 | [6 empty] | DEER:HVAC_Split-Package_HP | Annual | FALSE
Any | SWHC046B | MLI | ex | CZ13 | cDXHP | SWHC046-01 | ExAnte2019 | IOU workpaper | 2019-11-06 | Cap-Tons | 1 |  |  | 0 | 0 | 0 | -57.7509 | 0 | 36.7709 | [6 empty] | DEER:HVAC_Split-Package_HP | Annual | FALSE
Any | SWHC046B | MLI | ex | CZ14 | cDXHP | SWHC046-01 | ExAnte2019 | IOU workpaper | 2019-11-06 | Cap-Tons | 1 |  |  | 0 | 0 | 0 | -138.3636 | 0 | 46.5987 | [6 empty] | DEER:HVAC_Split-Package_HP | Annual | FALSE
Any | SWHC046B | MLI | ex | CZ15 | cDXHP | SWHC046-01 | ExAnte2019 | IOU workpaper | 2019-11-06 | Cap-Tons | 1 |  |  | 0 | 0 | 0 | 155.9098 | 0 | 6.4582 | [6 empty] | DEER:HVAC_Split-Package_HP | Annual | FALSE
Any | SWHC046B | MLI | ex | CZ16 | cDXHP | SWHC046-01 | ExAnte2019 | IOU workpaper | 2019-11-06 | Cap-Tons | 1 |  |  | 0 | 0 | 0 | -724.529 | 0 | 105.6113 | [6 empty] | DEER:HVAC_Split-Package_HP | Annual | FALSE
Any | SWHC046B | Mtl | ex | CZ01 | cDXHP | SWHC046-01 | ExAnte2019 | IOU workpaper | 2019-11-06 | Cap-Tons | 1 |  |  | 0 | 0 | 0 | -24.3086 | 0 | 110.1401 | [6 empty] | DEER:HVAC_Split-Package_HP | Annual | FALSE
Any | SWHC046B | Mtl | ex | CZ02 | cDXHP | SWHC046-01 | ExAnte2019 | IOU workpaper | 2019-11-06 | Cap-Tons | 1 |  |  | 0 | 0 | 0 | -21.0217 | 0 | 102.0328 | [6 empty] | DEER:HVAC_Split-Package_HP | Annual | FALSE
Any | SWHC046B | Mtl | ex | CZ03 | cDXHP | SWHC046-01 | ExAnte2019 | IOU workpaper | 2019-11-06 | Cap-Tons | 1 |  |  | 0 | 0 | 0 | 208.5649 | 0 | 54.962 | [6 empty] | DEER:HVAC_Split-Package_HP | Annual | FALSE
Any | SWHC046B | Mtl | ex | CZ04 | cDXHP | SWHC046-01 | ExAnte2019 | IOU workpaper | 2019-11-06 | Cap-Tons | 1 |  |  | 0 | 0 | 0 | 63.3571 | 0 | 76.0718 | [6 empty] | DEER:HVAC_Split-Package_HP | Annual | FALSE
Any | SWHC046B | Mtl | ex | CZ05 | cDXHP | SWHC046-01 | ExAnte2019 | IOU workpaper | 2019-11-06 | Cap-Tons | 1 |  |  | 0 | 0 | 0 | 156.5903 | 0 | 66.0154 | [6 empty] | DEER:HVAC_Split-Package_HP | Annual | FALSE
Any | SWHC046B | Mtl | ex | CZ06 | cDXHP | SWHC046-01 | ExAnte2019 | IOU workpaper | 2019-11-06 | Cap-Tons | 1 |  |  | 0 | 0 | 0 | 334.8188 | 0 | 20.91 | [6 empty] | DEER:HVAC_Split-Package_HP | Annual | FALSE
Any | SWHC046B | Mtl | ex | CZ07 | cDXHP | SWHC046-01 | ExAnte2019 | IOU workpaper | 2019-11-06 | Cap-Tons | 1 |  |  | 0 | 0 | 0 | 370.6178 | 0 | 7.3941 | [6 empty] | DEER:HVAC_Split-Package_HP | Annual | FALSE
Any | SWHC046B | Mtl | ex | CZ08 | cDXHP | SWHC046-01 | ExAnte2019 | IOU workpaper | 2019-11-06 | Cap-Tons | 1 |  |  | 0 | 0 | 0 | 294.5836 | 0 | 22.4081 | [6 empty] | DEER:HVAC_Split-Package_HP | Annual | FALSE
Any | SWHC046B | Mtl | ex | CZ09 | cDXHP | SWHC046-01 | ExAnte2019 | IOU workpaper | 2019-11-06 | Cap-Tons | 1 |  |  | 0 | 0 | 0 | 335.1806 | 0 | 24.8391 | [6 empty] | DEER:HVAC_Split-Package_HP | Annual | FALSE
Any | SWHC046B | Mtl | ex | CZ10 | cDXHP | SWHC046-01 | ExAnte2019 | IOU workpaper | 2019-11-06 | Cap-Tons | 1 |  |  | 0 | 0 | 0 | 290.1875 | 0 | 38.5989 | [6 empty] | DEER:HVAC_Split-Package_HP | Annual | FALSE
Any | SWHC046B | Mtl | ex | CZ11 | cDXHP | SWHC046-01 | ExAnte2019 | IOU workpaper | 2019-11-06 | Cap-Tons | 1 |  |  | 0 | 0 | 0 | 148.0752 | 0 | 68.6856 | [6 empty] | DEER:HVAC_Split-Package_HP | Annual | FALSE
Any | SWHC046B | Mtl | ex | CZ12 | cDXHP | SWHC046-01 | ExAnte2019 | IOU workpaper | 2019-11-06 | Cap-Tons | 1 |  |  | 0 | 0 | 0 | 113.484 | 0 | 73.9884 | [6 empty] | DEER:HVAC_Split-Package_HP | Annual | FALSE
Any | SWHC046B | Mtl | ex | CZ13 | cDXHP | SWHC046-01 | ExAnte2019 | IOU workpaper | 2019-11-06 | Cap-Tons | 1 |  |  | 0 | 0 | 0 | 189.8641 | 0 | 60.5494 | [6 empty] | DEER:HVAC_Split-Package_HP | Annual | FALSE
Any | SWHC046B | Mtl | ex | CZ14 | cDXHP | SWHC046-01 | ExAnte2019 | IOU workpaper | 2019-11-06 | Cap-Tons | 1 |  |  | 0 | 0 | 0 | 93.0701 | 0 | 76.0762 | [6 empty] | DEER:HVAC_Split-Package_HP | Annual | FALSE
Any | SWHC046B | Mtl | ex | CZ15 | cDXHP | SWHC046-01 | ExAnte2019 | IOU workpaper | 2019-11-06 | Cap-Tons | 1 |  |  | 0 | 0 | 0 | 474.0945 | 0 | 9.279 | [6 empty] | DEER:HVAC_Split-Package_HP | Annual | FALSE
Any | SWHC046B | Mtl | ex | CZ16 | cDXHP | SWHC046-01 | ExAnte2019 | IOU workpaper | 2019-11-06 | Cap-Tons | 1 |  |  | 0 | 0 | 0 | -411.8369 | 0 | 148.0978 | [6 empty] | DEER:HVAC_Split-Package_HP | Annual | FALSE
Any | SWHC046B | Nrs | ex | CZ01 | cDXHP | SWHC046-01 | ExAnte2019 | IOU workpaper | 2019-11-06 | Cap-Tons | 1 |  |  | 0 | 0 | 0 | -266.5151 | 0 | 126.6776 | [6 empty] | DEER:HVAC_Split-Package_HP | Annual | FALSE
Any | SWHC046B | Nrs | ex | CZ02 | cDXHP | SWHC046-01 | ExAnte2019 | IOU workpaper | 2019-11-06 | Cap-Tons | 1 |  |  | 0 | 0 | 0 | -79.3798 | 0 | 90.6884 | [6 empty] | DEER:HVAC_Split-Package_HP | Annual | FALSE
Any | SWHC046B | Nrs | ex | CZ03 | cDXHP | SWHC046-01 | ExAnte2019 | IOU workpaper | 2019-11-06 | Cap-Tons | 1 |  |  | 0 | 0 | 0 | 25.4559 | 0 | 72.2678 | [6 empty] | DEER:HVAC_Split-Package_HP | Annual | FALSE
Any | SWHC046B | Nrs | ex | CZ04 | cDXHP | SWHC046-01 | ExAnte2019 | IOU workpaper | 2019-11-06 | Cap-Tons | 1 |  |  | 0 | 0 | 0 | 23.0443 | 0 | 68.4142 | [6 empty] | DEER:HVAC_Split-Package_HP | Annual | FALSE
Any | SWHC046B | Nrs | ex | CZ05 | cDXHP | SWHC046-01 | ExAnte2019 | IOU workpaper | 2019-11-06 | Cap-Tons | 1 |  |  | 0 | 0 | 0 | -63.5648 | 0 | 82.7415 | [6 empty] | DEER:HVAC_Split-Package_HP | Annual | FALSE
Any | SWHC046B | Nrs | ex | CZ06 | cDXHP | SWHC046-01 | ExAnte2019 | IOU workpaper | 2019-11-06 | Cap-Tons | 1 |  |  | 0 | 0 | 0 | 172.9988 | 0 | 42.6138 | [6 empty] | DEER:HVAC_Split-Package_HP | Annual | FALSE
Any | SWHC046B | Nrs | ex | CZ07 | cDXHP | SWHC046-01 | ExAnte2019 | IOU workpaper | 2019-11-06 | Cap-Tons | 1 |  |  | 0 | 0 | 0 | 222.5055 | 0 | 27.9242 | [6 empty] | DEER:HVAC_Split-Package_HP | Annual | FALSE
Any | SWHC046B | Nrs | ex | CZ08 | cDXHP | SWHC046-01 | ExAnte2019 | IOU workpaper | 2019-11-06 | Cap-Tons | 1 |  |  | 0 | 0 | 0 | 224.0662 | 0 | 35.2939 | [6 empty] | DEER:HVAC_Split-Package_HP | Annual | FALSE
Any | SWHC046B | Nrs | ex | CZ09 | cDXHP | SWHC046-01 | ExAnte2019 | IOU workpaper | 2019-11-06 | Cap-Tons | 1 |  |  | 0 | 0 | 0 | 201.9051 | 0 | 41.1808 | [6 empty] | DEER:HVAC_Split-Package_HP | Annual | FALSE
Any | SWHC046B | Nrs | ex | CZ10 | cDXHP | SWHC046-01 | ExAnte2019 | IOU workpaper | 2019-11-06 | Cap-Tons | 1 |  |  | 0 | 0 | 0 | 173.9825 | 0 | 48.542 | [6 empty] | DEER:HVAC_Split-Package_HP | Annual | FALSE
Any | SWHC046B | Nrs | ex | CZ11 | cDXHP | SWHC046-01 | ExAnte2019 | IOU workpaper | 2019-11-06 | Cap-Tons | 1 |  |  | 0 | 0 | 0 | -2.7303 | 0 | 73.91 | [6 empty] | DEER:HVAC_Split-Package_HP | Annual | FALSE
Any | SWHC046B | Nrs | ex | CZ12 | cDXHP | SWHC046-01 | ExAnte2019 | IOU workpaper | 2019-11-06 | Cap-Tons | 1 |  |  | 0 | 0 | 0 | 14.6365 | 0 | 75.4793 | [6 empty] | DEER:HVAC_Split-Package_HP | Annual | FALSE
Any | SWHC046B | Nrs | ex | CZ13 | cDXHP | SWHC046-01 | ExAnte2019 | IOU workpaper | 2019-11-06 | Cap-Tons | 1 |  |  | 0 | 0 | 0 | 68.8695 | 0 | 66.8418 | [6 empty] | DEER:HVAC_Split-Package_HP | Annual | FALSE
Any | SWHC046B | Nrs | ex | CZ14 | cDXHP | SWHC046-01 | ExAnte2019 | IOU workpaper | 2019-11-06 | Cap-Tons | 1 |  |  | 0 | 0 | 0 | -61.2336 | 0 | 80.4712 | [6 empty] | DEER:HVAC_Split-Package_HP | Annual | FALSE
Any | SWHC046B | Nrs | ex | CZ15 | cDXHP | SWHC046-01 | ExAnte2019 | IOU workpaper | 2019-11-06 | Cap-Tons | 1 |  |  | 0 | 0 | 0 | 322.8486 | 0 | 20.4289 | [6 empty] | DEER:HVAC_Split-Package_HP | Annual | FALSE
Any | SWHC046B | Nrs | ex | CZ16 | cDXHP | SWHC046-01 | ExAnte2019 | IOU workpaper | 2019-11-06 | Cap-Tons | 1 |  |  | 0 | 0 | 0 | -598.1256 | 0 | 155.9112 | [6 empty] | DEER:HVAC_Split-Package_HP | Annual | FALSE
Any | SWHC046B | OfL | ex | CZ01 | cDXHP | SWHC046-01 | ExAnte2019 | IOU workpaper | 2019-11-06 | Cap-Tons | 1 |  |  | 0 | 0 | 0 | 98.9567 | 0 | 11.9098 | [6 empty] | DEER:HVAC_Split-Package_HP | Annual | FALSE
Any | SWHC046B | OfL | ex | CZ02 | cDXHP | SWHC046-01 | ExAnte2019 | IOU workpaper | 2019-11-06 | Cap-Tons | 1 |  |  | 0 | 0 | 0 | 99.5407 | 0 | 7.5068 | [6 empty] | DEER:HVAC_Split-Package_HP | Annual | FALSE
Any | SWHC046B | OfL | ex | CZ03 | cDXHP | SWHC046-01 | ExAnte2019 | IOU workpaper | 2019-11-06 | Cap-Tons | 1 |  |  | 0 | 0 | 0 | 110.7479 | 0 | 5.358 | [6 empty] | DEER:HVAC_Split-Package_HP | Annual | FALSE
Any | SWHC046B | OfL | ex | CZ04 | cDXHP | SWHC046-01 | ExAnte2019 | IOU workpaper | 2019-11-06 | Cap-Tons | 1 |  |  | 0 | 0 | 0 | 97.7912 | 0 | 6.2077 | [6 empty] | DEER:HVAC_Split-Package_HP | Annual | FALSE
Any | SWHC046B | OfL | ex | CZ05 | cDXHP | SWHC046-01 | ExAnte2019 | IOU workpaper | 2019-11-06 | Cap-Tons | 1 |  |  | 0 | 0 | 0 | 106.3111 | 0 | 5.2667 | [6 empty] | DEER:HVAC_Split-Package_HP | Annual | FALSE
Any | SWHC046B | OfL | ex | CZ06 | cDXHP | SWHC046-01 | ExAnte2019 | IOU workpaper | 2019-11-06 | Cap-Tons | 1 |  |  | 0 | 0 | 0 | 129.331 | 0 | 1.3906 | [6 empty] | DEER:HVAC_Split-Package_HP | Annual | FALSE
Any | SWHC046B | OfL | ex | CZ07 | cDXHP | SWHC046-01 | ExAnte2019 | IOU workpaper | 2019-11-06 | Cap-Tons | 1 |  |  | 0 | 0 | 0 | 120.5725 | 0 | 0.4495 | [6 empty] | DEER:HVAC_Split-Package_HP | Annual | FALSE
Any | SWHC046B | OfL | ex | CZ08 | cDXHP | SWHC046-01 | ExAnte2019 | IOU workpaper | 2019-11-06 | Cap-Tons | 1 |  |  | 0 | 0 | 0 | 122.0345 | 0 | 1.4132 | [6 empty] | DEER:HVAC_Split-Package_HP | Annual | FALSE
Any | SWHC046B | OfL | ex | CZ09 | cDXHP | SWHC046-01 | ExAnte2019 | IOU workpaper | 2019-11-06 | Cap-Tons | 1 |  |  | 0 | 0 | 0 | 138.9095 | 0 | 2.1665 | [6 empty] | DEER:HVAC_Split-Package_HP | Annual | FALSE
Any | SWHC046B | OfL | ex | CZ10 | cDXHP | SWHC046-01 | ExAnte2019 | IOU workpaper | 2019-11-06 | Cap-Tons | 1 |  |  | 0 | 0 | 0 | 134.8721 | 0 | 1.7069 | [6 empty] | DEER:HVAC_Split-Package_HP | Annual | FALSE
Any | SWHC046B | OfL | ex | CZ11 | cDXHP | SWHC046-01 | ExAnte2019 | IOU workpaper | 2019-11-06 | Cap-Tons | 1 |  |  | 0 | 0 | 0 | 119.5585 | 0 | 7.1872 | [6 empty] | DEER:HVAC_Split-Package_HP | Annual | FALSE
Any | SWHC046B | OfL | ex | CZ12 | cDXHP | SWHC046-01 | ExAnte2019 | IOU workpaper | 2019-11-06 | Cap-Tons | 1 |  |  | 0 | 0 | 0 | 110.7768 | 0 | 6.8839 | [6 empty] | DEER:HVAC_Split-Package_HP | Annual | FALSE
Any | SWHC046B | OfL | ex | CZ13 | cDXHP | SWHC046-01 | ExAnte2019 | IOU workpaper | 2019-11-06 | Cap-Tons | 1 |  |  | 0 | 0 | 0 | 121.8927 | 0 | 6.2105 | [6 empty] | DEER:HVAC_Split-Package_HP | Annual | FALSE
Any | SWHC046B | OfL | ex | CZ14 | cDXHP | SWHC046-01 | ExAnte2019 | IOU workpaper | 2019-11-06 | Cap-Tons | 1 |  |  | 0 | 0 | 0 | 124.9624 | 0 | 6.7343 | [6 empty] | DEER:HVAC_Split-Package_HP | Annual | FALSE
Any | SWHC046B | OfL | ex | CZ15 | cDXHP | SWHC046-01 | ExAnte2019 | IOU workpaper | 2019-11-06 | Cap-Tons | 1 |  |  | 0 | 0 | 0 | 168.3047 | 0 | 0.3902 | [6 empty] | DEER:HVAC_Split-Package_HP | Annual | FALSE
Any | SWHC046B | OfL | ex | CZ16 | cDXHP | SWHC046-01 | ExAnte2019 | IOU workpaper | 2019-11-06 | Cap-Tons | 1 |  |  | 0 | 0 | 0 | -28.5201 | 0 | 27.4575 | [6 empty] | DEER:HVAC_Split-Package_HP | Annual | FALSE
Any | SWHC046B | OfS | ex | CZ01 | cDXHP | SWHC046-01 | ExAnte2019 | IOU workpaper | 2019-11-06 | Cap-Tons | 1 |  |  | 0 | 0 | 0 | -93.0058 | 0 | 40.1156 | [6 empty] | DEER:HVAC_Split-Package_HP | Annual | FALSE
Any | SWHC046B | OfS | ex | CZ02 | cDXHP | SWHC046-01 | ExAnte2019 | IOU workpaper | 2019-11-06 | Cap-Tons | 1 |  |  | 0 | 0 | 0 | -7.1135 | 0 | 24.1237 | [6 empty] | DEER:HVAC_Split-Package_HP | Annual | FALSE
Any | SWHC046B | OfS | ex | CZ03 | cDXHP | SWHC046-01 | ExAnte2019 | IOU workpaper | 2019-11-06 | Cap-Tons | 1 |  |  | 0 | 0 | 0 | 19.7307 | 0 | 20.4787 | [6 empty] | DEER:HVAC_Split-Package_HP | Annual | FALSE
Any | SWHC046B | OfS | ex | CZ04 | cDXHP | SWHC046-01 | ExAnte2019 | IOU workpaper | 2019-11-06 | Cap-Tons | 1 |  |  | 0 | 0 | 0 | 9.6527 | 0 | 20.341 | [6 empty] | DEER:HVAC_Split-Package_HP | Annual | FALSE
Any | SWHC046B | OfS | ex | CZ05 | cDXHP | SWHC046-01 | ExAnte2019 | IOU workpaper | 2019-11-06 | Cap-Tons | 1 |  |  | 0 | 0 | 0 | 6.5599 | 0 | 20.6746 | [6 empty] | DEER:HVAC_Split-Package_HP | Annual | FALSE
Any | SWHC046B | OfS | ex | CZ06 | cDXHP | SWHC046-01 | ExAnte2019 | IOU workpaper | 2019-11-06 | Cap-Tons | 1 |  |  | 0 | 0 | 0 | 94.2122 | 0 | 8.1443 | [6 empty] | DEER:HVAC_Split-Package_HP | Annual | FALSE
Any | SWHC046B | OfS | ex | CZ07 | cDXHP | SWHC046-01 | ExAnte2019 | IOU workpaper | 2019-11-06 | Cap-Tons | 1 |  |  | 0 | 0 | 0 | 105.6327 | 0 | 4.583 | [6 empty] | DEER:HVAC_Split-Package_HP | Annual | FALSE
Any | SWHC046B | OfS | ex | CZ08 | cDXHP | SWHC046-01 | ExAnte2019 | IOU workpaper | 2019-11-06 | Cap-Tons | 1 |  |  | 0 | 0 | 0 | 95.6971 | 0 | 7.9501 | [6 empty] | DEER:HVAC_Split-Package_HP | Annual | FALSE
Any | SWHC046B | OfS | ex | CZ09 | cDXHP | SWHC046-01 | ExAnte2019 | IOU workpaper | 2019-11-06 | Cap-Tons | 1 |  |  | 0 | 0 | 0 | 103.195 | 0 | 9.5106 | [6 empty] | DEER:HVAC_Split-Package_HP | Annual | FALSE
Any | SWHC046B | OfS | ex | CZ10 | cDXHP | SWHC046-01 | ExAnte2019 | IOU workpaper | 2019-11-06 | Cap-Tons | 1 |  |  | 0 | 0 | 0 | 106.4455 | 0 | 7.9945 | [6 empty] | DEER:HVAC_Split-Package_HP | Annual | FALSE
Any | SWHC046B | OfS | ex | CZ11 | cDXHP | SWHC046-01 | ExAnte2019 | IOU workpaper | 2019-11-06 | Cap-Tons | 1 |  |  | 0 | 0 | 0 | 41.2741 | 0 | 19.8369 | [6 empty] | DEER:HVAC_Split-Package_HP | Annual | FALSE
Any | SWHC046B | OfS | ex | CZ12 | cDXHP | SWHC046-01 | ExAnte2019 | IOU workpaper | 2019-11-06 | Cap-Tons | 1 |  |  | 0 | 0 | 0 | 28.7274 | 0 | 20.3486 | [6 empty] | DEER:HVAC_Split-Package_HP | Annual | FALSE
Any | SWHC046B | OfS | ex | CZ13 | cDXHP | SWHC046-01 | ExAnte2019 | IOU workpaper | 2019-11-06 | Cap-Tons | 1 |  |  | 0 | 0 | 0 | 54.3688 | 0 | 17.2708 | [6 empty] | DEER:HVAC_Split-Package_HP | Annual | FALSE
Any | SWHC046B | OfS | ex | CZ14 | cDXHP | SWHC046-01 | ExAnte2019 | IOU workpaper | 2019-11-06 | Cap-Tons | 1 |  |  | 0 | 0 | 0 | 48.2898 | 0 | 18.149 | [6 empty] | DEER:HVAC_Split-Package_HP | Annual | FALSE
Any | SWHC046B | OfS | ex | CZ15 | cDXHP | SWHC046-01 | ExAnte2019 | IOU workpaper | 2019-11-06 | Cap-Tons | 1 |  |  | 0 | 0 | 0 | 160.055 | 0 | 2.2471 | [6 empty] | DEER:HVAC_Split-Package_HP | Annual | FALSE
Any | SWHC046B | OfS | ex | CZ16 | cDXHP | SWHC046-01 | ExAnte2019 | IOU workpaper | 2019-11-06 | Cap-Tons | 1 |  |  | 0 | 0 | 0 | -264.0696 | 0 | 55.8165 | [6 empty] | DEER:HVAC_Split-Package_HP | Annual | FALSE
Any | SWHC046B | RFF | ex | CZ01 | cDXHP | SWHC046-01 | ExAnte2019 | IOU workpaper | 2019-11-06 | Cap-Tons | 1 |  |  | 0 | 0 | 0 | -643.5995 | 0 | 187.1819 | [6 empty] | DEER:HVAC_Split-Package_HP | Annual | FALSE
Any | SWHC046B | RFF | ex | CZ02 | cDXHP | SWHC046-01 | ExAnte2019 | IOU workpaper | 2019-11-06 | Cap-Tons | 1 |  |  | 0 | 0 | 0 | -343.4087 | 0 | 118.3912 | [6 empty] | DEER:HVAC_Split-Package_HP | Annual | FALSE
Any | SWHC046B | RFF | ex | CZ03 | cDXHP | SWHC046-01 | ExAnte2019 | IOU workpaper | 2019-11-06 | Cap-Tons | 1 |  |  | 0 | 0 | 0 | -182.0517 | 0 | 89.3108 | [6 empty] | DEER:HVAC_Split-Package_HP | Annual | FALSE
Any | SWHC046B | RFF | ex | CZ04 | cDXHP | SWHC046-01 | ExAnte2019 | IOU workpaper | 2019-11-06 | Cap-Tons | 1 |  |  | 0 | 0 | 0 | -195.1888 | 0 | 84.7234 | [6 empty] | DEER:HVAC_Split-Package_HP | Annual | FALSE
Any | SWHC046B | RFF | ex | CZ05 | cDXHP | SWHC046-01 | ExAnte2019 | IOU workpaper | 2019-11-06 | Cap-Tons | 1 |  |  | 0 | 0 | 0 | -215.8202 | 0 | 95.9204 | [6 empty] | DEER:HVAC_Split-Package_HP | Annual | FALSE
Any | SWHC046B | RFF | ex | CZ06 | cDXHP | SWHC046-01 | ExAnte2019 | IOU workpaper | 2019-11-06 | Cap-Tons | 1 |  |  | 0 | 0 | 0 | 38.7737 | 0 | 36.469 | [6 empty] | DEER:HVAC_Split-Package_HP | Annual | FALSE
Any | SWHC046B | RFF | ex | CZ07 | cDXHP | SWHC046-01 | ExAnte2019 | IOU workpaper | 2019-11-06 | Cap-Tons | 1 |  |  | 0 | 0 | 0 | 90.6755 | 0 | 20.8639 | [6 empty] | DEER:HVAC_Split-Package_HP | Annual | FALSE
Any | SWHC046B | RFF | ex | CZ08 | cDXHP | SWHC046-01 | ExAnte2019 | IOU workpaper | 2019-11-06 | Cap-Tons | 1 |  |  | 0 | 0 | 0 | 35.4033 | 0 | 34.8643 | [6 empty] | DEER:HVAC_Split-Package_HP | Annual | FALSE
Any | SWHC046B | RFF | ex | CZ09 | cDXHP | SWHC046-01 | ExAnte2019 | IOU workpaper | 2019-11-06 | Cap-Tons | 1 |  |  | 0 | 0 | 0 | 78.8436 | 0 | 36.9401 | [6 empty] | DEER:HVAC_Split-Package_HP | Annual | FALSE
Any | SWHC046B | RFF | ex | CZ10 | cDXHP | SWHC046-01 | ExAnte2019 | IOU workpaper | 2019-11-06 | Cap-Tons | 1 |  |  | 0 | 0 | 0 | 57.0993 | 0 | 41.4355 | [6 empty] | DEER:HVAC_Split-Package_HP | Annual | FALSE
Any | SWHC046B | RFF | ex | CZ11 | cDXHP | SWHC046-01 | ExAnte2019 | IOU workpaper | 2019-11-06 | Cap-Tons | 1 |  |  | 0 | 0 | 0 | -142.905 | 0 | 79.8754 | [6 empty] | DEER:HVAC_Split-Package_HP | Annual | FALSE
Any | SWHC046B | RFF | ex | CZ12 | cDXHP | SWHC046-01 | ExAnte2019 | IOU workpaper | 2019-11-06 | Cap-Tons | 1 |  |  | 0 | 0 | 0 | -182.9286 | 0 | 86.5446 | [6 empty] | DEER:HVAC_Split-Package_HP | Annual | FALSE
Any | SWHC046B | RFF | ex | CZ13 | cDXHP | SWHC046-01 | ExAnte2019 | IOU workpaper | 2019-11-06 | Cap-Tons | 1 |  |  | 0 | 0 | 0 | -93.1374 | 0 | 71.599 | [6 empty] | DEER:HVAC_Split-Package_HP | Annual | FALSE
Any | SWHC046B | RFF | ex | CZ14 | cDXHP | SWHC046-01 | ExAnte2019 | IOU workpaper | 2019-11-06 | Cap-Tons | 1 |  |  | 0 | 0 | 0 | -150.4435 | 0 | 80.6942 | [6 empty] | DEER:HVAC_Split-Package_HP | Annual | FALSE
Any | SWHC046B | RFF | ex | CZ15 | cDXHP | SWHC046-01 | ExAnte2019 | IOU workpaper | 2019-11-06 | Cap-Tons | 1 |  |  | 0 | 0 | 0 | 264.3841 | 0 | 10.2242 | [6 empty] | DEER:HVAC_Split-Package_HP | Annual | FALSE
Any | SWHC046B | RFF | ex | CZ16 | cDXHP | SWHC046-01 | ExAnte2019 | IOU workpaper | 2019-11-06 | Cap-Tons | 1 |  |  | 0 | 0 | 0 | -1062.0348 | 0 | 201.9524 | [6 empty] | DEER:HVAC_Split-Package_HP | Annual | FALSE
Any | SWHC046B | RSD | ex | CZ01 | cDXHP | SWHC046-01 | ExAnte2019 | IOU workpaper | 2019-11-06 | Cap-Tons | 1 |  |  | 0 | 0 | 0 | -152.9044 | 0 | 94.1921 | [6 empty] | DEER:HVAC_Split-Package_HP | Annual | FALSE
Any | SWHC046B | RSD | ex | CZ02 | cDXHP | SWHC046-01 | ExAnte2019 | IOU workpaper | 2019-11-06 | Cap-Tons | 1 |  |  | 0 | 0 | 0 | -22.9775 | 0 | 48.2361 | [6 empty] | DEER:HVAC_Split-Package_HP | Annual | FALSE
Any | SWHC046B | RSD | ex | CZ03 | cDXHP | SWHC046-01 | ExAnte2019 | IOU workpaper | 2019-11-06 | Cap-Tons | 1 |  |  | 0 | 0 | 0 | 26.105 | 0 | 32.9648 | [6 empty] | DEER:HVAC_Split-Package_HP | Annual | FALSE
Any | SWHC046B | RSD | ex | CZ04 | cDXHP | SWHC046-01 | ExAnte2019 | IOU workpaper | 2019-11-06 | Cap-Tons | 1 |  |  | 0 | 0 | 0 | 47.5173 | 0 | 27.6052 | [6 empty] | DEER:HVAC_Split-Package_HP | Annual | FALSE
Any | SWHC046B | RSD | ex | CZ05 | cDXHP | SWHC046-01 | ExAnte2019 | IOU workpaper | 2019-11-06 | Cap-Tons | 1 |  |  | 0 | 0 | 0 | 36.8589 | 0 | 29.5383 | [6 empty] | DEER:HVAC_Split-Package_HP | Annual | FALSE
Any | SWHC046B | RSD | ex | CZ06 | cDXHP | SWHC046-01 | ExAnte2019 | IOU workpaper | 2019-11-06 | Cap-Tons | 1 |  |  | 0 | 0 | 0 | 77.7911 | 0 | 8.5935 | [6 empty] | DEER:HVAC_Split-Package_HP | Annual | FALSE
Any | SWHC046B | RSD | ex | CZ07 | cDXHP | SWHC046-01 | ExAnte2019 | IOU workpaper | 2019-11-06 | Cap-Tons | 1 |  |  | 0 | 0 | 0 | 62.5099 | 0 | 3.0636 | [6 empty] | DEER:HVAC_Split-Package_HP | Annual | FALSE
Any | SWHC046B | RSD | ex | CZ08 | cDXHP | SWHC046-01 | ExAnte2019 | IOU workpaper | 2019-11-06 | Cap-Tons | 1 |  |  | 0 | 0 | 0 | 91.2141 | 0 | 7.5072 | [6 empty] | DEER:HVAC_Split-Package_HP | Annual | FALSE
Any | SWHC046B | RSD | ex | CZ09 | cDXHP | SWHC046-01 | ExAnte2019 | IOU workpaper | 2019-11-06 | Cap-Tons | 1 |  |  | 0 | 0 | 0 | 145.283 | 0 | 10.3213 | [6 empty] | DEER:HVAC_Split-Package_HP | Annual | FALSE
Any | SWHC046B | RSD | ex | CZ10 | cDXHP | SWHC046-01 | ExAnte2019 | IOU workpaper | 2019-11-06 | Cap-Tons | 1 |  |  | 0 | 0 | 0 | 142.533 | 0 | 12.1759 | [6 empty] | DEER:HVAC_Split-Package_HP | Annual | FALSE
Any | SWHC046B | RSD | ex | CZ11 | cDXHP | SWHC046-01 | ExAnte2019 | IOU workpaper | 2019-11-06 | Cap-Tons | 1 |  |  | 0 | 0 | 0 | 67.5562 | 0 | 36.7162 | [6 empty] | DEER:HVAC_Split-Package_HP | Annual | FALSE
Any | SWHC046B | RSD | ex | CZ12 | cDXHP | SWHC046-01 | ExAnte2019 | IOU workpaper | 2019-11-06 | Cap-Tons | 1 |  |  | 0 | 0 | 0 | 38.9149 | 0 | 39.0123 | [6 empty] | DEER:HVAC_Split-Package_HP | Annual | FALSE
Any | SWHC046B | RSD | ex | CZ13 | cDXHP | SWHC046-01 | ExAnte2019 | IOU workpaper | 2019-11-06 | Cap-Tons | 1 |  |  | 0 | 0 | 0 | 82.1073 | 0 | 34.1588 | [6 empty] | DEER:HVAC_Split-Package_HP | Annual | FALSE
Any | SWHC046B | RSD | ex | CZ14 | cDXHP | SWHC046-01 | ExAnte2019 | IOU workpaper | 2019-11-06 | Cap-Tons | 1 |  |  | 0 | 0 | 0 | 71.6496 | 0 | 35.4606 | [6 empty] | DEER:HVAC_Split-Package_HP | Annual | FALSE
Any | SWHC046B | RSD | ex | CZ15 | cDXHP | SWHC046-01 | ExAnte2019 | IOU workpaper | 2019-11-06 | Cap-Tons | 1 |  |  | 0 | 0 | 0 | 252.9173 | 0 | 2.0847 | [6 empty] | DEER:HVAC_Split-Package_HP | Annual | FALSE
Any | SWHC046B | RSD | ex | CZ16 | cDXHP | SWHC046-01 | ExAnte2019 | IOU workpaper | 2019-11-06 | Cap-Tons | 1 |  |  | 0 | 0 | 0 | -590.4605 | 0 | 142.4729 | [6 empty] | DEER:HVAC_Split-Package_HP | Annual | FALSE
Any | SWHC046B | Rt3 | ex | CZ01 | cDXHP | SWHC046-01 | ExAnte2019 | IOU workpaper | 2019-11-06 | Cap-Tons | 1 |  |  | 0 | 0 | 0 | 84.073 | 0 | 36.661 | [6 empty] | DEER:HVAC_Split-Package_HP | Annual | FALSE
Any | SWHC046B | Rt3 | ex | CZ02 | cDXHP | SWHC046-01 | ExAnte2019 | IOU workpaper | 2019-11-06 | Cap-Tons | 1 |  |  | 0 | 0 | 0 | 134.4514 | 0 | 17.9293 | [6 empty] | DEER:HVAC_Split-Package_HP | Annual | FALSE
Any | SWHC046B | Rt3 | ex | CZ03 | cDXHP | SWHC046-01 | ExAnte2019 | IOU workpaper | 2019-11-06 | Cap-Tons | 1 |  |  | 0 | 0 | 0 | 127.2038 | 0 | 13.0906 | [6 empty] | DEER:HVAC_Split-Package_HP | Annual | FALSE
Any | SWHC046B | Rt3 | ex | CZ04 | cDXHP | SWHC046-01 | ExAnte2019 | IOU workpaper | 2019-11-06 | Cap-Tons | 1 |  |  | 0 | 0 | 0 | 157.4232 | 0 | 10.0497 | [6 empty] | DEER:HVAC_Split-Package_HP | Annual | FALSE
Any | SWHC046B | Rt3 | ex | CZ05 | cDXHP | SWHC046-01 | ExAnte2019 | IOU workpaper | 2019-11-06 | Cap-Tons | 1 |  |  | 0 | 0 | 0 | 133.1519 | 0 | 10.3636 | [6 empty] | DEER:HVAC_Split-Package_HP | Annual | FALSE
Any | SWHC046B | Rt3 | ex | CZ06 | cDXHP | SWHC046-01 | ExAnte2019 | IOU workpaper | 2019-11-06 | Cap-Tons | 1 |  |  | 0 | 0 | 0 | 147.2261 | 0 | 2.5206 | [6 empty] | DEER:HVAC_Split-Package_HP | Annual | FALSE
Any | SWHC046B | Rt3 | ex | CZ07 | cDXHP | SWHC046-01 | ExAnte2019 | IOU workpaper | 2019-11-06 | Cap-Tons | 1 |  |  | 0 | 0 | 0 | 118.9992 | 0 | 0.6536 | [6 empty] | DEER:HVAC_Split-Package_HP | Annual | FALSE
Any | SWHC046B | Rt3 | ex | CZ08 | cDXHP | SWHC046-01 | ExAnte2019 | IOU workpaper | 2019-11-06 | Cap-Tons | 1 |  |  | 0 | 0 | 0 | 169.9515 | 0 | 1.8994 | [6 empty] | DEER:HVAC_Split-Package_HP | Annual | FALSE
Any | SWHC046B | Rt3 | ex | CZ09 | cDXHP | SWHC046-01 | ExAnte2019 | IOU workpaper | 2019-11-06 | Cap-Tons | 1 |  |  | 0 | 0 | 0 | 219.6395 | 0 | 3.2896 | [6 empty] | DEER:HVAC_Split-Package_HP | Annual | FALSE
Any | SWHC046B | Rt3 | ex | CZ10 | cDXHP | SWHC046-01 | ExAnte2019 | IOU workpaper | 2019-11-06 | Cap-Tons | 1 |  |  | 0 | 0 | 0 | 212.3453 | 0 | 3.503 | [6 empty] | DEER:HVAC_Split-Package_HP | Annual | FALSE
Any | SWHC046B | Rt3 | ex | CZ11 | cDXHP | SWHC046-01 | ExAnte2019 | IOU workpaper | 2019-11-06 | Cap-Tons | 1 |  |  | 0 | 0 | 0 | 172.7414 | 0 | 17.4541 | [6 empty] | DEER:HVAC_Split-Package_HP | Annual | FALSE
Any | SWHC046B | Rt3 | ex | CZ12 | cDXHP | SWHC046-01 | ExAnte2019 | IOU workpaper | 2019-11-06 | Cap-Tons | 1 |  |  | 0 | 0 | 0 | 159.3367 | 0 | 16.6947 | [6 empty] | DEER:HVAC_Split-Package_HP | Annual | FALSE
Any | SWHC046B | Rt3 | ex | CZ13 | cDXHP | SWHC046-01 | ExAnte2019 | IOU workpaper | 2019-11-06 | Cap-Tons | 1 |  |  | 0 | 0 | 0 | 181.1114 | 0 | 14.9476 | [6 empty] | DEER:HVAC_Split-Package_HP | Annual | FALSE
Any | SWHC046B | Rt3 | ex | CZ14 | cDXHP | SWHC046-01 | ExAnte2019 | IOU workpaper | 2019-11-06 | Cap-Tons | 1 |  |  | 0 | 0 | 0 | 181.3276 | 0 | 16.7006 | [6 empty] | DEER:HVAC_Split-Package_HP | Annual | FALSE
Any | SWHC046B | Rt3 | ex | CZ15 | cDXHP | SWHC046-01 | ExAnte2019 | IOU workpaper | 2019-11-06 | Cap-Tons | 1 |  |  | 0 | 0 | 0 | 273.4734 | 0 | 0.682 | [6 empty] | DEER:HVAC_Split-Package_HP | Annual | FALSE
Any | SWHC046B | Rt3 | ex | CZ16 | cDXHP | SWHC046-01 | ExAnte2019 | IOU workpaper | 2019-11-06 | Cap-Tons | 1 |  |  | 0 | 0 | 0 | -295.3144 | 0 | 86.7979 | [6 empty] | DEER:HVAC_Split-Package_HP | Annual | FALSE
Any | SWHC046B | RtL | ex | CZ01 | cDXHP | SWHC046-01 | ExAnte2019 | IOU workpaper | 2019-11-06 | Cap-Tons | 1 |  |  | 0 | 0 | 0 | -96.8139 | 0 | 71.5895 | [6 empty] | DEER:HVAC_Split-Package_HP | Annual | FALSE
Any | SWHC046B | RtL | ex | CZ02 | cDXHP | SWHC046-01 | ExAnte2019 | IOU workpaper | 2019-11-06 | Cap-Tons | 1 |  |  | 0 | 0 | 0 | 66.5433 | 0 | 36.557 | [6 empty] | DEER:HVAC_Split-Package_HP | Annual | FALSE
Any | SWHC046B | RtL | ex | CZ03 | cDXHP | SWHC046-01 | ExAnte2019 | IOU workpaper | 2019-11-06 | Cap-Tons | 1 |  |  | 0 | 0 | 0 | 26.8344 | 0 | 32.8496 | [6 empty] | DEER:HVAC_Split-Package_HP | Annual | FALSE
Any | SWHC046B | RtL | ex | CZ04 | cDXHP | SWHC046-01 | ExAnte2019 | IOU workpaper | 2019-11-06 | Cap-Tons | 1 |  |  | 0 | 0 | 0 | 98.8082 | 0 | 24.9454 | [6 empty] | DEER:HVAC_Split-Package_HP | Annual | FALSE
Any | SWHC046B | RtL | ex | CZ05 | cDXHP | SWHC046-01 | ExAnte2019 | IOU workpaper | 2019-11-06 | Cap-Tons | 1 |  |  | 0 | 0 | 0 | 21.4593 | 0 | 34.1183 | [6 empty] | DEER:HVAC_Split-Package_HP | Annual | FALSE
Any | SWHC046B | RtL | ex | CZ06 | cDXHP | SWHC046-01 | ExAnte2019 | IOU workpaper | 2019-11-06 | Cap-Tons | 1 |  |  | 0 | 0 | 0 | 86.8909 | 0 | 15.4169 | [6 empty] | DEER:HVAC_Split-Package_HP | Annual | FALSE
Any | SWHC046B | RtL | ex | CZ07 | cDXHP | SWHC046-01 | ExAnte2019 | IOU workpaper | 2019-11-06 | Cap-Tons | 1 |  |  | 0 | 0 | 0 | 73.9169 | 0 | 10.4527 | [6 empty] | DEER:HVAC_Split-Package_HP | Annual | FALSE
Any | SWHC046B | RtL | ex | CZ08 | cDXHP | SWHC046-01 | ExAnte2019 | IOU workpaper | 2019-11-06 | Cap-Tons | 1 |  |  | 0 | 0 | 0 | 150.3071 | 0 | 11.0225 | [6 empty] | DEER:HVAC_Split-Package_HP | Annual | FALSE
Any | SWHC046B | RtL | ex | CZ09 | cDXHP | SWHC046-01 | ExAnte2019 | IOU workpaper | 2019-11-06 | Cap-Tons | 1 |  |  | 0 | 0 | 0 | 203.3911 | 0 | 12.7668 | [6 empty] | DEER:HVAC_Split-Package_HP | Annual | FALSE
Any | SWHC046B | RtL | ex | CZ10 | cDXHP | SWHC046-01 | ExAnte2019 | IOU workpaper | 2019-11-06 | Cap-Tons | 1 |  |  | 0 | 0 | 0 | 198.5532 | 0 | 12.4298 | [6 empty] | DEER:HVAC_Split-Package_HP | Annual | FALSE
Any | SWHC046B | RtL | ex | CZ11 | cDXHP | SWHC046-01 | ExAnte2019 | IOU workpaper | 2019-11-06 | Cap-Tons | 1 |  |  | 0 | 0 | 0 | 146.0974 | 0 | 30.4298 | [6 empty] | DEER:HVAC_Split-Package_HP | Annual | FALSE
Any | SWHC046B | RtL | ex | CZ12 | cDXHP | SWHC046-01 | ExAnte2019 | IOU workpaper | 2019-11-06 | Cap-Tons | 1 |  |  | 0 | 0 | 0 | 123.9742 | 0 | 30.0012 | [6 empty] | DEER:HVAC_Split-Package_HP | Annual | FALSE
Any | SWHC046B | RtL | ex | CZ13 | cDXHP | SWHC046-01 | ExAnte2019 | IOU workpaper | 2019-11-06 | Cap-Tons | 1 |  |  | 0 | 0 | 0 | 165.3081 | 0 | 26.608 | [6 empty] | DEER:HVAC_Split-Package_HP | Annual | FALSE
Any | SWHC046B | RtL | ex | CZ14 | cDXHP | SWHC046-01 | ExAnte2019 | IOU workpaper | 2019-11-06 | Cap-Tons | 1 |  |  | 0 | 0 | 0 | 141.6975 | 0 | 31.4024 | [6 empty] | DEER:HVAC_Split-Package_HP | Annual | FALSE
Any | SWHC046B | RtL | ex | CZ15 | cDXHP | SWHC046-01 | ExAnte2019 | IOU workpaper | 2019-11-06 | Cap-Tons | 1 |  |  | 0 | 0 | 0 | 313.3872 | 0 | 3.5079 | [6 empty] | DEER:HVAC_Split-Package_HP | Annual | FALSE
Any | SWHC046B | RtL | ex | CZ16 | cDXHP | SWHC046-01 | ExAnte2019 | IOU workpaper | 2019-11-06 | Cap-Tons | 1 |  |  | 0 | 0 | 0 | -498.2198 | 0 | 128.2122 | [6 empty] | DEER:HVAC_Split-Package_HP | Annual | FALSE
Any | SWHC046B | RtS | ex | CZ01 | cDXHP | SWHC046-01 | ExAnte2019 | IOU workpaper | 2019-11-06 | Cap-Tons | 1 |  |  | 0 | 0 | 0 | -410.8512 | 0 | 121.9177 | [6 empty] | DEER:HVAC_Split-Package_HP | Annual | FALSE
Any | SWHC046B | RtS | ex | CZ02 | cDXHP | SWHC046-01 | ExAnte2019 | IOU workpaper | 2019-11-06 | Cap-Tons | 1 |  |  | 0 | 0 | 0 | -105.0423 | 0 | 60.4102 | [6 empty] | DEER:HVAC_Split-Package_HP | Annual | FALSE
Any | SWHC046B | RtS | ex | CZ03 | cDXHP | SWHC046-01 | ExAnte2019 | IOU workpaper | 2019-11-06 | Cap-Tons | 1 |  |  | 0 | 0 | 0 | -95.8117 | 0 | 57.9439 | [6 empty] | DEER:HVAC_Split-Package_HP | Annual | FALSE
Any | SWHC046B | RtS | ex | CZ04 | cDXHP | SWHC046-01 | ExAnte2019 | IOU workpaper | 2019-11-06 | Cap-Tons | 1 |  |  | 0 | 0 | 0 | -7.9118 | 0 | 43.2901 | [6 empty] | DEER:HVAC_Split-Package_HP | Annual | FALSE
Any | SWHC046B | RtS | ex | CZ05 | cDXHP | SWHC046-01 | ExAnte2019 | IOU workpaper | 2019-11-06 | Cap-Tons | 1 |  |  | 0 | 0 | 0 | -64.4807 | 0 | 52.0788 | [6 empty] | DEER:HVAC_Split-Package_HP | Annual | FALSE
Any | SWHC046B | RtS | ex | CZ06 | cDXHP | SWHC046-01 | ExAnte2019 | IOU workpaper | 2019-11-06 | Cap-Tons | 1 |  |  | 0 | 0 | 0 | 87.0675 | 0 | 21.8186 | [6 empty] | DEER:HVAC_Split-Package_HP | Annual | FALSE
Any | SWHC046B | RtS | ex | CZ07 | cDXHP | SWHC046-01 | ExAnte2019 | IOU workpaper | 2019-11-06 | Cap-Tons | 1 |  |  | 0 | 0 | 0 | 105.0508 | 0 | 14.3439 | [6 empty] | DEER:HVAC_Split-Package_HP | Annual | FALSE
Any | SWHC046B | RtS | ex | CZ08 | cDXHP | SWHC046-01 | ExAnte2019 | IOU workpaper | 2019-11-06 | Cap-Tons | 1 |  |  | 0 | 0 | 0 | 124.548 | 0 | 16.9082 | [6 empty] | DEER:HVAC_Split-Package_HP | Annual | FALSE
Any | SWHC046B | RtS | ex | CZ09 | cDXHP | SWHC046-01 | ExAnte2019 | IOU workpaper | 2019-11-06 | Cap-Tons | 1 |  |  | 0 | 0 | 0 | 143.0835 | 0 | 19.8241 | [6 empty] | DEER:HVAC_Split-Package_HP | Annual | FALSE
Any | SWHC046B | RtS | ex | CZ10 | cDXHP | SWHC046-01 | ExAnte2019 | IOU workpaper | 2019-11-06 | Cap-Tons | 1 |  |  | 0 | 0 | 0 | 148.2905 | 0 | 18.6774 | [6 empty] | DEER:HVAC_Split-Package_HP | Annual | FALSE
Any | SWHC046B | RtS | ex | CZ11 | cDXHP | SWHC046-01 | ExAnte2019 | IOU workpaper | 2019-11-06 | Cap-Tons | 1 |  |  | 0 | 0 | 0 | -13.4906 | 0 | 47.6175 | [6 empty] | DEER:HVAC_Split-Package_HP | Annual | FALSE
Any | SWHC046B | RtS | ex | CZ12 | cDXHP | SWHC046-01 | ExAnte2019 | IOU workpaper | 2019-11-06 | Cap-Tons | 1 |  |  | 0 | 0 | 0 | -36.4288 | 0 | 50.5926 | [6 empty] | DEER:HVAC_Split-Package_HP | Annual | FALSE
Any | SWHC046B | RtS | ex | CZ13 | cDXHP | SWHC046-01 | ExAnte2019 | IOU workpaper | 2019-11-06 | Cap-Tons | 1 |  |  | 0 | 0 | 0 | 20.8742 | 0 | 42.2469 | [6 empty] | DEER:HVAC_Split-Package_HP | Annual | FALSE
Any | SWHC046B | RtS | ex | CZ14 | cDXHP | SWHC046-01 | ExAnte2019 | IOU workpaper | 2019-11-06 | Cap-Tons | 1 |  |  | 0 | 0 | 0 | 13.1028 | 0 | 43.5608 | [6 empty] | DEER:HVAC_Split-Package_HP | Annual | FALSE
Any | SWHC046B | RtS | ex | CZ15 | cDXHP | SWHC046-01 | ExAnte2019 | IOU workpaper | 2019-11-06 | Cap-Tons | 1 |  |  | 0 | 0 | 0 | 255.4848 | 0 | 4.6833 | [6 empty] | DEER:HVAC_Split-Package_HP | Annual | FALSE
Any | SWHC046B | RtS | ex | CZ16 | cDXHP | SWHC046-01 | ExAnte2019 | IOU workpaper | 2019-11-06 | Cap-Tons | 1 |  |  | 0 | 0 | 0 | -841.5162 | 0 | 148.5408 | [6 empty] | DEER:HVAC_Split-Package_HP | Annual | FALSE
Any | SWHC046B | SCn | ex | CZ01 | cDXHP | SWHC046-01 | ExAnte2019 | IOU workpaper | 2019-11-06 | Cap-Tons | 1 |  |  | 0 | 0 | 0 | -709.399 | 0 | 151.7013 | [6 empty] | DEER:HVAC_Split-Package_HP | Annual | FALSE
Any | SWHC046B | SCn | ex | CZ02 | cDXHP | SWHC046-01 | ExAnte2019 | IOU workpaper | 2019-11-06 | Cap-Tons | 1 |  |  | 0 | 0 | 0 | -528.6349 | 0 | 108.561 | [6 empty] | DEER:HVAC_Split-Package_HP | Annual | FALSE
Any | SWHC046B | SCn | ex | CZ03 | cDXHP | SWHC046-01 | ExAnte2019 | IOU workpaper | 2019-11-06 | Cap-Tons | 1 |  |  | 0 | 0 | 0 | -263.4388 | 0 | 80.8528 | [6 empty] | DEER:HVAC_Split-Package_HP | Annual | FALSE
Any | SWHC046B | SCn | ex | CZ04 | cDXHP | SWHC046-01 | ExAnte2019 | IOU workpaper | 2019-11-06 | Cap-Tons | 1 |  |  | 0 | 0 | 0 | -383.4484 | 0 | 85.2131 | [6 empty] | DEER:HVAC_Split-Package_HP | Annual | FALSE
Any | SWHC046B | SCn | ex | CZ05 | cDXHP | SWHC046-01 | ExAnte2019 | IOU workpaper | 2019-11-06 | Cap-Tons | 1 |  |  | 0 | 0 | 0 | -284.8863 | 0 | 79.7346 | [6 empty] | DEER:HVAC_Split-Package_HP | Annual | FALSE
Any | SWHC046B | SCn | ex | CZ06 | cDXHP | SWHC046-01 | ExAnte2019 | IOU workpaper | 2019-11-06 | Cap-Tons | 1 |  |  | 0 | 0 | 0 | -43.3878 | 0 | 43.12 | [6 empty] | DEER:HVAC_Split-Package_HP | Annual | FALSE
Any | SWHC046B | SCn | ex | CZ07 | cDXHP | SWHC046-01 | ExAnte2019 | IOU workpaper | 2019-11-06 | Cap-Tons | 1 |  |  | 0 | 0 | 0 | 24.926 | 0 | 33.3389 | [6 empty] | DEER:HVAC_Split-Package_HP | Annual | FALSE
Any | SWHC046B | SCn | ex | CZ08 | cDXHP | SWHC046-01 | ExAnte2019 | IOU workpaper | 2019-11-06 | Cap-Tons | 1 |  |  | 0 | 0 | 0 | -31.6601 | 0 | 45.1714 | [6 empty] | DEER:HVAC_Split-Package_HP | Annual | FALSE
Any | SWHC046B | SCn | ex | CZ09 | cDXHP | SWHC046-01 | ExAnte2019 | IOU workpaper | 2019-11-06 | Cap-Tons | 1 |  |  | 0 | 0 | 0 | -10.5589 | 0 | 46.3428 | [6 empty] | DEER:HVAC_Split-Package_HP | Annual | FALSE
Any | SWHC046B | SCn | ex | CZ10 | cDXHP | SWHC046-01 | ExAnte2019 | IOU workpaper | 2019-11-06 | Cap-Tons | 1 |  |  | 0 | 0 | 0 | -28.3648 | 0 | 50.5704 | [6 empty] | DEER:HVAC_Split-Package_HP | Annual | FALSE
Any | SWHC046B | SCn | ex | CZ11 | cDXHP | SWHC046-01 | ExAnte2019 | IOU workpaper | 2019-11-06 | Cap-Tons | 1 |  |  | 0 | 0 | 0 | -297.9085 | 0 | 89.3304 | [6 empty] | DEER:HVAC_Split-Package_HP | Annual | FALSE
Any | SWHC046B | SCn | ex | CZ12 | cDXHP | SWHC046-01 | ExAnte2019 | IOU workpaper | 2019-11-06 | Cap-Tons | 1 |  |  | 0 | 0 | 0 | -346.742 | 0 | 97.8121 | [6 empty] | DEER:HVAC_Split-Package_HP | Annual | FALSE
Any | SWHC046B | SCn | ex | CZ13 | cDXHP | SWHC046-01 | ExAnte2019 | IOU workpaper | 2019-11-06 | Cap-Tons | 1 |  |  | 0 | 0 | 0 | -218.5876 | 0 | 78.9867 | [6 empty] | DEER:HVAC_Split-Package_HP | Annual | FALSE
Any | SWHC046B | SCn | ex | CZ14 | cDXHP | SWHC046-01 | ExAnte2019 | IOU workpaper | 2019-11-06 | Cap-Tons | 1 |  |  | 0 | 0 | 0 | -355.4808 | 0 | 92.8405 | [6 empty] | DEER:HVAC_Split-Package_HP | Annual | FALSE
Any | SWHC046B | SCn | ex | CZ15 | cDXHP | SWHC046-01 | ExAnte2019 | IOU workpaper | 2019-11-06 | Cap-Tons | 1 |  |  | 0 | 0 | 0 | 217.3872 | 0 | 13.4192 | [6 empty] | DEER:HVAC_Split-Package_HP | Annual | FALSE
Any | SWHC046B | SCn | ex | CZ16 | cDXHP | SWHC046-01 | ExAnte2019 | IOU workpaper | 2019-11-06 | Cap-Tons | 1 |  |  | 0 | 0 | 0 | -1022.4249 | 0 | 164.379 | [6 empty] | DEER:HVAC_Split-Package_HP | Annual | FALSE
Any | SWHC046C | Asm | ex | CZ01 | cDXHP | SWHC046-01 | ExAnte2019 | IOU workpaper | 2019-11-06 | Cap-Tons | 1 |  |  | 0 | 0 | 0 | -728.0913 | 0 | 170.848 | [6 empty] | DEER:HVAC_Split-Package_HP | Annual | FALSE
Any | SWHC046C | Asm | ex | CZ02 | cDXHP | SWHC046-01 | ExAnte2019 | IOU workpaper | 2019-11-06 | Cap-Tons | 1 |  |  | 0 | 0 | 0 | -330.6131 | 0 | 103.565 | [6 empty] | DEER:HVAC_Split-Package_HP | Annual | FALSE
Any | SWHC046C | Asm | ex | CZ03 | cDXHP | SWHC046-01 | ExAnte2019 | IOU workpaper | 2019-11-06 | Cap-Tons | 1 |  |  | 0 | 0 | 0 | -153.5497 | 0 | 78.2364 | [6 empty] | DEER:HVAC_Split-Package_HP | Annual | FALSE
Any | SWHC046C | Asm | ex | CZ04 | cDXHP | SWHC046-01 | ExAnte2019 | IOU workpaper | 2019-11-06 | Cap-Tons | 1 |  |  | 0 | 0 | 0 | -119.0855 | 0 | 70.3479 | [6 empty] | DEER:HVAC_Split-Package_HP | Annual | FALSE
Any | SWHC046C | Asm | ex | CZ05 | cDXHP | SWHC046-01 | ExAnte2019 | IOU workpaper | 2019-11-06 | Cap-Tons | 1 |  |  | 0 | 0 | 0 | -166.7312 | 0 | 77.3501 | [6 empty] | DEER:HVAC_Split-Package_HP | Annual | FALSE
Any | SWHC046C | Asm | ex | CZ06 | cDXHP | SWHC046-01 | ExAnte2019 | IOU workpaper | 2019-11-06 | Cap-Tons | 1 |  |  | 0 | 0 | 0 | 78.1944 | 0 | 33.0894 | [6 empty] | DEER:HVAC_Split-Package_HP | Annual | FALSE
Any | SWHC046C | Asm | ex | CZ07 | cDXHP | SWHC046-01 | ExAnte2019 | IOU workpaper | 2019-11-06 | Cap-Tons | 1 |  |  | 0 | 0 | 0 | 90.54 | 0 | 25.4255 | [6 empty] | DEER:HVAC_Split-Package_HP | Annual | FALSE
Any | SWHC046C | Asm | ex | CZ08 | cDXHP | SWHC046-01 | ExAnte2019 | IOU workpaper | 2019-11-06 | Cap-Tons | 1 |  |  | 0 | 0 | 0 | 99.2127 | 0 | 32.2643 | [6 empty] | DEER:HVAC_Split-Package_HP | Annual | FALSE
Any | SWHC046C | Asm | ex | CZ09 | cDXHP | SWHC046-01 | ExAnte2019 | IOU workpaper | 2019-11-06 | Cap-Tons | 1 |  |  | 0 | 0 | 0 | 135.5386 | 0 | 32.8555 | [6 empty] | DEER:HVAC_Split-Package_HP | Annual | FALSE
Any | SWHC046C | Asm | ex | CZ10 | cDXHP | SWHC046-01 | ExAnte2019 | IOU workpaper | 2019-11-06 | Cap-Tons | 1 |  |  | 0 | 0 | 0 | 126.2453 | 0 | 39.9592 | [6 empty] | DEER:HVAC_Split-Package_HP | Annual | FALSE
Any | SWHC046C | Asm | ex | CZ11 | cDXHP | SWHC046-01 | ExAnte2019 | IOU workpaper | 2019-11-06 | Cap-Tons | 1 |  |  | 0 | 0 | 0 | -9.4615 | 0 | 71.3809 | [6 empty] | DEER:HVAC_Split-Package_HP | Annual | FALSE
Any | SWHC046C | Asm | ex | CZ12 | cDXHP | SWHC046-01 | ExAnte2019 | IOU workpaper | 2019-11-06 | Cap-Tons | 1 |  |  | 0 | 0 | 0 | -78.3102 | 0 | 77.6866 | [6 empty] | DEER:HVAC_Split-Package_HP | Annual | FALSE
Any | SWHC046C | Asm | ex | CZ13 | cDXHP | SWHC046-01 | ExAnte2019 | IOU workpaper | 2019-11-06 | Cap-Tons | 1 |  |  | 0 | 0 | 0 | 35.3195 | 0 | 65.6123 | [6 empty] | DEER:HVAC_Split-Package_HP | Annual | FALSE
Any | SWHC046C | Asm | ex | CZ14 | cDXHP | SWHC046-01 | ExAnte2019 | IOU workpaper | 2019-11-06 | Cap-Tons | 1 |  |  | 0 | 0 | 0 | 0.965 | 0 | 69.4062 | [6 empty] | DEER:HVAC_Split-Package_HP | Annual | FALSE
Any | SWHC046C | Asm | ex | CZ15 | cDXHP | SWHC046-01 | ExAnte2019 | IOU workpaper | 2019-11-06 | Cap-Tons | 1 |  |  | 0 | 0 | 0 | 395.2924 | 0 | 12.5575 | [6 empty] | DEER:HVAC_Split-Package_HP | Annual | FALSE
Any | SWHC046C | Asm | ex | CZ16 | cDXHP | SWHC046-01 | ExAnte2019 | IOU workpaper | 2019-11-06 | Cap-Tons | 1 |  |  | 0 | 0 | 0 | -927.8843 | 0 | 189.083 | [6 empty] | DEER:HVAC_Split-Package_HP | Annual | FALSE
Any | SWHC046C | Com | ex | CZ01 | cDXHP | SWHC046-01 | ExAnte2019 | IOU workpaper | 2019-11-06 | Cap-Tons | 1 |  |  | 0 | 0 | 0 | -332.931 | 0 | 113.9172 | [6 empty] | DEER:HVAC_Split-Package_HP | Annual | FALSE
Any | SWHC046C | Com | ex | CZ02 | cDXHP | SWHC046-01 | ExAnte2019 | IOU workpaper | 2019-11-06 | Cap-Tons | 1 |  |  | 0 | 0 | 0 | -65.3085 | 0 | 61.5905 | [6 empty] | DEER:HVAC_Split-Package_HP | Annual | FALSE
Any | SWHC046C | Com | ex | CZ03 | cDXHP | SWHC046-01 | ExAnte2019 | IOU workpaper | 2019-11-06 | Cap-Tons | 1 |  |  | 0 | 0 | 0 | 7.4898 | 0 | 42.2318 | [6 empty] | DEER:HVAC_Split-Package_HP | Annual | FALSE
Any | SWHC046C | Com | ex | CZ04 | cDXHP | SWHC046-01 | ExAnte2019 | IOU workpaper | 2019-11-06 | Cap-Tons | 1 |  |  | 0 | 0 | 0 | 34.3517 | 0 | 36.6611 | [6 empty] | DEER:HVAC_Split-Package_HP | Annual | FALSE
Any | SWHC046C | Com | ex | CZ05 | cDXHP | SWHC046-01 | ExAnte2019 | IOU workpaper | 2019-11-06 | Cap-Tons | 1 |  |  | 0 | 0 | 0 | -35.3472 | 0 | 57.9325 | [6 empty] | DEER:HVAC_Split-Package_HP | Annual | FALSE
Any | SWHC046C | Com | ex | CZ06 | cDXHP | SWHC046-01 | ExAnte2019 | IOU workpaper | 2019-11-06 | Cap-Tons | 1 |  |  | 0 | 0 | 0 | 133.5921 | 0 | 22.9105 | [6 empty] | DEER:HVAC_Split-Package_HP | Annual | FALSE
Any | SWHC046C | Com | ex | CZ07 | cDXHP | SWHC046-01 | ExAnte2019 | IOU workpaper | 2019-11-06 | Cap-Tons | 1 |  |  | 0 | 0 | 0 | 148.6945 | 0 | 18.4075 | [6 empty] | DEER:HVAC_Split-Package_HP | Annual | FALSE
Any | SWHC046C | Com | ex | CZ08 | cDXHP | SWHC046-01 | ExAnte2019 | IOU workpaper | 2019-11-06 | Cap-Tons | 1 |  |  | 0 | 0 | 0 | 150.2173 | 0 | 22.1392 | [6 empty] | DEER:HVAC_Split-Package_HP | Annual | FALSE
Any | SWHC046C | Com | ex | CZ09 | cDXHP | SWHC046-01 | ExAnte2019 | IOU workpaper | 2019-11-06 | Cap-Tons | 1 |  |  | 0 | 0 | 0 | 187.4964 | 0 | 21.7753 | [6 empty] | DEER:HVAC_Split-Package_HP | Annual | FALSE
Any | SWHC046C | Com | ex | CZ10 | cDXHP | SWHC046-01 | ExAnte2019 | IOU workpaper | 2019-11-06 | Cap-Tons | 1 |  |  | 0 | 0 | 0 | 151.9869 | 0 | 29.4904 | [6 empty] | DEER:HVAC_Split-Package_HP | Annual | FALSE
Any | SWHC046C | Com | ex | CZ11 | cDXHP | SWHC046-01 | ExAnte2019 | IOU workpaper | 2019-11-06 | Cap-Tons | 1 |  |  | 0 | 0 | 0 | 44.6631 | 0 | 51.7274 | [6 empty] | DEER:HVAC_Split-Package_HP | Annual | FALSE
Any | SWHC046C | Com | ex | CZ12 | cDXHP | SWHC046-01 | ExAnte2019 | IOU workpaper | 2019-11-06 | Cap-Tons | 1 |  |  | 0 | 0 | 0 | 27.471 | 0 | 48.8834 | [6 empty] | DEER:HVAC_Split-Package_HP | Annual | FALSE
Any | SWHC046C | Com | ex | CZ13 | cDXHP | SWHC046-01 | ExAnte2019 | IOU workpaper | 2019-11-06 | Cap-Tons | 1 |  |  | 0 | 0 | 0 | 96.2307 | 0 | 44.1317 | [6 empty] | DEER:HVAC_Split-Package_HP | Annual | FALSE
Any | SWHC046C | Com | ex | CZ14 | cDXHP | SWHC046-01 | ExAnte2019 | IOU workpaper | 2019-11-06 | Cap-Tons | 1 |  |  | 0 | 0 | 0 | 72.5543 | 0 | 47.5408 | [6 empty] | DEER:HVAC_Split-Package_HP | Annual | FALSE
Any | SWHC046C | Com | ex | CZ15 | cDXHP | SWHC046-01 | ExAnte2019 | IOU workpaper | 2019-11-06 | Cap-Tons | 1 |  |  | 0 | 0 | 0 | 394.9047 | 0 | 8.0636 | [6 empty] | DEER:HVAC_Split-Package_HP | Annual | FALSE
Any | SWHC046C | Com | ex | CZ16 | cDXHP | SWHC046-01 | ExAnte2019 | IOU workpaper | 2019-11-06 | Cap-Tons | 1 |  |  | 0 | 0 | 0 | -614.2417 | 0 | 133.4351 | [6 empty] | DEER:HVAC_Split-Package_HP | Annual | FALSE
Any | SWHC046C | ECC | ex | CZ01 | cDXHP | SWHC046-01 | ExAnte2019 | IOU workpaper | 2019-11-06 | Cap-Tons | 1 |  |  | 0 | 0 | 0 | -150.7353 | 0 | 72.0202 | [6 empty] | DEER:HVAC_Split-Package_HP | Annual | FALSE
Any | SWHC046C | ECC | ex | CZ02 | cDXHP | SWHC046-01 | ExAnte2019 | IOU workpaper | 2019-11-06 | Cap-Tons | 1 |  |  | 0 | 0 | 0 | 1.7965 | 0 | 40.5526 | [6 empty] | DEER:HVAC_Split-Package_HP | Annual | FALSE
Any | SWHC046C | ECC | ex | CZ03 | cDXHP | SWHC046-01 | ExAnte2019 | IOU workpaper | 2019-11-06 | Cap-Tons | 1 |  |  | 0 | 0 | 0 | 30.4419 | 0 | 31.2714 | [6 empty] | DEER:HVAC_Split-Package_HP | Annual | FALSE
Any | SWHC046C | ECC | ex | CZ04 | cDXHP | SWHC046-01 | ExAnte2019 | IOU workpaper | 2019-11-06 | Cap-Tons | 1 |  |  | 0 | 0 | 0 | 52.1704 | 0 | 28.0396 | [6 empty] | DEER:HVAC_Split-Package_HP | Annual | FALSE
Any | SWHC046C | ECC | ex | CZ05 | cDXHP | SWHC046-01 | ExAnte2019 | IOU workpaper | 2019-11-06 | Cap-Tons | 1 |  |  | 0 | 0 | 0 | 21.5782 | 0 | 31.2089 | [6 empty] | DEER:HVAC_Split-Package_HP | Annual | FALSE
Any | SWHC046C | ECC | ex | CZ06 | cDXHP | SWHC046-01 | ExAnte2019 | IOU workpaper | 2019-11-06 | Cap-Tons | 1 |  |  | 0 | 0 | 0 | 134.2285 | 0 | 10.3507 | [6 empty] | DEER:HVAC_Split-Package_HP | Annual | FALSE
Any | SWHC046C | ECC | ex | CZ07 | cDXHP | SWHC046-01 | ExAnte2019 | IOU workpaper | 2019-11-06 | Cap-Tons | 1 |  |  | 0 | 0 | 0 | 130.7315 | 0 | 6.1637 | [6 empty] | DEER:HVAC_Split-Package_HP | Annual | FALSE
Any | SWHC046C | ECC | ex | CZ08 | cDXHP | SWHC046-01 | ExAnte2019 | IOU workpaper | 2019-11-06 | Cap-Tons | 1 |  |  | 0 | 0 | 0 | 149.347 | 0 | 9.5312 | [6 empty] | DEER:HVAC_Split-Package_HP | Annual | FALSE
Any | SWHC046C | ECC | ex | CZ09 | cDXHP | SWHC046-01 | ExAnte2019 | IOU workpaper | 2019-11-06 | Cap-Tons | 1 |  |  | 0 | 0 | 0 | 167.3461 | 0 | 11.4229 | [6 empty] | DEER:HVAC_Split-Package_HP | Annual | FALSE
Any | SWHC046C | ECC | ex | CZ10 | cDXHP | SWHC046-01 | ExAnte2019 | IOU workpaper | 2019-11-06 | Cap-Tons | 1 |  |  | 0 | 0 | 0 | 171.9483 | 0 | 12.8409 | [6 empty] | DEER:HVAC_Split-Package_HP | Annual | FALSE
Any | SWHC046C | ECC | ex | CZ11 | cDXHP | SWHC046-01 | ExAnte2019 | IOU workpaper | 2019-11-06 | Cap-Tons | 1 |  |  | 0 | 0 | 0 | 82.0374 | 0 | 33.3053 | [6 empty] | DEER:HVAC_Split-Package_HP | Annual | FALSE
Any | SWHC046C | ECC | ex | CZ12 | cDXHP | SWHC046-01 | ExAnte2019 | IOU workpaper | 2019-11-06 | Cap-Tons | 1 |  |  | 0 | 0 | 0 | 51.5114 | 0 | 34.8597 | [6 empty] | DEER:HVAC_Split-Package_HP | Annual | FALSE
Any | SWHC046C | ECC | ex | CZ13 | cDXHP | SWHC046-01 | ExAnte2019 | IOU workpaper | 2019-11-06 | Cap-Tons | 1 |  |  | 0 | 0 | 0 | 106.806 | 0 | 29.0488 | [6 empty] | DEER:HVAC_Split-Package_HP | Annual | FALSE
Any | SWHC046C | ECC | ex | CZ14 | cDXHP | SWHC046-01 | ExAnte2019 | IOU workpaper | 2019-11-06 | Cap-Tons | 1 |  |  | 0 | 0 | 0 | 93.6896 | 0 | 30.6499 | [6 empty] | DEER:HVAC_Split-Package_HP | Annual | FALSE
Any | SWHC046C | ECC | ex | CZ15 | cDXHP | SWHC046-01 | ExAnte2019 | IOU workpaper | 2019-11-06 | Cap-Tons | 1 |  |  | 0 | 0 | 0 | 316.7689 | 0 | 3.2825 | [6 empty] | DEER:HVAC_Split-Package_HP | Annual | FALSE
Any | SWHC046C | ECC | ex | CZ16 | cDXHP | SWHC046-01 | ExAnte2019 | IOU workpaper | 2019-11-06 | Cap-Tons | 1 |  |  | 0 | 0 | 0 | -382.3451 | 0 | 90.6794 | [6 empty] | DEER:HVAC_Split-Package_HP | Annual | FALSE
Any | SWHC046C | EPr | ex | CZ01 | cDXHP | SWHC046-01 | ExAnte2019 | IOU workpaper | 2019-11-06 | Cap-Tons | 1 |  |  | 0 | 0 | 0 | -349.9544 | 0 | 90.6057 | [6 empty] | DEER:HVAC_Split-Package_HP | Annual | FALSE
Any | SWHC046C | EPr | ex | CZ02 | cDXHP | SWHC046-01 | ExAnte2019 | IOU workpaper | 2019-11-06 | Cap-Tons | 1 |  |  | 0 | 0 | 0 | -140.8759 | 0 | 50.5666 | [6 empty] | DEER:HVAC_Split-Package_HP | Annual | FALSE
Any | SWHC046C | EPr | ex | CZ03 | cDXHP | SWHC046-01 | ExAnte2019 | IOU workpaper | 2019-11-06 | Cap-Tons | 1 |  |  | 0 | 0 | 0 | -94.2977 | 0 | 44.2835 | [6 empty] | DEER:HVAC_Split-Package_HP | Annual | FALSE
Any | SWHC046C | EPr | ex | CZ04 | cDXHP | SWHC046-01 | ExAnte2019 | IOU workpaper | 2019-11-06 | Cap-Tons | 1 |  |  | 0 | 0 | 0 | -62.3401 | 0 | 35.9169 | [6 empty] | DEER:HVAC_Split-Package_HP | Annual | FALSE
Any | SWHC046C | EPr | ex | CZ05 | cDXHP | SWHC046-01 | ExAnte2019 | IOU workpaper | 2019-11-06 | Cap-Tons | 1 |  |  | 0 | 0 | 0 | -110.1839 | 0 | 43.2929 | [6 empty] | DEER:HVAC_Split-Package_HP | Annual | FALSE
Any | SWHC046C | EPr | ex | CZ06 | cDXHP | SWHC046-01 | ExAnte2019 | IOU workpaper | 2019-11-06 | Cap-Tons | 1 |  |  | 0 | 0 | 0 | 28.3125 | 0 | 18.3216 | [6 empty] | DEER:HVAC_Split-Package_HP | Annual | FALSE
Any | SWHC046C | EPr | ex | CZ07 | cDXHP | SWHC046-01 | ExAnte2019 | IOU workpaper | 2019-11-06 | Cap-Tons | 1 |  |  | 0 | 0 | 0 | 37.5753 | 0 | 14.1455 | [6 empty] | DEER:HVAC_Split-Package_HP | Annual | FALSE
Any | SWHC046C | EPr | ex | CZ08 | cDXHP | SWHC046-01 | ExAnte2019 | IOU workpaper | 2019-11-06 | Cap-Tons | 1 |  |  | 0 | 0 | 0 | 50.7641 | 0 | 15.6024 | [6 empty] | DEER:HVAC_Split-Package_HP | Annual | FALSE
Any | SWHC046C | EPr | ex | CZ09 | cDXHP | SWHC046-01 | ExAnte2019 | IOU workpaper | 2019-11-06 | Cap-Tons | 1 |  |  | 0 | 0 | 0 | 59.0976 | 0 | 18.1502 | [6 empty] | DEER:HVAC_Split-Package_HP | Annual | FALSE
Any | SWHC046C | EPr | ex | CZ10 | cDXHP | SWHC046-01 | ExAnte2019 | IOU workpaper | 2019-11-06 | Cap-Tons | 1 |  |  | 0 | 0 | 0 | 63.6611 | 0 | 17.8359 | [6 empty] | DEER:HVAC_Split-Package_HP | Annual | FALSE
Any | SWHC046C | EPr | ex | CZ11 | cDXHP | SWHC046-01 | ExAnte2019 | IOU workpaper | 2019-11-06 | Cap-Tons | 1 |  |  | 0 | 0 | 0 | -49.2085 | 0 | 39.4411 | [6 empty] | DEER:HVAC_Split-Package_HP | Annual | FALSE
Any | SWHC046C | EPr | ex | CZ12 | cDXHP | SWHC046-01 | ExAnte2019 | IOU workpaper | 2019-11-06 | Cap-Tons | 1 |  |  | 0 | 0 | 0 | -75.9329 | 0 | 42.968 | [6 empty] | DEER:HVAC_Split-Package_HP | Annual | FALSE
Any | SWHC046C | EPr | ex | CZ13 | cDXHP | SWHC046-01 | ExAnte2019 | IOU workpaper | 2019-11-06 | Cap-Tons | 1 |  |  | 0 | 0 | 0 | -20.4518 | 0 | 35.0093 | [6 empty] | DEER:HVAC_Split-Package_HP | Annual | FALSE
Any | SWHC046C | EPr | ex | CZ14 | cDXHP | SWHC046-01 | ExAnte2019 | IOU workpaper | 2019-11-06 | Cap-Tons | 1 |  |  | 0 | 0 | 0 | -32.9272 | 0 | 35.6516 | [6 empty] | DEER:HVAC_Split-Package_HP | Annual | FALSE
Any | SWHC046C | EPr | ex | CZ15 | cDXHP | SWHC046-01 | ExAnte2019 | IOU workpaper | 2019-11-06 | Cap-Tons | 1 |  |  | 0 | 0 | 0 | 189.022 | 0 | 5.1616 | [6 empty] | DEER:HVAC_Split-Package_HP | Annual | FALSE
Any | SWHC046C | EPr | ex | CZ16 | cDXHP | SWHC046-01 | ExAnte2019 | IOU workpaper | 2019-11-06 | Cap-Tons | 1 |  |  | 0 | 0 | 0 | -562.2049 | 0 | 109.1812 | [6 empty] | DEER:HVAC_Split-Package_HP | Annual | FALSE
Any | SWHC046C | ERC | ex | CZ01 | cDXHP | SWHC046-01 | ExAnte2019 | IOU workpaper | 2019-11-06 | Cap-Tons | 1 |  |  | 0 | 0 | 0 | -670.7538 | 0 | 132.9105 | [6 empty] | DEER:HVAC_Split-Package_HP | Annual | FALSE
Any | SWHC046C | ERC | ex | CZ02 | cDXHP | SWHC046-01 | ExAnte2019 | IOU workpaper | 2019-11-06 | Cap-Tons | 1 |  |  | 0 | 0 | 0 | -388.9782 | 0 | 82.8714 | [6 empty] | DEER:HVAC_Split-Package_HP | Annual | FALSE
Any | SWHC046C | ERC | ex | CZ03 | cDXHP | SWHC046-01 | ExAnte2019 | IOU workpaper | 2019-11-06 | Cap-Tons | 1 |  |  | 0 | 0 | 0 | -244.6768 | 0 | 64.0724 | [6 empty] | DEER:HVAC_Split-Package_HP | Annual | FALSE
Any | SWHC046C | ERC | ex | CZ04 | cDXHP | SWHC046-01 | ExAnte2019 | IOU workpaper | 2019-11-06 | Cap-Tons | 1 |  |  | 0 | 0 | 0 | -248.5779 | 0 | 57.3437 | [6 empty] | DEER:HVAC_Split-Package_HP | Annual | FALSE
Any | SWHC046C | ERC | ex | CZ05 | cDXHP | SWHC046-01 | ExAnte2019 | IOU workpaper | 2019-11-06 | Cap-Tons | 1 |  |  | 0 | 0 | 0 | -328.3905 | 0 | 71.6541 | [6 empty] | DEER:HVAC_Split-Package_HP | Annual | FALSE
Any | SWHC046C | ERC | ex | CZ06 | cDXHP | SWHC046-01 | ExAnte2019 | IOU workpaper | 2019-11-06 | Cap-Tons | 1 |  |  | 0 | 0 | 0 | -79.7958 | 0 | 30.4744 | [6 empty] | DEER:HVAC_Split-Package_HP | Annual | FALSE
Any | SWHC046C | ERC | ex | CZ07 | cDXHP | SWHC046-01 | ExAnte2019 | IOU workpaper | 2019-11-06 | Cap-Tons | 1 |  |  | 0 | 0 | 0 | -32.678 | 0 | 19.9824 | [6 empty] | DEER:HVAC_Split-Package_HP | Annual | FALSE
Any | SWHC046C | ERC | ex | CZ08 | cDXHP | SWHC046-01 | ExAnte2019 | IOU workpaper | 2019-11-06 | Cap-Tons | 1 |  |  | 0 | 0 | 0 | -45.9144 | 0 | 27.0235 | [6 empty] | DEER:HVAC_Split-Package_HP | Annual | FALSE
Any | SWHC046C | ERC | ex | CZ09 | cDXHP | SWHC046-01 | ExAnte2019 | IOU workpaper | 2019-11-06 | Cap-Tons | 1 |  |  | 0 | 0 | 0 | -30.0373 | 0 | 26.9481 | [6 empty] | DEER:HVAC_Split-Package_HP | Annual | FALSE
Any | SWHC046C | ERC | ex | CZ10 | cDXHP | SWHC046-01 | ExAnte2019 | IOU workpaper | 2019-11-06 | Cap-Tons | 1 |  |  | 0 | 0 | 0 | -51.4462 | 0 | 30.2927 | [6 empty] | DEER:HVAC_Split-Package_HP | Annual | FALSE
Any | SWHC046C | ERC | ex | CZ11 | cDXHP | SWHC046-01 | ExAnte2019 | IOU workpaper | 2019-11-06 | Cap-Tons | 1 |  |  | 0 | 0 | 0 | -201.259 | 0 | 55.4819 | [6 empty] | DEER:HVAC_Split-Package_HP | Annual | FALSE
Any | SWHC046C | ERC | ex | CZ12 | cDXHP | SWHC046-01 | ExAnte2019 | IOU workpaper | 2019-11-06 | Cap-Tons | 1 |  |  | 0 | 0 | 0 | -250.8076 | 0 | 62.5443 | [6 empty] | DEER:HVAC_Split-Package_HP | Annual | FALSE
Any | SWHC046C | ERC | ex | CZ13 | cDXHP | SWHC046-01 | ExAnte2019 | IOU workpaper | 2019-11-06 | Cap-Tons | 1 |  |  | 0 | 0 | 0 | -160.9245 | 0 | 49.9268 | [6 empty] | DEER:HVAC_Split-Package_HP | Annual | FALSE
Any | SWHC046C | ERC | ex | CZ14 | cDXHP | SWHC046-01 | ExAnte2019 | IOU workpaper | 2019-11-06 | Cap-Tons | 1 |  |  | 0 | 0 | 0 | -193.5005 | 0 | 52.0345 | [6 empty] | DEER:HVAC_Split-Package_HP | Annual | FALSE
Any | SWHC046C | ERC | ex | CZ15 | cDXHP | SWHC046-01 | ExAnte2019 | IOU workpaper | 2019-11-06 | Cap-Tons | 1 |  |  | 0 | 0 | 0 | 133.749 | 0 | 8.3568 | [6 empty] | DEER:HVAC_Split-Package_HP | Annual | FALSE
Any | SWHC046C | ERC | ex | CZ16 | cDXHP | SWHC046-01 | ExAnte2019 | IOU workpaper | 2019-11-06 | Cap-Tons | 1 |  |  | 0 | 0 | 0 | -939.1598 | 0 | 146.2976 | [6 empty] | DEER:HVAC_Split-Package_HP | Annual | FALSE
Any | SWHC046C | ESe | ex | CZ01 | cDXHP | SWHC046-01 | ExAnte2019 | IOU workpaper | 2019-11-06 | Cap-Tons | 1 |  |  | 0 | 0 | 0 | -295.4992 | 0 | 83.3021 | [6 empty] | DEER:HVAC_Split-Package_HP | Annual | FALSE
Any | SWHC046C | ESe | ex | CZ02 | cDXHP | SWHC046-01 | ExAnte2019 | IOU workpaper | 2019-11-06 | Cap-Tons | 1 |  |  | 0 | 0 | 0 | -124.5177 | 0 | 50.6527 | [6 empty] | DEER:HVAC_Split-Package_HP | Annual | FALSE
Any | SWHC046C | ESe | ex | CZ03 | cDXHP | SWHC046-01 | ExAnte2019 | IOU workpaper | 2019-11-06 | Cap-Tons | 1 |  |  | 0 | 0 | 0 | -46.4799 | 0 | 35.3734 | [6 empty] | DEER:HVAC_Split-Package_HP | Annual | FALSE
Any | SWHC046C | ESe | ex | CZ04 | cDXHP | SWHC046-01 | ExAnte2019 | IOU workpaper | 2019-11-06 | Cap-Tons | 1 |  |  | 0 | 0 | 0 | -29.6811 | 0 | 32.3162 | [6 empty] | DEER:HVAC_Split-Package_HP | Annual | FALSE
Any | SWHC046C | ESe | ex | CZ05 | cDXHP | SWHC046-01 | ExAnte2019 | IOU workpaper | 2019-11-06 | Cap-Tons | 1 |  |  | 0 | 0 | 0 | -50.8732 | 0 | 34.0628 | [6 empty] | DEER:HVAC_Split-Package_HP | Annual | FALSE
Any | SWHC046C | ESe | ex | CZ06 | cDXHP | SWHC046-01 | ExAnte2019 | IOU workpaper | 2019-11-06 | Cap-Tons | 1 |  |  | 0 | 0 | 0 | 64.1933 | 0 | 14.0859 | [6 empty] | DEER:HVAC_Split-Package_HP | Annual | FALSE
Any | SWHC046C | ESe | ex | CZ07 | cDXHP | SWHC046-01 | ExAnte2019 | IOU workpaper | 2019-11-06 | Cap-Tons | 1 |  |  | 0 | 0 | 0 | 72.9543 | 0 | 9.7622 | [6 empty] | DEER:HVAC_Split-Package_HP | Annual | FALSE
Any | SWHC046C | ESe | ex | CZ08 | cDXHP | SWHC046-01 | ExAnte2019 | IOU workpaper | 2019-11-06 | Cap-Tons | 1 |  |  | 0 | 0 | 0 | 79.2576 | 0 | 13.1647 | [6 empty] | DEER:HVAC_Split-Package_HP | Annual | FALSE
Any | SWHC046C | ESe | ex | CZ09 | cDXHP | SWHC046-01 | ExAnte2019 | IOU workpaper | 2019-11-06 | Cap-Tons | 1 |  |  | 0 | 0 | 0 | 87.314 | 0 | 15.0388 | [6 empty] | DEER:HVAC_Split-Package_HP | Annual | FALSE
Any | SWHC046C | ESe | ex | CZ10 | cDXHP | SWHC046-01 | ExAnte2019 | IOU workpaper | 2019-11-06 | Cap-Tons | 1 |  |  | 0 | 0 | 0 | 77.6141 | 0 | 18.7719 | [6 empty] | DEER:HVAC_Split-Package_HP | Annual | FALSE
Any | SWHC046C | ESe | ex | CZ11 | cDXHP | SWHC046-01 | ExAnte2019 | IOU workpaper | 2019-11-06 | Cap-Tons | 1 |  |  | 0 | 0 | 0 | -46.7531 | 0 | 42.1609 | [6 empty] | DEER:HVAC_Split-Package_HP | Annual | FALSE
Any | SWHC046C | ESe | ex | CZ12 | cDXHP | SWHC046-01 | ExAnte2019 | IOU workpaper | 2019-11-06 | Cap-Tons | 1 |  |  | 0 | 0 | 0 | -73.6703 | 0 | 44.716 | [6 empty] | DEER:HVAC_Split-Package_HP | Annual | FALSE
Any | SWHC046C | ESe | ex | CZ13 | cDXHP | SWHC046-01 | ExAnte2019 | IOU workpaper | 2019-11-06 | Cap-Tons | 1 |  |  | 0 | 0 | 0 | -12.856 | 0 | 36.9942 | [6 empty] | DEER:HVAC_Split-Package_HP | Annual | FALSE
Any | SWHC046C | ESe | ex | CZ14 | cDXHP | SWHC046-01 | ExAnte2019 | IOU workpaper | 2019-11-06 | Cap-Tons | 1 |  |  | 0 | 0 | 0 | -30.7747 | 0 | 38.7337 | [6 empty] | DEER:HVAC_Split-Package_HP | Annual | FALSE
Any | SWHC046C | ESe | ex | CZ15 | cDXHP | SWHC046-01 | ExAnte2019 | IOU workpaper | 2019-11-06 | Cap-Tons | 1 |  |  | 0 | 0 | 0 | 207.4661 | 0 | 5.6003 | [6 empty] | DEER:HVAC_Split-Package_HP | Annual | FALSE
Any | SWHC046C | ESe | ex | CZ16 | cDXHP | SWHC046-01 | ExAnte2019 | IOU workpaper | 2019-11-06 | Cap-Tons | 1 |  |  | 0 | 0 | 0 | -518.3599 | 0 | 100.256 | [6 empty] | DEER:HVAC_Split-Package_HP | Annual | FALSE
Any | SWHC046C | EUn | ex | CZ01 | cDXHP | SWHC046-01 | ExAnte2019 | IOU workpaper | 2019-11-06 | Cap-Tons | 1 |  |  | 0 | 0 | 0 | -243.6096 | 0 | 89.3643 | [6 empty] | DEER:HVAC_Split-Package_HP | Annual | FALSE
Any | SWHC046C | EUn | ex | CZ02 | cDXHP | SWHC046-01 | ExAnte2019 | IOU workpaper | 2019-11-06 | Cap-Tons | 1 |  |  | 0 | 0 | 0 | -66.5761 | 0 | 55.5966 | [6 empty] | DEER:HVAC_Split-Package_HP | Annual | FALSE
Any | SWHC046C | EUn | ex | CZ03 | cDXHP | SWHC046-01 | ExAnte2019 | IOU workpaper | 2019-11-06 | Cap-Tons | 1 |  |  | 0 | 0 | 0 | -16.8964 | 0 | 44.819 | [6 empty] | DEER:HVAC_Split-Package_HP | Annual | FALSE
Any | SWHC046C | EUn | ex | CZ04 | cDXHP | SWHC046-01 | ExAnte2019 | IOU workpaper | 2019-11-06 | Cap-Tons | 1 |  |  | 0 | 0 | 0 | 2.4512 | 0 | 40.8704 | [6 empty] | DEER:HVAC_Split-Package_HP | Annual | FALSE
Any | SWHC046C | EUn | ex | CZ05 | cDXHP | SWHC046-01 | ExAnte2019 | IOU workpaper | 2019-11-06 | Cap-Tons | 1 |  |  | 0 | 0 | 0 | -38.322 | 0 | 45.8593 | [6 empty] | DEER:HVAC_Split-Package_HP | Annual | FALSE
Any | SWHC046C | EUn | ex | CZ06 | cDXHP | SWHC046-01 | ExAnte2019 | IOU workpaper | 2019-11-06 | Cap-Tons | 1 |  |  | 0 | 0 | 0 | 121.621 | 0 | 19.218 | [6 empty] | DEER:HVAC_Split-Package_HP | Annual | FALSE
Any | SWHC046C | EUn | ex | CZ07 | cDXHP | SWHC046-01 | ExAnte2019 | IOU workpaper | 2019-11-06 | Cap-Tons | 1 |  |  | 0 | 0 | 0 | 125.9443 | 0 | 13.818 | [6 empty] | DEER:HVAC_Split-Package_HP | Annual | FALSE
Any | SWHC046C | EUn | ex | CZ08 | cDXHP | SWHC046-01 | ExAnte2019 | IOU workpaper | 2019-11-06 | Cap-Tons | 1 |  |  | 0 | 0 | 0 | 140.8594 | 0 | 18.5528 | [6 empty] | DEER:HVAC_Split-Package_HP | Annual | FALSE
Any | SWHC046C | EUn | ex | CZ09 | cDXHP | SWHC046-01 | ExAnte2019 | IOU workpaper | 2019-11-06 | Cap-Tons | 1 |  |  | 0 | 0 | 0 | 161.3624 | 0 | 20.0445 | [6 empty] | DEER:HVAC_Split-Package_HP | Annual | FALSE
Any | SWHC046C | EUn | ex | CZ10 | cDXHP | SWHC046-01 | ExAnte2019 | IOU workpaper | 2019-11-06 | Cap-Tons | 1 |  |  | 0 | 0 | 0 | 169.4146 | 0 | 21.2458 | [6 empty] | DEER:HVAC_Split-Package_HP | Annual | FALSE
Any | SWHC046C | EUn | ex | CZ11 | cDXHP | SWHC046-01 | ExAnte2019 | IOU workpaper | 2019-11-06 | Cap-Tons | 1 |  |  | 0 | 0 | 0 | 69.4163 | 0 | 43.0312 | [6 empty] | DEER:HVAC_Split-Package_HP | Annual | FALSE
Any | SWHC046C | EUn | ex | CZ12 | cDXHP | SWHC046-01 | ExAnte2019 | IOU workpaper | 2019-11-06 | Cap-Tons | 1 |  |  | 0 | 0 | 0 | 24.7738 | 0 | 46.1227 | [6 empty] | DEER:HVAC_Split-Package_HP | Annual | FALSE
Any | SWHC046C | EUn | ex | CZ13 | cDXHP | SWHC046-01 | ExAnte2019 | IOU workpaper | 2019-11-06 | Cap-Tons | 1 |  |  | 0 | 0 | 0 | 100.1734 | 0 | 37.8126 | [6 empty] | DEER:HVAC_Split-Package_HP | Annual | FALSE
Any | SWHC046C | EUn | ex | CZ14 | cDXHP | SWHC046-01 | ExAnte2019 | IOU workpaper | 2019-11-06 | Cap-Tons | 1 |  |  | 0 | 0 | 0 | 76.4051 | 0 | 40.9415 | [6 empty] | DEER:HVAC_Split-Package_HP | Annual | FALSE
Any | SWHC046C | EUn | ex | CZ15 | cDXHP | SWHC046-01 | ExAnte2019 | IOU workpaper | 2019-11-06 | Cap-Tons | 1 |  |  | 0 | 0 | 0 | 352.8479 | 0 | 6.2616 | [6 empty] | DEER:HVAC_Split-Package_HP | Annual | FALSE
Any | SWHC046C | EUn | ex | CZ16 | cDXHP | SWHC046-01 | ExAnte2019 | IOU workpaper | 2019-11-06 | Cap-Tons | 1 |  |  | 0 | 0 | 0 | -477.9126 | 0 | 107.3707 | [6 empty] | DEER:HVAC_Split-Package_HP | Annual | FALSE
Any | SWHC046C | Gro | ex | CZ01 | cDXHP | SWHC046-01 | ExAnte2019 | IOU workpaper | 2019-11-06 | Cap-Tons | 1 |  |  | 0 | 0 | 0 | -2077.7283 | 0 | 495.8101 | [6 empty] | DEER:HVAC_Split-Package_HP | Annual | FALSE
Any | SWHC046C | Gro | ex | CZ02 | cDXHP | SWHC046-01 | ExAnte2019 | IOU workpaper | 2019-11-06 | Cap-Tons | 1 |  |  | 0 | 0 | 0 | -407.7677 | 0 | 167.0243 | [6 empty] | DEER:HVAC_Split-Package_HP | Annual | FALSE
Any | SWHC046C | Gro | ex | CZ03 | cDXHP | SWHC046-01 | ExAnte2019 | IOU workpaper | 2019-11-06 | Cap-Tons | 1 |  |  | 0 | 0 | 0 | -558.9599 | 0 | 220.7772 | [6 empty] | DEER:HVAC_Split-Package_HP | Annual | FALSE
Any | SWHC046C | Gro | ex | CZ04 | cDXHP | SWHC046-01 | ExAnte2019 | IOU workpaper | 2019-11-06 | Cap-Tons | 1 |  |  | 0 | 0 | 0 | -238.5572 | 0 | 145.9162 | [6 empty] | DEER:HVAC_Split-Package_HP | Annual | FALSE
Any | SWHC046C | Gro | ex | CZ05 | cDXHP | SWHC046-01 | ExAnte2019 | IOU workpaper | 2019-11-06 | Cap-Tons | 1 |  |  | 0 | 0 | 0 | -744.4934 | 0 | 259.3173 | [6 empty] | DEER:HVAC_Split-Package_HP | Annual | FALSE
Any | SWHC046C | Gro | ex | CZ06 | cDXHP | SWHC046-01 | ExAnte2019 | IOU workpaper | 2019-11-06 | Cap-Tons | 1 |  |  | 0 | 0 | 0 | -1.3893 | 0 | 94.083 | [6 empty] | DEER:HVAC_Split-Package_HP | Annual | FALSE
Any | SWHC046C | Gro | ex | CZ07 | cDXHP | SWHC046-01 | ExAnte2019 | IOU workpaper | 2019-11-06 | Cap-Tons | 1 |  |  | 0 | 0 | 0 | 57.0839 | 0 | 107.6528 | [6 empty] | DEER:HVAC_Split-Package_HP | Annual | FALSE
Any | SWHC046C | Gro | ex | CZ08 | cDXHP | SWHC046-01 | ExAnte2019 | IOU workpaper | 2019-11-06 | Cap-Tons | 1 |  |  | 0 | 0 | 0 | 155.8041 | 0 | 78.4697 | [6 empty] | DEER:HVAC_Split-Package_HP | Annual | FALSE
Any | SWHC046C | Gro | ex | CZ09 | cDXHP | SWHC046-01 | ExAnte2019 | IOU workpaper | 2019-11-06 | Cap-Tons | 1 |  |  | 0 | 0 | 0 | 181.7521 | 0 | 71.7977 | [6 empty] | DEER:HVAC_Split-Package_HP | Annual | FALSE
Any | SWHC046C | Gro | ex | CZ10 | cDXHP | SWHC046-01 | ExAnte2019 | IOU workpaper | 2019-11-06 | Cap-Tons | 1 |  |  | 0 | 0 | 0 | 157.0173 | 0 | 80.3919 | [6 empty] | DEER:HVAC_Split-Package_HP | Annual | FALSE
Any | SWHC046C | Gro | ex | CZ11 | cDXHP | SWHC046-01 | ExAnte2019 | IOU workpaper | 2019-11-06 | Cap-Tons | 1 |  |  | 0 | 0 | 0 | -103.7279 | 0 | 111.9016 | [6 empty] | DEER:HVAC_Split-Package_HP | Annual | FALSE
Any | SWHC046C | Gro | ex | CZ12 | cDXHP | SWHC046-01 | ExAnte2019 | IOU workpaper | 2019-11-06 | Cap-Tons | 1 |  |  | 0 | 0 | 0 | -117.247 | 0 | 113.6307 | [6 empty] | DEER:HVAC_Split-Package_HP | Annual | FALSE
Any | SWHC046C | Gro | ex | CZ13 | cDXHP | SWHC046-01 | ExAnte2019 | IOU workpaper | 2019-11-06 | Cap-Tons | 1 |  |  | 0 | 0 | 0 | -1.0111 | 0 | 103.0754 | [6 empty] | DEER:HVAC_Split-Package_HP | Annual | FALSE
Any | SWHC046C | Gro | ex | CZ14 | cDXHP | SWHC046-01 | ExAnte2019 | IOU workpaper | 2019-11-06 | Cap-Tons | 1 |  |  | 0 | 0 | 0 | -71.7995 | 0 | 109.7289 | [6 empty] | DEER:HVAC_Split-Package_HP | Annual | FALSE
Any | SWHC046C | Gro | ex | CZ15 | cDXHP | SWHC046-01 | ExAnte2019 | IOU workpaper | 2019-11-06 | Cap-Tons | 1 |  |  | 0 | 0 | 0 | 544.1055 | 0 | 25.6488 | [6 empty] | DEER:HVAC_Split-Package_HP | Annual | FALSE
Any | SWHC046C | Gro | ex | CZ16 | cDXHP | SWHC046-01 | ExAnte2019 | IOU workpaper | 2019-11-06 | Cap-Tons | 1 |  |  | 0 | 0 | 0 | -1621.6924 | 0 | 344.6283 | [6 empty] | DEER:HVAC_Split-Package_HP | Annual | FALSE
Any | SWHC046C | Hsp | ex | CZ01 | cDXHP | SWHC046-01 | ExAnte2019 | IOU workpaper | 2019-11-06 | Cap-Tons | 1 |  |  | 0 | 0 | 0 | 155.9398 | 0 | 82.6661 | [6 empty] | DEER:HVAC_Split-Package_HP | Annual | FALSE
Any | SWHC046C | Hsp | ex | CZ02 | cDXHP | SWHC046-01 | ExAnte2019 | IOU workpaper | 2019-11-06 | Cap-Tons | 1 |  |  | 0 | 0 | 0 | 275.3126 | 0 | 53.4514 | [6 empty] | DEER:HVAC_Split-Package_HP | Annual | FALSE
Any | SWHC046C | Hsp | ex | CZ03 | cDXHP | SWHC046-01 | ExAnte2019 | IOU workpaper | 2019-11-06 | Cap-Tons | 1 |  |  | 0 | 0 | 0 | 316.9344 | 0 | 40.3883 | [6 empty] | DEER:HVAC_Split-Package_HP | Annual | FALSE
Any | SWHC046C | Hsp | ex | CZ04 | cDXHP | SWHC046-01 | ExAnte2019 | IOU workpaper | 2019-11-06 | Cap-Tons | 1 |  |  | 0 | 0 | 0 | 317.5557 | 0 | 39.9783 | [6 empty] | DEER:HVAC_Split-Package_HP | Annual | FALSE
Any | SWHC046C | Hsp | ex | CZ05 | cDXHP | SWHC046-01 | ExAnte2019 | IOU workpaper | 2019-11-06 | Cap-Tons | 1 |  |  | 0 | 0 | 0 | 292.8751 | 0 | 45.3315 | [6 empty] | DEER:HVAC_Split-Package_HP | Annual | FALSE
Any | SWHC046C | Hsp | ex | CZ06 | cDXHP | SWHC046-01 | ExAnte2019 | IOU workpaper | 2019-11-06 | Cap-Tons | 1 |  |  | 0 | 0 | 0 | 411.4824 | 0 | 19.6284 | [6 empty] | DEER:HVAC_Split-Package_HP | Annual | FALSE
Any | SWHC046C | Hsp | ex | CZ07 | cDXHP | SWHC046-01 | ExAnte2019 | IOU workpaper | 2019-11-06 | Cap-Tons | 1 |  |  | 0 | 0 | 0 | 426.5811 | 0 | 8.8971 | [6 empty] | DEER:HVAC_Split-Package_HP | Annual | FALSE
Any | SWHC046C | Hsp | ex | CZ08 | cDXHP | SWHC046-01 | ExAnte2019 | IOU workpaper | 2019-11-06 | Cap-Tons | 1 |  |  | 0 | 0 | 0 | 446.6963 | 0 | 14.9149 | [6 empty] | DEER:HVAC_Split-Package_HP | Annual | FALSE
Any | SWHC046C | Hsp | ex | CZ09 | cDXHP | SWHC046-01 | ExAnte2019 | IOU workpaper | 2019-11-06 | Cap-Tons | 1 |  |  | 0 | 0 | 0 | 444.3419 | 0 | 20.4589 | [6 empty] | DEER:HVAC_Split-Package_HP | Annual | FALSE
Any | SWHC046C | Hsp | ex | CZ10 | cDXHP | SWHC046-01 | ExAnte2019 | IOU workpaper | 2019-11-06 | Cap-Tons | 1 |  |  | 0 | 0 | 0 | 453.0774 | 0 | 24.6273 | [6 empty] | DEER:HVAC_Split-Package_HP | Annual | FALSE
Any | SWHC046C | Hsp | ex | CZ11 | cDXHP | SWHC046-01 | ExAnte2019 | IOU workpaper | 2019-11-06 | Cap-Tons | 1 |  |  | 0 | 0 | 0 | 335.0864 | 0 | 51.4601 | [6 empty] | DEER:HVAC_Split-Package_HP | Annual | FALSE
Any | SWHC046C | Hsp | ex | CZ12 | cDXHP | SWHC046-01 | ExAnte2019 | IOU workpaper | 2019-11-06 | Cap-Tons | 1 |  |  | 0 | 0 | 0 | 323.8796 | 0 | 48.7415 | [6 empty] | DEER:HVAC_Split-Package_HP | Annual | FALSE
Any | SWHC046C | Hsp | ex | CZ13 | cDXHP | SWHC046-01 | ExAnte2019 | IOU workpaper | 2019-11-06 | Cap-Tons | 1 |  |  | 0 | 0 | 0 | 377.3536 | 0 | 45.539 | [6 empty] | DEER:HVAC_Split-Package_HP | Annual | FALSE
Any | SWHC046C | Hsp | ex | CZ14 | cDXHP | SWHC046-01 | ExAnte2019 | IOU workpaper | 2019-11-06 | Cap-Tons | 1 |  |  | 0 | 0 | 0 | 302.4101 | 0 | 57.1257 | [6 empty] | DEER:HVAC_Split-Package_HP | Annual | FALSE
Any | SWHC046C | Hsp | ex | CZ15 | cDXHP | SWHC046-01 | ExAnte2019 | IOU workpaper | 2019-11-06 | Cap-Tons | 1 |  |  | 0 | 0 | 0 | 648.8999 | 0 | 9.1517 | [6 empty] | DEER:HVAC_Split-Package_HP | Annual | FALSE
Any | SWHC046C | Hsp | ex | CZ16 | cDXHP | SWHC046-01 | ExAnte2019 | IOU workpaper | 2019-11-06 | Cap-Tons | 1 |  |  | 0 | 0 | 0 | -182.3245 | 0 | 124.1237 | [6 empty] | DEER:HVAC_Split-Package_HP | Annual | FALSE
Any | SWHC046C | Htl | ex | CZ01 | cDXHP | SWHC046-01 | ExAnte2019 | IOU workpaper | 2019-11-06 | Cap-Tons | 1 |  |  | 0 | 0 | 0 | -845.084 | 0 | 223.0052 | [6 empty] | DEER:HVAC_Split-Package_HP | Annual | FALSE
Any | SWHC046C | Htl | ex | CZ02 | cDXHP | SWHC046-01 | ExAnte2019 | IOU workpaper | 2019-11-06 | Cap-Tons | 1 |  |  | 0 | 0 | 0 | -410.1287 | 0 | 140.5848 | [6 empty] | DEER:HVAC_Split-Package_HP | Annual | FALSE
Any | SWHC046C | Htl | ex | CZ03 | cDXHP | SWHC046-01 | ExAnte2019 | IOU workpaper | 2019-11-06 | Cap-Tons | 1 |  |  | 0 | 0 | 0 | -256.343 | 0 | 121.7653 | [6 empty] | DEER:HVAC_Split-Package_HP | Annual | FALSE
Any | SWHC046C | Htl | ex | CZ04 | cDXHP | SWHC046-01 | ExAnte2019 | IOU workpaper | 2019-11-06 | Cap-Tons | 1 |  |  | 0 | 0 | 0 | -220.0182 | 0 | 102.1093 | [6 empty] | DEER:HVAC_Split-Package_HP | Annual | FALSE
Any | SWHC046C | Htl | ex | CZ05 | cDXHP | SWHC046-01 | ExAnte2019 | IOU workpaper | 2019-11-06 | Cap-Tons | 1 |  |  | 0 | 0 | 0 | -352.7527 | 0 | 131.1452 | [6 empty] | DEER:HVAC_Split-Package_HP | Annual | FALSE
Any | SWHC046C | Htl | ex | CZ06 | cDXHP | SWHC046-01 | ExAnte2019 | IOU workpaper | 2019-11-06 | Cap-Tons | 1 |  |  | 0 | 0 | 0 | 64.4681 | 0 | 60.4898 | [6 empty] | DEER:HVAC_Split-Package_HP | Annual | FALSE
Any | SWHC046C | Htl | ex | CZ07 | cDXHP | SWHC046-01 | ExAnte2019 | IOU workpaper | 2019-11-06 | Cap-Tons | 1 |  |  | 0 | 0 | 0 | 131.8701 | 0 | 42.0976 | [6 empty] | DEER:HVAC_Split-Package_HP | Annual | FALSE
Any | SWHC046C | Htl | ex | CZ08 | cDXHP | SWHC046-01 | ExAnte2019 | IOU workpaper | 2019-11-06 | Cap-Tons | 1 |  |  | 0 | 0 | 0 | 153.8634 | 0 | 49.3754 | [6 empty] | DEER:HVAC_Split-Package_HP | Annual | FALSE
Any | SWHC046C | Htl | ex | CZ09 | cDXHP | SWHC046-01 | ExAnte2019 | IOU workpaper | 2019-11-06 | Cap-Tons | 1 |  |  | 0 | 0 | 0 | 157.8082 | 0 | 53.9673 | [6 empty] | DEER:HVAC_Split-Package_HP | Annual | FALSE
Any | SWHC046C | Htl | ex | CZ10 | cDXHP | SWHC046-01 | ExAnte2019 | IOU workpaper | 2019-11-06 | Cap-Tons | 1 |  |  | 0 | 0 | 0 | 137.0637 | 0 | 63.0422 | [6 empty] | DEER:HVAC_Split-Package_HP | Annual | FALSE
Any | SWHC046C | Htl | ex | CZ11 | cDXHP | SWHC046-01 | ExAnte2019 | IOU workpaper | 2019-11-06 | Cap-Tons | 1 |  |  | 0 | 0 | 0 | -92.5148 | 0 | 104.898 | [6 empty] | DEER:HVAC_Split-Package_HP | Annual | FALSE
Any | SWHC046C | Htl | ex | CZ12 | cDXHP | SWHC046-01 | ExAnte2019 | IOU workpaper | 2019-11-06 | Cap-Tons | 1 |  |  | 0 | 0 | 0 | -146.7346 | 0 | 111.6115 | [6 empty] | DEER:HVAC_Split-Package_HP | Annual | FALSE
Any | SWHC046C | Htl | ex | CZ13 | cDXHP | SWHC046-01 | ExAnte2019 | IOU workpaper | 2019-11-06 | Cap-Tons | 1 |  |  | 0 | 0 | 0 | -13.5983 | 0 | 93.8127 | [6 empty] | DEER:HVAC_Split-Package_HP | Annual | FALSE
Any | SWHC046C | Htl | ex | CZ14 | cDXHP | SWHC046-01 | ExAnte2019 | IOU workpaper | 2019-11-06 | Cap-Tons | 1 |  |  | 0 | 0 | 0 | -128.7225 | 0 | 108.3606 | [6 empty] | DEER:HVAC_Split-Package_HP | Annual | FALSE
Any | SWHC046C | Htl | ex | CZ15 | cDXHP | SWHC046-01 | ExAnte2019 | IOU workpaper | 2019-11-06 | Cap-Tons | 1 |  |  | 0 | 0 | 0 | 498.3435 | 0 | 23.571 | [6 empty] | DEER:HVAC_Split-Package_HP | Annual | FALSE
Any | SWHC046C | Htl | ex | CZ16 | cDXHP | SWHC046-01 | ExAnte2019 | IOU workpaper | 2019-11-06 | Cap-Tons | 1 |  |  | 0 | 0 | 0 | -1291.6846 | 0 | 241.3107 | [6 empty] | DEER:HVAC_Split-Package_HP | Annual | FALSE
Any | SWHC046C | MBT | ex | CZ01 | cDXHP | SWHC046-01 | ExAnte2019 | IOU workpaper | 2019-11-06 | Cap-Tons | 1 |  |  | 0 | 0 | 0 | -144.2451 | 0 | 59.5441 | [6 empty] | DEER:HVAC_Split-Package_HP | Annual | FALSE
Any | SWHC046C | MBT | ex | CZ02 | cDXHP | SWHC046-01 | ExAnte2019 | IOU workpaper | 2019-11-06 | Cap-Tons | 1 |  |  | 0 | 0 | 0 | 13.6676 | 0 | 32.8151 | [6 empty] | DEER:HVAC_Split-Package_HP | Annual | FALSE
Any | SWHC046C | MBT | ex | CZ03 | cDXHP | SWHC046-01 | ExAnte2019 | IOU workpaper | 2019-11-06 | Cap-Tons | 1 |  |  | 0 | 0 | 0 | 25.1139 | 0 | 28.1629 | [6 empty] | DEER:HVAC_Split-Package_HP | Annual | FALSE
Any | SWHC046C | MBT | ex | CZ04 | cDXHP | SWHC046-01 | ExAnte2019 | IOU workpaper | 2019-11-06 | Cap-Tons | 1 |  |  | 0 | 0 | 0 | 57.8206 | 0 | 22.6372 | [6 empty] | DEER:HVAC_Split-Package_HP | Annual | FALSE
Any | SWHC046C | MBT | ex | CZ05 | cDXHP | SWHC046-01 | ExAnte2019 | IOU workpaper | 2019-11-06 | Cap-Tons | 1 |  |  | 0 | 0 | 0 | 12.0776 | 0 | 28.6502 | [6 empty] | DEER:HVAC_Split-Package_HP | Annual | FALSE
Any | SWHC046C | MBT | ex | CZ06 | cDXHP | SWHC046-01 | ExAnte2019 | IOU workpaper | 2019-11-06 | Cap-Tons | 1 |  |  | 0 | 0 | 0 | 120.9584 | 0 | 12.5579 | [6 empty] | DEER:HVAC_Split-Package_HP | Annual | FALSE
Any | SWHC046C | MBT | ex | CZ07 | cDXHP | SWHC046-01 | ExAnte2019 | IOU workpaper | 2019-11-06 | Cap-Tons | 1 |  |  | 0 | 0 | 0 | 114.7324 | 0 | 9.0858 | [6 empty] | DEER:HVAC_Split-Package_HP | Annual | FALSE
Any | SWHC046C | MBT | ex | CZ08 | cDXHP | SWHC046-01 | ExAnte2019 | IOU workpaper | 2019-11-06 | Cap-Tons | 1 |  |  | 0 | 0 | 0 | 142.9605 | 0 | 10.7817 | [6 empty] | DEER:HVAC_Split-Package_HP | Annual | FALSE
Any | SWHC046C | MBT | ex | CZ09 | cDXHP | SWHC046-01 | ExAnte2019 | IOU workpaper | 2019-11-06 | Cap-Tons | 1 |  |  | 0 | 0 | 0 | 168.5056 | 0 | 13.2121 | [6 empty] | DEER:HVAC_Split-Package_HP | Annual | FALSE
Any | SWHC046C | MBT | ex | CZ10 | cDXHP | SWHC046-01 | ExAnte2019 | IOU workpaper | 2019-11-06 | Cap-Tons | 1 |  |  | 0 | 0 | 0 | 171.8953 | 0 | 13.3647 | [6 empty] | DEER:HVAC_Split-Package_HP | Annual | FALSE
Any | SWHC046C | MBT | ex | CZ11 | cDXHP | SWHC046-01 | ExAnte2019 | IOU workpaper | 2019-11-06 | Cap-Tons | 1 |  |  | 0 | 0 | 0 | 122.3391 | 0 | 26.1645 | [6 empty] | DEER:HVAC_Split-Package_HP | Annual | FALSE
Any | SWHC046C | MBT | ex | CZ12 | cDXHP | SWHC046-01 | ExAnte2019 | IOU workpaper | 2019-11-06 | Cap-Tons | 1 |  |  | 0 | 0 | 0 | 85.4959 | 0 | 27.7123 | [6 empty] | DEER:HVAC_Split-Package_HP | Annual | FALSE
Any | SWHC046C | MBT | ex | CZ13 | cDXHP | SWHC046-01 | ExAnte2019 | IOU workpaper | 2019-11-06 | Cap-Tons | 1 |  |  | 0 | 0 | 0 | 137.3648 | 0 | 23.7578 | [6 empty] | DEER:HVAC_Split-Package_HP | Annual | FALSE
Any | SWHC046C | MBT | ex | CZ14 | cDXHP | SWHC046-01 | ExAnte2019 | IOU workpaper | 2019-11-06 | Cap-Tons | 1 |  |  | 0 | 0 | 0 | 123.6847 | 0 | 27.153 | [6 empty] | DEER:HVAC_Split-Package_HP | Annual | FALSE
Any | SWHC046C | MBT | ex | CZ15 | cDXHP | SWHC046-01 | ExAnte2019 | IOU workpaper | 2019-11-06 | Cap-Tons | 1 |  |  | 0 | 0 | 0 | 312.0298 | 0 | 4.2406 | [6 empty] | DEER:HVAC_Split-Package_HP | Annual | FALSE
Any | SWHC046C | MBT | ex | CZ16 | cDXHP | SWHC046-01 | ExAnte2019 | IOU workpaper | 2019-11-06 | Cap-Tons | 1 |  |  | 0 | 0 | 0 | -297.0365 | 0 | 77.4249 | [6 empty] | DEER:HVAC_Split-Package_HP | Annual | FALSE
Any | SWHC046C | MLI | ex | CZ01 | cDXHP | SWHC046-01 | ExAnte2019 | IOU workpaper | 2019-11-06 | Cap-Tons | 1 |  |  | 0 | 0 | 0 | -440.3232 | 0 | 89.1956 | [6 empty] | DEER:HVAC_Split-Package_HP | Annual | FALSE
Any | SWHC046C | MLI | ex | CZ02 | cDXHP | SWHC046-01 | ExAnte2019 | IOU workpaper | 2019-11-06 | Cap-Tons | 1 |  |  | 0 | 0 | 0 | -184.6001 | 0 | 56.3522 | [6 empty] | DEER:HVAC_Split-Package_HP | Annual | FALSE
Any | SWHC046C | MLI | ex | CZ03 | cDXHP | SWHC046-01 | ExAnte2019 | IOU workpaper | 2019-11-06 | Cap-Tons | 1 |  |  | 0 | 0 | 0 | -116.1036 | 0 | 45.8279 | [6 empty] | DEER:HVAC_Split-Package_HP | Annual | FALSE
Any | SWHC046C | MLI | ex | CZ04 | cDXHP | SWHC046-01 | ExAnte2019 | IOU workpaper | 2019-11-06 | Cap-Tons | 1 |  |  | 0 | 0 | 0 | -105.4029 | 0 | 41.9715 | [6 empty] | DEER:HVAC_Split-Package_HP | Annual | FALSE
Any | SWHC046C | MLI | ex | CZ05 | cDXHP | SWHC046-01 | ExAnte2019 | IOU workpaper | 2019-11-06 | Cap-Tons | 1 |  |  | 0 | 0 | 0 | -162.3769 | 0 | 49.7348 | [6 empty] | DEER:HVAC_Split-Package_HP | Annual | FALSE
Any | SWHC046C | MLI | ex | CZ06 | cDXHP | SWHC046-01 | ExAnte2019 | IOU workpaper | 2019-11-06 | Cap-Tons | 1 |  |  | 0 | 0 | 0 | 45.7519 | 0 | 22.5601 | [6 empty] | DEER:HVAC_Split-Package_HP | Annual | FALSE
Any | SWHC046C | MLI | ex | CZ07 | cDXHP | SWHC046-01 | ExAnte2019 | IOU workpaper | 2019-11-06 | Cap-Tons | 1 |  |  | 0 | 0 | 0 | 87.8424 | 0 | 14.748 | [6 empty] | DEER:HVAC_Split-Package_HP | Annual | FALSE
Any | SWHC046C | MLI | ex | CZ08 | cDXHP | SWHC046-01 | ExAnte2019 | IOU workpaper | 2019-11-06 | Cap-Tons | 1 |  |  | 0 | 0 | 0 | 90.9067 | 0 | 20.7165 | [6 empty] | DEER:HVAC_Split-Package_HP | Annual | FALSE
Any | SWHC046C | MLI | ex | CZ09 | cDXHP | SWHC046-01 | ExAnte2019 | IOU workpaper | 2019-11-06 | Cap-Tons | 1 |  |  | 0 | 0 | 0 | 101.6473 | 0 | 22.2383 | [6 empty] | DEER:HVAC_Split-Package_HP | Annual | FALSE
Any | SWHC046C | MLI | ex | CZ10 | cDXHP | SWHC046-01 | ExAnte2019 | IOU workpaper | 2019-11-06 | Cap-Tons | 1 |  |  | 0 | 0 | 0 | 97.5006 | 0 | 22.7522 | [6 empty] | DEER:HVAC_Split-Package_HP | Annual | FALSE
Any | SWHC046C | MLI | ex | CZ11 | cDXHP | SWHC046-01 | ExAnte2019 | IOU workpaper | 2019-11-06 | Cap-Tons | 1 |  |  | 0 | 0 | 0 | -37.9901 | 0 | 43.4683 | [6 empty] | DEER:HVAC_Split-Package_HP | Annual | FALSE
Any | SWHC046C | MLI | ex | CZ12 | cDXHP | SWHC046-01 | ExAnte2019 | IOU workpaper | 2019-11-06 | Cap-Tons | 1 |  |  | 0 | 0 | 0 | -65.7285 | 0 | 44.9241 | [6 empty] | DEER:HVAC_Split-Package_HP | Annual | FALSE
Any | SWHC046C | MLI | ex | CZ13 | cDXHP | SWHC046-01 | ExAnte2019 | IOU workpaper | 2019-11-06 | Cap-Tons | 1 |  |  | 0 | 0 | 0 | 10.8344 | 0 | 36.7709 | [6 empty] | DEER:HVAC_Split-Package_HP | Annual | FALSE
Any | SWHC046C | MLI | ex | CZ14 | cDXHP | SWHC046-01 | ExAnte2019 | IOU workpaper | 2019-11-06 | Cap-Tons | 1 |  |  | 0 | 0 | 0 | -64.597 | 0 | 46.5987 | [6 empty] | DEER:HVAC_Split-Package_HP | Annual | FALSE
Any | SWHC046C | MLI | ex | CZ15 | cDXHP | SWHC046-01 | ExAnte2019 | IOU workpaper | 2019-11-06 | Cap-Tons | 1 |  |  | 0 | 0 | 0 | 267.3931 | 0 | 6.4582 | [6 empty] | DEER:HVAC_Split-Package_HP | Annual | FALSE
Any | SWHC046C | MLI | ex | CZ16 | cDXHP | SWHC046-01 | ExAnte2019 | IOU workpaper | 2019-11-06 | Cap-Tons | 1 |  |  | 0 | 0 | 0 | -666.3706 | 0 | 105.6113 | [6 empty] | DEER:HVAC_Split-Package_HP | Annual | FALSE
Any | SWHC046C | Mtl | ex | CZ01 | cDXHP | SWHC046-01 | ExAnte2019 | IOU workpaper | 2019-11-06 | Cap-Tons | 1 |  |  | 0 | 0 | 0 | 61.3311 | 0 | 110.1401 | [6 empty] | DEER:HVAC_Split-Package_HP | Annual | FALSE
Any | SWHC046C | Mtl | ex | CZ02 | cDXHP | SWHC046-01 | ExAnte2019 | IOU workpaper | 2019-11-06 | Cap-Tons | 1 |  |  | 0 | 0 | 0 | 84.2066 | 0 | 102.0328 | [6 empty] | DEER:HVAC_Split-Package_HP | Annual | FALSE
Any | SWHC046C | Mtl | ex | CZ03 | cDXHP | SWHC046-01 | ExAnte2019 | IOU workpaper | 2019-11-06 | Cap-Tons | 1 |  |  | 0 | 0 | 0 | 267.9854 | 0 | 54.962 | [6 empty] | DEER:HVAC_Split-Package_HP | Annual | FALSE
Any | SWHC046C | Mtl | ex | CZ04 | cDXHP | SWHC046-01 | ExAnte2019 | IOU workpaper | 2019-11-06 | Cap-Tons | 1 |  |  | 0 | 0 | 0 | 160.8814 | 0 | 76.0718 | [6 empty] | DEER:HVAC_Split-Package_HP | Annual | FALSE
Any | SWHC046C | Mtl | ex | CZ05 | cDXHP | SWHC046-01 | ExAnte2019 | IOU workpaper | 2019-11-06 | Cap-Tons | 1 |  |  | 0 | 0 | 0 | 223.2974 | 0 | 66.0154 | [6 empty] | DEER:HVAC_Split-Package_HP | Annual | FALSE
Any | SWHC046C | Mtl | ex | CZ06 | cDXHP | SWHC046-01 | ExAnte2019 | IOU workpaper | 2019-11-06 | Cap-Tons | 1 |  |  | 0 | 0 | 0 | 403.3887 | 0 | 20.91 | [6 empty] | DEER:HVAC_Split-Package_HP | Annual | FALSE
Any | SWHC046C | Mtl | ex | CZ07 | cDXHP | SWHC046-01 | ExAnte2019 | IOU workpaper | 2019-11-06 | Cap-Tons | 1 |  |  | 0 | 0 | 0 | 417.8778 | 0 | 7.3941 | [6 empty] | DEER:HVAC_Split-Package_HP | Annual | FALSE
Any | SWHC046C | Mtl | ex | CZ08 | cDXHP | SWHC046-01 | ExAnte2019 | IOU workpaper | 2019-11-06 | Cap-Tons | 1 |  |  | 0 | 0 | 0 | 386.8995 | 0 | 22.4081 | [6 empty] | DEER:HVAC_Split-Package_HP | Annual | FALSE
Any | SWHC046C | Mtl | ex | CZ09 | cDXHP | SWHC046-01 | ExAnte2019 | IOU workpaper | 2019-11-06 | Cap-Tons | 1 |  |  | 0 | 0 | 0 | 433.4445 | 0 | 24.8391 | [6 empty] | DEER:HVAC_Split-Package_HP | Annual | FALSE
Any | SWHC046C | Mtl | ex | CZ10 | cDXHP | SWHC046-01 | ExAnte2019 | IOU workpaper | 2019-11-06 | Cap-Tons | 1 |  |  | 0 | 0 | 0 | 409.2567 | 0 | 38.5989 | [6 empty] | DEER:HVAC_Split-Package_HP | Annual | FALSE
Any | SWHC046C | Mtl | ex | CZ11 | cDXHP | SWHC046-01 | ExAnte2019 | IOU workpaper | 2019-11-06 | Cap-Tons | 1 |  |  | 0 | 0 | 0 | 293.7526 | 0 | 68.6856 | [6 empty] | DEER:HVAC_Split-Package_HP | Annual | FALSE
Any | SWHC046C | Mtl | ex | CZ12 | cDXHP | SWHC046-01 | ExAnte2019 | IOU workpaper | 2019-11-06 | Cap-Tons | 1 |  |  | 0 | 0 | 0 | 232.9993 | 0 | 73.9884 | [6 empty] | DEER:HVAC_Split-Package_HP | Annual | FALSE
Any | SWHC046C | Mtl | ex | CZ13 | cDXHP | SWHC046-01 | ExAnte2019 | IOU workpaper | 2019-11-06 | Cap-Tons | 1 |  |  | 0 | 0 | 0 | 340.6889 | 0 | 60.5494 | [6 empty] | DEER:HVAC_Split-Package_HP | Annual | FALSE
Any | SWHC046C | Mtl | ex | CZ14 | cDXHP | SWHC046-01 | ExAnte2019 | IOU workpaper | 2019-11-06 | Cap-Tons | 1 |  |  | 0 | 0 | 0 | 246.3971 | 0 | 76.0762 | [6 empty] | DEER:HVAC_Split-Package_HP | Annual | FALSE
Any | SWHC046C | Mtl | ex | CZ15 | cDXHP | SWHC046-01 | ExAnte2019 | IOU workpaper | 2019-11-06 | Cap-Tons | 1 |  |  | 0 | 0 | 0 | 697.6869 | 0 | 9.279 | [6 empty] | DEER:HVAC_Split-Package_HP | Annual | FALSE
Any | SWHC046C | Mtl | ex | CZ16 | cDXHP | SWHC046-01 | ExAnte2019 | IOU workpaper | 2019-11-06 | Cap-Tons | 1 |  |  | 0 | 0 | 0 | -290.0652 | 0 | 148.0978 | [6 empty] | DEER:HVAC_Split-Package_HP | Annual | FALSE
Any | SWHC046C | Nrs | ex | CZ01 | cDXHP | SWHC046-01 | ExAnte2019 | IOU workpaper | 2019-11-06 | Cap-Tons | 1 |  |  | 0 | 0 | 0 | -197.0286 | 0 | 126.6776 | [6 empty] | DEER:HVAC_Split-Package_HP | Annual | FALSE
Any | SWHC046C | Nrs | ex | CZ02 | cDXHP | SWHC046-01 | ExAnte2019 | IOU workpaper | 2019-11-06 | Cap-Tons | 1 |  |  | 0 | 0 | 0 | -11.4088 | 0 | 90.6884 | [6 empty] | DEER:HVAC_Split-Package_HP | Annual | FALSE
Any | SWHC046C | Nrs | ex | CZ03 | cDXHP | SWHC046-01 | ExAnte2019 | IOU workpaper | 2019-11-06 | Cap-Tons | 1 |  |  | 0 | 0 | 0 | 77.9963 | 0 | 72.2678 | [6 empty] | DEER:HVAC_Split-Package_HP | Annual | FALSE
Any | SWHC046C | Nrs | ex | CZ04 | cDXHP | SWHC046-01 | ExAnte2019 | IOU workpaper | 2019-11-06 | Cap-Tons | 1 |  |  | 0 | 0 | 0 | 86.3985 | 0 | 68.4142 | [6 empty] | DEER:HVAC_Split-Package_HP | Annual | FALSE
Any | SWHC046C | Nrs | ex | CZ05 | cDXHP | SWHC046-01 | ExAnte2019 | IOU workpaper | 2019-11-06 | Cap-Tons | 1 |  |  | 0 | 0 | 0 | -12.2674 | 0 | 82.7415 | [6 empty] | DEER:HVAC_Split-Package_HP | Annual | FALSE
Any | SWHC046C | Nrs | ex | CZ06 | cDXHP | SWHC046-01 | ExAnte2019 | IOU workpaper | 2019-11-06 | Cap-Tons | 1 |  |  | 0 | 0 | 0 | 236.5377 | 0 | 42.6138 | [6 empty] | DEER:HVAC_Split-Package_HP | Annual | FALSE
Any | SWHC046C | Nrs | ex | CZ07 | cDXHP | SWHC046-01 | ExAnte2019 | IOU workpaper | 2019-11-06 | Cap-Tons | 1 |  |  | 0 | 0 | 0 | 266.1618 | 0 | 27.9242 | [6 empty] | DEER:HVAC_Split-Package_HP | Annual | FALSE
Any | SWHC046C | Nrs | ex | CZ08 | cDXHP | SWHC046-01 | ExAnte2019 | IOU workpaper | 2019-11-06 | Cap-Tons | 1 |  |  | 0 | 0 | 0 | 288.3904 | 0 | 35.2939 | [6 empty] | DEER:HVAC_Split-Package_HP | Annual | FALSE
Any | SWHC046C | Nrs | ex | CZ09 | cDXHP | SWHC046-01 | ExAnte2019 | IOU workpaper | 2019-11-06 | Cap-Tons | 1 |  |  | 0 | 0 | 0 | 277.2053 | 0 | 41.1808 | [6 empty] | DEER:HVAC_Split-Package_HP | Annual | FALSE
Any | SWHC046C | Nrs | ex | CZ10 | cDXHP | SWHC046-01 | ExAnte2019 | IOU workpaper | 2019-11-06 | Cap-Tons | 1 |  |  | 0 | 0 | 0 | 259.7946 | 0 | 48.542 | [6 empty] | DEER:HVAC_Split-Package_HP | Annual | FALSE
Any | SWHC046C | Nrs | ex | CZ11 | cDXHP | SWHC046-01 | ExAnte2019 | IOU workpaper | 2019-11-06 | Cap-Tons | 1 |  |  | 0 | 0 | 0 | 98.1806 | 0 | 73.91 | [6 empty] | DEER:HVAC_Split-Package_HP | Annual | FALSE
Any | SWHC046C | Nrs | ex | CZ12 | cDXHP | SWHC046-01 | ExAnte2019 | IOU workpaper | 2019-11-06 | Cap-Tons | 1 |  |  | 0 | 0 | 0 | 99.7073 | 0 | 75.4793 | [6 empty] | DEER:HVAC_Split-Package_HP | Annual | FALSE
Any | SWHC046C | Nrs | ex | CZ13 | cDXHP | SWHC046-01 | ExAnte2019 | IOU workpaper | 2019-11-06 | Cap-Tons | 1 |  |  | 0 | 0 | 0 | 180.1403 | 0 | 66.8418 | [6 empty] | DEER:HVAC_Split-Package_HP | Annual | FALSE
Any | SWHC046C | Nrs | ex | CZ14 | cDXHP | SWHC046-01 | ExAnte2019 | IOU workpaper | 2019-11-06 | Cap-Tons | 1 |  |  | 0 | 0 | 0 | 47.1392 | 0 | 80.4712 | [6 empty] | DEER:HVAC_Split-Package_HP | Annual | FALSE
Any | SWHC046C | Nrs | ex | CZ15 | cDXHP | SWHC046-01 | ExAnte2019 | IOU workpaper | 2019-11-06 | Cap-Tons | 1 |  |  | 0 | 0 | 0 | 498.4417 | 0 | 20.4289 | [6 empty] | DEER:HVAC_Split-Package_HP | Annual | FALSE
Any | SWHC046C | Nrs | ex | CZ16 | cDXHP | SWHC046-01 | ExAnte2019 | IOU workpaper | 2019-11-06 | Cap-Tons | 1 |  |  | 0 | 0 | 0 | -500.5477 | 0 | 155.9112 | [6 empty] | DEER:HVAC_Split-Package_HP | Annual | FALSE
Any | SWHC046C | OfL | ex | CZ01 | cDXHP | SWHC046-01 | ExAnte2019 | IOU workpaper | 2019-11-06 | Cap-Tons | 1 |  |  | 0 | 0 | 0 | 111.0414 | 0 | 11.9098 | [6 empty] | DEER:HVAC_Split-Package_HP | Annual | FALSE
Any | SWHC046C | OfL | ex | CZ02 | cDXHP | SWHC046-01 | ExAnte2019 | IOU workpaper | 2019-11-06 | Cap-Tons | 1 |  |  | 0 | 0 | 0 | 145.0835 | 0 | 7.5068 | [6 empty] | DEER:HVAC_Split-Package_HP | Annual | FALSE
Any | SWHC046C | OfL | ex | CZ03 | cDXHP | SWHC046-01 | ExAnte2019 | IOU workpaper | 2019-11-06 | Cap-Tons | 1 |  |  | 0 | 0 | 0 | 129.3471 | 0 | 5.358 | [6 empty] | DEER:HVAC_Split-Package_HP | Annual | FALSE
Any | SWHC046C | OfL | ex | CZ04 | cDXHP | SWHC046-01 | ExAnte2019 | IOU workpaper | 2019-11-06 | Cap-Tons | 1 |  |  | 0 | 0 | 0 | 143.0745 | 0 | 6.2077 | [6 empty] | DEER:HVAC_Split-Package_HP | Annual | FALSE
Any | SWHC046C | OfL | ex | CZ05 | cDXHP | SWHC046-01 | ExAnte2019 | IOU workpaper | 2019-11-06 | Cap-Tons | 1 |  |  | 0 | 0 | 0 | 126.5597 | 0 | 5.2667 | [6 empty] | DEER:HVAC_Split-Package_HP | Annual | FALSE
Any | SWHC046C | OfL | ex | CZ06 | cDXHP | SWHC046-01 | ExAnte2019 | IOU workpaper | 2019-11-06 | Cap-Tons | 1 |  |  | 0 | 0 | 0 | 173.5334 | 0 | 1.3906 | [6 empty] | DEER:HVAC_Split-Package_HP | Annual | FALSE
Any | SWHC046C | OfL | ex | CZ07 | cDXHP | SWHC046-01 | ExAnte2019 | IOU workpaper | 2019-11-06 | Cap-Tons | 1 |  |  | 0 | 0 | 0 | 153.6851 | 0 | 0.4495 | [6 empty] | DEER:HVAC_Split-Package_HP | Annual | FALSE
Any | SWHC046C | OfL | ex | CZ08 | cDXHP | SWHC046-01 | ExAnte2019 | IOU workpaper | 2019-11-06 | Cap-Tons | 1 |  |  | 0 | 0 | 0 | 181.085 | 0 | 1.4132 | [6 empty] | DEER:HVAC_Split-Package_HP | Annual | FALSE
Any | SWHC046C | OfL | ex | CZ09 | cDXHP | SWHC046-01 | ExAnte2019 | IOU workpaper | 2019-11-06 | Cap-Tons | 1 |  |  | 0 | 0 | 0 | 198.2131 | 0 | 2.1665 | [6 empty] | DEER:HVAC_Split-Package_HP | Annual | FALSE
Any | SWHC046C | OfL | ex | CZ10 | cDXHP | SWHC046-01 | ExAnte2019 | IOU workpaper | 2019-11-06 | Cap-Tons | 1 |  |  | 0 | 0 | 0 | 206.0407 | 0 | 1.7069 | [6 empty] | DEER:HVAC_Split-Package_HP | Annual | FALSE
Any | SWHC046C | OfL | ex | CZ11 | cDXHP | SWHC046-01 | ExAnte2019 | IOU workpaper | 2019-11-06 | Cap-Tons | 1 |  |  | 0 | 0 | 0 | 193.0483 | 0 | 7.1872 | [6 empty] | DEER:HVAC_Split-Package_HP | Annual | FALSE
Any | SWHC046C | OfL | ex | CZ12 | cDXHP | SWHC046-01 | ExAnte2019 | IOU workpaper | 2019-11-06 | Cap-Tons | 1 |  |  | 0 | 0 | 0 | 168.9297 | 0 | 6.8839 | [6 empty] | DEER:HVAC_Split-Package_HP | Annual | FALSE
Any | SWHC046C | OfL | ex | CZ13 | cDXHP | SWHC046-01 | ExAnte2019 | IOU workpaper | 2019-11-06 | Cap-Tons | 1 |  |  | 0 | 0 | 0 | 197.0197 | 0 | 6.2105 | [6 empty] | DEER:HVAC_Split-Package_HP | Annual | FALSE
Any | SWHC046C | OfL | ex | CZ14 | cDXHP | SWHC046-01 | ExAnte2019 | IOU workpaper | 2019-11-06 | Cap-Tons | 1 |  |  | 0 | 0 | 0 | 204.6452 | 0 | 6.7343 | [6 empty] | DEER:HVAC_Split-Package_HP | Annual | FALSE
Any | SWHC046C | OfL | ex | CZ15 | cDXHP | SWHC046-01 | ExAnte2019 | IOU workpaper | 2019-11-06 | Cap-Tons | 1 |  |  | 0 | 0 | 0 | 298.2257 | 0 | 0.3902 | [6 empty] | DEER:HVAC_Split-Package_HP | Annual | FALSE
Any | SWHC046C | OfL | ex | CZ16 | cDXHP | SWHC046-01 | ExAnte2019 | IOU workpaper | 2019-11-06 | Cap-Tons | 1 |  |  | 0 | 0 | 0 | 12.3473 | 0 | 27.4575 | [6 empty] | DEER:HVAC_Split-Package_HP | Annual | FALSE
Any | SWHC046C | OfS | ex | CZ01 | cDXHP | SWHC046-01 | ExAnte2019 | IOU workpaper | 2019-11-06 | Cap-Tons | 1 |  |  | 0 | 0 | 0 | -68.8381 | 0 | 40.1156 | [6 empty] | DEER:HVAC_Split-Package_HP | Annual | FALSE
Any | SWHC046C | OfS | ex | CZ02 | cDXHP | SWHC046-01 | ExAnte2019 | IOU workpaper | 2019-11-06 | Cap-Tons | 1 |  |  | 0 | 0 | 0 | 40.3402 | 0 | 24.1237 | [6 empty] | DEER:HVAC_Split-Package_HP | Annual | FALSE
Any | SWHC046C | OfS | ex | CZ03 | cDXHP | SWHC046-01 | ExAnte2019 | IOU workpaper | 2019-11-06 | Cap-Tons | 1 |  |  | 0 | 0 | 0 | 44.1685 | 0 | 20.4787 | [6 empty] | DEER:HVAC_Split-Package_HP | Annual | FALSE
Any | SWHC046C | OfS | ex | CZ04 | cDXHP | SWHC046-01 | ExAnte2019 | IOU workpaper | 2019-11-06 | Cap-Tons | 1 |  |  | 0 | 0 | 0 | 55.3769 | 0 | 20.341 | [6 empty] | DEER:HVAC_Split-Package_HP | Annual | FALSE
Any | SWHC046C | OfS | ex | CZ05 | cDXHP | SWHC046-01 | ExAnte2019 | IOU workpaper | 2019-11-06 | Cap-Tons | 1 |  |  | 0 | 0 | 0 | 32.2998 | 0 | 20.6746 | [6 empty] | DEER:HVAC_Split-Package_HP | Annual | FALSE
Any | SWHC046C | OfS | ex | CZ06 | cDXHP | SWHC046-01 | ExAnte2019 | IOU workpaper | 2019-11-06 | Cap-Tons | 1 |  |  | 0 | 0 | 0 | 138.1022 | 0 | 8.1443 | [6 empty] | DEER:HVAC_Split-Package_HP | Annual | FALSE
Any | SWHC046C | OfS | ex | CZ07 | cDXHP | SWHC046-01 | ExAnte2019 | IOU workpaper | 2019-11-06 | Cap-Tons | 1 |  |  | 0 | 0 | 0 | 138.7233 | 0 | 4.583 | [6 empty] | DEER:HVAC_Split-Package_HP | Annual | FALSE
Any | SWHC046C | OfS | ex | CZ08 | cDXHP | SWHC046-01 | ExAnte2019 | IOU workpaper | 2019-11-06 | Cap-Tons | 1 |  |  | 0 | 0 | 0 | 152.0938 | 0 | 7.9501 | [6 empty] | DEER:HVAC_Split-Package_HP | Annual | FALSE
Any | SWHC046C | OfS | ex | CZ09 | cDXHP | SWHC046-01 | ExAnte2019 | IOU workpaper | 2019-11-06 | Cap-Tons | 1 |  |  | 0 | 0 | 0 | 160.909 | 0 | 9.5106 | [6 empty] | DEER:HVAC_Split-Package_HP | Annual | FALSE
Any | SWHC046C | OfS | ex | CZ10 | cDXHP | SWHC046-01 | ExAnte2019 | IOU workpaper | 2019-11-06 | Cap-Tons | 1 |  |  | 0 | 0 | 0 | 175.2903 | 0 | 7.9945 | [6 empty] | DEER:HVAC_Split-Package_HP | Annual | FALSE
Any | SWHC046C | OfS | ex | CZ11 | cDXHP | SWHC046-01 | ExAnte2019 | IOU workpaper | 2019-11-06 | Cap-Tons | 1 |  |  | 0 | 0 | 0 | 114.4659 | 0 | 19.8369 | [6 empty] | DEER:HVAC_Split-Package_HP | Annual | FALSE
Any | SWHC046C | OfS | ex | CZ12 | cDXHP | SWHC046-01 | ExAnte2019 | IOU workpaper | 2019-11-06 | Cap-Tons | 1 |  |  | 0 | 0 | 0 | 88.0438 | 0 | 20.3486 | [6 empty] | DEER:HVAC_Split-Package_HP | Annual | FALSE
Any | SWHC046C | OfS | ex | CZ13 | cDXHP | SWHC046-01 | ExAnte2019 | IOU workpaper | 2019-11-06 | Cap-Tons | 1 |  |  | 0 | 0 | 0 | 129.716 | 0 | 17.2708 | [6 empty] | DEER:HVAC_Split-Package_HP | Annual | FALSE
Any | SWHC046C | OfS | ex | CZ14 | cDXHP | SWHC046-01 | ExAnte2019 | IOU workpaper | 2019-11-06 | Cap-Tons | 1 |  |  | 0 | 0 | 0 | 126.9398 | 0 | 18.149 | [6 empty] | DEER:HVAC_Split-Package_HP | Annual | FALSE
Any | SWHC046C | OfS | ex | CZ15 | cDXHP | SWHC046-01 | ExAnte2019 | IOU workpaper | 2019-11-06 | Cap-Tons | 1 |  |  | 0 | 0 | 0 | 287.9025 | 0 | 2.2471 | [6 empty] | DEER:HVAC_Split-Package_HP | Annual | FALSE
Any | SWHC046C | OfS | ex | CZ16 | cDXHP | SWHC046-01 | ExAnte2019 | IOU workpaper | 2019-11-06 | Cap-Tons | 1 |  |  | 0 | 0 | 0 | -214.271 | 0 | 55.8165 | [6 empty] | DEER:HVAC_Split-Package_HP | Annual | FALSE
Any | SWHC046C | RFF | ex | CZ01 | cDXHP | SWHC046-01 | ExAnte2019 | IOU workpaper | 2019-11-06 | Cap-Tons | 1 |  |  | 0 | 0 | 0 | -540.5421 | 0 | 187.1819 | [6 empty] | DEER:HVAC_Split-Package_HP | Annual | FALSE
Any | SWHC046C | RFF | ex | CZ02 | cDXHP | SWHC046-01 | ExAnte2019 | IOU workpaper | 2019-11-06 | Cap-Tons | 1 |  |  | 0 | 0 | 0 | -228.8809 | 0 | 118.3912 | [6 empty] | DEER:HVAC_Split-Package_HP | Annual | FALSE
Any | SWHC046C | RFF | ex | CZ03 | cDXHP | SWHC046-01 | ExAnte2019 | IOU workpaper | 2019-11-06 | Cap-Tons | 1 |  |  | 0 | 0 | 0 | -112.2682 | 0 | 89.3108 | [6 empty] | DEER:HVAC_Split-Package_HP | Annual | FALSE
Any | SWHC046C | RFF | ex | CZ04 | cDXHP | SWHC046-01 | ExAnte2019 | IOU workpaper | 2019-11-06 | Cap-Tons | 1 |  |  | 0 | 0 | 0 | -90.4549 | 0 | 84.7234 | [6 empty] | DEER:HVAC_Split-Package_HP | Annual | FALSE
Any | SWHC046C | RFF | ex | CZ05 | cDXHP | SWHC046-01 | ExAnte2019 | IOU workpaper | 2019-11-06 | Cap-Tons | 1 |  |  | 0 | 0 | 0 | -143.984 | 0 | 95.9204 | [6 empty] | DEER:HVAC_Split-Package_HP | Annual | FALSE
Any | SWHC046C | RFF | ex | CZ06 | cDXHP | SWHC046-01 | ExAnte2019 | IOU workpaper | 2019-11-06 | Cap-Tons | 1 |  |  | 0 | 0 | 0 | 120.5927 | 0 | 36.469 | [6 empty] | DEER:HVAC_Split-Package_HP | Annual | FALSE
Any | SWHC046C | RFF | ex | CZ07 | cDXHP | SWHC046-01 | ExAnte2019 | IOU workpaper | 2019-11-06 | Cap-Tons | 1 |  |  | 0 | 0 | 0 | 154.8703 | 0 | 20.8639 | [6 empty] | DEER:HVAC_Split-Package_HP | Annual | FALSE
Any | SWHC046C | RFF | ex | CZ08 | cDXHP | SWHC046-01 | ExAnte2019 | IOU workpaper | 2019-11-06 | Cap-Tons | 1 |  |  | 0 | 0 | 0 | 144.4195 | 0 | 34.8643 | [6 empty] | DEER:HVAC_Split-Package_HP | Annual | FALSE
Any | SWHC046C | RFF | ex | CZ09 | cDXHP | SWHC046-01 | ExAnte2019 | IOU workpaper | 2019-11-06 | Cap-Tons | 1 |  |  | 0 | 0 | 0 | 182.4602 | 0 | 36.9401 | [6 empty] | DEER:HVAC_Split-Package_HP | Annual | FALSE
Any | SWHC046C | RFF | ex | CZ10 | cDXHP | SWHC046-01 | ExAnte2019 | IOU workpaper | 2019-11-06 | Cap-Tons | 1 |  |  | 0 | 0 | 0 | 186.3953 | 0 | 41.4355 | [6 empty] | DEER:HVAC_Split-Package_HP | Annual | FALSE
Any | SWHC046C | RFF | ex | CZ11 | cDXHP | SWHC046-01 | ExAnte2019 | IOU workpaper | 2019-11-06 | Cap-Tons | 1 |  |  | 0 | 0 | 0 | 7.8268 | 0 | 79.8754 | [6 empty] | DEER:HVAC_Split-Package_HP | Annual | FALSE
Any | SWHC046C | RFF | ex | CZ12 | cDXHP | SWHC046-01 | ExAnte2019 | IOU workpaper | 2019-11-06 | Cap-Tons | 1 |  |  | 0 | 0 | 0 | -53.6309 | 0 | 86.5446 | [6 empty] | DEER:HVAC_Split-Package_HP | Annual | FALSE
Any | SWHC046C | RFF | ex | CZ13 | cDXHP | SWHC046-01 | ExAnte2019 | IOU workpaper | 2019-11-06 | Cap-Tons | 1 |  |  | 0 | 0 | 0 | 66.7186 | 0 | 71.599 | [6 empty] | DEER:HVAC_Split-Package_HP | Annual | FALSE
Any | SWHC046C | RFF | ex | CZ14 | cDXHP | SWHC046-01 | ExAnte2019 | IOU workpaper | 2019-11-06 | Cap-Tons | 1 |  |  | 0 | 0 | 0 | 3.676 | 0 | 80.6942 | [6 empty] | DEER:HVAC_Split-Package_HP | Annual | FALSE
Any | SWHC046C | RFF | ex | CZ15 | cDXHP | SWHC046-01 | ExAnte2019 | IOU workpaper | 2019-11-06 | Cap-Tons | 1 |  |  | 0 | 0 | 0 | 492.5532 | 0 | 10.2242 | [6 empty] | DEER:HVAC_Split-Package_HP | Annual | FALSE
Any | SWHC046C | RFF | ex | CZ16 | cDXHP | SWHC046-01 | ExAnte2019 | IOU workpaper | 2019-11-06 | Cap-Tons | 1 |  |  | 0 | 0 | 0 | -922.7422 | 0 | 201.9524 | [6 empty] | DEER:HVAC_Split-Package_HP | Annual | FALSE
Any | SWHC046C | RSD | ex | CZ01 | cDXHP | SWHC046-01 | ExAnte2019 | IOU workpaper | 2019-11-06 | Cap-Tons | 1 |  |  | 0 | 0 | 0 | -105.2268 | 0 | 94.1921 | [6 empty] | DEER:HVAC_Split-Package_HP | Annual | FALSE
Any | SWHC046C | RSD | ex | CZ02 | cDXHP | SWHC046-01 | ExAnte2019 | IOU workpaper | 2019-11-06 | Cap-Tons | 1 |  |  | 0 | 0 | 0 | 60.8934 | 0 | 48.2361 | [6 empty] | DEER:HVAC_Split-Package_HP | Annual | FALSE
Any | SWHC046C | RSD | ex | CZ03 | cDXHP | SWHC046-01 | ExAnte2019 | IOU workpaper | 2019-11-06 | Cap-Tons | 1 |  |  | 0 | 0 | 0 | 72.8006 | 0 | 32.9648 | [6 empty] | DEER:HVAC_Split-Package_HP | Annual | FALSE
Any | SWHC046C | RSD | ex | CZ04 | cDXHP | SWHC046-01 | ExAnte2019 | IOU workpaper | 2019-11-06 | Cap-Tons | 1 |  |  | 0 | 0 | 0 | 131.8776 | 0 | 27.6052 | [6 empty] | DEER:HVAC_Split-Package_HP | Annual | FALSE
Any | SWHC046C | RSD | ex | CZ05 | cDXHP | SWHC046-01 | ExAnte2019 | IOU workpaper | 2019-11-06 | Cap-Tons | 1 |  |  | 0 | 0 | 0 | 79.33 | 0 | 29.5383 | [6 empty] | DEER:HVAC_Split-Package_HP | Annual | FALSE
Any | SWHC046C | RSD | ex | CZ06 | cDXHP | SWHC046-01 | ExAnte2019 | IOU workpaper | 2019-11-06 | Cap-Tons | 1 |  |  | 0 | 0 | 0 | 146.9535 | 0 | 8.5935 | [6 empty] | DEER:HVAC_Split-Package_HP | Annual | FALSE
Any | SWHC046C | RSD | ex | CZ07 | cDXHP | SWHC046-01 | ExAnte2019 | IOU workpaper | 2019-11-06 | Cap-Tons | 1 |  |  | 0 | 0 | 0 | 116.3654 | 0 | 3.0636 | [6 empty] | DEER:HVAC_Split-Package_HP | Annual | FALSE
Any | SWHC046C | RSD | ex | CZ08 | cDXHP | SWHC046-01 | ExAnte2019 | IOU workpaper | 2019-11-06 | Cap-Tons | 1 |  |  | 0 | 0 | 0 | 183.1235 | 0 | 7.5072 | [6 empty] | DEER:HVAC_Split-Package_HP | Annual | FALSE
Any | SWHC046C | RSD | ex | CZ09 | cDXHP | SWHC046-01 | ExAnte2019 | IOU workpaper | 2019-11-06 | Cap-Tons | 1 |  |  | 0 | 0 | 0 | 231.3938 | 0 | 10.3213 | [6 empty] | DEER:HVAC_Split-Package_HP | Annual | FALSE
Any | SWHC046C | RSD | ex | CZ10 | cDXHP | SWHC046-01 | ExAnte2019 | IOU workpaper | 2019-11-06 | Cap-Tons | 1 |  |  | 0 | 0 | 0 | 251.8181 | 0 | 12.1759 | [6 empty] | DEER:HVAC_Split-Package_HP | Annual | FALSE
Any | SWHC046C | RSD | ex | CZ11 | cDXHP | SWHC046-01 | ExAnte2019 | IOU workpaper | 2019-11-06 | Cap-Tons | 1 |  |  | 0 | 0 | 0 | 194.8844 | 0 | 36.7162 | [6 empty] | DEER:HVAC_Split-Package_HP | Annual | FALSE
Any | SWHC046C | RSD | ex | CZ12 | cDXHP | SWHC046-01 | ExAnte2019 | IOU workpaper | 2019-11-06 | Cap-Tons | 1 |  |  | 0 | 0 | 0 | 147.1204 | 0 | 39.0123 | [6 empty] | DEER:HVAC_Split-Package_HP | Annual | FALSE
Any | SWHC046C | RSD | ex | CZ13 | cDXHP | SWHC046-01 | ExAnte2019 | IOU workpaper | 2019-11-06 | Cap-Tons | 1 |  |  | 0 | 0 | 0 | 215.3508 | 0 | 34.1588 | [6 empty] | DEER:HVAC_Split-Package_HP | Annual | FALSE
Any | SWHC046C | RSD | ex | CZ14 | cDXHP | SWHC046-01 | ExAnte2019 | IOU workpaper | 2019-11-06 | Cap-Tons | 1 |  |  | 0 | 0 | 0 | 200.5087 | 0 | 35.4606 | [6 empty] | DEER:HVAC_Split-Package_HP | Annual | FALSE
Any | SWHC046C | RSD | ex | CZ15 | cDXHP | SWHC046-01 | ExAnte2019 | IOU workpaper | 2019-11-06 | Cap-Tons | 1 |  |  | 0 | 0 | 0 | 441.2202 | 0 | 2.0847 | [6 empty] | DEER:HVAC_Split-Package_HP | Annual | FALSE
Any | SWHC046C | RSD | ex | CZ16 | cDXHP | SWHC046-01 | ExAnte2019 | IOU workpaper | 2019-11-06 | Cap-Tons | 1 |  |  | 0 | 0 | 0 | -478.7585 | 0 | 142.4729 | [6 empty] | DEER:HVAC_Split-Package_HP | Annual | FALSE
Any | SWHC046C | Rt3 | ex | CZ01 | cDXHP | SWHC046-01 | ExAnte2019 | IOU workpaper | 2019-11-06 | Cap-Tons | 1 |  |  | 0 | 0 | 0 | 110.4184 | 0 | 36.661 | [6 empty] | DEER:HVAC_Split-Package_HP | Annual | FALSE
Any | SWHC046C | Rt3 | ex | CZ02 | cDXHP | SWHC046-01 | ExAnte2019 | IOU workpaper | 2019-11-06 | Cap-Tons | 1 |  |  | 0 | 0 | 0 | 204.3319 | 0 | 17.9293 | [6 empty] | DEER:HVAC_Split-Package_HP | Annual | FALSE
Any | SWHC046C | Rt3 | ex | CZ03 | cDXHP | SWHC046-01 | ExAnte2019 | IOU workpaper | 2019-11-06 | Cap-Tons | 1 |  |  | 0 | 0 | 0 | 160.8137 | 0 | 13.0906 | [6 empty] | DEER:HVAC_Split-Package_HP | Annual | FALSE
Any | SWHC046C | Rt3 | ex | CZ04 | cDXHP | SWHC046-01 | ExAnte2019 | IOU workpaper | 2019-11-06 | Cap-Tons | 1 |  |  | 0 | 0 | 0 | 226.5211 | 0 | 10.0497 | [6 empty] | DEER:HVAC_Split-Package_HP | Annual | FALSE
Any | SWHC046C | Rt3 | ex | CZ05 | cDXHP | SWHC046-01 | ExAnte2019 | IOU workpaper | 2019-11-06 | Cap-Tons | 1 |  |  | 0 | 0 | 0 | 164.2181 | 0 | 10.3636 | [6 empty] | DEER:HVAC_Split-Package_HP | Annual | FALSE
Any | SWHC046C | Rt3 | ex | CZ06 | cDXHP | SWHC046-01 | ExAnte2019 | IOU workpaper | 2019-11-06 | Cap-Tons | 1 |  |  | 0 | 0 | 0 | 221.4259 | 0 | 2.5206 | [6 empty] | DEER:HVAC_Split-Package_HP | Annual | FALSE
Any | SWHC046C | Rt3 | ex | CZ07 | cDXHP | SWHC046-01 | ExAnte2019 | IOU workpaper | 2019-11-06 | Cap-Tons | 1 |  |  | 0 | 0 | 0 | 178.5884 | 0 | 0.6536 | [6 empty] | DEER:HVAC_Split-Package_HP | Annual | FALSE
Any | SWHC046C | Rt3 | ex | CZ08 | cDXHP | SWHC046-01 | ExAnte2019 | IOU workpaper | 2019-11-06 | Cap-Tons | 1 |  |  | 0 | 0 | 0 | 257.2762 | 0 | 1.8994 | [6 empty] | DEER:HVAC_Split-Package_HP | Annual | FALSE
Any | SWHC046C | Rt3 | ex | CZ09 | cDXHP | SWHC046-01 | ExAnte2019 | IOU workpaper | 2019-11-06 | Cap-Tons | 1 |  |  | 0 | 0 | 0 | 303.1685 | 0 | 3.2896 | [6 empty] | DEER:HVAC_Split-Package_HP | Annual | FALSE
Any | SWHC046C | Rt3 | ex | CZ10 | cDXHP | SWHC046-01 | ExAnte2019 | IOU workpaper | 2019-11-06 | Cap-Tons | 1 |  |  | 0 | 0 | 0 | 315.5508 | 0 | 3.503 | [6 empty] | DEER:HVAC_Split-Package_HP | Annual | FALSE
Any | SWHC046C | Rt3 | ex | CZ11 | cDXHP | SWHC046-01 | ExAnte2019 | IOU workpaper | 2019-11-06 | Cap-Tons | 1 |  |  | 0 | 0 | 0 | 286.2263 | 0 | 17.4541 | [6 empty] | DEER:HVAC_Split-Package_HP | Annual | FALSE
Any | SWHC046C | Rt3 | ex | CZ12 | cDXHP | SWHC046-01 | ExAnte2019 | IOU workpaper | 2019-11-06 | Cap-Tons | 1 |  |  | 0 | 0 | 0 | 251.4075 | 0 | 16.6947 | [6 empty] | DEER:HVAC_Split-Package_HP | Annual | FALSE
Any | SWHC046C | Rt3 | ex | CZ13 | cDXHP | SWHC046-01 | ExAnte2019 | IOU workpaper | 2019-11-06 | Cap-Tons | 1 |  |  | 0 | 0 | 0 | 297.5679 | 0 | 14.9476 | [6 empty] | DEER:HVAC_Split-Package_HP | Annual | FALSE
Any | SWHC046C | Rt3 | ex | CZ14 | cDXHP | SWHC046-01 | ExAnte2019 | IOU workpaper | 2019-11-06 | Cap-Tons | 1 |  |  | 0 | 0 | 0 | 298.5327 | 0 | 16.7006 | [6 empty] | DEER:HVAC_Split-Package_HP | Annual | FALSE
Any | SWHC046C | Rt3 | ex | CZ15 | cDXHP | SWHC046-01 | ExAnte2019 | IOU workpaper | 2019-11-06 | Cap-Tons | 1 |  |  | 0 | 0 | 0 | 459.5707 | 0 | 0.682 | [6 empty] | DEER:HVAC_Split-Package_HP | Annual | FALSE
Any | SWHC046C | Rt3 | ex | CZ16 | cDXHP | SWHC046-01 | ExAnte2019 | IOU workpaper | 2019-11-06 | Cap-Tons | 1 |  |  | 0 | 0 | 0 | -205.7578 | 0 | 86.7979 | [6 empty] | DEER:HVAC_Split-Package_HP | Annual | FALSE
Any | SWHC046C | RtL | ex | CZ01 | cDXHP | SWHC046-01 | ExAnte2019 | IOU workpaper | 2019-11-06 | Cap-Tons | 1 |  |  | 0 | 0 | 0 | -58.984 | 0 | 71.5895 | [6 empty] | DEER:HVAC_Split-Package_HP | Annual | FALSE
Any | SWHC046C | RtL | ex | CZ02 | cDXHP | SWHC046-01 | ExAnte2019 | IOU workpaper | 2019-11-06 | Cap-Tons | 1 |  |  | 0 | 0 | 0 | 143.2497 | 0 | 36.557 | [6 empty] | DEER:HVAC_Split-Package_HP | Annual | FALSE
Any | SWHC046C | RtL | ex | CZ03 | cDXHP | SWHC046-01 | ExAnte2019 | IOU workpaper | 2019-11-06 | Cap-Tons | 1 |  |  | 0 | 0 | 0 | 72.1725 | 0 | 32.8496 | [6 empty] | DEER:HVAC_Split-Package_HP | Annual | FALSE
Any | SWHC046C | RtL | ex | CZ04 | cDXHP | SWHC046-01 | ExAnte2019 | IOU workpaper | 2019-11-06 | Cap-Tons | 1 |  |  | 0 | 0 | 0 | 175.4215 | 0 | 24.9454 | [6 empty] | DEER:HVAC_Split-Package_HP | Annual | FALSE
Any | SWHC046C | RtL | ex | CZ05 | cDXHP | SWHC046-01 | ExAnte2019 | IOU workpaper | 2019-11-06 | Cap-Tons | 1 |  |  | 0 | 0 | 0 | 68.9654 | 0 | 34.1183 | [6 empty] | DEER:HVAC_Split-Package_HP | Annual | FALSE
Any | SWHC046C | RtL | ex | CZ06 | cDXHP | SWHC046-01 | ExAnte2019 | IOU workpaper | 2019-11-06 | Cap-Tons | 1 |  |  | 0 | 0 | 0 | 169.0236 | 0 | 15.4169 | [6 empty] | DEER:HVAC_Split-Package_HP | Annual | FALSE
Any | SWHC046C | RtL | ex | CZ07 | cDXHP | SWHC046-01 | ExAnte2019 | IOU workpaper | 2019-11-06 | Cap-Tons | 1 |  |  | 0 | 0 | 0 | 144.2059 | 0 | 10.4527 | [6 empty] | DEER:HVAC_Split-Package_HP | Annual | FALSE
Any | SWHC046C | RtL | ex | CZ08 | cDXHP | SWHC046-01 | ExAnte2019 | IOU workpaper | 2019-11-06 | Cap-Tons | 1 |  |  | 0 | 0 | 0 | 241.0102 | 0 | 11.0225 | [6 empty] | DEER:HVAC_Split-Package_HP | Annual | FALSE
Any | SWHC046C | RtL | ex | CZ09 | cDXHP | SWHC046-01 | ExAnte2019 | IOU workpaper | 2019-11-06 | Cap-Tons | 1 |  |  | 0 | 0 | 0 | 291.0471 | 0 | 12.7668 | [6 empty] | DEER:HVAC_Split-Package_HP | Annual | FALSE
Any | SWHC046C | RtL | ex | CZ10 | cDXHP | SWHC046-01 | ExAnte2019 | IOU workpaper | 2019-11-06 | Cap-Tons | 1 |  |  | 0 | 0 | 0 | 307.211 | 0 | 12.4298 | [6 empty] | DEER:HVAC_Split-Package_HP | Annual | FALSE
Any | SWHC046C | RtL | ex | CZ11 | cDXHP | SWHC046-01 | ExAnte2019 | IOU workpaper | 2019-11-06 | Cap-Tons | 1 |  |  | 0 | 0 | 0 | 270.9107 | 0 | 30.4298 | [6 empty] | DEER:HVAC_Split-Package_HP | Annual | FALSE
Any | SWHC046C | RtL | ex | CZ12 | cDXHP | SWHC046-01 | ExAnte2019 | IOU workpaper | 2019-11-06 | Cap-Tons | 1 |  |  | 0 | 0 | 0 | 224.0571 | 0 | 30.0012 | [6 empty] | DEER:HVAC_Split-Package_HP | Annual | FALSE
Any | SWHC046C | RtL | ex | CZ13 | cDXHP | SWHC046-01 | ExAnte2019 | IOU workpaper | 2019-11-06 | Cap-Tons | 1 |  |  | 0 | 0 | 0 | 292.8222 | 0 | 26.608 | [6 empty] | DEER:HVAC_Split-Package_HP | Annual | FALSE
Any | SWHC046C | RtL | ex | CZ14 | cDXHP | SWHC046-01 | ExAnte2019 | IOU workpaper | 2019-11-06 | Cap-Tons | 1 |  |  | 0 | 0 | 0 | 271.0494 | 0 | 31.4024 | [6 empty] | DEER:HVAC_Split-Package_HP | Annual | FALSE
Any | SWHC046C | RtL | ex | CZ15 | cDXHP | SWHC046-01 | ExAnte2019 | IOU workpaper | 2019-11-06 | Cap-Tons | 1 |  |  | 0 | 0 | 0 | 508.4455 | 0 | 3.5079 | [6 empty] | DEER:HVAC_Split-Package_HP | Annual | FALSE
Any | SWHC046C | RtL | ex | CZ16 | cDXHP | SWHC046-01 | ExAnte2019 | IOU workpaper | 2019-11-06 | Cap-Tons | 1 |  |  | 0 | 0 | 0 | -385.7334 | 0 | 128.2122 | [6 empty] | DEER:HVAC_Split-Package_HP | Annual | FALSE
Any | SWHC046C | RtS | ex | CZ01 | cDXHP | SWHC046-01 | ExAnte2019 | IOU workpaper | 2019-11-06 | Cap-Tons | 1 |  |  | 0 | 0 | 0 | -347.3426 | 0 | 121.9177 | [6 empty] | DEER:HVAC_Split-Package_HP | Annual | FALSE
Any | SWHC046C | RtS | ex | CZ02 | cDXHP | SWHC046-01 | ExAnte2019 | IOU workpaper | 2019-11-06 | Cap-Tons | 1 |  |  | 0 | 0 | 0 | -27.6332 | 0 | 60.4102 | [6 empty] | DEER:HVAC_Split-Package_HP | Annual | FALSE
Any | SWHC046C | RtS | ex | CZ03 | cDXHP | SWHC046-01 | ExAnte2019 | IOU workpaper | 2019-11-06 | Cap-Tons | 1 |  |  | 0 | 0 | 0 | -47.236 | 0 | 57.9439 | [6 empty] | DEER:HVAC_Split-Package_HP | Annual | FALSE
Any | SWHC046C | RtS | ex | CZ04 | cDXHP | SWHC046-01 | ExAnte2019 | IOU workpaper | 2019-11-06 | Cap-Tons | 1 |  |  | 0 | 0 | 0 | 63.5835 | 0 | 43.2901 | [6 empty] | DEER:HVAC_Split-Package_HP | Annual | FALSE
Any | SWHC046C | RtS | ex | CZ05 | cDXHP | SWHC046-01 | ExAnte2019 | IOU workpaper | 2019-11-06 | Cap-Tons | 1 |  |  | 0 | 0 | 0 | -19.1699 | 0 | 52.0788 | [6 empty] | DEER:HVAC_Split-Package_HP | Annual | FALSE
Any | SWHC046C | RtS | ex | CZ06 | cDXHP | SWHC046-01 | ExAnte2019 | IOU workpaper | 2019-11-06 | Cap-Tons | 1 |  |  | 0 | 0 | 0 | 156.91 | 0 | 21.8186 | [6 empty] | DEER:HVAC_Split-Package_HP | Annual | FALSE
Any | SWHC046C | RtS | ex | CZ07 | cDXHP | SWHC046-01 | ExAnte2019 | IOU workpaper | 2019-11-06 | Cap-Tons | 1 |  |  | 0 | 0 | 0 | 159.2442 | 0 | 14.3439 | [6 empty] | DEER:HVAC_Split-Package_HP | Annual | FALSE
Any | SWHC046C | RtS | ex | CZ08 | cDXHP | SWHC046-01 | ExAnte2019 | IOU workpaper | 2019-11-06 | Cap-Tons | 1 |  |  | 0 | 0 | 0 | 203.7295 | 0 | 16.9082 | [6 empty] | DEER:HVAC_Split-Package_HP | Annual | FALSE
Any | SWHC046C | RtS | ex | CZ09 | cDXHP | SWHC046-01 | ExAnte2019 | IOU workpaper | 2019-11-06 | Cap-Tons | 1 |  |  | 0 | 0 | 0 | 222.3488 | 0 | 19.8241 | [6 empty] | DEER:HVAC_Split-Package_HP | Annual | FALSE
Any | SWHC046C | RtS | ex | CZ10 | cDXHP | SWHC046-01 | ExAnte2019 | IOU workpaper | 2019-11-06 | Cap-Tons | 1 |  |  | 0 | 0 | 0 | 246.499 | 0 | 18.6774 | [6 empty] | DEER:HVAC_Split-Package_HP | Annual | FALSE
Any | SWHC046C | RtS | ex | CZ11 | cDXHP | SWHC046-01 | ExAnte2019 | IOU workpaper | 2019-11-06 | Cap-Tons | 1 |  |  | 0 | 0 | 0 | 100.3729 | 0 | 47.6175 | [6 empty] | DEER:HVAC_Split-Package_HP | Annual | FALSE
Any | SWHC046C | RtS | ex | CZ12 | cDXHP | SWHC046-01 | ExAnte2019 | IOU workpaper | 2019-11-06 | Cap-Tons | 1 |  |  | 0 | 0 | 0 | 59.0791 | 0 | 50.5926 | [6 empty] | DEER:HVAC_Split-Package_HP | Annual | FALSE
Any | SWHC046C | RtS | ex | CZ13 | cDXHP | SWHC046-01 | ExAnte2019 | IOU workpaper | 2019-11-06 | Cap-Tons | 1 |  |  | 0 | 0 | 0 | 138.7429 | 0 | 42.2469 | [6 empty] | DEER:HVAC_Split-Package_HP | Annual | FALSE
Any | SWHC046C | RtS | ex | CZ14 | cDXHP | SWHC046-01 | ExAnte2019 | IOU workpaper | 2019-11-06 | Cap-Tons | 1 |  |  | 0 | 0 | 0 | 130.2357 | 0 | 43.5608 | [6 empty] | DEER:HVAC_Split-Package_HP | Annual | FALSE
Any | SWHC046C | RtS | ex | CZ15 | cDXHP | SWHC046-01 | ExAnte2019 | IOU workpaper | 2019-11-06 | Cap-Tons | 1 |  |  | 0 | 0 | 0 | 434.8033 | 0 | 4.6833 | [6 empty] | DEER:HVAC_Split-Package_HP | Annual | FALSE
Any | SWHC046C | RtS | ex | CZ16 | cDXHP | SWHC046-01 | ExAnte2019 | IOU workpaper | 2019-11-06 | Cap-Tons | 1 |  |  | 0 | 0 | 0 | -738.2723 | 0 | 148.5408 | [6 empty] | DEER:HVAC_Split-Package_HP | Annual | FALSE
Any | SWHC046C | SCn | ex | CZ01 | cDXHP | SWHC046-01 | ExAnte2019 | IOU workpaper | 2019-11-06 | Cap-Tons | 1 |  |  | 0 | 0 | 0 | -632.002 | 0 | 151.7013 | [6 empty] | DEER:HVAC_Split-Package_HP | Annual | FALSE
Any | SWHC046C | SCn | ex | CZ02 | cDXHP | SWHC046-01 | ExAnte2019 | IOU workpaper | 2019-11-06 | Cap-Tons | 1 |  |  | 0 | 0 | 0 | -475.0432 | 0 | 108.561 | [6 empty] | DEER:HVAC_Split-Package_HP | Annual | FALSE
Any | SWHC046C | SCn | ex | CZ03 | cDXHP | SWHC046-01 | ExAnte2019 | IOU workpaper | 2019-11-06 | Cap-Tons | 1 |  |  | 0 | 0 | 0 | -217.1042 | 0 | 80.8528 | [6 empty] | DEER:HVAC_Split-Package_HP | Annual | FALSE
Any | SWHC046C | SCn | ex | CZ04 | cDXHP | SWHC046-01 | ExAnte2019 | IOU workpaper | 2019-11-06 | Cap-Tons | 1 |  |  | 0 | 0 | 0 | -336.468 | 0 | 85.2131 | [6 empty] | DEER:HVAC_Split-Package_HP | Annual | FALSE
Any | SWHC046C | SCn | ex | CZ05 | cDXHP | SWHC046-01 | ExAnte2019 | IOU workpaper | 2019-11-06 | Cap-Tons | 1 |  |  | 0 | 0 | 0 | -230.8406 | 0 | 79.7346 | [6 empty] | DEER:HVAC_Split-Package_HP | Annual | FALSE
Any | SWHC046C | SCn | ex | CZ06 | cDXHP | SWHC046-01 | ExAnte2019 | IOU workpaper | 2019-11-06 | Cap-Tons | 1 |  |  | 0 | 0 | 0 | -6.6912 | 0 | 43.12 | [6 empty] | DEER:HVAC_Split-Package_HP | Annual | FALSE
Any | SWHC046C | SCn | ex | CZ07 | cDXHP | SWHC046-01 | ExAnte2019 | IOU workpaper | 2019-11-06 | Cap-Tons | 1 |  |  | 0 | 0 | 0 | 51.4464 | 0 | 33.3389 | [6 empty] | DEER:HVAC_Split-Package_HP | Annual | FALSE
Any | SWHC046C | SCn | ex | CZ08 | cDXHP | SWHC046-01 | ExAnte2019 | IOU workpaper | 2019-11-06 | Cap-Tons | 1 |  |  | 0 | 0 | 0 | 10.1961 | 0 | 45.1714 | [6 empty] | DEER:HVAC_Split-Package_HP | Annual | FALSE
Any | SWHC046C | SCn | ex | CZ09 | cDXHP | SWHC046-01 | ExAnte2019 | IOU workpaper | 2019-11-06 | Cap-Tons | 1 |  |  | 0 | 0 | 0 | 34.55 | 0 | 46.3428 | [6 empty] | DEER:HVAC_Split-Package_HP | Annual | FALSE
Any | SWHC046C | SCn | ex | CZ10 | cDXHP | SWHC046-01 | ExAnte2019 | IOU workpaper | 2019-11-06 | Cap-Tons | 1 |  |  | 0 | 0 | 0 | 30.2882 | 0 | 50.5704 | [6 empty] | DEER:HVAC_Split-Package_HP | Annual | FALSE
Any | SWHC046C | SCn | ex | CZ11 | cDXHP | SWHC046-01 | ExAnte2019 | IOU workpaper | 2019-11-06 | Cap-Tons | 1 |  |  | 0 | 0 | 0 | -212.7327 | 0 | 89.3304 | [6 empty] | DEER:HVAC_Split-Package_HP | Annual | FALSE
Any | SWHC046C | SCn | ex | CZ12 | cDXHP | SWHC046-01 | ExAnte2019 | IOU workpaper | 2019-11-06 | Cap-Tons | 1 |  |  | 0 | 0 | 0 | -278.3739 | 0 | 97.8121 | [6 empty] | DEER:HVAC_Split-Package_HP | Annual | FALSE
Any | SWHC046C | SCn | ex | CZ13 | cDXHP | SWHC046-01 | ExAnte2019 | IOU workpaper | 2019-11-06 | Cap-Tons | 1 |  |  | 0 | 0 | 0 | -112.6071 | 0 | 78.9867 | [6 empty] | DEER:HVAC_Split-Package_HP | Annual | FALSE
Any | SWHC046C | SCn | ex | CZ14 | cDXHP | SWHC046-01 | ExAnte2019 | IOU workpaper | 2019-11-06 | Cap-Tons | 1 |  |  | 0 | 0 | 0 | -254.9335 | 0 | 92.8405 | [6 empty] | DEER:HVAC_Split-Package_HP | Annual | FALSE
Any | SWHC046C | SCn | ex | CZ15 | cDXHP | SWHC046-01 | ExAnte2019 | IOU workpaper | 2019-11-06 | Cap-Tons | 1 |  |  | 0 | 0 | 0 | 345.5429 | 0 | 13.4192 | [6 empty] | DEER:HVAC_Split-Package_HP | Annual | FALSE
Any | SWHC046C | SCn | ex | CZ16 | cDXHP | SWHC046-01 | ExAnte2019 | IOU workpaper | 2019-11-06 | Cap-Tons | 1 |  |  | 0 | 0 | 0 | -943.3545 | 0 | 164.379 | [6 empty] | DEER:HVAC_Split-Package_HP | Annual | FALSE
Any | SWHC046D | Asm | ex | CZ01 | cDXHP | SWHC046-01 | ExAnte2019 | IOU workpaper | 2019-11-06 | Cap-Tons | 1 |  |  | 0 | 0 | 0 | -675.6741 | 0 | 170.848 | [6 empty] | DEER:HVAC_Split-Package_HP | Annual | FALSE
Any | SWHC046D | Asm | ex | CZ02 | cDXHP | SWHC046-01 | ExAnte2019 | IOU workpaper | 2019-11-06 | Cap-Tons | 1 |  |  | 0 | 0 | 0 | -268.9936 | 0 | 103.565 | [6 empty] | DEER:HVAC_Split-Package_HP | Annual | FALSE
Any | SWHC046D | Asm | ex | CZ03 | cDXHP | SWHC046-01 | ExAnte2019 | IOU workpaper | 2019-11-06 | Cap-Tons | 1 |  |  | 0 | 0 | 0 | -121.5187 | 0 | 78.2364 | [6 empty] | DEER:HVAC_Split-Package_HP | Annual | FALSE
Any | SWHC046D | Asm | ex | CZ04 | cDXHP | SWHC046-01 | ExAnte2019 | IOU workpaper | 2019-11-06 | Cap-Tons | 1 |  |  | 0 | 0 | 0 | -65.0967 | 0 | 70.3479 | [6 empty] | DEER:HVAC_Split-Package_HP | Annual | FALSE
Any | SWHC046D | Asm | ex | CZ05 | cDXHP | SWHC046-01 | ExAnte2019 | IOU workpaper | 2019-11-06 | Cap-Tons | 1 |  |  | 0 | 0 | 0 | -133.6769 | 0 | 77.3501 | [6 empty] | DEER:HVAC_Split-Package_HP | Annual | FALSE
Any | SWHC046D | Asm | ex | CZ06 | cDXHP | SWHC046-01 | ExAnte2019 | IOU workpaper | 2019-11-06 | Cap-Tons | 1 |  |  | 0 | 0 | 0 | 114.9142 | 0 | 33.0894 | [6 empty] | DEER:HVAC_Split-Package_HP | Annual | FALSE
Any | SWHC046D | Asm | ex | CZ07 | cDXHP | SWHC046-01 | ExAnte2019 | IOU workpaper | 2019-11-06 | Cap-Tons | 1 |  |  | 0 | 0 | 0 | 120.0774 | 0 | 25.4255 | [6 empty] | DEER:HVAC_Split-Package_HP | Annual | FALSE
Any | SWHC046D | Asm | ex | CZ08 | cDXHP | SWHC046-01 | ExAnte2019 | IOU workpaper | 2019-11-06 | Cap-Tons | 1 |  |  | 0 | 0 | 0 | 150.0407 | 0 | 32.2643 | [6 empty] | DEER:HVAC_Split-Package_HP | Annual | FALSE
Any | SWHC046D | Asm | ex | CZ09 | cDXHP | SWHC046-01 | ExAnte2019 | IOU workpaper | 2019-11-06 | Cap-Tons | 1 |  |  | 0 | 0 | 0 | 181.7439 | 0 | 32.8555 | [6 empty] | DEER:HVAC_Split-Package_HP | Annual | FALSE
Any | SWHC046D | Asm | ex | CZ10 | cDXHP | SWHC046-01 | ExAnte2019 | IOU workpaper | 2019-11-06 | Cap-Tons | 1 |  |  | 0 | 0 | 0 | 182.621 | 0 | 39.9592 | [6 empty] | DEER:HVAC_Split-Package_HP | Annual | FALSE
Any | SWHC046D | Asm | ex | CZ11 | cDXHP | SWHC046-01 | ExAnte2019 | IOU workpaper | 2019-11-06 | Cap-Tons | 1 |  |  | 0 | 0 | 0 | 55.1741 | 0 | 71.3809 | [6 empty] | DEER:HVAC_Split-Package_HP | Annual | FALSE
Any | SWHC046D | Asm | ex | CZ12 | cDXHP | SWHC046-01 | ExAnte2019 | IOU workpaper | 2019-11-06 | Cap-Tons | 1 |  |  | 0 | 0 | 0 | -19.3274 | 0 | 77.6866 | [6 empty] | DEER:HVAC_Split-Package_HP | Annual | FALSE
Any | SWHC046D | Asm | ex | CZ13 | cDXHP | SWHC046-01 | ExAnte2019 | IOU workpaper | 2019-11-06 | Cap-Tons | 1 |  |  | 0 | 0 | 0 | 99.4786 | 0 | 65.6123 | [6 empty] | DEER:HVAC_Split-Package_HP | Annual | FALSE
Any | SWHC046D | Asm | ex | CZ14 | cDXHP | SWHC046-01 | ExAnte2019 | IOU workpaper | 2019-11-06 | Cap-Tons | 1 |  |  | 0 | 0 | 0 | 65.7529 | 0 | 69.4062 | [6 empty] | DEER:HVAC_Split-Package_HP | Annual | FALSE
Any | SWHC046D | Asm | ex | CZ15 | cDXHP | SWHC046-01 | ExAnte2019 | IOU workpaper | 2019-11-06 | Cap-Tons | 1 |  |  | 0 | 0 | 0 | 469.9134 | 0 | 12.5575 | [6 empty] | DEER:HVAC_Split-Package_HP | Annual | FALSE
Any | SWHC046D | Asm | ex | CZ16 | cDXHP | SWHC046-01 | ExAnte2019 | IOU workpaper | 2019-11-06 | Cap-Tons | 1 |  |  | 0 | 0 | 0 | -853.401 | 0 | 189.083 | [6 empty] | DEER:HVAC_Split-Package_HP | Annual | FALSE
Any | SWHC046D | Com | ex | CZ01 | cDXHP | SWHC046-01 | ExAnte2019 | IOU workpaper | 2019-11-06 | Cap-Tons | 1 |  |  | 0 | 0 | 0 | -299.4406 | 0 | 113.9172 | [6 empty] | DEER:HVAC_Split-Package_HP | Annual | FALSE
Any | SWHC046D | Com | ex | CZ02 | cDXHP | SWHC046-01 | ExAnte2019 | IOU workpaper | 2019-11-06 | Cap-Tons | 1 |  |  | 0 | 0 | 0 | -24.9015 | 0 | 61.5905 | [6 empty] | DEER:HVAC_Split-Package_HP | Annual | FALSE
Any | SWHC046D | Com | ex | CZ03 | cDXHP | SWHC046-01 | ExAnte2019 | IOU workpaper | 2019-11-06 | Cap-Tons | 1 |  |  | 0 | 0 | 0 | 29.7379 | 0 | 42.2318 | [6 empty] | DEER:HVAC_Split-Package_HP | Annual | FALSE
Any | SWHC046D | Com | ex | CZ04 | cDXHP | SWHC046-01 | ExAnte2019 | IOU workpaper | 2019-11-06 | Cap-Tons | 1 |  |  | 0 | 0 | 0 | 70.2071 | 0 | 36.6611 | [6 empty] | DEER:HVAC_Split-Package_HP | Annual | FALSE
Any | SWHC046D | Com | ex | CZ05 | cDXHP | SWHC046-01 | ExAnte2019 | IOU workpaper | 2019-11-06 | Cap-Tons | 1 |  |  | 0 | 0 | 0 | -8.1441 | 0 | 57.9325 | [6 empty] | DEER:HVAC_Split-Package_HP | Annual | FALSE
Any | SWHC046D | Com | ex | CZ06 | cDXHP | SWHC046-01 | ExAnte2019 | IOU workpaper | 2019-11-06 | Cap-Tons | 1 |  |  | 0 | 0 | 0 | 168.2272 | 0 | 22.9105 | [6 empty] | DEER:HVAC_Split-Package_HP | Annual | FALSE
Any | SWHC046D | Com | ex | CZ07 | cDXHP | SWHC046-01 | ExAnte2019 | IOU workpaper | 2019-11-06 | Cap-Tons | 1 |  |  | 0 | 0 | 0 | 177.0466 | 0 | 18.4075 | [6 empty] | DEER:HVAC_Split-Package_HP | Annual | FALSE
Any | SWHC046D | Com | ex | CZ08 | cDXHP | SWHC046-01 | ExAnte2019 | IOU workpaper | 2019-11-06 | Cap-Tons | 1 |  |  | 0 | 0 | 0 | 190.2054 | 0 | 22.1392 | [6 empty] | DEER:HVAC_Split-Package_HP | Annual | FALSE
Any | SWHC046D | Com | ex | CZ09 | cDXHP | SWHC046-01 | ExAnte2019 | IOU workpaper | 2019-11-06 | Cap-Tons | 1 |  |  | 0 | 0 | 0 | 225.568 | 0 | 21.7753 | [6 empty] | DEER:HVAC_Split-Package_HP | Annual | FALSE
Any | SWHC046D | Com | ex | CZ10 | cDXHP | SWHC046-01 | ExAnte2019 | IOU workpaper | 2019-11-06 | Cap-Tons | 1 |  |  | 0 | 0 | 0 | 195.4415 | 0 | 29.4904 | [6 empty] | DEER:HVAC_Split-Package_HP | Annual | FALSE
Any | SWHC046D | Com | ex | CZ11 | cDXHP | SWHC046-01 | ExAnte2019 | IOU workpaper | 2019-11-06 | Cap-Tons | 1 |  |  | 0 | 0 | 0 | 95.6766 | 0 | 51.7274 | [6 empty] | DEER:HVAC_Split-Package_HP | Annual | FALSE
Any | SWHC046D | Com | ex | CZ12 | cDXHP | SWHC046-01 | ExAnte2019 | IOU workpaper | 2019-11-06 | Cap-Tons | 1 |  |  | 0 | 0 | 0 | 70.518 | 0 | 48.8834 | [6 empty] | DEER:HVAC_Split-Package_HP | Annual | FALSE
Any | SWHC046D | Com | ex | CZ13 | cDXHP | SWHC046-01 | ExAnte2019 | IOU workpaper | 2019-11-06 | Cap-Tons | 1 |  |  | 0 | 0 | 0 | 146.7173 | 0 | 44.1317 | [6 empty] | DEER:HVAC_Split-Package_HP | Annual | FALSE
Any | SWHC046D | Com | ex | CZ14 | cDXHP | SWHC046-01 | ExAnte2019 | IOU workpaper | 2019-11-06 | Cap-Tons | 1 |  |  | 0 | 0 | 0 | 125.0354 | 0 | 47.5408 | [6 empty] | DEER:HVAC_Split-Package_HP | Annual | FALSE
Any | SWHC046D | Com | ex | CZ15 | cDXHP | SWHC046-01 | ExAnte2019 | IOU workpaper | 2019-11-06 | Cap-Tons | 1 |  |  | 0 | 0 | 0 | 461.4005 | 0 | 8.0636 | [6 empty] | DEER:HVAC_Split-Package_HP | Annual | FALSE
Any | SWHC046D | Com | ex | CZ16 | cDXHP | SWHC046-01 | ExAnte2019 | IOU workpaper | 2019-11-06 | Cap-Tons | 1 |  |  | 0 | 0 | 0 | -559.5383 | 0 | 133.4351 | [6 empty] | DEER:HVAC_Split-Package_HP | Annual | FALSE
Any | SWHC046D | ECC | ex | CZ01 | cDXHP | SWHC046-01 | ExAnte2019 | IOU workpaper | 2019-11-06 | Cap-Tons | 1 |  |  | 0 | 0 | 0 | -131.5263 | 0 | 72.0202 | [6 empty] | DEER:HVAC_Split-Package_HP | Annual | FALSE
Any | SWHC046D | ECC | ex | CZ02 | cDXHP | SWHC046-01 | ExAnte2019 | IOU workpaper | 2019-11-06 | Cap-Tons | 1 |  |  | 0 | 0 | 0 | 34.544 | 0 | 40.5526 | [6 empty] | DEER:HVAC_Split-Package_HP | Annual | FALSE
Any | SWHC046D | ECC | ex | CZ03 | cDXHP | SWHC046-01 | ExAnte2019 | IOU workpaper | 2019-11-06 | Cap-Tons | 1 |  |  | 0 | 0 | 0 | 46.5358 | 0 | 31.2714 | [6 empty] | DEER:HVAC_Split-Package_HP | Annual | FALSE
Any | SWHC046D | ECC | ex | CZ04 | cDXHP | SWHC046-01 | ExAnte2019 | IOU workpaper | 2019-11-06 | Cap-Tons | 1 |  |  | 0 | 0 | 0 | 82.9112 | 0 | 28.0396 | [6 empty] | DEER:HVAC_Split-Package_HP | Annual | FALSE
Any | SWHC046D | ECC | ex | CZ05 | cDXHP | SWHC046-01 | ExAnte2019 | IOU workpaper | 2019-11-06 | Cap-Tons | 1 |  |  | 0 | 0 | 0 | 38.2057 | 0 | 31.2089 | [6 empty] | DEER:HVAC_Split-Package_HP | Annual | FALSE
Any | SWHC046D | ECC | ex | CZ06 | cDXHP | SWHC046-01 | ExAnte2019 | IOU workpaper | 2019-11-06 | Cap-Tons | 1 |  |  | 0 | 0 | 0 | 159.6069 | 0 | 10.3507 | [6 empty] | DEER:HVAC_Split-Package_HP | Annual | FALSE
Any | SWHC046D | ECC | ex | CZ07 | cDXHP | SWHC046-01 | ExAnte2019 | IOU workpaper | 2019-11-06 | Cap-Tons | 1 |  |  | 0 | 0 | 0 | 151.3921 | 0 | 6.1637 | [6 empty] | DEER:HVAC_Split-Package_HP | Annual | FALSE
Any | SWHC046D | ECC | ex | CZ08 | cDXHP | SWHC046-01 | ExAnte2019 | IOU workpaper | 2019-11-06 | Cap-Tons | 1 |  |  | 0 | 0 | 0 | 183.4801 | 0 | 9.5312 | [6 empty] | DEER:HVAC_Split-Package_HP | Annual | FALSE
Any | SWHC046D | ECC | ex | CZ09 | cDXHP | SWHC046-01 | ExAnte2019 | IOU workpaper | 2019-11-06 | Cap-Tons | 1 |  |  | 0 | 0 | 0 | 198.9096 | 0 | 11.4229 | [6 empty] | DEER:HVAC_Split-Package_HP | Annual | FALSE
Any | SWHC046D | ECC | ex | CZ10 | cDXHP | SWHC046-01 | ExAnte2019 | IOU workpaper | 2019-11-06 | Cap-Tons | 1 |  |  | 0 | 0 | 0 | 209.3688 | 0 | 12.8409 | [6 empty] | DEER:HVAC_Split-Package_HP | Annual | FALSE
Any | SWHC046D | ECC | ex | CZ11 | cDXHP | SWHC046-01 | ExAnte2019 | IOU workpaper | 2019-11-06 | Cap-Tons | 1 |  |  | 0 | 0 | 0 | 127.3314 | 0 | 33.3053 | [6 empty] | DEER:HVAC_Split-Package_HP | Annual | FALSE
Any | SWHC046D | ECC | ex | CZ12 | cDXHP | SWHC046-01 | ExAnte2019 | IOU workpaper | 2019-11-06 | Cap-Tons | 1 |  |  | 0 | 0 | 0 | 90.6928 | 0 | 34.8597 | [6 empty] | DEER:HVAC_Split-Package_HP | Annual | FALSE
Any | SWHC046D | ECC | ex | CZ13 | cDXHP | SWHC046-01 | ExAnte2019 | IOU workpaper | 2019-11-06 | Cap-Tons | 1 |  |  | 0 | 0 | 0 | 152.6316 | 0 | 29.0488 | [6 empty] | DEER:HVAC_Split-Package_HP | Annual | FALSE
Any | SWHC046D | ECC | ex | CZ14 | cDXHP | SWHC046-01 | ExAnte2019 | IOU workpaper | 2019-11-06 | Cap-Tons | 1 |  |  | 0 | 0 | 0 | 137.7413 | 0 | 30.6499 | [6 empty] | DEER:HVAC_Split-Package_HP | Annual | FALSE
Any | SWHC046D | ECC | ex | CZ15 | cDXHP | SWHC046-01 | ExAnte2019 | IOU workpaper | 2019-11-06 | Cap-Tons | 1 |  |  | 0 | 0 | 0 | 375.15 | 0 | 3.2825 | [6 empty] | DEER:HVAC_Split-Package_HP | Annual | FALSE
Any | SWHC046D | ECC | ex | CZ16 | cDXHP | SWHC046-01 | ExAnte2019 | IOU workpaper | 2019-11-06 | Cap-Tons | 1 |  |  | 0 | 0 | 0 | -342.7116 | 0 | 90.6794 | [6 empty] | DEER:HVAC_Split-Package_HP | Annual | FALSE
Any | SWHC046D | EPr | ex | CZ01 | cDXHP | SWHC046-01 | ExAnte2019 | IOU workpaper | 2019-11-06 | Cap-Tons | 1 |  |  | 0 | 0 | 0 | -324.2262 | 0 | 90.6057 | [6 empty] | DEER:HVAC_Split-Package_HP | Annual | FALSE
Any | SWHC046D | EPr | ex | CZ02 | cDXHP | SWHC046-01 | ExAnte2019 | IOU workpaper | 2019-11-06 | Cap-Tons | 1 |  |  | 0 | 0 | 0 | -113.3791 | 0 | 50.5666 | [6 empty] | DEER:HVAC_Split-Package_HP | Annual | FALSE
Any | SWHC046D | EPr | ex | CZ03 | cDXHP | SWHC046-01 | ExAnte2019 | IOU workpaper | 2019-11-06 | Cap-Tons | 1 |  |  | 0 | 0 | 0 | -77.3336 | 0 | 44.2835 | [6 empty] | DEER:HVAC_Split-Package_HP | Annual | FALSE
Any | SWHC046D | EPr | ex | CZ04 | cDXHP | SWHC046-01 | ExAnte2019 | IOU workpaper | 2019-11-06 | Cap-Tons | 1 |  |  | 0 | 0 | 0 | -38.0031 | 0 | 35.9169 | [6 empty] | DEER:HVAC_Split-Package_HP | Annual | FALSE
Any | SWHC046D | EPr | ex | CZ05 | cDXHP | SWHC046-01 | ExAnte2019 | IOU workpaper | 2019-11-06 | Cap-Tons | 1 |  |  | 0 | 0 | 0 | -92.2131 | 0 | 43.2929 | [6 empty] | DEER:HVAC_Split-Package_HP | Annual | FALSE
Any | SWHC046D | EPr | ex | CZ06 | cDXHP | SWHC046-01 | ExAnte2019 | IOU workpaper | 2019-11-06 | Cap-Tons | 1 |  |  | 0 | 0 | 0 | 46.7604 | 0 | 18.3216 | [6 empty] | DEER:HVAC_Split-Package_HP | Annual | FALSE
Any | SWHC046D | EPr | ex | CZ07 | cDXHP | SWHC046-01 | ExAnte2019 | IOU workpaper | 2019-11-06 | Cap-Tons | 1 |  |  | 0 | 0 | 0 | 52.1167 | 0 | 14.1455 | [6 empty] | DEER:HVAC_Split-Package_HP | Annual | FALSE
Any | SWHC046D | EPr | ex | CZ08 | cDXHP | SWHC046-01 | ExAnte2019 | IOU workpaper | 2019-11-06 | Cap-Tons | 1 |  |  | 0 | 0 | 0 | 73.3973 | 0 | 15.6024 | [6 empty] | DEER:HVAC_Split-Package_HP | Annual | FALSE
Any | SWHC046D | EPr | ex | CZ09 | cDXHP | SWHC046-01 | ExAnte2019 | IOU workpaper | 2019-11-06 | Cap-Tons | 1 |  |  | 0 | 0 | 0 | 80.4168 | 0 | 18.1502 | [6 empty] | DEER:HVAC_Split-Package_HP | Annual | FALSE
Any | SWHC046D | EPr | ex | CZ10 | cDXHP | SWHC046-01 | ExAnte2019 | IOU workpaper | 2019-11-06 | Cap-Tons | 1 |  |  | 0 | 0 | 0 | 89.1389 | 0 | 17.8359 | [6 empty] | DEER:HVAC_Split-Package_HP | Annual | FALSE
Any | SWHC046D | EPr | ex | CZ11 | cDXHP | SWHC046-01 | ExAnte2019 | IOU workpaper | 2019-11-06 | Cap-Tons | 1 |  |  | 0 | 0 | 0 | -17.3189 | 0 | 39.4411 | [6 empty] | DEER:HVAC_Split-Package_HP | Annual | FALSE
Any | SWHC046D | EPr | ex | CZ12 | cDXHP | SWHC046-01 | ExAnte2019 | IOU workpaper | 2019-11-06 | Cap-Tons | 1 |  |  | 0 | 0 | 0 | -46.5779 | 0 | 42.968 | [6 empty] | DEER:HVAC_Split-Package_HP | Annual | FALSE
Any | SWHC046D | EPr | ex | CZ13 | cDXHP | SWHC046-01 | ExAnte2019 | IOU workpaper | 2019-11-06 | Cap-Tons | 1 |  |  | 0 | 0 | 0 | 11.912 | 0 | 35.0093 | [6 empty] | DEER:HVAC_Split-Package_HP | Annual | FALSE
Any | SWHC046D | EPr | ex | CZ14 | cDXHP | SWHC046-01 | ExAnte2019 | IOU workpaper | 2019-11-06 | Cap-Tons | 1 |  |  | 0 | 0 | 0 | -0.7004 | 0 | 35.6516 | [6 empty] | DEER:HVAC_Split-Package_HP | Annual | FALSE
Any | SWHC046D | EPr | ex | CZ15 | cDXHP | SWHC046-01 | ExAnte2019 | IOU workpaper | 2019-11-06 | Cap-Tons | 1 |  |  | 0 | 0 | 0 | 227.3359 | 0 | 5.1616 | [6 empty] | DEER:HVAC_Split-Package_HP | Annual | FALSE
Any | SWHC046D | EPr | ex | CZ16 | cDXHP | SWHC046-01 | ExAnte2019 | IOU workpaper | 2019-11-06 | Cap-Tons | 1 |  |  | 0 | 0 | 0 | -523.1999 | 0 | 109.1812 | [6 empty] | DEER:HVAC_Split-Package_HP | Annual | FALSE
Any | SWHC046D | ERC | ex | CZ01 | cDXHP | SWHC046-01 | ExAnte2019 | IOU workpaper | 2019-11-06 | Cap-Tons | 1 |  |  | 0 | 0 | 0 | -631.3038 | 0 | 132.9105 | [6 empty] | DEER:HVAC_Split-Package_HP | Annual | FALSE
Any | SWHC046D | ERC | ex | CZ02 | cDXHP | SWHC046-01 | ExAnte2019 | IOU workpaper | 2019-11-06 | Cap-Tons | 1 |  |  | 0 | 0 | 0 | -352.0392 | 0 | 82.8714 | [6 empty] | DEER:HVAC_Split-Package_HP | Annual | FALSE
Any | SWHC046D | ERC | ex | CZ03 | cDXHP | SWHC046-01 | ExAnte2019 | IOU workpaper | 2019-11-06 | Cap-Tons | 1 |  |  | 0 | 0 | 0 | -220.1035 | 0 | 64.0724 | [6 empty] | DEER:HVAC_Split-Package_HP | Annual | FALSE
Any | SWHC046D | ERC | ex | CZ04 | cDXHP | SWHC046-01 | ExAnte2019 | IOU workpaper | 2019-11-06 | Cap-Tons | 1 |  |  | 0 | 0 | 0 | -217.8164 | 0 | 57.3437 | [6 empty] | DEER:HVAC_Split-Package_HP | Annual | FALSE
Any | SWHC046D | ERC | ex | CZ05 | cDXHP | SWHC046-01 | ExAnte2019 | IOU workpaper | 2019-11-06 | Cap-Tons | 1 |  |  | 0 | 0 | 0 | -297.8537 | 0 | 71.6541 | [6 empty] | DEER:HVAC_Split-Package_HP | Annual | FALSE
Any | SWHC046D | ERC | ex | CZ06 | cDXHP | SWHC046-01 | ExAnte2019 | IOU workpaper | 2019-11-06 | Cap-Tons | 1 |  |  | 0 | 0 | 0 | -55.2698 | 0 | 30.4744 | [6 empty] | DEER:HVAC_Split-Package_HP | Annual | FALSE
Any | SWHC046D | ERC | ex | CZ07 | cDXHP | SWHC046-01 | ExAnte2019 | IOU workpaper | 2019-11-06 | Cap-Tons | 1 |  |  | 0 | 0 | 0 | -14.0071 | 0 | 19.9824 | [6 empty] | DEER:HVAC_Split-Package_HP | Annual | FALSE
Any | SWHC046D | ERC | ex | CZ08 | cDXHP | SWHC046-01 | ExAnte2019 | IOU workpaper | 2019-11-06 | Cap-Tons | 1 |  |  | 0 | 0 | 0 | -18.8397 | 0 | 27.0235 | [6 empty] | DEER:HVAC_Split-Package_HP | Annual | FALSE
Any | SWHC046D | ERC | ex | CZ09 | cDXHP | SWHC046-01 | ExAnte2019 | IOU workpaper | 2019-11-06 | Cap-Tons | 1 |  |  | 0 | 0 | 0 | -6.0053 | 0 | 26.9481 | [6 empty] | DEER:HVAC_Split-Package_HP | Annual | FALSE
Any | SWHC046D | ERC | ex | CZ10 | cDXHP | SWHC046-01 | ExAnte2019 | IOU workpaper | 2019-11-06 | Cap-Tons | 1 |  |  | 0 | 0 | 0 | -22.7834 | 0 | 30.2927 | [6 empty] | DEER:HVAC_Split-Package_HP | Annual | FALSE
Any | SWHC046D | ERC | ex | CZ11 | cDXHP | SWHC046-01 | ExAnte2019 | IOU workpaper | 2019-11-06 | Cap-Tons | 1 |  |  | 0 | 0 | 0 | -164.1212 | 0 | 55.4819 | [6 empty] | DEER:HVAC_Split-Package_HP | Annual | FALSE
Any | SWHC046D | ERC | ex | CZ12 | cDXHP | SWHC046-01 | ExAnte2019 | IOU workpaper | 2019-11-06 | Cap-Tons | 1 |  |  | 0 | 0 | 0 | -216.2726 | 0 | 62.5443 | [6 empty] | DEER:HVAC_Split-Package_HP | Annual | FALSE
Any | SWHC046D | ERC | ex | CZ13 | cDXHP | SWHC046-01 | ExAnte2019 | IOU workpaper | 2019-11-06 | Cap-Tons | 1 |  |  | 0 | 0 | 0 | -124.0101 | 0 | 49.9268 | [6 empty] | DEER:HVAC_Split-Package_HP | Annual | FALSE
Any | SWHC046D | ERC | ex | CZ14 | cDXHP | SWHC046-01 | ExAnte2019 | IOU workpaper | 2019-11-06 | Cap-Tons | 1 |  |  | 0 | 0 | 0 | -155.7772 | 0 | 52.0345 | [6 empty] | DEER:HVAC_Split-Package_HP | Annual | FALSE
Any | SWHC046D | ERC | ex | CZ15 | cDXHP | SWHC046-01 | ExAnte2019 | IOU workpaper | 2019-11-06 | Cap-Tons | 1 |  |  | 0 | 0 | 0 | 175.0554 | 0 | 8.3568 | [6 empty] | DEER:HVAC_Split-Package_HP | Annual | FALSE
Any | SWHC046D | ERC | ex | CZ16 | cDXHP | SWHC046-01 | ExAnte2019 | IOU workpaper | 2019-11-06 | Cap-Tons | 1 |  |  | 0 | 0 | 0 | -886.4733 | 0 | 146.2976 | [6 empty] | DEER:HVAC_Split-Package_HP | Annual | FALSE
Any | SWHC046D | ESe | ex | CZ01 | cDXHP | SWHC046-01 | ExAnte2019 | IOU workpaper | 2019-11-06 | Cap-Tons | 1 |  |  | 0 | 0 | 0 | -272.0868 | 0 | 83.3021 | [6 empty] | DEER:HVAC_Split-Package_HP | Annual | FALSE
Any | SWHC046D | ESe | ex | CZ02 | cDXHP | SWHC046-01 | ExAnte2019 | IOU workpaper | 2019-11-06 | Cap-Tons | 1 |  |  | 0 | 0 | 0 | -96.9866 | 0 | 50.6527 | [6 empty] | DEER:HVAC_Split-Package_HP | Annual | FALSE
Any | SWHC046D | ESe | ex | CZ03 | cDXHP | SWHC046-01 | ExAnte2019 | IOU workpaper | 2019-11-06 | Cap-Tons | 1 |  |  | 0 | 0 | 0 | -30.9824 | 0 | 35.3734 | [6 empty] | DEER:HVAC_Split-Package_HP | Annual | FALSE
Any | SWHC046D | ESe | ex | CZ04 | cDXHP | SWHC046-01 | ExAnte2019 | IOU workpaper | 2019-11-06 | Cap-Tons | 1 |  |  | 0 | 0 | 0 | -4.4218 | 0 | 32.3162 | [6 empty] | DEER:HVAC_Split-Package_HP | Annual | FALSE
Any | SWHC046D | ESe | ex | CZ05 | cDXHP | SWHC046-01 | ExAnte2019 | IOU workpaper | 2019-11-06 | Cap-Tons | 1 |  |  | 0 | 0 | 0 | -34.4678 | 0 | 34.0628 | [6 empty] | DEER:HVAC_Split-Package_HP | Annual | FALSE
Any | SWHC046D | ESe | ex | CZ06 | cDXHP | SWHC046-01 | ExAnte2019 | IOU workpaper | 2019-11-06 | Cap-Tons | 1 |  |  | 0 | 0 | 0 | 83.7679 | 0 | 14.0859 | [6 empty] | DEER:HVAC_Split-Package_HP | Annual | FALSE
Any | SWHC046D | ESe | ex | CZ07 | cDXHP | SWHC046-01 | ExAnte2019 | IOU workpaper | 2019-11-06 | Cap-Tons | 1 |  |  | 0 | 0 | 0 | 89.0558 | 0 | 9.7622 | [6 empty] | DEER:HVAC_Split-Package_HP | Annual | FALSE
Any | SWHC046D | ESe | ex | CZ08 | cDXHP | SWHC046-01 | ExAnte2019 | IOU workpaper | 2019-11-06 | Cap-Tons | 1 |  |  | 0 | 0 | 0 | 105.5487 | 0 | 13.1647 | [6 empty] | DEER:HVAC_Split-Package_HP | Annual | FALSE
Any | SWHC046D | ESe | ex | CZ09 | cDXHP | SWHC046-01 | ExAnte2019 | IOU workpaper | 2019-11-06 | Cap-Tons | 1 |  |  | 0 | 0 | 0 | 111.8354 | 0 | 15.0388 | [6 empty] | DEER:HVAC_Split-Package_HP | Annual | FALSE
Any | SWHC046D | ESe | ex | CZ10 | cDXHP | SWHC046-01 | ExAnte2019 | IOU workpaper | 2019-11-06 | Cap-Tons | 1 |  |  | 0 | 0 | 0 | 105.2862 | 0 | 18.7719 | [6 empty] | DEER:HVAC_Split-Package_HP | Annual | FALSE
Any | SWHC046D | ESe | ex | CZ11 | cDXHP | SWHC046-01 | ExAnte2019 | IOU workpaper | 2019-11-06 | Cap-Tons | 1 |  |  | 0 | 0 | 0 | -10.9645 | 0 | 42.1609 | [6 empty] | DEER:HVAC_Split-Package_HP | Annual | FALSE
Any | SWHC046D | ESe | ex | CZ12 | cDXHP | SWHC046-01 | ExAnte2019 | IOU workpaper | 2019-11-06 | Cap-Tons | 1 |  |  | 0 | 0 | 0 | -42.3761 | 0 | 44.716 | [6 empty] | DEER:HVAC_Split-Package_HP | Annual | FALSE
Any | SWHC046D | ESe | ex | CZ13 | cDXHP | SWHC046-01 | ExAnte2019 | IOU workpaper | 2019-11-06 | Cap-Tons | 1 |  |  | 0 | 0 | 0 | 23.2664 | 0 | 36.9942 | [6 empty] | DEER:HVAC_Split-Package_HP | Annual | FALSE
Any | SWHC046D | ESe | ex | CZ14 | cDXHP | SWHC046-01 | ExAnte2019 | IOU workpaper | 2019-11-06 | Cap-Tons | 1 |  |  | 0 | 0 | 0 | 4.5884 | 0 | 38.7337 | [6 empty] | DEER:HVAC_Split-Package_HP | Annual | FALSE
Any | SWHC046D | ESe | ex | CZ15 | cDXHP | SWHC046-01 | ExAnte2019 | IOU workpaper | 2019-11-06 | Cap-Tons | 1 |  |  | 0 | 0 | 0 | 250.839 | 0 | 5.6003 | [6 empty] | DEER:HVAC_Split-Package_HP | Annual | FALSE
Any | SWHC046D | ESe | ex | CZ16 | cDXHP | SWHC046-01 | ExAnte2019 | IOU workpaper | 2019-11-06 | Cap-Tons | 1 |  |  | 0 | 0 | 0 | -480.2164 | 0 | 100.256 | [6 empty] | DEER:HVAC_Split-Package_HP | Annual | FALSE
Any | SWHC046D | EUn | ex | CZ01 | cDXHP | SWHC046-01 | ExAnte2019 | IOU workpaper | 2019-11-06 | Cap-Tons | 1 |  |  | 0 | 0 | 0 | -217.7169 | 0 | 89.3643 | [6 empty] | DEER:HVAC_Split-Package_HP | Annual | FALSE
Any | SWHC046D | EUn | ex | CZ02 | cDXHP | SWHC046-01 | ExAnte2019 | IOU workpaper | 2019-11-06 | Cap-Tons | 1 |  |  | 0 | 0 | 0 | -25.2952 | 0 | 55.5966 | [6 empty] | DEER:HVAC_Split-Package_HP | Annual | FALSE
Any | SWHC046D | EUn | ex | CZ03 | cDXHP | SWHC046-01 | ExAnte2019 | IOU workpaper | 2019-11-06 | Cap-Tons | 1 |  |  | 0 | 0 | 0 | 4.9972 | 0 | 44.819 | [6 empty] | DEER:HVAC_Split-Package_HP | Annual | FALSE
Any | SWHC046D | EUn | ex | CZ04 | cDXHP | SWHC046-01 | ExAnte2019 | IOU workpaper | 2019-11-06 | Cap-Tons | 1 |  |  | 0 | 0 | 0 | 40.8412 | 0 | 40.8704 | [6 empty] | DEER:HVAC_Split-Package_HP | Annual | FALSE
Any | SWHC046D | EUn | ex | CZ05 | cDXHP | SWHC046-01 | ExAnte2019 | IOU workpaper | 2019-11-06 | Cap-Tons | 1 |  |  | 0 | 0 | 0 | -15.2634 | 0 | 45.8593 | [6 empty] | DEER:HVAC_Split-Package_HP | Annual | FALSE
Any | SWHC046D | EUn | ex | CZ06 | cDXHP | SWHC046-01 | ExAnte2019 | IOU workpaper | 2019-11-06 | Cap-Tons | 1 |  |  | 0 | 0 | 0 | 152.3467 | 0 | 19.218 | [6 empty] | DEER:HVAC_Split-Package_HP | Annual | FALSE
Any | SWHC046D | EUn | ex | CZ07 | cDXHP | SWHC046-01 | ExAnte2019 | IOU workpaper | 2019-11-06 | Cap-Tons | 1 |  |  | 0 | 0 | 0 | 150.7672 | 0 | 13.818 | [6 empty] | DEER:HVAC_Split-Package_HP | Annual | FALSE
Any | SWHC046D | EUn | ex | CZ08 | cDXHP | SWHC046-01 | ExAnte2019 | IOU workpaper | 2019-11-06 | Cap-Tons | 1 |  |  | 0 | 0 | 0 | 181.6172 | 0 | 18.5528 | [6 empty] | DEER:HVAC_Split-Package_HP | Annual | FALSE
Any | SWHC046D | EUn | ex | CZ09 | cDXHP | SWHC046-01 | ExAnte2019 | IOU workpaper | 2019-11-06 | Cap-Tons | 1 |  |  | 0 | 0 | 0 | 198.7643 | 0 | 20.0445 | [6 empty] | DEER:HVAC_Split-Package_HP | Annual | FALSE
Any | SWHC046D | EUn | ex | CZ10 | cDXHP | SWHC046-01 | ExAnte2019 | IOU workpaper | 2019-11-06 | Cap-Tons | 1 |  |  | 0 | 0 | 0 | 213.7845 | 0 | 21.2458 | [6 empty] | DEER:HVAC_Split-Package_HP | Annual | FALSE
Any | SWHC046D | EUn | ex | CZ11 | cDXHP | SWHC046-01 | ExAnte2019 | IOU workpaper | 2019-11-06 | Cap-Tons | 1 |  |  | 0 | 0 | 0 | 121.8355 | 0 | 43.0312 | [6 empty] | DEER:HVAC_Split-Package_HP | Annual | FALSE
Any | SWHC046D | EUn | ex | CZ12 | cDXHP | SWHC046-01 | ExAnte2019 | IOU workpaper | 2019-11-06 | Cap-Tons | 1 |  |  | 0 | 0 | 0 | 71.7035 | 0 | 46.1227 | [6 empty] | DEER:HVAC_Split-Package_HP | Annual | FALSE
Any | SWHC046D | EUn | ex | CZ13 | cDXHP | SWHC046-01 | ExAnte2019 | IOU workpaper | 2019-11-06 | Cap-Tons | 1 |  |  | 0 | 0 | 0 | 152.735 | 0 | 37.8126 | [6 empty] | DEER:HVAC_Split-Package_HP | Annual | FALSE
Any | SWHC046D | EUn | ex | CZ14 | cDXHP | SWHC046-01 | ExAnte2019 | IOU workpaper | 2019-11-06 | Cap-Tons | 1 |  |  | 0 | 0 | 0 | 127.9739 | 0 | 40.9415 | [6 empty] | DEER:HVAC_Split-Package_HP | Annual | FALSE
Any | SWHC046D | EUn | ex | CZ15 | cDXHP | SWHC046-01 | ExAnte2019 | IOU workpaper | 2019-11-06 | Cap-Tons | 1 |  |  | 0 | 0 | 0 | 416.616 | 0 | 6.2616 | [6 empty] | DEER:HVAC_Split-Package_HP | Annual | FALSE
Any | SWHC046D | EUn | ex | CZ16 | cDXHP | SWHC046-01 | ExAnte2019 | IOU workpaper | 2019-11-06 | Cap-Tons | 1 |  |  | 0 | 0 | 0 | -431.2927 | 0 | 107.3707 | [6 empty] | DEER:HVAC_Split-Package_HP | Annual | FALSE
Any | SWHC046D | Gro | ex | CZ01 | cDXHP | SWHC046-01 | ExAnte2019 | IOU workpaper | 2019-11-06 | Cap-Tons | 1 |  |  | 0 | 0 | 0 | -1942.2254 | 0 | 495.8101 | [6 empty] | DEER:HVAC_Split-Package_HP | Annual | FALSE
Any | SWHC046D | Gro | ex | CZ02 | cDXHP | SWHC046-01 | ExAnte2019 | IOU workpaper | 2019-11-06 | Cap-Tons | 1 |  |  | 0 | 0 | 0 | -343.4977 | 0 | 167.0243 | [6 empty] | DEER:HVAC_Split-Package_HP | Annual | FALSE
Any | SWHC046D | Gro | ex | CZ03 | cDXHP | SWHC046-01 | ExAnte2019 | IOU workpaper | 2019-11-06 | Cap-Tons | 1 |  |  | 0 | 0 | 0 | -491.4354 | 0 | 220.7772 | [6 empty] | DEER:HVAC_Split-Package_HP | Annual | FALSE
Any | SWHC046D | Gro | ex | CZ04 | cDXHP | SWHC046-01 | ExAnte2019 | IOU workpaper | 2019-11-06 | Cap-Tons | 1 |  |  | 0 | 0 | 0 | -178.5148 | 0 | 145.9162 | [6 empty] | DEER:HVAC_Split-Package_HP | Annual | FALSE
Any | SWHC046D | Gro | ex | CZ05 | cDXHP | SWHC046-01 | ExAnte2019 | IOU workpaper | 2019-11-06 | Cap-Tons | 1 |  |  | 0 | 0 | 0 | -667.1805 | 0 | 259.3173 | [6 empty] | DEER:HVAC_Split-Package_HP | Annual | FALSE
Any | SWHC046D | Gro | ex | CZ06 | cDXHP | SWHC046-01 | ExAnte2019 | IOU workpaper | 2019-11-06 | Cap-Tons | 1 |  |  | 0 | 0 | 0 | 42.6765 | 0 | 94.083 | [6 empty] | DEER:HVAC_Split-Package_HP | Annual | FALSE
Any | SWHC046D | Gro | ex | CZ07 | cDXHP | SWHC046-01 | ExAnte2019 | IOU workpaper | 2019-11-06 | Cap-Tons | 1 |  |  | 0 | 0 | 0 | 106.0769 | 0 | 107.6528 | [6 empty] | DEER:HVAC_Split-Package_HP | Annual | FALSE
Any | SWHC046D | Gro | ex | CZ08 | cDXHP | SWHC046-01 | ExAnte2019 | IOU workpaper | 2019-11-06 | Cap-Tons | 1 |  |  | 0 | 0 | 0 | 204.6932 | 0 | 78.4697 | [6 empty] | DEER:HVAC_Split-Package_HP | Annual | FALSE
Any | SWHC046D | Gro | ex | CZ09 | cDXHP | SWHC046-01 | ExAnte2019 | IOU workpaper | 2019-11-06 | Cap-Tons | 1 |  |  | 0 | 0 | 0 | 229.3051 | 0 | 71.7977 | [6 empty] | DEER:HVAC_Split-Package_HP | Annual | FALSE
Any | SWHC046D | Gro | ex | CZ10 | cDXHP | SWHC046-01 | ExAnte2019 | IOU workpaper | 2019-11-06 | Cap-Tons | 1 |  |  | 0 | 0 | 0 | 210.3419 | 0 | 80.3919 | [6 empty] | DEER:HVAC_Split-Package_HP | Annual | FALSE
Any | SWHC046D | Gro | ex | CZ11 | cDXHP | SWHC046-01 | ExAnte2019 | IOU workpaper | 2019-11-06 | Cap-Tons | 1 |  |  | 0 | 0 | 0 | -36.5212 | 0 | 111.9016 | [6 empty] | DEER:HVAC_Split-Package_HP | Annual | FALSE
Any | SWHC046D | Gro | ex | CZ12 | cDXHP | SWHC046-01 | ExAnte2019 | IOU workpaper | 2019-11-06 | Cap-Tons | 1 |  |  | 0 | 0 | 0 | -60.1128 | 0 | 113.6307 | [6 empty] | DEER:HVAC_Split-Package_HP | Annual | FALSE
Any | SWHC046D | Gro | ex | CZ13 | cDXHP | SWHC046-01 | ExAnte2019 | IOU workpaper | 2019-11-06 | Cap-Tons | 1 |  |  | 0 | 0 | 0 | 64.8069 | 0 | 103.0754 | [6 empty] | DEER:HVAC_Split-Package_HP | Annual | FALSE
Any | SWHC046D | Gro | ex | CZ14 | cDXHP | SWHC046-01 | ExAnte2019 | IOU workpaper | 2019-11-06 | Cap-Tons | 1 |  |  | 0 | 0 | 0 | -5.3612 | 0 | 109.7289 | [6 empty] | DEER:HVAC_Split-Package_HP | Annual | FALSE
Any | SWHC046D | Gro | ex | CZ15 | cDXHP | SWHC046-01 | ExAnte2019 | IOU workpaper | 2019-11-06 | Cap-Tons | 1 |  |  | 0 | 0 | 0 | 609.965 | 0 | 25.6488 | [6 empty] | DEER:HVAC_Split-Package_HP | Annual | FALSE
Any | SWHC046D | Gro | ex | CZ16 | cDXHP | SWHC046-01 | ExAnte2019 | IOU workpaper | 2019-11-06 | Cap-Tons | 1 |  |  | 0 | 0 | 0 | -1507.3202 | 0 | 344.6283 | [6 empty] | DEER:HVAC_Split-Package_HP | Annual | FALSE
Any | SWHC046D | Hsp | ex | CZ01 | cDXHP | SWHC046-01 | ExAnte2019 | IOU workpaper | 2019-11-06 | Cap-Tons | 1 |  |  | 0 | 0 | 0 | 174.5306 | 0 | 82.6661 | [6 empty] | DEER:HVAC_Split-Package_HP | Annual | FALSE
Any | SWHC046D | Hsp | ex | CZ02 | cDXHP | SWHC046-01 | ExAnte2019 | IOU workpaper | 2019-11-06 | Cap-Tons | 1 |  |  | 0 | 0 | 0 | 305.6465 | 0 | 53.4514 | [6 empty] | DEER:HVAC_Split-Package_HP | Annual | FALSE
Any | SWHC046D | Hsp | ex | CZ03 | cDXHP | SWHC046-01 | ExAnte2019 | IOU workpaper | 2019-11-06 | Cap-Tons | 1 |  |  | 0 | 0 | 0 | 332.4649 | 0 | 40.3883 | [6 empty] | DEER:HVAC_Split-Package_HP | Annual | FALSE
Any | SWHC046D | Hsp | ex | CZ04 | cDXHP | SWHC046-01 | ExAnte2019 | IOU workpaper | 2019-11-06 | Cap-Tons | 1 |  |  | 0 | 0 | 0 | 348.1926 | 0 | 39.9783 | [6 empty] | DEER:HVAC_Split-Package_HP | Annual | FALSE
Any | SWHC046D | Hsp | ex | CZ05 | cDXHP | SWHC046-01 | ExAnte2019 | IOU workpaper | 2019-11-06 | Cap-Tons | 1 |  |  | 0 | 0 | 0 | 308.9777 | 0 | 45.3315 | [6 empty] | DEER:HVAC_Split-Package_HP | Annual | FALSE
Any | SWHC046D | Hsp | ex | CZ06 | cDXHP | SWHC046-01 | ExAnte2019 | IOU workpaper | 2019-11-06 | Cap-Tons | 1 |  |  | 0 | 0 | 0 | 440.0499 | 0 | 19.6284 | [6 empty] | DEER:HVAC_Split-Package_HP | Annual | FALSE
Any | SWHC046D | Hsp | ex | CZ07 | cDXHP | SWHC046-01 | ExAnte2019 | IOU workpaper | 2019-11-06 | Cap-Tons | 1 |  |  | 0 | 0 | 0 | 449.5973 | 0 | 8.8971 | [6 empty] | DEER:HVAC_Split-Package_HP | Annual | FALSE
Any | SWHC046D | Hsp | ex | CZ08 | cDXHP | SWHC046-01 | ExAnte2019 | IOU workpaper | 2019-11-06 | Cap-Tons | 1 |  |  | 0 | 0 | 0 | 481.4967 | 0 | 14.9149 | [6 empty] | DEER:HVAC_Split-Package_HP | Annual | FALSE
Any | SWHC046D | Hsp | ex | CZ09 | cDXHP | SWHC046-01 | ExAnte2019 | IOU workpaper | 2019-11-06 | Cap-Tons | 1 |  |  | 0 | 0 | 0 | 484.383 | 0 | 20.4589 | [6 empty] | DEER:HVAC_Split-Package_HP | Annual | FALSE
Any | SWHC046D | Hsp | ex | CZ10 | cDXHP | SWHC046-01 | ExAnte2019 | IOU workpaper | 2019-11-06 | Cap-Tons | 1 |  |  | 0 | 0 | 0 | 495.1987 | 0 | 24.6273 | [6 empty] | DEER:HVAC_Split-Package_HP | Annual | FALSE
Any | SWHC046D | Hsp | ex | CZ11 | cDXHP | SWHC046-01 | ExAnte2019 | IOU workpaper | 2019-11-06 | Cap-Tons | 1 |  |  | 0 | 0 | 0 | 390.457 | 0 | 51.4601 | [6 empty] | DEER:HVAC_Split-Package_HP | Annual | FALSE
Any | SWHC046D | Hsp | ex | CZ12 | cDXHP | SWHC046-01 | ExAnte2019 | IOU workpaper | 2019-11-06 | Cap-Tons | 1 |  |  | 0 | 0 | 0 | 365.3668 | 0 | 48.7415 | [6 empty] | DEER:HVAC_Split-Package_HP | Annual | FALSE
Any | SWHC046D | Hsp | ex | CZ13 | cDXHP | SWHC046-01 | ExAnte2019 | IOU workpaper | 2019-11-06 | Cap-Tons | 1 |  |  | 0 | 0 | 0 | 432.5192 | 0 | 45.539 | [6 empty] | DEER:HVAC_Split-Package_HP | Annual | FALSE
Any | SWHC046D | Hsp | ex | CZ14 | cDXHP | SWHC046-01 | ExAnte2019 | IOU workpaper | 2019-11-06 | Cap-Tons | 1 |  |  | 0 | 0 | 0 | 359.1472 | 0 | 57.1257 | [6 empty] | DEER:HVAC_Split-Package_HP | Annual | FALSE
Any | SWHC046D | Hsp | ex | CZ15 | cDXHP | SWHC046-01 | ExAnte2019 | IOU workpaper | 2019-11-06 | Cap-Tons | 1 |  |  | 0 | 0 | 0 | 732.6495 | 0 | 9.1517 | [6 empty] | DEER:HVAC_Split-Package_HP | Annual | FALSE
Any | SWHC046D | Hsp | ex | CZ16 | cDXHP | SWHC046-01 | ExAnte2019 | IOU workpaper | 2019-11-06 | Cap-Tons | 1 |  |  | 0 | 0 | 0 | -134.6534 | 0 | 124.1237 | [6 empty] | DEER:HVAC_Split-Package_HP | Annual | FALSE
Any | SWHC046D | Htl | ex | CZ01 | cDXHP | SWHC046-01 | ExAnte2019 | IOU workpaper | 2019-11-06 | Cap-Tons | 1 |  |  | 0 | 0 | 0 | -779.752 | 0 | 223.0052 | [6 empty] | DEER:HVAC_Split-Package_HP | Annual | FALSE
Any | SWHC046D | Htl | ex | CZ02 | cDXHP | SWHC046-01 | ExAnte2019 | IOU workpaper | 2019-11-06 | Cap-Tons | 1 |  |  | 0 | 0 | 0 | -340.9765 | 0 | 140.5848 | [6 empty] | DEER:HVAC_Split-Package_HP | Annual | FALSE
Any | SWHC046D | Htl | ex | CZ03 | cDXHP | SWHC046-01 | ExAnte2019 | IOU workpaper | 2019-11-06 | Cap-Tons | 1 |  |  | 0 | 0 | 0 | -213.6637 | 0 | 121.7653 | [6 empty] | DEER:HVAC_Split-Package_HP | Annual | FALSE
Any | SWHC046D | Htl | ex | CZ04 | cDXHP | SWHC046-01 | ExAnte2019 | IOU workpaper | 2019-11-06 | Cap-Tons | 1 |  |  | 0 | 0 | 0 | -159.5275 | 0 | 102.1093 | [6 empty] | DEER:HVAC_Split-Package_HP | Annual | FALSE
Any | SWHC046D | Htl | ex | CZ05 | cDXHP | SWHC046-01 | ExAnte2019 | IOU workpaper | 2019-11-06 | Cap-Tons | 1 |  |  | 0 | 0 | 0 | -307.2098 | 0 | 131.1452 | [6 empty] | DEER:HVAC_Split-Package_HP | Annual | FALSE
Any | SWHC046D | Htl | ex | CZ06 | cDXHP | SWHC046-01 | ExAnte2019 | IOU workpaper | 2019-11-06 | Cap-Tons | 1 |  |  | 0 | 0 | 0 | 108.0901 | 0 | 60.4898 | [6 empty] | DEER:HVAC_Split-Package_HP | Annual | FALSE
Any | SWHC046D | Htl | ex | CZ07 | cDXHP | SWHC046-01 | ExAnte2019 | IOU workpaper | 2019-11-06 | Cap-Tons | 1 |  |  | 0 | 0 | 0 | 165.0997 | 0 | 42.0976 | [6 empty] | DEER:HVAC_Split-Package_HP | Annual | FALSE
Any | SWHC046D | Htl | ex | CZ08 | cDXHP | SWHC046-01 | ExAnte2019 | IOU workpaper | 2019-11-06 | Cap-Tons | 1 |  |  | 0 | 0 | 0 | 210.497 | 0 | 49.3754 | [6 empty] | DEER:HVAC_Split-Package_HP | Annual | FALSE
Any | SWHC046D | Htl | ex | CZ09 | cDXHP | SWHC046-01 | ExAnte2019 | IOU workpaper | 2019-11-06 | Cap-Tons | 1 |  |  | 0 | 0 | 0 | 212.676 | 0 | 53.9673 | [6 empty] | DEER:HVAC_Split-Package_HP | Annual | FALSE
Any | SWHC046D | Htl | ex | CZ10 | cDXHP | SWHC046-01 | ExAnte2019 | IOU workpaper | 2019-11-06 | Cap-Tons | 1 |  |  | 0 | 0 | 0 | 202.0247 | 0 | 63.0422 | [6 empty] | DEER:HVAC_Split-Package_HP | Annual | FALSE
Any | SWHC046D | Htl | ex | CZ11 | cDXHP | SWHC046-01 | ExAnte2019 | IOU workpaper | 2019-11-06 | Cap-Tons | 1 |  |  | 0 | 0 | 0 | -9.9561 | 0 | 104.898 | [6 empty] | DEER:HVAC_Split-Package_HP | Annual | FALSE
Any | SWHC046D | Htl | ex | CZ12 | cDXHP | SWHC046-01 | ExAnte2019 | IOU workpaper | 2019-11-06 | Cap-Tons | 1 |  |  | 0 | 0 | 0 | -75.2145 | 0 | 111.6115 | [6 empty] | DEER:HVAC_Split-Package_HP | Annual | FALSE
Any | SWHC046D | Htl | ex | CZ13 | cDXHP | SWHC046-01 | ExAnte2019 | IOU workpaper | 2019-11-06 | Cap-Tons | 1 |  |  | 0 | 0 | 0 | 66.0532 | 0 | 93.8127 | [6 empty] | DEER:HVAC_Split-Package_HP | Annual | FALSE
Any | SWHC046D | Htl | ex | CZ14 | cDXHP | SWHC046-01 | ExAnte2019 | IOU workpaper | 2019-11-06 | Cap-Tons | 1 |  |  | 0 | 0 | 0 | -45.2958 | 0 | 108.3606 | [6 empty] | DEER:HVAC_Split-Package_HP | Annual | FALSE
Any | SWHC046D | Htl | ex | CZ15 | cDXHP | SWHC046-01 | ExAnte2019 | IOU workpaper | 2019-11-06 | Cap-Tons | 1 |  |  | 0 | 0 | 0 | 589.9293 | 0 | 23.571 | [6 empty] | DEER:HVAC_Split-Package_HP | Annual | FALSE
Any | SWHC046D | Htl | ex | CZ16 | cDXHP | SWHC046-01 | ExAnte2019 | IOU workpaper | 2019-11-06 | Cap-Tons | 1 |  |  | 0 | 0 | 0 | -1199.5992 | 0 | 241.3107 | [6 empty] | DEER:HVAC_Split-Package_HP | Annual | FALSE
Any | SWHC046D | MBT | ex | CZ01 | cDXHP | SWHC046-01 | ExAnte2019 | IOU workpaper | 2019-11-06 | Cap-Tons | 1 |  |  | 0 | 0 | 0 | -123.7312 | 0 | 59.5441 | [6 empty] | DEER:HVAC_Split-Package_HP | Annual | FALSE
Any | SWHC046D | MBT | ex | CZ02 | cDXHP | SWHC046-01 | ExAnte2019 | IOU workpaper | 2019-11-06 | Cap-Tons | 1 |  |  | 0 | 0 | 0 | 45.5081 | 0 | 32.8151 | [6 empty] | DEER:HVAC_Split-Package_HP | Annual | FALSE
Any | SWHC046D | MBT | ex | CZ03 | cDXHP | SWHC046-01 | ExAnte2019 | IOU workpaper | 2019-11-06 | Cap-Tons | 1 |  |  | 0 | 0 | 0 | 45.7542 | 0 | 28.1629 | [6 empty] | DEER:HVAC_Split-Package_HP | Annual | FALSE
Any | SWHC046D | MBT | ex | CZ04 | cDXHP | SWHC046-01 | ExAnte2019 | IOU workpaper | 2019-11-06 | Cap-Tons | 1 |  |  | 0 | 0 | 0 | 89.5656 | 0 | 22.6372 | [6 empty] | DEER:HVAC_Split-Package_HP | Annual | FALSE
Any | SWHC046D | MBT | ex | CZ05 | cDXHP | SWHC046-01 | ExAnte2019 | IOU workpaper | 2019-11-06 | Cap-Tons | 1 |  |  | 0 | 0 | 0 | 34.0712 | 0 | 28.6502 | [6 empty] | DEER:HVAC_Split-Package_HP | Annual | FALSE
Any | SWHC046D | MBT | ex | CZ06 | cDXHP | SWHC046-01 | ExAnte2019 | IOU workpaper | 2019-11-06 | Cap-Tons | 1 |  |  | 0 | 0 | 0 | 152.1919 | 0 | 12.5579 | [6 empty] | DEER:HVAC_Split-Package_HP | Annual | FALSE
Any | SWHC046D | MBT | ex | CZ07 | cDXHP | SWHC046-01 | ExAnte2019 | IOU workpaper | 2019-11-06 | Cap-Tons | 1 |  |  | 0 | 0 | 0 | 141.1172 | 0 | 9.0858 | [6 empty] | DEER:HVAC_Split-Package_HP | Annual | FALSE
Any | SWHC046D | MBT | ex | CZ08 | cDXHP | SWHC046-01 | ExAnte2019 | IOU workpaper | 2019-11-06 | Cap-Tons | 1 |  |  | 0 | 0 | 0 | 178.6409 | 0 | 10.7817 | [6 empty] | DEER:HVAC_Split-Package_HP | Annual | FALSE
Any | SWHC046D | MBT | ex | CZ09 | cDXHP | SWHC046-01 | ExAnte2019 | IOU workpaper | 2019-11-06 | Cap-Tons | 1 |  |  | 0 | 0 | 0 | 200.9867 | 0 | 13.2121 | [6 empty] | DEER:HVAC_Split-Package_HP | Annual | FALSE
Any | SWHC046D | MBT | ex | CZ10 | cDXHP | SWHC046-01 | ExAnte2019 | IOU workpaper | 2019-11-06 | Cap-Tons | 1 |  |  | 0 | 0 | 0 | 209.5636 | 0 | 13.3647 | [6 empty] | DEER:HVAC_Split-Package_HP | Annual | FALSE
Any | SWHC046D | MBT | ex | CZ11 | cDXHP | SWHC046-01 | ExAnte2019 | IOU workpaper | 2019-11-06 | Cap-Tons | 1 |  |  | 0 | 0 | 0 | 161.1134 | 0 | 26.1645 | [6 empty] | DEER:HVAC_Split-Package_HP | Annual | FALSE
Any | SWHC046D | MBT | ex | CZ12 | cDXHP | SWHC046-01 | ExAnte2019 | IOU workpaper | 2019-11-06 | Cap-Tons | 1 |  |  | 0 | 0 | 0 | 120.1758 | 0 | 27.7123 | [6 empty] | DEER:HVAC_Split-Package_HP | Annual | FALSE
Any | SWHC046D | MBT | ex | CZ13 | cDXHP | SWHC046-01 | ExAnte2019 | IOU workpaper | 2019-11-06 | Cap-Tons | 1 |  |  | 0 | 0 | 0 | 176.954 | 0 | 23.7578 | [6 empty] | DEER:HVAC_Split-Package_HP | Annual | FALSE
Any | SWHC046D | MBT | ex | CZ14 | cDXHP | SWHC046-01 | ExAnte2019 | IOU workpaper | 2019-11-06 | Cap-Tons | 1 |  |  | 0 | 0 | 0 | 164.0811 | 0 | 27.153 | [6 empty] | DEER:HVAC_Split-Package_HP | Annual | FALSE
Any | SWHC046D | MBT | ex | CZ15 | cDXHP | SWHC046-01 | ExAnte2019 | IOU workpaper | 2019-11-06 | Cap-Tons | 1 |  |  | 0 | 0 | 0 | 364.2827 | 0 | 4.2406 | [6 empty] | DEER:HVAC_Split-Package_HP | Annual | FALSE
Any | SWHC046D | MBT | ex | CZ16 | cDXHP | SWHC046-01 | ExAnte2019 | IOU workpaper | 2019-11-06 | Cap-Tons | 1 |  |  | 0 | 0 | 0 | -258.8938 | 0 | 77.4249 | [6 empty] | DEER:HVAC_Split-Package_HP | Annual | FALSE
Any | SWHC046D | MLI | ex | CZ01 | cDXHP | SWHC046-01 | ExAnte2019 | IOU workpaper | 2019-11-06 | Cap-Tons | 1 |  |  | 0 | 0 | 0 | -410.2113 | 0 | 89.1956 | [6 empty] | DEER:HVAC_Split-Package_HP | Annual | FALSE
Any | SWHC046D | MLI | ex | CZ02 | cDXHP | SWHC046-01 | ExAnte2019 | IOU workpaper | 2019-11-06 | Cap-Tons | 1 |  |  | 0 | 0 | 0 | -152.9437 | 0 | 56.3522 | [6 empty] | DEER:HVAC_Split-Package_HP | Annual | FALSE
Any | SWHC046D | MLI | ex | CZ03 | cDXHP | SWHC046-01 | ExAnte2019 | IOU workpaper | 2019-11-06 | Cap-Tons | 1 |  |  | 0 | 0 | 0 | -97.2349 | 0 | 45.8279 | [6 empty] | DEER:HVAC_Split-Package_HP | Annual | FALSE
Any | SWHC046D | MLI | ex | CZ04 | cDXHP | SWHC046-01 | ExAnte2019 | IOU workpaper | 2019-11-06 | Cap-Tons | 1 |  |  | 0 | 0 | 0 | -77.9908 | 0 | 41.9715 | [6 empty] | DEER:HVAC_Split-Package_HP | Annual | FALSE
Any | SWHC046D | MLI | ex | CZ05 | cDXHP | SWHC046-01 | ExAnte2019 | IOU workpaper | 2019-11-06 | Cap-Tons | 1 |  |  | 0 | 0 | 0 | -141.4732 | 0 | 49.7348 | [6 empty] | DEER:HVAC_Split-Package_HP | Annual | FALSE
Any | SWHC046D | MLI | ex | CZ06 | cDXHP | SWHC046-01 | ExAnte2019 | IOU workpaper | 2019-11-06 | Cap-Tons | 1 |  |  | 0 | 0 | 0 | 67.2151 | 0 | 22.5601 | [6 empty] | DEER:HVAC_Split-Package_HP | Annual | FALSE
Any | SWHC046D | MLI | ex | CZ07 | cDXHP | SWHC046-01 | ExAnte2019 | IOU workpaper | 2019-11-06 | Cap-Tons | 1 |  |  | 0 | 0 | 0 | 103.4147 | 0 | 14.748 | [6 empty] | DEER:HVAC_Split-Package_HP | Annual | FALSE
Any | SWHC046D | MLI | ex | CZ08 | cDXHP | SWHC046-01 | ExAnte2019 | IOU workpaper | 2019-11-06 | Cap-Tons | 1 |  |  | 0 | 0 | 0 | 117.8404 | 0 | 20.7165 | [6 empty] | DEER:HVAC_Split-Package_HP | Annual | FALSE
Any | SWHC046D | MLI | ex | CZ09 | cDXHP | SWHC046-01 | ExAnte2019 | IOU workpaper | 2019-11-06 | Cap-Tons | 1 |  |  | 0 | 0 | 0 | 128.1545 | 0 | 22.2383 | [6 empty] | DEER:HVAC_Split-Package_HP | Annual | FALSE
Any | SWHC046D | MLI | ex | CZ10 | cDXHP | SWHC046-01 | ExAnte2019 | IOU workpaper | 2019-11-06 | Cap-Tons | 1 |  |  | 0 | 0 | 0 | 128.1222 | 0 | 22.7522 | [6 empty] | DEER:HVAC_Split-Package_HP | Annual | FALSE
Any | SWHC046D | MLI | ex | CZ11 | cDXHP | SWHC046-01 | ExAnte2019 | IOU workpaper | 2019-11-06 | Cap-Tons | 1 |  |  | 0 | 0 | 0 | 0.1972 | 0 | 43.4683 | [6 empty] | DEER:HVAC_Split-Package_HP | Annual | FALSE
Any | SWHC046D | MLI | ex | CZ12 | cDXHP | SWHC046-01 | ExAnte2019 | IOU workpaper | 2019-11-06 | Cap-Tons | 1 |  |  | 0 | 0 | 0 | -32.7801 | 0 | 44.9241 | [6 empty] | DEER:HVAC_Split-Package_HP | Annual | FALSE
Any | SWHC046D | MLI | ex | CZ13 | cDXHP | SWHC046-01 | ExAnte2019 | IOU workpaper | 2019-11-06 | Cap-Tons | 1 |  |  | 0 | 0 | 0 | 48.3794 | 0 | 36.7709 | [6 empty] | DEER:HVAC_Split-Package_HP | Annual | FALSE
Any | SWHC046D | MLI | ex | CZ14 | cDXHP | SWHC046-01 | ExAnte2019 | IOU workpaper | 2019-11-06 | Cap-Tons | 1 |  |  | 0 | 0 | 0 | -23.3819 | 0 | 46.5987 | [6 empty] | DEER:HVAC_Split-Package_HP | Annual | FALSE
Any | SWHC046D | MLI | ex | CZ15 | cDXHP | SWHC046-01 | ExAnte2019 | IOU workpaper | 2019-11-06 | Cap-Tons | 1 |  |  | 0 | 0 | 0 | 313.9702 | 0 | 6.4582 | [6 empty] | DEER:HVAC_Split-Package_HP | Annual | FALSE
Any | SWHC046D | MLI | ex | CZ16 | cDXHP | SWHC046-01 | ExAnte2019 | IOU workpaper | 2019-11-06 | Cap-Tons | 1 |  |  | 0 | 0 | 0 | -620.7328 | 0 | 105.6113 | [6 empty] | DEER:HVAC_Split-Package_HP | Annual | FALSE
Any | SWHC046D | Mtl | ex | CZ01 | cDXHP | SWHC046-01 | ExAnte2019 | IOU workpaper | 2019-11-06 | Cap-Tons | 1 |  |  | 0 | 0 | 0 | 87.273 | 0 | 110.1401 | [6 empty] | DEER:HVAC_Split-Package_HP | Annual | FALSE
Any | SWHC046D | Mtl | ex | CZ02 | cDXHP | SWHC046-01 | ExAnte2019 | IOU workpaper | 2019-11-06 | Cap-Tons | 1 |  |  | 0 | 0 | 0 | 137.4183 | 0 | 102.0328 | [6 empty] | DEER:HVAC_Split-Package_HP | Annual | FALSE
Any | SWHC046D | Mtl | ex | CZ03 | cDXHP | SWHC046-01 | ExAnte2019 | IOU workpaper | 2019-11-06 | Cap-Tons | 1 |  |  | 0 | 0 | 0 | 289.1269 | 0 | 54.962 | [6 empty] | DEER:HVAC_Split-Package_HP | Annual | FALSE
Any | SWHC046D | Mtl | ex | CZ04 | cDXHP | SWHC046-01 | ExAnte2019 | IOU workpaper | 2019-11-06 | Cap-Tons | 1 |  |  | 0 | 0 | 0 | 212.7552 | 0 | 76.0718 | [6 empty] | DEER:HVAC_Split-Package_HP | Annual | FALSE
Any | SWHC046D | Mtl | ex | CZ05 | cDXHP | SWHC046-01 | ExAnte2019 | IOU workpaper | 2019-11-06 | Cap-Tons | 1 |  |  | 0 | 0 | 0 | 247.3463 | 0 | 66.0154 | [6 empty] | DEER:HVAC_Split-Package_HP | Annual | FALSE
Any | SWHC046D | Mtl | ex | CZ06 | cDXHP | SWHC046-01 | ExAnte2019 | IOU workpaper | 2019-11-06 | Cap-Tons | 1 |  |  | 0 | 0 | 0 | 438.8976 | 0 | 20.91 | [6 empty] | DEER:HVAC_Split-Package_HP | Annual | FALSE
Any | SWHC046D | Mtl | ex | CZ07 | cDXHP | SWHC046-01 | ExAnte2019 | IOU workpaper | 2019-11-06 | Cap-Tons | 1 |  |  | 0 | 0 | 0 | 446.4328 | 0 | 7.3941 | [6 empty] | DEER:HVAC_Split-Package_HP | Annual | FALSE
Any | SWHC046D | Mtl | ex | CZ08 | cDXHP | SWHC046-01 | ExAnte2019 | IOU workpaper | 2019-11-06 | Cap-Tons | 1 |  |  | 0 | 0 | 0 | 442.227 | 0 | 22.4081 | [6 empty] | DEER:HVAC_Split-Package_HP | Annual | FALSE
Any | SWHC046D | Mtl | ex | CZ09 | cDXHP | SWHC046-01 | ExAnte2019 | IOU workpaper | 2019-11-06 | Cap-Tons | 1 |  |  | 0 | 0 | 0 | 485.8586 | 0 | 24.8391 | [6 empty] | DEER:HVAC_Split-Package_HP | Annual | FALSE
Any | SWHC046D | Mtl | ex | CZ10 | cDXHP | SWHC046-01 | ExAnte2019 | IOU workpaper | 2019-11-06 | Cap-Tons | 1 |  |  | 0 | 0 | 0 | 468.5238 | 0 | 38.5989 | [6 empty] | DEER:HVAC_Split-Package_HP | Annual | FALSE
Any | SWHC046D | Mtl | ex | CZ11 | cDXHP | SWHC046-01 | ExAnte2019 | IOU workpaper | 2019-11-06 | Cap-Tons | 1 |  |  | 0 | 0 | 0 | 365.0813 | 0 | 68.6856 | [6 empty] | DEER:HVAC_Split-Package_HP | Annual | FALSE
Any | SWHC046D | Mtl | ex | CZ12 | cDXHP | SWHC046-01 | ExAnte2019 | IOU workpaper | 2019-11-06 | Cap-Tons | 1 |  |  | 0 | 0 | 0 | 292.1885 | 0 | 73.9884 | [6 empty] | DEER:HVAC_Split-Package_HP | Annual | FALSE
Any | SWHC046D | Mtl | ex | CZ13 | cDXHP | SWHC046-01 | ExAnte2019 | IOU workpaper | 2019-11-06 | Cap-Tons | 1 |  |  | 0 | 0 | 0 | 411.4392 | 0 | 60.5494 | [6 empty] | DEER:HVAC_Split-Package_HP | Annual | FALSE
Any | SWHC046D | Mtl | ex | CZ14 | cDXHP | SWHC046-01 | ExAnte2019 | IOU workpaper | 2019-11-06 | Cap-Tons | 1 |  |  | 0 | 0 | 0 | 320.2841 | 0 | 76.0762 | [6 empty] | DEER:HVAC_Split-Package_HP | Annual | FALSE
Any | SWHC046D | Mtl | ex | CZ15 | cDXHP | SWHC046-01 | ExAnte2019 | IOU workpaper | 2019-11-06 | Cap-Tons | 1 |  |  | 0 | 0 | 0 | 790.7876 | 0 | 9.279 | [6 empty] | DEER:HVAC_Split-Package_HP | Annual | FALSE
Any | SWHC046D | Mtl | ex | CZ16 | cDXHP | SWHC046-01 | ExAnte2019 | IOU workpaper | 2019-11-06 | Cap-Tons | 1 |  |  | 0 | 0 | 0 | -231.1921 | 0 | 148.0978 | [6 empty] | DEER:HVAC_Split-Package_HP | Annual | FALSE
Any | SWHC046D | Nrs | ex | CZ01 | cDXHP | SWHC046-01 | ExAnte2019 | IOU workpaper | 2019-11-06 | Cap-Tons | 1 |  |  | 0 | 0 | 0 | -161.1345 | 0 | 126.6776 | [6 empty] | DEER:HVAC_Split-Package_HP | Annual | FALSE
Any | SWHC046D | Nrs | ex | CZ02 | cDXHP | SWHC046-01 | ExAnte2019 | IOU workpaper | 2019-11-06 | Cap-Tons | 1 |  |  | 0 | 0 | 0 | 32.6122 | 0 | 90.6884 | [6 empty] | DEER:HVAC_Split-Package_HP | Annual | FALSE
Any | SWHC046D | Nrs | ex | CZ03 | cDXHP | SWHC046-01 | ExAnte2019 | IOU workpaper | 2019-11-06 | Cap-Tons | 1 |  |  | 0 | 0 | 0 | 104.6751 | 0 | 72.2678 | [6 empty] | DEER:HVAC_Split-Package_HP | Annual | FALSE
Any | SWHC046D | Nrs | ex | CZ04 | cDXHP | SWHC046-01 | ExAnte2019 | IOU workpaper | 2019-11-06 | Cap-Tons | 1 |  |  | 0 | 0 | 0 | 126.9094 | 0 | 68.4142 | [6 empty] | DEER:HVAC_Split-Package_HP | Annual | FALSE
Any | SWHC046D | Nrs | ex | CZ05 | cDXHP | SWHC046-01 | ExAnte2019 | IOU workpaper | 2019-11-06 | Cap-Tons | 1 |  |  | 0 | 0 | 0 | 17.66 | 0 | 82.7415 | [6 empty] | DEER:HVAC_Split-Package_HP | Annual | FALSE
Any | SWHC046D | Nrs | ex | CZ06 | cDXHP | SWHC046-01 | ExAnte2019 | IOU workpaper | 2019-11-06 | Cap-Tons | 1 |  |  | 0 | 0 | 0 | 270.6455 | 0 | 42.6138 | [6 empty] | DEER:HVAC_Split-Package_HP | Annual | FALSE
Any | SWHC046D | Nrs | ex | CZ07 | cDXHP | SWHC046-01 | ExAnte2019 | IOU workpaper | 2019-11-06 | Cap-Tons | 1 |  |  | 0 | 0 | 0 | 291.4501 | 0 | 27.9242 | [6 empty] | DEER:HVAC_Split-Package_HP | Annual | FALSE
Any | SWHC046D | Nrs | ex | CZ08 | cDXHP | SWHC046-01 | ExAnte2019 | IOU workpaper | 2019-11-06 | Cap-Tons | 1 |  |  | 0 | 0 | 0 | 327.1694 | 0 | 35.2939 | [6 empty] | DEER:HVAC_Split-Package_HP | Annual | FALSE
Any | SWHC046D | Nrs | ex | CZ09 | cDXHP | SWHC046-01 | ExAnte2019 | IOU workpaper | 2019-11-06 | Cap-Tons | 1 |  |  | 0 | 0 | 0 | 321.7658 | 0 | 41.1808 | [6 empty] | DEER:HVAC_Split-Package_HP | Annual | FALSE
Any | SWHC046D | Nrs | ex | CZ10 | cDXHP | SWHC046-01 | ExAnte2019 | IOU workpaper | 2019-11-06 | Cap-Tons | 1 |  |  | 0 | 0 | 0 | 308.1624 | 0 | 48.542 | [6 empty] | DEER:HVAC_Split-Package_HP | Annual | FALSE
Any | SWHC046D | Nrs | ex | CZ11 | cDXHP | SWHC046-01 | ExAnte2019 | IOU workpaper | 2019-11-06 | Cap-Tons | 1 |  |  | 0 | 0 | 0 | 159.4967 | 0 | 73.91 | [6 empty] | DEER:HVAC_Split-Package_HP | Annual | FALSE
Any | SWHC046D | Nrs | ex | CZ12 | cDXHP | SWHC046-01 | ExAnte2019 | IOU workpaper | 2019-11-06 | Cap-Tons | 1 |  |  | 0 | 0 | 0 | 149.7354 | 0 | 75.4793 | [6 empty] | DEER:HVAC_Split-Package_HP | Annual | FALSE
Any | SWHC046D | Nrs | ex | CZ13 | cDXHP | SWHC046-01 | ExAnte2019 | IOU workpaper | 2019-11-06 | Cap-Tons | 1 |  |  | 0 | 0 | 0 | 240.0475 | 0 | 66.8418 | [6 empty] | DEER:HVAC_Split-Package_HP | Annual | FALSE
Any | SWHC046D | Nrs | ex | CZ14 | cDXHP | SWHC046-01 | ExAnte2019 | IOU workpaper | 2019-11-06 | Cap-Tons | 1 |  |  | 0 | 0 | 0 | 111.1982 | 0 | 80.4712 | [6 empty] | DEER:HVAC_Split-Package_HP | Annual | FALSE
Any | SWHC046D | Nrs | ex | CZ15 | cDXHP | SWHC046-01 | ExAnte2019 | IOU workpaper | 2019-11-06 | Cap-Tons | 1 |  |  | 0 | 0 | 0 | 580.9159 | 0 | 20.4289 | [6 empty] | DEER:HVAC_Split-Package_HP | Annual | FALSE
Any | SWHC046D | Nrs | ex | CZ16 | cDXHP | SWHC046-01 | ExAnte2019 | IOU workpaper | 2019-11-06 | Cap-Tons | 1 |  |  | 0 | 0 | 0 | -441.7581 | 0 | 155.9112 | [6 empty] | DEER:HVAC_Split-Package_HP | Annual | FALSE
Any | SWHC046D | OfL | ex | CZ01 | cDXHP | SWHC046-01 | ExAnte2019 | IOU workpaper | 2019-11-06 | Cap-Tons | 1 |  |  | 0 | 0 | 0 | 117.5351 | 0 | 11.9098 | [6 empty] | DEER:HVAC_Split-Package_HP | Annual | FALSE
Any | SWHC046D | OfL | ex | CZ02 | cDXHP | SWHC046-01 | ExAnte2019 | IOU workpaper | 2019-11-06 | Cap-Tons | 1 |  |  | 0 | 0 | 0 | 172.1837 | 0 | 7.5068 | [6 empty] | DEER:HVAC_Split-Package_HP | Annual | FALSE
Any | SWHC046D | OfL | ex | CZ03 | cDXHP | SWHC046-01 | ExAnte2019 | IOU workpaper | 2019-11-06 | Cap-Tons | 1 |  |  | 0 | 0 | 0 | 142.0102 | 0 | 5.358 | [6 empty] | DEER:HVAC_Split-Package_HP | Annual | FALSE
Any | SWHC046D | OfL | ex | CZ04 | cDXHP | SWHC046-01 | ExAnte2019 | IOU workpaper | 2019-11-06 | Cap-Tons | 1 |  |  | 0 | 0 | 0 | 170.9361 | 0 | 6.2077 | [6 empty] | DEER:HVAC_Split-Package_HP | Annual | FALSE
Any | SWHC046D | OfL | ex | CZ05 | cDXHP | SWHC046-01 | ExAnte2019 | IOU workpaper | 2019-11-06 | Cap-Tons | 1 |  |  | 0 | 0 | 0 | 140.9092 | 0 | 5.2667 | [6 empty] | DEER:HVAC_Split-Package_HP | Annual | FALSE
Any | SWHC046D | OfL | ex | CZ06 | cDXHP | SWHC046-01 | ExAnte2019 | IOU workpaper | 2019-11-06 | Cap-Tons | 1 |  |  | 0 | 0 | 0 | 199.718 | 0 | 1.3906 | [6 empty] | DEER:HVAC_Split-Package_HP | Annual | FALSE
Any | SWHC046D | OfL | ex | CZ07 | cDXHP | SWHC046-01 | ExAnte2019 | IOU workpaper | 2019-11-06 | Cap-Tons | 1 |  |  | 0 | 0 | 0 | 175.4329 | 0 | 0.4495 | [6 empty] | DEER:HVAC_Split-Package_HP | Annual | FALSE
Any | SWHC046D | OfL | ex | CZ08 | cDXHP | SWHC046-01 | ExAnte2019 | IOU workpaper | 2019-11-06 | Cap-Tons | 1 |  |  | 0 | 0 | 0 | 215.2386 | 0 | 1.4132 | [6 empty] | DEER:HVAC_Split-Package_HP | Annual | FALSE
Any | SWHC046D | OfL | ex | CZ09 | cDXHP | SWHC046-01 | ExAnte2019 | IOU workpaper | 2019-11-06 | Cap-Tons | 1 |  |  | 0 | 0 | 0 | 229.7397 | 0 | 2.1665 | [6 empty] | DEER:HVAC_Split-Package_HP | Annual | FALSE
Any | SWHC046D | OfL | ex | CZ10 | cDXHP | SWHC046-01 | ExAnte2019 | IOU workpaper | 2019-11-06 | Cap-Tons | 1 |  |  | 0 | 0 | 0 | 243.1693 | 0 | 1.7069 | [6 empty] | DEER:HVAC_Split-Package_HP | Annual | FALSE
Any | SWHC046D | OfL | ex | CZ11 | cDXHP | SWHC046-01 | ExAnte2019 | IOU workpaper | 2019-11-06 | Cap-Tons | 1 |  |  | 0 | 0 | 0 | 229.2911 | 0 | 7.1872 | [6 empty] | DEER:HVAC_Split-Package_HP | Annual | FALSE
Any | SWHC046D | OfL | ex | CZ12 | cDXHP | SWHC046-01 | ExAnte2019 | IOU workpaper | 2019-11-06 | Cap-Tons | 1 |  |  | 0 | 0 | 0 | 200.0251 | 0 | 6.8839 | [6 empty] | DEER:HVAC_Split-Package_HP | Annual | FALSE
Any | SWHC046D | OfL | ex | CZ13 | cDXHP | SWHC046-01 | ExAnte2019 | IOU workpaper | 2019-11-06 | Cap-Tons | 1 |  |  | 0 | 0 | 0 | 234.103 | 0 | 6.2105 | [6 empty] | DEER:HVAC_Split-Package_HP | Annual | FALSE
Any | SWHC046D | OfL | ex | CZ14 | cDXHP | SWHC046-01 | ExAnte2019 | IOU workpaper | 2019-11-06 | Cap-Tons | 1 |  |  | 0 | 0 | 0 | 242.0024 | 0 | 6.7343 | [6 empty] | DEER:HVAC_Split-Package_HP | Annual | FALSE
Any | SWHC046D | OfL | ex | CZ15 | cDXHP | SWHC046-01 | ExAnte2019 | IOU workpaper | 2019-11-06 | Cap-Tons | 1 |  |  | 0 | 0 | 0 | 352.4817 | 0 | 0.3902 | [6 empty] | DEER:HVAC_Split-Package_HP | Annual | FALSE
Any | SWHC046D | OfL | ex | CZ16 | cDXHP | SWHC046-01 | ExAnte2019 | IOU workpaper | 2019-11-06 | Cap-Tons | 1 |  |  | 0 | 0 | 0 | 36.309 | 0 | 27.4575 | [6 empty] | DEER:HVAC_Split-Package_HP | Annual | FALSE
Any | SWHC046D | OfS | ex | CZ01 | cDXHP | SWHC046-01 | ExAnte2019 | IOU workpaper | 2019-11-06 | Cap-Tons | 1 |  |  | 0 | 0 | 0 | -53.7774 | 0 | 40.1156 | [6 empty] | DEER:HVAC_Split-Package_HP | Annual | FALSE
Any | SWHC046D | OfS | ex | CZ02 | cDXHP | SWHC046-01 | ExAnte2019 | IOU workpaper | 2019-11-06 | Cap-Tons | 1 |  |  | 0 | 0 | 0 | 69.6394 | 0 | 24.1237 | [6 empty] | DEER:HVAC_Split-Package_HP | Annual | FALSE
Any | SWHC046D | OfS | ex | CZ03 | cDXHP | SWHC046-01 | ExAnte2019 | IOU workpaper | 2019-11-06 | Cap-Tons | 1 |  |  | 0 | 0 | 0 | 59.7963 | 0 | 20.4787 | [6 empty] | DEER:HVAC_Split-Package_HP | Annual | FALSE
Any | SWHC046D | OfS | ex | CZ04 | cDXHP | SWHC046-01 | ExAnte2019 | IOU workpaper | 2019-11-06 | Cap-Tons | 1 |  |  | 0 | 0 | 0 | 84.2886 | 0 | 20.341 | [6 empty] | DEER:HVAC_Split-Package_HP | Annual | FALSE
Any | SWHC046D | OfS | ex | CZ05 | cDXHP | SWHC046-01 | ExAnte2019 | IOU workpaper | 2019-11-06 | Cap-Tons | 1 |  |  | 0 | 0 | 0 | 49.5749 | 0 | 20.6746 | [6 empty] | DEER:HVAC_Split-Package_HP | Annual | FALSE
Any | SWHC046D | OfS | ex | CZ06 | cDXHP | SWHC046-01 | ExAnte2019 | IOU workpaper | 2019-11-06 | Cap-Tons | 1 |  |  | 0 | 0 | 0 | 163.2558 | 0 | 8.1443 | [6 empty] | DEER:HVAC_Split-Package_HP | Annual | FALSE
Any | SWHC046D | OfS | ex | CZ07 | cDXHP | SWHC046-01 | ExAnte2019 | IOU workpaper | 2019-11-06 | Cap-Tons | 1 |  |  | 0 | 0 | 0 | 158.794 | 0 | 4.583 | [6 empty] | DEER:HVAC_Split-Package_HP | Annual | FALSE
Any | SWHC046D | OfS | ex | CZ08 | cDXHP | SWHC046-01 | ExAnte2019 | IOU workpaper | 2019-11-06 | Cap-Tons | 1 |  |  | 0 | 0 | 0 | 184.4075 | 0 | 7.9501 | [6 empty] | DEER:HVAC_Split-Package_HP | Annual | FALSE
Any | SWHC046D | OfS | ex | CZ09 | cDXHP | SWHC046-01 | ExAnte2019 | IOU workpaper | 2019-11-06 | Cap-Tons | 1 |  |  | 0 | 0 | 0 | 191.797 | 0 | 9.5106 | [6 empty] | DEER:HVAC_Split-Package_HP | Annual | FALSE
Any | SWHC046D | OfS | ex | CZ10 | cDXHP | SWHC046-01 | ExAnte2019 | IOU workpaper | 2019-11-06 | Cap-Tons | 1 |  |  | 0 | 0 | 0 | 210.7701 | 0 | 7.9945 | [6 empty] | DEER:HVAC_Split-Package_HP | Annual | FALSE
Any | SWHC046D | OfS | ex | CZ11 | cDXHP | SWHC046-01 | ExAnte2019 | IOU workpaper | 2019-11-06 | Cap-Tons | 1 |  |  | 0 | 0 | 0 | 152.6225 | 0 | 19.8369 | [6 empty] | DEER:HVAC_Split-Package_HP | Annual | FALSE
Any | SWHC046D | OfS | ex | CZ12 | cDXHP | SWHC046-01 | ExAnte2019 | IOU workpaper | 2019-11-06 | Cap-Tons | 1 |  |  | 0 | 0 | 0 | 120.8471 | 0 | 20.3486 | [6 empty] | DEER:HVAC_Split-Package_HP | Annual | FALSE
Any | SWHC046D | OfS | ex | CZ13 | cDXHP | SWHC046-01 | ExAnte2019 | IOU workpaper | 2019-11-06 | Cap-Tons | 1 |  |  | 0 | 0 | 0 | 167.8919 | 0 | 17.2708 | [6 empty] | DEER:HVAC_Split-Package_HP | Annual | FALSE
Any | SWHC046D | OfS | ex | CZ14 | cDXHP | SWHC046-01 | ExAnte2019 | IOU workpaper | 2019-11-06 | Cap-Tons | 1 |  |  | 0 | 0 | 0 | 165.8754 | 0 | 18.149 | [6 empty] | DEER:HVAC_Split-Package_HP | Annual | FALSE
Any | SWHC046D | OfS | ex | CZ15 | cDXHP | SWHC046-01 | ExAnte2019 | IOU workpaper | 2019-11-06 | Cap-Tons | 1 |  |  | 0 | 0 | 0 | 341.0649 | 0 | 2.2471 | [6 empty] | DEER:HVAC_Split-Package_HP | Annual | FALSE
Any | SWHC046D | OfS | ex | CZ16 | cDXHP | SWHC046-01 | ExAnte2019 | IOU workpaper | 2019-11-06 | Cap-Tons | 1 |  |  | 0 | 0 | 0 | -181.0401 | 0 | 55.8165 | [6 empty] | DEER:HVAC_Split-Package_HP | Annual | FALSE
Any | SWHC046D | RFF | ex | CZ01 | cDXHP | SWHC046-01 | ExAnte2019 | IOU workpaper | 2019-11-06 | Cap-Tons | 1 |  |  | 0 | 0 | 0 | -495.0635 | 0 | 187.1819 | [6 empty] | DEER:HVAC_Split-Package_HP | Annual | FALSE
Any | SWHC046D | RFF | ex | CZ02 | cDXHP | SWHC046-01 | ExAnte2019 | IOU workpaper | 2019-11-06 | Cap-Tons | 1 |  |  | 0 | 0 | 0 | -163.2242 | 0 | 118.3912 | [6 empty] | DEER:HVAC_Split-Package_HP | Annual | FALSE
Any | SWHC046D | RFF | ex | CZ03 | cDXHP | SWHC046-01 | ExAnte2019 | IOU workpaper | 2019-11-06 | Cap-Tons | 1 |  |  | 0 | 0 | 0 | -78.7715 | 0 | 89.3108 | [6 empty] | DEER:HVAC_Split-Package_HP | Annual | FALSE
Any | SWHC046D | RFF | ex | CZ04 | cDXHP | SWHC046-01 | ExAnte2019 | IOU workpaper | 2019-11-06 | Cap-Tons | 1 |  |  | 0 | 0 | 0 | -29.2811 | 0 | 84.7234 | [6 empty] | DEER:HVAC_Split-Package_HP | Annual | FALSE
Any | SWHC046D | RFF | ex | CZ05 | cDXHP | SWHC046-01 | ExAnte2019 | IOU workpaper | 2019-11-06 | Cap-Tons | 1 |  |  | 0 | 0 | 0 | -109.3235 | 0 | 95.9204 | [6 empty] | DEER:HVAC_Split-Package_HP | Annual | FALSE
Any | SWHC046D | RFF | ex | CZ06 | cDXHP | SWHC046-01 | ExAnte2019 | IOU workpaper | 2019-11-06 | Cap-Tons | 1 |  |  | 0 | 0 | 0 | 163.2935 | 0 | 36.469 | [6 empty] | DEER:HVAC_Split-Package_HP | Annual | FALSE
Any | SWHC046D | RFF | ex | CZ07 | cDXHP | SWHC046-01 | ExAnte2019 | IOU workpaper | 2019-11-06 | Cap-Tons | 1 |  |  | 0 | 0 | 0 | 190.2726 | 0 | 20.8639 | [6 empty] | DEER:HVAC_Split-Package_HP | Annual | FALSE
Any | SWHC046D | RFF | ex | CZ08 | cDXHP | SWHC046-01 | ExAnte2019 | IOU workpaper | 2019-11-06 | Cap-Tons | 1 |  |  | 0 | 0 | 0 | 206.444 | 0 | 34.8643 | [6 empty] | DEER:HVAC_Split-Package_HP | Annual | FALSE
Any | SWHC046D | RFF | ex | CZ09 | cDXHP | SWHC046-01 | ExAnte2019 | IOU workpaper | 2019-11-06 | Cap-Tons | 1 |  |  | 0 | 0 | 0 | 237.8168 | 0 | 36.9401 | [6 empty] | DEER:HVAC_Split-Package_HP | Annual | FALSE
Any | SWHC046D | RFF | ex | CZ10 | cDXHP | SWHC046-01 | ExAnte2019 | IOU workpaper | 2019-11-06 | Cap-Tons | 1 |  |  | 0 | 0 | 0 | 253.1973 | 0 | 41.4355 | [6 empty] | DEER:HVAC_Split-Package_HP | Annual | FALSE
Any | SWHC046D | RFF | ex | CZ11 | cDXHP | SWHC046-01 | ExAnte2019 | IOU workpaper | 2019-11-06 | Cap-Tons | 1 |  |  | 0 | 0 | 0 | 86.6564 | 0 | 79.8754 | [6 empty] | DEER:HVAC_Split-Package_HP | Annual | FALSE
Any | SWHC046D | RFF | ex | CZ12 | cDXHP | SWHC046-01 | ExAnte2019 | IOU workpaper | 2019-11-06 | Cap-Tons | 1 |  |  | 0 | 0 | 0 | 14.8715 | 0 | 86.5446 | [6 empty] | DEER:HVAC_Split-Package_HP | Annual | FALSE
Any | SWHC046D | RFF | ex | CZ13 | cDXHP | SWHC046-01 | ExAnte2019 | IOU workpaper | 2019-11-06 | Cap-Tons | 1 |  |  | 0 | 0 | 0 | 145.8214 | 0 | 71.599 | [6 empty] | DEER:HVAC_Split-Package_HP | Annual | FALSE
Any | SWHC046D | RFF | ex | CZ14 | cDXHP | SWHC046-01 | ExAnte2019 | IOU workpaper | 2019-11-06 | Cap-Tons | 1 |  |  | 0 | 0 | 0 | 82.4481 | 0 | 80.6942 | [6 empty] | DEER:HVAC_Split-Package_HP | Annual | FALSE
Any | SWHC046D | RFF | ex | CZ15 | cDXHP | SWHC046-01 | ExAnte2019 | IOU workpaper | 2019-11-06 | Cap-Tons | 1 |  |  | 0 | 0 | 0 | 588.2248 | 0 | 10.2242 | [6 empty] | DEER:HVAC_Split-Package_HP | Annual | FALSE
Any | SWHC046D | RFF | ex | CZ16 | cDXHP | SWHC046-01 | ExAnte2019 | IOU workpaper | 2019-11-06 | Cap-Tons | 1 |  |  | 0 | 0 | 0 | -842.4838 | 0 | 201.9524 | [6 empty] | DEER:HVAC_Split-Package_HP | Annual | FALSE
Any | SWHC046D | RSD | ex | CZ01 | cDXHP | SWHC046-01 | ExAnte2019 | IOU workpaper | 2019-11-06 | Cap-Tons | 1 |  |  | 0 | 0 | 0 | -84.8219 | 0 | 94.1921 | [6 empty] | DEER:HVAC_Split-Package_HP | Annual | FALSE
Any | SWHC046D | RSD | ex | CZ02 | cDXHP | SWHC046-01 | ExAnte2019 | IOU workpaper | 2019-11-06 | Cap-Tons | 1 |  |  | 0 | 0 | 0 | 108.6472 | 0 | 48.2361 | [6 empty] | DEER:HVAC_Split-Package_HP | Annual | FALSE
Any | SWHC046D | RSD | ex | CZ03 | cDXHP | SWHC046-01 | ExAnte2019 | IOU workpaper | 2019-11-06 | Cap-Tons | 1 |  |  | 0 | 0 | 0 | 96.7686 | 0 | 32.9648 | [6 empty] | DEER:HVAC_Split-Package_HP | Annual | FALSE
Any | SWHC046D | RSD | ex | CZ04 | cDXHP | SWHC046-01 | ExAnte2019 | IOU workpaper | 2019-11-06 | Cap-Tons | 1 |  |  | 0 | 0 | 0 | 180.2599 | 0 | 27.6052 | [6 empty] | DEER:HVAC_Split-Package_HP | Annual | FALSE
Any | SWHC046D | RSD | ex | CZ05 | cDXHP | SWHC046-01 | ExAnte2019 | IOU workpaper | 2019-11-06 | Cap-Tons | 1 |  |  | 0 | 0 | 0 | 102.7407 | 0 | 29.5383 | [6 empty] | DEER:HVAC_Split-Package_HP | Annual | FALSE
Any | SWHC046D | RSD | ex | CZ06 | cDXHP | SWHC046-01 | ExAnte2019 | IOU workpaper | 2019-11-06 | Cap-Tons | 1 |  |  | 0 | 0 | 0 | 188.7131 | 0 | 8.5935 | [6 empty] | DEER:HVAC_Split-Package_HP | Annual | FALSE
Any | SWHC046D | RSD | ex | CZ07 | cDXHP | SWHC046-01 | ExAnte2019 | IOU workpaper | 2019-11-06 | Cap-Tons | 1 |  |  | 0 | 0 | 0 | 153.591 | 0 | 3.0636 | [6 empty] | DEER:HVAC_Split-Package_HP | Annual | FALSE
Any | SWHC046D | RSD | ex | CZ08 | cDXHP | SWHC046-01 | ExAnte2019 | IOU workpaper | 2019-11-06 | Cap-Tons | 1 |  |  | 0 | 0 | 0 | 237.7189 | 0 | 7.5072 | [6 empty] | DEER:HVAC_Split-Package_HP | Annual | FALSE
Any | SWHC046D | RSD | ex | CZ09 | cDXHP | SWHC046-01 | ExAnte2019 | IOU workpaper | 2019-11-06 | Cap-Tons | 1 |  |  | 0 | 0 | 0 | 278.9325 | 0 | 10.3213 | [6 empty] | DEER:HVAC_Split-Package_HP | Annual | FALSE
Any | SWHC046D | RSD | ex | CZ10 | cDXHP | SWHC046-01 | ExAnte2019 | IOU workpaper | 2019-11-06 | Cap-Tons | 1 |  |  | 0 | 0 | 0 | 309.1514 | 0 | 12.1759 | [6 empty] | DEER:HVAC_Split-Package_HP | Annual | FALSE
Any | SWHC046D | RSD | ex | CZ11 | cDXHP | SWHC046-01 | ExAnte2019 | IOU workpaper | 2019-11-06 | Cap-Tons | 1 |  |  | 0 | 0 | 0 | 255.3778 | 0 | 36.7162 | [6 empty] | DEER:HVAC_Split-Package_HP | Annual | FALSE
Any | SWHC046D | RSD | ex | CZ12 | cDXHP | SWHC046-01 | ExAnte2019 | IOU workpaper | 2019-11-06 | Cap-Tons | 1 |  |  | 0 | 0 | 0 | 200.6602 | 0 | 39.0123 | [6 empty] | DEER:HVAC_Split-Package_HP | Annual | FALSE
Any | SWHC046D | RSD | ex | CZ13 | cDXHP | SWHC046-01 | ExAnte2019 | IOU workpaper | 2019-11-06 | Cap-Tons | 1 |  |  | 0 | 0 | 0 | 277.1374 | 0 | 34.1588 | [6 empty] | DEER:HVAC_Split-Package_HP | Annual | FALSE
Any | SWHC046D | RSD | ex | CZ14 | cDXHP | SWHC046-01 | ExAnte2019 | IOU workpaper | 2019-11-06 | Cap-Tons | 1 |  |  | 0 | 0 | 0 | 260.7162 | 0 | 35.4606 | [6 empty] | DEER:HVAC_Split-Package_HP | Annual | FALSE
Any | SWHC046D | RSD | ex | CZ15 | cDXHP | SWHC046-01 | ExAnte2019 | IOU workpaper | 2019-11-06 | Cap-Tons | 1 |  |  | 0 | 0 | 0 | 520.6039 | 0 | 2.0847 | [6 empty] | DEER:HVAC_Split-Package_HP | Annual | FALSE
Any | SWHC046D | RSD | ex | CZ16 | cDXHP | SWHC046-01 | ExAnte2019 | IOU workpaper | 2019-11-06 | Cap-Tons | 1 |  |  | 0 | 0 | 0 | -421.181 | 0 | 142.4729 | [6 empty] | DEER:HVAC_Split-Package_HP | Annual | FALSE
Any | SWHC046D | Rt3 | ex | CZ01 | cDXHP | SWHC046-01 | ExAnte2019 | IOU workpaper | 2019-11-06 | Cap-Tons | 1 |  |  | 0 | 0 | 0 | 122.8551 | 0 | 36.661 | [6 empty] | DEER:HVAC_Split-Package_HP | Annual | FALSE
Any | SWHC046D | Rt3 | ex | CZ02 | cDXHP | SWHC046-01 | ExAnte2019 | IOU workpaper | 2019-11-06 | Cap-Tons | 1 |  |  | 0 | 0 | 0 | 244.8207 | 0 | 17.9293 | [6 empty] | DEER:HVAC_Split-Package_HP | Annual | FALSE
Any | SWHC046D | Rt3 | ex | CZ03 | cDXHP | SWHC046-01 | ExAnte2019 | IOU workpaper | 2019-11-06 | Cap-Tons | 1 |  |  | 0 | 0 | 0 | 185.1268 | 0 | 13.0906 | [6 empty] | DEER:HVAC_Split-Package_HP | Annual | FALSE
Any | SWHC046D | Rt3 | ex | CZ04 | cDXHP | SWHC046-01 | ExAnte2019 | IOU workpaper | 2019-11-06 | Cap-Tons | 1 |  |  | 0 | 0 | 0 | 268.5167 | 0 | 10.0497 | [6 empty] | DEER:HVAC_Split-Package_HP | Annual | FALSE
Any | SWHC046D | Rt3 | ex | CZ05 | cDXHP | SWHC046-01 | ExAnte2019 | IOU workpaper | 2019-11-06 | Cap-Tons | 1 |  |  | 0 | 0 | 0 | 188.5084 | 0 | 10.3636 | [6 empty] | DEER:HVAC_Split-Package_HP | Annual | FALSE
Any | SWHC046D | Rt3 | ex | CZ06 | cDXHP | SWHC046-01 | ExAnte2019 | IOU workpaper | 2019-11-06 | Cap-Tons | 1 |  |  | 0 | 0 | 0 | 269.9204 | 0 | 2.5206 | [6 empty] | DEER:HVAC_Split-Package_HP | Annual | FALSE
Any | SWHC046D | Rt3 | ex | CZ07 | cDXHP | SWHC046-01 | ExAnte2019 | IOU workpaper | 2019-11-06 | Cap-Tons | 1 |  |  | 0 | 0 | 0 | 222.6247 | 0 | 0.6536 | [6 empty] | DEER:HVAC_Split-Package_HP | Annual | FALSE
Any | SWHC046D | Rt3 | ex | CZ08 | cDXHP | SWHC046-01 | ExAnte2019 | IOU workpaper | 2019-11-06 | Cap-Tons | 1 |  |  | 0 | 0 | 0 | 309.9934 | 0 | 1.8994 | [6 empty] | DEER:HVAC_Split-Package_HP | Annual | FALSE
Any | SWHC046D | Rt3 | ex | CZ09 | cDXHP | SWHC046-01 | ExAnte2019 | IOU workpaper | 2019-11-06 | Cap-Tons | 1 |  |  | 0 | 0 | 0 | 348.4476 | 0 | 3.2896 | [6 empty] | DEER:HVAC_Split-Package_HP | Annual | FALSE
Any | SWHC046D | Rt3 | ex | CZ10 | cDXHP | SWHC046-01 | ExAnte2019 | IOU workpaper | 2019-11-06 | Cap-Tons | 1 |  |  | 0 | 0 | 0 | 369.1733 | 0 | 3.503 | [6 empty] | DEER:HVAC_Split-Package_HP | Annual | FALSE
Any | SWHC046D | Rt3 | ex | CZ11 | cDXHP | SWHC046-01 | ExAnte2019 | IOU workpaper | 2019-11-06 | Cap-Tons | 1 |  |  | 0 | 0 | 0 | 339.7358 | 0 | 17.4541 | [6 empty] | DEER:HVAC_Split-Package_HP | Annual | FALSE
Any | SWHC046D | Rt3 | ex | CZ12 | cDXHP | SWHC046-01 | ExAnte2019 | IOU workpaper | 2019-11-06 | Cap-Tons | 1 |  |  | 0 | 0 | 0 | 298.504 | 0 | 16.6947 | [6 empty] | DEER:HVAC_Split-Package_HP | Annual | FALSE
Any | SWHC046D | Rt3 | ex | CZ13 | cDXHP | SWHC046-01 | ExAnte2019 | IOU workpaper | 2019-11-06 | Cap-Tons | 1 |  |  | 0 | 0 | 0 | 352.8548 | 0 | 14.9476 | [6 empty] | DEER:HVAC_Split-Package_HP | Annual | FALSE
Any | SWHC046D | Rt3 | ex | CZ14 | cDXHP | SWHC046-01 | ExAnte2019 | IOU workpaper | 2019-11-06 | Cap-Tons | 1 |  |  | 0 | 0 | 0 | 352.3497 | 0 | 16.7006 | [6 empty] | DEER:HVAC_Split-Package_HP | Annual | FALSE
Any | SWHC046D | Rt3 | ex | CZ15 | cDXHP | SWHC046-01 | ExAnte2019 | IOU workpaper | 2019-11-06 | Cap-Tons | 1 |  |  | 0 | 0 | 0 | 536.1256 | 0 | 0.682 | [6 empty] | DEER:HVAC_Split-Package_HP | Annual | FALSE
Any | SWHC046D | Rt3 | ex | CZ16 | cDXHP | SWHC046-01 | ExAnte2019 | IOU workpaper | 2019-11-06 | Cap-Tons | 1 |  |  | 0 | 0 | 0 | -155.5853 | 0 | 86.7979 | [6 empty] | DEER:HVAC_Split-Package_HP | Annual | FALSE
Any | SWHC046D | RtL | ex | CZ01 | cDXHP | SWHC046-01 | ExAnte2019 | IOU workpaper | 2019-11-06 | Cap-Tons | 1 |  |  | 0 | 0 | 0 | -33.686 | 0 | 71.5895 | [6 empty] | DEER:HVAC_Split-Package_HP | Annual | FALSE
Any | SWHC046D | RtL | ex | CZ02 | cDXHP | SWHC046-01 | ExAnte2019 | IOU workpaper | 2019-11-06 | Cap-Tons | 1 |  |  | 0 | 0 | 0 | 190.7813 | 0 | 36.557 | [6 empty] | DEER:HVAC_Split-Package_HP | Annual | FALSE
Any | SWHC046D | RtL | ex | CZ03 | cDXHP | SWHC046-01 | ExAnte2019 | IOU workpaper | 2019-11-06 | Cap-Tons | 1 |  |  | 0 | 0 | 0 | 107.5977 | 0 | 32.8496 | [6 empty] | DEER:HVAC_Split-Package_HP | Annual | FALSE
Any | SWHC046D | RtL | ex | CZ04 | cDXHP | SWHC046-01 | ExAnte2019 | IOU workpaper | 2019-11-06 | Cap-Tons | 1 |  |  | 0 | 0 | 0 | 225.8458 | 0 | 24.9454 | [6 empty] | DEER:HVAC_Split-Package_HP | Annual | FALSE
Any | SWHC046D | RtL | ex | CZ05 | cDXHP | SWHC046-01 | ExAnte2019 | IOU workpaper | 2019-11-06 | Cap-Tons | 1 |  |  | 0 | 0 | 0 | 105.1936 | 0 | 34.1183 | [6 empty] | DEER:HVAC_Split-Package_HP | Annual | FALSE
Any | SWHC046D | RtL | ex | CZ06 | cDXHP | SWHC046-01 | ExAnte2019 | IOU workpaper | 2019-11-06 | Cap-Tons | 1 |  |  | 0 | 0 | 0 | 228.8808 | 0 | 15.4169 | [6 empty] | DEER:HVAC_Split-Package_HP | Annual | FALSE
Any | SWHC046D | RtL | ex | CZ07 | cDXHP | SWHC046-01 | ExAnte2019 | IOU workpaper | 2019-11-06 | Cap-Tons | 1 |  |  | 0 | 0 | 0 | 198.3767 | 0 | 10.4527 | [6 empty] | DEER:HVAC_Split-Package_HP | Annual | FALSE
Any | SWHC046D | RtL | ex | CZ08 | cDXHP | SWHC046-01 | ExAnte2019 | IOU workpaper | 2019-11-06 | Cap-Tons | 1 |  |  | 0 | 0 | 0 | 298.2031 | 0 | 11.0225 | [6 empty] | DEER:HVAC_Split-Package_HP | Annual | FALSE
Any | SWHC046D | RtL | ex | CZ09 | cDXHP | SWHC046-01 | ExAnte2019 | IOU workpaper | 2019-11-06 | Cap-Tons | 1 |  |  | 0 | 0 | 0 | 341.3557 | 0 | 12.7668 | [6 empty] | DEER:HVAC_Split-Package_HP | Annual | FALSE
Any | SWHC046D | RtL | ex | CZ10 | cDXHP | SWHC046-01 | ExAnte2019 | IOU workpaper | 2019-11-06 | Cap-Tons | 1 |  |  | 0 | 0 | 0 | 366.6445 | 0 | 12.4298 | [6 empty] | DEER:HVAC_Split-Package_HP | Annual | FALSE
Any | SWHC046D | RtL | ex | CZ11 | cDXHP | SWHC046-01 | ExAnte2019 | IOU workpaper | 2019-11-06 | Cap-Tons | 1 |  |  | 0 | 0 | 0 | 331.7199 | 0 | 30.4298 | [6 empty] | DEER:HVAC_Split-Package_HP | Annual | FALSE
Any | SWHC046D | RtL | ex | CZ12 | cDXHP | SWHC046-01 | ExAnte2019 | IOU workpaper | 2019-11-06 | Cap-Tons | 1 |  |  | 0 | 0 | 0 | 277.6735 | 0 | 30.0012 | [6 empty] | DEER:HVAC_Split-Package_HP | Annual | FALSE
Any | SWHC046D | RtL | ex | CZ13 | cDXHP | SWHC046-01 | ExAnte2019 | IOU workpaper | 2019-11-06 | Cap-Tons | 1 |  |  | 0 | 0 | 0 | 354.9363 | 0 | 26.608 | [6 empty] | DEER:HVAC_Split-Package_HP | Annual | FALSE
Any | SWHC046D | RtL | ex | CZ14 | cDXHP | SWHC046-01 | ExAnte2019 | IOU workpaper | 2019-11-06 | Cap-Tons | 1 |  |  | 0 | 0 | 0 | 332.4 | 0 | 31.4024 | [6 empty] | DEER:HVAC_Split-Package_HP | Annual | FALSE
Any | SWHC046D | RtL | ex | CZ15 | cDXHP | SWHC046-01 | ExAnte2019 | IOU workpaper | 2019-11-06 | Cap-Tons | 1 |  |  | 0 | 0 | 0 | 590.0827 | 0 | 3.5079 | [6 empty] | DEER:HVAC_Split-Package_HP | Annual | FALSE
Any | SWHC046D | RtL | ex | CZ16 | cDXHP | SWHC046-01 | ExAnte2019 | IOU workpaper | 2019-11-06 | Cap-Tons | 1 |  |  | 0 | 0 | 0 | -324.7736 | 0 | 128.2122 | [6 empty] | DEER:HVAC_Split-Package_HP | Annual | FALSE
Any | SWHC046D | RtS | ex | CZ01 | cDXHP | SWHC046-01 | ExAnte2019 | IOU workpaper | 2019-11-06 | Cap-Tons | 1 |  |  | 0 | 0 | 0 | -312.8556 | 0 | 121.9177 | [6 empty] | DEER:HVAC_Split-Package_HP | Annual | FALSE
Any | SWHC046D | RtS | ex | CZ02 | cDXHP | SWHC046-01 | ExAnte2019 | IOU workpaper | 2019-11-06 | Cap-Tons | 1 |  |  | 0 | 0 | 0 | 19.2182 | 0 | 60.4102 | [6 empty] | DEER:HVAC_Split-Package_HP | Annual | FALSE
Any | SWHC046D | RtS | ex | CZ03 | cDXHP | SWHC046-01 | ExAnte2019 | IOU workpaper | 2019-11-06 | Cap-Tons | 1 |  |  | 0 | 0 | 0 | -18.6965 | 0 | 57.9439 | [6 empty] | DEER:HVAC_Split-Package_HP | Annual | FALSE
Any | SWHC046D | RtS | ex | CZ04 | cDXHP | SWHC046-01 | ExAnte2019 | IOU workpaper | 2019-11-06 | Cap-Tons | 1 |  |  | 0 | 0 | 0 | 107.2298 | 0 | 43.2901 | [6 empty] | DEER:HVAC_Split-Package_HP | Annual | FALSE
Any | SWHC046D | RtS | ex | CZ05 | cDXHP | SWHC046-01 | ExAnte2019 | IOU workpaper | 2019-11-06 | Cap-Tons | 1 |  |  | 0 | 0 | 0 | 8.2864 | 0 | 52.0788 | [6 empty] | DEER:HVAC_Split-Package_HP | Annual | FALSE
Any | SWHC046D | RtS | ex | CZ06 | cDXHP | SWHC046-01 | ExAnte2019 | IOU workpaper | 2019-11-06 | Cap-Tons | 1 |  |  | 0 | 0 | 0 | 198.1154 | 0 | 21.8186 | [6 empty] | DEER:HVAC_Split-Package_HP | Annual | FALSE
Any | SWHC046D | RtS | ex | CZ07 | cDXHP | SWHC046-01 | ExAnte2019 | IOU workpaper | 2019-11-06 | Cap-Tons | 1 |  |  | 0 | 0 | 0 | 193.5382 | 0 | 14.3439 | [6 empty] | DEER:HVAC_Split-Package_HP | Annual | FALSE
Any | SWHC046D | RtS | ex | CZ08 | cDXHP | SWHC046-01 | ExAnte2019 | IOU workpaper | 2019-11-06 | Cap-Tons | 1 |  |  | 0 | 0 | 0 | 249.6699 | 0 | 16.9082 | [6 empty] | DEER:HVAC_Split-Package_HP | Annual | FALSE
Any | SWHC046D | RtS | ex | CZ09 | cDXHP | SWHC046-01 | ExAnte2019 | IOU workpaper | 2019-11-06 | Cap-Tons | 1 |  |  | 0 | 0 | 0 | 264.9693 | 0 | 19.8241 | [6 empty] | DEER:HVAC_Split-Package_HP | Annual | FALSE
Any | SWHC046D | RtS | ex | CZ10 | cDXHP | SWHC046-01 | ExAnte2019 | IOU workpaper | 2019-11-06 | Cap-Tons | 1 |  |  | 0 | 0 | 0 | 296.7874 | 0 | 18.6774 | [6 empty] | DEER:HVAC_Split-Package_HP | Annual | FALSE
Any | SWHC046D | RtS | ex | CZ11 | cDXHP | SWHC046-01 | ExAnte2019 | IOU workpaper | 2019-11-06 | Cap-Tons | 1 |  |  | 0 | 0 | 0 | 159.551 | 0 | 47.6175 | [6 empty] | DEER:HVAC_Split-Package_HP | Annual | FALSE
Any | SWHC046D | RtS | ex | CZ12 | cDXHP | SWHC046-01 | ExAnte2019 | IOU workpaper | 2019-11-06 | Cap-Tons | 1 |  |  | 0 | 0 | 0 | 111.4219 | 0 | 50.5926 | [6 empty] | DEER:HVAC_Split-Package_HP | Annual | FALSE
Any | SWHC046D | RtS | ex | CZ13 | cDXHP | SWHC046-01 | ExAnte2019 | IOU workpaper | 2019-11-06 | Cap-Tons | 1 |  |  | 0 | 0 | 0 | 197.8116 | 0 | 42.2469 | [6 empty] | DEER:HVAC_Split-Package_HP | Annual | FALSE
Any | SWHC046D | RtS | ex | CZ14 | cDXHP | SWHC046-01 | ExAnte2019 | IOU workpaper | 2019-11-06 | Cap-Tons | 1 |  |  | 0 | 0 | 0 | 188.8832 | 0 | 43.5608 | [6 empty] | DEER:HVAC_Split-Package_HP | Annual | FALSE
Any | SWHC046D | RtS | ex | CZ15 | cDXHP | SWHC046-01 | ExAnte2019 | IOU workpaper | 2019-11-06 | Cap-Tons | 1 |  |  | 0 | 0 | 0 | 508.5941 | 0 | 4.6833 | [6 empty] | DEER:HVAC_Split-Package_HP | Annual | FALSE
Any | SWHC046D | RtS | ex | CZ16 | cDXHP | SWHC046-01 | ExAnte2019 | IOU workpaper | 2019-11-06 | Cap-Tons | 1 |  |  | 0 | 0 | 0 | -671.0217 | 0 | 148.5408 | [6 empty] | DEER:HVAC_Split-Package_HP | Annual | FALSE
Any | SWHC046D | SCn | ex | CZ01 | cDXHP | SWHC046-01 | ExAnte2019 | IOU workpaper | 2019-11-06 | Cap-Tons | 1 |  |  | 0 | 0 | 0 | -585.9916 | 0 | 151.7013 | [6 empty] | DEER:HVAC_Split-Package_HP | Annual | FALSE
Any | SWHC046D | SCn | ex | CZ02 | cDXHP | SWHC046-01 | ExAnte2019 | IOU workpaper | 2019-11-06 | Cap-Tons | 1 |  |  | 0 | 0 | 0 | -435.1716 | 0 | 108.561 | [6 empty] | DEER:HVAC_Split-Package_HP | Annual | FALSE
Any | SWHC046D | SCn | ex | CZ03 | cDXHP | SWHC046-01 | ExAnte2019 | IOU workpaper | 2019-11-06 | Cap-Tons | 1 |  |  | 0 | 0 | 0 | -192.1212 | 0 | 80.8528 | [6 empty] | DEER:HVAC_Split-Package_HP | Annual | FALSE
Any | SWHC046D | SCn | ex | CZ04 | cDXHP | SWHC046-01 | ExAnte2019 | IOU workpaper | 2019-11-06 | Cap-Tons | 1 |  |  | 0 | 0 | 0 | -303.2891 | 0 | 85.2131 | [6 empty] | DEER:HVAC_Split-Package_HP | Annual | FALSE
Any | SWHC046D | SCn | ex | CZ05 | cDXHP | SWHC046-01 | ExAnte2019 | IOU workpaper | 2019-11-06 | Cap-Tons | 1 |  |  | 0 | 0 | 0 | -205.6312 | 0 | 79.7346 | [6 empty] | DEER:HVAC_Split-Package_HP | Annual | FALSE
Any | SWHC046D | SCn | ex | CZ06 | cDXHP | SWHC046-01 | ExAnte2019 | IOU workpaper | 2019-11-06 | Cap-Tons | 1 |  |  | 0 | 0 | 0 | 13.5349 | 0 | 43.12 | [6 empty] | DEER:HVAC_Split-Package_HP | Annual | FALSE
Any | SWHC046D | SCn | ex | CZ07 | cDXHP | SWHC046-01 | ExAnte2019 | IOU workpaper | 2019-11-06 | Cap-Tons | 1 |  |  | 0 | 0 | 0 | 66.1297 | 0 | 33.3389 | [6 empty] | DEER:HVAC_Split-Package_HP | Annual | FALSE
Any | SWHC046D | SCn | ex | CZ08 | cDXHP | SWHC046-01 | ExAnte2019 | IOU workpaper | 2019-11-06 | Cap-Tons | 1 |  |  | 0 | 0 | 0 | 39.89 | 0 | 45.1714 | [6 empty] | DEER:HVAC_Split-Package_HP | Annual | FALSE
Any | SWHC046D | SCn | ex | CZ09 | cDXHP | SWHC046-01 | ExAnte2019 | IOU workpaper | 2019-11-06 | Cap-Tons | 1 |  |  | 0 | 0 | 0 | 65.4996 | 0 | 46.3428 | [6 empty] | DEER:HVAC_Split-Package_HP | Annual | FALSE
Any | SWHC046D | SCn | ex | CZ10 | cDXHP | SWHC046-01 | ExAnte2019 | IOU workpaper | 2019-11-06 | Cap-Tons | 1 |  |  | 0 | 0 | 0 | 67.4392 | 0 | 50.5704 | [6 empty] | DEER:HVAC_Split-Package_HP | Annual | FALSE
Any | SWHC046D | SCn | ex | CZ11 | cDXHP | SWHC046-01 | ExAnte2019 | IOU workpaper | 2019-11-06 | Cap-Tons | 1 |  |  | 0 | 0 | 0 | -158.8754 | 0 | 89.3304 | [6 empty] | DEER:HVAC_Split-Package_HP | Annual | FALSE
Any | SWHC046D | SCn | ex | CZ12 | cDXHP | SWHC046-01 | ExAnte2019 | IOU workpaper | 2019-11-06 | Cap-Tons | 1 |  |  | 0 | 0 | 0 | -231.9443 | 0 | 97.8121 | [6 empty] | DEER:HVAC_Split-Package_HP | Annual | FALSE
Any | SWHC046D | SCn | ex | CZ13 | cDXHP | SWHC046-01 | ExAnte2019 | IOU workpaper | 2019-11-06 | Cap-Tons | 1 |  |  | 0 | 0 | 0 | -60.4565 | 0 | 78.9867 | [6 empty] | DEER:HVAC_Split-Package_HP | Annual | FALSE
Any | SWHC046D | SCn | ex | CZ14 | cDXHP | SWHC046-01 | ExAnte2019 | IOU workpaper | 2019-11-06 | Cap-Tons | 1 |  |  | 0 | 0 | 0 | -197.1303 | 0 | 92.8405 | [6 empty] | DEER:HVAC_Split-Package_HP | Annual | FALSE
Any | SWHC046D | SCn | ex | CZ15 | cDXHP | SWHC046-01 | ExAnte2019 | IOU workpaper | 2019-11-06 | Cap-Tons | 1 |  |  | 0 | 0 | 0 | 399.0325 | 0 | 13.4192 | [6 empty] | DEER:HVAC_Split-Package_HP | Annual | FALSE
Any | SWHC046D | SCn | ex | CZ16 | cDXHP | SWHC046-01 | ExAnte2019 | IOU workpaper | 2019-11-06 | Cap-Tons | 1 |  |  | 0 | 0 | 0 | -881.6184 | 0 | 164.379 | [6 empty] | DEER:HVAC_Split-Package_HP | Annual | FALSE
Any | SWHC046E | Asm | ex | CZ01 | cDXHP | SWHC046-01 | ExAnte2019 | IOU workpaper | 2019-11-06 | Cap-Tons | 1 |  |  | 0 | 0 | 0 | -886.3516 | 0 | 170.8495 | [6 empty] | DEER:HVAC_Split-Package_HP | Annual | FALSE
Any | SWHC046E | Asm | ex | CZ02 | cDXHP | SWHC046-01 | ExAnte2019 | IOU workpaper | 2019-11-06 | Cap-Tons | 1 |  |  | 0 | 0 | 0 | -511.9854 | 0 | 103.5703 | [6 empty] | DEER:HVAC_Split-Package_HP | Annual | FALSE
Any | SWHC046E | Asm | ex | CZ03 | cDXHP | SWHC046-01 | ExAnte2019 | IOU workpaper | 2019-11-06 | Cap-Tons | 1 |  |  | 0 | 0 | 0 | -349.2768 | 0 | 78.2394 | [6 empty] | DEER:HVAC_Split-Package_HP | Annual | FALSE
Any | SWHC046E | Asm | ex | CZ04 | cDXHP | SWHC046-01 | ExAnte2019 | IOU workpaper | 2019-11-06 | Cap-Tons | 1 |  |  | 0 | 0 | 0 | -302.4132 | 0 | 70.3511 | [6 empty] | DEER:HVAC_Split-Package_HP | Annual | FALSE
Any | SWHC046E | Asm | ex | CZ05 | cDXHP | SWHC046-01 | ExAnte2019 | IOU workpaper | 2019-11-06 | Cap-Tons | 1 |  |  | 0 | 0 | 0 | -349.1555 | 0 | 77.3544 | [6 empty] | DEER:HVAC_Split-Package_HP | Annual | FALSE
Any | SWHC046E | Asm | ex | CZ06 | cDXHP | SWHC046-01 | ExAnte2019 | IOU workpaper | 2019-11-06 | Cap-Tons | 1 |  |  | 0 | 0 | 0 | -92.5247 | 0 | 33.0922 | [6 empty] | DEER:HVAC_Split-Package_HP | Annual | FALSE
Any | SWHC046E | Asm | ex | CZ07 | cDXHP | SWHC046-01 | ExAnte2019 | IOU workpaper | 2019-11-06 | Cap-Tons | 1 |  |  | 0 | 0 | 0 | -54.0099 | 0 | 25.428 | [6 empty] | DEER:HVAC_Split-Package_HP | Annual | FALSE
Any | SWHC046E | Asm | ex | CZ08 | cDXHP | SWHC046-01 | ExAnte2019 | IOU workpaper | 2019-11-06 | Cap-Tons | 1 |  |  | 0 | 0 | 0 | -84.084 | 0 | 32.2682 | [6 empty] | DEER:HVAC_Split-Package_HP | Annual | FALSE
Any | SWHC046E | Asm | ex | CZ09 | cDXHP | SWHC046-01 | ExAnte2019 | IOU workpaper | 2019-11-06 | Cap-Tons | 1 |  |  | 0 | 0 | 0 | -99.9698 | 0 | 32.857 | [6 empty] | DEER:HVAC_Split-Package_HP | Annual | FALSE
Any | SWHC046E | Asm | ex | CZ10 | cDXHP | SWHC046-01 | ExAnte2019 | IOU workpaper | 2019-11-06 | Cap-Tons | 1 |  |  | 0 | 0 | 0 | -133.9839 | 0 | 39.9616 | [6 empty] | DEER:HVAC_Split-Package_HP | Annual | FALSE
Any | SWHC046E | Asm | ex | CZ11 | cDXHP | SWHC046-01 | ExAnte2019 | IOU workpaper | 2019-11-06 | Cap-Tons | 1 |  |  | 0 | 0 | 0 | -332.6304 | 0 | 71.382 | [6 empty] | DEER:HVAC_Split-Package_HP | Annual | FALSE
Any | SWHC046E | Asm | ex | CZ12 | cDXHP | SWHC046-01 | ExAnte2019 | IOU workpaper | 2019-11-06 | Cap-Tons | 1 |  |  | 0 | 0 | 0 | -361.7849 | 0 | 77.6881 | [6 empty] | DEER:HVAC_Split-Package_HP | Annual | FALSE
Any | SWHC046E | Asm | ex | CZ13 | cDXHP | SWHC046-01 | ExAnte2019 | IOU workpaper | 2019-11-06 | Cap-Tons | 1 |  |  | 0 | 0 | 0 | -291.7858 | 0 | 65.6133 | [6 empty] | DEER:HVAC_Split-Package_HP | Annual | FALSE
Any | SWHC046E | Asm | ex | CZ14 | cDXHP | SWHC046-01 | ExAnte2019 | IOU workpaper | 2019-11-06 | Cap-Tons | 1 |  |  | 0 | 0 | 0 | -321.7013 | 0 | 69.407 | [6 empty] | DEER:HVAC_Split-Package_HP | Annual | FALSE
Any | SWHC046E | Asm | ex | CZ15 | cDXHP | SWHC046-01 | ExAnte2019 | IOU workpaper | 2019-11-06 | Cap-Tons | 1 |  |  | 0 | 0 | 0 | 29.3101 | 0 | 12.5579 | [6 empty] | DEER:HVAC_Split-Package_HP | Annual | FALSE
Any | SWHC046E | Asm | ex | CZ16 | cDXHP | SWHC046-01 | ExAnte2019 | IOU workpaper | 2019-11-06 | Cap-Tons | 1 |  |  | 0 | 0 | 0 | -1226.9935 | 0 | 189.0835 | [6 empty] | DEER:HVAC_Split-Package_HP | Annual | FALSE
Any | SWHC046E | Com | ex | CZ01 | cDXHP | SWHC046-01 | ExAnte2019 | IOU workpaper | 2019-11-06 | Cap-Tons | 1 |  |  | 0 | 0 | 0 | -609.3998 | 0 | 113.9213 | [6 empty] | DEER:HVAC_Split-Package_HP | Annual | FALSE
Any | SWHC046E | Com | ex | CZ02 | cDXHP | SWHC046-01 | ExAnte2019 | IOU workpaper | 2019-11-06 | Cap-Tons | 1 |  |  | 0 | 0 | 0 | -303.5105 | 0 | 61.5798 | [6 empty] | DEER:HVAC_Split-Package_HP | Annual | FALSE
Any | SWHC046E | Com | ex | CZ03 | cDXHP | SWHC046-01 | ExAnte2019 | IOU workpaper | 2019-11-06 | Cap-Tons | 1 |  |  | 0 | 0 | 0 | -167.7735 | 0 | 42.2353 | [6 empty] | DEER:HVAC_Split-Package_HP | Annual | FALSE
Any | SWHC046E | Com | ex | CZ04 | cDXHP | SWHC046-01 | ExAnte2019 | IOU workpaper | 2019-11-06 | Cap-Tons | 1 |  |  | 0 | 0 | 0 | -151.5667 | 0 | 36.6558 | [6 empty] | DEER:HVAC_Split-Package_HP | Annual | FALSE
Any | SWHC046E | Com | ex | CZ05 | cDXHP | SWHC046-01 | ExAnte2019 | IOU workpaper | 2019-11-06 | Cap-Tons | 1 |  |  | 0 | 0 | 0 | -249.6018 | 0 | 57.9396 | [6 empty] | DEER:HVAC_Split-Package_HP | Annual | FALSE
Any | SWHC046E | Com | ex | CZ06 | cDXHP | SWHC046-01 | ExAnte2019 | IOU workpaper | 2019-11-06 | Cap-Tons | 1 |  |  | 0 | 0 | 0 | -38.8547 | 0 | 22.9138 | [6 empty] | DEER:HVAC_Split-Package_HP | Annual | FALSE
Any | SWHC046E | Com | ex | CZ07 | cDXHP | SWHC046-01 | ExAnte2019 | IOU workpaper | 2019-11-06 | Cap-Tons | 1 |  |  | 0 | 0 | 0 | -8.1049 | 0 | 18.4116 | [6 empty] | DEER:HVAC_Split-Package_HP | Annual | FALSE
Any | SWHC046E | Com | ex | CZ08 | cDXHP | SWHC046-01 | ExAnte2019 | IOU workpaper | 2019-11-06 | Cap-Tons | 1 |  |  | 0 | 0 | 0 | -35.2385 | 0 | 22.1301 | [6 empty] | DEER:HVAC_Split-Package_HP | Annual | FALSE
Any | SWHC046E | Com | ex | CZ09 | cDXHP | SWHC046-01 | ExAnte2019 | IOU workpaper | 2019-11-06 | Cap-Tons | 1 |  |  | 0 | 0 | 0 | -35.0927 | 0 | 21.765 | [6 empty] | DEER:HVAC_Split-Package_HP | Annual | FALSE
Any | SWHC046E | Com | ex | CZ10 | cDXHP | SWHC046-01 | ExAnte2019 | IOU workpaper | 2019-11-06 | Cap-Tons | 1 |  |  | 0 | 0 | 0 | -83.8589 | 0 | 29.4802 | [6 empty] | DEER:HVAC_Split-Package_HP | Annual | FALSE
Any | SWHC046E | Com | ex | CZ11 | cDXHP | SWHC046-01 | ExAnte2019 | IOU workpaper | 2019-11-06 | Cap-Tons | 1 |  |  | 0 | 0 | 0 | -226.6079 | 0 | 51.7105 | [6 empty] | DEER:HVAC_Split-Package_HP | Annual | FALSE
Any | SWHC046E | Com | ex | CZ12 | cDXHP | SWHC046-01 | ExAnte2019 | IOU workpaper | 2019-11-06 | Cap-Tons | 1 |  |  | 0 | 0 | 0 | -214.1579 | 0 | 48.8696 | [6 empty] | DEER:HVAC_Split-Package_HP | Annual | FALSE
Any | SWHC046E | Com | ex | CZ13 | cDXHP | SWHC046-01 | ExAnte2019 | IOU workpaper | 2019-11-06 | Cap-Tons | 1 |  |  | 0 | 0 | 0 | -175.2952 | 0 | 44.1165 | [6 empty] | DEER:HVAC_Split-Package_HP | Annual | FALSE
Any | SWHC046E | Com | ex | CZ14 | cDXHP | SWHC046-01 | ExAnte2019 | IOU workpaper | 2019-11-06 | Cap-Tons | 1 |  |  | 0 | 0 | 0 | -207.1464 | 0 | 47.5232 | [6 empty] | DEER:HVAC_Split-Package_HP | Annual | FALSE
Any | SWHC046E | Com | ex | CZ15 | cDXHP | SWHC046-01 | ExAnte2019 | IOU workpaper | 2019-11-06 | Cap-Tons | 1 |  |  | 0 | 0 | 0 | 63.1532 | 0 | 8.0599 | [6 empty] | DEER:HVAC_Split-Package_HP | Annual | FALSE
Any | SWHC046E | Com | ex | CZ16 | cDXHP | SWHC046-01 | ExAnte2019 | IOU workpaper | 2019-11-06 | Cap-Tons | 1 |  |  | 0 | 0 | 0 | -899.4716 | 0 | 133.4361 | [6 empty] | DEER:HVAC_Split-Package_HP | Annual | FALSE
Any | SWHC046E | ECC | ex | CZ01 | cDXHP | SWHC046-01 | ExAnte2019 | IOU workpaper | 2019-11-06 | Cap-Tons | 1 |  |  | 0 | 0 | 0 | -372.5506 | 0 | 72.0237 | [6 empty] | DEER:HVAC_Split-Package_HP | Annual | FALSE
Any | SWHC046E | ECC | ex | CZ02 | cDXHP | SWHC046-01 | ExAnte2019 | IOU workpaper | 2019-11-06 | Cap-Tons | 1 |  |  | 0 | 0 | 0 | -182.1396 | 0 | 40.5579 | [6 empty] | DEER:HVAC_Split-Package_HP | Annual | FALSE
Any | SWHC046E | ECC | ex | CZ03 | cDXHP | SWHC046-01 | ExAnte2019 | IOU workpaper | 2019-11-06 | Cap-Tons | 1 |  |  | 0 | 0 | 0 | -117.203 | 0 | 31.2752 | [6 empty] | DEER:HVAC_Split-Package_HP | Annual | FALSE
Any | SWHC046E | ECC | ex | CZ04 | cDXHP | SWHC046-01 | ExAnte2019 | IOU workpaper | 2019-11-06 | Cap-Tons | 1 |  |  | 0 | 0 | 0 | -104.3505 | 0 | 28.0432 | [6 empty] | DEER:HVAC_Split-Package_HP | Annual | FALSE
Any | SWHC046E | ECC | ex | CZ05 | cDXHP | SWHC046-01 | ExAnte2019 | IOU workpaper | 2019-11-06 | Cap-Tons | 1 |  |  | 0 | 0 | 0 | -125.5181 | 0 | 31.2146 | [6 empty] | DEER:HVAC_Split-Package_HP | Annual | FALSE
Any | SWHC046E | ECC | ex | CZ06 | cDXHP | SWHC046-01 | ExAnte2019 | IOU workpaper | 2019-11-06 | Cap-Tons | 1 |  |  | 0 | 0 | 0 | 10.8125 | 0 | 10.353 | [6 empty] | DEER:HVAC_Split-Package_HP | Annual | FALSE
Any | SWHC046E | ECC | ex | CZ07 | cDXHP | SWHC046-01 | ExAnte2019 | IOU workpaper | 2019-11-06 | Cap-Tons | 1 |  |  | 0 | 0 | 0 | 31.8155 | 0 | 6.1659 | [6 empty] | DEER:HVAC_Split-Package_HP | Annual | FALSE
Any | SWHC046E | ECC | ex | CZ08 | cDXHP | SWHC046-01 | ExAnte2019 | IOU workpaper | 2019-11-06 | Cap-Tons | 1 |  |  | 0 | 0 | 0 | 17.9129 | 0 | 9.5343 | [6 empty] | DEER:HVAC_Split-Package_HP | Annual | FALSE
Any | SWHC046E | ECC | ex | CZ09 | cDXHP | SWHC046-01 | ExAnte2019 | IOU workpaper | 2019-11-06 | Cap-Tons | 1 |  |  | 0 | 0 | 0 | 2.4334 | 0 | 11.4252 | [6 empty] | DEER:HVAC_Split-Package_HP | Annual | FALSE
Any | SWHC046E | ECC | ex | CZ10 | cDXHP | SWHC046-01 | ExAnte2019 | IOU workpaper | 2019-11-06 | Cap-Tons | 1 |  |  | 0 | 0 | 0 | -3.154 | 0 | 12.8435 | [6 empty] | DEER:HVAC_Split-Package_HP | Annual | FALSE
Any | SWHC046E | ECC | ex | CZ11 | cDXHP | SWHC046-01 | ExAnte2019 | IOU workpaper | 2019-11-06 | Cap-Tons | 1 |  |  | 0 | 0 | 0 | -125.9639 | 0 | 33.3072 | [6 empty] | DEER:HVAC_Split-Package_HP | Annual | FALSE
Any | SWHC046E | ECC | ex | CZ12 | cDXHP | SWHC046-01 | ExAnte2019 | IOU workpaper | 2019-11-06 | Cap-Tons | 1 |  |  | 0 | 0 | 0 | -137.6855 | 0 | 34.8624 | [6 empty] | DEER:HVAC_Split-Package_HP | Annual | FALSE
Any | SWHC046E | ECC | ex | CZ13 | cDXHP | SWHC046-01 | ExAnte2019 | IOU workpaper | 2019-11-06 | Cap-Tons | 1 |  |  | 0 | 0 | 0 | -97.8614 | 0 | 29.0512 | [6 empty] | DEER:HVAC_Split-Package_HP | Annual | FALSE
Any | SWHC046E | ECC | ex | CZ14 | cDXHP | SWHC046-01 | ExAnte2019 | IOU workpaper | 2019-11-06 | Cap-Tons | 1 |  |  | 0 | 0 | 0 | -118.3365 | 0 | 30.6518 | [6 empty] | DEER:HVAC_Split-Package_HP | Annual | FALSE
Any | SWHC046E | ECC | ex | CZ15 | cDXHP | SWHC046-01 | ExAnte2019 | IOU workpaper | 2019-11-06 | Cap-Tons | 1 |  |  | 0 | 0 | 0 | 65.8173 | 0 | 3.283 | [6 empty] | DEER:HVAC_Split-Package_HP | Annual | FALSE
Any | SWHC046E | ECC | ex | CZ16 | cDXHP | SWHC046-01 | ExAnte2019 | IOU workpaper | 2019-11-06 | Cap-Tons | 1 |  |  | 0 | 0 | 0 | -606.0809 | 0 | 90.68 | [6 empty] | DEER:HVAC_Split-Package_HP | Annual | FALSE
Any | SWHC046E | EPr | ex | CZ01 | cDXHP | SWHC046-01 | ExAnte2019 | IOU workpaper | 2019-11-06 | Cap-Tons | 1 |  |  | 0 | 0 | 0 | -500.0988 | 0 | 90.6075 | [6 empty] | DEER:HVAC_Split-Package_HP | Annual | FALSE
Any | SWHC046E | EPr | ex | CZ02 | cDXHP | SWHC046-01 | ExAnte2019 | IOU workpaper | 2019-11-06 | Cap-Tons | 1 |  |  | 0 | 0 | 0 | -279.4478 | 0 | 50.5711 | [6 empty] | DEER:HVAC_Split-Package_HP | Annual | FALSE
Any | SWHC046E | EPr | ex | CZ03 | cDXHP | SWHC046-01 | ExAnte2019 | IOU workpaper | 2019-11-06 | Cap-Tons | 1 |  |  | 0 | 0 | 0 | -207.8222 | 0 | 44.2861 | [6 empty] | DEER:HVAC_Split-Package_HP | Annual | FALSE
Any | SWHC046E | EPr | ex | CZ04 | cDXHP | SWHC046-01 | ExAnte2019 | IOU workpaper | 2019-11-06 | Cap-Tons | 1 |  |  | 0 | 0 | 0 | -176.7914 | 0 | 35.9198 | [6 empty] | DEER:HVAC_Split-Package_HP | Annual | FALSE
Any | SWHC046E | EPr | ex | CZ05 | cDXHP | SWHC046-01 | ExAnte2019 | IOU workpaper | 2019-11-06 | Cap-Tons | 1 |  |  | 0 | 0 | 0 | -213.609 | 0 | 43.2969 | [6 empty] | DEER:HVAC_Split-Package_HP | Annual | FALSE
Any | SWHC046E | EPr | ex | CZ06 | cDXHP | SWHC046-01 | ExAnte2019 | IOU workpaper | 2019-11-06 | Cap-Tons | 1 |  |  | 0 | 0 | 0 | -52.5785 | 0 | 18.3243 | [6 empty] | DEER:HVAC_Split-Package_HP | Annual | FALSE
Any | SWHC046E | EPr | ex | CZ07 | cDXHP | SWHC046-01 | ExAnte2019 | IOU workpaper | 2019-11-06 | Cap-Tons | 1 |  |  | 0 | 0 | 0 | -31.1342 | 0 | 14.1476 | [6 empty] | DEER:HVAC_Split-Package_HP | Annual | FALSE
Any | SWHC046E | EPr | ex | CZ08 | cDXHP | SWHC046-01 | ExAnte2019 | IOU workpaper | 2019-11-06 | Cap-Tons | 1 |  |  | 0 | 0 | 0 | -40.1538 | 0 | 15.6058 | [6 empty] | DEER:HVAC_Split-Package_HP | Annual | FALSE
Any | SWHC046E | EPr | ex | CZ09 | cDXHP | SWHC046-01 | ExAnte2019 | IOU workpaper | 2019-11-06 | Cap-Tons | 1 |  |  | 0 | 0 | 0 | -57.2013 | 0 | 18.1516 | [6 empty] | DEER:HVAC_Split-Package_HP | Annual | FALSE
Any | SWHC046E | EPr | ex | CZ10 | cDXHP | SWHC046-01 | ExAnte2019 | IOU workpaper | 2019-11-06 | Cap-Tons | 1 |  |  | 0 | 0 | 0 | -54.2336 | 0 | 17.8383 | [6 empty] | DEER:HVAC_Split-Package_HP | Annual | FALSE
Any | SWHC046E | EPr | ex | CZ11 | cDXHP | SWHC046-01 | ExAnte2019 | IOU workpaper | 2019-11-06 | Cap-Tons | 1 |  |  | 0 | 0 | 0 | -186.9426 | 0 | 39.4424 | [6 empty] | DEER:HVAC_Split-Package_HP | Annual | FALSE
Any | SWHC046E | EPr | ex | CZ12 | cDXHP | SWHC046-01 | ExAnte2019 | IOU workpaper | 2019-11-06 | Cap-Tons | 1 |  |  | 0 | 0 | 0 | -210.4806 | 0 | 42.9701 | [6 empty] | DEER:HVAC_Split-Package_HP | Annual | FALSE
Any | SWHC046E | EPr | ex | CZ13 | cDXHP | SWHC046-01 | ExAnte2019 | IOU workpaper | 2019-11-06 | Cap-Tons | 1 |  |  | 0 | 0 | 0 | -160.2029 | 0 | 35.0111 | [6 empty] | DEER:HVAC_Split-Package_HP | Annual | FALSE
Any | SWHC046E | EPr | ex | CZ14 | cDXHP | SWHC046-01 | ExAnte2019 | IOU workpaper | 2019-11-06 | Cap-Tons | 1 |  |  | 0 | 0 | 0 | -171.1886 | 0 | 35.6528 | [6 empty] | DEER:HVAC_Split-Package_HP | Annual | FALSE
Any | SWHC046E | EPr | ex | CZ15 | cDXHP | SWHC046-01 | ExAnte2019 | IOU workpaper | 2019-11-06 | Cap-Tons | 1 |  |  | 0 | 0 | 0 | 24.2176 | 0 | 5.1621 | [6 empty] | DEER:HVAC_Split-Package_HP | Annual | FALSE
Any | SWHC046E | EPr | ex | CZ16 | cDXHP | SWHC046-01 | ExAnte2019 | IOU workpaper | 2019-11-06 | Cap-Tons | 1 |  |  | 0 | 0 | 0 | -742.8323 | 0 | 109.1819 | [6 empty] | DEER:HVAC_Split-Package_HP | Annual | FALSE
Any | SWHC046E | ERC | ex | CZ01 | cDXHP | SWHC046-01 | ExAnte2019 | IOU workpaper | 2019-11-06 | Cap-Tons | 1 |  |  | 0 | 0 | 0 | -796.1043 | 0 | 132.9112 | [6 empty] | DEER:HVAC_Split-Package_HP | Annual | FALSE
Any | SWHC046E | ERC | ex | CZ02 | cDXHP | SWHC046-01 | ExAnte2019 | IOU workpaper | 2019-11-06 | Cap-Tons | 1 |  |  | 0 | 0 | 0 | -488.9254 | 0 | 82.8738 | [6 empty] | DEER:HVAC_Split-Package_HP | Annual | FALSE
Any | SWHC046E | ERC | ex | CZ03 | cDXHP | SWHC046-01 | ExAnte2019 | IOU workpaper | 2019-11-06 | Cap-Tons | 1 |  |  | 0 | 0 | 0 | -319.3831 | 0 | 64.0743 | [6 empty] | DEER:HVAC_Split-Package_HP | Annual | FALSE
Any | SWHC046E | ERC | ex | CZ04 | cDXHP | SWHC046-01 | ExAnte2019 | IOU workpaper | 2019-11-06 | Cap-Tons | 1 |  |  | 0 | 0 | 0 | -324.1881 | 0 | 57.3458 | [6 empty] | DEER:HVAC_Split-Package_HP | Annual | FALSE
Any | SWHC046E | ERC | ex | CZ05 | cDXHP | SWHC046-01 | ExAnte2019 | IOU workpaper | 2019-11-06 | Cap-Tons | 1 |  |  | 0 | 0 | 0 | -391.7908 | 0 | 71.6575 | [6 empty] | DEER:HVAC_Split-Package_HP | Annual | FALSE
Any | SWHC046E | ERC | ex | CZ06 | cDXHP | SWHC046-01 | ExAnte2019 | IOU workpaper | 2019-11-06 | Cap-Tons | 1 |  |  | 0 | 0 | 0 | -128.4249 | 0 | 30.4767 | [6 empty] | DEER:HVAC_Split-Package_HP | Annual | FALSE
Any | SWHC046E | ERC | ex | CZ07 | cDXHP | SWHC046-01 | ExAnte2019 | IOU workpaper | 2019-11-06 | Cap-Tons | 1 |  |  | 0 | 0 | 0 | -68.8214 | 0 | 19.9844 | [6 empty] | DEER:HVAC_Split-Package_HP | Annual | FALSE
Any | SWHC046E | ERC | ex | CZ08 | cDXHP | SWHC046-01 | ExAnte2019 | IOU workpaper | 2019-11-06 | Cap-Tons | 1 |  |  | 0 | 0 | 0 | -106.8481 | 0 | 27.0257 | [6 empty] | DEER:HVAC_Split-Package_HP | Annual | FALSE
Any | SWHC046E | ERC | ex | CZ09 | cDXHP | SWHC046-01 | ExAnte2019 | IOU workpaper | 2019-11-06 | Cap-Tons | 1 |  |  | 0 | 0 | 0 | -112.105 | 0 | 26.9494 | [6 empty] | DEER:HVAC_Split-Package_HP | Annual | FALSE
Any | SWHC046E | ERC | ex | CZ10 | cDXHP | SWHC046-01 | ExAnte2019 | IOU workpaper | 2019-11-06 | Cap-Tons | 1 |  |  | 0 | 0 | 0 | -137.977 | 0 | 30.2945 | [6 empty] | DEER:HVAC_Split-Package_HP | Annual | FALSE
Any | SWHC046E | ERC | ex | CZ11 | cDXHP | SWHC046-01 | ExAnte2019 | IOU workpaper | 2019-11-06 | Cap-Tons | 1 |  |  | 0 | 0 | 0 | -307.0387 | 0 | 55.4827 | [6 empty] | DEER:HVAC_Split-Package_HP | Annual | FALSE
Any | SWHC046E | ERC | ex | CZ12 | cDXHP | SWHC046-01 | ExAnte2019 | IOU workpaper | 2019-11-06 | Cap-Tons | 1 |  |  | 0 | 0 | 0 | -350.1797 | 0 | 62.5458 | [6 empty] | DEER:HVAC_Split-Package_HP | Annual | FALSE
Any | SWHC046E | ERC | ex | CZ13 | cDXHP | SWHC046-01 | ExAnte2019 | IOU workpaper | 2019-11-06 | Cap-Tons | 1 |  |  | 0 | 0 | 0 | -267.3589 | 0 | 49.9279 | [6 empty] | DEER:HVAC_Split-Package_HP | Annual | FALSE
Any | SWHC046E | ERC | ex | CZ14 | cDXHP | SWHC046-01 | ExAnte2019 | IOU workpaper | 2019-11-06 | Cap-Tons | 1 |  |  | 0 | 0 | 0 | -298.6594 | 0 | 52.0353 | [6 empty] | DEER:HVAC_Split-Package_HP | Annual | FALSE
Any | SWHC046E | ERC | ex | CZ15 | cDXHP | SWHC046-01 | ExAnte2019 | IOU workpaper | 2019-11-06 | Cap-Tons | 1 |  |  | 0 | 0 | 0 | -0.4239 | 0 | 8.3573 | [6 empty] | DEER:HVAC_Split-Package_HP | Annual | FALSE
Any | SWHC046E | ERC | ex | CZ16 | cDXHP | SWHC046-01 | ExAnte2019 | IOU workpaper | 2019-11-06 | Cap-Tons | 1 |  |  | 0 | 0 | 0 | -1072.0498 | 0 | 146.298 | [6 empty] | DEER:HVAC_Split-Package_HP | Annual | FALSE
Any | SWHC046E | ESe | ex | CZ01 | cDXHP | SWHC046-01 | ExAnte2019 | IOU workpaper | 2019-11-06 | Cap-Tons | 1 |  |  | 0 | 0 | 0 | -477.8163 | 0 | 83.3038 | [6 empty] | DEER:HVAC_Split-Package_HP | Annual | FALSE
Any | SWHC046E | ESe | ex | CZ02 | cDXHP | SWHC046-01 | ExAnte2019 | IOU workpaper | 2019-11-06 | Cap-Tons | 1 |  |  | 0 | 0 | 0 | -278.1403 | 0 | 50.6571 | [6 empty] | DEER:HVAC_Split-Package_HP | Annual | FALSE
Any | SWHC046E | ESe | ex | CZ03 | cDXHP | SWHC046-01 | ExAnte2019 | IOU workpaper | 2019-11-06 | Cap-Tons | 1 |  |  | 0 | 0 | 0 | -165.6237 | 0 | 35.3761 | [6 empty] | DEER:HVAC_Split-Package_HP | Annual | FALSE
Any | SWHC046E | ESe | ex | CZ04 | cDXHP | SWHC046-01 | ExAnte2019 | IOU workpaper | 2019-11-06 | Cap-Tons | 1 |  |  | 0 | 0 | 0 | -153.7019 | 0 | 32.3191 | [6 empty] | DEER:HVAC_Split-Package_HP | Annual | FALSE
Any | SWHC046E | ESe | ex | CZ05 | cDXHP | SWHC046-01 | ExAnte2019 | IOU workpaper | 2019-11-06 | Cap-Tons | 1 |  |  | 0 | 0 | 0 | -168.6098 | 0 | 34.0673 | [6 empty] | DEER:HVAC_Split-Package_HP | Annual | FALSE
Any | SWHC046E | ESe | ex | CZ06 | cDXHP | SWHC046-01 | ExAnte2019 | IOU workpaper | 2019-11-06 | Cap-Tons | 1 |  |  | 0 | 0 | 0 | -29.6631 | 0 | 14.0888 | [6 empty] | DEER:HVAC_Split-Package_HP | Annual | FALSE
Any | SWHC046E | ESe | ex | CZ07 | cDXHP | SWHC046-01 | ExAnte2019 | IOU workpaper | 2019-11-06 | Cap-Tons | 1 |  |  | 0 | 0 | 0 | -4.6685 | 0 | 9.7649 | [6 empty] | DEER:HVAC_Split-Package_HP | Annual | FALSE
Any | SWHC046E | ESe | ex | CZ08 | cDXHP | SWHC046-01 | ExAnte2019 | IOU workpaper | 2019-11-06 | Cap-Tons | 1 |  |  | 0 | 0 | 0 | -20.7971 | 0 | 13.1671 | [6 empty] | DEER:HVAC_Split-Package_HP | Annual | FALSE
Any | SWHC046E | ESe | ex | CZ09 | cDXHP | SWHC046-01 | ExAnte2019 | IOU workpaper | 2019-11-06 | Cap-Tons | 1 |  |  | 0 | 0 | 0 | -35.8913 | 0 | 15.0407 | [6 empty] | DEER:HVAC_Split-Package_HP | Annual | FALSE
Any | SWHC046E | ESe | ex | CZ10 | cDXHP | SWHC046-01 | ExAnte2019 | IOU workpaper | 2019-11-06 | Cap-Tons | 1 |  |  | 0 | 0 | 0 | -56.9897 | 0 | 18.7741 | [6 empty] | DEER:HVAC_Split-Package_HP | Annual | FALSE
Any | SWHC046E | ESe | ex | CZ11 | cDXHP | SWHC046-01 | ExAnte2019 | IOU workpaper | 2019-11-06 | Cap-Tons | 1 |  |  | 0 | 0 | 0 | -204.4711 | 0 | 42.163 | [6 empty] | DEER:HVAC_Split-Package_HP | Annual | FALSE
Any | SWHC046E | ESe | ex | CZ12 | cDXHP | SWHC046-01 | ExAnte2019 | IOU workpaper | 2019-11-06 | Cap-Tons | 1 |  |  | 0 | 0 | 0 | -223.6751 | 0 | 44.7191 | [6 empty] | DEER:HVAC_Split-Package_HP | Annual | FALSE
Any | SWHC046E | ESe | ex | CZ13 | cDXHP | SWHC046-01 | ExAnte2019 | IOU workpaper | 2019-11-06 | Cap-Tons | 1 |  |  | 0 | 0 | 0 | -169.7658 | 0 | 36.9962 | [6 empty] | DEER:HVAC_Split-Package_HP | Annual | FALSE
Any | SWHC046E | ESe | ex | CZ14 | cDXHP | SWHC046-01 | ExAnte2019 | IOU workpaper | 2019-11-06 | Cap-Tons | 1 |  |  | 0 | 0 | 0 | -190.6342 | 0 | 38.7351 | [6 empty] | DEER:HVAC_Split-Package_HP | Annual | FALSE
Any | SWHC046E | ESe | ex | CZ15 | cDXHP | SWHC046-01 | ExAnte2019 | IOU workpaper | 2019-11-06 | Cap-Tons | 1 |  |  | 0 | 0 | 0 | 27.9866 | 0 | 5.6009 | [6 empty] | DEER:HVAC_Split-Package_HP | Annual | FALSE
Any | SWHC046E | ESe | ex | CZ16 | cDXHP | SWHC046-01 | ExAnte2019 | IOU workpaper | 2019-11-06 | Cap-Tons | 1 |  |  | 0 | 0 | 0 | -705.633 | 0 | 100.2565 | [6 empty] | DEER:HVAC_Split-Package_HP | Annual | FALSE
Any | SWHC046E | EUn | ex | CZ01 | cDXHP | SWHC046-01 | ExAnte2019 | IOU workpaper | 2019-11-06 | Cap-Tons | 1 |  |  | 0 | 0 | 0 | -473.946 | 0 | 89.3689 | [6 empty] | DEER:HVAC_Split-Package_HP | Annual | FALSE
Any | SWHC046E | EUn | ex | CZ02 | cDXHP | SWHC046-01 | ExAnte2019 | IOU workpaper | 2019-11-06 | Cap-Tons | 1 |  |  | 0 | 0 | 0 | -270.8096 | 0 | 55.6047 | [6 empty] | DEER:HVAC_Split-Package_HP | Annual | FALSE
Any | SWHC046E | EUn | ex | CZ03 | cDXHP | SWHC046-01 | ExAnte2019 | IOU workpaper | 2019-11-06 | Cap-Tons | 1 |  |  | 0 | 0 | 0 | -185.0101 | 0 | 44.8245 | [6 empty] | DEER:HVAC_Split-Package_HP | Annual | FALSE
Any | SWHC046E | EUn | ex | CZ04 | cDXHP | SWHC046-01 | ExAnte2019 | IOU workpaper | 2019-11-06 | Cap-Tons | 1 |  |  | 0 | 0 | 0 | -176.415 | 0 | 40.8772 | [6 empty] | DEER:HVAC_Split-Package_HP | Annual | FALSE
Any | SWHC046E | EUn | ex | CZ05 | cDXHP | SWHC046-01 | ExAnte2019 | IOU workpaper | 2019-11-06 | Cap-Tons | 1 |  |  | 0 | 0 | 0 | -203.8541 | 0 | 45.8668 | [6 empty] | DEER:HVAC_Split-Package_HP | Annual | FALSE
Any | SWHC046E | EUn | ex | CZ06 | cDXHP | SWHC046-01 | ExAnte2019 | IOU workpaper | 2019-11-06 | Cap-Tons | 1 |  |  | 0 | 0 | 0 | -27.5464 | 0 | 19.2223 | [6 empty] | DEER:HVAC_Split-Package_HP | Annual | FALSE
Any | SWHC046E | EUn | ex | CZ07 | cDXHP | SWHC046-01 | ExAnte2019 | IOU workpaper | 2019-11-06 | Cap-Tons | 1 |  |  | 0 | 0 | 0 | 1.5217 | 0 | 13.8217 | [6 empty] | DEER:HVAC_Split-Package_HP | Annual | FALSE
Any | SWHC046E | EUn | ex | CZ08 | cDXHP | SWHC046-01 | ExAnte2019 | IOU workpaper | 2019-11-06 | Cap-Tons | 1 |  |  | 0 | 0 | 0 | -19.5126 | 0 | 18.5573 | [6 empty] | DEER:HVAC_Split-Package_HP | Annual | FALSE
Any | SWHC046E | EUn | ex | CZ09 | cDXHP | SWHC046-01 | ExAnte2019 | IOU workpaper | 2019-11-06 | Cap-Tons | 1 |  |  | 0 | 0 | 0 | -34.0493 | 0 | 20.0475 | [6 empty] | DEER:HVAC_Split-Package_HP | Annual | FALSE
Any | SWHC046E | EUn | ex | CZ10 | cDXHP | SWHC046-01 | ExAnte2019 | IOU workpaper | 2019-11-06 | Cap-Tons | 1 |  |  | 0 | 0 | 0 | -38.7303 | 0 | 21.2498 | [6 empty] | DEER:HVAC_Split-Package_HP | Annual | FALSE
Any | SWHC046E | EUn | ex | CZ11 | cDXHP | SWHC046-01 | ExAnte2019 | IOU workpaper | 2019-11-06 | Cap-Tons | 1 |  |  | 0 | 0 | 0 | -172.9642 | 0 | 43.0346 | [6 empty] | DEER:HVAC_Split-Package_HP | Annual | FALSE
Any | SWHC046E | EUn | ex | CZ12 | cDXHP | SWHC046-01 | ExAnte2019 | IOU workpaper | 2019-11-06 | Cap-Tons | 1 |  |  | 0 | 0 | 0 | -191.6275 | 0 | 46.1267 | [6 empty] | DEER:HVAC_Split-Package_HP | Annual | FALSE
Any | SWHC046E | EUn | ex | CZ13 | cDXHP | SWHC046-01 | ExAnte2019 | IOU workpaper | 2019-11-06 | Cap-Tons | 1 |  |  | 0 | 0 | 0 | -138.2582 | 0 | 37.8155 | [6 empty] | DEER:HVAC_Split-Package_HP | Annual | FALSE
Any | SWHC046E | EUn | ex | CZ14 | cDXHP | SWHC046-01 | ExAnte2019 | IOU workpaper | 2019-11-06 | Cap-Tons | 1 |  |  | 0 | 0 | 0 | -170.8087 | 0 | 40.9443 | [6 empty] | DEER:HVAC_Split-Package_HP | Annual | FALSE
Any | SWHC046E | EUn | ex | CZ15 | cDXHP | SWHC046-01 | ExAnte2019 | IOU workpaper | 2019-11-06 | Cap-Tons | 1 |  |  | 0 | 0 | 0 | 61.5019 | 0 | 6.2621 | [6 empty] | DEER:HVAC_Split-Package_HP | Annual | FALSE
Any | SWHC046E | EUn | ex | CZ16 | cDXHP | SWHC046-01 | ExAnte2019 | IOU workpaper | 2019-11-06 | Cap-Tons | 1 |  |  | 0 | 0 | 0 | -731.6606 | 0 | 107.372 | [6 empty] | DEER:HVAC_Split-Package_HP | Annual | FALSE
Any | SWHC046E | Gro | ex | CZ01 | cDXHP | SWHC046-01 | ExAnte2019 | IOU workpaper | 2019-11-06 | Cap-Tons | 1 |  |  | 0 | 0 | 0 | -2816.4029 | 0 | 495.8139 | [6 empty] | DEER:HVAC_Split-Package_HP | Annual | FALSE
Any | SWHC046E | Gro | ex | CZ02 | cDXHP | SWHC046-01 | ExAnte2019 | IOU workpaper | 2019-11-06 | Cap-Tons | 1 |  |  | 0 | 0 | 0 | -864.1422 | 0 | 166.7271 | [6 empty] | DEER:HVAC_Split-Package_HP | Annual | FALSE
Any | SWHC046E | Gro | ex | CZ03 | cDXHP | SWHC046-01 | ExAnte2019 | IOU workpaper | 2019-11-06 | Cap-Tons | 1 |  |  | 0 | 0 | 0 | -1051.018 | 0 | 220.784 | [6 empty] | DEER:HVAC_Split-Package_HP | Annual | FALSE
Any | SWHC046E | Gro | ex | CZ04 | cDXHP | SWHC046-01 | ExAnte2019 | IOU workpaper | 2019-11-06 | Cap-Tons | 1 |  |  | 0 | 0 | 0 | -683.889 | 0 | 145.6467 | [6 empty] | DEER:HVAC_Split-Package_HP | Annual | FALSE
Any | SWHC046E | Gro | ex | CZ05 | cDXHP | SWHC046-01 | ExAnte2019 | IOU workpaper | 2019-11-06 | Cap-Tons | 1 |  |  | 0 | 0 | 0 | -1289.0945 | 0 | 259.3241 | [6 empty] | DEER:HVAC_Split-Package_HP | Annual | FALSE
Any | SWHC046E | Gro | ex | CZ06 | cDXHP | SWHC046-01 | ExAnte2019 | IOU workpaper | 2019-11-06 | Cap-Tons | 1 |  |  | 0 | 0 | 0 | -375.5387 | 0 | 94.0896 | [6 empty] | DEER:HVAC_Split-Package_HP | Annual | FALSE
Any | SWHC046E | Gro | ex | CZ07 | cDXHP | SWHC046-01 | ExAnte2019 | IOU workpaper | 2019-11-06 | Cap-Tons | 1 |  |  | 0 | 0 | 0 | -389.9943 | 0 | 107.6816 | [6 empty] | DEER:HVAC_Split-Package_HP | Annual | FALSE
Any | SWHC046E | Gro | ex | CZ08 | cDXHP | SWHC046-01 | ExAnte2019 | IOU workpaper | 2019-11-06 | Cap-Tons | 1 |  |  | 0 | 0 | 0 | -259.804 | 0 | 78.2483 | [6 empty] | DEER:HVAC_Split-Package_HP | Annual | FALSE
Any | SWHC046E | Gro | ex | CZ09 | cDXHP | SWHC046-01 | ExAnte2019 | IOU workpaper | 2019-11-06 | Cap-Tons | 1 |  |  | 0 | 0 | 0 | -239.4852 | 0 | 71.553 | [6 empty] | DEER:HVAC_Split-Package_HP | Annual | FALSE
Any | SWHC046E | Gro | ex | CZ10 | cDXHP | SWHC046-01 | ExAnte2019 | IOU workpaper | 2019-11-06 | Cap-Tons | 1 |  |  | 0 | 0 | 0 | -297.2706 | 0 | 80.1494 | [6 empty] | DEER:HVAC_Split-Package_HP | Annual | FALSE
Any | SWHC046E | Gro | ex | CZ11 | cDXHP | SWHC046-01 | ExAnte2019 | IOU workpaper | 2019-11-06 | Cap-Tons | 1 |  |  | 0 | 0 | 0 | -556.4333 | 0 | 111.6264 | [6 empty] | DEER:HVAC_Split-Package_HP | Annual | FALSE
Any | SWHC046E | Gro | ex | CZ12 | cDXHP | SWHC046-01 | ExAnte2019 | IOU workpaper | 2019-11-06 | Cap-Tons | 1 |  |  | 0 | 0 | 0 | -562.5638 | 0 | 113.3425 | [6 empty] | DEER:HVAC_Split-Package_HP | Annual | FALSE
Any | SWHC046E | Gro | ex | CZ13 | cDXHP | SWHC046-01 | ExAnte2019 | IOU workpaper | 2019-11-06 | Cap-Tons | 1 |  |  | 0 | 0 | 0 | -481.4383 | 0 | 102.8094 | [6 empty] | DEER:HVAC_Split-Package_HP | Annual | FALSE
Any | SWHC046E | Gro | ex | CZ14 | cDXHP | SWHC046-01 | ExAnte2019 | IOU workpaper | 2019-11-06 | Cap-Tons | 1 |  |  | 0 | 0 | 0 | -545.4642 | 0 | 109.4773 | [6 empty] | DEER:HVAC_Split-Package_HP | Annual | FALSE
Any | SWHC046E | Gro | ex | CZ15 | cDXHP | SWHC046-01 | ExAnte2019 | IOU workpaper | 2019-11-06 | Cap-Tons | 1 |  |  | 0 | 0 | 0 | 47.0547 | 0 | 25.5129 | [6 empty] | DEER:HVAC_Split-Package_HP | Annual | FALSE
Any | SWHC046E | Gro | ex | CZ16 | cDXHP | SWHC046-01 | ExAnte2019 | IOU workpaper | 2019-11-06 | Cap-Tons | 1 |  |  | 0 | 0 | 0 | -2158.1028 | 0 | 344.6307 | [6 empty] | DEER:HVAC_Split-Package_HP | Annual | FALSE
Any | SWHC046E | Hsp | ex | CZ01 | cDXHP | SWHC046-01 | ExAnte2019 | IOU workpaper | 2019-11-06 | Cap-Tons | 1 |  |  | 0 | 0 | 0 | -349.3488 | 0 | 82.6705 | [6 empty] | DEER:HVAC_Split-Package_HP | Annual | FALSE
Any | SWHC046E | Hsp | ex | CZ02 | cDXHP | SWHC046-01 | ExAnte2019 | IOU workpaper | 2019-11-06 | Cap-Tons | 1 |  |  | 0 | 0 | 0 | -177.5006 | 0 | 53.46 | [6 empty] | DEER:HVAC_Split-Package_HP | Annual | FALSE
Any | SWHC046E | Hsp | ex | CZ03 | cDXHP | SWHC046-01 | ExAnte2019 | IOU workpaper | 2019-11-06 | Cap-Tons | 1 |  |  | 0 | 0 | 0 | -86.2925 | 0 | 40.3935 | [6 empty] | DEER:HVAC_Split-Package_HP | Annual | FALSE
Any | SWHC046E | Hsp | ex | CZ04 | cDXHP | SWHC046-01 | ExAnte2019 | IOU workpaper | 2019-11-06 | Cap-Tons | 1 |  |  | 0 | 0 | 0 | -98.8476 | 0 | 39.9847 | [6 empty] | DEER:HVAC_Split-Package_HP | Annual | FALSE
Any | SWHC046E | Hsp | ex | CZ05 | cDXHP | SWHC046-01 | ExAnte2019 | IOU workpaper | 2019-11-06 | Cap-Tons | 1 |  |  | 0 | 0 | 0 | -121.3427 | 0 | 45.3414 | [6 empty] | DEER:HVAC_Split-Package_HP | Annual | FALSE
Any | SWHC046E | Hsp | ex | CZ06 | cDXHP | SWHC046-01 | ExAnte2019 | IOU workpaper | 2019-11-06 | Cap-Tons | 1 |  |  | 0 | 0 | 0 | 41.8015 | 0 | 19.6341 | [6 empty] | DEER:HVAC_Split-Package_HP | Annual | FALSE
Any | SWHC046E | Hsp | ex | CZ07 | cDXHP | SWHC046-01 | ExAnte2019 | IOU workpaper | 2019-11-06 | Cap-Tons | 1 |  |  | 0 | 0 | 0 | 100.9969 | 0 | 8.9004 | [6 empty] | DEER:HVAC_Split-Package_HP | Annual | FALSE
Any | SWHC046E | Hsp | ex | CZ08 | cDXHP | SWHC046-01 | ExAnte2019 | IOU workpaper | 2019-11-06 | Cap-Tons | 1 |  |  | 0 | 0 | 0 | 73.0221 | 0 | 14.9207 | [6 empty] | DEER:HVAC_Split-Package_HP | Annual | FALSE
Any | SWHC046E | Hsp | ex | CZ09 | cDXHP | SWHC046-01 | ExAnte2019 | IOU workpaper | 2019-11-06 | Cap-Tons | 1 |  |  | 0 | 0 | 0 | 39.1312 | 0 | 20.4632 | [6 empty] | DEER:HVAC_Split-Package_HP | Annual | FALSE
Any | SWHC046E | Hsp | ex | CZ10 | cDXHP | SWHC046-01 | ExAnte2019 | IOU workpaper | 2019-11-06 | Cap-Tons | 1 |  |  | 0 | 0 | 0 | 17.9115 | 0 | 24.6327 | [6 empty] | DEER:HVAC_Split-Package_HP | Annual | FALSE
Any | SWHC046E | Hsp | ex | CZ11 | cDXHP | SWHC046-01 | ExAnte2019 | IOU workpaper | 2019-11-06 | Cap-Tons | 1 |  |  | 0 | 0 | 0 | -156.6845 | 0 | 51.4632 | [6 empty] | DEER:HVAC_Split-Package_HP | Annual | FALSE
Any | SWHC046E | Hsp | ex | CZ12 | cDXHP | SWHC046-01 | ExAnte2019 | IOU workpaper | 2019-11-06 | Cap-Tons | 1 |  |  | 0 | 0 | 0 | -138.0578 | 0 | 48.746 | [6 empty] | DEER:HVAC_Split-Package_HP | Annual | FALSE
Any | SWHC046E | Hsp | ex | CZ13 | cDXHP | SWHC046-01 | ExAnte2019 | IOU workpaper | 2019-11-06 | Cap-Tons | 1 |  |  | 0 | 0 | 0 | -111.9038 | 0 | 45.542 | [6 empty] | DEER:HVAC_Split-Package_HP | Annual | FALSE
Any | SWHC046E | Hsp | ex | CZ14 | cDXHP | SWHC046-01 | ExAnte2019 | IOU workpaper | 2019-11-06 | Cap-Tons | 1 |  |  | 0 | 0 | 0 | -206.0239 | 0 | 57.1296 | [6 empty] | DEER:HVAC_Split-Package_HP | Annual | FALSE
Any | SWHC046E | Hsp | ex | CZ15 | cDXHP | SWHC046-01 | ExAnte2019 | IOU workpaper | 2019-11-06 | Cap-Tons | 1 |  |  | 0 | 0 | 0 | 122.2889 | 0 | 9.154 | [6 empty] | DEER:HVAC_Split-Package_HP | Annual | FALSE
Any | SWHC046E | Hsp | ex | CZ16 | cDXHP | SWHC046-01 | ExAnte2019 | IOU workpaper | 2019-11-06 | Cap-Tons | 1 |  |  | 0 | 0 | 0 | -730.5954 | 0 | 124.1252 | [6 empty] | DEER:HVAC_Split-Package_HP | Annual | FALSE
Any | SWHC046E | Htl | ex | CZ01 | cDXHP | SWHC046-01 | ExAnte2019 | IOU workpaper | 2019-11-06 | Cap-Tons | 1 |  |  | 0 | 0 | 0 | -1208.9166 | 0 | 223.0096 | [6 empty] | DEER:HVAC_Split-Package_HP | Annual | FALSE
Any | SWHC046E | Htl | ex | CZ02 | cDXHP | SWHC046-01 | ExAnte2019 | IOU workpaper | 2019-11-06 | Cap-Tons | 1 |  |  | 0 | 0 | 0 | -787.9709 | 0 | 140.5977 | [6 empty] | DEER:HVAC_Split-Package_HP | Annual | FALSE
Any | SWHC046E | Htl | ex | CZ03 | cDXHP | SWHC046-01 | ExAnte2019 | IOU workpaper | 2019-11-06 | Cap-Tons | 1 |  |  | 0 | 0 | 0 | -558.6969 | 0 | 121.7735 | [6 empty] | DEER:HVAC_Split-Package_HP | Annual | FALSE
Any | SWHC046E | Htl | ex | CZ04 | cDXHP | SWHC046-01 | ExAnte2019 | IOU workpaper | 2019-11-06 | Cap-Tons | 1 |  |  | 0 | 0 | 0 | -555.532 | 0 | 102.1176 | [6 empty] | DEER:HVAC_Split-Package_HP | Annual | FALSE
Any | SWHC046E | Htl | ex | CZ05 | cDXHP | SWHC046-01 | ExAnte2019 | IOU workpaper | 2019-11-06 | Cap-Tons | 1 |  |  | 0 | 0 | 0 | -636.4168 | 0 | 131.1556 | [6 empty] | DEER:HVAC_Split-Package_HP | Annual | FALSE
Any | SWHC046E | Htl | ex | CZ06 | cDXHP | SWHC046-01 | ExAnte2019 | IOU workpaper | 2019-11-06 | Cap-Tons | 1 |  |  | 0 | 0 | 0 | -198.4216 | 0 | 60.4969 | [6 empty] | DEER:HVAC_Split-Package_HP | Annual | FALSE
Any | SWHC046E | Htl | ex | CZ07 | cDXHP | SWHC046-01 | ExAnte2019 | IOU workpaper | 2019-11-06 | Cap-Tons | 1 |  |  | 0 | 0 | 0 | -92.9144 | 0 | 42.1042 | [6 empty] | DEER:HVAC_Split-Package_HP | Annual | FALSE
Any | SWHC046E | Htl | ex | CZ08 | cDXHP | SWHC046-01 | ExAnte2019 | IOU workpaper | 2019-11-06 | Cap-Tons | 1 |  |  | 0 | 0 | 0 | -140.9442 | 0 | 49.3835 | [6 empty] | DEER:HVAC_Split-Package_HP | Annual | FALSE
Any | SWHC046E | Htl | ex | CZ09 | cDXHP | SWHC046-01 | ExAnte2019 | IOU workpaper | 2019-11-06 | Cap-Tons | 1 |  |  | 0 | 0 | 0 | -179.6448 | 0 | 53.9728 | [6 empty] | DEER:HVAC_Split-Package_HP | Annual | FALSE
Any | SWHC046E | Htl | ex | CZ10 | cDXHP | SWHC046-01 | ExAnte2019 | IOU workpaper | 2019-11-06 | Cap-Tons | 1 |  |  | 0 | 0 | 0 | -224.1053 | 0 | 63.0489 | [6 empty] | DEER:HVAC_Split-Package_HP | Annual | FALSE
Any | SWHC046E | Htl | ex | CZ11 | cDXHP | SWHC046-01 | ExAnte2019 | IOU workpaper | 2019-11-06 | Cap-Tons | 1 |  |  | 0 | 0 | 0 | -494.6229 | 0 | 104.9011 | [6 empty] | DEER:HVAC_Split-Package_HP | Annual | FALSE
Any | SWHC046E | Htl | ex | CZ12 | cDXHP | SWHC046-01 | ExAnte2019 | IOU workpaper | 2019-11-06 | Cap-Tons | 1 |  |  | 0 | 0 | 0 | -529.2815 | 0 | 111.6169 | [6 empty] | DEER:HVAC_Split-Package_HP | Annual | FALSE
Any | SWHC046E | Htl | ex | CZ13 | cDXHP | SWHC046-01 | ExAnte2019 | IOU workpaper | 2019-11-06 | Cap-Tons | 1 |  |  | 0 | 0 | 0 | -418.3719 | 0 | 93.8156 | [6 empty] | DEER:HVAC_Split-Package_HP | Annual | FALSE
Any | SWHC046E | Htl | ex | CZ14 | cDXHP | SWHC046-01 | ExAnte2019 | IOU workpaper | 2019-11-06 | Cap-Tons | 1 |  |  | 0 | 0 | 0 | -543.4223 | 0 | 108.3647 | [6 empty] | DEER:HVAC_Split-Package_HP | Annual | FALSE
Any | SWHC046E | Htl | ex | CZ15 | cDXHP | SWHC046-01 | ExAnte2019 | IOU workpaper | 2019-11-06 | Cap-Tons | 1 |  |  | 0 | 0 | 0 | 16.2668 | 0 | 23.5726 | [6 empty] | DEER:HVAC_Split-Package_HP | Annual | FALSE
Any | SWHC046E | Htl | ex | CZ16 | cDXHP | SWHC046-01 | ExAnte2019 | IOU workpaper | 2019-11-06 | Cap-Tons | 1 |  |  | 0 | 0 | 0 | -1703.7548 | 0 | 241.3126 | [6 empty] | DEER:HVAC_Split-Package_HP | Annual | FALSE
Any | SWHC046E | MBT | ex | CZ01 | cDXHP | SWHC046-01 | ExAnte2019 | IOU workpaper | 2019-11-06 | Cap-Tons | 1 |  |  | 0 | 0 | 0 | -288.976 | 0 | 59.5501 | [6 empty] | DEER:HVAC_Split-Package_HP | Annual | FALSE
Any | SWHC046E | MBT | ex | CZ02 | cDXHP | SWHC046-01 | ExAnte2019 | IOU workpaper | 2019-11-06 | Cap-Tons | 1 |  |  | 0 | 0 | 0 | -141.4892 | 0 | 32.8205 | [6 empty] | DEER:HVAC_Split-Package_HP | Annual | FALSE
Any | SWHC046E | MBT | ex | CZ03 | cDXHP | SWHC046-01 | ExAnte2019 | IOU workpaper | 2019-11-06 | Cap-Tons | 1 |  |  | 0 | 0 | 0 | -89.6213 | 0 | 28.1691 | [6 empty] | DEER:HVAC_Split-Package_HP | Annual | FALSE
Any | SWHC046E | MBT | ex | CZ04 | cDXHP | SWHC046-01 | ExAnte2019 | IOU workpaper | 2019-11-06 | Cap-Tons | 1 |  |  | 0 | 0 | 0 | -73.5739 | 0 | 22.6416 | [6 empty] | DEER:HVAC_Split-Package_HP | Annual | FALSE
Any | SWHC046E | MBT | ex | CZ05 | cDXHP | SWHC046-01 | ExAnte2019 | IOU workpaper | 2019-11-06 | Cap-Tons | 1 |  |  | 0 | 0 | 0 | -97.4412 | 0 | 28.6579 | [6 empty] | DEER:HVAC_Split-Package_HP | Annual | FALSE
Any | SWHC046E | MBT | ex | CZ06 | cDXHP | SWHC046-01 | ExAnte2019 | IOU workpaper | 2019-11-06 | Cap-Tons | 1 |  |  | 0 | 0 | 0 | 8.3188 | 0 | 12.5615 | [6 empty] | DEER:HVAC_Split-Package_HP | Annual | FALSE
Any | SWHC046E | MBT | ex | CZ07 | cDXHP | SWHC046-01 | ExAnte2019 | IOU workpaper | 2019-11-06 | Cap-Tons | 1 |  |  | 0 | 0 | 0 | 24.8187 | 0 | 9.0892 | [6 empty] | DEER:HVAC_Split-Package_HP | Annual | FALSE
Any | SWHC046E | MBT | ex | CZ08 | cDXHP | SWHC046-01 | ExAnte2019 | IOU workpaper | 2019-11-06 | Cap-Tons | 1 |  |  | 0 | 0 | 0 | 13.0724 | 0 | 10.7855 | [6 empty] | DEER:HVAC_Split-Package_HP | Annual | FALSE
Any | SWHC046E | MBT | ex | CZ09 | cDXHP | SWHC046-01 | ExAnte2019 | IOU workpaper | 2019-11-06 | Cap-Tons | 1 |  |  | 0 | 0 | 0 | -2.6975 | 0 | 13.2159 | [6 empty] | DEER:HVAC_Split-Package_HP | Annual | FALSE
Any | SWHC046E | MBT | ex | CZ10 | cDXHP | SWHC046-01 | ExAnte2019 | IOU workpaper | 2019-11-06 | Cap-Tons | 1 |  |  | 0 | 0 | 0 | -1.6625 | 0 | 13.3681 | [6 empty] | DEER:HVAC_Split-Package_HP | Annual | FALSE
Any | SWHC046E | MBT | ex | CZ11 | cDXHP | SWHC046-01 | ExAnte2019 | IOU workpaper | 2019-11-06 | Cap-Tons | 1 |  |  | 0 | 0 | 0 | -80.765 | 0 | 26.1667 | [6 empty] | DEER:HVAC_Split-Package_HP | Annual | FALSE
Any | SWHC046E | MBT | ex | CZ12 | cDXHP | SWHC046-01 | ExAnte2019 | IOU workpaper | 2019-11-06 | Cap-Tons | 1 |  |  | 0 | 0 | 0 | -96.3339 | 0 | 27.7152 | [6 empty] | DEER:HVAC_Split-Package_HP | Annual | FALSE
Any | SWHC046E | MBT | ex | CZ13 | cDXHP | SWHC046-01 | ExAnte2019 | IOU workpaper | 2019-11-06 | Cap-Tons | 1 |  |  | 0 | 0 | 0 | -65.5008 | 0 | 23.7597 | [6 empty] | DEER:HVAC_Split-Package_HP | Annual | FALSE
Any | SWHC046E | MBT | ex | CZ14 | cDXHP | SWHC046-01 | ExAnte2019 | IOU workpaper | 2019-11-06 | Cap-Tons | 1 |  |  | 0 | 0 | 0 | -93.1927 | 0 | 27.1551 | [6 empty] | DEER:HVAC_Split-Package_HP | Annual | FALSE
Any | SWHC046E | MBT | ex | CZ15 | cDXHP | SWHC046-01 | ExAnte2019 | IOU workpaper | 2019-11-06 | Cap-Tons | 1 |  |  | 0 | 0 | 0 | 59.8184 | 0 | 4.2416 | [6 empty] | DEER:HVAC_Split-Package_HP | Annual | FALSE
Any | SWHC046E | MBT | ex | CZ16 | cDXHP | SWHC046-01 | ExAnte2019 | IOU workpaper | 2019-11-06 | Cap-Tons | 1 |  |  | 0 | 0 | 0 | -515.5497 | 0 | 77.4262 | [6 empty] | DEER:HVAC_Split-Package_HP | Annual | FALSE
Any | SWHC046E | MLI | ex | CZ01 | cDXHP | SWHC046-01 | ExAnte2019 | IOU workpaper | 2019-11-06 | Cap-Tons | 1 |  |  | 0 | 0 | 0 | -611.4493 | 0 | 89.1962 | [6 empty] | DEER:HVAC_Split-Package_HP | Annual | FALSE
Any | SWHC046E | MLI | ex | CZ02 | cDXHP | SWHC046-01 | ExAnte2019 | IOU workpaper | 2019-11-06 | Cap-Tons | 1 |  |  | 0 | 0 | 0 | -354.6754 | 0 | 56.3546 | [6 empty] | DEER:HVAC_Split-Package_HP | Annual | FALSE
Any | SWHC046E | MLI | ex | CZ03 | cDXHP | SWHC046-01 | ExAnte2019 | IOU workpaper | 2019-11-06 | Cap-Tons | 1 |  |  | 0 | 0 | 0 | -265.0931 | 0 | 45.8295 | [6 empty] | DEER:HVAC_Split-Package_HP | Annual | FALSE
Any | SWHC046E | MLI | ex | CZ04 | cDXHP | SWHC046-01 | ExAnte2019 | IOU workpaper | 2019-11-06 | Cap-Tons | 1 |  |  | 0 | 0 | 0 | -262.399 | 0 | 41.9732 | [6 empty] | DEER:HVAC_Split-Package_HP | Annual | FALSE
Any | SWHC046E | MLI | ex | CZ05 | cDXHP | SWHC046-01 | ExAnte2019 | IOU workpaper | 2019-11-06 | Cap-Tons | 1 |  |  | 0 | 0 | 0 | -310.646 | 0 | 49.7375 | [6 empty] | DEER:HVAC_Split-Package_HP | Annual | FALSE
Any | SWHC046E | MLI | ex | CZ06 | cDXHP | SWHC046-01 | ExAnte2019 | IOU workpaper | 2019-11-06 | Cap-Tons | 1 |  |  | 0 | 0 | 0 | -97.8212 | 0 | 22.5617 | [6 empty] | DEER:HVAC_Split-Package_HP | Annual | FALSE
Any | SWHC046E | MLI | ex | CZ07 | cDXHP | SWHC046-01 | ExAnte2019 | IOU workpaper | 2019-11-06 | Cap-Tons | 1 |  |  | 0 | 0 | 0 | -44.1916 | 0 | 14.7493 | [6 empty] | DEER:HVAC_Split-Package_HP | Annual | FALSE
Any | SWHC046E | MLI | ex | CZ08 | cDXHP | SWHC046-01 | ExAnte2019 | IOU workpaper | 2019-11-06 | Cap-Tons | 1 |  |  | 0 | 0 | 0 | -60.5364 | 0 | 20.7185 | [6 empty] | DEER:HVAC_Split-Package_HP | Annual | FALSE
Any | SWHC046E | MLI | ex | CZ09 | cDXHP | SWHC046-01 | ExAnte2019 | IOU workpaper | 2019-11-06 | Cap-Tons | 1 |  |  | 0 | 0 | 0 | -67.0892 | 0 | 22.2397 | [6 empty] | DEER:HVAC_Split-Package_HP | Annual | FALSE
Any | SWHC046E | MLI | ex | CZ10 | cDXHP | SWHC046-01 | ExAnte2019 | IOU workpaper | 2019-11-06 | Cap-Tons | 1 |  |  | 0 | 0 | 0 | -76.3543 | 0 | 22.7538 | [6 empty] | DEER:HVAC_Split-Package_HP | Annual | FALSE
Any | SWHC046E | MLI | ex | CZ11 | cDXHP | SWHC046-01 | ExAnte2019 | IOU workpaper | 2019-11-06 | Cap-Tons | 1 |  |  | 0 | 0 | 0 | -220.0071 | 0 | 43.4691 | [6 empty] | DEER:HVAC_Split-Package_HP | Annual | FALSE
Any | SWHC046E | MLI | ex | CZ12 | cDXHP | SWHC046-01 | ExAnte2019 | IOU workpaper | 2019-11-06 | Cap-Tons | 1 |  |  | 0 | 0 | 0 | -239.2751 | 0 | 44.9258 | [6 empty] | DEER:HVAC_Split-Package_HP | Annual | FALSE
Any | SWHC046E | MLI | ex | CZ13 | cDXHP | SWHC046-01 | ExAnte2019 | IOU workpaper | 2019-11-06 | Cap-Tons | 1 |  |  | 0 | 0 | 0 | -172.7135 | 0 | 36.7715 | [6 empty] | DEER:HVAC_Split-Package_HP | Annual | FALSE
Any | SWHC046E | MLI | ex | CZ14 | cDXHP | SWHC046-01 | ExAnte2019 | IOU workpaper | 2019-11-06 | Cap-Tons | 1 |  |  | 0 | 0 | 0 | -254.1869 | 0 | 46.6009 | [6 empty] | DEER:HVAC_Split-Package_HP | Annual | FALSE
Any | SWHC046E | MLI | ex | CZ15 | cDXHP | SWHC046-01 | ExAnte2019 | IOU workpaper | 2019-11-06 | Cap-Tons | 1 |  |  | 0 | 0 | 0 | 40.4706 | 0 | 6.4602 | [6 empty] | DEER:HVAC_Split-Package_HP | Annual | FALSE
Any | SWHC046E | MLI | ex | CZ16 | cDXHP | SWHC046-01 | ExAnte2019 | IOU workpaper | 2019-11-06 | Cap-Tons | 1 |  |  | 0 | 0 | 0 | -835.2911 | 0 | 105.6131 | [6 empty] | DEER:HVAC_Split-Package_HP | Annual | FALSE
Any | SWHC046E | Mtl | ex | CZ01 | cDXHP | SWHC046-01 | ExAnte2019 | IOU workpaper | 2019-11-06 | Cap-Tons | 1 |  |  | 0 | 0 | 0 | -518.0199 | 0 | 110.1453 | [6 empty] | DEER:HVAC_Split-Package_HP | Annual | FALSE
Any | SWHC046E | Mtl | ex | CZ02 | cDXHP | SWHC046-01 | ExAnte2019 | IOU workpaper | 2019-11-06 | Cap-Tons | 1 |  |  | 0 | 0 | 0 | -466.8387 | 0 | 102.051 | [6 empty] | DEER:HVAC_Split-Package_HP | Annual | FALSE
Any | SWHC046E | Mtl | ex | CZ03 | cDXHP | SWHC046-01 | ExAnte2019 | IOU workpaper | 2019-11-06 | Cap-Tons | 1 |  |  | 0 | 0 | 0 | -165.7684 | 0 | 54.9672 | [6 empty] | DEER:HVAC_Split-Package_HP | Annual | FALSE
Any | SWHC046E | Mtl | ex | CZ04 | cDXHP | SWHC046-01 | ExAnte2019 | IOU workpaper | 2019-11-06 | Cap-Tons | 1 |  |  | 0 | 0 | 0 | -324.6883 | 0 | 76.0815 | [6 empty] | DEER:HVAC_Split-Package_HP | Annual | FALSE
Any | SWHC046E | Mtl | ex | CZ05 | cDXHP | SWHC046-01 | ExAnte2019 | IOU workpaper | 2019-11-06 | Cap-Tons | 1 |  |  | 0 | 0 | 0 | -240.956 | 0 | 66.0253 | [6 empty] | DEER:HVAC_Split-Package_HP | Annual | FALSE
Any | SWHC046E | Mtl | ex | CZ06 | cDXHP | SWHC046-01 | ExAnte2019 | IOU workpaper | 2019-11-06 | Cap-Tons | 1 |  |  | 0 | 0 | 0 | 41.2257 | 0 | 20.9138 | [6 empty] | DEER:HVAC_Split-Package_HP | Annual | FALSE
Any | SWHC046E | Mtl | ex | CZ07 | cDXHP | SWHC046-01 | ExAnte2019 | IOU workpaper | 2019-11-06 | Cap-Tons | 1 |  |  | 0 | 0 | 0 | 116.844 | 0 | 7.3958 | [6 empty] | DEER:HVAC_Split-Package_HP | Annual | FALSE
Any | SWHC046E | Mtl | ex | CZ08 | cDXHP | SWHC046-01 | ExAnte2019 | IOU workpaper | 2019-11-06 | Cap-Tons | 1 |  |  | 0 | 0 | 0 | 44.8365 | 0 | 22.4135 | [6 empty] | DEER:HVAC_Split-Package_HP | Annual | FALSE
Any | SWHC046E | Mtl | ex | CZ09 | cDXHP | SWHC046-01 | ExAnte2019 | IOU workpaper | 2019-11-06 | Cap-Tons | 1 |  |  | 0 | 0 | 0 | 17.6475 | 0 | 24.8429 | [6 empty] | DEER:HVAC_Split-Package_HP | Annual | FALSE
Any | SWHC046E | Mtl | ex | CZ10 | cDXHP | SWHC046-01 | ExAnte2019 | IOU workpaper | 2019-11-06 | Cap-Tons | 1 |  |  | 0 | 0 | 0 | -55.7701 | 0 | 38.6048 | [6 empty] | DEER:HVAC_Split-Package_HP | Annual | FALSE
Any | SWHC046E | Mtl | ex | CZ11 | cDXHP | SWHC046-01 | ExAnte2019 | IOU workpaper | 2019-11-06 | Cap-Tons | 1 |  |  | 0 | 0 | 0 | -254.0512 | 0 | 68.6905 | [6 empty] | DEER:HVAC_Split-Package_HP | Annual | FALSE
Any | SWHC046E | Mtl | ex | CZ12 | cDXHP | SWHC046-01 | ExAnte2019 | IOU workpaper | 2019-11-06 | Cap-Tons | 1 |  |  | 0 | 0 | 0 | -280.6689 | 0 | 73.9932 | [6 empty] | DEER:HVAC_Split-Package_HP | Annual | FALSE
Any | SWHC046E | Mtl | ex | CZ13 | cDXHP | SWHC046-01 | ExAnte2019 | IOU workpaper | 2019-11-06 | Cap-Tons | 1 |  |  | 0 | 0 | 0 | -195.4623 | 0 | 60.5526 | [6 empty] | DEER:HVAC_Split-Package_HP | Annual | FALSE
Any | SWHC046E | Mtl | ex | CZ14 | cDXHP | SWHC046-01 | ExAnte2019 | IOU workpaper | 2019-11-06 | Cap-Tons | 1 |  |  | 0 | 0 | 0 | -321.2227 | 0 | 76.0801 | [6 empty] | DEER:HVAC_Split-Package_HP | Annual | FALSE
Any | SWHC046E | Mtl | ex | CZ15 | cDXHP | SWHC046-01 | ExAnte2019 | IOU workpaper | 2019-11-06 | Cap-Tons | 1 |  |  | 0 | 0 | 0 | 129.8121 | 0 | 9.2801 | [6 empty] | DEER:HVAC_Split-Package_HP | Annual | FALSE
Any | SWHC046E | Mtl | ex | CZ16 | cDXHP | SWHC046-01 | ExAnte2019 | IOU workpaper | 2019-11-06 | Cap-Tons | 1 |  |  | 0 | 0 | 0 | -904.2389 | 0 | 148.0988 | [6 empty] | DEER:HVAC_Split-Package_HP | Annual | FALSE
Any | SWHC046E | Nrs | ex | CZ01 | cDXHP | SWHC046-01 | ExAnte2019 | IOU workpaper | 2019-11-06 | Cap-Tons | 1 |  |  | 0 | 0 | 0 | -597.084 | 0 | 126.6811 | [6 empty] | DEER:HVAC_Split-Package_HP | Annual | FALSE
Any | SWHC046E | Nrs | ex | CZ02 | cDXHP | SWHC046-01 | ExAnte2019 | IOU workpaper | 2019-11-06 | Cap-Tons | 1 |  |  | 0 | 0 | 0 | -391.5555 | 0 | 90.6964 | [6 empty] | DEER:HVAC_Split-Package_HP | Annual | FALSE
Any | SWHC046E | Nrs | ex | CZ03 | cDXHP | SWHC046-01 | ExAnte2019 | IOU workpaper | 2019-11-06 | Cap-Tons | 1 |  |  | 0 | 0 | 0 | -262.1546 | 0 | 72.2748 | [6 empty] | DEER:HVAC_Split-Package_HP | Annual | FALSE
Any | SWHC046E | Nrs | ex | CZ04 | cDXHP | SWHC046-01 | ExAnte2019 | IOU workpaper | 2019-11-06 | Cap-Tons | 1 |  |  | 0 | 0 | 0 | -268.5339 | 0 | 68.4209 | [6 empty] | DEER:HVAC_Split-Package_HP | Annual | FALSE
Any | SWHC046E | Nrs | ex | CZ05 | cDXHP | SWHC046-01 | ExAnte2019 | IOU workpaper | 2019-11-06 | Cap-Tons | 1 |  |  | 0 | 0 | 0 | -330.3831 | 0 | 82.7513 | [6 empty] | DEER:HVAC_Split-Package_HP | Annual | FALSE
Any | SWHC046E | Nrs | ex | CZ06 | cDXHP | SWHC046-01 | ExAnte2019 | IOU workpaper | 2019-11-06 | Cap-Tons | 1 |  |  | 0 | 0 | 0 | -89.8733 | 0 | 42.62 | [6 empty] | DEER:HVAC_Split-Package_HP | Annual | FALSE
Any | SWHC046E | Nrs | ex | CZ07 | cDXHP | SWHC046-01 | ExAnte2019 | IOU workpaper | 2019-11-06 | Cap-Tons | 1 |  |  | 0 | 0 | 0 | -8.0835 | 0 | 27.9287 | [6 empty] | DEER:HVAC_Split-Package_HP | Annual | FALSE
Any | SWHC046E | Nrs | ex | CZ08 | cDXHP | SWHC046-01 | ExAnte2019 | IOU workpaper | 2019-11-06 | Cap-Tons | 1 |  |  | 0 | 0 | 0 | -47.0529 | 0 | 35.2997 | [6 empty] | DEER:HVAC_Split-Package_HP | Annual | FALSE
Any | SWHC046E | Nrs | ex | CZ09 | cDXHP | SWHC046-01 | ExAnte2019 | IOU workpaper | 2019-11-06 | Cap-Tons | 1 |  |  | 0 | 0 | 0 | -83.7375 | 0 | 41.1854 | [6 empty] | DEER:HVAC_Split-Package_HP | Annual | FALSE
Any | SWHC046E | Nrs | ex | CZ10 | cDXHP | SWHC046-01 | ExAnte2019 | IOU workpaper | 2019-11-06 | Cap-Tons | 1 |  |  | 0 | 0 | 0 | -123.9924 | 0 | 48.5475 | [6 empty] | DEER:HVAC_Split-Package_HP | Annual | FALSE
Any | SWHC046E | Nrs | ex | CZ11 | cDXHP | SWHC046-01 | ExAnte2019 | IOU workpaper | 2019-11-06 | Cap-Tons | 1 |  |  | 0 | 0 | 0 | -291.3789 | 0 | 73.9133 | [6 empty] | DEER:HVAC_Split-Package_HP | Annual | FALSE
Any | SWHC046E | Nrs | ex | CZ12 | cDXHP | SWHC046-01 | ExAnte2019 | IOU workpaper | 2019-11-06 | Cap-Tons | 1 |  |  | 0 | 0 | 0 | -293.6586 | 0 | 75.4842 | [6 empty] | DEER:HVAC_Split-Package_HP | Annual | FALSE
Any | SWHC046E | Nrs | ex | CZ13 | cDXHP | SWHC046-01 | ExAnte2019 | IOU workpaper | 2019-11-06 | Cap-Tons | 1 |  |  | 0 | 0 | 0 | -241.4562 | 0 | 66.8445 | [6 empty] | DEER:HVAC_Split-Package_HP | Annual | FALSE
Any | SWHC046E | Nrs | ex | CZ14 | cDXHP | SWHC046-01 | ExAnte2019 | IOU workpaper | 2019-11-06 | Cap-Tons | 1 |  |  | 0 | 0 | 0 | -345.0991 | 0 | 80.4743 | [6 empty] | DEER:HVAC_Split-Package_HP | Annual | FALSE
Any | SWHC046E | Nrs | ex | CZ15 | cDXHP | SWHC046-01 | ExAnte2019 | IOU workpaper | 2019-11-06 | Cap-Tons | 1 |  |  | 0 | 0 | 0 | 43.6235 | 0 | 20.4302 | [6 empty] | DEER:HVAC_Split-Package_HP | Annual | FALSE
Any | SWHC046E | Nrs | ex | CZ16 | cDXHP | SWHC046-01 | ExAnte2019 | IOU workpaper | 2019-11-06 | Cap-Tons | 1 |  |  | 0 | 0 | 0 | -924.2902 | 0 | 155.9127 | [6 empty] | DEER:HVAC_Split-Package_HP | Annual | FALSE
Any | SWHC046E | OfL | ex | CZ01 | cDXHP | SWHC046-01 | ExAnte2019 | IOU workpaper | 2019-11-06 | Cap-Tons | 1 |  |  | 0 | 0 | 0 | -20.5832 | 0 | 11.9138 | [6 empty] | DEER:HVAC_Split-Package_HP | Annual | FALSE
Any | SWHC046E | OfL | ex | CZ02 | cDXHP | SWHC046-01 | ExAnte2019 | IOU workpaper | 2019-11-06 | Cap-Tons | 1 |  |  | 0 | 0 | 0 | 18.0156 | 0 | 7.5098 | [6 empty] | DEER:HVAC_Split-Package_HP | Annual | FALSE
Any | SWHC046E | OfL | ex | CZ03 | cDXHP | SWHC046-01 | ExAnte2019 | IOU workpaper | 2019-11-06 | Cap-Tons | 1 |  |  | 0 | 0 | 0 | 26.2768 | 0 | 5.3599 | [6 empty] | DEER:HVAC_Split-Package_HP | Annual | FALSE
Any | SWHC046E | OfL | ex | CZ04 | cDXHP | SWHC046-01 | ExAnte2019 | IOU workpaper | 2019-11-06 | Cap-Tons | 1 |  |  | 0 | 0 | 0 | 27.0058 | 0 | 6.2101 | [6 empty] | DEER:HVAC_Split-Package_HP | Annual | FALSE
Any | SWHC046E | OfL | ex | CZ05 | cDXHP | SWHC046-01 | ExAnte2019 | IOU workpaper | 2019-11-06 | Cap-Tons | 1 |  |  | 0 | 0 | 0 | 25.7971 | 0 | 5.2696 | [6 empty] | DEER:HVAC_Split-Package_HP | Annual | FALSE
Any | SWHC046E | OfL | ex | CZ06 | cDXHP | SWHC046-01 | ExAnte2019 | IOU workpaper | 2019-11-06 | Cap-Tons | 1 |  |  | 0 | 0 | 0 | 60.6826 | 0 | 1.3918 | [6 empty] | DEER:HVAC_Split-Package_HP | Annual | FALSE
Any | SWHC046E | OfL | ex | CZ07 | cDXHP | SWHC046-01 | ExAnte2019 | IOU workpaper | 2019-11-06 | Cap-Tons | 1 |  |  | 0 | 0 | 0 | 62.8755 | 0 | 0.4502 | [6 empty] | DEER:HVAC_Split-Package_HP | Annual | FALSE
Any | SWHC046E | OfL | ex | CZ08 | cDXHP | SWHC046-01 | ExAnte2019 | IOU workpaper | 2019-11-06 | Cap-Tons | 1 |  |  | 0 | 0 | 0 | 63.5251 | 0 | 1.415 | [6 empty] | DEER:HVAC_Split-Package_HP | Annual | FALSE
Any | SWHC046E | OfL | ex | CZ09 | cDXHP | SWHC046-01 | ExAnte2019 | IOU workpaper | 2019-11-06 | Cap-Tons | 1 |  |  | 0 | 0 | 0 | 56.0774 | 0 | 2.1676 | [6 empty] | DEER:HVAC_Split-Package_HP | Annual | FALSE
Any | SWHC046E | OfL | ex | CZ10 | cDXHP | SWHC046-01 | ExAnte2019 | IOU workpaper | 2019-11-06 | Cap-Tons | 1 |  |  | 0 | 0 | 0 | 63.0498 | 0 | 1.7083 | [6 empty] | DEER:HVAC_Split-Package_HP | Annual | FALSE
Any | SWHC046E | OfL | ex | CZ11 | cDXHP | SWHC046-01 | ExAnte2019 | IOU workpaper | 2019-11-06 | Cap-Tons | 1 |  |  | 0 | 0 | 0 | 28.034 | 0 | 7.1883 | [6 empty] | DEER:HVAC_Split-Package_HP | Annual | FALSE
Any | SWHC046E | OfL | ex | CZ12 | cDXHP | SWHC046-01 | ExAnte2019 | IOU workpaper | 2019-11-06 | Cap-Tons | 1 |  |  | 0 | 0 | 0 | 25.1091 | 0 | 6.8855 | [6 empty] | DEER:HVAC_Split-Package_HP | Annual | FALSE
Any | SWHC046E | OfL | ex | CZ13 | cDXHP | SWHC046-01 | ExAnte2019 | IOU workpaper | 2019-11-06 | Cap-Tons | 1 |  |  | 0 | 0 | 0 | 34.5156 | 0 | 6.2113 | [6 empty] | DEER:HVAC_Split-Package_HP | Annual | FALSE
Any | SWHC046E | OfL | ex | CZ14 | cDXHP | SWHC046-01 | ExAnte2019 | IOU workpaper | 2019-11-06 | Cap-Tons | 1 |  |  | 0 | 0 | 0 | 28.3159 | 0 | 6.7351 | [6 empty] | DEER:HVAC_Split-Package_HP | Annual | FALSE
Any | SWHC046E | OfL | ex | CZ15 | cDXHP | SWHC046-01 | ExAnte2019 | IOU workpaper | 2019-11-06 | Cap-Tons | 1 |  |  | 0 | 0 | 0 | 82.6536 | 0 | 0.3904 | [6 empty] | DEER:HVAC_Split-Package_HP | Annual | FALSE
Any | SWHC046E | OfL | ex | CZ16 | cDXHP | SWHC046-01 | ExAnte2019 | IOU workpaper | 2019-11-06 | Cap-Tons | 1 |  |  | 0 | 0 | 0 | -146.1976 | 0 | 27.4581 | [6 empty] | DEER:HVAC_Split-Package_HP | Annual | FALSE
Any | SWHC046E | OfS | ex | CZ01 | cDXHP | SWHC046-01 | ExAnte2019 | IOU workpaper | 2019-11-06 | Cap-Tons | 1 |  |  | 0 | 0 | 0 | -211.5555 | 0 | 40.1204 | [6 empty] | DEER:HVAC_Split-Package_HP | Annual | FALSE
Any | SWHC046E | OfS | ex | CZ02 | cDXHP | SWHC046-01 | ExAnte2019 | IOU workpaper | 2019-11-06 | Cap-Tons | 1 |  |  | 0 | 0 | 0 | -100.4587 | 0 | 24.1292 | [6 empty] | DEER:HVAC_Split-Package_HP | Annual | FALSE
Any | SWHC046E | OfS | ex | CZ03 | cDXHP | SWHC046-01 | ExAnte2019 | IOU workpaper | 2019-11-06 | Cap-Tons | 1 |  |  | 0 | 0 | 0 | -70.3114 | 0 | 20.4827 | [6 empty] | DEER:HVAC_Split-Package_HP | Annual | FALSE
Any | SWHC046E | OfS | ex | CZ04 | cDXHP | SWHC046-01 | ExAnte2019 | IOU workpaper | 2019-11-06 | Cap-Tons | 1 |  |  | 0 | 0 | 0 | -72.2881 | 0 | 20.3453 | [6 empty] | DEER:HVAC_Split-Package_HP | Annual | FALSE
Any | SWHC046E | OfS | ex | CZ05 | cDXHP | SWHC046-01 | ExAnte2019 | IOU workpaper | 2019-11-06 | Cap-Tons | 1 |  |  | 0 | 0 | 0 | -79.0071 | 0 | 20.6815 | [6 empty] | DEER:HVAC_Split-Package_HP | Annual | FALSE
Any | SWHC046E | OfS | ex | CZ06 | cDXHP | SWHC046-01 | ExAnte2019 | IOU workpaper | 2019-11-06 | Cap-Tons | 1 |  |  | 0 | 0 | 0 | 15.9293 | 0 | 8.1476 | [6 empty] | DEER:HVAC_Split-Package_HP | Annual | FALSE
Any | SWHC046E | OfS | ex | CZ07 | cDXHP | SWHC046-01 | ExAnte2019 | IOU workpaper | 2019-11-06 | Cap-Tons | 1 |  |  | 0 | 0 | 0 | 35.3849 | 0 | 4.5857 | [6 empty] | DEER:HVAC_Split-Package_HP | Annual | FALSE
Any | SWHC046E | OfS | ex | CZ08 | cDXHP | SWHC046-01 | ExAnte2019 | IOU workpaper | 2019-11-06 | Cap-Tons | 1 |  |  | 0 | 0 | 0 | 22.8956 | 0 | 7.9537 | [6 empty] | DEER:HVAC_Split-Package_HP | Annual | FALSE
Any | SWHC046E | OfS | ex | CZ09 | cDXHP | SWHC046-01 | ExAnte2019 | IOU workpaper | 2019-11-06 | Cap-Tons | 1 |  |  | 0 | 0 | 0 | 11.5235 | 0 | 9.5136 | [6 empty] | DEER:HVAC_Split-Package_HP | Annual | FALSE
Any | SWHC046E | OfS | ex | CZ10 | cDXHP | SWHC046-01 | ExAnte2019 | IOU workpaper | 2019-11-06 | Cap-Tons | 1 |  |  | 0 | 0 | 0 | 22.0766 | 0 | 7.9974 | [6 empty] | DEER:HVAC_Split-Package_HP | Annual | FALSE
Any | SWHC046E | OfS | ex | CZ11 | cDXHP | SWHC046-01 | ExAnte2019 | IOU workpaper | 2019-11-06 | Cap-Tons | 1 |  |  | 0 | 0 | 0 | -55.4465 | 0 | 19.8393 | [6 empty] | DEER:HVAC_Split-Package_HP | Annual | FALSE
Any | SWHC046E | OfS | ex | CZ12 | cDXHP | SWHC046-01 | ExAnte2019 | IOU workpaper | 2019-11-06 | Cap-Tons | 1 |  |  | 0 | 0 | 0 | -64.9022 | 0 | 20.3511 | [6 empty] | DEER:HVAC_Split-Package_HP | Annual | FALSE
Any | SWHC046E | OfS | ex | CZ13 | cDXHP | SWHC046-01 | ExAnte2019 | IOU workpaper | 2019-11-06 | Cap-Tons | 1 |  |  | 0 | 0 | 0 | -39.0887 | 0 | 17.2728 | [6 empty] | DEER:HVAC_Split-Package_HP | Annual | FALSE
Any | SWHC046E | OfS | ex | CZ14 | cDXHP | SWHC046-01 | ExAnte2019 | IOU workpaper | 2019-11-06 | Cap-Tons | 1 |  |  | 0 | 0 | 0 | -51.5061 | 0 | 18.1516 | [6 empty] | DEER:HVAC_Split-Package_HP | Annual | FALSE
Any | SWHC046E | OfS | ex | CZ15 | cDXHP | SWHC046-01 | ExAnte2019 | IOU workpaper | 2019-11-06 | Cap-Tons | 1 |  |  | 0 | 0 | 0 | 70.3882 | 0 | 2.248 | [6 empty] | DEER:HVAC_Split-Package_HP | Annual | FALSE
Any | SWHC046E | OfS | ex | CZ16 | cDXHP | SWHC046-01 | ExAnte2019 | IOU workpaper | 2019-11-06 | Cap-Tons | 1 |  |  | 0 | 0 | 0 | -373.7446 | 0 | 55.8174 | [6 empty] | DEER:HVAC_Split-Package_HP | Annual | FALSE
Any | SWHC046E | RFF | ex | CZ01 | cDXHP | SWHC046-01 | ExAnte2019 | IOU workpaper | 2019-11-06 | Cap-Tons | 1 |  |  | 0 | 0 | 0 | -1031.7504 | 0 | 187.184 | [6 empty] | DEER:HVAC_Split-Package_HP | Annual | FALSE
Any | SWHC046E | RFF | ex | CZ02 | cDXHP | SWHC046-01 | ExAnte2019 | IOU workpaper | 2019-11-06 | Cap-Tons | 1 |  |  | 0 | 0 | 0 | -600.9394 | 0 | 118.3994 | [6 empty] | DEER:HVAC_Split-Package_HP | Annual | FALSE
Any | SWHC046E | RFF | ex | CZ03 | cDXHP | SWHC046-01 | ExAnte2019 | IOU workpaper | 2019-11-06 | Cap-Tons | 1 |  |  | 0 | 0 | 0 | -411.4132 | 0 | 89.3157 | [6 empty] | DEER:HVAC_Split-Package_HP | Annual | FALSE
Any | SWHC046E | RFF | ex | CZ04 | cDXHP | SWHC046-01 | ExAnte2019 | IOU workpaper | 2019-11-06 | Cap-Tons | 1 |  |  | 0 | 0 | 0 | -395.3167 | 0 | 84.7314 | [6 empty] | DEER:HVAC_Split-Package_HP | Annual | FALSE
Any | SWHC046E | RFF | ex | CZ05 | cDXHP | SWHC046-01 | ExAnte2019 | IOU workpaper | 2019-11-06 | Cap-Tons | 1 |  |  | 0 | 0 | 0 | -462.8082 | 0 | 95.9295 | [6 empty] | DEER:HVAC_Split-Package_HP | Annual | FALSE
Any | SWHC046E | RFF | ex | CZ06 | cDXHP | SWHC046-01 | ExAnte2019 | IOU workpaper | 2019-11-06 | Cap-Tons | 1 |  |  | 0 | 0 | 0 | -99.4527 | 0 | 36.4725 | [6 empty] | DEER:HVAC_Split-Package_HP | Annual | FALSE
Any | SWHC046E | RFF | ex | CZ07 | cDXHP | SWHC046-01 | ExAnte2019 | IOU workpaper | 2019-11-06 | Cap-Tons | 1 |  |  | 0 | 0 | 0 | -12.5274 | 0 | 20.8664 | [6 empty] | DEER:HVAC_Split-Package_HP | Annual | FALSE
Any | SWHC046E | RFF | ex | CZ08 | cDXHP | SWHC046-01 | ExAnte2019 | IOU workpaper | 2019-11-06 | Cap-Tons | 1 |  |  | 0 | 0 | 0 | -80.8275 | 0 | 34.8682 | [6 empty] | DEER:HVAC_Split-Package_HP | Annual | FALSE
Any | SWHC046E | RFF | ex | CZ09 | cDXHP | SWHC046-01 | ExAnte2019 | IOU workpaper | 2019-11-06 | Cap-Tons | 1 |  |  | 0 | 0 | 0 | -106.3515 | 0 | 36.9437 | [6 empty] | DEER:HVAC_Split-Package_HP | Annual | FALSE
Any | SWHC046E | RFF | ex | CZ10 | cDXHP | SWHC046-01 | ExAnte2019 | IOU workpaper | 2019-11-06 | Cap-Tons | 1 |  |  | 0 | 0 | 0 | -125.9705 | 0 | 41.4386 | [6 empty] | DEER:HVAC_Split-Package_HP | Annual | FALSE
Any | SWHC046E | RFF | ex | CZ11 | cDXHP | SWHC046-01 | ExAnte2019 | IOU workpaper | 2019-11-06 | Cap-Tons | 1 |  |  | 0 | 0 | 0 | -375.8077 | 0 | 79.8781 | [6 empty] | DEER:HVAC_Split-Package_HP | Annual | FALSE
Any | SWHC046E | RFF | ex | CZ12 | cDXHP | SWHC046-01 | ExAnte2019 | IOU workpaper | 2019-11-06 | Cap-Tons | 1 |  |  | 0 | 0 | 0 | -409.6733 | 0 | 86.5469 | [6 empty] | DEER:HVAC_Split-Package_HP | Annual | FALSE
Any | SWHC046E | RFF | ex | CZ13 | cDXHP | SWHC046-01 | ExAnte2019 | IOU workpaper | 2019-11-06 | Cap-Tons | 1 |  |  | 0 | 0 | 0 | -315.6207 | 0 | 71.6004 | [6 empty] | DEER:HVAC_Split-Package_HP | Annual | FALSE
Any | SWHC046E | RFF | ex | CZ14 | cDXHP | SWHC046-01 | ExAnte2019 | IOU workpaper | 2019-11-06 | Cap-Tons | 1 |  |  | 0 | 0 | 0 | -390.1293 | 0 | 80.6956 | [6 empty] | DEER:HVAC_Split-Package_HP | Annual | FALSE
Any | SWHC046E | RFF | ex | CZ15 | cDXHP | SWHC046-01 | ExAnte2019 | IOU workpaper | 2019-11-06 | Cap-Tons | 1 |  |  | 0 | 0 | 0 | 75.0516 | 0 | 10.2248 | [6 empty] | DEER:HVAC_Split-Package_HP | Annual | FALSE
Any | SWHC046E | RFF | ex | CZ16 | cDXHP | SWHC046-01 | ExAnte2019 | IOU workpaper | 2019-11-06 | Cap-Tons | 1 |  |  | 0 | 0 | 0 | -1400.8187 | 0 | 201.9534 | [6 empty] | DEER:HVAC_Split-Package_HP | Annual | FALSE
Any | SWHC046E | RSD | ex | CZ01 | cDXHP | SWHC046-01 | ExAnte2019 | IOU workpaper | 2019-11-06 | Cap-Tons | 1 |  |  | 0 | 0 | 0 | -435.211 | 0 | 94.1945 | [6 empty] | DEER:HVAC_Split-Package_HP | Annual | FALSE
Any | SWHC046E | RSD | ex | CZ02 | cDXHP | SWHC046-01 | ExAnte2019 | IOU workpaper | 2019-11-06 | Cap-Tons | 1 |  |  | 0 | 0 | 0 | -179.2085 | 0 | 48.2393 | [6 empty] | DEER:HVAC_Split-Package_HP | Annual | FALSE
Any | SWHC046E | RSD | ex | CZ03 | cDXHP | SWHC046-01 | ExAnte2019 | IOU workpaper | 2019-11-06 | Cap-Tons | 1 |  |  | 0 | 0 | 0 | -99.2973 | 0 | 32.9684 | [6 empty] | DEER:HVAC_Split-Package_HP | Annual | FALSE
Any | SWHC046E | RSD | ex | CZ04 | cDXHP | SWHC046-01 | ExAnte2019 | IOU workpaper | 2019-11-06 | Cap-Tons | 1 |  |  | 0 | 0 | 0 | -60.369 | 0 | 27.6088 | [6 empty] | DEER:HVAC_Split-Package_HP | Annual | FALSE
Any | SWHC046E | RSD | ex | CZ05 | cDXHP | SWHC046-01 | ExAnte2019 | IOU workpaper | 2019-11-06 | Cap-Tons | 1 |  |  | 0 | 0 | 0 | -82.5173 | 0 | 29.5455 | [6 empty] | DEER:HVAC_Split-Package_HP | Annual | FALSE
Any | SWHC046E | RSD | ex | CZ06 | cDXHP | SWHC046-01 | ExAnte2019 | IOU workpaper | 2019-11-06 | Cap-Tons | 1 |  |  | 0 | 0 | 0 | 41.8582 | 0 | 8.5949 | [6 empty] | DEER:HVAC_Split-Package_HP | Annual | FALSE
Any | SWHC046E | RSD | ex | CZ07 | cDXHP | SWHC046-01 | ExAnte2019 | IOU workpaper | 2019-11-06 | Cap-Tons | 1 |  |  | 0 | 0 | 0 | 67.3311 | 0 | 3.0666 | [6 empty] | DEER:HVAC_Split-Package_HP | Annual | FALSE
Any | SWHC046E | RSD | ex | CZ08 | cDXHP | SWHC046-01 | ExAnte2019 | IOU workpaper | 2019-11-06 | Cap-Tons | 1 |  |  | 0 | 0 | 0 | 51.7466 | 0 | 7.5086 | [6 empty] | DEER:HVAC_Split-Package_HP | Annual | FALSE
Any | SWHC046E | RSD | ex | CZ09 | cDXHP | SWHC046-01 | ExAnte2019 | IOU workpaper | 2019-11-06 | Cap-Tons | 1 |  |  | 0 | 0 | 0 | 27.1852 | 0 | 10.3238 | [6 empty] | DEER:HVAC_Split-Package_HP | Annual | FALSE
Any | SWHC046E | RSD | ex | CZ10 | cDXHP | SWHC046-01 | ExAnte2019 | IOU workpaper | 2019-11-06 | Cap-Tons | 1 |  |  | 0 | 0 | 0 | 24.578 | 0 | 12.1773 | [6 empty] | DEER:HVAC_Split-Package_HP | Annual | FALSE
Any | SWHC046E | RSD | ex | CZ11 | cDXHP | SWHC046-01 | ExAnte2019 | IOU workpaper | 2019-11-06 | Cap-Tons | 1 |  |  | 0 | 0 | 0 | -120.657 | 0 | 36.7179 | [6 empty] | DEER:HVAC_Split-Package_HP | Annual | FALSE
Any | SWHC046E | RSD | ex | CZ12 | cDXHP | SWHC046-01 | ExAnte2019 | IOU workpaper | 2019-11-06 | Cap-Tons | 1 |  |  | 0 | 0 | 0 | -131.0964 | 0 | 39.0151 | [6 empty] | DEER:HVAC_Split-Package_HP | Annual | FALSE
Any | SWHC046E | RSD | ex | CZ13 | cDXHP | SWHC046-01 | ExAnte2019 | IOU workpaper | 2019-11-06 | Cap-Tons | 1 |  |  | 0 | 0 | 0 | -100.0809 | 0 | 34.1595 | [6 empty] | DEER:HVAC_Split-Package_HP | Annual | FALSE
Any | SWHC046E | RSD | ex | CZ14 | cDXHP | SWHC046-01 | ExAnte2019 | IOU workpaper | 2019-11-06 | Cap-Tons | 1 |  |  | 0 | 0 | 0 | -112.9004 | 0 | 35.4611 | [6 empty] | DEER:HVAC_Split-Package_HP | Annual | FALSE
Any | SWHC046E | RSD | ex | CZ15 | cDXHP | SWHC046-01 | ExAnte2019 | IOU workpaper | 2019-11-06 | Cap-Tons | 1 |  |  | 0 | 0 | 0 | 91.5622 | 0 | 2.085 | [6 empty] | DEER:HVAC_Split-Package_HP | Annual | FALSE
Any | SWHC046E | RSD | ex | CZ16 | cDXHP | SWHC046-01 | ExAnte2019 | IOU workpaper | 2019-11-06 | Cap-Tons | 1 |  |  | 0 | 0 | 0 | -874.1368 | 0 | 142.4735 | [6 empty] | DEER:HVAC_Split-Package_HP | Annual | FALSE
Any | SWHC046E | Rt3 | ex | CZ01 | cDXHP | SWHC046-01 | ExAnte2019 | IOU workpaper | 2019-11-06 | Cap-Tons | 1 |  |  | 0 | 0 | 0 | -129.1475 | 0 | 36.6687 | [6 empty] | DEER:HVAC_Split-Package_HP | Annual | FALSE
Any | SWHC046E | Rt3 | ex | CZ02 | cDXHP | SWHC046-01 | ExAnte2019 | IOU workpaper | 2019-11-06 | Cap-Tons | 1 |  |  | 0 | 0 | 0 | -12.2093 | 0 | 17.9331 | [6 empty] | DEER:HVAC_Split-Package_HP | Annual | FALSE
Any | SWHC046E | Rt3 | ex | CZ03 | cDXHP | SWHC046-01 | ExAnte2019 | IOU workpaper | 2019-11-06 | Cap-Tons | 1 |  |  | 0 | 0 | 0 | 16.9517 | 0 | 13.0947 | [6 empty] | DEER:HVAC_Split-Package_HP | Annual | FALSE
Any | SWHC046E | Rt3 | ex | CZ04 | cDXHP | SWHC046-01 | ExAnte2019 | IOU workpaper | 2019-11-06 | Cap-Tons | 1 |  |  | 0 | 0 | 0 | 39.2434 | 0 | 10.0529 | [6 empty] | DEER:HVAC_Split-Package_HP | Annual | FALSE
Any | SWHC046E | Rt3 | ex | CZ05 | cDXHP | SWHC046-01 | ExAnte2019 | IOU workpaper | 2019-11-06 | Cap-Tons | 1 |  |  | 0 | 0 | 0 | 31.4887 | 0 | 10.3714 | [6 empty] | DEER:HVAC_Split-Package_HP | Annual | FALSE
Any | SWHC046E | Rt3 | ex | CZ06 | cDXHP | SWHC046-01 | ExAnte2019 | IOU workpaper | 2019-11-06 | Cap-Tons | 1 |  |  | 0 | 0 | 0 | 94.8257 | 0 | 2.5226 | [6 empty] | DEER:HVAC_Split-Package_HP | Annual | FALSE
Any | SWHC046E | Rt3 | ex | CZ07 | cDXHP | SWHC046-01 | ExAnte2019 | IOU workpaper | 2019-11-06 | Cap-Tons | 1 |  |  | 0 | 0 | 0 | 101.2732 | 0 | 0.6547 | [6 empty] | DEER:HVAC_Split-Package_HP | Annual | FALSE
Any | SWHC046E | Rt3 | ex | CZ08 | cDXHP | SWHC046-01 | ExAnte2019 | IOU workpaper | 2019-11-06 | Cap-Tons | 1 |  |  | 0 | 0 | 0 | 94.2338 | 0 | 1.901 | [6 empty] | DEER:HVAC_Split-Package_HP | Annual | FALSE
Any | SWHC046E | Rt3 | ex | CZ09 | cDXHP | SWHC046-01 | ExAnte2019 | IOU workpaper | 2019-11-06 | Cap-Tons | 1 |  |  | 0 | 0 | 0 | 79.0357 | 0 | 3.291 | [6 empty] | DEER:HVAC_Split-Package_HP | Annual | FALSE
Any | SWHC046E | Rt3 | ex | CZ10 | cDXHP | SWHC046-01 | ExAnte2019 | IOU workpaper | 2019-11-06 | Cap-Tons | 1 |  |  | 0 | 0 | 0 | 84.0553 | 0 | 3.5053 | [6 empty] | DEER:HVAC_Split-Package_HP | Annual | FALSE
Any | SWHC046E | Rt3 | ex | CZ11 | cDXHP | SWHC046-01 | ExAnte2019 | IOU workpaper | 2019-11-06 | Cap-Tons | 1 |  |  | 0 | 0 | 0 | -0.9007 | 0 | 17.4556 | [6 empty] | DEER:HVAC_Split-Package_HP | Annual | FALSE
Any | SWHC046E | Rt3 | ex | CZ12 | cDXHP | SWHC046-01 | ExAnte2019 | IOU workpaper | 2019-11-06 | Cap-Tons | 1 |  |  | 0 | 0 | 0 | -0.592 | 0 | 16.6964 | [6 empty] | DEER:HVAC_Split-Package_HP | Annual | FALSE
Any | SWHC046E | Rt3 | ex | CZ13 | cDXHP | SWHC046-01 | ExAnte2019 | IOU workpaper | 2019-11-06 | Cap-Tons | 1 |  |  | 0 | 0 | 0 | 16.7601 | 0 | 14.9491 | [6 empty] | DEER:HVAC_Split-Package_HP | Annual | FALSE
Any | SWHC046E | Rt3 | ex | CZ14 | cDXHP | SWHC046-01 | ExAnte2019 | IOU workpaper | 2019-11-06 | Cap-Tons | 1 |  |  | 0 | 0 | 0 | 3.0672 | 0 | 16.7019 | [6 empty] | DEER:HVAC_Split-Package_HP | Annual | FALSE
Any | SWHC046E | Rt3 | ex | CZ15 | cDXHP | SWHC046-01 | ExAnte2019 | IOU workpaper | 2019-11-06 | Cap-Tons | 1 |  |  | 0 | 0 | 0 | 115.8697 | 0 | 0.6822 | [6 empty] | DEER:HVAC_Split-Package_HP | Annual | FALSE
Any | SWHC046E | Rt3 | ex | CZ16 | cDXHP | SWHC046-01 | ExAnte2019 | IOU workpaper | 2019-11-06 | Cap-Tons | 1 |  |  | 0 | 0 | 0 | -536.104 | 0 | 86.7988 | [6 empty] | DEER:HVAC_Split-Package_HP | Annual | FALSE
Any | SWHC046E | RtL | ex | CZ01 | cDXHP | SWHC046-01 | ExAnte2019 | IOU workpaper | 2019-11-06 | Cap-Tons | 1 |  |  | 0 | 0 | 0 | -317.4402 | 0 | 71.6035 | [6 empty] | DEER:HVAC_Split-Package_HP | Annual | FALSE
Any | SWHC046E | RtL | ex | CZ02 | cDXHP | SWHC046-01 | ExAnte2019 | IOU workpaper | 2019-11-06 | Cap-Tons | 1 |  |  | 0 | 0 | 0 | -109.0924 | 0 | 36.5647 | [6 empty] | DEER:HVAC_Split-Package_HP | Annual | FALSE
Any | SWHC046E | RtL | ex | CZ03 | cDXHP | SWHC046-01 | ExAnte2019 | IOU workpaper | 2019-11-06 | Cap-Tons | 1 |  |  | 0 | 0 | 0 | -79.2009 | 0 | 32.858 | [6 empty] | DEER:HVAC_Split-Package_HP | Annual | FALSE
Any | SWHC046E | RtL | ex | CZ04 | cDXHP | SWHC046-01 | ExAnte2019 | IOU workpaper | 2019-11-06 | Cap-Tons | 1 |  |  | 0 | 0 | 0 | -31.37 | 0 | 24.9526 | [6 empty] | DEER:HVAC_Split-Package_HP | Annual | FALSE
Any | SWHC046E | RtL | ex | CZ05 | cDXHP | SWHC046-01 | ExAnte2019 | IOU workpaper | 2019-11-06 | Cap-Tons | 1 |  |  | 0 | 0 | 0 | -86.8899 | 0 | 34.1352 | [6 empty] | DEER:HVAC_Split-Package_HP | Annual | FALSE
Any | SWHC046E | RtL | ex | CZ06 | cDXHP | SWHC046-01 | ExAnte2019 | IOU workpaper | 2019-11-06 | Cap-Tons | 1 |  |  | 0 | 0 | 0 | 39.5644 | 0 | 15.4249 | [6 empty] | DEER:HVAC_Split-Package_HP | Annual | FALSE
Any | SWHC046E | RtL | ex | CZ07 | cDXHP | SWHC046-01 | ExAnte2019 | IOU workpaper | 2019-11-06 | Cap-Tons | 1 |  |  | 0 | 0 | 0 | 63.1515 | 0 | 10.4589 | [6 empty] | DEER:HVAC_Split-Package_HP | Annual | FALSE
Any | SWHC046E | RtL | ex | CZ08 | cDXHP | SWHC046-01 | ExAnte2019 | IOU workpaper | 2019-11-06 | Cap-Tons | 1 |  |  | 0 | 0 | 0 | 53.7703 | 0 | 11.0267 | [6 empty] | DEER:HVAC_Split-Package_HP | Annual | FALSE
Any | SWHC046E | RtL | ex | CZ09 | cDXHP | SWHC046-01 | ExAnte2019 | IOU workpaper | 2019-11-06 | Cap-Tons | 1 |  |  | 0 | 0 | 0 | 35.8445 | 0 | 12.7696 | [6 empty] | DEER:HVAC_Split-Package_HP | Annual | FALSE
Any | SWHC046E | RtL | ex | CZ10 | cDXHP | SWHC046-01 | ExAnte2019 | IOU workpaper | 2019-11-06 | Cap-Tons | 1 |  |  | 0 | 0 | 0 | 43.7263 | 0 | 12.4355 | [6 empty] | DEER:HVAC_Split-Package_HP | Annual | FALSE
Any | SWHC046E | RtL | ex | CZ11 | cDXHP | SWHC046-01 | ExAnte2019 | IOU workpaper | 2019-11-06 | Cap-Tons | 1 |  |  | 0 | 0 | 0 | -67.4368 | 0 | 30.4314 | [6 empty] | DEER:HVAC_Split-Package_HP | Annual | FALSE
Any | SWHC046E | RtL | ex | CZ12 | cDXHP | SWHC046-01 | ExAnte2019 | IOU workpaper | 2019-11-06 | Cap-Tons | 1 |  |  | 0 | 0 | 0 | -67.9158 | 0 | 30.005 | [6 empty] | DEER:HVAC_Split-Package_HP | Annual | FALSE
Any | SWHC046E | RtL | ex | CZ13 | cDXHP | SWHC046-01 | ExAnte2019 | IOU workpaper | 2019-11-06 | Cap-Tons | 1 |  |  | 0 | 0 | 0 | -40.4546 | 0 | 26.6119 | [6 empty] | DEER:HVAC_Split-Package_HP | Annual | FALSE
Any | SWHC046E | RtL | ex | CZ14 | cDXHP | SWHC046-01 | ExAnte2019 | IOU workpaper | 2019-11-06 | Cap-Tons | 1 |  |  | 0 | 0 | 0 | -74.9637 | 0 | 31.4064 | [6 empty] | DEER:HVAC_Split-Package_HP | Annual | FALSE
Any | SWHC046E | RtL | ex | CZ15 | cDXHP | SWHC046-01 | ExAnte2019 | IOU workpaper | 2019-11-06 | Cap-Tons | 1 |  |  | 0 | 0 | 0 | 109.2076 | 0 | 3.5088 | [6 empty] | DEER:HVAC_Split-Package_HP | Annual | FALSE
Any | SWHC046E | RtL | ex | CZ16 | cDXHP | SWHC046-01 | ExAnte2019 | IOU workpaper | 2019-11-06 | Cap-Tons | 1 |  |  | 0 | 0 | 0 | -827.3481 | 0 | 128.2152 | [6 empty] | DEER:HVAC_Split-Package_HP | Annual | FALSE
Any | SWHC046E | RtS | ex | CZ01 | cDXHP | SWHC046-01 | ExAnte2019 | IOU workpaper | 2019-11-06 | Cap-Tons | 1 |  |  | 0 | 0 | 0 | -656.25 | 0 | 121.9224 | [6 empty] | DEER:HVAC_Split-Package_HP | Annual | FALSE
Any | SWHC046E | RtS | ex | CZ02 | cDXHP | SWHC046-01 | ExAnte2019 | IOU workpaper | 2019-11-06 | Cap-Tons | 1 |  |  | 0 | 0 | 0 | -281.9232 | 0 | 60.4157 | [6 empty] | DEER:HVAC_Split-Package_HP | Annual | FALSE
Any | SWHC046E | RtS | ex | CZ03 | cDXHP | SWHC046-01 | ExAnte2019 | IOU workpaper | 2019-11-06 | Cap-Tons | 1 |  |  | 0 | 0 | 0 | -256.0733 | 0 | 57.9485 | [6 empty] | DEER:HVAC_Split-Package_HP | Annual | FALSE
Any | SWHC046E | RtS | ex | CZ04 | cDXHP | SWHC046-01 | ExAnte2019 | IOU workpaper | 2019-11-06 | Cap-Tons | 1 |  |  | 0 | 0 | 0 | -161.4033 | 0 | 43.2936 | [6 empty] | DEER:HVAC_Split-Package_HP | Annual | FALSE
Any | SWHC046E | RtS | ex | CZ05 | cDXHP | SWHC046-01 | ExAnte2019 | IOU workpaper | 2019-11-06 | Cap-Tons | 1 |  |  | 0 | 0 | 0 | -219.585 | 0 | 52.0859 | [6 empty] | DEER:HVAC_Split-Package_HP | Annual | FALSE
Any | SWHC046E | RtS | ex | CZ06 | cDXHP | SWHC046-01 | ExAnte2019 | IOU workpaper | 2019-11-06 | Cap-Tons | 1 |  |  | 0 | 0 | 0 | -22.5859 | 0 | 21.8224 | [6 empty] | DEER:HVAC_Split-Package_HP | Annual | FALSE
Any | SWHC046E | RtS | ex | CZ07 | cDXHP | SWHC046-01 | ExAnte2019 | IOU workpaper | 2019-11-06 | Cap-Tons | 1 |  |  | 0 | 0 | 0 | 16.0258 | 0 | 14.3471 | [6 empty] | DEER:HVAC_Split-Package_HP | Annual | FALSE
Any | SWHC046E | RtS | ex | CZ08 | cDXHP | SWHC046-01 | ExAnte2019 | IOU workpaper | 2019-11-06 | Cap-Tons | 1 |  |  | 0 | 0 | 0 | 0.1021 | 0 | 16.9104 | [6 empty] | DEER:HVAC_Split-Package_HP | Annual | FALSE
Any | SWHC046E | RtS | ex | CZ09 | cDXHP | SWHC046-01 | ExAnte2019 | IOU workpaper | 2019-11-06 | Cap-Tons | 1 |  |  | 0 | 0 | 0 | -21.5337 | 0 | 19.826 | [6 empty] | DEER:HVAC_Split-Package_HP | Annual | FALSE
Any | SWHC046E | RtS | ex | CZ10 | cDXHP | SWHC046-01 | ExAnte2019 | IOU workpaper | 2019-11-06 | Cap-Tons | 1 |  |  | 0 | 0 | 0 | -9.6267 | 0 | 18.6797 | [6 empty] | DEER:HVAC_Split-Package_HP | Annual | FALSE
Any | SWHC046E | RtS | ex | CZ11 | cDXHP | SWHC046-01 | ExAnte2019 | IOU workpaper | 2019-11-06 | Cap-Tons | 1 |  |  | 0 | 0 | 0 | -193.1046 | 0 | 47.6188 | [6 empty] | DEER:HVAC_Split-Package_HP | Annual | FALSE
Any | SWHC046E | RtS | ex | CZ12 | cDXHP | SWHC046-01 | ExAnte2019 | IOU workpaper | 2019-11-06 | Cap-Tons | 1 |  |  | 0 | 0 | 0 | -212.4045 | 0 | 50.5942 | [6 empty] | DEER:HVAC_Split-Package_HP | Annual | FALSE
Any | SWHC046E | RtS | ex | CZ13 | cDXHP | SWHC046-01 | ExAnte2019 | IOU workpaper | 2019-11-06 | Cap-Tons | 1 |  |  | 0 | 0 | 0 | -154.88 | 0 | 42.2485 | [6 empty] | DEER:HVAC_Split-Package_HP | Annual | FALSE
Any | SWHC046E | RtS | ex | CZ14 | cDXHP | SWHC046-01 | ExAnte2019 | IOU workpaper | 2019-11-06 | Cap-Tons | 1 |  |  | 0 | 0 | 0 | -169.8299 | 0 | 43.5627 | [6 empty] | DEER:HVAC_Split-Package_HP | Annual | FALSE
Any | SWHC046E | RtS | ex | CZ15 | cDXHP | SWHC046-01 | ExAnte2019 | IOU workpaper | 2019-11-06 | Cap-Tons | 1 |  |  | 0 | 0 | 0 | 88.6154 | 0 | 4.6844 | [6 empty] | DEER:HVAC_Split-Package_HP | Annual | FALSE
Any | SWHC046E | RtS | ex | CZ16 | cDXHP | SWHC046-01 | ExAnte2019 | IOU workpaper | 2019-11-06 | Cap-Tons | 1 |  |  | 0 | 0 | 0 | -1068.4592 | 0 | 148.5422 | [6 empty] | DEER:HVAC_Split-Package_HP | Annual | FALSE
Any | SWHC046E | SCn | ex | CZ01 | cDXHP | SWHC046-01 | ExAnte2019 | IOU workpaper | 2019-11-06 | Cap-Tons | 1 |  |  | 0 | 0 | 0 | -885.8792 | 0 | 151.7014 | [6 empty] | DEER:HVAC_Split-Package_HP | Annual | FALSE
Any | SWHC046E | SCn | ex | CZ02 | cDXHP | SWHC046-01 | ExAnte2019 | IOU workpaper | 2019-11-06 | Cap-Tons | 1 |  |  | 0 | 0 | 0 | -724.8311 | 0 | 108.5613 | [6 empty] | DEER:HVAC_Split-Package_HP | Annual | FALSE
Any | SWHC046E | SCn | ex | CZ03 | cDXHP | SWHC046-01 | ExAnte2019 | IOU workpaper | 2019-11-06 | Cap-Tons | 1 |  |  | 0 | 0 | 0 | -443.6748 | 0 | 80.8529 | [6 empty] | DEER:HVAC_Split-Package_HP | Annual | FALSE
Any | SWHC046E | SCn | ex | CZ04 | cDXHP | SWHC046-01 | ExAnte2019 | IOU workpaper | 2019-11-06 | Cap-Tons | 1 |  |  | 0 | 0 | 0 | -574.7156 | 0 | 85.2132 | [6 empty] | DEER:HVAC_Split-Package_HP | Annual | FALSE
Any | SWHC046E | SCn | ex | CZ05 | cDXHP | SWHC046-01 | ExAnte2019 | IOU workpaper | 2019-11-06 | Cap-Tons | 1 |  |  | 0 | 0 | 0 | -454.4277 | 0 | 79.7345 | [6 empty] | DEER:HVAC_Split-Package_HP | Annual | FALSE
Any | SWHC046E | SCn | ex | CZ06 | cDXHP | SWHC046-01 | ExAnte2019 | IOU workpaper | 2019-11-06 | Cap-Tons | 1 |  |  | 0 | 0 | 0 | -209.594 | 0 | 43.1201 | [6 empty] | DEER:HVAC_Split-Package_HP | Annual | FALSE
Any | SWHC046E | SCn | ex | CZ07 | cDXHP | SWHC046-01 | ExAnte2019 | IOU workpaper | 2019-11-06 | Cap-Tons | 1 |  |  | 0 | 0 | 0 | -139.5362 | 0 | 33.3388 | [6 empty] | DEER:HVAC_Split-Package_HP | Annual | FALSE
Any | SWHC046E | SCn | ex | CZ08 | cDXHP | SWHC046-01 | ExAnte2019 | IOU workpaper | 2019-11-06 | Cap-Tons | 1 |  |  | 0 | 0 | 0 | -196.4729 | 0 | 45.1714 | [6 empty] | DEER:HVAC_Split-Package_HP | Annual | FALSE
Any | SWHC046E | SCn | ex | CZ09 | cDXHP | SWHC046-01 | ExAnte2019 | IOU workpaper | 2019-11-06 | Cap-Tons | 1 |  |  | 0 | 0 | 0 | -194.3722 | 0 | 46.3429 | [6 empty] | DEER:HVAC_Split-Package_HP | Annual | FALSE
Any | SWHC046E | SCn | ex | CZ10 | cDXHP | SWHC046-01 | ExAnte2019 | IOU workpaper | 2019-11-06 | Cap-Tons | 1 |  |  | 0 | 0 | 0 | -223.3083 | 0 | 50.5703 | [6 empty] | DEER:HVAC_Split-Package_HP | Annual | FALSE
Any | SWHC046E | SCn | ex | CZ11 | cDXHP | SWHC046-01 | ExAnte2019 | IOU workpaper | 2019-11-06 | Cap-Tons | 1 |  |  | 0 | 0 | 0 | -481.1155 | 0 | 89.3305 | [6 empty] | DEER:HVAC_Split-Package_HP | Annual | FALSE
Any | SWHC046E | SCn | ex | CZ12 | cDXHP | SWHC046-01 | ExAnte2019 | IOU workpaper | 2019-11-06 | Cap-Tons | 1 |  |  | 0 | 0 | 0 | -545.1374 | 0 | 97.8122 | [6 empty] | DEER:HVAC_Split-Package_HP | Annual | FALSE
Any | SWHC046E | SCn | ex | CZ13 | cDXHP | SWHC046-01 | ExAnte2019 | IOU workpaper | 2019-11-06 | Cap-Tons | 1 |  |  | 0 | 0 | 0 | -404.3991 | 0 | 78.9867 | [6 empty] | DEER:HVAC_Split-Package_HP | Annual | FALSE
Any | SWHC046E | SCn | ex | CZ14 | cDXHP | SWHC046-01 | ExAnte2019 | IOU workpaper | 2019-11-06 | Cap-Tons | 1 |  |  | 0 | 0 | 0 | -532.6043 | 0 | 92.8407 | [6 empty] | DEER:HVAC_Split-Package_HP | Annual | FALSE
Any | SWHC046E | SCn | ex | CZ15 | cDXHP | SWHC046-01 | ExAnte2019 | IOU workpaper | 2019-11-06 | Cap-Tons | 1 |  |  | 0 | 0 | 0 | 27.7873 | 0 | 13.4192 | [6 empty] | DEER:HVAC_Split-Package_HP | Annual | FALSE
Any | SWHC046E | SCn | ex | CZ16 | cDXHP | SWHC046-01 | ExAnte2019 | IOU workpaper | 2019-11-06 | Cap-Tons | 1 |  |  | 0 | 0 | 0 | -1203.7207 | 0 | 164.3771 | [6 empty] | DEER:HVAC_Split-Package_HP | Annual | FALSE
Any | SWHC046F | Asm | ex | CZ01 | cDXHP | SWHC046-01 | ExAnte2019 | IOU workpaper | 2019-11-06 | Cap-Tons | 1 |  |  | 0 | 0 | 0 | -678.0778 | 0 | 170.8495 | [6 empty] | DEER:HVAC_Split-Package_HP | Annual | FALSE
Any | SWHC046F | Asm | ex | CZ02 | cDXHP | SWHC046-01 | ExAnte2019 | IOU workpaper | 2019-11-06 | Cap-Tons | 1 |  |  | 0 | 0 | 0 | -304.1612 | 0 | 103.5703 | [6 empty] | DEER:HVAC_Split-Package_HP | Annual | FALSE
Any | SWHC046F | Asm | ex | CZ03 | cDXHP | SWHC046-01 | ExAnte2019 | IOU workpaper | 2019-11-06 | Cap-Tons | 1 |  |  | 0 | 0 | 0 | -136.931 | 0 | 78.2394 | [6 empty] | DEER:HVAC_Split-Package_HP | Annual | FALSE
Any | SWHC046F | Asm | ex | CZ04 | cDXHP | SWHC046-01 | ExAnte2019 | IOU workpaper | 2019-11-06 | Cap-Tons | 1 |  |  | 0 | 0 | 0 | -103.8283 | 0 | 70.3511 | [6 empty] | DEER:HVAC_Split-Package_HP | Annual | FALSE
Any | SWHC046F | Asm | ex | CZ05 | cDXHP | SWHC046-01 | ExAnte2019 | IOU workpaper | 2019-11-06 | Cap-Tons | 1 |  |  | 0 | 0 | 0 | -149.812 | 0 | 77.3544 | [6 empty] | DEER:HVAC_Split-Package_HP | Annual | FALSE
Any | SWHC046F | Asm | ex | CZ06 | cDXHP | SWHC046-01 | ExAnte2019 | IOU workpaper | 2019-11-06 | Cap-Tons | 1 |  |  | 0 | 0 | 0 | 81.9008 | 0 | 33.0922 | [6 empty] | DEER:HVAC_Split-Package_HP | Annual | FALSE
Any | SWHC046F | Asm | ex | CZ07 | cDXHP | SWHC046-01 | ExAnte2019 | IOU workpaper | 2019-11-06 | Cap-Tons | 1 |  |  | 0 | 0 | 0 | 93.0322 | 0 | 25.428 | [6 empty] | DEER:HVAC_Split-Package_HP | Annual | FALSE
Any | SWHC046F | Asm | ex | CZ08 | cDXHP | SWHC046-01 | ExAnte2019 | IOU workpaper | 2019-11-06 | Cap-Tons | 1 |  |  | 0 | 0 | 0 | 102.1446 | 0 | 32.2682 | [6 empty] | DEER:HVAC_Split-Package_HP | Annual | FALSE
Any | SWHC046F | Asm | ex | CZ09 | cDXHP | SWHC046-01 | ExAnte2019 | IOU workpaper | 2019-11-06 | Cap-Tons | 1 |  |  | 0 | 0 | 0 | 134.7647 | 0 | 32.857 | [6 empty] | DEER:HVAC_Split-Package_HP | Annual | FALSE
Any | SWHC046F | Asm | ex | CZ10 | cDXHP | SWHC046-01 | ExAnte2019 | IOU workpaper | 2019-11-06 | Cap-Tons | 1 |  |  | 0 | 0 | 0 | 127.3937 | 0 | 39.9616 | [6 empty] | DEER:HVAC_Split-Package_HP | Annual | FALSE
Any | SWHC046F | Asm | ex | CZ11 | cDXHP | SWHC046-01 | ExAnte2019 | IOU workpaper | 2019-11-06 | Cap-Tons | 1 |  |  | 0 | 0 | 0 | 1.8481 | 0 | 71.382 | [6 empty] | DEER:HVAC_Split-Package_HP | Annual | FALSE
Any | SWHC046F | Asm | ex | CZ12 | cDXHP | SWHC046-01 | ExAnte2019 | IOU workpaper | 2019-11-06 | Cap-Tons | 1 |  |  | 0 | 0 | 0 | -64.7761 | 0 | 77.6881 | [6 empty] | DEER:HVAC_Split-Package_HP | Annual | FALSE
Any | SWHC046F | Asm | ex | CZ13 | cDXHP | SWHC046-01 | ExAnte2019 | IOU workpaper | 2019-11-06 | Cap-Tons | 1 |  |  | 0 | 0 | 0 | 43.4845 | 0 | 65.6133 | [6 empty] | DEER:HVAC_Split-Package_HP | Annual | FALSE
Any | SWHC046F | Asm | ex | CZ14 | cDXHP | SWHC046-01 | ExAnte2019 | IOU workpaper | 2019-11-06 | Cap-Tons | 1 |  |  | 0 | 0 | 0 | 12.5654 | 0 | 69.407 | [6 empty] | DEER:HVAC_Split-Package_HP | Annual | FALSE
Any | SWHC046F | Asm | ex | CZ15 | cDXHP | SWHC046-01 | ExAnte2019 | IOU workpaper | 2019-11-06 | Cap-Tons | 1 |  |  | 0 | 0 | 0 | 380.2737 | 0 | 12.5579 | [6 empty] | DEER:HVAC_Split-Package_HP | Annual | FALSE
Any | SWHC046F | Asm | ex | CZ16 | cDXHP | SWHC046-01 | ExAnte2019 | IOU workpaper | 2019-11-06 | Cap-Tons | 1 |  |  | 0 | 0 | 0 | -875.5918 | 0 | 189.0835 | [6 empty] | DEER:HVAC_Split-Package_HP | Annual | FALSE
Any | SWHC046F | Com | ex | CZ01 | cDXHP | SWHC046-01 | ExAnte2019 | IOU workpaper | 2019-11-06 | Cap-Tons | 1 |  |  | 0 | 0 | 0 | -302.0137 | 0 | 113.9213 | [6 empty] | DEER:HVAC_Split-Package_HP | Annual | FALSE
Any | SWHC046F | Com | ex | CZ02 | cDXHP | SWHC046-01 | ExAnte2019 | IOU workpaper | 2019-11-06 | Cap-Tons | 1 |  |  | 0 | 0 | 0 | -51.224 | 0 | 61.5798 | [6 empty] | DEER:HVAC_Split-Package_HP | Annual | FALSE
Any | SWHC046F | Com | ex | CZ03 | cDXHP | SWHC046-01 | ExAnte2019 | IOU workpaper | 2019-11-06 | Cap-Tons | 1 |  |  | 0 | 0 | 0 | 16.4581 | 0 | 42.2353 | [6 empty] | DEER:HVAC_Split-Package_HP | Annual | FALSE
Any | SWHC046F | Com | ex | CZ04 | cDXHP | SWHC046-01 | ExAnte2019 | IOU workpaper | 2019-11-06 | Cap-Tons | 1 |  |  | 0 | 0 | 0 | 41.2449 | 0 | 36.6558 | [6 empty] | DEER:HVAC_Split-Package_HP | Annual | FALSE
Any | SWHC046F | Com | ex | CZ05 | cDXHP | SWHC046-01 | ExAnte2019 | IOU workpaper | 2019-11-06 | Cap-Tons | 1 |  |  | 0 | 0 | 0 | -22.6043 | 0 | 57.9396 | [6 empty] | DEER:HVAC_Split-Package_HP | Annual | FALSE
Any | SWHC046F | Com | ex | CZ06 | cDXHP | SWHC046-01 | ExAnte2019 | IOU workpaper | 2019-11-06 | Cap-Tons | 1 |  |  | 0 | 0 | 0 | 136.2555 | 0 | 22.9138 | [6 empty] | DEER:HVAC_Split-Package_HP | Annual | FALSE
Any | SWHC046F | Com | ex | CZ07 | cDXHP | SWHC046-01 | ExAnte2019 | IOU workpaper | 2019-11-06 | Cap-Tons | 1 |  |  | 0 | 0 | 0 | 150.9059 | 0 | 18.4116 | [6 empty] | DEER:HVAC_Split-Package_HP | Annual | FALSE
Any | SWHC046F | Com | ex | CZ08 | cDXHP | SWHC046-01 | ExAnte2019 | IOU workpaper | 2019-11-06 | Cap-Tons | 1 |  |  | 0 | 0 | 0 | 152.3692 | 0 | 22.1301 | [6 empty] | DEER:HVAC_Split-Package_HP | Annual | FALSE
Any | SWHC046F | Com | ex | CZ09 | cDXHP | SWHC046-01 | ExAnte2019 | IOU workpaper | 2019-11-06 | Cap-Tons | 1 |  |  | 0 | 0 | 0 | 187.6931 | 0 | 21.765 | [6 empty] | DEER:HVAC_Split-Package_HP | Annual | FALSE
Any | SWHC046F | Com | ex | CZ10 | cDXHP | SWHC046-01 | ExAnte2019 | IOU workpaper | 2019-11-06 | Cap-Tons | 1 |  |  | 0 | 0 | 0 | 154.519 | 0 | 29.4802 | [6 empty] | DEER:HVAC_Split-Package_HP | Annual | FALSE
Any | SWHC046F | Com | ex | CZ11 | cDXHP | SWHC046-01 | ExAnte2019 | IOU workpaper | 2019-11-06 | Cap-Tons | 1 |  |  | 0 | 0 | 0 | 54.085 | 0 | 51.7105 | [6 empty] | DEER:HVAC_Split-Package_HP | Annual | FALSE
Any | SWHC046F | Com | ex | CZ12 | cDXHP | SWHC046-01 | ExAnte2019 | IOU workpaper | 2019-11-06 | Cap-Tons | 1 |  |  | 0 | 0 | 0 | 37.4114 | 0 | 48.8696 | [6 empty] | DEER:HVAC_Split-Package_HP | Annual | FALSE
Any | SWHC046F | Com | ex | CZ13 | cDXHP | SWHC046-01 | ExAnte2019 | IOU workpaper | 2019-11-06 | Cap-Tons | 1 |  |  | 0 | 0 | 0 | 103.3466 | 0 | 44.1165 | [6 empty] | DEER:HVAC_Split-Package_HP | Annual | FALSE
Any | SWHC046F | Com | ex | CZ14 | cDXHP | SWHC046-01 | ExAnte2019 | IOU workpaper | 2019-11-06 | Cap-Tons | 1 |  |  | 0 | 0 | 0 | 80.1464 | 0 | 47.5232 | [6 empty] | DEER:HVAC_Split-Package_HP | Annual | FALSE
Any | SWHC046F | Com | ex | CZ15 | cDXHP | SWHC046-01 | ExAnte2019 | IOU workpaper | 2019-11-06 | Cap-Tons | 1 |  |  | 0 | 0 | 0 | 382.1127 | 0 | 8.0599 | [6 empty] | DEER:HVAC_Split-Package_HP | Annual | FALSE
Any | SWHC046F | Com | ex | CZ16 | cDXHP | SWHC046-01 | ExAnte2019 | IOU workpaper | 2019-11-06 | Cap-Tons | 1 |  |  | 0 | 0 | 0 | -577.2426 | 0 | 133.4361 | [6 empty] | DEER:HVAC_Split-Package_HP | Annual | FALSE
Any | SWHC046F | ECC | ex | CZ01 | cDXHP | SWHC046-01 | ExAnte2019 | IOU workpaper | 2019-11-06 | Cap-Tons | 1 |  |  | 0 | 0 | 0 | -134.2085 | 0 | 72.0237 | [6 empty] | DEER:HVAC_Split-Package_HP | Annual | FALSE
Any | SWHC046F | ECC | ex | CZ02 | cDXHP | SWHC046-01 | ExAnte2019 | IOU workpaper | 2019-11-06 | Cap-Tons | 1 |  |  | 0 | 0 | 0 | 8.0349 | 0 | 40.5579 | [6 empty] | DEER:HVAC_Split-Package_HP | Annual | FALSE
Any | SWHC046F | ECC | ex | CZ03 | cDXHP | SWHC046-01 | ExAnte2019 | IOU workpaper | 2019-11-06 | Cap-Tons | 1 |  |  | 0 | 0 | 0 | 35.6742 | 0 | 31.2752 | [6 empty] | DEER:HVAC_Split-Package_HP | Annual | FALSE
Any | SWHC046F | ECC | ex | CZ04 | cDXHP | SWHC046-01 | ExAnte2019 | IOU workpaper | 2019-11-06 | Cap-Tons | 1 |  |  | 0 | 0 | 0 | 55.143 | 0 | 28.0432 | [6 empty] | DEER:HVAC_Split-Package_HP | Annual | FALSE
Any | SWHC046F | ECC | ex | CZ05 | cDXHP | SWHC046-01 | ExAnte2019 | IOU workpaper | 2019-11-06 | Cap-Tons | 1 |  |  | 0 | 0 | 0 | 26.7027 | 0 | 31.2146 | [6 empty] | DEER:HVAC_Split-Package_HP | Annual | FALSE
Any | SWHC046F | ECC | ex | CZ06 | cDXHP | SWHC046-01 | ExAnte2019 | IOU workpaper | 2019-11-06 | Cap-Tons | 1 |  |  | 0 | 0 | 0 | 133.0081 | 0 | 10.353 | [6 empty] | DEER:HVAC_Split-Package_HP | Annual | FALSE
Any | SWHC046F | ECC | ex | CZ07 | cDXHP | SWHC046-01 | ExAnte2019 | IOU workpaper | 2019-11-06 | Cap-Tons | 1 |  |  | 0 | 0 | 0 | 129.5366 | 0 | 6.1659 | [6 empty] | DEER:HVAC_Split-Package_HP | Annual | FALSE
Any | SWHC046F | ECC | ex | CZ08 | cDXHP | SWHC046-01 | ExAnte2019 | IOU workpaper | 2019-11-06 | Cap-Tons | 1 |  |  | 0 | 0 | 0 | 146.7092 | 0 | 9.5343 | [6 empty] | DEER:HVAC_Split-Package_HP | Annual | FALSE
Any | SWHC046F | ECC | ex | CZ09 | cDXHP | SWHC046-01 | ExAnte2019 | IOU workpaper | 2019-11-06 | Cap-Tons | 1 |  |  | 0 | 0 | 0 | 163.8807 | 0 | 11.4252 | [6 empty] | DEER:HVAC_Split-Package_HP | Annual | FALSE
Any | SWHC046F | ECC | ex | CZ10 | cDXHP | SWHC046-01 | ExAnte2019 | IOU workpaper | 2019-11-06 | Cap-Tons | 1 |  |  | 0 | 0 | 0 | 168.7261 | 0 | 12.8435 | [6 empty] | DEER:HVAC_Split-Package_HP | Annual | FALSE
Any | SWHC046F | ECC | ex | CZ11 | cDXHP | SWHC046-01 | ExAnte2019 | IOU workpaper | 2019-11-06 | Cap-Tons | 1 |  |  | 0 | 0 | 0 | 85.0853 | 0 | 33.3072 | [6 empty] | DEER:HVAC_Split-Package_HP | Annual | FALSE
Any | SWHC046F | ECC | ex | CZ12 | cDXHP | SWHC046-01 | ExAnte2019 | IOU workpaper | 2019-11-06 | Cap-Tons | 1 |  |  | 0 | 0 | 0 | 55.7727 | 0 | 34.8624 | [6 empty] | DEER:HVAC_Split-Package_HP | Annual | FALSE
Any | SWHC046F | ECC | ex | CZ13 | cDXHP | SWHC046-01 | ExAnte2019 | IOU workpaper | 2019-11-06 | Cap-Tons | 1 |  |  | 0 | 0 | 0 | 108.0177 | 0 | 29.0512 | [6 empty] | DEER:HVAC_Split-Package_HP | Annual | FALSE
Any | SWHC046F | ECC | ex | CZ14 | cDXHP | SWHC046-01 | ExAnte2019 | IOU workpaper | 2019-11-06 | Cap-Tons | 1 |  |  | 0 | 0 | 0 | 95.6706 | 0 | 30.6518 | [6 empty] | DEER:HVAC_Split-Package_HP | Annual | FALSE
Any | SWHC046F | ECC | ex | CZ15 | cDXHP | SWHC046-01 | ExAnte2019 | IOU workpaper | 2019-11-06 | Cap-Tons | 1 |  |  | 0 | 0 | 0 | 303.2423 | 0 | 3.283 | [6 empty] | DEER:HVAC_Split-Package_HP | Annual | FALSE
Any | SWHC046F | ECC | ex | CZ16 | cDXHP | SWHC046-01 | ExAnte2019 | IOU workpaper | 2019-11-06 | Cap-Tons | 1 |  |  | 0 | 0 | 0 | -359.1424 | 0 | 90.68 | [6 empty] | DEER:HVAC_Split-Package_HP | Annual | FALSE
Any | SWHC046F | EPr | ex | CZ01 | cDXHP | SWHC046-01 | ExAnte2019 | IOU workpaper | 2019-11-06 | Cap-Tons | 1 |  |  | 0 | 0 | 0 | -326.3451 | 0 | 90.6075 | [6 empty] | DEER:HVAC_Split-Package_HP | Annual | FALSE
Any | SWHC046F | EPr | ex | CZ02 | cDXHP | SWHC046-01 | ExAnte2019 | IOU workpaper | 2019-11-06 | Cap-Tons | 1 |  |  | 0 | 0 | 0 | -129.8787 | 0 | 50.5711 | [6 empty] | DEER:HVAC_Split-Package_HP | Annual | FALSE
Any | SWHC046F | EPr | ex | CZ03 | cDXHP | SWHC046-01 | ExAnte2019 | IOU workpaper | 2019-11-06 | Cap-Tons | 1 |  |  | 0 | 0 | 0 | -84.6637 | 0 | 44.2861 | [6 empty] | DEER:HVAC_Split-Package_HP | Annual | FALSE
Any | SWHC046F | EPr | ex | CZ04 | cDXHP | SWHC046-01 | ExAnte2019 | IOU workpaper | 2019-11-06 | Cap-Tons | 1 |  |  | 0 | 0 | 0 | -55.3578 | 0 | 35.9198 | [6 empty] | DEER:HVAC_Split-Package_HP | Annual | FALSE
Any | SWHC046F | EPr | ex | CZ05 | cDXHP | SWHC046-01 | ExAnte2019 | IOU workpaper | 2019-11-06 | Cap-Tons | 1 |  |  | 0 | 0 | 0 | -100.7323 | 0 | 43.2969 | [6 empty] | DEER:HVAC_Split-Package_HP | Annual | FALSE
Any | SWHC046F | EPr | ex | CZ06 | cDXHP | SWHC046-01 | ExAnte2019 | IOU workpaper | 2019-11-06 | Cap-Tons | 1 |  |  | 0 | 0 | 0 | 30.6959 | 0 | 18.3243 | [6 empty] | DEER:HVAC_Split-Package_HP | Annual | FALSE
Any | SWHC046F | EPr | ex | CZ07 | cDXHP | SWHC046-01 | ExAnte2019 | IOU workpaper | 2019-11-06 | Cap-Tons | 1 |  |  | 0 | 0 | 0 | 39.4191 | 0 | 14.1476 | [6 empty] | DEER:HVAC_Split-Package_HP | Annual | FALSE
Any | SWHC046F | EPr | ex | CZ08 | cDXHP | SWHC046-01 | ExAnte2019 | IOU workpaper | 2019-11-06 | Cap-Tons | 1 |  |  | 0 | 0 | 0 | 51.4692 | 0 | 15.6058 | [6 empty] | DEER:HVAC_Split-Package_HP | Annual | FALSE
Any | SWHC046F | EPr | ex | CZ09 | cDXHP | SWHC046-01 | ExAnte2019 | IOU workpaper | 2019-11-06 | Cap-Tons | 1 |  |  | 0 | 0 | 0 | 59.6566 | 0 | 18.1516 | [6 empty] | DEER:HVAC_Split-Package_HP | Annual | FALSE
Any | SWHC046F | EPr | ex | CZ10 | cDXHP | SWHC046-01 | ExAnte2019 | IOU workpaper | 2019-11-06 | Cap-Tons | 1 |  |  | 0 | 0 | 0 | 63.6792 | 0 | 17.8383 | [6 empty] | DEER:HVAC_Split-Package_HP | Annual | FALSE
Any | SWHC046F | EPr | ex | CZ11 | cDXHP | SWHC046-01 | ExAnte2019 | IOU workpaper | 2019-11-06 | Cap-Tons | 1 |  |  | 0 | 0 | 0 | -42.8878 | 0 | 39.4424 | [6 empty] | DEER:HVAC_Split-Package_HP | Annual | FALSE
Any | SWHC046F | EPr | ex | CZ12 | cDXHP | SWHC046-01 | ExAnte2019 | IOU workpaper | 2019-11-06 | Cap-Tons | 1 |  |  | 0 | 0 | 0 | -67.6911 | 0 | 42.9701 | [6 empty] | DEER:HVAC_Split-Package_HP | Annual | FALSE
Any | SWHC046F | EPr | ex | CZ13 | cDXHP | SWHC046-01 | ExAnte2019 | IOU workpaper | 2019-11-06 | Cap-Tons | 1 |  |  | 0 | 0 | 0 | -16.196 | 0 | 35.0111 | [6 empty] | DEER:HVAC_Split-Package_HP | Annual | FALSE
Any | SWHC046F | EPr | ex | CZ14 | cDXHP | SWHC046-01 | ExAnte2019 | IOU workpaper | 2019-11-06 | Cap-Tons | 1 |  |  | 0 | 0 | 0 | -27.1736 | 0 | 35.6528 | [6 empty] | DEER:HVAC_Split-Package_HP | Annual | FALSE
Any | SWHC046F | EPr | ex | CZ15 | cDXHP | SWHC046-01 | ExAnte2019 | IOU workpaper | 2019-11-06 | Cap-Tons | 1 |  |  | 0 | 0 | 0 | 178.362 | 0 | 5.1621 | [6 empty] | DEER:HVAC_Split-Package_HP | Annual | FALSE
Any | SWHC046F | EPr | ex | CZ16 | cDXHP | SWHC046-01 | ExAnte2019 | IOU workpaper | 2019-11-06 | Cap-Tons | 1 |  |  | 0 | 0 | 0 | -531.7141 | 0 | 109.1819 | [6 empty] | DEER:HVAC_Split-Package_HP | Annual | FALSE
Any | SWHC046F | ERC | ex | CZ01 | cDXHP | SWHC046-01 | ExAnte2019 | IOU workpaper | 2019-11-06 | Cap-Tons | 1 |  |  | 0 | 0 | 0 | -633.6302 | 0 | 132.9112 | [6 empty] | DEER:HVAC_Split-Package_HP | Annual | FALSE
Any | SWHC046F | ERC | ex | CZ02 | cDXHP | SWHC046-01 | ExAnte2019 | IOU workpaper | 2019-11-06 | Cap-Tons | 1 |  |  | 0 | 0 | 0 | -367.1001 | 0 | 82.8738 | [6 empty] | DEER:HVAC_Split-Package_HP | Annual | FALSE
Any | SWHC046F | ERC | ex | CZ03 | cDXHP | SWHC046-01 | ExAnte2019 | IOU workpaper | 2019-11-06 | Cap-Tons | 1 |  |  | 0 | 0 | 0 | -228.4575 | 0 | 64.0743 | [6 empty] | DEER:HVAC_Split-Package_HP | Annual | FALSE
Any | SWHC046F | ERC | ex | CZ04 | cDXHP | SWHC046-01 | ExAnte2019 | IOU workpaper | 2019-11-06 | Cap-Tons | 1 |  |  | 0 | 0 | 0 | -234.2063 | 0 | 57.3458 | [6 empty] | DEER:HVAC_Split-Package_HP | Annual | FALSE
Any | SWHC046F | ERC | ex | CZ05 | cDXHP | SWHC046-01 | ExAnte2019 | IOU workpaper | 2019-11-06 | Cap-Tons | 1 |  |  | 0 | 0 | 0 | -309.3846 | 0 | 71.6575 | [6 empty] | DEER:HVAC_Split-Package_HP | Annual | FALSE
Any | SWHC046F | ERC | ex | CZ06 | cDXHP | SWHC046-01 | ExAnte2019 | IOU workpaper | 2019-11-06 | Cap-Tons | 1 |  |  | 0 | 0 | 0 | -73.0312 | 0 | 30.4767 | [6 empty] | DEER:HVAC_Split-Package_HP | Annual | FALSE
Any | SWHC046F | ERC | ex | CZ07 | cDXHP | SWHC046-01 | ExAnte2019 | IOU workpaper | 2019-11-06 | Cap-Tons | 1 |  |  | 0 | 0 | 0 | -28.7198 | 0 | 19.9844 | [6 empty] | DEER:HVAC_Split-Package_HP | Annual | FALSE
Any | SWHC046F | ERC | ex | CZ08 | cDXHP | SWHC046-01 | ExAnte2019 | IOU workpaper | 2019-11-06 | Cap-Tons | 1 |  |  | 0 | 0 | 0 | -41.2065 | 0 | 27.0257 | [6 empty] | DEER:HVAC_Split-Package_HP | Annual | FALSE
Any | SWHC046F | ERC | ex | CZ09 | cDXHP | SWHC046-01 | ExAnte2019 | IOU workpaper | 2019-11-06 | Cap-Tons | 1 |  |  | 0 | 0 | 0 | -26.2542 | 0 | 26.9494 | [6 empty] | DEER:HVAC_Split-Package_HP | Annual | FALSE
Any | SWHC046F | ERC | ex | CZ10 | cDXHP | SWHC046-01 | ExAnte2019 | IOU workpaper | 2019-11-06 | Cap-Tons | 1 |  |  | 0 | 0 | 0 | -46.8564 | 0 | 30.2945 | [6 empty] | DEER:HVAC_Split-Package_HP | Annual | FALSE
Any | SWHC046F | ERC | ex | CZ11 | cDXHP | SWHC046-01 | ExAnte2019 | IOU workpaper | 2019-11-06 | Cap-Tons | 1 |  |  | 0 | 0 | 0 | -189.6086 | 0 | 55.4827 | [6 empty] | DEER:HVAC_Split-Package_HP | Annual | FALSE
Any | SWHC046F | ERC | ex | CZ12 | cDXHP | SWHC046-01 | ExAnte2019 | IOU workpaper | 2019-11-06 | Cap-Tons | 1 |  |  | 0 | 0 | 0 | -235.8837 | 0 | 62.5458 | [6 empty] | DEER:HVAC_Split-Package_HP | Annual | FALSE
Any | SWHC046F | ERC | ex | CZ13 | cDXHP | SWHC046-01 | ExAnte2019 | IOU workpaper | 2019-11-06 | Cap-Tons | 1 |  |  | 0 | 0 | 0 | -151.8314 | 0 | 49.9279 | [6 empty] | DEER:HVAC_Split-Package_HP | Annual | FALSE
Any | SWHC046F | ERC | ex | CZ14 | cDXHP | SWHC046-01 | ExAnte2019 | IOU workpaper | 2019-11-06 | Cap-Tons | 1 |  |  | 0 | 0 | 0 | -181.7225 | 0 | 52.0353 | [6 empty] | DEER:HVAC_Split-Package_HP | Annual | FALSE
Any | SWHC046F | ERC | ex | CZ15 | cDXHP | SWHC046-01 | ExAnte2019 | IOU workpaper | 2019-11-06 | Cap-Tons | 1 |  |  | 0 | 0 | 0 | 122.9196 | 0 | 8.3573 | [6 empty] | DEER:HVAC_Split-Package_HP | Annual | FALSE
Any | SWHC046F | ERC | ex | CZ16 | cDXHP | SWHC046-01 | ExAnte2019 | IOU workpaper | 2019-11-06 | Cap-Tons | 1 |  |  | 0 | 0 | 0 | -894.913 | 0 | 146.298 | [6 empty] | DEER:HVAC_Split-Package_HP | Annual | FALSE
Any | SWHC046F | ESe | ex | CZ01 | cDXHP | SWHC046-01 | ExAnte2019 | IOU workpaper | 2019-11-06 | Cap-Tons | 1 |  |  | 0 | 0 | 0 | -274.1548 | 0 | 83.3038 | [6 empty] | DEER:HVAC_Split-Package_HP | Annual | FALSE
Any | SWHC046F | ESe | ex | CZ02 | cDXHP | SWHC046-01 | ExAnte2019 | IOU workpaper | 2019-11-06 | Cap-Tons | 1 |  |  | 0 | 0 | 0 | -113.5718 | 0 | 50.6571 | [6 empty] | DEER:HVAC_Split-Package_HP | Annual | FALSE
Any | SWHC046F | ESe | ex | CZ03 | cDXHP | SWHC046-01 | ExAnte2019 | IOU workpaper | 2019-11-06 | Cap-Tons | 1 |  |  | 0 | 0 | 0 | -39.1734 | 0 | 35.3761 | [6 empty] | DEER:HVAC_Split-Package_HP | Annual | FALSE
Any | SWHC046F | ESe | ex | CZ04 | cDXHP | SWHC046-01 | ExAnte2019 | IOU workpaper | 2019-11-06 | Cap-Tons | 1 |  |  | 0 | 0 | 0 | -23.9706 | 0 | 32.3191 | [6 empty] | DEER:HVAC_Split-Package_HP | Annual | FALSE
Any | SWHC046F | ESe | ex | CZ05 | cDXHP | SWHC046-01 | ExAnte2019 | IOU workpaper | 2019-11-06 | Cap-Tons | 1 |  |  | 0 | 0 | 0 | -44.0123 | 0 | 34.0673 | [6 empty] | DEER:HVAC_Split-Package_HP | Annual | FALSE
Any | SWHC046F | ESe | ex | CZ06 | cDXHP | SWHC046-01 | ExAnte2019 | IOU workpaper | 2019-11-06 | Cap-Tons | 1 |  |  | 0 | 0 | 0 | 64.951 | 0 | 14.0888 | [6 empty] | DEER:HVAC_Split-Package_HP | Annual | FALSE
Any | SWHC046F | ESe | ex | CZ07 | cDXHP | SWHC046-01 | ExAnte2019 | IOU workpaper | 2019-11-06 | Cap-Tons | 1 |  |  | 0 | 0 | 0 | 73.2053 | 0 | 9.7649 | [6 empty] | DEER:HVAC_Split-Package_HP | Annual | FALSE
Any | SWHC046F | ESe | ex | CZ08 | cDXHP | SWHC046-01 | ExAnte2019 | IOU workpaper | 2019-11-06 | Cap-Tons | 1 |  |  | 0 | 0 | 0 | 78.5347 | 0 | 13.1671 | [6 empty] | DEER:HVAC_Split-Package_HP | Annual | FALSE
Any | SWHC046F | ESe | ex | CZ09 | cDXHP | SWHC046-01 | ExAnte2019 | IOU workpaper | 2019-11-06 | Cap-Tons | 1 |  |  | 0 | 0 | 0 | 86.1897 | 0 | 15.0407 | [6 empty] | DEER:HVAC_Split-Package_HP | Annual | FALSE
Any | SWHC046F | ESe | ex | CZ10 | cDXHP | SWHC046-01 | ExAnte2019 | IOU workpaper | 2019-11-06 | Cap-Tons | 1 |  |  | 0 | 0 | 0 | 77.311 | 0 | 18.7741 | [6 empty] | DEER:HVAC_Split-Package_HP | Annual | FALSE
Any | SWHC046F | ESe | ex | CZ11 | cDXHP | SWHC046-01 | ExAnte2019 | IOU workpaper | 2019-11-06 | Cap-Tons | 1 |  |  | 0 | 0 | 0 | -40.5288 | 0 | 42.163 | [6 empty] | DEER:HVAC_Split-Package_HP | Annual | FALSE
Any | SWHC046F | ESe | ex | CZ12 | cDXHP | SWHC046-01 | ExAnte2019 | IOU workpaper | 2019-11-06 | Cap-Tons | 1 |  |  | 0 | 0 | 0 | -65.1493 | 0 | 44.7191 | [6 empty] | DEER:HVAC_Split-Package_HP | Annual | FALSE
Any | SWHC046F | ESe | ex | CZ13 | cDXHP | SWHC046-01 | ExAnte2019 | IOU workpaper | 2019-11-06 | Cap-Tons | 1 |  |  | 0 | 0 | 0 | -8.7996 | 0 | 36.9962 | [6 empty] | DEER:HVAC_Split-Package_HP | Annual | FALSE
Any | SWHC046F | ESe | ex | CZ14 | cDXHP | SWHC046-01 | ExAnte2019 | IOU workpaper | 2019-11-06 | Cap-Tons | 1 |  |  | 0 | 0 | 0 | -24.7023 | 0 | 38.7351 | [6 empty] | DEER:HVAC_Split-Package_HP | Annual | FALSE
Any | SWHC046F | ESe | ex | CZ15 | cDXHP | SWHC046-01 | ExAnte2019 | IOU workpaper | 2019-11-06 | Cap-Tons | 1 |  |  | 0 | 0 | 0 | 195.1988 | 0 | 5.6009 | [6 empty] | DEER:HVAC_Split-Package_HP | Annual | FALSE
Any | SWHC046F | ESe | ex | CZ16 | cDXHP | SWHC046-01 | ExAnte2019 | IOU workpaper | 2019-11-06 | Cap-Tons | 1 |  |  | 0 | 0 | 0 | -489.8407 | 0 | 100.2565 | [6 empty] | DEER:HVAC_Split-Package_HP | Annual | FALSE
Any | SWHC046F | EUn | ex | CZ01 | cDXHP | SWHC046-01 | ExAnte2019 | IOU workpaper | 2019-11-06 | Cap-Tons | 1 |  |  | 0 | 0 | 0 | -220.9654 | 0 | 89.3689 | [6 empty] | DEER:HVAC_Split-Package_HP | Annual | FALSE
Any | SWHC046F | EUn | ex | CZ02 | cDXHP | SWHC046-01 | ExAnte2019 | IOU workpaper | 2019-11-06 | Cap-Tons | 1 |  |  | 0 | 0 | 0 | -55.6781 | 0 | 55.6047 | [6 empty] | DEER:HVAC_Split-Package_HP | Annual | FALSE
Any | SWHC046F | EUn | ex | CZ03 | cDXHP | SWHC046-01 | ExAnte2019 | IOU workpaper | 2019-11-06 | Cap-Tons | 1 |  |  | 0 | 0 | 0 | -7.9698 | 0 | 44.8245 | [6 empty] | DEER:HVAC_Split-Package_HP | Annual | FALSE
Any | SWHC046F | EUn | ex | CZ04 | cDXHP | SWHC046-01 | ExAnte2019 | IOU workpaper | 2019-11-06 | Cap-Tons | 1 |  |  | 0 | 0 | 0 | 9.1613 | 0 | 40.8772 | [6 empty] | DEER:HVAC_Split-Package_HP | Annual | FALSE
Any | SWHC046F | EUn | ex | CZ05 | cDXHP | SWHC046-01 | ExAnte2019 | IOU workpaper | 2019-11-06 | Cap-Tons | 1 |  |  | 0 | 0 | 0 | -29.0049 | 0 | 45.8668 | [6 empty] | DEER:HVAC_Split-Package_HP | Annual | FALSE
Any | SWHC046F | EUn | ex | CZ06 | cDXHP | SWHC046-01 | ExAnte2019 | IOU workpaper | 2019-11-06 | Cap-Tons | 1 |  |  | 0 | 0 | 0 | 122.4182 | 0 | 19.2223 | [6 empty] | DEER:HVAC_Split-Package_HP | Annual | FALSE
Any | SWHC046F | EUn | ex | CZ07 | cDXHP | SWHC046-01 | ExAnte2019 | IOU workpaper | 2019-11-06 | Cap-Tons | 1 |  |  | 0 | 0 | 0 | 126.3218 | 0 | 13.8217 | [6 empty] | DEER:HVAC_Split-Package_HP | Annual | FALSE
Any | SWHC046F | EUn | ex | CZ08 | cDXHP | SWHC046-01 | ExAnte2019 | IOU workpaper | 2019-11-06 | Cap-Tons | 1 |  |  | 0 | 0 | 0 | 140.34 | 0 | 18.5573 | [6 empty] | DEER:HVAC_Split-Package_HP | Annual | FALSE
Any | SWHC046F | EUn | ex | CZ09 | cDXHP | SWHC046-01 | ExAnte2019 | IOU workpaper | 2019-11-06 | Cap-Tons | 1 |  |  | 0 | 0 | 0 | 159.8029 | 0 | 20.0475 | [6 empty] | DEER:HVAC_Split-Package_HP | Annual | FALSE
Any | SWHC046F | EUn | ex | CZ10 | cDXHP | SWHC046-01 | ExAnte2019 | IOU workpaper | 2019-11-06 | Cap-Tons | 1 |  |  | 0 | 0 | 0 | 167.9222 | 0 | 21.2498 | [6 empty] | DEER:HVAC_Split-Package_HP | Annual | FALSE
Any | SWHC046F | EUn | ex | CZ11 | cDXHP | SWHC046-01 | ExAnte2019 | IOU workpaper | 2019-11-06 | Cap-Tons | 1 |  |  | 0 | 0 | 0 | 74.9851 | 0 | 43.0346 | [6 empty] | DEER:HVAC_Split-Package_HP | Annual | FALSE
Any | SWHC046F | EUn | ex | CZ12 | cDXHP | SWHC046-01 | ExAnte2019 | IOU workpaper | 2019-11-06 | Cap-Tons | 1 |  |  | 0 | 0 | 0 | 32.0684 | 0 | 46.1267 | [6 empty] | DEER:HVAC_Split-Package_HP | Annual | FALSE
Any | SWHC046F | EUn | ex | CZ13 | cDXHP | SWHC046-01 | ExAnte2019 | IOU workpaper | 2019-11-06 | Cap-Tons | 1 |  |  | 0 | 0 | 0 | 103.6651 | 0 | 37.8155 | [6 empty] | DEER:HVAC_Split-Package_HP | Annual | FALSE
Any | SWHC046F | EUn | ex | CZ14 | cDXHP | SWHC046-01 | ExAnte2019 | IOU workpaper | 2019-11-06 | Cap-Tons | 1 |  |  | 0 | 0 | 0 | 80.8415 | 0 | 40.9443 | [6 empty] | DEER:HVAC_Split-Package_HP | Annual | FALSE
Any | SWHC046F | EUn | ex | CZ15 | cDXHP | SWHC046-01 | ExAnte2019 | IOU workpaper | 2019-11-06 | Cap-Tons | 1 |  |  | 0 | 0 | 0 | 339.7503 | 0 | 6.2621 | [6 empty] | DEER:HVAC_Split-Package_HP | Annual | FALSE
Any | SWHC046F | EUn | ex | CZ16 | cDXHP | SWHC046-01 | ExAnte2019 | IOU workpaper | 2019-11-06 | Cap-Tons | 1 |  |  | 0 | 0 | 0 | -449.534 | 0 | 107.372 | [6 empty] | DEER:HVAC_Split-Package_HP | Annual | FALSE
Any | SWHC046F | Gro | ex | CZ01 | cDXHP | SWHC046-01 | ExAnte2019 | IOU workpaper | 2019-11-06 | Cap-Tons | 1 |  |  | 0 | 0 | 0 | -1932.3306 | 0 | 495.8139 | [6 empty] | DEER:HVAC_Split-Package_HP | Annual | FALSE
Any | SWHC046F | Gro | ex | CZ02 | cDXHP | SWHC046-01 | ExAnte2019 | IOU workpaper | 2019-11-06 | Cap-Tons | 1 |  |  | 0 | 0 | 0 | -353.3668 | 0 | 166.7271 | [6 empty] | DEER:HVAC_Split-Package_HP | Annual | FALSE
Any | SWHC046F | Gro | ex | CZ03 | cDXHP | SWHC046-01 | ExAnte2019 | IOU workpaper | 2019-11-06 | Cap-Tons | 1 |  |  | 0 | 0 | 0 | -500.3328 | 0 | 220.784 | [6 empty] | DEER:HVAC_Split-Package_HP | Annual | FALSE
Any | SWHC046F | Gro | ex | CZ04 | cDXHP | SWHC046-01 | ExAnte2019 | IOU workpaper | 2019-11-06 | Cap-Tons | 1 |  |  | 0 | 0 | 0 | -190.7447 | 0 | 145.6467 | [6 empty] | DEER:HVAC_Split-Package_HP | Annual | FALSE
Any | SWHC046F | Gro | ex | CZ05 | cDXHP | SWHC046-01 | ExAnte2019 | IOU workpaper | 2019-11-06 | Cap-Tons | 1 |  |  | 0 | 0 | 0 | -674.6415 | 0 | 259.3241 | [6 empty] | DEER:HVAC_Split-Package_HP | Annual | FALSE
Any | SWHC046F | Gro | ex | CZ06 | cDXHP | SWHC046-01 | ExAnte2019 | IOU workpaper | 2019-11-06 | Cap-Tons | 1 |  |  | 0 | 0 | 0 | 20.7933 | 0 | 94.0896 | [6 empty] | DEER:HVAC_Split-Package_HP | Annual | FALSE
Any | SWHC046F | Gro | ex | CZ07 | cDXHP | SWHC046-01 | ExAnte2019 | IOU workpaper | 2019-11-06 | Cap-Tons | 1 |  |  | 0 | 0 | 0 | 86.1711 | 0 | 107.6816 | [6 empty] | DEER:HVAC_Split-Package_HP | Annual | FALSE
Any | SWHC046F | Gro | ex | CZ08 | cDXHP | SWHC046-01 | ExAnte2019 | IOU workpaper | 2019-11-06 | Cap-Tons | 1 |  |  | 0 | 0 | 0 | 185.2581 | 0 | 78.2483 | [6 empty] | DEER:HVAC_Split-Package_HP | Annual | FALSE
Any | SWHC046F | Gro | ex | CZ09 | cDXHP | SWHC046-01 | ExAnte2019 | IOU workpaper | 2019-11-06 | Cap-Tons | 1 |  |  | 0 | 0 | 0 | 209.3481 | 0 | 71.553 | [6 empty] | DEER:HVAC_Split-Package_HP | Annual | FALSE
Any | SWHC046F | Gro | ex | CZ10 | cDXHP | SWHC046-01 | ExAnte2019 | IOU workpaper | 2019-11-06 | Cap-Tons | 1 |  |  | 0 | 0 | 0 | 187.272 | 0 | 80.1494 | [6 empty] | DEER:HVAC_Split-Package_HP | Annual | FALSE
Any | SWHC046F | Gro | ex | CZ11 | cDXHP | SWHC046-01 | ExAnte2019 | IOU workpaper | 2019-11-06 | Cap-Tons | 1 |  |  | 0 | 0 | 0 | -69.4552 | 0 | 111.6264 | [6 empty] | DEER:HVAC_Split-Package_HP | Annual | FALSE
Any | SWHC046F | Gro | ex | CZ12 | cDXHP | SWHC046-01 | ExAnte2019 | IOU workpaper | 2019-11-06 | Cap-Tons | 1 |  |  | 0 | 0 | 0 | -75.3274 | 0 | 113.3425 | [6 empty] | DEER:HVAC_Split-Package_HP | Annual | FALSE
Any | SWHC046F | Gro | ex | CZ13 | cDXHP | SWHC046-01 | ExAnte2019 | IOU workpaper | 2019-11-06 | Cap-Tons | 1 |  |  | 0 | 0 | 0 | 38.0213 | 0 | 102.8094 | [6 empty] | DEER:HVAC_Split-Package_HP | Annual | FALSE
Any | SWHC046F | Gro | ex | CZ14 | cDXHP | SWHC046-01 | ExAnte2019 | IOU workpaper | 2019-11-06 | Cap-Tons | 1 |  |  | 0 | 0 | 0 | -37.5289 | 0 | 109.4773 | [6 empty] | DEER:HVAC_Split-Package_HP | Annual | FALSE
Any | SWHC046F | Gro | ex | CZ15 | cDXHP | SWHC046-01 | ExAnte2019 | IOU workpaper | 2019-11-06 | Cap-Tons | 1 |  |  | 0 | 0 | 0 | 550.3601 | 0 | 25.5129 | [6 empty] | DEER:HVAC_Split-Package_HP | Annual | FALSE
Any | SWHC046F | Gro | ex | CZ16 | cDXHP | SWHC046-01 | ExAnte2019 | IOU workpaper | 2019-11-06 | Cap-Tons | 1 |  |  | 0 | 0 | 0 | -1527.635 | 0 | 344.6307 | [6 empty] | DEER:HVAC_Split-Package_HP | Annual | FALSE
Any | SWHC046F | Hsp | ex | CZ01 | cDXHP | SWHC046-01 | ExAnte2019 | IOU workpaper | 2019-11-06 | Cap-Tons | 1 |  |  | 0 | 0 | 0 | 173.6889 | 0 | 82.6705 | [6 empty] | DEER:HVAC_Split-Package_HP | Annual | FALSE
Any | SWHC046F | Hsp | ex | CZ02 | cDXHP | SWHC046-01 | ExAnte2019 | IOU workpaper | 2019-11-06 | Cap-Tons | 1 |  |  | 0 | 0 | 0 | 282.9951 | 0 | 53.46 | [6 empty] | DEER:HVAC_Split-Package_HP | Annual | FALSE
Any | SWHC046F | Hsp | ex | CZ03 | cDXHP | SWHC046-01 | ExAnte2019 | IOU workpaper | 2019-11-06 | Cap-Tons | 1 |  |  | 0 | 0 | 0 | 323.5498 | 0 | 40.3935 | [6 empty] | DEER:HVAC_Split-Package_HP | Annual | FALSE
Any | SWHC046F | Hsp | ex | CZ04 | cDXHP | SWHC046-01 | ExAnte2019 | IOU workpaper | 2019-11-06 | Cap-Tons | 1 |  |  | 0 | 0 | 0 | 322.1325 | 0 | 39.9847 | [6 empty] | DEER:HVAC_Split-Package_HP | Annual | FALSE
Any | SWHC046F | Hsp | ex | CZ05 | cDXHP | SWHC046-01 | ExAnte2019 | IOU workpaper | 2019-11-06 | Cap-Tons | 1 |  |  | 0 | 0 | 0 | 300.4959 | 0 | 45.3414 | [6 empty] | DEER:HVAC_Split-Package_HP | Annual | FALSE
Any | SWHC046F | Hsp | ex | CZ06 | cDXHP | SWHC046-01 | ExAnte2019 | IOU workpaper | 2019-11-06 | Cap-Tons | 1 |  |  | 0 | 0 | 0 | 410.7272 | 0 | 19.6341 | [6 empty] | DEER:HVAC_Split-Package_HP | Annual | FALSE
Any | SWHC046F | Hsp | ex | CZ07 | cDXHP | SWHC046-01 | ExAnte2019 | IOU workpaper | 2019-11-06 | Cap-Tons | 1 |  |  | 0 | 0 | 0 | 424.777 | 0 | 8.9004 | [6 empty] | DEER:HVAC_Split-Package_HP | Annual | FALSE
Any | SWHC046F | Hsp | ex | CZ08 | cDXHP | SWHC046-01 | ExAnte2019 | IOU workpaper | 2019-11-06 | Cap-Tons | 1 |  |  | 0 | 0 | 0 | 443.224 | 0 | 14.9207 | [6 empty] | DEER:HVAC_Split-Package_HP | Annual | FALSE
Any | SWHC046F | Hsp | ex | CZ09 | cDXHP | SWHC046-01 | ExAnte2019 | IOU workpaper | 2019-11-06 | Cap-Tons | 1 |  |  | 0 | 0 | 0 | 440.5557 | 0 | 20.4632 | [6 empty] | DEER:HVAC_Split-Package_HP | Annual | FALSE
Any | SWHC046F | Hsp | ex | CZ10 | cDXHP | SWHC046-01 | ExAnte2019 | IOU workpaper | 2019-11-06 | Cap-Tons | 1 |  |  | 0 | 0 | 0 | 449.9799 | 0 | 24.6327 | [6 empty] | DEER:HVAC_Split-Package_HP | Annual | FALSE
Any | SWHC046F | Hsp | ex | CZ11 | cDXHP | SWHC046-01 | ExAnte2019 | IOU workpaper | 2019-11-06 | Cap-Tons | 1 |  |  | 0 | 0 | 0 | 338.6156 | 0 | 51.4632 | [6 empty] | DEER:HVAC_Split-Package_HP | Annual | FALSE
Any | SWHC046F | Hsp | ex | CZ12 | cDXHP | SWHC046-01 | ExAnte2019 | IOU workpaper | 2019-11-06 | Cap-Tons | 1 |  |  | 0 | 0 | 0 | 328.9783 | 0 | 48.746 | [6 empty] | DEER:HVAC_Split-Package_HP | Annual | FALSE
Any | SWHC046F | Hsp | ex | CZ13 | cDXHP | SWHC046-01 | ExAnte2019 | IOU workpaper | 2019-11-06 | Cap-Tons | 1 |  |  | 0 | 0 | 0 | 379.1859 | 0 | 45.542 | [6 empty] | DEER:HVAC_Split-Package_HP | Annual | FALSE
Any | SWHC046F | Hsp | ex | CZ14 | cDXHP | SWHC046-01 | ExAnte2019 | IOU workpaper | 2019-11-06 | Cap-Tons | 1 |  |  | 0 | 0 | 0 | 306.1267 | 0 | 57.1296 | [6 empty] | DEER:HVAC_Split-Package_HP | Annual | FALSE
Any | SWHC046F | Hsp | ex | CZ15 | cDXHP | SWHC046-01 | ExAnte2019 | IOU workpaper | 2019-11-06 | Cap-Tons | 1 |  |  | 0 | 0 | 0 | 630.0573 | 0 | 9.154 | [6 empty] | DEER:HVAC_Split-Package_HP | Annual | FALSE
Any | SWHC046F | Hsp | ex | CZ16 | cDXHP | SWHC046-01 | ExAnte2019 | IOU workpaper | 2019-11-06 | Cap-Tons | 1 |  |  | 0 | 0 | 0 | -152.6364 | 0 | 124.1252 | [6 empty] | DEER:HVAC_Split-Package_HP | Annual | FALSE
Any | SWHC046F | Htl | ex | CZ01 | cDXHP | SWHC046-01 | ExAnte2019 | IOU workpaper | 2019-11-06 | Cap-Tons | 1 |  |  | 0 | 0 | 0 | -781.2224 | 0 | 223.0096 | [6 empty] | DEER:HVAC_Split-Package_HP | Annual | FALSE
Any | SWHC046F | Htl | ex | CZ02 | cDXHP | SWHC046-01 | ExAnte2019 | IOU workpaper | 2019-11-06 | Cap-Tons | 1 |  |  | 0 | 0 | 0 | -374.3459 | 0 | 140.5977 | [6 empty] | DEER:HVAC_Split-Package_HP | Annual | FALSE
Any | SWHC046F | Htl | ex | CZ03 | cDXHP | SWHC046-01 | ExAnte2019 | IOU workpaper | 2019-11-06 | Cap-Tons | 1 |  |  | 0 | 0 | 0 | -224.7759 | 0 | 121.7735 | [6 empty] | DEER:HVAC_Split-Package_HP | Annual | FALSE
Any | SWHC046F | Htl | ex | CZ04 | cDXHP | SWHC046-01 | ExAnte2019 | IOU workpaper | 2019-11-06 | Cap-Tons | 1 |  |  | 0 | 0 | 0 | -195.6645 | 0 | 102.1176 | [6 empty] | DEER:HVAC_Split-Package_HP | Annual | FALSE
Any | SWHC046F | Htl | ex | CZ05 | cDXHP | SWHC046-01 | ExAnte2019 | IOU workpaper | 2019-11-06 | Cap-Tons | 1 |  |  | 0 | 0 | 0 | -318.482 | 0 | 131.1556 | [6 empty] | DEER:HVAC_Split-Package_HP | Annual | FALSE
Any | SWHC046F | Htl | ex | CZ06 | cDXHP | SWHC046-01 | ExAnte2019 | IOU workpaper | 2019-11-06 | Cap-Tons | 1 |  |  | 0 | 0 | 0 | 76.0857 | 0 | 60.4969 | [6 empty] | DEER:HVAC_Split-Package_HP | Annual | FALSE
Any | SWHC046F | Htl | ex | CZ07 | cDXHP | SWHC046-01 | ExAnte2019 | IOU workpaper | 2019-11-06 | Cap-Tons | 1 |  |  | 0 | 0 | 0 | 139.3635 | 0 | 42.1042 | [6 empty] | DEER:HVAC_Split-Package_HP | Annual | FALSE
Any | SWHC046F | Htl | ex | CZ08 | cDXHP | SWHC046-01 | ExAnte2019 | IOU workpaper | 2019-11-06 | Cap-Tons | 1 |  |  | 0 | 0 | 0 | 160.2085 | 0 | 49.3835 | [6 empty] | DEER:HVAC_Split-Package_HP | Annual | FALSE
Any | SWHC046F | Htl | ex | CZ09 | cDXHP | SWHC046-01 | ExAnte2019 | IOU workpaper | 2019-11-06 | Cap-Tons | 1 |  |  | 0 | 0 | 0 | 162.9586 | 0 | 53.9728 | [6 empty] | DEER:HVAC_Split-Package_HP | Annual | FALSE
Any | SWHC046F | Htl | ex | CZ10 | cDXHP | SWHC046-01 | ExAnte2019 | IOU workpaper | 2019-11-06 | Cap-Tons | 1 |  |  | 0 | 0 | 0 | 144.8399 | 0 | 63.0489 | [6 empty] | DEER:HVAC_Split-Package_HP | Annual | FALSE
Any | SWHC046F | Htl | ex | CZ11 | cDXHP | SWHC046-01 | ExAnte2019 | IOU workpaper | 2019-11-06 | Cap-Tons | 1 |  |  | 0 | 0 | 0 | -70.2381 | 0 | 104.9011 | [6 empty] | DEER:HVAC_Split-Package_HP | Annual | FALSE
Any | SWHC046F | Htl | ex | CZ12 | cDXHP | SWHC046-01 | ExAnte2019 | IOU workpaper | 2019-11-06 | Cap-Tons | 1 |  |  | 0 | 0 | 0 | -122.3 | 0 | 111.6169 | [6 empty] | DEER:HVAC_Split-Package_HP | Annual | FALSE
Any | SWHC046F | Htl | ex | CZ13 | cDXHP | SWHC046-01 | ExAnte2019 | IOU workpaper | 2019-11-06 | Cap-Tons | 1 |  |  | 0 | 0 | 0 | 3.9473 | 0 | 93.8156 | [6 empty] | DEER:HVAC_Split-Package_HP | Annual | FALSE
Any | SWHC046F | Htl | ex | CZ14 | cDXHP | SWHC046-01 | ExAnte2019 | IOU workpaper | 2019-11-06 | Cap-Tons | 1 |  |  | 0 | 0 | 0 | -105.2084 | 0 | 108.3647 | [6 empty] | DEER:HVAC_Split-Package_HP | Annual | FALSE
Any | SWHC046F | Htl | ex | CZ15 | cDXHP | SWHC046-01 | ExAnte2019 | IOU workpaper | 2019-11-06 | Cap-Tons | 1 |  |  | 0 | 0 | 0 | 483.1782 | 0 | 23.5726 | [6 empty] | DEER:HVAC_Split-Package_HP | Annual | FALSE
Any | SWHC046F | Htl | ex | CZ16 | cDXHP | SWHC046-01 | ExAnte2019 | IOU workpaper | 2019-11-06 | Cap-Tons | 1 |  |  | 0 | 0 | 0 | -1221.3844 | 0 | 241.3126 | [6 empty] | DEER:HVAC_Split-Package_HP | Annual | FALSE
Any | SWHC046F | MBT | ex | CZ01 | cDXHP | SWHC046-01 | ExAnte2019 | IOU workpaper | 2019-11-06 | Cap-Tons | 1 |  |  | 0 | 0 | 0 | -129.0768 | 0 | 59.5501 | [6 empty] | DEER:HVAC_Split-Package_HP | Annual | FALSE
Any | SWHC046F | MBT | ex | CZ02 | cDXHP | SWHC046-01 | ExAnte2019 | IOU workpaper | 2019-11-06 | Cap-Tons | 1 |  |  | 0 | 0 | 0 | 19.4119 | 0 | 32.8205 | [6 empty] | DEER:HVAC_Split-Package_HP | Annual | FALSE
Any | SWHC046F | MBT | ex | CZ03 | cDXHP | SWHC046-01 | ExAnte2019 | IOU workpaper | 2019-11-06 | Cap-Tons | 1 |  |  | 0 | 0 | 0 | 29.9696 | 0 | 28.1691 | [6 empty] | DEER:HVAC_Split-Package_HP | Annual | FALSE
Any | SWHC046F | MBT | ex | CZ04 | cDXHP | SWHC046-01 | ExAnte2019 | IOU workpaper | 2019-11-06 | Cap-Tons | 1 |  |  | 0 | 0 | 0 | 60.678 | 0 | 22.6416 | [6 empty] | DEER:HVAC_Split-Package_HP | Annual | FALSE
Any | SWHC046F | MBT | ex | CZ05 | cDXHP | SWHC046-01 | ExAnte2019 | IOU workpaper | 2019-11-06 | Cap-Tons | 1 |  |  | 0 | 0 | 0 | 16.8498 | 0 | 28.6579 | [6 empty] | DEER:HVAC_Split-Package_HP | Annual | FALSE
Any | SWHC046F | MBT | ex | CZ06 | cDXHP | SWHC046-01 | ExAnte2019 | IOU workpaper | 2019-11-06 | Cap-Tons | 1 |  |  | 0 | 0 | 0 | 120.9446 | 0 | 12.5615 | [6 empty] | DEER:HVAC_Split-Package_HP | Annual | FALSE
Any | SWHC046F | MBT | ex | CZ07 | cDXHP | SWHC046-01 | ExAnte2019 | IOU workpaper | 2019-11-06 | Cap-Tons | 1 |  |  | 0 | 0 | 0 | 114.2611 | 0 | 9.0892 | [6 empty] | DEER:HVAC_Split-Package_HP | Annual | FALSE
Any | SWHC046F | MBT | ex | CZ08 | cDXHP | SWHC046-01 | ExAnte2019 | IOU workpaper | 2019-11-06 | Cap-Tons | 1 |  |  | 0 | 0 | 0 | 141.6377 | 0 | 10.7855 | [6 empty] | DEER:HVAC_Split-Package_HP | Annual | FALSE
Any | SWHC046F | MBT | ex | CZ09 | cDXHP | SWHC046-01 | ExAnte2019 | IOU workpaper | 2019-11-06 | Cap-Tons | 1 |  |  | 0 | 0 | 0 | 166.1696 | 0 | 13.2159 | [6 empty] | DEER:HVAC_Split-Package_HP | Annual | FALSE
Any | SWHC046F | MBT | ex | CZ10 | cDXHP | SWHC046-01 | ExAnte2019 | IOU workpaper | 2019-11-06 | Cap-Tons | 1 |  |  | 0 | 0 | 0 | 170.0353 | 0 | 13.3681 | [6 empty] | DEER:HVAC_Split-Package_HP | Annual | FALSE
Any | SWHC046F | MBT | ex | CZ11 | cDXHP | SWHC046-01 | ExAnte2019 | IOU workpaper | 2019-11-06 | Cap-Tons | 1 |  |  | 0 | 0 | 0 | 124.2782 | 0 | 26.1667 | [6 empty] | DEER:HVAC_Split-Package_HP | Annual | FALSE
Any | SWHC046F | MBT | ex | CZ12 | cDXHP | SWHC046-01 | ExAnte2019 | IOU workpaper | 2019-11-06 | Cap-Tons | 1 |  |  | 0 | 0 | 0 | 89.1482 | 0 | 27.7152 | [6 empty] | DEER:HVAC_Split-Package_HP | Annual | FALSE
Any | SWHC046F | MBT | ex | CZ13 | cDXHP | SWHC046-01 | ExAnte2019 | IOU workpaper | 2019-11-06 | Cap-Tons | 1 |  |  | 0 | 0 | 0 | 138.6062 | 0 | 23.7597 | [6 empty] | DEER:HVAC_Split-Package_HP | Annual | FALSE
Any | SWHC046F | MBT | ex | CZ14 | cDXHP | SWHC046-01 | ExAnte2019 | IOU workpaper | 2019-11-06 | Cap-Tons | 1 |  |  | 0 | 0 | 0 | 124.799 | 0 | 27.1551 | [6 empty] | DEER:HVAC_Split-Package_HP | Annual | FALSE
Any | SWHC046F | MBT | ex | CZ15 | cDXHP | SWHC046-01 | ExAnte2019 | IOU workpaper | 2019-11-06 | Cap-Tons | 1 |  |  | 0 | 0 | 0 | 300.8051 | 0 | 4.2416 | [6 empty] | DEER:HVAC_Split-Package_HP | Annual | FALSE
Any | SWHC046F | MBT | ex | CZ16 | cDXHP | SWHC046-01 | ExAnte2019 | IOU workpaper | 2019-11-06 | Cap-Tons | 1 |  |  | 0 | 0 | 0 | -278.016 | 0 | 77.4262 | [6 empty] | DEER:HVAC_Split-Package_HP | Annual | FALSE
Any | SWHC046F | MLI | ex | CZ01 | cDXHP | SWHC046-01 | ExAnte2019 | IOU workpaper | 2019-11-06 | Cap-Tons | 1 |  |  | 0 | 0 | 0 | -411.6864 | 0 | 89.1962 | [6 empty] | DEER:HVAC_Split-Package_HP | Annual | FALSE
Any | SWHC046F | MLI | ex | CZ02 | cDXHP | SWHC046-01 | ExAnte2019 | IOU workpaper | 2019-11-06 | Cap-Tons | 1 |  |  | 0 | 0 | 0 | -168.2897 | 0 | 56.3546 | [6 empty] | DEER:HVAC_Split-Package_HP | Annual | FALSE
Any | SWHC046F | MLI | ex | CZ03 | cDXHP | SWHC046-01 | ExAnte2019 | IOU workpaper | 2019-11-06 | Cap-Tons | 1 |  |  | 0 | 0 | 0 | -102.7115 | 0 | 45.8295 | [6 empty] | DEER:HVAC_Split-Package_HP | Annual | FALSE
Any | SWHC046F | MLI | ex | CZ04 | cDXHP | SWHC046-01 | ExAnte2019 | IOU workpaper | 2019-11-06 | Cap-Tons | 1 |  |  | 0 | 0 | 0 | -93.9054 | 0 | 41.9732 | [6 empty] | DEER:HVAC_Split-Package_HP | Annual | FALSE
Any | SWHC046F | MLI | ex | CZ05 | cDXHP | SWHC046-01 | ExAnte2019 | IOU workpaper | 2019-11-06 | Cap-Tons | 1 |  |  | 0 | 0 | 0 | -147.2059 | 0 | 49.7375 | [6 empty] | DEER:HVAC_Split-Package_HP | Annual | FALSE
Any | SWHC046F | MLI | ex | CZ06 | cDXHP | SWHC046-01 | ExAnte2019 | IOU workpaper | 2019-11-06 | Cap-Tons | 1 |  |  | 0 | 0 | 0 | 50.648 | 0 | 22.5617 | [6 empty] | DEER:HVAC_Split-Package_HP | Annual | FALSE
Any | SWHC046F | MLI | ex | CZ07 | cDXHP | SWHC046-01 | ExAnte2019 | IOU workpaper | 2019-11-06 | Cap-Tons | 1 |  |  | 0 | 0 | 0 | 90.8775 | 0 | 14.7493 | [6 empty] | DEER:HVAC_Split-Package_HP | Annual | FALSE
Any | SWHC046F | MLI | ex | CZ08 | cDXHP | SWHC046-01 | ExAnte2019 | IOU workpaper | 2019-11-06 | Cap-Tons | 1 |  |  | 0 | 0 | 0 | 94.3552 | 0 | 20.7185 | [6 empty] | DEER:HVAC_Split-Package_HP | Annual | FALSE
Any | SWHC046F | MLI | ex | CZ09 | cDXHP | SWHC046-01 | ExAnte2019 | IOU workpaper | 2019-11-06 | Cap-Tons | 1 |  |  | 0 | 0 | 0 | 104.3325 | 0 | 22.2397 | [6 empty] | DEER:HVAC_Split-Package_HP | Annual | FALSE
Any | SWHC046F | MLI | ex | CZ10 | cDXHP | SWHC046-01 | ExAnte2019 | IOU workpaper | 2019-11-06 | Cap-Tons | 1 |  |  | 0 | 0 | 0 | 100.6078 | 0 | 22.7538 | [6 empty] | DEER:HVAC_Split-Package_HP | Annual | FALSE
Any | SWHC046F | MLI | ex | CZ11 | cDXHP | SWHC046-01 | ExAnte2019 | IOU workpaper | 2019-11-06 | Cap-Tons | 1 |  |  | 0 | 0 | 0 | -27.7173 | 0 | 43.4691 | [6 empty] | DEER:HVAC_Split-Package_HP | Annual | FALSE
Any | SWHC046F | MLI | ex | CZ12 | cDXHP | SWHC046-01 | ExAnte2019 | IOU workpaper | 2019-11-06 | Cap-Tons | 1 |  |  | 0 | 0 | 0 | -54.0484 | 0 | 44.9258 | [6 empty] | DEER:HVAC_Split-Package_HP | Annual | FALSE
Any | SWHC046F | MLI | ex | CZ13 | cDXHP | SWHC046-01 | ExAnte2019 | IOU workpaper | 2019-11-06 | Cap-Tons | 1 |  |  | 0 | 0 | 0 | 18.5831 | 0 | 36.7715 | [6 empty] | DEER:HVAC_Split-Package_HP | Annual | FALSE
Any | SWHC046F | MLI | ex | CZ14 | cDXHP | SWHC046-01 | ExAnte2019 | IOU workpaper | 2019-11-06 | Cap-Tons | 1 |  |  | 0 | 0 | 0 | -54.0264 | 0 | 46.6009 | [6 empty] | DEER:HVAC_Split-Package_HP | Annual | FALSE
Any | SWHC046F | MLI | ex | CZ15 | cDXHP | SWHC046-01 | ExAnte2019 | IOU workpaper | 2019-11-06 | Cap-Tons | 1 |  |  | 0 | 0 | 0 | 258.0017 | 0 | 6.4602 | [6 empty] | DEER:HVAC_Split-Package_HP | Annual | FALSE
Any | SWHC046F | MLI | ex | CZ16 | cDXHP | SWHC046-01 | ExAnte2019 | IOU workpaper | 2019-11-06 | Cap-Tons | 1 |  |  | 0 | 0 | 0 | -630.5605 | 0 | 105.6131 | [6 empty] | DEER:HVAC_Split-Package_HP | Annual | FALSE
Any | SWHC046F | Mtl | ex | CZ01 | cDXHP | SWHC046-01 | ExAnte2019 | IOU workpaper | 2019-11-06 | Cap-Tons | 1 |  |  | 0 | 0 | 0 | 85.4166 | 0 | 110.1453 | [6 empty] | DEER:HVAC_Split-Package_HP | Annual | FALSE
Any | SWHC046F | Mtl | ex | CZ02 | cDXHP | SWHC046-01 | ExAnte2019 | IOU workpaper | 2019-11-06 | Cap-Tons | 1 |  |  | 0 | 0 | 0 | 101.4485 | 0 | 102.051 | [6 empty] | DEER:HVAC_Split-Package_HP | Annual | FALSE
Any | SWHC046F | Mtl | ex | CZ03 | cDXHP | SWHC046-01 | ExAnte2019 | IOU workpaper | 2019-11-06 | Cap-Tons | 1 |  |  | 0 | 0 | 0 | 277.1131 | 0 | 54.9672 | [6 empty] | DEER:HVAC_Split-Package_HP | Annual | FALSE
Any | SWHC046F | Mtl | ex | CZ04 | cDXHP | SWHC046-01 | ExAnte2019 | IOU workpaper | 2019-11-06 | Cap-Tons | 1 |  |  | 0 | 0 | 0 | 172.1817 | 0 | 76.0815 | [6 empty] | DEER:HVAC_Split-Package_HP | Annual | FALSE
Any | SWHC046F | Mtl | ex | CZ05 | cDXHP | SWHC046-01 | ExAnte2019 | IOU workpaper | 2019-11-06 | Cap-Tons | 1 |  |  | 0 | 0 | 0 | 235.1378 | 0 | 66.0253 | [6 empty] | DEER:HVAC_Split-Package_HP | Annual | FALSE
Any | SWHC046F | Mtl | ex | CZ06 | cDXHP | SWHC046-01 | ExAnte2019 | IOU workpaper | 2019-11-06 | Cap-Tons | 1 |  |  | 0 | 0 | 0 | 401.957 | 0 | 20.9138 | [6 empty] | DEER:HVAC_Split-Package_HP | Annual | FALSE
Any | SWHC046F | Mtl | ex | CZ07 | cDXHP | SWHC046-01 | ExAnte2019 | IOU workpaper | 2019-11-06 | Cap-Tons | 1 |  |  | 0 | 0 | 0 | 414.8602 | 0 | 7.3958 | [6 empty] | DEER:HVAC_Split-Package_HP | Annual | FALSE
Any | SWHC046F | Mtl | ex | CZ08 | cDXHP | SWHC046-01 | ExAnte2019 | IOU workpaper | 2019-11-06 | Cap-Tons | 1 |  |  | 0 | 0 | 0 | 384.2154 | 0 | 22.4135 | [6 empty] | DEER:HVAC_Split-Package_HP | Annual | FALSE
Any | SWHC046F | Mtl | ex | CZ09 | cDXHP | SWHC046-01 | ExAnte2019 | IOU workpaper | 2019-11-06 | Cap-Tons | 1 |  |  | 0 | 0 | 0 | 429.1616 | 0 | 24.8429 | [6 empty] | DEER:HVAC_Split-Package_HP | Annual | FALSE
Any | SWHC046F | Mtl | ex | CZ10 | cDXHP | SWHC046-01 | ExAnte2019 | IOU workpaper | 2019-11-06 | Cap-Tons | 1 |  |  | 0 | 0 | 0 | 408.1526 | 0 | 38.6048 | [6 empty] | DEER:HVAC_Split-Package_HP | Annual | FALSE
Any | SWHC046F | Mtl | ex | CZ11 | cDXHP | SWHC046-01 | ExAnte2019 | IOU workpaper | 2019-11-06 | Cap-Tons | 1 |  |  | 0 | 0 | 0 | 301.513 | 0 | 68.6905 | [6 empty] | DEER:HVAC_Split-Package_HP | Annual | FALSE
Any | SWHC046F | Mtl | ex | CZ12 | cDXHP | SWHC046-01 | ExAnte2019 | IOU workpaper | 2019-11-06 | Cap-Tons | 1 |  |  | 0 | 0 | 0 | 242.9036 | 0 | 73.9932 | [6 empty] | DEER:HVAC_Split-Package_HP | Annual | FALSE
Any | SWHC046F | Mtl | ex | CZ13 | cDXHP | SWHC046-01 | ExAnte2019 | IOU workpaper | 2019-11-06 | Cap-Tons | 1 |  |  | 0 | 0 | 0 | 345.2201 | 0 | 60.5526 | [6 empty] | DEER:HVAC_Split-Package_HP | Annual | FALSE
Any | SWHC046F | Mtl | ex | CZ14 | cDXHP | SWHC046-01 | ExAnte2019 | IOU workpaper | 2019-11-06 | Cap-Tons | 1 |  |  | 0 | 0 | 0 | 255.7756 | 0 | 76.0801 | [6 empty] | DEER:HVAC_Split-Package_HP | Annual | FALSE
Any | SWHC046F | Mtl | ex | CZ15 | cDXHP | SWHC046-01 | ExAnte2019 | IOU workpaper | 2019-11-06 | Cap-Tons | 1 |  |  | 0 | 0 | 0 | 678.3642 | 0 | 9.2801 | [6 empty] | DEER:HVAC_Split-Package_HP | Annual | FALSE
Any | SWHC046F | Mtl | ex | CZ16 | cDXHP | SWHC046-01 | ExAnte2019 | IOU workpaper | 2019-11-06 | Cap-Tons | 1 |  |  | 0 | 0 | 0 | -252.8099 | 0 | 148.0988 | [6 empty] | DEER:HVAC_Split-Package_HP | Annual | FALSE
Any | SWHC046F | Nrs | ex | CZ01 | cDXHP | SWHC046-01 | ExAnte2019 | IOU workpaper | 2019-11-06 | Cap-Tons | 1 |  |  | 0 | 0 | 0 | -162.3301 | 0 | 126.6811 | [6 empty] | DEER:HVAC_Split-Package_HP | Annual | FALSE
Any | SWHC046F | Nrs | ex | CZ02 | cDXHP | SWHC046-01 | ExAnte2019 | IOU workpaper | 2019-11-06 | Cap-Tons | 1 |  |  | 0 | 0 | 0 | 10.1111 | 0 | 90.6964 | [6 empty] | DEER:HVAC_Split-Package_HP | Annual | FALSE
Any | SWHC046F | Nrs | ex | CZ03 | cDXHP | SWHC046-01 | ExAnte2019 | IOU workpaper | 2019-11-06 | Cap-Tons | 1 |  |  | 0 | 0 | 0 | 95.7579 | 0 | 72.2748 | [6 empty] | DEER:HVAC_Split-Package_HP | Annual | FALSE
Any | SWHC046F | Nrs | ex | CZ04 | cDXHP | SWHC046-01 | ExAnte2019 | IOU workpaper | 2019-11-06 | Cap-Tons | 1 |  |  | 0 | 0 | 0 | 101.4546 | 0 | 68.4209 | [6 empty] | DEER:HVAC_Split-Package_HP | Annual | FALSE
Any | SWHC046F | Nrs | ex | CZ05 | cDXHP | SWHC046-01 | ExAnte2019 | IOU workpaper | 2019-11-06 | Cap-Tons | 1 |  |  | 0 | 0 | 0 | 8.3109 | 0 | 82.7513 | [6 empty] | DEER:HVAC_Split-Package_HP | Annual | FALSE
Any | SWHC046F | Nrs | ex | CZ06 | cDXHP | SWHC046-01 | ExAnte2019 | IOU workpaper | 2019-11-06 | Cap-Tons | 1 |  |  | 0 | 0 | 0 | 244.0308 | 0 | 42.62 | [6 empty] | DEER:HVAC_Split-Package_HP | Annual | FALSE
Any | SWHC046F | Nrs | ex | CZ07 | cDXHP | SWHC046-01 | ExAnte2019 | IOU workpaper | 2019-11-06 | Cap-Tons | 1 |  |  | 0 | 0 | 0 | 270.2988 | 0 | 27.9287 | [6 empty] | DEER:HVAC_Split-Package_HP | Annual | FALSE
Any | SWHC046F | Nrs | ex | CZ08 | cDXHP | SWHC046-01 | ExAnte2019 | IOU workpaper | 2019-11-06 | Cap-Tons | 1 |  |  | 0 | 0 | 0 | 292.2222 | 0 | 35.2997 | [6 empty] | DEER:HVAC_Split-Package_HP | Annual | FALSE
Any | SWHC046F | Nrs | ex | CZ09 | cDXHP | SWHC046-01 | ExAnte2019 | IOU workpaper | 2019-11-06 | Cap-Tons | 1 |  |  | 0 | 0 | 0 | 280.268 | 0 | 41.1854 | [6 empty] | DEER:HVAC_Split-Package_HP | Annual | FALSE
Any | SWHC046F | Nrs | ex | CZ10 | cDXHP | SWHC046-01 | ExAnte2019 | IOU workpaper | 2019-11-06 | Cap-Tons | 1 |  |  | 0 | 0 | 0 | 264.525 | 0 | 48.5475 | [6 empty] | DEER:HVAC_Split-Package_HP | Annual | FALSE
Any | SWHC046F | Nrs | ex | CZ11 | cDXHP | SWHC046-01 | ExAnte2019 | IOU workpaper | 2019-11-06 | Cap-Tons | 1 |  |  | 0 | 0 | 0 | 110.2224 | 0 | 73.9133 | [6 empty] | DEER:HVAC_Split-Package_HP | Annual | FALSE
Any | SWHC046F | Nrs | ex | CZ12 | cDXHP | SWHC046-01 | ExAnte2019 | IOU workpaper | 2019-11-06 | Cap-Tons | 1 |  |  | 0 | 0 | 0 | 114.5509 | 0 | 75.4842 | [6 empty] | DEER:HVAC_Split-Package_HP | Annual | FALSE
Any | SWHC046F | Nrs | ex | CZ13 | cDXHP | SWHC046-01 | ExAnte2019 | IOU workpaper | 2019-11-06 | Cap-Tons | 1 |  |  | 0 | 0 | 0 | 189.5523 | 0 | 66.8445 | [6 empty] | DEER:HVAC_Split-Package_HP | Annual | FALSE
Any | SWHC046F | Nrs | ex | CZ14 | cDXHP | SWHC046-01 | ExAnte2019 | IOU workpaper | 2019-11-06 | Cap-Tons | 1 |  |  | 0 | 0 | 0 | 61.1266 | 0 | 80.4743 | [6 empty] | DEER:HVAC_Split-Package_HP | Annual | FALSE
Any | SWHC046F | Nrs | ex | CZ15 | cDXHP | SWHC046-01 | ExAnte2019 | IOU workpaper | 2019-11-06 | Cap-Tons | 1 |  |  | 0 | 0 | 0 | 480.1409 | 0 | 20.4302 | [6 empty] | DEER:HVAC_Split-Package_HP | Annual | FALSE
Any | SWHC046F | Nrs | ex | CZ16 | cDXHP | SWHC046-01 | ExAnte2019 | IOU workpaper | 2019-11-06 | Cap-Tons | 1 |  |  | 0 | 0 | 0 | -456.8984 | 0 | 155.9127 | [6 empty] | DEER:HVAC_Split-Package_HP | Annual | FALSE
Any | SWHC046F | OfL | ex | CZ01 | cDXHP | SWHC046-01 | ExAnte2019 | IOU workpaper | 2019-11-06 | Cap-Tons | 1 |  |  | 0 | 0 | 0 | 113.6493 | 0 | 11.9138 | [6 empty] | DEER:HVAC_Split-Package_HP | Annual | FALSE
Any | SWHC046F | OfL | ex | CZ02 | cDXHP | SWHC046-01 | ExAnte2019 | IOU workpaper | 2019-11-06 | Cap-Tons | 1 |  |  | 0 | 0 | 0 | 143.768 | 0 | 7.5098 | [6 empty] | DEER:HVAC_Split-Package_HP | Annual | FALSE
Any | SWHC046F | OfL | ex | CZ03 | cDXHP | SWHC046-01 | ExAnte2019 | IOU workpaper | 2019-11-06 | Cap-Tons | 1 |  |  | 0 | 0 | 0 | 128.6184 | 0 | 5.3599 | [6 empty] | DEER:HVAC_Split-Package_HP | Annual | FALSE
Any | SWHC046F | OfL | ex | CZ04 | cDXHP | SWHC046-01 | ExAnte2019 | IOU workpaper | 2019-11-06 | Cap-Tons | 1 |  |  | 0 | 0 | 0 | 141.3482 | 0 | 6.2101 | [6 empty] | DEER:HVAC_Split-Package_HP | Annual | FALSE
Any | SWHC046F | OfL | ex | CZ05 | cDXHP | SWHC046-01 | ExAnte2019 | IOU workpaper | 2019-11-06 | Cap-Tons | 1 |  |  | 0 | 0 | 0 | 125.3908 | 0 | 5.2696 | [6 empty] | DEER:HVAC_Split-Package_HP | Annual | FALSE
Any | SWHC046F | OfL | ex | CZ06 | cDXHP | SWHC046-01 | ExAnte2019 | IOU workpaper | 2019-11-06 | Cap-Tons | 1 |  |  | 0 | 0 | 0 | 169.9749 | 0 | 1.3918 | [6 empty] | DEER:HVAC_Split-Package_HP | Annual | FALSE
Any | SWHC046F | OfL | ex | CZ07 | cDXHP | SWHC046-01 | ExAnte2019 | IOU workpaper | 2019-11-06 | Cap-Tons | 1 |  |  | 0 | 0 | 0 | 150.8356 | 0 | 0.4502 | [6 empty] | DEER:HVAC_Split-Package_HP | Annual | FALSE
Any | SWHC046F | OfL | ex | CZ08 | cDXHP | SWHC046-01 | ExAnte2019 | IOU workpaper | 2019-11-06 | Cap-Tons | 1 |  |  | 0 | 0 | 0 | 176.8765 | 0 | 1.415 | [6 empty] | DEER:HVAC_Split-Package_HP | Annual | FALSE
Any | SWHC046F | OfL | ex | CZ09 | cDXHP | SWHC046-01 | ExAnte2019 | IOU workpaper | 2019-11-06 | Cap-Tons | 1 |  |  | 0 | 0 | 0 | 193.3691 | 0 | 2.1676 | [6 empty] | DEER:HVAC_Split-Package_HP | Annual | FALSE
Any | SWHC046F | OfL | ex | CZ10 | cDXHP | SWHC046-01 | ExAnte2019 | IOU workpaper | 2019-11-06 | Cap-Tons | 1 |  |  | 0 | 0 | 0 | 201.4502 | 0 | 1.7083 | [6 empty] | DEER:HVAC_Split-Package_HP | Annual | FALSE
Any | SWHC046F | OfL | ex | CZ11 | cDXHP | SWHC046-01 | ExAnte2019 | IOU workpaper | 2019-11-06 | Cap-Tons | 1 |  |  | 0 | 0 | 0 | 189.7965 | 0 | 7.1883 | [6 empty] | DEER:HVAC_Split-Package_HP | Annual | FALSE
Any | SWHC046F | OfL | ex | CZ12 | cDXHP | SWHC046-01 | ExAnte2019 | IOU workpaper | 2019-11-06 | Cap-Tons | 1 |  |  | 0 | 0 | 0 | 167.0857 | 0 | 6.8855 | [6 empty] | DEER:HVAC_Split-Package_HP | Annual | FALSE
Any | SWHC046F | OfL | ex | CZ13 | cDXHP | SWHC046-01 | ExAnte2019 | IOU workpaper | 2019-11-06 | Cap-Tons | 1 |  |  | 0 | 0 | 0 | 194.1202 | 0 | 6.2113 | [6 empty] | DEER:HVAC_Split-Package_HP | Annual | FALSE
Any | SWHC046F | OfL | ex | CZ14 | cDXHP | SWHC046-01 | ExAnte2019 | IOU workpaper | 2019-11-06 | Cap-Tons | 1 |  |  | 0 | 0 | 0 | 199.5247 | 0 | 6.7351 | [6 empty] | DEER:HVAC_Split-Package_HP | Annual | FALSE
Any | SWHC046F | OfL | ex | CZ15 | cDXHP | SWHC046-01 | ExAnte2019 | IOU workpaper | 2019-11-06 | Cap-Tons | 1 |  |  | 0 | 0 | 0 | 286.8003 | 0 | 0.3904 | [6 empty] | DEER:HVAC_Split-Package_HP | Annual | FALSE
Any | SWHC046F | OfL | ex | CZ16 | cDXHP | SWHC046-01 | ExAnte2019 | IOU workpaper | 2019-11-06 | Cap-Tons | 1 |  |  | 0 | 0 | 0 | 16.9848 | 0 | 27.4581 | [6 empty] | DEER:HVAC_Split-Package_HP | Annual | FALSE
Any | SWHC046F | OfS | ex | CZ01 | cDXHP | SWHC046-01 | ExAnte2019 | IOU workpaper | 2019-11-06 | Cap-Tons | 1 |  |  | 0 | 0 | 0 | -57.1555 | 0 | 40.1204 | [6 empty] | DEER:HVAC_Split-Package_HP | Annual | FALSE
Any | SWHC046F | OfS | ex | CZ02 | cDXHP | SWHC046-01 | ExAnte2019 | IOU workpaper | 2019-11-06 | Cap-Tons | 1 |  |  | 0 | 0 | 0 | 44.4566 | 0 | 24.1292 | [6 empty] | DEER:HVAC_Split-Package_HP | Annual | FALSE
Any | SWHC046F | OfS | ex | CZ03 | cDXHP | SWHC046-01 | ExAnte2019 | IOU workpaper | 2019-11-06 | Cap-Tons | 1 |  |  | 0 | 0 | 0 | 48.3607 | 0 | 20.4827 | [6 empty] | DEER:HVAC_Split-Package_HP | Annual | FALSE
Any | SWHC046F | OfS | ex | CZ04 | cDXHP | SWHC046-01 | ExAnte2019 | IOU workpaper | 2019-11-06 | Cap-Tons | 1 |  |  | 0 | 0 | 0 | 58.2896 | 0 | 20.3453 | [6 empty] | DEER:HVAC_Split-Package_HP | Annual | FALSE
Any | SWHC046F | OfS | ex | CZ05 | cDXHP | SWHC046-01 | ExAnte2019 | IOU workpaper | 2019-11-06 | Cap-Tons | 1 |  |  | 0 | 0 | 0 | 36.3439 | 0 | 20.6815 | [6 empty] | DEER:HVAC_Split-Package_HP | Annual | FALSE
Any | SWHC046F | OfS | ex | CZ06 | cDXHP | SWHC046-01 | ExAnte2019 | IOU workpaper | 2019-11-06 | Cap-Tons | 1 |  |  | 0 | 0 | 0 | 136.7978 | 0 | 8.1476 | [6 empty] | DEER:HVAC_Split-Package_HP | Annual | FALSE
Any | SWHC046F | OfS | ex | CZ07 | cDXHP | SWHC046-01 | ExAnte2019 | IOU workpaper | 2019-11-06 | Cap-Tons | 1 |  |  | 0 | 0 | 0 | 137.2392 | 0 | 4.5857 | [6 empty] | DEER:HVAC_Split-Package_HP | Annual | FALSE
Any | SWHC046F | OfS | ex | CZ08 | cDXHP | SWHC046-01 | ExAnte2019 | IOU workpaper | 2019-11-06 | Cap-Tons | 1 |  |  | 0 | 0 | 0 | 150.0023 | 0 | 7.9537 | [6 empty] | DEER:HVAC_Split-Package_HP | Annual | FALSE
Any | SWHC046F | OfS | ex | CZ09 | cDXHP | SWHC046-01 | ExAnte2019 | IOU workpaper | 2019-11-06 | Cap-Tons | 1 |  |  | 0 | 0 | 0 | 158.462 | 0 | 9.5136 | [6 empty] | DEER:HVAC_Split-Package_HP | Annual | FALSE
Any | SWHC046F | OfS | ex | CZ10 | cDXHP | SWHC046-01 | ExAnte2019 | IOU workpaper | 2019-11-06 | Cap-Tons | 1 |  |  | 0 | 0 | 0 | 172.5838 | 0 | 7.9974 | [6 empty] | DEER:HVAC_Split-Package_HP | Annual | FALSE
Any | SWHC046F | OfS | ex | CZ11 | cDXHP | SWHC046-01 | ExAnte2019 | IOU workpaper | 2019-11-06 | Cap-Tons | 1 |  |  | 0 | 0 | 0 | 115.3968 | 0 | 19.8393 | [6 empty] | DEER:HVAC_Split-Package_HP | Annual | FALSE
Any | SWHC046F | OfS | ex | CZ12 | cDXHP | SWHC046-01 | ExAnte2019 | IOU workpaper | 2019-11-06 | Cap-Tons | 1 |  |  | 0 | 0 | 0 | 90.5294 | 0 | 20.3511 | [6 empty] | DEER:HVAC_Split-Package_HP | Annual | FALSE
Any | SWHC046F | OfS | ex | CZ13 | cDXHP | SWHC046-01 | ExAnte2019 | IOU workpaper | 2019-11-06 | Cap-Tons | 1 |  |  | 0 | 0 | 0 | 130.4027 | 0 | 17.2728 | [6 empty] | DEER:HVAC_Split-Package_HP | Annual | FALSE
Any | SWHC046F | OfS | ex | CZ14 | cDXHP | SWHC046-01 | ExAnte2019 | IOU workpaper | 2019-11-06 | Cap-Tons | 1 |  |  | 0 | 0 | 0 | 125.8348 | 0 | 18.1516 | [6 empty] | DEER:HVAC_Split-Package_HP | Annual | FALSE
Any | SWHC046F | OfS | ex | CZ15 | cDXHP | SWHC046-01 | ExAnte2019 | IOU workpaper | 2019-11-06 | Cap-Tons | 1 |  |  | 0 | 0 | 0 | 276.8291 | 0 | 2.248 | [6 empty] | DEER:HVAC_Split-Package_HP | Annual | FALSE
Any | SWHC046F | OfS | ex | CZ16 | cDXHP | SWHC046-01 | ExAnte2019 | IOU workpaper | 2019-11-06 | Cap-Tons | 1 |  |  | 0 | 0 | 0 | -198.7842 | 0 | 55.8174 | [6 empty] | DEER:HVAC_Split-Package_HP | Annual | FALSE
Any | SWHC046F | RFF | ex | CZ01 | cDXHP | SWHC046-01 | ExAnte2019 | IOU workpaper | 2019-11-06 | Cap-Tons | 1 |  |  | 0 | 0 | 0 | -497.6557 | 0 | 187.184 | [6 empty] | DEER:HVAC_Split-Package_HP | Annual | FALSE
Any | SWHC046F | RFF | ex | CZ02 | cDXHP | SWHC046-01 | ExAnte2019 | IOU workpaper | 2019-11-06 | Cap-Tons | 1 |  |  | 0 | 0 | 0 | -205.4969 | 0 | 118.3994 | [6 empty] | DEER:HVAC_Split-Package_HP | Annual | FALSE
Any | SWHC046F | RFF | ex | CZ03 | cDXHP | SWHC046-01 | ExAnte2019 | IOU workpaper | 2019-11-06 | Cap-Tons | 1 |  |  | 0 | 0 | 0 | -95.227 | 0 | 89.3157 | [6 empty] | DEER:HVAC_Split-Package_HP | Annual | FALSE
Any | SWHC046F | RFF | ex | CZ04 | cDXHP | SWHC046-01 | ExAnte2019 | IOU workpaper | 2019-11-06 | Cap-Tons | 1 |  |  | 0 | 0 | 0 | -75.2992 | 0 | 84.7314 | [6 empty] | DEER:HVAC_Split-Package_HP | Annual | FALSE
Any | SWHC046F | RFF | ex | CZ05 | cDXHP | SWHC046-01 | ExAnte2019 | IOU workpaper | 2019-11-06 | Cap-Tons | 1 |  |  | 0 | 0 | 0 | -125.8377 | 0 | 95.9295 | [6 empty] | DEER:HVAC_Split-Package_HP | Annual | FALSE
Any | SWHC046F | RFF | ex | CZ06 | cDXHP | SWHC046-01 | ExAnte2019 | IOU workpaper | 2019-11-06 | Cap-Tons | 1 |  |  | 0 | 0 | 0 | 124.7076 | 0 | 36.4725 | [6 empty] | DEER:HVAC_Split-Package_HP | Annual | FALSE
Any | SWHC046F | RFF | ex | CZ07 | cDXHP | SWHC046-01 | ExAnte2019 | IOU workpaper | 2019-11-06 | Cap-Tons | 1 |  |  | 0 | 0 | 0 | 156.0904 | 0 | 20.8664 | [6 empty] | DEER:HVAC_Split-Package_HP | Annual | FALSE
Any | SWHC046F | RFF | ex | CZ08 | cDXHP | SWHC046-01 | ExAnte2019 | IOU workpaper | 2019-11-06 | Cap-Tons | 1 |  |  | 0 | 0 | 0 | 147.2774 | 0 | 34.8682 | [6 empty] | DEER:HVAC_Split-Package_HP | Annual | FALSE
Any | SWHC046F | RFF | ex | CZ09 | cDXHP | SWHC046-01 | ExAnte2019 | IOU workpaper | 2019-11-06 | Cap-Tons | 1 |  |  | 0 | 0 | 0 | 183.3894 | 0 | 36.9437 | [6 empty] | DEER:HVAC_Split-Package_HP | Annual | FALSE
Any | SWHC046F | RFF | ex | CZ10 | cDXHP | SWHC046-01 | ExAnte2019 | IOU workpaper | 2019-11-06 | Cap-Tons | 1 |  |  | 0 | 0 | 0 | 187.8223 | 0 | 41.4386 | [6 empty] | DEER:HVAC_Split-Package_HP | Annual | FALSE
Any | SWHC046F | RFF | ex | CZ11 | cDXHP | SWHC046-01 | ExAnte2019 | IOU workpaper | 2019-11-06 | Cap-Tons | 1 |  |  | 0 | 0 | 0 | 22.0793 | 0 | 79.8781 | [6 empty] | DEER:HVAC_Split-Package_HP | Annual | FALSE
Any | SWHC046F | RFF | ex | CZ12 | cDXHP | SWHC046-01 | ExAnte2019 | IOU workpaper | 2019-11-06 | Cap-Tons | 1 |  |  | 0 | 0 | 0 | -38.0338 | 0 | 86.5469 | [6 empty] | DEER:HVAC_Split-Package_HP | Annual | FALSE
Any | SWHC046F | RFF | ex | CZ13 | cDXHP | SWHC046-01 | ExAnte2019 | IOU workpaper | 2019-11-06 | Cap-Tons | 1 |  |  | 0 | 0 | 0 | 76.6588 | 0 | 71.6004 | [6 empty] | DEER:HVAC_Split-Package_HP | Annual | FALSE
Any | SWHC046F | RFF | ex | CZ14 | cDXHP | SWHC046-01 | ExAnte2019 | IOU workpaper | 2019-11-06 | Cap-Tons | 1 |  |  | 0 | 0 | 0 | 18.4807 | 0 | 80.6956 | [6 empty] | DEER:HVAC_Split-Package_HP | Annual | FALSE
Any | SWHC046F | RFF | ex | CZ15 | cDXHP | SWHC046-01 | ExAnte2019 | IOU workpaper | 2019-11-06 | Cap-Tons | 1 |  |  | 0 | 0 | 0 | 475.9561 | 0 | 10.2248 | [6 empty] | DEER:HVAC_Split-Package_HP | Annual | FALSE
Any | SWHC046F | RFF | ex | CZ16 | cDXHP | SWHC046-01 | ExAnte2019 | IOU workpaper | 2019-11-06 | Cap-Tons | 1 |  |  | 0 | 0 | 0 | -869.4097 | 0 | 201.9534 | [6 empty] | DEER:HVAC_Split-Package_HP | Annual | FALSE
Any | SWHC046F | RSD | ex | CZ01 | cDXHP | SWHC046-01 | ExAnte2019 | IOU workpaper | 2019-11-06 | Cap-Tons | 1 |  |  | 0 | 0 | 0 | -89.6044 | 0 | 94.1945 | [6 empty] | DEER:HVAC_Split-Package_HP | Annual | FALSE
Any | SWHC046F | RSD | ex | CZ02 | cDXHP | SWHC046-01 | ExAnte2019 | IOU workpaper | 2019-11-06 | Cap-Tons | 1 |  |  | 0 | 0 | 0 | 64.9944 | 0 | 48.2393 | [6 empty] | DEER:HVAC_Split-Package_HP | Annual | FALSE
Any | SWHC046F | RSD | ex | CZ03 | cDXHP | SWHC046-01 | ExAnte2019 | IOU workpaper | 2019-11-06 | Cap-Tons | 1 |  |  | 0 | 0 | 0 | 73.5273 | 0 | 32.9684 | [6 empty] | DEER:HVAC_Split-Package_HP | Annual | FALSE
Any | SWHC046F | RSD | ex | CZ04 | cDXHP | SWHC046-01 | ExAnte2019 | IOU workpaper | 2019-11-06 | Cap-Tons | 1 |  |  | 0 | 0 | 0 | 131.3895 | 0 | 27.6088 | [6 empty] | DEER:HVAC_Split-Package_HP | Annual | FALSE
Any | SWHC046F | RSD | ex | CZ05 | cDXHP | SWHC046-01 | ExAnte2019 | IOU workpaper | 2019-11-06 | Cap-Tons | 1 |  |  | 0 | 0 | 0 | 79.1696 | 0 | 29.5455 | [6 empty] | DEER:HVAC_Split-Package_HP | Annual | FALSE
Any | SWHC046F | RSD | ex | CZ06 | cDXHP | SWHC046-01 | ExAnte2019 | IOU workpaper | 2019-11-06 | Cap-Tons | 1 |  |  | 0 | 0 | 0 | 144.6749 | 0 | 8.5949 | [6 empty] | DEER:HVAC_Split-Package_HP | Annual | FALSE
Any | SWHC046F | RSD | ex | CZ07 | cDXHP | SWHC046-01 | ExAnte2019 | IOU workpaper | 2019-11-06 | Cap-Tons | 1 |  |  | 0 | 0 | 0 | 113.932 | 0 | 3.0666 | [6 empty] | DEER:HVAC_Split-Package_HP | Annual | FALSE
Any | SWHC046F | RSD | ex | CZ08 | cDXHP | SWHC046-01 | ExAnte2019 | IOU workpaper | 2019-11-06 | Cap-Tons | 1 |  |  | 0 | 0 | 0 | 179.053 | 0 | 7.5086 | [6 empty] | DEER:HVAC_Split-Package_HP | Annual | FALSE
Any | SWHC046F | RSD | ex | CZ09 | cDXHP | SWHC046-01 | ExAnte2019 | IOU workpaper | 2019-11-06 | Cap-Tons | 1 |  |  | 0 | 0 | 0 | 224.7065 | 0 | 10.3238 | [6 empty] | DEER:HVAC_Split-Package_HP | Annual | FALSE
Any | SWHC046F | RSD | ex | CZ10 | cDXHP | SWHC046-01 | ExAnte2019 | IOU workpaper | 2019-11-06 | Cap-Tons | 1 |  |  | 0 | 0 | 0 | 244.7792 | 0 | 12.1773 | [6 empty] | DEER:HVAC_Split-Package_HP | Annual | FALSE
Any | SWHC046F | RSD | ex | CZ11 | cDXHP | SWHC046-01 | ExAnte2019 | IOU workpaper | 2019-11-06 | Cap-Tons | 1 |  |  | 0 | 0 | 0 | 195.0723 | 0 | 36.7179 | [6 empty] | DEER:HVAC_Split-Package_HP | Annual | FALSE
Any | SWHC046F | RSD | ex | CZ12 | cDXHP | SWHC046-01 | ExAnte2019 | IOU workpaper | 2019-11-06 | Cap-Tons | 1 |  |  | 0 | 0 | 0 | 147.7883 | 0 | 39.0151 | [6 empty] | DEER:HVAC_Split-Package_HP | Annual | FALSE
Any | SWHC046F | RSD | ex | CZ13 | cDXHP | SWHC046-01 | ExAnte2019 | IOU workpaper | 2019-11-06 | Cap-Tons | 1 |  |  | 0 | 0 | 0 | 213.3002 | 0 | 34.1595 | [6 empty] | DEER:HVAC_Split-Package_HP | Annual | FALSE
Any | SWHC046F | RSD | ex | CZ14 | cDXHP | SWHC046-01 | ExAnte2019 | IOU workpaper | 2019-11-06 | Cap-Tons | 1 |  |  | 0 | 0 | 0 | 201.5804 | 0 | 35.4611 | [6 empty] | DEER:HVAC_Split-Package_HP | Annual | FALSE
Any | SWHC046F | RSD | ex | CZ15 | cDXHP | SWHC046-01 | ExAnte2019 | IOU workpaper | 2019-11-06 | Cap-Tons | 1 |  |  | 0 | 0 | 0 | 422.8345 | 0 | 2.085 | [6 empty] | DEER:HVAC_Split-Package_HP | Annual | FALSE
Any | SWHC046F | RSD | ex | CZ16 | cDXHP | SWHC046-01 | ExAnte2019 | IOU workpaper | 2019-11-06 | Cap-Tons | 1 |  |  | 0 | 0 | 0 | -448.8198 | 0 | 142.4735 | [6 empty] | DEER:HVAC_Split-Package_HP | Annual | FALSE
Any | SWHC046F | Rt3 | ex | CZ01 | cDXHP | SWHC046-01 | ExAnte2019 | IOU workpaper | 2019-11-06 | Cap-Tons | 1 |  |  | 0 | 0 | 0 | 116.6842 | 0 | 36.6687 | [6 empty] | DEER:HVAC_Split-Package_HP | Annual | FALSE
Any | SWHC046F | Rt3 | ex | CZ02 | cDXHP | SWHC046-01 | ExAnte2019 | IOU workpaper | 2019-11-06 | Cap-Tons | 1 |  |  | 0 | 0 | 0 | 204.2498 | 0 | 17.9331 | [6 empty] | DEER:HVAC_Split-Package_HP | Annual | FALSE
Any | SWHC046F | Rt3 | ex | CZ03 | cDXHP | SWHC046-01 | ExAnte2019 | IOU workpaper | 2019-11-06 | Cap-Tons | 1 |  |  | 0 | 0 | 0 | 160.1081 | 0 | 13.0947 | [6 empty] | DEER:HVAC_Split-Package_HP | Annual | FALSE
Any | SWHC046F | Rt3 | ex | CZ04 | cDXHP | SWHC046-01 | ExAnte2019 | IOU workpaper | 2019-11-06 | Cap-Tons | 1 |  |  | 0 | 0 | 0 | 224.5106 | 0 | 10.0529 | [6 empty] | DEER:HVAC_Split-Package_HP | Annual | FALSE
Any | SWHC046F | Rt3 | ex | CZ05 | cDXHP | SWHC046-01 | ExAnte2019 | IOU workpaper | 2019-11-06 | Cap-Tons | 1 |  |  | 0 | 0 | 0 | 162.5744 | 0 | 10.3714 | [6 empty] | DEER:HVAC_Split-Package_HP | Annual | FALSE
Any | SWHC046F | Rt3 | ex | CZ06 | cDXHP | SWHC046-01 | ExAnte2019 | IOU workpaper | 2019-11-06 | Cap-Tons | 1 |  |  | 0 | 0 | 0 | 219.1085 | 0 | 2.5226 | [6 empty] | DEER:HVAC_Split-Package_HP | Annual | FALSE
Any | SWHC046F | Rt3 | ex | CZ07 | cDXHP | SWHC046-01 | ExAnte2019 | IOU workpaper | 2019-11-06 | Cap-Tons | 1 |  |  | 0 | 0 | 0 | 176.5664 | 0 | 0.6547 | [6 empty] | DEER:HVAC_Split-Package_HP | Annual | FALSE
Any | SWHC046F | Rt3 | ex | CZ08 | cDXHP | SWHC046-01 | ExAnte2019 | IOU workpaper | 2019-11-06 | Cap-Tons | 1 |  |  | 0 | 0 | 0 | 253.1393 | 0 | 1.901 | [6 empty] | DEER:HVAC_Split-Package_HP | Annual | FALSE
Any | SWHC046F | Rt3 | ex | CZ09 | cDXHP | SWHC046-01 | ExAnte2019 | IOU workpaper | 2019-11-06 | Cap-Tons | 1 |  |  | 0 | 0 | 0 | 296.8885 | 0 | 3.291 | [6 empty] | DEER:HVAC_Split-Package_HP | Annual | FALSE
Any | SWHC046F | Rt3 | ex | CZ10 | cDXHP | SWHC046-01 | ExAnte2019 | IOU workpaper | 2019-11-06 | Cap-Tons | 1 |  |  | 0 | 0 | 0 | 309.5599 | 0 | 3.5053 | [6 empty] | DEER:HVAC_Split-Package_HP | Annual | FALSE
Any | SWHC046F | Rt3 | ex | CZ11 | cDXHP | SWHC046-01 | ExAnte2019 | IOU workpaper | 2019-11-06 | Cap-Tons | 1 |  |  | 0 | 0 | 0 | 284.2665 | 0 | 17.4556 | [6 empty] | DEER:HVAC_Split-Package_HP | Annual | FALSE
Any | SWHC046F | Rt3 | ex | CZ12 | cDXHP | SWHC046-01 | ExAnte2019 | IOU workpaper | 2019-11-06 | Cap-Tons | 1 |  |  | 0 | 0 | 0 | 250.1777 | 0 | 16.6964 | [6 empty] | DEER:HVAC_Split-Package_HP | Annual | FALSE
Any | SWHC046F | Rt3 | ex | CZ13 | cDXHP | SWHC046-01 | ExAnte2019 | IOU workpaper | 2019-11-06 | Cap-Tons | 1 |  |  | 0 | 0 | 0 | 294.9319 | 0 | 14.9491 | [6 empty] | DEER:HVAC_Split-Package_HP | Annual | FALSE
Any | SWHC046F | Rt3 | ex | CZ14 | cDXHP | SWHC046-01 | ExAnte2019 | IOU workpaper | 2019-11-06 | Cap-Tons | 1 |  |  | 0 | 0 | 0 | 295.1923 | 0 | 16.7019 | [6 empty] | DEER:HVAC_Split-Package_HP | Annual | FALSE
Any | SWHC046F | Rt3 | ex | CZ15 | cDXHP | SWHC046-01 | ExAnte2019 | IOU workpaper | 2019-11-06 | Cap-Tons | 1 |  |  | 0 | 0 | 0 | 444.4482 | 0 | 0.6822 | [6 empty] | DEER:HVAC_Split-Package_HP | Annual | FALSE
Any | SWHC046F | Rt3 | ex | CZ16 | cDXHP | SWHC046-01 | ExAnte2019 | IOU workpaper | 2019-11-06 | Cap-Tons | 1 |  |  | 0 | 0 | 0 | -186.7598 | 0 | 86.7988 | [6 empty] | DEER:HVAC_Split-Package_HP | Annual | FALSE
Any | SWHC046F | RtL | ex | CZ01 | cDXHP | SWHC046-01 | ExAnte2019 | IOU workpaper | 2019-11-06 | Cap-Tons | 1 |  |  | 0 | 0 | 0 | -44.7411 | 0 | 71.6035 | [6 empty] | DEER:HVAC_Split-Package_HP | Annual | FALSE
Any | SWHC046F | RtL | ex | CZ02 | cDXHP | SWHC046-01 | ExAnte2019 | IOU workpaper | 2019-11-06 | Cap-Tons | 1 |  |  | 0 | 0 | 0 | 147.1547 | 0 | 36.5647 | [6 empty] | DEER:HVAC_Split-Package_HP | Annual | FALSE
Any | SWHC046F | RtL | ex | CZ03 | cDXHP | SWHC046-01 | ExAnte2019 | IOU workpaper | 2019-11-06 | Cap-Tons | 1 |  |  | 0 | 0 | 0 | 75.5403 | 0 | 32.858 | [6 empty] | DEER:HVAC_Split-Package_HP | Annual | FALSE
Any | SWHC046F | RtL | ex | CZ04 | cDXHP | SWHC046-01 | ExAnte2019 | IOU workpaper | 2019-11-06 | Cap-Tons | 1 |  |  | 0 | 0 | 0 | 176.6307 | 0 | 24.9526 | [6 empty] | DEER:HVAC_Split-Package_HP | Annual | FALSE
Any | SWHC046F | RtL | ex | CZ05 | cDXHP | SWHC046-01 | ExAnte2019 | IOU workpaper | 2019-11-06 | Cap-Tons | 1 |  |  | 0 | 0 | 0 | 72.1866 | 0 | 34.1352 | [6 empty] | DEER:HVAC_Split-Package_HP | Annual | FALSE
Any | SWHC046F | RtL | ex | CZ06 | cDXHP | SWHC046-01 | ExAnte2019 | IOU workpaper | 2019-11-06 | Cap-Tons | 1 |  |  | 0 | 0 | 0 | 169.934 | 0 | 15.4249 | [6 empty] | DEER:HVAC_Split-Package_HP | Annual | FALSE
Any | SWHC046F | RtL | ex | CZ07 | cDXHP | SWHC046-01 | ExAnte2019 | IOU workpaper | 2019-11-06 | Cap-Tons | 1 |  |  | 0 | 0 | 0 | 143.9896 | 0 | 10.4589 | [6 empty] | DEER:HVAC_Split-Package_HP | Annual | FALSE
Any | SWHC046F | RtL | ex | CZ08 | cDXHP | SWHC046-01 | ExAnte2019 | IOU workpaper | 2019-11-06 | Cap-Tons | 1 |  |  | 0 | 0 | 0 | 238.5602 | 0 | 11.0267 | [6 empty] | DEER:HVAC_Split-Package_HP | Annual | FALSE
Any | SWHC046F | RtL | ex | CZ09 | cDXHP | SWHC046-01 | ExAnte2019 | IOU workpaper | 2019-11-06 | Cap-Tons | 1 |  |  | 0 | 0 | 0 | 286.3975 | 0 | 12.7696 | [6 empty] | DEER:HVAC_Split-Package_HP | Annual | FALSE
Any | SWHC046F | RtL | ex | CZ10 | cDXHP | SWHC046-01 | ExAnte2019 | IOU workpaper | 2019-11-06 | Cap-Tons | 1 |  |  | 0 | 0 | 0 | 302.4949 | 0 | 12.4355 | [6 empty] | DEER:HVAC_Split-Package_HP | Annual | FALSE
Any | SWHC046F | RtL | ex | CZ11 | cDXHP | SWHC046-01 | ExAnte2019 | IOU workpaper | 2019-11-06 | Cap-Tons | 1 |  |  | 0 | 0 | 0 | 271.2399 | 0 | 30.4314 | [6 empty] | DEER:HVAC_Split-Package_HP | Annual | FALSE
Any | SWHC046F | RtL | ex | CZ12 | cDXHP | SWHC046-01 | ExAnte2019 | IOU workpaper | 2019-11-06 | Cap-Tons | 1 |  |  | 0 | 0 | 0 | 225.5376 | 0 | 30.005 | [6 empty] | DEER:HVAC_Split-Package_HP | Annual | FALSE
Any | SWHC046F | RtL | ex | CZ13 | cDXHP | SWHC046-01 | ExAnte2019 | IOU workpaper | 2019-11-06 | Cap-Tons | 1 |  |  | 0 | 0 | 0 | 291.875 | 0 | 26.6119 | [6 empty] | DEER:HVAC_Split-Package_HP | Annual | FALSE
Any | SWHC046F | RtL | ex | CZ14 | cDXHP | SWHC046-01 | ExAnte2019 | IOU workpaper | 2019-11-06 | Cap-Tons | 1 |  |  | 0 | 0 | 0 | 270.77 | 0 | 31.4064 | [6 empty] | DEER:HVAC_Split-Package_HP | Annual | FALSE
Any | SWHC046F | RtL | ex | CZ15 | cDXHP | SWHC046-01 | ExAnte2019 | IOU workpaper | 2019-11-06 | Cap-Tons | 1 |  |  | 0 | 0 | 0 | 491.877 | 0 | 3.5088 | [6 empty] | DEER:HVAC_Split-Package_HP | Annual | FALSE
Any | SWHC046F | RtL | ex | CZ16 | cDXHP | SWHC046-01 | ExAnte2019 | IOU workpaper | 2019-11-06 | Cap-Tons | 1 |  |  | 0 | 0 | 0 | -358.3321 | 0 | 128.2152 | [6 empty] | DEER:HVAC_Split-Package_HP | Annual | FALSE
Any | SWHC046F | RtS | ex | CZ01 | cDXHP | SWHC046-01 | ExAnte2019 | IOU workpaper | 2019-11-06 | Cap-Tons | 1 |  |  | 0 | 0 | 0 | -316.1625 | 0 | 121.9224 | [6 empty] | DEER:HVAC_Split-Package_HP | Annual | FALSE
Any | SWHC046F | RtS | ex | CZ02 | cDXHP | SWHC046-01 | ExAnte2019 | IOU workpaper | 2019-11-06 | Cap-Tons | 1 |  |  | 0 | 0 | 0 | -14.9812 | 0 | 60.4157 | [6 empty] | DEER:HVAC_Split-Package_HP | Annual | FALSE
Any | SWHC046F | RtS | ex | CZ03 | cDXHP | SWHC046-01 | ExAnte2019 | IOU workpaper | 2019-11-06 | Cap-Tons | 1 |  |  | 0 | 0 | 0 | -34.8118 | 0 | 57.9485 | [6 empty] | DEER:HVAC_Split-Package_HP | Annual | FALSE
Any | SWHC046F | RtS | ex | CZ04 | cDXHP | SWHC046-01 | ExAnte2019 | IOU workpaper | 2019-11-06 | Cap-Tons | 1 |  |  | 0 | 0 | 0 | 71.1893 | 0 | 43.2936 | [6 empty] | DEER:HVAC_Split-Package_HP | Annual | FALSE
Any | SWHC046F | RtS | ex | CZ05 | cDXHP | SWHC046-01 | ExAnte2019 | IOU workpaper | 2019-11-06 | Cap-Tons | 1 |  |  | 0 | 0 | 0 | -8.5492 | 0 | 52.0859 | [6 empty] | DEER:HVAC_Split-Package_HP | Annual | FALSE
Any | SWHC046F | RtS | ex | CZ06 | cDXHP | SWHC046-01 | ExAnte2019 | IOU workpaper | 2019-11-06 | Cap-Tons | 1 |  |  | 0 | 0 | 0 | 159.4211 | 0 | 21.8224 | [6 empty] | DEER:HVAC_Split-Package_HP | Annual | FALSE
Any | SWHC046F | RtS | ex | CZ07 | cDXHP | SWHC046-01 | ExAnte2019 | IOU workpaper | 2019-11-06 | Cap-Tons | 1 |  |  | 0 | 0 | 0 | 160.564 | 0 | 14.3471 | [6 empty] | DEER:HVAC_Split-Package_HP | Annual | FALSE
Any | SWHC046F | RtS | ex | CZ08 | cDXHP | SWHC046-01 | ExAnte2019 | IOU workpaper | 2019-11-06 | Cap-Tons | 1 |  |  | 0 | 0 | 0 | 203.7052 | 0 | 16.9104 | [6 empty] | DEER:HVAC_Split-Package_HP | Annual | FALSE
Any | SWHC046F | RtS | ex | CZ09 | cDXHP | SWHC046-01 | ExAnte2019 | IOU workpaper | 2019-11-06 | Cap-Tons | 1 |  |  | 0 | 0 | 0 | 220.9976 | 0 | 19.826 | [6 empty] | DEER:HVAC_Split-Package_HP | Annual | FALSE
Any | SWHC046F | RtS | ex | CZ10 | cDXHP | SWHC046-01 | ExAnte2019 | IOU workpaper | 2019-11-06 | Cap-Tons | 1 |  |  | 0 | 0 | 0 | 244.6975 | 0 | 18.6797 | [6 empty] | DEER:HVAC_Split-Package_HP | Annual | FALSE
Any | SWHC046F | RtS | ex | CZ11 | cDXHP | SWHC046-01 | ExAnte2019 | IOU workpaper | 2019-11-06 | Cap-Tons | 1 |  |  | 0 | 0 | 0 | 108.4188 | 0 | 47.6188 | [6 empty] | DEER:HVAC_Split-Package_HP | Annual | FALSE
Any | SWHC046F | RtS | ex | CZ12 | cDXHP | SWHC046-01 | ExAnte2019 | IOU workpaper | 2019-11-06 | Cap-Tons | 1 |  |  | 0 | 0 | 0 | 68.4181 | 0 | 50.5942 | [6 empty] | DEER:HVAC_Split-Package_HP | Annual | FALSE
Any | SWHC046F | RtS | ex | CZ13 | cDXHP | SWHC046-01 | ExAnte2019 | IOU workpaper | 2019-11-06 | Cap-Tons | 1 |  |  | 0 | 0 | 0 | 144.7141 | 0 | 42.2485 | [6 empty] | DEER:HVAC_Split-Package_HP | Annual | FALSE
Any | SWHC046F | RtS | ex | CZ14 | cDXHP | SWHC046-01 | ExAnte2019 | IOU workpaper | 2019-11-06 | Cap-Tons | 1 |  |  | 0 | 0 | 0 | 135.6944 | 0 | 43.5627 | [6 empty] | DEER:HVAC_Split-Package_HP | Annual | FALSE
Any | SWHC046F | RtS | ex | CZ15 | cDXHP | SWHC046-01 | ExAnte2019 | IOU workpaper | 2019-11-06 | Cap-Tons | 1 |  |  | 0 | 0 | 0 | 420.7782 | 0 | 4.6844 | [6 empty] | DEER:HVAC_Split-Package_HP | Annual | FALSE
Any | SWHC046F | RtS | ex | CZ16 | cDXHP | SWHC046-01 | ExAnte2019 | IOU workpaper | 2019-11-06 | Cap-Tons | 1 |  |  | 0 | 0 | 0 | -695.2426 | 0 | 148.5422 | [6 empty] | DEER:HVAC_Split-Package_HP | Annual | FALSE
Any | SWHC046F | SCn | ex | CZ01 | cDXHP | SWHC046-01 | ExAnte2019 | IOU workpaper | 2019-11-06 | Cap-Tons | 1 |  |  | 0 | 0 | 0 | -587.2065 | 0 | 151.7014 | [6 empty] | DEER:HVAC_Split-Package_HP | Annual | FALSE
Any | SWHC046F | SCn | ex | CZ02 | cDXHP | SWHC046-01 | ExAnte2019 | IOU workpaper | 2019-11-06 | Cap-Tons | 1 |  |  | 0 | 0 | 0 | -444.6367 | 0 | 108.5613 | [6 empty] | DEER:HVAC_Split-Package_HP | Annual | FALSE
Any | SWHC046F | SCn | ex | CZ03 | cDXHP | SWHC046-01 | ExAnte2019 | IOU workpaper | 2019-11-06 | Cap-Tons | 1 |  |  | 0 | 0 | 0 | -194.3241 | 0 | 80.8529 | [6 empty] | DEER:HVAC_Split-Package_HP | Annual | FALSE
Any | SWHC046F | SCn | ex | CZ04 | cDXHP | SWHC046-01 | ExAnte2019 | IOU workpaper | 2019-11-06 | Cap-Tons | 1 |  |  | 0 | 0 | 0 | -313.751 | 0 | 85.2132 | [6 empty] | DEER:HVAC_Split-Package_HP | Annual | FALSE
Any | SWHC046F | SCn | ex | CZ05 | cDXHP | SWHC046-01 | ExAnte2019 | IOU workpaper | 2019-11-06 | Cap-Tons | 1 |  |  | 0 | 0 | 0 | -207.9374 | 0 | 79.7345 | [6 empty] | DEER:HVAC_Split-Package_HP | Annual | FALSE
Any | SWHC046F | SCn | ex | CZ06 | cDXHP | SWHC046-01 | ExAnte2019 | IOU workpaper | 2019-11-06 | Cap-Tons | 1 |  |  | 0 | 0 | 0 | 4.2598 | 0 | 43.1201 | [6 empty] | DEER:HVAC_Split-Package_HP | Annual | FALSE
Any | SWHC046F | SCn | ex | CZ07 | cDXHP | SWHC046-01 | ExAnte2019 | IOU workpaper | 2019-11-06 | Cap-Tons | 1 |  |  | 0 | 0 | 0 | 59.6288 | 0 | 33.3388 | [6 empty] | DEER:HVAC_Split-Package_HP | Annual | FALSE
Any | SWHC046F | SCn | ex | CZ08 | cDXHP | SWHC046-01 | ExAnte2019 | IOU workpaper | 2019-11-06 | Cap-Tons | 1 |  |  | 0 | 0 | 0 | 19.5599 | 0 | 45.1714 | [6 empty] | DEER:HVAC_Split-Package_HP | Annual | FALSE
Any | SWHC046F | SCn | ex | CZ09 | cDXHP | SWHC046-01 | ExAnte2019 | IOU workpaper | 2019-11-06 | Cap-Tons | 1 |  |  | 0 | 0 | 0 | 43.0846 | 0 | 46.3429 | [6 empty] | DEER:HVAC_Split-Package_HP | Annual | FALSE
Any | SWHC046F | SCn | ex | CZ10 | cDXHP | SWHC046-01 | ExAnte2019 | IOU workpaper | 2019-11-06 | Cap-Tons | 1 |  |  | 0 | 0 | 0 | 38.8678 | 0 | 50.5703 | [6 empty] | DEER:HVAC_Split-Package_HP | Annual | FALSE
Any | SWHC046F | SCn | ex | CZ11 | cDXHP | SWHC046-01 | ExAnte2019 | IOU workpaper | 2019-11-06 | Cap-Tons | 1 |  |  | 0 | 0 | 0 | -189.4574 | 0 | 89.3305 | [6 empty] | DEER:HVAC_Split-Package_HP | Annual | FALSE
Any | SWHC046F | SCn | ex | CZ12 | cDXHP | SWHC046-01 | ExAnte2019 | IOU workpaper | 2019-11-06 | Cap-Tons | 1 |  |  | 0 | 0 | 0 | -252.9089 | 0 | 97.8122 | [6 empty] | DEER:HVAC_Split-Package_HP | Annual | FALSE
Any | SWHC046F | SCn | ex | CZ13 | cDXHP | SWHC046-01 | ExAnte2019 | IOU workpaper | 2019-11-06 | Cap-Tons | 1 |  |  | 0 | 0 | 0 | -94.8513 | 0 | 78.9867 | [6 empty] | DEER:HVAC_Split-Package_HP | Annual | FALSE
Any | SWHC046F | SCn | ex | CZ14 | cDXHP | SWHC046-01 | ExAnte2019 | IOU workpaper | 2019-11-06 | Cap-Tons | 1 |  |  | 0 | 0 | 0 | -230.4949 | 0 | 92.8407 | [6 empty] | DEER:HVAC_Split-Package_HP | Annual | FALSE
Any | SWHC046F | SCn | ex | CZ15 | cDXHP | SWHC046-01 | ExAnte2019 | IOU workpaper | 2019-11-06 | Cap-Tons | 1 |  |  | 0 | 0 | 0 | 335.1369 | 0 | 13.4192 | [6 empty] | DEER:HVAC_Split-Package_HP | Annual | FALSE
Any | SWHC046F | SCn | ex | CZ16 | cDXHP | SWHC046-01 | ExAnte2019 | IOU workpaper | 2019-11-06 | Cap-Tons | 1 |  |  | 0 | 0 | 0 | -888.2752 | 0 | 164.3771 | [6 empty] | DEER:HVAC_Split-Package_HP | Annual | FALSE
Any | SWHC046G | Asm | ex | CZ01 | cDXHP | SWHC046-01 | ExAnte2019 | IOU workpaper | 2019-11-06 | Cap-Tons | 1 |  |  | 0 | 0 | 0 | -637.3832 | 0 | 170.8495 | [6 empty] | DEER:HVAC_Split-Package_HP | Annual | FALSE
Any | SWHC046G | Asm | ex | CZ02 | cDXHP | SWHC046-01 | ExAnte2019 | IOU workpaper | 2019-11-06 | Cap-Tons | 1 |  |  | 0 | 0 | 0 | -249.7457 | 0 | 103.5703 | [6 empty] | DEER:HVAC_Split-Package_HP | Annual | FALSE
Any | SWHC046G | Asm | ex | CZ03 | cDXHP | SWHC046-01 | ExAnte2019 | IOU workpaper | 2019-11-06 | Cap-Tons | 1 |  |  | 0 | 0 | 0 | -109.433 | 0 | 78.2394 | [6 empty] | DEER:HVAC_Split-Package_HP | Annual | FALSE
Any | SWHC046G | Asm | ex | CZ04 | cDXHP | SWHC046-01 | ExAnte2019 | IOU workpaper | 2019-11-06 | Cap-Tons | 1 |  |  | 0 | 0 | 0 | -54.5072 | 0 | 70.3511 | [6 empty] | DEER:HVAC_Split-Package_HP | Annual | FALSE
Any | SWHC046G | Asm | ex | CZ05 | cDXHP | SWHC046-01 | ExAnte2019 | IOU workpaper | 2019-11-06 | Cap-Tons | 1 |  |  | 0 | 0 | 0 | -121.4433 | 0 | 77.3544 | [6 empty] | DEER:HVAC_Split-Package_HP | Annual | FALSE
Any | SWHC046G | Asm | ex | CZ06 | cDXHP | SWHC046-01 | ExAnte2019 | IOU workpaper | 2019-11-06 | Cap-Tons | 1 |  |  | 0 | 0 | 0 | 116.9146 | 0 | 33.0922 | [6 empty] | DEER:HVAC_Split-Package_HP | Annual | FALSE
Any | SWHC046G | Asm | ex | CZ07 | cDXHP | SWHC046-01 | ExAnte2019 | IOU workpaper | 2019-11-06 | Cap-Tons | 1 |  |  | 0 | 0 | 0 | 121.3387 | 0 | 25.428 | [6 empty] | DEER:HVAC_Split-Package_HP | Annual | FALSE
Any | SWHC046G | Asm | ex | CZ08 | cDXHP | SWHC046-01 | ExAnte2019 | IOU workpaper | 2019-11-06 | Cap-Tons | 1 |  |  | 0 | 0 | 0 | 151.0493 | 0 | 32.2682 | [6 empty] | DEER:HVAC_Split-Package_HP | Annual | FALSE
Any | SWHC046G | Asm | ex | CZ09 | cDXHP | SWHC046-01 | ExAnte2019 | IOU workpaper | 2019-11-06 | Cap-Tons | 1 |  |  | 0 | 0 | 0 | 179.2518 | 0 | 32.857 | [6 empty] | DEER:HVAC_Split-Package_HP | Annual | FALSE
Any | SWHC046G | Asm | ex | CZ10 | cDXHP | SWHC046-01 | ExAnte2019 | IOU workpaper | 2019-11-06 | Cap-Tons | 1 |  |  | 0 | 0 | 0 | 181.5603 | 0 | 39.9616 | [6 empty] | DEER:HVAC_Split-Package_HP | Annual | FALSE
Any | SWHC046G | Asm | ex | CZ11 | cDXHP | SWHC046-01 | ExAnte2019 | IOU workpaper | 2019-11-06 | Cap-Tons | 1 |  |  | 0 | 0 | 0 | 62.1453 | 0 | 71.382 | [6 empty] | DEER:HVAC_Split-Package_HP | Annual | FALSE
Any | SWHC046G | Asm | ex | CZ12 | cDXHP | SWHC046-01 | ExAnte2019 | IOU workpaper | 2019-11-06 | Cap-Tons | 1 |  |  | 0 | 0 | 0 | -10.3901 | 0 | 77.6881 | [6 empty] | DEER:HVAC_Split-Package_HP | Annual | FALSE
Any | SWHC046G | Asm | ex | CZ13 | cDXHP | SWHC046-01 | ExAnte2019 | IOU workpaper | 2019-11-06 | Cap-Tons | 1 |  |  | 0 | 0 | 0 | 103.8953 | 0 | 65.6133 | [6 empty] | DEER:HVAC_Split-Package_HP | Annual | FALSE
Any | SWHC046G | Asm | ex | CZ14 | cDXHP | SWHC046-01 | ExAnte2019 | IOU workpaper | 2019-11-06 | Cap-Tons | 1 |  |  | 0 | 0 | 0 | 73.1316 | 0 | 69.407 | [6 empty] | DEER:HVAC_Split-Package_HP | Annual | FALSE
Any | SWHC046G | Asm | ex | CZ15 | cDXHP | SWHC046-01 | ExAnte2019 | IOU workpaper | 2019-11-06 | Cap-Tons | 1 |  |  | 0 | 0 | 0 | 454.2025 | 0 | 12.5579 | [6 empty] | DEER:HVAC_Split-Package_HP | Annual | FALSE
Any | SWHC046G | Asm | ex | CZ16 | cDXHP | SWHC046-01 | ExAnte2019 | IOU workpaper | 2019-11-06 | Cap-Tons | 1 |  |  | 0 | 0 | 0 | -814.3359 | 0 | 189.0835 | [6 empty] | DEER:HVAC_Split-Package_HP | Annual | FALSE
Any | SWHC046G | Com | ex | CZ01 | cDXHP | SWHC046-01 | ExAnte2019 | IOU workpaper | 2019-11-06 | Cap-Tons | 1 |  |  | 0 | 0 | 0 | -275.641 | 0 | 113.9213 | [6 empty] | DEER:HVAC_Split-Package_HP | Annual | FALSE
Any | SWHC046G | Com | ex | CZ02 | cDXHP | SWHC046-01 | ExAnte2019 | IOU workpaper | 2019-11-06 | Cap-Tons | 1 |  |  | 0 | 0 | 0 | -14.7321 | 0 | 61.5798 | [6 empty] | DEER:HVAC_Split-Package_HP | Annual | FALSE
Any | SWHC046G | Com | ex | CZ03 | cDXHP | SWHC046-01 | ExAnte2019 | IOU workpaper | 2019-11-06 | Cap-Tons | 1 |  |  | 0 | 0 | 0 | 36.1727 | 0 | 42.2353 | [6 empty] | DEER:HVAC_Split-Package_HP | Annual | FALSE
Any | SWHC046G | Com | ex | CZ04 | cDXHP | SWHC046-01 | ExAnte2019 | IOU workpaper | 2019-11-06 | Cap-Tons | 1 |  |  | 0 | 0 | 0 | 74.7791 | 0 | 36.6558 | [6 empty] | DEER:HVAC_Split-Package_HP | Annual | FALSE
Any | SWHC046G | Com | ex | CZ05 | cDXHP | SWHC046-01 | ExAnte2019 | IOU workpaper | 2019-11-06 | Cap-Tons | 1 |  |  | 0 | 0 | 0 | 1.1212 | 0 | 57.9396 | [6 empty] | DEER:HVAC_Split-Package_HP | Annual | FALSE
Any | SWHC046G | Com | ex | CZ06 | cDXHP | SWHC046-01 | ExAnte2019 | IOU workpaper | 2019-11-06 | Cap-Tons | 1 |  |  | 0 | 0 | 0 | 169.5318 | 0 | 22.9138 | [6 empty] | DEER:HVAC_Split-Package_HP | Annual | FALSE
Any | SWHC046G | Com | ex | CZ07 | cDXHP | SWHC046-01 | ExAnte2019 | IOU workpaper | 2019-11-06 | Cap-Tons | 1 |  |  | 0 | 0 | 0 | 178.1827 | 0 | 18.4116 | [6 empty] | DEER:HVAC_Split-Package_HP | Annual | FALSE
Any | SWHC046G | Com | ex | CZ08 | cDXHP | SWHC046-01 | ExAnte2019 | IOU workpaper | 2019-11-06 | Cap-Tons | 1 |  |  | 0 | 0 | 0 | 190.9567 | 0 | 22.1301 | [6 empty] | DEER:HVAC_Split-Package_HP | Annual | FALSE
Any | SWHC046G | Com | ex | CZ09 | cDXHP | SWHC046-01 | ExAnte2019 | IOU workpaper | 2019-11-06 | Cap-Tons | 1 |  |  | 0 | 0 | 0 | 224.393 | 0 | 21.765 | [6 empty] | DEER:HVAC_Split-Package_HP | Annual | FALSE
Any | SWHC046G | Com | ex | CZ10 | cDXHP | SWHC046-01 | ExAnte2019 | IOU workpaper | 2019-11-06 | Cap-Tons | 1 |  |  | 0 | 0 | 0 | 196.0982 | 0 | 29.4802 | [6 empty] | DEER:HVAC_Split-Package_HP | Annual | FALSE
Any | SWHC046G | Com | ex | CZ11 | cDXHP | SWHC046-01 | ExAnte2019 | IOU workpaper | 2019-11-06 | Cap-Tons | 1 |  |  | 0 | 0 | 0 | 101.559 | 0 | 51.7105 | [6 empty] | DEER:HVAC_Split-Package_HP | Annual | FALSE
Any | SWHC046G | Com | ex | CZ12 | cDXHP | SWHC046-01 | ExAnte2019 | IOU workpaper | 2019-11-06 | Cap-Tons | 1 |  |  | 0 | 0 | 0 | 77.2911 | 0 | 48.8696 | [6 empty] | DEER:HVAC_Split-Package_HP | Annual | FALSE
Any | SWHC046G | Com | ex | CZ13 | cDXHP | SWHC046-01 | ExAnte2019 | IOU workpaper | 2019-11-06 | Cap-Tons | 1 |  |  | 0 | 0 | 0 | 150.9825 | 0 | 44.1165 | [6 empty] | DEER:HVAC_Split-Package_HP | Annual | FALSE
Any | SWHC046G | Com | ex | CZ14 | cDXHP | SWHC046-01 | ExAnte2019 | IOU workpaper | 2019-11-06 | Cap-Tons | 1 |  |  | 0 | 0 | 0 | 129.4053 | 0 | 47.5232 | [6 empty] | DEER:HVAC_Split-Package_HP | Annual | FALSE
Any | SWHC046G | Com | ex | CZ15 | cDXHP | SWHC046-01 | ExAnte2019 | IOU workpaper | 2019-11-06 | Cap-Tons | 1 |  |  | 0 | 0 | 0 | 448.0963 | 0 | 8.0599 | [6 empty] | DEER:HVAC_Split-Package_HP | Annual | FALSE
Any | SWHC046G | Com | ex | CZ16 | cDXHP | SWHC046-01 | ExAnte2019 | IOU workpaper | 2019-11-06 | Cap-Tons | 1 |  |  | 0 | 0 | 0 | -531.9406 | 0 | 133.4361 | [6 empty] | DEER:HVAC_Split-Package_HP | Annual | FALSE
Any | SWHC046G | ECC | ex | CZ01 | cDXHP | SWHC046-01 | ExAnte2019 | IOU workpaper | 2019-11-06 | Cap-Tons | 1 |  |  | 0 | 0 | 0 | -118.8569 | 0 | 72.0237 | [6 empty] | DEER:HVAC_Split-Package_HP | Annual | FALSE
Any | SWHC046G | ECC | ex | CZ02 | cDXHP | SWHC046-01 | ExAnte2019 | IOU workpaper | 2019-11-06 | Cap-Tons | 1 |  |  | 0 | 0 | 0 | 38.5608 | 0 | 40.5579 | [6 empty] | DEER:HVAC_Split-Package_HP | Annual | FALSE
Any | SWHC046G | ECC | ex | CZ03 | cDXHP | SWHC046-01 | ExAnte2019 | IOU workpaper | 2019-11-06 | Cap-Tons | 1 |  |  | 0 | 0 | 0 | 50.1527 | 0 | 31.2752 | [6 empty] | DEER:HVAC_Split-Package_HP | Annual | FALSE
Any | SWHC046G | ECC | ex | CZ04 | cDXHP | SWHC046-01 | ExAnte2019 | IOU workpaper | 2019-11-06 | Cap-Tons | 1 |  |  | 0 | 0 | 0 | 84.3564 | 0 | 28.0432 | [6 empty] | DEER:HVAC_Split-Package_HP | Annual | FALSE
Any | SWHC046G | ECC | ex | CZ05 | cDXHP | SWHC046-01 | ExAnte2019 | IOU workpaper | 2019-11-06 | Cap-Tons | 1 |  |  | 0 | 0 | 0 | 41.6996 | 0 | 31.2146 | [6 empty] | DEER:HVAC_Split-Package_HP | Annual | FALSE
Any | SWHC046G | ECC | ex | CZ06 | cDXHP | SWHC046-01 | ExAnte2019 | IOU workpaper | 2019-11-06 | Cap-Tons | 1 |  |  | 0 | 0 | 0 | 157.8766 | 0 | 10.353 | [6 empty] | DEER:HVAC_Split-Package_HP | Annual | FALSE
Any | SWHC046G | ECC | ex | CZ07 | cDXHP | SWHC046-01 | ExAnte2019 | IOU workpaper | 2019-11-06 | Cap-Tons | 1 |  |  | 0 | 0 | 0 | 149.9222 | 0 | 6.1659 | [6 empty] | DEER:HVAC_Split-Package_HP | Annual | FALSE
Any | SWHC046G | ECC | ex | CZ08 | cDXHP | SWHC046-01 | ExAnte2019 | IOU workpaper | 2019-11-06 | Cap-Tons | 1 |  |  | 0 | 0 | 0 | 180.3651 | 0 | 9.5343 | [6 empty] | DEER:HVAC_Split-Package_HP | Annual | FALSE
Any | SWHC046G | ECC | ex | CZ09 | cDXHP | SWHC046-01 | ExAnte2019 | IOU workpaper | 2019-11-06 | Cap-Tons | 1 |  |  | 0 | 0 | 0 | 194.8355 | 0 | 11.4252 | [6 empty] | DEER:HVAC_Split-Package_HP | Annual | FALSE
Any | SWHC046G | ECC | ex | CZ10 | cDXHP | SWHC046-01 | ExAnte2019 | IOU workpaper | 2019-11-06 | Cap-Tons | 1 |  |  | 0 | 0 | 0 | 205.4757 | 0 | 12.8435 | [6 empty] | DEER:HVAC_Split-Package_HP | Annual | FALSE
Any | SWHC046G | ECC | ex | CZ11 | cDXHP | SWHC046-01 | ExAnte2019 | IOU workpaper | 2019-11-06 | Cap-Tons | 1 |  |  | 0 | 0 | 0 | 128.3233 | 0 | 33.3072 | [6 empty] | DEER:HVAC_Split-Package_HP | Annual | FALSE
Any | SWHC046G | ECC | ex | CZ12 | cDXHP | SWHC046-01 | ExAnte2019 | IOU workpaper | 2019-11-06 | Cap-Tons | 1 |  |  | 0 | 0 | 0 | 92.9663 | 0 | 34.8624 | [6 empty] | DEER:HVAC_Split-Package_HP | Annual | FALSE
Any | SWHC046G | ECC | ex | CZ13 | cDXHP | SWHC046-01 | ExAnte2019 | IOU workpaper | 2019-11-06 | Cap-Tons | 1 |  |  | 0 | 0 | 0 | 152.1572 | 0 | 29.0512 | [6 empty] | DEER:HVAC_Split-Package_HP | Annual | FALSE
Any | SWHC046G | ECC | ex | CZ14 | cDXHP | SWHC046-01 | ExAnte2019 | IOU workpaper | 2019-11-06 | Cap-Tons | 1 |  |  | 0 | 0 | 0 | 137.7783 | 0 | 30.6518 | [6 empty] | DEER:HVAC_Split-Package_HP | Annual | FALSE
Any | SWHC046G | ECC | ex | CZ15 | cDXHP | SWHC046-01 | ExAnte2019 | IOU workpaper | 2019-11-06 | Cap-Tons | 1 |  |  | 0 | 0 | 0 | 361.4432 | 0 | 3.283 | [6 empty] | DEER:HVAC_Split-Package_HP | Annual | FALSE
Any | SWHC046G | ECC | ex | CZ16 | cDXHP | SWHC046-01 | ExAnte2019 | IOU workpaper | 2019-11-06 | Cap-Tons | 1 |  |  | 0 | 0 | 0 | -325.6026 | 0 | 90.68 | [6 empty] | DEER:HVAC_Split-Package_HP | Annual | FALSE
Any | SWHC046G | EPr | ex | CZ01 | cDXHP | SWHC046-01 | ExAnte2019 | IOU workpaper | 2019-11-06 | Cap-Tons | 1 |  |  | 0 | 0 | 0 | -306.1142 | 0 | 90.6075 | [6 empty] | DEER:HVAC_Split-Package_HP | Annual | FALSE
Any | SWHC046G | EPr | ex | CZ02 | cDXHP | SWHC046-01 | ExAnte2019 | IOU workpaper | 2019-11-06 | Cap-Tons | 1 |  |  | 0 | 0 | 0 | -105.3914 | 0 | 50.5711 | [6 empty] | DEER:HVAC_Split-Package_HP | Annual | FALSE
Any | SWHC046G | EPr | ex | CZ03 | cDXHP | SWHC046-01 | ExAnte2019 | IOU workpaper | 2019-11-06 | Cap-Tons | 1 |  |  | 0 | 0 | 0 | -70.1959 | 0 | 44.2861 | [6 empty] | DEER:HVAC_Split-Package_HP | Annual | FALSE
Any | SWHC046G | EPr | ex | CZ04 | cDXHP | SWHC046-01 | ExAnte2019 | IOU workpaper | 2019-11-06 | Cap-Tons | 1 |  |  | 0 | 0 | 0 | -33.1219 | 0 | 35.9198 | [6 empty] | DEER:HVAC_Split-Package_HP | Annual | FALSE
Any | SWHC046G | EPr | ex | CZ05 | cDXHP | SWHC046-01 | ExAnte2019 | IOU workpaper | 2019-11-06 | Cap-Tons | 1 |  |  | 0 | 0 | 0 | -85.2652 | 0 | 43.2969 | [6 empty] | DEER:HVAC_Split-Package_HP | Annual | FALSE
Any | SWHC046G | EPr | ex | CZ06 | cDXHP | SWHC046-01 | ExAnte2019 | IOU workpaper | 2019-11-06 | Cap-Tons | 1 |  |  | 0 | 0 | 0 | 48.1476 | 0 | 18.3243 | [6 empty] | DEER:HVAC_Split-Package_HP | Annual | FALSE
Any | SWHC046G | EPr | ex | CZ07 | cDXHP | SWHC046-01 | ExAnte2019 | IOU workpaper | 2019-11-06 | Cap-Tons | 1 |  |  | 0 | 0 | 0 | 53.239 | 0 | 14.1476 | [6 empty] | DEER:HVAC_Split-Package_HP | Annual | FALSE
Any | SWHC046G | EPr | ex | CZ08 | cDXHP | SWHC046-01 | ExAnte2019 | IOU workpaper | 2019-11-06 | Cap-Tons | 1 |  |  | 0 | 0 | 0 | 73.2414 | 0 | 15.6058 | [6 empty] | DEER:HVAC_Split-Package_HP | Annual | FALSE
Any | SWHC046G | EPr | ex | CZ09 | cDXHP | SWHC046-01 | ExAnte2019 | IOU workpaper | 2019-11-06 | Cap-Tons | 1 |  |  | 0 | 0 | 0 | 79.9055 | 0 | 18.1516 | [6 empty] | DEER:HVAC_Split-Package_HP | Annual | FALSE
Any | SWHC046G | EPr | ex | CZ10 | cDXHP | SWHC046-01 | ExAnte2019 | IOU workpaper | 2019-11-06 | Cap-Tons | 1 |  |  | 0 | 0 | 0 | 88.1502 | 0 | 17.8383 | [6 empty] | DEER:HVAC_Split-Package_HP | Annual | FALSE
Any | SWHC046G | EPr | ex | CZ11 | cDXHP | SWHC046-01 | ExAnte2019 | IOU workpaper | 2019-11-06 | Cap-Tons | 1 |  |  | 0 | 0 | 0 | -13.5 | 0 | 39.4424 | [6 empty] | DEER:HVAC_Split-Package_HP | Annual | FALSE
Any | SWHC046G | EPr | ex | CZ12 | cDXHP | SWHC046-01 | ExAnte2019 | IOU workpaper | 2019-11-06 | Cap-Tons | 1 |  |  | 0 | 0 | 0 | -40.8747 | 0 | 42.9701 | [6 empty] | DEER:HVAC_Split-Package_HP | Annual | FALSE
Any | SWHC046G | EPr | ex | CZ13 | cDXHP | SWHC046-01 | ExAnte2019 | IOU workpaper | 2019-11-06 | Cap-Tons | 1 |  |  | 0 | 0 | 0 | 14.0669 | 0 | 35.0111 | [6 empty] | DEER:HVAC_Split-Package_HP | Annual | FALSE
Any | SWHC046G | EPr | ex | CZ14 | cDXHP | SWHC046-01 | ExAnte2019 | IOU workpaper | 2019-11-06 | Cap-Tons | 1 |  |  | 0 | 0 | 0 | 2.7353 | 0 | 35.6528 | [6 empty] | DEER:HVAC_Split-Package_HP | Annual | FALSE
Any | SWHC046G | EPr | ex | CZ15 | cDXHP | SWHC046-01 | ExAnte2019 | IOU workpaper | 2019-11-06 | Cap-Tons | 1 |  |  | 0 | 0 | 0 | 216.3634 | 0 | 5.1621 | [6 empty] | DEER:HVAC_Split-Package_HP | Annual | FALSE
Any | SWHC046G | EPr | ex | CZ16 | cDXHP | SWHC046-01 | ExAnte2019 | IOU workpaper | 2019-11-06 | Cap-Tons | 1 |  |  | 0 | 0 | 0 | -500.1176 | 0 | 109.1819 | [6 empty] | DEER:HVAC_Split-Package_HP | Annual | FALSE
Any | SWHC046G | ERC | ex | CZ01 | cDXHP | SWHC046-01 | ExAnte2019 | IOU workpaper | 2019-11-06 | Cap-Tons | 1 |  |  | 0 | 0 | 0 | -602.852 | 0 | 132.9112 | [6 empty] | DEER:HVAC_Split-Package_HP | Annual | FALSE
Any | SWHC046G | ERC | ex | CZ02 | cDXHP | SWHC046-01 | ExAnte2019 | IOU workpaper | 2019-11-06 | Cap-Tons | 1 |  |  | 0 | 0 | 0 | -335.6392 | 0 | 82.8738 | [6 empty] | DEER:HVAC_Split-Package_HP | Annual | FALSE
Any | SWHC046G | ERC | ex | CZ03 | cDXHP | SWHC046-01 | ExAnte2019 | IOU workpaper | 2019-11-06 | Cap-Tons | 1 |  |  | 0 | 0 | 0 | -207.938 | 0 | 64.0743 | [6 empty] | DEER:HVAC_Split-Package_HP | Annual | FALSE
Any | SWHC046G | ERC | ex | CZ04 | cDXHP | SWHC046-01 | ExAnte2019 | IOU workpaper | 2019-11-06 | Cap-Tons | 1 |  |  | 0 | 0 | 0 | -207.2372 | 0 | 57.3458 | [6 empty] | DEER:HVAC_Split-Package_HP | Annual | FALSE
Any | SWHC046G | ERC | ex | CZ05 | cDXHP | SWHC046-01 | ExAnte2019 | IOU workpaper | 2019-11-06 | Cap-Tons | 1 |  |  | 0 | 0 | 0 | -283.6666 | 0 | 71.6575 | [6 empty] | DEER:HVAC_Split-Package_HP | Annual | FALSE
Any | SWHC046G | ERC | ex | CZ06 | cDXHP | SWHC046-01 | ExAnte2019 | IOU workpaper | 2019-11-06 | Cap-Tons | 1 |  |  | 0 | 0 | 0 | -50.4775 | 0 | 30.4767 | [6 empty] | DEER:HVAC_Split-Package_HP | Annual | FALSE
Any | SWHC046G | ERC | ex | CZ07 | cDXHP | SWHC046-01 | ExAnte2019 | IOU workpaper | 2019-11-06 | Cap-Tons | 1 |  |  | 0 | 0 | 0 | -11.2672 | 0 | 19.9844 | [6 empty] | DEER:HVAC_Split-Package_HP | Annual | FALSE
Any | SWHC046G | ERC | ex | CZ08 | cDXHP | SWHC046-01 | ExAnte2019 | IOU workpaper | 2019-11-06 | Cap-Tons | 1 |  |  | 0 | 0 | 0 | -15.8625 | 0 | 27.0257 | [6 empty] | DEER:HVAC_Split-Package_HP | Annual | FALSE
Any | SWHC046G | ERC | ex | CZ09 | cDXHP | SWHC046-01 | ExAnte2019 | IOU workpaper | 2019-11-06 | Cap-Tons | 1 |  |  | 0 | 0 | 0 | -3.9681 | 0 | 26.9494 | [6 empty] | DEER:HVAC_Split-Package_HP | Annual | FALSE
Any | SWHC046G | ERC | ex | CZ10 | cDXHP | SWHC046-01 | ExAnte2019 | IOU workpaper | 2019-11-06 | Cap-Tons | 1 |  |  | 0 | 0 | 0 | -20.1888 | 0 | 30.2945 | [6 empty] | DEER:HVAC_Split-Package_HP | Annual | FALSE
Any | SWHC046G | ERC | ex | CZ11 | cDXHP | SWHC046-01 | ExAnte2019 | IOU workpaper | 2019-11-06 | Cap-Tons | 1 |  |  | 0 | 0 | 0 | -156.2635 | 0 | 55.4827 | [6 empty] | DEER:HVAC_Split-Package_HP | Annual | FALSE
Any | SWHC046G | ERC | ex | CZ12 | cDXHP | SWHC046-01 | ExAnte2019 | IOU workpaper | 2019-11-06 | Cap-Tons | 1 |  |  | 0 | 0 | 0 | -205.4628 | 0 | 62.5458 | [6 empty] | DEER:HVAC_Split-Package_HP | Annual | FALSE
Any | SWHC046G | ERC | ex | CZ13 | cDXHP | SWHC046-01 | ExAnte2019 | IOU workpaper | 2019-11-06 | Cap-Tons | 1 |  |  | 0 | 0 | 0 | -118.2026 | 0 | 49.9279 | [6 empty] | DEER:HVAC_Split-Package_HP | Annual | FALSE
Any | SWHC046G | ERC | ex | CZ14 | cDXHP | SWHC046-01 | ExAnte2019 | IOU workpaper | 2019-11-06 | Cap-Tons | 1 |  |  | 0 | 0 | 0 | -147.6973 | 0 | 52.0353 | [6 empty] | DEER:HVAC_Split-Package_HP | Annual | FALSE
Any | SWHC046G | ERC | ex | CZ15 | cDXHP | SWHC046-01 | ExAnte2019 | IOU workpaper | 2019-11-06 | Cap-Tons | 1 |  |  | 0 | 0 | 0 | 163.6858 | 0 | 8.3573 | [6 empty] | DEER:HVAC_Split-Package_HP | Annual | FALSE
Any | SWHC046G | ERC | ex | CZ16 | cDXHP | SWHC046-01 | ExAnte2019 | IOU workpaper | 2019-11-06 | Cap-Tons | 1 |  |  | 0 | 0 | 0 | -852.8076 | 0 | 146.298 | [6 empty] | DEER:HVAC_Split-Package_HP | Annual | FALSE
Any | SWHC046G | ESe | ex | CZ01 | cDXHP | SWHC046-01 | ExAnte2019 | IOU workpaper | 2019-11-06 | Cap-Tons | 1 |  |  | 0 | 0 | 0 | -255.7108 | 0 | 83.3038 | [6 empty] | DEER:HVAC_Split-Package_HP | Annual | FALSE
Any | SWHC046G | ESe | ex | CZ02 | cDXHP | SWHC046-01 | ExAnte2019 | IOU workpaper | 2019-11-06 | Cap-Tons | 1 |  |  | 0 | 0 | 0 | -89.0686 | 0 | 50.6571 | [6 empty] | DEER:HVAC_Split-Package_HP | Annual | FALSE
Any | SWHC046G | ESe | ex | CZ03 | cDXHP | SWHC046-01 | ExAnte2019 | IOU workpaper | 2019-11-06 | Cap-Tons | 1 |  |  | 0 | 0 | 0 | -25.6665 | 0 | 35.3761 | [6 empty] | DEER:HVAC_Split-Package_HP | Annual | FALSE
Any | SWHC046G | ESe | ex | CZ04 | cDXHP | SWHC046-01 | ExAnte2019 | IOU workpaper | 2019-11-06 | Cap-Tons | 1 |  |  | 0 | 0 | 0 | -0.5998 | 0 | 32.3191 | [6 empty] | DEER:HVAC_Split-Package_HP | Annual | FALSE
Any | SWHC046G | ESe | ex | CZ05 | cDXHP | SWHC046-01 | ExAnte2019 | IOU workpaper | 2019-11-06 | Cap-Tons | 1 |  |  | 0 | 0 | 0 | -29.5505 | 0 | 34.0673 | [6 empty] | DEER:HVAC_Split-Package_HP | Annual | FALSE
Any | SWHC046G | ESe | ex | CZ06 | cDXHP | SWHC046-01 | ExAnte2019 | IOU workpaper | 2019-11-06 | Cap-Tons | 1 |  |  | 0 | 0 | 0 | 83.7725 | 0 | 14.0888 | [6 empty] | DEER:HVAC_Split-Package_HP | Annual | FALSE
Any | SWHC046G | ESe | ex | CZ07 | cDXHP | SWHC046-01 | ExAnte2019 | IOU workpaper | 2019-11-06 | Cap-Tons | 1 |  |  | 0 | 0 | 0 | 88.825 | 0 | 9.7649 | [6 empty] | DEER:HVAC_Split-Package_HP | Annual | FALSE
Any | SWHC046G | ESe | ex | CZ08 | cDXHP | SWHC046-01 | ExAnte2019 | IOU workpaper | 2019-11-06 | Cap-Tons | 1 |  |  | 0 | 0 | 0 | 104.1075 | 0 | 13.1671 | [6 empty] | DEER:HVAC_Split-Package_HP | Annual | FALSE
Any | SWHC046G | ESe | ex | CZ09 | cDXHP | SWHC046-01 | ExAnte2019 | IOU workpaper | 2019-11-06 | Cap-Tons | 1 |  |  | 0 | 0 | 0 | 109.8456 | 0 | 15.0407 | [6 empty] | DEER:HVAC_Split-Package_HP | Annual | FALSE
Any | SWHC046G | ESe | ex | CZ10 | cDXHP | SWHC046-01 | ExAnte2019 | IOU workpaper | 2019-11-06 | Cap-Tons | 1 |  |  | 0 | 0 | 0 | 103.9133 | 0 | 18.7741 | [6 empty] | DEER:HVAC_Split-Package_HP | Annual | FALSE
Any | SWHC046G | ESe | ex | CZ11 | cDXHP | SWHC046-01 | ExAnte2019 | IOU workpaper | 2019-11-06 | Cap-Tons | 1 |  |  | 0 | 0 | 0 | -7.483 | 0 | 42.163 | [6 empty] | DEER:HVAC_Split-Package_HP | Annual | FALSE
Any | SWHC046G | ESe | ex | CZ12 | cDXHP | SWHC046-01 | ExAnte2019 | IOU workpaper | 2019-11-06 | Cap-Tons | 1 |  |  | 0 | 0 | 0 | -36.5748 | 0 | 44.7191 | [6 empty] | DEER:HVAC_Split-Package_HP | Annual | FALSE
Any | SWHC046G | ESe | ex | CZ13 | cDXHP | SWHC046-01 | ExAnte2019 | IOU workpaper | 2019-11-06 | Cap-Tons | 1 |  |  | 0 | 0 | 0 | 25.0467 | 0 | 36.9962 | [6 empty] | DEER:HVAC_Split-Package_HP | Annual | FALSE
Any | SWHC046G | ESe | ex | CZ14 | cDXHP | SWHC046-01 | ExAnte2019 | IOU workpaper | 2019-11-06 | Cap-Tons | 1 |  |  | 0 | 0 | 0 | 8.0783 | 0 | 38.7351 | [6 empty] | DEER:HVAC_Split-Package_HP | Annual | FALSE
Any | SWHC046G | ESe | ex | CZ15 | cDXHP | SWHC046-01 | ExAnte2019 | IOU workpaper | 2019-11-06 | Cap-Tons | 1 |  |  | 0 | 0 | 0 | 238.2347 | 0 | 5.6009 | [6 empty] | DEER:HVAC_Split-Package_HP | Annual | FALSE
Any | SWHC046G | ESe | ex | CZ16 | cDXHP | SWHC046-01 | ExAnte2019 | IOU workpaper | 2019-11-06 | Cap-Tons | 1 |  |  | 0 | 0 | 0 | -458.7326 | 0 | 100.2565 | [6 empty] | DEER:HVAC_Split-Package_HP | Annual | FALSE
Any | SWHC046G | EUn | ex | CZ01 | cDXHP | SWHC046-01 | ExAnte2019 | IOU workpaper | 2019-11-06 | Cap-Tons | 1 |  |  | 0 | 0 | 0 | -200.3813 | 0 | 89.3689 | [6 empty] | DEER:HVAC_Split-Package_HP | Annual | FALSE
Any | SWHC046G | EUn | ex | CZ02 | cDXHP | SWHC046-01 | ExAnte2019 | IOU workpaper | 2019-11-06 | Cap-Tons | 1 |  |  | 0 | 0 | 0 | -17.7794 | 0 | 55.6047 | [6 empty] | DEER:HVAC_Split-Package_HP | Annual | FALSE
Any | SWHC046G | EUn | ex | CZ03 | cDXHP | SWHC046-01 | ExAnte2019 | IOU workpaper | 2019-11-06 | Cap-Tons | 1 |  |  | 0 | 0 | 0 | 11.3684 | 0 | 44.8245 | [6 empty] | DEER:HVAC_Split-Package_HP | Annual | FALSE
Any | SWHC046G | EUn | ex | CZ04 | cDXHP | SWHC046-01 | ExAnte2019 | IOU workpaper | 2019-11-06 | Cap-Tons | 1 |  |  | 0 | 0 | 0 | 45.0711 | 0 | 40.8772 | [6 empty] | DEER:HVAC_Split-Package_HP | Annual | FALSE
Any | SWHC046G | EUn | ex | CZ05 | cDXHP | SWHC046-01 | ExAnte2019 | IOU workpaper | 2019-11-06 | Cap-Tons | 1 |  |  | 0 | 0 | 0 | -8.6446 | 0 | 45.8668 | [6 empty] | DEER:HVAC_Split-Package_HP | Annual | FALSE
Any | SWHC046G | EUn | ex | CZ06 | cDXHP | SWHC046-01 | ExAnte2019 | IOU workpaper | 2019-11-06 | Cap-Tons | 1 |  |  | 0 | 0 | 0 | 152.0732 | 0 | 19.2223 | [6 empty] | DEER:HVAC_Split-Package_HP | Annual | FALSE
Any | SWHC046G | EUn | ex | CZ07 | cDXHP | SWHC046-01 | ExAnte2019 | IOU workpaper | 2019-11-06 | Cap-Tons | 1 |  |  | 0 | 0 | 0 | 150.4225 | 0 | 13.8217 | [6 empty] | DEER:HVAC_Split-Package_HP | Annual | FALSE
Any | SWHC046G | EUn | ex | CZ08 | cDXHP | SWHC046-01 | ExAnte2019 | IOU workpaper | 2019-11-06 | Cap-Tons | 1 |  |  | 0 | 0 | 0 | 180.0306 | 0 | 18.5573 | [6 empty] | DEER:HVAC_Split-Package_HP | Annual | FALSE
Any | SWHC046G | EUn | ex | CZ09 | cDXHP | SWHC046-01 | ExAnte2019 | IOU workpaper | 2019-11-06 | Cap-Tons | 1 |  |  | 0 | 0 | 0 | 196.0302 | 0 | 20.0475 | [6 empty] | DEER:HVAC_Split-Package_HP | Annual | FALSE
Any | SWHC046G | EUn | ex | CZ10 | cDXHP | SWHC046-01 | ExAnte2019 | IOU workpaper | 2019-11-06 | Cap-Tons | 1 |  |  | 0 | 0 | 0 | 211.0768 | 0 | 21.2498 | [6 empty] | DEER:HVAC_Split-Package_HP | Annual | FALSE
Any | SWHC046G | EUn | ex | CZ11 | cDXHP | SWHC046-01 | ExAnte2019 | IOU workpaper | 2019-11-06 | Cap-Tons | 1 |  |  | 0 | 0 | 0 | 124.6567 | 0 | 43.0346 | [6 empty] | DEER:HVAC_Split-Package_HP | Annual | FALSE
Any | SWHC046G | EUn | ex | CZ12 | cDXHP | SWHC046-01 | ExAnte2019 | IOU workpaper | 2019-11-06 | Cap-Tons | 1 |  |  | 0 | 0 | 0 | 76.2061 | 0 | 46.1267 | [6 empty] | DEER:HVAC_Split-Package_HP | Annual | FALSE
Any | SWHC046G | EUn | ex | CZ13 | cDXHP | SWHC046-01 | ExAnte2019 | IOU workpaper | 2019-11-06 | Cap-Tons | 1 |  |  | 0 | 0 | 0 | 153.9502 | 0 | 37.8155 | [6 empty] | DEER:HVAC_Split-Package_HP | Annual | FALSE
Any | SWHC046G | EUn | ex | CZ14 | cDXHP | SWHC046-01 | ExAnte2019 | IOU workpaper | 2019-11-06 | Cap-Tons | 1 |  |  | 0 | 0 | 0 | 129.7285 | 0 | 40.9443 | [6 empty] | DEER:HVAC_Split-Package_HP | Annual | FALSE
Any | SWHC046G | EUn | ex | CZ15 | cDXHP | SWHC046-01 | ExAnte2019 | IOU workpaper | 2019-11-06 | Cap-Tons | 1 |  |  | 0 | 0 | 0 | 403.1403 | 0 | 6.2621 | [6 empty] | DEER:HVAC_Split-Package_HP | Annual | FALSE
Any | SWHC046G | EUn | ex | CZ16 | cDXHP | SWHC046-01 | ExAnte2019 | IOU workpaper | 2019-11-06 | Cap-Tons | 1 |  |  | 0 | 0 | 0 | -410.3007 | 0 | 107.372 | [6 empty] | DEER:HVAC_Split-Package_HP | Annual | FALSE
Any | SWHC046G | Gro | ex | CZ01 | cDXHP | SWHC046-01 | ExAnte2019 | IOU workpaper | 2019-11-06 | Cap-Tons | 1 |  |  | 0 | 0 | 0 | -1828.0176 | 0 | 495.8139 | [6 empty] | DEER:HVAC_Split-Package_HP | Annual | FALSE
Any | SWHC046G | Gro | ex | CZ02 | cDXHP | SWHC046-01 | ExAnte2019 | IOU workpaper | 2019-11-06 | Cap-Tons | 1 |  |  | 0 | 0 | 0 | -300.4442 | 0 | 166.7271 | [6 empty] | DEER:HVAC_Split-Package_HP | Annual | FALSE
Any | SWHC046G | Gro | ex | CZ03 | cDXHP | SWHC046-01 | ExAnte2019 | IOU workpaper | 2019-11-06 | Cap-Tons | 1 |  |  | 0 | 0 | 0 | -447.0552 | 0 | 220.784 | [6 empty] | DEER:HVAC_Split-Package_HP | Annual | FALSE
Any | SWHC046G | Gro | ex | CZ04 | cDXHP | SWHC046-01 | ExAnte2019 | IOU workpaper | 2019-11-06 | Cap-Tons | 1 |  |  | 0 | 0 | 0 | -140.3839 | 0 | 145.6467 | [6 empty] | DEER:HVAC_Split-Package_HP | Annual | FALSE
Any | SWHC046G | Gro | ex | CZ05 | cDXHP | SWHC046-01 | ExAnte2019 | IOU workpaper | 2019-11-06 | Cap-Tons | 1 |  |  | 0 | 0 | 0 | -613.9227 | 0 | 259.3241 | [6 empty] | DEER:HVAC_Split-Package_HP | Annual | FALSE
Any | SWHC046G | Gro | ex | CZ06 | cDXHP | SWHC046-01 | ExAnte2019 | IOU workpaper | 2019-11-06 | Cap-Tons | 1 |  |  | 0 | 0 | 0 | 58.7686 | 0 | 94.0896 | [6 empty] | DEER:HVAC_Split-Package_HP | Annual | FALSE
Any | SWHC046G | Gro | ex | CZ07 | cDXHP | SWHC046-01 | ExAnte2019 | IOU workpaper | 2019-11-06 | Cap-Tons | 1 |  |  | 0 | 0 | 0 | 128.2061 | 0 | 107.6816 | [6 empty] | DEER:HVAC_Split-Package_HP | Annual | FALSE
Any | SWHC046G | Gro | ex | CZ08 | cDXHP | SWHC046-01 | ExAnte2019 | IOU workpaper | 2019-11-06 | Cap-Tons | 1 |  |  | 0 | 0 | 0 | 228.6774 | 0 | 78.2483 | [6 empty] | DEER:HVAC_Split-Package_HP | Annual | FALSE
Any | SWHC046G | Gro | ex | CZ09 | cDXHP | SWHC046-01 | ExAnte2019 | IOU workpaper | 2019-11-06 | Cap-Tons | 1 |  |  | 0 | 0 | 0 | 251.7458 | 0 | 71.553 | [6 empty] | DEER:HVAC_Split-Package_HP | Annual | FALSE
Any | SWHC046G | Gro | ex | CZ10 | cDXHP | SWHC046-01 | ExAnte2019 | IOU workpaper | 2019-11-06 | Cap-Tons | 1 |  |  | 0 | 0 | 0 | 235.0097 | 0 | 80.1494 | [6 empty] | DEER:HVAC_Split-Package_HP | Annual | FALSE
Any | SWHC046G | Gro | ex | CZ11 | cDXHP | SWHC046-01 | ExAnte2019 | IOU workpaper | 2019-11-06 | Cap-Tons | 1 |  |  | 0 | 0 | 0 | -10.6 | 0 | 111.6264 | [6 empty] | DEER:HVAC_Split-Package_HP | Annual | FALSE
Any | SWHC046G | Gro | ex | CZ12 | cDXHP | SWHC046-01 | ExAnte2019 | IOU workpaper | 2019-11-06 | Cap-Tons | 1 |  |  | 0 | 0 | 0 | -26.3036 | 0 | 113.3425 | [6 empty] | DEER:HVAC_Split-Package_HP | Annual | FALSE
Any | SWHC046G | Gro | ex | CZ13 | cDXHP | SWHC046-01 | ExAnte2019 | IOU workpaper | 2019-11-06 | Cap-Tons | 1 |  |  | 0 | 0 | 0 | 96.5565 | 0 | 102.8094 | [6 empty] | DEER:HVAC_Split-Package_HP | Annual | FALSE
Any | SWHC046G | Gro | ex | CZ14 | cDXHP | SWHC046-01 | ExAnte2019 | IOU workpaper | 2019-11-06 | Cap-Tons | 1 |  |  | 0 | 0 | 0 | 20.7263 | 0 | 109.4773 | [6 empty] | DEER:HVAC_Split-Package_HP | Annual | FALSE
Any | SWHC046G | Gro | ex | CZ15 | cDXHP | SWHC046-01 | ExAnte2019 | IOU workpaper | 2019-11-06 | Cap-Tons | 1 |  |  | 0 | 0 | 0 | 614.0718 | 0 | 25.5129 | [6 empty] | DEER:HVAC_Split-Package_HP | Annual | FALSE
Any | SWHC046G | Gro | ex | CZ16 | cDXHP | SWHC046-01 | ExAnte2019 | IOU workpaper | 2019-11-06 | Cap-Tons | 1 |  |  | 0 | 0 | 0 | -1436.7784 | 0 | 344.6307 | [6 empty] | DEER:HVAC_Split-Package_HP | Annual | FALSE
Any | SWHC046G | Hsp | ex | CZ01 | cDXHP | SWHC046-01 | ExAnte2019 | IOU workpaper | 2019-11-06 | Cap-Tons | 1 |  |  | 0 | 0 | 0 | 188.1655 | 0 | 82.6705 | [6 empty] | DEER:HVAC_Split-Package_HP | Annual | FALSE
Any | SWHC046G | Hsp | ex | CZ02 | cDXHP | SWHC046-01 | ExAnte2019 | IOU workpaper | 2019-11-06 | Cap-Tons | 1 |  |  | 0 | 0 | 0 | 310.5232 | 0 | 53.46 | [6 empty] | DEER:HVAC_Split-Package_HP | Annual | FALSE
Any | SWHC046G | Hsp | ex | CZ03 | cDXHP | SWHC046-01 | ExAnte2019 | IOU workpaper | 2019-11-06 | Cap-Tons | 1 |  |  | 0 | 0 | 0 | 337.1805 | 0 | 40.3935 | [6 empty] | DEER:HVAC_Split-Package_HP | Annual | FALSE
Any | SWHC046G | Hsp | ex | CZ04 | cDXHP | SWHC046-01 | ExAnte2019 | IOU workpaper | 2019-11-06 | Cap-Tons | 1 |  |  | 0 | 0 | 0 | 350.6306 | 0 | 39.9847 | [6 empty] | DEER:HVAC_Split-Package_HP | Annual | FALSE
Any | SWHC046G | Hsp | ex | CZ05 | cDXHP | SWHC046-01 | ExAnte2019 | IOU workpaper | 2019-11-06 | Cap-Tons | 1 |  |  | 0 | 0 | 0 | 314.4728 | 0 | 45.3414 | [6 empty] | DEER:HVAC_Split-Package_HP | Annual | FALSE
Any | SWHC046G | Hsp | ex | CZ06 | cDXHP | SWHC046-01 | ExAnte2019 | IOU workpaper | 2019-11-06 | Cap-Tons | 1 |  |  | 0 | 0 | 0 | 438.4041 | 0 | 19.6341 | [6 empty] | DEER:HVAC_Split-Package_HP | Annual | FALSE
Any | SWHC046G | Hsp | ex | CZ07 | cDXHP | SWHC046-01 | ExAnte2019 | IOU workpaper | 2019-11-06 | Cap-Tons | 1 |  |  | 0 | 0 | 0 | 447.4326 | 0 | 8.9004 | [6 empty] | DEER:HVAC_Split-Package_HP | Annual | FALSE
Any | SWHC046G | Hsp | ex | CZ08 | cDXHP | SWHC046-01 | ExAnte2019 | IOU workpaper | 2019-11-06 | Cap-Tons | 1 |  |  | 0 | 0 | 0 | 477.3228 | 0 | 14.9207 | [6 empty] | DEER:HVAC_Split-Package_HP | Annual | FALSE
Any | SWHC046G | Hsp | ex | CZ09 | cDXHP | SWHC046-01 | ExAnte2019 | IOU workpaper | 2019-11-06 | Cap-Tons | 1 |  |  | 0 | 0 | 0 | 479.5942 | 0 | 20.4632 | [6 empty] | DEER:HVAC_Split-Package_HP | Annual | FALSE
Any | SWHC046G | Hsp | ex | CZ10 | cDXHP | SWHC046-01 | ExAnte2019 | IOU workpaper | 2019-11-06 | Cap-Tons | 1 |  |  | 0 | 0 | 0 | 490.8968 | 0 | 24.6327 | [6 empty] | DEER:HVAC_Split-Package_HP | Annual | FALSE
Any | SWHC046G | Hsp | ex | CZ11 | cDXHP | SWHC046-01 | ExAnte2019 | IOU workpaper | 2019-11-06 | Cap-Tons | 1 |  |  | 0 | 0 | 0 | 390.9258 | 0 | 51.4632 | [6 empty] | DEER:HVAC_Split-Package_HP | Annual | FALSE
Any | SWHC046G | Hsp | ex | CZ12 | cDXHP | SWHC046-01 | ExAnte2019 | IOU workpaper | 2019-11-06 | Cap-Tons | 1 |  |  | 0 | 0 | 0 | 367.8034 | 0 | 48.746 | [6 empty] | DEER:HVAC_Split-Package_HP | Annual | FALSE
Any | SWHC046G | Hsp | ex | CZ13 | cDXHP | SWHC046-01 | ExAnte2019 | IOU workpaper | 2019-11-06 | Cap-Tons | 1 |  |  | 0 | 0 | 0 | 431.8547 | 0 | 45.542 | [6 empty] | DEER:HVAC_Split-Package_HP | Annual | FALSE
Any | SWHC046G | Hsp | ex | CZ14 | cDXHP | SWHC046-01 | ExAnte2019 | IOU workpaper | 2019-11-06 | Cap-Tons | 1 |  |  | 0 | 0 | 0 | 359.3823 | 0 | 57.1296 | [6 empty] | DEER:HVAC_Split-Package_HP | Annual | FALSE
Any | SWHC046G | Hsp | ex | CZ15 | cDXHP | SWHC046-01 | ExAnte2019 | IOU workpaper | 2019-11-06 | Cap-Tons | 1 |  |  | 0 | 0 | 0 | 713.3333 | 0 | 9.154 | [6 empty] | DEER:HVAC_Split-Package_HP | Annual | FALSE
Any | SWHC046G | Hsp | ex | CZ16 | cDXHP | SWHC046-01 | ExAnte2019 | IOU workpaper | 2019-11-06 | Cap-Tons | 1 |  |  | 0 | 0 | 0 | -112.8794 | 0 | 124.1252 | [6 empty] | DEER:HVAC_Split-Package_HP | Annual | FALSE
Any | SWHC046G | Htl | ex | CZ01 | cDXHP | SWHC046-01 | ExAnte2019 | IOU workpaper | 2019-11-06 | Cap-Tons | 1 |  |  | 0 | 0 | 0 | -730.8263 | 0 | 223.0096 | [6 empty] | DEER:HVAC_Split-Package_HP | Annual | FALSE
Any | SWHC046G | Htl | ex | CZ02 | cDXHP | SWHC046-01 | ExAnte2019 | IOU workpaper | 2019-11-06 | Cap-Tons | 1 |  |  | 0 | 0 | 0 | -314.5826 | 0 | 140.5977 | [6 empty] | DEER:HVAC_Split-Package_HP | Annual | FALSE
Any | SWHC046G | Htl | ex | CZ03 | cDXHP | SWHC046-01 | ExAnte2019 | IOU workpaper | 2019-11-06 | Cap-Tons | 1 |  |  | 0 | 0 | 0 | -189.9134 | 0 | 121.7735 | [6 empty] | DEER:HVAC_Split-Package_HP | Annual | FALSE
Any | SWHC046G | Htl | ex | CZ04 | cDXHP | SWHC046-01 | ExAnte2019 | IOU workpaper | 2019-11-06 | Cap-Tons | 1 |  |  | 0 | 0 | 0 | -141.9797 | 0 | 102.1176 | [6 empty] | DEER:HVAC_Split-Package_HP | Annual | FALSE
Any | SWHC046G | Htl | ex | CZ05 | cDXHP | SWHC046-01 | ExAnte2019 | IOU workpaper | 2019-11-06 | Cap-Tons | 1 |  |  | 0 | 0 | 0 | -281.4104 | 0 | 131.1556 | [6 empty] | DEER:HVAC_Split-Package_HP | Annual | FALSE
Any | SWHC046G | Htl | ex | CZ06 | cDXHP | SWHC046-01 | ExAnte2019 | IOU workpaper | 2019-11-06 | Cap-Tons | 1 |  |  | 0 | 0 | 0 | 115.9662 | 0 | 60.4969 | [6 empty] | DEER:HVAC_Split-Package_HP | Annual | FALSE
Any | SWHC046G | Htl | ex | CZ07 | cDXHP | SWHC046-01 | ExAnte2019 | IOU workpaper | 2019-11-06 | Cap-Tons | 1 |  |  | 0 | 0 | 0 | 170.1002 | 0 | 42.1042 | [6 empty] | DEER:HVAC_Split-Package_HP | Annual | FALSE
Any | SWHC046G | Htl | ex | CZ08 | cDXHP | SWHC046-01 | ExAnte2019 | IOU workpaper | 2019-11-06 | Cap-Tons | 1 |  |  | 0 | 0 | 0 | 213.8745 | 0 | 49.3835 | [6 empty] | DEER:HVAC_Split-Package_HP | Annual | FALSE
Any | SWHC046G | Htl | ex | CZ09 | cDXHP | SWHC046-01 | ExAnte2019 | IOU workpaper | 2019-11-06 | Cap-Tons | 1 |  |  | 0 | 0 | 0 | 214.4877 | 0 | 53.9728 | [6 empty] | DEER:HVAC_Split-Package_HP | Annual | FALSE
Any | SWHC046G | Htl | ex | CZ10 | cDXHP | SWHC046-01 | ExAnte2019 | IOU workpaper | 2019-11-06 | Cap-Tons | 1 |  |  | 0 | 0 | 0 | 205.9069 | 0 | 63.0489 | [6 empty] | DEER:HVAC_Split-Package_HP | Annual | FALSE
Any | SWHC046G | Htl | ex | CZ11 | cDXHP | SWHC046-01 | ExAnte2019 | IOU workpaper | 2019-11-06 | Cap-Tons | 1 |  |  | 0 | 0 | 0 | 5.0452 | 0 | 104.9011 | [6 empty] | DEER:HVAC_Split-Package_HP | Annual | FALSE
Any | SWHC046G | Htl | ex | CZ12 | cDXHP | SWHC046-01 | ExAnte2019 | IOU workpaper | 2019-11-06 | Cap-Tons | 1 |  |  | 0 | 0 | 0 | -58.0493 | 0 | 111.6169 | [6 empty] | DEER:HVAC_Split-Package_HP | Annual | FALSE
Any | SWHC046G | Htl | ex | CZ13 | cDXHP | SWHC046-01 | ExAnte2019 | IOU workpaper | 2019-11-06 | Cap-Tons | 1 |  |  | 0 | 0 | 0 | 77.3808 | 0 | 93.8156 | [6 empty] | DEER:HVAC_Split-Package_HP | Annual | FALSE
Any | SWHC046G | Htl | ex | CZ14 | cDXHP | SWHC046-01 | ExAnte2019 | IOU workpaper | 2019-11-06 | Cap-Tons | 1 |  |  | 0 | 0 | 0 | -29.463 | 0 | 108.3647 | [6 empty] | DEER:HVAC_Split-Package_HP | Annual | FALSE
Any | SWHC046G | Htl | ex | CZ15 | cDXHP | SWHC046-01 | ExAnte2019 | IOU workpaper | 2019-11-06 | Cap-Tons | 1 |  |  | 0 | 0 | 0 | 573.1576 | 0 | 23.5726 | [6 empty] | DEER:HVAC_Split-Package_HP | Annual | FALSE
Any | SWHC046G | Htl | ex | CZ16 | cDXHP | SWHC046-01 | ExAnte2019 | IOU workpaper | 2019-11-06 | Cap-Tons | 1 |  |  | 0 | 0 | 0 | -1146.7553 | 0 | 241.3126 | [6 empty] | DEER:HVAC_Split-Package_HP | Annual | FALSE
Any | SWHC046G | MBT | ex | CZ01 | cDXHP | SWHC046-01 | ExAnte2019 | IOU workpaper | 2019-11-06 | Cap-Tons | 1 |  |  | 0 | 0 | 0 | -112.1574 | 0 | 59.5501 | [6 empty] | DEER:HVAC_Split-Package_HP | Annual | FALSE
Any | SWHC046G | MBT | ex | CZ02 | cDXHP | SWHC046-01 | ExAnte2019 | IOU workpaper | 2019-11-06 | Cap-Tons | 1 |  |  | 0 | 0 | 0 | 49.27 | 0 | 32.8205 | [6 empty] | DEER:HVAC_Split-Package_HP | Annual | FALSE
Any | SWHC046G | MBT | ex | CZ03 | cDXHP | SWHC046-01 | ExAnte2019 | IOU workpaper | 2019-11-06 | Cap-Tons | 1 |  |  | 0 | 0 | 0 | 49.0018 | 0 | 28.1691 | [6 empty] | DEER:HVAC_Split-Package_HP | Annual | FALSE
Any | SWHC046G | MBT | ex | CZ04 | cDXHP | SWHC046-01 | ExAnte2019 | IOU workpaper | 2019-11-06 | Cap-Tons | 1 |  |  | 0 | 0 | 0 | 91.06 | 0 | 22.6416 | [6 empty] | DEER:HVAC_Split-Package_HP | Annual | FALSE
Any | SWHC046G | MBT | ex | CZ05 | cDXHP | SWHC046-01 | ExAnte2019 | IOU workpaper | 2019-11-06 | Cap-Tons | 1 |  |  | 0 | 0 | 0 | 37.1932 | 0 | 28.6579 | [6 empty] | DEER:HVAC_Split-Package_HP | Annual | FALSE
Any | SWHC046G | MBT | ex | CZ06 | cDXHP | SWHC046-01 | ExAnte2019 | IOU workpaper | 2019-11-06 | Cap-Tons | 1 |  |  | 0 | 0 | 0 | 151.5109 | 0 | 12.5615 | [6 empty] | DEER:HVAC_Split-Package_HP | Annual | FALSE
Any | SWHC046G | MBT | ex | CZ07 | cDXHP | SWHC046-01 | ExAnte2019 | IOU workpaper | 2019-11-06 | Cap-Tons | 1 |  |  | 0 | 0 | 0 | 140.1993 | 0 | 9.0892 | [6 empty] | DEER:HVAC_Split-Package_HP | Annual | FALSE
Any | SWHC046G | MBT | ex | CZ08 | cDXHP | SWHC046-01 | ExAnte2019 | IOU workpaper | 2019-11-06 | Cap-Tons | 1 |  |  | 0 | 0 | 0 | 176.7255 | 0 | 10.7855 | [6 empty] | DEER:HVAC_Split-Package_HP | Annual | FALSE
Any | SWHC046G | MBT | ex | CZ09 | cDXHP | SWHC046-01 | ExAnte2019 | IOU workpaper | 2019-11-06 | Cap-Tons | 1 |  |  | 0 | 0 | 0 | 197.9431 | 0 | 13.2159 | [6 empty] | DEER:HVAC_Split-Package_HP | Annual | FALSE
Any | SWHC046G | MBT | ex | CZ10 | cDXHP | SWHC046-01 | ExAnte2019 | IOU workpaper | 2019-11-06 | Cap-Tons | 1 |  |  | 0 | 0 | 0 | 206.9703 | 0 | 13.3681 | [6 empty] | DEER:HVAC_Split-Package_HP | Annual | FALSE
Any | SWHC046G | MBT | ex | CZ11 | cDXHP | SWHC046-01 | ExAnte2019 | IOU workpaper | 2019-11-06 | Cap-Tons | 1 |  |  | 0 | 0 | 0 | 161.4486 | 0 | 26.1667 | [6 empty] | DEER:HVAC_Split-Package_HP | Annual | FALSE
Any | SWHC046G | MBT | ex | CZ12 | cDXHP | SWHC046-01 | ExAnte2019 | IOU workpaper | 2019-11-06 | Cap-Tons | 1 |  |  | 0 | 0 | 0 | 122.1682 | 0 | 27.7152 | [6 empty] | DEER:HVAC_Split-Package_HP | Annual | FALSE
Any | SWHC046G | MBT | ex | CZ13 | cDXHP | SWHC046-01 | ExAnte2019 | IOU workpaper | 2019-11-06 | Cap-Tons | 1 |  |  | 0 | 0 | 0 | 176.8129 | 0 | 23.7597 | [6 empty] | DEER:HVAC_Split-Package_HP | Annual | FALSE
Any | SWHC046G | MBT | ex | CZ14 | cDXHP | SWHC046-01 | ExAnte2019 | IOU workpaper | 2019-11-06 | Cap-Tons | 1 |  |  | 0 | 0 | 0 | 163.5075 | 0 | 27.1551 | [6 empty] | DEER:HVAC_Split-Package_HP | Annual | FALSE
Any | SWHC046G | MBT | ex | CZ15 | cDXHP | SWHC046-01 | ExAnte2019 | IOU workpaper | 2019-11-06 | Cap-Tons | 1 |  |  | 0 | 0 | 0 | 352.8398 | 0 | 4.2416 | [6 empty] | DEER:HVAC_Split-Package_HP | Annual | FALSE
Any | SWHC046G | MBT | ex | CZ16 | cDXHP | SWHC046-01 | ExAnte2019 | IOU workpaper | 2019-11-06 | Cap-Tons | 1 |  |  | 0 | 0 | 0 | -245.0076 | 0 | 77.4262 | [6 empty] | DEER:HVAC_Split-Package_HP | Annual | FALSE
Any | SWHC046G | MLI | ex | CZ01 | cDXHP | SWHC046-01 | ExAnte2019 | IOU workpaper | 2019-11-06 | Cap-Tons | 1 |  |  | 0 | 0 | 0 | -388.2402 | 0 | 89.1962 | [6 empty] | DEER:HVAC_Split-Package_HP | Annual | FALSE
Any | SWHC046G | MLI | ex | CZ02 | cDXHP | SWHC046-01 | ExAnte2019 | IOU workpaper | 2019-11-06 | Cap-Tons | 1 |  |  | 0 | 0 | 0 | -140.9003 | 0 | 56.3546 | [6 empty] | DEER:HVAC_Split-Package_HP | Annual | FALSE
Any | SWHC046G | MLI | ex | CZ03 | cDXHP | SWHC046-01 | ExAnte2019 | IOU workpaper | 2019-11-06 | Cap-Tons | 1 |  |  | 0 | 0 | 0 | -87.1364 | 0 | 45.8295 | [6 empty] | DEER:HVAC_Split-Package_HP | Annual | FALSE
Any | SWHC046G | MLI | ex | CZ04 | cDXHP | SWHC046-01 | ExAnte2019 | IOU workpaper | 2019-11-06 | Cap-Tons | 1 |  |  | 0 | 0 | 0 | -69.6602 | 0 | 41.9732 | [6 empty] | DEER:HVAC_Split-Package_HP | Annual | FALSE
Any | SWHC046G | MLI | ex | CZ05 | cDXHP | SWHC046-01 | ExAnte2019 | IOU workpaper | 2019-11-06 | Cap-Tons | 1 |  |  | 0 | 0 | 0 | -130.0217 | 0 | 49.7375 | [6 empty] | DEER:HVAC_Split-Package_HP | Annual | FALSE
Any | SWHC046G | MLI | ex | CZ06 | cDXHP | SWHC046-01 | ExAnte2019 | IOU workpaper | 2019-11-06 | Cap-Tons | 1 |  |  | 0 | 0 | 0 | 70.4511 | 0 | 22.5617 | [6 empty] | DEER:HVAC_Split-Package_HP | Annual | FALSE
Any | SWHC046G | MLI | ex | CZ07 | cDXHP | SWHC046-01 | ExAnte2019 | IOU workpaper | 2019-11-06 | Cap-Tons | 1 |  |  | 0 | 0 | 0 | 105.4193 | 0 | 14.7493 | [6 empty] | DEER:HVAC_Split-Package_HP | Annual | FALSE
Any | SWHC046G | MLI | ex | CZ08 | cDXHP | SWHC046-01 | ExAnte2019 | IOU workpaper | 2019-11-06 | Cap-Tons | 1 |  |  | 0 | 0 | 0 | 119.7725 | 0 | 20.7185 | [6 empty] | DEER:HVAC_Split-Package_HP | Annual | FALSE
Any | SWHC046G | MLI | ex | CZ09 | cDXHP | SWHC046-01 | ExAnte2019 | IOU workpaper | 2019-11-06 | Cap-Tons | 1 |  |  | 0 | 0 | 0 | 129.1825 | 0 | 22.2397 | [6 empty] | DEER:HVAC_Split-Package_HP | Annual | FALSE
Any | SWHC046G | MLI | ex | CZ10 | cDXHP | SWHC046-01 | ExAnte2019 | IOU workpaper | 2019-11-06 | Cap-Tons | 1 |  |  | 0 | 0 | 0 | 129.5338 | 0 | 22.7538 | [6 empty] | DEER:HVAC_Split-Package_HP | Annual | FALSE
Any | SWHC046G | MLI | ex | CZ11 | cDXHP | SWHC046-01 | ExAnte2019 | IOU workpaper | 2019-11-06 | Cap-Tons | 1 |  |  | 0 | 0 | 0 | 7.0642 | 0 | 43.4691 | [6 empty] | DEER:HVAC_Split-Package_HP | Annual | FALSE
Any | SWHC046G | MLI | ex | CZ12 | cDXHP | SWHC046-01 | ExAnte2019 | IOU workpaper | 2019-11-06 | Cap-Tons | 1 |  |  | 0 | 0 | 0 | -24.494 | 0 | 44.9258 | [6 empty] | DEER:HVAC_Split-Package_HP | Annual | FALSE
Any | SWHC046G | MLI | ex | CZ13 | cDXHP | SWHC046-01 | ExAnte2019 | IOU workpaper | 2019-11-06 | Cap-Tons | 1 |  |  | 0 | 0 | 0 | 53.3553 | 0 | 36.7715 | [6 empty] | DEER:HVAC_Split-Package_HP | Annual | FALSE
Any | SWHC046G | MLI | ex | CZ14 | cDXHP | SWHC046-01 | ExAnte2019 | IOU workpaper | 2019-11-06 | Cap-Tons | 1 |  |  | 0 | 0 | 0 | -16.6159 | 0 | 46.6009 | [6 empty] | DEER:HVAC_Split-Package_HP | Annual | FALSE
Any | SWHC046G | MLI | ex | CZ15 | cDXHP | SWHC046-01 | ExAnte2019 | IOU workpaper | 2019-11-06 | Cap-Tons | 1 |  |  | 0 | 0 | 0 | 304.0766 | 0 | 6.4602 | [6 empty] | DEER:HVAC_Split-Package_HP | Annual | FALSE
Any | SWHC046G | MLI | ex | CZ16 | cDXHP | SWHC046-01 | ExAnte2019 | IOU workpaper | 2019-11-06 | Cap-Tons | 1 |  |  | 0 | 0 | 0 | -593.7017 | 0 | 105.6131 | [6 empty] | DEER:HVAC_Split-Package_HP | Annual | FALSE
Any | SWHC046G | Mtl | ex | CZ01 | cDXHP | SWHC046-01 | ExAnte2019 | IOU workpaper | 2019-11-06 | Cap-Tons | 1 |  |  | 0 | 0 | 0 | 105.7291 | 0 | 110.1453 | [6 empty] | DEER:HVAC_Split-Package_HP | Annual | FALSE
Any | SWHC046G | Mtl | ex | CZ02 | cDXHP | SWHC046-01 | ExAnte2019 | IOU workpaper | 2019-11-06 | Cap-Tons | 1 |  |  | 0 | 0 | 0 | 149.565 | 0 | 102.051 | [6 empty] | DEER:HVAC_Split-Package_HP | Annual | FALSE
Any | SWHC046G | Mtl | ex | CZ03 | cDXHP | SWHC046-01 | ExAnte2019 | IOU workpaper | 2019-11-06 | Cap-Tons | 1 |  |  | 0 | 0 | 0 | 295.6765 | 0 | 54.9672 | [6 empty] | DEER:HVAC_Split-Package_HP | Annual | FALSE
Any | SWHC046G | Mtl | ex | CZ04 | cDXHP | SWHC046-01 | ExAnte2019 | IOU workpaper | 2019-11-06 | Cap-Tons | 1 |  |  | 0 | 0 | 0 | 220.2321 | 0 | 76.0815 | [6 empty] | DEER:HVAC_Split-Package_HP | Annual | FALSE
Any | SWHC046G | Mtl | ex | CZ05 | cDXHP | SWHC046-01 | ExAnte2019 | IOU workpaper | 2019-11-06 | Cap-Tons | 1 |  |  | 0 | 0 | 0 | 255.9575 | 0 | 66.0253 | [6 empty] | DEER:HVAC_Split-Package_HP | Annual | FALSE
Any | SWHC046G | Mtl | ex | CZ06 | cDXHP | SWHC046-01 | ExAnte2019 | IOU workpaper | 2019-11-06 | Cap-Tons | 1 |  |  | 0 | 0 | 0 | 436.6045 | 0 | 20.9138 | [6 empty] | DEER:HVAC_Split-Package_HP | Annual | FALSE
Any | SWHC046G | Mtl | ex | CZ07 | cDXHP | SWHC046-01 | ExAnte2019 | IOU workpaper | 2019-11-06 | Cap-Tons | 1 |  |  | 0 | 0 | 0 | 443.194 | 0 | 7.3958 | [6 empty] | DEER:HVAC_Split-Package_HP | Annual | FALSE
Any | SWHC046G | Mtl | ex | CZ08 | cDXHP | SWHC046-01 | ExAnte2019 | IOU workpaper | 2019-11-06 | Cap-Tons | 1 |  |  | 0 | 0 | 0 | 438.666 | 0 | 22.4135 | [6 empty] | DEER:HVAC_Split-Package_HP | Annual | FALSE
Any | SWHC046G | Mtl | ex | CZ09 | cDXHP | SWHC046-01 | ExAnte2019 | IOU workpaper | 2019-11-06 | Cap-Tons | 1 |  |  | 0 | 0 | 0 | 480.5162 | 0 | 24.8429 | [6 empty] | DEER:HVAC_Split-Package_HP | Annual | FALSE
Any | SWHC046G | Mtl | ex | CZ10 | cDXHP | SWHC046-01 | ExAnte2019 | IOU workpaper | 2019-11-06 | Cap-Tons | 1 |  |  | 0 | 0 | 0 | 465.6341 | 0 | 38.6048 | [6 empty] | DEER:HVAC_Split-Package_HP | Annual | FALSE
Any | SWHC046G | Mtl | ex | CZ11 | cDXHP | SWHC046-01 | ExAnte2019 | IOU workpaper | 2019-11-06 | Cap-Tons | 1 |  |  | 0 | 0 | 0 | 368.8648 | 0 | 68.6905 | [6 empty] | DEER:HVAC_Split-Package_HP | Annual | FALSE
Any | SWHC046G | Mtl | ex | CZ12 | cDXHP | SWHC046-01 | ExAnte2019 | IOU workpaper | 2019-11-06 | Cap-Tons | 1 |  |  | 0 | 0 | 0 | 298.2325 | 0 | 73.9932 | [6 empty] | DEER:HVAC_Split-Package_HP | Annual | FALSE
Any | SWHC046G | Mtl | ex | CZ13 | cDXHP | SWHC046-01 | ExAnte2019 | IOU workpaper | 2019-11-06 | Cap-Tons | 1 |  |  | 0 | 0 | 0 | 412.7405 | 0 | 60.5526 | [6 empty] | DEER:HVAC_Split-Package_HP | Annual | FALSE
Any | SWHC046G | Mtl | ex | CZ14 | cDXHP | SWHC046-01 | ExAnte2019 | IOU workpaper | 2019-11-06 | Cap-Tons | 1 |  |  | 0 | 0 | 0 | 325.1409 | 0 | 76.0801 | [6 empty] | DEER:HVAC_Split-Package_HP | Annual | FALSE
Any | SWHC046G | Mtl | ex | CZ15 | cDXHP | SWHC046-01 | ExAnte2019 | IOU workpaper | 2019-11-06 | Cap-Tons | 1 |  |  | 0 | 0 | 0 | 771.0322 | 0 | 9.2801 | [6 empty] | DEER:HVAC_Split-Package_HP | Annual | FALSE
Any | SWHC046G | Mtl | ex | CZ16 | cDXHP | SWHC046-01 | ExAnte2019 | IOU workpaper | 2019-11-06 | Cap-Tons | 1 |  |  | 0 | 0 | 0 | -203.6516 | 0 | 148.0988 | [6 empty] | DEER:HVAC_Split-Package_HP | Annual | FALSE
Any | SWHC046G | Nrs | ex | CZ01 | cDXHP | SWHC046-01 | ExAnte2019 | IOU workpaper | 2019-11-06 | Cap-Tons | 1 |  |  | 0 | 0 | 0 | -134.5222 | 0 | 126.6811 | [6 empty] | DEER:HVAC_Split-Package_HP | Annual | FALSE
Any | SWHC046G | Nrs | ex | CZ02 | cDXHP | SWHC046-01 | ExAnte2019 | IOU workpaper | 2019-11-06 | Cap-Tons | 1 |  |  | 0 | 0 | 0 | 48.1475 | 0 | 90.6964 | [6 empty] | DEER:HVAC_Split-Package_HP | Annual | FALSE
Any | SWHC046G | Nrs | ex | CZ03 | cDXHP | SWHC046-01 | ExAnte2019 | IOU workpaper | 2019-11-06 | Cap-Tons | 1 |  |  | 0 | 0 | 0 | 117.9687 | 0 | 72.2748 | [6 empty] | DEER:HVAC_Split-Package_HP | Annual | FALSE
Any | SWHC046G | Nrs | ex | CZ04 | cDXHP | SWHC046-01 | ExAnte2019 | IOU workpaper | 2019-11-06 | Cap-Tons | 1 |  |  | 0 | 0 | 0 | 137.4181 | 0 | 68.4209 | [6 empty] | DEER:HVAC_Split-Package_HP | Annual | FALSE
Any | SWHC046G | Nrs | ex | CZ05 | cDXHP | SWHC046-01 | ExAnte2019 | IOU workpaper | 2019-11-06 | Cap-Tons | 1 |  |  | 0 | 0 | 0 | 33.0926 | 0 | 82.7513 | [6 empty] | DEER:HVAC_Split-Package_HP | Annual | FALSE
Any | SWHC046G | Nrs | ex | CZ06 | cDXHP | SWHC046-01 | ExAnte2019 | IOU workpaper | 2019-11-06 | Cap-Tons | 1 |  |  | 0 | 0 | 0 | 275.4944 | 0 | 42.62 | [6 empty] | DEER:HVAC_Split-Package_HP | Annual | FALSE
Any | SWHC046G | Nrs | ex | CZ07 | cDXHP | SWHC046-01 | ExAnte2019 | IOU workpaper | 2019-11-06 | Cap-Tons | 1 |  |  | 0 | 0 | 0 | 293.9874 | 0 | 27.9287 | [6 empty] | DEER:HVAC_Split-Package_HP | Annual | FALSE
Any | SWHC046G | Nrs | ex | CZ08 | cDXHP | SWHC046-01 | ExAnte2019 | IOU workpaper | 2019-11-06 | Cap-Tons | 1 |  |  | 0 | 0 | 0 | 328.7415 | 0 | 35.2997 | [6 empty] | DEER:HVAC_Split-Package_HP | Annual | FALSE
Any | SWHC046G | Nrs | ex | CZ09 | cDXHP | SWHC046-01 | ExAnte2019 | IOU workpaper | 2019-11-06 | Cap-Tons | 1 |  |  | 0 | 0 | 0 | 322.1609 | 0 | 41.1854 | [6 empty] | DEER:HVAC_Split-Package_HP | Annual | FALSE
Any | SWHC046G | Nrs | ex | CZ10 | cDXHP | SWHC046-01 | ExAnte2019 | IOU workpaper | 2019-11-06 | Cap-Tons | 1 |  |  | 0 | 0 | 0 | 309.7475 | 0 | 48.5475 | [6 empty] | DEER:HVAC_Split-Package_HP | Annual | FALSE
Any | SWHC046G | Nrs | ex | CZ11 | cDXHP | SWHC046-01 | ExAnte2019 | IOU workpaper | 2019-11-06 | Cap-Tons | 1 |  |  | 0 | 0 | 0 | 166.4679 | 0 | 73.9133 | [6 empty] | DEER:HVAC_Split-Package_HP | Annual | FALSE
Any | SWHC046G | Nrs | ex | CZ12 | cDXHP | SWHC046-01 | ExAnte2019 | IOU workpaper | 2019-11-06 | Cap-Tons | 1 |  |  | 0 | 0 | 0 | 159.6021 | 0 | 75.4842 | [6 empty] | DEER:HVAC_Split-Package_HP | Annual | FALSE
Any | SWHC046G | Nrs | ex | CZ13 | cDXHP | SWHC046-01 | ExAnte2019 | IOU workpaper | 2019-11-06 | Cap-Tons | 1 |  |  | 0 | 0 | 0 | 245.0159 | 0 | 66.8445 | [6 empty] | DEER:HVAC_Split-Package_HP | Annual | FALSE
Any | SWHC046G | Nrs | ex | CZ14 | cDXHP | SWHC046-01 | ExAnte2019 | IOU workpaper | 2019-11-06 | Cap-Tons | 1 |  |  | 0 | 0 | 0 | 119.5849 | 0 | 80.4743 | [6 empty] | DEER:HVAC_Split-Package_HP | Annual | FALSE
Any | SWHC046G | Nrs | ex | CZ15 | cDXHP | SWHC046-01 | ExAnte2019 | IOU workpaper | 2019-11-06 | Cap-Tons | 1 |  |  | 0 | 0 | 0 | 561.2781 | 0 | 20.4302 | [6 empty] | DEER:HVAC_Split-Package_HP | Annual | FALSE
Any | SWHC046G | Nrs | ex | CZ16 | cDXHP | SWHC046-01 | ExAnte2019 | IOU workpaper | 2019-11-06 | Cap-Tons | 1 |  |  | 0 | 0 | 0 | -409.0717 | 0 | 155.9127 | [6 empty] | DEER:HVAC_Split-Package_HP | Annual | FALSE
Any | SWHC046G | OfL | ex | CZ01 | cDXHP | SWHC046-01 | ExAnte2019 | IOU workpaper | 2019-11-06 | Cap-Tons | 1 |  |  | 0 | 0 | 0 | 119.5261 | 0 | 11.9138 | [6 empty] | DEER:HVAC_Split-Package_HP | Annual | FALSE
Any | SWHC046G | OfL | ex | CZ02 | cDXHP | SWHC046-01 | ExAnte2019 | IOU workpaper | 2019-11-06 | Cap-Tons | 1 |  |  | 0 | 0 | 0 | 170.4822 | 0 | 7.5098 | [6 empty] | DEER:HVAC_Split-Package_HP | Annual | FALSE
Any | SWHC046G | OfL | ex | CZ03 | cDXHP | SWHC046-01 | ExAnte2019 | IOU workpaper | 2019-11-06 | Cap-Tons | 1 |  |  | 0 | 0 | 0 | 141.0017 | 0 | 5.3599 | [6 empty] | DEER:HVAC_Split-Package_HP | Annual | FALSE
Any | SWHC046G | OfL | ex | CZ04 | cDXHP | SWHC046-01 | ExAnte2019 | IOU workpaper | 2019-11-06 | Cap-Tons | 1 |  |  | 0 | 0 | 0 | 168.8533 | 0 | 6.2101 | [6 empty] | DEER:HVAC_Split-Package_HP | Annual | FALSE
Any | SWHC046G | OfL | ex | CZ05 | cDXHP | SWHC046-01 | ExAnte2019 | IOU workpaper | 2019-11-06 | Cap-Tons | 1 |  |  | 0 | 0 | 0 | 139.4496 | 0 | 5.2696 | [6 empty] | DEER:HVAC_Split-Package_HP | Annual | FALSE
Any | SWHC046G | OfL | ex | CZ06 | cDXHP | SWHC046-01 | ExAnte2019 | IOU workpaper | 2019-11-06 | Cap-Tons | 1 |  |  | 0 | 0 | 0 | 196.09 | 0 | 1.3918 | [6 empty] | DEER:HVAC_Split-Package_HP | Annual | FALSE
Any | SWHC046G | OfL | ex | CZ07 | cDXHP | SWHC046-01 | ExAnte2019 | IOU workpaper | 2019-11-06 | Cap-Tons | 1 |  |  | 0 | 0 | 0 | 172.5682 | 0 | 0.4502 | [6 empty] | DEER:HVAC_Split-Package_HP | Annual | FALSE
Any | SWHC046G | OfL | ex | CZ08 | cDXHP | SWHC046-01 | ExAnte2019 | IOU workpaper | 2019-11-06 | Cap-Tons | 1 |  |  | 0 | 0 | 0 | 210.9596 | 0 | 1.415 | [6 empty] | DEER:HVAC_Split-Package_HP | Annual | FALSE
Any | SWHC046G | OfL | ex | CZ09 | cDXHP | SWHC046-01 | ExAnte2019 | IOU workpaper | 2019-11-06 | Cap-Tons | 1 |  |  | 0 | 0 | 0 | 224.7809 | 0 | 2.1676 | [6 empty] | DEER:HVAC_Split-Package_HP | Annual | FALSE
Any | SWHC046G | OfL | ex | CZ10 | cDXHP | SWHC046-01 | ExAnte2019 | IOU workpaper | 2019-11-06 | Cap-Tons | 1 |  |  | 0 | 0 | 0 | 238.5008 | 0 | 1.7083 | [6 empty] | DEER:HVAC_Split-Package_HP | Annual | FALSE
Any | SWHC046G | OfL | ex | CZ11 | cDXHP | SWHC046-01 | ExAnte2019 | IOU workpaper | 2019-11-06 | Cap-Tons | 1 |  |  | 0 | 0 | 0 | 225.6084 | 0 | 7.1883 | [6 empty] | DEER:HVAC_Split-Package_HP | Annual | FALSE
Any | SWHC046G | OfL | ex | CZ12 | cDXHP | SWHC046-01 | ExAnte2019 | IOU workpaper | 2019-11-06 | Cap-Tons | 1 |  |  | 0 | 0 | 0 | 197.8033 | 0 | 6.8855 | [6 empty] | DEER:HVAC_Split-Package_HP | Annual | FALSE
Any | SWHC046G | OfL | ex | CZ13 | cDXHP | SWHC046-01 | ExAnte2019 | IOU workpaper | 2019-11-06 | Cap-Tons | 1 |  |  | 0 | 0 | 0 | 230.859 | 0 | 6.2113 | [6 empty] | DEER:HVAC_Split-Package_HP | Annual | FALSE
Any | SWHC046G | OfL | ex | CZ14 | cDXHP | SWHC046-01 | ExAnte2019 | IOU workpaper | 2019-11-06 | Cap-Tons | 1 |  |  | 0 | 0 | 0 | 236.4597 | 0 | 6.7351 | [6 empty] | DEER:HVAC_Split-Package_HP | Annual | FALSE
Any | SWHC046G | OfL | ex | CZ15 | cDXHP | SWHC046-01 | ExAnte2019 | IOU workpaper | 2019-11-06 | Cap-Tons | 1 |  |  | 0 | 0 | 0 | 341.037 | 0 | 0.3904 | [6 empty] | DEER:HVAC_Split-Package_HP | Annual | FALSE
Any | SWHC046G | OfL | ex | CZ16 | cDXHP | SWHC046-01 | ExAnte2019 | IOU workpaper | 2019-11-06 | Cap-Tons | 1 |  |  | 0 | 0 | 0 | 39.0797 | 0 | 27.4581 | [6 empty] | DEER:HVAC_Split-Package_HP | Annual | FALSE
Any | SWHC046G | OfS | ex | CZ01 | cDXHP | SWHC046-01 | ExAnte2019 | IOU workpaper | 2019-11-06 | Cap-Tons | 1 |  |  | 0 | 0 | 0 | -44.8331 | 0 | 40.1204 | [6 empty] | DEER:HVAC_Split-Package_HP | Annual | FALSE
Any | SWHC046G | OfS | ex | CZ02 | cDXHP | SWHC046-01 | ExAnte2019 | IOU workpaper | 2019-11-06 | Cap-Tons | 1 |  |  | 0 | 0 | 0 | 72.0987 | 0 | 24.1292 | [6 empty] | DEER:HVAC_Split-Package_HP | Annual | FALSE
Any | SWHC046G | OfS | ex | CZ03 | cDXHP | SWHC046-01 | ExAnte2019 | IOU workpaper | 2019-11-06 | Cap-Tons | 1 |  |  | 0 | 0 | 0 | 62.6056 | 0 | 20.4827 | [6 empty] | DEER:HVAC_Split-Package_HP | Annual | FALSE
Any | SWHC046G | OfS | ex | CZ04 | cDXHP | SWHC046-01 | ExAnte2019 | IOU workpaper | 2019-11-06 | Cap-Tons | 1 |  |  | 0 | 0 | 0 | 85.7638 | 0 | 20.3453 | [6 empty] | DEER:HVAC_Split-Package_HP | Annual | FALSE
Any | SWHC046G | OfS | ex | CZ05 | cDXHP | SWHC046-01 | ExAnte2019 | IOU workpaper | 2019-11-06 | Cap-Tons | 1 |  |  | 0 | 0 | 0 | 52.1747 | 0 | 20.6815 | [6 empty] | DEER:HVAC_Split-Package_HP | Annual | FALSE
Any | SWHC046G | OfS | ex | CZ06 | cDXHP | SWHC046-01 | ExAnte2019 | IOU workpaper | 2019-11-06 | Cap-Tons | 1 |  |  | 0 | 0 | 0 | 161.4077 | 0 | 8.1476 | [6 empty] | DEER:HVAC_Split-Package_HP | Annual | FALSE
Any | SWHC046G | OfS | ex | CZ07 | cDXHP | SWHC046-01 | ExAnte2019 | IOU workpaper | 2019-11-06 | Cap-Tons | 1 |  |  | 0 | 0 | 0 | 157.0297 | 0 | 4.5857 | [6 empty] | DEER:HVAC_Split-Package_HP | Annual | FALSE
Any | SWHC046G | OfS | ex | CZ08 | cDXHP | SWHC046-01 | ExAnte2019 | IOU workpaper | 2019-11-06 | Cap-Tons | 1 |  |  | 0 | 0 | 0 | 181.7805 | 0 | 7.9537 | [6 empty] | DEER:HVAC_Split-Package_HP | Annual | FALSE
Any | SWHC046G | OfS | ex | CZ09 | cDXHP | SWHC046-01 | ExAnte2019 | IOU workpaper | 2019-11-06 | Cap-Tons | 1 |  |  | 0 | 0 | 0 | 188.6955 | 0 | 9.5136 | [6 empty] | DEER:HVAC_Split-Package_HP | Annual | FALSE
Any | SWHC046G | OfS | ex | CZ10 | cDXHP | SWHC046-01 | ExAnte2019 | IOU workpaper | 2019-11-06 | Cap-Tons | 1 |  |  | 0 | 0 | 0 | 207.5355 | 0 | 7.9974 | [6 empty] | DEER:HVAC_Split-Package_HP | Annual | FALSE
Any | SWHC046G | OfS | ex | CZ11 | cDXHP | SWHC046-01 | ExAnte2019 | IOU workpaper | 2019-11-06 | Cap-Tons | 1 |  |  | 0 | 0 | 0 | 152.1041 | 0 | 19.8393 | [6 empty] | DEER:HVAC_Split-Package_HP | Annual | FALSE
Any | SWHC046G | OfS | ex | CZ12 | cDXHP | SWHC046-01 | ExAnte2019 | IOU workpaper | 2019-11-06 | Cap-Tons | 1 |  |  | 0 | 0 | 0 | 121.9219 | 0 | 20.3511 | [6 empty] | DEER:HVAC_Split-Package_HP | Annual | FALSE
Any | SWHC046G | OfS | ex | CZ13 | cDXHP | SWHC046-01 | ExAnte2019 | IOU workpaper | 2019-11-06 | Cap-Tons | 1 |  |  | 0 | 0 | 0 | 167.3782 | 0 | 17.2728 | [6 empty] | DEER:HVAC_Split-Package_HP | Annual | FALSE
Any | SWHC046G | OfS | ex | CZ14 | cDXHP | SWHC046-01 | ExAnte2019 | IOU workpaper | 2019-11-06 | Cap-Tons | 1 |  |  | 0 | 0 | 0 | 163.4051 | 0 | 18.1516 | [6 empty] | DEER:HVAC_Split-Package_HP | Annual | FALSE
Any | SWHC046G | OfS | ex | CZ15 | cDXHP | SWHC046-01 | ExAnte2019 | IOU workpaper | 2019-11-06 | Cap-Tons | 1 |  |  | 0 | 0 | 0 | 329.8345 | 0 | 2.248 | [6 empty] | DEER:HVAC_Split-Package_HP | Annual | FALSE
Any | SWHC046G | OfS | ex | CZ16 | cDXHP | SWHC046-01 | ExAnte2019 | IOU workpaper | 2019-11-06 | Cap-Tons | 1 |  |  | 0 | 0 | 0 | -169.8987 | 0 | 55.8174 | [6 empty] | DEER:HVAC_Split-Package_HP | Annual | FALSE
Any | SWHC046G | RFF | ex | CZ01 | cDXHP | SWHC046-01 | ExAnte2019 | IOU workpaper | 2019-11-06 | Cap-Tons | 1 |  |  | 0 | 0 | 0 | -462.2268 | 0 | 187.184 | [6 empty] | DEER:HVAC_Split-Package_HP | Annual | FALSE
Any | SWHC046G | RFF | ex | CZ02 | cDXHP | SWHC046-01 | ExAnte2019 | IOU workpaper | 2019-11-06 | Cap-Tons | 1 |  |  | 0 | 0 | 0 | -146.2826 | 0 | 118.3994 | [6 empty] | DEER:HVAC_Split-Package_HP | Annual | FALSE
Any | SWHC046G | RFF | ex | CZ03 | cDXHP | SWHC046-01 | ExAnte2019 | IOU workpaper | 2019-11-06 | Cap-Tons | 1 |  |  | 0 | 0 | 0 | -66.2969 | 0 | 89.3157 | [6 empty] | DEER:HVAC_Split-Package_HP | Annual | FALSE
Any | SWHC046G | RFF | ex | CZ04 | cDXHP | SWHC046-01 | ExAnte2019 | IOU workpaper | 2019-11-06 | Cap-Tons | 1 |  |  | 0 | 0 | 0 | -18.7262 | 0 | 84.7314 | [6 empty] | DEER:HVAC_Split-Package_HP | Annual | FALSE
Any | SWHC046G | RFF | ex | CZ05 | cDXHP | SWHC046-01 | ExAnte2019 | IOU workpaper | 2019-11-06 | Cap-Tons | 1 |  |  | 0 | 0 | 0 | -96.0422 | 0 | 95.9295 | [6 empty] | DEER:HVAC_Split-Package_HP | Annual | FALSE
Any | SWHC046G | RFF | ex | CZ06 | cDXHP | SWHC046-01 | ExAnte2019 | IOU workpaper | 2019-11-06 | Cap-Tons | 1 |  |  | 0 | 0 | 0 | 165.6498 | 0 | 36.4725 | [6 empty] | DEER:HVAC_Split-Package_HP | Annual | FALSE
Any | SWHC046G | RFF | ex | CZ07 | cDXHP | SWHC046-01 | ExAnte2019 | IOU workpaper | 2019-11-06 | Cap-Tons | 1 |  |  | 0 | 0 | 0 | 190.6503 | 0 | 20.8664 | [6 empty] | DEER:HVAC_Split-Package_HP | Annual | FALSE
Any | SWHC046G | RFF | ex | CZ08 | cDXHP | SWHC046-01 | ExAnte2019 | IOU workpaper | 2019-11-06 | Cap-Tons | 1 |  |  | 0 | 0 | 0 | 207.6017 | 0 | 34.8682 | [6 empty] | DEER:HVAC_Split-Package_HP | Annual | FALSE
Any | SWHC046G | RFF | ex | CZ09 | cDXHP | SWHC046-01 | ExAnte2019 | IOU workpaper | 2019-11-06 | Cap-Tons | 1 |  |  | 0 | 0 | 0 | 236.7915 | 0 | 36.9437 | [6 empty] | DEER:HVAC_Split-Package_HP | Annual | FALSE
Any | SWHC046G | RFF | ex | CZ10 | cDXHP | SWHC046-01 | ExAnte2019 | IOU workpaper | 2019-11-06 | Cap-Tons | 1 |  |  | 0 | 0 | 0 | 252.5403 | 0 | 41.4386 | [6 empty] | DEER:HVAC_Split-Package_HP | Annual | FALSE
Any | SWHC046G | RFF | ex | CZ11 | cDXHP | SWHC046-01 | ExAnte2019 | IOU workpaper | 2019-11-06 | Cap-Tons | 1 |  |  | 0 | 0 | 0 | 95.922 | 0 | 79.8781 | [6 empty] | DEER:HVAC_Split-Package_HP | Annual | FALSE
Any | SWHC046G | RFF | ex | CZ12 | cDXHP | SWHC046-01 | ExAnte2019 | IOU workpaper | 2019-11-06 | Cap-Tons | 1 |  |  | 0 | 0 | 0 | 25.4582 | 0 | 86.5469 | [6 empty] | DEER:HVAC_Split-Package_HP | Annual | FALSE
Any | SWHC046G | RFF | ex | CZ13 | cDXHP | SWHC046-01 | ExAnte2019 | IOU workpaper | 2019-11-06 | Cap-Tons | 1 |  |  | 0 | 0 | 0 | 151.5584 | 0 | 71.6004 | [6 empty] | DEER:HVAC_Split-Package_HP | Annual | FALSE
Any | SWHC046G | RFF | ex | CZ14 | cDXHP | SWHC046-01 | ExAnte2019 | IOU workpaper | 2019-11-06 | Cap-Tons | 1 |  |  | 0 | 0 | 0 | 92.2137 | 0 | 80.6956 | [6 empty] | DEER:HVAC_Split-Package_HP | Annual | FALSE
Any | SWHC046G | RFF | ex | CZ15 | cDXHP | SWHC046-01 | ExAnte2019 | IOU workpaper | 2019-11-06 | Cap-Tons | 1 |  |  | 0 | 0 | 0 | 571.1032 | 0 | 10.2248 | [6 empty] | DEER:HVAC_Split-Package_HP | Annual | FALSE
Any | SWHC046G | RFF | ex | CZ16 | cDXHP | SWHC046-01 | ExAnte2019 | IOU workpaper | 2019-11-06 | Cap-Tons | 1 |  |  | 0 | 0 | 0 | -802.7848 | 0 | 201.9534 | [6 empty] | DEER:HVAC_Split-Package_HP | Annual | FALSE
Any | SWHC046G | RSD | ex | CZ01 | cDXHP | SWHC046-01 | ExAnte2019 | IOU workpaper | 2019-11-06 | Cap-Tons | 1 |  |  | 0 | 0 | 0 | -72.9154 | 0 | 94.1945 | [6 empty] | DEER:HVAC_Split-Package_HP | Annual | FALSE
Any | SWHC046G | RSD | ex | CZ02 | cDXHP | SWHC046-01 | ExAnte2019 | IOU workpaper | 2019-11-06 | Cap-Tons | 1 |  |  | 0 | 0 | 0 | 110.7284 | 0 | 48.2393 | [6 empty] | DEER:HVAC_Split-Package_HP | Annual | FALSE
Any | SWHC046G | RSD | ex | CZ03 | cDXHP | SWHC046-01 | ExAnte2019 | IOU workpaper | 2019-11-06 | Cap-Tons | 1 |  |  | 0 | 0 | 0 | 96.5282 | 0 | 32.9684 | [6 empty] | DEER:HVAC_Split-Package_HP | Annual | FALSE
Any | SWHC046G | RSD | ex | CZ04 | cDXHP | SWHC046-01 | ExAnte2019 | IOU workpaper | 2019-11-06 | Cap-Tons | 1 |  |  | 0 | 0 | 0 | 178.7598 | 0 | 27.6088 | [6 empty] | DEER:HVAC_Split-Package_HP | Annual | FALSE
Any | SWHC046G | RSD | ex | CZ05 | cDXHP | SWHC046-01 | ExAnte2019 | IOU workpaper | 2019-11-06 | Cap-Tons | 1 |  |  | 0 | 0 | 0 | 101.7608 | 0 | 29.5455 | [6 empty] | DEER:HVAC_Split-Package_HP | Annual | FALSE
Any | SWHC046G | RSD | ex | CZ06 | cDXHP | SWHC046-01 | ExAnte2019 | IOU workpaper | 2019-11-06 | Cap-Tons | 1 |  |  | 0 | 0 | 0 | 186.2332 | 0 | 8.5949 | [6 empty] | DEER:HVAC_Split-Package_HP | Annual | FALSE
Any | SWHC046G | RSD | ex | CZ07 | cDXHP | SWHC046-01 | ExAnte2019 | IOU workpaper | 2019-11-06 | Cap-Tons | 1 |  |  | 0 | 0 | 0 | 151.1149 | 0 | 3.0666 | [6 empty] | DEER:HVAC_Split-Package_HP | Annual | FALSE
Any | SWHC046G | RSD | ex | CZ08 | cDXHP | SWHC046-01 | ExAnte2019 | IOU workpaper | 2019-11-06 | Cap-Tons | 1 |  |  | 0 | 0 | 0 | 233.462 | 0 | 7.5086 | [6 empty] | DEER:HVAC_Split-Package_HP | Annual | FALSE
Any | SWHC046G | RSD | ex | CZ09 | cDXHP | SWHC046-01 | ExAnte2019 | IOU workpaper | 2019-11-06 | Cap-Tons | 1 |  |  | 0 | 0 | 0 | 271.9266 | 0 | 10.3238 | [6 empty] | DEER:HVAC_Split-Package_HP | Annual | FALSE
Any | SWHC046G | RSD | ex | CZ10 | cDXHP | SWHC046-01 | ExAnte2019 | IOU workpaper | 2019-11-06 | Cap-Tons | 1 |  |  | 0 | 0 | 0 | 301.7865 | 0 | 12.1773 | [6 empty] | DEER:HVAC_Split-Package_HP | Annual | FALSE
Any | SWHC046G | RSD | ex | CZ11 | cDXHP | SWHC046-01 | ExAnte2019 | IOU workpaper | 2019-11-06 | Cap-Tons | 1 |  |  | 0 | 0 | 0 | 253.8349 | 0 | 36.7179 | [6 empty] | DEER:HVAC_Split-Package_HP | Annual | FALSE
Any | SWHC046G | RSD | ex | CZ12 | cDXHP | SWHC046-01 | ExAnte2019 | IOU workpaper | 2019-11-06 | Cap-Tons | 1 |  |  | 0 | 0 | 0 | 199.7142 | 0 | 39.0151 | [6 empty] | DEER:HVAC_Split-Package_HP | Annual | FALSE
Any | SWHC046G | RSD | ex | CZ13 | cDXHP | SWHC046-01 | ExAnte2019 | IOU workpaper | 2019-11-06 | Cap-Tons | 1 |  |  | 0 | 0 | 0 | 273.6401 | 0 | 34.1595 | [6 empty] | DEER:HVAC_Split-Package_HP | Annual | FALSE
Any | SWHC046G | RSD | ex | CZ14 | cDXHP | SWHC046-01 | ExAnte2019 | IOU workpaper | 2019-11-06 | Cap-Tons | 1 |  |  | 0 | 0 | 0 | 260.1279 | 0 | 35.4611 | [6 empty] | DEER:HVAC_Split-Package_HP | Annual | FALSE
Any | SWHC046G | RSD | ex | CZ15 | cDXHP | SWHC046-01 | ExAnte2019 | IOU workpaper | 2019-11-06 | Cap-Tons | 1 |  |  | 0 | 0 | 0 | 502.174 | 0 | 2.085 | [6 empty] | DEER:HVAC_Split-Package_HP | Annual | FALSE
Any | SWHC046G | RSD | ex | CZ16 | cDXHP | SWHC046-01 | ExAnte2019 | IOU workpaper | 2019-11-06 | Cap-Tons | 1 |  |  | 0 | 0 | 0 | -399.3093 | 0 | 142.4735 | [6 empty] | DEER:HVAC_Split-Package_HP | Annual | FALSE
Any | SWHC046G | Rt3 | ex | CZ01 | cDXHP | SWHC046-01 | ExAnte2019 | IOU workpaper | 2019-11-06 | Cap-Tons | 1 |  |  | 0 | 0 | 0 | 127.6002 | 0 | 36.6687 | [6 empty] | DEER:HVAC_Split-Package_HP | Annual | FALSE
Any | SWHC046G | Rt3 | ex | CZ02 | cDXHP | SWHC046-01 | ExAnte2019 | IOU workpaper | 2019-11-06 | Cap-Tons | 1 |  |  | 0 | 0 | 0 | 243.956 | 0 | 17.9331 | [6 empty] | DEER:HVAC_Split-Package_HP | Annual | FALSE
Any | SWHC046G | Rt3 | ex | CZ03 | cDXHP | SWHC046-01 | ExAnte2019 | IOU workpaper | 2019-11-06 | Cap-Tons | 1 |  |  | 0 | 0 | 0 | 183.9337 | 0 | 13.0947 | [6 empty] | DEER:HVAC_Split-Package_HP | Annual | FALSE
Any | SWHC046G | Rt3 | ex | CZ04 | cDXHP | SWHC046-01 | ExAnte2019 | IOU workpaper | 2019-11-06 | Cap-Tons | 1 |  |  | 0 | 0 | 0 | 266.0953 | 0 | 10.0529 | [6 empty] | DEER:HVAC_Split-Package_HP | Annual | FALSE
Any | SWHC046G | Rt3 | ex | CZ05 | cDXHP | SWHC046-01 | ExAnte2019 | IOU workpaper | 2019-11-06 | Cap-Tons | 1 |  |  | 0 | 0 | 0 | 186.4903 | 0 | 10.3714 | [6 empty] | DEER:HVAC_Split-Package_HP | Annual | FALSE
Any | SWHC046G | Rt3 | ex | CZ06 | cDXHP | SWHC046-01 | ExAnte2019 | IOU workpaper | 2019-11-06 | Cap-Tons | 1 |  |  | 0 | 0 | 0 | 267.5242 | 0 | 2.5226 | [6 empty] | DEER:HVAC_Split-Package_HP | Annual | FALSE
Any | SWHC046G | Rt3 | ex | CZ07 | cDXHP | SWHC046-01 | ExAnte2019 | IOU workpaper | 2019-11-06 | Cap-Tons | 1 |  |  | 0 | 0 | 0 | 220.5903 | 0 | 0.6547 | [6 empty] | DEER:HVAC_Split-Package_HP | Annual | FALSE
Any | SWHC046G | Rt3 | ex | CZ08 | cDXHP | SWHC046-01 | ExAnte2019 | IOU workpaper | 2019-11-06 | Cap-Tons | 1 |  |  | 0 | 0 | 0 | 305.7931 | 0 | 1.901 | [6 empty] | DEER:HVAC_Split-Package_HP | Annual | FALSE
Any | SWHC046G | Rt3 | ex | CZ09 | cDXHP | SWHC046-01 | ExAnte2019 | IOU workpaper | 2019-11-06 | Cap-Tons | 1 |  |  | 0 | 0 | 0 | 342.0383 | 0 | 3.291 | [6 empty] | DEER:HVAC_Split-Package_HP | Annual | FALSE
Any | SWHC046G | Rt3 | ex | CZ10 | cDXHP | SWHC046-01 | ExAnte2019 | IOU workpaper | 2019-11-06 | Cap-Tons | 1 |  |  | 0 | 0 | 0 | 363.0489 | 0 | 3.5053 | [6 empty] | DEER:HVAC_Split-Package_HP | Annual | FALSE
Any | SWHC046G | Rt3 | ex | CZ11 | cDXHP | SWHC046-01 | ExAnte2019 | IOU workpaper | 2019-11-06 | Cap-Tons | 1 |  |  | 0 | 0 | 0 | 336.8324 | 0 | 17.4556 | [6 empty] | DEER:HVAC_Split-Package_HP | Annual | FALSE
Any | SWHC046G | Rt3 | ex | CZ12 | cDXHP | SWHC046-01 | ExAnte2019 | IOU workpaper | 2019-11-06 | Cap-Tons | 1 |  |  | 0 | 0 | 0 | 296.4689 | 0 | 16.6964 | [6 empty] | DEER:HVAC_Split-Package_HP | Annual | FALSE
Any | SWHC046G | Rt3 | ex | CZ13 | cDXHP | SWHC046-01 | ExAnte2019 | IOU workpaper | 2019-11-06 | Cap-Tons | 1 |  |  | 0 | 0 | 0 | 349.4888 | 0 | 14.9491 | [6 empty] | DEER:HVAC_Split-Package_HP | Annual | FALSE
Any | SWHC046G | Rt3 | ex | CZ14 | cDXHP | SWHC046-01 | ExAnte2019 | IOU workpaper | 2019-11-06 | Cap-Tons | 1 |  |  | 0 | 0 | 0 | 348.111 | 0 | 16.7019 | [6 empty] | DEER:HVAC_Split-Package_HP | Annual | FALSE
Any | SWHC046G | Rt3 | ex | CZ15 | cDXHP | SWHC046-01 | ExAnte2019 | IOU workpaper | 2019-11-06 | Cap-Tons | 1 |  |  | 0 | 0 | 0 | 520.975 | 0 | 0.6822 | [6 empty] | DEER:HVAC_Split-Package_HP | Annual | FALSE
Any | SWHC046G | Rt3 | ex | CZ16 | cDXHP | SWHC046-01 | ExAnte2019 | IOU workpaper | 2019-11-06 | Cap-Tons | 1 |  |  | 0 | 0 | 0 | -141.9941 | 0 | 86.7988 | [6 empty] | DEER:HVAC_Split-Package_HP | Annual | FALSE
Any | SWHC046G | RtL | ex | CZ01 | cDXHP | SWHC046-01 | ExAnte2019 | IOU workpaper | 2019-11-06 | Cap-Tons | 1 |  |  | 0 | 0 | 0 | -22.9654 | 0 | 71.6035 | [6 empty] | DEER:HVAC_Split-Package_HP | Annual | FALSE
Any | SWHC046G | RtL | ex | CZ02 | cDXHP | SWHC046-01 | ExAnte2019 | IOU workpaper | 2019-11-06 | Cap-Tons | 1 |  |  | 0 | 0 | 0 | 192.8865 | 0 | 36.5647 | [6 empty] | DEER:HVAC_Split-Package_HP | Annual | FALSE
Any | SWHC046G | RtL | ex | CZ03 | cDXHP | SWHC046-01 | ExAnte2019 | IOU workpaper | 2019-11-06 | Cap-Tons | 1 |  |  | 0 | 0 | 0 | 109.372 | 0 | 32.858 | [6 empty] | DEER:HVAC_Split-Package_HP | Annual | FALSE
Any | SWHC046G | RtL | ex | CZ04 | cDXHP | SWHC046-01 | ExAnte2019 | IOU workpaper | 2019-11-06 | Cap-Tons | 1 |  |  | 0 | 0 | 0 | 225.8192 | 0 | 24.9526 | [6 empty] | DEER:HVAC_Split-Package_HP | Annual | FALSE
Any | SWHC046G | RtL | ex | CZ05 | cDXHP | SWHC046-01 | ExAnte2019 | IOU workpaper | 2019-11-06 | Cap-Tons | 1 |  |  | 0 | 0 | 0 | 106.7612 | 0 | 34.1352 | [6 empty] | DEER:HVAC_Split-Package_HP | Annual | FALSE
Any | SWHC046G | RtL | ex | CZ06 | cDXHP | SWHC046-01 | ExAnte2019 | IOU workpaper | 2019-11-06 | Cap-Tons | 1 |  |  | 0 | 0 | 0 | 229.0148 | 0 | 15.4249 | [6 empty] | DEER:HVAC_Split-Package_HP | Annual | FALSE
Any | SWHC046G | RtL | ex | CZ07 | cDXHP | SWHC046-01 | ExAnte2019 | IOU workpaper | 2019-11-06 | Cap-Tons | 1 |  |  | 0 | 0 | 0 | 197.6414 | 0 | 10.4589 | [6 empty] | DEER:HVAC_Split-Package_HP | Annual | FALSE
Any | SWHC046G | RtL | ex | CZ08 | cDXHP | SWHC046-01 | ExAnte2019 | IOU workpaper | 2019-11-06 | Cap-Tons | 1 |  |  | 0 | 0 | 0 | 295.1768 | 0 | 11.0267 | [6 empty] | DEER:HVAC_Split-Package_HP | Annual | FALSE
Any | SWHC046G | RtL | ex | CZ09 | cDXHP | SWHC046-01 | ExAnte2019 | IOU workpaper | 2019-11-06 | Cap-Tons | 1 |  |  | 0 | 0 | 0 | 336.0347 | 0 | 12.7696 | [6 empty] | DEER:HVAC_Split-Package_HP | Annual | FALSE
Any | SWHC046G | RtL | ex | CZ10 | cDXHP | SWHC046-01 | ExAnte2019 | IOU workpaper | 2019-11-06 | Cap-Tons | 1 |  |  | 0 | 0 | 0 | 361.3079 | 0 | 12.4355 | [6 empty] | DEER:HVAC_Split-Package_HP | Annual | FALSE
Any | SWHC046G | RtL | ex | CZ11 | cDXHP | SWHC046-01 | ExAnte2019 | IOU workpaper | 2019-11-06 | Cap-Tons | 1 |  |  | 0 | 0 | 0 | 330.3616 | 0 | 30.4314 | [6 empty] | DEER:HVAC_Split-Package_HP | Annual | FALSE
Any | SWHC046G | RtL | ex | CZ12 | cDXHP | SWHC046-01 | ExAnte2019 | IOU workpaper | 2019-11-06 | Cap-Tons | 1 |  |  | 0 | 0 | 0 | 277.6034 | 0 | 30.005 | [6 empty] | DEER:HVAC_Split-Package_HP | Annual | FALSE
Any | SWHC046G | RtL | ex | CZ13 | cDXHP | SWHC046-01 | ExAnte2019 | IOU workpaper | 2019-11-06 | Cap-Tons | 1 |  |  | 0 | 0 | 0 | 352.6293 | 0 | 26.6119 | [6 empty] | DEER:HVAC_Split-Package_HP | Annual | FALSE
Any | SWHC046G | RtL | ex | CZ14 | cDXHP | SWHC046-01 | ExAnte2019 | IOU workpaper | 2019-11-06 | Cap-Tons | 1 |  |  | 0 | 0 | 0 | 330.3503 | 0 | 31.4064 | [6 empty] | DEER:HVAC_Split-Package_HP | Annual | FALSE
Any | SWHC046G | RtL | ex | CZ15 | cDXHP | SWHC046-01 | ExAnte2019 | IOU workpaper | 2019-11-06 | Cap-Tons | 1 |  |  | 0 | 0 | 0 | 573.3197 | 0 | 3.5088 | [6 empty] | DEER:HVAC_Split-Package_HP | Annual | FALSE
Any | SWHC046G | RtL | ex | CZ16 | cDXHP | SWHC046-01 | ExAnte2019 | IOU workpaper | 2019-11-06 | Cap-Tons | 1 |  |  | 0 | 0 | 0 | -304.7721 | 0 | 128.2152 | [6 empty] | DEER:HVAC_Split-Package_HP | Annual | FALSE
Any | SWHC046G | RtS | ex | CZ01 | cDXHP | SWHC046-01 | ExAnte2019 | IOU workpaper | 2019-11-06 | Cap-Tons | 1 |  |  | 0 | 0 | 0 | -288.9743 | 0 | 121.9224 | [6 empty] | DEER:HVAC_Split-Package_HP | Annual | FALSE
Any | SWHC046G | RtS | ex | CZ02 | cDXHP | SWHC046-01 | ExAnte2019 | IOU workpaper | 2019-11-06 | Cap-Tons | 1 |  |  | 0 | 0 | 0 | 28.096 | 0 | 60.4157 | [6 empty] | DEER:HVAC_Split-Package_HP | Annual | FALSE
Any | SWHC046G | RtS | ex | CZ03 | cDXHP | SWHC046-01 | ExAnte2019 | IOU workpaper | 2019-11-06 | Cap-Tons | 1 |  |  | 0 | 0 | 0 | -9.6395 | 0 | 57.9485 | [6 empty] | DEER:HVAC_Split-Package_HP | Annual | FALSE
Any | SWHC046G | RtS | ex | CZ04 | cDXHP | SWHC046-01 | ExAnte2019 | IOU workpaper | 2019-11-06 | Cap-Tons | 1 |  |  | 0 | 0 | 0 | 112.1751 | 0 | 43.2936 | [6 empty] | DEER:HVAC_Split-Package_HP | Annual | FALSE
Any | SWHC046G | RtS | ex | CZ05 | cDXHP | SWHC046-01 | ExAnte2019 | IOU workpaper | 2019-11-06 | Cap-Tons | 1 |  |  | 0 | 0 | 0 | 15.8884 | 0 | 52.0859 | [6 empty] | DEER:HVAC_Split-Package_HP | Annual | FALSE
Any | SWHC046G | RtS | ex | CZ06 | cDXHP | SWHC046-01 | ExAnte2019 | IOU workpaper | 2019-11-06 | Cap-Tons | 1 |  |  | 0 | 0 | 0 | 199.3708 | 0 | 21.8224 | [6 empty] | DEER:HVAC_Split-Package_HP | Annual | FALSE
Any | SWHC046G | RtS | ex | CZ07 | cDXHP | SWHC046-01 | ExAnte2019 | IOU workpaper | 2019-11-06 | Cap-Tons | 1 |  |  | 0 | 0 | 0 | 194.0902 | 0 | 14.3471 | [6 empty] | DEER:HVAC_Split-Package_HP | Annual | FALSE
Any | SWHC046G | RtS | ex | CZ08 | cDXHP | SWHC046-01 | ExAnte2019 | IOU workpaper | 2019-11-06 | Cap-Tons | 1 |  |  | 0 | 0 | 0 | 248.6263 | 0 | 16.9104 | [6 empty] | DEER:HVAC_Split-Package_HP | Annual | FALSE
Any | SWHC046G | RtS | ex | CZ09 | cDXHP | SWHC046-01 | ExAnte2019 | IOU workpaper | 2019-11-06 | Cap-Tons | 1 |  |  | 0 | 0 | 0 | 262.3868 | 0 | 19.826 | [6 empty] | DEER:HVAC_Split-Package_HP | Annual | FALSE
Any | SWHC046G | RtS | ex | CZ10 | cDXHP | SWHC046-01 | ExAnte2019 | IOU workpaper | 2019-11-06 | Cap-Tons | 1 |  |  | 0 | 0 | 0 | 293.8902 | 0 | 18.6797 | [6 empty] | DEER:HVAC_Split-Package_HP | Annual | FALSE
Any | SWHC046G | RtS | ex | CZ11 | cDXHP | SWHC046-01 | ExAnte2019 | IOU workpaper | 2019-11-06 | Cap-Tons | 1 |  |  | 0 | 0 | 0 | 164.3078 | 0 | 47.6188 | [6 empty] | DEER:HVAC_Split-Package_HP | Annual | FALSE
Any | SWHC046G | RtS | ex | CZ12 | cDXHP | SWHC046-01 | ExAnte2019 | IOU workpaper | 2019-11-06 | Cap-Tons | 1 |  |  | 0 | 0 | 0 | 117.4889 | 0 | 50.5942 | [6 empty] | DEER:HVAC_Split-Package_HP | Annual | FALSE
Any | SWHC046G | RtS | ex | CZ13 | cDXHP | SWHC046-01 | ExAnte2019 | IOU workpaper | 2019-11-06 | Cap-Tons | 1 |  |  | 0 | 0 | 0 | 201.0362 | 0 | 42.2485 | [6 empty] | DEER:HVAC_Split-Package_HP | Annual | FALSE
Any | SWHC046G | RtS | ex | CZ14 | cDXHP | SWHC046-01 | ExAnte2019 | IOU workpaper | 2019-11-06 | Cap-Tons | 1 |  |  | 0 | 0 | 0 | 191.3439 | 0 | 43.5627 | [6 empty] | DEER:HVAC_Split-Package_HP | Annual | FALSE
Any | SWHC046G | RtS | ex | CZ15 | cDXHP | SWHC046-01 | ExAnte2019 | IOU workpaper | 2019-11-06 | Cap-Tons | 1 |  |  | 0 | 0 | 0 | 494.2739 | 0 | 4.6844 | [6 empty] | DEER:HVAC_Split-Package_HP | Annual | FALSE
Any | SWHC046G | RtS | ex | CZ16 | cDXHP | SWHC046-01 | ExAnte2019 | IOU workpaper | 2019-11-06 | Cap-Tons | 1 |  |  | 0 | 0 | 0 | -638.865 | 0 | 148.5422 | [6 empty] | DEER:HVAC_Split-Package_HP | Annual | FALSE
Any | SWHC046G | SCn | ex | CZ01 | cDXHP | SWHC046-01 | ExAnte2019 | IOU workpaper | 2019-11-06 | Cap-Tons | 1 |  |  | 0 | 0 | 0 | -551.6376 | 0 | 151.7014 | [6 empty] | DEER:HVAC_Split-Package_HP | Annual | FALSE
Any | SWHC046G | SCn | ex | CZ02 | cDXHP | SWHC046-01 | ExAnte2019 | IOU workpaper | 2019-11-06 | Cap-Tons | 1 |  |  | 0 | 0 | 0 | -412.2147 | 0 | 108.5613 | [6 empty] | DEER:HVAC_Split-Package_HP | Annual | FALSE
Any | SWHC046G | SCn | ex | CZ03 | cDXHP | SWHC046-01 | ExAnte2019 | IOU workpaper | 2019-11-06 | Cap-Tons | 1 |  |  | 0 | 0 | 0 | -174.7128 | 0 | 80.8529 | [6 empty] | DEER:HVAC_Split-Package_HP | Annual | FALSE
Any | SWHC046G | SCn | ex | CZ04 | cDXHP | SWHC046-01 | ExAnte2019 | IOU workpaper | 2019-11-06 | Cap-Tons | 1 |  |  | 0 | 0 | 0 | -286.267 | 0 | 85.2132 | [6 empty] | DEER:HVAC_Split-Package_HP | Annual | FALSE
Any | SWHC046G | SCn | ex | CZ05 | cDXHP | SWHC046-01 | ExAnte2019 | IOU workpaper | 2019-11-06 | Cap-Tons | 1 |  |  | 0 | 0 | 0 | -188.1081 | 0 | 79.7345 | [6 empty] | DEER:HVAC_Split-Package_HP | Annual | FALSE
Any | SWHC046G | SCn | ex | CZ06 | cDXHP | SWHC046-01 | ExAnte2019 | IOU workpaper | 2019-11-06 | Cap-Tons | 1 |  |  | 0 | 0 | 0 | 21.5705 | 0 | 43.1201 | [6 empty] | DEER:HVAC_Split-Package_HP | Annual | FALSE
Any | SWHC046G | SCn | ex | CZ07 | cDXHP | SWHC046-01 | ExAnte2019 | IOU workpaper | 2019-11-06 | Cap-Tons | 1 |  |  | 0 | 0 | 0 | 72.1797 | 0 | 33.3388 | [6 empty] | DEER:HVAC_Split-Package_HP | Annual | FALSE
Any | SWHC046G | SCn | ex | CZ08 | cDXHP | SWHC046-01 | ExAnte2019 | IOU workpaper | 2019-11-06 | Cap-Tons | 1 |  |  | 0 | 0 | 0 | 46.1759 | 0 | 45.1714 | [6 empty] | DEER:HVAC_Split-Package_HP | Annual | FALSE
Any | SWHC046G | SCn | ex | CZ09 | cDXHP | SWHC046-01 | ExAnte2019 | IOU workpaper | 2019-11-06 | Cap-Tons | 1 |  |  | 0 | 0 | 0 | 70.7229 | 0 | 46.3429 | [6 empty] | DEER:HVAC_Split-Package_HP | Annual | FALSE
Any | SWHC046G | SCn | ex | CZ10 | cDXHP | SWHC046-01 | ExAnte2019 | IOU workpaper | 2019-11-06 | Cap-Tons | 1 |  |  | 0 | 0 | 0 | 72.5917 | 0 | 50.5703 | [6 empty] | DEER:HVAC_Split-Package_HP | Annual | FALSE
Any | SWHC046G | SCn | ex | CZ11 | cDXHP | SWHC046-01 | ExAnte2019 | IOU workpaper | 2019-11-06 | Cap-Tons | 1 |  |  | 0 | 0 | 0 | -142.2776 | 0 | 89.3305 | [6 empty] | DEER:HVAC_Split-Package_HP | Annual | FALSE
Any | SWHC046G | SCn | ex | CZ12 | cDXHP | SWHC046-01 | ExAnte2019 | IOU workpaper | 2019-11-06 | Cap-Tons | 1 |  |  | 0 | 0 | 0 | -213.3868 | 0 | 97.8122 | [6 empty] | DEER:HVAC_Split-Package_HP | Annual | FALSE
Any | SWHC046G | SCn | ex | CZ13 | cDXHP | SWHC046-01 | ExAnte2019 | IOU workpaper | 2019-11-06 | Cap-Tons | 1 |  |  | 0 | 0 | 0 | -48.2864 | 0 | 78.9867 | [6 empty] | DEER:HVAC_Split-Package_HP | Annual | FALSE
Any | SWHC046G | SCn | ex | CZ14 | cDXHP | SWHC046-01 | ExAnte2019 | IOU workpaper | 2019-11-06 | Cap-Tons | 1 |  |  | 0 | 0 | 0 | -179.7256 | 0 | 92.8407 | [6 empty] | DEER:HVAC_Split-Package_HP | Annual | FALSE
Any | SWHC046G | SCn | ex | CZ15 | cDXHP | SWHC046-01 | ExAnte2019 | IOU workpaper | 2019-11-06 | Cap-Tons | 1 |  |  | 0 | 0 | 0 | 387.6791 | 0 | 13.4192 | [6 empty] | DEER:HVAC_Split-Package_HP | Annual | FALSE
Any | SWHC046G | SCn | ex | CZ16 | cDXHP | SWHC046-01 | ExAnte2019 | IOU workpaper | 2019-11-06 | Cap-Tons | 1 |  |  | 0 | 0 | 0 | -839.747 | 0 | 164.3771 | [6 empty] | DEER:HVAC_Split-Package_HP | Annual | FALSE
Any | SWHC046H | Asm | ex | CZ01 | cDXHP | SWHC046-01 | ExAnte2019 | IOU workpaper | 2019-11-06 | Cap-Tons | 1 |  |  | 0 | 0 | 0 | -610.2645 | 0 | 170.8495 | [6 empty] | DEER:HVAC_Split-Package_HP | Annual | FALSE
Any | SWHC046H | Asm | ex | CZ02 | cDXHP | SWHC046-01 | ExAnte2019 | IOU workpaper | 2019-11-06 | Cap-Tons | 1 |  |  | 0 | 0 | 0 | -206.9445 | 0 | 103.5703 | [6 empty] | DEER:HVAC_Split-Package_HP | Annual | FALSE
Any | SWHC046H | Asm | ex | CZ03 | cDXHP | SWHC046-01 | ExAnte2019 | IOU workpaper | 2019-11-06 | Cap-Tons | 1 |  |  | 0 | 0 | 0 | -88.4932 | 0 | 78.2394 | [6 empty] | DEER:HVAC_Split-Package_HP | Annual | FALSE
Any | SWHC046H | Asm | ex | CZ04 | cDXHP | SWHC046-01 | ExAnte2019 | IOU workpaper | 2019-11-06 | Cap-Tons | 1 |  |  | 0 | 0 | 0 | -14.2768 | 0 | 70.3511 | [6 empty] | DEER:HVAC_Split-Package_HP | Annual | FALSE
Any | SWHC046H | Asm | ex | CZ05 | cDXHP | SWHC046-01 | ExAnte2019 | IOU workpaper | 2019-11-06 | Cap-Tons | 1 |  |  | 0 | 0 | 0 | -99.8476 | 0 | 77.3544 | [6 empty] | DEER:HVAC_Split-Package_HP | Annual | FALSE
Any | SWHC046H | Asm | ex | CZ06 | cDXHP | SWHC046-01 | ExAnte2019 | IOU workpaper | 2019-11-06 | Cap-Tons | 1 |  |  | 0 | 0 | 0 | 146.7162 | 0 | 33.0922 | [6 empty] | DEER:HVAC_Split-Package_HP | Annual | FALSE
Any | SWHC046H | Asm | ex | CZ07 | cDXHP | SWHC046-01 | ExAnte2019 | IOU workpaper | 2019-11-06 | Cap-Tons | 1 |  |  | 0 | 0 | 0 | 145.5456 | 0 | 25.428 | [6 empty] | DEER:HVAC_Split-Package_HP | Annual | FALSE
Any | SWHC046H | Asm | ex | CZ08 | cDXHP | SWHC046-01 | ExAnte2019 | IOU workpaper | 2019-11-06 | Cap-Tons | 1 |  |  | 0 | 0 | 0 | 193.0286 | 0 | 32.2682 | [6 empty] | DEER:HVAC_Split-Package_HP | Annual | FALSE
Any | SWHC046H | Asm | ex | CZ09 | cDXHP | SWHC046-01 | ExAnte2019 | IOU workpaper | 2019-11-06 | Cap-Tons | 1 |  |  | 0 | 0 | 0 | 217.4634 | 0 | 32.857 | [6 empty] | DEER:HVAC_Split-Package_HP | Annual | FALSE
Any | SWHC046H | Asm | ex | CZ10 | cDXHP | SWHC046-01 | ExAnte2019 | IOU workpaper | 2019-11-06 | Cap-Tons | 1 |  |  | 0 | 0 | 0 | 227.9956 | 0 | 39.9616 | [6 empty] | DEER:HVAC_Split-Package_HP | Annual | FALSE
Any | SWHC046H | Asm | ex | CZ11 | cDXHP | SWHC046-01 | ExAnte2019 | IOU workpaper | 2019-11-06 | Cap-Tons | 1 |  |  | 0 | 0 | 0 | 112.3858 | 0 | 71.382 | [6 empty] | DEER:HVAC_Split-Package_HP | Annual | FALSE
Any | SWHC046H | Asm | ex | CZ12 | cDXHP | SWHC046-01 | ExAnte2019 | IOU workpaper | 2019-11-06 | Cap-Tons | 1 |  |  | 0 | 0 | 0 | 34.3967 | 0 | 77.6881 | [6 empty] | DEER:HVAC_Split-Package_HP | Annual | FALSE
Any | SWHC046H | Asm | ex | CZ13 | cDXHP | SWHC046-01 | ExAnte2019 | IOU workpaper | 2019-11-06 | Cap-Tons | 1 |  |  | 0 | 0 | 0 | 154.6918 | 0 | 65.6133 | [6 empty] | DEER:HVAC_Split-Package_HP | Annual | FALSE
Any | SWHC046H | Asm | ex | CZ14 | cDXHP | SWHC046-01 | ExAnte2019 | IOU workpaper | 2019-11-06 | Cap-Tons | 1 |  |  | 0 | 0 | 0 | 123.7016 | 0 | 69.407 | [6 empty] | DEER:HVAC_Split-Package_HP | Annual | FALSE
Any | SWHC046H | Asm | ex | CZ15 | cDXHP | SWHC046-01 | ExAnte2019 | IOU workpaper | 2019-11-06 | Cap-Tons | 1 |  |  | 0 | 0 | 0 | 519.3716 | 0 | 12.5579 | [6 empty] | DEER:HVAC_Split-Package_HP | Annual | FALSE
Any | SWHC046H | Asm | ex | CZ16 | cDXHP | SWHC046-01 | ExAnte2019 | IOU workpaper | 2019-11-06 | Cap-Tons | 1 |  |  | 0 | 0 | 0 | -770.1047 | 0 | 189.0835 | [6 empty] | DEER:HVAC_Split-Package_HP | Annual | FALSE
Any | SWHC046H | Com | ex | CZ01 | cDXHP | SWHC046-01 | ExAnte2019 | IOU workpaper | 2019-11-06 | Cap-Tons | 1 |  |  | 0 | 0 | 0 | -257.7132 | 0 | 113.9213 | [6 empty] | DEER:HVAC_Split-Package_HP | Annual | FALSE
Any | SWHC046H | Com | ex | CZ02 | cDXHP | SWHC046-01 | ExAnte2019 | IOU workpaper | 2019-11-06 | Cap-Tons | 1 |  |  | 0 | 0 | 0 | 14.6765 | 0 | 61.5798 | [6 empty] | DEER:HVAC_Split-Package_HP | Annual | FALSE
Any | SWHC046H | Com | ex | CZ03 | cDXHP | SWHC046-01 | ExAnte2019 | IOU workpaper | 2019-11-06 | Cap-Tons | 1 |  |  | 0 | 0 | 0 | 51.7381 | 0 | 42.2353 | [6 empty] | DEER:HVAC_Split-Package_HP | Annual | FALSE
Any | SWHC046H | Com | ex | CZ04 | cDXHP | SWHC046-01 | ExAnte2019 | IOU workpaper | 2019-11-06 | Cap-Tons | 1 |  |  | 0 | 0 | 0 | 102.7899 | 0 | 36.6558 | [6 empty] | DEER:HVAC_Split-Package_HP | Annual | FALSE
Any | SWHC046H | Com | ex | CZ05 | cDXHP | SWHC046-01 | ExAnte2019 | IOU workpaper | 2019-11-06 | Cap-Tons | 1 |  |  | 0 | 0 | 0 | 19.5196 | 0 | 57.9396 | [6 empty] | DEER:HVAC_Split-Package_HP | Annual | FALSE
Any | SWHC046H | Com | ex | CZ06 | cDXHP | SWHC046-01 | ExAnte2019 | IOU workpaper | 2019-11-06 | Cap-Tons | 1 |  |  | 0 | 0 | 0 | 198.0581 | 0 | 22.9138 | [6 empty] | DEER:HVAC_Split-Package_HP | Annual | FALSE
Any | SWHC046H | Com | ex | CZ07 | cDXHP | SWHC046-01 | ExAnte2019 | IOU workpaper | 2019-11-06 | Cap-Tons | 1 |  |  | 0 | 0 | 0 | 201.5955 | 0 | 18.4116 | [6 empty] | DEER:HVAC_Split-Package_HP | Annual | FALSE
Any | SWHC046H | Com | ex | CZ08 | cDXHP | SWHC046-01 | ExAnte2019 | IOU workpaper | 2019-11-06 | Cap-Tons | 1 |  |  | 0 | 0 | 0 | 224.1698 | 0 | 22.1301 | [6 empty] | DEER:HVAC_Split-Package_HP | Annual | FALSE
Any | SWHC046H | Com | ex | CZ09 | cDXHP | SWHC046-01 | ExAnte2019 | IOU workpaper | 2019-11-06 | Cap-Tons | 1 |  |  | 0 | 0 | 0 | 255.951 | 0 | 21.765 | [6 empty] | DEER:HVAC_Split-Package_HP | Annual | FALSE
Any | SWHC046H | Com | ex | CZ10 | cDXHP | SWHC046-01 | ExAnte2019 | IOU workpaper | 2019-11-06 | Cap-Tons | 1 |  |  | 0 | 0 | 0 | 231.6036 | 0 | 29.4802 | [6 empty] | DEER:HVAC_Split-Package_HP | Annual | FALSE
Any | SWHC046H | Com | ex | CZ11 | cDXHP | SWHC046-01 | ExAnte2019 | IOU workpaper | 2019-11-06 | Cap-Tons | 1 |  |  | 0 | 0 | 0 | 141.0158 | 0 | 51.7105 | [6 empty] | DEER:HVAC_Split-Package_HP | Annual | FALSE
Any | SWHC046H | Com | ex | CZ12 | cDXHP | SWHC046-01 | ExAnte2019 | IOU workpaper | 2019-11-06 | Cap-Tons | 1 |  |  | 0 | 0 | 0 | 110.2884 | 0 | 48.8696 | [6 empty] | DEER:HVAC_Split-Package_HP | Annual | FALSE
Any | SWHC046H | Com | ex | CZ13 | cDXHP | SWHC046-01 | ExAnte2019 | IOU workpaper | 2019-11-06 | Cap-Tons | 1 |  |  | 0 | 0 | 0 | 191.1173 | 0 | 44.1165 | [6 empty] | DEER:HVAC_Split-Package_HP | Annual | FALSE
Any | SWHC046H | Com | ex | CZ14 | cDXHP | SWHC046-01 | ExAnte2019 | IOU workpaper | 2019-11-06 | Cap-Tons | 1 |  |  | 0 | 0 | 0 | 170.6931 | 0 | 47.5232 | [6 empty] | DEER:HVAC_Split-Package_HP | Annual | FALSE
Any | SWHC046H | Com | ex | CZ15 | cDXHP | SWHC046-01 | ExAnte2019 | IOU workpaper | 2019-11-06 | Cap-Tons | 1 |  |  | 0 | 0 | 0 | 506.3426 | 0 | 8.0599 | [6 empty] | DEER:HVAC_Split-Package_HP | Annual | FALSE
Any | SWHC046H | Com | ex | CZ16 | cDXHP | SWHC046-01 | ExAnte2019 | IOU workpaper | 2019-11-06 | Cap-Tons | 1 |  |  | 0 | 0 | 0 | -498.9479 | 0 | 133.4361 | [6 empty] | DEER:HVAC_Split-Package_HP | Annual | FALSE
Any | SWHC046H | ECC | ex | CZ01 | cDXHP | SWHC046-01 | ExAnte2019 | IOU workpaper | 2019-11-06 | Cap-Tons | 1 |  |  | 0 | 0 | 0 | -108.1905 | 0 | 72.0237 | [6 empty] | DEER:HVAC_Split-Package_HP | Annual | FALSE
Any | SWHC046H | ECC | ex | CZ02 | cDXHP | SWHC046-01 | ExAnte2019 | IOU workpaper | 2019-11-06 | Cap-Tons | 1 |  |  | 0 | 0 | 0 | 63.976 | 0 | 40.5579 | [6 empty] | DEER:HVAC_Split-Package_HP | Annual | FALSE
Any | SWHC046H | ECC | ex | CZ03 | cDXHP | SWHC046-01 | ExAnte2019 | IOU workpaper | 2019-11-06 | Cap-Tons | 1 |  |  | 0 | 0 | 0 | 61.7733 | 0 | 31.2752 | [6 empty] | DEER:HVAC_Split-Package_HP | Annual | FALSE
Any | SWHC046H | ECC | ex | CZ04 | cDXHP | SWHC046-01 | ExAnte2019 | IOU workpaper | 2019-11-06 | Cap-Tons | 1 |  |  | 0 | 0 | 0 | 109.1409 | 0 | 28.0432 | [6 empty] | DEER:HVAC_Split-Package_HP | Annual | FALSE
Any | SWHC046H | ECC | ex | CZ05 | cDXHP | SWHC046-01 | ExAnte2019 | IOU workpaper | 2019-11-06 | Cap-Tons | 1 |  |  | 0 | 0 | 0 | 53.7695 | 0 | 31.2146 | [6 empty] | DEER:HVAC_Split-Package_HP | Annual | FALSE
Any | SWHC046H | ECC | ex | CZ06 | cDXHP | SWHC046-01 | ExAnte2019 | IOU workpaper | 2019-11-06 | Cap-Tons | 1 |  |  | 0 | 0 | 0 | 179.5848 | 0 | 10.353 | [6 empty] | DEER:HVAC_Split-Package_HP | Annual | FALSE
Any | SWHC046H | ECC | ex | CZ07 | cDXHP | SWHC046-01 | ExAnte2019 | IOU workpaper | 2019-11-06 | Cap-Tons | 1 |  |  | 0 | 0 | 0 | 167.8277 | 0 | 6.1659 | [6 empty] | DEER:HVAC_Split-Package_HP | Annual | FALSE
Any | SWHC046H | ECC | ex | CZ08 | cDXHP | SWHC046-01 | ExAnte2019 | IOU workpaper | 2019-11-06 | Cap-Tons | 1 |  |  | 0 | 0 | 0 | 209.9084 | 0 | 9.5343 | [6 empty] | DEER:HVAC_Split-Package_HP | Annual | FALSE
Any | SWHC046H | ECC | ex | CZ09 | cDXHP | SWHC046-01 | ExAnte2019 | IOU workpaper | 2019-11-06 | Cap-Tons | 1 |  |  | 0 | 0 | 0 | 221.8765 | 0 | 11.4252 | [6 empty] | DEER:HVAC_Split-Package_HP | Annual | FALSE
Any | SWHC046H | ECC | ex | CZ10 | cDXHP | SWHC046-01 | ExAnte2019 | IOU workpaper | 2019-11-06 | Cap-Tons | 1 |  |  | 0 | 0 | 0 | 237.6186 | 0 | 12.8435 | [6 empty] | DEER:HVAC_Split-Package_HP | Annual | FALSE
Any | SWHC046H | ECC | ex | CZ11 | cDXHP | SWHC046-01 | ExAnte2019 | IOU workpaper | 2019-11-06 | Cap-Tons | 1 |  |  | 0 | 0 | 0 | 165.1639 | 0 | 33.3072 | [6 empty] | DEER:HVAC_Split-Package_HP | Annual | FALSE
Any | SWHC046H | ECC | ex | CZ12 | cDXHP | SWHC046-01 | ExAnte2019 | IOU workpaper | 2019-11-06 | Cap-Tons | 1 |  |  | 0 | 0 | 0 | 124.4875 | 0 | 34.8624 | [6 empty] | DEER:HVAC_Split-Package_HP | Annual | FALSE
Any | SWHC046H | ECC | ex | CZ13 | cDXHP | SWHC046-01 | ExAnte2019 | IOU workpaper | 2019-11-06 | Cap-Tons | 1 |  |  | 0 | 0 | 0 | 190.0852 | 0 | 29.0512 | [6 empty] | DEER:HVAC_Split-Package_HP | Annual | FALSE
Any | SWHC046H | ECC | ex | CZ14 | cDXHP | SWHC046-01 | ExAnte2019 | IOU workpaper | 2019-11-06 | Cap-Tons | 1 |  |  | 0 | 0 | 0 | 173.7012 | 0 | 30.6518 | [6 empty] | DEER:HVAC_Split-Package_HP | Annual | FALSE
Any | SWHC046H | ECC | ex | CZ15 | cDXHP | SWHC046-01 | ExAnte2019 | IOU workpaper | 2019-11-06 | Cap-Tons | 1 |  |  | 0 | 0 | 0 | 413.0301 | 0 | 3.283 | [6 empty] | DEER:HVAC_Split-Package_HP | Annual | FALSE
Any | SWHC046H | ECC | ex | CZ16 | cDXHP | SWHC046-01 | ExAnte2019 | IOU workpaper | 2019-11-06 | Cap-Tons | 1 |  |  | 0 | 0 | 0 | -300.4978 | 0 | 90.68 | [6 empty] | DEER:HVAC_Split-Package_HP | Annual | FALSE
Any | SWHC046H | EPr | ex | CZ01 | cDXHP | SWHC046-01 | ExAnte2019 | IOU workpaper | 2019-11-06 | Cap-Tons | 1 |  |  | 0 | 0 | 0 | -292.3771 | 0 | 90.6075 | [6 empty] | DEER:HVAC_Split-Package_HP | Annual | FALSE
Any | SWHC046H | EPr | ex | CZ02 | cDXHP | SWHC046-01 | ExAnte2019 | IOU workpaper | 2019-11-06 | Cap-Tons | 1 |  |  | 0 | 0 | 0 | -85.9513 | 0 | 50.5711 | [6 empty] | DEER:HVAC_Split-Package_HP | Annual | FALSE
Any | SWHC046H | EPr | ex | CZ03 | cDXHP | SWHC046-01 | ExAnte2019 | IOU workpaper | 2019-11-06 | Cap-Tons | 1 |  |  | 0 | 0 | 0 | -59.2643 | 0 | 44.2861 | [6 empty] | DEER:HVAC_Split-Package_HP | Annual | FALSE
Any | SWHC046H | EPr | ex | CZ04 | cDXHP | SWHC046-01 | ExAnte2019 | IOU workpaper | 2019-11-06 | Cap-Tons | 1 |  |  | 0 | 0 | 0 | -14.9812 | 0 | 35.9198 | [6 empty] | DEER:HVAC_Split-Package_HP | Annual | FALSE
Any | SWHC046H | EPr | ex | CZ05 | cDXHP | SWHC046-01 | ExAnte2019 | IOU workpaper | 2019-11-06 | Cap-Tons | 1 |  |  | 0 | 0 | 0 | -73.4511 | 0 | 43.2969 | [6 empty] | DEER:HVAC_Split-Package_HP | Annual | FALSE
Any | SWHC046H | EPr | ex | CZ06 | cDXHP | SWHC046-01 | ExAnte2019 | IOU workpaper | 2019-11-06 | Cap-Tons | 1 |  |  | 0 | 0 | 0 | 62.8889 | 0 | 18.3243 | [6 empty] | DEER:HVAC_Split-Package_HP | Annual | FALSE
Any | SWHC046H | EPr | ex | CZ07 | cDXHP | SWHC046-01 | ExAnte2019 | IOU workpaper | 2019-11-06 | Cap-Tons | 1 |  |  | 0 | 0 | 0 | 64.9648 | 0 | 14.1476 | [6 empty] | DEER:HVAC_Split-Package_HP | Annual | FALSE
Any | SWHC046H | EPr | ex | CZ08 | cDXHP | SWHC046-01 | ExAnte2019 | IOU workpaper | 2019-11-06 | Cap-Tons | 1 |  |  | 0 | 0 | 0 | 91.9265 | 0 | 15.6058 | [6 empty] | DEER:HVAC_Split-Package_HP | Annual | FALSE
Any | SWHC046H | EPr | ex | CZ09 | cDXHP | SWHC046-01 | ExAnte2019 | IOU workpaper | 2019-11-06 | Cap-Tons | 1 |  |  | 0 | 0 | 0 | 97.0756 | 0 | 18.1516 | [6 empty] | DEER:HVAC_Split-Package_HP | Annual | FALSE
Any | SWHC046H | EPr | ex | CZ10 | cDXHP | SWHC046-01 | ExAnte2019 | IOU workpaper | 2019-11-06 | Cap-Tons | 1 |  |  | 0 | 0 | 0 | 109.1213 | 0 | 17.8383 | [6 empty] | DEER:HVAC_Split-Package_HP | Annual | FALSE
Any | SWHC046H | EPr | ex | CZ11 | cDXHP | SWHC046-01 | ExAnte2019 | IOU workpaper | 2019-11-06 | Cap-Tons | 1 |  |  | 0 | 0 | 0 | 10.6875 | 0 | 39.4424 | [6 empty] | DEER:HVAC_Split-Package_HP | Annual | FALSE
Any | SWHC046H | EPr | ex | CZ12 | cDXHP | SWHC046-01 | ExAnte2019 | IOU workpaper | 2019-11-06 | Cap-Tons | 1 |  |  | 0 | 0 | 0 | -19.001 | 0 | 42.9701 | [6 empty] | DEER:HVAC_Split-Package_HP | Annual | FALSE
Any | SWHC046H | EPr | ex | CZ13 | cDXHP | SWHC046-01 | ExAnte2019 | IOU workpaper | 2019-11-06 | Cap-Tons | 1 |  |  | 0 | 0 | 0 | 39.3413 | 0 | 35.0111 | [6 empty] | DEER:HVAC_Split-Package_HP | Annual | FALSE
Any | SWHC046H | EPr | ex | CZ14 | cDXHP | SWHC046-01 | ExAnte2019 | IOU workpaper | 2019-11-06 | Cap-Tons | 1 |  |  | 0 | 0 | 0 | 27.5278 | 0 | 35.6528 | [6 empty] | DEER:HVAC_Split-Package_HP | Annual | FALSE
Any | SWHC046H | EPr | ex | CZ15 | cDXHP | SWHC046-01 | ExAnte2019 | IOU workpaper | 2019-11-06 | Cap-Tons | 1 |  |  | 0 | 0 | 0 | 249.8957 | 0 | 5.1621 | [6 empty] | DEER:HVAC_Split-Package_HP | Annual | FALSE
Any | SWHC046H | EPr | ex | CZ16 | cDXHP | SWHC046-01 | ExAnte2019 | IOU workpaper | 2019-11-06 | Cap-Tons | 1 |  |  | 0 | 0 | 0 | -477.7543 | 0 | 109.1819 | [6 empty] | DEER:HVAC_Split-Package_HP | Annual | FALSE
Any | SWHC046H | ERC | ex | CZ01 | cDXHP | SWHC046-01 | ExAnte2019 | IOU workpaper | 2019-11-06 | Cap-Tons | 1 |  |  | 0 | 0 | 0 | -582.1905 | 0 | 132.9112 | [6 empty] | DEER:HVAC_Split-Package_HP | Annual | FALSE
Any | SWHC046H | ERC | ex | CZ02 | cDXHP | SWHC046-01 | ExAnte2019 | IOU workpaper | 2019-11-06 | Cap-Tons | 1 |  |  | 0 | 0 | 0 | -311.9069 | 0 | 82.8738 | [6 empty] | DEER:HVAC_Split-Package_HP | Annual | FALSE
Any | SWHC046H | ERC | ex | CZ03 | cDXHP | SWHC046-01 | ExAnte2019 | IOU workpaper | 2019-11-06 | Cap-Tons | 1 |  |  | 0 | 0 | 0 | -192.8301 | 0 | 64.0743 | [6 empty] | DEER:HVAC_Split-Package_HP | Annual | FALSE
Any | SWHC046H | ERC | ex | CZ04 | cDXHP | SWHC046-01 | ExAnte2019 | IOU workpaper | 2019-11-06 | Cap-Tons | 1 |  |  | 0 | 0 | 0 | -186.1952 | 0 | 57.3458 | [6 empty] | DEER:HVAC_Split-Package_HP | Annual | FALSE
Any | SWHC046H | ERC | ex | CZ05 | cDXHP | SWHC046-01 | ExAnte2019 | IOU workpaper | 2019-11-06 | Cap-Tons | 1 |  |  | 0 | 0 | 0 | -264.5294 | 0 | 71.6575 | [6 empty] | DEER:HVAC_Split-Package_HP | Annual | FALSE
Any | SWHC046H | ERC | ex | CZ06 | cDXHP | SWHC046-01 | ExAnte2019 | IOU workpaper | 2019-11-06 | Cap-Tons | 1 |  |  | 0 | 0 | 0 | -31.9554 | 0 | 30.4767 | [6 empty] | DEER:HVAC_Split-Package_HP | Annual | FALSE
Any | SWHC046H | ERC | ex | CZ07 | cDXHP | SWHC046-01 | ExAnte2019 | IOU workpaper | 2019-11-06 | Cap-Tons | 1 |  |  | 0 | 0 | 0 | 3.3034 | 0 | 19.9844 | [6 empty] | DEER:HVAC_Split-Package_HP | Annual | FALSE
Any | SWHC046H | ERC | ex | CZ08 | cDXHP | SWHC046-01 | ExAnte2019 | IOU workpaper | 2019-11-06 | Cap-Tons | 1 |  |  | 0 | 0 | 0 | 5.3259 | 0 | 27.0257 | [6 empty] | DEER:HVAC_Split-Package_HP | Annual | FALSE
Any | SWHC046H | ERC | ex | CZ09 | cDXHP | SWHC046-01 | ExAnte2019 | IOU workpaper | 2019-11-06 | Cap-Tons | 1 |  |  | 0 | 0 | 0 | 14.4913 | 0 | 26.9494 | [6 empty] | DEER:HVAC_Split-Package_HP | Annual | FALSE
Any | SWHC046H | ERC | ex | CZ10 | cDXHP | SWHC046-01 | ExAnte2019 | IOU workpaper | 2019-11-06 | Cap-Tons | 1 |  |  | 0 | 0 | 0 | 1.9722 | 0 | 30.2945 | [6 empty] | DEER:HVAC_Split-Package_HP | Annual | FALSE
Any | SWHC046H | ERC | ex | CZ11 | cDXHP | SWHC046-01 | ExAnte2019 | IOU workpaper | 2019-11-06 | Cap-Tons | 1 |  |  | 0 | 0 | 0 | -129.5553 | 0 | 55.4827 | [6 empty] | DEER:HVAC_Split-Package_HP | Annual | FALSE
Any | SWHC046H | ERC | ex | CZ12 | cDXHP | SWHC046-01 | ExAnte2019 | IOU workpaper | 2019-11-06 | Cap-Tons | 1 |  |  | 0 | 0 | 0 | -181.6016 | 0 | 62.5458 | [6 empty] | DEER:HVAC_Split-Package_HP | Annual | FALSE
Any | SWHC046H | ERC | ex | CZ13 | cDXHP | SWHC046-01 | ExAnte2019 | IOU workpaper | 2019-11-06 | Cap-Tons | 1 |  |  | 0 | 0 | 0 | -90.8514 | 0 | 49.9279 | [6 empty] | DEER:HVAC_Split-Package_HP | Annual | FALSE
Any | SWHC046H | ERC | ex | CZ14 | cDXHP | SWHC046-01 | ExAnte2019 | IOU workpaper | 2019-11-06 | Cap-Tons | 1 |  |  | 0 | 0 | 0 | -120.312 | 0 | 52.0353 | [6 empty] | DEER:HVAC_Split-Package_HP | Annual | FALSE
Any | SWHC046H | ERC | ex | CZ15 | cDXHP | SWHC046-01 | ExAnte2019 | IOU workpaper | 2019-11-06 | Cap-Tons | 1 |  |  | 0 | 0 | 0 | 199.4997 | 0 | 8.3573 | [6 empty] | DEER:HVAC_Split-Package_HP | Annual | FALSE
Any | SWHC046H | ERC | ex | CZ16 | cDXHP | SWHC046-01 | ExAnte2019 | IOU workpaper | 2019-11-06 | Cap-Tons | 1 |  |  | 0 | 0 | 0 | -823.554 | 0 | 146.298 | [6 empty] | DEER:HVAC_Split-Package_HP | Annual | FALSE
Any | SWHC046H | ESe | ex | CZ01 | cDXHP | SWHC046-01 | ExAnte2019 | IOU workpaper | 2019-11-06 | Cap-Tons | 1 |  |  | 0 | 0 | 0 | -243.1537 | 0 | 83.3038 | [6 empty] | DEER:HVAC_Split-Package_HP | Annual | FALSE
Any | SWHC046H | ESe | ex | CZ02 | cDXHP | SWHC046-01 | ExAnte2019 | IOU workpaper | 2019-11-06 | Cap-Tons | 1 |  |  | 0 | 0 | 0 | -69.6283 | 0 | 50.6571 | [6 empty] | DEER:HVAC_Split-Package_HP | Annual | FALSE
Any | SWHC046H | ESe | ex | CZ03 | cDXHP | SWHC046-01 | ExAnte2019 | IOU workpaper | 2019-11-06 | Cap-Tons | 1 |  |  | 0 | 0 | 0 | -15.1987 | 0 | 35.3761 | [6 empty] | DEER:HVAC_Split-Package_HP | Annual | FALSE
Any | SWHC046H | ESe | ex | CZ04 | cDXHP | SWHC046-01 | ExAnte2019 | IOU workpaper | 2019-11-06 | Cap-Tons | 1 |  |  | 0 | 0 | 0 | 18.7133 | 0 | 32.3191 | [6 empty] | DEER:HVAC_Split-Package_HP | Annual | FALSE
Any | SWHC046H | ESe | ex | CZ05 | cDXHP | SWHC046-01 | ExAnte2019 | IOU workpaper | 2019-11-06 | Cap-Tons | 1 |  |  | 0 | 0 | 0 | -18.1976 | 0 | 34.0673 | [6 empty] | DEER:HVAC_Split-Package_HP | Annual | FALSE
Any | SWHC046H | ESe | ex | CZ06 | cDXHP | SWHC046-01 | ExAnte2019 | IOU workpaper | 2019-11-06 | Cap-Tons | 1 |  |  | 0 | 0 | 0 | 99.9187 | 0 | 14.0888 | [6 empty] | DEER:HVAC_Split-Package_HP | Annual | FALSE
Any | SWHC046H | ESe | ex | CZ07 | cDXHP | SWHC046-01 | ExAnte2019 | IOU workpaper | 2019-11-06 | Cap-Tons | 1 |  |  | 0 | 0 | 0 | 102.3349 | 0 | 9.7649 | [6 empty] | DEER:HVAC_Split-Package_HP | Annual | FALSE
Any | SWHC046H | ESe | ex | CZ08 | cDXHP | SWHC046-01 | ExAnte2019 | IOU workpaper | 2019-11-06 | Cap-Tons | 1 |  |  | 0 | 0 | 0 | 126.2805 | 0 | 13.1671 | [6 empty] | DEER:HVAC_Split-Package_HP | Annual | FALSE
Any | SWHC046H | ESe | ex | CZ09 | cDXHP | SWHC046-01 | ExAnte2019 | IOU workpaper | 2019-11-06 | Cap-Tons | 1 |  |  | 0 | 0 | 0 | 130.2016 | 0 | 15.0407 | [6 empty] | DEER:HVAC_Split-Package_HP | Annual | FALSE
Any | SWHC046H | ESe | ex | CZ10 | cDXHP | SWHC046-01 | ExAnte2019 | IOU workpaper | 2019-11-06 | Cap-Tons | 1 |  |  | 0 | 0 | 0 | 126.7305 | 0 | 18.7741 | [6 empty] | DEER:HVAC_Split-Package_HP | Annual | FALSE
Any | SWHC046H | ESe | ex | CZ11 | cDXHP | SWHC046-01 | ExAnte2019 | IOU workpaper | 2019-11-06 | Cap-Tons | 1 |  |  | 0 | 0 | 0 | 19.7695 | 0 | 42.163 | [6 empty] | DEER:HVAC_Split-Package_HP | Annual | FALSE
Any | SWHC046H | ESe | ex | CZ12 | cDXHP | SWHC046-01 | ExAnte2019 | IOU workpaper | 2019-11-06 | Cap-Tons | 1 |  |  | 0 | 0 | 0 | -13.2785 | 0 | 44.7191 | [6 empty] | DEER:HVAC_Split-Package_HP | Annual | FALSE
Any | SWHC046H | ESe | ex | CZ13 | cDXHP | SWHC046-01 | ExAnte2019 | IOU workpaper | 2019-11-06 | Cap-Tons | 1 |  |  | 0 | 0 | 0 | 53.3705 | 0 | 36.9962 | [6 empty] | DEER:HVAC_Split-Package_HP | Annual | FALSE
Any | SWHC046H | ESe | ex | CZ14 | cDXHP | SWHC046-01 | ExAnte2019 | IOU workpaper | 2019-11-06 | Cap-Tons | 1 |  |  | 0 | 0 | 0 | 35.2186 | 0 | 38.7351 | [6 empty] | DEER:HVAC_Split-Package_HP | Annual | FALSE
Any | SWHC046H | ESe | ex | CZ15 | cDXHP | SWHC046-01 | ExAnte2019 | IOU workpaper | 2019-11-06 | Cap-Tons | 1 |  |  | 0 | 0 | 0 | 276.2228 | 0 | 5.6009 | [6 empty] | DEER:HVAC_Split-Package_HP | Annual | FALSE
Any | SWHC046H | ESe | ex | CZ16 | cDXHP | SWHC046-01 | ExAnte2019 | IOU workpaper | 2019-11-06 | Cap-Tons | 1 |  |  | 0 | 0 | 0 | -436.5153 | 0 | 100.2565 | [6 empty] | DEER:HVAC_Split-Package_HP | Annual | FALSE
Any | SWHC046H | EUn | ex | CZ01 | cDXHP | SWHC046-01 | ExAnte2019 | IOU workpaper | 2019-11-06 | Cap-Tons | 1 |  |  | 0 | 0 | 0 | -186.1851 | 0 | 89.3689 | [6 empty] | DEER:HVAC_Split-Package_HP | Annual | FALSE
Any | SWHC046H | EUn | ex | CZ02 | cDXHP | SWHC046-01 | ExAnte2019 | IOU workpaper | 2019-11-06 | Cap-Tons | 1 |  |  | 0 | 0 | 0 | 13.2918 | 0 | 55.6047 | [6 empty] | DEER:HVAC_Split-Package_HP | Annual | FALSE
Any | SWHC046H | EUn | ex | CZ03 | cDXHP | SWHC046-01 | ExAnte2019 | IOU workpaper | 2019-11-06 | Cap-Tons | 1 |  |  | 0 | 0 | 0 | 26.5828 | 0 | 44.8245 | [6 empty] | DEER:HVAC_Split-Package_HP | Annual | FALSE
Any | SWHC046H | EUn | ex | CZ04 | cDXHP | SWHC046-01 | ExAnte2019 | IOU workpaper | 2019-11-06 | Cap-Tons | 1 |  |  | 0 | 0 | 0 | 75.072 | 0 | 40.8772 | [6 empty] | DEER:HVAC_Split-Package_HP | Annual | FALSE
Any | SWHC046H | EUn | ex | CZ05 | cDXHP | SWHC046-01 | ExAnte2019 | IOU workpaper | 2019-11-06 | Cap-Tons | 1 |  |  | 0 | 0 | 0 | 7.3676 | 0 | 45.8668 | [6 empty] | DEER:HVAC_Split-Package_HP | Annual | FALSE
Any | SWHC046H | EUn | ex | CZ06 | cDXHP | SWHC046-01 | ExAnte2019 | IOU workpaper | 2019-11-06 | Cap-Tons | 1 |  |  | 0 | 0 | 0 | 177.6029 | 0 | 19.2223 | [6 empty] | DEER:HVAC_Split-Package_HP | Annual | FALSE
Any | SWHC046H | EUn | ex | CZ07 | cDXHP | SWHC046-01 | ExAnte2019 | IOU workpaper | 2019-11-06 | Cap-Tons | 1 |  |  | 0 | 0 | 0 | 171.2845 | 0 | 13.8217 | [6 empty] | DEER:HVAC_Split-Package_HP | Annual | FALSE
Any | SWHC046H | EUn | ex | CZ08 | cDXHP | SWHC046-01 | ExAnte2019 | IOU workpaper | 2019-11-06 | Cap-Tons | 1 |  |  | 0 | 0 | 0 | 214.4812 | 0 | 18.5573 | [6 empty] | DEER:HVAC_Split-Package_HP | Annual | FALSE
Any | SWHC046H | EUn | ex | CZ09 | cDXHP | SWHC046-01 | ExAnte2019 | IOU workpaper | 2019-11-06 | Cap-Tons | 1 |  |  | 0 | 0 | 0 | 227.3205 | 0 | 20.0475 | [6 empty] | DEER:HVAC_Split-Package_HP | Annual | FALSE
Any | SWHC046H | EUn | ex | CZ10 | cDXHP | SWHC046-01 | ExAnte2019 | IOU workpaper | 2019-11-06 | Cap-Tons | 1 |  |  | 0 | 0 | 0 | 248.4918 | 0 | 21.2498 | [6 empty] | DEER:HVAC_Split-Package_HP | Annual | FALSE
Any | SWHC046H | EUn | ex | CZ11 | cDXHP | SWHC046-01 | ExAnte2019 | IOU workpaper | 2019-11-06 | Cap-Tons | 1 |  |  | 0 | 0 | 0 | 166.6819 | 0 | 43.0346 | [6 empty] | DEER:HVAC_Split-Package_HP | Annual | FALSE
Any | SWHC046H | EUn | ex | CZ12 | cDXHP | SWHC046-01 | ExAnte2019 | IOU workpaper | 2019-11-06 | Cap-Tons | 1 |  |  | 0 | 0 | 0 | 113.2789 | 0 | 46.1267 | [6 empty] | DEER:HVAC_Split-Package_HP | Annual | FALSE
Any | SWHC046H | EUn | ex | CZ13 | cDXHP | SWHC046-01 | ExAnte2019 | IOU workpaper | 2019-11-06 | Cap-Tons | 1 |  |  | 0 | 0 | 0 | 196.8833 | 0 | 37.8155 | [6 empty] | DEER:HVAC_Split-Package_HP | Annual | FALSE
Any | SWHC046H | EUn | ex | CZ14 | cDXHP | SWHC046-01 | ExAnte2019 | IOU workpaper | 2019-11-06 | Cap-Tons | 1 |  |  | 0 | 0 | 0 | 171.1068 | 0 | 40.9443 | [6 empty] | DEER:HVAC_Split-Package_HP | Annual | FALSE
Any | SWHC046H | EUn | ex | CZ15 | cDXHP | SWHC046-01 | ExAnte2019 | IOU workpaper | 2019-11-06 | Cap-Tons | 1 |  |  | 0 | 0 | 0 | 459.1865 | 0 | 6.2621 | [6 empty] | DEER:HVAC_Split-Package_HP | Annual | FALSE
Any | SWHC046H | EUn | ex | CZ16 | cDXHP | SWHC046-01 | ExAnte2019 | IOU workpaper | 2019-11-06 | Cap-Tons | 1 |  |  | 0 | 0 | 0 | -381.134 | 0 | 107.372 | [6 empty] | DEER:HVAC_Split-Package_HP | Annual | FALSE
Any | SWHC046H | Gro | ex | CZ01 | cDXHP | SWHC046-01 | ExAnte2019 | IOU workpaper | 2019-11-06 | Cap-Tons | 1 |  |  | 0 | 0 | 0 | -1759.7889 | 0 | 495.8139 | [6 empty] | DEER:HVAC_Split-Package_HP | Annual | FALSE
Any | SWHC046H | Gro | ex | CZ02 | cDXHP | SWHC046-01 | ExAnte2019 | IOU workpaper | 2019-11-06 | Cap-Tons | 1 |  |  | 0 | 0 | 0 | -262.1997 | 0 | 166.7271 | [6 empty] | DEER:HVAC_Split-Package_HP | Annual | FALSE
Any | SWHC046H | Gro | ex | CZ03 | cDXHP | SWHC046-01 | ExAnte2019 | IOU workpaper | 2019-11-06 | Cap-Tons | 1 |  |  | 0 | 0 | 0 | -410.7126 | 0 | 220.784 | [6 empty] | DEER:HVAC_Split-Package_HP | Annual | FALSE
Any | SWHC046H | Gro | ex | CZ04 | cDXHP | SWHC046-01 | ExAnte2019 | IOU workpaper | 2019-11-06 | Cap-Tons | 1 |  |  | 0 | 0 | 0 | -103.1254 | 0 | 145.6467 | [6 empty] | DEER:HVAC_Split-Package_HP | Annual | FALSE
Any | SWHC046H | Gro | ex | CZ05 | cDXHP | SWHC046-01 | ExAnte2019 | IOU workpaper | 2019-11-06 | Cap-Tons | 1 |  |  | 0 | 0 | 0 | -572.8352 | 0 | 259.3241 | [6 empty] | DEER:HVAC_Split-Package_HP | Annual | FALSE
Any | SWHC046H | Gro | ex | CZ06 | cDXHP | SWHC046-01 | ExAnte2019 | IOU workpaper | 2019-11-06 | Cap-Tons | 1 |  |  | 0 | 0 | 0 | 87.8362 | 0 | 94.0896 | [6 empty] | DEER:HVAC_Split-Package_HP | Annual | FALSE
Any | SWHC046H | Gro | ex | CZ07 | cDXHP | SWHC046-01 | ExAnte2019 | IOU workpaper | 2019-11-06 | Cap-Tons | 1 |  |  | 0 | 0 | 0 | 160.2046 | 0 | 107.6816 | [6 empty] | DEER:HVAC_Split-Package_HP | Annual | FALSE
Any | SWHC046H | Gro | ex | CZ08 | cDXHP | SWHC046-01 | ExAnte2019 | IOU workpaper | 2019-11-06 | Cap-Tons | 1 |  |  | 0 | 0 | 0 | 263.038 | 0 | 78.2483 | [6 empty] | DEER:HVAC_Split-Package_HP | Annual | FALSE
Any | SWHC046H | Gro | ex | CZ09 | cDXHP | SWHC046-01 | ExAnte2019 | IOU workpaper | 2019-11-06 | Cap-Tons | 1 |  |  | 0 | 0 | 0 | 285.4433 | 0 | 71.553 | [6 empty] | DEER:HVAC_Split-Package_HP | Annual | FALSE
Any | SWHC046H | Gro | ex | CZ10 | cDXHP | SWHC046-01 | ExAnte2019 | IOU workpaper | 2019-11-06 | Cap-Tons | 1 |  |  | 0 | 0 | 0 | 273.1171 | 0 | 80.1494 | [6 empty] | DEER:HVAC_Split-Package_HP | Annual | FALSE
Any | SWHC046H | Gro | ex | CZ11 | cDXHP | SWHC046-01 | ExAnte2019 | IOU workpaper | 2019-11-06 | Cap-Tons | 1 |  |  | 0 | 0 | 0 | 35.2094 | 0 | 111.6264 | [6 empty] | DEER:HVAC_Split-Package_HP | Annual | FALSE
Any | SWHC046H | Gro | ex | CZ12 | cDXHP | SWHC046-01 | ExAnte2019 | IOU workpaper | 2019-11-06 | Cap-Tons | 1 |  |  | 0 | 0 | 0 | 10.989 | 0 | 113.3425 | [6 empty] | DEER:HVAC_Split-Package_HP | Annual | FALSE
Any | SWHC046H | Gro | ex | CZ13 | cDXHP | SWHC046-01 | ExAnte2019 | IOU workpaper | 2019-11-06 | Cap-Tons | 1 |  |  | 0 | 0 | 0 | 142.9426 | 0 | 102.8094 | [6 empty] | DEER:HVAC_Split-Package_HP | Annual | FALSE
Any | SWHC046H | Gro | ex | CZ14 | cDXHP | SWHC046-01 | ExAnte2019 | IOU workpaper | 2019-11-06 | Cap-Tons | 1 |  |  | 0 | 0 | 0 | 66.132 | 0 | 109.4773 | [6 empty] | DEER:HVAC_Split-Package_HP | Annual | FALSE
Any | SWHC046H | Gro | ex | CZ15 | cDXHP | SWHC046-01 | ExAnte2019 | IOU workpaper | 2019-11-06 | Cap-Tons | 1 |  |  | 0 | 0 | 0 | 669.0181 | 0 | 25.5129 | [6 empty] | DEER:HVAC_Split-Package_HP | Annual | FALSE
Any | SWHC046H | Gro | ex | CZ16 | cDXHP | SWHC046-01 | ExAnte2019 | IOU workpaper | 2019-11-06 | Cap-Tons | 1 |  |  | 0 | 0 | 0 | -1374.395 | 0 | 344.6307 | [6 empty] | DEER:HVAC_Split-Package_HP | Annual | FALSE
Any | SWHC046H | Hsp | ex | CZ01 | cDXHP | SWHC046-01 | ExAnte2019 | IOU workpaper | 2019-11-06 | Cap-Tons | 1 |  |  | 0 | 0 | 0 | 197.8559 | 0 | 82.6705 | [6 empty] | DEER:HVAC_Split-Package_HP | Annual | FALSE
Any | SWHC046H | Hsp | ex | CZ02 | cDXHP | SWHC046-01 | ExAnte2019 | IOU workpaper | 2019-11-06 | Cap-Tons | 1 |  |  | 0 | 0 | 0 | 332.8227 | 0 | 53.46 | [6 empty] | DEER:HVAC_Split-Package_HP | Annual | FALSE
Any | SWHC046H | Hsp | ex | CZ03 | cDXHP | SWHC046-01 | ExAnte2019 | IOU workpaper | 2019-11-06 | Cap-Tons | 1 |  |  | 0 | 0 | 0 | 347.8285 | 0 | 40.3935 | [6 empty] | DEER:HVAC_Split-Package_HP | Annual | FALSE
Any | SWHC046H | Hsp | ex | CZ04 | cDXHP | SWHC046-01 | ExAnte2019 | IOU workpaper | 2019-11-06 | Cap-Tons | 1 |  |  | 0 | 0 | 0 | 374.3074 | 0 | 39.9847 | [6 empty] | DEER:HVAC_Split-Package_HP | Annual | FALSE
Any | SWHC046H | Hsp | ex | CZ05 | cDXHP | SWHC046-01 | ExAnte2019 | IOU workpaper | 2019-11-06 | Cap-Tons | 1 |  |  | 0 | 0 | 0 | 325.2545 | 0 | 45.3414 | [6 empty] | DEER:HVAC_Split-Package_HP | Annual | FALSE
Any | SWHC046H | Hsp | ex | CZ06 | cDXHP | SWHC046-01 | ExAnte2019 | IOU workpaper | 2019-11-06 | Cap-Tons | 1 |  |  | 0 | 0 | 0 | 462.3146 | 0 | 19.6341 | [6 empty] | DEER:HVAC_Split-Package_HP | Annual | FALSE
Any | SWHC046H | Hsp | ex | CZ07 | cDXHP | SWHC046-01 | ExAnte2019 | IOU workpaper | 2019-11-06 | Cap-Tons | 1 |  |  | 0 | 0 | 0 | 467.289 | 0 | 8.9004 | [6 empty] | DEER:HVAC_Split-Package_HP | Annual | FALSE
Any | SWHC046H | Hsp | ex | CZ08 | cDXHP | SWHC046-01 | ExAnte2019 | IOU workpaper | 2019-11-06 | Cap-Tons | 1 |  |  | 0 | 0 | 0 | 507.0864 | 0 | 14.9207 | [6 empty] | DEER:HVAC_Split-Package_HP | Annual | FALSE
Any | SWHC046H | Hsp | ex | CZ09 | cDXHP | SWHC046-01 | ExAnte2019 | IOU workpaper | 2019-11-06 | Cap-Tons | 1 |  |  | 0 | 0 | 0 | 513.5158 | 0 | 20.4632 | [6 empty] | DEER:HVAC_Split-Package_HP | Annual | FALSE
Any | SWHC046H | Hsp | ex | CZ10 | cDXHP | SWHC046-01 | ExAnte2019 | IOU workpaper | 2019-11-06 | Cap-Tons | 1 |  |  | 0 | 0 | 0 | 526.332 | 0 | 24.6327 | [6 empty] | DEER:HVAC_Split-Package_HP | Annual | FALSE
Any | SWHC046H | Hsp | ex | CZ11 | cDXHP | SWHC046-01 | ExAnte2019 | IOU workpaper | 2019-11-06 | Cap-Tons | 1 |  |  | 0 | 0 | 0 | 435.0541 | 0 | 51.4632 | [6 empty] | DEER:HVAC_Split-Package_HP | Annual | FALSE
Any | SWHC046H | Hsp | ex | CZ12 | cDXHP | SWHC046-01 | ExAnte2019 | IOU workpaper | 2019-11-06 | Cap-Tons | 1 |  |  | 0 | 0 | 0 | 400.2542 | 0 | 48.746 | [6 empty] | DEER:HVAC_Split-Package_HP | Annual | FALSE
Any | SWHC046H | Hsp | ex | CZ13 | cDXHP | SWHC046-01 | ExAnte2019 | IOU workpaper | 2019-11-06 | Cap-Tons | 1 |  |  | 0 | 0 | 0 | 476.7367 | 0 | 45.542 | [6 empty] | DEER:HVAC_Split-Package_HP | Annual | FALSE
Any | SWHC046H | Hsp | ex | CZ14 | cDXHP | SWHC046-01 | ExAnte2019 | IOU workpaper | 2019-11-06 | Cap-Tons | 1 |  |  | 0 | 0 | 0 | 404.0267 | 0 | 57.1296 | [6 empty] | DEER:HVAC_Split-Package_HP | Annual | FALSE
Any | SWHC046H | Hsp | ex | CZ15 | cDXHP | SWHC046-01 | ExAnte2019 | IOU workpaper | 2019-11-06 | Cap-Tons | 1 |  |  | 0 | 0 | 0 | 786.9791 | 0 | 9.154 | [6 empty] | DEER:HVAC_Split-Package_HP | Annual | FALSE
Any | SWHC046H | Hsp | ex | CZ16 | cDXHP | SWHC046-01 | ExAnte2019 | IOU workpaper | 2019-11-06 | Cap-Tons | 1 |  |  | 0 | 0 | 0 | -83.654 | 0 | 124.1252 | [6 empty] | DEER:HVAC_Split-Package_HP | Annual | FALSE
Any | SWHC046H | Htl | ex | CZ01 | cDXHP | SWHC046-01 | ExAnte2019 | IOU workpaper | 2019-11-06 | Cap-Tons | 1 |  |  | 0 | 0 | 0 | -697.5642 | 0 | 223.0096 | [6 empty] | DEER:HVAC_Split-Package_HP | Annual | FALSE
Any | SWHC046H | Htl | ex | CZ02 | cDXHP | SWHC046-01 | ExAnte2019 | IOU workpaper | 2019-11-06 | Cap-Tons | 1 |  |  | 0 | 0 | 0 | -268.7132 | 0 | 140.5977 | [6 empty] | DEER:HVAC_Split-Package_HP | Annual | FALSE
Any | SWHC046H | Htl | ex | CZ03 | cDXHP | SWHC046-01 | ExAnte2019 | IOU workpaper | 2019-11-06 | Cap-Tons | 1 |  |  | 0 | 0 | 0 | -164.9632 | 0 | 121.7735 | [6 empty] | DEER:HVAC_Split-Package_HP | Annual | FALSE
Any | SWHC046H | Htl | ex | CZ04 | cDXHP | SWHC046-01 | ExAnte2019 | IOU workpaper | 2019-11-06 | Cap-Tons | 1 |  |  | 0 | 0 | 0 | -99.5193 | 0 | 102.1176 | [6 empty] | DEER:HVAC_Split-Package_HP | Annual | FALSE
Any | SWHC046H | Htl | ex | CZ05 | cDXHP | SWHC046-01 | ExAnte2019 | IOU workpaper | 2019-11-06 | Cap-Tons | 1 |  |  | 0 | 0 | 0 | -255.0019 | 0 | 131.1556 | [6 empty] | DEER:HVAC_Split-Package_HP | Annual | FALSE
Any | SWHC046H | Htl | ex | CZ06 | cDXHP | SWHC046-01 | ExAnte2019 | IOU workpaper | 2019-11-06 | Cap-Tons | 1 |  |  | 0 | 0 | 0 | 148.5234 | 0 | 60.4969 | [6 empty] | DEER:HVAC_Split-Package_HP | Annual | FALSE
Any | SWHC046H | Htl | ex | CZ07 | cDXHP | SWHC046-01 | ExAnte2019 | IOU workpaper | 2019-11-06 | Cap-Tons | 1 |  |  | 0 | 0 | 0 | 195.4935 | 0 | 42.1042 | [6 empty] | DEER:HVAC_Split-Package_HP | Annual | FALSE
Any | SWHC046H | Htl | ex | CZ08 | cDXHP | SWHC046-01 | ExAnte2019 | IOU workpaper | 2019-11-06 | Cap-Tons | 1 |  |  | 0 | 0 | 0 | 259.2807 | 0 | 49.3835 | [6 empty] | DEER:HVAC_Split-Package_HP | Annual | FALSE
Any | SWHC046H | Htl | ex | CZ09 | cDXHP | SWHC046-01 | ExAnte2019 | IOU workpaper | 2019-11-06 | Cap-Tons | 1 |  |  | 0 | 0 | 0 | 257.7027 | 0 | 53.9728 | [6 empty] | DEER:HVAC_Split-Package_HP | Annual | FALSE
Any | SWHC046H | Htl | ex | CZ10 | cDXHP | SWHC046-01 | ExAnte2019 | IOU workpaper | 2019-11-06 | Cap-Tons | 1 |  |  | 0 | 0 | 0 | 257.1777 | 0 | 63.0489 | [6 empty] | DEER:HVAC_Split-Package_HP | Annual | FALSE
Any | SWHC046H | Htl | ex | CZ11 | cDXHP | SWHC046-01 | ExAnte2019 | IOU workpaper | 2019-11-06 | Cap-Tons | 1 |  |  | 0 | 0 | 0 | 66.337 | 0 | 104.9011 | [6 empty] | DEER:HVAC_Split-Package_HP | Annual | FALSE
Any | SWHC046H | Htl | ex | CZ12 | cDXHP | SWHC046-01 | ExAnte2019 | IOU workpaper | 2019-11-06 | Cap-Tons | 1 |  |  | 0 | 0 | 0 | -6.5569 | 0 | 111.6169 | [6 empty] | DEER:HVAC_Split-Package_HP | Annual | FALSE
Any | SWHC046H | Htl | ex | CZ13 | cDXHP | SWHC046-01 | ExAnte2019 | IOU workpaper | 2019-11-06 | Cap-Tons | 1 |  |  | 0 | 0 | 0 | 137.8433 | 0 | 93.8156 | [6 empty] | DEER:HVAC_Split-Package_HP | Annual | FALSE
Any | SWHC046H | Htl | ex | CZ14 | cDXHP | SWHC046-01 | ExAnte2019 | IOU workpaper | 2019-11-06 | Cap-Tons | 1 |  |  | 0 | 0 | 0 | 31.9292 | 0 | 108.3647 | [6 empty] | DEER:HVAC_Split-Package_HP | Annual | FALSE
Any | SWHC046H | Htl | ex | CZ15 | cDXHP | SWHC046-01 | ExAnte2019 | IOU workpaper | 2019-11-06 | Cap-Tons | 1 |  |  | 0 | 0 | 0 | 651.8847 | 0 | 23.5726 | [6 empty] | DEER:HVAC_Split-Package_HP | Annual | FALSE
Any | SWHC046H | Htl | ex | CZ16 | cDXHP | SWHC046-01 | ExAnte2019 | IOU workpaper | 2019-11-06 | Cap-Tons | 1 |  |  | 0 | 0 | 0 | -1093.9098 | 0 | 241.3126 | [6 empty] | DEER:HVAC_Split-Package_HP | Annual | FALSE
Any | SWHC046H | MBT | ex | CZ01 | cDXHP | SWHC046-01 | ExAnte2019 | IOU workpaper | 2019-11-06 | Cap-Tons | 1 |  |  | 0 | 0 | 0 | -99.8944 | 0 | 59.5501 | [6 empty] | DEER:HVAC_Split-Package_HP | Annual | FALSE
Any | SWHC046H | MBT | ex | CZ02 | cDXHP | SWHC046-01 | ExAnte2019 | IOU workpaper | 2019-11-06 | Cap-Tons | 1 |  |  | 0 | 0 | 0 | 74.2759 | 0 | 32.8205 | [6 empty] | DEER:HVAC_Split-Package_HP | Annual | FALSE
Any | SWHC046H | MBT | ex | CZ03 | cDXHP | SWHC046-01 | ExAnte2019 | IOU workpaper | 2019-11-06 | Cap-Tons | 1 |  |  | 0 | 0 | 0 | 64.6755 | 0 | 28.1691 | [6 empty] | DEER:HVAC_Split-Package_HP | Annual | FALSE
Any | SWHC046H | MBT | ex | CZ04 | cDXHP | SWHC046-01 | ExAnte2019 | IOU workpaper | 2019-11-06 | Cap-Tons | 1 |  |  | 0 | 0 | 0 | 117.0097 | 0 | 22.6416 | [6 empty] | DEER:HVAC_Split-Package_HP | Annual | FALSE
Any | SWHC046H | MBT | ex | CZ05 | cDXHP | SWHC046-01 | ExAnte2019 | IOU workpaper | 2019-11-06 | Cap-Tons | 1 |  |  | 0 | 0 | 0 | 53.9998 | 0 | 28.6579 | [6 empty] | DEER:HVAC_Split-Package_HP | Annual | FALSE
Any | SWHC046H | MBT | ex | CZ06 | cDXHP | SWHC046-01 | ExAnte2019 | IOU workpaper | 2019-11-06 | Cap-Tons | 1 |  |  | 0 | 0 | 0 | 178.1619 | 0 | 12.5615 | [6 empty] | DEER:HVAC_Split-Package_HP | Annual | FALSE
Any | SWHC046H | MBT | ex | CZ07 | cDXHP | SWHC046-01 | ExAnte2019 | IOU workpaper | 2019-11-06 | Cap-Tons | 1 |  |  | 0 | 0 | 0 | 162.9069 | 0 | 9.0892 | [6 empty] | DEER:HVAC_Split-Package_HP | Annual | FALSE
Any | SWHC046H | MBT | ex | CZ08 | cDXHP | SWHC046-01 | ExAnte2019 | IOU workpaper | 2019-11-06 | Cap-Tons | 1 |  |  | 0 | 0 | 0 | 207.4526 | 0 | 10.7855 | [6 empty] | DEER:HVAC_Split-Package_HP | Annual | FALSE
Any | SWHC046H | MBT | ex | CZ09 | cDXHP | SWHC046-01 | ExAnte2019 | IOU workpaper | 2019-11-06 | Cap-Tons | 1 |  |  | 0 | 0 | 0 | 225.6357 | 0 | 13.2159 | [6 empty] | DEER:HVAC_Split-Package_HP | Annual | FALSE
Any | SWHC046H | MBT | ex | CZ10 | cDXHP | SWHC046-01 | ExAnte2019 | IOU workpaper | 2019-11-06 | Cap-Tons | 1 |  |  | 0 | 0 | 0 | 239.2304 | 0 | 13.3681 | [6 empty] | DEER:HVAC_Split-Package_HP | Annual | FALSE
Any | SWHC046H | MBT | ex | CZ11 | cDXHP | SWHC046-01 | ExAnte2019 | IOU workpaper | 2019-11-06 | Cap-Tons | 1 |  |  | 0 | 0 | 0 | 193.2458 | 0 | 26.1667 | [6 empty] | DEER:HVAC_Split-Package_HP | Annual | FALSE
Any | SWHC046H | MBT | ex | CZ12 | cDXHP | SWHC046-01 | ExAnte2019 | IOU workpaper | 2019-11-06 | Cap-Tons | 1 |  |  | 0 | 0 | 0 | 150.2333 | 0 | 27.7152 | [6 empty] | DEER:HVAC_Split-Package_HP | Annual | FALSE
Any | SWHC046H | MBT | ex | CZ13 | cDXHP | SWHC046-01 | ExAnte2019 | IOU workpaper | 2019-11-06 | Cap-Tons | 1 |  |  | 0 | 0 | 0 | 209.7022 | 0 | 23.7597 | [6 empty] | DEER:HVAC_Split-Package_HP | Annual | FALSE
Any | SWHC046H | MBT | ex | CZ14 | cDXHP | SWHC046-01 | ExAnte2019 | IOU workpaper | 2019-11-06 | Cap-Tons | 1 |  |  | 0 | 0 | 0 | 196.6068 | 0 | 27.1551 | [6 empty] | DEER:HVAC_Split-Package_HP | Annual | FALSE
Any | SWHC046H | MBT | ex | CZ15 | cDXHP | SWHC046-01 | ExAnte2019 | IOU workpaper | 2019-11-06 | Cap-Tons | 1 |  |  | 0 | 0 | 0 | 398.9171 | 0 | 4.2416 | [6 empty] | DEER:HVAC_Split-Package_HP | Annual | FALSE
Any | SWHC046H | MBT | ex | CZ16 | cDXHP | SWHC046-01 | ExAnte2019 | IOU workpaper | 2019-11-06 | Cap-Tons | 1 |  |  | 0 | 0 | 0 | -219.6349 | 0 | 77.4262 | [6 empty] | DEER:HVAC_Split-Package_HP | Annual | FALSE
Any | SWHC046H | MLI | ex | CZ01 | cDXHP | SWHC046-01 | ExAnte2019 | IOU workpaper | 2019-11-06 | Cap-Tons | 1 |  |  | 0 | 0 | 0 | -372.5474 | 0 | 89.1962 | [6 empty] | DEER:HVAC_Split-Package_HP | Annual | FALSE
Any | SWHC046H | MLI | ex | CZ02 | cDXHP | SWHC046-01 | ExAnte2019 | IOU workpaper | 2019-11-06 | Cap-Tons | 1 |  |  | 0 | 0 | 0 | -119.8518 | 0 | 56.3546 | [6 empty] | DEER:HVAC_Split-Package_HP | Annual | FALSE
Any | SWHC046H | MLI | ex | CZ03 | cDXHP | SWHC046-01 | ExAnte2019 | IOU workpaper | 2019-11-06 | Cap-Tons | 1 |  |  | 0 | 0 | 0 | -75.8362 | 0 | 45.8295 | [6 empty] | DEER:HVAC_Split-Package_HP | Annual | FALSE
Any | SWHC046H | MLI | ex | CZ04 | cDXHP | SWHC046-01 | ExAnte2019 | IOU workpaper | 2019-11-06 | Cap-Tons | 1 |  |  | 0 | 0 | 0 | -50.5567 | 0 | 41.9732 | [6 empty] | DEER:HVAC_Split-Package_HP | Annual | FALSE
Any | SWHC046H | MLI | ex | CZ05 | cDXHP | SWHC046-01 | ExAnte2019 | IOU workpaper | 2019-11-06 | Cap-Tons | 1 |  |  | 0 | 0 | 0 | -117.6203 | 0 | 49.7375 | [6 empty] | DEER:HVAC_Split-Package_HP | Annual | FALSE
Any | SWHC046H | MLI | ex | CZ06 | cDXHP | SWHC046-01 | ExAnte2019 | IOU workpaper | 2019-11-06 | Cap-Tons | 1 |  |  | 0 | 0 | 0 | 86.7696 | 0 | 22.5617 | [6 empty] | DEER:HVAC_Split-Package_HP | Annual | FALSE
Any | SWHC046H | MLI | ex | CZ07 | cDXHP | SWHC046-01 | ExAnte2019 | IOU workpaper | 2019-11-06 | Cap-Tons | 1 |  |  | 0 | 0 | 0 | 117.5479 | 0 | 14.7493 | [6 empty] | DEER:HVAC_Split-Package_HP | Annual | FALSE
Any | SWHC046H | MLI | ex | CZ08 | cDXHP | SWHC046-01 | ExAnte2019 | IOU workpaper | 2019-11-06 | Cap-Tons | 1 |  |  | 0 | 0 | 0 | 141.1916 | 0 | 20.7185 | [6 empty] | DEER:HVAC_Split-Package_HP | Annual | FALSE
Any | SWHC046H | MLI | ex | CZ09 | cDXHP | SWHC046-01 | ExAnte2019 | IOU workpaper | 2019-11-06 | Cap-Tons | 1 |  |  | 0 | 0 | 0 | 149.9885 | 0 | 22.2397 | [6 empty] | DEER:HVAC_Split-Package_HP | Annual | FALSE
Any | SWHC046H | MLI | ex | CZ10 | cDXHP | SWHC046-01 | ExAnte2019 | IOU workpaper | 2019-11-06 | Cap-Tons | 1 |  |  | 0 | 0 | 0 | 153.9331 | 0 | 22.7538 | [6 empty] | DEER:HVAC_Split-Package_HP | Annual | FALSE
Any | SWHC046H | MLI | ex | CZ11 | cDXHP | SWHC046-01 | ExAnte2019 | IOU workpaper | 2019-11-06 | Cap-Tons | 1 |  |  | 0 | 0 | 0 | 35.3471 | 0 | 43.4691 | [6 empty] | DEER:HVAC_Split-Package_HP | Annual | FALSE
Any | SWHC046H | MLI | ex | CZ12 | cDXHP | SWHC046-01 | ExAnte2019 | IOU workpaper | 2019-11-06 | Cap-Tons | 1 |  |  | 0 | 0 | 0 | -0.8476 | 0 | 44.9258 | [6 empty] | DEER:HVAC_Split-Package_HP | Annual | FALSE
Any | SWHC046H | MLI | ex | CZ13 | cDXHP | SWHC046-01 | ExAnte2019 | IOU workpaper | 2019-11-06 | Cap-Tons | 1 |  |  | 0 | 0 | 0 | 82.1183 | 0 | 36.7715 | [6 empty] | DEER:HVAC_Split-Package_HP | Annual | FALSE
Any | SWHC046H | MLI | ex | CZ14 | cDXHP | SWHC046-01 | ExAnte2019 | IOU workpaper | 2019-11-06 | Cap-Tons | 1 |  |  | 0 | 0 | 0 | 13.6957 | 0 | 46.6009 | [6 empty] | DEER:HVAC_Split-Package_HP | Annual | FALSE
Any | SWHC046H | MLI | ex | CZ15 | cDXHP | SWHC046-01 | ExAnte2019 | IOU workpaper | 2019-11-06 | Cap-Tons | 1 |  |  | 0 | 0 | 0 | 344.6378 | 0 | 6.4602 | [6 empty] | DEER:HVAC_Split-Package_HP | Annual | FALSE
Any | SWHC046H | MLI | ex | CZ16 | cDXHP | SWHC046-01 | ExAnte2019 | IOU workpaper | 2019-11-06 | Cap-Tons | 1 |  |  | 0 | 0 | 0 | -567.7195 | 0 | 105.6131 | [6 empty] | DEER:HVAC_Split-Package_HP | Annual | FALSE
Any | SWHC046H | Mtl | ex | CZ01 | cDXHP | SWHC046-01 | ExAnte2019 | IOU workpaper | 2019-11-06 | Cap-Tons | 1 |  |  | 0 | 0 | 0 | 119.4404 | 0 | 110.1453 | [6 empty] | DEER:HVAC_Split-Package_HP | Annual | FALSE
Any | SWHC046H | Mtl | ex | CZ02 | cDXHP | SWHC046-01 | ExAnte2019 | IOU workpaper | 2019-11-06 | Cap-Tons | 1 |  |  | 0 | 0 | 0 | 188.397 | 0 | 102.051 | [6 empty] | DEER:HVAC_Split-Package_HP | Annual | FALSE
Any | SWHC046H | Mtl | ex | CZ03 | cDXHP | SWHC046-01 | ExAnte2019 | IOU workpaper | 2019-11-06 | Cap-Tons | 1 |  |  | 0 | 0 | 0 | 310.1864 | 0 | 54.9672 | [6 empty] | DEER:HVAC_Split-Package_HP | Annual | FALSE
Any | SWHC046H | Mtl | ex | CZ04 | cDXHP | SWHC046-01 | ExAnte2019 | IOU workpaper | 2019-11-06 | Cap-Tons | 1 |  |  | 0 | 0 | 0 | 259.9875 | 0 | 76.0815 | [6 empty] | DEER:HVAC_Split-Package_HP | Annual | FALSE
Any | SWHC046H | Mtl | ex | CZ05 | cDXHP | SWHC046-01 | ExAnte2019 | IOU workpaper | 2019-11-06 | Cap-Tons | 1 |  |  | 0 | 0 | 0 | 271.9709 | 0 | 66.0253 | [6 empty] | DEER:HVAC_Split-Package_HP | Annual | FALSE
Any | SWHC046H | Mtl | ex | CZ06 | cDXHP | SWHC046-01 | ExAnte2019 | IOU workpaper | 2019-11-06 | Cap-Tons | 1 |  |  | 0 | 0 | 0 | 466.7318 | 0 | 20.9138 | [6 empty] | DEER:HVAC_Split-Package_HP | Annual | FALSE
Any | SWHC046H | Mtl | ex | CZ07 | cDXHP | SWHC046-01 | ExAnte2019 | IOU workpaper | 2019-11-06 | Cap-Tons | 1 |  |  | 0 | 0 | 0 | 468.2066 | 0 | 7.3958 | [6 empty] | DEER:HVAC_Split-Package_HP | Annual | FALSE
Any | SWHC046H | Mtl | ex | CZ08 | cDXHP | SWHC046-01 | ExAnte2019 | IOU workpaper | 2019-11-06 | Cap-Tons | 1 |  |  | 0 | 0 | 0 | 486.386 | 0 | 22.4135 | [6 empty] | DEER:HVAC_Split-Package_HP | Annual | FALSE
Any | SWHC046H | Mtl | ex | CZ09 | cDXHP | SWHC046-01 | ExAnte2019 | IOU workpaper | 2019-11-06 | Cap-Tons | 1 |  |  | 0 | 0 | 0 | 525.3437 | 0 | 24.8429 | [6 empty] | DEER:HVAC_Split-Package_HP | Annual | FALSE
Any | SWHC046H | Mtl | ex | CZ10 | cDXHP | SWHC046-01 | ExAnte2019 | IOU workpaper | 2019-11-06 | Cap-Tons | 1 |  |  | 0 | 0 | 0 | 515.3421 | 0 | 38.6048 | [6 empty] | DEER:HVAC_Split-Package_HP | Annual | FALSE
Any | SWHC046H | Mtl | ex | CZ11 | cDXHP | SWHC046-01 | ExAnte2019 | IOU workpaper | 2019-11-06 | Cap-Tons | 1 |  |  | 0 | 0 | 0 | 425.6533 | 0 | 68.6905 | [6 empty] | DEER:HVAC_Split-Package_HP | Annual | FALSE
Any | SWHC046H | Mtl | ex | CZ12 | cDXHP | SWHC046-01 | ExAnte2019 | IOU workpaper | 2019-11-06 | Cap-Tons | 1 |  |  | 0 | 0 | 0 | 344.4269 | 0 | 73.9932 | [6 empty] | DEER:HVAC_Split-Package_HP | Annual | FALSE
Any | SWHC046H | Mtl | ex | CZ13 | cDXHP | SWHC046-01 | ExAnte2019 | IOU workpaper | 2019-11-06 | Cap-Tons | 1 |  |  | 0 | 0 | 0 | 470.2575 | 0 | 60.5526 | [6 empty] | DEER:HVAC_Split-Package_HP | Annual | FALSE
Any | SWHC046H | Mtl | ex | CZ14 | cDXHP | SWHC046-01 | ExAnte2019 | IOU workpaper | 2019-11-06 | Cap-Tons | 1 |  |  | 0 | 0 | 0 | 383.299 | 0 | 76.0801 | [6 empty] | DEER:HVAC_Split-Package_HP | Annual | FALSE
Any | SWHC046H | Mtl | ex | CZ15 | cDXHP | SWHC046-01 | ExAnte2019 | IOU workpaper | 2019-11-06 | Cap-Tons | 1 |  |  | 0 | 0 | 0 | 853.0529 | 0 | 9.2801 | [6 empty] | DEER:HVAC_Split-Package_HP | Annual | FALSE
Any | SWHC046H | Mtl | ex | CZ16 | cDXHP | SWHC046-01 | ExAnte2019 | IOU workpaper | 2019-11-06 | Cap-Tons | 1 |  |  | 0 | 0 | 0 | -167.4675 | 0 | 148.0988 | [6 empty] | DEER:HVAC_Split-Package_HP | Annual | FALSE
Any | SWHC046H | Nrs | ex | CZ01 | cDXHP | SWHC046-01 | ExAnte2019 | IOU workpaper | 2019-11-06 | Cap-Tons | 1 |  |  | 0 | 0 | 0 | -116.0489 | 0 | 126.6811 | [6 empty] | DEER:HVAC_Split-Package_HP | Annual | FALSE
Any | SWHC046H | Nrs | ex | CZ02 | cDXHP | SWHC046-01 | ExAnte2019 | IOU workpaper | 2019-11-06 | Cap-Tons | 1 |  |  | 0 | 0 | 0 | 77.3325 | 0 | 90.6964 | [6 empty] | DEER:HVAC_Split-Package_HP | Annual | FALSE
Any | SWHC046H | Nrs | ex | CZ03 | cDXHP | SWHC046-01 | ExAnte2019 | IOU workpaper | 2019-11-06 | Cap-Tons | 1 |  |  | 0 | 0 | 0 | 134.2591 | 0 | 72.2748 | [6 empty] | DEER:HVAC_Split-Package_HP | Annual | FALSE
Any | SWHC046H | Nrs | ex | CZ04 | cDXHP | SWHC046-01 | ExAnte2019 | IOU workpaper | 2019-11-06 | Cap-Tons | 1 |  |  | 0 | 0 | 0 | 165.8701 | 0 | 68.4209 | [6 empty] | DEER:HVAC_Split-Package_HP | Annual | FALSE
Any | SWHC046H | Nrs | ex | CZ05 | cDXHP | SWHC046-01 | ExAnte2019 | IOU workpaper | 2019-11-06 | Cap-Tons | 1 |  |  | 0 | 0 | 0 | 51.1472 | 0 | 82.7513 | [6 empty] | DEER:HVAC_Split-Package_HP | Annual | FALSE
Any | SWHC046H | Nrs | ex | CZ06 | cDXHP | SWHC046-01 | ExAnte2019 | IOU workpaper | 2019-11-06 | Cap-Tons | 1 |  |  | 0 | 0 | 0 | 301.4166 | 0 | 42.62 | [6 empty] | DEER:HVAC_Split-Package_HP | Annual | FALSE
Any | SWHC046H | Nrs | ex | CZ07 | cDXHP | SWHC046-01 | ExAnte2019 | IOU workpaper | 2019-11-06 | Cap-Tons | 1 |  |  | 0 | 0 | 0 | 313.8063 | 0 | 27.9287 | [6 empty] | DEER:HVAC_Split-Package_HP | Annual | FALSE
Any | SWHC046H | Nrs | ex | CZ08 | cDXHP | SWHC046-01 | ExAnte2019 | IOU workpaper | 2019-11-06 | Cap-Tons | 1 |  |  | 0 | 0 | 0 | 359.4542 | 0 | 35.2997 | [6 empty] | DEER:HVAC_Split-Package_HP | Annual | FALSE
Any | SWHC046H | Nrs | ex | CZ09 | cDXHP | SWHC046-01 | ExAnte2019 | IOU workpaper | 2019-11-06 | Cap-Tons | 1 |  |  | 0 | 0 | 0 | 357.333 | 0 | 41.1854 | [6 empty] | DEER:HVAC_Split-Package_HP | Annual | FALSE
Any | SWHC046H | Nrs | ex | CZ10 | cDXHP | SWHC046-01 | ExAnte2019 | IOU workpaper | 2019-11-06 | Cap-Tons | 1 |  |  | 0 | 0 | 0 | 347.5118 | 0 | 48.5475 | [6 empty] | DEER:HVAC_Split-Package_HP | Annual | FALSE
Any | SWHC046H | Nrs | ex | CZ11 | cDXHP | SWHC046-01 | ExAnte2019 | IOU workpaper | 2019-11-06 | Cap-Tons | 1 |  |  | 0 | 0 | 0 | 212.5419 | 0 | 73.9133 | [6 empty] | DEER:HVAC_Split-Package_HP | Annual | FALSE
Any | SWHC046H | Nrs | ex | CZ12 | cDXHP | SWHC046-01 | ExAnte2019 | IOU workpaper | 2019-11-06 | Cap-Tons | 1 |  |  | 0 | 0 | 0 | 195.7994 | 0 | 75.4842 | [6 empty] | DEER:HVAC_Split-Package_HP | Annual | FALSE
Any | SWHC046H | Nrs | ex | CZ13 | cDXHP | SWHC046-01 | ExAnte2019 | IOU workpaper | 2019-11-06 | Cap-Tons | 1 |  |  | 0 | 0 | 0 | 290.8788 | 0 | 66.8445 | [6 empty] | DEER:HVAC_Split-Package_HP | Annual | FALSE
Any | SWHC046H | Nrs | ex | CZ14 | cDXHP | SWHC046-01 | ExAnte2019 | IOU workpaper | 2019-11-06 | Cap-Tons | 1 |  |  | 0 | 0 | 0 | 167.217 | 0 | 80.4743 | [6 empty] | DEER:HVAC_Split-Package_HP | Annual | FALSE
Any | SWHC046H | Nrs | ex | CZ15 | cDXHP | SWHC046-01 | ExAnte2019 | IOU workpaper | 2019-11-06 | Cap-Tons | 1 |  |  | 0 | 0 | 0 | 632.358 | 0 | 20.4302 | [6 empty] | DEER:HVAC_Split-Package_HP | Annual | FALSE
Any | SWHC046H | Nrs | ex | CZ16 | cDXHP | SWHC046-01 | ExAnte2019 | IOU workpaper | 2019-11-06 | Cap-Tons | 1 |  |  | 0 | 0 | 0 | -375.0259 | 0 | 155.9127 | [6 empty] | DEER:HVAC_Split-Package_HP | Annual | FALSE
Any | SWHC046H | OfL | ex | CZ01 | cDXHP | SWHC046-01 | ExAnte2019 | IOU workpaper | 2019-11-06 | Cap-Tons | 1 |  |  | 0 | 0 | 0 | 124.2729 | 0 | 11.9138 | [6 empty] | DEER:HVAC_Split-Package_HP | Annual | FALSE
Any | SWHC046H | OfL | ex | CZ02 | cDXHP | SWHC046-01 | ExAnte2019 | IOU workpaper | 2019-11-06 | Cap-Tons | 1 |  |  | 0 | 0 | 0 | 193.9267 | 0 | 7.5098 | [6 empty] | DEER:HVAC_Split-Package_HP | Annual | FALSE
Any | SWHC046H | OfL | ex | CZ03 | cDXHP | SWHC046-01 | ExAnte2019 | IOU workpaper | 2019-11-06 | Cap-Tons | 1 |  |  | 0 | 0 | 0 | 151.7913 | 0 | 5.3599 | [6 empty] | DEER:HVAC_Split-Package_HP | Annual | FALSE
Any | SWHC046H | OfL | ex | CZ04 | cDXHP | SWHC046-01 | ExAnte2019 | IOU workpaper | 2019-11-06 | Cap-Tons | 1 |  |  | 0 | 0 | 0 | 193.023 | 0 | 6.2101 | [6 empty] | DEER:HVAC_Split-Package_HP | Annual | FALSE
Any | SWHC046H | OfL | ex | CZ05 | cDXHP | SWHC046-01 | ExAnte2019 | IOU workpaper | 2019-11-06 | Cap-Tons | 1 |  |  | 0 | 0 | 0 | 151.72 | 0 | 5.2696 | [6 empty] | DEER:HVAC_Split-Package_HP | Annual | FALSE
Any | SWHC046H | OfL | ex | CZ06 | cDXHP | SWHC046-01 | ExAnte2019 | IOU workpaper | 2019-11-06 | Cap-Tons | 1 |  |  | 0 | 0 | 0 | 219.2459 | 0 | 1.3918 | [6 empty] | DEER:HVAC_Split-Package_HP | Annual | FALSE
Any | SWHC046H | OfL | ex | CZ07 | cDXHP | SWHC046-01 | ExAnte2019 | IOU workpaper | 2019-11-06 | Cap-Tons | 1 |  |  | 0 | 0 | 0 | 191.8707 | 0 | 0.4502 | [6 empty] | DEER:HVAC_Split-Package_HP | Annual | FALSE
Any | SWHC046H | OfL | ex | CZ08 | cDXHP | SWHC046-01 | ExAnte2019 | IOU workpaper | 2019-11-06 | Cap-Tons | 1 |  |  | 0 | 0 | 0 | 241.1963 | 0 | 1.415 | [6 empty] | DEER:HVAC_Split-Package_HP | Annual | FALSE
Any | SWHC046H | OfL | ex | CZ09 | cDXHP | SWHC046-01 | ExAnte2019 | IOU workpaper | 2019-11-06 | Cap-Tons | 1 |  |  | 0 | 0 | 0 | 252.6095 | 0 | 2.1676 | [6 empty] | DEER:HVAC_Split-Package_HP | Annual | FALSE
Any | SWHC046H | OfL | ex | CZ10 | cDXHP | SWHC046-01 | ExAnte2019 | IOU workpaper | 2019-11-06 | Cap-Tons | 1 |  |  | 0 | 0 | 0 | 271.3691 | 0 | 1.7083 | [6 empty] | DEER:HVAC_Split-Package_HP | Annual | FALSE
Any | SWHC046H | OfL | ex | CZ11 | cDXHP | SWHC046-01 | ExAnte2019 | IOU workpaper | 2019-11-06 | Cap-Tons | 1 |  |  | 0 | 0 | 0 | 257.1033 | 0 | 7.1883 | [6 empty] | DEER:HVAC_Split-Package_HP | Annual | FALSE
Any | SWHC046H | OfL | ex | CZ12 | cDXHP | SWHC046-01 | ExAnte2019 | IOU workpaper | 2019-11-06 | Cap-Tons | 1 |  |  | 0 | 0 | 0 | 224.8119 | 0 | 6.8855 | [6 empty] | DEER:HVAC_Split-Package_HP | Annual | FALSE
Any | SWHC046H | OfL | ex | CZ13 | cDXHP | SWHC046-01 | ExAnte2019 | IOU workpaper | 2019-11-06 | Cap-Tons | 1 |  |  | 0 | 0 | 0 | 263.2444 | 0 | 6.2113 | [6 empty] | DEER:HVAC_Split-Package_HP | Annual | FALSE
Any | SWHC046H | OfL | ex | CZ14 | cDXHP | SWHC046-01 | ExAnte2019 | IOU workpaper | 2019-11-06 | Cap-Tons | 1 |  |  | 0 | 0 | 0 | 268.9598 | 0 | 6.7351 | [6 empty] | DEER:HVAC_Split-Package_HP | Annual | FALSE
Any | SWHC046H | OfL | ex | CZ15 | cDXHP | SWHC046-01 | ExAnte2019 | IOU workpaper | 2019-11-06 | Cap-Tons | 1 |  |  | 0 | 0 | 0 | 389.2246 | 0 | 0.3904 | [6 empty] | DEER:HVAC_Split-Package_HP | Annual | FALSE
Any | SWHC046H | OfL | ex | CZ16 | cDXHP | SWHC046-01 | ExAnte2019 | IOU workpaper | 2019-11-06 | Cap-Tons | 1 |  |  | 0 | 0 | 0 | 57.2754 | 0 | 27.4581 | [6 empty] | DEER:HVAC_Split-Package_HP | Annual | FALSE
Any | SWHC046H | OfS | ex | CZ01 | cDXHP | SWHC046-01 | ExAnte2019 | IOU workpaper | 2019-11-06 | Cap-Tons | 1 |  |  | 0 | 0 | 0 | -35.995 | 0 | 40.1204 | [6 empty] | DEER:HVAC_Split-Package_HP | Annual | FALSE
Any | SWHC046H | OfS | ex | CZ02 | cDXHP | SWHC046-01 | ExAnte2019 | IOU workpaper | 2019-11-06 | Cap-Tons | 1 |  |  | 0 | 0 | 0 | 95.3864 | 0 | 24.1292 | [6 empty] | DEER:HVAC_Split-Package_HP | Annual | FALSE
Any | SWHC046H | OfS | ex | CZ03 | cDXHP | SWHC046-01 | ExAnte2019 | IOU workpaper | 2019-11-06 | Cap-Tons | 1 |  |  | 0 | 0 | 0 | 74.1984 | 0 | 20.4827 | [6 empty] | DEER:HVAC_Split-Package_HP | Annual | FALSE
Any | SWHC046H | OfS | ex | CZ04 | cDXHP | SWHC046-01 | ExAnte2019 | IOU workpaper | 2019-11-06 | Cap-Tons | 1 |  |  | 0 | 0 | 0 | 109.0717 | 0 | 20.3453 | [6 empty] | DEER:HVAC_Split-Package_HP | Annual | FALSE
Any | SWHC046H | OfS | ex | CZ05 | cDXHP | SWHC046-01 | ExAnte2019 | IOU workpaper | 2019-11-06 | Cap-Tons | 1 |  |  | 0 | 0 | 0 | 65.1294 | 0 | 20.6815 | [6 empty] | DEER:HVAC_Split-Package_HP | Annual | FALSE
Any | SWHC046H | OfS | ex | CZ06 | cDXHP | SWHC046-01 | ExAnte2019 | IOU workpaper | 2019-11-06 | Cap-Tons | 1 |  |  | 0 | 0 | 0 | 182.8595 | 0 | 8.1476 | [6 empty] | DEER:HVAC_Split-Package_HP | Annual | FALSE
Any | SWHC046H | OfS | ex | CZ07 | cDXHP | SWHC046-01 | ExAnte2019 | IOU workpaper | 2019-11-06 | Cap-Tons | 1 |  |  | 0 | 0 | 0 | 174.4023 | 0 | 4.5857 | [6 empty] | DEER:HVAC_Split-Package_HP | Annual | FALSE
Any | SWHC046H | OfS | ex | CZ08 | cDXHP | SWHC046-01 | ExAnte2019 | IOU workpaper | 2019-11-06 | Cap-Tons | 1 |  |  | 0 | 0 | 0 | 209.6105 | 0 | 7.9537 | [6 empty] | DEER:HVAC_Split-Package_HP | Annual | FALSE
Any | SWHC046H | OfS | ex | CZ09 | cDXHP | SWHC046-01 | ExAnte2019 | IOU workpaper | 2019-11-06 | Cap-Tons | 1 |  |  | 0 | 0 | 0 | 215.0607 | 0 | 9.5136 | [6 empty] | DEER:HVAC_Split-Package_HP | Annual | FALSE
Any | SWHC046H | OfS | ex | CZ10 | cDXHP | SWHC046-01 | ExAnte2019 | IOU workpaper | 2019-11-06 | Cap-Tons | 1 |  |  | 0 | 0 | 0 | 238.1909 | 0 | 7.9974 | [6 empty] | DEER:HVAC_Split-Package_HP | Annual | FALSE
Any | SWHC046H | OfS | ex | CZ11 | cDXHP | SWHC046-01 | ExAnte2019 | IOU workpaper | 2019-11-06 | Cap-Tons | 1 |  |  | 0 | 0 | 0 | 183.6089 | 0 | 19.8393 | [6 empty] | DEER:HVAC_Split-Package_HP | Annual | FALSE
Any | SWHC046H | OfS | ex | CZ12 | cDXHP | SWHC046-01 | ExAnte2019 | IOU workpaper | 2019-11-06 | Cap-Tons | 1 |  |  | 0 | 0 | 0 | 148.7325 | 0 | 20.3511 | [6 empty] | DEER:HVAC_Split-Package_HP | Annual | FALSE
Any | SWHC046H | OfS | ex | CZ13 | cDXHP | SWHC046-01 | ExAnte2019 | IOU workpaper | 2019-11-06 | Cap-Tons | 1 |  |  | 0 | 0 | 0 | 199.314 | 0 | 17.2728 | [6 empty] | DEER:HVAC_Split-Package_HP | Annual | FALSE
Any | SWHC046H | OfS | ex | CZ14 | cDXHP | SWHC046-01 | ExAnte2019 | IOU workpaper | 2019-11-06 | Cap-Tons | 1 |  |  | 0 | 0 | 0 | 195.7416 | 0 | 18.1516 | [6 empty] | DEER:HVAC_Split-Package_HP | Annual | FALSE
Any | SWHC046H | OfS | ex | CZ15 | cDXHP | SWHC046-01 | ExAnte2019 | IOU workpaper | 2019-11-06 | Cap-Tons | 1 |  |  | 0 | 0 | 0 | 376.822 | 0 | 2.248 | [6 empty] | DEER:HVAC_Split-Package_HP | Annual | FALSE
Any | SWHC046H | OfS | ex | CZ16 | cDXHP | SWHC046-01 | ExAnte2019 | IOU workpaper | 2019-11-06 | Cap-Tons | 1 |  |  | 0 | 0 | 0 | -147.5808 | 0 | 55.8174 | [6 empty] | DEER:HVAC_Split-Package_HP | Annual | FALSE
Any | SWHC046H | RFF | ex | CZ01 | cDXHP | SWHC046-01 | ExAnte2019 | IOU workpaper | 2019-11-06 | Cap-Tons | 1 |  |  | 0 | 0 | 0 | -438.4959 | 0 | 187.184 | [6 empty] | DEER:HVAC_Split-Package_HP | Annual | FALSE
Any | SWHC046H | RFF | ex | CZ02 | cDXHP | SWHC046-01 | ExAnte2019 | IOU workpaper | 2019-11-06 | Cap-Tons | 1 |  |  | 0 | 0 | 0 | -98.6292 | 0 | 118.3994 | [6 empty] | DEER:HVAC_Split-Package_HP | Annual | FALSE
Any | SWHC046H | RFF | ex | CZ03 | cDXHP | SWHC046-01 | ExAnte2019 | IOU workpaper | 2019-11-06 | Cap-Tons | 1 |  |  | 0 | 0 | 0 | -44.1098 | 0 | 89.3157 | [6 empty] | DEER:HVAC_Split-Package_HP | Annual | FALSE
Any | SWHC046H | RFF | ex | CZ04 | cDXHP | SWHC046-01 | ExAnte2019 | IOU workpaper | 2019-11-06 | Cap-Tons | 1 |  |  | 0 | 0 | 0 | 28.0019 | 0 | 84.7314 | [6 empty] | DEER:HVAC_Split-Package_HP | Annual | FALSE
Any | SWHC046H | RFF | ex | CZ05 | cDXHP | SWHC046-01 | ExAnte2019 | IOU workpaper | 2019-11-06 | Cap-Tons | 1 |  |  | 0 | 0 | 0 | -73.3165 | 0 | 95.9295 | [6 empty] | DEER:HVAC_Split-Package_HP | Annual | FALSE
Any | SWHC046H | RFF | ex | CZ06 | cDXHP | SWHC046-01 | ExAnte2019 | IOU workpaper | 2019-11-06 | Cap-Tons | 1 |  |  | 0 | 0 | 0 | 200.6797 | 0 | 36.4725 | [6 empty] | DEER:HVAC_Split-Package_HP | Annual | FALSE
Any | SWHC046H | RFF | ex | CZ07 | cDXHP | SWHC046-01 | ExAnte2019 | IOU workpaper | 2019-11-06 | Cap-Tons | 1 |  |  | 0 | 0 | 0 | 220.7152 | 0 | 20.8664 | [6 empty] | DEER:HVAC_Split-Package_HP | Annual | FALSE
Any | SWHC046H | RFF | ex | CZ08 | cDXHP | SWHC046-01 | ExAnte2019 | IOU workpaper | 2019-11-06 | Cap-Tons | 1 |  |  | 0 | 0 | 0 | 259.9023 | 0 | 34.8682 | [6 empty] | DEER:HVAC_Split-Package_HP | Annual | FALSE
Any | SWHC046H | RFF | ex | CZ09 | cDXHP | SWHC046-01 | ExAnte2019 | IOU workpaper | 2019-11-06 | Cap-Tons | 1 |  |  | 0 | 0 | 0 | 282.7443 | 0 | 36.9437 | [6 empty] | DEER:HVAC_Split-Package_HP | Annual | FALSE
Any | SWHC046H | RFF | ex | CZ10 | cDXHP | SWHC046-01 | ExAnte2019 | IOU workpaper | 2019-11-06 | Cap-Tons | 1 |  |  | 0 | 0 | 0 | 308.4497 | 0 | 41.4386 | [6 empty] | DEER:HVAC_Split-Package_HP | Annual | FALSE
Any | SWHC046H | RFF | ex | CZ11 | cDXHP | SWHC046-01 | ExAnte2019 | IOU workpaper | 2019-11-06 | Cap-Tons | 1 |  |  | 0 | 0 | 0 | 157.7005 | 0 | 79.8781 | [6 empty] | DEER:HVAC_Split-Package_HP | Annual | FALSE
Any | SWHC046H | RFF | ex | CZ12 | cDXHP | SWHC046-01 | ExAnte2019 | IOU workpaper | 2019-11-06 | Cap-Tons | 1 |  |  | 0 | 0 | 0 | 78.0192 | 0 | 86.5469 | [6 empty] | DEER:HVAC_Split-Package_HP | Annual | FALSE
Any | SWHC046H | RFF | ex | CZ13 | cDXHP | SWHC046-01 | ExAnte2019 | IOU workpaper | 2019-11-06 | Cap-Tons | 1 |  |  | 0 | 0 | 0 | 214.8815 | 0 | 71.6004 | [6 empty] | DEER:HVAC_Split-Package_HP | Annual | FALSE
Any | SWHC046H | RFF | ex | CZ14 | cDXHP | SWHC046-01 | ExAnte2019 | IOU workpaper | 2019-11-06 | Cap-Tons | 1 |  |  | 0 | 0 | 0 | 153.8546 | 0 | 80.6956 | [6 empty] | DEER:HVAC_Split-Package_HP | Annual | FALSE
Any | SWHC046H | RFF | ex | CZ15 | cDXHP | SWHC046-01 | ExAnte2019 | IOU workpaper | 2019-11-06 | Cap-Tons | 1 |  |  | 0 | 0 | 0 | 655.261 | 0 | 10.2248 | [6 empty] | DEER:HVAC_Split-Package_HP | Annual | FALSE
Any | SWHC046H | RFF | ex | CZ16 | cDXHP | SWHC046-01 | ExAnte2019 | IOU workpaper | 2019-11-06 | Cap-Tons | 1 |  |  | 0 | 0 | 0 | -754.0952 | 0 | 201.9534 | [6 empty] | DEER:HVAC_Split-Package_HP | Annual | FALSE
Any | SWHC046H | RSD | ex | CZ01 | cDXHP | SWHC046-01 | ExAnte2019 | IOU workpaper | 2019-11-06 | Cap-Tons | 1 |  |  | 0 | 0 | 0 | -60.9509 | 0 | 94.1945 | [6 empty] | DEER:HVAC_Split-Package_HP | Annual | FALSE
Any | SWHC046H | RSD | ex | CZ02 | cDXHP | SWHC046-01 | ExAnte2019 | IOU workpaper | 2019-11-06 | Cap-Tons | 1 |  |  | 0 | 0 | 0 | 149.8154 | 0 | 48.2393 | [6 empty] | DEER:HVAC_Split-Package_HP | Annual | FALSE
Any | SWHC046H | RSD | ex | CZ03 | cDXHP | SWHC046-01 | ExAnte2019 | IOU workpaper | 2019-11-06 | Cap-Tons | 1 |  |  | 0 | 0 | 0 | 116.2237 | 0 | 32.9684 | [6 empty] | DEER:HVAC_Split-Package_HP | Annual | FALSE
Any | SWHC046H | RSD | ex | CZ04 | cDXHP | SWHC046-01 | ExAnte2019 | IOU workpaper | 2019-11-06 | Cap-Tons | 1 |  |  | 0 | 0 | 0 | 220.0793 | 0 | 27.6088 | [6 empty] | DEER:HVAC_Split-Package_HP | Annual | FALSE
Any | SWHC046H | RSD | ex | CZ05 | cDXHP | SWHC046-01 | ExAnte2019 | IOU workpaper | 2019-11-06 | Cap-Tons | 1 |  |  | 0 | 0 | 0 | 121.2064 | 0 | 29.5455 | [6 empty] | DEER:HVAC_Split-Package_HP | Annual | FALSE
Any | SWHC046H | RSD | ex | CZ06 | cDXHP | SWHC046-01 | ExAnte2019 | IOU workpaper | 2019-11-06 | Cap-Tons | 1 |  |  | 0 | 0 | 0 | 223.0128 | 0 | 8.5949 | [6 empty] | DEER:HVAC_Split-Package_HP | Annual | FALSE
Any | SWHC046H | RSD | ex | CZ07 | cDXHP | SWHC046-01 | ExAnte2019 | IOU workpaper | 2019-11-06 | Cap-Tons | 1 |  |  | 0 | 0 | 0 | 184.1282 | 0 | 3.0666 | [6 empty] | DEER:HVAC_Split-Package_HP | Annual | FALSE
Any | SWHC046H | RSD | ex | CZ08 | cDXHP | SWHC046-01 | ExAnte2019 | IOU workpaper | 2019-11-06 | Cap-Tons | 1 |  |  | 0 | 0 | 0 | 281.6737 | 0 | 7.5086 | [6 empty] | DEER:HVAC_Split-Package_HP | Annual | FALSE
Any | SWHC046H | RSD | ex | CZ09 | cDXHP | SWHC046-01 | ExAnte2019 | IOU workpaper | 2019-11-06 | Cap-Tons | 1 |  |  | 0 | 0 | 0 | 313.6477 | 0 | 10.3238 | [6 empty] | DEER:HVAC_Split-Package_HP | Annual | FALSE
Any | SWHC046H | RSD | ex | CZ10 | cDXHP | SWHC046-01 | ExAnte2019 | IOU workpaper | 2019-11-06 | Cap-Tons | 1 |  |  | 0 | 0 | 0 | 352.2001 | 0 | 12.1773 | [6 empty] | DEER:HVAC_Split-Package_HP | Annual | FALSE
Any | SWHC046H | RSD | ex | CZ11 | cDXHP | SWHC046-01 | ExAnte2019 | IOU workpaper | 2019-11-06 | Cap-Tons | 1 |  |  | 0 | 0 | 0 | 304.7234 | 0 | 36.7179 | [6 empty] | DEER:HVAC_Split-Package_HP | Annual | FALSE
Any | SWHC046H | RSD | ex | CZ12 | cDXHP | SWHC046-01 | ExAnte2019 | IOU workpaper | 2019-11-06 | Cap-Tons | 1 |  |  | 0 | 0 | 0 | 244.6175 | 0 | 39.0151 | [6 empty] | DEER:HVAC_Split-Package_HP | Annual | FALSE
Any | SWHC046H | RSD | ex | CZ13 | cDXHP | SWHC046-01 | ExAnte2019 | IOU workpaper | 2019-11-06 | Cap-Tons | 1 |  |  | 0 | 0 | 0 | 326.1497 | 0 | 34.1595 | [6 empty] | DEER:HVAC_Split-Package_HP | Annual | FALSE
Any | SWHC046H | RSD | ex | CZ14 | cDXHP | SWHC046-01 | ExAnte2019 | IOU workpaper | 2019-11-06 | Cap-Tons | 1 |  |  | 0 | 0 | 0 | 310.8804 | 0 | 35.4611 | [6 empty] | DEER:HVAC_Split-Package_HP | Annual | FALSE
Any | SWHC046H | RSD | ex | CZ15 | cDXHP | SWHC046-01 | ExAnte2019 | IOU workpaper | 2019-11-06 | Cap-Tons | 1 |  |  | 0 | 0 | 0 | 572.6534 | 0 | 2.085 | [6 empty] | DEER:HVAC_Split-Package_HP | Annual | FALSE
Any | SWHC046H | RSD | ex | CZ16 | cDXHP | SWHC046-01 | ExAnte2019 | IOU workpaper | 2019-11-06 | Cap-Tons | 1 |  |  | 0 | 0 | 0 | -361.5334 | 0 | 142.4735 | [6 empty] | DEER:HVAC_Split-Package_HP | Annual | FALSE
Any | SWHC046H | Rt3 | ex | CZ01 | cDXHP | SWHC046-01 | ExAnte2019 | IOU workpaper | 2019-11-06 | Cap-Tons | 1 |  |  | 0 | 0 | 0 | 136.1281 | 0 | 36.6687 | [6 empty] | DEER:HVAC_Split-Package_HP | Annual | FALSE
Any | SWHC046H | Rt3 | ex | CZ02 | cDXHP | SWHC046-01 | ExAnte2019 | IOU workpaper | 2019-11-06 | Cap-Tons | 1 |  |  | 0 | 0 | 0 | 278.6415 | 0 | 17.9331 | [6 empty] | DEER:HVAC_Split-Package_HP | Annual | FALSE
Any | SWHC046H | Rt3 | ex | CZ03 | cDXHP | SWHC046-01 | ExAnte2019 | IOU workpaper | 2019-11-06 | Cap-Tons | 1 |  |  | 0 | 0 | 0 | 204.7324 | 0 | 13.0947 | [6 empty] | DEER:HVAC_Split-Package_HP | Annual | FALSE
Any | SWHC046H | Rt3 | ex | CZ04 | cDXHP | SWHC046-01 | ExAnte2019 | IOU workpaper | 2019-11-06 | Cap-Tons | 1 |  |  | 0 | 0 | 0 | 302.7368 | 0 | 10.0529 | [6 empty] | DEER:HVAC_Split-Package_HP | Annual | FALSE
Any | SWHC046H | Rt3 | ex | CZ05 | cDXHP | SWHC046-01 | ExAnte2019 | IOU workpaper | 2019-11-06 | Cap-Tons | 1 |  |  | 0 | 0 | 0 | 207.4568 | 0 | 10.3714 | [6 empty] | DEER:HVAC_Split-Package_HP | Annual | FALSE
Any | SWHC046H | Rt3 | ex | CZ06 | cDXHP | SWHC046-01 | ExAnte2019 | IOU workpaper | 2019-11-06 | Cap-Tons | 1 |  |  | 0 | 0 | 0 | 310.493 | 0 | 2.5226 | [6 empty] | DEER:HVAC_Split-Package_HP | Annual | FALSE
Any | SWHC046H | Rt3 | ex | CZ07 | cDXHP | SWHC046-01 | ExAnte2019 | IOU workpaper | 2019-11-06 | Cap-Tons | 1 |  |  | 0 | 0 | 0 | 259.7065 | 0 | 0.6547 | [6 empty] | DEER:HVAC_Split-Package_HP | Annual | FALSE
Any | SWHC046H | Rt3 | ex | CZ08 | cDXHP | SWHC046-01 | ExAnte2019 | IOU workpaper | 2019-11-06 | Cap-Tons | 1 |  |  | 0 | 0 | 0 | 352.5402 | 0 | 1.901 | [6 empty] | DEER:HVAC_Split-Package_HP | Annual | FALSE
Any | SWHC046H | Rt3 | ex | CZ09 | cDXHP | SWHC046-01 | ExAnte2019 | IOU workpaper | 2019-11-06 | Cap-Tons | 1 |  |  | 0 | 0 | 0 | 382.0653 | 0 | 3.291 | [6 empty] | DEER:HVAC_Split-Package_HP | Annual | FALSE
Any | SWHC046H | Rt3 | ex | CZ10 | cDXHP | SWHC046-01 | ExAnte2019 | IOU workpaper | 2019-11-06 | Cap-Tons | 1 |  |  | 0 | 0 | 0 | 410.4837 | 0 | 3.5053 | [6 empty] | DEER:HVAC_Split-Package_HP | Annual | FALSE
Any | SWHC046H | Rt3 | ex | CZ11 | cDXHP | SWHC046-01 | ExAnte2019 | IOU workpaper | 2019-11-06 | Cap-Tons | 1 |  |  | 0 | 0 | 0 | 382.8218 | 0 | 17.4556 | [6 empty] | DEER:HVAC_Split-Package_HP | Annual | FALSE
Any | SWHC046H | Rt3 | ex | CZ12 | cDXHP | SWHC046-01 | ExAnte2019 | IOU workpaper | 2019-11-06 | Cap-Tons | 1 |  |  | 0 | 0 | 0 | 336.9883 | 0 | 16.6964 | [6 empty] | DEER:HVAC_Split-Package_HP | Annual | FALSE
Any | SWHC046H | Rt3 | ex | CZ13 | cDXHP | SWHC046-01 | ExAnte2019 | IOU workpaper | 2019-11-06 | Cap-Tons | 1 |  |  | 0 | 0 | 0 | 397.4127 | 0 | 14.9491 | [6 empty] | DEER:HVAC_Split-Package_HP | Annual | FALSE
Any | SWHC046H | Rt3 | ex | CZ14 | cDXHP | SWHC046-01 | ExAnte2019 | IOU workpaper | 2019-11-06 | Cap-Tons | 1 |  |  | 0 | 0 | 0 | 394.4489 | 0 | 16.7019 | [6 empty] | DEER:HVAC_Split-Package_HP | Annual | FALSE
Any | SWHC046H | Rt3 | ex | CZ15 | cDXHP | SWHC046-01 | ExAnte2019 | IOU workpaper | 2019-11-06 | Cap-Tons | 1 |  |  | 0 | 0 | 0 | 588.9662 | 0 | 0.6822 | [6 empty] | DEER:HVAC_Split-Package_HP | Annual | FALSE
Any | SWHC046H | Rt3 | ex | CZ16 | cDXHP | SWHC046-01 | ExAnte2019 | IOU workpaper | 2019-11-06 | Cap-Tons | 1 |  |  | 0 | 0 | 0 | -106.3821 | 0 | 86.7988 | [6 empty] | DEER:HVAC_Split-Package_HP | Annual | FALSE
Any | SWHC046H | RtL | ex | CZ01 | cDXHP | SWHC046-01 | ExAnte2019 | IOU workpaper | 2019-11-06 | Cap-Tons | 1 |  |  | 0 | 0 | 0 | -6.3312 | 0 | 71.6035 | [6 empty] | DEER:HVAC_Split-Package_HP | Annual | FALSE
Any | SWHC046H | RtL | ex | CZ02 | cDXHP | SWHC046-01 | ExAnte2019 | IOU workpaper | 2019-11-06 | Cap-Tons | 1 |  |  | 0 | 0 | 0 | 232.141 | 0 | 36.5647 | [6 empty] | DEER:HVAC_Split-Package_HP | Annual | FALSE
Any | SWHC046H | RtL | ex | CZ03 | cDXHP | SWHC046-01 | ExAnte2019 | IOU workpaper | 2019-11-06 | Cap-Tons | 1 |  |  | 0 | 0 | 0 | 138.2099 | 0 | 32.858 | [6 empty] | DEER:HVAC_Split-Package_HP | Annual | FALSE
Any | SWHC046H | RtL | ex | CZ04 | cDXHP | SWHC046-01 | ExAnte2019 | IOU workpaper | 2019-11-06 | Cap-Tons | 1 |  |  | 0 | 0 | 0 | 268.5814 | 0 | 24.9526 | [6 empty] | DEER:HVAC_Split-Package_HP | Annual | FALSE
Any | SWHC046H | RtL | ex | CZ05 | cDXHP | SWHC046-01 | ExAnte2019 | IOU workpaper | 2019-11-06 | Cap-Tons | 1 |  |  | 0 | 0 | 0 | 136.2129 | 0 | 34.1352 | [6 empty] | DEER:HVAC_Split-Package_HP | Annual | FALSE
Any | SWHC046H | RtL | ex | CZ06 | cDXHP | SWHC046-01 | ExAnte2019 | IOU workpaper | 2019-11-06 | Cap-Tons | 1 |  |  | 0 | 0 | 0 | 280.9231 | 0 | 15.4249 | [6 empty] | DEER:HVAC_Split-Package_HP | Annual | FALSE
Any | SWHC046H | RtL | ex | CZ07 | cDXHP | SWHC046-01 | ExAnte2019 | IOU workpaper | 2019-11-06 | Cap-Tons | 1 |  |  | 0 | 0 | 0 | 244.9237 | 0 | 10.4589 | [6 empty] | DEER:HVAC_Split-Package_HP | Annual | FALSE
Any | SWHC046H | RtL | ex | CZ08 | cDXHP | SWHC046-01 | ExAnte2019 | IOU workpaper | 2019-11-06 | Cap-Tons | 1 |  |  | 0 | 0 | 0 | 345.0503 | 0 | 11.0267 | [6 empty] | DEER:HVAC_Split-Package_HP | Annual | FALSE
Any | SWHC046H | RtL | ex | CZ09 | cDXHP | SWHC046-01 | ExAnte2019 | IOU workpaper | 2019-11-06 | Cap-Tons | 1 |  |  | 0 | 0 | 0 | 379.6311 | 0 | 12.7696 | [6 empty] | DEER:HVAC_Split-Package_HP | Annual | FALSE
Any | SWHC046H | RtL | ex | CZ10 | cDXHP | SWHC046-01 | ExAnte2019 | IOU workpaper | 2019-11-06 | Cap-Tons | 1 |  |  | 0 | 0 | 0 | 413.0989 | 0 | 12.4355 | [6 empty] | DEER:HVAC_Split-Package_HP | Annual | FALSE
Any | SWHC046H | RtL | ex | CZ11 | cDXHP | SWHC046-01 | ExAnte2019 | IOU workpaper | 2019-11-06 | Cap-Tons | 1 |  |  | 0 | 0 | 0 | 381.6024 | 0 | 30.4314 | [6 empty] | DEER:HVAC_Split-Package_HP | Annual | FALSE
Any | SWHC046H | RtL | ex | CZ12 | cDXHP | SWHC046-01 | ExAnte2019 | IOU workpaper | 2019-11-06 | Cap-Tons | 1 |  |  | 0 | 0 | 0 | 322.6796 | 0 | 30.005 | [6 empty] | DEER:HVAC_Split-Package_HP | Annual | FALSE
Any | SWHC046H | RtL | ex | CZ13 | cDXHP | SWHC046-01 | ExAnte2019 | IOU workpaper | 2019-11-06 | Cap-Tons | 1 |  |  | 0 | 0 | 0 | 405.5748 | 0 | 26.6119 | [6 empty] | DEER:HVAC_Split-Package_HP | Annual | FALSE
Any | SWHC046H | RtL | ex | CZ14 | cDXHP | SWHC046-01 | ExAnte2019 | IOU workpaper | 2019-11-06 | Cap-Tons | 1 |  |  | 0 | 0 | 0 | 381.9359 | 0 | 31.4064 | [6 empty] | DEER:HVAC_Split-Package_HP | Annual | FALSE
Any | SWHC046H | RtL | ex | CZ15 | cDXHP | SWHC046-01 | ExAnte2019 | IOU workpaper | 2019-11-06 | Cap-Tons | 1 |  |  | 0 | 0 | 0 | 645.5523 | 0 | 3.5088 | [6 empty] | DEER:HVAC_Split-Package_HP | Annual | FALSE
Any | SWHC046H | RtL | ex | CZ16 | cDXHP | SWHC046-01 | ExAnte2019 | IOU workpaper | 2019-11-06 | Cap-Tons | 1 |  |  | 0 | 0 | 0 | -262.8824 | 0 | 128.2152 | [6 empty] | DEER:HVAC_Split-Package_HP | Annual | FALSE
Any | SWHC046H | RtS | ex | CZ01 | cDXHP | SWHC046-01 | ExAnte2019 | IOU workpaper | 2019-11-06 | Cap-Tons | 1 |  |  | 0 | 0 | 0 | -270.4442 | 0 | 121.9224 | [6 empty] | DEER:HVAC_Split-Package_HP | Annual | FALSE
Any | SWHC046H | RtS | ex | CZ02 | cDXHP | SWHC046-01 | ExAnte2019 | IOU workpaper | 2019-11-06 | Cap-Tons | 1 |  |  | 0 | 0 | 0 | 63.4675 | 0 | 60.4157 | [6 empty] | DEER:HVAC_Split-Package_HP | Annual | FALSE
Any | SWHC046H | RtS | ex | CZ03 | cDXHP | SWHC046-01 | ExAnte2019 | IOU workpaper | 2019-11-06 | Cap-Tons | 1 |  |  | 0 | 0 | 0 | 10.1334 | 0 | 57.9485 | [6 empty] | DEER:HVAC_Split-Package_HP | Annual | FALSE
Any | SWHC046H | RtS | ex | CZ04 | cDXHP | SWHC046-01 | ExAnte2019 | IOU workpaper | 2019-11-06 | Cap-Tons | 1 |  |  | 0 | 0 | 0 | 146.5472 | 0 | 43.2936 | [6 empty] | DEER:HVAC_Split-Package_HP | Annual | FALSE
Any | SWHC046H | RtS | ex | CZ05 | cDXHP | SWHC046-01 | ExAnte2019 | IOU workpaper | 2019-11-06 | Cap-Tons | 1 |  |  | 0 | 0 | 0 | 35.277 | 0 | 52.0859 | [6 empty] | DEER:HVAC_Split-Package_HP | Annual | FALSE
Any | SWHC046H | RtS | ex | CZ06 | cDXHP | SWHC046-01 | ExAnte2019 | IOU workpaper | 2019-11-06 | Cap-Tons | 1 |  |  | 0 | 0 | 0 | 233.9069 | 0 | 21.8224 | [6 empty] | DEER:HVAC_Split-Package_HP | Annual | FALSE
Any | SWHC046H | RtS | ex | CZ07 | cDXHP | SWHC046-01 | ExAnte2019 | IOU workpaper | 2019-11-06 | Cap-Tons | 1 |  |  | 0 | 0 | 0 | 223.294 | 0 | 14.3471 | [6 empty] | DEER:HVAC_Split-Package_HP | Annual | FALSE
Any | SWHC046H | RtS | ex | CZ08 | cDXHP | SWHC046-01 | ExAnte2019 | IOU workpaper | 2019-11-06 | Cap-Tons | 1 |  |  | 0 | 0 | 0 | 287.7631 | 0 | 16.9104 | [6 empty] | DEER:HVAC_Split-Package_HP | Annual | FALSE
Any | SWHC046H | RtS | ex | CZ09 | cDXHP | SWHC046-01 | ExAnte2019 | IOU workpaper | 2019-11-06 | Cap-Tons | 1 |  |  | 0 | 0 | 0 | 298.2211 | 0 | 19.826 | [6 empty] | DEER:HVAC_Split-Package_HP | Annual | FALSE
Any | SWHC046H | RtS | ex | CZ10 | cDXHP | SWHC046-01 | ExAnte2019 | IOU workpaper | 2019-11-06 | Cap-Tons | 1 |  |  | 0 | 0 | 0 | 336.7637 | 0 | 18.6797 | [6 empty] | DEER:HVAC_Split-Package_HP | Annual | FALSE
Any | SWHC046H | RtS | ex | CZ11 | cDXHP | SWHC046-01 | ExAnte2019 | IOU workpaper | 2019-11-06 | Cap-Tons | 1 |  |  | 0 | 0 | 0 | 211.4407 | 0 | 47.6188 | [6 empty] | DEER:HVAC_Split-Package_HP | Annual | FALSE
Any | SWHC046H | RtS | ex | CZ12 | cDXHP | SWHC046-01 | ExAnte2019 | IOU workpaper | 2019-11-06 | Cap-Tons | 1 |  |  | 0 | 0 | 0 | 158.5748 | 0 | 50.5942 | [6 empty] | DEER:HVAC_Split-Package_HP | Annual | FALSE
Any | SWHC046H | RtS | ex | CZ13 | cDXHP | SWHC046-01 | ExAnte2019 | IOU workpaper | 2019-11-06 | Cap-Tons | 1 |  |  | 0 | 0 | 0 | 248.9722 | 0 | 42.2485 | [6 empty] | DEER:HVAC_Split-Package_HP | Annual | FALSE
Any | SWHC046H | RtS | ex | CZ14 | cDXHP | SWHC046-01 | ExAnte2019 | IOU workpaper | 2019-11-06 | Cap-Tons | 1 |  |  | 0 | 0 | 0 | 238.4884 | 0 | 43.5627 | [6 empty] | DEER:HVAC_Split-Package_HP | Annual | FALSE
Any | SWHC046H | RtS | ex | CZ15 | cDXHP | SWHC046-01 | ExAnte2019 | IOU workpaper | 2019-11-06 | Cap-Tons | 1 |  |  | 0 | 0 | 0 | 559.3653 | 0 | 4.6844 | [6 empty] | DEER:HVAC_Split-Package_HP | Annual | FALSE
Any | SWHC046H | RtS | ex | CZ16 | cDXHP | SWHC046-01 | ExAnte2019 | IOU workpaper | 2019-11-06 | Cap-Tons | 1 |  |  | 0 | 0 | 0 | -597.1509 | 0 | 148.5422 | [6 empty] | DEER:HVAC_Split-Package_HP | Annual | FALSE
Any | SWHC046H | SCn | ex | CZ01 | cDXHP | SWHC046-01 | ExAnte2019 | IOU workpaper | 2019-11-06 | Cap-Tons | 1 |  |  | 0 | 0 | 0 | -528.0854 | 0 | 151.7014 | [6 empty] | DEER:HVAC_Split-Package_HP | Annual | FALSE
Any | SWHC046H | SCn | ex | CZ02 | cDXHP | SWHC046-01 | ExAnte2019 | IOU workpaper | 2019-11-06 | Cap-Tons | 1 |  |  | 0 | 0 | 0 | -389.1494 | 0 | 108.5613 | [6 empty] | DEER:HVAC_Split-Package_HP | Annual | FALSE
Any | SWHC046H | SCn | ex | CZ03 | cDXHP | SWHC046-01 | ExAnte2019 | IOU workpaper | 2019-11-06 | Cap-Tons | 1 |  |  | 0 | 0 | 0 | -161.4296 | 0 | 80.8529 | [6 empty] | DEER:HVAC_Split-Package_HP | Annual | FALSE
Any | SWHC046H | SCn | ex | CZ04 | cDXHP | SWHC046-01 | ExAnte2019 | IOU workpaper | 2019-11-06 | Cap-Tons | 1 |  |  | 0 | 0 | 0 | -266.237 | 0 | 85.2132 | [6 empty] | DEER:HVAC_Split-Package_HP | Annual | FALSE
Any | SWHC046H | SCn | ex | CZ05 | cDXHP | SWHC046-01 | ExAnte2019 | IOU workpaper | 2019-11-06 | Cap-Tons | 1 |  |  | 0 | 0 | 0 | -174.6375 | 0 | 79.7345 | [6 empty] | DEER:HVAC_Split-Package_HP | Annual | FALSE
Any | SWHC046H | SCn | ex | CZ06 | cDXHP | SWHC046-01 | ExAnte2019 | IOU workpaper | 2019-11-06 | Cap-Tons | 1 |  |  | 0 | 0 | 0 | 34.7051 | 0 | 43.1201 | [6 empty] | DEER:HVAC_Split-Package_HP | Annual | FALSE
Any | SWHC046H | SCn | ex | CZ07 | cDXHP | SWHC046-01 | ExAnte2019 | IOU workpaper | 2019-11-06 | Cap-Tons | 1 |  |  | 0 | 0 | 0 | 81.6883 | 0 | 33.3388 | [6 empty] | DEER:HVAC_Split-Package_HP | Annual | FALSE
Any | SWHC046H | SCn | ex | CZ08 | cDXHP | SWHC046-01 | ExAnte2019 | IOU workpaper | 2019-11-06 | Cap-Tons | 1 |  |  | 0 | 0 | 0 | 67.455 | 0 | 45.1714 | [6 empty] | DEER:HVAC_Split-Package_HP | Annual | FALSE
Any | SWHC046H | SCn | ex | CZ09 | cDXHP | SWHC046-01 | ExAnte2019 | IOU workpaper | 2019-11-06 | Cap-Tons | 1 |  |  | 0 | 0 | 0 | 92.7302 | 0 | 46.3429 | [6 empty] | DEER:HVAC_Split-Package_HP | Annual | FALSE
Any | SWHC046H | SCn | ex | CZ10 | cDXHP | SWHC046-01 | ExAnte2019 | IOU workpaper | 2019-11-06 | Cap-Tons | 1 |  |  | 0 | 0 | 0 | 99.9183 | 0 | 50.5703 | [6 empty] | DEER:HVAC_Split-Package_HP | Annual | FALSE
Any | SWHC046H | SCn | ex | CZ11 | cDXHP | SWHC046-01 | ExAnte2019 | IOU workpaper | 2019-11-06 | Cap-Tons | 1 |  |  | 0 | 0 | 0 | -105.5006 | 0 | 89.3305 | [6 empty] | DEER:HVAC_Split-Package_HP | Annual | FALSE
Any | SWHC046H | SCn | ex | CZ12 | cDXHP | SWHC046-01 | ExAnte2019 | IOU workpaper | 2019-11-06 | Cap-Tons | 1 |  |  | 0 | 0 | 0 | -183.5928 | 0 | 97.8122 | [6 empty] | DEER:HVAC_Split-Package_HP | Annual | FALSE
Any | SWHC046H | SCn | ex | CZ13 | cDXHP | SWHC046-01 | ExAnte2019 | IOU workpaper | 2019-11-06 | Cap-Tons | 1 |  |  | 0 | 0 | 0 | -11.2131 | 0 | 78.9867 | [6 empty] | DEER:HVAC_Split-Package_HP | Annual | FALSE
Any | SWHC046H | SCn | ex | CZ14 | cDXHP | SWHC046-01 | ExAnte2019 | IOU workpaper | 2019-11-06 | Cap-Tons | 1 |  |  | 0 | 0 | 0 | -140.0333 | 0 | 92.8407 | [6 empty] | DEER:HVAC_Split-Package_HP | Annual | FALSE
Any | SWHC046H | SCn | ex | CZ15 | cDXHP | SWHC046-01 | ExAnte2019 | IOU workpaper | 2019-11-06 | Cap-Tons | 1 |  |  | 0 | 0 | 0 | 433.6443 | 0 | 13.4192 | [6 empty] | DEER:HVAC_Split-Package_HP | Annual | FALSE
Any | SWHC046H | SCn | ex | CZ16 | cDXHP | SWHC046-01 | ExAnte2019 | IOU workpaper | 2019-11-06 | Cap-Tons | 1 |  |  | 0 | 0 | 0 | -806.8116 | 0 | 164.3771 | [6 empty] | DEER:HVAC_Split-Package_HP | Annual | FALSE
Any | SWHC046I | Asm | ex | CZ01 | cDXHP | SWHC046-01 | ExAnte2019 | IOU workpaper | 2019-11-06 | Cap-Tons | 1 |  |  | 0 | 0 | 0 | -1146.3563 | 0 | 154.4701 | [6 empty] | DEER:HVAC_Split-Package_HP | Annual | FALSE
Any | SWHC046I | Asm | ex | CZ02 | cDXHP | SWHC046-01 | ExAnte2019 | IOU workpaper | 2019-11-06 | Cap-Tons | 1 |  |  | 0 | 0 | 0 | -542.9345 | 0 | 92.0485 | [6 empty] | DEER:HVAC_Split-Package_HP | Annual | FALSE
Any | SWHC046I | Asm | ex | CZ03 | cDXHP | SWHC046-01 | ExAnte2019 | IOU workpaper | 2019-11-06 | Cap-Tons | 1 |  |  | 0 | 0 | 0 | -483.4048 | 0 | 62.2362 | [6 empty] | DEER:HVAC_Split-Package_HP | Annual | FALSE
Any | SWHC046I | Asm | ex | CZ04 | cDXHP | SWHC046-01 | ExAnte2019 | IOU workpaper | 2019-11-06 | Cap-Tons | 1 |  |  | 0 | 0 | 0 | -380.9119 | 0 | 63.0329 | [6 empty] | DEER:HVAC_Split-Package_HP | Annual | FALSE
Any | SWHC046I | Asm | ex | CZ05 | cDXHP | SWHC046-01 | ExAnte2019 | IOU workpaper | 2019-11-06 | Cap-Tons | 1 |  |  | 0 | 0 | 0 | -486.1175 | 0 | 63.5455 | [6 empty] | DEER:HVAC_Split-Package_HP | Annual | FALSE
Any | SWHC046I | Asm | ex | CZ06 | cDXHP | SWHC046-01 | ExAnte2019 | IOU workpaper | 2019-11-06 | Cap-Tons | 1 |  |  | 0 | 0 | 0 | -183.3168 | 0 | 24.0615 | [6 empty] | DEER:HVAC_Split-Package_HP | Annual | FALSE
Any | SWHC046I | Asm | ex | CZ07 | cDXHP | SWHC046-01 | ExAnte2019 | IOU workpaper | 2019-11-06 | Cap-Tons | 1 |  |  | 0 | 0 | 0 | -147.7072 | 0 | 17.7981 | [6 empty] | DEER:HVAC_Split-Package_HP | Annual | FALSE
Any | SWHC046I | Asm | ex | CZ08 | cDXHP | SWHC046-01 | ExAnte2019 | IOU workpaper | 2019-11-06 | Cap-Tons | 1 |  |  | 0 | 0 | 0 | -177.179 | 0 | 24.9831 | [6 empty] | DEER:HVAC_Split-Package_HP | Annual | FALSE
Any | SWHC046I | Asm | ex | CZ09 | cDXHP | SWHC046-01 | ExAnte2019 | IOU workpaper | 2019-11-06 | Cap-Tons | 1 |  |  | 0 | 0 | 0 | -150.3062 | 0 | 19.7542 | [6 empty] | DEER:HVAC_Split-Package_HP | Annual | FALSE
Any | SWHC046I | Asm | ex | CZ10 | cDXHP | SWHC046-01 | ExAnte2019 | IOU workpaper | 2019-11-06 | Cap-Tons | 1 |  |  | 0 | 0 | 0 | -186.8583 | 0 | 25.9572 | [6 empty] | DEER:HVAC_Split-Package_HP | Annual | FALSE
Any | SWHC046I | Asm | ex | CZ11 | cDXHP | SWHC046-01 | ExAnte2019 | IOU workpaper | 2019-11-06 | Cap-Tons | 1 |  |  | 0 | 0 | 0 | -346.5169 | 0 | 46.2894 | [6 empty] | DEER:HVAC_Split-Package_HP | Annual | FALSE
Any | SWHC046I | Asm | ex | CZ12 | cDXHP | SWHC046-01 | ExAnte2019 | IOU workpaper | 2019-11-06 | Cap-Tons | 1 |  |  | 0 | 0 | 0 | -411.235 | 0 | 55.1538 | [6 empty] | DEER:HVAC_Split-Package_HP | Annual | FALSE
Any | SWHC046I | Asm | ex | CZ13 | cDXHP | SWHC046-01 | ExAnte2019 | IOU workpaper | 2019-11-06 | Cap-Tons | 1 |  |  | 0 | 0 | 0 | -312.149 | 0 | 41.5295 | [6 empty] | DEER:HVAC_Split-Package_HP | Annual | FALSE
Any | SWHC046I | Asm | ex | CZ14 | cDXHP | SWHC046-01 | ExAnte2019 | IOU workpaper | 2019-11-06 | Cap-Tons | 1 |  |  | 0 | 0 | 0 | -340.7269 | 0 | 44.8153 | [6 empty] | DEER:HVAC_Split-Package_HP | Annual | FALSE
Any | SWHC046I | Asm | ex | CZ15 | cDXHP | SWHC046-01 | ExAnte2019 | IOU workpaper | 2019-11-06 | Cap-Tons | 1 |  |  | 0 | 0 | 0 | -29.021 | 0 | 7.3993 | [6 empty] | DEER:HVAC_Split-Package_HP | Annual | FALSE
Any | SWHC046I | Asm | ex | CZ16 | cDXHP | SWHC046-01 | ExAnte2019 | IOU workpaper | 2019-11-06 | Cap-Tons | 1 |  |  | 0 | 0 | 0 | -1350.6853 | 0 | 155.7993 | [6 empty] | DEER:HVAC_Split-Package_HP | Annual | FALSE
Any | SWHC046I | Com | ex | CZ01 | cDXHP | SWHC046-01 | ExAnte2019 | IOU workpaper | 2019-11-06 | Cap-Tons | 1 |  |  | 0 | 0 | 0 | -694.2737 | 0 | 89.0017 | [6 empty] | DEER:HVAC_Split-Package_HP | Annual | FALSE
Any | SWHC046I | Com | ex | CZ02 | cDXHP | SWHC046-01 | ExAnte2019 | IOU workpaper | 2019-11-06 | Cap-Tons | 1 |  |  | 0 | 0 | 0 | -359.5759 | 0 | 45.7786 | [6 empty] | DEER:HVAC_Split-Package_HP | Annual | FALSE
Any | SWHC046I | Com | ex | CZ03 | cDXHP | SWHC046-01 | ExAnte2019 | IOU workpaper | 2019-11-06 | Cap-Tons | 1 |  |  | 0 | 0 | 0 | -248.1777 | 0 | 32.4905 | [6 empty] | DEER:HVAC_Split-Package_HP | Annual | FALSE
Any | SWHC046I | Com | ex | CZ04 | cDXHP | SWHC046-01 | ExAnte2019 | IOU workpaper | 2019-11-06 | Cap-Tons | 1 |  |  | 0 | 0 | 0 | -216.846 | 0 | 27.9792 | [6 empty] | DEER:HVAC_Split-Package_HP | Annual | FALSE
Any | SWHC046I | Com | ex | CZ05 | cDXHP | SWHC046-01 | ExAnte2019 | IOU workpaper | 2019-11-06 | Cap-Tons | 1 |  |  | 0 | 0 | 0 | -339.1281 | 0 | 44.152 | [6 empty] | DEER:HVAC_Split-Package_HP | Annual | FALSE
Any | SWHC046I | Com | ex | CZ06 | cDXHP | SWHC046-01 | ExAnte2019 | IOU workpaper | 2019-11-06 | Cap-Tons | 1 |  |  | 0 | 0 | 0 | -128.5782 | 0 | 17.8055 | [6 empty] | DEER:HVAC_Split-Package_HP | Annual | FALSE
Any | SWHC046I | Com | ex | CZ07 | cDXHP | SWHC046-01 | ExAnte2019 | IOU workpaper | 2019-11-06 | Cap-Tons | 1 |  |  | 0 | 0 | 0 | -106.7244 | 0 | 14.8489 | [6 empty] | DEER:HVAC_Split-Package_HP | Annual | FALSE
Any | SWHC046I | Com | ex | CZ08 | cDXHP | SWHC046-01 | ExAnte2019 | IOU workpaper | 2019-11-06 | Cap-Tons | 1 |  |  | 0 | 0 | 0 | -118.2403 | 0 | 17.3123 | [6 empty] | DEER:HVAC_Split-Package_HP | Annual | FALSE
Any | SWHC046I | Com | ex | CZ09 | cDXHP | SWHC046-01 | ExAnte2019 | IOU workpaper | 2019-11-06 | Cap-Tons | 1 |  |  | 0 | 0 | 0 | -117.8375 | 0 | 16.3497 | [6 empty] | DEER:HVAC_Split-Package_HP | Annual | FALSE
Any | SWHC046I | Com | ex | CZ10 | cDXHP | SWHC046-01 | ExAnte2019 | IOU workpaper | 2019-11-06 | Cap-Tons | 1 |  |  | 0 | 0 | 0 | -157.7665 | 0 | 21.8078 | [6 empty] | DEER:HVAC_Split-Package_HP | Annual | FALSE
Any | SWHC046I | Com | ex | CZ11 | cDXHP | SWHC046-01 | ExAnte2019 | IOU workpaper | 2019-11-06 | Cap-Tons | 1 |  |  | 0 | 0 | 0 | -301.5531 | 0 | 39.3311 | [6 empty] | DEER:HVAC_Split-Package_HP | Annual | FALSE
Any | SWHC046I | Com | ex | CZ12 | cDXHP | SWHC046-01 | ExAnte2019 | IOU workpaper | 2019-11-06 | Cap-Tons | 1 |  |  | 0 | 0 | 0 | -285.2728 | 0 | 36.6702 | [6 empty] | DEER:HVAC_Split-Package_HP | Annual | FALSE
Any | SWHC046I | Com | ex | CZ13 | cDXHP | SWHC046-01 | ExAnte2019 | IOU workpaper | 2019-11-06 | Cap-Tons | 1 |  |  | 0 | 0 | 0 | -249.1235 | 0 | 32.6343 | [6 empty] | DEER:HVAC_Split-Package_HP | Annual | FALSE
Any | SWHC046I | Com | ex | CZ14 | cDXHP | SWHC046-01 | ExAnte2019 | IOU workpaper | 2019-11-06 | Cap-Tons | 1 |  |  | 0 | 0 | 0 | -278.3108 | 0 | 34.9025 | [6 empty] | DEER:HVAC_Split-Package_HP | Annual | FALSE
Any | SWHC046I | Com | ex | CZ15 | cDXHP | SWHC046-01 | ExAnte2019 | IOU workpaper | 2019-11-06 | Cap-Tons | 1 |  |  | 0 | 0 | 0 | -13.3412 | 0 | 5.6497 | [6 empty] | DEER:HVAC_Split-Package_HP | Annual | FALSE
Any | SWHC046I | Com | ex | CZ16 | cDXHP | SWHC046-01 | ExAnte2019 | IOU workpaper | 2019-11-06 | Cap-Tons | 1 |  |  | 0 | 0 | 0 | -974.4461 | 0 | 105.3696 | [6 empty] | DEER:HVAC_Split-Package_HP | Annual | FALSE
Any | SWHC046I | ECC | ex | CZ01 | cDXHP | SWHC046-01 | ExAnte2019 | IOU workpaper | 2019-11-06 | Cap-Tons | 1 |  |  | 0 | 0 | 0 | -379.4016 | 0 | 48.5625 | [6 empty] | DEER:HVAC_Split-Package_HP | Annual | FALSE
Any | SWHC046I | ECC | ex | CZ02 | cDXHP | SWHC046-01 | ExAnte2019 | IOU workpaper | 2019-11-06 | Cap-Tons | 1 |  |  | 0 | 0 | 0 | -201.1531 | 0 | 25.4874 | [6 empty] | DEER:HVAC_Split-Package_HP | Annual | FALSE
Any | SWHC046I | ECC | ex | CZ03 | cDXHP | SWHC046-01 | ExAnte2019 | IOU workpaper | 2019-11-06 | Cap-Tons | 1 |  |  | 0 | 0 | 0 | -160.4855 | 0 | 20.8177 | [6 empty] | DEER:HVAC_Split-Package_HP | Annual | FALSE
Any | SWHC046I | ECC | ex | CZ04 | cDXHP | SWHC046-01 | ExAnte2019 | IOU workpaper | 2019-11-06 | Cap-Tons | 1 |  |  | 0 | 0 | 0 | -143.9932 | 0 | 18.1781 | [6 empty] | DEER:HVAC_Split-Package_HP | Annual | FALSE
Any | SWHC046I | ECC | ex | CZ05 | cDXHP | SWHC046-01 | ExAnte2019 | IOU workpaper | 2019-11-06 | Cap-Tons | 1 |  |  | 0 | 0 | 0 | -161.6799 | 0 | 20.7499 | [6 empty] | DEER:HVAC_Split-Package_HP | Annual | FALSE
Any | SWHC046I | ECC | ex | CZ06 | cDXHP | SWHC046-01 | ExAnte2019 | IOU workpaper | 2019-11-06 | Cap-Tons | 1 |  |  | 0 | 0 | 0 | -39.1069 | 0 | 6.4808 | [6 empty] | DEER:HVAC_Split-Package_HP | Annual | FALSE
Any | SWHC046I | ECC | ex | CZ07 | cDXHP | SWHC046-01 | ExAnte2019 | IOU workpaper | 2019-11-06 | Cap-Tons | 1 |  |  | 0 | 0 | 0 | -18.9311 | 0 | 3.6529 | [6 empty] | DEER:HVAC_Split-Package_HP | Annual | FALSE
Any | SWHC046I | ECC | ex | CZ08 | cDXHP | SWHC046-01 | ExAnte2019 | IOU workpaper | 2019-11-06 | Cap-Tons | 1 |  |  | 0 | 0 | 0 | -27.9388 | 0 | 5.824 | [6 empty] | DEER:HVAC_Split-Package_HP | Annual | FALSE
Any | SWHC046I | ECC | ex | CZ09 | cDXHP | SWHC046-01 | ExAnte2019 | IOU workpaper | 2019-11-06 | Cap-Tons | 1 |  |  | 0 | 0 | 0 | -45.5106 | 0 | 7.217 | [6 empty] | DEER:HVAC_Split-Package_HP | Annual | FALSE
Any | SWHC046I | ECC | ex | CZ10 | cDXHP | SWHC046-01 | ExAnte2019 | IOU workpaper | 2019-11-06 | Cap-Tons | 1 |  |  | 0 | 0 | 0 | -46.3294 | 0 | 7.7985 | [6 empty] | DEER:HVAC_Split-Package_HP | Annual | FALSE
Any | SWHC046I | ECC | ex | CZ11 | cDXHP | SWHC046-01 | ExAnte2019 | IOU workpaper | 2019-11-06 | Cap-Tons | 1 |  |  | 0 | 0 | 0 | -164.2559 | 0 | 23.3304 | [6 empty] | DEER:HVAC_Split-Package_HP | Annual | FALSE
Any | SWHC046I | ECC | ex | CZ12 | cDXHP | SWHC046-01 | ExAnte2019 | IOU workpaper | 2019-11-06 | Cap-Tons | 1 |  |  | 0 | 0 | 0 | -174.8699 | 0 | 23.7967 | [6 empty] | DEER:HVAC_Split-Package_HP | Annual | FALSE
Any | SWHC046I | ECC | ex | CZ13 | cDXHP | SWHC046-01 | ExAnte2019 | IOU workpaper | 2019-11-06 | Cap-Tons | 1 |  |  | 0 | 0 | 0 | -138.2817 | 0 | 19.8382 | [6 empty] | DEER:HVAC_Split-Package_HP | Annual | FALSE
Any | SWHC046I | ECC | ex | CZ14 | cDXHP | SWHC046-01 | ExAnte2019 | IOU workpaper | 2019-11-06 | Cap-Tons | 1 |  |  | 0 | 0 | 0 | -155.4012 | 0 | 20.9123 | [6 empty] | DEER:HVAC_Split-Package_HP | Annual | FALSE
Any | SWHC046I | ECC | ex | CZ15 | cDXHP | SWHC046-01 | ExAnte2019 | IOU workpaper | 2019-11-06 | Cap-Tons | 1 |  |  | 0 | 0 | 0 | 16.7864 | 0 | 1.9383 | [6 empty] | DEER:HVAC_Split-Package_HP | Annual | FALSE
Any | SWHC046I | ECC | ex | CZ16 | cDXHP | SWHC046-01 | ExAnte2019 | IOU workpaper | 2019-11-06 | Cap-Tons | 1 |  |  | 0 | 0 | 0 | -611.1201 | 0 | 66.0583 | [6 empty] | DEER:HVAC_Split-Package_HP | Annual | FALSE
Any | SWHC046I | EPr | ex | CZ01 | cDXHP | SWHC046-01 | ExAnte2019 | IOU workpaper | 2019-11-06 | Cap-Tons | 1 |  |  | 0 | 0 | 0 | -534.0264 | 0 | 72.9321 | [6 empty] | DEER:HVAC_Split-Package_HP | Annual | FALSE
Any | SWHC046I | EPr | ex | CZ02 | cDXHP | SWHC046-01 | ExAnte2019 | IOU workpaper | 2019-11-06 | Cap-Tons | 1 |  |  | 0 | 0 | 0 | -288.8987 | 0 | 34.8916 | [6 empty] | DEER:HVAC_Split-Package_HP | Annual | FALSE
Any | SWHC046I | EPr | ex | CZ03 | cDXHP | SWHC046-01 | ExAnte2019 | IOU workpaper | 2019-11-06 | Cap-Tons | 1 |  |  | 0 | 0 | 0 | -245.7809 | 0 | 33.4162 | [6 empty] | DEER:HVAC_Split-Package_HP | Annual | FALSE
Any | SWHC046I | EPr | ex | CZ04 | cDXHP | SWHC046-01 | ExAnte2019 | IOU workpaper | 2019-11-06 | Cap-Tons | 1 |  |  | 0 | 0 | 0 | -209.9752 | 0 | 25.051 | [6 empty] | DEER:HVAC_Split-Package_HP | Annual | FALSE
Any | SWHC046I | EPr | ex | CZ05 | cDXHP | SWHC046-01 | ExAnte2019 | IOU workpaper | 2019-11-06 | Cap-Tons | 1 |  |  | 0 | 0 | 0 | -248.7601 | 0 | 33.5248 | [6 empty] | DEER:HVAC_Split-Package_HP | Annual | FALSE
Any | SWHC046I | EPr | ex | CZ06 | cDXHP | SWHC046-01 | ExAnte2019 | IOU workpaper | 2019-11-06 | Cap-Tons | 1 |  |  | 0 | 0 | 0 | -92.7311 | 0 | 12.9186 | [6 empty] | DEER:HVAC_Split-Package_HP | Annual | FALSE
Any | SWHC046I | EPr | ex | CZ07 | cDXHP | SWHC046-01 | ExAnte2019 | IOU workpaper | 2019-11-06 | Cap-Tons | 1 |  |  | 0 | 0 | 0 | -71.1671 | 0 | 9.4326 | [6 empty] | DEER:HVAC_Split-Package_HP | Annual | FALSE
Any | SWHC046I | EPr | ex | CZ08 | cDXHP | SWHC046-01 | ExAnte2019 | IOU workpaper | 2019-11-06 | Cap-Tons | 1 |  |  | 0 | 0 | 0 | -74.6503 | 0 | 10.7872 | [6 empty] | DEER:HVAC_Split-Package_HP | Annual | FALSE
Any | SWHC046I | EPr | ex | CZ09 | cDXHP | SWHC046-01 | ExAnte2019 | IOU workpaper | 2019-11-06 | Cap-Tons | 1 |  |  | 0 | 0 | 0 | -96.3841 | 0 | 13.0614 | [6 empty] | DEER:HVAC_Split-Package_HP | Annual | FALSE
Any | SWHC046I | EPr | ex | CZ10 | cDXHP | SWHC046-01 | ExAnte2019 | IOU workpaper | 2019-11-06 | Cap-Tons | 1 |  |  | 0 | 0 | 0 | -88.5727 | 0 | 12.6484 | [6 empty] | DEER:HVAC_Split-Package_HP | Annual | FALSE
Any | SWHC046I | EPr | ex | CZ11 | cDXHP | SWHC046-01 | ExAnte2019 | IOU workpaper | 2019-11-06 | Cap-Tons | 1 |  |  | 0 | 0 | 0 | -213.4976 | 0 | 29.0409 | [6 empty] | DEER:HVAC_Split-Package_HP | Annual | FALSE
Any | SWHC046I | EPr | ex | CZ12 | cDXHP | SWHC046-01 | ExAnte2019 | IOU workpaper | 2019-11-06 | Cap-Tons | 1 |  |  | 0 | 0 | 0 | -238.8834 | 0 | 30.6956 | [6 empty] | DEER:HVAC_Split-Package_HP | Annual | FALSE
Any | SWHC046I | EPr | ex | CZ13 | cDXHP | SWHC046-01 | ExAnte2019 | IOU workpaper | 2019-11-06 | Cap-Tons | 1 |  |  | 0 | 0 | 0 | -178.8419 | 0 | 25.624 | [6 empty] | DEER:HVAC_Split-Package_HP | Annual | FALSE
Any | SWHC046I | EPr | ex | CZ14 | cDXHP | SWHC046-01 | ExAnte2019 | IOU workpaper | 2019-11-06 | Cap-Tons | 1 |  |  | 0 | 0 | 0 | -199.7559 | 0 | 26.2296 | [6 empty] | DEER:HVAC_Split-Package_HP | Annual | FALSE
Any | SWHC046I | EPr | ex | CZ15 | cDXHP | SWHC046-01 | ExAnte2019 | IOU workpaper | 2019-11-06 | Cap-Tons | 1 |  |  | 0 | 0 | 0 | -8.3876 | 0 | 3.5631 | [6 empty] | DEER:HVAC_Split-Package_HP | Annual | FALSE
Any | SWHC046I | EPr | ex | CZ16 | cDXHP | SWHC046-01 | ExAnte2019 | IOU workpaper | 2019-11-06 | Cap-Tons | 1 |  |  | 0 | 0 | 0 | -753.0891 | 0 | 84.4166 | [6 empty] | DEER:HVAC_Split-Package_HP | Annual | FALSE
Any | SWHC046I | ERC | ex | CZ01 | cDXHP | SWHC046-01 | ExAnte2019 | IOU workpaper | 2019-11-06 | Cap-Tons | 1 |  |  | 0 | 0 | 0 | -805.5492 | 0 | 110.1162 | [6 empty] | DEER:HVAC_Split-Package_HP | Annual | FALSE
Any | SWHC046I | ERC | ex | CZ02 | cDXHP | SWHC046-01 | ExAnte2019 | IOU workpaper | 2019-11-06 | Cap-Tons | 1 |  |  | 0 | 0 | 0 | -506.6426 | 0 | 69.5869 | [6 empty] | DEER:HVAC_Split-Package_HP | Annual | FALSE
Any | SWHC046I | ERC | ex | CZ03 | cDXHP | SWHC046-01 | ExAnte2019 | IOU workpaper | 2019-11-06 | Cap-Tons | 1 |  |  | 0 | 0 | 0 | -345.3812 | 0 | 53.4289 | [6 empty] | DEER:HVAC_Split-Package_HP | Annual | FALSE
Any | SWHC046I | ERC | ex | CZ04 | cDXHP | SWHC046-01 | ExAnte2019 | IOU workpaper | 2019-11-06 | Cap-Tons | 1 |  |  | 0 | 0 | 0 | -357.7811 | 0 | 49.8915 | [6 empty] | DEER:HVAC_Split-Package_HP | Annual | FALSE
Any | SWHC046I | ERC | ex | CZ05 | cDXHP | SWHC046-01 | ExAnte2019 | IOU workpaper | 2019-11-06 | Cap-Tons | 1 |  |  | 0 | 0 | 0 | -418.7477 | 0 | 61.724 | [6 empty] | DEER:HVAC_Split-Package_HP | Annual | FALSE
Any | SWHC046I | ERC | ex | CZ06 | cDXHP | SWHC046-01 | ExAnte2019 | IOU workpaper | 2019-11-06 | Cap-Tons | 1 |  |  | 0 | 0 | 0 | -158.7672 | 0 | 26.3492 | [6 empty] | DEER:HVAC_Split-Package_HP | Annual | FALSE
Any | SWHC046I | ERC | ex | CZ07 | cDXHP | SWHC046-01 | ExAnte2019 | IOU workpaper | 2019-11-06 | Cap-Tons | 1 |  |  | 0 | 0 | 0 | -95.0867 | 0 | 16.423 | [6 empty] | DEER:HVAC_Split-Package_HP | Annual | FALSE
Any | SWHC046I | ERC | ex | CZ08 | cDXHP | SWHC046-01 | ExAnte2019 | IOU workpaper | 2019-11-06 | Cap-Tons | 1 |  |  | 0 | 0 | 0 | -131.5904 | 0 | 22.7451 | [6 empty] | DEER:HVAC_Split-Package_HP | Annual | FALSE
Any | SWHC046I | ERC | ex | CZ09 | cDXHP | SWHC046-01 | ExAnte2019 | IOU workpaper | 2019-11-06 | Cap-Tons | 1 |  |  | 0 | 0 | 0 | -136.8139 | 0 | 22.2282 | [6 empty] | DEER:HVAC_Split-Package_HP | Annual | FALSE
Any | SWHC046I | ERC | ex | CZ10 | cDXHP | SWHC046-01 | ExAnte2019 | IOU workpaper | 2019-11-06 | Cap-Tons | 1 |  |  | 0 | 0 | 0 | -161.693 | 0 | 25.4458 | [6 empty] | DEER:HVAC_Split-Package_HP | Annual | FALSE
Any | SWHC046I | ERC | ex | CZ11 | cDXHP | SWHC046-01 | ExAnte2019 | IOU workpaper | 2019-11-06 | Cap-Tons | 1 |  |  | 0 | 0 | 0 | -331.4951 | 0 | 46.9039 | [6 empty] | DEER:HVAC_Split-Package_HP | Annual | FALSE
Any | SWHC046I | ERC | ex | CZ12 | cDXHP | SWHC046-01 | ExAnte2019 | IOU workpaper | 2019-11-06 | Cap-Tons | 1 |  |  | 0 | 0 | 0 | -375.9329 | 0 | 52.9718 | [6 empty] | DEER:HVAC_Split-Package_HP | Annual | FALSE
Any | SWHC046I | ERC | ex | CZ13 | cDXHP | SWHC046-01 | ExAnte2019 | IOU workpaper | 2019-11-06 | Cap-Tons | 1 |  |  | 0 | 0 | 0 | -289.3541 | 0 | 41.4797 | [6 empty] | DEER:HVAC_Split-Package_HP | Annual | FALSE
Any | SWHC046I | ERC | ex | CZ14 | cDXHP | SWHC046-01 | ExAnte2019 | IOU workpaper | 2019-11-06 | Cap-Tons | 1 |  |  | 0 | 0 | 0 | -324.796 | 0 | 43.799 | [6 empty] | DEER:HVAC_Split-Package_HP | Annual | FALSE
Any | SWHC046I | ERC | ex | CZ15 | cDXHP | SWHC046-01 | ExAnte2019 | IOU workpaper | 2019-11-06 | Cap-Tons | 1 |  |  | 0 | 0 | 0 | -20.3998 | 0 | 6.7246 | [6 empty] | DEER:HVAC_Split-Package_HP | Annual | FALSE
Any | SWHC046I | ERC | ex | CZ16 | cDXHP | SWHC046-01 | ExAnte2019 | IOU workpaper | 2019-11-06 | Cap-Tons | 1 |  |  | 0 | 0 | 0 | -1116.0868 | 0 | 123.3539 | [6 empty] | DEER:HVAC_Split-Package_HP | Annual | FALSE
Any | SWHC046I | ESe | ex | CZ01 | cDXHP | SWHC046-01 | ExAnte2019 | IOU workpaper | 2019-11-06 | Cap-Tons | 1 |  |  | 0 | 0 | 0 | -472.4353 | 0 | 62.6164 | [6 empty] | DEER:HVAC_Split-Package_HP | Annual | FALSE
Any | SWHC046I | ESe | ex | CZ02 | cDXHP | SWHC046-01 | ExAnte2019 | IOU workpaper | 2019-11-06 | Cap-Tons | 1 |  |  | 0 | 0 | 0 | -279.2605 | 0 | 33.9701 | [6 empty] | DEER:HVAC_Split-Package_HP | Annual | FALSE
Any | SWHC046I | ESe | ex | CZ03 | cDXHP | SWHC046-01 | ExAnte2019 | IOU workpaper | 2019-11-06 | Cap-Tons | 1 |  |  | 0 | 0 | 0 | -194.4469 | 0 | 26.013 | [6 empty] | DEER:HVAC_Split-Package_HP | Annual | FALSE
Any | SWHC046I | ESe | ex | CZ04 | cDXHP | SWHC046-01 | ExAnte2019 | IOU workpaper | 2019-11-06 | Cap-Tons | 1 |  |  | 0 | 0 | 0 | -179.7843 | 0 | 22.1133 | [6 empty] | DEER:HVAC_Split-Package_HP | Annual | FALSE
Any | SWHC046I | ESe | ex | CZ05 | cDXHP | SWHC046-01 | ExAnte2019 | IOU workpaper | 2019-11-06 | Cap-Tons | 1 |  |  | 0 | 0 | 0 | -190.4498 | 0 | 25.3541 | [6 empty] | DEER:HVAC_Split-Package_HP | Annual | FALSE
Any | SWHC046I | ESe | ex | CZ06 | cDXHP | SWHC046-01 | ExAnte2019 | IOU workpaper | 2019-11-06 | Cap-Tons | 1 |  |  | 0 | 0 | 0 | -66.4046 | 0 | 9.5127 | [6 empty] | DEER:HVAC_Split-Package_HP | Annual | FALSE
Any | SWHC046I | ESe | ex | CZ07 | cDXHP | SWHC046-01 | ExAnte2019 | IOU workpaper | 2019-11-06 | Cap-Tons | 1 |  |  | 0 | 0 | 0 | -41.9963 | 0 | 6.3211 | [6 empty] | DEER:HVAC_Split-Package_HP | Annual | FALSE
Any | SWHC046I | ESe | ex | CZ08 | cDXHP | SWHC046-01 | ExAnte2019 | IOU workpaper | 2019-11-06 | Cap-Tons | 1 |  |  | 0 | 0 | 0 | -54.8491 | 0 | 8.7812 | [6 empty] | DEER:HVAC_Split-Package_HP | Annual | FALSE
Any | SWHC046I | ESe | ex | CZ09 | cDXHP | SWHC046-01 | ExAnte2019 | IOU workpaper | 2019-11-06 | Cap-Tons | 1 |  |  | 0 | 0 | 0 | -71.7448 | 0 | 10.222 | [6 empty] | DEER:HVAC_Split-Package_HP | Annual | FALSE
Any | SWHC046I | ESe | ex | CZ10 | cDXHP | SWHC046-01 | ExAnte2019 | IOU workpaper | 2019-11-06 | Cap-Tons | 1 |  |  | 0 | 0 | 0 | -87.3043 | 0 | 12.5049 | [6 empty] | DEER:HVAC_Split-Package_HP | Annual | FALSE
Any | SWHC046I | ESe | ex | CZ11 | cDXHP | SWHC046-01 | ExAnte2019 | IOU workpaper | 2019-11-06 | Cap-Tons | 1 |  |  | 0 | 0 | 0 | -227.4693 | 0 | 31.1402 | [6 empty] | DEER:HVAC_Split-Package_HP | Annual | FALSE
Any | SWHC046I | ESe | ex | CZ12 | cDXHP | SWHC046-01 | ExAnte2019 | IOU workpaper | 2019-11-06 | Cap-Tons | 1 |  |  | 0 | 0 | 0 | -245.8244 | 0 | 31.7749 | [6 empty] | DEER:HVAC_Split-Package_HP | Annual | FALSE
Any | SWHC046I | ESe | ex | CZ13 | cDXHP | SWHC046-01 | ExAnte2019 | IOU workpaper | 2019-11-06 | Cap-Tons | 1 |  |  | 0 | 0 | 0 | -193.9502 | 0 | 26.6575 | [6 empty] | DEER:HVAC_Split-Package_HP | Annual | FALSE
Any | SWHC046I | ESe | ex | CZ14 | cDXHP | SWHC046-01 | ExAnte2019 | IOU workpaper | 2019-11-06 | Cap-Tons | 1 |  |  | 0 | 0 | 0 | -214.07 | 0 | 27.9764 | [6 empty] | DEER:HVAC_Split-Package_HP | Annual | FALSE
Any | SWHC046I | ESe | ex | CZ15 | cDXHP | SWHC046-01 | ExAnte2019 | IOU workpaper | 2019-11-06 | Cap-Tons | 1 |  |  | 0 | 0 | 0 | -7.1767 | 0 | 3.6936 | [6 empty] | DEER:HVAC_Split-Package_HP | Annual | FALSE
Any | SWHC046I | ESe | ex | CZ16 | cDXHP | SWHC046-01 | ExAnte2019 | IOU workpaper | 2019-11-06 | Cap-Tons | 1 |  |  | 0 | 0 | 0 | -704.4604 | 0 | 76.8018 | [6 empty] | DEER:HVAC_Split-Package_HP | Annual | FALSE
Any | SWHC046I | EUn | ex | CZ01 | cDXHP | SWHC046-01 | ExAnte2019 | IOU workpaper | 2019-11-06 | Cap-Tons | 1 |  |  | 0 | 0 | 0 | -517.9573 | 0 | 69.9315 | [6 empty] | DEER:HVAC_Split-Package_HP | Annual | FALSE
Any | SWHC046I | EUn | ex | CZ02 | cDXHP | SWHC046-01 | ExAnte2019 | IOU workpaper | 2019-11-06 | Cap-Tons | 1 |  |  | 0 | 0 | 0 | -306.4554 | 0 | 40.0477 | [6 empty] | DEER:HVAC_Split-Package_HP | Annual | FALSE
Any | SWHC046I | EUn | ex | CZ03 | cDXHP | SWHC046-01 | ExAnte2019 | IOU workpaper | 2019-11-06 | Cap-Tons | 1 |  |  | 0 | 0 | 0 | -249.9464 | 0 | 34.7464 | [6 empty] | DEER:HVAC_Split-Package_HP | Annual | FALSE
Any | SWHC046I | EUn | ex | CZ04 | cDXHP | SWHC046-01 | ExAnte2019 | IOU workpaper | 2019-11-06 | Cap-Tons | 1 |  |  | 0 | 0 | 0 | -234.6429 | 0 | 30.3089 | [6 empty] | DEER:HVAC_Split-Package_HP | Annual | FALSE
Any | SWHC046I | EUn | ex | CZ05 | cDXHP | SWHC046-01 | ExAnte2019 | IOU workpaper | 2019-11-06 | Cap-Tons | 1 |  |  | 0 | 0 | 0 | -256.5536 | 0 | 35.8672 | [6 empty] | DEER:HVAC_Split-Package_HP | Annual | FALSE
Any | SWHC046I | EUn | ex | CZ06 | cDXHP | SWHC046-01 | ExAnte2019 | IOU workpaper | 2019-11-06 | Cap-Tons | 1 |  |  | 0 | 0 | 0 | -93.7866 | 0 | 14.0792 | [6 empty] | DEER:HVAC_Split-Package_HP | Annual | FALSE
Any | SWHC046I | EUn | ex | CZ07 | cDXHP | SWHC046-01 | ExAnte2019 | IOU workpaper | 2019-11-06 | Cap-Tons | 1 |  |  | 0 | 0 | 0 | -66.1913 | 0 | 9.8559 | [6 empty] | DEER:HVAC_Split-Package_HP | Annual | FALSE
Any | SWHC046I | EUn | ex | CZ08 | cDXHP | SWHC046-01 | ExAnte2019 | IOU workpaper | 2019-11-06 | Cap-Tons | 1 |  |  | 0 | 0 | 0 | -81.8776 | 0 | 13.4116 | [6 empty] | DEER:HVAC_Split-Package_HP | Annual | FALSE
Any | SWHC046I | EUn | ex | CZ09 | cDXHP | SWHC046-01 | ExAnte2019 | IOU workpaper | 2019-11-06 | Cap-Tons | 1 |  |  | 0 | 0 | 0 | -95.3649 | 0 | 14.0701 | [6 empty] | DEER:HVAC_Split-Package_HP | Annual | FALSE
Any | SWHC046I | EUn | ex | CZ10 | cDXHP | SWHC046-01 | ExAnte2019 | IOU workpaper | 2019-11-06 | Cap-Tons | 1 |  |  | 0 | 0 | 0 | -93.0477 | 0 | 14.3307 | [6 empty] | DEER:HVAC_Split-Package_HP | Annual | FALSE
Any | SWHC046I | EUn | ex | CZ11 | cDXHP | SWHC046-01 | ExAnte2019 | IOU workpaper | 2019-11-06 | Cap-Tons | 1 |  |  | 0 | 0 | 0 | -222.0298 | 0 | 31.7561 | [6 empty] | DEER:HVAC_Split-Package_HP | Annual | FALSE
Any | SWHC046I | EUn | ex | CZ12 | cDXHP | SWHC046-01 | ExAnte2019 | IOU workpaper | 2019-11-06 | Cap-Tons | 1 |  |  | 0 | 0 | 0 | -244.6041 | 0 | 34.1153 | [6 empty] | DEER:HVAC_Split-Package_HP | Annual | FALSE
Any | SWHC046I | EUn | ex | CZ13 | cDXHP | SWHC046-01 | ExAnte2019 | IOU workpaper | 2019-11-06 | Cap-Tons | 1 |  |  | 0 | 0 | 0 | -187.9082 | 0 | 26.9542 | [6 empty] | DEER:HVAC_Split-Package_HP | Annual | FALSE
Any | SWHC046I | EUn | ex | CZ14 | cDXHP | SWHC046-01 | ExAnte2019 | IOU workpaper | 2019-11-06 | Cap-Tons | 1 |  |  | 0 | 0 | 0 | -214.3307 | 0 | 29.2439 | [6 empty] | DEER:HVAC_Split-Package_HP | Annual | FALSE
Any | SWHC046I | EUn | ex | CZ15 | cDXHP | SWHC046-01 | ExAnte2019 | IOU workpaper | 2019-11-06 | Cap-Tons | 1 |  |  | 0 | 0 | 0 | 0.1115 | 0 | 4.2252 | [6 empty] | DEER:HVAC_Split-Package_HP | Annual | FALSE
Any | SWHC046I | EUn | ex | CZ16 | cDXHP | SWHC046-01 | ExAnte2019 | IOU workpaper | 2019-11-06 | Cap-Tons | 1 |  |  | 0 | 0 | 0 | -746.4904 | 0 | 82.9867 | [6 empty] | DEER:HVAC_Split-Package_HP | Annual | FALSE
Any | SWHC046I | Gro | ex | CZ01 | cDXHP | SWHC046-01 | ExAnte2019 | IOU workpaper | 2019-11-06 | Cap-Tons | 1 |  |  | 0 | 0 | 0 | -3291.7309 | 0 | 439.6634 | [6 empty] | DEER:HVAC_Split-Package_HP | Annual | FALSE
Any | SWHC046I | Gro | ex | CZ02 | cDXHP | SWHC046-01 | ExAnte2019 | IOU workpaper | 2019-11-06 | Cap-Tons | 1 |  |  | 0 | 0 | 0 | -1275.9021 | 0 | 144.7363 | [6 empty] | DEER:HVAC_Split-Package_HP | Annual | FALSE
Any | SWHC046I | Gro | ex | CZ03 | cDXHP | SWHC046-01 | ExAnte2019 | IOU workpaper | 2019-11-06 | Cap-Tons | 1 |  |  | 0 | 0 | 0 | -1463.5352 | 0 | 197.2844 | [6 empty] | DEER:HVAC_Split-Package_HP | Annual | FALSE
Any | SWHC046I | Gro | ex | CZ04 | cDXHP | SWHC046-01 | ExAnte2019 | IOU workpaper | 2019-11-06 | Cap-Tons | 1 |  |  | 0 | 0 | 0 | -1092.6745 | 0 | 130.0058 | [6 empty] | DEER:HVAC_Split-Package_HP | Annual | FALSE
Any | SWHC046I | Gro | ex | CZ05 | cDXHP | SWHC046-01 | ExAnte2019 | IOU workpaper | 2019-11-06 | Cap-Tons | 1 |  |  | 0 | 0 | 0 | -1722.2903 | 0 | 229.3916 | [6 empty] | DEER:HVAC_Split-Package_HP | Annual | FALSE
Any | SWHC046I | Gro | ex | CZ06 | cDXHP | SWHC046-01 | ExAnte2019 | IOU workpaper | 2019-11-06 | Cap-Tons | 1 |  |  | 0 | 0 | 0 | -781.5274 | 0 | 89.5988 | [6 empty] | DEER:HVAC_Split-Package_HP | Annual | FALSE
Any | SWHC046I | Gro | ex | CZ07 | cDXHP | SWHC046-01 | ExAnte2019 | IOU workpaper | 2019-11-06 | Cap-Tons | 1 |  |  | 0 | 0 | 0 | -817.5006 | 0 | 104.7239 | [6 empty] | DEER:HVAC_Split-Package_HP | Annual | FALSE
Any | SWHC046I | Gro | ex | CZ08 | cDXHP | SWHC046-01 | ExAnte2019 | IOU workpaper | 2019-11-06 | Cap-Tons | 1 |  |  | 0 | 0 | 0 | -650.887 | 0 | 74.6975 | [6 empty] | DEER:HVAC_Split-Package_HP | Annual | FALSE
Any | SWHC046I | Gro | ex | CZ09 | cDXHP | SWHC046-01 | ExAnte2019 | IOU workpaper | 2019-11-06 | Cap-Tons | 1 |  |  | 0 | 0 | 0 | -640.705 | 0 | 68.4359 | [6 empty] | DEER:HVAC_Split-Package_HP | Annual | FALSE
Any | SWHC046I | Gro | ex | CZ10 | cDXHP | SWHC046-01 | ExAnte2019 | IOU workpaper | 2019-11-06 | Cap-Tons | 1 |  |  | 0 | 0 | 0 | -681.1898 | 0 | 73.7171 | [6 empty] | DEER:HVAC_Split-Package_HP | Annual | FALSE
Any | SWHC046I | Gro | ex | CZ11 | cDXHP | SWHC046-01 | ExAnte2019 | IOU workpaper | 2019-11-06 | Cap-Tons | 1 |  |  | 0 | 0 | 0 | -943.7766 | 0 | 101.6762 | [6 empty] | DEER:HVAC_Split-Package_HP | Annual | FALSE
Any | SWHC046I | Gro | ex | CZ12 | cDXHP | SWHC046-01 | ExAnte2019 | IOU workpaper | 2019-11-06 | Cap-Tons | 1 |  |  | 0 | 0 | 0 | -972.0729 | 0 | 101.3289 | [6 empty] | DEER:HVAC_Split-Package_HP | Annual | FALSE
Any | SWHC046I | Gro | ex | CZ13 | cDXHP | SWHC046-01 | ExAnte2019 | IOU workpaper | 2019-11-06 | Cap-Tons | 1 |  |  | 0 | 0 | 0 | -856.1385 | 0 | 91.2784 | [6 empty] | DEER:HVAC_Split-Package_HP | Annual | FALSE
Any | SWHC046I | Gro | ex | CZ14 | cDXHP | SWHC046-01 | ExAnte2019 | IOU workpaper | 2019-11-06 | Cap-Tons | 1 |  |  | 0 | 0 | 0 | -934.4681 | 0 | 96.6664 | [6 empty] | DEER:HVAC_Split-Package_HP | Annual | FALSE
Any | SWHC046I | Gro | ex | CZ15 | cDXHP | SWHC046-01 | ExAnte2019 | IOU workpaper | 2019-11-06 | Cap-Tons | 1 |  |  | 0 | 0 | 0 | -267.2981 | 0 | 26.4591 | [6 empty] | DEER:HVAC_Split-Package_HP | Annual | FALSE
Any | SWHC046I | Gro | ex | CZ16 | cDXHP | SWHC046-01 | ExAnte2019 | IOU workpaper | 2019-11-06 | Cap-Tons | 1 |  |  | 0 | 0 | 0 | -3000.6232 | 0 | 301.7267 | [6 empty] | DEER:HVAC_Split-Package_HP | Annual | FALSE
Any | SWHC046I | Hsp | ex | CZ01 | cDXHP | SWHC046-01 | ExAnte2019 | IOU workpaper | 2019-11-06 | Cap-Tons | 1 |  |  | 0 | 0 | 0 | -423.2023 | 0 | 45.0814 | [6 empty] | DEER:HVAC_Split-Package_HP | Annual | FALSE
Any | SWHC046I | Hsp | ex | CZ02 | cDXHP | SWHC046-01 | ExAnte2019 | IOU workpaper | 2019-11-06 | Cap-Tons | 1 |  |  | 0 | 0 | 0 | -257.9924 | 0 | 28.618 | [6 empty] | DEER:HVAC_Split-Package_HP | Annual | FALSE
Any | SWHC046I | Hsp | ex | CZ03 | cDXHP | SWHC046-01 | ExAnte2019 | IOU workpaper | 2019-11-06 | Cap-Tons | 1 |  |  | 0 | 0 | 0 | -196.1952 | 0 | 21.6234 | [6 empty] | DEER:HVAC_Split-Package_HP | Annual | FALSE
Any | SWHC046I | Hsp | ex | CZ04 | cDXHP | SWHC046-01 | ExAnte2019 | IOU workpaper | 2019-11-06 | Cap-Tons | 1 |  |  | 0 | 0 | 0 | -193.5426 | 0 | 21.5661 | [6 empty] | DEER:HVAC_Split-Package_HP | Annual | FALSE
Any | SWHC046I | Hsp | ex | CZ05 | cDXHP | SWHC046-01 | ExAnte2019 | IOU workpaper | 2019-11-06 | Cap-Tons | 1 |  |  | 0 | 0 | 0 | -212.1768 | 0 | 23.1037 | [6 empty] | DEER:HVAC_Split-Package_HP | Annual | FALSE
Any | SWHC046I | Hsp | ex | CZ06 | cDXHP | SWHC046-01 | ExAnte2019 | IOU workpaper | 2019-11-06 | Cap-Tons | 1 |  |  | 0 | 0 | 0 | -77.6861 | 0 | 9.9934 | [6 empty] | DEER:HVAC_Split-Package_HP | Annual | FALSE
Any | SWHC046I | Hsp | ex | CZ07 | cDXHP | SWHC046-01 | ExAnte2019 | IOU workpaper | 2019-11-06 | Cap-Tons | 1 |  |  | 0 | 0 | 0 | -27.3751 | 0 | 4.2672 | [6 empty] | DEER:HVAC_Split-Package_HP | Annual | FALSE
Any | SWHC046I | Hsp | ex | CZ08 | cDXHP | SWHC046-01 | ExAnte2019 | IOU workpaper | 2019-11-06 | Cap-Tons | 1 |  |  | 0 | 0 | 0 | -49.0665 | 0 | 7.5154 | [6 empty] | DEER:HVAC_Split-Package_HP | Annual | FALSE
Any | SWHC046I | Hsp | ex | CZ09 | cDXHP | SWHC046-01 | ExAnte2019 | IOU workpaper | 2019-11-06 | Cap-Tons | 1 |  |  | 0 | 0 | 0 | -76.8262 | 0 | 10.548 | [6 empty] | DEER:HVAC_Split-Package_HP | Annual | FALSE
Any | SWHC046I | Hsp | ex | CZ10 | cDXHP | SWHC046-01 | ExAnte2019 | IOU workpaper | 2019-11-06 | Cap-Tons | 1 |  |  | 0 | 0 | 0 | -91.5916 | 0 | 12.4026 | [6 empty] | DEER:HVAC_Split-Package_HP | Annual | FALSE
Any | SWHC046I | Hsp | ex | CZ11 | cDXHP | SWHC046-01 | ExAnte2019 | IOU workpaper | 2019-11-06 | Cap-Tons | 1 |  |  | 0 | 0 | 0 | -244.2646 | 0 | 29.6874 | [6 empty] | DEER:HVAC_Split-Package_HP | Annual | FALSE
Any | SWHC046I | Hsp | ex | CZ12 | cDXHP | SWHC046-01 | ExAnte2019 | IOU workpaper | 2019-11-06 | Cap-Tons | 1 |  |  | 0 | 0 | 0 | -236.3353 | 0 | 27.7973 | [6 empty] | DEER:HVAC_Split-Package_HP | Annual | FALSE
Any | SWHC046I | Hsp | ex | CZ13 | cDXHP | SWHC046-01 | ExAnte2019 | IOU workpaper | 2019-11-06 | Cap-Tons | 1 |  |  | 0 | 0 | 0 | -211.4484 | 0 | 25.8934 | [6 empty] | DEER:HVAC_Split-Package_HP | Annual | FALSE
Any | SWHC046I | Hsp | ex | CZ14 | cDXHP | SWHC046-01 | ExAnte2019 | IOU workpaper | 2019-11-06 | Cap-Tons | 1 |  |  | 0 | 0 | 0 | -278.0826 | 0 | 32.7911 | [6 empty] | DEER:HVAC_Split-Package_HP | Annual | FALSE
Any | SWHC046I | Hsp | ex | CZ15 | cDXHP | SWHC046-01 | ExAnte2019 | IOU workpaper | 2019-11-06 | Cap-Tons | 1 |  |  | 0 | 0 | 0 | 9.2044 | 0 | 4.4555 | [6 empty] | DEER:HVAC_Split-Package_HP | Annual | FALSE
Any | SWHC046I | Hsp | ex | CZ16 | cDXHP | SWHC046-01 | ExAnte2019 | IOU workpaper | 2019-11-06 | Cap-Tons | 1 |  |  | 0 | 0 | 0 | -744.7938 | 0 | 78.0691 | [6 empty] | DEER:HVAC_Split-Package_HP | Annual | FALSE
Any | SWHC046I | Htl | ex | CZ01 | cDXHP | SWHC046-01 | ExAnte2019 | IOU workpaper | 2019-11-06 | Cap-Tons | 1 |  |  | 0 | 0 | 0 | -1434.5833 | 0 | 187.3794 | [6 empty] | DEER:HVAC_Split-Package_HP | Annual | FALSE
Any | SWHC046I | Htl | ex | CZ02 | cDXHP | SWHC046-01 | ExAnte2019 | IOU workpaper | 2019-11-06 | Cap-Tons | 1 |  |  | 0 | 0 | 0 | -890.8167 | 0 | 104.5951 | [6 empty] | DEER:HVAC_Split-Package_HP | Annual | FALSE
Any | SWHC046I | Htl | ex | CZ03 | cDXHP | SWHC046-01 | ExAnte2019 | IOU workpaper | 2019-11-06 | Cap-Tons | 1 |  |  | 0 | 0 | 0 | -767.3769 | 0 | 102.0275 | [6 empty] | DEER:HVAC_Split-Package_HP | Annual | FALSE
Any | SWHC046I | Htl | ex | CZ04 | cDXHP | SWHC046-01 | ExAnte2019 | IOU workpaper | 2019-11-06 | Cap-Tons | 1 |  |  | 0 | 0 | 0 | -691.2426 | 0 | 75.5046 | [6 empty] | DEER:HVAC_Split-Package_HP | Annual | FALSE
Any | SWHC046I | Htl | ex | CZ05 | cDXHP | SWHC046-01 | ExAnte2019 | IOU workpaper | 2019-11-06 | Cap-Tons | 1 |  |  | 0 | 0 | 0 | -811.3019 | 0 | 107.2411 | [6 empty] | DEER:HVAC_Split-Package_HP | Annual | FALSE
Any | SWHC046I | Htl | ex | CZ06 | cDXHP | SWHC046-01 | ExAnte2019 | IOU workpaper | 2019-11-06 | Cap-Tons | 1 |  |  | 0 | 0 | 0 | -367.4345 | 0 | 48.4703 | [6 empty] | DEER:HVAC_Split-Package_HP | Annual | FALSE
Any | SWHC046I | Htl | ex | CZ07 | cDXHP | SWHC046-01 | ExAnte2019 | IOU workpaper | 2019-11-06 | Cap-Tons | 1 |  |  | 0 | 0 | 0 | -270.7825 | 0 | 33.6708 | [6 empty] | DEER:HVAC_Split-Package_HP | Annual | FALSE
Any | SWHC046I | Htl | ex | CZ08 | cDXHP | SWHC046-01 | ExAnte2019 | IOU workpaper | 2019-11-06 | Cap-Tons | 1 |  |  | 0 | 0 | 0 | -272.1699 | 0 | 37.0812 | [6 empty] | DEER:HVAC_Split-Package_HP | Annual | FALSE
Any | SWHC046I | Htl | ex | CZ09 | cDXHP | SWHC046-01 | ExAnte2019 | IOU workpaper | 2019-11-06 | Cap-Tons | 1 |  |  | 0 | 0 | 0 | -325.0048 | 0 | 41.7772 | [6 empty] | DEER:HVAC_Split-Package_HP | Annual | FALSE
Any | SWHC046I | Htl | ex | CZ10 | cDXHP | SWHC046-01 | ExAnte2019 | IOU workpaper | 2019-11-06 | Cap-Tons | 1 |  |  | 0 | 0 | 0 | -352.4662 | 0 | 47.6979 | [6 empty] | DEER:HVAC_Split-Package_HP | Annual | FALSE
Any | SWHC046I | Htl | ex | CZ11 | cDXHP | SWHC046-01 | ExAnte2019 | IOU workpaper | 2019-11-06 | Cap-Tons | 1 |  |  | 0 | 0 | 0 | -615.0468 | 0 | 83.4381 | [6 empty] | DEER:HVAC_Split-Package_HP | Annual | FALSE
Any | SWHC046I | Htl | ex | CZ12 | cDXHP | SWHC046-01 | ExAnte2019 | IOU workpaper | 2019-11-06 | Cap-Tons | 1 |  |  | 0 | 0 | 0 | -645.3703 | 0 | 86.7708 | [6 empty] | DEER:HVAC_Split-Package_HP | Annual | FALSE
Any | SWHC046I | Htl | ex | CZ13 | cDXHP | SWHC046-01 | ExAnte2019 | IOU workpaper | 2019-11-06 | Cap-Tons | 1 |  |  | 0 | 0 | 0 | -550.9415 | 0 | 74.313 | [6 empty] | DEER:HVAC_Split-Package_HP | Annual | FALSE
Any | SWHC046I | Htl | ex | CZ14 | cDXHP | SWHC046-01 | ExAnte2019 | IOU workpaper | 2019-11-06 | Cap-Tons | 1 |  |  | 0 | 0 | 0 | -660.1764 | 0 | 86.377 | [6 empty] | DEER:HVAC_Split-Package_HP | Annual | FALSE
Any | SWHC046I | Htl | ex | CZ15 | cDXHP | SWHC046-01 | ExAnte2019 | IOU workpaper | 2019-11-06 | Cap-Tons | 1 |  |  | 0 | 0 | 0 | -107.72 | 0 | 18.0152 | [6 empty] | DEER:HVAC_Split-Package_HP | Annual | FALSE
Any | SWHC046I | Htl | ex | CZ16 | cDXHP | SWHC046-01 | ExAnte2019 | IOU workpaper | 2019-11-06 | Cap-Tons | 1 |  |  | 0 | 0 | 0 | -1891.0548 | 0 | 204.1808 | [6 empty] | DEER:HVAC_Split-Package_HP | Annual | FALSE
Any | SWHC046I | MBT | ex | CZ01 | cDXHP | SWHC046-01 | ExAnte2019 | IOU workpaper | 2019-11-06 | Cap-Tons | 1 |  |  | 0 | 0 | 0 | -334.1644 | 0 | 44.8592 | [6 empty] | DEER:HVAC_Split-Package_HP | Annual | FALSE
Any | SWHC046I | MBT | ex | CZ02 | cDXHP | SWHC046-01 | ExAnte2019 | IOU workpaper | 2019-11-06 | Cap-Tons | 1 |  |  | 0 | 0 | 0 | -168.8726 | 0 | 23.0982 | [6 empty] | DEER:HVAC_Split-Package_HP | Annual | FALSE
Any | SWHC046I | MBT | ex | CZ03 | cDXHP | SWHC046-01 | ExAnte2019 | IOU workpaper | 2019-11-06 | Cap-Tons | 1 |  |  | 0 | 0 | 0 | -150.1205 | 0 | 21.219 | [6 empty] | DEER:HVAC_Split-Package_HP | Annual | FALSE
Any | SWHC046I | MBT | ex | CZ04 | cDXHP | SWHC046-01 | ExAnte2019 | IOU workpaper | 2019-11-06 | Cap-Tons | 1 |  |  | 0 | 0 | 0 | -113.1156 | 0 | 16.0113 | [6 empty] | DEER:HVAC_Split-Package_HP | Annual | FALSE
Any | SWHC046I | MBT | ex | CZ05 | cDXHP | SWHC046-01 | ExAnte2019 | IOU workpaper | 2019-11-06 | Cap-Tons | 1 |  |  | 0 | 0 | 0 | -154.1039 | 0 | 21.1736 | [6 empty] | DEER:HVAC_Split-Package_HP | Annual | FALSE
Any | SWHC046I | MBT | ex | CZ06 | cDXHP | SWHC046-01 | ExAnte2019 | IOU workpaper | 2019-11-06 | Cap-Tons | 1 |  |  | 0 | 0 | 0 | -51.5384 | 0 | 8.8853 | [6 empty] | DEER:HVAC_Split-Package_HP | Annual | FALSE
Any | SWHC046I | MBT | ex | CZ07 | cDXHP | SWHC046-01 | ExAnte2019 | IOU workpaper | 2019-11-06 | Cap-Tons | 1 |  |  | 0 | 0 | 0 | -35.8958 | 0 | 6.1751 | [6 empty] | DEER:HVAC_Split-Package_HP | Annual | FALSE
Any | SWHC046I | MBT | ex | CZ08 | cDXHP | SWHC046-01 | ExAnte2019 | IOU workpaper | 2019-11-06 | Cap-Tons | 1 |  |  | 0 | 0 | 0 | -40.8835 | 0 | 7.6598 | [6 empty] | DEER:HVAC_Split-Package_HP | Annual | FALSE
Any | SWHC046I | MBT | ex | CZ09 | cDXHP | SWHC046-01 | ExAnte2019 | IOU workpaper | 2019-11-06 | Cap-Tons | 1 |  |  | 0 | 0 | 0 | -50.2672 | 0 | 8.2957 | [6 empty] | DEER:HVAC_Split-Package_HP | Annual | FALSE
Any | SWHC046I | MBT | ex | CZ10 | cDXHP | SWHC046-01 | ExAnte2019 | IOU workpaper | 2019-11-06 | Cap-Tons | 1 |  |  | 0 | 0 | 0 | -45.7339 | 0 | 8.2902 | [6 empty] | DEER:HVAC_Split-Package_HP | Annual | FALSE
Any | SWHC046I | MBT | ex | CZ11 | cDXHP | SWHC046-01 | ExAnte2019 | IOU workpaper | 2019-11-06 | Cap-Tons | 1 |  |  | 0 | 0 | 0 | -116.894 | 0 | 17.2964 | [6 empty] | DEER:HVAC_Split-Package_HP | Annual | FALSE
Any | SWHC046I | MBT | ex | CZ12 | cDXHP | SWHC046-01 | ExAnte2019 | IOU workpaper | 2019-11-06 | Cap-Tons | 1 |  |  | 0 | 0 | 0 | -135.2772 | 0 | 18.7354 | [6 empty] | DEER:HVAC_Split-Package_HP | Annual | FALSE
Any | SWHC046I | MBT | ex | CZ13 | cDXHP | SWHC046-01 | ExAnte2019 | IOU workpaper | 2019-11-06 | Cap-Tons | 1 |  |  | 0 | 0 | 0 | -103.754 | 0 | 15.4144 | [6 empty] | DEER:HVAC_Split-Package_HP | Annual | FALSE
Any | SWHC046I | MBT | ex | CZ14 | cDXHP | SWHC046-01 | ExAnte2019 | IOU workpaper | 2019-11-06 | Cap-Tons | 1 |  |  | 0 | 0 | 0 | -125.4091 | 0 | 17.8633 | [6 empty] | DEER:HVAC_Split-Package_HP | Annual | FALSE
Any | SWHC046I | MBT | ex | CZ15 | cDXHP | SWHC046-01 | ExAnte2019 | IOU workpaper | 2019-11-06 | Cap-Tons | 1 |  |  | 0 | 0 | 0 | 10.9865 | 0 | 2.4063 | [6 empty] | DEER:HVAC_Split-Package_HP | Annual | FALSE
Any | SWHC046I | MBT | ex | CZ16 | cDXHP | SWHC046-01 | ExAnte2019 | IOU workpaper | 2019-11-06 | Cap-Tons | 1 |  |  | 0 | 0 | 0 | -534.0527 | 0 | 58.5515 | [6 empty] | DEER:HVAC_Split-Package_HP | Annual | FALSE
Any | SWHC046I | MLI | ex | CZ01 | cDXHP | SWHC046-01 | ExAnte2019 | IOU workpaper | 2019-11-06 | Cap-Tons | 1 |  |  | 0 | 0 | 0 | -669.9872 | 0 | 76.3303 | [6 empty] | DEER:HVAC_Split-Package_HP | Annual | FALSE
Any | SWHC046I | MLI | ex | CZ02 | cDXHP | SWHC046-01 | ExAnte2019 | IOU workpaper | 2019-11-06 | Cap-Tons | 1 |  |  | 0 | 0 | 0 | -401.7951 | 0 | 46.5116 | [6 empty] | DEER:HVAC_Split-Package_HP | Annual | FALSE
Any | SWHC046I | MLI | ex | CZ03 | cDXHP | SWHC046-01 | ExAnte2019 | IOU workpaper | 2019-11-06 | Cap-Tons | 1 |  |  | 0 | 0 | 0 | -328.7831 | 0 | 39.1986 | [6 empty] | DEER:HVAC_Split-Package_HP | Annual | FALSE
Any | SWHC046I | MLI | ex | CZ04 | cDXHP | SWHC046-01 | ExAnte2019 | IOU workpaper | 2019-11-06 | Cap-Tons | 1 |  |  | 0 | 0 | 0 | -318.835 | 0 | 35.1047 | [6 empty] | DEER:HVAC_Split-Package_HP | Annual | FALSE
Any | SWHC046I | MLI | ex | CZ05 | cDXHP | SWHC046-01 | ExAnte2019 | IOU workpaper | 2019-11-06 | Cap-Tons | 1 |  |  | 0 | 0 | 0 | -366.0926 | 0 | 42.8291 | [6 empty] | DEER:HVAC_Split-Package_HP | Annual | FALSE
Any | SWHC046I | MLI | ex | CZ06 | cDXHP | SWHC046-01 | ExAnte2019 | IOU workpaper | 2019-11-06 | Cap-Tons | 1 |  |  | 0 | 0 | 0 | -158.8756 | 0 | 19.8216 | [6 empty] | DEER:HVAC_Split-Package_HP | Annual | FALSE
Any | SWHC046I | MLI | ex | CZ07 | cDXHP | SWHC046-01 | ExAnte2019 | IOU workpaper | 2019-11-06 | Cap-Tons | 1 |  |  | 0 | 0 | 0 | -103.2486 | 0 | 12.7068 | [6 empty] | DEER:HVAC_Split-Package_HP | Annual | FALSE
Any | SWHC046I | MLI | ex | CZ08 | cDXHP | SWHC046-01 | ExAnte2019 | IOU workpaper | 2019-11-06 | Cap-Tons | 1 |  |  | 0 | 0 | 0 | -123.3109 | 0 | 18.0425 | [6 empty] | DEER:HVAC_Split-Package_HP | Annual | FALSE
Any | SWHC046I | MLI | ex | CZ09 | cDXHP | SWHC046-01 | ExAnte2019 | IOU workpaper | 2019-11-06 | Cap-Tons | 1 |  |  | 0 | 0 | 0 | -134.1297 | 0 | 19.3328 | [6 empty] | DEER:HVAC_Split-Package_HP | Annual | FALSE
Any | SWHC046I | MLI | ex | CZ10 | cDXHP | SWHC046-01 | ExAnte2019 | IOU workpaper | 2019-11-06 | Cap-Tons | 1 |  |  | 0 | 0 | 0 | -139.506 | 0 | 19.3886 | [6 empty] | DEER:HVAC_Split-Package_HP | Annual | FALSE
Any | SWHC046I | MLI | ex | CZ11 | cDXHP | SWHC046-01 | ExAnte2019 | IOU workpaper | 2019-11-06 | Cap-Tons | 1 |  |  | 0 | 0 | 0 | -288.1238 | 0 | 37.5363 | [6 empty] | DEER:HVAC_Split-Package_HP | Annual | FALSE
Any | SWHC046I | MLI | ex | CZ12 | cDXHP | SWHC046-01 | ExAnte2019 | IOU workpaper | 2019-11-06 | Cap-Tons | 1 |  |  | 0 | 0 | 0 | -306.1547 | 0 | 38.1782 | [6 empty] | DEER:HVAC_Split-Package_HP | Annual | FALSE
Any | SWHC046I | MLI | ex | CZ13 | cDXHP | SWHC046-01 | ExAnte2019 | IOU workpaper | 2019-11-06 | Cap-Tons | 1 |  |  | 0 | 0 | 0 | -240.602 | 0 | 31.3807 | [6 empty] | DEER:HVAC_Split-Package_HP | Annual | FALSE
Any | SWHC046I | MLI | ex | CZ14 | cDXHP | SWHC046-01 | ExAnte2019 | IOU workpaper | 2019-11-06 | Cap-Tons | 1 |  |  | 0 | 0 | 0 | -324.6698 | 0 | 40.3255 | [6 empty] | DEER:HVAC_Split-Package_HP | Annual | FALSE
Any | SWHC046I | MLI | ex | CZ15 | cDXHP | SWHC046-01 | ExAnte2019 | IOU workpaper | 2019-11-06 | Cap-Tons | 1 |  |  | 0 | 0 | 0 | -17.2559 | 0 | 5.6291 | [6 empty] | DEER:HVAC_Split-Package_HP | Annual | FALSE
Any | SWHC046I | MLI | ex | CZ16 | cDXHP | SWHC046-01 | ExAnte2019 | IOU workpaper | 2019-11-06 | Cap-Tons | 1 |  |  | 0 | 0 | 0 | -900.0022 | 0 | 92.379 | [6 empty] | DEER:HVAC_Split-Package_HP | Annual | FALSE
Any | SWHC046I | Mtl | ex | CZ01 | cDXHP | SWHC046-01 | ExAnte2019 | IOU workpaper | 2019-11-06 | Cap-Tons | 1 |  |  | 0 | 0 | 0 | -553.8259 | 0 | 61.5601 | [6 empty] | DEER:HVAC_Split-Package_HP | Annual | FALSE
Any | SWHC046I | Mtl | ex | CZ02 | cDXHP | SWHC046-01 | ExAnte2019 | IOU workpaper | 2019-11-06 | Cap-Tons | 1 |  |  | 0 | 0 | 0 | -447.6536 | 0 | 60.2765 | [6 empty] | DEER:HVAC_Split-Package_HP | Annual | FALSE
Any | SWHC046I | Mtl | ex | CZ03 | cDXHP | SWHC046-01 | ExAnte2019 | IOU workpaper | 2019-11-06 | Cap-Tons | 1 |  |  | 0 | 0 | 0 | -267.8322 | 0 | 29.4896 | [6 empty] | DEER:HVAC_Split-Package_HP | Annual | FALSE
Any | SWHC046I | Mtl | ex | CZ04 | cDXHP | SWHC046-01 | ExAnte2019 | IOU workpaper | 2019-11-06 | Cap-Tons | 1 |  |  | 0 | 0 | 0 | -339.1822 | 0 | 44.1823 | [6 empty] | DEER:HVAC_Split-Package_HP | Annual | FALSE
Any | SWHC046I | Mtl | ex | CZ05 | cDXHP | SWHC046-01 | ExAnte2019 | IOU workpaper | 2019-11-06 | Cap-Tons | 1 |  |  | 0 | 0 | 0 | -318.9757 | 0 | 35.4568 | [6 empty] | DEER:HVAC_Split-Package_HP | Annual | FALSE
Any | SWHC046I | Mtl | ex | CZ06 | cDXHP | SWHC046-01 | ExAnte2019 | IOU workpaper | 2019-11-06 | Cap-Tons | 1 |  |  | 0 | 0 | 0 | -65.9785 | 0 | 9.1498 | [6 empty] | DEER:HVAC_Split-Package_HP | Annual | FALSE
Any | SWHC046I | Mtl | ex | CZ07 | cDXHP | SWHC046-01 | ExAnte2019 | IOU workpaper | 2019-11-06 | Cap-Tons | 1 |  |  | 0 | 0 | 0 | -5.1056 | 0 | 2.3298 | [6 empty] | DEER:HVAC_Split-Package_HP | Annual | FALSE
Any | SWHC046I | Mtl | ex | CZ08 | cDXHP | SWHC046-01 | ExAnte2019 | IOU workpaper | 2019-11-06 | Cap-Tons | 1 |  |  | 0 | 0 | 0 | -65.2549 | 0 | 9.7052 | [6 empty] | DEER:HVAC_Split-Package_HP | Annual | FALSE
Any | SWHC046I | Mtl | ex | CZ09 | cDXHP | SWHC046-01 | ExAnte2019 | IOU workpaper | 2019-11-06 | Cap-Tons | 1 |  |  | 0 | 0 | 0 | -80.7361 | 0 | 10.8776 | [6 empty] | DEER:HVAC_Split-Package_HP | Annual | FALSE
Any | SWHC046I | Mtl | ex | CZ10 | cDXHP | SWHC046-01 | ExAnte2019 | IOU workpaper | 2019-11-06 | Cap-Tons | 1 |  |  | 0 | 0 | 0 | -144.815 | 0 | 19.5658 | [6 empty] | DEER:HVAC_Split-Package_HP | Annual | FALSE
Any | SWHC046I | Mtl | ex | CZ11 | cDXHP | SWHC046-01 | ExAnte2019 | IOU workpaper | 2019-11-06 | Cap-Tons | 1 |  |  | 0 | 0 | 0 | -322.2744 | 0 | 40.6712 | [6 empty] | DEER:HVAC_Split-Package_HP | Annual | FALSE
Any | SWHC046I | Mtl | ex | CZ12 | cDXHP | SWHC046-01 | ExAnte2019 | IOU workpaper | 2019-11-06 | Cap-Tons | 1 |  |  | 0 | 0 | 0 | -339.3953 | 0 | 43.0208 | [6 empty] | DEER:HVAC_Split-Package_HP | Annual | FALSE
Any | SWHC046I | Mtl | ex | CZ13 | cDXHP | SWHC046-01 | ExAnte2019 | IOU workpaper | 2019-11-06 | Cap-Tons | 1 |  |  | 0 | 0 | 0 | -276.8925 | 0 | 34.6495 | [6 empty] | DEER:HVAC_Split-Package_HP | Annual | FALSE
Any | SWHC046I | Mtl | ex | CZ14 | cDXHP | SWHC046-01 | ExAnte2019 | IOU workpaper | 2019-11-06 | Cap-Tons | 1 |  |  | 0 | 0 | 0 | -365.1266 | 0 | 44.3856 | [6 empty] | DEER:HVAC_Split-Package_HP | Annual | FALSE
Any | SWHC046I | Mtl | ex | CZ15 | cDXHP | SWHC046-01 | ExAnte2019 | IOU workpaper | 2019-11-06 | Cap-Tons | 1 |  |  | 0 | 0 | 0 | 6.5108 | 0 | 3.9099 | [6 empty] | DEER:HVAC_Split-Package_HP | Annual | FALSE
Any | SWHC046I | Mtl | ex | CZ16 | cDXHP | SWHC046-01 | ExAnte2019 | IOU workpaper | 2019-11-06 | Cap-Tons | 1 |  |  | 0 | 0 | 0 | -875.2534 | 0 | 95.3584 | [6 empty] | DEER:HVAC_Split-Package_HP | Annual | FALSE
Any | SWHC046I | Nrs | ex | CZ01 | cDXHP | SWHC046-01 | ExAnte2019 | IOU workpaper | 2019-11-06 | Cap-Tons | 1 |  |  | 0 | 0 | 0 | -786.4409 | 0 | 98.106 | [6 empty] | DEER:HVAC_Split-Package_HP | Annual | FALSE
Any | SWHC046I | Nrs | ex | CZ02 | cDXHP | SWHC046-01 | ExAnte2019 | IOU workpaper | 2019-11-06 | Cap-Tons | 1 |  |  | 0 | 0 | 0 | -555.3565 | 0 | 70.462 | [6 empty] | DEER:HVAC_Split-Package_HP | Annual | FALSE
Any | SWHC046I | Nrs | ex | CZ03 | cDXHP | SWHC046-01 | ExAnte2019 | IOU workpaper | 2019-11-06 | Cap-Tons | 1 |  |  | 0 | 0 | 0 | -451.9347 | 0 | 56.9537 | [6 empty] | DEER:HVAC_Split-Package_HP | Annual | FALSE
Any | SWHC046I | Nrs | ex | CZ04 | cDXHP | SWHC046-01 | ExAnte2019 | IOU workpaper | 2019-11-06 | Cap-Tons | 1 |  |  | 0 | 0 | 0 | -439.7634 | 0 | 54.0422 | [6 empty] | DEER:HVAC_Split-Package_HP | Annual | FALSE
Any | SWHC046I | Nrs | ex | CZ05 | cDXHP | SWHC046-01 | ExAnte2019 | IOU workpaper | 2019-11-06 | Cap-Tons | 1 |  |  | 0 | 0 | 0 | -499.1122 | 0 | 62.8059 | [6 empty] | DEER:HVAC_Split-Package_HP | Annual | FALSE
Any | SWHC046I | Nrs | ex | CZ06 | cDXHP | SWHC046-01 | ExAnte2019 | IOU workpaper | 2019-11-06 | Cap-Tons | 1 |  |  | 0 | 0 | 0 | -264.7581 | 0 | 33.9454 | [6 empty] | DEER:HVAC_Split-Package_HP | Annual | FALSE
Any | SWHC046I | Nrs | ex | CZ07 | cDXHP | SWHC046-01 | ExAnte2019 | IOU workpaper | 2019-11-06 | Cap-Tons | 1 |  |  | 0 | 0 | 0 | -173.6164 | 0 | 20.8198 | [6 empty] | DEER:HVAC_Split-Package_HP | Annual | FALSE
Any | SWHC046I | Nrs | ex | CZ08 | cDXHP | SWHC046-01 | ExAnte2019 | IOU workpaper | 2019-11-06 | Cap-Tons | 1 |  |  | 0 | 0 | 0 | -213.3502 | 0 | 28.1423 | [6 empty] | DEER:HVAC_Split-Package_HP | Annual | FALSE
Any | SWHC046I | Nrs | ex | CZ09 | cDXHP | SWHC046-01 | ExAnte2019 | IOU workpaper | 2019-11-06 | Cap-Tons | 1 |  |  | 0 | 0 | 0 | -245.4915 | 0 | 32.5004 | [6 empty] | DEER:HVAC_Split-Package_HP | Annual | FALSE
Any | SWHC046I | Nrs | ex | CZ10 | cDXHP | SWHC046-01 | ExAnte2019 | IOU workpaper | 2019-11-06 | Cap-Tons | 1 |  |  | 0 | 0 | 0 | -280.5521 | 0 | 37.8766 | [6 empty] | DEER:HVAC_Split-Package_HP | Annual | FALSE
Any | SWHC046I | Nrs | ex | CZ11 | cDXHP | SWHC046-01 | ExAnte2019 | IOU workpaper | 2019-11-06 | Cap-Tons | 1 |  |  | 0 | 0 | 0 | -426.7671 | 0 | 55.7478 | [6 empty] | DEER:HVAC_Split-Package_HP | Annual | FALSE
Any | SWHC046I | Nrs | ex | CZ12 | cDXHP | SWHC046-01 | ExAnte2019 | IOU workpaper | 2019-11-06 | Cap-Tons | 1 |  |  | 0 | 0 | 0 | -453.4357 | 0 | 58.7688 | [6 empty] | DEER:HVAC_Split-Package_HP | Annual | FALSE
Any | SWHC046I | Nrs | ex | CZ13 | cDXHP | SWHC046-01 | ExAnte2019 | IOU workpaper | 2019-11-06 | Cap-Tons | 1 |  |  | 0 | 0 | 0 | -391.1572 | 0 | 51.6591 | [6 empty] | DEER:HVAC_Split-Package_HP | Annual | FALSE
Any | SWHC046I | Nrs | ex | CZ14 | cDXHP | SWHC046-01 | ExAnte2019 | IOU workpaper | 2019-11-06 | Cap-Tons | 1 |  |  | 0 | 0 | 0 | -482.3385 | 0 | 60.7101 | [6 empty] | DEER:HVAC_Split-Package_HP | Annual | FALSE
Any | SWHC046I | Nrs | ex | CZ15 | cDXHP | SWHC046-01 | ExAnte2019 | IOU workpaper | 2019-11-06 | Cap-Tons | 1 |  |  | 0 | 0 | 0 | -78.3596 | 0 | 14.6004 | [6 empty] | DEER:HVAC_Split-Package_HP | Annual | FALSE
Any | SWHC046I | Nrs | ex | CZ16 | cDXHP | SWHC046-01 | ExAnte2019 | IOU workpaper | 2019-11-06 | Cap-Tons | 1 |  |  | 0 | 0 | 0 | -1104.7829 | 0 | 121.2635 | [6 empty] | DEER:HVAC_Split-Package_HP | Annual | FALSE
Any | SWHC046I | OfL | ex | CZ01 | cDXHP | SWHC046-01 | ExAnte2019 | IOU workpaper | 2019-11-06 | Cap-Tons | 1 |  |  | 0 | 0 | 0 | -62.2421 | 0 | 6.8855 | [6 empty] | DEER:HVAC_Split-Package_HP | Annual | FALSE
Any | SWHC046I | OfL | ex | CZ02 | cDXHP | SWHC046-01 | ExAnte2019 | IOU workpaper | 2019-11-06 | Cap-Tons | 1 |  |  | 0 | 0 | 0 | -23.1897 | 0 | 4.1772 | [6 empty] | DEER:HVAC_Split-Package_HP | Annual | FALSE
Any | SWHC046I | OfL | ex | CZ03 | cDXHP | SWHC046-01 | ExAnte2019 | IOU workpaper | 2019-11-06 | Cap-Tons | 1 |  |  | 0 | 0 | 0 | -23.8473 | 0 | 3.3458 | [6 empty] | DEER:HVAC_Split-Package_HP | Annual | FALSE
Any | SWHC046I | OfL | ex | CZ04 | cDXHP | SWHC046-01 | ExAnte2019 | IOU workpaper | 2019-11-06 | Cap-Tons | 1 |  |  | 0 | 0 | 0 | -21.4894 | 0 | 4.1779 | [6 empty] | DEER:HVAC_Split-Package_HP | Annual | FALSE
Any | SWHC046I | OfL | ex | CZ05 | cDXHP | SWHC046-01 | ExAnte2019 | IOU workpaper | 2019-11-06 | Cap-Tons | 1 |  |  | 0 | 0 | 0 | -23.2811 | 0 | 3.3458 | [6 empty] | DEER:HVAC_Split-Package_HP | Annual | FALSE
Any | SWHC046I | OfL | ex | CZ06 | cDXHP | SWHC046-01 | ExAnte2019 | IOU workpaper | 2019-11-06 | Cap-Tons | 1 |  |  | 0 | 0 | 0 | 10.1582 | 0 | 0.8638 | [6 empty] | DEER:HVAC_Split-Package_HP | Annual | FALSE
Any | SWHC046I | OfL | ex | CZ07 | cDXHP | SWHC046-01 | ExAnte2019 | IOU workpaper | 2019-11-06 | Cap-Tons | 1 |  |  | 0 | 0 | 0 | 13.2558 | 0 | 0.1967 | [6 empty] | DEER:HVAC_Split-Package_HP | Annual | FALSE
Any | SWHC046I | OfL | ex | CZ08 | cDXHP | SWHC046-01 | ExAnte2019 | IOU workpaper | 2019-11-06 | Cap-Tons | 1 |  |  | 0 | 0 | 0 | 15.3605 | 0 | 0.8491 | [6 empty] | DEER:HVAC_Split-Package_HP | Annual | FALSE
Any | SWHC046I | OfL | ex | CZ09 | cDXHP | SWHC046-01 | ExAnte2019 | IOU workpaper | 2019-11-06 | Cap-Tons | 1 |  |  | 0 | 0 | 0 | 7.5199 | 0 | 1.3335 | [6 empty] | DEER:HVAC_Split-Package_HP | Annual | FALSE
Any | SWHC046I | OfL | ex | CZ10 | cDXHP | SWHC046-01 | ExAnte2019 | IOU workpaper | 2019-11-06 | Cap-Tons | 1 |  |  | 0 | 0 | 0 | 14.8503 | 0 | 0.8621 | [6 empty] | DEER:HVAC_Split-Package_HP | Annual | FALSE
Any | SWHC046I | OfL | ex | CZ11 | cDXHP | SWHC046-01 | ExAnte2019 | IOU workpaper | 2019-11-06 | Cap-Tons | 1 |  |  | 0 | 0 | 0 | -20.2737 | 0 | 4.3987 | [6 empty] | DEER:HVAC_Split-Package_HP | Annual | FALSE
Any | SWHC046I | OfL | ex | CZ12 | cDXHP | SWHC046-01 | ExAnte2019 | IOU workpaper | 2019-11-06 | Cap-Tons | 1 |  |  | 0 | 0 | 0 | -22.481 | 0 | 4.1135 | [6 empty] | DEER:HVAC_Split-Package_HP | Annual | FALSE
Any | SWHC046I | OfL | ex | CZ13 | cDXHP | SWHC046-01 | ExAnte2019 | IOU workpaper | 2019-11-06 | Cap-Tons | 1 |  |  | 0 | 0 | 0 | -15.5416 | 0 | 3.7283 | [6 empty] | DEER:HVAC_Split-Package_HP | Annual | FALSE
Any | SWHC046I | OfL | ex | CZ14 | cDXHP | SWHC046-01 | ExAnte2019 | IOU workpaper | 2019-11-06 | Cap-Tons | 1 |  |  | 0 | 0 | 0 | -16.8597 | 0 | 4.1351 | [6 empty] | DEER:HVAC_Split-Package_HP | Annual | FALSE
Any | SWHC046I | OfL | ex | CZ15 | cDXHP | SWHC046-01 | ExAnte2019 | IOU workpaper | 2019-11-06 | Cap-Tons | 1 |  |  | 0 | 0 | 0 | 34.4738 | 0 | 0.1892 | [6 empty] | DEER:HVAC_Split-Package_HP | Annual | FALSE
Any | SWHC046I | OfL | ex | CZ16 | cDXHP | SWHC046-01 | ExAnte2019 | IOU workpaper | 2019-11-06 | Cap-Tons | 1 |  |  | 0 | 0 | 0 | -174.7895 | 0 | 18.5108 | [6 empty] | DEER:HVAC_Split-Package_HP | Annual | FALSE
Any | SWHC046I | OfS | ex | CZ01 | cDXHP | SWHC046-01 | ExAnte2019 | IOU workpaper | 2019-11-06 | Cap-Tons | 1 |  |  | 0 | 0 | 0 | -270.6651 | 0 | 32.2377 | [6 empty] | DEER:HVAC_Split-Package_HP | Annual | FALSE
Any | SWHC046I | OfS | ex | CZ02 | cDXHP | SWHC046-01 | ExAnte2019 | IOU workpaper | 2019-11-06 | Cap-Tons | 1 |  |  | 0 | 0 | 0 | -152.0428 | 0 | 19.1508 | [6 empty] | DEER:HVAC_Split-Package_HP | Annual | FALSE
Any | SWHC046I | OfS | ex | CZ03 | cDXHP | SWHC046-01 | ExAnte2019 | IOU workpaper | 2019-11-06 | Cap-Tons | 1 |  |  | 0 | 0 | 0 | -135.5495 | 0 | 17.1623 | [6 empty] | DEER:HVAC_Split-Package_HP | Annual | FALSE
Any | SWHC046I | OfS | ex | CZ04 | cDXHP | SWHC046-01 | ExAnte2019 | IOU workpaper | 2019-11-06 | Cap-Tons | 1 |  |  | 0 | 0 | 0 | -135.4221 | 0 | 17.59 | [6 empty] | DEER:HVAC_Split-Package_HP | Annual | FALSE
Any | SWHC046I | OfS | ex | CZ05 | cDXHP | SWHC046-01 | ExAnte2019 | IOU workpaper | 2019-11-06 | Cap-Tons | 1 |  |  | 0 | 0 | 0 | -142.9627 | 0 | 17.5123 | [6 empty] | DEER:HVAC_Split-Package_HP | Annual | FALSE
Any | SWHC046I | OfS | ex | CZ06 | cDXHP | SWHC046-01 | ExAnte2019 | IOU workpaper | 2019-11-06 | Cap-Tons | 1 |  |  | 0 | 0 | 0 | -42.6017 | 0 | 6.9466 | [6 empty] | DEER:HVAC_Split-Package_HP | Annual | FALSE
Any | SWHC046I | OfS | ex | CZ07 | cDXHP | SWHC046-01 | ExAnte2019 | IOU workpaper | 2019-11-06 | Cap-Tons | 1 |  |  | 0 | 0 | 0 | -20.5131 | 0 | 3.686 | [6 empty] | DEER:HVAC_Split-Package_HP | Annual | FALSE
Any | SWHC046I | OfS | ex | CZ08 | cDXHP | SWHC046-01 | ExAnte2019 | IOU workpaper | 2019-11-06 | Cap-Tons | 1 |  |  | 0 | 0 | 0 | -33.9436 | 0 | 6.7599 | [6 empty] | DEER:HVAC_Split-Package_HP | Annual | FALSE
Any | SWHC046I | OfS | ex | CZ09 | cDXHP | SWHC046-01 | ExAnte2019 | IOU workpaper | 2019-11-06 | Cap-Tons | 1 |  |  | 0 | 0 | 0 | -47.3924 | 0 | 7.979 | [6 empty] | DEER:HVAC_Split-Package_HP | Annual | FALSE
Any | SWHC046I | OfS | ex | CZ10 | cDXHP | SWHC046-01 | ExAnte2019 | IOU workpaper | 2019-11-06 | Cap-Tons | 1 |  |  | 0 | 0 | 0 | -33.4331 | 0 | 6.3347 | [6 empty] | DEER:HVAC_Split-Package_HP | Annual | FALSE
Any | SWHC046I | OfS | ex | CZ11 | cDXHP | SWHC046-01 | ExAnte2019 | IOU workpaper | 2019-11-06 | Cap-Tons | 1 |  |  | 0 | 0 | 0 | -113.6765 | 0 | 16.0195 | [6 empty] | DEER:HVAC_Split-Package_HP | Annual | FALSE
Any | SWHC046I | OfS | ex | CZ12 | cDXHP | SWHC046-01 | ExAnte2019 | IOU workpaper | 2019-11-06 | Cap-Tons | 1 |  |  | 0 | 0 | 0 | -123.6578 | 0 | 16.3594 | [6 empty] | DEER:HVAC_Split-Package_HP | Annual | FALSE
Any | SWHC046I | OfS | ex | CZ13 | cDXHP | SWHC046-01 | ExAnte2019 | IOU workpaper | 2019-11-06 | Cap-Tons | 1 |  |  | 0 | 0 | 0 | -98.6661 | 0 | 13.8079 | [6 empty] | DEER:HVAC_Split-Package_HP | Annual | FALSE
Any | SWHC046I | OfS | ex | CZ14 | cDXHP | SWHC046-01 | ExAnte2019 | IOU workpaper | 2019-11-06 | Cap-Tons | 1 |  |  | 0 | 0 | 0 | -107.4719 | 0 | 14.6427 | [6 empty] | DEER:HVAC_Split-Package_HP | Annual | FALSE
Any | SWHC046I | OfS | ex | CZ15 | cDXHP | SWHC046-01 | ExAnte2019 | IOU workpaper | 2019-11-06 | Cap-Tons | 1 |  |  | 0 | 0 | 0 | 17.776 | 0 | 1.7787 | [6 empty] | DEER:HVAC_Split-Package_HP | Annual | FALSE
Any | SWHC046I | OfS | ex | CZ16 | cDXHP | SWHC046-01 | ExAnte2019 | IOU workpaper | 2019-11-06 | Cap-Tons | 1 |  |  | 0 | 0 | 0 | -419.5104 | 0 | 45.1516 | [6 empty] | DEER:HVAC_Split-Package_HP | Annual | FALSE
Any | SWHC046I | RFF | ex | CZ01 | cDXHP | SWHC046-01 | ExAnte2019 | IOU workpaper | 2019-11-06 | Cap-Tons | 1 |  |  | 0 | 0 | 0 | -913.8664 | 0 | 112.7948 | [6 empty] | DEER:HVAC_Split-Package_HP | Annual | FALSE
Any | SWHC046I | RFF | ex | CZ02 | cDXHP | SWHC046-01 | ExAnte2019 | IOU workpaper | 2019-11-06 | Cap-Tons | 1 |  |  | 0 | 0 | 0 | -581.6831 | 0 | 76.4833 | [6 empty] | DEER:HVAC_Split-Package_HP | Annual | FALSE
Any | SWHC046I | RFF | ex | CZ03 | cDXHP | SWHC046-01 | ExAnte2019 | IOU workpaper | 2019-11-06 | Cap-Tons | 1 |  |  | 0 | 0 | 0 | -417.6797 | 0 | 53.1215 | [6 empty] | DEER:HVAC_Split-Package_HP | Annual | FALSE
Any | SWHC046I | RFF | ex | CZ04 | cDXHP | SWHC046-01 | ExAnte2019 | IOU workpaper | 2019-11-06 | Cap-Tons | 1 |  |  | 0 | 0 | 0 | -420.6733 | 0 | 55.7261 | [6 empty] | DEER:HVAC_Split-Package_HP | Annual | FALSE
Any | SWHC046I | RFF | ex | CZ05 | cDXHP | SWHC046-01 | ExAnte2019 | IOU workpaper | 2019-11-06 | Cap-Tons | 1 |  |  | 0 | 0 | 0 | -437.4277 | 0 | 54.9997 | [6 empty] | DEER:HVAC_Split-Package_HP | Annual | FALSE
Any | SWHC046I | RFF | ex | CZ06 | cDXHP | SWHC046-01 | ExAnte2019 | IOU workpaper | 2019-11-06 | Cap-Tons | 1 |  |  | 0 | 0 | 0 | -150.374 | 0 | 20.5297 | [6 empty] | DEER:HVAC_Split-Package_HP | Annual | FALSE
Any | SWHC046I | RFF | ex | CZ07 | cDXHP | SWHC046-01 | ExAnte2019 | IOU workpaper | 2019-11-06 | Cap-Tons | 1 |  |  | 0 | 0 | 0 | -70.2712 | 0 | 9.9702 | [6 empty] | DEER:HVAC_Split-Package_HP | Annual | FALSE
Any | SWHC046I | RFF | ex | CZ08 | cDXHP | SWHC046-01 | ExAnte2019 | IOU workpaper | 2019-11-06 | Cap-Tons | 1 |  |  | 0 | 0 | 0 | -124.5734 | 0 | 19.0914 | [6 empty] | DEER:HVAC_Split-Package_HP | Annual | FALSE
Any | SWHC046I | RFF | ex | CZ09 | cDXHP | SWHC046-01 | ExAnte2019 | IOU workpaper | 2019-11-06 | Cap-Tons | 1 |  |  | 0 | 0 | 0 | -160.0935 | 0 | 21.5002 | [6 empty] | DEER:HVAC_Split-Package_HP | Annual | FALSE
Any | SWHC046I | RFF | ex | CZ10 | cDXHP | SWHC046-01 | ExAnte2019 | IOU workpaper | 2019-11-06 | Cap-Tons | 1 |  |  | 0 | 0 | 0 | -157.6333 | 0 | 22.4516 | [6 empty] | DEER:HVAC_Split-Package_HP | Annual | FALSE
Any | SWHC046I | RFF | ex | CZ11 | cDXHP | SWHC046-01 | ExAnte2019 | IOU workpaper | 2019-11-06 | Cap-Tons | 1 |  |  | 0 | 0 | 0 | -397.0294 | 0 | 52.1532 | [6 empty] | DEER:HVAC_Split-Package_HP | Annual | FALSE
Any | SWHC046I | RFF | ex | CZ12 | cDXHP | SWHC046-01 | ExAnte2019 | IOU workpaper | 2019-11-06 | Cap-Tons | 1 |  |  | 0 | 0 | 0 | -423.5603 | 0 | 55.2716 | [6 empty] | DEER:HVAC_Split-Package_HP | Annual | FALSE
Any | SWHC046I | RFF | ex | CZ13 | cDXHP | SWHC046-01 | ExAnte2019 | IOU workpaper | 2019-11-06 | Cap-Tons | 1 |  |  | 0 | 0 | 0 | -345.4229 | 0 | 45.6767 | [6 empty] | DEER:HVAC_Split-Package_HP | Annual | FALSE
Any | SWHC046I | RFF | ex | CZ14 | cDXHP | SWHC046-01 | ExAnte2019 | IOU workpaper | 2019-11-06 | Cap-Tons | 1 |  |  | 0 | 0 | 0 | -403.2692 | 0 | 51.1089 | [6 empty] | DEER:HVAC_Split-Package_HP | Annual | FALSE
Any | SWHC046I | RFF | ex | CZ15 | cDXHP | SWHC046-01 | ExAnte2019 | IOU workpaper | 2019-11-06 | Cap-Tons | 1 |  |  | 0 | 0 | 0 | 7.0099 | 0 | 5.0968 | [6 empty] | DEER:HVAC_Split-Package_HP | Annual | FALSE
Any | SWHC046I | RFF | ex | CZ16 | cDXHP | SWHC046-01 | ExAnte2019 | IOU workpaper | 2019-11-06 | Cap-Tons | 1 |  |  | 0 | 0 | 0 | -1300.307 | 0 | 140.0856 | [6 empty] | DEER:HVAC_Split-Package_HP | Annual | FALSE
Any | SWHC046I | RSD | ex | CZ01 | cDXHP | SWHC046-01 | ExAnte2019 | IOU workpaper | 2019-11-06 | Cap-Tons | 1 |  |  | 0 | 0 | 0 | -437.5733 | 0 | 52.7615 | [6 empty] | DEER:HVAC_Split-Package_HP | Annual | FALSE
Any | SWHC046I | RSD | ex | CZ02 | cDXHP | SWHC046-01 | ExAnte2019 | IOU workpaper | 2019-11-06 | Cap-Tons | 1 |  |  | 0 | 0 | 0 | -179.4234 | 0 | 25.091 | [6 empty] | DEER:HVAC_Split-Package_HP | Annual | FALSE
Any | SWHC046I | RSD | ex | CZ03 | cDXHP | SWHC046-01 | ExAnte2019 | IOU workpaper | 2019-11-06 | Cap-Tons | 1 |  |  | 0 | 0 | 0 | -91.6158 | 0 | 11.3372 | [6 empty] | DEER:HVAC_Split-Package_HP | Annual | FALSE
Any | SWHC046I | RSD | ex | CZ04 | cDXHP | SWHC046-01 | ExAnte2019 | IOU workpaper | 2019-11-06 | Cap-Tons | 1 |  |  | 0 | 0 | 0 | -94.6452 | 0 | 13.0628 | [6 empty] | DEER:HVAC_Split-Package_HP | Annual | FALSE
Any | SWHC046I | RSD | ex | CZ05 | cDXHP | SWHC046-01 | ExAnte2019 | IOU workpaper | 2019-11-06 | Cap-Tons | 1 |  |  | 0 | 0 | 0 | -75.1143 | 0 | 9.6107 | [6 empty] | DEER:HVAC_Split-Package_HP | Annual | FALSE
Any | SWHC046I | RSD | ex | CZ06 | cDXHP | SWHC046-01 | ExAnte2019 | IOU workpaper | 2019-11-06 | Cap-Tons | 1 |  |  | 0 | 0 | 0 | 9.0741 | 0 | 2.0306 | [6 empty] | DEER:HVAC_Split-Package_HP | Annual | FALSE
Any | SWHC046I | RSD | ex | CZ07 | cDXHP | SWHC046-01 | ExAnte2019 | IOU workpaper | 2019-11-06 | Cap-Tons | 1 |  |  | 0 | 0 | 0 | 22.5743 | 0 | 0.4031 | [6 empty] | DEER:HVAC_Split-Package_HP | Annual | FALSE
Any | SWHC046I | RSD | ex | CZ08 | cDXHP | SWHC046-01 | ExAnte2019 | IOU workpaper | 2019-11-06 | Cap-Tons | 1 |  |  | 0 | 0 | 0 | 14.6778 | 0 | 2.0406 | [6 empty] | DEER:HVAC_Split-Package_HP | Annual | FALSE
Any | SWHC046I | RSD | ex | CZ09 | cDXHP | SWHC046-01 | ExAnte2019 | IOU workpaper | 2019-11-06 | Cap-Tons | 1 |  |  | 0 | 0 | 0 | -1.804 | 0 | 3.0866 | [6 empty] | DEER:HVAC_Split-Package_HP | Annual | FALSE
Any | SWHC046I | RSD | ex | CZ10 | cDXHP | SWHC046-01 | ExAnte2019 | IOU workpaper | 2019-11-06 | Cap-Tons | 1 |  |  | 0 | 0 | 0 | 7.2804 | 0 | 2.9064 | [6 empty] | DEER:HVAC_Split-Package_HP | Annual | FALSE
Any | SWHC046I | RSD | ex | CZ11 | cDXHP | SWHC046-01 | ExAnte2019 | IOU workpaper | 2019-11-06 | Cap-Tons | 1 |  |  | 0 | 0 | 0 | -118.4018 | 0 | 16.5858 | [6 empty] | DEER:HVAC_Split-Package_HP | Annual | FALSE
Any | SWHC046I | RSD | ex | CZ12 | cDXHP | SWHC046-01 | ExAnte2019 | IOU workpaper | 2019-11-06 | Cap-Tons | 1 |  |  | 0 | 0 | 0 | -121.7129 | 0 | 16.756 | [6 empty] | DEER:HVAC_Split-Package_HP | Annual | FALSE
Any | SWHC046I | RSD | ex | CZ13 | cDXHP | SWHC046-01 | ExAnte2019 | IOU workpaper | 2019-11-06 | Cap-Tons | 1 |  |  | 0 | 0 | 0 | -101.48 | 0 | 14.7 | [6 empty] | DEER:HVAC_Split-Package_HP | Annual | FALSE
Any | SWHC046I | RSD | ex | CZ14 | cDXHP | SWHC046-01 | ExAnte2019 | IOU workpaper | 2019-11-06 | Cap-Tons | 1 |  |  | 0 | 0 | 0 | -111.4312 | 0 | 15.6013 | [6 empty] | DEER:HVAC_Split-Package_HP | Annual | FALSE
Any | SWHC046I | RSD | ex | CZ15 | cDXHP | SWHC046-01 | ExAnte2019 | IOU workpaper | 2019-11-06 | Cap-Tons | 1 |  |  | 0 | 0 | 0 | 48.9333 | 0 | 0.2722 | [6 empty] | DEER:HVAC_Split-Package_HP | Annual | FALSE
Any | SWHC046I | RSD | ex | CZ16 | cDXHP | SWHC046-01 | ExAnte2019 | IOU workpaper | 2019-11-06 | Cap-Tons | 1 |  |  | 0 | 0 | 0 | -737.6311 | 0 | 83.821 | [6 empty] | DEER:HVAC_Split-Package_HP | Annual | FALSE
Any | SWHC046I | Rt3 | ex | CZ01 | cDXHP | SWHC046-01 | ExAnte2019 | IOU workpaper | 2019-11-06 | Cap-Tons | 1 |  |  | 0 | 0 | 0 | -124.7306 | 0 | 15.8322 | [6 empty] | DEER:HVAC_Split-Package_HP | Annual | FALSE
Any | SWHC046I | Rt3 | ex | CZ02 | cDXHP | SWHC046-01 | ExAnte2019 | IOU workpaper | 2019-11-06 | Cap-Tons | 1 |  |  | 0 | 0 | 0 | -46.5701 | 0 | 7.8822 | [6 empty] | DEER:HVAC_Split-Package_HP | Annual | FALSE
Any | SWHC046I | Rt3 | ex | CZ03 | cDXHP | SWHC046-01 | ExAnte2019 | IOU workpaper | 2019-11-06 | Cap-Tons | 1 |  |  | 0 | 0 | 0 | -30.6187 | 0 | 5.2318 | [6 empty] | DEER:HVAC_Split-Package_HP | Annual | FALSE
Any | SWHC046I | Rt3 | ex | CZ04 | cDXHP | SWHC046-01 | ExAnte2019 | IOU workpaper | 2019-11-06 | Cap-Tons | 1 |  |  | 0 | 0 | 0 | -13.6809 | 0 | 4.2602 | [6 empty] | DEER:HVAC_Split-Package_HP | Annual | FALSE
Any | SWHC046I | Rt3 | ex | CZ05 | cDXHP | SWHC046-01 | ExAnte2019 | IOU workpaper | 2019-11-06 | Cap-Tons | 1 |  |  | 0 | 0 | 0 | -19.377 | 0 | 3.929 | [6 empty] | DEER:HVAC_Split-Package_HP | Annual | FALSE
Any | SWHC046I | Rt3 | ex | CZ06 | cDXHP | SWHC046-01 | ExAnte2019 | IOU workpaper | 2019-11-06 | Cap-Tons | 1 |  |  | 0 | 0 | 0 | 23.8301 | 0 | 0.8608 | [6 empty] | DEER:HVAC_Split-Package_HP | Annual | FALSE
Any | SWHC046I | Rt3 | ex | CZ07 | cDXHP | SWHC046-01 | ExAnte2019 | IOU workpaper | 2019-11-06 | Cap-Tons | 1 |  |  | 0 | 0 | 0 | 27.2991 | 0 | 0.1254 | [6 empty] | DEER:HVAC_Split-Package_HP | Annual | FALSE
Any | SWHC046I | Rt3 | ex | CZ08 | cDXHP | SWHC046-01 | ExAnte2019 | IOU workpaper | 2019-11-06 | Cap-Tons | 1 |  |  | 0 | 0 | 0 | 27.4405 | 0 | 0.6543 | [6 empty] | DEER:HVAC_Split-Package_HP | Annual | FALSE
Any | SWHC046I | Rt3 | ex | CZ09 | cDXHP | SWHC046-01 | ExAnte2019 | IOU workpaper | 2019-11-06 | Cap-Tons | 1 |  |  | 0 | 0 | 0 | 14.3605 | 0 | 1.3409 | [6 empty] | DEER:HVAC_Split-Package_HP | Annual | FALSE
Any | SWHC046I | Rt3 | ex | CZ10 | cDXHP | SWHC046-01 | ExAnte2019 | IOU workpaper | 2019-11-06 | Cap-Tons | 1 |  |  | 0 | 0 | 0 | 18.7177 | 0 | 1.3599 | [6 empty] | DEER:HVAC_Split-Package_HP | Annual | FALSE
Any | SWHC046I | Rt3 | ex | CZ11 | cDXHP | SWHC046-01 | ExAnte2019 | IOU workpaper | 2019-11-06 | Cap-Tons | 1 |  |  | 0 | 0 | 0 | -53.2214 | 0 | 9.1327 | [6 empty] | DEER:HVAC_Split-Package_HP | Annual | FALSE
Any | SWHC046I | Rt3 | ex | CZ12 | cDXHP | SWHC046-01 | ExAnte2019 | IOU workpaper | 2019-11-06 | Cap-Tons | 1 |  |  | 0 | 0 | 0 | -49.9384 | 0 | 8.2139 | [6 empty] | DEER:HVAC_Split-Package_HP | Annual | FALSE
Any | SWHC046I | Rt3 | ex | CZ13 | cDXHP | SWHC046-01 | ExAnte2019 | IOU workpaper | 2019-11-06 | Cap-Tons | 1 |  |  | 0 | 0 | 0 | -39.2508 | 0 | 7.4402 | [6 empty] | DEER:HVAC_Split-Package_HP | Annual | FALSE
Any | SWHC046I | Rt3 | ex | CZ14 | cDXHP | SWHC046-01 | ExAnte2019 | IOU workpaper | 2019-11-06 | Cap-Tons | 1 |  |  | 0 | 0 | 0 | -48.5661 | 0 | 8.5985 | [6 empty] | DEER:HVAC_Split-Package_HP | Annual | FALSE
Any | SWHC046I | Rt3 | ex | CZ15 | cDXHP | SWHC046-01 | ExAnte2019 | IOU workpaper | 2019-11-06 | Cap-Tons | 1 |  |  | 0 | 0 | 0 | 45.5391 | 0 | 0.2554 | [6 empty] | DEER:HVAC_Split-Package_HP | Annual | FALSE
Any | SWHC046I | Rt3 | ex | CZ16 | cDXHP | SWHC046-01 | ExAnte2019 | IOU workpaper | 2019-11-06 | Cap-Tons | 1 |  |  | 0 | 0 | 0 | -464.155 | 0 | 52.1564 | [6 empty] | DEER:HVAC_Split-Package_HP | Annual | FALSE
Any | SWHC046I | RtL | ex | CZ01 | cDXHP | SWHC046-01 | ExAnte2019 | IOU workpaper | 2019-11-06 | Cap-Tons | 1 |  |  | 0 | 0 | 0 | -293.1194 | 0 | 40.0256 | [6 empty] | DEER:HVAC_Split-Package_HP | Annual | FALSE
Any | SWHC046I | RtL | ex | CZ02 | cDXHP | SWHC046-01 | ExAnte2019 | IOU workpaper | 2019-11-06 | Cap-Tons | 1 |  |  | 0 | 0 | 0 | -130.8442 | 0 | 19.6918 | [6 empty] | DEER:HVAC_Split-Package_HP | Annual | FALSE
Any | SWHC046I | RtL | ex | CZ03 | cDXHP | SWHC046-01 | ExAnte2019 | IOU workpaper | 2019-11-06 | Cap-Tons | 1 |  |  | 0 | 0 | 0 | -128.0736 | 0 | 18.9733 | [6 empty] | DEER:HVAC_Split-Package_HP | Annual | FALSE
Any | SWHC046I | RtL | ex | CZ04 | cDXHP | SWHC046-01 | ExAnte2019 | IOU workpaper | 2019-11-06 | Cap-Tons | 1 |  |  | 0 | 0 | 0 | -79.1843 | 0 | 14.2113 | [6 empty] | DEER:HVAC_Split-Package_HP | Annual | FALSE
Any | SWHC046I | RtL | ex | CZ05 | cDXHP | SWHC046-01 | ExAnte2019 | IOU workpaper | 2019-11-06 | Cap-Tons | 1 |  |  | 0 | 0 | 0 | -134.1477 | 0 | 19.5483 | [6 empty] | DEER:HVAC_Split-Package_HP | Annual | FALSE
Any | SWHC046I | RtL | ex | CZ06 | cDXHP | SWHC046-01 | ExAnte2019 | IOU workpaper | 2019-11-06 | Cap-Tons | 1 |  |  | 0 | 0 | 0 | -40.6556 | 0 | 9.5608 | [6 empty] | DEER:HVAC_Split-Package_HP | Annual | FALSE
Any | SWHC046I | RtL | ex | CZ07 | cDXHP | SWHC046-01 | ExAnte2019 | IOU workpaper | 2019-11-06 | Cap-Tons | 1 |  |  | 0 | 0 | 0 | -24.4394 | 0 | 6.5985 | [6 empty] | DEER:HVAC_Split-Package_HP | Annual | FALSE
Any | SWHC046I | RtL | ex | CZ08 | cDXHP | SWHC046-01 | ExAnte2019 | IOU workpaper | 2019-11-06 | Cap-Tons | 1 |  |  | 0 | 0 | 0 | -20.148 | 0 | 6.6809 | [6 empty] | DEER:HVAC_Split-Package_HP | Annual | FALSE
Any | SWHC046I | RtL | ex | CZ09 | cDXHP | SWHC046-01 | ExAnte2019 | IOU workpaper | 2019-11-06 | Cap-Tons | 1 |  |  | 0 | 0 | 0 | -36.0119 | 0 | 7.6298 | [6 empty] | DEER:HVAC_Split-Package_HP | Annual | FALSE
Any | SWHC046I | RtL | ex | CZ10 | cDXHP | SWHC046-01 | ExAnte2019 | IOU workpaper | 2019-11-06 | Cap-Tons | 1 |  |  | 0 | 0 | 0 | -23.661 | 0 | 6.8912 | [6 empty] | DEER:HVAC_Split-Package_HP | Annual | FALSE
Any | SWHC046I | RtL | ex | CZ11 | cDXHP | SWHC046-01 | ExAnte2019 | IOU workpaper | 2019-11-06 | Cap-Tons | 1 |  |  | 0 | 0 | 0 | -107.9198 | 0 | 17.0823 | [6 empty] | DEER:HVAC_Split-Package_HP | Annual | FALSE
Any | SWHC046I | RtL | ex | CZ12 | cDXHP | SWHC046-01 | ExAnte2019 | IOU workpaper | 2019-11-06 | Cap-Tons | 1 |  |  | 0 | 0 | 0 | -108.1178 | 0 | 16.6054 | [6 empty] | DEER:HVAC_Split-Package_HP | Annual | FALSE
Any | SWHC046I | RtL | ex | CZ13 | cDXHP | SWHC046-01 | ExAnte2019 | IOU workpaper | 2019-11-06 | Cap-Tons | 1 |  |  | 0 | 0 | 0 | -86.8123 | 0 | 14.3964 | [6 empty] | DEER:HVAC_Split-Package_HP | Annual | FALSE
Any | SWHC046I | RtL | ex | CZ14 | cDXHP | SWHC046-01 | ExAnte2019 | IOU workpaper | 2019-11-06 | Cap-Tons | 1 |  |  | 0 | 0 | 0 | -114.7041 | 0 | 17.8156 | [6 empty] | DEER:HVAC_Split-Package_HP | Annual | FALSE
Any | SWHC046I | RtL | ex | CZ15 | cDXHP | SWHC046-01 | ExAnte2019 | IOU workpaper | 2019-11-06 | Cap-Tons | 1 |  |  | 0 | 0 | 0 | 31.4609 | 0 | 2.051 | [6 empty] | DEER:HVAC_Split-Package_HP | Annual | FALSE
Any | SWHC046I | RtL | ex | CZ16 | cDXHP | SWHC046-01 | ExAnte2019 | IOU workpaper | 2019-11-06 | Cap-Tons | 1 |  |  | 0 | 0 | 0 | -677.0751 | 0 | 74.7214 | [6 empty] | DEER:HVAC_Split-Package_HP | Annual | FALSE
Any | SWHC046I | RtS | ex | CZ01 | cDXHP | SWHC046-01 | ExAnte2019 | IOU workpaper | 2019-11-06 | Cap-Tons | 1 |  |  | 0 | 0 | 0 | -650.9118 | 0 | 85.3528 | [6 empty] | DEER:HVAC_Split-Package_HP | Annual | FALSE
Any | SWHC046I | RtS | ex | CZ02 | cDXHP | SWHC046-01 | ExAnte2019 | IOU workpaper | 2019-11-06 | Cap-Tons | 1 |  |  | 0 | 0 | 0 | -321.8504 | 0 | 42.5579 | [6 empty] | DEER:HVAC_Split-Package_HP | Annual | FALSE
Any | SWHC046I | RtS | ex | CZ03 | cDXHP | SWHC046-01 | ExAnte2019 | IOU workpaper | 2019-11-06 | Cap-Tons | 1 |  |  | 0 | 0 | 0 | -301.4444 | 0 | 40.6859 | [6 empty] | DEER:HVAC_Split-Package_HP | Annual | FALSE
Any | SWHC046I | RtS | ex | CZ04 | cDXHP | SWHC046-01 | ExAnte2019 | IOU workpaper | 2019-11-06 | Cap-Tons | 1 |  |  | 0 | 0 | 0 | -222.8577 | 0 | 31.2638 | [6 empty] | DEER:HVAC_Split-Package_HP | Annual | FALSE
Any | SWHC046I | RtS | ex | CZ05 | cDXHP | SWHC046-01 | ExAnte2019 | IOU workpaper | 2019-11-06 | Cap-Tons | 1 |  |  | 0 | 0 | 0 | -265.9979 | 0 | 36.2631 | [6 empty] | DEER:HVAC_Split-Package_HP | Annual | FALSE
Any | SWHC046I | RtS | ex | CZ06 | cDXHP | SWHC046-01 | ExAnte2019 | IOU workpaper | 2019-11-06 | Cap-Tons | 1 |  |  | 0 | 0 | 0 | -91.2731 | 0 | 15.6048 | [6 empty] | DEER:HVAC_Split-Package_HP | Annual | FALSE
Any | SWHC046I | RtS | ex | CZ07 | cDXHP | SWHC046-01 | ExAnte2019 | IOU workpaper | 2019-11-06 | Cap-Tons | 1 |  |  | 0 | 0 | 0 | -47.5696 | 0 | 9.6218 | [6 empty] | DEER:HVAC_Split-Package_HP | Annual | FALSE
Any | SWHC046I | RtS | ex | CZ08 | cDXHP | SWHC046-01 | ExAnte2019 | IOU workpaper | 2019-11-06 | Cap-Tons | 1 |  |  | 0 | 0 | 0 | -69.8197 | 0 | 12.1588 | [6 empty] | DEER:HVAC_Split-Package_HP | Annual | FALSE
Any | SWHC046I | RtS | ex | CZ09 | cDXHP | SWHC046-01 | ExAnte2019 | IOU workpaper | 2019-11-06 | Cap-Tons | 1 |  |  | 0 | 0 | 0 | -97.1806 | 0 | 14.4869 | [6 empty] | DEER:HVAC_Split-Package_HP | Annual | FALSE
Any | SWHC046I | RtS | ex | CZ10 | cDXHP | SWHC046-01 | ExAnte2019 | IOU workpaper | 2019-11-06 | Cap-Tons | 1 |  |  | 0 | 0 | 0 | -76.1158 | 0 | 12.7254 | [6 empty] | DEER:HVAC_Split-Package_HP | Annual | FALSE
Any | SWHC046I | RtS | ex | CZ11 | cDXHP | SWHC046-01 | ExAnte2019 | IOU workpaper | 2019-11-06 | Cap-Tons | 1 |  |  | 0 | 0 | 0 | -259.6264 | 0 | 35.8907 | [6 empty] | DEER:HVAC_Split-Package_HP | Annual | FALSE
Any | SWHC046I | RtS | ex | CZ12 | cDXHP | SWHC046-01 | ExAnte2019 | IOU workpaper | 2019-11-06 | Cap-Tons | 1 |  |  | 0 | 0 | 0 | -275.181 | 0 | 37.4251 | [6 empty] | DEER:HVAC_Split-Package_HP | Annual | FALSE
Any | SWHC046I | RtS | ex | CZ13 | cDXHP | SWHC046-01 | ExAnte2019 | IOU workpaper | 2019-11-06 | Cap-Tons | 1 |  |  | 0 | 0 | 0 | -223.9409 | 0 | 31.24 | [6 empty] | DEER:HVAC_Split-Package_HP | Annual | FALSE
Any | SWHC046I | RtS | ex | CZ14 | cDXHP | SWHC046-01 | ExAnte2019 | IOU workpaper | 2019-11-06 | Cap-Tons | 1 |  |  | 0 | 0 | 0 | -237.5134 | 0 | 32.425 | [6 empty] | DEER:HVAC_Split-Package_HP | Annual | FALSE
Any | SWHC046I | RtS | ex | CZ15 | cDXHP | SWHC046-01 | ExAnte2019 | IOU workpaper | 2019-11-06 | Cap-Tons | 1 |  |  | 0 | 0 | 0 | 18.3807 | 0 | 3.1971 | [6 empty] | DEER:HVAC_Split-Package_HP | Annual | FALSE
Any | SWHC046I | RtS | ex | CZ16 | cDXHP | SWHC046-01 | ExAnte2019 | IOU workpaper | 2019-11-06 | Cap-Tons | 1 |  |  | 0 | 0 | 0 | -1028.4274 | 0 | 112.5622 | [6 empty] | DEER:HVAC_Split-Package_HP | Annual | FALSE
Any | SWHC046I | SCn | ex | CZ01 | cDXHP | SWHC046-01 | ExAnte2019 | IOU workpaper | 2019-11-06 | Cap-Tons | 1 |  |  | 0 | 0 | 0 | -987.1114 | 0 | 124.4145 | [6 empty] | DEER:HVAC_Split-Package_HP | Annual | FALSE
Any | SWHC046I | SCn | ex | CZ02 | cDXHP | SWHC046-01 | ExAnte2019 | IOU workpaper | 2019-11-06 | Cap-Tons | 1 |  |  | 0 | 0 | 0 | -693.4281 | 0 | 82.0223 | [6 empty] | DEER:HVAC_Split-Package_HP | Annual | FALSE
Any | SWHC046I | SCn | ex | CZ03 | cDXHP | SWHC046-01 | ExAnte2019 | IOU workpaper | 2019-11-06 | Cap-Tons | 1 |  |  | 0 | 0 | 0 | -530.4368 | 0 | 65.6425 | [6 empty] | DEER:HVAC_Split-Package_HP | Annual | FALSE
Any | SWHC046I | SCn | ex | CZ04 | cDXHP | SWHC046-01 | ExAnte2019 | IOU workpaper | 2019-11-06 | Cap-Tons | 1 |  |  | 0 | 0 | 0 | -576.0706 | 0 | 64.3251 | [6 empty] | DEER:HVAC_Split-Package_HP | Annual | FALSE
Any | SWHC046I | SCn | ex | CZ05 | cDXHP | SWHC046-01 | ExAnte2019 | IOU workpaper | 2019-11-06 | Cap-Tons | 1 |  |  | 0 | 0 | 0 | -536.565 | 0 | 65.1737 | [6 empty] | DEER:HVAC_Split-Package_HP | Annual | FALSE
Any | SWHC046I | SCn | ex | CZ06 | cDXHP | SWHC046-01 | ExAnte2019 | IOU workpaper | 2019-11-06 | Cap-Tons | 1 |  |  | 0 | 0 | 0 | -280.0601 | 0 | 36.1244 | [6 empty] | DEER:HVAC_Split-Package_HP | Annual | FALSE
Any | SWHC046I | SCn | ex | CZ07 | cDXHP | SWHC046-01 | ExAnte2019 | IOU workpaper | 2019-11-06 | Cap-Tons | 1 |  |  | 0 | 0 | 0 | -214.7408 | 0 | 26.5398 | [6 empty] | DEER:HVAC_Split-Package_HP | Annual | FALSE
Any | SWHC046I | SCn | ex | CZ08 | cDXHP | SWHC046-01 | ExAnte2019 | IOU workpaper | 2019-11-06 | Cap-Tons | 1 |  |  | 0 | 0 | 0 | -257.5034 | 0 | 35.5518 | [6 empty] | DEER:HVAC_Split-Package_HP | Annual | FALSE
Any | SWHC046I | SCn | ex | CZ09 | cDXHP | SWHC046-01 | ExAnte2019 | IOU workpaper | 2019-11-06 | Cap-Tons | 1 |  |  | 0 | 0 | 0 | -271.4114 | 0 | 37.509 | [6 empty] | DEER:HVAC_Split-Package_HP | Annual | FALSE
Any | SWHC046I | SCn | ex | CZ10 | cDXHP | SWHC046-01 | ExAnte2019 | IOU workpaper | 2019-11-06 | Cap-Tons | 1 |  |  | 0 | 0 | 0 | -284.0855 | 0 | 38.1948 | [6 empty] | DEER:HVAC_Split-Package_HP | Annual | FALSE
Any | SWHC046I | SCn | ex | CZ11 | cDXHP | SWHC046-01 | ExAnte2019 | IOU workpaper | 2019-11-06 | Cap-Tons | 1 |  |  | 0 | 0 | 0 | -540.1047 | 0 | 72.0936 | [6 empty] | DEER:HVAC_Split-Package_HP | Annual | FALSE
Any | SWHC046I | SCn | ex | CZ12 | cDXHP | SWHC046-01 | ExAnte2019 | IOU workpaper | 2019-11-06 | Cap-Tons | 1 |  |  | 0 | 0 | 0 | -580.6115 | 0 | 76.8081 | [6 empty] | DEER:HVAC_Split-Package_HP | Annual | FALSE
Any | SWHC046I | SCn | ex | CZ13 | cDXHP | SWHC046-01 | ExAnte2019 | IOU workpaper | 2019-11-06 | Cap-Tons | 1 |  |  | 0 | 0 | 0 | -456.3368 | 0 | 60.7802 | [6 empty] | DEER:HVAC_Split-Package_HP | Annual | FALSE
Any | SWHC046I | SCn | ex | CZ14 | cDXHP | SWHC046-01 | ExAnte2019 | IOU workpaper | 2019-11-06 | Cap-Tons | 1 |  |  | 0 | 0 | 0 | -582.6452 | 0 | 73.3626 | [6 empty] | DEER:HVAC_Split-Package_HP | Annual | FALSE
Any | SWHC046I | SCn | ex | CZ15 | cDXHP | SWHC046-01 | ExAnte2019 | IOU workpaper | 2019-11-06 | Cap-Tons | 1 |  |  | 0 | 0 | 0 | -51.8414 | 0 | 10.2322 | [6 empty] | DEER:HVAC_Split-Package_HP | Annual | FALSE
Any | SWHC046I | SCn | ex | CZ16 | cDXHP | SWHC046-01 | ExAnte2019 | IOU workpaper | 2019-11-06 | Cap-Tons | 1 |  |  | 0 | 0 | 0 | -1256.7507 | 0 | 138.4562 | [6 empty] | DEER:HVAC_Split-Package_HP | Annual | FALSE
Any | SWHC046J | Asm | ex | CZ01 | cDXHP | SWHC046-01 | ExAnte2019 | IOU workpaper | 2019-11-06 | Cap-Tons | 1 |  |  | 0 | 0 | 0 | -1144.5148 | 0 | 154.4701 | [6 empty] | DEER:HVAC_Split-Package_HP | Annual | FALSE
Any | SWHC046J | Asm | ex | CZ02 | cDXHP | SWHC046-01 | ExAnte2019 | IOU workpaper | 2019-11-06 | Cap-Tons | 1 |  |  | 0 | 0 | 0 | -518.3915 | 0 | 92.0485 | [6 empty] | DEER:HVAC_Split-Package_HP | Annual | FALSE
Any | SWHC046J | Asm | ex | CZ03 | cDXHP | SWHC046-01 | ExAnte2019 | IOU workpaper | 2019-11-06 | Cap-Tons | 1 |  |  | 0 | 0 | 0 | -472.7991 | 0 | 62.2362 | [6 empty] | DEER:HVAC_Split-Package_HP | Annual | FALSE
Any | SWHC046J | Asm | ex | CZ04 | cDXHP | SWHC046-01 | ExAnte2019 | IOU workpaper | 2019-11-06 | Cap-Tons | 1 |  |  | 0 | 0 | 0 | -353.597 | 0 | 63.0329 | [6 empty] | DEER:HVAC_Split-Package_HP | Annual | FALSE
Any | SWHC046J | Asm | ex | CZ05 | cDXHP | SWHC046-01 | ExAnte2019 | IOU workpaper | 2019-11-06 | Cap-Tons | 1 |  |  | 0 | 0 | 0 | -475.2419 | 0 | 63.5455 | [6 empty] | DEER:HVAC_Split-Package_HP | Annual | FALSE
Any | SWHC046J | Asm | ex | CZ06 | cDXHP | SWHC046-01 | ExAnte2019 | IOU workpaper | 2019-11-06 | Cap-Tons | 1 |  |  | 0 | 0 | 0 | -158.8793 | 0 | 24.0615 | [6 empty] | DEER:HVAC_Split-Package_HP | Annual | FALSE
Any | SWHC046J | Asm | ex | CZ07 | cDXHP | SWHC046-01 | ExAnte2019 | IOU workpaper | 2019-11-06 | Cap-Tons | 1 |  |  | 0 | 0 | 0 | -127.1944 | 0 | 17.7981 | [6 empty] | DEER:HVAC_Split-Package_HP | Annual | FALSE
Any | SWHC046J | Asm | ex | CZ08 | cDXHP | SWHC046-01 | ExAnte2019 | IOU workpaper | 2019-11-06 | Cap-Tons | 1 |  |  | 0 | 0 | 0 | -142.9752 | 0 | 24.9831 | [6 empty] | DEER:HVAC_Split-Package_HP | Annual | FALSE
Any | SWHC046J | Asm | ex | CZ09 | cDXHP | SWHC046-01 | ExAnte2019 | IOU workpaper | 2019-11-06 | Cap-Tons | 1 |  |  | 0 | 0 | 0 | -119.8446 | 0 | 19.7542 | [6 empty] | DEER:HVAC_Split-Package_HP | Annual | FALSE
Any | SWHC046J | Asm | ex | CZ10 | cDXHP | SWHC046-01 | ExAnte2019 | IOU workpaper | 2019-11-06 | Cap-Tons | 1 |  |  | 0 | 0 | 0 | -150.9325 | 0 | 25.9572 | [6 empty] | DEER:HVAC_Split-Package_HP | Annual | FALSE
Any | SWHC046J | Asm | ex | CZ11 | cDXHP | SWHC046-01 | ExAnte2019 | IOU workpaper | 2019-11-06 | Cap-Tons | 1 |  |  | 0 | 0 | 0 | -311.945 | 0 | 46.2894 | [6 empty] | DEER:HVAC_Split-Package_HP | Annual | FALSE
Any | SWHC046J | Asm | ex | CZ12 | cDXHP | SWHC046-01 | ExAnte2019 | IOU workpaper | 2019-11-06 | Cap-Tons | 1 |  |  | 0 | 0 | 0 | -380.9014 | 0 | 55.1538 | [6 empty] | DEER:HVAC_Split-Package_HP | Annual | FALSE
Any | SWHC046J | Asm | ex | CZ13 | cDXHP | SWHC046-01 | ExAnte2019 | IOU workpaper | 2019-11-06 | Cap-Tons | 1 |  |  | 0 | 0 | 0 | -275.9294 | 0 | 41.5295 | [6 empty] | DEER:HVAC_Split-Package_HP | Annual | FALSE
Any | SWHC046J | Asm | ex | CZ14 | cDXHP | SWHC046-01 | ExAnte2019 | IOU workpaper | 2019-11-06 | Cap-Tons | 1 |  |  | 0 | 0 | 0 | -306.0802 | 0 | 44.8153 | [6 empty] | DEER:HVAC_Split-Package_HP | Annual | FALSE
Any | SWHC046J | Asm | ex | CZ15 | cDXHP | SWHC046-01 | ExAnte2019 | IOU workpaper | 2019-11-06 | Cap-Tons | 1 |  |  | 0 | 0 | 0 | 24.6095 | 0 | 7.3993 | [6 empty] | DEER:HVAC_Split-Package_HP | Annual | FALSE
Any | SWHC046J | Asm | ex | CZ16 | cDXHP | SWHC046-01 | ExAnte2019 | IOU workpaper | 2019-11-06 | Cap-Tons | 1 |  |  | 0 | 0 | 0 | -1336.2928 | 0 | 155.7993 | [6 empty] | DEER:HVAC_Split-Package_HP | Annual | FALSE
Any | SWHC046J | Com | ex | CZ01 | cDXHP | SWHC046-01 | ExAnte2019 | IOU workpaper | 2019-11-06 | Cap-Tons | 1 |  |  | 0 | 0 | 0 | -691.1056 | 0 | 89.0017 | [6 empty] | DEER:HVAC_Split-Package_HP | Annual | FALSE
Any | SWHC046J | Com | ex | CZ02 | cDXHP | SWHC046-01 | ExAnte2019 | IOU workpaper | 2019-11-06 | Cap-Tons | 1 |  |  | 0 | 0 | 0 | -339.8714 | 0 | 45.7786 | [6 empty] | DEER:HVAC_Split-Package_HP | Annual | FALSE
Any | SWHC046J | Com | ex | CZ03 | cDXHP | SWHC046-01 | ExAnte2019 | IOU workpaper | 2019-11-06 | Cap-Tons | 1 |  |  | 0 | 0 | 0 | -237.7241 | 0 | 32.4905 | [6 empty] | DEER:HVAC_Split-Package_HP | Annual | FALSE
Any | SWHC046J | Com | ex | CZ04 | cDXHP | SWHC046-01 | ExAnte2019 | IOU workpaper | 2019-11-06 | Cap-Tons | 1 |  |  | 0 | 0 | 0 | -195.1075 | 0 | 27.9792 | [6 empty] | DEER:HVAC_Split-Package_HP | Annual | FALSE
Any | SWHC046J | Com | ex | CZ05 | cDXHP | SWHC046-01 | ExAnte2019 | IOU workpaper | 2019-11-06 | Cap-Tons | 1 |  |  | 0 | 0 | 0 | -327.8052 | 0 | 44.152 | [6 empty] | DEER:HVAC_Split-Package_HP | Annual | FALSE
Any | SWHC046J | Com | ex | CZ06 | cDXHP | SWHC046-01 | ExAnte2019 | IOU workpaper | 2019-11-06 | Cap-Tons | 1 |  |  | 0 | 0 | 0 | -103.7799 | 0 | 17.8055 | [6 empty] | DEER:HVAC_Split-Package_HP | Annual | FALSE
Any | SWHC046J | Com | ex | CZ07 | cDXHP | SWHC046-01 | ExAnte2019 | IOU workpaper | 2019-11-06 | Cap-Tons | 1 |  |  | 0 | 0 | 0 | -85.6419 | 0 | 14.8489 | [6 empty] | DEER:HVAC_Split-Package_HP | Annual | FALSE
Any | SWHC046J | Com | ex | CZ08 | cDXHP | SWHC046-01 | ExAnte2019 | IOU workpaper | 2019-11-06 | Cap-Tons | 1 |  |  | 0 | 0 | 0 | -89.6709 | 0 | 17.3123 | [6 empty] | DEER:HVAC_Split-Package_HP | Annual | FALSE
Any | SWHC046J | Com | ex | CZ09 | cDXHP | SWHC046-01 | ExAnte2019 | IOU workpaper | 2019-11-06 | Cap-Tons | 1 |  |  | 0 | 0 | 0 | -91.3862 | 0 | 16.3497 | [6 empty] | DEER:HVAC_Split-Package_HP | Annual | FALSE
Any | SWHC046J | Com | ex | CZ10 | cDXHP | SWHC046-01 | ExAnte2019 | IOU workpaper | 2019-11-06 | Cap-Tons | 1 |  |  | 0 | 0 | 0 | -129.0187 | 0 | 21.8078 | [6 empty] | DEER:HVAC_Split-Package_HP | Annual | FALSE
Any | SWHC046J | Com | ex | CZ11 | cDXHP | SWHC046-01 | ExAnte2019 | IOU workpaper | 2019-11-06 | Cap-Tons | 1 |  |  | 0 | 0 | 0 | -272.9719 | 0 | 39.3311 | [6 empty] | DEER:HVAC_Split-Package_HP | Annual | FALSE
Any | SWHC046J | Com | ex | CZ12 | cDXHP | SWHC046-01 | ExAnte2019 | IOU workpaper | 2019-11-06 | Cap-Tons | 1 |  |  | 0 | 0 | 0 | -261.3015 | 0 | 36.6702 | [6 empty] | DEER:HVAC_Split-Package_HP | Annual | FALSE
Any | SWHC046J | Com | ex | CZ13 | cDXHP | SWHC046-01 | ExAnte2019 | IOU workpaper | 2019-11-06 | Cap-Tons | 1 |  |  | 0 | 0 | 0 | -218.6445 | 0 | 32.6343 | [6 empty] | DEER:HVAC_Split-Package_HP | Annual | FALSE
Any | SWHC046J | Com | ex | CZ14 | cDXHP | SWHC046-01 | ExAnte2019 | IOU workpaper | 2019-11-06 | Cap-Tons | 1 |  |  | 0 | 0 | 0 | -247.9235 | 0 | 34.9025 | [6 empty] | DEER:HVAC_Split-Package_HP | Annual | FALSE
Any | SWHC046J | Com | ex | CZ15 | cDXHP | SWHC046-01 | ExAnte2019 | IOU workpaper | 2019-11-06 | Cap-Tons | 1 |  |  | 0 | 0 | 0 | 36.0173 | 0 | 5.6497 | [6 empty] | DEER:HVAC_Split-Package_HP | Annual | FALSE
Any | SWHC046J | Com | ex | CZ16 | cDXHP | SWHC046-01 | ExAnte2019 | IOU workpaper | 2019-11-06 | Cap-Tons | 1 |  |  | 0 | 0 | 0 | -962.2919 | 0 | 105.3696 | [6 empty] | DEER:HVAC_Split-Package_HP | Annual | FALSE
Any | SWHC046J | ECC | ex | CZ01 | cDXHP | SWHC046-01 | ExAnte2019 | IOU workpaper | 2019-11-06 | Cap-Tons | 1 |  |  | 0 | 0 | 0 | -376.974 | 0 | 48.5625 | [6 empty] | DEER:HVAC_Split-Package_HP | Annual | FALSE
Any | SWHC046J | ECC | ex | CZ02 | cDXHP | SWHC046-01 | ExAnte2019 | IOU workpaper | 2019-11-06 | Cap-Tons | 1 |  |  | 0 | 0 | 0 | -182.5501 | 0 | 25.4874 | [6 empty] | DEER:HVAC_Split-Package_HP | Annual | FALSE
Any | SWHC046J | ECC | ex | CZ03 | cDXHP | SWHC046-01 | ExAnte2019 | IOU workpaper | 2019-11-06 | Cap-Tons | 1 |  |  | 0 | 0 | 0 | -152.3103 | 0 | 20.8177 | [6 empty] | DEER:HVAC_Split-Package_HP | Annual | FALSE
Any | SWHC046J | ECC | ex | CZ04 | cDXHP | SWHC046-01 | ExAnte2019 | IOU workpaper | 2019-11-06 | Cap-Tons | 1 |  |  | 0 | 0 | 0 | -124.3975 | 0 | 18.1781 | [6 empty] | DEER:HVAC_Split-Package_HP | Annual | FALSE
Any | SWHC046J | ECC | ex | CZ05 | cDXHP | SWHC046-01 | ExAnte2019 | IOU workpaper | 2019-11-06 | Cap-Tons | 1 |  |  | 0 | 0 | 0 | -153.0928 | 0 | 20.7499 | [6 empty] | DEER:HVAC_Split-Package_HP | Annual | FALSE
Any | SWHC046J | ECC | ex | CZ06 | cDXHP | SWHC046-01 | ExAnte2019 | IOU workpaper | 2019-11-06 | Cap-Tons | 1 |  |  | 0 | 0 | 0 | -19.3997 | 0 | 6.4808 | [6 empty] | DEER:HVAC_Split-Package_HP | Annual | FALSE
Any | SWHC046J | ECC | ex | CZ07 | cDXHP | SWHC046-01 | ExAnte2019 | IOU workpaper | 2019-11-06 | Cap-Tons | 1 |  |  | 0 | 0 | 0 | -1.9238 | 0 | 3.6529 | [6 empty] | DEER:HVAC_Split-Package_HP | Annual | FALSE
Any | SWHC046J | ECC | ex | CZ08 | cDXHP | SWHC046-01 | ExAnte2019 | IOU workpaper | 2019-11-06 | Cap-Tons | 1 |  |  | 0 | 0 | 0 | -1.4422 | 0 | 5.824 | [6 empty] | DEER:HVAC_Split-Package_HP | Annual | FALSE
Any | SWHC046J | ECC | ex | CZ09 | cDXHP | SWHC046-01 | ExAnte2019 | IOU workpaper | 2019-11-06 | Cap-Tons | 1 |  |  | 0 | 0 | 0 | -22.2588 | 0 | 7.217 | [6 empty] | DEER:HVAC_Split-Package_HP | Annual | FALSE
Any | SWHC046J | ECC | ex | CZ10 | cDXHP | SWHC046-01 | ExAnte2019 | IOU workpaper | 2019-11-06 | Cap-Tons | 1 |  |  | 0 | 0 | 0 | -18.8602 | 0 | 7.7985 | [6 empty] | DEER:HVAC_Split-Package_HP | Annual | FALSE
Any | SWHC046J | ECC | ex | CZ11 | cDXHP | SWHC046-01 | ExAnte2019 | IOU workpaper | 2019-11-06 | Cap-Tons | 1 |  |  | 0 | 0 | 0 | -135.4194 | 0 | 23.3304 | [6 empty] | DEER:HVAC_Split-Package_HP | Annual | FALSE
Any | SWHC046J | ECC | ex | CZ12 | cDXHP | SWHC046-01 | ExAnte2019 | IOU workpaper | 2019-11-06 | Cap-Tons | 1 |  |  | 0 | 0 | 0 | -150.3005 | 0 | 23.7967 | [6 empty] | DEER:HVAC_Split-Package_HP | Annual | FALSE
Any | SWHC046J | ECC | ex | CZ13 | cDXHP | SWHC046-01 | ExAnte2019 | IOU workpaper | 2019-11-06 | Cap-Tons | 1 |  |  | 0 | 0 | 0 | -107.9652 | 0 | 19.8382 | [6 empty] | DEER:HVAC_Split-Package_HP | Annual | FALSE
Any | SWHC046J | ECC | ex | CZ14 | cDXHP | SWHC046-01 | ExAnte2019 | IOU workpaper | 2019-11-06 | Cap-Tons | 1 |  |  | 0 | 0 | 0 | -127.6104 | 0 | 20.9123 | [6 empty] | DEER:HVAC_Split-Package_HP | Annual | FALSE
Any | SWHC046J | ECC | ex | CZ15 | cDXHP | SWHC046-01 | ExAnte2019 | IOU workpaper | 2019-11-06 | Cap-Tons | 1 |  |  | 0 | 0 | 0 | 60.4935 | 0 | 1.9383 | [6 empty] | DEER:HVAC_Split-Package_HP | Annual | FALSE
Any | SWHC046J | ECC | ex | CZ16 | cDXHP | SWHC046-01 | ExAnte2019 | IOU workpaper | 2019-11-06 | Cap-Tons | 1 |  |  | 0 | 0 | 0 | -599.8918 | 0 | 66.0583 | [6 empty] | DEER:HVAC_Split-Package_HP | Annual | FALSE
Any | SWHC046J | EPr | ex | CZ01 | cDXHP | SWHC046-01 | ExAnte2019 | IOU workpaper | 2019-11-06 | Cap-Tons | 1 |  |  | 0 | 0 | 0 | -532.2662 | 0 | 72.9321 | [6 empty] | DEER:HVAC_Split-Package_HP | Annual | FALSE
Any | SWHC046J | EPr | ex | CZ02 | cDXHP | SWHC046-01 | ExAnte2019 | IOU workpaper | 2019-11-06 | Cap-Tons | 1 |  |  | 0 | 0 | 0 | -277.4103 | 0 | 34.8916 | [6 empty] | DEER:HVAC_Split-Package_HP | Annual | FALSE
Any | SWHC046J | EPr | ex | CZ03 | cDXHP | SWHC046-01 | ExAnte2019 | IOU workpaper | 2019-11-06 | Cap-Tons | 1 |  |  | 0 | 0 | 0 | -240.419 | 0 | 33.4162 | [6 empty] | DEER:HVAC_Split-Package_HP | Annual | FALSE
Any | SWHC046J | EPr | ex | CZ04 | cDXHP | SWHC046-01 | ExAnte2019 | IOU workpaper | 2019-11-06 | Cap-Tons | 1 |  |  | 0 | 0 | 0 | -197.6496 | 0 | 25.051 | [6 empty] | DEER:HVAC_Split-Package_HP | Annual | FALSE
Any | SWHC046J | EPr | ex | CZ05 | cDXHP | SWHC046-01 | ExAnte2019 | IOU workpaper | 2019-11-06 | Cap-Tons | 1 |  |  | 0 | 0 | 0 | -242.5894 | 0 | 33.5248 | [6 empty] | DEER:HVAC_Split-Package_HP | Annual | FALSE
Any | SWHC046J | EPr | ex | CZ06 | cDXHP | SWHC046-01 | ExAnte2019 | IOU workpaper | 2019-11-06 | Cap-Tons | 1 |  |  | 0 | 0 | 0 | -80.6647 | 0 | 12.9186 | [6 empty] | DEER:HVAC_Split-Package_HP | Annual | FALSE
Any | SWHC046J | EPr | ex | CZ07 | cDXHP | SWHC046-01 | ExAnte2019 | IOU workpaper | 2019-11-06 | Cap-Tons | 1 |  |  | 0 | 0 | 0 | -61.1074 | 0 | 9.4326 | [6 empty] | DEER:HVAC_Split-Package_HP | Annual | FALSE
Any | SWHC046J | EPr | ex | CZ08 | cDXHP | SWHC046-01 | ExAnte2019 | IOU workpaper | 2019-11-06 | Cap-Tons | 1 |  |  | 0 | 0 | 0 | -59.0746 | 0 | 10.7872 | [6 empty] | DEER:HVAC_Split-Package_HP | Annual | FALSE
Any | SWHC046J | EPr | ex | CZ09 | cDXHP | SWHC046-01 | ExAnte2019 | IOU workpaper | 2019-11-06 | Cap-Tons | 1 |  |  | 0 | 0 | 0 | -82.9793 | 0 | 13.0614 | [6 empty] | DEER:HVAC_Split-Package_HP | Annual | FALSE
Any | SWHC046J | EPr | ex | CZ10 | cDXHP | SWHC046-01 | ExAnte2019 | IOU workpaper | 2019-11-06 | Cap-Tons | 1 |  |  | 0 | 0 | 0 | -71.9281 | 0 | 12.6484 | [6 empty] | DEER:HVAC_Split-Package_HP | Annual | FALSE
Any | SWHC046J | EPr | ex | CZ11 | cDXHP | SWHC046-01 | ExAnte2019 | IOU workpaper | 2019-11-06 | Cap-Tons | 1 |  |  | 0 | 0 | 0 | -196.6209 | 0 | 29.0409 | [6 empty] | DEER:HVAC_Split-Package_HP | Annual | FALSE
Any | SWHC046J | EPr | ex | CZ12 | cDXHP | SWHC046-01 | ExAnte2019 | IOU workpaper | 2019-11-06 | Cap-Tons | 1 |  |  | 0 | 0 | 0 | -224.1231 | 0 | 30.6956 | [6 empty] | DEER:HVAC_Split-Package_HP | Annual | FALSE
Any | SWHC046J | EPr | ex | CZ13 | cDXHP | SWHC046-01 | ExAnte2019 | IOU workpaper | 2019-11-06 | Cap-Tons | 1 |  |  | 0 | 0 | 0 | -160.4387 | 0 | 25.624 | [6 empty] | DEER:HVAC_Split-Package_HP | Annual | FALSE
Any | SWHC046J | EPr | ex | CZ14 | cDXHP | SWHC046-01 | ExAnte2019 | IOU workpaper | 2019-11-06 | Cap-Tons | 1 |  |  | 0 | 0 | 0 | -182.5481 | 0 | 26.2296 | [6 empty] | DEER:HVAC_Split-Package_HP | Annual | FALSE
Any | SWHC046J | EPr | ex | CZ15 | cDXHP | SWHC046-01 | ExAnte2019 | IOU workpaper | 2019-11-06 | Cap-Tons | 1 |  |  | 0 | 0 | 0 | 20.0096 | 0 | 3.5631 | [6 empty] | DEER:HVAC_Split-Package_HP | Annual | FALSE
Any | SWHC046J | EPr | ex | CZ16 | cDXHP | SWHC046-01 | ExAnte2019 | IOU workpaper | 2019-11-06 | Cap-Tons | 1 |  |  | 0 | 0 | 0 | -747.2079 | 0 | 84.4166 | [6 empty] | DEER:HVAC_Split-Package_HP | Annual | FALSE
Any | SWHC046J | ERC | ex | CZ01 | cDXHP | SWHC046-01 | ExAnte2019 | IOU workpaper | 2019-11-06 | Cap-Tons | 1 |  |  | 0 | 0 | 0 | -801.815 | 0 | 110.1162 | [6 empty] | DEER:HVAC_Split-Package_HP | Annual | FALSE
Any | SWHC046J | ERC | ex | CZ02 | cDXHP | SWHC046-01 | ExAnte2019 | IOU workpaper | 2019-11-06 | Cap-Tons | 1 |  |  | 0 | 0 | 0 | -493.4778 | 0 | 69.5869 | [6 empty] | DEER:HVAC_Split-Package_HP | Annual | FALSE
Any | SWHC046J | ERC | ex | CZ03 | cDXHP | SWHC046-01 | ExAnte2019 | IOU workpaper | 2019-11-06 | Cap-Tons | 1 |  |  | 0 | 0 | 0 | -336.1377 | 0 | 53.4289 | [6 empty] | DEER:HVAC_Split-Package_HP | Annual | FALSE
Any | SWHC046J | ERC | ex | CZ04 | cDXHP | SWHC046-01 | ExAnte2019 | IOU workpaper | 2019-11-06 | Cap-Tons | 1 |  |  | 0 | 0 | 0 | -342.9069 | 0 | 49.8915 | [6 empty] | DEER:HVAC_Split-Package_HP | Annual | FALSE
Any | SWHC046J | ERC | ex | CZ05 | cDXHP | SWHC046-01 | ExAnte2019 | IOU workpaper | 2019-11-06 | Cap-Tons | 1 |  |  | 0 | 0 | 0 | -407.4323 | 0 | 61.724 | [6 empty] | DEER:HVAC_Split-Package_HP | Annual | FALSE
Any | SWHC046J | ERC | ex | CZ06 | cDXHP | SWHC046-01 | ExAnte2019 | IOU workpaper | 2019-11-06 | Cap-Tons | 1 |  |  | 0 | 0 | 0 | -142.3751 | 0 | 26.3492 | [6 empty] | DEER:HVAC_Split-Package_HP | Annual | FALSE
Any | SWHC046J | ERC | ex | CZ07 | cDXHP | SWHC046-01 | ExAnte2019 | IOU workpaper | 2019-11-06 | Cap-Tons | 1 |  |  | 0 | 0 | 0 | -79.4754 | 0 | 16.423 | [6 empty] | DEER:HVAC_Split-Package_HP | Annual | FALSE
Any | SWHC046J | ERC | ex | CZ08 | cDXHP | SWHC046-01 | ExAnte2019 | IOU workpaper | 2019-11-06 | Cap-Tons | 1 |  |  | 0 | 0 | 0 | -112.5509 | 0 | 22.7451 | [6 empty] | DEER:HVAC_Split-Package_HP | Annual | FALSE
Any | SWHC046J | ERC | ex | CZ09 | cDXHP | SWHC046-01 | ExAnte2019 | IOU workpaper | 2019-11-06 | Cap-Tons | 1 |  |  | 0 | 0 | 0 | -120.9699 | 0 | 22.2282 | [6 empty] | DEER:HVAC_Split-Package_HP | Annual | FALSE
Any | SWHC046J | ERC | ex | CZ10 | cDXHP | SWHC046-01 | ExAnte2019 | IOU workpaper | 2019-11-06 | Cap-Tons | 1 |  |  | 0 | 0 | 0 | -143.0453 | 0 | 25.4458 | [6 empty] | DEER:HVAC_Split-Package_HP | Annual | FALSE
Any | SWHC046J | ERC | ex | CZ11 | cDXHP | SWHC046-01 | ExAnte2019 | IOU workpaper | 2019-11-06 | Cap-Tons | 1 |  |  | 0 | 0 | 0 | -312.7782 | 0 | 46.9039 | [6 empty] | DEER:HVAC_Split-Package_HP | Annual | FALSE
Any | SWHC046J | ERC | ex | CZ12 | cDXHP | SWHC046-01 | ExAnte2019 | IOU workpaper | 2019-11-06 | Cap-Tons | 1 |  |  | 0 | 0 | 0 | -359.8886 | 0 | 52.9718 | [6 empty] | DEER:HVAC_Split-Package_HP | Annual | FALSE
Any | SWHC046J | ERC | ex | CZ13 | cDXHP | SWHC046-01 | ExAnte2019 | IOU workpaper | 2019-11-06 | Cap-Tons | 1 |  |  | 0 | 0 | 0 | -268.6858 | 0 | 41.4797 | [6 empty] | DEER:HVAC_Split-Package_HP | Annual | FALSE
Any | SWHC046J | ERC | ex | CZ14 | cDXHP | SWHC046-01 | ExAnte2019 | IOU workpaper | 2019-11-06 | Cap-Tons | 1 |  |  | 0 | 0 | 0 | -305.9316 | 0 | 43.799 | [6 empty] | DEER:HVAC_Split-Package_HP | Annual | FALSE
Any | SWHC046J | ERC | ex | CZ15 | cDXHP | SWHC046-01 | ExAnte2019 | IOU workpaper | 2019-11-06 | Cap-Tons | 1 |  |  | 0 | 0 | 0 | 11.5549 | 0 | 6.7246 | [6 empty] | DEER:HVAC_Split-Package_HP | Annual | FALSE
Any | SWHC046J | ERC | ex | CZ16 | cDXHP | SWHC046-01 | ExAnte2019 | IOU workpaper | 2019-11-06 | Cap-Tons | 1 |  |  | 0 | 0 | 0 | -1108.6674 | 0 | 123.3539 | [6 empty] | DEER:HVAC_Split-Package_HP | Annual | FALSE
Any | SWHC046J | ESe | ex | CZ01 | cDXHP | SWHC046-01 | ExAnte2019 | IOU workpaper | 2019-11-06 | Cap-Tons | 1 |  |  | 0 | 0 | 0 | -470.671 | 0 | 62.6164 | [6 empty] | DEER:HVAC_Split-Package_HP | Annual | FALSE
Any | SWHC046J | ESe | ex | CZ02 | cDXHP | SWHC046-01 | ExAnte2019 | IOU workpaper | 2019-11-06 | Cap-Tons | 1 |  |  | 0 | 0 | 0 | -267.8219 | 0 | 33.9701 | [6 empty] | DEER:HVAC_Split-Package_HP | Annual | FALSE
Any | SWHC046J | ESe | ex | CZ03 | cDXHP | SWHC046-01 | ExAnte2019 | IOU workpaper | 2019-11-06 | Cap-Tons | 1 |  |  | 0 | 0 | 0 | -188.3779 | 0 | 26.013 | [6 empty] | DEER:HVAC_Split-Package_HP | Annual | FALSE
Any | SWHC046J | ESe | ex | CZ04 | cDXHP | SWHC046-01 | ExAnte2019 | IOU workpaper | 2019-11-06 | Cap-Tons | 1 |  |  | 0 | 0 | 0 | -166.0232 | 0 | 22.1133 | [6 empty] | DEER:HVAC_Split-Package_HP | Annual | FALSE
Any | SWHC046J | ESe | ex | CZ05 | cDXHP | SWHC046-01 | ExAnte2019 | IOU workpaper | 2019-11-06 | Cap-Tons | 1 |  |  | 0 | 0 | 0 | -183.4534 | 0 | 25.3541 | [6 empty] | DEER:HVAC_Split-Package_HP | Annual | FALSE
Any | SWHC046J | ESe | ex | CZ06 | cDXHP | SWHC046-01 | ExAnte2019 | IOU workpaper | 2019-11-06 | Cap-Tons | 1 |  |  | 0 | 0 | 0 | -52.5027 | 0 | 9.5127 | [6 empty] | DEER:HVAC_Split-Package_HP | Annual | FALSE
Any | SWHC046J | ESe | ex | CZ07 | cDXHP | SWHC046-01 | ExAnte2019 | IOU workpaper | 2019-11-06 | Cap-Tons | 1 |  |  | 0 | 0 | 0 | -29.7506 | 0 | 6.3211 | [6 empty] | DEER:HVAC_Split-Package_HP | Annual | FALSE
Any | SWHC046J | ESe | ex | CZ08 | cDXHP | SWHC046-01 | ExAnte2019 | IOU workpaper | 2019-11-06 | Cap-Tons | 1 |  |  | 0 | 0 | 0 | -35.6302 | 0 | 8.7812 | [6 empty] | DEER:HVAC_Split-Package_HP | Annual | FALSE
Any | SWHC046J | ESe | ex | CZ09 | cDXHP | SWHC046-01 | ExAnte2019 | IOU workpaper | 2019-11-06 | Cap-Tons | 1 |  |  | 0 | 0 | 0 | -54.9411 | 0 | 10.222 | [6 empty] | DEER:HVAC_Split-Package_HP | Annual | FALSE
Any | SWHC046J | ESe | ex | CZ10 | cDXHP | SWHC046-01 | ExAnte2019 | IOU workpaper | 2019-11-06 | Cap-Tons | 1 |  |  | 0 | 0 | 0 | -68.871 | 0 | 12.5049 | [6 empty] | DEER:HVAC_Split-Package_HP | Annual | FALSE
Any | SWHC046J | ESe | ex | CZ11 | cDXHP | SWHC046-01 | ExAnte2019 | IOU workpaper | 2019-11-06 | Cap-Tons | 1 |  |  | 0 | 0 | 0 | -208.1954 | 0 | 31.1402 | [6 empty] | DEER:HVAC_Split-Package_HP | Annual | FALSE
Any | SWHC046J | ESe | ex | CZ12 | cDXHP | SWHC046-01 | ExAnte2019 | IOU workpaper | 2019-11-06 | Cap-Tons | 1 |  |  | 0 | 0 | 0 | -230.2803 | 0 | 31.7749 | [6 empty] | DEER:HVAC_Split-Package_HP | Annual | FALSE
Any | SWHC046J | ESe | ex | CZ13 | cDXHP | SWHC046-01 | ExAnte2019 | IOU workpaper | 2019-11-06 | Cap-Tons | 1 |  |  | 0 | 0 | 0 | -172.907 | 0 | 26.6575 | [6 empty] | DEER:HVAC_Split-Package_HP | Annual | FALSE
Any | SWHC046J | ESe | ex | CZ14 | cDXHP | SWHC046-01 | ExAnte2019 | IOU workpaper | 2019-11-06 | Cap-Tons | 1 |  |  | 0 | 0 | 0 | -195.0861 | 0 | 27.9764 | [6 empty] | DEER:HVAC_Split-Package_HP | Annual | FALSE
Any | SWHC046J | ESe | ex | CZ15 | cDXHP | SWHC046-01 | ExAnte2019 | IOU workpaper | 2019-11-06 | Cap-Tons | 1 |  |  | 0 | 0 | 0 | 25.1459 | 0 | 3.6936 | [6 empty] | DEER:HVAC_Split-Package_HP | Annual | FALSE
Any | SWHC046J | ESe | ex | CZ16 | cDXHP | SWHC046-01 | ExAnte2019 | IOU workpaper | 2019-11-06 | Cap-Tons | 1 |  |  | 0 | 0 | 0 | -697.8907 | 0 | 76.8018 | [6 empty] | DEER:HVAC_Split-Package_HP | Annual | FALSE
Any | SWHC046J | EUn | ex | CZ01 | cDXHP | SWHC046-01 | ExAnte2019 | IOU workpaper | 2019-11-06 | Cap-Tons | 1 |  |  | 0 | 0 | 0 | -515.0645 | 0 | 69.9315 | [6 empty] | DEER:HVAC_Split-Package_HP | Annual | FALSE
Any | SWHC046J | EUn | ex | CZ02 | cDXHP | SWHC046-01 | ExAnte2019 | IOU workpaper | 2019-11-06 | Cap-Tons | 1 |  |  | 0 | 0 | 0 | -284.9228 | 0 | 40.0477 | [6 empty] | DEER:HVAC_Split-Package_HP | Annual | FALSE
Any | SWHC046J | EUn | ex | CZ03 | cDXHP | SWHC046-01 | ExAnte2019 | IOU workpaper | 2019-11-06 | Cap-Tons | 1 |  |  | 0 | 0 | 0 | -240.3418 | 0 | 34.7464 | [6 empty] | DEER:HVAC_Split-Package_HP | Annual | FALSE
Any | SWHC046J | EUn | ex | CZ04 | cDXHP | SWHC046-01 | ExAnte2019 | IOU workpaper | 2019-11-06 | Cap-Tons | 1 |  |  | 0 | 0 | 0 | -212.2215 | 0 | 30.3089 | [6 empty] | DEER:HVAC_Split-Package_HP | Annual | FALSE
Any | SWHC046J | EUn | ex | CZ05 | cDXHP | SWHC046-01 | ExAnte2019 | IOU workpaper | 2019-11-06 | Cap-Tons | 1 |  |  | 0 | 0 | 0 | -246.5034 | 0 | 35.8672 | [6 empty] | DEER:HVAC_Split-Package_HP | Annual | FALSE
Any | SWHC046J | EUn | ex | CZ06 | cDXHP | SWHC046-01 | ExAnte2019 | IOU workpaper | 2019-11-06 | Cap-Tons | 1 |  |  | 0 | 0 | 0 | -71.8028 | 0 | 14.0792 | [6 empty] | DEER:HVAC_Split-Package_HP | Annual | FALSE
Any | SWHC046J | EUn | ex | CZ07 | cDXHP | SWHC046-01 | ExAnte2019 | IOU workpaper | 2019-11-06 | Cap-Tons | 1 |  |  | 0 | 0 | 0 | -47.471 | 0 | 9.8559 | [6 empty] | DEER:HVAC_Split-Package_HP | Annual | FALSE
Any | SWHC046J | EUn | ex | CZ08 | cDXHP | SWHC046-01 | ExAnte2019 | IOU workpaper | 2019-11-06 | Cap-Tons | 1 |  |  | 0 | 0 | 0 | -52.1437 | 0 | 13.4116 | [6 empty] | DEER:HVAC_Split-Package_HP | Annual | FALSE
Any | SWHC046J | EUn | ex | CZ09 | cDXHP | SWHC046-01 | ExAnte2019 | IOU workpaper | 2019-11-06 | Cap-Tons | 1 |  |  | 0 | 0 | 0 | -69.3686 | 0 | 14.0701 | [6 empty] | DEER:HVAC_Split-Package_HP | Annual | FALSE
Any | SWHC046J | EUn | ex | CZ10 | cDXHP | SWHC046-01 | ExAnte2019 | IOU workpaper | 2019-11-06 | Cap-Tons | 1 |  |  | 0 | 0 | 0 | -62.1068 | 0 | 14.3307 | [6 empty] | DEER:HVAC_Split-Package_HP | Annual | FALSE
Any | SWHC046J | EUn | ex | CZ11 | cDXHP | SWHC046-01 | ExAnte2019 | IOU workpaper | 2019-11-06 | Cap-Tons | 1 |  |  | 0 | 0 | 0 | -190.0735 | 0 | 31.7561 | [6 empty] | DEER:HVAC_Split-Package_HP | Annual | FALSE
Any | SWHC046J | EUn | ex | CZ12 | cDXHP | SWHC046-01 | ExAnte2019 | IOU workpaper | 2019-11-06 | Cap-Tons | 1 |  |  | 0 | 0 | 0 | -216.7028 | 0 | 34.1153 | [6 empty] | DEER:HVAC_Split-Package_HP | Annual | FALSE
Any | SWHC046J | EUn | ex | CZ13 | cDXHP | SWHC046-01 | ExAnte2019 | IOU workpaper | 2019-11-06 | Cap-Tons | 1 |  |  | 0 | 0 | 0 | -154.5308 | 0 | 26.9542 | [6 empty] | DEER:HVAC_Split-Package_HP | Annual | FALSE
Any | SWHC046J | EUn | ex | CZ14 | cDXHP | SWHC046-01 | ExAnte2019 | IOU workpaper | 2019-11-06 | Cap-Tons | 1 |  |  | 0 | 0 | 0 | -183.2457 | 0 | 29.2439 | [6 empty] | DEER:HVAC_Split-Package_HP | Annual | FALSE
Any | SWHC046J | EUn | ex | CZ15 | cDXHP | SWHC046-01 | ExAnte2019 | IOU workpaper | 2019-11-06 | Cap-Tons | 1 |  |  | 0 | 0 | 0 | 47.1937 | 0 | 4.2252 | [6 empty] | DEER:HVAC_Split-Package_HP | Annual | FALSE
Any | SWHC046J | EUn | ex | CZ16 | cDXHP | SWHC046-01 | ExAnte2019 | IOU workpaper | 2019-11-06 | Cap-Tons | 1 |  |  | 0 | 0 | 0 | -734.0849 | 0 | 82.9867 | [6 empty] | DEER:HVAC_Split-Package_HP | Annual | FALSE
Any | SWHC046J | Gro | ex | CZ01 | cDXHP | SWHC046-01 | ExAnte2019 | IOU workpaper | 2019-11-06 | Cap-Tons | 1 |  |  | 0 | 0 | 0 | -3291.2317 | 0 | 439.6634 | [6 empty] | DEER:HVAC_Split-Package_HP | Annual | FALSE
Any | SWHC046J | Gro | ex | CZ02 | cDXHP | SWHC046-01 | ExAnte2019 | IOU workpaper | 2019-11-06 | Cap-Tons | 1 |  |  | 0 | 0 | 0 | -1263.0221 | 0 | 144.7363 | [6 empty] | DEER:HVAC_Split-Package_HP | Annual | FALSE
Any | SWHC046J | Gro | ex | CZ03 | cDXHP | SWHC046-01 | ExAnte2019 | IOU workpaper | 2019-11-06 | Cap-Tons | 1 |  |  | 0 | 0 | 0 | -1457.7226 | 0 | 197.2844 | [6 empty] | DEER:HVAC_Split-Package_HP | Annual | FALSE
Any | SWHC046J | Gro | ex | CZ04 | cDXHP | SWHC046-01 | ExAnte2019 | IOU workpaper | 2019-11-06 | Cap-Tons | 1 |  |  | 0 | 0 | 0 | -1077.2518 | 0 | 130.0058 | [6 empty] | DEER:HVAC_Split-Package_HP | Annual | FALSE
Any | SWHC046J | Gro | ex | CZ05 | cDXHP | SWHC046-01 | ExAnte2019 | IOU workpaper | 2019-11-06 | Cap-Tons | 1 |  |  | 0 | 0 | 0 | -1716.8468 | 0 | 229.3916 | [6 empty] | DEER:HVAC_Split-Package_HP | Annual | FALSE
Any | SWHC046J | Gro | ex | CZ06 | cDXHP | SWHC046-01 | ExAnte2019 | IOU workpaper | 2019-11-06 | Cap-Tons | 1 |  |  | 0 | 0 | 0 | -765.7912 | 0 | 89.5988 | [6 empty] | DEER:HVAC_Split-Package_HP | Annual | FALSE
Any | SWHC046J | Gro | ex | CZ07 | cDXHP | SWHC046-01 | ExAnte2019 | IOU workpaper | 2019-11-06 | Cap-Tons | 1 |  |  | 0 | 0 | 0 | -800.6478 | 0 | 104.7239 | [6 empty] | DEER:HVAC_Split-Package_HP | Annual | FALSE
Any | SWHC046J | Gro | ex | CZ08 | cDXHP | SWHC046-01 | ExAnte2019 | IOU workpaper | 2019-11-06 | Cap-Tons | 1 |  |  | 0 | 0 | 0 | -629.651 | 0 | 74.6975 | [6 empty] | DEER:HVAC_Split-Package_HP | Annual | FALSE
Any | SWHC046J | Gro | ex | CZ09 | cDXHP | SWHC046-01 | ExAnte2019 | IOU workpaper | 2019-11-06 | Cap-Tons | 1 |  |  | 0 | 0 | 0 | -619.7775 | 0 | 68.4359 | [6 empty] | DEER:HVAC_Split-Package_HP | Annual | FALSE
Any | SWHC046J | Gro | ex | CZ10 | cDXHP | SWHC046-01 | ExAnte2019 | IOU workpaper | 2019-11-06 | Cap-Tons | 1 |  |  | 0 | 0 | 0 | -657.3752 | 0 | 73.7171 | [6 empty] | DEER:HVAC_Split-Package_HP | Annual | FALSE
Any | SWHC046J | Gro | ex | CZ11 | cDXHP | SWHC046-01 | ExAnte2019 | IOU workpaper | 2019-11-06 | Cap-Tons | 1 |  |  | 0 | 0 | 0 | -918.1927 | 0 | 101.6762 | [6 empty] | DEER:HVAC_Split-Package_HP | Annual | FALSE
Any | SWHC046J | Gro | ex | CZ12 | cDXHP | SWHC046-01 | ExAnte2019 | IOU workpaper | 2019-11-06 | Cap-Tons | 1 |  |  | 0 | 0 | 0 | -953.9726 | 0 | 101.3289 | [6 empty] | DEER:HVAC_Split-Package_HP | Annual | FALSE
Any | SWHC046J | Gro | ex | CZ13 | cDXHP | SWHC046-01 | ExAnte2019 | IOU workpaper | 2019-11-06 | Cap-Tons | 1 |  |  | 0 | 0 | 0 | -828.4964 | 0 | 91.2784 | [6 empty] | DEER:HVAC_Split-Package_HP | Annual | FALSE
Any | SWHC046J | Gro | ex | CZ14 | cDXHP | SWHC046-01 | ExAnte2019 | IOU workpaper | 2019-11-06 | Cap-Tons | 1 |  |  | 0 | 0 | 0 | -909.5399 | 0 | 96.6664 | [6 empty] | DEER:HVAC_Split-Package_HP | Annual | FALSE
Any | SWHC046J | Gro | ex | CZ15 | cDXHP | SWHC046-01 | ExAnte2019 | IOU workpaper | 2019-11-06 | Cap-Tons | 1 |  |  | 0 | 0 | 0 | -222.8626 | 0 | 26.4591 | [6 empty] | DEER:HVAC_Split-Package_HP | Annual | FALSE
Any | SWHC046J | Gro | ex | CZ16 | cDXHP | SWHC046-01 | ExAnte2019 | IOU workpaper | 2019-11-06 | Cap-Tons | 1 |  |  | 0 | 0 | 0 | -2989.1482 | 0 | 301.7267 | [6 empty] | DEER:HVAC_Split-Package_HP | Annual | FALSE
Any | SWHC046J | Hsp | ex | CZ01 | cDXHP | SWHC046-01 | ExAnte2019 | IOU workpaper | 2019-11-06 | Cap-Tons | 1 |  |  | 0 | 0 | 0 | -422.2295 | 0 | 45.0814 | [6 empty] | DEER:HVAC_Split-Package_HP | Annual | FALSE
Any | SWHC046J | Hsp | ex | CZ02 | cDXHP | SWHC046-01 | ExAnte2019 | IOU workpaper | 2019-11-06 | Cap-Tons | 1 |  |  | 0 | 0 | 0 | -242.7851 | 0 | 28.618 | [6 empty] | DEER:HVAC_Split-Package_HP | Annual | FALSE
Any | SWHC046J | Hsp | ex | CZ03 | cDXHP | SWHC046-01 | ExAnte2019 | IOU workpaper | 2019-11-06 | Cap-Tons | 1 |  |  | 0 | 0 | 0 | -189.365 | 0 | 21.6234 | [6 empty] | DEER:HVAC_Split-Package_HP | Annual | FALSE
Any | SWHC046J | Hsp | ex | CZ04 | cDXHP | SWHC046-01 | ExAnte2019 | IOU workpaper | 2019-11-06 | Cap-Tons | 1 |  |  | 0 | 0 | 0 | -175.7219 | 0 | 21.5661 | [6 empty] | DEER:HVAC_Split-Package_HP | Annual | FALSE
Any | SWHC046J | Hsp | ex | CZ05 | cDXHP | SWHC046-01 | ExAnte2019 | IOU workpaper | 2019-11-06 | Cap-Tons | 1 |  |  | 0 | 0 | 0 | -205.5715 | 0 | 23.1037 | [6 empty] | DEER:HVAC_Split-Package_HP | Annual | FALSE
Any | SWHC046J | Hsp | ex | CZ06 | cDXHP | SWHC046-01 | ExAnte2019 | IOU workpaper | 2019-11-06 | Cap-Tons | 1 |  |  | 0 | 0 | 0 | -56.4066 | 0 | 9.9934 | [6 empty] | DEER:HVAC_Split-Package_HP | Annual | FALSE
Any | SWHC046J | Hsp | ex | CZ07 | cDXHP | SWHC046-01 | ExAnte2019 | IOU workpaper | 2019-11-06 | Cap-Tons | 1 |  |  | 0 | 0 | 0 | -8.4541 | 0 | 4.2672 | [6 empty] | DEER:HVAC_Split-Package_HP | Annual | FALSE
Any | SWHC046J | Hsp | ex | CZ08 | cDXHP | SWHC046-01 | ExAnte2019 | IOU workpaper | 2019-11-06 | Cap-Tons | 1 |  |  | 0 | 0 | 0 | -22.5512 | 0 | 7.5154 | [6 empty] | DEER:HVAC_Split-Package_HP | Annual | FALSE
Any | SWHC046J | Hsp | ex | CZ09 | cDXHP | SWHC046-01 | ExAnte2019 | IOU workpaper | 2019-11-06 | Cap-Tons | 1 |  |  | 0 | 0 | 0 | -47.4394 | 0 | 10.548 | [6 empty] | DEER:HVAC_Split-Package_HP | Annual | FALSE
Any | SWHC046J | Hsp | ex | CZ10 | cDXHP | SWHC046-01 | ExAnte2019 | IOU workpaper | 2019-11-06 | Cap-Tons | 1 |  |  | 0 | 0 | 0 | -61.6884 | 0 | 12.4026 | [6 empty] | DEER:HVAC_Split-Package_HP | Annual | FALSE
Any | SWHC046J | Hsp | ex | CZ11 | cDXHP | SWHC046-01 | ExAnte2019 | IOU workpaper | 2019-11-06 | Cap-Tons | 1 |  |  | 0 | 0 | 0 | -210.7988 | 0 | 29.6874 | [6 empty] | DEER:HVAC_Split-Package_HP | Annual | FALSE
Any | SWHC046J | Hsp | ex | CZ12 | cDXHP | SWHC046-01 | ExAnte2019 | IOU workpaper | 2019-11-06 | Cap-Tons | 1 |  |  | 0 | 0 | 0 | -212.0952 | 0 | 27.7973 | [6 empty] | DEER:HVAC_Split-Package_HP | Annual | FALSE
Any | SWHC046J | Hsp | ex | CZ13 | cDXHP | SWHC046-01 | ExAnte2019 | IOU workpaper | 2019-11-06 | Cap-Tons | 1 |  |  | 0 | 0 | 0 | -176.2577 | 0 | 25.8934 | [6 empty] | DEER:HVAC_Split-Package_HP | Annual | FALSE
Any | SWHC046J | Hsp | ex | CZ14 | cDXHP | SWHC046-01 | ExAnte2019 | IOU workpaper | 2019-11-06 | Cap-Tons | 1 |  |  | 0 | 0 | 0 | -244.847 | 0 | 32.7911 | [6 empty] | DEER:HVAC_Split-Package_HP | Annual | FALSE
Any | SWHC046J | Hsp | ex | CZ15 | cDXHP | SWHC046-01 | ExAnte2019 | IOU workpaper | 2019-11-06 | Cap-Tons | 1 |  |  | 0 | 0 | 0 | 72.3154 | 0 | 4.4555 | [6 empty] | DEER:HVAC_Split-Package_HP | Annual | FALSE
Any | SWHC046J | Hsp | ex | CZ16 | cDXHP | SWHC046-01 | ExAnte2019 | IOU workpaper | 2019-11-06 | Cap-Tons | 1 |  |  | 0 | 0 | 0 | -732.8272 | 0 | 78.0691 | [6 empty] | DEER:HVAC_Split-Package_HP | Annual | FALSE
Any | SWHC046J | Htl | ex | CZ01 | cDXHP | SWHC046-01 | ExAnte2019 | IOU workpaper | 2019-11-06 | Cap-Tons | 1 |  |  | 0 | 0 | 0 | -1433.2302 | 0 | 187.3794 | [6 empty] | DEER:HVAC_Split-Package_HP | Annual | FALSE
Any | SWHC046J | Htl | ex | CZ02 | cDXHP | SWHC046-01 | ExAnte2019 | IOU workpaper | 2019-11-06 | Cap-Tons | 1 |  |  | 0 | 0 | 0 | -868.0063 | 0 | 104.5951 | [6 empty] | DEER:HVAC_Split-Package_HP | Annual | FALSE
Any | SWHC046J | Htl | ex | CZ03 | cDXHP | SWHC046-01 | ExAnte2019 | IOU workpaper | 2019-11-06 | Cap-Tons | 1 |  |  | 0 | 0 | 0 | -759.34 | 0 | 102.0275 | [6 empty] | DEER:HVAC_Split-Package_HP | Annual | FALSE
Any | SWHC046J | Htl | ex | CZ04 | cDXHP | SWHC046-01 | ExAnte2019 | IOU workpaper | 2019-11-06 | Cap-Tons | 1 |  |  | 0 | 0 | 0 | -666.6002 | 0 | 75.5046 | [6 empty] | DEER:HVAC_Split-Package_HP | Annual | FALSE
Any | SWHC046J | Htl | ex | CZ05 | cDXHP | SWHC046-01 | ExAnte2019 | IOU workpaper | 2019-11-06 | Cap-Tons | 1 |  |  | 0 | 0 | 0 | -803.1475 | 0 | 107.2411 | [6 empty] | DEER:HVAC_Split-Package_HP | Annual | FALSE
Any | SWHC046J | Htl | ex | CZ06 | cDXHP | SWHC046-01 | ExAnte2019 | IOU workpaper | 2019-11-06 | Cap-Tons | 1 |  |  | 0 | 0 | 0 | -344.0904 | 0 | 48.4703 | [6 empty] | DEER:HVAC_Split-Package_HP | Annual | FALSE
Any | SWHC046J | Htl | ex | CZ07 | cDXHP | SWHC046-01 | ExAnte2019 | IOU workpaper | 2019-11-06 | Cap-Tons | 1 |  |  | 0 | 0 | 0 | -251.3062 | 0 | 33.6708 | [6 empty] | DEER:HVAC_Split-Package_HP | Annual | FALSE
Any | SWHC046J | Htl | ex | CZ08 | cDXHP | SWHC046-01 | ExAnte2019 | IOU workpaper | 2019-11-06 | Cap-Tons | 1 |  |  | 0 | 0 | 0 | -237.0977 | 0 | 37.0812 | [6 empty] | DEER:HVAC_Split-Package_HP | Annual | FALSE
Any | SWHC046J | Htl | ex | CZ09 | cDXHP | SWHC046-01 | ExAnte2019 | IOU workpaper | 2019-11-06 | Cap-Tons | 1 |  |  | 0 | 0 | 0 | -293.0246 | 0 | 41.7772 | [6 empty] | DEER:HVAC_Split-Package_HP | Annual | FALSE
Any | SWHC046J | Htl | ex | CZ10 | cDXHP | SWHC046-01 | ExAnte2019 | IOU workpaper | 2019-11-06 | Cap-Tons | 1 |  |  | 0 | 0 | 0 | -314.7682 | 0 | 47.6979 | [6 empty] | DEER:HVAC_Split-Package_HP | Annual | FALSE
Any | SWHC046J | Htl | ex | CZ11 | cDXHP | SWHC046-01 | ExAnte2019 | IOU workpaper | 2019-11-06 | Cap-Tons | 1 |  |  | 0 | 0 | 0 | -575.2194 | 0 | 83.4381 | [6 empty] | DEER:HVAC_Split-Package_HP | Annual | FALSE
Any | SWHC046J | Htl | ex | CZ12 | cDXHP | SWHC046-01 | ExAnte2019 | IOU workpaper | 2019-11-06 | Cap-Tons | 1 |  |  | 0 | 0 | 0 | -613.5599 | 0 | 86.7708 | [6 empty] | DEER:HVAC_Split-Package_HP | Annual | FALSE
Any | SWHC046J | Htl | ex | CZ13 | cDXHP | SWHC046-01 | ExAnte2019 | IOU workpaper | 2019-11-06 | Cap-Tons | 1 |  |  | 0 | 0 | 0 | -510.0399 | 0 | 74.313 | [6 empty] | DEER:HVAC_Split-Package_HP | Annual | FALSE
Any | SWHC046J | Htl | ex | CZ14 | cDXHP | SWHC046-01 | ExAnte2019 | IOU workpaper | 2019-11-06 | Cap-Tons | 1 |  |  | 0 | 0 | 0 | -621.2485 | 0 | 86.377 | [6 empty] | DEER:HVAC_Split-Package_HP | Annual | FALSE
Any | SWHC046J | Htl | ex | CZ15 | cDXHP | SWHC046-01 | ExAnte2019 | IOU workpaper | 2019-11-06 | Cap-Tons | 1 |  |  | 0 | 0 | 0 | -43.0374 | 0 | 18.0152 | [6 empty] | DEER:HVAC_Split-Package_HP | Annual | FALSE
Any | SWHC046J | Htl | ex | CZ16 | cDXHP | SWHC046-01 | ExAnte2019 | IOU workpaper | 2019-11-06 | Cap-Tons | 1 |  |  | 0 | 0 | 0 | -1876.5343 | 0 | 204.1808 | [6 empty] | DEER:HVAC_Split-Package_HP | Annual | FALSE
Any | SWHC046J | MBT | ex | CZ01 | cDXHP | SWHC046-01 | ExAnte2019 | IOU workpaper | 2019-11-06 | Cap-Tons | 1 |  |  | 0 | 0 | 0 | -329.3487 | 0 | 44.8592 | [6 empty] | DEER:HVAC_Split-Package_HP | Annual | FALSE
Any | SWHC046J | MBT | ex | CZ02 | cDXHP | SWHC046-01 | ExAnte2019 | IOU workpaper | 2019-11-06 | Cap-Tons | 1 |  |  | 0 | 0 | 0 | -150.1458 | 0 | 23.0982 | [6 empty] | DEER:HVAC_Split-Package_HP | Annual | FALSE
Any | SWHC046J | MBT | ex | CZ03 | cDXHP | SWHC046-01 | ExAnte2019 | IOU workpaper | 2019-11-06 | Cap-Tons | 1 |  |  | 0 | 0 | 0 | -138.3179 | 0 | 21.219 | [6 empty] | DEER:HVAC_Split-Package_HP | Annual | FALSE
Any | SWHC046J | MBT | ex | CZ04 | cDXHP | SWHC046-01 | ExAnte2019 | IOU workpaper | 2019-11-06 | Cap-Tons | 1 |  |  | 0 | 0 | 0 | -92.187 | 0 | 16.0113 | [6 empty] | DEER:HVAC_Split-Package_HP | Annual | FALSE
Any | SWHC046J | MBT | ex | CZ05 | cDXHP | SWHC046-01 | ExAnte2019 | IOU workpaper | 2019-11-06 | Cap-Tons | 1 |  |  | 0 | 0 | 0 | -141.415 | 0 | 21.1736 | [6 empty] | DEER:HVAC_Split-Package_HP | Annual | FALSE
Any | SWHC046J | MBT | ex | CZ06 | cDXHP | SWHC046-01 | ExAnte2019 | IOU workpaper | 2019-11-06 | Cap-Tons | 1 |  |  | 0 | 0 | 0 | -28.1368 | 0 | 8.8853 | [6 empty] | DEER:HVAC_Split-Package_HP | Annual | FALSE
Any | SWHC046J | MBT | ex | CZ07 | cDXHP | SWHC046-01 | ExAnte2019 | IOU workpaper | 2019-11-06 | Cap-Tons | 1 |  |  | 0 | 0 | 0 | -15.3635 | 0 | 6.1751 | [6 empty] | DEER:HVAC_Split-Package_HP | Annual | FALSE
Any | SWHC046J | MBT | ex | CZ08 | cDXHP | SWHC046-01 | ExAnte2019 | IOU workpaper | 2019-11-06 | Cap-Tons | 1 |  |  | 0 | 0 | 0 | -13.9365 | 0 | 7.6598 | [6 empty] | DEER:HVAC_Split-Package_HP | Annual | FALSE
Any | SWHC046J | MBT | ex | CZ09 | cDXHP | SWHC046-01 | ExAnte2019 | IOU workpaper | 2019-11-06 | Cap-Tons | 1 |  |  | 0 | 0 | 0 | -26.8595 | 0 | 8.2957 | [6 empty] | DEER:HVAC_Split-Package_HP | Annual | FALSE
Any | SWHC046J | MBT | ex | CZ10 | cDXHP | SWHC046-01 | ExAnte2019 | IOU workpaper | 2019-11-06 | Cap-Tons | 1 |  |  | 0 | 0 | 0 | -18.4802 | 0 | 8.2902 | [6 empty] | DEER:HVAC_Split-Package_HP | Annual | FALSE
Any | SWHC046J | MBT | ex | CZ11 | cDXHP | SWHC046-01 | ExAnte2019 | IOU workpaper | 2019-11-06 | Cap-Tons | 1 |  |  | 0 | 0 | 0 | -92.2454 | 0 | 17.2964 | [6 empty] | DEER:HVAC_Split-Package_HP | Annual | FALSE
Any | SWHC046J | MBT | ex | CZ12 | cDXHP | SWHC046-01 | ExAnte2019 | IOU workpaper | 2019-11-06 | Cap-Tons | 1 |  |  | 0 | 0 | 0 | -113.6755 | 0 | 18.7354 | [6 empty] | DEER:HVAC_Split-Package_HP | Annual | FALSE
Any | SWHC046J | MBT | ex | CZ13 | cDXHP | SWHC046-01 | ExAnte2019 | IOU workpaper | 2019-11-06 | Cap-Tons | 1 |  |  | 0 | 0 | 0 | -77.7537 | 0 | 15.4144 | [6 empty] | DEER:HVAC_Split-Package_HP | Annual | FALSE
Any | SWHC046J | MBT | ex | CZ14 | cDXHP | SWHC046-01 | ExAnte2019 | IOU workpaper | 2019-11-06 | Cap-Tons | 1 |  |  | 0 | 0 | 0 | -99.7026 | 0 | 17.8633 | [6 empty] | DEER:HVAC_Split-Package_HP | Annual | FALSE
Any | SWHC046J | MBT | ex | CZ15 | cDXHP | SWHC046-01 | ExAnte2019 | IOU workpaper | 2019-11-06 | Cap-Tons | 1 |  |  | 0 | 0 | 0 | 50.2696 | 0 | 2.4063 | [6 empty] | DEER:HVAC_Split-Package_HP | Annual | FALSE
Any | SWHC046J | MBT | ex | CZ16 | cDXHP | SWHC046-01 | ExAnte2019 | IOU workpaper | 2019-11-06 | Cap-Tons | 1 |  |  | 0 | 0 | 0 | -520.9011 | 0 | 58.5515 | [6 empty] | DEER:HVAC_Split-Package_HP | Annual | FALSE
Any | SWHC046J | MLI | ex | CZ01 | cDXHP | SWHC046-01 | ExAnte2019 | IOU workpaper | 2019-11-06 | Cap-Tons | 1 |  |  | 0 | 0 | 0 | -668.7853 | 0 | 76.3303 | [6 empty] | DEER:HVAC_Split-Package_HP | Annual | FALSE
Any | SWHC046J | MLI | ex | CZ02 | cDXHP | SWHC046-01 | ExAnte2019 | IOU workpaper | 2019-11-06 | Cap-Tons | 1 |  |  | 0 | 0 | 0 | -391.3273 | 0 | 46.5116 | [6 empty] | DEER:HVAC_Split-Package_HP | Annual | FALSE
Any | SWHC046J | MLI | ex | CZ03 | cDXHP | SWHC046-01 | ExAnte2019 | IOU workpaper | 2019-11-06 | Cap-Tons | 1 |  |  | 0 | 0 | 0 | -324.7696 | 0 | 39.1986 | [6 empty] | DEER:HVAC_Split-Package_HP | Annual | FALSE
Any | SWHC046J | MLI | ex | CZ04 | cDXHP | SWHC046-01 | ExAnte2019 | IOU workpaper | 2019-11-06 | Cap-Tons | 1 |  |  | 0 | 0 | 0 | -307.9333 | 0 | 35.1047 | [6 empty] | DEER:HVAC_Split-Package_HP | Annual | FALSE
Any | SWHC046J | MLI | ex | CZ05 | cDXHP | SWHC046-01 | ExAnte2019 | IOU workpaper | 2019-11-06 | Cap-Tons | 1 |  |  | 0 | 0 | 0 | -361.9233 | 0 | 42.8291 | [6 empty] | DEER:HVAC_Split-Package_HP | Annual | FALSE
Any | SWHC046J | MLI | ex | CZ06 | cDXHP | SWHC046-01 | ExAnte2019 | IOU workpaper | 2019-11-06 | Cap-Tons | 1 |  |  | 0 | 0 | 0 | -146.9748 | 0 | 19.8216 | [6 empty] | DEER:HVAC_Split-Package_HP | Annual | FALSE
Any | SWHC046J | MLI | ex | CZ07 | cDXHP | SWHC046-01 | ExAnte2019 | IOU workpaper | 2019-11-06 | Cap-Tons | 1 |  |  | 0 | 0 | 0 | -93.8209 | 0 | 12.7068 | [6 empty] | DEER:HVAC_Split-Package_HP | Annual | FALSE
Any | SWHC046J | MLI | ex | CZ08 | cDXHP | SWHC046-01 | ExAnte2019 | IOU workpaper | 2019-11-06 | Cap-Tons | 1 |  |  | 0 | 0 | 0 | -106.5818 | 0 | 18.0425 | [6 empty] | DEER:HVAC_Split-Package_HP | Annual | FALSE
Any | SWHC046J | MLI | ex | CZ09 | cDXHP | SWHC046-01 | ExAnte2019 | IOU workpaper | 2019-11-06 | Cap-Tons | 1 |  |  | 0 | 0 | 0 | -118.503 | 0 | 19.3328 | [6 empty] | DEER:HVAC_Split-Package_HP | Annual | FALSE
Any | SWHC046J | MLI | ex | CZ10 | cDXHP | SWHC046-01 | ExAnte2019 | IOU workpaper | 2019-11-06 | Cap-Tons | 1 |  |  | 0 | 0 | 0 | -121.0497 | 0 | 19.3886 | [6 empty] | DEER:HVAC_Split-Package_HP | Annual | FALSE
Any | SWHC046J | MLI | ex | CZ11 | cDXHP | SWHC046-01 | ExAnte2019 | IOU workpaper | 2019-11-06 | Cap-Tons | 1 |  |  | 0 | 0 | 0 | -269.7376 | 0 | 37.5363 | [6 empty] | DEER:HVAC_Split-Package_HP | Annual | FALSE
Any | SWHC046J | MLI | ex | CZ12 | cDXHP | SWHC046-01 | ExAnte2019 | IOU workpaper | 2019-11-06 | Cap-Tons | 1 |  |  | 0 | 0 | 0 | -291.7729 | 0 | 38.1782 | [6 empty] | DEER:HVAC_Split-Package_HP | Annual | FALSE
Any | SWHC046J | MLI | ex | CZ13 | cDXHP | SWHC046-01 | ExAnte2019 | IOU workpaper | 2019-11-06 | Cap-Tons | 1 |  |  | 0 | 0 | 0 | -220.5746 | 0 | 31.3807 | [6 empty] | DEER:HVAC_Split-Package_HP | Annual | FALSE
Any | SWHC046J | MLI | ex | CZ14 | cDXHP | SWHC046-01 | ExAnte2019 | IOU workpaper | 2019-11-06 | Cap-Tons | 1 |  |  | 0 | 0 | 0 | -305.103 | 0 | 40.3255 | [6 empty] | DEER:HVAC_Split-Package_HP | Annual | FALSE
Any | SWHC046J | MLI | ex | CZ15 | cDXHP | SWHC046-01 | ExAnte2019 | IOU workpaper | 2019-11-06 | Cap-Tons | 1 |  |  | 0 | 0 | 0 | 17.3747 | 0 | 5.6291 | [6 empty] | DEER:HVAC_Split-Package_HP | Annual | FALSE
Any | SWHC046J | MLI | ex | CZ16 | cDXHP | SWHC046-01 | ExAnte2019 | IOU workpaper | 2019-11-06 | Cap-Tons | 1 |  |  | 0 | 0 | 0 | -893.4206 | 0 | 92.379 | [6 empty] | DEER:HVAC_Split-Package_HP | Annual | FALSE
Any | SWHC046J | Mtl | ex | CZ01 | cDXHP | SWHC046-01 | ExAnte2019 | IOU workpaper | 2019-11-06 | Cap-Tons | 1 |  |  | 0 | 0 | 0 | -551.9148 | 0 | 61.5601 | [6 empty] | DEER:HVAC_Split-Package_HP | Annual | FALSE
Any | SWHC046J | Mtl | ex | CZ02 | cDXHP | SWHC046-01 | ExAnte2019 | IOU workpaper | 2019-11-06 | Cap-Tons | 1 |  |  | 0 | 0 | 0 | -421.5891 | 0 | 60.2765 | [6 empty] | DEER:HVAC_Split-Package_HP | Annual | FALSE
Any | SWHC046J | Mtl | ex | CZ03 | cDXHP | SWHC046-01 | ExAnte2019 | IOU workpaper | 2019-11-06 | Cap-Tons | 1 |  |  | 0 | 0 | 0 | -258.8014 | 0 | 29.4896 | [6 empty] | DEER:HVAC_Split-Package_HP | Annual | FALSE
Any | SWHC046J | Mtl | ex | CZ04 | cDXHP | SWHC046-01 | ExAnte2019 | IOU workpaper | 2019-11-06 | Cap-Tons | 1 |  |  | 0 | 0 | 0 | -309.724 | 0 | 44.1823 | [6 empty] | DEER:HVAC_Split-Package_HP | Annual | FALSE
Any | SWHC046J | Mtl | ex | CZ05 | cDXHP | SWHC046-01 | ExAnte2019 | IOU workpaper | 2019-11-06 | Cap-Tons | 1 |  |  | 0 | 0 | 0 | -309.8206 | 0 | 35.4568 | [6 empty] | DEER:HVAC_Split-Package_HP | Annual | FALSE
Any | SWHC046J | Mtl | ex | CZ06 | cDXHP | SWHC046-01 | ExAnte2019 | IOU workpaper | 2019-11-06 | Cap-Tons | 1 |  |  | 0 | 0 | 0 | -38.9622 | 0 | 9.1498 | [6 empty] | DEER:HVAC_Split-Package_HP | Annual | FALSE
Any | SWHC046J | Mtl | ex | CZ07 | cDXHP | SWHC046-01 | ExAnte2019 | IOU workpaper | 2019-11-06 | Cap-Tons | 1 |  |  | 0 | 0 | 0 | 18.8307 | 0 | 2.3298 | [6 empty] | DEER:HVAC_Split-Package_HP | Annual | FALSE
Any | SWHC046J | Mtl | ex | CZ08 | cDXHP | SWHC046-01 | ExAnte2019 | IOU workpaper | 2019-11-06 | Cap-Tons | 1 |  |  | 0 | 0 | 0 | -23.074 | 0 | 9.7052 | [6 empty] | DEER:HVAC_Split-Package_HP | Annual | FALSE
Any | SWHC046J | Mtl | ex | CZ09 | cDXHP | SWHC046-01 | ExAnte2019 | IOU workpaper | 2019-11-06 | Cap-Tons | 1 |  |  | 0 | 0 | 0 | -42.3136 | 0 | 10.8776 | [6 empty] | DEER:HVAC_Split-Package_HP | Annual | FALSE
Any | SWHC046J | Mtl | ex | CZ10 | cDXHP | SWHC046-01 | ExAnte2019 | IOU workpaper | 2019-11-06 | Cap-Tons | 1 |  |  | 0 | 0 | 0 | -103.1314 | 0 | 19.5658 | [6 empty] | DEER:HVAC_Split-Package_HP | Annual | FALSE
Any | SWHC046J | Mtl | ex | CZ11 | cDXHP | SWHC046-01 | ExAnte2019 | IOU workpaper | 2019-11-06 | Cap-Tons | 1 |  |  | 0 | 0 | 0 | -279.1997 | 0 | 40.6712 | [6 empty] | DEER:HVAC_Split-Package_HP | Annual | FALSE
Any | SWHC046J | Mtl | ex | CZ12 | cDXHP | SWHC046-01 | ExAnte2019 | IOU workpaper | 2019-11-06 | Cap-Tons | 1 |  |  | 0 | 0 | 0 | -305.0203 | 0 | 43.0208 | [6 empty] | DEER:HVAC_Split-Package_HP | Annual | FALSE
Any | SWHC046J | Mtl | ex | CZ13 | cDXHP | SWHC046-01 | ExAnte2019 | IOU workpaper | 2019-11-06 | Cap-Tons | 1 |  |  | 0 | 0 | 0 | -231.9196 | 0 | 34.6495 | [6 empty] | DEER:HVAC_Split-Package_HP | Annual | FALSE
Any | SWHC046J | Mtl | ex | CZ14 | cDXHP | SWHC046-01 | ExAnte2019 | IOU workpaper | 2019-11-06 | Cap-Tons | 1 |  |  | 0 | 0 | 0 | -322.4783 | 0 | 44.3856 | [6 empty] | DEER:HVAC_Split-Package_HP | Annual | FALSE
Any | SWHC046J | Mtl | ex | CZ15 | cDXHP | SWHC046-01 | ExAnte2019 | IOU workpaper | 2019-11-06 | Cap-Tons | 1 |  |  | 0 | 0 | 0 | 75.3074 | 0 | 3.9099 | [6 empty] | DEER:HVAC_Split-Package_HP | Annual | FALSE
Any | SWHC046J | Mtl | ex | CZ16 | cDXHP | SWHC046-01 | ExAnte2019 | IOU workpaper | 2019-11-06 | Cap-Tons | 1 |  |  | 0 | 0 | 0 | -860.5735 | 0 | 95.3584 | [6 empty] | DEER:HVAC_Split-Package_HP | Annual | FALSE
Any | SWHC046J | Nrs | ex | CZ01 | cDXHP | SWHC046-01 | ExAnte2019 | IOU workpaper | 2019-11-06 | Cap-Tons | 1 |  |  | 0 | 0 | 0 | -785.2391 | 0 | 98.106 | [6 empty] | DEER:HVAC_Split-Package_HP | Annual | FALSE
Any | SWHC046J | Nrs | ex | CZ02 | cDXHP | SWHC046-01 | ExAnte2019 | IOU workpaper | 2019-11-06 | Cap-Tons | 1 |  |  | 0 | 0 | 0 | -540.1902 | 0 | 70.462 | [6 empty] | DEER:HVAC_Split-Package_HP | Annual | FALSE
Any | SWHC046J | Nrs | ex | CZ03 | cDXHP | SWHC046-01 | ExAnte2019 | IOU workpaper | 2019-11-06 | Cap-Tons | 1 |  |  | 0 | 0 | 0 | -445.1295 | 0 | 56.9537 | [6 empty] | DEER:HVAC_Split-Package_HP | Annual | FALSE
Any | SWHC046J | Nrs | ex | CZ04 | cDXHP | SWHC046-01 | ExAnte2019 | IOU workpaper | 2019-11-06 | Cap-Tons | 1 |  |  | 0 | 0 | 0 | -422.3692 | 0 | 54.0422 | [6 empty] | DEER:HVAC_Split-Package_HP | Annual | FALSE
Any | SWHC046J | Nrs | ex | CZ05 | cDXHP | SWHC046-01 | ExAnte2019 | IOU workpaper | 2019-11-06 | Cap-Tons | 1 |  |  | 0 | 0 | 0 | -491.9276 | 0 | 62.8059 | [6 empty] | DEER:HVAC_Split-Package_HP | Annual | FALSE
Any | SWHC046J | Nrs | ex | CZ06 | cDXHP | SWHC046-01 | ExAnte2019 | IOU workpaper | 2019-11-06 | Cap-Tons | 1 |  |  | 0 | 0 | 0 | -245.1796 | 0 | 33.9454 | [6 empty] | DEER:HVAC_Split-Package_HP | Annual | FALSE
Any | SWHC046J | Nrs | ex | CZ07 | cDXHP | SWHC046-01 | ExAnte2019 | IOU workpaper | 2019-11-06 | Cap-Tons | 1 |  |  | 0 | 0 | 0 | -157.3098 | 0 | 20.8198 | [6 empty] | DEER:HVAC_Split-Package_HP | Annual | FALSE
Any | SWHC046J | Nrs | ex | CZ08 | cDXHP | SWHC046-01 | ExAnte2019 | IOU workpaper | 2019-11-06 | Cap-Tons | 1 |  |  | 0 | 0 | 0 | -189.0455 | 0 | 28.1423 | [6 empty] | DEER:HVAC_Split-Package_HP | Annual | FALSE
Any | SWHC046J | Nrs | ex | CZ09 | cDXHP | SWHC046-01 | ExAnte2019 | IOU workpaper | 2019-11-06 | Cap-Tons | 1 |  |  | 0 | 0 | 0 | -217.9737 | 0 | 32.5004 | [6 empty] | DEER:HVAC_Split-Package_HP | Annual | FALSE
Any | SWHC046J | Nrs | ex | CZ10 | cDXHP | SWHC046-01 | ExAnte2019 | IOU workpaper | 2019-11-06 | Cap-Tons | 1 |  |  | 0 | 0 | 0 | -252.0342 | 0 | 37.8766 | [6 empty] | DEER:HVAC_Split-Package_HP | Annual | FALSE
Any | SWHC046J | Nrs | ex | CZ11 | cDXHP | SWHC046-01 | ExAnte2019 | IOU workpaper | 2019-11-06 | Cap-Tons | 1 |  |  | 0 | 0 | 0 | -395.1518 | 0 | 55.7478 | [6 empty] | DEER:HVAC_Split-Package_HP | Annual | FALSE
Any | SWHC046J | Nrs | ex | CZ12 | cDXHP | SWHC046-01 | ExAnte2019 | IOU workpaper | 2019-11-06 | Cap-Tons | 1 |  |  | 0 | 0 | 0 | -430.1857 | 0 | 58.7688 | [6 empty] | DEER:HVAC_Split-Package_HP | Annual | FALSE
Any | SWHC046J | Nrs | ex | CZ13 | cDXHP | SWHC046-01 | ExAnte2019 | IOU workpaper | 2019-11-06 | Cap-Tons | 1 |  |  | 0 | 0 | 0 | -358.5212 | 0 | 51.6591 | [6 empty] | DEER:HVAC_Split-Package_HP | Annual | FALSE
Any | SWHC046J | Nrs | ex | CZ14 | cDXHP | SWHC046-01 | ExAnte2019 | IOU workpaper | 2019-11-06 | Cap-Tons | 1 |  |  | 0 | 0 | 0 | -450.4352 | 0 | 60.7101 | [6 empty] | DEER:HVAC_Split-Package_HP | Annual | FALSE
Any | SWHC046J | Nrs | ex | CZ15 | cDXHP | SWHC046-01 | ExAnte2019 | IOU workpaper | 2019-11-06 | Cap-Tons | 1 |  |  | 0 | 0 | 0 | -18.5547 | 0 | 14.6004 | [6 empty] | DEER:HVAC_Split-Package_HP | Annual | FALSE
Any | SWHC046J | Nrs | ex | CZ16 | cDXHP | SWHC046-01 | ExAnte2019 | IOU workpaper | 2019-11-06 | Cap-Tons | 1 |  |  | 0 | 0 | 0 | -1094.673 | 0 | 121.2635 | [6 empty] | DEER:HVAC_Split-Package_HP | Annual | FALSE
Any | SWHC046J | OfL | ex | CZ01 | cDXHP | SWHC046-01 | ExAnte2019 | IOU workpaper | 2019-11-06 | Cap-Tons | 1 |  |  | 0 | 0 | 0 | -58.7335 | 0 | 6.8855 | [6 empty] | DEER:HVAC_Split-Package_HP | Annual | FALSE
Any | SWHC046J | OfL | ex | CZ02 | cDXHP | SWHC046-01 | ExAnte2019 | IOU workpaper | 2019-11-06 | Cap-Tons | 1 |  |  | 0 | 0 | 0 | -2.1617 | 0 | 4.1772 | [6 empty] | DEER:HVAC_Split-Package_HP | Annual | FALSE
Any | SWHC046J | OfL | ex | CZ03 | cDXHP | SWHC046-01 | ExAnte2019 | IOU workpaper | 2019-11-06 | Cap-Tons | 1 |  |  | 0 | 0 | 0 | -13.8634 | 0 | 3.3458 | [6 empty] | DEER:HVAC_Split-Package_HP | Annual | FALSE
Any | SWHC046J | OfL | ex | CZ04 | cDXHP | SWHC046-01 | ExAnte2019 | IOU workpaper | 2019-11-06 | Cap-Tons | 1 |  |  | 0 | 0 | 0 | 0.5489 | 0 | 4.1779 | [6 empty] | DEER:HVAC_Split-Package_HP | Annual | FALSE
Any | SWHC046J | OfL | ex | CZ05 | cDXHP | SWHC046-01 | ExAnte2019 | IOU workpaper | 2019-11-06 | Cap-Tons | 1 |  |  | 0 | 0 | 0 | -11.9741 | 0 | 3.3458 | [6 empty] | DEER:HVAC_Split-Package_HP | Annual | FALSE
Any | SWHC046J | OfL | ex | CZ06 | cDXHP | SWHC046-01 | ExAnte2019 | IOU workpaper | 2019-11-06 | Cap-Tons | 1 |  |  | 0 | 0 | 0 | 31.7268 | 0 | 0.8638 | [6 empty] | DEER:HVAC_Split-Package_HP | Annual | FALSE
Any | SWHC046J | OfL | ex | CZ07 | cDXHP | SWHC046-01 | ExAnte2019 | IOU workpaper | 2019-11-06 | Cap-Tons | 1 |  |  | 0 | 0 | 0 | 31.7379 | 0 | 0.1967 | [6 empty] | DEER:HVAC_Split-Package_HP | Annual | FALSE
Any | SWHC046J | OfL | ex | CZ08 | cDXHP | SWHC046-01 | ExAnte2019 | IOU workpaper | 2019-11-06 | Cap-Tons | 1 |  |  | 0 | 0 | 0 | 43.8031 | 0 | 0.8491 | [6 empty] | DEER:HVAC_Split-Package_HP | Annual | FALSE
Any | SWHC046J | OfL | ex | CZ09 | cDXHP | SWHC046-01 | ExAnte2019 | IOU workpaper | 2019-11-06 | Cap-Tons | 1 |  |  | 0 | 0 | 0 | 32.9124 | 0 | 1.3335 | [6 empty] | DEER:HVAC_Split-Package_HP | Annual | FALSE
Any | SWHC046J | OfL | ex | CZ10 | cDXHP | SWHC046-01 | ExAnte2019 | IOU workpaper | 2019-11-06 | Cap-Tons | 1 |  |  | 0 | 0 | 0 | 44.5408 | 0 | 0.8621 | [6 empty] | DEER:HVAC_Split-Package_HP | Annual | FALSE
Any | SWHC046J | OfL | ex | CZ11 | cDXHP | SWHC046-01 | ExAnte2019 | IOU workpaper | 2019-11-06 | Cap-Tons | 1 |  |  | 0 | 0 | 0 | 6.9855 | 0 | 4.3987 | [6 empty] | DEER:HVAC_Split-Package_HP | Annual | FALSE
Any | SWHC046J | OfL | ex | CZ12 | cDXHP | SWHC046-01 | ExAnte2019 | IOU workpaper | 2019-11-06 | Cap-Tons | 1 |  |  | 0 | 0 | 0 | 1.2545 | 0 | 4.1135 | [6 empty] | DEER:HVAC_Split-Package_HP | Annual | FALSE
Any | SWHC046J | OfL | ex | CZ13 | cDXHP | SWHC046-01 | ExAnte2019 | IOU workpaper | 2019-11-06 | Cap-Tons | 1 |  |  | 0 | 0 | 0 | 12.6721 | 0 | 3.7283 | [6 empty] | DEER:HVAC_Split-Package_HP | Annual | FALSE
Any | SWHC046J | OfL | ex | CZ14 | cDXHP | SWHC046-01 | ExAnte2019 | IOU workpaper | 2019-11-06 | Cap-Tons | 1 |  |  | 0 | 0 | 0 | 11.4818 | 0 | 4.1351 | [6 empty] | DEER:HVAC_Split-Package_HP | Annual | FALSE
Any | SWHC046J | OfL | ex | CZ15 | cDXHP | SWHC046-01 | ExAnte2019 | IOU workpaper | 2019-11-06 | Cap-Tons | 1 |  |  | 0 | 0 | 0 | 76.6336 | 0 | 0.1892 | [6 empty] | DEER:HVAC_Split-Package_HP | Annual | FALSE
Any | SWHC046J | OfL | ex | CZ16 | cDXHP | SWHC046-01 | ExAnte2019 | IOU workpaper | 2019-11-06 | Cap-Tons | 1 |  |  | 0 | 0 | 0 | -161.7132 | 0 | 18.5108 | [6 empty] | DEER:HVAC_Split-Package_HP | Annual | FALSE
Any | SWHC046J | OfS | ex | CZ01 | cDXHP | SWHC046-01 | ExAnte2019 | IOU workpaper | 2019-11-06 | Cap-Tons | 1 |  |  | 0 | 0 | 0 | -267.7254 | 0 | 32.2377 | [6 empty] | DEER:HVAC_Split-Package_HP | Annual | FALSE
Any | SWHC046J | OfS | ex | CZ02 | cDXHP | SWHC046-01 | ExAnte2019 | IOU workpaper | 2019-11-06 | Cap-Tons | 1 |  |  | 0 | 0 | 0 | -133.8032 | 0 | 19.1508 | [6 empty] | DEER:HVAC_Split-Package_HP | Annual | FALSE
Any | SWHC046J | OfS | ex | CZ03 | cDXHP | SWHC046-01 | ExAnte2019 | IOU workpaper | 2019-11-06 | Cap-Tons | 1 |  |  | 0 | 0 | 0 | -127.1421 | 0 | 17.1623 | [6 empty] | DEER:HVAC_Split-Package_HP | Annual | FALSE
Any | SWHC046J | OfS | ex | CZ04 | cDXHP | SWHC046-01 | ExAnte2019 | IOU workpaper | 2019-11-06 | Cap-Tons | 1 |  |  | 0 | 0 | 0 | -116.5261 | 0 | 17.59 | [6 empty] | DEER:HVAC_Split-Package_HP | Annual | FALSE
Any | SWHC046J | OfS | ex | CZ05 | cDXHP | SWHC046-01 | ExAnte2019 | IOU workpaper | 2019-11-06 | Cap-Tons | 1 |  |  | 0 | 0 | 0 | -133.4405 | 0 | 17.5123 | [6 empty] | DEER:HVAC_Split-Package_HP | Annual | FALSE
Any | SWHC046J | OfS | ex | CZ06 | cDXHP | SWHC046-01 | ExAnte2019 | IOU workpaper | 2019-11-06 | Cap-Tons | 1 |  |  | 0 | 0 | 0 | -23.6053 | 0 | 6.9466 | [6 empty] | DEER:HVAC_Split-Package_HP | Annual | FALSE
Any | SWHC046J | OfS | ex | CZ07 | cDXHP | SWHC046-01 | ExAnte2019 | IOU workpaper | 2019-11-06 | Cap-Tons | 1 |  |  | 0 | 0 | 0 | -4.4893 | 0 | 3.686 | [6 empty] | DEER:HVAC_Split-Package_HP | Annual | FALSE
Any | SWHC046J | OfS | ex | CZ08 | cDXHP | SWHC046-01 | ExAnte2019 | IOU workpaper | 2019-11-06 | Cap-Tons | 1 |  |  | 0 | 0 | 0 | -9.0203 | 0 | 6.7599 | [6 empty] | DEER:HVAC_Split-Package_HP | Annual | FALSE
Any | SWHC046J | OfS | ex | CZ09 | cDXHP | SWHC046-01 | ExAnte2019 | IOU workpaper | 2019-11-06 | Cap-Tons | 1 |  |  | 0 | 0 | 0 | -24.6397 | 0 | 7.979 | [6 empty] | DEER:HVAC_Split-Package_HP | Annual | FALSE
Any | SWHC046J | OfS | ex | CZ10 | cDXHP | SWHC046-01 | ExAnte2019 | IOU workpaper | 2019-11-06 | Cap-Tons | 1 |  |  | 0 | 0 | 0 | -6.7473 | 0 | 6.3347 | [6 empty] | DEER:HVAC_Split-Package_HP | Annual | FALSE
Any | SWHC046J | OfS | ex | CZ11 | cDXHP | SWHC046-01 | ExAnte2019 | IOU workpaper | 2019-11-06 | Cap-Tons | 1 |  |  | 0 | 0 | 0 | -88.4377 | 0 | 16.0195 | [6 empty] | DEER:HVAC_Split-Package_HP | Annual | FALSE
Any | SWHC046J | OfS | ex | CZ12 | cDXHP | SWHC046-01 | ExAnte2019 | IOU workpaper | 2019-11-06 | Cap-Tons | 1 |  |  | 0 | 0 | 0 | -102.1894 | 0 | 16.3594 | [6 empty] | DEER:HVAC_Split-Package_HP | Annual | FALSE
Any | SWHC046J | OfS | ex | CZ13 | cDXHP | SWHC046-01 | ExAnte2019 | IOU workpaper | 2019-11-06 | Cap-Tons | 1 |  |  | 0 | 0 | 0 | -72.5658 | 0 | 13.8079 | [6 empty] | DEER:HVAC_Split-Package_HP | Annual | FALSE
Any | SWHC046J | OfS | ex | CZ14 | cDXHP | SWHC046-01 | ExAnte2019 | IOU workpaper | 2019-11-06 | Cap-Tons | 1 |  |  | 0 | 0 | 0 | -81.1961 | 0 | 14.6427 | [6 empty] | DEER:HVAC_Split-Package_HP | Annual | FALSE
Any | SWHC046J | OfS | ex | CZ15 | cDXHP | SWHC046-01 | ExAnte2019 | IOU workpaper | 2019-11-06 | Cap-Tons | 1 |  |  | 0 | 0 | 0 | 58.5641 | 0 | 1.7787 | [6 empty] | DEER:HVAC_Split-Package_HP | Annual | FALSE
Any | SWHC046J | OfS | ex | CZ16 | cDXHP | SWHC046-01 | ExAnte2019 | IOU workpaper | 2019-11-06 | Cap-Tons | 1 |  |  | 0 | 0 | 0 | -407.5298 | 0 | 45.1516 | [6 empty] | DEER:HVAC_Split-Package_HP | Annual | FALSE
Any | SWHC046J | RFF | ex | CZ01 | cDXHP | SWHC046-01 | ExAnte2019 | IOU workpaper | 2019-11-06 | Cap-Tons | 1 |  |  | 0 | 0 | 0 | -911.1851 | 0 | 112.7948 | [6 empty] | DEER:HVAC_Split-Package_HP | Annual | FALSE
Any | SWHC046J | RFF | ex | CZ02 | cDXHP | SWHC046-01 | ExAnte2019 | IOU workpaper | 2019-11-06 | Cap-Tons | 1 |  |  | 0 | 0 | 0 | -550.2171 | 0 | 76.4833 | [6 empty] | DEER:HVAC_Split-Package_HP | Annual | FALSE
Any | SWHC046J | RFF | ex | CZ03 | cDXHP | SWHC046-01 | ExAnte2019 | IOU workpaper | 2019-11-06 | Cap-Tons | 1 |  |  | 0 | 0 | 0 | -404.9257 | 0 | 53.1215 | [6 empty] | DEER:HVAC_Split-Package_HP | Annual | FALSE
Any | SWHC046J | RFF | ex | CZ04 | cDXHP | SWHC046-01 | ExAnte2019 | IOU workpaper | 2019-11-06 | Cap-Tons | 1 |  |  | 0 | 0 | 0 | -386.1061 | 0 | 55.7261 | [6 empty] | DEER:HVAC_Split-Package_HP | Annual | FALSE
Any | SWHC046J | RFF | ex | CZ05 | cDXHP | SWHC046-01 | ExAnte2019 | IOU workpaper | 2019-11-06 | Cap-Tons | 1 |  |  | 0 | 0 | 0 | -424.6934 | 0 | 54.9997 | [6 empty] | DEER:HVAC_Split-Package_HP | Annual | FALSE
Any | SWHC046J | RFF | ex | CZ06 | cDXHP | SWHC046-01 | ExAnte2019 | IOU workpaper | 2019-11-06 | Cap-Tons | 1 |  |  | 0 | 0 | 0 | -120.1871 | 0 | 20.5297 | [6 empty] | DEER:HVAC_Split-Package_HP | Annual | FALSE
Any | SWHC046J | RFF | ex | CZ07 | cDXHP | SWHC046-01 | ExAnte2019 | IOU workpaper | 2019-11-06 | Cap-Tons | 1 |  |  | 0 | 0 | 0 | -42.1963 | 0 | 9.9702 | [6 empty] | DEER:HVAC_Split-Package_HP | Annual | FALSE
Any | SWHC046J | RFF | ex | CZ08 | cDXHP | SWHC046-01 | ExAnte2019 | IOU workpaper | 2019-11-06 | Cap-Tons | 1 |  |  | 0 | 0 | 0 | -79.1283 | 0 | 19.0914 | [6 empty] | DEER:HVAC_Split-Package_HP | Annual | FALSE
Any | SWHC046J | RFF | ex | CZ09 | cDXHP | SWHC046-01 | ExAnte2019 | IOU workpaper | 2019-11-06 | Cap-Tons | 1 |  |  | 0 | 0 | 0 | -122.1547 | 0 | 21.5002 | [6 empty] | DEER:HVAC_Split-Package_HP | Annual | FALSE
Any | SWHC046J | RFF | ex | CZ10 | cDXHP | SWHC046-01 | ExAnte2019 | IOU workpaper | 2019-11-06 | Cap-Tons | 1 |  |  | 0 | 0 | 0 | -111.0826 | 0 | 22.4516 | [6 empty] | DEER:HVAC_Split-Package_HP | Annual | FALSE
Any | SWHC046J | RFF | ex | CZ11 | cDXHP | SWHC046-01 | ExAnte2019 | IOU workpaper | 2019-11-06 | Cap-Tons | 1 |  |  | 0 | 0 | 0 | -351.9164 | 0 | 52.1532 | [6 empty] | DEER:HVAC_Split-Package_HP | Annual | FALSE
Any | SWHC046J | RFF | ex | CZ12 | cDXHP | SWHC046-01 | ExAnte2019 | IOU workpaper | 2019-11-06 | Cap-Tons | 1 |  |  | 0 | 0 | 0 | -385.5947 | 0 | 55.2716 | [6 empty] | DEER:HVAC_Split-Package_HP | Annual | FALSE
Any | SWHC046J | RFF | ex | CZ13 | cDXHP | SWHC046-01 | ExAnte2019 | IOU workpaper | 2019-11-06 | Cap-Tons | 1 |  |  | 0 | 0 | 0 | -297.2866 | 0 | 45.6767 | [6 empty] | DEER:HVAC_Split-Package_HP | Annual | FALSE
Any | SWHC046J | RFF | ex | CZ14 | cDXHP | SWHC046-01 | ExAnte2019 | IOU workpaper | 2019-11-06 | Cap-Tons | 1 |  |  | 0 | 0 | 0 | -358.8014 | 0 | 51.1089 | [6 empty] | DEER:HVAC_Split-Package_HP | Annual | FALSE
Any | SWHC046J | RFF | ex | CZ15 | cDXHP | SWHC046-01 | ExAnte2019 | IOU workpaper | 2019-11-06 | Cap-Tons | 1 |  |  | 0 | 0 | 0 | 77.9127 | 0 | 5.0968 | [6 empty] | DEER:HVAC_Split-Package_HP | Annual | FALSE
Any | SWHC046J | RFF | ex | CZ16 | cDXHP | SWHC046-01 | ExAnte2019 | IOU workpaper | 2019-11-06 | Cap-Tons | 1 |  |  | 0 | 0 | 0 | -1281.8846 | 0 | 140.0856 | [6 empty] | DEER:HVAC_Split-Package_HP | Annual | FALSE
Any | SWHC046J | RSD | ex | CZ01 | cDXHP | SWHC046-01 | ExAnte2019 | IOU workpaper | 2019-11-06 | Cap-Tons | 1 |  |  | 0 | 0 | 0 | -433.827 | 0 | 52.7615 | [6 empty] | DEER:HVAC_Split-Package_HP | Annual | FALSE
Any | SWHC046J | RSD | ex | CZ02 | cDXHP | SWHC046-01 | ExAnte2019 | IOU workpaper | 2019-11-06 | Cap-Tons | 1 |  |  | 0 | 0 | 0 | -147.4221 | 0 | 25.091 | [6 empty] | DEER:HVAC_Split-Package_HP | Annual | FALSE
Any | SWHC046J | RSD | ex | CZ03 | cDXHP | SWHC046-01 | ExAnte2019 | IOU workpaper | 2019-11-06 | Cap-Tons | 1 |  |  | 0 | 0 | 0 | -74.2922 | 0 | 11.3372 | [6 empty] | DEER:HVAC_Split-Package_HP | Annual | FALSE
Any | SWHC046J | RSD | ex | CZ04 | cDXHP | SWHC046-01 | ExAnte2019 | IOU workpaper | 2019-11-06 | Cap-Tons | 1 |  |  | 0 | 0 | 0 | -58.5318 | 0 | 13.0628 | [6 empty] | DEER:HVAC_Split-Package_HP | Annual | FALSE
Any | SWHC046J | RSD | ex | CZ05 | cDXHP | SWHC046-01 | ExAnte2019 | IOU workpaper | 2019-11-06 | Cap-Tons | 1 |  |  | 0 | 0 | 0 | -57.7689 | 0 | 9.6107 | [6 empty] | DEER:HVAC_Split-Package_HP | Annual | FALSE
Any | SWHC046J | RSD | ex | CZ06 | cDXHP | SWHC046-01 | ExAnte2019 | IOU workpaper | 2019-11-06 | Cap-Tons | 1 |  |  | 0 | 0 | 0 | 44.0845 | 0 | 2.0306 | [6 empty] | DEER:HVAC_Split-Package_HP | Annual | FALSE
Any | SWHC046J | RSD | ex | CZ07 | cDXHP | SWHC046-01 | ExAnte2019 | IOU workpaper | 2019-11-06 | Cap-Tons | 1 |  |  | 0 | 0 | 0 | 55.1628 | 0 | 0.4031 | [6 empty] | DEER:HVAC_Split-Package_HP | Annual | FALSE
Any | SWHC046J | RSD | ex | CZ08 | cDXHP | SWHC046-01 | ExAnte2019 | IOU workpaper | 2019-11-06 | Cap-Tons | 1 |  |  | 0 | 0 | 0 | 57.934 | 0 | 2.0406 | [6 empty] | DEER:HVAC_Split-Package_HP | Annual | FALSE
Any | SWHC046J | RSD | ex | CZ09 | cDXHP | SWHC046-01 | ExAnte2019 | IOU workpaper | 2019-11-06 | Cap-Tons | 1 |  |  | 0 | 0 | 0 | 34.7247 | 0 | 3.0866 | [6 empty] | DEER:HVAC_Split-Package_HP | Annual | FALSE
Any | SWHC046J | RSD | ex | CZ10 | cDXHP | SWHC046-01 | ExAnte2019 | IOU workpaper | 2019-11-06 | Cap-Tons | 1 |  |  | 0 | 0 | 0 | 50.8556 | 0 | 2.9064 | [6 empty] | DEER:HVAC_Split-Package_HP | Annual | FALSE
Any | SWHC046J | RSD | ex | CZ11 | cDXHP | SWHC046-01 | ExAnte2019 | IOU workpaper | 2019-11-06 | Cap-Tons | 1 |  |  | 0 | 0 | 0 | -78.0037 | 0 | 16.5858 | [6 empty] | DEER:HVAC_Split-Package_HP | Annual | FALSE
Any | SWHC046J | RSD | ex | CZ12 | cDXHP | SWHC046-01 | ExAnte2019 | IOU workpaper | 2019-11-06 | Cap-Tons | 1 |  |  | 0 | 0 | 0 | -85.1419 | 0 | 16.756 | [6 empty] | DEER:HVAC_Split-Package_HP | Annual | FALSE
Any | SWHC046J | RSD | ex | CZ13 | cDXHP | SWHC046-01 | ExAnte2019 | IOU workpaper | 2019-11-06 | Cap-Tons | 1 |  |  | 0 | 0 | 0 | -59.0439 | 0 | 14.7 | [6 empty] | DEER:HVAC_Split-Package_HP | Annual | FALSE
Any | SWHC046J | RSD | ex | CZ14 | cDXHP | SWHC046-01 | ExAnte2019 | IOU workpaper | 2019-11-06 | Cap-Tons | 1 |  |  | 0 | 0 | 0 | -71.5756 | 0 | 15.6013 | [6 empty] | DEER:HVAC_Split-Package_HP | Annual | FALSE
Any | SWHC046J | RSD | ex | CZ15 | cDXHP | SWHC046-01 | ExAnte2019 | IOU workpaper | 2019-11-06 | Cap-Tons | 1 |  |  | 0 | 0 | 0 | 107.6458 | 0 | 0.2722 | [6 empty] | DEER:HVAC_Split-Package_HP | Annual | FALSE
Any | SWHC046J | RSD | ex | CZ16 | cDXHP | SWHC046-01 | ExAnte2019 | IOU workpaper | 2019-11-06 | Cap-Tons | 1 |  |  | 0 | 0 | 0 | -718.6647 | 0 | 83.821 | [6 empty] | DEER:HVAC_Split-Package_HP | Annual | FALSE
Any | SWHC046J | Rt3 | ex | CZ01 | cDXHP | SWHC046-01 | ExAnte2019 | IOU workpaper | 2019-11-06 | Cap-Tons | 1 |  |  | 0 | 0 | 0 | -118.8455 | 0 | 15.8322 | [6 empty] | DEER:HVAC_Split-Package_HP | Annual | FALSE
Any | SWHC046J | Rt3 | ex | CZ02 | cDXHP | SWHC046-01 | ExAnte2019 | IOU workpaper | 2019-11-06 | Cap-Tons | 1 |  |  | 0 | 0 | 0 | -16.3209 | 0 | 7.8822 | [6 empty] | DEER:HVAC_Split-Package_HP | Annual | FALSE
Any | SWHC046J | Rt3 | ex | CZ03 | cDXHP | SWHC046-01 | ExAnte2019 | IOU workpaper | 2019-11-06 | Cap-Tons | 1 |  |  | 0 | 0 | 0 | -11.374 | 0 | 5.2318 | [6 empty] | DEER:HVAC_Split-Package_HP | Annual | FALSE
Any | SWHC046J | Rt3 | ex | CZ04 | cDXHP | SWHC046-01 | ExAnte2019 | IOU workpaper | 2019-11-06 | Cap-Tons | 1 |  |  | 0 | 0 | 0 | 19.2026 | 0 | 4.2602 | [6 empty] | DEER:HVAC_Split-Package_HP | Annual | FALSE
Any | SWHC046J | Rt3 | ex | CZ05 | cDXHP | SWHC046-01 | ExAnte2019 | IOU workpaper | 2019-11-06 | Cap-Tons | 1 |  |  | 0 | 0 | 0 | 0.3088 | 0 | 3.929 | [6 empty] | DEER:HVAC_Split-Package_HP | Annual | FALSE
Any | SWHC046J | Rt3 | ex | CZ06 | cDXHP | SWHC046-01 | ExAnte2019 | IOU workpaper | 2019-11-06 | Cap-Tons | 1 |  |  | 0 | 0 | 0 | 63.7379 | 0 | 0.8608 | [6 empty] | DEER:HVAC_Split-Package_HP | Annual | FALSE
Any | SWHC046J | Rt3 | ex | CZ07 | cDXHP | SWHC046-01 | ExAnte2019 | IOU workpaper | 2019-11-06 | Cap-Tons | 1 |  |  | 0 | 0 | 0 | 64.5426 | 0 | 0.1254 | [6 empty] | DEER:HVAC_Split-Package_HP | Annual | FALSE
Any | SWHC046J | Rt3 | ex | CZ08 | cDXHP | SWHC046-01 | ExAnte2019 | IOU workpaper | 2019-11-06 | Cap-Tons | 1 |  |  | 0 | 0 | 0 | 70.0131 | 0 | 0.6543 | [6 empty] | DEER:HVAC_Split-Package_HP | Annual | FALSE
Any | SWHC046J | Rt3 | ex | CZ09 | cDXHP | SWHC046-01 | ExAnte2019 | IOU workpaper | 2019-11-06 | Cap-Tons | 1 |  |  | 0 | 0 | 0 | 50.0268 | 0 | 1.3409 | [6 empty] | DEER:HVAC_Split-Package_HP | Annual | FALSE
Any | SWHC046J | Rt3 | ex | CZ10 | cDXHP | SWHC046-01 | ExAnte2019 | IOU workpaper | 2019-11-06 | Cap-Tons | 1 |  |  | 0 | 0 | 0 | 60.6509 | 0 | 1.3599 | [6 empty] | DEER:HVAC_Split-Package_HP | Annual | FALSE
Any | SWHC046J | Rt3 | ex | CZ11 | cDXHP | SWHC046-01 | ExAnte2019 | IOU workpaper | 2019-11-06 | Cap-Tons | 1 |  |  | 0 | 0 | 0 | -14.8883 | 0 | 9.1327 | [6 empty] | DEER:HVAC_Split-Package_HP | Annual | FALSE
Any | SWHC046J | Rt3 | ex | CZ12 | cDXHP | SWHC046-01 | ExAnte2019 | IOU workpaper | 2019-11-06 | Cap-Tons | 1 |  |  | 0 | 0 | 0 | -15.5871 | 0 | 8.2139 | [6 empty] | DEER:HVAC_Split-Package_HP | Annual | FALSE
Any | SWHC046J | Rt3 | ex | CZ13 | cDXHP | SWHC046-01 | ExAnte2019 | IOU workpaper | 2019-11-06 | Cap-Tons | 1 |  |  | 0 | 0 | 0 | 1.1524 | 0 | 7.4402 | [6 empty] | DEER:HVAC_Split-Package_HP | Annual | FALSE
Any | SWHC046J | Rt3 | ex | CZ14 | cDXHP | SWHC046-01 | ExAnte2019 | IOU workpaper | 2019-11-06 | Cap-Tons | 1 |  |  | 0 | 0 | 0 | -9.8152 | 0 | 8.5985 | [6 empty] | DEER:HVAC_Split-Package_HP | Annual | FALSE
Any | SWHC046J | Rt3 | ex | CZ15 | cDXHP | SWHC046-01 | ExAnte2019 | IOU workpaper | 2019-11-06 | Cap-Tons | 1 |  |  | 0 | 0 | 0 | 103.9054 | 0 | 0.2554 | [6 empty] | DEER:HVAC_Split-Package_HP | Annual | FALSE
Any | SWHC046J | Rt3 | ex | CZ16 | cDXHP | SWHC046-01 | ExAnte2019 | IOU workpaper | 2019-11-06 | Cap-Tons | 1 |  |  | 0 | 0 | 0 | -442.1307 | 0 | 52.1564 | [6 empty] | DEER:HVAC_Split-Package_HP | Annual | FALSE
Any | SWHC046J | RtL | ex | CZ01 | cDXHP | SWHC046-01 | ExAnte2019 | IOU workpaper | 2019-11-06 | Cap-Tons | 1 |  |  | 0 | 0 | 0 | -282.7917 | 0 | 40.0256 | [6 empty] | DEER:HVAC_Split-Package_HP | Annual | FALSE
Any | SWHC046J | RtL | ex | CZ02 | cDXHP | SWHC046-01 | ExAnte2019 | IOU workpaper | 2019-11-06 | Cap-Tons | 1 |  |  | 0 | 0 | 0 | -98.284 | 0 | 19.6918 | [6 empty] | DEER:HVAC_Split-Package_HP | Annual | FALSE
Any | SWHC046J | RtL | ex | CZ03 | cDXHP | SWHC046-01 | ExAnte2019 | IOU workpaper | 2019-11-06 | Cap-Tons | 1 |  |  | 0 | 0 | 0 | -103.3516 | 0 | 18.9733 | [6 empty] | DEER:HVAC_Split-Package_HP | Annual | FALSE
Any | SWHC046J | RtL | ex | CZ04 | cDXHP | SWHC046-01 | ExAnte2019 | IOU workpaper | 2019-11-06 | Cap-Tons | 1 |  |  | 0 | 0 | 0 | -41.8597 | 0 | 14.2113 | [6 empty] | DEER:HVAC_Split-Package_HP | Annual | FALSE
Any | SWHC046J | RtL | ex | CZ05 | cDXHP | SWHC046-01 | ExAnte2019 | IOU workpaper | 2019-11-06 | Cap-Tons | 1 |  |  | 0 | 0 | 0 | -109.1099 | 0 | 19.5483 | [6 empty] | DEER:HVAC_Split-Package_HP | Annual | FALSE
Any | SWHC046J | RtL | ex | CZ06 | cDXHP | SWHC046-01 | ExAnte2019 | IOU workpaper | 2019-11-06 | Cap-Tons | 1 |  |  | 0 | 0 | 0 | 5.8336 | 0 | 9.5608 | [6 empty] | DEER:HVAC_Split-Package_HP | Annual | FALSE
Any | SWHC046J | RtL | ex | CZ07 | cDXHP | SWHC046-01 | ExAnte2019 | IOU workpaper | 2019-11-06 | Cap-Tons | 1 |  |  | 0 | 0 | 0 | 18.7895 | 0 | 6.5985 | [6 empty] | DEER:HVAC_Split-Package_HP | Annual | FALSE
Any | SWHC046J | RtL | ex | CZ08 | cDXHP | SWHC046-01 | ExAnte2019 | IOU workpaper | 2019-11-06 | Cap-Tons | 1 |  |  | 0 | 0 | 0 | 24.1265 | 0 | 6.6809 | [6 empty] | DEER:HVAC_Split-Package_HP | Annual | FALSE
Any | SWHC046J | RtL | ex | CZ09 | cDXHP | SWHC046-01 | ExAnte2019 | IOU workpaper | 2019-11-06 | Cap-Tons | 1 |  |  | 0 | 0 | 0 | 1.5968 | 0 | 7.6298 | [6 empty] | DEER:HVAC_Split-Package_HP | Annual | FALSE
Any | SWHC046J | RtL | ex | CZ10 | cDXHP | SWHC046-01 | ExAnte2019 | IOU workpaper | 2019-11-06 | Cap-Tons | 1 |  |  | 0 | 0 | 0 | 20.915 | 0 | 6.8912 | [6 empty] | DEER:HVAC_Split-Package_HP | Annual | FALSE
Any | SWHC046J | RtL | ex | CZ11 | cDXHP | SWHC046-01 | ExAnte2019 | IOU workpaper | 2019-11-06 | Cap-Tons | 1 |  |  | 0 | 0 | 0 | -66.536 | 0 | 17.0823 | [6 empty] | DEER:HVAC_Split-Package_HP | Annual | FALSE
Any | SWHC046J | RtL | ex | CZ12 | cDXHP | SWHC046-01 | ExAnte2019 | IOU workpaper | 2019-11-06 | Cap-Tons | 1 |  |  | 0 | 0 | 0 | -71.1992 | 0 | 16.6054 | [6 empty] | DEER:HVAC_Split-Package_HP | Annual | FALSE
Any | SWHC046J | RtL | ex | CZ13 | cDXHP | SWHC046-01 | ExAnte2019 | IOU workpaper | 2019-11-06 | Cap-Tons | 1 |  |  | 0 | 0 | 0 | -43.4437 | 0 | 14.3964 | [6 empty] | DEER:HVAC_Split-Package_HP | Annual | FALSE
Any | SWHC046J | RtL | ex | CZ14 | cDXHP | SWHC046-01 | ExAnte2019 | IOU workpaper | 2019-11-06 | Cap-Tons | 1 |  |  | 0 | 0 | 0 | -73.1559 | 0 | 17.8156 | [6 empty] | DEER:HVAC_Split-Package_HP | Annual | FALSE
Any | SWHC046J | RtL | ex | CZ15 | cDXHP | SWHC046-01 | ExAnte2019 | IOU workpaper | 2019-11-06 | Cap-Tons | 1 |  |  | 0 | 0 | 0 | 92.5175 | 0 | 2.051 | [6 empty] | DEER:HVAC_Split-Package_HP | Annual | FALSE
Any | SWHC046J | RtL | ex | CZ16 | cDXHP | SWHC046-01 | ExAnte2019 | IOU workpaper | 2019-11-06 | Cap-Tons | 1 |  |  | 0 | 0 | 0 | -653.1471 | 0 | 74.7214 | [6 empty] | DEER:HVAC_Split-Package_HP | Annual | FALSE
Any | SWHC046J | RtS | ex | CZ01 | cDXHP | SWHC046-01 | ExAnte2019 | IOU workpaper | 2019-11-06 | Cap-Tons | 1 |  |  | 0 | 0 | 0 | -641.5215 | 0 | 85.3528 | [6 empty] | DEER:HVAC_Split-Package_HP | Annual | FALSE
Any | SWHC046J | RtS | ex | CZ02 | cDXHP | SWHC046-01 | ExAnte2019 | IOU workpaper | 2019-11-06 | Cap-Tons | 1 |  |  | 0 | 0 | 0 | -290.3775 | 0 | 42.5579 | [6 empty] | DEER:HVAC_Split-Package_HP | Annual | FALSE
Any | SWHC046J | RtS | ex | CZ03 | cDXHP | SWHC046-01 | ExAnte2019 | IOU workpaper | 2019-11-06 | Cap-Tons | 1 |  |  | 0 | 0 | 0 | -280.069 | 0 | 40.6859 | [6 empty] | DEER:HVAC_Split-Package_HP | Annual | FALSE
Any | SWHC046J | RtS | ex | CZ04 | cDXHP | SWHC046-01 | ExAnte2019 | IOU workpaper | 2019-11-06 | Cap-Tons | 1 |  |  | 0 | 0 | 0 | -189.3099 | 0 | 31.2638 | [6 empty] | DEER:HVAC_Split-Package_HP | Annual | FALSE
Any | SWHC046J | RtS | ex | CZ05 | cDXHP | SWHC046-01 | ExAnte2019 | IOU workpaper | 2019-11-06 | Cap-Tons | 1 |  |  | 0 | 0 | 0 | -244.2226 | 0 | 36.2631 | [6 empty] | DEER:HVAC_Split-Package_HP | Annual | FALSE
Any | SWHC046J | RtS | ex | CZ06 | cDXHP | SWHC046-01 | ExAnte2019 | IOU workpaper | 2019-11-06 | Cap-Tons | 1 |  |  | 0 | 0 | 0 | -53.6689 | 0 | 15.6048 | [6 empty] | DEER:HVAC_Split-Package_HP | Annual | FALSE
Any | SWHC046J | RtS | ex | CZ07 | cDXHP | SWHC046-01 | ExAnte2019 | IOU workpaper | 2019-11-06 | Cap-Tons | 1 |  |  | 0 | 0 | 0 | -9.4166 | 0 | 9.6218 | [6 empty] | DEER:HVAC_Split-Package_HP | Annual | FALSE
Any | SWHC046J | RtS | ex | CZ08 | cDXHP | SWHC046-01 | ExAnte2019 | IOU workpaper | 2019-11-06 | Cap-Tons | 1 |  |  | 0 | 0 | 0 | -28.1732 | 0 | 12.1588 | [6 empty] | DEER:HVAC_Split-Package_HP | Annual | FALSE
Any | SWHC046J | RtS | ex | CZ09 | cDXHP | SWHC046-01 | ExAnte2019 | IOU workpaper | 2019-11-06 | Cap-Tons | 1 |  |  | 0 | 0 | 0 | -61.3546 | 0 | 14.4869 | [6 empty] | DEER:HVAC_Split-Package_HP | Annual | FALSE
Any | SWHC046J | RtS | ex | CZ10 | cDXHP | SWHC046-01 | ExAnte2019 | IOU workpaper | 2019-11-06 | Cap-Tons | 1 |  |  | 0 | 0 | 0 | -33.4813 | 0 | 12.7254 | [6 empty] | DEER:HVAC_Split-Package_HP | Annual | FALSE
Any | SWHC046J | RtS | ex | CZ11 | cDXHP | SWHC046-01 | ExAnte2019 | IOU workpaper | 2019-11-06 | Cap-Tons | 1 |  |  | 0 | 0 | 0 | -219.9774 | 0 | 35.8907 | [6 empty] | DEER:HVAC_Split-Package_HP | Annual | FALSE
Any | SWHC046J | RtS | ex | CZ12 | cDXHP | SWHC046-01 | ExAnte2019 | IOU workpaper | 2019-11-06 | Cap-Tons | 1 |  |  | 0 | 0 | 0 | -239.297 | 0 | 37.4251 | [6 empty] | DEER:HVAC_Split-Package_HP | Annual | FALSE
Any | SWHC046J | RtS | ex | CZ13 | cDXHP | SWHC046-01 | ExAnte2019 | IOU workpaper | 2019-11-06 | Cap-Tons | 1 |  |  | 0 | 0 | 0 | -181.9226 | 0 | 31.24 | [6 empty] | DEER:HVAC_Split-Package_HP | Annual | FALSE
Any | SWHC046J | RtS | ex | CZ14 | cDXHP | SWHC046-01 | ExAnte2019 | IOU workpaper | 2019-11-06 | Cap-Tons | 1 |  |  | 0 | 0 | 0 | -197.9063 | 0 | 32.425 | [6 empty] | DEER:HVAC_Split-Package_HP | Annual | FALSE
Any | SWHC046J | RtS | ex | CZ15 | cDXHP | SWHC046-01 | ExAnte2019 | IOU workpaper | 2019-11-06 | Cap-Tons | 1 |  |  | 0 | 0 | 0 | 78.7609 | 0 | 3.1971 | [6 empty] | DEER:HVAC_Split-Package_HP | Annual | FALSE
Any | SWHC046J | RtS | ex | CZ16 | cDXHP | SWHC046-01 | ExAnte2019 | IOU workpaper | 2019-11-06 | Cap-Tons | 1 |  |  | 0 | 0 | 0 | -1006.0343 | 0 | 112.5622 | [6 empty] | DEER:HVAC_Split-Package_HP | Annual | FALSE
Any | SWHC046J | SCn | ex | CZ01 | cDXHP | SWHC046-01 | ExAnte2019 | IOU workpaper | 2019-11-06 | Cap-Tons | 1 |  |  | 0 | 0 | 0 | -985.4656 | 0 | 124.4145 | [6 empty] | DEER:HVAC_Split-Package_HP | Annual | FALSE
Any | SWHC046J | SCn | ex | CZ02 | cDXHP | SWHC046-01 | ExAnte2019 | IOU workpaper | 2019-11-06 | Cap-Tons | 1 |  |  | 0 | 0 | 0 | -686.1529 | 0 | 82.0223 | [6 empty] | DEER:HVAC_Split-Package_HP | Annual | FALSE
Any | SWHC046J | SCn | ex | CZ03 | cDXHP | SWHC046-01 | ExAnte2019 | IOU workpaper | 2019-11-06 | Cap-Tons | 1 |  |  | 0 | 0 | 0 | -527.869 | 0 | 65.6425 | [6 empty] | DEER:HVAC_Split-Package_HP | Annual | FALSE
Any | SWHC046J | SCn | ex | CZ04 | cDXHP | SWHC046-01 | ExAnte2019 | IOU workpaper | 2019-11-06 | Cap-Tons | 1 |  |  | 0 | 0 | 0 | -567.9614 | 0 | 64.3251 | [6 empty] | DEER:HVAC_Split-Package_HP | Annual | FALSE
Any | SWHC046J | SCn | ex | CZ05 | cDXHP | SWHC046-01 | ExAnte2019 | IOU workpaper | 2019-11-06 | Cap-Tons | 1 |  |  | 0 | 0 | 0 | -533.9886 | 0 | 65.1737 | [6 empty] | DEER:HVAC_Split-Package_HP | Annual | FALSE
Any | SWHC046J | SCn | ex | CZ06 | cDXHP | SWHC046-01 | ExAnte2019 | IOU workpaper | 2019-11-06 | Cap-Tons | 1 |  |  | 0 | 0 | 0 | -272.5352 | 0 | 36.1244 | [6 empty] | DEER:HVAC_Split-Package_HP | Annual | FALSE
Any | SWHC046J | SCn | ex | CZ07 | cDXHP | SWHC046-01 | ExAnte2019 | IOU workpaper | 2019-11-06 | Cap-Tons | 1 |  |  | 0 | 0 | 0 | -208.6512 | 0 | 26.5398 | [6 empty] | DEER:HVAC_Split-Package_HP | Annual | FALSE
Any | SWHC046J | SCn | ex | CZ08 | cDXHP | SWHC046-01 | ExAnte2019 | IOU workpaper | 2019-11-06 | Cap-Tons | 1 |  |  | 0 | 0 | 0 | -242.8299 | 0 | 35.5518 | [6 empty] | DEER:HVAC_Split-Package_HP | Annual | FALSE
Any | SWHC046J | SCn | ex | CZ09 | cDXHP | SWHC046-01 | ExAnte2019 | IOU workpaper | 2019-11-06 | Cap-Tons | 1 |  |  | 0 | 0 | 0 | -256.87 | 0 | 37.509 | [6 empty] | DEER:HVAC_Split-Package_HP | Annual | FALSE
Any | SWHC046J | SCn | ex | CZ10 | cDXHP | SWHC046-01 | ExAnte2019 | IOU workpaper | 2019-11-06 | Cap-Tons | 1 |  |  | 0 | 0 | 0 | -265.4118 | 0 | 38.1948 | [6 empty] | DEER:HVAC_Split-Package_HP | Annual | FALSE
Any | SWHC046J | SCn | ex | CZ11 | cDXHP | SWHC046-01 | ExAnte2019 | IOU workpaper | 2019-11-06 | Cap-Tons | 1 |  |  | 0 | 0 | 0 | -519.1137 | 0 | 72.0936 | [6 empty] | DEER:HVAC_Split-Package_HP | Annual | FALSE
Any | SWHC046J | SCn | ex | CZ12 | cDXHP | SWHC046-01 | ExAnte2019 | IOU workpaper | 2019-11-06 | Cap-Tons | 1 |  |  | 0 | 0 | 0 | -566.2428 | 0 | 76.8081 | [6 empty] | DEER:HVAC_Split-Package_HP | Annual | FALSE
Any | SWHC046J | SCn | ex | CZ13 | cDXHP | SWHC046-01 | ExAnte2019 | IOU workpaper | 2019-11-06 | Cap-Tons | 1 |  |  | 0 | 0 | 0 | -433.1458 | 0 | 60.7802 | [6 empty] | DEER:HVAC_Split-Package_HP | Annual | FALSE
Any | SWHC046J | SCn | ex | CZ14 | cDXHP | SWHC046-01 | ExAnte2019 | IOU workpaper | 2019-11-06 | Cap-Tons | 1 |  |  | 0 | 0 | 0 | -560.6178 | 0 | 73.3626 | [6 empty] | DEER:HVAC_Split-Package_HP | Annual | FALSE
Any | SWHC046J | SCn | ex | CZ15 | cDXHP | SWHC046-01 | ExAnte2019 | IOU workpaper | 2019-11-06 | Cap-Tons | 1 |  |  | 0 | 0 | 0 | -13.6017 | 0 | 10.2322 | [6 empty] | DEER:HVAC_Split-Package_HP | Annual | FALSE
Any | SWHC046J | SCn | ex | CZ16 | cDXHP | SWHC046-01 | ExAnte2019 | IOU workpaper | 2019-11-06 | Cap-Tons | 1 |  |  | 0 | 0 | 0 | -1251.5639 | 0 | 138.4562 | [6 empty] | DEER:HVAC_Split-Package_HP | Annual | FALSE
Any | SWHC046K | Asm | ex | CZ01 | cDXHP | SWHC046-01 | ExAnte2019 | IOU workpaper | 2019-11-06 | Cap-Tons | 1 |  |  | 0 | 0 | 0 | -1071.9489 | 0 | 150.3355 | [6 empty] | DEER:HVAC_Split-Package_HP | Annual | FALSE
Any | SWHC046K | Asm | ex | CZ02 | cDXHP | SWHC046-01 | ExAnte2019 | IOU workpaper | 2019-11-06 | Cap-Tons | 1 |  |  | 0 | 0 | 0 | -608.3906 | 0 | 88.4105 | [6 empty] | DEER:HVAC_Split-Package_HP | Annual | FALSE
Any | SWHC046K | Asm | ex | CZ03 | cDXHP | SWHC046-01 | ExAnte2019 | IOU workpaper | 2019-11-06 | Cap-Tons | 1 |  |  | 0 | 0 | 0 | -446.6841 | 0 | 59.6795 | [6 empty] | DEER:HVAC_Split-Package_HP | Annual | FALSE
Any | SWHC046K | Asm | ex | CZ04 | cDXHP | SWHC046-01 | ExAnte2019 | IOU workpaper | 2019-11-06 | Cap-Tons | 1 |  |  | 0 | 0 | 0 | -400.6781 | 0 | 58.49 | [6 empty] | DEER:HVAC_Split-Package_HP | Annual | FALSE
Any | SWHC046K | Asm | ex | CZ05 | cDXHP | SWHC046-01 | ExAnte2019 | IOU workpaper | 2019-11-06 | Cap-Tons | 1 |  |  | 0 | 0 | 0 | -446.8716 | 0 | 61.1151 | [6 empty] | DEER:HVAC_Split-Package_HP | Annual | FALSE
Any | SWHC046K | Asm | ex | CZ06 | cDXHP | SWHC046-01 | ExAnte2019 | IOU workpaper | 2019-11-06 | Cap-Tons | 1 |  |  | 0 | 0 | 0 | -162.3758 | 0 | 22.7211 | [6 empty] | DEER:HVAC_Split-Package_HP | Annual | FALSE
Any | SWHC046K | Asm | ex | CZ07 | cDXHP | SWHC046-01 | ExAnte2019 | IOU workpaper | 2019-11-06 | Cap-Tons | 1 |  |  | 0 | 0 | 0 | -129.557 | 0 | 16.5896 | [6 empty] | DEER:HVAC_Split-Package_HP | Annual | FALSE
Any | SWHC046K | Asm | ex | CZ08 | cDXHP | SWHC046-01 | ExAnte2019 | IOU workpaper | 2019-11-06 | Cap-Tons | 1 |  |  | 0 | 0 | 0 | -179.3774 | 0 | 24.8209 | [6 empty] | DEER:HVAC_Split-Package_HP | Annual | FALSE
Any | SWHC046K | Asm | ex | CZ09 | cDXHP | SWHC046-01 | ExAnte2019 | IOU workpaper | 2019-11-06 | Cap-Tons | 1 |  |  | 0 | 0 | 0 | -136.698 | 0 | 18.6444 | [6 empty] | DEER:HVAC_Split-Package_HP | Annual | FALSE
Any | SWHC046K | Asm | ex | CZ10 | cDXHP | SWHC046-01 | ExAnte2019 | IOU workpaper | 2019-11-06 | Cap-Tons | 1 |  |  | 0 | 0 | 0 | -176.1246 | 0 | 25.5029 | [6 empty] | DEER:HVAC_Split-Package_HP | Annual | FALSE
Any | SWHC046K | Asm | ex | CZ11 | cDXHP | SWHC046-01 | ExAnte2019 | IOU workpaper | 2019-11-06 | Cap-Tons | 1 |  |  | 0 | 0 | 0 | -313.7543 | 0 | 43.6231 | [6 empty] | DEER:HVAC_Split-Package_HP | Annual | FALSE
Any | SWHC046K | Asm | ex | CZ12 | cDXHP | SWHC046-01 | ExAnte2019 | IOU workpaper | 2019-11-06 | Cap-Tons | 1 |  |  | 0 | 0 | 0 | -375.428 | 0 | 52.2827 | [6 empty] | DEER:HVAC_Split-Package_HP | Annual | FALSE
Any | SWHC046K | Asm | ex | CZ13 | cDXHP | SWHC046-01 | ExAnte2019 | IOU workpaper | 2019-11-06 | Cap-Tons | 1 |  |  | 0 | 0 | 0 | -284.6626 | 0 | 39.494 | [6 empty] | DEER:HVAC_Split-Package_HP | Annual | FALSE
Any | SWHC046K | Asm | ex | CZ14 | cDXHP | SWHC046-01 | ExAnte2019 | IOU workpaper | 2019-11-06 | Cap-Tons | 1 |  |  | 0 | 0 | 0 | -311.5205 | 0 | 42.7952 | [6 empty] | DEER:HVAC_Split-Package_HP | Annual | FALSE
Any | SWHC046K | Asm | ex | CZ15 | cDXHP | SWHC046-01 | ExAnte2019 | IOU workpaper | 2019-11-06 | Cap-Tons | 1 |  |  | 0 | 0 | 0 | -19.0998 | 0 | 6.5957 | [6 empty] | DEER:HVAC_Split-Package_HP | Annual | FALSE
Any | SWHC046K | Asm | ex | CZ16 | cDXHP | SWHC046-01 | ExAnte2019 | IOU workpaper | 2019-11-06 | Cap-Tons | 1 |  |  | 0 | 0 | 0 | -1271.5208 | 0 | 152.708 | [6 empty] | DEER:HVAC_Split-Package_HP | Annual | FALSE
Any | SWHC046K | Com | ex | CZ01 | cDXHP | SWHC046-01 | ExAnte2019 | IOU workpaper | 2019-11-06 | Cap-Tons | 1 |  |  | 0 | 0 | 0 | -640.9954 | 0 | 84.7706 | [6 empty] | DEER:HVAC_Split-Package_HP | Annual | FALSE
Any | SWHC046K | Com | ex | CZ02 | cDXHP | SWHC046-01 | ExAnte2019 | IOU workpaper | 2019-11-06 | Cap-Tons | 1 |  |  | 0 | 0 | 0 | -339.157 | 0 | 42.8742 | [6 empty] | DEER:HVAC_Split-Package_HP | Annual | FALSE
Any | SWHC046K | Com | ex | CZ03 | cDXHP | SWHC046-01 | ExAnte2019 | IOU workpaper | 2019-11-06 | Cap-Tons | 1 |  |  | 0 | 0 | 0 | -227.3506 | 0 | 30.6877 | [6 empty] | DEER:HVAC_Split-Package_HP | Annual | FALSE
Any | SWHC046K | Com | ex | CZ04 | cDXHP | SWHC046-01 | ExAnte2019 | IOU workpaper | 2019-11-06 | Cap-Tons | 1 |  |  | 0 | 0 | 0 | -203.1833 | 0 | 25.8877 | [6 empty] | DEER:HVAC_Split-Package_HP | Annual | FALSE
Any | SWHC046K | Com | ex | CZ05 | cDXHP | SWHC046-01 | ExAnte2019 | IOU workpaper | 2019-11-06 | Cap-Tons | 1 |  |  | 0 | 0 | 0 | -309.2536 | 0 | 41.7333 | [6 empty] | DEER:HVAC_Split-Package_HP | Annual | FALSE
Any | SWHC046K | Com | ex | CZ06 | cDXHP | SWHC046-01 | ExAnte2019 | IOU workpaper | 2019-11-06 | Cap-Tons | 1 |  |  | 0 | 0 | 0 | -118.1261 | 0 | 16.6953 | [6 empty] | DEER:HVAC_Split-Package_HP | Annual | FALSE
Any | SWHC046K | Com | ex | CZ07 | cDXHP | SWHC046-01 | ExAnte2019 | IOU workpaper | 2019-11-06 | Cap-Tons | 1 |  |  | 0 | 0 | 0 | -97.3895 | 0 | 13.8072 | [6 empty] | DEER:HVAC_Split-Package_HP | Annual | FALSE
Any | SWHC046K | Com | ex | CZ08 | cDXHP | SWHC046-01 | ExAnte2019 | IOU workpaper | 2019-11-06 | Cap-Tons | 1 |  |  | 0 | 0 | 0 | -112.3916 | 0 | 16.1419 | [6 empty] | DEER:HVAC_Split-Package_HP | Annual | FALSE
Any | SWHC046K | Com | ex | CZ09 | cDXHP | SWHC046-01 | ExAnte2019 | IOU workpaper | 2019-11-06 | Cap-Tons | 1 |  |  | 0 | 0 | 0 | -107.8476 | 0 | 14.9342 | [6 empty] | DEER:HVAC_Split-Package_HP | Annual | FALSE
Any | SWHC046K | Com | ex | CZ10 | cDXHP | SWHC046-01 | ExAnte2019 | IOU workpaper | 2019-11-06 | Cap-Tons | 1 |  |  | 0 | 0 | 0 | -145.7471 | 0 | 19.993 | [6 empty] | DEER:HVAC_Split-Package_HP | Annual | FALSE
Any | SWHC046K | Com | ex | CZ11 | cDXHP | SWHC046-01 | ExAnte2019 | IOU workpaper | 2019-11-06 | Cap-Tons | 1 |  |  | 0 | 0 | 0 | -271.8844 | 0 | 35.9102 | [6 empty] | DEER:HVAC_Split-Package_HP | Annual | FALSE
Any | SWHC046K | Com | ex | CZ12 | cDXHP | SWHC046-01 | ExAnte2019 | IOU workpaper | 2019-11-06 | Cap-Tons | 1 |  |  | 0 | 0 | 0 | -261.297 | 0 | 33.6865 | [6 empty] | DEER:HVAC_Split-Package_HP | Annual | FALSE
Any | SWHC046K | Com | ex | CZ13 | cDXHP | SWHC046-01 | ExAnte2019 | IOU workpaper | 2019-11-06 | Cap-Tons | 1 |  |  | 0 | 0 | 0 | -227.9612 | 0 | 30.0389 | [6 empty] | DEER:HVAC_Split-Package_HP | Annual | FALSE
Any | SWHC046K | Com | ex | CZ14 | cDXHP | SWHC046-01 | ExAnte2019 | IOU workpaper | 2019-11-06 | Cap-Tons | 1 |  |  | 0 | 0 | 0 | -252.4276 | 0 | 32.2783 | [6 empty] | DEER:HVAC_Split-Package_HP | Annual | FALSE
Any | SWHC046K | Com | ex | CZ15 | cDXHP | SWHC046-01 | ExAnte2019 | IOU workpaper | 2019-11-06 | Cap-Tons | 1 |  |  | 0 | 0 | 0 | -8.0887 | 0 | 4.9645 | [6 empty] | DEER:HVAC_Split-Package_HP | Annual | FALSE
Any | SWHC046K | Com | ex | CZ16 | cDXHP | SWHC046-01 | ExAnte2019 | IOU workpaper | 2019-11-06 | Cap-Tons | 1 |  |  | 0 | 0 | 0 | -918.3085 | 0 | 102.3545 | [6 empty] | DEER:HVAC_Split-Package_HP | Annual | FALSE
Any | SWHC046K | ECC | ex | CZ01 | cDXHP | SWHC046-01 | ExAnte2019 | IOU workpaper | 2019-11-06 | Cap-Tons | 1 |  |  | 0 | 0 | 0 | -347.8855 | 0 | 46.2123 | [6 empty] | DEER:HVAC_Split-Package_HP | Annual | FALSE
Any | SWHC046K | ECC | ex | CZ02 | cDXHP | SWHC046-01 | ExAnte2019 | IOU workpaper | 2019-11-06 | Cap-Tons | 1 |  |  | 0 | 0 | 0 | -184.4778 | 0 | 23.5891 | [6 empty] | DEER:HVAC_Split-Package_HP | Annual | FALSE
Any | SWHC046K | ECC | ex | CZ03 | cDXHP | SWHC046-01 | ExAnte2019 | IOU workpaper | 2019-11-06 | Cap-Tons | 1 |  |  | 0 | 0 | 0 | -144.4435 | 0 | 19.5988 | [6 empty] | DEER:HVAC_Split-Package_HP | Annual | FALSE
Any | SWHC046K | ECC | ex | CZ04 | cDXHP | SWHC046-01 | ExAnte2019 | IOU workpaper | 2019-11-06 | Cap-Tons | 1 |  |  | 0 | 0 | 0 | -130.0565 | 0 | 16.5263 | [6 empty] | DEER:HVAC_Split-Package_HP | Annual | FALSE
Any | SWHC046K | ECC | ex | CZ05 | cDXHP | SWHC046-01 | ExAnte2019 | IOU workpaper | 2019-11-06 | Cap-Tons | 1 |  |  | 0 | 0 | 0 | -145.9693 | 0 | 19.5544 | [6 empty] | DEER:HVAC_Split-Package_HP | Annual | FALSE
Any | SWHC046K | ECC | ex | CZ06 | cDXHP | SWHC046-01 | ExAnte2019 | IOU workpaper | 2019-11-06 | Cap-Tons | 1 |  |  | 0 | 0 | 0 | -31.7153 | 0 | 5.9781 | [6 empty] | DEER:HVAC_Split-Package_HP | Annual | FALSE
Any | SWHC046K | ECC | ex | CZ07 | cDXHP | SWHC046-01 | ExAnte2019 | IOU workpaper | 2019-11-06 | Cap-Tons | 1 |  |  | 0 | 0 | 0 | -13.8578 | 0 | 3.3057 | [6 empty] | DEER:HVAC_Split-Package_HP | Annual | FALSE
Any | SWHC046K | ECC | ex | CZ08 | cDXHP | SWHC046-01 | ExAnte2019 | IOU workpaper | 2019-11-06 | Cap-Tons | 1 |  |  | 0 | 0 | 0 | -24.9215 | 0 | 5.2102 | [6 empty] | DEER:HVAC_Split-Package_HP | Annual | FALSE
Any | SWHC046K | ECC | ex | CZ09 | cDXHP | SWHC046-01 | ExAnte2019 | IOU workpaper | 2019-11-06 | Cap-Tons | 1 |  |  | 0 | 0 | 0 | -40.9344 | 0 | 6.4099 | [6 empty] | DEER:HVAC_Split-Package_HP | Annual | FALSE
Any | SWHC046K | ECC | ex | CZ10 | cDXHP | SWHC046-01 | ExAnte2019 | IOU workpaper | 2019-11-06 | Cap-Tons | 1 |  |  | 0 | 0 | 0 | -41.6197 | 0 | 6.9233 | [6 empty] | DEER:HVAC_Split-Package_HP | Annual | FALSE
Any | SWHC046K | ECC | ex | CZ11 | cDXHP | SWHC046-01 | ExAnte2019 | IOU workpaper | 2019-11-06 | Cap-Tons | 1 |  |  | 0 | 0 | 0 | -144.1012 | 0 | 20.7053 | [6 empty] | DEER:HVAC_Split-Package_HP | Annual | FALSE
Any | SWHC046K | ECC | ex | CZ12 | cDXHP | SWHC046-01 | ExAnte2019 | IOU workpaper | 2019-11-06 | Cap-Tons | 1 |  |  | 0 | 0 | 0 | -156.4791 | 0 | 21.452 | [6 empty] | DEER:HVAC_Split-Package_HP | Annual | FALSE
Any | SWHC046K | ECC | ex | CZ13 | cDXHP | SWHC046-01 | ExAnte2019 | IOU workpaper | 2019-11-06 | Cap-Tons | 1 |  |  | 0 | 0 | 0 | -124.4507 | 0 | 17.9661 | [6 empty] | DEER:HVAC_Split-Package_HP | Annual | FALSE
Any | SWHC046K | ECC | ex | CZ14 | cDXHP | SWHC046-01 | ExAnte2019 | IOU workpaper | 2019-11-06 | Cap-Tons | 1 |  |  | 0 | 0 | 0 | -138.6833 | 0 | 19.0738 | [6 empty] | DEER:HVAC_Split-Package_HP | Annual | FALSE
Any | SWHC046K | ECC | ex | CZ15 | cDXHP | SWHC046-01 | ExAnte2019 | IOU workpaper | 2019-11-06 | Cap-Tons | 1 |  |  | 0 | 0 | 0 | 17.7385 | 0 | 1.6483 | [6 empty] | DEER:HVAC_Split-Package_HP | Annual | FALSE
Any | SWHC046K | ECC | ex | CZ16 | cDXHP | SWHC046-01 | ExAnte2019 | IOU workpaper | 2019-11-06 | Cap-Tons | 1 |  |  | 0 | 0 | 0 | -572.7307 | 0 | 64.0713 | [6 empty] | DEER:HVAC_Split-Package_HP | Annual | FALSE
Any | SWHC046K | EPr | ex | CZ01 | cDXHP | SWHC046-01 | ExAnte2019 | IOU workpaper | 2019-11-06 | Cap-Tons | 1 |  |  | 0 | 0 | 0 | -500.3486 | 0 | 70.8798 | [6 empty] | DEER:HVAC_Split-Package_HP | Annual | FALSE
Any | SWHC046K | EPr | ex | CZ02 | cDXHP | SWHC046-01 | ExAnte2019 | IOU workpaper | 2019-11-06 | Cap-Tons | 1 |  |  | 0 | 0 | 0 | -269.0615 | 0 | 32.5037 | [6 empty] | DEER:HVAC_Split-Package_HP | Annual | FALSE
Any | SWHC046K | EPr | ex | CZ03 | cDXHP | SWHC046-01 | ExAnte2019 | IOU workpaper | 2019-11-06 | Cap-Tons | 1 |  |  | 0 | 0 | 0 | -227.0481 | 0 | 32.0646 | [6 empty] | DEER:HVAC_Split-Package_HP | Annual | FALSE
Any | SWHC046K | EPr | ex | CZ04 | cDXHP | SWHC046-01 | ExAnte2019 | IOU workpaper | 2019-11-06 | Cap-Tons | 1 |  |  | 0 | 0 | 0 | -190.3638 | 0 | 23.1678 | [6 empty] | DEER:HVAC_Split-Package_HP | Annual | FALSE
Any | SWHC046K | EPr | ex | CZ05 | cDXHP | SWHC046-01 | ExAnte2019 | IOU workpaper | 2019-11-06 | Cap-Tons | 1 |  |  | 0 | 0 | 0 | -229.8761 | 0 | 32.1114 | [6 empty] | DEER:HVAC_Split-Package_HP | Annual | FALSE
Any | SWHC046K | EPr | ex | CZ06 | cDXHP | SWHC046-01 | ExAnte2019 | IOU workpaper | 2019-11-06 | Cap-Tons | 1 |  |  | 0 | 0 | 0 | -82.2906 | 0 | 12.1021 | [6 empty] | DEER:HVAC_Split-Package_HP | Annual | FALSE
Any | SWHC046K | EPr | ex | CZ07 | cDXHP | SWHC046-01 | ExAnte2019 | IOU workpaper | 2019-11-06 | Cap-Tons | 1 |  |  | 0 | 0 | 0 | -61.5073 | 0 | 8.6706 | [6 empty] | DEER:HVAC_Split-Package_HP | Annual | FALSE
Any | SWHC046K | EPr | ex | CZ08 | cDXHP | SWHC046-01 | ExAnte2019 | IOU workpaper | 2019-11-06 | Cap-Tons | 1 |  |  | 0 | 0 | 0 | -68.796 | 0 | 9.7424 | [6 empty] | DEER:HVAC_Split-Package_HP | Annual | FALSE
Any | SWHC046K | EPr | ex | CZ09 | cDXHP | SWHC046-01 | ExAnte2019 | IOU workpaper | 2019-11-06 | Cap-Tons | 1 |  |  | 0 | 0 | 0 | -88.019 | 0 | 12.0682 | [6 empty] | DEER:HVAC_Split-Package_HP | Annual | FALSE
Any | SWHC046K | EPr | ex | CZ10 | cDXHP | SWHC046-01 | ExAnte2019 | IOU workpaper | 2019-11-06 | Cap-Tons | 1 |  |  | 0 | 0 | 0 | -79.1154 | 0 | 11.0885 | [6 empty] | DEER:HVAC_Split-Package_HP | Annual | FALSE
Any | SWHC046K | EPr | ex | CZ11 | cDXHP | SWHC046-01 | ExAnte2019 | IOU workpaper | 2019-11-06 | Cap-Tons | 1 |  |  | 0 | 0 | 0 | -191.5804 | 0 | 26.2108 | [6 empty] | DEER:HVAC_Split-Package_HP | Annual | FALSE
Any | SWHC046K | EPr | ex | CZ12 | cDXHP | SWHC046-01 | ExAnte2019 | IOU workpaper | 2019-11-06 | Cap-Tons | 1 |  |  | 0 | 0 | 0 | -215.1911 | 0 | 28.2133 | [6 empty] | DEER:HVAC_Split-Package_HP | Annual | FALSE
Any | SWHC046K | EPr | ex | CZ13 | cDXHP | SWHC046-01 | ExAnte2019 | IOU workpaper | 2019-11-06 | Cap-Tons | 1 |  |  | 0 | 0 | 0 | -171.432 | 0 | 23.3002 | [6 empty] | DEER:HVAC_Split-Package_HP | Annual | FALSE
Any | SWHC046K | EPr | ex | CZ14 | cDXHP | SWHC046-01 | ExAnte2019 | IOU workpaper | 2019-11-06 | Cap-Tons | 1 |  |  | 0 | 0 | 0 | -167.094 | 0 | 24.1779 | [6 empty] | DEER:HVAC_Split-Package_HP | Annual | FALSE
Any | SWHC046K | EPr | ex | CZ15 | cDXHP | SWHC046-01 | ExAnte2019 | IOU workpaper | 2019-11-06 | Cap-Tons | 1 |  |  | 0 | 0 | 0 | -5.873 | 0 | 3.2006 | [6 empty] | DEER:HVAC_Split-Package_HP | Annual | FALSE
Any | SWHC046K | EPr | ex | CZ16 | cDXHP | SWHC046-01 | ExAnte2019 | IOU workpaper | 2019-11-06 | Cap-Tons | 1 |  |  | 0 | 0 | 0 | -711.5909 | 0 | 82.619 | [6 empty] | DEER:HVAC_Split-Package_HP | Annual | FALSE
Any | SWHC046K | ERC | ex | CZ01 | cDXHP | SWHC046-01 | ExAnte2019 | IOU workpaper | 2019-11-06 | Cap-Tons | 1 |  |  | 0 | 0 | 0 | -762.3168 | 0 | 108.3618 | [6 empty] | DEER:HVAC_Split-Package_HP | Annual | FALSE
Any | SWHC046K | ERC | ex | CZ02 | cDXHP | SWHC046-01 | ExAnte2019 | IOU workpaper | 2019-11-06 | Cap-Tons | 1 |  |  | 0 | 0 | 0 | -464.4857 | 0 | 65.7962 | [6 empty] | DEER:HVAC_Split-Package_HP | Annual | FALSE
Any | SWHC046K | ERC | ex | CZ03 | cDXHP | SWHC046-01 | ExAnte2019 | IOU workpaper | 2019-11-06 | Cap-Tons | 1 |  |  | 0 | 0 | 0 | -322.3501 | 0 | 52.3013 | [6 empty] | DEER:HVAC_Split-Package_HP | Annual | FALSE
Any | SWHC046K | ERC | ex | CZ04 | cDXHP | SWHC046-01 | ExAnte2019 | IOU workpaper | 2019-11-06 | Cap-Tons | 1 |  |  | 0 | 0 | 0 | -322.7598 | 0 | 46.2517 | [6 empty] | DEER:HVAC_Split-Package_HP | Annual | FALSE
Any | SWHC046K | ERC | ex | CZ05 | cDXHP | SWHC046-01 | ExAnte2019 | IOU workpaper | 2019-11-06 | Cap-Tons | 1 |  |  | 0 | 0 | 0 | -394.0635 | 0 | 60.6756 | [6 empty] | DEER:HVAC_Split-Package_HP | Annual | FALSE
Any | SWHC046K | ERC | ex | CZ06 | cDXHP | SWHC046-01 | ExAnte2019 | IOU workpaper | 2019-11-06 | Cap-Tons | 1 |  |  | 0 | 0 | 0 | -147.6196 | 0 | 25.7859 | [6 empty] | DEER:HVAC_Split-Package_HP | Annual | FALSE
Any | SWHC046K | ERC | ex | CZ07 | cDXHP | SWHC046-01 | ExAnte2019 | IOU workpaper | 2019-11-06 | Cap-Tons | 1 |  |  | 0 | 0 | 0 | -86.5169 | 0 | 15.9783 | [6 empty] | DEER:HVAC_Split-Package_HP | Annual | FALSE
Any | SWHC046K | ERC | ex | CZ08 | cDXHP | SWHC046-01 | ExAnte2019 | IOU workpaper | 2019-11-06 | Cap-Tons | 1 |  |  | 0 | 0 | 0 | -123.0649 | 0 | 21.6522 | [6 empty] | DEER:HVAC_Split-Package_HP | Annual | FALSE
Any | SWHC046K | ERC | ex | CZ09 | cDXHP | SWHC046-01 | ExAnte2019 | IOU workpaper | 2019-11-06 | Cap-Tons | 1 |  |  | 0 | 0 | 0 | -126.7202 | 0 | 21.1911 | [6 empty] | DEER:HVAC_Split-Package_HP | Annual | FALSE
Any | SWHC046K | ERC | ex | CZ10 | cDXHP | SWHC046-01 | ExAnte2019 | IOU workpaper | 2019-11-06 | Cap-Tons | 1 |  |  | 0 | 0 | 0 | -147.7563 | 0 | 23.8348 | [6 empty] | DEER:HVAC_Split-Package_HP | Annual | FALSE
Any | SWHC046K | ERC | ex | CZ11 | cDXHP | SWHC046-01 | ExAnte2019 | IOU workpaper | 2019-11-06 | Cap-Tons | 1 |  |  | 0 | 0 | 0 | -294.811 | 0 | 43.1167 | [6 empty] | DEER:HVAC_Split-Package_HP | Annual | FALSE
Any | SWHC046K | ERC | ex | CZ12 | cDXHP | SWHC046-01 | ExAnte2019 | IOU workpaper | 2019-11-06 | Cap-Tons | 1 |  |  | 0 | 0 | 0 | -339.5104 | 0 | 49.0022 | [6 empty] | DEER:HVAC_Split-Package_HP | Annual | FALSE
Any | SWHC046K | ERC | ex | CZ13 | cDXHP | SWHC046-01 | ExAnte2019 | IOU workpaper | 2019-11-06 | Cap-Tons | 1 |  |  | 0 | 0 | 0 | -265.3222 | 0 | 39.21 | [6 empty] | DEER:HVAC_Split-Package_HP | Annual | FALSE
Any | SWHC046K | ERC | ex | CZ14 | cDXHP | SWHC046-01 | ExAnte2019 | IOU workpaper | 2019-11-06 | Cap-Tons | 1 |  |  | 0 | 0 | 0 | -298.7332 | 0 | 41.5998 | [6 empty] | DEER:HVAC_Split-Package_HP | Annual | FALSE
Any | SWHC046K | ERC | ex | CZ15 | cDXHP | SWHC046-01 | ExAnte2019 | IOU workpaper | 2019-11-06 | Cap-Tons | 1 |  |  | 0 | 0 | 0 | -17.2434 | 0 | 6.345 | [6 empty] | DEER:HVAC_Split-Package_HP | Annual | FALSE
Any | SWHC046K | ERC | ex | CZ16 | cDXHP | SWHC046-01 | ExAnte2019 | IOU workpaper | 2019-11-06 | Cap-Tons | 1 |  |  | 0 | 0 | 0 | -1061.4804 | 0 | 121.6174 | [6 empty] | DEER:HVAC_Split-Package_HP | Annual | FALSE
Any | SWHC046K | ESe | ex | CZ01 | cDXHP | SWHC046-01 | ExAnte2019 | IOU workpaper | 2019-11-06 | Cap-Tons | 1 |  |  | 0 | 0 | 0 | -443.0166 | 0 | 60.6294 | [6 empty] | DEER:HVAC_Split-Package_HP | Annual | FALSE
Any | SWHC046K | ESe | ex | CZ02 | cDXHP | SWHC046-01 | ExAnte2019 | IOU workpaper | 2019-11-06 | Cap-Tons | 1 |  |  | 0 | 0 | 0 | -259.9716 | 0 | 32.1242 | [6 empty] | DEER:HVAC_Split-Package_HP | Annual | FALSE
Any | SWHC046K | ESe | ex | CZ03 | cDXHP | SWHC046-01 | ExAnte2019 | IOU workpaper | 2019-11-06 | Cap-Tons | 1 |  |  | 0 | 0 | 0 | -179.9209 | 0 | 24.8753 | [6 empty] | DEER:HVAC_Split-Package_HP | Annual | FALSE
Any | SWHC046K | ESe | ex | CZ04 | cDXHP | SWHC046-01 | ExAnte2019 | IOU workpaper | 2019-11-06 | Cap-Tons | 1 |  |  | 0 | 0 | 0 | -163.1965 | 0 | 20.4547 | [6 empty] | DEER:HVAC_Split-Package_HP | Annual | FALSE
Any | SWHC046K | ESe | ex | CZ05 | cDXHP | SWHC046-01 | ExAnte2019 | IOU workpaper | 2019-11-06 | Cap-Tons | 1 |  |  | 0 | 0 | 0 | -177.0921 | 0 | 24.3338 | [6 empty] | DEER:HVAC_Split-Package_HP | Annual | FALSE
Any | SWHC046K | ESe | ex | CZ06 | cDXHP | SWHC046-01 | ExAnte2019 | IOU workpaper | 2019-11-06 | Cap-Tons | 1 |  |  | 0 | 0 | 0 | -58.8611 | 0 | 8.9631 | [6 empty] | DEER:HVAC_Split-Package_HP | Annual | FALSE
Any | SWHC046K | ESe | ex | CZ07 | cDXHP | SWHC046-01 | ExAnte2019 | IOU workpaper | 2019-11-06 | Cap-Tons | 1 |  |  | 0 | 0 | 0 | -36.1982 | 0 | 5.9032 | [6 empty] | DEER:HVAC_Split-Package_HP | Annual | FALSE
Any | SWHC046K | ESe | ex | CZ08 | cDXHP | SWHC046-01 | ExAnte2019 | IOU workpaper | 2019-11-06 | Cap-Tons | 1 |  |  | 0 | 0 | 0 | -49.2312 | 0 | 8.013 | [6 empty] | DEER:HVAC_Split-Package_HP | Annual | FALSE
Any | SWHC046K | ESe | ex | CZ09 | cDXHP | SWHC046-01 | ExAnte2019 | IOU workpaper | 2019-11-06 | Cap-Tons | 1 |  |  | 0 | 0 | 0 | -64.279 | 0 | 9.2778 | [6 empty] | DEER:HVAC_Split-Package_HP | Annual | FALSE
Any | SWHC046K | ESe | ex | CZ10 | cDXHP | SWHC046-01 | ExAnte2019 | IOU workpaper | 2019-11-06 | Cap-Tons | 1 |  |  | 0 | 0 | 0 | -78.5998 | 0 | 11.3441 | [6 empty] | DEER:HVAC_Split-Package_HP | Annual | FALSE
Any | SWHC046K | ESe | ex | CZ11 | cDXHP | SWHC046-01 | ExAnte2019 | IOU workpaper | 2019-11-06 | Cap-Tons | 1 |  |  | 0 | 0 | 0 | -200.5693 | 0 | 27.9588 | [6 empty] | DEER:HVAC_Split-Package_HP | Annual | FALSE
Any | SWHC046K | ESe | ex | CZ12 | cDXHP | SWHC046-01 | ExAnte2019 | IOU workpaper | 2019-11-06 | Cap-Tons | 1 |  |  | 0 | 0 | 0 | -221.1021 | 0 | 29.4201 | [6 empty] | DEER:HVAC_Split-Package_HP | Annual | FALSE
Any | SWHC046K | ESe | ex | CZ13 | cDXHP | SWHC046-01 | ExAnte2019 | IOU workpaper | 2019-11-06 | Cap-Tons | 1 |  |  | 0 | 0 | 0 | -175.3102 | 0 | 24.4775 | [6 empty] | DEER:HVAC_Split-Package_HP | Annual | FALSE
Any | SWHC046K | ESe | ex | CZ14 | cDXHP | SWHC046-01 | ExAnte2019 | IOU workpaper | 2019-11-06 | Cap-Tons | 1 |  |  | 0 | 0 | 0 | -193.1559 | 0 | 25.8779 | [6 empty] | DEER:HVAC_Split-Package_HP | Annual | FALSE
Any | SWHC046K | ESe | ex | CZ15 | cDXHP | SWHC046-01 | ExAnte2019 | IOU workpaper | 2019-11-06 | Cap-Tons | 1 |  |  | 0 | 0 | 0 | -4.0685 | 0 | 3.2643 | [6 empty] | DEER:HVAC_Split-Package_HP | Annual | FALSE
Any | SWHC046K | ESe | ex | CZ16 | cDXHP | SWHC046-01 | ExAnte2019 | IOU workpaper | 2019-11-06 | Cap-Tons | 1 |  |  | 0 | 0 | 0 | -666.6012 | 0 | 74.9785 | [6 empty] | DEER:HVAC_Split-Package_HP | Annual | FALSE
Any | SWHC046K | EUn | ex | CZ01 | cDXHP | SWHC046-01 | ExAnte2019 | IOU workpaper | 2019-11-06 | Cap-Tons | 1 |  |  | 0 | 0 | 0 | -480.1269 | 0 | 67.3869 | [6 empty] | DEER:HVAC_Split-Package_HP | Annual | FALSE
Any | SWHC046K | EUn | ex | CZ02 | cDXHP | SWHC046-01 | ExAnte2019 | IOU workpaper | 2019-11-06 | Cap-Tons | 1 |  |  | 0 | 0 | 0 | -280.2318 | 0 | 37.1594 | [6 empty] | DEER:HVAC_Split-Package_HP | Annual | FALSE
Any | SWHC046K | EUn | ex | CZ03 | cDXHP | SWHC046-01 | ExAnte2019 | IOU workpaper | 2019-11-06 | Cap-Tons | 1 |  |  | 0 | 0 | 0 | -228.6387 | 0 | 33.1541 | [6 empty] | DEER:HVAC_Split-Package_HP | Annual | FALSE
Any | SWHC046K | EUn | ex | CZ04 | cDXHP | SWHC046-01 | ExAnte2019 | IOU workpaper | 2019-11-06 | Cap-Tons | 1 |  |  | 0 | 0 | 0 | -211.9623 | 0 | 27.6808 | [6 empty] | DEER:HVAC_Split-Package_HP | Annual | FALSE
Any | SWHC046K | EUn | ex | CZ05 | cDXHP | SWHC046-01 | ExAnte2019 | IOU workpaper | 2019-11-06 | Cap-Tons | 1 |  |  | 0 | 0 | 0 | -229.5958 | 0 | 34.132 | [6 empty] | DEER:HVAC_Split-Package_HP | Annual | FALSE
Any | SWHC046K | EUn | ex | CZ06 | cDXHP | SWHC046-01 | ExAnte2019 | IOU workpaper | 2019-11-06 | Cap-Tons | 1 |  |  | 0 | 0 | 0 | -82.4241 | 0 | 13.2799 | [6 empty] | DEER:HVAC_Split-Package_HP | Annual | FALSE
Any | SWHC046K | EUn | ex | CZ07 | cDXHP | SWHC046-01 | ExAnte2019 | IOU workpaper | 2019-11-06 | Cap-Tons | 1 |  |  | 0 | 0 | 0 | -56.9769 | 0 | 9.2005 | [6 empty] | DEER:HVAC_Split-Package_HP | Annual | FALSE
Any | SWHC046K | EUn | ex | CZ08 | cDXHP | SWHC046-01 | ExAnte2019 | IOU workpaper | 2019-11-06 | Cap-Tons | 1 |  |  | 0 | 0 | 0 | -75.6182 | 0 | 12.3119 | [6 empty] | DEER:HVAC_Split-Package_HP | Annual | FALSE
Any | SWHC046K | EUn | ex | CZ09 | cDXHP | SWHC046-01 | ExAnte2019 | IOU workpaper | 2019-11-06 | Cap-Tons | 1 |  |  | 0 | 0 | 0 | -85.168 | 0 | 12.6889 | [6 empty] | DEER:HVAC_Split-Package_HP | Annual | FALSE
Any | SWHC046K | EUn | ex | CZ10 | cDXHP | SWHC046-01 | ExAnte2019 | IOU workpaper | 2019-11-06 | Cap-Tons | 1 |  |  | 0 | 0 | 0 | -83.6165 | 0 | 12.9884 | [6 empty] | DEER:HVAC_Split-Package_HP | Annual | FALSE
Any | SWHC046K | EUn | ex | CZ11 | cDXHP | SWHC046-01 | ExAnte2019 | IOU workpaper | 2019-11-06 | Cap-Tons | 1 |  |  | 0 | 0 | 0 | -192.4747 | 0 | 28.0628 | [6 empty] | DEER:HVAC_Split-Package_HP | Annual | FALSE
Any | SWHC046K | EUn | ex | CZ12 | cDXHP | SWHC046-01 | ExAnte2019 | IOU workpaper | 2019-11-06 | Cap-Tons | 1 |  |  | 0 | 0 | 0 | -214.0895 | 0 | 30.6243 | [6 empty] | DEER:HVAC_Split-Package_HP | Annual | FALSE
Any | SWHC046K | EUn | ex | CZ13 | cDXHP | SWHC046-01 | ExAnte2019 | IOU workpaper | 2019-11-06 | Cap-Tons | 1 |  |  | 0 | 0 | 0 | -167.8726 | 0 | 24.59 | [6 empty] | DEER:HVAC_Split-Package_HP | Annual | FALSE
Any | SWHC046K | EUn | ex | CZ14 | cDXHP | SWHC046-01 | ExAnte2019 | IOU workpaper | 2019-11-06 | Cap-Tons | 1 |  |  | 0 | 0 | 0 | -190.7631 | 0 | 26.8937 | [6 empty] | DEER:HVAC_Split-Package_HP | Annual | FALSE
Any | SWHC046K | EUn | ex | CZ15 | cDXHP | SWHC046-01 | ExAnte2019 | IOU workpaper | 2019-11-06 | Cap-Tons | 1 |  |  | 0 | 0 | 0 | 4.1923 | 0 | 3.7037 | [6 empty] | DEER:HVAC_Split-Package_HP | Annual | FALSE
Any | SWHC046K | EUn | ex | CZ16 | cDXHP | SWHC046-01 | ExAnte2019 | IOU workpaper | 2019-11-06 | Cap-Tons | 1 |  |  | 0 | 0 | 0 | -701.4763 | 0 | 80.7296 | [6 empty] | DEER:HVAC_Split-Package_HP | Annual | FALSE
Any | SWHC046K | Gro | ex | CZ01 | cDXHP | SWHC046-01 | ExAnte2019 | IOU workpaper | 2019-11-06 | Cap-Tons | 1 |  |  | 0 | 0 | 0 | -3041.9263 | 0 | 414.9827 | [6 empty] | DEER:HVAC_Split-Package_HP | Annual | FALSE
Any | SWHC046K | Gro | ex | CZ02 | cDXHP | SWHC046-01 | ExAnte2019 | IOU workpaper | 2019-11-06 | Cap-Tons | 1 |  |  | 0 | 0 | 0 | -1239.3586 | 0 | 138.4803 | [6 empty] | DEER:HVAC_Split-Package_HP | Annual | FALSE
Any | SWHC046K | Gro | ex | CZ03 | cDXHP | SWHC046-01 | ExAnte2019 | IOU workpaper | 2019-11-06 | Cap-Tons | 1 |  |  | 0 | 0 | 0 | -1396.5355 | 0 | 186.7735 | [6 empty] | DEER:HVAC_Split-Package_HP | Annual | FALSE
Any | SWHC046K | Gro | ex | CZ04 | cDXHP | SWHC046-01 | ExAnte2019 | IOU workpaper | 2019-11-06 | Cap-Tons | 1 |  |  | 0 | 0 | 0 | -1051.6231 | 0 | 124.1695 | [6 empty] | DEER:HVAC_Split-Package_HP | Annual | FALSE
Any | SWHC046K | Gro | ex | CZ05 | cDXHP | SWHC046-01 | ExAnte2019 | IOU workpaper | 2019-11-06 | Cap-Tons | 1 |  |  | 0 | 0 | 0 | -1647.8062 | 0 | 220.4619 | [6 empty] | DEER:HVAC_Split-Package_HP | Annual | FALSE
Any | SWHC046K | Gro | ex | CZ06 | cDXHP | SWHC046-01 | ExAnte2019 | IOU workpaper | 2019-11-06 | Cap-Tons | 1 |  |  | 0 | 0 | 0 | -758.4056 | 0 | 85.7938 | [6 empty] | DEER:HVAC_Split-Package_HP | Annual | FALSE
Any | SWHC046K | Gro | ex | CZ07 | cDXHP | SWHC046-01 | ExAnte2019 | IOU workpaper | 2019-11-06 | Cap-Tons | 1 |  |  | 0 | 0 | 0 | -787.2951 | 0 | 99.6998 | [6 empty] | DEER:HVAC_Split-Package_HP | Annual | FALSE
Any | SWHC046K | Gro | ex | CZ08 | cDXHP | SWHC046-01 | ExAnte2019 | IOU workpaper | 2019-11-06 | Cap-Tons | 1 |  |  | 0 | 0 | 0 | -611.7962 | 0 | 71.0143 | [6 empty] | DEER:HVAC_Split-Package_HP | Annual | FALSE
Any | SWHC046K | Gro | ex | CZ09 | cDXHP | SWHC046-01 | ExAnte2019 | IOU workpaper | 2019-11-06 | Cap-Tons | 1 |  |  | 0 | 0 | 0 | -602.7774 | 0 | 64.8273 | [6 empty] | DEER:HVAC_Split-Package_HP | Annual | FALSE
Any | SWHC046K | Gro | ex | CZ10 | cDXHP | SWHC046-01 | ExAnte2019 | IOU workpaper | 2019-11-06 | Cap-Tons | 1 |  |  | 0 | 0 | 0 | -645.4331 | 0 | 70.0463 | [6 empty] | DEER:HVAC_Split-Package_HP | Annual | FALSE
Any | SWHC046K | Gro | ex | CZ11 | cDXHP | SWHC046-01 | ExAnte2019 | IOU workpaper | 2019-11-06 | Cap-Tons | 1 |  |  | 0 | 0 | 0 | -913.4739 | 0 | 97.1775 | [6 empty] | DEER:HVAC_Split-Package_HP | Annual | FALSE
Any | SWHC046K | Gro | ex | CZ12 | cDXHP | SWHC046-01 | ExAnte2019 | IOU workpaper | 2019-11-06 | Cap-Tons | 1 |  |  | 0 | 0 | 0 | -941.9629 | 0 | 96.4036 | [6 empty] | DEER:HVAC_Split-Package_HP | Annual | FALSE
Any | SWHC046K | Gro | ex | CZ13 | cDXHP | SWHC046-01 | ExAnte2019 | IOU workpaper | 2019-11-06 | Cap-Tons | 1 |  |  | 0 | 0 | 0 | -828.8495 | 0 | 86.9278 | [6 empty] | DEER:HVAC_Split-Package_HP | Annual | FALSE
Any | SWHC046K | Gro | ex | CZ14 | cDXHP | SWHC046-01 | ExAnte2019 | IOU workpaper | 2019-11-06 | Cap-Tons | 1 |  |  | 0 | 0 | 0 | -903.7525 | 0 | 92.3713 | [6 empty] | DEER:HVAC_Split-Package_HP | Annual | FALSE
Any | SWHC046K | Gro | ex | CZ15 | cDXHP | SWHC046-01 | ExAnte2019 | IOU workpaper | 2019-11-06 | Cap-Tons | 1 |  |  | 0 | 0 | 0 | -234.8634 | 0 | 24.6654 | [6 empty] | DEER:HVAC_Split-Package_HP | Annual | FALSE
Any | SWHC046K | Gro | ex | CZ16 | cDXHP | SWHC046-01 | ExAnte2019 | IOU workpaper | 2019-11-06 | Cap-Tons | 1 |  |  | 0 | 0 | 0 | -2867.2784 | 0 | 292.0352 | [6 empty] | DEER:HVAC_Split-Package_HP | Annual | FALSE
Any | SWHC046K | Hsp | ex | CZ01 | cDXHP | SWHC046-01 | ExAnte2019 | IOU workpaper | 2019-11-06 | Cap-Tons | 1 |  |  | 0 | 0 | 0 | -345.8201 | 0 | 38.7766 | [6 empty] | DEER:HVAC_Split-Package_HP | Annual | FALSE
Any | SWHC046K | Hsp | ex | CZ02 | cDXHP | SWHC046-01 | ExAnte2019 | IOU workpaper | 2019-11-06 | Cap-Tons | 1 |  |  | 0 | 0 | 0 | -208.1231 | 0 | 24.6538 | [6 empty] | DEER:HVAC_Split-Package_HP | Annual | FALSE
Any | SWHC046K | Hsp | ex | CZ03 | cDXHP | SWHC046-01 | ExAnte2019 | IOU workpaper | 2019-11-06 | Cap-Tons | 1 |  |  | 0 | 0 | 0 | -153.9191 | 0 | 18.2844 | [6 empty] | DEER:HVAC_Split-Package_HP | Annual | FALSE
Any | SWHC046K | Hsp | ex | CZ04 | cDXHP | SWHC046-01 | ExAnte2019 | IOU workpaper | 2019-11-06 | Cap-Tons | 1 |  |  | 0 | 0 | 0 | -154.2866 | 0 | 18.4684 | [6 empty] | DEER:HVAC_Split-Package_HP | Annual | FALSE
Any | SWHC046K | Hsp | ex | CZ05 | cDXHP | SWHC046-01 | ExAnte2019 | IOU workpaper | 2019-11-06 | Cap-Tons | 1 |  |  | 0 | 0 | 0 | -167.4989 | 0 | 19.4728 | [6 empty] | DEER:HVAC_Split-Package_HP | Annual | FALSE
Any | SWHC046K | Hsp | ex | CZ06 | cDXHP | SWHC046-01 | ExAnte2019 | IOU workpaper | 2019-11-06 | Cap-Tons | 1 |  |  | 0 | 0 | 0 | -55.9087 | 0 | 8.3795 | [6 empty] | DEER:HVAC_Split-Package_HP | Annual | FALSE
Any | SWHC046K | Hsp | ex | CZ07 | cDXHP | SWHC046-01 | ExAnte2019 | IOU workpaper | 2019-11-06 | Cap-Tons | 1 |  |  | 0 | 0 | 0 | -15.4089 | 0 | 3.4 | [6 empty] | DEER:HVAC_Split-Package_HP | Annual | FALSE
Any | SWHC046K | Hsp | ex | CZ08 | cDXHP | SWHC046-01 | ExAnte2019 | IOU workpaper | 2019-11-06 | Cap-Tons | 1 |  |  | 0 | 0 | 0 | -31.5198 | 0 | 6.2461 | [6 empty] | DEER:HVAC_Split-Package_HP | Annual | FALSE
Any | SWHC046K | Hsp | ex | CZ09 | cDXHP | SWHC046-01 | ExAnte2019 | IOU workpaper | 2019-11-06 | Cap-Tons | 1 |  |  | 0 | 0 | 0 | -53.9567 | 0 | 8.7048 | [6 empty] | DEER:HVAC_Split-Package_HP | Annual | FALSE
Any | SWHC046K | Hsp | ex | CZ10 | cDXHP | SWHC046-01 | ExAnte2019 | IOU workpaper | 2019-11-06 | Cap-Tons | 1 |  |  | 0 | 0 | 0 | -66.2809 | 0 | 10.3966 | [6 empty] | DEER:HVAC_Split-Package_HP | Annual | FALSE
Any | SWHC046K | Hsp | ex | CZ11 | cDXHP | SWHC046-01 | ExAnte2019 | IOU workpaper | 2019-11-06 | Cap-Tons | 1 |  |  | 0 | 0 | 0 | -196.8019 | 0 | 25.7279 | [6 empty] | DEER:HVAC_Split-Package_HP | Annual | FALSE
Any | SWHC046K | Hsp | ex | CZ12 | cDXHP | SWHC046-01 | ExAnte2019 | IOU workpaper | 2019-11-06 | Cap-Tons | 1 |  |  | 0 | 0 | 0 | -192.4708 | 0 | 24.1926 | [6 empty] | DEER:HVAC_Split-Package_HP | Annual | FALSE
Any | SWHC046K | Hsp | ex | CZ13 | cDXHP | SWHC046-01 | ExAnte2019 | IOU workpaper | 2019-11-06 | Cap-Tons | 1 |  |  | 0 | 0 | 0 | -170.6805 | 0 | 22.3656 | [6 empty] | DEER:HVAC_Split-Package_HP | Annual | FALSE
Any | SWHC046K | Hsp | ex | CZ14 | cDXHP | SWHC046-01 | ExAnte2019 | IOU workpaper | 2019-11-06 | Cap-Tons | 1 |  |  | 0 | 0 | 0 | -226.4356 | 0 | 28.6509 | [6 empty] | DEER:HVAC_Split-Package_HP | Annual | FALSE
Any | SWHC046K | Hsp | ex | CZ15 | cDXHP | SWHC046-01 | ExAnte2019 | IOU workpaper | 2019-11-06 | Cap-Tons | 1 |  |  | 0 | 0 | 0 | 23.1018 | 0 | 3.6196 | [6 empty] | DEER:HVAC_Split-Package_HP | Annual | FALSE
Any | SWHC046K | Hsp | ex | CZ16 | cDXHP | SWHC046-01 | ExAnte2019 | IOU workpaper | 2019-11-06 | Cap-Tons | 1 |  |  | 0 | 0 | 0 | -661.6817 | 0 | 72.3486 | [6 empty] | DEER:HVAC_Split-Package_HP | Annual | FALSE
Any | SWHC046K | Htl | ex | CZ01 | cDXHP | SWHC046-01 | ExAnte2019 | IOU workpaper | 2019-11-06 | Cap-Tons | 1 |  |  | 0 | 0 | 0 | -1334.4613 | 0 | 181.1356 | [6 empty] | DEER:HVAC_Split-Package_HP | Annual | FALSE
Any | SWHC046K | Htl | ex | CZ02 | cDXHP | SWHC046-01 | ExAnte2019 | IOU workpaper | 2019-11-06 | Cap-Tons | 1 |  |  | 0 | 0 | 0 | -814.855 | 0 | 97.409 | [6 empty] | DEER:HVAC_Split-Package_HP | Annual | FALSE
Any | SWHC046K | Htl | ex | CZ03 | cDXHP | SWHC046-01 | ExAnte2019 | IOU workpaper | 2019-11-06 | Cap-Tons | 1 |  |  | 0 | 0 | 0 | -704.1418 | 0 | 97.3433 | [6 empty] | DEER:HVAC_Split-Package_HP | Annual | FALSE
Any | SWHC046K | Htl | ex | CZ04 | cDXHP | SWHC046-01 | ExAnte2019 | IOU workpaper | 2019-11-06 | Cap-Tons | 1 |  |  | 0 | 0 | 0 | -634.5593 | 0 | 69.8378 | [6 empty] | DEER:HVAC_Split-Package_HP | Annual | FALSE
Any | SWHC046K | Htl | ex | CZ05 | cDXHP | SWHC046-01 | ExAnte2019 | IOU workpaper | 2019-11-06 | Cap-Tons | 1 |  |  | 0 | 0 | 0 | -731.6021 | 0 | 101.3518 | [6 empty] | DEER:HVAC_Split-Package_HP | Annual | FALSE
Any | SWHC046K | Htl | ex | CZ06 | cDXHP | SWHC046-01 | ExAnte2019 | IOU workpaper | 2019-11-06 | Cap-Tons | 1 |  |  | 0 | 0 | 0 | -326.3926 | 0 | 44.9891 | [6 empty] | DEER:HVAC_Split-Package_HP | Annual | FALSE
Any | SWHC046K | Htl | ex | CZ07 | cDXHP | SWHC046-01 | ExAnte2019 | IOU workpaper | 2019-11-06 | Cap-Tons | 1 |  |  | 0 | 0 | 0 | -236.3075 | 0 | 30.5627 | [6 empty] | DEER:HVAC_Split-Package_HP | Annual | FALSE
Any | SWHC046K | Htl | ex | CZ08 | cDXHP | SWHC046-01 | ExAnte2019 | IOU workpaper | 2019-11-06 | Cap-Tons | 1 |  |  | 0 | 0 | 0 | -229.1179 | 0 | 32.8703 | [6 empty] | DEER:HVAC_Split-Package_HP | Annual | FALSE
Any | SWHC046K | Htl | ex | CZ09 | cDXHP | SWHC046-01 | ExAnte2019 | IOU workpaper | 2019-11-06 | Cap-Tons | 1 |  |  | 0 | 0 | 0 | -289.9347 | 0 | 36.5629 | [6 empty] | DEER:HVAC_Split-Package_HP | Annual | FALSE
Any | SWHC046K | Htl | ex | CZ10 | cDXHP | SWHC046-01 | ExAnte2019 | IOU workpaper | 2019-11-06 | Cap-Tons | 1 |  |  | 0 | 0 | 0 | -314.248 | 0 | 41.8993 | [6 empty] | DEER:HVAC_Split-Package_HP | Annual | FALSE
Any | SWHC046K | Htl | ex | CZ11 | cDXHP | SWHC046-01 | ExAnte2019 | IOU workpaper | 2019-11-06 | Cap-Tons | 1 |  |  | 0 | 0 | 0 | -546.3602 | 0 | 74.3699 | [6 empty] | DEER:HVAC_Split-Package_HP | Annual | FALSE
Any | SWHC046K | Htl | ex | CZ12 | cDXHP | SWHC046-01 | ExAnte2019 | IOU workpaper | 2019-11-06 | Cap-Tons | 1 |  |  | 0 | 0 | 0 | -587.7307 | 0 | 77.8453 | [6 empty] | DEER:HVAC_Split-Package_HP | Annual | FALSE
Any | SWHC046K | Htl | ex | CZ13 | cDXHP | SWHC046-01 | ExAnte2019 | IOU workpaper | 2019-11-06 | Cap-Tons | 1 |  |  | 0 | 0 | 0 | -491.7622 | 0 | 65.9851 | [6 empty] | DEER:HVAC_Split-Package_HP | Annual | FALSE
Any | SWHC046K | Htl | ex | CZ14 | cDXHP | SWHC046-01 | ExAnte2019 | IOU workpaper | 2019-11-06 | Cap-Tons | 1 |  |  | 0 | 0 | 0 | -587.9068 | 0 | 77.5073 | [6 empty] | DEER:HVAC_Split-Package_HP | Annual | FALSE
Any | SWHC046K | Htl | ex | CZ15 | cDXHP | SWHC046-01 | ExAnte2019 | IOU workpaper | 2019-11-06 | Cap-Tons | 1 |  |  | 0 | 0 | 0 | -92.3538 | 0 | 16.0541 | [6 empty] | DEER:HVAC_Split-Package_HP | Annual | FALSE
Any | SWHC046K | Htl | ex | CZ16 | cDXHP | SWHC046-01 | ExAnte2019 | IOU workpaper | 2019-11-06 | Cap-Tons | 1 |  |  | 0 | 0 | 0 | -1784.3123 | 0 | 199.3781 | [6 empty] | DEER:HVAC_Split-Package_HP | Annual | FALSE
Any | SWHC046K | MBT | ex | CZ01 | cDXHP | SWHC046-01 | ExAnte2019 | IOU workpaper | 2019-11-06 | Cap-Tons | 1 |  |  | 0 | 0 | 0 | -306.0634 | 0 | 42.7179 | [6 empty] | DEER:HVAC_Split-Package_HP | Annual | FALSE
Any | SWHC046K | MBT | ex | CZ02 | cDXHP | SWHC046-01 | ExAnte2019 | IOU workpaper | 2019-11-06 | Cap-Tons | 1 |  |  | 0 | 0 | 0 | -145.5294 | 0 | 21.061 | [6 empty] | DEER:HVAC_Split-Package_HP | Annual | FALSE
Any | SWHC046K | MBT | ex | CZ03 | cDXHP | SWHC046-01 | ExAnte2019 | IOU workpaper | 2019-11-06 | Cap-Tons | 1 |  |  | 0 | 0 | 0 | -136.6095 | 0 | 20.1478 | [6 empty] | DEER:HVAC_Split-Package_HP | Annual | FALSE
Any | SWHC046K | MBT | ex | CZ04 | cDXHP | SWHC046-01 | ExAnte2019 | IOU workpaper | 2019-11-06 | Cap-Tons | 1 |  |  | 0 | 0 | 0 | -94.3927 | 0 | 14.518 | [6 empty] | DEER:HVAC_Split-Package_HP | Annual | FALSE
Any | SWHC046K | MBT | ex | CZ05 | cDXHP | SWHC046-01 | ExAnte2019 | IOU workpaper | 2019-11-06 | Cap-Tons | 1 |  |  | 0 | 0 | 0 | -138.5405 | 0 | 19.8796 | [6 empty] | DEER:HVAC_Split-Package_HP | Annual | FALSE
Any | SWHC046K | MBT | ex | CZ06 | cDXHP | SWHC046-01 | ExAnte2019 | IOU workpaper | 2019-11-06 | Cap-Tons | 1 |  |  | 0 | 0 | 0 | -43.7527 | 0 | 8.1443 | [6 empty] | DEER:HVAC_Split-Package_HP | Annual | FALSE
Any | SWHC046K | MBT | ex | CZ07 | cDXHP | SWHC046-01 | ExAnte2019 | IOU workpaper | 2019-11-06 | Cap-Tons | 1 |  |  | 0 | 0 | 0 | -29.6384 | 0 | 5.5283 | [6 empty] | DEER:HVAC_Split-Package_HP | Annual | FALSE
Any | SWHC046K | MBT | ex | CZ08 | cDXHP | SWHC046-01 | ExAnte2019 | IOU workpaper | 2019-11-06 | Cap-Tons | 1 |  |  | 0 | 0 | 0 | -38.1325 | 0 | 6.5544 | [6 empty] | DEER:HVAC_Split-Package_HP | Annual | FALSE
Any | SWHC046K | MBT | ex | CZ09 | cDXHP | SWHC046-01 | ExAnte2019 | IOU workpaper | 2019-11-06 | Cap-Tons | 1 |  |  | 0 | 0 | 0 | -46.0277 | 0 | 7.5597 | [6 empty] | DEER:HVAC_Split-Package_HP | Annual | FALSE
Any | SWHC046K | MBT | ex | CZ10 | cDXHP | SWHC046-01 | ExAnte2019 | IOU workpaper | 2019-11-06 | Cap-Tons | 1 |  |  | 0 | 0 | 0 | -42.839 | 0 | 7.8064 | [6 empty] | DEER:HVAC_Split-Package_HP | Annual | FALSE
Any | SWHC046K | MBT | ex | CZ11 | cDXHP | SWHC046-01 | ExAnte2019 | IOU workpaper | 2019-11-06 | Cap-Tons | 1 |  |  | 0 | 0 | 0 | -104.7178 | 0 | 15.9795 | [6 empty] | DEER:HVAC_Split-Package_HP | Annual | FALSE
Any | SWHC046K | MBT | ex | CZ12 | cDXHP | SWHC046-01 | ExAnte2019 | IOU workpaper | 2019-11-06 | Cap-Tons | 1 |  |  | 0 | 0 | 0 | -124.6453 | 0 | 17.4599 | [6 empty] | DEER:HVAC_Split-Package_HP | Annual | FALSE
Any | SWHC046K | MBT | ex | CZ13 | cDXHP | SWHC046-01 | ExAnte2019 | IOU workpaper | 2019-11-06 | Cap-Tons | 1 |  |  | 0 | 0 | 0 | -94.4493 | 0 | 14.3365 | [6 empty] | DEER:HVAC_Split-Package_HP | Annual | FALSE
Any | SWHC046K | MBT | ex | CZ14 | cDXHP | SWHC046-01 | ExAnte2019 | IOU workpaper | 2019-11-06 | Cap-Tons | 1 |  |  | 0 | 0 | 0 | -112.0507 | 0 | 16.6811 | [6 empty] | DEER:HVAC_Split-Package_HP | Annual | FALSE
Any | SWHC046K | MBT | ex | CZ15 | cDXHP | SWHC046-01 | ExAnte2019 | IOU workpaper | 2019-11-06 | Cap-Tons | 1 |  |  | 0 | 0 | 0 | 12.3514 | 0 | 2.0353 | [6 empty] | DEER:HVAC_Split-Package_HP | Annual | FALSE
Any | SWHC046K | MBT | ex | CZ16 | cDXHP | SWHC046-01 | ExAnte2019 | IOU workpaper | 2019-11-06 | Cap-Tons | 1 |  |  | 0 | 0 | 0 | -498.965 | 0 | 56.8277 | [6 empty] | DEER:HVAC_Split-Package_HP | Annual | FALSE
Any | SWHC046K | MLI | ex | CZ01 | cDXHP | SWHC046-01 | ExAnte2019 | IOU workpaper | 2019-11-06 | Cap-Tons | 1 |  |  | 0 | 0 | 0 | -640.6821 | 0 | 73.6918 | [6 empty] | DEER:HVAC_Split-Package_HP | Annual | FALSE
Any | SWHC046K | MLI | ex | CZ02 | cDXHP | SWHC046-01 | ExAnte2019 | IOU workpaper | 2019-11-06 | Cap-Tons | 1 |  |  | 0 | 0 | 0 | -368.056 | 0 | 43.3789 | [6 empty] | DEER:HVAC_Split-Package_HP | Annual | FALSE
Any | SWHC046K | MLI | ex | CZ03 | cDXHP | SWHC046-01 | ExAnte2019 | IOU workpaper | 2019-11-06 | Cap-Tons | 1 |  |  | 0 | 0 | 0 | -313.8283 | 0 | 37.3552 | [6 empty] | DEER:HVAC_Split-Package_HP | Annual | FALSE
Any | SWHC046K | MLI | ex | CZ04 | cDXHP | SWHC046-01 | ExAnte2019 | IOU workpaper | 2019-11-06 | Cap-Tons | 1 |  |  | 0 | 0 | 0 | -295.7385 | 0 | 32.6363 | [6 empty] | DEER:HVAC_Split-Package_HP | Annual | FALSE
Any | SWHC046K | MLI | ex | CZ05 | cDXHP | SWHC046-01 | ExAnte2019 | IOU workpaper | 2019-11-06 | Cap-Tons | 1 |  |  | 0 | 0 | 0 | -351.1709 | 0 | 41.0789 | [6 empty] | DEER:HVAC_Split-Package_HP | Annual | FALSE
Any | SWHC046K | MLI | ex | CZ06 | cDXHP | SWHC046-01 | ExAnte2019 | IOU workpaper | 2019-11-06 | Cap-Tons | 1 |  |  | 0 | 0 | 0 | -151.4303 | 0 | 18.7881 | [6 empty] | DEER:HVAC_Split-Package_HP | Annual | FALSE
Any | SWHC046K | MLI | ex | CZ07 | cDXHP | SWHC046-01 | ExAnte2019 | IOU workpaper | 2019-11-06 | Cap-Tons | 1 |  |  | 0 | 0 | 0 | -99.3703 | 0 | 11.8906 | [6 empty] | DEER:HVAC_Split-Package_HP | Annual | FALSE
Any | SWHC046K | MLI | ex | CZ08 | cDXHP | SWHC046-01 | ExAnte2019 | IOU workpaper | 2019-11-06 | Cap-Tons | 1 |  |  | 0 | 0 | 0 | -112.0688 | 0 | 16.4919 | [6 empty] | DEER:HVAC_Split-Package_HP | Annual | FALSE
Any | SWHC046K | MLI | ex | CZ09 | cDXHP | SWHC046-01 | ExAnte2019 | IOU workpaper | 2019-11-06 | Cap-Tons | 1 |  |  | 0 | 0 | 0 | -120.0327 | 0 | 17.3216 | [6 empty] | DEER:HVAC_Split-Package_HP | Annual | FALSE
Any | SWHC046K | MLI | ex | CZ10 | cDXHP | SWHC046-01 | ExAnte2019 | IOU workpaper | 2019-11-06 | Cap-Tons | 1 |  |  | 0 | 0 | 0 | -124.7741 | 0 | 17.3773 | [6 empty] | DEER:HVAC_Split-Package_HP | Annual | FALSE
Any | SWHC046K | MLI | ex | CZ11 | cDXHP | SWHC046-01 | ExAnte2019 | IOU workpaper | 2019-11-06 | Cap-Tons | 1 |  |  | 0 | 0 | 0 | -253.4725 | 0 | 33.7263 | [6 empty] | DEER:HVAC_Split-Package_HP | Annual | FALSE
Any | SWHC046K | MLI | ex | CZ12 | cDXHP | SWHC046-01 | ExAnte2019 | IOU workpaper | 2019-11-06 | Cap-Tons | 1 |  |  | 0 | 0 | 0 | -273.6673 | 0 | 34.7166 | [6 empty] | DEER:HVAC_Split-Package_HP | Annual | FALSE
Any | SWHC046K | MLI | ex | CZ13 | cDXHP | SWHC046-01 | ExAnte2019 | IOU workpaper | 2019-11-06 | Cap-Tons | 1 |  |  | 0 | 0 | 0 | -212.8186 | 0 | 28.21 | [6 empty] | DEER:HVAC_Split-Package_HP | Annual | FALSE
Any | SWHC046K | MLI | ex | CZ14 | cDXHP | SWHC046-01 | ExAnte2019 | IOU workpaper | 2019-11-06 | Cap-Tons | 1 |  |  | 0 | 0 | 0 | -285.4899 | 0 | 36.684 | [6 empty] | DEER:HVAC_Split-Package_HP | Annual | FALSE
Any | SWHC046K | MLI | ex | CZ15 | cDXHP | SWHC046-01 | ExAnte2019 | IOU workpaper | 2019-11-06 | Cap-Tons | 1 |  |  | 0 | 0 | 0 | -12.5795 | 0 | 4.8758 | [6 empty] | DEER:HVAC_Split-Package_HP | Annual | FALSE
Any | SWHC046K | MLI | ex | CZ16 | cDXHP | SWHC046-01 | ExAnte2019 | IOU workpaper | 2019-11-06 | Cap-Tons | 1 |  |  | 0 | 0 | 0 | -862.2166 | 0 | 89.9806 | [6 empty] | DEER:HVAC_Split-Package_HP | Annual | FALSE
Any | SWHC046K | Mtl | ex | CZ01 | cDXHP | SWHC046-01 | ExAnte2019 | IOU workpaper | 2019-11-06 | Cap-Tons | 1 |  |  | 0 | 0 | 0 | -481.1641 | 0 | 55.6308 | [6 empty] | DEER:HVAC_Split-Package_HP | Annual | FALSE
Any | SWHC046K | Mtl | ex | CZ02 | cDXHP | SWHC046-01 | ExAnte2019 | IOU workpaper | 2019-11-06 | Cap-Tons | 1 |  |  | 0 | 0 | 0 | -395.487 | 0 | 52.1563 | [6 empty] | DEER:HVAC_Split-Package_HP | Annual | FALSE
Any | SWHC046K | Mtl | ex | CZ03 | cDXHP | SWHC046-01 | ExAnte2019 | IOU workpaper | 2019-11-06 | Cap-Tons | 1 |  |  | 0 | 0 | 0 | -224.7028 | 0 | 25.9193 | [6 empty] | DEER:HVAC_Split-Package_HP | Annual | FALSE
Any | SWHC046K | Mtl | ex | CZ04 | cDXHP | SWHC046-01 | ExAnte2019 | IOU workpaper | 2019-11-06 | Cap-Tons | 1 |  |  | 0 | 0 | 0 | -307.3597 | 0 | 38.7111 | [6 empty] | DEER:HVAC_Split-Package_HP | Annual | FALSE
Any | SWHC046K | Mtl | ex | CZ05 | cDXHP | SWHC046-01 | ExAnte2019 | IOU workpaper | 2019-11-06 | Cap-Tons | 1 |  |  | 0 | 0 | 0 | -270.1451 | 0 | 31.4429 | [6 empty] | DEER:HVAC_Split-Package_HP | Annual | FALSE
Any | SWHC046K | Mtl | ex | CZ06 | cDXHP | SWHC046-01 | ExAnte2019 | IOU workpaper | 2019-11-06 | Cap-Tons | 1 |  |  | 0 | 0 | 0 | -49.0011 | 0 | 7.7651 | [6 empty] | DEER:HVAC_Split-Package_HP | Annual | FALSE
Any | SWHC046K | Mtl | ex | CZ07 | cDXHP | SWHC046-01 | ExAnte2019 | IOU workpaper | 2019-11-06 | Cap-Tons | 1 |  |  | 0 | 0 | 0 | 1.1746 | 0 | 1.8299 | [6 empty] | DEER:HVAC_Split-Package_HP | Annual | FALSE
Any | SWHC046K | Mtl | ex | CZ08 | cDXHP | SWHC046-01 | ExAnte2019 | IOU workpaper | 2019-11-06 | Cap-Tons | 1 |  |  | 0 | 0 | 0 | -53.9192 | 0 | 8.0591 | [6 empty] | DEER:HVAC_Split-Package_HP | Annual | FALSE
Any | SWHC046K | Mtl | ex | CZ09 | cDXHP | SWHC046-01 | ExAnte2019 | IOU workpaper | 2019-11-06 | Cap-Tons | 1 |  |  | 0 | 0 | 0 | -76.8161 | 0 | 8.981 | [6 empty] | DEER:HVAC_Split-Package_HP | Annual | FALSE
Any | SWHC046K | Mtl | ex | CZ10 | cDXHP | SWHC046-01 | ExAnte2019 | IOU workpaper | 2019-11-06 | Cap-Tons | 1 |  |  | 0 | 0 | 0 | -124.9158 | 0 | 16.1528 | [6 empty] | DEER:HVAC_Split-Package_HP | Annual | FALSE
Any | SWHC046K | Mtl | ex | CZ11 | cDXHP | SWHC046-01 | ExAnte2019 | IOU workpaper | 2019-11-06 | Cap-Tons | 1 |  |  | 0 | 0 | 0 | -271.6246 | 0 | 34.6039 | [6 empty] | DEER:HVAC_Split-Package_HP | Annual | FALSE
Any | SWHC046K | Mtl | ex | CZ12 | cDXHP | SWHC046-01 | ExAnte2019 | IOU workpaper | 2019-11-06 | Cap-Tons | 1 |  |  | 0 | 0 | 0 | -294.7477 | 0 | 36.8734 | [6 empty] | DEER:HVAC_Split-Package_HP | Annual | FALSE
Any | SWHC046K | Mtl | ex | CZ13 | cDXHP | SWHC046-01 | ExAnte2019 | IOU workpaper | 2019-11-06 | Cap-Tons | 1 |  |  | 0 | 0 | 0 | -238.7456 | 0 | 29.4148 | [6 empty] | DEER:HVAC_Split-Package_HP | Annual | FALSE
Any | SWHC046K | Mtl | ex | CZ14 | cDXHP | SWHC046-01 | ExAnte2019 | IOU workpaper | 2019-11-06 | Cap-Tons | 1 |  |  | 0 | 0 | 0 | -316.7563 | 0 | 38.6966 | [6 empty] | DEER:HVAC_Split-Package_HP | Annual | FALSE
Any | SWHC046K | Mtl | ex | CZ15 | cDXHP | SWHC046-01 | ExAnte2019 | IOU workpaper | 2019-11-06 | Cap-Tons | 1 |  |  | 0 | 0 | 0 | 9.8203 | 0 | 3.0034 | [6 empty] | DEER:HVAC_Split-Package_HP | Annual | FALSE
Any | SWHC046K | Mtl | ex | CZ16 | cDXHP | SWHC046-01 | ExAnte2019 | IOU workpaper | 2019-11-06 | Cap-Tons | 1 |  |  | 0 | 0 | 0 | -791.922 | 0 | 89.997 | [6 empty] | DEER:HVAC_Split-Package_HP | Annual | FALSE
Any | SWHC046K | Nrs | ex | CZ01 | cDXHP | SWHC046-01 | ExAnte2019 | IOU workpaper | 2019-11-06 | Cap-Tons | 1 |  |  | 0 | 0 | 0 | -709.3571 | 0 | 92.8069 | [6 empty] | DEER:HVAC_Split-Package_HP | Annual | FALSE
Any | SWHC046K | Nrs | ex | CZ02 | cDXHP | SWHC046-01 | ExAnte2019 | IOU workpaper | 2019-11-06 | Cap-Tons | 1 |  |  | 0 | 0 | 0 | -500.2965 | 0 | 66.7371 | [6 empty] | DEER:HVAC_Split-Package_HP | Annual | FALSE
Any | SWHC046K | Nrs | ex | CZ03 | cDXHP | SWHC046-01 | ExAnte2019 | IOU workpaper | 2019-11-06 | Cap-Tons | 1 |  |  | 0 | 0 | 0 | -402.9819 | 0 | 53.4133 | [6 empty] | DEER:HVAC_Split-Package_HP | Annual | FALSE
Any | SWHC046K | Nrs | ex | CZ04 | cDXHP | SWHC046-01 | ExAnte2019 | IOU workpaper | 2019-11-06 | Cap-Tons | 1 |  |  | 0 | 0 | 0 | -394.2318 | 0 | 50.8075 | [6 empty] | DEER:HVAC_Split-Package_HP | Annual | FALSE
Any | SWHC046K | Nrs | ex | CZ05 | cDXHP | SWHC046-01 | ExAnte2019 | IOU workpaper | 2019-11-06 | Cap-Tons | 1 |  |  | 0 | 0 | 0 | -439.5204 | 0 | 57.9974 | [6 empty] | DEER:HVAC_Split-Package_HP | Annual | FALSE
Any | SWHC046K | Nrs | ex | CZ06 | cDXHP | SWHC046-01 | ExAnte2019 | IOU workpaper | 2019-11-06 | Cap-Tons | 1 |  |  | 0 | 0 | 0 | -232.5241 | 0 | 31.6159 | [6 empty] | DEER:HVAC_Split-Package_HP | Annual | FALSE
Any | SWHC046K | Nrs | ex | CZ07 | cDXHP | SWHC046-01 | ExAnte2019 | IOU workpaper | 2019-11-06 | Cap-Tons | 1 |  |  | 0 | 0 | 0 | -143.3239 | 0 | 18.2276 | [6 empty] | DEER:HVAC_Split-Package_HP | Annual | FALSE
Any | SWHC046K | Nrs | ex | CZ08 | cDXHP | SWHC046-01 | ExAnte2019 | IOU workpaper | 2019-11-06 | Cap-Tons | 1 |  |  | 0 | 0 | 0 | -185.4166 | 0 | 26.0846 | [6 empty] | DEER:HVAC_Split-Package_HP | Annual | FALSE
Any | SWHC046K | Nrs | ex | CZ09 | cDXHP | SWHC046-01 | ExAnte2019 | IOU workpaper | 2019-11-06 | Cap-Tons | 1 |  |  | 0 | 0 | 0 | -213.9767 | 0 | 30.0382 | [6 empty] | DEER:HVAC_Split-Package_HP | Annual | FALSE
Any | SWHC046K | Nrs | ex | CZ10 | cDXHP | SWHC046-01 | ExAnte2019 | IOU workpaper | 2019-11-06 | Cap-Tons | 1 |  |  | 0 | 0 | 0 | -246.8531 | 0 | 35.32 | [6 empty] | DEER:HVAC_Split-Package_HP | Annual | FALSE
Any | SWHC046K | Nrs | ex | CZ11 | cDXHP | SWHC046-01 | ExAnte2019 | IOU workpaper | 2019-11-06 | Cap-Tons | 1 |  |  | 0 | 0 | 0 | -374.809 | 0 | 51.4976 | [6 empty] | DEER:HVAC_Split-Package_HP | Annual | FALSE
Any | SWHC046K | Nrs | ex | CZ12 | cDXHP | SWHC046-01 | ExAnte2019 | IOU workpaper | 2019-11-06 | Cap-Tons | 1 |  |  | 0 | 0 | 0 | -406.3842 | 0 | 55.3466 | [6 empty] | DEER:HVAC_Split-Package_HP | Annual | FALSE
Any | SWHC046K | Nrs | ex | CZ13 | cDXHP | SWHC046-01 | ExAnte2019 | IOU workpaper | 2019-11-06 | Cap-Tons | 1 |  |  | 0 | 0 | 0 | -348.2674 | 0 | 48.3978 | [6 empty] | DEER:HVAC_Split-Package_HP | Annual | FALSE
Any | SWHC046K | Nrs | ex | CZ14 | cDXHP | SWHC046-01 | ExAnte2019 | IOU workpaper | 2019-11-06 | Cap-Tons | 1 |  |  | 0 | 0 | 0 | -425.0432 | 0 | 56.4147 | [6 empty] | DEER:HVAC_Split-Package_HP | Annual | FALSE
Any | SWHC046K | Nrs | ex | CZ15 | cDXHP | SWHC046-01 | ExAnte2019 | IOU workpaper | 2019-11-06 | Cap-Tons | 1 |  |  | 0 | 0 | 0 | -58.2582 | 0 | 13.0144 | [6 empty] | DEER:HVAC_Split-Package_HP | Annual | FALSE
Any | SWHC046K | Nrs | ex | CZ16 | cDXHP | SWHC046-01 | ExAnte2019 | IOU workpaper | 2019-11-06 | Cap-Tons | 1 |  |  | 0 | 0 | 0 | -1018.2614 | 0 | 116.5625 | [6 empty] | DEER:HVAC_Split-Package_HP | Annual | FALSE
Any | SWHC046K | OfL | ex | CZ01 | cDXHP | SWHC046-01 | ExAnte2019 | IOU workpaper | 2019-11-06 | Cap-Tons | 1 |  |  | 0 | 0 | 0 | -53.9482 | 0 | 6.2215 | [6 empty] | DEER:HVAC_Split-Package_HP | Annual | FALSE
Any | SWHC046K | OfL | ex | CZ02 | cDXHP | SWHC046-01 | ExAnte2019 | IOU workpaper | 2019-11-06 | Cap-Tons | 1 |  |  | 0 | 0 | 0 | -19.197 | 0 | 3.5304 | [6 empty] | DEER:HVAC_Split-Package_HP | Annual | FALSE
Any | SWHC046K | OfL | ex | CZ03 | cDXHP | SWHC046-01 | ExAnte2019 | IOU workpaper | 2019-11-06 | Cap-Tons | 1 |  |  | 0 | 0 | 0 | -19.3693 | 0 | 2.9757 | [6 empty] | DEER:HVAC_Split-Package_HP | Annual | FALSE
Any | SWHC046K | OfL | ex | CZ04 | cDXHP | SWHC046-01 | ExAnte2019 | IOU workpaper | 2019-11-06 | Cap-Tons | 1 |  |  | 0 | 0 | 0 | -18.2383 | 0 | 3.5744 | [6 empty] | DEER:HVAC_Split-Package_HP | Annual | FALSE
Any | SWHC046K | OfL | ex | CZ05 | cDXHP | SWHC046-01 | ExAnte2019 | IOU workpaper | 2019-11-06 | Cap-Tons | 1 |  |  | 0 | 0 | 0 | -18.7977 | 0 | 3.0154 | [6 empty] | DEER:HVAC_Split-Package_HP | Annual | FALSE
Any | SWHC046K | OfL | ex | CZ06 | cDXHP | SWHC046-01 | ExAnte2019 | IOU workpaper | 2019-11-06 | Cap-Tons | 1 |  |  | 0 | 0 | 0 | 11.6954 | 0 | 0.7545 | [6 empty] | DEER:HVAC_Split-Package_HP | Annual | FALSE
Any | SWHC046K | OfL | ex | CZ07 | cDXHP | SWHC046-01 | ExAnte2019 | IOU workpaper | 2019-11-06 | Cap-Tons | 1 |  |  | 0 | 0 | 0 | 13.5454 | 0 | 0.1596 | [6 empty] | DEER:HVAC_Split-Package_HP | Annual | FALSE
Any | SWHC046K | OfL | ex | CZ08 | cDXHP | SWHC046-01 | ExAnte2019 | IOU workpaper | 2019-11-06 | Cap-Tons | 1 |  |  | 0 | 0 | 0 | 14.848 | 0 | 0.7067 | [6 empty] | DEER:HVAC_Split-Package_HP | Annual | FALSE
Any | SWHC046K | OfL | ex | CZ09 | cDXHP | SWHC046-01 | ExAnte2019 | IOU workpaper | 2019-11-06 | Cap-Tons | 1 |  |  | 0 | 0 | 0 | 8.177 | 0 | 1.0896 | [6 empty] | DEER:HVAC_Split-Package_HP | Annual | FALSE
Any | SWHC046K | OfL | ex | CZ10 | cDXHP | SWHC046-01 | ExAnte2019 | IOU workpaper | 2019-11-06 | Cap-Tons | 1 |  |  | 0 | 0 | 0 | 14.7129 | 0 | 0.6969 | [6 empty] | DEER:HVAC_Split-Package_HP | Annual | FALSE
Any | SWHC046K | OfL | ex | CZ11 | cDXHP | SWHC046-01 | ExAnte2019 | IOU workpaper | 2019-11-06 | Cap-Tons | 1 |  |  | 0 | 0 | 0 | -14.9189 | 0 | 3.6761 | [6 empty] | DEER:HVAC_Split-Package_HP | Annual | FALSE
Any | SWHC046K | OfL | ex | CZ12 | cDXHP | SWHC046-01 | ExAnte2019 | IOU workpaper | 2019-11-06 | Cap-Tons | 1 |  |  | 0 | 0 | 0 | -18.9103 | 0 | 3.4488 | [6 empty] | DEER:HVAC_Split-Package_HP | Annual | FALSE
Any | SWHC046K | OfL | ex | CZ13 | cDXHP | SWHC046-01 | ExAnte2019 | IOU workpaper | 2019-11-06 | Cap-Tons | 1 |  |  | 0 | 0 | 0 | -11.7884 | 0 | 3.1121 | [6 empty] | DEER:HVAC_Split-Package_HP | Annual | FALSE
Any | SWHC046K | OfL | ex | CZ14 | cDXHP | SWHC046-01 | ExAnte2019 | IOU workpaper | 2019-11-06 | Cap-Tons | 1 |  |  | 0 | 0 | 0 | -10.114 | 0 | 3.5252 | [6 empty] | DEER:HVAC_Split-Package_HP | Annual | FALSE
Any | SWHC046K | OfL | ex | CZ15 | cDXHP | SWHC046-01 | ExAnte2019 | IOU workpaper | 2019-11-06 | Cap-Tons | 1 |  |  | 0 | 0 | 0 | 35.2171 | 0 | 0.1392 | [6 empty] | DEER:HVAC_Split-Package_HP | Annual | FALSE
Any | SWHC046K | OfL | ex | CZ16 | cDXHP | SWHC046-01 | ExAnte2019 | IOU workpaper | 2019-11-06 | Cap-Tons | 1 |  |  | 0 | 0 | 0 | -155.4821 | 0 | 17.3497 | [6 empty] | DEER:HVAC_Split-Package_HP | Annual | FALSE
Any | SWHC046K | OfS | ex | CZ01 | cDXHP | SWHC046-01 | ExAnte2019 | IOU workpaper | 2019-11-06 | Cap-Tons | 1 |  |  | 0 | 0 | 0 | -249.3478 | 0 | 30.6292 | [6 empty] | DEER:HVAC_Split-Package_HP | Annual | FALSE
Any | SWHC046K | OfS | ex | CZ02 | cDXHP | SWHC046-01 | ExAnte2019 | IOU workpaper | 2019-11-06 | Cap-Tons | 1 |  |  | 0 | 0 | 0 | -135.2472 | 0 | 17.2803 | [6 empty] | DEER:HVAC_Split-Package_HP | Annual | FALSE
Any | SWHC046K | OfS | ex | CZ03 | cDXHP | SWHC046-01 | ExAnte2019 | IOU workpaper | 2019-11-06 | Cap-Tons | 1 |  |  | 0 | 0 | 0 | -123.3465 | 0 | 16.1449 | [6 empty] | DEER:HVAC_Split-Package_HP | Annual | FALSE
Any | SWHC046K | OfS | ex | CZ04 | cDXHP | SWHC046-01 | ExAnte2019 | IOU workpaper | 2019-11-06 | Cap-Tons | 1 |  |  | 0 | 0 | 0 | -120.4024 | 0 | 15.8516 | [6 empty] | DEER:HVAC_Split-Package_HP | Annual | FALSE
Any | SWHC046K | OfS | ex | CZ05 | cDXHP | SWHC046-01 | ExAnte2019 | IOU workpaper | 2019-11-06 | Cap-Tons | 1 |  |  | 0 | 0 | 0 | -130.6754 | 0 | 16.5577 | [6 empty] | DEER:HVAC_Split-Package_HP | Annual | FALSE
Any | SWHC046K | OfS | ex | CZ06 | cDXHP | SWHC046-01 | ExAnte2019 | IOU workpaper | 2019-11-06 | Cap-Tons | 1 |  |  | 0 | 0 | 0 | -36.3578 | 0 | 6.4666 | [6 empty] | DEER:HVAC_Split-Package_HP | Annual | FALSE
Any | SWHC046K | OfS | ex | CZ07 | cDXHP | SWHC046-01 | ExAnte2019 | IOU workpaper | 2019-11-06 | Cap-Tons | 1 |  |  | 0 | 0 | 0 | -16.2295 | 0 | 3.3445 | [6 empty] | DEER:HVAC_Split-Package_HP | Annual | FALSE
Any | SWHC046K | OfS | ex | CZ08 | cDXHP | SWHC046-01 | ExAnte2019 | IOU workpaper | 2019-11-06 | Cap-Tons | 1 |  |  | 0 | 0 | 0 | -29.2638 | 0 | 6.0459 | [6 empty] | DEER:HVAC_Split-Package_HP | Annual | FALSE
Any | SWHC046K | OfS | ex | CZ09 | cDXHP | SWHC046-01 | ExAnte2019 | IOU workpaper | 2019-11-06 | Cap-Tons | 1 |  |  | 0 | 0 | 0 | -41.1223 | 0 | 7.0895 | [6 empty] | DEER:HVAC_Split-Package_HP | Annual | FALSE
Any | SWHC046K | OfS | ex | CZ10 | cDXHP | SWHC046-01 | ExAnte2019 | IOU workpaper | 2019-11-06 | Cap-Tons | 1 |  |  | 0 | 0 | 0 | -28.2582 | 0 | 5.5706 | [6 empty] | DEER:HVAC_Split-Package_HP | Annual | FALSE
Any | SWHC046K | OfS | ex | CZ11 | cDXHP | SWHC046-01 | ExAnte2019 | IOU workpaper | 2019-11-06 | Cap-Tons | 1 |  |  | 0 | 0 | 0 | -98.2671 | 0 | 14.2497 | [6 empty] | DEER:HVAC_Split-Package_HP | Annual | FALSE
Any | SWHC046K | OfS | ex | CZ12 | cDXHP | SWHC046-01 | ExAnte2019 | IOU workpaper | 2019-11-06 | Cap-Tons | 1 |  |  | 0 | 0 | 0 | -108.8624 | 0 | 14.5949 | [6 empty] | DEER:HVAC_Split-Package_HP | Annual | FALSE
Any | SWHC046K | OfS | ex | CZ13 | cDXHP | SWHC046-01 | ExAnte2019 | IOU workpaper | 2019-11-06 | Cap-Tons | 1 |  |  | 0 | 0 | 0 | -85.44 | 0 | 12.2528 | [6 empty] | DEER:HVAC_Split-Package_HP | Annual | FALSE
Any | SWHC046K | OfS | ex | CZ14 | cDXHP | SWHC046-01 | ExAnte2019 | IOU workpaper | 2019-11-06 | Cap-Tons | 1 |  |  | 0 | 0 | 0 | -91.6476 | 0 | 13.1351 | [6 empty] | DEER:HVAC_Split-Package_HP | Annual | FALSE
Any | SWHC046K | OfS | ex | CZ15 | cDXHP | SWHC046-01 | ExAnte2019 | IOU workpaper | 2019-11-06 | Cap-Tons | 1 |  |  | 0 | 0 | 0 | 20.2802 | 0 | 1.5075 | [6 empty] | DEER:HVAC_Split-Package_HP | Annual | FALSE
Any | SWHC046K | OfS | ex | CZ16 | cDXHP | SWHC046-01 | ExAnte2019 | IOU workpaper | 2019-11-06 | Cap-Tons | 1 |  |  | 0 | 0 | 0 | -389.2842 | 0 | 43.4449 | [6 empty] | DEER:HVAC_Split-Package_HP | Annual | FALSE
Any | SWHC046K | RFF | ex | CZ01 | cDXHP | SWHC046-01 | ExAnte2019 | IOU workpaper | 2019-11-06 | Cap-Tons | 1 |  |  | 0 | 0 | 0 | -844.2592 | 0 | 108.3934 | [6 empty] | DEER:HVAC_Split-Package_HP | Annual | FALSE
Any | SWHC046K | RFF | ex | CZ02 | cDXHP | SWHC046-01 | ExAnte2019 | IOU workpaper | 2019-11-06 | Cap-Tons | 1 |  |  | 0 | 0 | 0 | -495.1537 | 0 | 67.0985 | [6 empty] | DEER:HVAC_Split-Package_HP | Annual | FALSE
Any | SWHC046K | RFF | ex | CZ03 | cDXHP | SWHC046-01 | ExAnte2019 | IOU workpaper | 2019-11-06 | Cap-Tons | 1 |  |  | 0 | 0 | 0 | -378.4437 | 0 | 50.3815 | [6 empty] | DEER:HVAC_Split-Package_HP | Annual | FALSE
Any | SWHC046K | RFF | ex | CZ04 | cDXHP | SWHC046-01 | ExAnte2019 | IOU workpaper | 2019-11-06 | Cap-Tons | 1 |  |  | 0 | 0 | 0 | -358.8768 | 0 | 48.2036 | [6 empty] | DEER:HVAC_Split-Package_HP | Annual | FALSE
Any | SWHC046K | RFF | ex | CZ05 | cDXHP | SWHC046-01 | ExAnte2019 | IOU workpaper | 2019-11-06 | Cap-Tons | 1 |  |  | 0 | 0 | 0 | -397.6513 | 0 | 52.2964 | [6 empty] | DEER:HVAC_Split-Package_HP | Annual | FALSE
Any | SWHC046K | RFF | ex | CZ06 | cDXHP | SWHC046-01 | ExAnte2019 | IOU workpaper | 2019-11-06 | Cap-Tons | 1 |  |  | 0 | 0 | 0 | -130.4315 | 0 | 19.1553 | [6 empty] | DEER:HVAC_Split-Package_HP | Annual | FALSE
Any | SWHC046K | RFF | ex | CZ07 | cDXHP | SWHC046-01 | ExAnte2019 | IOU workpaper | 2019-11-06 | Cap-Tons | 1 |  |  | 0 | 0 | 0 | -55.572 | 0 | 9.0082 | [6 empty] | DEER:HVAC_Split-Package_HP | Annual | FALSE
Any | SWHC046K | RFF | ex | CZ08 | cDXHP | SWHC046-01 | ExAnte2019 | IOU workpaper | 2019-11-06 | Cap-Tons | 1 |  |  | 0 | 0 | 0 | -108.9478 | 0 | 17.3832 | [6 empty] | DEER:HVAC_Split-Package_HP | Annual | FALSE
Any | SWHC046K | RFF | ex | CZ09 | cDXHP | SWHC046-01 | ExAnte2019 | IOU workpaper | 2019-11-06 | Cap-Tons | 1 |  |  | 0 | 0 | 0 | -142.9408 | 0 | 19.3959 | [6 empty] | DEER:HVAC_Split-Package_HP | Annual | FALSE
Any | SWHC046K | RFF | ex | CZ10 | cDXHP | SWHC046-01 | ExAnte2019 | IOU workpaper | 2019-11-06 | Cap-Tons | 1 |  |  | 0 | 0 | 0 | -138.8422 | 0 | 20.0639 | [6 empty] | DEER:HVAC_Split-Package_HP | Annual | FALSE
Any | SWHC046K | RFF | ex | CZ11 | cDXHP | SWHC046-01 | ExAnte2019 | IOU workpaper | 2019-11-06 | Cap-Tons | 1 |  |  | 0 | 0 | 0 | -348.6628 | 0 | 47.0639 | [6 empty] | DEER:HVAC_Split-Package_HP | Annual | FALSE
Any | SWHC046K | RFF | ex | CZ12 | cDXHP | SWHC046-01 | ExAnte2019 | IOU workpaper | 2019-11-06 | Cap-Tons | 1 |  |  | 0 | 0 | 0 | -377.0002 | 0 | 50.1384 | [6 empty] | DEER:HVAC_Split-Package_HP | Annual | FALSE
Any | SWHC046K | RFF | ex | CZ13 | cDXHP | SWHC046-01 | ExAnte2019 | IOU workpaper | 2019-11-06 | Cap-Tons | 1 |  |  | 0 | 0 | 0 | -305.357 | 0 | 41.364 | [6 empty] | DEER:HVAC_Split-Package_HP | Annual | FALSE
Any | SWHC046K | RFF | ex | CZ14 | cDXHP | SWHC046-01 | ExAnte2019 | IOU workpaper | 2019-11-06 | Cap-Tons | 1 |  |  | 0 | 0 | 0 | -356.9072 | 0 | 46.633 | [6 empty] | DEER:HVAC_Split-Package_HP | Annual | FALSE
Any | SWHC046K | RFF | ex | CZ15 | cDXHP | SWHC046-01 | ExAnte2019 | IOU workpaper | 2019-11-06 | Cap-Tons | 1 |  |  | 0 | 0 | 0 | 15.2571 | 0 | 4.3236 | [6 empty] | DEER:HVAC_Split-Package_HP | Annual | FALSE
Any | SWHC046K | RFF | ex | CZ16 | cDXHP | SWHC046-01 | ExAnte2019 | IOU workpaper | 2019-11-06 | Cap-Tons | 1 |  |  | 0 | 0 | 0 | -1218.4111 | 0 | 136.516 | [6 empty] | DEER:HVAC_Split-Package_HP | Annual | FALSE
Any | SWHC046K | RSD | ex | CZ01 | cDXHP | SWHC046-01 | ExAnte2019 | IOU workpaper | 2019-11-06 | Cap-Tons | 1 |  |  | 0 | 0 | 0 | -395.8851 | 0 | 49.8611 | [6 empty] | DEER:HVAC_Split-Package_HP | Annual | FALSE
Any | SWHC046K | RSD | ex | CZ02 | cDXHP | SWHC046-01 | ExAnte2019 | IOU workpaper | 2019-11-06 | Cap-Tons | 1 |  |  | 0 | 0 | 0 | -150.0241 | 0 | 21.2291 | [6 empty] | DEER:HVAC_Split-Package_HP | Annual | FALSE
Any | SWHC046K | RSD | ex | CZ03 | cDXHP | SWHC046-01 | ExAnte2019 | IOU workpaper | 2019-11-06 | Cap-Tons | 1 |  |  | 0 | 0 | 0 | -76.3108 | 0 | 10.2049 | [6 empty] | DEER:HVAC_Split-Package_HP | Annual | FALSE
Any | SWHC046K | RSD | ex | CZ04 | cDXHP | SWHC046-01 | ExAnte2019 | IOU workpaper | 2019-11-06 | Cap-Tons | 1 |  |  | 0 | 0 | 0 | -66.5452 | 0 | 10.5276 | [6 empty] | DEER:HVAC_Split-Package_HP | Annual | FALSE
Any | SWHC046K | RSD | ex | CZ05 | cDXHP | SWHC046-01 | ExAnte2019 | IOU workpaper | 2019-11-06 | Cap-Tons | 1 |  |  | 0 | 0 | 0 | -61.9591 | 0 | 8.6674 | [6 empty] | DEER:HVAC_Split-Package_HP | Annual | FALSE
Any | SWHC046K | RSD | ex | CZ06 | cDXHP | SWHC046-01 | ExAnte2019 | IOU workpaper | 2019-11-06 | Cap-Tons | 1 |  |  | 0 | 0 | 0 | 11.0515 | 0 | 1.7452 | [6 empty] | DEER:HVAC_Split-Package_HP | Annual | FALSE
Any | SWHC046K | RSD | ex | CZ07 | cDXHP | SWHC046-01 | ExAnte2019 | IOU workpaper | 2019-11-06 | Cap-Tons | 1 |  |  | 0 | 0 | 0 | 23.3275 | 0 | 0.311 | [6 empty] | DEER:HVAC_Split-Package_HP | Annual | FALSE
Any | SWHC046K | RSD | ex | CZ08 | cDXHP | SWHC046-01 | ExAnte2019 | IOU workpaper | 2019-11-06 | Cap-Tons | 1 |  |  | 0 | 0 | 0 | 13.0761 | 0 | 1.8256 | [6 empty] | DEER:HVAC_Split-Package_HP | Annual | FALSE
Any | SWHC046K | RSD | ex | CZ09 | cDXHP | SWHC046-01 | ExAnte2019 | IOU workpaper | 2019-11-06 | Cap-Tons | 1 |  |  | 0 | 0 | 0 | -0.3603 | 0 | 2.6112 | [6 empty] | DEER:HVAC_Split-Package_HP | Annual | FALSE
Any | SWHC046K | RSD | ex | CZ10 | cDXHP | SWHC046-01 | ExAnte2019 | IOU workpaper | 2019-11-06 | Cap-Tons | 1 |  |  | 0 | 0 | 0 | 8.4046 | 0 | 2.4759 | [6 empty] | DEER:HVAC_Split-Package_HP | Annual | FALSE
Any | SWHC046K | RSD | ex | CZ11 | cDXHP | SWHC046-01 | ExAnte2019 | IOU workpaper | 2019-11-06 | Cap-Tons | 1 |  |  | 0 | 0 | 0 | -104.2695 | 0 | 14.8054 | [6 empty] | DEER:HVAC_Split-Package_HP | Annual | FALSE
Any | SWHC046K | RSD | ex | CZ12 | cDXHP | SWHC046-01 | ExAnte2019 | IOU workpaper | 2019-11-06 | Cap-Tons | 1 |  |  | 0 | 0 | 0 | -106.4418 | 0 | 14.7509 | [6 empty] | DEER:HVAC_Split-Package_HP | Annual | FALSE
Any | SWHC046K | RSD | ex | CZ13 | cDXHP | SWHC046-01 | ExAnte2019 | IOU workpaper | 2019-11-06 | Cap-Tons | 1 |  |  | 0 | 0 | 0 | -88.8902 | 0 | 13.1268 | [6 empty] | DEER:HVAC_Split-Package_HP | Annual | FALSE
Any | SWHC046K | RSD | ex | CZ14 | cDXHP | SWHC046-01 | ExAnte2019 | IOU workpaper | 2019-11-06 | Cap-Tons | 1 |  |  | 0 | 0 | 0 | -98.1714 | 0 | 14.0644 | [6 empty] | DEER:HVAC_Split-Package_HP | Annual | FALSE
Any | SWHC046K | RSD | ex | CZ15 | cDXHP | SWHC046-01 | ExAnte2019 | IOU workpaper | 2019-11-06 | Cap-Tons | 1 |  |  | 0 | 0 | 0 | 48.2265 | 0 | 0.1903 | [6 empty] | DEER:HVAC_Split-Package_HP | Annual | FALSE
Any | SWHC046K | RSD | ex | CZ16 | cDXHP | SWHC046-01 | ExAnte2019 | IOU workpaper | 2019-11-06 | Cap-Tons | 1 |  |  | 0 | 0 | 0 | -684.8033 | 0 | 81.2333 | [6 empty] | DEER:HVAC_Split-Package_HP | Annual | FALSE
Any | SWHC046K | Rt3 | ex | CZ01 | cDXHP | SWHC046-01 | ExAnte2019 | IOU workpaper | 2019-11-06 | Cap-Tons | 1 |  |  | 0 | 0 | 0 | -108.1493 | 0 | 14.4201 | [6 empty] | DEER:HVAC_Split-Package_HP | Annual | FALSE
Any | SWHC046K | Rt3 | ex | CZ02 | cDXHP | SWHC046-01 | ExAnte2019 | IOU workpaper | 2019-11-06 | Cap-Tons | 1 |  |  | 0 | 0 | 0 | -43.2863 | 0 | 6.69 | [6 empty] | DEER:HVAC_Split-Package_HP | Annual | FALSE
Any | SWHC046K | Rt3 | ex | CZ03 | cDXHP | SWHC046-01 | ExAnte2019 | IOU workpaper | 2019-11-06 | Cap-Tons | 1 |  |  | 0 | 0 | 0 | -25.7358 | 0 | 4.6492 | [6 empty] | DEER:HVAC_Split-Package_HP | Annual | FALSE
Any | SWHC046K | Rt3 | ex | CZ04 | cDXHP | SWHC046-01 | ExAnte2019 | IOU workpaper | 2019-11-06 | Cap-Tons | 1 |  |  | 0 | 0 | 0 | -15.1769 | 0 | 3.5834 | [6 empty] | DEER:HVAC_Split-Package_HP | Annual | FALSE
Any | SWHC046K | Rt3 | ex | CZ05 | cDXHP | SWHC046-01 | ExAnte2019 | IOU workpaper | 2019-11-06 | Cap-Tons | 1 |  |  | 0 | 0 | 0 | -15.2324 | 0 | 3.4845 | [6 empty] | DEER:HVAC_Split-Package_HP | Annual | FALSE
Any | SWHC046K | Rt3 | ex | CZ06 | cDXHP | SWHC046-01 | ExAnte2019 | IOU workpaper | 2019-11-06 | Cap-Tons | 1 |  |  | 0 | 0 | 0 | 19.462 | 0 | 0.7271 | [6 empty] | DEER:HVAC_Split-Package_HP | Annual | FALSE
Any | SWHC046K | Rt3 | ex | CZ07 | cDXHP | SWHC046-01 | ExAnte2019 | IOU workpaper | 2019-11-06 | Cap-Tons | 1 |  |  | 0 | 0 | 0 | 22.6106 | 0 | 0.0969 | [6 empty] | DEER:HVAC_Split-Package_HP | Annual | FALSE
Any | SWHC046K | Rt3 | ex | CZ08 | cDXHP | SWHC046-01 | ExAnte2019 | IOU workpaper | 2019-11-06 | Cap-Tons | 1 |  |  | 0 | 0 | 0 | 24.2464 | 0 | 0.535 | [6 empty] | DEER:HVAC_Split-Package_HP | Annual | FALSE
Any | SWHC046K | Rt3 | ex | CZ09 | cDXHP | SWHC046-01 | ExAnte2019 | IOU workpaper | 2019-11-06 | Cap-Tons | 1 |  |  | 0 | 0 | 0 | 10.1021 | 0 | 1.0754 | [6 empty] | DEER:HVAC_Split-Package_HP | Annual | FALSE
Any | SWHC046K | Rt3 | ex | CZ10 | cDXHP | SWHC046-01 | ExAnte2019 | IOU workpaper | 2019-11-06 | Cap-Tons | 1 |  |  | 0 | 0 | 0 | 14.7686 | 0 | 1.0986 | [6 empty] | DEER:HVAC_Split-Package_HP | Annual | FALSE
Any | SWHC046K | Rt3 | ex | CZ11 | cDXHP | SWHC046-01 | ExAnte2019 | IOU workpaper | 2019-11-06 | Cap-Tons | 1 |  |  | 0 | 0 | 0 | -45.4289 | 0 | 7.6504 | [6 empty] | DEER:HVAC_Split-Package_HP | Annual | FALSE
Any | SWHC046K | Rt3 | ex | CZ12 | cDXHP | SWHC046-01 | ExAnte2019 | IOU workpaper | 2019-11-06 | Cap-Tons | 1 |  |  | 0 | 0 | 0 | -44.9109 | 0 | 6.9327 | [6 empty] | DEER:HVAC_Split-Package_HP | Annual | FALSE
Any | SWHC046K | Rt3 | ex | CZ13 | cDXHP | SWHC046-01 | ExAnte2019 | IOU workpaper | 2019-11-06 | Cap-Tons | 1 |  |  | 0 | 0 | 0 | -34.5072 | 0 | 6.2112 | [6 empty] | DEER:HVAC_Split-Package_HP | Annual | FALSE
Any | SWHC046K | Rt3 | ex | CZ14 | cDXHP | SWHC046-01 | ExAnte2019 | IOU workpaper | 2019-11-06 | Cap-Tons | 1 |  |  | 0 | 0 | 0 | -40.9373 | 0 | 7.2708 | [6 empty] | DEER:HVAC_Split-Package_HP | Annual | FALSE
Any | SWHC046K | Rt3 | ex | CZ15 | cDXHP | SWHC046-01 | ExAnte2019 | IOU workpaper | 2019-11-06 | Cap-Tons | 1 |  |  | 0 | 0 | 0 | 41.6105 | 0 | 0.1816 | [6 empty] | DEER:HVAC_Split-Package_HP | Annual | FALSE
Any | SWHC046K | Rt3 | ex | CZ16 | cDXHP | SWHC046-01 | ExAnte2019 | IOU workpaper | 2019-11-06 | Cap-Tons | 1 |  |  | 0 | 0 | 0 | -421.66 | 0 | 49.634 | [6 empty] | DEER:HVAC_Split-Package_HP | Annual | FALSE
Any | SWHC046K | RtL | ex | CZ01 | cDXHP | SWHC046-01 | ExAnte2019 | IOU workpaper | 2019-11-06 | Cap-Tons | 1 |  |  | 0 | 0 | 0 | -265.315 | 0 | 37.9225 | [6 empty] | DEER:HVAC_Split-Package_HP | Annual | FALSE
Any | SWHC046K | RtL | ex | CZ02 | cDXHP | SWHC046-01 | ExAnte2019 | IOU workpaper | 2019-11-06 | Cap-Tons | 1 |  |  | 0 | 0 | 0 | -117.9055 | 0 | 17.5838 | [6 empty] | DEER:HVAC_Split-Package_HP | Annual | FALSE
Any | SWHC046K | RtL | ex | CZ03 | cDXHP | SWHC046-01 | ExAnte2019 | IOU workpaper | 2019-11-06 | Cap-Tons | 1 |  |  | 0 | 0 | 0 | -115.0126 | 0 | 17.77 | [6 empty] | DEER:HVAC_Split-Package_HP | Annual | FALSE
Any | SWHC046K | RtL | ex | CZ04 | cDXHP | SWHC046-01 | ExAnte2019 | IOU workpaper | 2019-11-06 | Cap-Tons | 1 |  |  | 0 | 0 | 0 | -72.9596 | 0 | 12.6134 | [6 empty] | DEER:HVAC_Split-Package_HP | Annual | FALSE
Any | SWHC046K | RtL | ex | CZ05 | cDXHP | SWHC046-01 | ExAnte2019 | IOU workpaper | 2019-11-06 | Cap-Tons | 1 |  |  | 0 | 0 | 0 | -119.6504 | 0 | 18.2893 | [6 empty] | DEER:HVAC_Split-Package_HP | Annual | FALSE
Any | SWHC046K | RtL | ex | CZ06 | cDXHP | SWHC046-01 | ExAnte2019 | IOU workpaper | 2019-11-06 | Cap-Tons | 1 |  |  | 0 | 0 | 0 | -37.4958 | 0 | 8.897 | [6 empty] | DEER:HVAC_Split-Package_HP | Annual | FALSE
Any | SWHC046K | RtL | ex | CZ07 | cDXHP | SWHC046-01 | ExAnte2019 | IOU workpaper | 2019-11-06 | Cap-Tons | 1 |  |  | 0 | 0 | 0 | -23.8108 | 0 | 6.0541 | [6 empty] | DEER:HVAC_Split-Package_HP | Annual | FALSE
Any | SWHC046K | RtL | ex | CZ08 | cDXHP | SWHC046-01 | ExAnte2019 | IOU workpaper | 2019-11-06 | Cap-Tons | 1 |  |  | 0 | 0 | 0 | -19.9676 | 0 | 6.0104 | [6 empty] | DEER:HVAC_Split-Package_HP | Annual | FALSE
Any | SWHC046K | RtL | ex | CZ09 | cDXHP | SWHC046-01 | ExAnte2019 | IOU workpaper | 2019-11-06 | Cap-Tons | 1 |  |  | 0 | 0 | 0 | -35.0377 | 0 | 6.7518 | [6 empty] | DEER:HVAC_Split-Package_HP | Annual | FALSE
Any | SWHC046K | RtL | ex | CZ10 | cDXHP | SWHC046-01 | ExAnte2019 | IOU workpaper | 2019-11-06 | Cap-Tons | 1 |  |  | 0 | 0 | 0 | -24.287 | 0 | 6.0787 | [6 empty] | DEER:HVAC_Split-Package_HP | Annual | FALSE
Any | SWHC046K | RtL | ex | CZ11 | cDXHP | SWHC046-01 | ExAnte2019 | IOU workpaper | 2019-11-06 | Cap-Tons | 1 |  |  | 0 | 0 | 0 | -95.3928 | 0 | 15.0952 | [6 empty] | DEER:HVAC_Split-Package_HP | Annual | FALSE
Any | SWHC046K | RtL | ex | CZ12 | cDXHP | SWHC046-01 | ExAnte2019 | IOU workpaper | 2019-11-06 | Cap-Tons | 1 |  |  | 0 | 0 | 0 | -100.4135 | 0 | 14.7632 | [6 empty] | DEER:HVAC_Split-Package_HP | Annual | FALSE
Any | SWHC046K | RtL | ex | CZ13 | cDXHP | SWHC046-01 | ExAnte2019 | IOU workpaper | 2019-11-06 | Cap-Tons | 1 |  |  | 0 | 0 | 0 | -79.9102 | 0 | 12.7193 | [6 empty] | DEER:HVAC_Split-Package_HP | Annual | FALSE
Any | SWHC046K | RtL | ex | CZ14 | cDXHP | SWHC046-01 | ExAnte2019 | IOU workpaper | 2019-11-06 | Cap-Tons | 1 |  |  | 0 | 0 | 0 | -101.6015 | 0 | 15.8958 | [6 empty] | DEER:HVAC_Split-Package_HP | Annual | FALSE
Any | SWHC046K | RtL | ex | CZ15 | cDXHP | SWHC046-01 | ExAnte2019 | IOU workpaper | 2019-11-06 | Cap-Tons | 1 |  |  | 0 | 0 | 0 | 28.6211 | 0 | 1.7056 | [6 empty] | DEER:HVAC_Split-Package_HP | Annual | FALSE
Any | SWHC046K | RtL | ex | CZ16 | cDXHP | SWHC046-01 | ExAnte2019 | IOU workpaper | 2019-11-06 | Cap-Tons | 1 |  |  | 0 | 0 | 0 | -620.7365 | 0 | 71.7712 | [6 empty] | DEER:HVAC_Split-Package_HP | Annual | FALSE
Any | SWHC046K | RtS | ex | CZ01 | cDXHP | SWHC046-01 | ExAnte2019 | IOU workpaper | 2019-11-06 | Cap-Tons | 1 |  |  | 0 | 0 | 0 | -599.7673 | 0 | 81.6421 | [6 empty] | DEER:HVAC_Split-Package_HP | Annual | FALSE
Any | SWHC046K | RtS | ex | CZ02 | cDXHP | SWHC046-01 | ExAnte2019 | IOU workpaper | 2019-11-06 | Cap-Tons | 1 |  |  | 0 | 0 | 0 | -288.9737 | 0 | 38.7796 | [6 empty] | DEER:HVAC_Split-Package_HP | Annual | FALSE
Any | SWHC046K | RtS | ex | CZ03 | cDXHP | SWHC046-01 | ExAnte2019 | IOU workpaper | 2019-11-06 | Cap-Tons | 1 |  |  | 0 | 0 | 0 | -274.5974 | 0 | 38.502 | [6 empty] | DEER:HVAC_Split-Package_HP | Annual | FALSE
Any | SWHC046K | RtS | ex | CZ04 | cDXHP | SWHC046-01 | ExAnte2019 | IOU workpaper | 2019-11-06 | Cap-Tons | 1 |  |  | 0 | 0 | 0 | -202.4829 | 0 | 28.0209 | [6 empty] | DEER:HVAC_Split-Package_HP | Annual | FALSE
Any | SWHC046K | RtS | ex | CZ05 | cDXHP | SWHC046-01 | ExAnte2019 | IOU workpaper | 2019-11-06 | Cap-Tons | 1 |  |  | 0 | 0 | 0 | -238.5794 | 0 | 34.2207 | [6 empty] | DEER:HVAC_Split-Package_HP | Annual | FALSE
Any | SWHC046K | RtS | ex | CZ06 | cDXHP | SWHC046-01 | ExAnte2019 | IOU workpaper | 2019-11-06 | Cap-Tons | 1 |  |  | 0 | 0 | 0 | -79.3426 | 0 | 14.5229 | [6 empty] | DEER:HVAC_Split-Package_HP | Annual | FALSE
Any | SWHC046K | RtS | ex | CZ07 | cDXHP | SWHC046-01 | ExAnte2019 | IOU workpaper | 2019-11-06 | Cap-Tons | 1 |  |  | 0 | 0 | 0 | -38.9262 | 0 | 8.8313 | [6 empty] | DEER:HVAC_Split-Package_HP | Annual | FALSE
Any | SWHC046K | RtS | ex | CZ08 | cDXHP | SWHC046-01 | ExAnte2019 | IOU workpaper | 2019-11-06 | Cap-Tons | 1 |  |  | 0 | 0 | 0 | -68.0509 | 0 | 10.9308 | [6 empty] | DEER:HVAC_Split-Package_HP | Annual | FALSE
Any | SWHC046K | RtS | ex | CZ09 | cDXHP | SWHC046-01 | ExAnte2019 | IOU workpaper | 2019-11-06 | Cap-Tons | 1 |  |  | 0 | 0 | 0 | -89.7146 | 0 | 12.8521 | [6 empty] | DEER:HVAC_Split-Package_HP | Annual | FALSE
Any | SWHC046K | RtS | ex | CZ10 | cDXHP | SWHC046-01 | ExAnte2019 | IOU workpaper | 2019-11-06 | Cap-Tons | 1 |  |  | 0 | 0 | 0 | -71.278 | 0 | 11.2098 | [6 empty] | DEER:HVAC_Split-Package_HP | Annual | FALSE
Any | SWHC046K | RtS | ex | CZ11 | cDXHP | SWHC046-01 | ExAnte2019 | IOU workpaper | 2019-11-06 | Cap-Tons | 1 |  |  | 0 | 0 | 0 | -229.822 | 0 | 32.1746 | [6 empty] | DEER:HVAC_Split-Package_HP | Annual | FALSE
Any | SWHC046K | RtS | ex | CZ12 | cDXHP | SWHC046-01 | ExAnte2019 | IOU workpaper | 2019-11-06 | Cap-Tons | 1 |  |  | 0 | 0 | 0 | -247.767 | 0 | 33.6811 | [6 empty] | DEER:HVAC_Split-Package_HP | Annual | FALSE
Any | SWHC046K | RtS | ex | CZ13 | cDXHP | SWHC046-01 | ExAnte2019 | IOU workpaper | 2019-11-06 | Cap-Tons | 1 |  |  | 0 | 0 | 0 | -200.0834 | 0 | 28.047 | [6 empty] | DEER:HVAC_Split-Package_HP | Annual | FALSE
Any | SWHC046K | RtS | ex | CZ14 | cDXHP | SWHC046-01 | ExAnte2019 | IOU workpaper | 2019-11-06 | Cap-Tons | 1 |  |  | 0 | 0 | 0 | -211.7428 | 0 | 29.226 | [6 empty] | DEER:HVAC_Split-Package_HP | Annual | FALSE
Any | SWHC046K | RtS | ex | CZ15 | cDXHP | SWHC046-01 | ExAnte2019 | IOU workpaper | 2019-11-06 | Cap-Tons | 1 |  |  | 0 | 0 | 0 | 18.8821 | 0 | 2.6456 | [6 empty] | DEER:HVAC_Split-Package_HP | Annual | FALSE
Any | SWHC046K | RtS | ex | CZ16 | cDXHP | SWHC046-01 | ExAnte2019 | IOU workpaper | 2019-11-06 | Cap-Tons | 1 |  |  | 0 | 0 | 0 | -975.2274 | 0 | 109.5832 | [6 empty] | DEER:HVAC_Split-Package_HP | Annual | FALSE
Any | SWHC046K | SCn | ex | CZ01 | cDXHP | SWHC046-01 | ExAnte2019 | IOU workpaper | 2019-11-06 | Cap-Tons | 1 |  |  | 0 | 0 | 0 | -933.0441 | 0 | 119.0105 | [6 empty] | DEER:HVAC_Split-Package_HP | Annual | FALSE
Any | SWHC046K | SCn | ex | CZ02 | cDXHP | SWHC046-01 | ExAnte2019 | IOU workpaper | 2019-11-06 | Cap-Tons | 1 |  |  | 0 | 0 | 0 | -677.8527 | 0 | 80.4165 | [6 empty] | DEER:HVAC_Split-Package_HP | Annual | FALSE
Any | SWHC046K | SCn | ex | CZ03 | cDXHP | SWHC046-01 | ExAnte2019 | IOU workpaper | 2019-11-06 | Cap-Tons | 1 |  |  | 0 | 0 | 0 | -481.0832 | 0 | 62.3409 | [6 empty] | DEER:HVAC_Split-Package_HP | Annual | FALSE
Any | SWHC046K | SCn | ex | CZ04 | cDXHP | SWHC046-01 | ExAnte2019 | IOU workpaper | 2019-11-06 | Cap-Tons | 1 |  |  | 0 | 0 | 0 | -563.8514 | 0 | 62.8445 | [6 empty] | DEER:HVAC_Split-Package_HP | Annual | FALSE
Any | SWHC046K | SCn | ex | CZ05 | cDXHP | SWHC046-01 | ExAnte2019 | IOU workpaper | 2019-11-06 | Cap-Tons | 1 |  |  | 0 | 0 | 0 | -476.9823 | 0 | 62.3147 | [6 empty] | DEER:HVAC_Split-Package_HP | Annual | FALSE
Any | SWHC046K | SCn | ex | CZ06 | cDXHP | SWHC046-01 | ExAnte2019 | IOU workpaper | 2019-11-06 | Cap-Tons | 1 |  |  | 0 | 0 | 0 | -267.5363 | 0 | 33.6569 | [6 empty] | DEER:HVAC_Split-Package_HP | Annual | FALSE
Any | SWHC046K | SCn | ex | CZ07 | cDXHP | SWHC046-01 | ExAnte2019 | IOU workpaper | 2019-11-06 | Cap-Tons | 1 |  |  | 0 | 0 | 0 | -200.6255 | 0 | 24.5834 | [6 empty] | DEER:HVAC_Split-Package_HP | Annual | FALSE
Any | SWHC046K | SCn | ex | CZ08 | cDXHP | SWHC046-01 | ExAnte2019 | IOU workpaper | 2019-11-06 | Cap-Tons | 1 |  |  | 0 | 0 | 0 | -255.8228 | 0 | 33.3741 | [6 empty] | DEER:HVAC_Split-Package_HP | Annual | FALSE
Any | SWHC046K | SCn | ex | CZ09 | cDXHP | SWHC046-01 | ExAnte2019 | IOU workpaper | 2019-11-06 | Cap-Tons | 1 |  |  | 0 | 0 | 0 | -251.0886 | 0 | 34.5033 | [6 empty] | DEER:HVAC_Split-Package_HP | Annual | FALSE
Any | SWHC046K | SCn | ex | CZ10 | cDXHP | SWHC046-01 | ExAnte2019 | IOU workpaper | 2019-11-06 | Cap-Tons | 1 |  |  | 0 | 0 | 0 | -261.4255 | 0 | 34.5652 | [6 empty] | DEER:HVAC_Split-Package_HP | Annual | FALSE
Any | SWHC046K | SCn | ex | CZ11 | cDXHP | SWHC046-01 | ExAnte2019 | IOU workpaper | 2019-11-06 | Cap-Tons | 1 |  |  | 0 | 0 | 0 | -485.6881 | 0 | 65.8937 | [6 empty] | DEER:HVAC_Split-Package_HP | Annual | FALSE
Any | SWHC046K | SCn | ex | CZ12 | cDXHP | SWHC046-01 | ExAnte2019 | IOU workpaper | 2019-11-06 | Cap-Tons | 1 |  |  | 0 | 0 | 0 | -534.7021 | 0 | 70.8515 | [6 empty] | DEER:HVAC_Split-Package_HP | Annual | FALSE
Any | SWHC046K | SCn | ex | CZ13 | cDXHP | SWHC046-01 | ExAnte2019 | IOU workpaper | 2019-11-06 | Cap-Tons | 1 |  |  | 0 | 0 | 0 | -418.3894 | 0 | 56.3685 | [6 empty] | DEER:HVAC_Split-Package_HP | Annual | FALSE
Any | SWHC046K | SCn | ex | CZ14 | cDXHP | SWHC046-01 | ExAnte2019 | IOU workpaper | 2019-11-06 | Cap-Tons | 1 |  |  | 0 | 0 | 0 | -515.1613 | 0 | 67.599 | [6 empty] | DEER:HVAC_Split-Package_HP | Annual | FALSE
Any | SWHC046K | SCn | ex | CZ15 | cDXHP | SWHC046-01 | ExAnte2019 | IOU workpaper | 2019-11-06 | Cap-Tons | 1 |  |  | 0 | 0 | 0 | -44.9116 | 0 | 8.8141 | [6 empty] | DEER:HVAC_Split-Package_HP | Annual | FALSE
Any | SWHC046K | SCn | ex | CZ16 | cDXHP | SWHC046-01 | ExAnte2019 | IOU workpaper | 2019-11-06 | Cap-Tons | 1 |  |  | 0 | 0 | 0 | -1196.7889 | 0 | 135.1149 | [6 empty] | DEER:HVAC_Split-Package_HP | Annual | FALSE
Any | SWHC046L | Asm | ex | CZ01 | cDXHP | SWHC046-01 | ExAnte2019 | IOU workpaper | 2019-11-06 | Cap-Tons | 1 |  |  | 0 | 0 | 0 | -1070.2588 | 0 | 150.3355 | [6 empty] | DEER:HVAC_Split-Package_HP | Annual | FALSE
Any | SWHC046L | Asm | ex | CZ02 | cDXHP | SWHC046-01 | ExAnte2019 | IOU workpaper | 2019-11-06 | Cap-Tons | 1 |  |  | 0 | 0 | 0 | -589.8127 | 0 | 88.4105 | [6 empty] | DEER:HVAC_Split-Package_HP | Annual | FALSE
Any | SWHC046L | Asm | ex | CZ03 | cDXHP | SWHC046-01 | ExAnte2019 | IOU workpaper | 2019-11-06 | Cap-Tons | 1 |  |  | 0 | 0 | 0 | -438.1235 | 0 | 59.6795 | [6 empty] | DEER:HVAC_Split-Package_HP | Annual | FALSE
Any | SWHC046L | Asm | ex | CZ04 | cDXHP | SWHC046-01 | ExAnte2019 | IOU workpaper | 2019-11-06 | Cap-Tons | 1 |  |  | 0 | 0 | 0 | -380.0926 | 0 | 58.49 | [6 empty] | DEER:HVAC_Split-Package_HP | Annual | FALSE
Any | SWHC046L | Asm | ex | CZ05 | cDXHP | SWHC046-01 | ExAnte2019 | IOU workpaper | 2019-11-06 | Cap-Tons | 1 |  |  | 0 | 0 | 0 | -438.0702 | 0 | 61.1151 | [6 empty] | DEER:HVAC_Split-Package_HP | Annual | FALSE
Any | SWHC046L | Asm | ex | CZ06 | cDXHP | SWHC046-01 | ExAnte2019 | IOU workpaper | 2019-11-06 | Cap-Tons | 1 |  |  | 0 | 0 | 0 | -143.2828 | 0 | 22.7211 | [6 empty] | DEER:HVAC_Split-Package_HP | Annual | FALSE
Any | SWHC046L | Asm | ex | CZ07 | cDXHP | SWHC046-01 | ExAnte2019 | IOU workpaper | 2019-11-06 | Cap-Tons | 1 |  |  | 0 | 0 | 0 | -113.2358 | 0 | 16.5896 | [6 empty] | DEER:HVAC_Split-Package_HP | Annual | FALSE
Any | SWHC046L | Asm | ex | CZ08 | cDXHP | SWHC046-01 | ExAnte2019 | IOU workpaper | 2019-11-06 | Cap-Tons | 1 |  |  | 0 | 0 | 0 | -153.0178 | 0 | 24.8209 | [6 empty] | DEER:HVAC_Split-Package_HP | Annual | FALSE
Any | SWHC046L | Asm | ex | CZ09 | cDXHP | SWHC046-01 | ExAnte2019 | IOU workpaper | 2019-11-06 | Cap-Tons | 1 |  |  | 0 | 0 | 0 | -113.2915 | 0 | 18.6444 | [6 empty] | DEER:HVAC_Split-Package_HP | Annual | FALSE
Any | SWHC046L | Asm | ex | CZ10 | cDXHP | SWHC046-01 | ExAnte2019 | IOU workpaper | 2019-11-06 | Cap-Tons | 1 |  |  | 0 | 0 | 0 | -148.3449 | 0 | 25.5029 | [6 empty] | DEER:HVAC_Split-Package_HP | Annual | FALSE
Any | SWHC046L | Asm | ex | CZ11 | cDXHP | SWHC046-01 | ExAnte2019 | IOU workpaper | 2019-11-06 | Cap-Tons | 1 |  |  | 0 | 0 | 0 | -287.4661 | 0 | 43.6231 | [6 empty] | DEER:HVAC_Split-Package_HP | Annual | FALSE
Any | SWHC046L | Asm | ex | CZ12 | cDXHP | SWHC046-01 | ExAnte2019 | IOU workpaper | 2019-11-06 | Cap-Tons | 1 |  |  | 0 | 0 | 0 | -352.3098 | 0 | 52.2827 | [6 empty] | DEER:HVAC_Split-Package_HP | Annual | FALSE
Any | SWHC046L | Asm | ex | CZ13 | cDXHP | SWHC046-01 | ExAnte2019 | IOU workpaper | 2019-11-06 | Cap-Tons | 1 |  |  | 0 | 0 | 0 | -256.7461 | 0 | 39.494 | [6 empty] | DEER:HVAC_Split-Package_HP | Annual | FALSE
Any | SWHC046L | Asm | ex | CZ14 | cDXHP | SWHC046-01 | ExAnte2019 | IOU workpaper | 2019-11-06 | Cap-Tons | 1 |  |  | 0 | 0 | 0 | -284.6041 | 0 | 42.7952 | [6 empty] | DEER:HVAC_Split-Package_HP | Annual | FALSE
Any | SWHC046L | Asm | ex | CZ15 | cDXHP | SWHC046-01 | ExAnte2019 | IOU workpaper | 2019-11-06 | Cap-Tons | 1 |  |  | 0 | 0 | 0 | 22.3456 | 0 | 6.5957 | [6 empty] | DEER:HVAC_Split-Package_HP | Annual | FALSE
Any | SWHC046L | Asm | ex | CZ16 | cDXHP | SWHC046-01 | ExAnte2019 | IOU workpaper | 2019-11-06 | Cap-Tons | 1 |  |  | 0 | 0 | 0 | -1260.2506 | 0 | 152.708 | [6 empty] | DEER:HVAC_Split-Package_HP | Annual | FALSE
Any | SWHC046L | Com | ex | CZ01 | cDXHP | SWHC046-01 | ExAnte2019 | IOU workpaper | 2019-11-06 | Cap-Tons | 1 |  |  | 0 | 0 | 0 | -638.1944 | 0 | 84.7706 | [6 empty] | DEER:HVAC_Split-Package_HP | Annual | FALSE
Any | SWHC046L | Com | ex | CZ02 | cDXHP | SWHC046-01 | ExAnte2019 | IOU workpaper | 2019-11-06 | Cap-Tons | 1 |  |  | 0 | 0 | 0 | -324.1677 | 0 | 42.8742 | [6 empty] | DEER:HVAC_Split-Package_HP | Annual | FALSE
Any | SWHC046L | Com | ex | CZ03 | cDXHP | SWHC046-01 | ExAnte2019 | IOU workpaper | 2019-11-06 | Cap-Tons | 1 |  |  | 0 | 0 | 0 | -218.8986 | 0 | 30.6877 | [6 empty] | DEER:HVAC_Split-Package_HP | Annual | FALSE
Any | SWHC046L | Com | ex | CZ04 | cDXHP | SWHC046-01 | ExAnte2019 | IOU workpaper | 2019-11-06 | Cap-Tons | 1 |  |  | 0 | 0 | 0 | -186.8392 | 0 | 25.8877 | [6 empty] | DEER:HVAC_Split-Package_HP | Annual | FALSE
Any | SWHC046L | Com | ex | CZ05 | cDXHP | SWHC046-01 | ExAnte2019 | IOU workpaper | 2019-11-06 | Cap-Tons | 1 |  |  | 0 | 0 | 0 | -300.0775 | 0 | 41.7333 | [6 empty] | DEER:HVAC_Split-Package_HP | Annual | FALSE
Any | SWHC046L | Com | ex | CZ06 | cDXHP | SWHC046-01 | ExAnte2019 | IOU workpaper | 2019-11-06 | Cap-Tons | 1 |  |  | 0 | 0 | 0 | -98.5584 | 0 | 16.6953 | [6 empty] | DEER:HVAC_Split-Package_HP | Annual | FALSE
Any | SWHC046L | Com | ex | CZ07 | cDXHP | SWHC046-01 | ExAnte2019 | IOU workpaper | 2019-11-06 | Cap-Tons | 1 |  |  | 0 | 0 | 0 | -80.6014 | 0 | 13.8072 | [6 empty] | DEER:HVAC_Split-Package_HP | Annual | FALSE
Any | SWHC046L | Com | ex | CZ08 | cDXHP | SWHC046-01 | ExAnte2019 | IOU workpaper | 2019-11-06 | Cap-Tons | 1 |  |  | 0 | 0 | 0 | -90.5691 | 0 | 16.1419 | [6 empty] | DEER:HVAC_Split-Package_HP | Annual | FALSE
Any | SWHC046L | Com | ex | CZ09 | cDXHP | SWHC046-01 | ExAnte2019 | IOU workpaper | 2019-11-06 | Cap-Tons | 1 |  |  | 0 | 0 | 0 | -87.9147 | 0 | 14.9342 | [6 empty] | DEER:HVAC_Split-Package_HP | Annual | FALSE
Any | SWHC046L | Com | ex | CZ10 | cDXHP | SWHC046-01 | ExAnte2019 | IOU workpaper | 2019-11-06 | Cap-Tons | 1 |  |  | 0 | 0 | 0 | -123.9518 | 0 | 19.993 | [6 empty] | DEER:HVAC_Split-Package_HP | Annual | FALSE
Any | SWHC046L | Com | ex | CZ11 | cDXHP | SWHC046-01 | ExAnte2019 | IOU workpaper | 2019-11-06 | Cap-Tons | 1 |  |  | 0 | 0 | 0 | -250.4706 | 0 | 35.9102 | [6 empty] | DEER:HVAC_Split-Package_HP | Annual | FALSE
Any | SWHC046L | Com | ex | CZ12 | cDXHP | SWHC046-01 | ExAnte2019 | IOU workpaper | 2019-11-06 | Cap-Tons | 1 |  |  | 0 | 0 | 0 | -243.2171 | 0 | 33.6865 | [6 empty] | DEER:HVAC_Split-Package_HP | Annual | FALSE
Any | SWHC046L | Com | ex | CZ13 | cDXHP | SWHC046-01 | ExAnte2019 | IOU workpaper | 2019-11-06 | Cap-Tons | 1 |  |  | 0 | 0 | 0 | -204.8434 | 0 | 30.0389 | [6 empty] | DEER:HVAC_Split-Package_HP | Annual | FALSE
Any | SWHC046L | Com | ex | CZ14 | cDXHP | SWHC046-01 | ExAnte2019 | IOU workpaper | 2019-11-06 | Cap-Tons | 1 |  |  | 0 | 0 | 0 | -229.3457 | 0 | 32.2783 | [6 empty] | DEER:HVAC_Split-Package_HP | Annual | FALSE
Any | SWHC046L | Com | ex | CZ15 | cDXHP | SWHC046-01 | ExAnte2019 | IOU workpaper | 2019-11-06 | Cap-Tons | 1 |  |  | 0 | 0 | 0 | 29.6635 | 0 | 4.9645 | [6 empty] | DEER:HVAC_Split-Package_HP | Annual | FALSE
Any | SWHC046L | Com | ex | CZ16 | cDXHP | SWHC046-01 | ExAnte2019 | IOU workpaper | 2019-11-06 | Cap-Tons | 1 |  |  | 0 | 0 | 0 | -908.5882 | 0 | 102.3545 | [6 empty] | DEER:HVAC_Split-Package_HP | Annual | FALSE
Any | SWHC046L | ECC | ex | CZ01 | cDXHP | SWHC046-01 | ExAnte2019 | IOU workpaper | 2019-11-06 | Cap-Tons | 1 |  |  | 0 | 0 | 0 | -345.6553 | 0 | 46.2123 | [6 empty] | DEER:HVAC_Split-Package_HP | Annual | FALSE
Any | SWHC046L | ECC | ex | CZ02 | cDXHP | SWHC046-01 | ExAnte2019 | IOU workpaper | 2019-11-06 | Cap-Tons | 1 |  |  | 0 | 0 | 0 | -170.2109 | 0 | 23.5891 | [6 empty] | DEER:HVAC_Split-Package_HP | Annual | FALSE
Any | SWHC046L | ECC | ex | CZ03 | cDXHP | SWHC046-01 | ExAnte2019 | IOU workpaper | 2019-11-06 | Cap-Tons | 1 |  |  | 0 | 0 | 0 | -137.7746 | 0 | 19.5988 | [6 empty] | DEER:HVAC_Split-Package_HP | Annual | FALSE
Any | SWHC046L | ECC | ex | CZ04 | cDXHP | SWHC046-01 | ExAnte2019 | IOU workpaper | 2019-11-06 | Cap-Tons | 1 |  |  | 0 | 0 | 0 | -115.278 | 0 | 16.5263 | [6 empty] | DEER:HVAC_Split-Package_HP | Annual | FALSE
Any | SWHC046L | ECC | ex | CZ05 | cDXHP | SWHC046-01 | ExAnte2019 | IOU workpaper | 2019-11-06 | Cap-Tons | 1 |  |  | 0 | 0 | 0 | -138.9184 | 0 | 19.5544 | [6 empty] | DEER:HVAC_Split-Package_HP | Annual | FALSE
Any | SWHC046L | ECC | ex | CZ06 | cDXHP | SWHC046-01 | ExAnte2019 | IOU workpaper | 2019-11-06 | Cap-Tons | 1 |  |  | 0 | 0 | 0 | -16.2579 | 0 | 5.9781 | [6 empty] | DEER:HVAC_Split-Package_HP | Annual | FALSE
Any | SWHC046L | ECC | ex | CZ07 | cDXHP | SWHC046-01 | ExAnte2019 | IOU workpaper | 2019-11-06 | Cap-Tons | 1 |  |  | 0 | 0 | 0 | -0.3527 | 0 | 3.3057 | [6 empty] | DEER:HVAC_Split-Package_HP | Annual | FALSE
Any | SWHC046L | ECC | ex | CZ08 | cDXHP | SWHC046-01 | ExAnte2019 | IOU workpaper | 2019-11-06 | Cap-Tons | 1 |  |  | 0 | 0 | 0 | -4.8737 | 0 | 5.2102 | [6 empty] | DEER:HVAC_Split-Package_HP | Annual | FALSE
Any | SWHC046L | ECC | ex | CZ09 | cDXHP | SWHC046-01 | ExAnte2019 | IOU workpaper | 2019-11-06 | Cap-Tons | 1 |  |  | 0 | 0 | 0 | -23.4855 | 0 | 6.4099 | [6 empty] | DEER:HVAC_Split-Package_HP | Annual | FALSE
Any | SWHC046L | ECC | ex | CZ10 | cDXHP | SWHC046-01 | ExAnte2019 | IOU workpaper | 2019-11-06 | Cap-Tons | 1 |  |  | 0 | 0 | 0 | -21.012 | 0 | 6.9233 | [6 empty] | DEER:HVAC_Split-Package_HP | Annual | FALSE
Any | SWHC046L | ECC | ex | CZ11 | cDXHP | SWHC046-01 | ExAnte2019 | IOU workpaper | 2019-11-06 | Cap-Tons | 1 |  |  | 0 | 0 | 0 | -123.0149 | 0 | 20.7053 | [6 empty] | DEER:HVAC_Split-Package_HP | Annual | FALSE
Any | SWHC046L | ECC | ex | CZ12 | cDXHP | SWHC046-01 | ExAnte2019 | IOU workpaper | 2019-11-06 | Cap-Tons | 1 |  |  | 0 | 0 | 0 | -138.1631 | 0 | 21.452 | [6 empty] | DEER:HVAC_Split-Package_HP | Annual | FALSE
Any | SWHC046L | ECC | ex | CZ13 | cDXHP | SWHC046-01 | ExAnte2019 | IOU workpaper | 2019-11-06 | Cap-Tons | 1 |  |  | 0 | 0 | 0 | -101.6647 | 0 | 17.9661 | [6 empty] | DEER:HVAC_Split-Package_HP | Annual | FALSE
Any | SWHC046L | ECC | ex | CZ14 | cDXHP | SWHC046-01 | ExAnte2019 | IOU workpaper | 2019-11-06 | Cap-Tons | 1 |  |  | 0 | 0 | 0 | -117.7047 | 0 | 19.0738 | [6 empty] | DEER:HVAC_Split-Package_HP | Annual | FALSE
Any | SWHC046L | ECC | ex | CZ15 | cDXHP | SWHC046-01 | ExAnte2019 | IOU workpaper | 2019-11-06 | Cap-Tons | 1 |  |  | 0 | 0 | 0 | 51.0076 | 0 | 1.6483 | [6 empty] | DEER:HVAC_Split-Package_HP | Annual | FALSE
Any | SWHC046L | ECC | ex | CZ16 | cDXHP | SWHC046-01 | ExAnte2019 | IOU workpaper | 2019-11-06 | Cap-Tons | 1 |  |  | 0 | 0 | 0 | -563.7456 | 0 | 64.0713 | [6 empty] | DEER:HVAC_Split-Package_HP | Annual | FALSE
Any | SWHC046L | EPr | ex | CZ01 | cDXHP | SWHC046-01 | ExAnte2019 | IOU workpaper | 2019-11-06 | Cap-Tons | 1 |  |  | 0 | 0 | 0 | -498.6908 | 0 | 70.8798 | [6 empty] | DEER:HVAC_Split-Package_HP | Annual | FALSE
Any | SWHC046L | EPr | ex | CZ02 | cDXHP | SWHC046-01 | ExAnte2019 | IOU workpaper | 2019-11-06 | Cap-Tons | 1 |  |  | 0 | 0 | 0 | -260.0927 | 0 | 32.5037 | [6 empty] | DEER:HVAC_Split-Package_HP | Annual | FALSE
Any | SWHC046L | EPr | ex | CZ03 | cDXHP | SWHC046-01 | ExAnte2019 | IOU workpaper | 2019-11-06 | Cap-Tons | 1 |  |  | 0 | 0 | 0 | -222.6701 | 0 | 32.0646 | [6 empty] | DEER:HVAC_Split-Package_HP | Annual | FALSE
Any | SWHC046L | EPr | ex | CZ04 | cDXHP | SWHC046-01 | ExAnte2019 | IOU workpaper | 2019-11-06 | Cap-Tons | 1 |  |  | 0 | 0 | 0 | -180.9489 | 0 | 23.1678 | [6 empty] | DEER:HVAC_Split-Package_HP | Annual | FALSE
Any | SWHC046L | EPr | ex | CZ05 | cDXHP | SWHC046-01 | ExAnte2019 | IOU workpaper | 2019-11-06 | Cap-Tons | 1 |  |  | 0 | 0 | 0 | -224.8085 | 0 | 32.1114 | [6 empty] | DEER:HVAC_Split-Package_HP | Annual | FALSE
Any | SWHC046L | EPr | ex | CZ06 | cDXHP | SWHC046-01 | ExAnte2019 | IOU workpaper | 2019-11-06 | Cap-Tons | 1 |  |  | 0 | 0 | 0 | -72.7425 | 0 | 12.1021 | [6 empty] | DEER:HVAC_Split-Package_HP | Annual | FALSE
Any | SWHC046L | EPr | ex | CZ07 | cDXHP | SWHC046-01 | ExAnte2019 | IOU workpaper | 2019-11-06 | Cap-Tons | 1 |  |  | 0 | 0 | 0 | -53.4719 | 0 | 8.6706 | [6 empty] | DEER:HVAC_Split-Package_HP | Annual | FALSE
Any | SWHC046L | EPr | ex | CZ08 | cDXHP | SWHC046-01 | ExAnte2019 | IOU workpaper | 2019-11-06 | Cap-Tons | 1 |  |  | 0 | 0 | 0 | -56.7489 | 0 | 9.7424 | [6 empty] | DEER:HVAC_Split-Package_HP | Annual | FALSE
Any | SWHC046L | EPr | ex | CZ09 | cDXHP | SWHC046-01 | ExAnte2019 | IOU workpaper | 2019-11-06 | Cap-Tons | 1 |  |  | 0 | 0 | 0 | -77.766 | 0 | 12.0682 | [6 empty] | DEER:HVAC_Split-Package_HP | Annual | FALSE
Any | SWHC046L | EPr | ex | CZ10 | cDXHP | SWHC046-01 | ExAnte2019 | IOU workpaper | 2019-11-06 | Cap-Tons | 1 |  |  | 0 | 0 | 0 | -66.2573 | 0 | 11.0885 | [6 empty] | DEER:HVAC_Split-Package_HP | Annual | FALSE
Any | SWHC046L | EPr | ex | CZ11 | cDXHP | SWHC046-01 | ExAnte2019 | IOU workpaper | 2019-11-06 | Cap-Tons | 1 |  |  | 0 | 0 | 0 | -179.0707 | 0 | 26.2108 | [6 empty] | DEER:HVAC_Split-Package_HP | Annual | FALSE
Any | SWHC046L | EPr | ex | CZ12 | cDXHP | SWHC046-01 | ExAnte2019 | IOU workpaper | 2019-11-06 | Cap-Tons | 1 |  |  | 0 | 0 | 0 | -203.9946 | 0 | 28.2133 | [6 empty] | DEER:HVAC_Split-Package_HP | Annual | FALSE
Any | SWHC046L | EPr | ex | CZ13 | cDXHP | SWHC046-01 | ExAnte2019 | IOU workpaper | 2019-11-06 | Cap-Tons | 1 |  |  | 0 | 0 | 0 | -157.2726 | 0 | 23.3002 | [6 empty] | DEER:HVAC_Split-Package_HP | Annual | FALSE
Any | SWHC046L | EPr | ex | CZ14 | cDXHP | SWHC046-01 | ExAnte2019 | IOU workpaper | 2019-11-06 | Cap-Tons | 1 |  |  | 0 | 0 | 0 | -153.7728 | 0 | 24.1779 | [6 empty] | DEER:HVAC_Split-Package_HP | Annual | FALSE
Any | SWHC046L | EPr | ex | CZ15 | cDXHP | SWHC046-01 | ExAnte2019 | IOU workpaper | 2019-11-06 | Cap-Tons | 1 |  |  | 0 | 0 | 0 | 15.9818 | 0 | 3.2006 | [6 empty] | DEER:HVAC_Split-Package_HP | Annual | FALSE
Any | SWHC046L | EPr | ex | CZ16 | cDXHP | SWHC046-01 | ExAnte2019 | IOU workpaper | 2019-11-06 | Cap-Tons | 1 |  |  | 0 | 0 | 0 | -706.7644 | 0 | 82.619 | [6 empty] | DEER:HVAC_Split-Package_HP | Annual | FALSE
Any | SWHC046L | ERC | ex | CZ01 | cDXHP | SWHC046-01 | ExAnte2019 | IOU workpaper | 2019-11-06 | Cap-Tons | 1 |  |  | 0 | 0 | 0 | -759.0524 | 0 | 108.3618 | [6 empty] | DEER:HVAC_Split-Package_HP | Annual | FALSE
Any | SWHC046L | ERC | ex | CZ02 | cDXHP | SWHC046-01 | ExAnte2019 | IOU workpaper | 2019-11-06 | Cap-Tons | 1 |  |  | 0 | 0 | 0 | -454.3015 | 0 | 65.7962 | [6 empty] | DEER:HVAC_Split-Package_HP | Annual | FALSE
Any | SWHC046L | ERC | ex | CZ03 | cDXHP | SWHC046-01 | ExAnte2019 | IOU workpaper | 2019-11-06 | Cap-Tons | 1 |  |  | 0 | 0 | 0 | -314.9835 | 0 | 52.3013 | [6 empty] | DEER:HVAC_Split-Package_HP | Annual | FALSE
Any | SWHC046L | ERC | ex | CZ04 | cDXHP | SWHC046-01 | ExAnte2019 | IOU workpaper | 2019-11-06 | Cap-Tons | 1 |  |  | 0 | 0 | 0 | -311.5506 | 0 | 46.2517 | [6 empty] | DEER:HVAC_Split-Package_HP | Annual | FALSE
Any | SWHC046L | ERC | ex | CZ05 | cDXHP | SWHC046-01 | ExAnte2019 | IOU workpaper | 2019-11-06 | Cap-Tons | 1 |  |  | 0 | 0 | 0 | -385.0754 | 0 | 60.6756 | [6 empty] | DEER:HVAC_Split-Package_HP | Annual | FALSE
Any | SWHC046L | ERC | ex | CZ06 | cDXHP | SWHC046-01 | ExAnte2019 | IOU workpaper | 2019-11-06 | Cap-Tons | 1 |  |  | 0 | 0 | 0 | -134.7218 | 0 | 25.7859 | [6 empty] | DEER:HVAC_Split-Package_HP | Annual | FALSE
Any | SWHC046L | ERC | ex | CZ07 | cDXHP | SWHC046-01 | ExAnte2019 | IOU workpaper | 2019-11-06 | Cap-Tons | 1 |  |  | 0 | 0 | 0 | -74.2015 | 0 | 15.9783 | [6 empty] | DEER:HVAC_Split-Package_HP | Annual | FALSE
Any | SWHC046L | ERC | ex | CZ08 | cDXHP | SWHC046-01 | ExAnte2019 | IOU workpaper | 2019-11-06 | Cap-Tons | 1 |  |  | 0 | 0 | 0 | -108.4722 | 0 | 21.6522 | [6 empty] | DEER:HVAC_Split-Package_HP | Annual | FALSE
Any | SWHC046L | ERC | ex | CZ09 | cDXHP | SWHC046-01 | ExAnte2019 | IOU workpaper | 2019-11-06 | Cap-Tons | 1 |  |  | 0 | 0 | 0 | -114.5226 | 0 | 21.1911 | [6 empty] | DEER:HVAC_Split-Package_HP | Annual | FALSE
Any | SWHC046L | ERC | ex | CZ10 | cDXHP | SWHC046-01 | ExAnte2019 | IOU workpaper | 2019-11-06 | Cap-Tons | 1 |  |  | 0 | 0 | 0 | -133.5496 | 0 | 23.8348 | [6 empty] | DEER:HVAC_Split-Package_HP | Annual | FALSE
Any | SWHC046L | ERC | ex | CZ11 | cDXHP | SWHC046-01 | ExAnte2019 | IOU workpaper | 2019-11-06 | Cap-Tons | 1 |  |  | 0 | 0 | 0 | -280.8427 | 0 | 43.1167 | [6 empty] | DEER:HVAC_Split-Package_HP | Annual | FALSE
Any | SWHC046L | ERC | ex | CZ12 | cDXHP | SWHC046-01 | ExAnte2019 | IOU workpaper | 2019-11-06 | Cap-Tons | 1 |  |  | 0 | 0 | 0 | -327.3435 | 0 | 49.0022 | [6 empty] | DEER:HVAC_Split-Package_HP | Annual | FALSE
Any | SWHC046L | ERC | ex | CZ13 | cDXHP | SWHC046-01 | ExAnte2019 | IOU workpaper | 2019-11-06 | Cap-Tons | 1 |  |  | 0 | 0 | 0 | -249.4616 | 0 | 39.21 | [6 empty] | DEER:HVAC_Split-Package_HP | Annual | FALSE
Any | SWHC046L | ERC | ex | CZ14 | cDXHP | SWHC046-01 | ExAnte2019 | IOU workpaper | 2019-11-06 | Cap-Tons | 1 |  |  | 0 | 0 | 0 | -284.1153 | 0 | 41.5998 | [6 empty] | DEER:HVAC_Split-Package_HP | Annual | FALSE
Any | SWHC046L | ERC | ex | CZ15 | cDXHP | SWHC046-01 | ExAnte2019 | IOU workpaper | 2019-11-06 | Cap-Tons | 1 |  |  | 0 | 0 | 0 | 7.4466 | 0 | 6.345 | [6 empty] | DEER:HVAC_Split-Package_HP | Annual | FALSE
Any | SWHC046L | ERC | ex | CZ16 | cDXHP | SWHC046-01 | ExAnte2019 | IOU workpaper | 2019-11-06 | Cap-Tons | 1 |  |  | 0 | 0 | 0 | -1055.5165 | 0 | 121.6174 | [6 empty] | DEER:HVAC_Split-Package_HP | Annual | FALSE
Any | SWHC046L | ESe | ex | CZ01 | cDXHP | SWHC046-01 | ExAnte2019 | IOU workpaper | 2019-11-06 | Cap-Tons | 1 |  |  | 0 | 0 | 0 | -441.3585 | 0 | 60.6294 | [6 empty] | DEER:HVAC_Split-Package_HP | Annual | FALSE
Any | SWHC046L | ESe | ex | CZ02 | cDXHP | SWHC046-01 | ExAnte2019 | IOU workpaper | 2019-11-06 | Cap-Tons | 1 |  |  | 0 | 0 | 0 | -250.9996 | 0 | 32.1242 | [6 empty] | DEER:HVAC_Split-Package_HP | Annual | FALSE
Any | SWHC046L | ESe | ex | CZ03 | cDXHP | SWHC046-01 | ExAnte2019 | IOU workpaper | 2019-11-06 | Cap-Tons | 1 |  |  | 0 | 0 | 0 | -174.9876 | 0 | 24.8753 | [6 empty] | DEER:HVAC_Split-Package_HP | Annual | FALSE
Any | SWHC046L | ESe | ex | CZ04 | cDXHP | SWHC046-01 | ExAnte2019 | IOU workpaper | 2019-11-06 | Cap-Tons | 1 |  |  | 0 | 0 | 0 | -152.7043 | 0 | 20.4547 | [6 empty] | DEER:HVAC_Split-Package_HP | Annual | FALSE
Any | SWHC046L | ESe | ex | CZ05 | cDXHP | SWHC046-01 | ExAnte2019 | IOU workpaper | 2019-11-06 | Cap-Tons | 1 |  |  | 0 | 0 | 0 | -171.3815 | 0 | 24.3338 | [6 empty] | DEER:HVAC_Split-Package_HP | Annual | FALSE
Any | SWHC046L | ESe | ex | CZ06 | cDXHP | SWHC046-01 | ExAnte2019 | IOU workpaper | 2019-11-06 | Cap-Tons | 1 |  |  | 0 | 0 | 0 | -47.8913 | 0 | 8.9631 | [6 empty] | DEER:HVAC_Split-Package_HP | Annual | FALSE
Any | SWHC046L | ESe | ex | CZ07 | cDXHP | SWHC046-01 | ExAnte2019 | IOU workpaper | 2019-11-06 | Cap-Tons | 1 |  |  | 0 | 0 | 0 | -26.4498 | 0 | 5.9032 | [6 empty] | DEER:HVAC_Split-Package_HP | Annual | FALSE
Any | SWHC046L | ESe | ex | CZ08 | cDXHP | SWHC046-01 | ExAnte2019 | IOU workpaper | 2019-11-06 | Cap-Tons | 1 |  |  | 0 | 0 | 0 | -34.5203 | 0 | 8.013 | [6 empty] | DEER:HVAC_Split-Package_HP | Annual | FALSE
Any | SWHC046L | ESe | ex | CZ09 | cDXHP | SWHC046-01 | ExAnte2019 | IOU workpaper | 2019-11-06 | Cap-Tons | 1 |  |  | 0 | 0 | 0 | -51.5297 | 0 | 9.2778 | [6 empty] | DEER:HVAC_Split-Package_HP | Annual | FALSE
Any | SWHC046L | ESe | ex | CZ10 | cDXHP | SWHC046-01 | ExAnte2019 | IOU workpaper | 2019-11-06 | Cap-Tons | 1 |  |  | 0 | 0 | 0 | -64.568 | 0 | 11.3441 | [6 empty] | DEER:HVAC_Split-Package_HP | Annual | FALSE
Any | SWHC046L | ESe | ex | CZ11 | cDXHP | SWHC046-01 | ExAnte2019 | IOU workpaper | 2019-11-06 | Cap-Tons | 1 |  |  | 0 | 0 | 0 | -186.3832 | 0 | 27.9588 | [6 empty] | DEER:HVAC_Split-Package_HP | Annual | FALSE
Any | SWHC046L | ESe | ex | CZ12 | cDXHP | SWHC046-01 | ExAnte2019 | IOU workpaper | 2019-11-06 | Cap-Tons | 1 |  |  | 0 | 0 | 0 | -209.2244 | 0 | 29.4201 | [6 empty] | DEER:HVAC_Split-Package_HP | Annual | FALSE
Any | SWHC046L | ESe | ex | CZ13 | cDXHP | SWHC046-01 | ExAnte2019 | IOU workpaper | 2019-11-06 | Cap-Tons | 1 |  |  | 0 | 0 | 0 | -159.3184 | 0 | 24.4775 | [6 empty] | DEER:HVAC_Split-Package_HP | Annual | FALSE
Any | SWHC046L | ESe | ex | CZ14 | cDXHP | SWHC046-01 | ExAnte2019 | IOU workpaper | 2019-11-06 | Cap-Tons | 1 |  |  | 0 | 0 | 0 | -178.6072 | 0 | 25.8779 | [6 empty] | DEER:HVAC_Split-Package_HP | Annual | FALSE
Any | SWHC046L | ESe | ex | CZ15 | cDXHP | SWHC046-01 | ExAnte2019 | IOU workpaper | 2019-11-06 | Cap-Tons | 1 |  |  | 0 | 0 | 0 | 20.7343 | 0 | 3.2643 | [6 empty] | DEER:HVAC_Split-Package_HP | Annual | FALSE
Any | SWHC046L | ESe | ex | CZ16 | cDXHP | SWHC046-01 | ExAnte2019 | IOU workpaper | 2019-11-06 | Cap-Tons | 1 |  |  | 0 | 0 | 0 | -661.2346 | 0 | 74.9785 | [6 empty] | DEER:HVAC_Split-Package_HP | Annual | FALSE
Any | SWHC046L | EUn | ex | CZ01 | cDXHP | SWHC046-01 | ExAnte2019 | IOU workpaper | 2019-11-06 | Cap-Tons | 1 |  |  | 0 | 0 | 0 | -477.5174 | 0 | 67.3869 | [6 empty] | DEER:HVAC_Split-Package_HP | Annual | FALSE
Any | SWHC046L | EUn | ex | CZ02 | cDXHP | SWHC046-01 | ExAnte2019 | IOU workpaper | 2019-11-06 | Cap-Tons | 1 |  |  | 0 | 0 | 0 | -263.8167 | 0 | 37.1594 | [6 empty] | DEER:HVAC_Split-Package_HP | Annual | FALSE
Any | SWHC046L | EUn | ex | CZ03 | cDXHP | SWHC046-01 | ExAnte2019 | IOU workpaper | 2019-11-06 | Cap-Tons | 1 |  |  | 0 | 0 | 0 | -220.841 | 0 | 33.1541 | [6 empty] | DEER:HVAC_Split-Package_HP | Annual | FALSE
Any | SWHC046L | EUn | ex | CZ04 | cDXHP | SWHC046-01 | ExAnte2019 | IOU workpaper | 2019-11-06 | Cap-Tons | 1 |  |  | 0 | 0 | 0 | -195.0458 | 0 | 27.6808 | [6 empty] | DEER:HVAC_Split-Package_HP | Annual | FALSE
Any | SWHC046L | EUn | ex | CZ05 | cDXHP | SWHC046-01 | ExAnte2019 | IOU workpaper | 2019-11-06 | Cap-Tons | 1 |  |  | 0 | 0 | 0 | -221.4077 | 0 | 34.132 | [6 empty] | DEER:HVAC_Split-Package_HP | Annual | FALSE
Any | SWHC046L | EUn | ex | CZ06 | cDXHP | SWHC046-01 | ExAnte2019 | IOU workpaper | 2019-11-06 | Cap-Tons | 1 |  |  | 0 | 0 | 0 | -65.1574 | 0 | 13.2799 | [6 empty] | DEER:HVAC_Split-Package_HP | Annual | FALSE
Any | SWHC046L | EUn | ex | CZ07 | cDXHP | SWHC046-01 | ExAnte2019 | IOU workpaper | 2019-11-06 | Cap-Tons | 1 |  |  | 0 | 0 | 0 | -42.081 | 0 | 9.2005 | [6 empty] | DEER:HVAC_Split-Package_HP | Annual | FALSE
Any | SWHC046L | EUn | ex | CZ08 | cDXHP | SWHC046-01 | ExAnte2019 | IOU workpaper | 2019-11-06 | Cap-Tons | 1 |  |  | 0 | 0 | 0 | -53.1165 | 0 | 12.3119 | [6 empty] | DEER:HVAC_Split-Package_HP | Annual | FALSE
Any | SWHC046L | EUn | ex | CZ09 | cDXHP | SWHC046-01 | ExAnte2019 | IOU workpaper | 2019-11-06 | Cap-Tons | 1 |  |  | 0 | 0 | 0 | -65.6497 | 0 | 12.6889 | [6 empty] | DEER:HVAC_Split-Package_HP | Annual | FALSE
Any | SWHC046L | EUn | ex | CZ10 | cDXHP | SWHC046-01 | ExAnte2019 | IOU workpaper | 2019-11-06 | Cap-Tons | 1 |  |  | 0 | 0 | 0 | -60.4175 | 0 | 12.9884 | [6 empty] | DEER:HVAC_Split-Package_HP | Annual | FALSE
Any | SWHC046L | EUn | ex | CZ11 | cDXHP | SWHC046-01 | ExAnte2019 | IOU workpaper | 2019-11-06 | Cap-Tons | 1 |  |  | 0 | 0 | 0 | -169.0356 | 0 | 28.0628 | [6 empty] | DEER:HVAC_Split-Package_HP | Annual | FALSE
Any | SWHC046L | EUn | ex | CZ12 | cDXHP | SWHC046-01 | ExAnte2019 | IOU workpaper | 2019-11-06 | Cap-Tons | 1 |  |  | 0 | 0 | 0 | -193.3388 | 0 | 30.6243 | [6 empty] | DEER:HVAC_Split-Package_HP | Annual | FALSE
Any | SWHC046L | EUn | ex | CZ13 | cDXHP | SWHC046-01 | ExAnte2019 | IOU workpaper | 2019-11-06 | Cap-Tons | 1 |  |  | 0 | 0 | 0 | -142.7213 | 0 | 24.59 | [6 empty] | DEER:HVAC_Split-Package_HP | Annual | FALSE
Any | SWHC046L | EUn | ex | CZ14 | cDXHP | SWHC046-01 | ExAnte2019 | IOU workpaper | 2019-11-06 | Cap-Tons | 1 |  |  | 0 | 0 | 0 | -167.2827 | 0 | 26.8937 | [6 empty] | DEER:HVAC_Split-Package_HP | Annual | FALSE
Any | SWHC046L | EUn | ex | CZ15 | cDXHP | SWHC046-01 | ExAnte2019 | IOU workpaper | 2019-11-06 | Cap-Tons | 1 |  |  | 0 | 0 | 0 | 39.9665 | 0 | 3.7037 | [6 empty] | DEER:HVAC_Split-Package_HP | Annual | FALSE
Any | SWHC046L | EUn | ex | CZ16 | cDXHP | SWHC046-01 | ExAnte2019 | IOU workpaper | 2019-11-06 | Cap-Tons | 1 |  |  | 0 | 0 | 0 | -691.5708 | 0 | 80.7296 | [6 empty] | DEER:HVAC_Split-Package_HP | Annual | FALSE
Any | SWHC046L | Gro | ex | CZ01 | cDXHP | SWHC046-01 | ExAnte2019 | IOU workpaper | 2019-11-06 | Cap-Tons | 1 |  |  | 0 | 0 | 0 | -3041.5002 | 0 | 414.9827 | [6 empty] | DEER:HVAC_Split-Package_HP | Annual | FALSE
Any | SWHC046L | Gro | ex | CZ02 | cDXHP | SWHC046-01 | ExAnte2019 | IOU workpaper | 2019-11-06 | Cap-Tons | 1 |  |  | 0 | 0 | 0 | -1229.3537 | 0 | 138.4803 | [6 empty] | DEER:HVAC_Split-Package_HP | Annual | FALSE
Any | SWHC046L | Gro | ex | CZ03 | cDXHP | SWHC046-01 | ExAnte2019 | IOU workpaper | 2019-11-06 | Cap-Tons | 1 |  |  | 0 | 0 | 0 | -1391.8602 | 0 | 186.7735 | [6 empty] | DEER:HVAC_Split-Package_HP | Annual | FALSE
Any | SWHC046L | Gro | ex | CZ04 | cDXHP | SWHC046-01 | ExAnte2019 | IOU workpaper | 2019-11-06 | Cap-Tons | 1 |  |  | 0 | 0 | 0 | -1039.6435 | 0 | 124.1695 | [6 empty] | DEER:HVAC_Split-Package_HP | Annual | FALSE
Any | SWHC046L | Gro | ex | CZ05 | cDXHP | SWHC046-01 | ExAnte2019 | IOU workpaper | 2019-11-06 | Cap-Tons | 1 |  |  | 0 | 0 | 0 | -1643.3528 | 0 | 220.4619 | [6 empty] | DEER:HVAC_Split-Package_HP | Annual | FALSE
Any | SWHC046L | Gro | ex | CZ06 | cDXHP | SWHC046-01 | ExAnte2019 | IOU workpaper | 2019-11-06 | Cap-Tons | 1 |  |  | 0 | 0 | 0 | -745.9064 | 0 | 85.7938 | [6 empty] | DEER:HVAC_Split-Package_HP | Annual | FALSE
Any | SWHC046L | Gro | ex | CZ07 | cDXHP | SWHC046-01 | ExAnte2019 | IOU workpaper | 2019-11-06 | Cap-Tons | 1 |  |  | 0 | 0 | 0 | -773.8671 | 0 | 99.6998 | [6 empty] | DEER:HVAC_Split-Package_HP | Annual | FALSE
Any | SWHC046L | Gro | ex | CZ08 | cDXHP | SWHC046-01 | ExAnte2019 | IOU workpaper | 2019-11-06 | Cap-Tons | 1 |  |  | 0 | 0 | 0 | -595.3587 | 0 | 71.0143 | [6 empty] | DEER:HVAC_Split-Package_HP | Annual | FALSE
Any | SWHC046L | Gro | ex | CZ09 | cDXHP | SWHC046-01 | ExAnte2019 | IOU workpaper | 2019-11-06 | Cap-Tons | 1 |  |  | 0 | 0 | 0 | -586.5985 | 0 | 64.8273 | [6 empty] | DEER:HVAC_Split-Package_HP | Annual | FALSE
Any | SWHC046L | Gro | ex | CZ10 | cDXHP | SWHC046-01 | ExAnte2019 | IOU workpaper | 2019-11-06 | Cap-Tons | 1 |  |  | 0 | 0 | 0 | -627.0927 | 0 | 70.0463 | [6 empty] | DEER:HVAC_Split-Package_HP | Annual | FALSE
Any | SWHC046L | Gro | ex | CZ11 | cDXHP | SWHC046-01 | ExAnte2019 | IOU workpaper | 2019-11-06 | Cap-Tons | 1 |  |  | 0 | 0 | 0 | -893.9529 | 0 | 97.1775 | [6 empty] | DEER:HVAC_Split-Package_HP | Annual | FALSE
Any | SWHC046L | Gro | ex | CZ12 | cDXHP | SWHC046-01 | ExAnte2019 | IOU workpaper | 2019-11-06 | Cap-Tons | 1 |  |  | 0 | 0 | 0 | -927.9668 | 0 | 96.4036 | [6 empty] | DEER:HVAC_Split-Package_HP | Annual | FALSE
Any | SWHC046L | Gro | ex | CZ13 | cDXHP | SWHC046-01 | ExAnte2019 | IOU workpaper | 2019-11-06 | Cap-Tons | 1 |  |  | 0 | 0 | 0 | -807.5842 | 0 | 86.9278 | [6 empty] | DEER:HVAC_Split-Package_HP | Annual | FALSE
Any | SWHC046L | Gro | ex | CZ14 | cDXHP | SWHC046-01 | ExAnte2019 | IOU workpaper | 2019-11-06 | Cap-Tons | 1 |  |  | 0 | 0 | 0 | -884.678 | 0 | 92.3713 | [6 empty] | DEER:HVAC_Split-Package_HP | Annual | FALSE
Any | SWHC046L | Gro | ex | CZ15 | cDXHP | SWHC046-01 | ExAnte2019 | IOU workpaper | 2019-11-06 | Cap-Tons | 1 |  |  | 0 | 0 | 0 | -200.6959 | 0 | 24.6654 | [6 empty] | DEER:HVAC_Split-Package_HP | Annual | FALSE
Any | SWHC046L | Gro | ex | CZ16 | cDXHP | SWHC046-01 | ExAnte2019 | IOU workpaper | 2019-11-06 | Cap-Tons | 1 |  |  | 0 | 0 | 0 | -2858.2493 | 0 | 292.0352 | [6 empty] | DEER:HVAC_Split-Package_HP | Annual | FALSE
Any | SWHC046L | Hsp | ex | CZ01 | cDXHP | SWHC046-01 | ExAnte2019 | IOU workpaper | 2019-11-06 | Cap-Tons | 1 |  |  | 0 | 0 | 0 | -344.8038 | 0 | 38.7766 | [6 empty] | DEER:HVAC_Split-Package_HP | Annual | FALSE
Any | SWHC046L | Hsp | ex | CZ02 | cDXHP | SWHC046-01 | ExAnte2019 | IOU workpaper | 2019-11-06 | Cap-Tons | 1 |  |  | 0 | 0 | 0 | -195.9283 | 0 | 24.6538 | [6 empty] | DEER:HVAC_Split-Package_HP | Annual | FALSE
Any | SWHC046L | Hsp | ex | CZ03 | cDXHP | SWHC046-01 | ExAnte2019 | IOU workpaper | 2019-11-06 | Cap-Tons | 1 |  |  | 0 | 0 | 0 | -148.2085 | 0 | 18.2844 | [6 empty] | DEER:HVAC_Split-Package_HP | Annual | FALSE
Any | SWHC046L | Hsp | ex | CZ04 | cDXHP | SWHC046-01 | ExAnte2019 | IOU workpaper | 2019-11-06 | Cap-Tons | 1 |  |  | 0 | 0 | 0 | -140.0705 | 0 | 18.4684 | [6 empty] | DEER:HVAC_Split-Package_HP | Annual | FALSE
Any | SWHC046L | Hsp | ex | CZ05 | cDXHP | SWHC046-01 | ExAnte2019 | IOU workpaper | 2019-11-06 | Cap-Tons | 1 |  |  | 0 | 0 | 0 | -161.8725 | 0 | 19.4728 | [6 empty] | DEER:HVAC_Split-Package_HP | Annual | FALSE
Any | SWHC046L | Hsp | ex | CZ06 | cDXHP | SWHC046-01 | ExAnte2019 | IOU workpaper | 2019-11-06 | Cap-Tons | 1 |  |  | 0 | 0 | 0 | -38.9354 | 0 | 8.3795 | [6 empty] | DEER:HVAC_Split-Package_HP | Annual | FALSE
Any | SWHC046L | Hsp | ex | CZ07 | cDXHP | SWHC046-01 | ExAnte2019 | IOU workpaper | 2019-11-06 | Cap-Tons | 1 |  |  | 0 | 0 | 0 | -0.1319 | 0 | 3.4 | [6 empty] | DEER:HVAC_Split-Package_HP | Annual | FALSE
Any | SWHC046L | Hsp | ex | CZ08 | cDXHP | SWHC046-01 | ExAnte2019 | IOU workpaper | 2019-11-06 | Cap-Tons | 1 |  |  | 0 | 0 | 0 | -10.5663 | 0 | 6.2461 | [6 empty] | DEER:HVAC_Split-Package_HP | Annual | FALSE
Any | SWHC046L | Hsp | ex | CZ09 | cDXHP | SWHC046-01 | ExAnte2019 | IOU workpaper | 2019-11-06 | Cap-Tons | 1 |  |  | 0 | 0 | 0 | -31.1166 | 0 | 8.7048 | [6 empty] | DEER:HVAC_Split-Package_HP | Annual | FALSE
Any | SWHC046L | Hsp | ex | CZ10 | cDXHP | SWHC046-01 | ExAnte2019 | IOU workpaper | 2019-11-06 | Cap-Tons | 1 |  |  | 0 | 0 | 0 | -42.7706 | 0 | 10.3966 | [6 empty] | DEER:HVAC_Split-Package_HP | Annual | FALSE
Any | SWHC046L | Hsp | ex | CZ11 | cDXHP | SWHC046-01 | ExAnte2019 | IOU workpaper | 2019-11-06 | Cap-Tons | 1 |  |  | 0 | 0 | 0 | -170.7684 | 0 | 25.7279 | [6 empty] | DEER:HVAC_Split-Package_HP | Annual | FALSE
Any | SWHC046L | Hsp | ex | CZ12 | cDXHP | SWHC046-01 | ExAnte2019 | IOU workpaper | 2019-11-06 | Cap-Tons | 1 |  |  | 0 | 0 | 0 | -173.3719 | 0 | 24.1926 | [6 empty] | DEER:HVAC_Split-Package_HP | Annual | FALSE
Any | SWHC046L | Hsp | ex | CZ13 | cDXHP | SWHC046-01 | ExAnte2019 | IOU workpaper | 2019-11-06 | Cap-Tons | 1 |  |  | 0 | 0 | 0 | -143.1999 | 0 | 22.3656 | [6 empty] | DEER:HVAC_Split-Package_HP | Annual | FALSE
Any | SWHC046L | Hsp | ex | CZ14 | cDXHP | SWHC046-01 | ExAnte2019 | IOU workpaper | 2019-11-06 | Cap-Tons | 1 |  |  | 0 | 0 | 0 | -200.6495 | 0 | 28.6509 | [6 empty] | DEER:HVAC_Split-Package_HP | Annual | FALSE
Any | SWHC046L | Hsp | ex | CZ15 | cDXHP | SWHC046-01 | ExAnte2019 | IOU workpaper | 2019-11-06 | Cap-Tons | 1 |  |  | 0 | 0 | 0 | 72.0745 | 0 | 3.6196 | [6 empty] | DEER:HVAC_Split-Package_HP | Annual | FALSE
Any | SWHC046L | Hsp | ex | CZ16 | cDXHP | SWHC046-01 | ExAnte2019 | IOU workpaper | 2019-11-06 | Cap-Tons | 1 |  |  | 0 | 0 | 0 | -651.9913 | 0 | 72.3486 | [6 empty] | DEER:HVAC_Split-Package_HP | Annual | FALSE
Any | SWHC046L | Htl | ex | CZ01 | cDXHP | SWHC046-01 | ExAnte2019 | IOU workpaper | 2019-11-06 | Cap-Tons | 1 |  |  | 0 | 0 | 0 | -1333.2485 | 0 | 181.1356 | [6 empty] | DEER:HVAC_Split-Package_HP | Annual | FALSE
Any | SWHC046L | Htl | ex | CZ02 | cDXHP | SWHC046-01 | ExAnte2019 | IOU workpaper | 2019-11-06 | Cap-Tons | 1 |  |  | 0 | 0 | 0 | -797.392 | 0 | 97.409 | [6 empty] | DEER:HVAC_Split-Package_HP | Annual | FALSE
Any | SWHC046L | Htl | ex | CZ03 | cDXHP | SWHC046-01 | ExAnte2019 | IOU workpaper | 2019-11-06 | Cap-Tons | 1 |  |  | 0 | 0 | 0 | -697.6444 | 0 | 97.3433 | [6 empty] | DEER:HVAC_Split-Package_HP | Annual | FALSE
Any | SWHC046L | Htl | ex | CZ04 | cDXHP | SWHC046-01 | ExAnte2019 | IOU workpaper | 2019-11-06 | Cap-Tons | 1 |  |  | 0 | 0 | 0 | -615.7735 | 0 | 69.8378 | [6 empty] | DEER:HVAC_Split-Package_HP | Annual | FALSE
Any | SWHC046L | Htl | ex | CZ05 | cDXHP | SWHC046-01 | ExAnte2019 | IOU workpaper | 2019-11-06 | Cap-Tons | 1 |  |  | 0 | 0 | 0 | -724.9292 | 0 | 101.3518 | [6 empty] | DEER:HVAC_Split-Package_HP | Annual | FALSE
Any | SWHC046L | Htl | ex | CZ06 | cDXHP | SWHC046-01 | ExAnte2019 | IOU workpaper | 2019-11-06 | Cap-Tons | 1 |  |  | 0 | 0 | 0 | -307.9735 | 0 | 44.9891 | [6 empty] | DEER:HVAC_Split-Package_HP | Annual | FALSE
Any | SWHC046L | Htl | ex | CZ07 | cDXHP | SWHC046-01 | ExAnte2019 | IOU workpaper | 2019-11-06 | Cap-Tons | 1 |  |  | 0 | 0 | 0 | -220.6642 | 0 | 30.5627 | [6 empty] | DEER:HVAC_Split-Package_HP | Annual | FALSE
Any | SWHC046L | Htl | ex | CZ08 | cDXHP | SWHC046-01 | ExAnte2019 | IOU workpaper | 2019-11-06 | Cap-Tons | 1 |  |  | 0 | 0 | 0 | -201.827 | 0 | 32.8703 | [6 empty] | DEER:HVAC_Split-Package_HP | Annual | FALSE
Any | SWHC046L | Htl | ex | CZ09 | cDXHP | SWHC046-01 | ExAnte2019 | IOU workpaper | 2019-11-06 | Cap-Tons | 1 |  |  | 0 | 0 | 0 | -265.5814 | 0 | 36.5629 | [6 empty] | DEER:HVAC_Split-Package_HP | Annual | FALSE
Any | SWHC046L | Htl | ex | CZ10 | cDXHP | SWHC046-01 | ExAnte2019 | IOU workpaper | 2019-11-06 | Cap-Tons | 1 |  |  | 0 | 0 | 0 | -285.4538 | 0 | 41.8993 | [6 empty] | DEER:HVAC_Split-Package_HP | Annual | FALSE
Any | SWHC046L | Htl | ex | CZ11 | cDXHP | SWHC046-01 | ExAnte2019 | IOU workpaper | 2019-11-06 | Cap-Tons | 1 |  |  | 0 | 0 | 0 | -516.3033 | 0 | 74.3699 | [6 empty] | DEER:HVAC_Split-Package_HP | Annual | FALSE
Any | SWHC046L | Htl | ex | CZ12 | cDXHP | SWHC046-01 | ExAnte2019 | IOU workpaper | 2019-11-06 | Cap-Tons | 1 |  |  | 0 | 0 | 0 | -563.773 | 0 | 77.8453 | [6 empty] | DEER:HVAC_Split-Package_HP | Annual | FALSE
Any | SWHC046L | Htl | ex | CZ13 | cDXHP | SWHC046-01 | ExAnte2019 | IOU workpaper | 2019-11-06 | Cap-Tons | 1 |  |  | 0 | 0 | 0 | -460.6838 | 0 | 65.9851 | [6 empty] | DEER:HVAC_Split-Package_HP | Annual | FALSE
Any | SWHC046L | Htl | ex | CZ14 | cDXHP | SWHC046-01 | ExAnte2019 | IOU workpaper | 2019-11-06 | Cap-Tons | 1 |  |  | 0 | 0 | 0 | -558.2551 | 0 | 77.5073 | [6 empty] | DEER:HVAC_Split-Package_HP | Annual | FALSE
Any | SWHC046L | Htl | ex | CZ15 | cDXHP | SWHC046-01 | ExAnte2019 | IOU workpaper | 2019-11-06 | Cap-Tons | 1 |  |  | 0 | 0 | 0 | -43.1295 | 0 | 16.0541 | [6 empty] | DEER:HVAC_Split-Package_HP | Annual | FALSE
Any | SWHC046L | Htl | ex | CZ16 | cDXHP | SWHC046-01 | ExAnte2019 | IOU workpaper | 2019-11-06 | Cap-Tons | 1 |  |  | 0 | 0 | 0 | -1772.8184 | 0 | 199.3781 | [6 empty] | DEER:HVAC_Split-Package_HP | Annual | FALSE
Any | SWHC046L | MBT | ex | CZ01 | cDXHP | SWHC046-01 | ExAnte2019 | IOU workpaper | 2019-11-06 | Cap-Tons | 1 |  |  | 0 | 0 | 0 | -301.8584 | 0 | 42.7179 | [6 empty] | DEER:HVAC_Split-Package_HP | Annual | FALSE
Any | SWHC046L | MBT | ex | CZ02 | cDXHP | SWHC046-01 | ExAnte2019 | IOU workpaper | 2019-11-06 | Cap-Tons | 1 |  |  | 0 | 0 | 0 | -131.2878 | 0 | 21.061 | [6 empty] | DEER:HVAC_Split-Package_HP | Annual | FALSE
Any | SWHC046L | MBT | ex | CZ03 | cDXHP | SWHC046-01 | ExAnte2019 | IOU workpaper | 2019-11-06 | Cap-Tons | 1 |  |  | 0 | 0 | 0 | -127.0868 | 0 | 20.1478 | [6 empty] | DEER:HVAC_Split-Package_HP | Annual | FALSE
Any | SWHC046L | MBT | ex | CZ04 | cDXHP | SWHC046-01 | ExAnte2019 | IOU workpaper | 2019-11-06 | Cap-Tons | 1 |  |  | 0 | 0 | 0 | -78.5175 | 0 | 14.518 | [6 empty] | DEER:HVAC_Split-Package_HP | Annual | FALSE
Any | SWHC046L | MBT | ex | CZ05 | cDXHP | SWHC046-01 | ExAnte2019 | IOU workpaper | 2019-11-06 | Cap-Tons | 1 |  |  | 0 | 0 | 0 | -128.2971 | 0 | 19.8796 | [6 empty] | DEER:HVAC_Split-Package_HP | Annual | FALSE
Any | SWHC046L | MBT | ex | CZ06 | cDXHP | SWHC046-01 | ExAnte2019 | IOU workpaper | 2019-11-06 | Cap-Tons | 1 |  |  | 0 | 0 | 0 | -25.2724 | 0 | 8.1443 | [6 empty] | DEER:HVAC_Split-Package_HP | Annual | FALSE
Any | SWHC046L | MBT | ex | CZ07 | cDXHP | SWHC046-01 | ExAnte2019 | IOU workpaper | 2019-11-06 | Cap-Tons | 1 |  |  | 0 | 0 | 0 | -13.3276 | 0 | 5.5283 | [6 empty] | DEER:HVAC_Split-Package_HP | Annual | FALSE
Any | SWHC046L | MBT | ex | CZ08 | cDXHP | SWHC046-01 | ExAnte2019 | IOU workpaper | 2019-11-06 | Cap-Tons | 1 |  |  | 0 | 0 | 0 | -17.3608 | 0 | 6.5544 | [6 empty] | DEER:HVAC_Split-Package_HP | Annual | FALSE
Any | SWHC046L | MBT | ex | CZ09 | cDXHP | SWHC046-01 | ExAnte2019 | IOU workpaper | 2019-11-06 | Cap-Tons | 1 |  |  | 0 | 0 | 0 | -28.3542 | 0 | 7.5597 | [6 empty] | DEER:HVAC_Split-Package_HP | Annual | FALSE
Any | SWHC046L | MBT | ex | CZ10 | cDXHP | SWHC046-01 | ExAnte2019 | IOU workpaper | 2019-11-06 | Cap-Tons | 1 |  |  | 0 | 0 | 0 | -22.0628 | 0 | 7.8064 | [6 empty] | DEER:HVAC_Split-Package_HP | Annual | FALSE
Any | SWHC046L | MBT | ex | CZ11 | cDXHP | SWHC046-01 | ExAnte2019 | IOU workpaper | 2019-11-06 | Cap-Tons | 1 |  |  | 0 | 0 | 0 | -86.1713 | 0 | 15.9795 | [6 empty] | DEER:HVAC_Split-Package_HP | Annual | FALSE
Any | SWHC046L | MBT | ex | CZ12 | cDXHP | SWHC046-01 | ExAnte2019 | IOU workpaper | 2019-11-06 | Cap-Tons | 1 |  |  | 0 | 0 | 0 | -108.2855 | 0 | 17.4599 | [6 empty] | DEER:HVAC_Split-Package_HP | Annual | FALSE
Any | SWHC046L | MBT | ex | CZ13 | cDXHP | SWHC046-01 | ExAnte2019 | IOU workpaper | 2019-11-06 | Cap-Tons | 1 |  |  | 0 | 0 | 0 | -74.6814 | 0 | 14.3365 | [6 empty] | DEER:HVAC_Split-Package_HP | Annual | FALSE
Any | SWHC046L | MBT | ex | CZ14 | cDXHP | SWHC046-01 | ExAnte2019 | IOU workpaper | 2019-11-06 | Cap-Tons | 1 |  |  | 0 | 0 | 0 | -92.4815 | 0 | 16.6811 | [6 empty] | DEER:HVAC_Split-Package_HP | Annual | FALSE
Any | SWHC046L | MBT | ex | CZ15 | cDXHP | SWHC046-01 | ExAnte2019 | IOU workpaper | 2019-11-06 | Cap-Tons | 1 |  |  | 0 | 0 | 0 | 42.2439 | 0 | 2.0353 | [6 empty] | DEER:HVAC_Split-Package_HP | Annual | FALSE
Any | SWHC046L | MBT | ex | CZ16 | cDXHP | SWHC046-01 | ExAnte2019 | IOU workpaper | 2019-11-06 | Cap-Tons | 1 |  |  | 0 | 0 | 0 | -488.3555 | 0 | 56.8277 | [6 empty] | DEER:HVAC_Split-Package_HP | Annual | FALSE
Any | SWHC046L | MLI | ex | CZ01 | cDXHP | SWHC046-01 | ExAnte2019 | IOU workpaper | 2019-11-06 | Cap-Tons | 1 |  |  | 0 | 0 | 0 | -639.5146 | 0 | 73.6918 | [6 empty] | DEER:HVAC_Split-Package_HP | Annual | FALSE
Any | SWHC046L | MLI | ex | CZ02 | cDXHP | SWHC046-01 | ExAnte2019 | IOU workpaper | 2019-11-06 | Cap-Tons | 1 |  |  | 0 | 0 | 0 | -359.9108 | 0 | 43.3789 | [6 empty] | DEER:HVAC_Split-Package_HP | Annual | FALSE
Any | SWHC046L | MLI | ex | CZ03 | cDXHP | SWHC046-01 | ExAnte2019 | IOU workpaper | 2019-11-06 | Cap-Tons | 1 |  |  | 0 | 0 | 0 | -310.5151 | 0 | 37.3552 | [6 empty] | DEER:HVAC_Split-Package_HP | Annual | FALSE
Any | SWHC046L | MLI | ex | CZ04 | cDXHP | SWHC046-01 | ExAnte2019 | IOU workpaper | 2019-11-06 | Cap-Tons | 1 |  |  | 0 | 0 | 0 | -287.3458 | 0 | 32.6363 | [6 empty] | DEER:HVAC_Split-Package_HP | Annual | FALSE
Any | SWHC046L | MLI | ex | CZ05 | cDXHP | SWHC046-01 | ExAnte2019 | IOU workpaper | 2019-11-06 | Cap-Tons | 1 |  |  | 0 | 0 | 0 | -347.7084 | 0 | 41.0789 | [6 empty] | DEER:HVAC_Split-Package_HP | Annual | FALSE
Any | SWHC046L | MLI | ex | CZ06 | cDXHP | SWHC046-01 | ExAnte2019 | IOU workpaper | 2019-11-06 | Cap-Tons | 1 |  |  | 0 | 0 | 0 | -142.1112 | 0 | 18.7881 | [6 empty] | DEER:HVAC_Split-Package_HP | Annual | FALSE
Any | SWHC046L | MLI | ex | CZ07 | cDXHP | SWHC046-01 | ExAnte2019 | IOU workpaper | 2019-11-06 | Cap-Tons | 1 |  |  | 0 | 0 | 0 | -91.9451 | 0 | 11.8906 | [6 empty] | DEER:HVAC_Split-Package_HP | Annual | FALSE
Any | SWHC046L | MLI | ex | CZ08 | cDXHP | SWHC046-01 | ExAnte2019 | IOU workpaper | 2019-11-06 | Cap-Tons | 1 |  |  | 0 | 0 | 0 | -99.4983 | 0 | 16.4919 | [6 empty] | DEER:HVAC_Split-Package_HP | Annual | FALSE
Any | SWHC046L | MLI | ex | CZ09 | cDXHP | SWHC046-01 | ExAnte2019 | IOU workpaper | 2019-11-06 | Cap-Tons | 1 |  |  | 0 | 0 | 0 | -108.482 | 0 | 17.3216 | [6 empty] | DEER:HVAC_Split-Package_HP | Annual | FALSE
Any | SWHC046L | MLI | ex | CZ10 | cDXHP | SWHC046-01 | ExAnte2019 | IOU workpaper | 2019-11-06 | Cap-Tons | 1 |  |  | 0 | 0 | 0 | -110.9407 | 0 | 17.3773 | [6 empty] | DEER:HVAC_Split-Package_HP | Annual | FALSE
Any | SWHC046L | MLI | ex | CZ11 | cDXHP | SWHC046-01 | ExAnte2019 | IOU workpaper | 2019-11-06 | Cap-Tons | 1 |  |  | 0 | 0 | 0 | -239.8391 | 0 | 33.7263 | [6 empty] | DEER:HVAC_Split-Package_HP | Annual | FALSE
Any | SWHC046L | MLI | ex | CZ12 | cDXHP | SWHC046-01 | ExAnte2019 | IOU workpaper | 2019-11-06 | Cap-Tons | 1 |  |  | 0 | 0 | 0 | -262.8005 | 0 | 34.7166 | [6 empty] | DEER:HVAC_Split-Package_HP | Annual | FALSE
Any | SWHC046L | MLI | ex | CZ13 | cDXHP | SWHC046-01 | ExAnte2019 | IOU workpaper | 2019-11-06 | Cap-Tons | 1 |  |  | 0 | 0 | 0 | -197.83 | 0 | 28.21 | [6 empty] | DEER:HVAC_Split-Package_HP | Annual | FALSE
Any | SWHC046L | MLI | ex | CZ14 | cDXHP | SWHC046-01 | ExAnte2019 | IOU workpaper | 2019-11-06 | Cap-Tons | 1 |  |  | 0 | 0 | 0 | -270.835 | 0 | 36.684 | [6 empty] | DEER:HVAC_Split-Package_HP | Annual | FALSE
Any | SWHC046L | MLI | ex | CZ15 | cDXHP | SWHC046-01 | ExAnte2019 | IOU workpaper | 2019-11-06 | Cap-Tons | 1 |  |  | 0 | 0 | 0 | 13.5224 | 0 | 4.8758 | [6 empty] | DEER:HVAC_Split-Package_HP | Annual | FALSE
Any | SWHC046L | MLI | ex | CZ16 | cDXHP | SWHC046-01 | ExAnte2019 | IOU workpaper | 2019-11-06 | Cap-Tons | 1 |  |  | 0 | 0 | 0 | -856.8242 | 0 | 89.9806 | [6 empty] | DEER:HVAC_Split-Package_HP | Annual | FALSE
Any | SWHC046L | Mtl | ex | CZ01 | cDXHP | SWHC046-01 | ExAnte2019 | IOU workpaper | 2019-11-06 | Cap-Tons | 1 |  |  | 0 | 0 | 0 | -479.4455 | 0 | 55.6308 | [6 empty] | DEER:HVAC_Split-Package_HP | Annual | FALSE
Any | SWHC046L | Mtl | ex | CZ02 | cDXHP | SWHC046-01 | ExAnte2019 | IOU workpaper | 2019-11-06 | Cap-Tons | 1 |  |  | 0 | 0 | 0 | -376.0187 | 0 | 52.1563 | [6 empty] | DEER:HVAC_Split-Package_HP | Annual | FALSE
Any | SWHC046L | Mtl | ex | CZ03 | cDXHP | SWHC046-01 | ExAnte2019 | IOU workpaper | 2019-11-06 | Cap-Tons | 1 |  |  | 0 | 0 | 0 | -217.3495 | 0 | 25.9193 | [6 empty] | DEER:HVAC_Split-Package_HP | Annual | FALSE
Any | SWHC046L | Mtl | ex | CZ04 | cDXHP | SWHC046-01 | ExAnte2019 | IOU workpaper | 2019-11-06 | Cap-Tons | 1 |  |  | 0 | 0 | 0 | -285.5081 | 0 | 38.7111 | [6 empty] | DEER:HVAC_Split-Package_HP | Annual | FALSE
Any | SWHC046L | Mtl | ex | CZ05 | cDXHP | SWHC046-01 | ExAnte2019 | IOU workpaper | 2019-11-06 | Cap-Tons | 1 |  |  | 0 | 0 | 0 | -262.6543 | 0 | 31.4429 | [6 empty] | DEER:HVAC_Split-Package_HP | Annual | FALSE
Any | SWHC046L | Mtl | ex | CZ06 | cDXHP | SWHC046-01 | ExAnte2019 | IOU workpaper | 2019-11-06 | Cap-Tons | 1 |  |  | 0 | 0 | 0 | -27.6125 | 0 | 7.7651 | [6 empty] | DEER:HVAC_Split-Package_HP | Annual | FALSE
Any | SWHC046L | Mtl | ex | CZ07 | cDXHP | SWHC046-01 | ExAnte2019 | IOU workpaper | 2019-11-06 | Cap-Tons | 1 |  |  | 0 | 0 | 0 | 20.3515 | 0 | 1.8299 | [6 empty] | DEER:HVAC_Split-Package_HP | Annual | FALSE
Any | SWHC046L | Mtl | ex | CZ08 | cDXHP | SWHC046-01 | ExAnte2019 | IOU workpaper | 2019-11-06 | Cap-Tons | 1 |  |  | 0 | 0 | 0 | -21.9231 | 0 | 8.0591 | [6 empty] | DEER:HVAC_Split-Package_HP | Annual | FALSE
Any | SWHC046L | Mtl | ex | CZ09 | cDXHP | SWHC046-01 | ExAnte2019 | IOU workpaper | 2019-11-06 | Cap-Tons | 1 |  |  | 0 | 0 | 0 | -48.1059 | 0 | 8.981 | [6 empty] | DEER:HVAC_Split-Package_HP | Annual | FALSE
Any | SWHC046L | Mtl | ex | CZ10 | cDXHP | SWHC046-01 | ExAnte2019 | IOU workpaper | 2019-11-06 | Cap-Tons | 1 |  |  | 0 | 0 | 0 | -94.0217 | 0 | 16.1528 | [6 empty] | DEER:HVAC_Split-Package_HP | Annual | FALSE
Any | SWHC046L | Mtl | ex | CZ11 | cDXHP | SWHC046-01 | ExAnte2019 | IOU workpaper | 2019-11-06 | Cap-Tons | 1 |  |  | 0 | 0 | 0 | -239.8351 | 0 | 34.6039 | [6 empty] | DEER:HVAC_Split-Package_HP | Annual | FALSE
Any | SWHC046L | Mtl | ex | CZ12 | cDXHP | SWHC046-01 | ExAnte2019 | IOU workpaper | 2019-11-06 | Cap-Tons | 1 |  |  | 0 | 0 | 0 | -269.2808 | 0 | 36.8734 | [6 empty] | DEER:HVAC_Split-Package_HP | Annual | FALSE
Any | SWHC046L | Mtl | ex | CZ13 | cDXHP | SWHC046-01 | ExAnte2019 | IOU workpaper | 2019-11-06 | Cap-Tons | 1 |  |  | 0 | 0 | 0 | -205.3687 | 0 | 29.4148 | [6 empty] | DEER:HVAC_Split-Package_HP | Annual | FALSE
Any | SWHC046L | Mtl | ex | CZ14 | cDXHP | SWHC046-01 | ExAnte2019 | IOU workpaper | 2019-11-06 | Cap-Tons | 1 |  |  | 0 | 0 | 0 | -284.94 | 0 | 38.6966 | [6 empty] | DEER:HVAC_Split-Package_HP | Annual | FALSE
Any | SWHC046L | Mtl | ex | CZ15 | cDXHP | SWHC046-01 | ExAnte2019 | IOU workpaper | 2019-11-06 | Cap-Tons | 1 |  |  | 0 | 0 | 0 | 62.1227 | 0 | 3.0034 | [6 empty] | DEER:HVAC_Split-Package_HP | Annual | FALSE
Any | SWHC046L | Mtl | ex | CZ16 | cDXHP | SWHC046-01 | ExAnte2019 | IOU workpaper | 2019-11-06 | Cap-Tons | 1 |  |  | 0 | 0 | 0 | -780.1759 | 0 | 89.997 | [6 empty] | DEER:HVAC_Split-Package_HP | Annual | FALSE
Any | SWHC046L | Nrs | ex | CZ01 | cDXHP | SWHC046-01 | ExAnte2019 | IOU workpaper | 2019-11-06 | Cap-Tons | 1 |  |  | 0 | 0 | 0 | -708.2131 | 0 | 92.8069 | [6 empty] | DEER:HVAC_Split-Package_HP | Annual | FALSE
Any | SWHC046L | Nrs | ex | CZ02 | cDXHP | SWHC046-01 | ExAnte2019 | IOU workpaper | 2019-11-06 | Cap-Tons | 1 |  |  | 0 | 0 | 0 | -488.2968 | 0 | 66.7371 | [6 empty] | DEER:HVAC_Split-Package_HP | Annual | FALSE
Any | SWHC046L | Nrs | ex | CZ03 | cDXHP | SWHC046-01 | ExAnte2019 | IOU workpaper | 2019-11-06 | Cap-Tons | 1 |  |  | 0 | 0 | 0 | -397.3998 | 0 | 53.4133 | [6 empty] | DEER:HVAC_Split-Package_HP | Annual | FALSE
Any | SWHC046L | Nrs | ex | CZ04 | cDXHP | SWHC046-01 | ExAnte2019 | IOU workpaper | 2019-11-06 | Cap-Tons | 1 |  |  | 0 | 0 | 0 | -380.5146 | 0 | 50.8075 | [6 empty] | DEER:HVAC_Split-Package_HP | Annual | FALSE
Any | SWHC046L | Nrs | ex | CZ05 | cDXHP | SWHC046-01 | ExAnte2019 | IOU workpaper | 2019-11-06 | Cap-Tons | 1 |  |  | 0 | 0 | 0 | -433.5601 | 0 | 57.9974 | [6 empty] | DEER:HVAC_Split-Package_HP | Annual | FALSE
Any | SWHC046L | Nrs | ex | CZ06 | cDXHP | SWHC046-01 | ExAnte2019 | IOU workpaper | 2019-11-06 | Cap-Tons | 1 |  |  | 0 | 0 | 0 | -217.0081 | 0 | 31.6159 | [6 empty] | DEER:HVAC_Split-Package_HP | Annual | FALSE
Any | SWHC046L | Nrs | ex | CZ07 | cDXHP | SWHC046-01 | ExAnte2019 | IOU workpaper | 2019-11-06 | Cap-Tons | 1 |  |  | 0 | 0 | 0 | -130.0945 | 0 | 18.2276 | [6 empty] | DEER:HVAC_Split-Package_HP | Annual | FALSE
Any | SWHC046L | Nrs | ex | CZ08 | cDXHP | SWHC046-01 | ExAnte2019 | IOU workpaper | 2019-11-06 | Cap-Tons | 1 |  |  | 0 | 0 | 0 | -166.3561 | 0 | 26.0846 | [6 empty] | DEER:HVAC_Split-Package_HP | Annual | FALSE
Any | SWHC046L | Nrs | ex | CZ09 | cDXHP | SWHC046-01 | ExAnte2019 | IOU workpaper | 2019-11-06 | Cap-Tons | 1 |  |  | 0 | 0 | 0 | -192.7514 | 0 | 30.0382 | [6 empty] | DEER:HVAC_Split-Package_HP | Annual | FALSE
Any | SWHC046L | Nrs | ex | CZ10 | cDXHP | SWHC046-01 | ExAnte2019 | IOU workpaper | 2019-11-06 | Cap-Tons | 1 |  |  | 0 | 0 | 0 | -224.7453 | 0 | 35.32 | [6 empty] | DEER:HVAC_Split-Package_HP | Annual | FALSE
Any | SWHC046L | Nrs | ex | CZ11 | cDXHP | SWHC046-01 | ExAnte2019 | IOU workpaper | 2019-11-06 | Cap-Tons | 1 |  |  | 0 | 0 | 0 | -350.1615 | 0 | 51.4976 | [6 empty] | DEER:HVAC_Split-Package_HP | Annual | FALSE
Any | SWHC046L | Nrs | ex | CZ12 | cDXHP | SWHC046-01 | ExAnte2019 | IOU workpaper | 2019-11-06 | Cap-Tons | 1 |  |  | 0 | 0 | 0 | -388.2206 | 0 | 55.3466 | [6 empty] | DEER:HVAC_Split-Package_HP | Annual | FALSE
Any | SWHC046L | Nrs | ex | CZ13 | cDXHP | SWHC046-01 | ExAnte2019 | IOU workpaper | 2019-11-06 | Cap-Tons | 1 |  |  | 0 | 0 | 0 | -322.892 | 0 | 48.3978 | [6 empty] | DEER:HVAC_Split-Package_HP | Annual | FALSE
Any | SWHC046L | Nrs | ex | CZ14 | cDXHP | SWHC046-01 | ExAnte2019 | IOU workpaper | 2019-11-06 | Cap-Tons | 1 |  |  | 0 | 0 | 0 | -400.0985 | 0 | 56.4147 | [6 empty] | DEER:HVAC_Split-Package_HP | Annual | FALSE
Any | SWHC046L | Nrs | ex | CZ15 | cDXHP | SWHC046-01 | ExAnte2019 | IOU workpaper | 2019-11-06 | Cap-Tons | 1 |  |  | 0 | 0 | 0 | -12.181 | 0 | 13.0144 | [6 empty] | DEER:HVAC_Split-Package_HP | Annual | FALSE
Any | SWHC046L | Nrs | ex | CZ16 | cDXHP | SWHC046-01 | ExAnte2019 | IOU workpaper | 2019-11-06 | Cap-Tons | 1 |  |  | 0 | 0 | 0 | -1010.08 | 0 | 116.5625 | [6 empty] | DEER:HVAC_Split-Package_HP | Annual | FALSE
Any | SWHC046L | OfL | ex | CZ01 | cDXHP | SWHC046-01 | ExAnte2019 | IOU workpaper | 2019-11-06 | Cap-Tons | 1 |  |  | 0 | 0 | 0 | -50.7739 | 0 | 6.2215 | [6 empty] | DEER:HVAC_Split-Package_HP | Annual | FALSE
Any | SWHC046L | OfL | ex | CZ02 | cDXHP | SWHC046-01 | ExAnte2019 | IOU workpaper | 2019-11-06 | Cap-Tons | 1 |  |  | 0 | 0 | 0 | -3.4463 | 0 | 3.5304 | [6 empty] | DEER:HVAC_Split-Package_HP | Annual | FALSE
Any | SWHC046L | OfL | ex | CZ03 | cDXHP | SWHC046-01 | ExAnte2019 | IOU workpaper | 2019-11-06 | Cap-Tons | 1 |  |  | 0 | 0 | 0 | -11.2782 | 0 | 2.9757 | [6 empty] | DEER:HVAC_Split-Package_HP | Annual | FALSE
Any | SWHC046L | OfL | ex | CZ04 | cDXHP | SWHC046-01 | ExAnte2019 | IOU workpaper | 2019-11-06 | Cap-Tons | 1 |  |  | 0 | 0 | 0 | -1.854 | 0 | 3.5744 | [6 empty] | DEER:HVAC_Split-Package_HP | Annual | FALSE
Any | SWHC046L | OfL | ex | CZ05 | cDXHP | SWHC046-01 | ExAnte2019 | IOU workpaper | 2019-11-06 | Cap-Tons | 1 |  |  | 0 | 0 | 0 | -9.6365 | 0 | 3.0154 | [6 empty] | DEER:HVAC_Split-Package_HP | Annual | FALSE
Any | SWHC046L | OfL | ex | CZ06 | cDXHP | SWHC046-01 | ExAnte2019 | IOU workpaper | 2019-11-06 | Cap-Tons | 1 |  |  | 0 | 0 | 0 | 28.633 | 0 | 0.7545 | [6 empty] | DEER:HVAC_Split-Package_HP | Annual | FALSE
Any | SWHC046L | OfL | ex | CZ07 | cDXHP | SWHC046-01 | ExAnte2019 | IOU workpaper | 2019-11-06 | Cap-Tons | 1 |  |  | 0 | 0 | 0 | 28.2041 | 0 | 0.1596 | [6 empty] | DEER:HVAC_Split-Package_HP | Annual | FALSE
Any | SWHC046L | OfL | ex | CZ08 | cDXHP | SWHC046-01 | ExAnte2019 | IOU workpaper | 2019-11-06 | Cap-Tons | 1 |  |  | 0 | 0 | 0 | 36.3048 | 0 | 0.7067 | [6 empty] | DEER:HVAC_Split-Package_HP | Annual | FALSE
Any | SWHC046L | OfL | ex | CZ09 | cDXHP | SWHC046-01 | ExAnte2019 | IOU workpaper | 2019-11-06 | Cap-Tons | 1 |  |  | 0 | 0 | 0 | 27.1319 | 0 | 1.0896 | [6 empty] | DEER:HVAC_Split-Package_HP | Annual | FALSE
Any | SWHC046L | OfL | ex | CZ10 | cDXHP | SWHC046-01 | ExAnte2019 | IOU workpaper | 2019-11-06 | Cap-Tons | 1 |  |  | 0 | 0 | 0 | 37.046 | 0 | 0.6969 | [6 empty] | DEER:HVAC_Split-Package_HP | Annual | FALSE
Any | SWHC046L | OfL | ex | CZ11 | cDXHP | SWHC046-01 | ExAnte2019 | IOU workpaper | 2019-11-06 | Cap-Tons | 1 |  |  | 0 | 0 | 0 | 5.4614 | 0 | 3.6761 | [6 empty] | DEER:HVAC_Split-Package_HP | Annual | FALSE
Any | SWHC046L | OfL | ex | CZ12 | cDXHP | SWHC046-01 | ExAnte2019 | IOU workpaper | 2019-11-06 | Cap-Tons | 1 |  |  | 0 | 0 | 0 | -1.1822 | 0 | 3.4488 | [6 empty] | DEER:HVAC_Split-Package_HP | Annual | FALSE
Any | SWHC046L | OfL | ex | CZ13 | cDXHP | SWHC046-01 | ExAnte2019 | IOU workpaper | 2019-11-06 | Cap-Tons | 1 |  |  | 0 | 0 | 0 | 9.4381 | 0 | 3.1121 | [6 empty] | DEER:HVAC_Split-Package_HP | Annual | FALSE
Any | SWHC046L | OfL | ex | CZ14 | cDXHP | SWHC046-01 | ExAnte2019 | IOU workpaper | 2019-11-06 | Cap-Tons | 1 |  |  | 0 | 0 | 0 | 11.118 | 0 | 3.5252 | [6 empty] | DEER:HVAC_Split-Package_HP | Annual | FALSE
Any | SWHC046L | OfL | ex | CZ15 | cDXHP | SWHC046-01 | ExAnte2019 | IOU workpaper | 2019-11-06 | Cap-Tons | 1 |  |  | 0 | 0 | 0 | 67.1291 | 0 | 0.1392 | [6 empty] | DEER:HVAC_Split-Package_HP | Annual | FALSE
Any | SWHC046L | OfL | ex | CZ16 | cDXHP | SWHC046-01 | ExAnte2019 | IOU workpaper | 2019-11-06 | Cap-Tons | 1 |  |  | 0 | 0 | 0 | -144.9725 | 0 | 17.3497 | [6 empty] | DEER:HVAC_Split-Package_HP | Annual | FALSE
Any | SWHC046L | OfS | ex | CZ01 | cDXHP | SWHC046-01 | ExAnte2019 | IOU workpaper | 2019-11-06 | Cap-Tons | 1 |  |  | 0 | 0 | 0 | -246.6875 | 0 | 30.6292 | [6 empty] | DEER:HVAC_Split-Package_HP | Annual | FALSE
Any | SWHC046L | OfS | ex | CZ02 | cDXHP | SWHC046-01 | ExAnte2019 | IOU workpaper | 2019-11-06 | Cap-Tons | 1 |  |  | 0 | 0 | 0 | -121.464 | 0 | 17.2803 | [6 empty] | DEER:HVAC_Split-Package_HP | Annual | FALSE
Any | SWHC046L | OfS | ex | CZ03 | cDXHP | SWHC046-01 | ExAnte2019 | IOU workpaper | 2019-11-06 | Cap-Tons | 1 |  |  | 0 | 0 | 0 | -116.5268 | 0 | 16.1449 | [6 empty] | DEER:HVAC_Split-Package_HP | Annual | FALSE
Any | SWHC046L | OfS | ex | CZ04 | cDXHP | SWHC046-01 | ExAnte2019 | IOU workpaper | 2019-11-06 | Cap-Tons | 1 |  |  | 0 | 0 | 0 | -106.2422 | 0 | 15.8516 | [6 empty] | DEER:HVAC_Split-Package_HP | Annual | FALSE
Any | SWHC046L | OfS | ex | CZ05 | cDXHP | SWHC046-01 | ExAnte2019 | IOU workpaper | 2019-11-06 | Cap-Tons | 1 |  |  | 0 | 0 | 0 | -122.9366 | 0 | 16.5577 | [6 empty] | DEER:HVAC_Split-Package_HP | Annual | FALSE
Any | SWHC046L | OfS | ex | CZ06 | cDXHP | SWHC046-01 | ExAnte2019 | IOU workpaper | 2019-11-06 | Cap-Tons | 1 |  |  | 0 | 0 | 0 | -21.3948 | 0 | 6.4666 | [6 empty] | DEER:HVAC_Split-Package_HP | Annual | FALSE
Any | SWHC046L | OfS | ex | CZ07 | cDXHP | SWHC046-01 | ExAnte2019 | IOU workpaper | 2019-11-06 | Cap-Tons | 1 |  |  | 0 | 0 | 0 | -3.5027 | 0 | 3.3445 | [6 empty] | DEER:HVAC_Split-Package_HP | Annual | FALSE
Any | SWHC046L | OfS | ex | CZ08 | cDXHP | SWHC046-01 | ExAnte2019 | IOU workpaper | 2019-11-06 | Cap-Tons | 1 |  |  | 0 | 0 | 0 | -10.4663 | 0 | 6.0459 | [6 empty] | DEER:HVAC_Split-Package_HP | Annual | FALSE
Any | SWHC046L | OfS | ex | CZ09 | cDXHP | SWHC046-01 | ExAnte2019 | IOU workpaper | 2019-11-06 | Cap-Tons | 1 |  |  | 0 | 0 | 0 | -24.1161 | 0 | 7.0895 | [6 empty] | DEER:HVAC_Split-Package_HP | Annual | FALSE
Any | SWHC046L | OfS | ex | CZ10 | cDXHP | SWHC046-01 | ExAnte2019 | IOU workpaper | 2019-11-06 | Cap-Tons | 1 |  |  | 0 | 0 | 0 | -8.1881 | 0 | 5.5706 | [6 empty] | DEER:HVAC_Split-Package_HP | Annual | FALSE
Any | SWHC046L | OfS | ex | CZ11 | cDXHP | SWHC046-01 | ExAnte2019 | IOU workpaper | 2019-11-06 | Cap-Tons | 1 |  |  | 0 | 0 | 0 | -79.3655 | 0 | 14.2497 | [6 empty] | DEER:HVAC_Split-Package_HP | Annual | FALSE
Any | SWHC046L | OfS | ex | CZ12 | cDXHP | SWHC046-01 | ExAnte2019 | IOU workpaper | 2019-11-06 | Cap-Tons | 1 |  |  | 0 | 0 | 0 | -92.771 | 0 | 14.5949 | [6 empty] | DEER:HVAC_Split-Package_HP | Annual | FALSE
Any | SWHC046L | OfS | ex | CZ13 | cDXHP | SWHC046-01 | ExAnte2019 | IOU workpaper | 2019-11-06 | Cap-Tons | 1 |  |  | 0 | 0 | 0 | -65.7964 | 0 | 12.2528 | [6 empty] | DEER:HVAC_Split-Package_HP | Annual | FALSE
Any | SWHC046L | OfS | ex | CZ14 | cDXHP | SWHC046-01 | ExAnte2019 | IOU workpaper | 2019-11-06 | Cap-Tons | 1 |  |  | 0 | 0 | 0 | -71.9219 | 0 | 13.1351 | [6 empty] | DEER:HVAC_Split-Package_HP | Annual | FALSE
Any | SWHC046L | OfS | ex | CZ15 | cDXHP | SWHC046-01 | ExAnte2019 | IOU workpaper | 2019-11-06 | Cap-Tons | 1 |  |  | 0 | 0 | 0 | 51.1485 | 0 | 1.5075 | [6 empty] | DEER:HVAC_Split-Package_HP | Annual | FALSE
Any | SWHC046L | OfS | ex | CZ16 | cDXHP | SWHC046-01 | ExAnte2019 | IOU workpaper | 2019-11-06 | Cap-Tons | 1 |  |  | 0 | 0 | 0 | -379.6406 | 0 | 43.4449 | [6 empty] | DEER:HVAC_Split-Package_HP | Annual | FALSE
Any | SWHC046L | RFF | ex | CZ01 | cDXHP | SWHC046-01 | ExAnte2019 | IOU workpaper | 2019-11-06 | Cap-Tons | 1 |  |  | 0 | 0 | 0 | -841.8662 | 0 | 108.3934 | [6 empty] | DEER:HVAC_Split-Package_HP | Annual | FALSE
Any | SWHC046L | RFF | ex | CZ02 | cDXHP | SWHC046-01 | ExAnte2019 | IOU workpaper | 2019-11-06 | Cap-Tons | 1 |  |  | 0 | 0 | 0 | -471.3967 | 0 | 67.0985 | [6 empty] | DEER:HVAC_Split-Package_HP | Annual | FALSE
Any | SWHC046L | RFF | ex | CZ03 | cDXHP | SWHC046-01 | ExAnte2019 | IOU workpaper | 2019-11-06 | Cap-Tons | 1 |  |  | 0 | 0 | 0 | -368.1429 | 0 | 50.3815 | [6 empty] | DEER:HVAC_Split-Package_HP | Annual | FALSE
Any | SWHC046L | RFF | ex | CZ04 | cDXHP | SWHC046-01 | ExAnte2019 | IOU workpaper | 2019-11-06 | Cap-Tons | 1 |  |  | 0 | 0 | 0 | -333.2571 | 0 | 48.2036 | [6 empty] | DEER:HVAC_Split-Package_HP | Annual | FALSE
Any | SWHC046L | RFF | ex | CZ05 | cDXHP | SWHC046-01 | ExAnte2019 | IOU workpaper | 2019-11-06 | Cap-Tons | 1 |  |  | 0 | 0 | 0 | -387.3116 | 0 | 52.2964 | [6 empty] | DEER:HVAC_Split-Package_HP | Annual | FALSE
Any | SWHC046L | RFF | ex | CZ06 | cDXHP | SWHC046-01 | ExAnte2019 | IOU workpaper | 2019-11-06 | Cap-Tons | 1 |  |  | 0 | 0 | 0 | -106.8799 | 0 | 19.1553 | [6 empty] | DEER:HVAC_Split-Package_HP | Annual | FALSE
Any | SWHC046L | RFF | ex | CZ07 | cDXHP | SWHC046-01 | ExAnte2019 | IOU workpaper | 2019-11-06 | Cap-Tons | 1 |  |  | 0 | 0 | 0 | -33.3118 | 0 | 9.0082 | [6 empty] | DEER:HVAC_Split-Package_HP | Annual | FALSE
Any | SWHC046L | RFF | ex | CZ08 | cDXHP | SWHC046-01 | ExAnte2019 | IOU workpaper | 2019-11-06 | Cap-Tons | 1 |  |  | 0 | 0 | 0 | -74.1858 | 0 | 17.3832 | [6 empty] | DEER:HVAC_Split-Package_HP | Annual | FALSE
Any | SWHC046L | RFF | ex | CZ09 | cDXHP | SWHC046-01 | ExAnte2019 | IOU workpaper | 2019-11-06 | Cap-Tons | 1 |  |  | 0 | 0 | 0 | -114.582 | 0 | 19.3959 | [6 empty] | DEER:HVAC_Split-Package_HP | Annual | FALSE
Any | SWHC046L | RFF | ex | CZ10 | cDXHP | SWHC046-01 | ExAnte2019 | IOU workpaper | 2019-11-06 | Cap-Tons | 1 |  |  | 0 | 0 | 0 | -103.9803 | 0 | 20.0639 | [6 empty] | DEER:HVAC_Split-Package_HP | Annual | FALSE
Any | SWHC046L | RFF | ex | CZ11 | cDXHP | SWHC046-01 | ExAnte2019 | IOU workpaper | 2019-11-06 | Cap-Tons | 1 |  |  | 0 | 0 | 0 | -315.0594 | 0 | 47.0639 | [6 empty] | DEER:HVAC_Split-Package_HP | Annual | FALSE
Any | SWHC046L | RFF | ex | CZ12 | cDXHP | SWHC046-01 | ExAnte2019 | IOU workpaper | 2019-11-06 | Cap-Tons | 1 |  |  | 0 | 0 | 0 | -348.7915 | 0 | 50.1384 | [6 empty] | DEER:HVAC_Split-Package_HP | Annual | FALSE
Any | SWHC046L | RFF | ex | CZ13 | cDXHP | SWHC046-01 | ExAnte2019 | IOU workpaper | 2019-11-06 | Cap-Tons | 1 |  |  | 0 | 0 | 0 | -269.1887 | 0 | 41.364 | [6 empty] | DEER:HVAC_Split-Package_HP | Annual | FALSE
Any | SWHC046L | RFF | ex | CZ14 | cDXHP | SWHC046-01 | ExAnte2019 | IOU workpaper | 2019-11-06 | Cap-Tons | 1 |  |  | 0 | 0 | 0 | -323.3665 | 0 | 46.633 | [6 empty] | DEER:HVAC_Split-Package_HP | Annual | FALSE
Any | SWHC046L | RFF | ex | CZ15 | cDXHP | SWHC046-01 | ExAnte2019 | IOU workpaper | 2019-11-06 | Cap-Tons | 1 |  |  | 0 | 0 | 0 | 69.9977 | 0 | 4.3236 | [6 empty] | DEER:HVAC_Split-Package_HP | Annual | FALSE
Any | SWHC046L | RFF | ex | CZ16 | cDXHP | SWHC046-01 | ExAnte2019 | IOU workpaper | 2019-11-06 | Cap-Tons | 1 |  |  | 0 | 0 | 0 | -1203.9992 | 0 | 136.516 | [6 empty] | DEER:HVAC_Split-Package_HP | Annual | FALSE
Any | SWHC046L | RSD | ex | CZ01 | cDXHP | SWHC046-01 | ExAnte2019 | IOU workpaper | 2019-11-06 | Cap-Tons | 1 |  |  | 0 | 0 | 0 | -392.5273 | 0 | 49.8611 | [6 empty] | DEER:HVAC_Split-Package_HP | Annual | FALSE
Any | SWHC046L | RSD | ex | CZ02 | cDXHP | SWHC046-01 | ExAnte2019 | IOU workpaper | 2019-11-06 | Cap-Tons | 1 |  |  | 0 | 0 | 0 | -125.9269 | 0 | 21.2291 | [6 empty] | DEER:HVAC_Split-Package_HP | Annual | FALSE
Any | SWHC046L | RSD | ex | CZ03 | cDXHP | SWHC046-01 | ExAnte2019 | IOU workpaper | 2019-11-06 | Cap-Tons | 1 |  |  | 0 | 0 | 0 | -62.353 | 0 | 10.2049 | [6 empty] | DEER:HVAC_Split-Package_HP | Annual | FALSE
Any | SWHC046L | RSD | ex | CZ04 | cDXHP | SWHC046-01 | ExAnte2019 | IOU workpaper | 2019-11-06 | Cap-Tons | 1 |  |  | 0 | 0 | 0 | -39.6427 | 0 | 10.5276 | [6 empty] | DEER:HVAC_Split-Package_HP | Annual | FALSE
Any | SWHC046L | RSD | ex | CZ05 | cDXHP | SWHC046-01 | ExAnte2019 | IOU workpaper | 2019-11-06 | Cap-Tons | 1 |  |  | 0 | 0 | 0 | -47.9671 | 0 | 8.6674 | [6 empty] | DEER:HVAC_Split-Package_HP | Annual | FALSE
Any | SWHC046L | RSD | ex | CZ06 | cDXHP | SWHC046-01 | ExAnte2019 | IOU workpaper | 2019-11-06 | Cap-Tons | 1 |  |  | 0 | 0 | 0 | 38.5229 | 0 | 1.7452 | [6 empty] | DEER:HVAC_Split-Package_HP | Annual | FALSE
Any | SWHC046L | RSD | ex | CZ07 | cDXHP | SWHC046-01 | ExAnte2019 | IOU workpaper | 2019-11-06 | Cap-Tons | 1 |  |  | 0 | 0 | 0 | 49.2723 | 0 | 0.311 | [6 empty] | DEER:HVAC_Split-Package_HP | Annual | FALSE
Any | SWHC046L | RSD | ex | CZ08 | cDXHP | SWHC046-01 | ExAnte2019 | IOU workpaper | 2019-11-06 | Cap-Tons | 1 |  |  | 0 | 0 | 0 | 46.8738 | 0 | 1.8256 | [6 empty] | DEER:HVAC_Split-Package_HP | Annual | FALSE
Any | SWHC046L | RSD | ex | CZ09 | cDXHP | SWHC046-01 | ExAnte2019 | IOU workpaper | 2019-11-06 | Cap-Tons | 1 |  |  | 0 | 0 | 0 | 27.452 | 0 | 2.6112 | [6 empty] | DEER:HVAC_Split-Package_HP | Annual | FALSE
Any | SWHC046L | RSD | ex | CZ10 | cDXHP | SWHC046-01 | ExAnte2019 | IOU workpaper | 2019-11-06 | Cap-Tons | 1 |  |  | 0 | 0 | 0 | 42.0443 | 0 | 2.4759 | [6 empty] | DEER:HVAC_Split-Package_HP | Annual | FALSE
Any | SWHC046L | RSD | ex | CZ11 | cDXHP | SWHC046-01 | ExAnte2019 | IOU workpaper | 2019-11-06 | Cap-Tons | 1 |  |  | 0 | 0 | 0 | -73.7081 | 0 | 14.8054 | [6 empty] | DEER:HVAC_Split-Package_HP | Annual | FALSE
Any | SWHC046L | RSD | ex | CZ12 | cDXHP | SWHC046-01 | ExAnte2019 | IOU workpaper | 2019-11-06 | Cap-Tons | 1 |  |  | 0 | 0 | 0 | -78.7264 | 0 | 14.7509 | [6 empty] | DEER:HVAC_Split-Package_HP | Annual | FALSE
Any | SWHC046L | RSD | ex | CZ13 | cDXHP | SWHC046-01 | ExAnte2019 | IOU workpaper | 2019-11-06 | Cap-Tons | 1 |  |  | 0 | 0 | 0 | -56.3787 | 0 | 13.1268 | [6 empty] | DEER:HVAC_Split-Package_HP | Annual | FALSE
Any | SWHC046L | RSD | ex | CZ14 | cDXHP | SWHC046-01 | ExAnte2019 | IOU workpaper | 2019-11-06 | Cap-Tons | 1 |  |  | 0 | 0 | 0 | -67.4018 | 0 | 14.0644 | [6 empty] | DEER:HVAC_Split-Package_HP | Annual | FALSE
Any | SWHC046L | RSD | ex | CZ15 | cDXHP | SWHC046-01 | ExAnte2019 | IOU workpaper | 2019-11-06 | Cap-Tons | 1 |  |  | 0 | 0 | 0 | 94.5425 | 0 | 0.1903 | [6 empty] | DEER:HVAC_Split-Package_HP | Annual | FALSE
Any | SWHC046L | RSD | ex | CZ16 | cDXHP | SWHC046-01 | ExAnte2019 | IOU workpaper | 2019-11-06 | Cap-Tons | 1 |  |  | 0 | 0 | 0 | -669.975 | 0 | 81.2333 | [6 empty] | DEER:HVAC_Split-Package_HP | Annual | FALSE
Any | SWHC046L | Rt3 | ex | CZ01 | cDXHP | SWHC046-01 | ExAnte2019 | IOU workpaper | 2019-11-06 | Cap-Tons | 1 |  |  | 0 | 0 | 0 | -102.9667 | 0 | 14.4201 | [6 empty] | DEER:HVAC_Split-Package_HP | Annual | FALSE
Any | SWHC046L | Rt3 | ex | CZ02 | cDXHP | SWHC046-01 | ExAnte2019 | IOU workpaper | 2019-11-06 | Cap-Tons | 1 |  |  | 0 | 0 | 0 | -20.8776 | 0 | 6.69 | [6 empty] | DEER:HVAC_Split-Package_HP | Annual | FALSE
Any | SWHC046L | Rt3 | ex | CZ03 | cDXHP | SWHC046-01 | ExAnte2019 | IOU workpaper | 2019-11-06 | Cap-Tons | 1 |  |  | 0 | 0 | 0 | -10.1959 | 0 | 4.6492 | [6 empty] | DEER:HVAC_Split-Package_HP | Annual | FALSE
Any | SWHC046L | Rt3 | ex | CZ04 | cDXHP | SWHC046-01 | ExAnte2019 | IOU workpaper | 2019-11-06 | Cap-Tons | 1 |  |  | 0 | 0 | 0 | 9.1997 | 0 | 3.5834 | [6 empty] | DEER:HVAC_Split-Package_HP | Annual | FALSE
Any | SWHC046L | Rt3 | ex | CZ05 | cDXHP | SWHC046-01 | ExAnte2019 | IOU workpaper | 2019-11-06 | Cap-Tons | 1 |  |  | 0 | 0 | 0 | 0.6175 | 0 | 3.4845 | [6 empty] | DEER:HVAC_Split-Package_HP | Annual | FALSE
Any | SWHC046L | Rt3 | ex | CZ06 | cDXHP | SWHC046-01 | ExAnte2019 | IOU workpaper | 2019-11-06 | Cap-Tons | 1 |  |  | 0 | 0 | 0 | 51.0969 | 0 | 0.7271 | [6 empty] | DEER:HVAC_Split-Package_HP | Annual | FALSE
Any | SWHC046L | Rt3 | ex | CZ07 | cDXHP | SWHC046-01 | ExAnte2019 | IOU workpaper | 2019-11-06 | Cap-Tons | 1 |  |  | 0 | 0 | 0 | 52.4633 | 0 | 0.0969 | [6 empty] | DEER:HVAC_Split-Package_HP | Annual | FALSE
Any | SWHC046L | Rt3 | ex | CZ08 | cDXHP | SWHC046-01 | ExAnte2019 | IOU workpaper | 2019-11-06 | Cap-Tons | 1 |  |  | 0 | 0 | 0 | 56.5579 | 0 | 0.535 | [6 empty] | DEER:HVAC_Split-Package_HP | Annual | FALSE
Any | SWHC046L | Rt3 | ex | CZ09 | cDXHP | SWHC046-01 | ExAnte2019 | IOU workpaper | 2019-11-06 | Cap-Tons | 1 |  |  | 0 | 0 | 0 | 36.4922 | 0 | 1.0754 | [6 empty] | DEER:HVAC_Split-Package_HP | Annual | FALSE
Any | SWHC046L | Rt3 | ex | CZ10 | cDXHP | SWHC046-01 | ExAnte2019 | IOU workpaper | 2019-11-06 | Cap-Tons | 1 |  |  | 0 | 0 | 0 | 46.168 | 0 | 1.0986 | [6 empty] | DEER:HVAC_Split-Package_HP | Annual | FALSE
Any | SWHC046L | Rt3 | ex | CZ11 | cDXHP | SWHC046-01 | ExAnte2019 | IOU workpaper | 2019-11-06 | Cap-Tons | 1 |  |  | 0 | 0 | 0 | -16.9061 | 0 | 7.6504 | [6 empty] | DEER:HVAC_Split-Package_HP | Annual | FALSE
Any | SWHC046L | Rt3 | ex | CZ12 | cDXHP | SWHC046-01 | ExAnte2019 | IOU workpaper | 2019-11-06 | Cap-Tons | 1 |  |  | 0 | 0 | 0 | -19.3192 | 0 | 6.9327 | [6 empty] | DEER:HVAC_Split-Package_HP | Annual | FALSE
Any | SWHC046L | Rt3 | ex | CZ13 | cDXHP | SWHC046-01 | ExAnte2019 | IOU workpaper | 2019-11-06 | Cap-Tons | 1 |  |  | 0 | 0 | 0 | -4.0741 | 0 | 6.2112 | [6 empty] | DEER:HVAC_Split-Package_HP | Annual | FALSE
Any | SWHC046L | Rt3 | ex | CZ14 | cDXHP | SWHC046-01 | ExAnte2019 | IOU workpaper | 2019-11-06 | Cap-Tons | 1 |  |  | 0 | 0 | 0 | -11.7595 | 0 | 7.2708 | [6 empty] | DEER:HVAC_Split-Package_HP | Annual | FALSE
Any | SWHC046L | Rt3 | ex | CZ15 | cDXHP | SWHC046-01 | ExAnte2019 | IOU workpaper | 2019-11-06 | Cap-Tons | 1 |  |  | 0 | 0 | 0 | 86.4831 | 0 | 0.1816 | [6 empty] | DEER:HVAC_Split-Package_HP | Annual | FALSE
Any | SWHC046L | Rt3 | ex | CZ16 | cDXHP | SWHC046-01 | ExAnte2019 | IOU workpaper | 2019-11-06 | Cap-Tons | 1 |  |  | 0 | 0 | 0 | -404.0988 | 0 | 49.634 | [6 empty] | DEER:HVAC_Split-Package_HP | Annual | FALSE
Any | SWHC046L | RtL | ex | CZ01 | cDXHP | SWHC046-01 | ExAnte2019 | IOU workpaper | 2019-11-06 | Cap-Tons | 1 |  |  | 0 | 0 | 0 | -256.5129 | 0 | 37.9225 | [6 empty] | DEER:HVAC_Split-Package_HP | Annual | FALSE
Any | SWHC046L | RtL | ex | CZ02 | cDXHP | SWHC046-01 | ExAnte2019 | IOU workpaper | 2019-11-06 | Cap-Tons | 1 |  |  | 0 | 0 | 0 | -93.5335 | 0 | 17.5838 | [6 empty] | DEER:HVAC_Split-Package_HP | Annual | FALSE
Any | SWHC046L | RtL | ex | CZ03 | cDXHP | SWHC046-01 | ExAnte2019 | IOU workpaper | 2019-11-06 | Cap-Tons | 1 |  |  | 0 | 0 | 0 | -95.0841 | 0 | 17.77 | [6 empty] | DEER:HVAC_Split-Package_HP | Annual | FALSE
Any | SWHC046L | RtL | ex | CZ04 | cDXHP | SWHC046-01 | ExAnte2019 | IOU workpaper | 2019-11-06 | Cap-Tons | 1 |  |  | 0 | 0 | 0 | -45.2428 | 0 | 12.6134 | [6 empty] | DEER:HVAC_Split-Package_HP | Annual | FALSE
Any | SWHC046L | RtL | ex | CZ05 | cDXHP | SWHC046-01 | ExAnte2019 | IOU workpaper | 2019-11-06 | Cap-Tons | 1 |  |  | 0 | 0 | 0 | -99.5325 | 0 | 18.2893 | [6 empty] | DEER:HVAC_Split-Package_HP | Annual | FALSE
Any | SWHC046L | RtL | ex | CZ06 | cDXHP | SWHC046-01 | ExAnte2019 | IOU workpaper | 2019-11-06 | Cap-Tons | 1 |  |  | 0 | 0 | 0 | -0.3862 | 0 | 8.897 | [6 empty] | DEER:HVAC_Split-Package_HP | Annual | FALSE
Any | SWHC046L | RtL | ex | CZ07 | cDXHP | SWHC046-01 | ExAnte2019 | IOU workpaper | 2019-11-06 | Cap-Tons | 1 |  |  | 0 | 0 | 0 | 10.7734 | 0 | 6.0541 | [6 empty] | DEER:HVAC_Split-Package_HP | Annual | FALSE
Any | SWHC046L | RtL | ex | CZ08 | cDXHP | SWHC046-01 | ExAnte2019 | IOU workpaper | 2019-11-06 | Cap-Tons | 1 |  |  | 0 | 0 | 0 | 14.1471 | 0 | 6.0104 | [6 empty] | DEER:HVAC_Split-Package_HP | Annual | FALSE
Any | SWHC046L | RtL | ex | CZ09 | cDXHP | SWHC046-01 | ExAnte2019 | IOU workpaper | 2019-11-06 | Cap-Tons | 1 |  |  | 0 | 0 | 0 | -6.65 | 0 | 6.7518 | [6 empty] | DEER:HVAC_Split-Package_HP | Annual | FALSE
Any | SWHC046L | RtL | ex | CZ10 | cDXHP | SWHC046-01 | ExAnte2019 | IOU workpaper | 2019-11-06 | Cap-Tons | 1 |  |  | 0 | 0 | 0 | 9.6316 | 0 | 6.0787 | [6 empty] | DEER:HVAC_Split-Package_HP | Annual | FALSE
Any | SWHC046L | RtL | ex | CZ11 | cDXHP | SWHC046-01 | ExAnte2019 | IOU workpaper | 2019-11-06 | Cap-Tons | 1 |  |  | 0 | 0 | 0 | -64.331 | 0 | 15.0952 | [6 empty] | DEER:HVAC_Split-Package_HP | Annual | FALSE
Any | SWHC046L | RtL | ex | CZ12 | cDXHP | SWHC046-01 | ExAnte2019 | IOU workpaper | 2019-11-06 | Cap-Tons | 1 |  |  | 0 | 0 | 0 | -72.6154 | 0 | 14.7632 | [6 empty] | DEER:HVAC_Split-Package_HP | Annual | FALSE
Any | SWHC046L | RtL | ex | CZ13 | cDXHP | SWHC046-01 | ExAnte2019 | IOU workpaper | 2019-11-06 | Cap-Tons | 1 |  |  | 0 | 0 | 0 | -46.913 | 0 | 12.7193 | [6 empty] | DEER:HVAC_Split-Package_HP | Annual | FALSE
Any | SWHC046L | RtL | ex | CZ14 | cDXHP | SWHC046-01 | ExAnte2019 | IOU workpaper | 2019-11-06 | Cap-Tons | 1 |  |  | 0 | 0 | 0 | -70.1627 | 0 | 15.8958 | [6 empty] | DEER:HVAC_Split-Package_HP | Annual | FALSE
Any | SWHC046L | RtL | ex | CZ15 | cDXHP | SWHC046-01 | ExAnte2019 | IOU workpaper | 2019-11-06 | Cap-Tons | 1 |  |  | 0 | 0 | 0 | 76.0257 | 0 | 1.7056 | [6 empty] | DEER:HVAC_Split-Package_HP | Annual | FALSE
Any | SWHC046L | RtL | ex | CZ16 | cDXHP | SWHC046-01 | ExAnte2019 | IOU workpaper | 2019-11-06 | Cap-Tons | 1 |  |  | 0 | 0 | 0 | -601.574 | 0 | 71.7712 | [6 empty] | DEER:HVAC_Split-Package_HP | Annual | FALSE
Any | SWHC046L | RtS | ex | CZ01 | cDXHP | SWHC046-01 | ExAnte2019 | IOU workpaper | 2019-11-06 | Cap-Tons | 1 |  |  | 0 | 0 | 0 | -591.9643 | 0 | 81.6421 | [6 empty] | DEER:HVAC_Split-Package_HP | Annual | FALSE
Any | SWHC046L | RtS | ex | CZ02 | cDXHP | SWHC046-01 | ExAnte2019 | IOU workpaper | 2019-11-06 | Cap-Tons | 1 |  |  | 0 | 0 | 0 | -265.2221 | 0 | 38.7796 | [6 empty] | DEER:HVAC_Split-Package_HP | Annual | FALSE
Any | SWHC046L | RtS | ex | CZ03 | cDXHP | SWHC046-01 | ExAnte2019 | IOU workpaper | 2019-11-06 | Cap-Tons | 1 |  |  | 0 | 0 | 0 | -257.6925 | 0 | 38.502 | [6 empty] | DEER:HVAC_Split-Package_HP | Annual | FALSE
Any | SWHC046L | RtS | ex | CZ04 | cDXHP | SWHC046-01 | ExAnte2019 | IOU workpaper | 2019-11-06 | Cap-Tons | 1 |  |  | 0 | 0 | 0 | -177.5035 | 0 | 28.0209 | [6 empty] | DEER:HVAC_Split-Package_HP | Annual | FALSE
Any | SWHC046L | RtS | ex | CZ05 | cDXHP | SWHC046-01 | ExAnte2019 | IOU workpaper | 2019-11-06 | Cap-Tons | 1 |  |  | 0 | 0 | 0 | -221.3308 | 0 | 34.2207 | [6 empty] | DEER:HVAC_Split-Package_HP | Annual | FALSE
Any | SWHC046L | RtS | ex | CZ06 | cDXHP | SWHC046-01 | ExAnte2019 | IOU workpaper | 2019-11-06 | Cap-Tons | 1 |  |  | 0 | 0 | 0 | -49.9623 | 0 | 14.5229 | [6 empty] | DEER:HVAC_Split-Package_HP | Annual | FALSE
Any | SWHC046L | RtS | ex | CZ07 | cDXHP | SWHC046-01 | ExAnte2019 | IOU workpaper | 2019-11-06 | Cap-Tons | 1 |  |  | 0 | 0 | 0 | -9.0326 | 0 | 8.8313 | [6 empty] | DEER:HVAC_Split-Package_HP | Annual | FALSE
Any | SWHC046L | RtS | ex | CZ08 | cDXHP | SWHC046-01 | ExAnte2019 | IOU workpaper | 2019-11-06 | Cap-Tons | 1 |  |  | 0 | 0 | 0 | -36.5139 | 0 | 10.9308 | [6 empty] | DEER:HVAC_Split-Package_HP | Annual | FALSE
Any | SWHC046L | RtS | ex | CZ09 | cDXHP | SWHC046-01 | ExAnte2019 | IOU workpaper | 2019-11-06 | Cap-Tons | 1 |  |  | 0 | 0 | 0 | -62.7819 | 0 | 12.8521 | [6 empty] | DEER:HVAC_Split-Package_HP | Annual | FALSE
Any | SWHC046L | RtS | ex | CZ10 | cDXHP | SWHC046-01 | ExAnte2019 | IOU workpaper | 2019-11-06 | Cap-Tons | 1 |  |  | 0 | 0 | 0 | -39.1028 | 0 | 11.2098 | [6 empty] | DEER:HVAC_Split-Package_HP | Annual | FALSE
Any | SWHC046L | RtS | ex | CZ11 | cDXHP | SWHC046-01 | ExAnte2019 | IOU workpaper | 2019-11-06 | Cap-Tons | 1 |  |  | 0 | 0 | 0 | -200.1857 | 0 | 32.1746 | [6 empty] | DEER:HVAC_Split-Package_HP | Annual | FALSE
Any | SWHC046L | RtS | ex | CZ12 | cDXHP | SWHC046-01 | ExAnte2019 | IOU workpaper | 2019-11-06 | Cap-Tons | 1 |  |  | 0 | 0 | 0 | -220.9361 | 0 | 33.6811 | [6 empty] | DEER:HVAC_Split-Package_HP | Annual | FALSE
Any | SWHC046L | RtS | ex | CZ13 | cDXHP | SWHC046-01 | ExAnte2019 | IOU workpaper | 2019-11-06 | Cap-Tons | 1 |  |  | 0 | 0 | 0 | -168.2739 | 0 | 28.047 | [6 empty] | DEER:HVAC_Split-Package_HP | Annual | FALSE
Any | SWHC046L | RtS | ex | CZ14 | cDXHP | SWHC046-01 | ExAnte2019 | IOU workpaper | 2019-11-06 | Cap-Tons | 1 |  |  | 0 | 0 | 0 | -181.7725 | 0 | 29.226 | [6 empty] | DEER:HVAC_Split-Package_HP | Annual | FALSE
Any | SWHC046L | RtS | ex | CZ15 | cDXHP | SWHC046-01 | ExAnte2019 | IOU workpaper | 2019-11-06 | Cap-Tons | 1 |  |  | 0 | 0 | 0 | 65.3739 | 0 | 2.6456 | [6 empty] | DEER:HVAC_Split-Package_HP | Annual | FALSE
Any | SWHC046L | RtS | ex | CZ16 | cDXHP | SWHC046-01 | ExAnte2019 | IOU workpaper | 2019-11-06 | Cap-Tons | 1 |  |  | 0 | 0 | 0 | -957.5697 | 0 | 109.5832 | [6 empty] | DEER:HVAC_Split-Package_HP | Annual | FALSE
Any | SWHC046L | SCn | ex | CZ01 | cDXHP | SWHC046-01 | ExAnte2019 | IOU workpaper | 2019-11-06 | Cap-Tons | 1 |  |  | 0 | 0 | 0 | -931.5662 | 0 | 119.0105 | [6 empty] | DEER:HVAC_Split-Package_HP | Annual | FALSE
Any | SWHC046L | SCn | ex | CZ02 | cDXHP | SWHC046-01 | ExAnte2019 | IOU workpaper | 2019-11-06 | Cap-Tons | 1 |  |  | 0 | 0 | 0 | -671.869 | 0 | 80.4165 | [6 empty] | DEER:HVAC_Split-Package_HP | Annual | FALSE
Any | SWHC046L | SCn | ex | CZ03 | cDXHP | SWHC046-01 | ExAnte2019 | IOU workpaper | 2019-11-06 | Cap-Tons | 1 |  |  | 0 | 0 | 0 | -478.9196 | 0 | 62.3409 | [6 empty] | DEER:HVAC_Split-Package_HP | Annual | FALSE
Any | SWHC046L | SCn | ex | CZ04 | cDXHP | SWHC046-01 | ExAnte2019 | IOU workpaper | 2019-11-06 | Cap-Tons | 1 |  |  | 0 | 0 | 0 | -557.2447 | 0 | 62.8445 | [6 empty] | DEER:HVAC_Split-Package_HP | Annual | FALSE
Any | SWHC046L | SCn | ex | CZ05 | cDXHP | SWHC046-01 | ExAnte2019 | IOU workpaper | 2019-11-06 | Cap-Tons | 1 |  |  | 0 | 0 | 0 | -474.8012 | 0 | 62.3147 | [6 empty] | DEER:HVAC_Split-Package_HP | Annual | FALSE
Any | SWHC046L | SCn | ex | CZ06 | cDXHP | SWHC046-01 | ExAnte2019 | IOU workpaper | 2019-11-06 | Cap-Tons | 1 |  |  | 0 | 0 | 0 | -261.4646 | 0 | 33.6569 | [6 empty] | DEER:HVAC_Split-Package_HP | Annual | FALSE
Any | SWHC046L | SCn | ex | CZ07 | cDXHP | SWHC046-01 | ExAnte2019 | IOU workpaper | 2019-11-06 | Cap-Tons | 1 |  |  | 0 | 0 | 0 | -195.6915 | 0 | 24.5834 | [6 empty] | DEER:HVAC_Split-Package_HP | Annual | FALSE
Any | SWHC046L | SCn | ex | CZ08 | cDXHP | SWHC046-01 | ExAnte2019 | IOU workpaper | 2019-11-06 | Cap-Tons | 1 |  |  | 0 | 0 | 0 | -244.6765 | 0 | 33.3741 | [6 empty] | DEER:HVAC_Split-Package_HP | Annual | FALSE
Any | SWHC046L | SCn | ex | CZ09 | cDXHP | SWHC046-01 | ExAnte2019 | IOU workpaper | 2019-11-06 | Cap-Tons | 1 |  |  | 0 | 0 | 0 | -240.1542 | 0 | 34.5033 | [6 empty] | DEER:HVAC_Split-Package_HP | Annual | FALSE
Any | SWHC046L | SCn | ex | CZ10 | cDXHP | SWHC046-01 | ExAnte2019 | IOU workpaper | 2019-11-06 | Cap-Tons | 1 |  |  | 0 | 0 | 0 | -247.3463 | 0 | 34.5652 | [6 empty] | DEER:HVAC_Split-Package_HP | Annual | FALSE
Any | SWHC046L | SCn | ex | CZ11 | cDXHP | SWHC046-01 | ExAnte2019 | IOU workpaper | 2019-11-06 | Cap-Tons | 1 |  |  | 0 | 0 | 0 | -470.161 | 0 | 65.8937 | [6 empty] | DEER:HVAC_Split-Package_HP | Annual | FALSE
Any | SWHC046L | SCn | ex | CZ12 | cDXHP | SWHC046-01 | ExAnte2019 | IOU workpaper | 2019-11-06 | Cap-Tons | 1 |  |  | 0 | 0 | 0 | -523.7771 | 0 | 70.8515 | [6 empty] | DEER:HVAC_Split-Package_HP | Annual | FALSE
Any | SWHC046L | SCn | ex | CZ13 | cDXHP | SWHC046-01 | ExAnte2019 | IOU workpaper | 2019-11-06 | Cap-Tons | 1 |  |  | 0 | 0 | 0 | -401.105 | 0 | 56.3685 | [6 empty] | DEER:HVAC_Split-Package_HP | Annual | FALSE
Any | SWHC046L | SCn | ex | CZ14 | cDXHP | SWHC046-01 | ExAnte2019 | IOU workpaper | 2019-11-06 | Cap-Tons | 1 |  |  | 0 | 0 | 0 | -498.7193 | 0 | 67.599 | [6 empty] | DEER:HVAC_Split-Package_HP | Annual | FALSE
Any | SWHC046L | SCn | ex | CZ15 | cDXHP | SWHC046-01 | ExAnte2019 | IOU workpaper | 2019-11-06 | Cap-Tons | 1 |  |  | 0 | 0 | 0 | -16.2626 | 0 | 8.8141 | [6 empty] | DEER:HVAC_Split-Package_HP | Annual | FALSE
Any | SWHC046L | SCn | ex | CZ16 | cDXHP | SWHC046-01 | ExAnte2019 | IOU workpaper | 2019-11-06 | Cap-Tons | 1 |  |  | 0 | 0 | 0 | -1192.3791 | 0 | 135.1149 | [6 empty] | DEER:HVAC_Split-Package_HP | Annual | FALSE
Any | SWHC046M | Asm | ex | CZ01 | cDXHP | SWHC046-01 | ExAnte2019 | IOU workpaper | 2019-11-06 | Cap-Tons | 1 |  |  | 0 | 0 | 0 | -1075.8228 | 0 | 154.7297 | [6 empty] | DEER:HVAC_Split-Package_HP | Annual | FALSE
Any | SWHC046M | Asm | ex | CZ02 | cDXHP | SWHC046-01 | ExAnte2019 | IOU workpaper | 2019-11-06 | Cap-Tons | 1 |  |  | 0 | 0 | 0 | -576.407 | 0 | 93.7418 | [6 empty] | DEER:HVAC_Split-Package_HP | Annual | FALSE
Any | SWHC046M | Asm | ex | CZ03 | cDXHP | SWHC046-01 | ExAnte2019 | IOU workpaper | 2019-11-06 | Cap-Tons | 1 |  |  | 0 | 0 | 0 | -450.055 | 0 | 62.3368 | [6 empty] | DEER:HVAC_Split-Package_HP | Annual | FALSE
Any | SWHC046M | Asm | ex | CZ04 | cDXHP | SWHC046-01 | ExAnte2019 | IOU workpaper | 2019-11-06 | Cap-Tons | 1 |  |  | 0 | 0 | 0 | -420.5706 | 0 | 63.9993 | [6 empty] | DEER:HVAC_Split-Package_HP | Annual | FALSE
Any | SWHC046M | Asm | ex | CZ05 | cDXHP | SWHC046-01 | ExAnte2019 | IOU workpaper | 2019-11-06 | Cap-Tons | 1 |  |  | 0 | 0 | 0 | -455.3026 | 0 | 63.6624 | [6 empty] | DEER:HVAC_Split-Package_HP | Annual | FALSE
Any | SWHC046M | Asm | ex | CZ06 | cDXHP | SWHC046-01 | ExAnte2019 | IOU workpaper | 2019-11-06 | Cap-Tons | 1 |  |  | 0 | 0 | 0 | -171.1901 | 0 | 24.143 | [6 empty] | DEER:HVAC_Split-Package_HP | Annual | FALSE
Any | SWHC046M | Asm | ex | CZ07 | cDXHP | SWHC046-01 | ExAnte2019 | IOU workpaper | 2019-11-06 | Cap-Tons | 1 |  |  | 0 | 0 | 0 | -138.1895 | 0 | 17.8704 | [6 empty] | DEER:HVAC_Split-Package_HP | Annual | FALSE
Any | SWHC046M | Asm | ex | CZ08 | cDXHP | SWHC046-01 | ExAnte2019 | IOU workpaper | 2019-11-06 | Cap-Tons | 1 |  |  | 0 | 0 | 0 | -161.7225 | 0 | 24.3913 | [6 empty] | DEER:HVAC_Split-Package_HP | Annual | FALSE
Any | SWHC046M | Asm | ex | CZ09 | cDXHP | SWHC046-01 | ExAnte2019 | IOU workpaper | 2019-11-06 | Cap-Tons | 1 |  |  | 0 | 0 | 0 | -139.6649 | 0 | 19.8361 | [6 empty] | DEER:HVAC_Split-Package_HP | Annual | FALSE
Any | SWHC046M | Asm | ex | CZ10 | cDXHP | SWHC046-01 | ExAnte2019 | IOU workpaper | 2019-11-06 | Cap-Tons | 1 |  |  | 0 | 0 | 0 | -175.6684 | 0 | 26.4323 | [6 empty] | DEER:HVAC_Split-Package_HP | Annual | FALSE
Any | SWHC046M | Asm | ex | CZ11 | cDXHP | SWHC046-01 | ExAnte2019 | IOU workpaper | 2019-11-06 | Cap-Tons | 1 |  |  | 0 | 0 | 0 | -323.9614 | 0 | 46.9503 | [6 empty] | DEER:HVAC_Split-Package_HP | Annual | FALSE
Any | SWHC046M | Asm | ex | CZ12 | cDXHP | SWHC046-01 | ExAnte2019 | IOU workpaper | 2019-11-06 | Cap-Tons | 1 |  |  | 0 | 0 | 0 | -385.8245 | 0 | 55.7135 | [6 empty] | DEER:HVAC_Split-Package_HP | Annual | FALSE
Any | SWHC046M | Asm | ex | CZ13 | cDXHP | SWHC046-01 | ExAnte2019 | IOU workpaper | 2019-11-06 | Cap-Tons | 1 |  |  | 0 | 0 | 0 | -291.6549 | 0 | 41.9838 | [6 empty] | DEER:HVAC_Split-Package_HP | Annual | FALSE
Any | SWHC046M | Asm | ex | CZ14 | cDXHP | SWHC046-01 | ExAnte2019 | IOU workpaper | 2019-11-06 | Cap-Tons | 1 |  |  | 0 | 0 | 0 | -318.5394 | 0 | 45.1161 | [6 empty] | DEER:HVAC_Split-Package_HP | Annual | FALSE
Any | SWHC046M | Asm | ex | CZ15 | cDXHP | SWHC046-01 | ExAnte2019 | IOU workpaper | 2019-11-06 | Cap-Tons | 1 |  |  | 0 | 0 | 0 | -24.1895 | 0 | 7.2331 | [6 empty] | DEER:HVAC_Split-Package_HP | Annual | FALSE
Any | SWHC046M | Asm | ex | CZ16 | cDXHP | SWHC046-01 | ExAnte2019 | IOU workpaper | 2019-11-06 | Cap-Tons | 1 |  |  | 0 | 0 | 0 | -1274.7395 | 0 | 155.8883 | [6 empty] | DEER:HVAC_Split-Package_HP | Annual | FALSE
Any | SWHC046M | Com | ex | CZ01 | cDXHP | SWHC046-01 | ExAnte2019 | IOU workpaper | 2019-11-06 | Cap-Tons | 1 |  |  | 0 | 0 | 0 | -651.5071 | 0 | 88.8896 | [6 empty] | DEER:HVAC_Split-Package_HP | Annual | FALSE
Any | SWHC046M | Com | ex | CZ02 | cDXHP | SWHC046-01 | ExAnte2019 | IOU workpaper | 2019-11-06 | Cap-Tons | 1 |  |  | 0 | 0 | 0 | -342.4352 | 0 | 46.1928 | [6 empty] | DEER:HVAC_Split-Package_HP | Annual | FALSE
Any | SWHC046M | Com | ex | CZ03 | cDXHP | SWHC046-01 | ExAnte2019 | IOU workpaper | 2019-11-06 | Cap-Tons | 1 |  |  | 0 | 0 | 0 | -233.0614 | 0 | 32.5964 | [6 empty] | DEER:HVAC_Split-Package_HP | Annual | FALSE
Any | SWHC046M | Com | ex | CZ04 | cDXHP | SWHC046-01 | ExAnte2019 | IOU workpaper | 2019-11-06 | Cap-Tons | 1 |  |  | 0 | 0 | 0 | -206.881 | 0 | 28.2247 | [6 empty] | DEER:HVAC_Split-Package_HP | Annual | FALSE
Any | SWHC046M | Com | ex | CZ05 | cDXHP | SWHC046-01 | ExAnte2019 | IOU workpaper | 2019-11-06 | Cap-Tons | 1 |  |  | 0 | 0 | 0 | -320.2315 | 0 | 44.4716 | [6 empty] | DEER:HVAC_Split-Package_HP | Annual | FALSE
Any | SWHC046M | Com | ex | CZ06 | cDXHP | SWHC046-01 | ExAnte2019 | IOU workpaper | 2019-11-06 | Cap-Tons | 1 |  |  | 0 | 0 | 0 | -121.5776 | 0 | 18.05 | [6 empty] | DEER:HVAC_Split-Package_HP | Annual | FALSE
Any | SWHC046M | Com | ex | CZ07 | cDXHP | SWHC046-01 | ExAnte2019 | IOU workpaper | 2019-11-06 | Cap-Tons | 1 |  |  | 0 | 0 | 0 | -100.9851 | 0 | 15.0278 | [6 empty] | DEER:HVAC_Split-Package_HP | Annual | FALSE
Any | SWHC046M | Com | ex | CZ08 | cDXHP | SWHC046-01 | ExAnte2019 | IOU workpaper | 2019-11-06 | Cap-Tons | 1 |  |  | 0 | 0 | 0 | -109.9165 | 0 | 17.3246 | [6 empty] | DEER:HVAC_Split-Package_HP | Annual | FALSE
Any | SWHC046M | Com | ex | CZ09 | cDXHP | SWHC046-01 | ExAnte2019 | IOU workpaper | 2019-11-06 | Cap-Tons | 1 |  |  | 0 | 0 | 0 | -109.4489 | 0 | 16.475 | [6 empty] | DEER:HVAC_Split-Package_HP | Annual | FALSE
Any | SWHC046M | Com | ex | CZ10 | cDXHP | SWHC046-01 | ExAnte2019 | IOU workpaper | 2019-11-06 | Cap-Tons | 1 |  |  | 0 | 0 | 0 | -147.8661 | 0 | 22.0327 | [6 empty] | DEER:HVAC_Split-Package_HP | Annual | FALSE
Any | SWHC046M | Com | ex | CZ11 | cDXHP | SWHC046-01 | ExAnte2019 | IOU workpaper | 2019-11-06 | Cap-Tons | 1 |  |  | 0 | 0 | 0 | -284.0417 | 0 | 39.9038 | [6 empty] | DEER:HVAC_Split-Package_HP | Annual | FALSE
Any | SWHC046M | Com | ex | CZ12 | cDXHP | SWHC046-01 | ExAnte2019 | IOU workpaper | 2019-11-06 | Cap-Tons | 1 |  |  | 0 | 0 | 0 | -268.0408 | 0 | 37.0031 | [6 empty] | DEER:HVAC_Split-Package_HP | Annual | FALSE
Any | SWHC046M | Com | ex | CZ13 | cDXHP | SWHC046-01 | ExAnte2019 | IOU workpaper | 2019-11-06 | Cap-Tons | 1 |  |  | 0 | 0 | 0 | -234.2221 | 0 | 32.9536 | [6 empty] | DEER:HVAC_Split-Package_HP | Annual | FALSE
Any | SWHC046M | Com | ex | CZ14 | cDXHP | SWHC046-01 | ExAnte2019 | IOU workpaper | 2019-11-06 | Cap-Tons | 1 |  |  | 0 | 0 | 0 | -261.544 | 0 | 35.2504 | [6 empty] | DEER:HVAC_Split-Package_HP | Annual | FALSE
Any | SWHC046M | Com | ex | CZ15 | cDXHP | SWHC046-01 | ExAnte2019 | IOU workpaper | 2019-11-06 | Cap-Tons | 1 |  |  | 0 | 0 | 0 | -9.6533 | 0 | 5.6552 | [6 empty] | DEER:HVAC_Split-Package_HP | Annual | FALSE
Any | SWHC046M | Com | ex | CZ16 | cDXHP | SWHC046-01 | ExAnte2019 | IOU workpaper | 2019-11-06 | Cap-Tons | 1 |  |  | 0 | 0 | 0 | -929.0858 | 0 | 106.027 | [6 empty] | DEER:HVAC_Split-Package_HP | Annual | FALSE
Any | SWHC046M | ECC | ex | CZ01 | cDXHP | SWHC046-01 | ExAnte2019 | IOU workpaper | 2019-11-06 | Cap-Tons | 1 |  |  | 0 | 0 | 0 | -355.943 | 0 | 48.6955 | [6 empty] | DEER:HVAC_Split-Package_HP | Annual | FALSE
Any | SWHC046M | ECC | ex | CZ02 | cDXHP | SWHC046-01 | ExAnte2019 | IOU workpaper | 2019-11-06 | Cap-Tons | 1 |  |  | 0 | 0 | 0 | -188.165 | 0 | 25.5984 | [6 empty] | DEER:HVAC_Split-Package_HP | Annual | FALSE
Any | SWHC046M | ECC | ex | CZ03 | cDXHP | SWHC046-01 | ExAnte2019 | IOU workpaper | 2019-11-06 | Cap-Tons | 1 |  |  | 0 | 0 | 0 | -150.1035 | 0 | 20.8845 | [6 empty] | DEER:HVAC_Split-Package_HP | Annual | FALSE
Any | SWHC046M | ECC | ex | CZ04 | cDXHP | SWHC046-01 | ExAnte2019 | IOU workpaper | 2019-11-06 | Cap-Tons | 1 |  |  | 0 | 0 | 0 | -133.3407 | 0 | 18.2532 | [6 empty] | DEER:HVAC_Split-Package_HP | Annual | FALSE
Any | SWHC046M | ECC | ex | CZ05 | cDXHP | SWHC046-01 | ExAnte2019 | IOU workpaper | 2019-11-06 | Cap-Tons | 1 |  |  | 0 | 0 | 0 | -151.27 | 0 | 20.8146 | [6 empty] | DEER:HVAC_Split-Package_HP | Annual | FALSE
Any | SWHC046M | ECC | ex | CZ06 | cDXHP | SWHC046-01 | ExAnte2019 | IOU workpaper | 2019-11-06 | Cap-Tons | 1 |  |  | 0 | 0 | 0 | -35.8587 | 0 | 6.5068 | [6 empty] | DEER:HVAC_Split-Package_HP | Annual | FALSE
Any | SWHC046M | ECC | ex | CZ07 | cDXHP | SWHC046-01 | ExAnte2019 | IOU workpaper | 2019-11-06 | Cap-Tons | 1 |  |  | 0 | 0 | 0 | -17.3203 | 0 | 3.6729 | [6 empty] | DEER:HVAC_Split-Package_HP | Annual | FALSE
Any | SWHC046M | ECC | ex | CZ08 | cDXHP | SWHC046-01 | ExAnte2019 | IOU workpaper | 2019-11-06 | Cap-Tons | 1 |  |  | 0 | 0 | 0 | -24.8076 | 0 | 5.791 | [6 empty] | DEER:HVAC_Split-Package_HP | Annual | FALSE
Any | SWHC046M | ECC | ex | CZ09 | cDXHP | SWHC046-01 | ExAnte2019 | IOU workpaper | 2019-11-06 | Cap-Tons | 1 |  |  | 0 | 0 | 0 | -41.3444 | 0 | 7.2408 | [6 empty] | DEER:HVAC_Split-Package_HP | Annual | FALSE
Any | SWHC046M | ECC | ex | CZ10 | cDXHP | SWHC046-01 | ExAnte2019 | IOU workpaper | 2019-11-06 | Cap-Tons | 1 |  |  | 0 | 0 | 0 | -41.6017 | 0 | 7.8241 | [6 empty] | DEER:HVAC_Split-Package_HP | Annual | FALSE
Any | SWHC046M | ECC | ex | CZ11 | cDXHP | SWHC046-01 | ExAnte2019 | IOU workpaper | 2019-11-06 | Cap-Tons | 1 |  |  | 0 | 0 | 0 | -152.5211 | 0 | 23.454 | [6 empty] | DEER:HVAC_Split-Package_HP | Annual | FALSE
Any | SWHC046M | ECC | ex | CZ12 | cDXHP | SWHC046-01 | ExAnte2019 | IOU workpaper | 2019-11-06 | Cap-Tons | 1 |  |  | 0 | 0 | 0 | -162.2972 | 0 | 23.922 | [6 empty] | DEER:HVAC_Split-Package_HP | Annual | FALSE
Any | SWHC046M | ECC | ex | CZ13 | cDXHP | SWHC046-01 | ExAnte2019 | IOU workpaper | 2019-11-06 | Cap-Tons | 1 |  |  | 0 | 0 | 0 | -127.5595 | 0 | 19.9271 | [6 empty] | DEER:HVAC_Split-Package_HP | Annual | FALSE
Any | SWHC046M | ECC | ex | CZ14 | cDXHP | SWHC046-01 | ExAnte2019 | IOU workpaper | 2019-11-06 | Cap-Tons | 1 |  |  | 0 | 0 | 0 | -143.8343 | 0 | 21.0061 | [6 empty] | DEER:HVAC_Split-Package_HP | Annual | FALSE
Any | SWHC046M | ECC | ex | CZ15 | cDXHP | SWHC046-01 | ExAnte2019 | IOU workpaper | 2019-11-06 | Cap-Tons | 1 |  |  | 0 | 0 | 0 | 18.0933 | 0 | 1.9488 | [6 empty] | DEER:HVAC_Split-Package_HP | Annual | FALSE
Any | SWHC046M | ECC | ex | CZ16 | cDXHP | SWHC046-01 | ExAnte2019 | IOU workpaper | 2019-11-06 | Cap-Tons | 1 |  |  | 0 | 0 | 0 | -577.0454 | 0 | 66.1622 | [6 empty] | DEER:HVAC_Split-Package_HP | Annual | FALSE
Any | SWHC046M | EPr | ex | CZ01 | cDXHP | SWHC046-01 | ExAnte2019 | IOU workpaper | 2019-11-06 | Cap-Tons | 1 |  |  | 0 | 0 | 0 | -502.0101 | 0 | 73.0443 | [6 empty] | DEER:HVAC_Split-Package_HP | Annual | FALSE
Any | SWHC046M | EPr | ex | CZ02 | cDXHP | SWHC046-01 | ExAnte2019 | IOU workpaper | 2019-11-06 | Cap-Tons | 1 |  |  | 0 | 0 | 0 | -271.2784 | 0 | 34.673 | [6 empty] | DEER:HVAC_Split-Package_HP | Annual | FALSE
Any | SWHC046M | EPr | ex | CZ03 | cDXHP | SWHC046-01 | ExAnte2019 | IOU workpaper | 2019-11-06 | Cap-Tons | 1 |  |  | 0 | 0 | 0 | -230.2305 | 0 | 33.4829 | [6 empty] | DEER:HVAC_Split-Package_HP | Annual | FALSE
Any | SWHC046M | EPr | ex | CZ04 | cDXHP | SWHC046-01 | ExAnte2019 | IOU workpaper | 2019-11-06 | Cap-Tons | 1 |  |  | 0 | 0 | 0 | -195.7335 | 0 | 25.0375 | [6 empty] | DEER:HVAC_Split-Package_HP | Annual | FALSE
Any | SWHC046M | EPr | ex | CZ05 | cDXHP | SWHC046-01 | ExAnte2019 | IOU workpaper | 2019-11-06 | Cap-Tons | 1 |  |  | 0 | 0 | 0 | -233.4765 | 0 | 33.6022 | [6 empty] | DEER:HVAC_Split-Package_HP | Annual | FALSE
Any | SWHC046M | EPr | ex | CZ06 | cDXHP | SWHC046-01 | ExAnte2019 | IOU workpaper | 2019-11-06 | Cap-Tons | 1 |  |  | 0 | 0 | 0 | -86.4125 | 0 | 12.9685 | [6 empty] | DEER:HVAC_Split-Package_HP | Annual | FALSE
Any | SWHC046M | EPr | ex | CZ07 | cDXHP | SWHC046-01 | ExAnte2019 | IOU workpaper | 2019-11-06 | Cap-Tons | 1 |  |  | 0 | 0 | 0 | -66.5792 | 0 | 9.4707 | [6 empty] | DEER:HVAC_Split-Package_HP | Annual | FALSE
Any | SWHC046M | EPr | ex | CZ08 | cDXHP | SWHC046-01 | ExAnte2019 | IOU workpaper | 2019-11-06 | Cap-Tons | 1 |  |  | 0 | 0 | 0 | -69.716 | 0 | 10.7278 | [6 empty] | DEER:HVAC_Split-Package_HP | Annual | FALSE
Any | SWHC046M | EPr | ex | CZ09 | cDXHP | SWHC046-01 | ExAnte2019 | IOU workpaper | 2019-11-06 | Cap-Tons | 1 |  |  | 0 | 0 | 0 | -89.4668 | 0 | 13.0531 | [6 empty] | DEER:HVAC_Split-Package_HP | Annual | FALSE
Any | SWHC046M | EPr | ex | CZ10 | cDXHP | SWHC046-01 | ExAnte2019 | IOU workpaper | 2019-11-06 | Cap-Tons | 1 |  |  | 0 | 0 | 0 | -71.3175 | 0 | 12.3904 | [6 empty] | DEER:HVAC_Split-Package_HP | Annual | FALSE
Any | SWHC046M | EPr | ex | CZ11 | cDXHP | SWHC046-01 | ExAnte2019 | IOU workpaper | 2019-11-06 | Cap-Tons | 1 |  |  | 0 | 0 | 0 | -199.3548 | 0 | 29.1757 | [6 empty] | DEER:HVAC_Split-Package_HP | Annual | FALSE
Any | SWHC046M | EPr | ex | CZ12 | cDXHP | SWHC046-01 | ExAnte2019 | IOU workpaper | 2019-11-06 | Cap-Tons | 1 |  |  | 0 | 0 | 0 | -223.3936 | 0 | 30.6814 | [6 empty] | DEER:HVAC_Split-Package_HP | Annual | FALSE
Any | SWHC046M | EPr | ex | CZ13 | cDXHP | SWHC046-01 | ExAnte2019 | IOU workpaper | 2019-11-06 | Cap-Tons | 1 |  |  | 0 | 0 | 0 | -175.7155 | 0 | 25.4859 | [6 empty] | DEER:HVAC_Split-Package_HP | Annual | FALSE
Any | SWHC046M | EPr | ex | CZ14 | cDXHP | SWHC046-01 | ExAnte2019 | IOU workpaper | 2019-11-06 | Cap-Tons | 1 |  |  | 0 | 0 | 0 | -186.5773 | 0 | 26.3116 | [6 empty] | DEER:HVAC_Split-Package_HP | Annual | FALSE
Any | SWHC046M | EPr | ex | CZ15 | cDXHP | SWHC046-01 | ExAnte2019 | IOU workpaper | 2019-11-06 | Cap-Tons | 1 |  |  | 0 | 0 | 0 | -7.0023 | 0 | 3.5453 | [6 empty] | DEER:HVAC_Split-Package_HP | Annual | FALSE
Any | SWHC046M | EPr | ex | CZ16 | cDXHP | SWHC046-01 | ExAnte2019 | IOU workpaper | 2019-11-06 | Cap-Tons | 1 |  |  | 0 | 0 | 0 | -711.8552 | 0 | 84.5069 | [6 empty] | DEER:HVAC_Split-Package_HP | Annual | FALSE
Any | SWHC046M | ERC | ex | CZ01 | cDXHP | SWHC046-01 | ExAnte2019 | IOU workpaper | 2019-11-06 | Cap-Tons | 1 |  |  | 0 | 0 | 0 | -760.7039 | 0 | 110.19 | [6 empty] | DEER:HVAC_Split-Package_HP | Annual | FALSE
Any | SWHC046M | ERC | ex | CZ02 | cDXHP | SWHC046-01 | ExAnte2019 | IOU workpaper | 2019-11-06 | Cap-Tons | 1 |  |  | 0 | 0 | 0 | -472.903 | 0 | 68.8517 | [6 empty] | DEER:HVAC_Split-Package_HP | Annual | FALSE
Any | SWHC046M | ERC | ex | CZ03 | cDXHP | SWHC046-01 | ExAnte2019 | IOU workpaper | 2019-11-06 | Cap-Tons | 1 |  |  | 0 | 0 | 0 | -326.248 | 0 | 53.4192 | [6 empty] | DEER:HVAC_Split-Package_HP | Annual | FALSE
Any | SWHC046M | ERC | ex | CZ04 | cDXHP | SWHC046-01 | ExAnte2019 | IOU workpaper | 2019-11-06 | Cap-Tons | 1 |  |  | 0 | 0 | 0 | -335.5947 | 0 | 49.5264 | [6 empty] | DEER:HVAC_Split-Package_HP | Annual | FALSE
Any | SWHC046M | ERC | ex | CZ05 | cDXHP | SWHC046-01 | ExAnte2019 | IOU workpaper | 2019-11-06 | Cap-Tons | 1 |  |  | 0 | 0 | 0 | -395.2431 | 0 | 61.6431 | [6 empty] | DEER:HVAC_Split-Package_HP | Annual | FALSE
Any | SWHC046M | ERC | ex | CZ06 | cDXHP | SWHC046-01 | ExAnte2019 | IOU workpaper | 2019-11-06 | Cap-Tons | 1 |  |  | 0 | 0 | 0 | -150.9968 | 0 | 26.3065 | [6 empty] | DEER:HVAC_Split-Package_HP | Annual | FALSE
Any | SWHC046M | ERC | ex | CZ07 | cDXHP | SWHC046-01 | ExAnte2019 | IOU workpaper | 2019-11-06 | Cap-Tons | 1 |  |  | 0 | 0 | 0 | -92.5136 | 0 | 16.3875 | [6 empty] | DEER:HVAC_Split-Package_HP | Annual | FALSE
Any | SWHC046M | ERC | ex | CZ08 | cDXHP | SWHC046-01 | ExAnte2019 | IOU workpaper | 2019-11-06 | Cap-Tons | 1 |  |  | 0 | 0 | 0 | -122.3769 | 0 | 22.3748 | [6 empty] | DEER:HVAC_Split-Package_HP | Annual | FALSE
Any | SWHC046M | ERC | ex | CZ09 | cDXHP | SWHC046-01 | ExAnte2019 | IOU workpaper | 2019-11-06 | Cap-Tons | 1 |  |  | 0 | 0 | 0 | -128.3 | 0 | 22.146 | [6 empty] | DEER:HVAC_Split-Package_HP | Annual | FALSE
Any | SWHC046M | ERC | ex | CZ10 | cDXHP | SWHC046-01 | ExAnte2019 | IOU workpaper | 2019-11-06 | Cap-Tons | 1 |  |  | 0 | 0 | 0 | -151.516 | 0 | 25.3466 | [6 empty] | DEER:HVAC_Split-Package_HP | Annual | FALSE
Any | SWHC046M | ERC | ex | CZ11 | cDXHP | SWHC046-01 | ExAnte2019 | IOU workpaper | 2019-11-06 | Cap-Tons | 1 |  |  | 0 | 0 | 0 | -310.8908 | 0 | 46.8416 | [6 empty] | DEER:HVAC_Split-Package_HP | Annual | FALSE
Any | SWHC046M | ERC | ex | CZ12 | cDXHP | SWHC046-01 | ExAnte2019 | IOU workpaper | 2019-11-06 | Cap-Tons | 1 |  |  | 0 | 0 | 0 | -352.2906 | 0 | 52.7245 | [6 empty] | DEER:HVAC_Split-Package_HP | Annual | FALSE
Any | SWHC046M | ERC | ex | CZ13 | cDXHP | SWHC046-01 | ExAnte2019 | IOU workpaper | 2019-11-06 | Cap-Tons | 1 |  |  | 0 | 0 | 0 | -272.1436 | 0 | 41.3822 | [6 empty] | DEER:HVAC_Split-Package_HP | Annual | FALSE
Any | SWHC046M | ERC | ex | CZ14 | cDXHP | SWHC046-01 | ExAnte2019 | IOU workpaper | 2019-11-06 | Cap-Tons | 1 |  |  | 0 | 0 | 0 | -304.2908 | 0 | 43.658 | [6 empty] | DEER:HVAC_Split-Package_HP | Annual | FALSE
Any | SWHC046M | ERC | ex | CZ15 | cDXHP | SWHC046-01 | ExAnte2019 | IOU workpaper | 2019-11-06 | Cap-Tons | 1 |  |  | 0 | 0 | 0 | -18.822 | 0 | 6.6956 | [6 empty] | DEER:HVAC_Split-Package_HP | Annual | FALSE
Any | SWHC046M | ERC | ex | CZ16 | cDXHP | SWHC046-01 | ExAnte2019 | IOU workpaper | 2019-11-06 | Cap-Tons | 1 |  |  | 0 | 0 | 0 | -1059.8534 | 0 | 123.4207 | [6 empty] | DEER:HVAC_Split-Package_HP | Annual | FALSE
Any | SWHC046M | ESe | ex | CZ01 | cDXHP | SWHC046-01 | ExAnte2019 | IOU workpaper | 2019-11-06 | Cap-Tons | 1 |  |  | 0 | 0 | 0 | -443.8177 | 0 | 62.7269 | [6 empty] | DEER:HVAC_Split-Package_HP | Annual | FALSE
Any | SWHC046M | ESe | ex | CZ02 | cDXHP | SWHC046-01 | ExAnte2019 | IOU workpaper | 2019-11-06 | Cap-Tons | 1 |  |  | 0 | 0 | 0 | -261.624 | 0 | 34.0965 | [6 empty] | DEER:HVAC_Split-Package_HP | Annual | FALSE
Any | SWHC046M | ESe | ex | CZ03 | cDXHP | SWHC046-01 | ExAnte2019 | IOU workpaper | 2019-11-06 | Cap-Tons | 1 |  |  | 0 | 0 | 0 | -182.1303 | 0 | 26.0715 | [6 empty] | DEER:HVAC_Split-Package_HP | Annual | FALSE
Any | SWHC046M | ESe | ex | CZ04 | cDXHP | SWHC046-01 | ExAnte2019 | IOU workpaper | 2019-11-06 | Cap-Tons | 1 |  |  | 0 | 0 | 0 | -167.4959 | 0 | 22.1893 | [6 empty] | DEER:HVAC_Split-Package_HP | Annual | FALSE
Any | SWHC046M | ESe | ex | CZ05 | cDXHP | SWHC046-01 | ExAnte2019 | IOU workpaper | 2019-11-06 | Cap-Tons | 1 |  |  | 0 | 0 | 0 | -178.6236 | 0 | 25.4133 | [6 empty] | DEER:HVAC_Split-Package_HP | Annual | FALSE
Any | SWHC046M | ESe | ex | CZ06 | cDXHP | SWHC046-01 | ExAnte2019 | IOU workpaper | 2019-11-06 | Cap-Tons | 1 |  |  | 0 | 0 | 0 | -61.6861 | 0 | 9.5407 | [6 empty] | DEER:HVAC_Split-Package_HP | Annual | FALSE
Any | SWHC046M | ESe | ex | CZ07 | cDXHP | SWHC046-01 | ExAnte2019 | IOU workpaper | 2019-11-06 | Cap-Tons | 1 |  |  | 0 | 0 | 0 | -39.086 | 0 | 6.3435 | [6 empty] | DEER:HVAC_Split-Package_HP | Annual | FALSE
Any | SWHC046M | ESe | ex | CZ08 | cDXHP | SWHC046-01 | ExAnte2019 | IOU workpaper | 2019-11-06 | Cap-Tons | 1 |  |  | 0 | 0 | 0 | -50.3111 | 0 | 8.7281 | [6 empty] | DEER:HVAC_Split-Package_HP | Annual | FALSE
Any | SWHC046M | ESe | ex | CZ09 | cDXHP | SWHC046-01 | ExAnte2019 | IOU workpaper | 2019-11-06 | Cap-Tons | 1 |  |  | 0 | 0 | 0 | -66.3468 | 0 | 10.2491 | [6 empty] | DEER:HVAC_Split-Package_HP | Annual | FALSE
Any | SWHC046M | ESe | ex | CZ10 | cDXHP | SWHC046-01 | ExAnte2019 | IOU workpaper | 2019-11-06 | Cap-Tons | 1 |  |  | 0 | 0 | 0 | -80.6671 | 0 | 12.5318 | [6 empty] | DEER:HVAC_Split-Package_HP | Annual | FALSE
Any | SWHC046M | ESe | ex | CZ11 | cDXHP | SWHC046-01 | ExAnte2019 | IOU workpaper | 2019-11-06 | Cap-Tons | 1 |  |  | 0 | 0 | 0 | -212.1618 | 0 | 31.3022 | [6 empty] | DEER:HVAC_Split-Package_HP | Annual | FALSE
Any | SWHC046M | ESe | ex | CZ12 | cDXHP | SWHC046-01 | ExAnte2019 | IOU workpaper | 2019-11-06 | Cap-Tons | 1 |  |  | 0 | 0 | 0 | -229.4731 | 0 | 31.8856 | [6 empty] | DEER:HVAC_Split-Package_HP | Annual | FALSE
Any | SWHC046M | ESe | ex | CZ13 | cDXHP | SWHC046-01 | ExAnte2019 | IOU workpaper | 2019-11-06 | Cap-Tons | 1 |  |  | 0 | 0 | 0 | -180.7224 | 0 | 26.7312 | [6 empty] | DEER:HVAC_Split-Package_HP | Annual | FALSE
Any | SWHC046M | ESe | ex | CZ14 | cDXHP | SWHC046-01 | ExAnte2019 | IOU workpaper | 2019-11-06 | Cap-Tons | 1 |  |  | 0 | 0 | 0 | -199.5658 | 0 | 28.0487 | [6 empty] | DEER:HVAC_Split-Package_HP | Annual | FALSE
Any | SWHC046M | ESe | ex | CZ15 | cDXHP | SWHC046-01 | ExAnte2019 | IOU workpaper | 2019-11-06 | Cap-Tons | 1 |  |  | 0 | 0 | 0 | -5.1874 | 0 | 3.7009 | [6 empty] | DEER:HVAC_Split-Package_HP | Annual | FALSE
Any | SWHC046M | ESe | ex | CZ16 | cDXHP | SWHC046-01 | ExAnte2019 | IOU workpaper | 2019-11-06 | Cap-Tons | 1 |  |  | 0 | 0 | 0 | -665.6207 | 0 | 76.8982 | [6 empty] | DEER:HVAC_Split-Package_HP | Annual | FALSE
Any | SWHC046M | EUn | ex | CZ01 | cDXHP | SWHC046-01 | ExAnte2019 | IOU workpaper | 2019-11-06 | Cap-Tons | 1 |  |  | 0 | 0 | 0 | -486.6638 | 0 | 70.0776 | [6 empty] | DEER:HVAC_Split-Package_HP | Annual | FALSE
Any | SWHC046M | EUn | ex | CZ02 | cDXHP | SWHC046-01 | ExAnte2019 | IOU workpaper | 2019-11-06 | Cap-Tons | 1 |  |  | 0 | 0 | 0 | -287.6084 | 0 | 40.3197 | [6 empty] | DEER:HVAC_Split-Package_HP | Annual | FALSE
Any | SWHC046M | EUn | ex | CZ03 | cDXHP | SWHC046-01 | ExAnte2019 | IOU workpaper | 2019-11-06 | Cap-Tons | 1 |  |  | 0 | 0 | 0 | -234.1531 | 0 | 34.8283 | [6 empty] | DEER:HVAC_Split-Package_HP | Annual | FALSE
Any | SWHC046M | EUn | ex | CZ04 | cDXHP | SWHC046-01 | ExAnte2019 | IOU workpaper | 2019-11-06 | Cap-Tons | 1 |  |  | 0 | 0 | 0 | -219.2898 | 0 | 30.482 | [6 empty] | DEER:HVAC_Split-Package_HP | Annual | FALSE
Any | SWHC046M | EUn | ex | CZ05 | cDXHP | SWHC046-01 | ExAnte2019 | IOU workpaper | 2019-11-06 | Cap-Tons | 1 |  |  | 0 | 0 | 0 | -240.3062 | 0 | 35.9621 | [6 empty] | DEER:HVAC_Split-Package_HP | Annual | FALSE
Any | SWHC046M | EUn | ex | CZ06 | cDXHP | SWHC046-01 | ExAnte2019 | IOU workpaper | 2019-11-06 | Cap-Tons | 1 |  |  | 0 | 0 | 0 | -87.1417 | 0 | 14.1231 | [6 empty] | DEER:HVAC_Split-Package_HP | Annual | FALSE
Any | SWHC046M | EUn | ex | CZ07 | cDXHP | SWHC046-01 | ExAnte2019 | IOU workpaper | 2019-11-06 | Cap-Tons | 1 |  |  | 0 | 0 | 0 | -61.6159 | 0 | 9.8936 | [6 empty] | DEER:HVAC_Split-Package_HP | Annual | FALSE
Any | SWHC046M | EUn | ex | CZ08 | cDXHP | SWHC046-01 | ExAnte2019 | IOU workpaper | 2019-11-06 | Cap-Tons | 1 |  |  | 0 | 0 | 0 | -74.8082 | 0 | 13.3477 | [6 empty] | DEER:HVAC_Split-Package_HP | Annual | FALSE
Any | SWHC046M | EUn | ex | CZ09 | cDXHP | SWHC046-01 | ExAnte2019 | IOU workpaper | 2019-11-06 | Cap-Tons | 1 |  |  | 0 | 0 | 0 | -88.0486 | 0 | 14.1713 | [6 empty] | DEER:HVAC_Split-Package_HP | Annual | FALSE
Any | SWHC046M | EUn | ex | CZ10 | cDXHP | SWHC046-01 | ExAnte2019 | IOU workpaper | 2019-11-06 | Cap-Tons | 1 |  |  | 0 | 0 | 0 | -85.3928 | 0 | 14.4735 | [6 empty] | DEER:HVAC_Split-Package_HP | Annual | FALSE
Any | SWHC046M | EUn | ex | CZ11 | cDXHP | SWHC046-01 | ExAnte2019 | IOU workpaper | 2019-11-06 | Cap-Tons | 1 |  |  | 0 | 0 | 0 | -206.8044 | 0 | 32.0582 | [6 empty] | DEER:HVAC_Split-Package_HP | Annual | FALSE
Any | SWHC046M | EUn | ex | CZ12 | cDXHP | SWHC046-01 | ExAnte2019 | IOU workpaper | 2019-11-06 | Cap-Tons | 1 |  |  | 0 | 0 | 0 | -227.4811 | 0 | 34.3967 | [6 empty] | DEER:HVAC_Split-Package_HP | Annual | FALSE
Any | SWHC046M | EUn | ex | CZ13 | cDXHP | SWHC046-01 | ExAnte2019 | IOU workpaper | 2019-11-06 | Cap-Tons | 1 |  |  | 0 | 0 | 0 | -174.4844 | 0 | 27.2321 | [6 empty] | DEER:HVAC_Split-Package_HP | Annual | FALSE
Any | SWHC046M | EUn | ex | CZ14 | cDXHP | SWHC046-01 | ExAnte2019 | IOU workpaper | 2019-11-06 | Cap-Tons | 1 |  |  | 0 | 0 | 0 | -199.761 | 0 | 29.5124 | [6 empty] | DEER:HVAC_Split-Package_HP | Annual | FALSE
Any | SWHC046M | EUn | ex | CZ15 | cDXHP | SWHC046-01 | ExAnte2019 | IOU workpaper | 2019-11-06 | Cap-Tons | 1 |  |  | 0 | 0 | 0 | 3.2317 | 0 | 4.2406 | [6 empty] | DEER:HVAC_Split-Package_HP | Annual | FALSE
Any | SWHC046M | EUn | ex | CZ16 | cDXHP | SWHC046-01 | ExAnte2019 | IOU workpaper | 2019-11-06 | Cap-Tons | 1 |  |  | 0 | 0 | 0 | -705.4932 | 0 | 83.1046 | [6 empty] | DEER:HVAC_Split-Package_HP | Annual | FALSE
Any | SWHC046M | Gro | ex | CZ01 | cDXHP | SWHC046-01 | ExAnte2019 | IOU workpaper | 2019-11-06 | Cap-Tons | 1 |  |  | 0 | 0 | 0 | -3081.3985 | 0 | 433.0788 | [6 empty] | DEER:HVAC_Split-Package_HP | Annual | FALSE
Any | SWHC046M | Gro | ex | CZ02 | cDXHP | SWHC046-01 | ExAnte2019 | IOU workpaper | 2019-11-06 | Cap-Tons | 1 |  |  | 0 | 0 | 0 | -1228.9047 | 0 | 148.339 | [6 empty] | DEER:HVAC_Split-Package_HP | Annual | FALSE
Any | SWHC046M | Gro | ex | CZ03 | cDXHP | SWHC046-01 | ExAnte2019 | IOU workpaper | 2019-11-06 | Cap-Tons | 1 |  |  | 0 | 0 | 0 | -1379.8395 | 0 | 198.2532 | [6 empty] | DEER:HVAC_Split-Package_HP | Annual | FALSE
Any | SWHC046M | Gro | ex | CZ04 | cDXHP | SWHC046-01 | ExAnte2019 | IOU workpaper | 2019-11-06 | Cap-Tons | 1 |  |  | 0 | 0 | 0 | -1047.4989 | 0 | 133.0212 | [6 empty] | DEER:HVAC_Split-Package_HP | Annual | FALSE
Any | SWHC046M | Gro | ex | CZ05 | cDXHP | SWHC046-01 | ExAnte2019 | IOU workpaper | 2019-11-06 | Cap-Tons | 1 |  |  | 0 | 0 | 0 | -1649.4772 | 0 | 233.5836 | [6 empty] | DEER:HVAC_Split-Package_HP | Annual | FALSE
Any | SWHC046M | Gro | ex | CZ06 | cDXHP | SWHC046-01 | ExAnte2019 | IOU workpaper | 2019-11-06 | Cap-Tons | 1 |  |  | 0 | 0 | 0 | -750.2568 | 0 | 93.8253 | [6 empty] | DEER:HVAC_Split-Package_HP | Annual | FALSE
Any | SWHC046M | Gro | ex | CZ07 | cDXHP | SWHC046-01 | ExAnte2019 | IOU workpaper | 2019-11-06 | Cap-Tons | 1 |  |  | 0 | 0 | 0 | -774.9558 | 0 | 107.1506 | [6 empty] | DEER:HVAC_Split-Package_HP | Annual | FALSE
Any | SWHC046M | Gro | ex | CZ08 | cDXHP | SWHC046-01 | ExAnte2019 | IOU workpaper | 2019-11-06 | Cap-Tons | 1 |  |  | 0 | 0 | 0 | -616.4272 | 0 | 76.7267 | [6 empty] | DEER:HVAC_Split-Package_HP | Annual | FALSE
Any | SWHC046M | Gro | ex | CZ09 | cDXHP | SWHC046-01 | ExAnte2019 | IOU workpaper | 2019-11-06 | Cap-Tons | 1 |  |  | 0 | 0 | 0 | -605.3593 | 0 | 69.9341 | [6 empty] | DEER:HVAC_Split-Package_HP | Annual | FALSE
Any | SWHC046M | Gro | ex | CZ10 | cDXHP | SWHC046-01 | ExAnte2019 | IOU workpaper | 2019-11-06 | Cap-Tons | 1 |  |  | 0 | 0 | 0 | -647.5727 | 0 | 75.4472 | [6 empty] | DEER:HVAC_Split-Package_HP | Annual | FALSE
Any | SWHC046M | Gro | ex | CZ11 | cDXHP | SWHC046-01 | ExAnte2019 | IOU workpaper | 2019-11-06 | Cap-Tons | 1 |  |  | 0 | 0 | 0 | -920.0678 | 0 | 106.5647 | [6 empty] | DEER:HVAC_Split-Package_HP | Annual | FALSE
Any | SWHC046M | Gro | ex | CZ12 | cDXHP | SWHC046-01 | ExAnte2019 | IOU workpaper | 2019-11-06 | Cap-Tons | 1 |  |  | 0 | 0 | 0 | -933.3518 | 0 | 103.7323 | [6 empty] | DEER:HVAC_Split-Package_HP | Annual | FALSE
Any | SWHC046M | Gro | ex | CZ13 | cDXHP | SWHC046-01 | ExAnte2019 | IOU workpaper | 2019-11-06 | Cap-Tons | 1 |  |  | 0 | 0 | 0 | -822.9368 | 0 | 93.4344 | [6 empty] | DEER:HVAC_Split-Package_HP | Annual | FALSE
Any | SWHC046M | Gro | ex | CZ14 | cDXHP | SWHC046-01 | ExAnte2019 | IOU workpaper | 2019-11-06 | Cap-Tons | 1 |  |  | 0 | 0 | 0 | -895.7778 | 0 | 98.4901 | [6 empty] | DEER:HVAC_Split-Package_HP | Annual | FALSE
Any | SWHC046M | Gro | ex | CZ15 | cDXHP | SWHC046-01 | ExAnte2019 | IOU workpaper | 2019-11-06 | Cap-Tons | 1 |  |  | 0 | 0 | 0 | -248.9684 | 0 | 26.7272 | [6 empty] | DEER:HVAC_Split-Package_HP | Annual | FALSE
Any | SWHC046M | Gro | ex | CZ16 | cDXHP | SWHC046-01 | ExAnte2019 | IOU workpaper | 2019-11-06 | Cap-Tons | 1 |  |  | 0 | 0 | 0 | -2983.4392 | 0 | 311.2109 | [6 empty] | DEER:HVAC_Split-Package_HP | Annual | FALSE
Any | SWHC046M | Hsp | ex | CZ01 | cDXHP | SWHC046-01 | ExAnte2019 | IOU workpaper | 2019-11-06 | Cap-Tons | 1 |  |  | 0 | 0 | 0 | -397.5054 | 0 | 45.4195 | [6 empty] | DEER:HVAC_Split-Package_HP | Annual | FALSE
Any | SWHC046M | Hsp | ex | CZ02 | cDXHP | SWHC046-01 | ExAnte2019 | IOU workpaper | 2019-11-06 | Cap-Tons | 1 |  |  | 0 | 0 | 0 | -241.6692 | 0 | 28.8291 | [6 empty] | DEER:HVAC_Split-Package_HP | Annual | FALSE
Any | SWHC046M | Hsp | ex | CZ03 | cDXHP | SWHC046-01 | ExAnte2019 | IOU workpaper | 2019-11-06 | Cap-Tons | 1 |  |  | 0 | 0 | 0 | -184.2666 | 0 | 21.8097 | [6 empty] | DEER:HVAC_Split-Package_HP | Annual | FALSE
Any | SWHC046M | Hsp | ex | CZ04 | cDXHP | SWHC046-01 | ExAnte2019 | IOU workpaper | 2019-11-06 | Cap-Tons | 1 |  |  | 0 | 0 | 0 | -181.4635 | 0 | 21.7356 | [6 empty] | DEER:HVAC_Split-Package_HP | Annual | FALSE
Any | SWHC046M | Hsp | ex | CZ05 | cDXHP | SWHC046-01 | ExAnte2019 | IOU workpaper | 2019-11-06 | Cap-Tons | 1 |  |  | 0 | 0 | 0 | -199.1459 | 0 | 23.2995 | [6 empty] | DEER:HVAC_Split-Package_HP | Annual | FALSE
Any | SWHC046M | Hsp | ex | CZ06 | cDXHP | SWHC046-01 | ExAnte2019 | IOU workpaper | 2019-11-06 | Cap-Tons | 1 |  |  | 0 | 0 | 0 | -72.3674 | 0 | 10.0851 | [6 empty] | DEER:HVAC_Split-Package_HP | Annual | FALSE
Any | SWHC046M | Hsp | ex | CZ07 | cDXHP | SWHC046-01 | ExAnte2019 | IOU workpaper | 2019-11-06 | Cap-Tons | 1 |  |  | 0 | 0 | 0 | -25.4348 | 0 | 4.3186 | [6 empty] | DEER:HVAC_Split-Package_HP | Annual | FALSE
Any | SWHC046M | Hsp | ex | CZ08 | cDXHP | SWHC046-01 | ExAnte2019 | IOU workpaper | 2019-11-06 | Cap-Tons | 1 |  |  | 0 | 0 | 0 | -45.3052 | 0 | 7.587 | [6 empty] | DEER:HVAC_Split-Package_HP | Annual | FALSE
Any | SWHC046M | Hsp | ex | CZ09 | cDXHP | SWHC046-01 | ExAnte2019 | IOU workpaper | 2019-11-06 | Cap-Tons | 1 |  |  | 0 | 0 | 0 | -71.094 | 0 | 10.6498 | [6 empty] | DEER:HVAC_Split-Package_HP | Annual | FALSE
Any | SWHC046M | Hsp | ex | CZ10 | cDXHP | SWHC046-01 | ExAnte2019 | IOU workpaper | 2019-11-06 | Cap-Tons | 1 |  |  | 0 | 0 | 0 | -85.0974 | 0 | 12.5185 | [6 empty] | DEER:HVAC_Split-Package_HP | Annual | FALSE
Any | SWHC046M | Hsp | ex | CZ11 | cDXHP | SWHC046-01 | ExAnte2019 | IOU workpaper | 2019-11-06 | Cap-Tons | 1 |  |  | 0 | 0 | 0 | -227.7232 | 0 | 29.9311 | [6 empty] | DEER:HVAC_Split-Package_HP | Annual | FALSE
Any | SWHC046M | Hsp | ex | CZ12 | cDXHP | SWHC046-01 | ExAnte2019 | IOU workpaper | 2019-11-06 | Cap-Tons | 1 |  |  | 0 | 0 | 0 | -220.7848 | 0 | 27.9848 | [6 empty] | DEER:HVAC_Split-Package_HP | Annual | FALSE
Any | SWHC046M | Hsp | ex | CZ13 | cDXHP | SWHC046-01 | ExAnte2019 | IOU workpaper | 2019-11-06 | Cap-Tons | 1 |  |  | 0 | 0 | 0 | -196.5894 | 0 | 26.101 | [6 empty] | DEER:HVAC_Split-Package_HP | Annual | FALSE
Any | SWHC046M | Hsp | ex | CZ14 | cDXHP | SWHC046-01 | ExAnte2019 | IOU workpaper | 2019-11-06 | Cap-Tons | 1 |  |  | 0 | 0 | 0 | -259.8567 | 0 | 33.0552 | [6 empty] | DEER:HVAC_Split-Package_HP | Annual | FALSE
Any | SWHC046M | Hsp | ex | CZ15 | cDXHP | SWHC046-01 | ExAnte2019 | IOU workpaper | 2019-11-06 | Cap-Tons | 1 |  |  | 0 | 0 | 0 | 11.4694 | 0 | 4.4925 | [6 empty] | DEER:HVAC_Split-Package_HP | Annual | FALSE
Any | SWHC046M | Hsp | ex | CZ16 | cDXHP | SWHC046-01 | ExAnte2019 | IOU workpaper | 2019-11-06 | Cap-Tons | 1 |  |  | 0 | 0 | 0 | -700.814 | 0 | 78.3639 | [6 empty] | DEER:HVAC_Split-Package_HP | Annual | FALSE
Any | SWHC046M | Htl | ex | CZ01 | cDXHP | SWHC046-01 | ExAnte2019 | IOU workpaper | 2019-11-06 | Cap-Tons | 1 |  |  | 0 | 0 | 0 | -1349.6358 | 0 | 187.7433 | [6 empty] | DEER:HVAC_Split-Package_HP | Annual | FALSE
Any | SWHC046M | Htl | ex | CZ02 | cDXHP | SWHC046-01 | ExAnte2019 | IOU workpaper | 2019-11-06 | Cap-Tons | 1 |  |  | 0 | 0 | 0 | -834.5329 | 0 | 105.4776 | [6 empty] | DEER:HVAC_Split-Package_HP | Annual | FALSE
Any | SWHC046M | Htl | ex | CZ03 | cDXHP | SWHC046-01 | ExAnte2019 | IOU workpaper | 2019-11-06 | Cap-Tons | 1 |  |  | 0 | 0 | 0 | -719.7627 | 0 | 102.2811 | [6 empty] | DEER:HVAC_Split-Package_HP | Annual | FALSE
Any | SWHC046M | Htl | ex | CZ04 | cDXHP | SWHC046-01 | ExAnte2019 | IOU workpaper | 2019-11-06 | Cap-Tons | 1 |  |  | 0 | 0 | 0 | -645.1524 | 0 | 76.0346 | [6 empty] | DEER:HVAC_Split-Package_HP | Annual | FALSE
Any | SWHC046M | Htl | ex | CZ05 | cDXHP | SWHC046-01 | ExAnte2019 | IOU workpaper | 2019-11-06 | Cap-Tons | 1 |  |  | 0 | 0 | 0 | -761.7879 | 0 | 107.543 | [6 empty] | DEER:HVAC_Split-Package_HP | Annual | FALSE
Any | SWHC046M | Htl | ex | CZ06 | cDXHP | SWHC046-01 | ExAnte2019 | IOU workpaper | 2019-11-06 | Cap-Tons | 1 |  |  | 0 | 0 | 0 | -344.4175 | 0 | 48.6508 | [6 empty] | DEER:HVAC_Split-Package_HP | Annual | FALSE
Any | SWHC046M | Htl | ex | CZ07 | cDXHP | SWHC046-01 | ExAnte2019 | IOU workpaper | 2019-11-06 | Cap-Tons | 1 |  |  | 0 | 0 | 0 | -254.1377 | 0 | 33.8329 | [6 empty] | DEER:HVAC_Split-Package_HP | Annual | FALSE
Any | SWHC046M | Htl | ex | CZ08 | cDXHP | SWHC046-01 | ExAnte2019 | IOU workpaper | 2019-11-06 | Cap-Tons | 1 |  |  | 0 | 0 | 0 | -254.4776 | 0 | 36.7589 | [6 empty] | DEER:HVAC_Split-Package_HP | Annual | FALSE
Any | SWHC046M | Htl | ex | CZ09 | cDXHP | SWHC046-01 | ExAnte2019 | IOU workpaper | 2019-11-06 | Cap-Tons | 1 |  |  | 0 | 0 | 0 | -300.2643 | 0 | 41.7389 | [6 empty] | DEER:HVAC_Split-Package_HP | Annual | FALSE
Any | SWHC046M | Htl | ex | CZ10 | cDXHP | SWHC046-01 | ExAnte2019 | IOU workpaper | 2019-11-06 | Cap-Tons | 1 |  |  | 0 | 0 | 0 | -325.0599 | 0 | 47.2689 | [6 empty] | DEER:HVAC_Split-Package_HP | Annual | FALSE
Any | SWHC046M | Htl | ex | CZ11 | cDXHP | SWHC046-01 | ExAnte2019 | IOU workpaper | 2019-11-06 | Cap-Tons | 1 |  |  | 0 | 0 | 0 | -571.2608 | 0 | 83.0016 | [6 empty] | DEER:HVAC_Split-Package_HP | Annual | FALSE
Any | SWHC046M | Htl | ex | CZ12 | cDXHP | SWHC046-01 | ExAnte2019 | IOU workpaper | 2019-11-06 | Cap-Tons | 1 |  |  | 0 | 0 | 0 | -613.7041 | 0 | 86.5399 | [6 empty] | DEER:HVAC_Split-Package_HP | Annual | FALSE
Any | SWHC046M | Htl | ex | CZ13 | cDXHP | SWHC046-01 | ExAnte2019 | IOU workpaper | 2019-11-06 | Cap-Tons | 1 |  |  | 0 | 0 | 0 | -510.4116 | 0 | 73.7062 | [6 empty] | DEER:HVAC_Split-Package_HP | Annual | FALSE
Any | SWHC046M | Htl | ex | CZ14 | cDXHP | SWHC046-01 | ExAnte2019 | IOU workpaper | 2019-11-06 | Cap-Tons | 1 |  |  | 0 | 0 | 0 | -614.0421 | 0 | 85.8162 | [6 empty] | DEER:HVAC_Split-Package_HP | Annual | FALSE
Any | SWHC046M | Htl | ex | CZ15 | cDXHP | SWHC046-01 | ExAnte2019 | IOU workpaper | 2019-11-06 | Cap-Tons | 1 |  |  | 0 | 0 | 0 | -97.6853 | 0 | 17.9051 | [6 empty] | DEER:HVAC_Split-Package_HP | Annual | FALSE
Any | SWHC046M | Htl | ex | CZ16 | cDXHP | SWHC046-01 | ExAnte2019 | IOU workpaper | 2019-11-06 | Cap-Tons | 1 |  |  | 0 | 0 | 0 | -1796.977 | 0 | 204.4398 | [6 empty] | DEER:HVAC_Split-Package_HP | Annual | FALSE
Any | SWHC046M | MBT | ex | CZ01 | cDXHP | SWHC046-01 | ExAnte2019 | IOU workpaper | 2019-11-06 | Cap-Tons | 1 |  |  | 0 | 0 | 0 | -313.2554 | 0 | 44.9865 | [6 empty] | DEER:HVAC_Split-Package_HP | Annual | FALSE
Any | SWHC046M | MBT | ex | CZ02 | cDXHP | SWHC046-01 | ExAnte2019 | IOU workpaper | 2019-11-06 | Cap-Tons | 1 |  |  | 0 | 0 | 0 | -156.5125 | 0 | 23.185 | [6 empty] | DEER:HVAC_Split-Package_HP | Annual | FALSE
Any | SWHC046M | MBT | ex | CZ03 | cDXHP | SWHC046-01 | ExAnte2019 | IOU workpaper | 2019-11-06 | Cap-Tons | 1 |  |  | 0 | 0 | 0 | -140.1551 | 0 | 21.2771 | [6 empty] | DEER:HVAC_Split-Package_HP | Annual | FALSE
Any | SWHC046M | MBT | ex | CZ04 | cDXHP | SWHC046-01 | ExAnte2019 | IOU workpaper | 2019-11-06 | Cap-Tons | 1 |  |  | 0 | 0 | 0 | -103.3466 | 0 | 16.0587 | [6 empty] | DEER:HVAC_Split-Package_HP | Annual | FALSE
Any | SWHC046M | MBT | ex | CZ05 | cDXHP | SWHC046-01 | ExAnte2019 | IOU workpaper | 2019-11-06 | Cap-Tons | 1 |  |  | 0 | 0 | 0 | -144.04 | 0 | 21.2422 | [6 empty] | DEER:HVAC_Split-Package_HP | Annual | FALSE
Any | SWHC046M | MBT | ex | CZ06 | cDXHP | SWHC046-01 | ExAnte2019 | IOU workpaper | 2019-11-06 | Cap-Tons | 1 |  |  | 0 | 0 | 0 | -47.3042 | 0 | 8.9229 | [6 empty] | DEER:HVAC_Split-Package_HP | Annual | FALSE
Any | SWHC046M | MBT | ex | CZ07 | cDXHP | SWHC046-01 | ExAnte2019 | IOU workpaper | 2019-11-06 | Cap-Tons | 1 |  |  | 0 | 0 | 0 | -33.0704 | 0 | 6.2076 | [6 empty] | DEER:HVAC_Split-Package_HP | Annual | FALSE
Any | SWHC046M | MBT | ex | CZ08 | cDXHP | SWHC046-01 | ExAnte2019 | IOU workpaper | 2019-11-06 | Cap-Tons | 1 |  |  | 0 | 0 | 0 | -37.6732 | 0 | 7.7425 | [6 empty] | DEER:HVAC_Split-Package_HP | Annual | FALSE
Any | SWHC046M | MBT | ex | CZ09 | cDXHP | SWHC046-01 | ExAnte2019 | IOU workpaper | 2019-11-06 | Cap-Tons | 1 |  |  | 0 | 0 | 0 | -45.9082 | 0 | 8.362 | [6 empty] | DEER:HVAC_Split-Package_HP | Annual | FALSE
Any | SWHC046M | MBT | ex | CZ10 | cDXHP | SWHC046-01 | ExAnte2019 | IOU workpaper | 2019-11-06 | Cap-Tons | 1 |  |  | 0 | 0 | 0 | -42.2158 | 0 | 8.5696 | [6 empty] | DEER:HVAC_Split-Package_HP | Annual | FALSE
Any | SWHC046M | MBT | ex | CZ11 | cDXHP | SWHC046-01 | ExAnte2019 | IOU workpaper | 2019-11-06 | Cap-Tons | 1 |  |  | 0 | 0 | 0 | -109.0863 | 0 | 17.784 | [6 empty] | DEER:HVAC_Split-Package_HP | Annual | FALSE
Any | SWHC046M | MBT | ex | CZ12 | cDXHP | SWHC046-01 | ExAnte2019 | IOU workpaper | 2019-11-06 | Cap-Tons | 1 |  |  | 0 | 0 | 0 | -126.8885 | 0 | 19.2498 | [6 empty] | DEER:HVAC_Split-Package_HP | Annual | FALSE
Any | SWHC046M | MBT | ex | CZ13 | cDXHP | SWHC046-01 | ExAnte2019 | IOU workpaper | 2019-11-06 | Cap-Tons | 1 |  |  | 0 | 0 | 0 | -96.7809 | 0 | 15.8512 | [6 empty] | DEER:HVAC_Split-Package_HP | Annual | FALSE
Any | SWHC046M | MBT | ex | CZ14 | cDXHP | SWHC046-01 | ExAnte2019 | IOU workpaper | 2019-11-06 | Cap-Tons | 1 |  |  | 0 | 0 | 0 | -117.3449 | 0 | 18.3007 | [6 empty] | DEER:HVAC_Split-Package_HP | Annual | FALSE
Any | SWHC046M | MBT | ex | CZ15 | cDXHP | SWHC046-01 | ExAnte2019 | IOU workpaper | 2019-11-06 | Cap-Tons | 1 |  |  | 0 | 0 | 0 | 12.1762 | 0 | 2.4316 | [6 empty] | DEER:HVAC_Split-Package_HP | Annual | FALSE
Any | SWHC046M | MBT | ex | CZ16 | cDXHP | SWHC046-01 | ExAnte2019 | IOU workpaper | 2019-11-06 | Cap-Tons | 1 |  |  | 0 | 0 | 0 | -505.4166 | 0 | 58.644 | [6 empty] | DEER:HVAC_Split-Package_HP | Annual | FALSE
Any | SWHC046M | MLI | ex | CZ01 | cDXHP | SWHC046-01 | ExAnte2019 | IOU workpaper | 2019-11-06 | Cap-Tons | 1 |  |  | 0 | 0 | 0 | -632.3892 | 0 | 76.4701 | [6 empty] | DEER:HVAC_Split-Package_HP | Annual | FALSE
Any | SWHC046M | MLI | ex | CZ02 | cDXHP | SWHC046-01 | ExAnte2019 | IOU workpaper | 2019-11-06 | Cap-Tons | 1 |  |  | 0 | 0 | 0 | -380.5111 | 0 | 47.0928 | [6 empty] | DEER:HVAC_Split-Package_HP | Annual | FALSE
Any | SWHC046M | MLI | ex | CZ03 | cDXHP | SWHC046-01 | ExAnte2019 | IOU workpaper | 2019-11-06 | Cap-Tons | 1 |  |  | 0 | 0 | 0 | -309.2946 | 0 | 39.2945 | [6 empty] | DEER:HVAC_Split-Package_HP | Annual | FALSE
Any | SWHC046M | MLI | ex | CZ04 | cDXHP | SWHC046-01 | ExAnte2019 | IOU workpaper | 2019-11-06 | Cap-Tons | 1 |  |  | 0 | 0 | 0 | -300.5622 | 0 | 35.4327 | [6 empty] | DEER:HVAC_Split-Package_HP | Annual | FALSE
Any | SWHC046M | MLI | ex | CZ05 | cDXHP | SWHC046-01 | ExAnte2019 | IOU workpaper | 2019-11-06 | Cap-Tons | 1 |  |  | 0 | 0 | 0 | -344.9062 | 0 | 42.9187 | [6 empty] | DEER:HVAC_Split-Package_HP | Annual | FALSE
Any | SWHC046M | MLI | ex | CZ06 | cDXHP | SWHC046-01 | ExAnte2019 | IOU workpaper | 2019-11-06 | Cap-Tons | 1 |  |  | 0 | 0 | 0 | -149.3131 | 0 | 19.8727 | [6 empty] | DEER:HVAC_Split-Package_HP | Annual | FALSE
Any | SWHC046M | MLI | ex | CZ07 | cDXHP | SWHC046-01 | ExAnte2019 | IOU workpaper | 2019-11-06 | Cap-Tons | 1 |  |  | 0 | 0 | 0 | -97.1802 | 0 | 12.7535 | [6 empty] | DEER:HVAC_Split-Package_HP | Annual | FALSE
Any | SWHC046M | MLI | ex | CZ08 | cDXHP | SWHC046-01 | ExAnte2019 | IOU workpaper | 2019-11-06 | Cap-Tons | 1 |  |  | 0 | 0 | 0 | -113.4233 | 0 | 18.0787 | [6 empty] | DEER:HVAC_Split-Package_HP | Annual | FALSE
Any | SWHC046M | MLI | ex | CZ09 | cDXHP | SWHC046-01 | ExAnte2019 | IOU workpaper | 2019-11-06 | Cap-Tons | 1 |  |  | 0 | 0 | 0 | -124.3629 | 0 | 19.5929 | [6 empty] | DEER:HVAC_Split-Package_HP | Annual | FALSE
Any | SWHC046M | MLI | ex | CZ10 | cDXHP | SWHC046-01 | ExAnte2019 | IOU workpaper | 2019-11-06 | Cap-Tons | 1 |  |  | 0 | 0 | 0 | -129.6273 | 0 | 19.6893 | [6 empty] | DEER:HVAC_Split-Package_HP | Annual | FALSE
Any | SWHC046M | MLI | ex | CZ11 | cDXHP | SWHC046-01 | ExAnte2019 | IOU workpaper | 2019-11-06 | Cap-Tons | 1 |  |  | 0 | 0 | 0 | -272.4267 | 0 | 38.3782 | [6 empty] | DEER:HVAC_Split-Package_HP | Annual | FALSE
Any | SWHC046M | MLI | ex | CZ12 | cDXHP | SWHC046-01 | ExAnte2019 | IOU workpaper | 2019-11-06 | Cap-Tons | 1 |  |  | 0 | 0 | 0 | -289.5703 | 0 | 38.8695 | [6 empty] | DEER:HVAC_Split-Package_HP | Annual | FALSE
Any | SWHC046M | MLI | ex | CZ13 | cDXHP | SWHC046-01 | ExAnte2019 | IOU workpaper | 2019-11-06 | Cap-Tons | 1 |  |  | 0 | 0 | 0 | -226.5297 | 0 | 32.01 | [6 empty] | DEER:HVAC_Split-Package_HP | Annual | FALSE
Any | SWHC046M | MLI | ex | CZ14 | cDXHP | SWHC046-01 | ExAnte2019 | IOU workpaper | 2019-11-06 | Cap-Tons | 1 |  |  | 0 | 0 | 0 | -307.4948 | 0 | 41.0983 | [6 empty] | DEER:HVAC_Split-Package_HP | Annual | FALSE
Any | SWHC046M | MLI | ex | CZ15 | cDXHP | SWHC046-01 | ExAnte2019 | IOU workpaper | 2019-11-06 | Cap-Tons | 1 |  |  | 0 | 0 | 0 | -12.9203 | 0 | 5.7189 | [6 empty] | DEER:HVAC_Split-Package_HP | Annual | FALSE
Any | SWHC046M | MLI | ex | CZ16 | cDXHP | SWHC046-01 | ExAnte2019 | IOU workpaper | 2019-11-06 | Cap-Tons | 1 |  |  | 0 | 0 | 0 | -852.1763 | 0 | 92.5014 | [6 empty] | DEER:HVAC_Split-Package_HP | Annual | FALSE
Any | SWHC046M | Mtl | ex | CZ01 | cDXHP | SWHC046-01 | ExAnte2019 | IOU workpaper | 2019-11-06 | Cap-Tons | 1 |  |  | 0 | 0 | 0 | -519.3933 | 0 | 61.8844 | [6 empty] | DEER:HVAC_Split-Package_HP | Annual | FALSE
Any | SWHC046M | Mtl | ex | CZ02 | cDXHP | SWHC046-01 | ExAnte2019 | IOU workpaper | 2019-11-06 | Cap-Tons | 1 |  |  | 0 | 0 | 0 | -430.7372 | 0 | 60.884 | [6 empty] | DEER:HVAC_Split-Package_HP | Annual | FALSE
Any | SWHC046M | Mtl | ex | CZ03 | cDXHP | SWHC046-01 | ExAnte2019 | IOU workpaper | 2019-11-06 | Cap-Tons | 1 |  |  | 0 | 0 | 0 | -251.0867 | 0 | 29.682 | [6 empty] | DEER:HVAC_Split-Package_HP | Annual | FALSE
Any | SWHC046M | Mtl | ex | CZ04 | cDXHP | SWHC046-01 | ExAnte2019 | IOU workpaper | 2019-11-06 | Cap-Tons | 1 |  |  | 0 | 0 | 0 | -328.5515 | 0 | 44.9927 | [6 empty] | DEER:HVAC_Split-Package_HP | Annual | FALSE
Any | SWHC046M | Mtl | ex | CZ05 | cDXHP | SWHC046-01 | ExAnte2019 | IOU workpaper | 2019-11-06 | Cap-Tons | 1 |  |  | 0 | 0 | 0 | -298.9886 | 0 | 35.6694 | [6 empty] | DEER:HVAC_Split-Package_HP | Annual | FALSE
Any | SWHC046M | Mtl | ex | CZ06 | cDXHP | SWHC046-01 | ExAnte2019 | IOU workpaper | 2019-11-06 | Cap-Tons | 1 |  |  | 0 | 0 | 0 | -60.9084 | 0 | 9.2233 | [6 empty] | DEER:HVAC_Split-Package_HP | Annual | FALSE
Any | SWHC046M | Mtl | ex | CZ07 | cDXHP | SWHC046-01 | ExAnte2019 | IOU workpaper | 2019-11-06 | Cap-Tons | 1 |  |  | 0 | 0 | 0 | -4.1599 | 0 | 2.3557 | [6 empty] | DEER:HVAC_Split-Package_HP | Annual | FALSE
Any | SWHC046M | Mtl | ex | CZ08 | cDXHP | SWHC046-01 | ExAnte2019 | IOU workpaper | 2019-11-06 | Cap-Tons | 1 |  |  | 0 | 0 | 0 | -58.0433 | 0 | 9.9012 | [6 empty] | DEER:HVAC_Split-Package_HP | Annual | FALSE
Any | SWHC046M | Mtl | ex | CZ09 | cDXHP | SWHC046-01 | ExAnte2019 | IOU workpaper | 2019-11-06 | Cap-Tons | 1 |  |  | 0 | 0 | 0 | -73.3256 | 0 | 11.0068 | [6 empty] | DEER:HVAC_Split-Package_HP | Annual | FALSE
Any | SWHC046M | Mtl | ex | CZ10 | cDXHP | SWHC046-01 | ExAnte2019 | IOU workpaper | 2019-11-06 | Cap-Tons | 1 |  |  | 0 | 0 | 0 | -130.1182 | 0 | 19.606 | [6 empty] | DEER:HVAC_Split-Package_HP | Annual | FALSE
Any | SWHC046M | Mtl | ex | CZ11 | cDXHP | SWHC046-01 | ExAnte2019 | IOU workpaper | 2019-11-06 | Cap-Tons | 1 |  |  | 0 | 0 | 0 | -297.856 | 0 | 41.1641 | [6 empty] | DEER:HVAC_Split-Package_HP | Annual | FALSE
Any | SWHC046M | Mtl | ex | CZ12 | cDXHP | SWHC046-01 | ExAnte2019 | IOU workpaper | 2019-11-06 | Cap-Tons | 1 |  |  | 0 | 0 | 0 | -315.7183 | 0 | 43.5229 | [6 empty] | DEER:HVAC_Split-Package_HP | Annual | FALSE
Any | SWHC046M | Mtl | ex | CZ13 | cDXHP | SWHC046-01 | ExAnte2019 | IOU workpaper | 2019-11-06 | Cap-Tons | 1 |  |  | 0 | 0 | 0 | -254.9481 | 0 | 35.0851 | [6 empty] | DEER:HVAC_Split-Package_HP | Annual | FALSE
Any | SWHC046M | Mtl | ex | CZ14 | cDXHP | SWHC046-01 | ExAnte2019 | IOU workpaper | 2019-11-06 | Cap-Tons | 1 |  |  | 0 | 0 | 0 | -340.6272 | 0 | 44.9842 | [6 empty] | DEER:HVAC_Split-Package_HP | Annual | FALSE
Any | SWHC046M | Mtl | ex | CZ15 | cDXHP | SWHC046-01 | ExAnte2019 | IOU workpaper | 2019-11-06 | Cap-Tons | 1 |  |  | 0 | 0 | 0 | 11.3996 | 0 | 4.0167 | [6 empty] | DEER:HVAC_Split-Package_HP | Annual | FALSE
Any | SWHC046M | Mtl | ex | CZ16 | cDXHP | SWHC046-01 | ExAnte2019 | IOU workpaper | 2019-11-06 | Cap-Tons | 1 |  |  | 0 | 0 | 0 | -823.1124 | 0 | 95.6445 | [6 empty] | DEER:HVAC_Split-Package_HP | Annual | FALSE
Any | SWHC046M | Nrs | ex | CZ01 | cDXHP | SWHC046-01 | ExAnte2019 | IOU workpaper | 2019-11-06 | Cap-Tons | 1 |  |  | 0 | 0 | 0 | -737.2862 | 0 | 98.3797 | [6 empty] | DEER:HVAC_Split-Package_HP | Annual | FALSE
Any | SWHC046M | Nrs | ex | CZ02 | cDXHP | SWHC046-01 | ExAnte2019 | IOU workpaper | 2019-11-06 | Cap-Tons | 1 |  |  | 0 | 0 | 0 | -520.5768 | 0 | 70.6505 | [6 empty] | DEER:HVAC_Split-Package_HP | Annual | FALSE
Any | SWHC046M | Nrs | ex | CZ03 | cDXHP | SWHC046-01 | ExAnte2019 | IOU workpaper | 2019-11-06 | Cap-Tons | 1 |  |  | 0 | 0 | 0 | -423.4718 | 0 | 57.1375 | [6 empty] | DEER:HVAC_Split-Package_HP | Annual | FALSE
Any | SWHC046M | Nrs | ex | CZ04 | cDXHP | SWHC046-01 | ExAnte2019 | IOU workpaper | 2019-11-06 | Cap-Tons | 1 |  |  | 0 | 0 | 0 | -412.8733 | 0 | 54.2068 | [6 empty] | DEER:HVAC_Split-Package_HP | Annual | FALSE
Any | SWHC046M | Nrs | ex | CZ05 | cDXHP | SWHC046-01 | ExAnte2019 | IOU workpaper | 2019-11-06 | Cap-Tons | 1 |  |  | 0 | 0 | 0 | -467.9665 | 0 | 63.0557 | [6 empty] | DEER:HVAC_Split-Package_HP | Annual | FALSE
Any | SWHC046M | Nrs | ex | CZ06 | cDXHP | SWHC046-01 | ExAnte2019 | IOU workpaper | 2019-11-06 | Cap-Tons | 1 |  |  | 0 | 0 | 0 | -247.6718 | 0 | 34.0465 | [6 empty] | DEER:HVAC_Split-Package_HP | Annual | FALSE
Any | SWHC046M | Nrs | ex | CZ07 | cDXHP | SWHC046-01 | ExAnte2019 | IOU workpaper | 2019-11-06 | Cap-Tons | 1 |  |  | 0 | 0 | 0 | -163.0582 | 0 | 20.941 | [6 empty] | DEER:HVAC_Split-Package_HP | Annual | FALSE
Any | SWHC046M | Nrs | ex | CZ08 | cDXHP | SWHC046-01 | ExAnte2019 | IOU workpaper | 2019-11-06 | Cap-Tons | 1 |  |  | 0 | 0 | 0 | -199.4599 | 0 | 28.2311 | [6 empty] | DEER:HVAC_Split-Package_HP | Annual | FALSE
Any | SWHC046M | Nrs | ex | CZ09 | cDXHP | SWHC046-01 | ExAnte2019 | IOU workpaper | 2019-11-06 | Cap-Tons | 1 |  |  | 0 | 0 | 0 | -229.2572 | 0 | 32.5847 | [6 empty] | DEER:HVAC_Split-Package_HP | Annual | FALSE
Any | SWHC046M | Nrs | ex | CZ10 | cDXHP | SWHC046-01 | ExAnte2019 | IOU workpaper | 2019-11-06 | Cap-Tons | 1 |  |  | 0 | 0 | 0 | -262.1826 | 0 | 37.9883 | [6 empty] | DEER:HVAC_Split-Package_HP | Annual | FALSE
Any | SWHC046M | Nrs | ex | CZ11 | cDXHP | SWHC046-01 | ExAnte2019 | IOU workpaper | 2019-11-06 | Cap-Tons | 1 |  |  | 0 | 0 | 0 | -399.1878 | 0 | 55.9492 | [6 empty] | DEER:HVAC_Split-Package_HP | Annual | FALSE
Any | SWHC046M | Nrs | ex | CZ12 | cDXHP | SWHC046-01 | ExAnte2019 | IOU workpaper | 2019-11-06 | Cap-Tons | 1 |  |  | 0 | 0 | 0 | -424.3933 | 0 | 58.9386 | [6 empty] | DEER:HVAC_Split-Package_HP | Annual | FALSE
Any | SWHC046M | Nrs | ex | CZ13 | cDXHP | SWHC046-01 | ExAnte2019 | IOU workpaper | 2019-11-06 | Cap-Tons | 1 |  |  | 0 | 0 | 0 | -365.4533 | 0 | 51.8056 | [6 empty] | DEER:HVAC_Split-Package_HP | Annual | FALSE
Any | SWHC046M | Nrs | ex | CZ14 | cDXHP | SWHC046-01 | ExAnte2019 | IOU workpaper | 2019-11-06 | Cap-Tons | 1 |  |  | 0 | 0 | 0 | -451.9881 | 0 | 60.9043 | [6 empty] | DEER:HVAC_Split-Package_HP | Annual | FALSE
Any | SWHC046M | Nrs | ex | CZ15 | cDXHP | SWHC046-01 | ExAnte2019 | IOU workpaper | 2019-11-06 | Cap-Tons | 1 |  |  | 0 | 0 | 0 | -73.0579 | 0 | 14.4196 | [6 empty] | DEER:HVAC_Split-Package_HP | Annual | FALSE
Any | SWHC046M | Nrs | ex | CZ16 | cDXHP | SWHC046-01 | ExAnte2019 | IOU workpaper | 2019-11-06 | Cap-Tons | 1 |  |  | 0 | 0 | 0 | -1043.3151 | 0 | 121.508 | [6 empty] | DEER:HVAC_Split-Package_HP | Annual | FALSE
Any | SWHC046M | OfL | ex | CZ01 | cDXHP | SWHC046-01 | ExAnte2019 | IOU workpaper | 2019-11-06 | Cap-Tons | 1 |  |  | 0 | 0 | 0 | -57.3854 | 0 | 6.9236 | [6 empty] | DEER:HVAC_Split-Package_HP | Annual | FALSE
Any | SWHC046M | OfL | ex | CZ02 | cDXHP | SWHC046-01 | ExAnte2019 | IOU workpaper | 2019-11-06 | Cap-Tons | 1 |  |  | 0 | 0 | 0 | -19.1068 | 0 | 4.2548 | [6 empty] | DEER:HVAC_Split-Package_HP | Annual | FALSE
Any | SWHC046M | OfL | ex | CZ03 | cDXHP | SWHC046-01 | ExAnte2019 | IOU workpaper | 2019-11-06 | Cap-Tons | 1 |  |  | 0 | 0 | 0 | -21.7157 | 0 | 3.3668 | [6 empty] | DEER:HVAC_Split-Package_HP | Annual | FALSE
Any | SWHC046M | OfL | ex | CZ04 | cDXHP | SWHC046-01 | ExAnte2019 | IOU workpaper | 2019-11-06 | Cap-Tons | 1 |  |  | 0 | 0 | 0 | -17.6978 | 0 | 4.2423 | [6 empty] | DEER:HVAC_Split-Package_HP | Annual | FALSE
Any | SWHC046M | OfL | ex | CZ05 | cDXHP | SWHC046-01 | ExAnte2019 | IOU workpaper | 2019-11-06 | Cap-Tons | 1 |  |  | 0 | 0 | 0 | -21.0379 | 0 | 3.3646 | [6 empty] | DEER:HVAC_Split-Package_HP | Annual | FALSE
Any | SWHC046M | OfL | ex | CZ06 | cDXHP | SWHC046-01 | ExAnte2019 | IOU workpaper | 2019-11-06 | Cap-Tons | 1 |  |  | 0 | 0 | 0 | 10.7521 | 0 | 0.8704 | [6 empty] | DEER:HVAC_Split-Package_HP | Annual | FALSE
Any | SWHC046M | OfL | ex | CZ07 | cDXHP | SWHC046-01 | ExAnte2019 | IOU workpaper | 2019-11-06 | Cap-Tons | 1 |  |  | 0 | 0 | 0 | 13.1329 | 0 | 0.1986 | [6 empty] | DEER:HVAC_Split-Package_HP | Annual | FALSE
Any | SWHC046M | OfL | ex | CZ08 | cDXHP | SWHC046-01 | ExAnte2019 | IOU workpaper | 2019-11-06 | Cap-Tons | 1 |  |  | 0 | 0 | 0 | 16.559 | 0 | 0.8544 | [6 empty] | DEER:HVAC_Split-Package_HP | Annual | FALSE
Any | SWHC046M | OfL | ex | CZ09 | cDXHP | SWHC046-01 | ExAnte2019 | IOU workpaper | 2019-11-06 | Cap-Tons | 1 |  |  | 0 | 0 | 0 | 9.7721 | 0 | 1.3507 | [6 empty] | DEER:HVAC_Split-Package_HP | Annual | FALSE
Any | SWHC046M | OfL | ex | CZ10 | cDXHP | SWHC046-01 | ExAnte2019 | IOU workpaper | 2019-11-06 | Cap-Tons | 1 |  |  | 0 | 0 | 0 | 17.3406 | 0 | 0.8771 | [6 empty] | DEER:HVAC_Split-Package_HP | Annual | FALSE
Any | SWHC046M | OfL | ex | CZ11 | cDXHP | SWHC046-01 | ExAnte2019 | IOU workpaper | 2019-11-06 | Cap-Tons | 1 |  |  | 0 | 0 | 0 | -15.5998 | 0 | 4.5087 | [6 empty] | DEER:HVAC_Split-Package_HP | Annual | FALSE
Any | SWHC046M | OfL | ex | CZ12 | cDXHP | SWHC046-01 | ExAnte2019 | IOU workpaper | 2019-11-06 | Cap-Tons | 1 |  |  | 0 | 0 | 0 | -17.9445 | 0 | 4.2078 | [6 empty] | DEER:HVAC_Split-Package_HP | Annual | FALSE
Any | SWHC046M | OfL | ex | CZ13 | cDXHP | SWHC046-01 | ExAnte2019 | IOU workpaper | 2019-11-06 | Cap-Tons | 1 |  |  | 0 | 0 | 0 | -10.8013 | 0 | 3.805 | [6 empty] | DEER:HVAC_Split-Package_HP | Annual | FALSE
Any | SWHC046M | OfL | ex | CZ14 | cDXHP | SWHC046-01 | ExAnte2019 | IOU workpaper | 2019-11-06 | Cap-Tons | 1 |  |  | 0 | 0 | 0 | -12.3141 | 0 | 4.2189 | [6 empty] | DEER:HVAC_Split-Package_HP | Annual | FALSE
Any | SWHC046M | OfL | ex | CZ15 | cDXHP | SWHC046-01 | ExAnte2019 | IOU workpaper | 2019-11-06 | Cap-Tons | 1 |  |  | 0 | 0 | 0 | 36.6496 | 0 | 0.1947 | [6 empty] | DEER:HVAC_Split-Package_HP | Annual | FALSE
Any | SWHC046M | OfL | ex | CZ16 | cDXHP | SWHC046-01 | ExAnte2019 | IOU workpaper | 2019-11-06 | Cap-Tons | 1 |  |  | 0 | 0 | 0 | -163.396 | 0 | 18.5739 | [6 empty] | DEER:HVAC_Split-Package_HP | Annual | FALSE
Any | SWHC046M | OfS | ex | CZ01 | cDXHP | SWHC046-01 | ExAnte2019 | IOU workpaper | 2019-11-06 | Cap-Tons | 1 |  |  | 0 | 0 | 0 | -253.9818 | 0 | 32.3334 | [6 empty] | DEER:HVAC_Split-Package_HP | Annual | FALSE
Any | SWHC046M | OfS | ex | CZ02 | cDXHP | SWHC046-01 | ExAnte2019 | IOU workpaper | 2019-11-06 | Cap-Tons | 1 |  |  | 0 | 0 | 0 | -141.9516 | 0 | 19.4617 | [6 empty] | DEER:HVAC_Split-Package_HP | Annual | FALSE
Any | SWHC046M | OfS | ex | CZ03 | cDXHP | SWHC046-01 | ExAnte2019 | IOU workpaper | 2019-11-06 | Cap-Tons | 1 |  |  | 0 | 0 | 0 | -126.808 | 0 | 17.2196 | [6 empty] | DEER:HVAC_Split-Package_HP | Annual | FALSE
Any | SWHC046M | OfS | ex | CZ04 | cDXHP | SWHC046-01 | ExAnte2019 | IOU workpaper | 2019-11-06 | Cap-Tons | 1 |  |  | 0 | 0 | 0 | -125.8946 | 0 | 17.8149 | [6 empty] | DEER:HVAC_Split-Package_HP | Annual | FALSE
Any | SWHC046M | OfS | ex | CZ05 | cDXHP | SWHC046-01 | ExAnte2019 | IOU workpaper | 2019-11-06 | Cap-Tons | 1 |  |  | 0 | 0 | 0 | -133.9003 | 0 | 17.5633 | [6 empty] | DEER:HVAC_Split-Package_HP | Annual | FALSE
Any | SWHC046M | OfS | ex | CZ06 | cDXHP | SWHC046-01 | ExAnte2019 | IOU workpaper | 2019-11-06 | Cap-Tons | 1 |  |  | 0 | 0 | 0 | -38.8583 | 0 | 6.9701 | [6 empty] | DEER:HVAC_Split-Package_HP | Annual | FALSE
Any | SWHC046M | OfS | ex | CZ07 | cDXHP | SWHC046-01 | ExAnte2019 | IOU workpaper | 2019-11-06 | Cap-Tons | 1 |  |  | 0 | 0 | 0 | -18.6371 | 0 | 3.7038 | [6 empty] | DEER:HVAC_Split-Package_HP | Annual | FALSE
Any | SWHC046M | OfS | ex | CZ08 | cDXHP | SWHC046-01 | ExAnte2019 | IOU workpaper | 2019-11-06 | Cap-Tons | 1 |  |  | 0 | 0 | 0 | -29.5694 | 0 | 6.8204 | [6 empty] | DEER:HVAC_Split-Package_HP | Annual | FALSE
Any | SWHC046M | OfS | ex | CZ09 | cDXHP | SWHC046-01 | ExAnte2019 | IOU workpaper | 2019-11-06 | Cap-Tons | 1 |  |  | 0 | 0 | 0 | -42.1865 | 0 | 8.0753 | [6 empty] | DEER:HVAC_Split-Package_HP | Annual | FALSE
Any | SWHC046M | OfS | ex | CZ10 | cDXHP | SWHC046-01 | ExAnte2019 | IOU workpaper | 2019-11-06 | Cap-Tons | 1 |  |  | 0 | 0 | 0 | -28.3759 | 0 | 6.4273 | [6 empty] | DEER:HVAC_Split-Package_HP | Annual | FALSE
Any | SWHC046M | OfS | ex | CZ11 | cDXHP | SWHC046-01 | ExAnte2019 | IOU workpaper | 2019-11-06 | Cap-Tons | 1 |  |  | 0 | 0 | 0 | -104.8694 | 0 | 16.386 | [6 empty] | DEER:HVAC_Split-Package_HP | Annual | FALSE
Any | SWHC046M | OfS | ex | CZ12 | cDXHP | SWHC046-01 | ExAnte2019 | IOU workpaper | 2019-11-06 | Cap-Tons | 1 |  |  | 0 | 0 | 0 | -114.6016 | 0 | 16.6943 | [6 empty] | DEER:HVAC_Split-Package_HP | Annual | FALSE
Any | SWHC046M | OfS | ex | CZ13 | cDXHP | SWHC046-01 | ExAnte2019 | IOU workpaper | 2019-11-06 | Cap-Tons | 1 |  |  | 0 | 0 | 0 | -90.1537 | 0 | 14.0682 | [6 empty] | DEER:HVAC_Split-Package_HP | Annual | FALSE
Any | SWHC046M | OfS | ex | CZ14 | cDXHP | SWHC046-01 | ExAnte2019 | IOU workpaper | 2019-11-06 | Cap-Tons | 1 |  |  | 0 | 0 | 0 | -99.1135 | 0 | 14.9101 | [6 empty] | DEER:HVAC_Split-Package_HP | Annual | FALSE
Any | SWHC046M | OfS | ex | CZ15 | cDXHP | SWHC046-01 | ExAnte2019 | IOU workpaper | 2019-11-06 | Cap-Tons | 1 |  |  | 0 | 0 | 0 | 20.8951 | 0 | 1.8127 | [6 empty] | DEER:HVAC_Split-Package_HP | Annual | FALSE
Any | SWHC046M | OfS | ex | CZ16 | cDXHP | SWHC046-01 | ExAnte2019 | IOU workpaper | 2019-11-06 | Cap-Tons | 1 |  |  | 0 | 0 | 0 | -395.1716 | 0 | 45.2503 | [6 empty] | DEER:HVAC_Split-Package_HP | Annual | FALSE
Any | SWHC046M | RFF | ex | CZ01 | cDXHP | SWHC046-01 | ExAnte2019 | IOU workpaper | 2019-11-06 | Cap-Tons | 1 |  |  | 0 | 0 | 0 | -857.223 | 0 | 113.0401 | [6 empty] | DEER:HVAC_Split-Package_HP | Annual | FALSE
Any | SWHC046M | RFF | ex | CZ02 | cDXHP | SWHC046-01 | ExAnte2019 | IOU workpaper | 2019-11-06 | Cap-Tons | 1 |  |  | 0 | 0 | 0 | -537.3484 | 0 | 75.2353 | [6 empty] | DEER:HVAC_Split-Package_HP | Annual | FALSE
Any | SWHC046M | RFF | ex | CZ03 | cDXHP | SWHC046-01 | ExAnte2019 | IOU workpaper | 2019-11-06 | Cap-Tons | 1 |  |  | 0 | 0 | 0 | -390.9139 | 0 | 53.2537 | [6 empty] | DEER:HVAC_Split-Package_HP | Annual | FALSE
Any | SWHC046M | RFF | ex | CZ04 | cDXHP | SWHC046-01 | ExAnte2019 | IOU workpaper | 2019-11-06 | Cap-Tons | 1 |  |  | 0 | 0 | 0 | -387.9413 | 0 | 54.9838 | [6 empty] | DEER:HVAC_Split-Package_HP | Annual | FALSE
Any | SWHC046M | RFF | ex | CZ05 | cDXHP | SWHC046-01 | ExAnte2019 | IOU workpaper | 2019-11-06 | Cap-Tons | 1 |  |  | 0 | 0 | 0 | -409.6385 | 0 | 55.1439 | [6 empty] | DEER:HVAC_Split-Package_HP | Annual | FALSE
Any | SWHC046M | RFF | ex | CZ06 | cDXHP | SWHC046-01 | ExAnte2019 | IOU workpaper | 2019-11-06 | Cap-Tons | 1 |  |  | 0 | 0 | 0 | -139.9364 | 0 | 20.599 | [6 empty] | DEER:HVAC_Split-Package_HP | Annual | FALSE
Any | SWHC046M | RFF | ex | CZ07 | cDXHP | SWHC046-01 | ExAnte2019 | IOU workpaper | 2019-11-06 | Cap-Tons | 1 |  |  | 0 | 0 | 0 | -65.2237 | 0 | 10.0191 | [6 empty] | DEER:HVAC_Split-Package_HP | Annual | FALSE
Any | SWHC046M | RFF | ex | CZ08 | cDXHP | SWHC046-01 | ExAnte2019 | IOU workpaper | 2019-11-06 | Cap-Tons | 1 |  |  | 0 | 0 | 0 | -113.7902 | 0 | 18.9126 | [6 empty] | DEER:HVAC_Split-Package_HP | Annual | FALSE
Any | SWHC046M | RFF | ex | CZ09 | cDXHP | SWHC046-01 | ExAnte2019 | IOU workpaper | 2019-11-06 | Cap-Tons | 1 |  |  | 0 | 0 | 0 | -148.2518 | 0 | 21.5013 | [6 empty] | DEER:HVAC_Split-Package_HP | Annual | FALSE
Any | SWHC046M | RFF | ex | CZ10 | cDXHP | SWHC046-01 | ExAnte2019 | IOU workpaper | 2019-11-06 | Cap-Tons | 1 |  |  | 0 | 0 | 0 | -144.8214 | 0 | 22.4568 | [6 empty] | DEER:HVAC_Split-Package_HP | Annual | FALSE
Any | SWHC046M | RFF | ex | CZ11 | cDXHP | SWHC046-01 | ExAnte2019 | IOU workpaper | 2019-11-06 | Cap-Tons | 1 |  |  | 0 | 0 | 0 | -367.9949 | 0 | 52.1895 | [6 empty] | DEER:HVAC_Split-Package_HP | Annual | FALSE
Any | SWHC046M | RFF | ex | CZ12 | cDXHP | SWHC046-01 | ExAnte2019 | IOU workpaper | 2019-11-06 | Cap-Tons | 1 |  |  | 0 | 0 | 0 | -393.2567 | 0 | 55.2423 | [6 empty] | DEER:HVAC_Split-Package_HP | Annual | FALSE
Any | SWHC046M | RFF | ex | CZ13 | cDXHP | SWHC046-01 | ExAnte2019 | IOU workpaper | 2019-11-06 | Cap-Tons | 1 |  |  | 0 | 0 | 0 | -319.7569 | 0 | 45.7044 | [6 empty] | DEER:HVAC_Split-Package_HP | Annual | FALSE
Any | SWHC046M | RFF | ex | CZ14 | cDXHP | SWHC046-01 | ExAnte2019 | IOU workpaper | 2019-11-06 | Cap-Tons | 1 |  |  | 0 | 0 | 0 | -374.4983 | 0 | 51.1078 | [6 empty] | DEER:HVAC_Split-Package_HP | Annual | FALSE
Any | SWHC046M | RFF | ex | CZ15 | cDXHP | SWHC046-01 | ExAnte2019 | IOU workpaper | 2019-11-06 | Cap-Tons | 1 |  |  | 0 | 0 | 0 | 10.0802 | 0 | 5.1057 | [6 empty] | DEER:HVAC_Split-Package_HP | Annual | FALSE
Any | SWHC046M | RFF | ex | CZ16 | cDXHP | SWHC046-01 | ExAnte2019 | IOU workpaper | 2019-11-06 | Cap-Tons | 1 |  |  | 0 | 0 | 0 | -1226.6125 | 0 | 140.2735 | [6 empty] | DEER:HVAC_Split-Package_HP | Annual | FALSE
Any | SWHC046M | RSD | ex | CZ01 | cDXHP | SWHC046-01 | ExAnte2019 | IOU workpaper | 2019-11-06 | Cap-Tons | 1 |  |  | 0 | 0 | 0 | -409.2628 | 0 | 52.9608 | [6 empty] | DEER:HVAC_Split-Package_HP | Annual | FALSE
Any | SWHC046M | RSD | ex | CZ02 | cDXHP | SWHC046-01 | ExAnte2019 | IOU workpaper | 2019-11-06 | Cap-Tons | 1 |  |  | 0 | 0 | 0 | -162.3778 | 0 | 24.4443 | [6 empty] | DEER:HVAC_Split-Package_HP | Annual | FALSE
Any | SWHC046M | RSD | ex | CZ03 | cDXHP | SWHC046-01 | ExAnte2019 | IOU workpaper | 2019-11-06 | Cap-Tons | 1 |  |  | 0 | 0 | 0 | -85.1183 | 0 | 11.3868 | [6 empty] | DEER:HVAC_Split-Package_HP | Annual | FALSE
Any | SWHC046M | RSD | ex | CZ04 | cDXHP | SWHC046-01 | ExAnte2019 | IOU workpaper | 2019-11-06 | Cap-Tons | 1 |  |  | 0 | 0 | 0 | -74.6659 | 0 | 12.6414 | [6 empty] | DEER:HVAC_Split-Package_HP | Annual | FALSE
Any | SWHC046M | RSD | ex | CZ05 | cDXHP | SWHC046-01 | ExAnte2019 | IOU workpaper | 2019-11-06 | Cap-Tons | 1 |  |  | 0 | 0 | 0 | -69.567 | 0 | 9.6614 | [6 empty] | DEER:HVAC_Split-Package_HP | Annual | FALSE
Any | SWHC046M | RSD | ex | CZ06 | cDXHP | SWHC046-01 | ExAnte2019 | IOU workpaper | 2019-11-06 | Cap-Tons | 1 |  |  | 0 | 0 | 0 | 9.568 | 0 | 2.0453 | [6 empty] | DEER:HVAC_Split-Package_HP | Annual | FALSE
Any | SWHC046M | RSD | ex | CZ07 | cDXHP | SWHC046-01 | ExAnte2019 | IOU workpaper | 2019-11-06 | Cap-Tons | 1 |  |  | 0 | 0 | 0 | 21.9576 | 0 | 0.4072 | [6 empty] | DEER:HVAC_Split-Package_HP | Annual | FALSE
Any | SWHC046M | RSD | ex | CZ08 | cDXHP | SWHC046-01 | ExAnte2019 | IOU workpaper | 2019-11-06 | Cap-Tons | 1 |  |  | 0 | 0 | 0 | 15.1694 | 0 | 1.986 | [6 empty] | DEER:HVAC_Split-Package_HP | Annual | FALSE
Any | SWHC046M | RSD | ex | CZ09 | cDXHP | SWHC046-01 | ExAnte2019 | IOU workpaper | 2019-11-06 | Cap-Tons | 1 |  |  | 0 | 0 | 0 | -1.0831 | 0 | 3.1009 | [6 empty] | DEER:HVAC_Split-Package_HP | Annual | FALSE
Any | SWHC046M | RSD | ex | CZ10 | cDXHP | SWHC046-01 | ExAnte2019 | IOU workpaper | 2019-11-06 | Cap-Tons | 1 |  |  | 0 | 0 | 0 | 7.9389 | 0 | 2.9212 | [6 empty] | DEER:HVAC_Split-Package_HP | Annual | FALSE
Any | SWHC046M | RSD | ex | CZ11 | cDXHP | SWHC046-01 | ExAnte2019 | IOU workpaper | 2019-11-06 | Cap-Tons | 1 |  |  | 0 | 0 | 0 | -108.9683 | 0 | 16.6058 | [6 empty] | DEER:HVAC_Split-Package_HP | Annual | FALSE
Any | SWHC046M | RSD | ex | CZ12 | cDXHP | SWHC046-01 | ExAnte2019 | IOU workpaper | 2019-11-06 | Cap-Tons | 1 |  |  | 0 | 0 | 0 | -111.8152 | 0 | 16.6912 | [6 empty] | DEER:HVAC_Split-Package_HP | Annual | FALSE
Any | SWHC046M | RSD | ex | CZ13 | cDXHP | SWHC046-01 | ExAnte2019 | IOU workpaper | 2019-11-06 | Cap-Tons | 1 |  |  | 0 | 0 | 0 | -93.0772 | 0 | 14.7248 | [6 empty] | DEER:HVAC_Split-Package_HP | Annual | FALSE
Any | SWHC046M | RSD | ex | CZ14 | cDXHP | SWHC046-01 | ExAnte2019 | IOU workpaper | 2019-11-06 | Cap-Tons | 1 |  |  | 0 | 0 | 0 | -102.5473 | 0 | 15.63 | [6 empty] | DEER:HVAC_Split-Package_HP | Annual | FALSE
Any | SWHC046M | RSD | ex | CZ15 | cDXHP | SWHC046-01 | ExAnte2019 | IOU workpaper | 2019-11-06 | Cap-Tons | 1 |  |  | 0 | 0 | 0 | 46.9823 | 0 | 0.2738 | [6 empty] | DEER:HVAC_Split-Package_HP | Annual | FALSE
Any | SWHC046M | RSD | ex | CZ16 | cDXHP | SWHC046-01 | ExAnte2019 | IOU workpaper | 2019-11-06 | Cap-Tons | 1 |  |  | 0 | 0 | 0 | -693.1093 | 0 | 83.9227 | [6 empty] | DEER:HVAC_Split-Package_HP | Annual | FALSE
Any | SWHC046M | Rt3 | ex | CZ01 | cDXHP | SWHC046-01 | ExAnte2019 | IOU workpaper | 2019-11-06 | Cap-Tons | 1 |  |  | 0 | 0 | 0 | -115.7754 | 0 | 15.9077 | [6 empty] | DEER:HVAC_Split-Package_HP | Annual | FALSE
Any | SWHC046M | Rt3 | ex | CZ02 | cDXHP | SWHC046-01 | ExAnte2019 | IOU workpaper | 2019-11-06 | Cap-Tons | 1 |  |  | 0 | 0 | 0 | -40.9809 | 0 | 7.9369 | [6 empty] | DEER:HVAC_Split-Package_HP | Annual | FALSE
Any | SWHC046M | Rt3 | ex | CZ03 | cDXHP | SWHC046-01 | ExAnte2019 | IOU workpaper | 2019-11-06 | Cap-Tons | 1 |  |  | 0 | 0 | 0 | -27.8498 | 0 | 5.261 | [6 empty] | DEER:HVAC_Split-Package_HP | Annual | FALSE
Any | SWHC046M | Rt3 | ex | CZ04 | cDXHP | SWHC046-01 | ExAnte2019 | IOU workpaper | 2019-11-06 | Cap-Tons | 1 |  |  | 0 | 0 | 0 | -10.19 | 0 | 4.2893 | [6 empty] | DEER:HVAC_Split-Package_HP | Annual | FALSE
Any | SWHC046M | Rt3 | ex | CZ05 | cDXHP | SWHC046-01 | ExAnte2019 | IOU workpaper | 2019-11-06 | Cap-Tons | 1 |  |  | 0 | 0 | 0 | -17.1092 | 0 | 3.9525 | [6 empty] | DEER:HVAC_Split-Package_HP | Annual | FALSE
Any | SWHC046M | Rt3 | ex | CZ06 | cDXHP | SWHC046-01 | ExAnte2019 | IOU workpaper | 2019-11-06 | Cap-Tons | 1 |  |  | 0 | 0 | 0 | 23.6824 | 0 | 0.8682 | [6 empty] | DEER:HVAC_Split-Package_HP | Annual | FALSE
Any | SWHC046M | Rt3 | ex | CZ07 | cDXHP | SWHC046-01 | ExAnte2019 | IOU workpaper | 2019-11-06 | Cap-Tons | 1 |  |  | 0 | 0 | 0 | 26.5202 | 0 | 0.1265 | [6 empty] | DEER:HVAC_Split-Package_HP | Annual | FALSE
Any | SWHC046M | Rt3 | ex | CZ08 | cDXHP | SWHC046-01 | ExAnte2019 | IOU workpaper | 2019-11-06 | Cap-Tons | 1 |  |  | 0 | 0 | 0 | 27.8327 | 0 | 0.6559 | [6 empty] | DEER:HVAC_Split-Package_HP | Annual | FALSE
Any | SWHC046M | Rt3 | ex | CZ09 | cDXHP | SWHC046-01 | ExAnte2019 | IOU workpaper | 2019-11-06 | Cap-Tons | 1 |  |  | 0 | 0 | 0 | 15.4164 | 0 | 1.3548 | [6 empty] | DEER:HVAC_Split-Package_HP | Annual | FALSE
Any | SWHC046M | Rt3 | ex | CZ10 | cDXHP | SWHC046-01 | ExAnte2019 | IOU workpaper | 2019-11-06 | Cap-Tons | 1 |  |  | 0 | 0 | 0 | 20.4657 | 0 | 1.3736 | [6 empty] | DEER:HVAC_Split-Package_HP | Annual | FALSE
Any | SWHC046M | Rt3 | ex | CZ11 | cDXHP | SWHC046-01 | ExAnte2019 | IOU workpaper | 2019-11-06 | Cap-Tons | 1 |  |  | 0 | 0 | 0 | -46.4393 | 0 | 9.2343 | [6 empty] | DEER:HVAC_Split-Package_HP | Annual | FALSE
Any | SWHC046M | Rt3 | ex | CZ12 | cDXHP | SWHC046-01 | ExAnte2019 | IOU workpaper | 2019-11-06 | Cap-Tons | 1 |  |  | 0 | 0 | 0 | -43.7338 | 0 | 8.2987 | [6 empty] | DEER:HVAC_Split-Package_HP | Annual | FALSE
Any | SWHC046M | Rt3 | ex | CZ13 | cDXHP | SWHC046-01 | ExAnte2019 | IOU workpaper | 2019-11-06 | Cap-Tons | 1 |  |  | 0 | 0 | 0 | -33.2105 | 0 | 7.5231 | [6 empty] | DEER:HVAC_Split-Package_HP | Annual | FALSE
Any | SWHC046M | Rt3 | ex | CZ14 | cDXHP | SWHC046-01 | ExAnte2019 | IOU workpaper | 2019-11-06 | Cap-Tons | 1 |  |  | 0 | 0 | 0 | -42.1272 | 0 | 8.6935 | [6 empty] | DEER:HVAC_Split-Package_HP | Annual | FALSE
Any | SWHC046M | Rt3 | ex | CZ15 | cDXHP | SWHC046-01 | ExAnte2019 | IOU workpaper | 2019-11-06 | Cap-Tons | 1 |  |  | 0 | 0 | 0 | 46.5381 | 0 | 0.2588 | [6 empty] | DEER:HVAC_Split-Package_HP | Annual | FALSE
Any | SWHC046M | Rt3 | ex | CZ16 | cDXHP | SWHC046-01 | ExAnte2019 | IOU workpaper | 2019-11-06 | Cap-Tons | 1 |  |  | 0 | 0 | 0 | -435.943 | 0 | 52.2828 | [6 empty] | DEER:HVAC_Split-Package_HP | Annual | FALSE
Any | SWHC046M | RtL | ex | CZ01 | cDXHP | SWHC046-01 | ExAnte2019 | IOU workpaper | 2019-11-06 | Cap-Tons | 1 |  |  | 0 | 0 | 0 | -273.9947 | 0 | 40.1395 | [6 empty] | DEER:HVAC_Split-Package_HP | Annual | FALSE
Any | SWHC046M | RtL | ex | CZ02 | cDXHP | SWHC046-01 | ExAnte2019 | IOU workpaper | 2019-11-06 | Cap-Tons | 1 |  |  | 0 | 0 | 0 | -120.1618 | 0 | 19.7449 | [6 empty] | DEER:HVAC_Split-Package_HP | Annual | FALSE
Any | SWHC046M | RtL | ex | CZ03 | cDXHP | SWHC046-01 | ExAnte2019 | IOU workpaper | 2019-11-06 | Cap-Tons | 1 |  |  | 0 | 0 | 0 | -119.2156 | 0 | 19.0304 | [6 empty] | DEER:HVAC_Split-Package_HP | Annual | FALSE
Any | SWHC046M | RtL | ex | CZ04 | cDXHP | SWHC046-01 | ExAnte2019 | IOU workpaper | 2019-11-06 | Cap-Tons | 1 |  |  | 0 | 0 | 0 | -71.992 | 0 | 14.2049 | [6 empty] | DEER:HVAC_Split-Package_HP | Annual | FALSE
Any | SWHC046M | RtL | ex | CZ05 | cDXHP | SWHC046-01 | ExAnte2019 | IOU workpaper | 2019-11-06 | Cap-Tons | 1 |  |  | 0 | 0 | 0 | -124.8392 | 0 | 19.6129 | [6 empty] | DEER:HVAC_Split-Package_HP | Annual | FALSE
Any | SWHC046M | RtL | ex | CZ06 | cDXHP | SWHC046-01 | ExAnte2019 | IOU workpaper | 2019-11-06 | Cap-Tons | 1 |  |  | 0 | 0 | 0 | -36.6664 | 0 | 9.5971 | [6 empty] | DEER:HVAC_Split-Package_HP | Annual | FALSE
Any | SWHC046M | RtL | ex | CZ07 | cDXHP | SWHC046-01 | ExAnte2019 | IOU workpaper | 2019-11-06 | Cap-Tons | 1 |  |  | 0 | 0 | 0 | -22.033 | 0 | 6.6278 | [6 empty] | DEER:HVAC_Split-Package_HP | Annual | FALSE
Any | SWHC046M | RtL | ex | CZ08 | cDXHP | SWHC046-01 | ExAnte2019 | IOU workpaper | 2019-11-06 | Cap-Tons | 1 |  |  | 0 | 0 | 0 | -17.1425 | 0 | 6.6427 | [6 empty] | DEER:HVAC_Split-Package_HP | Annual | FALSE
Any | SWHC046M | RtL | ex | CZ09 | cDXHP | SWHC046-01 | ExAnte2019 | IOU workpaper | 2019-11-06 | Cap-Tons | 1 |  |  | 0 | 0 | 0 | -32.5328 | 0 | 7.6643 | [6 empty] | DEER:HVAC_Split-Package_HP | Annual | FALSE
Any | SWHC046M | RtL | ex | CZ10 | cDXHP | SWHC046-01 | ExAnte2019 | IOU workpaper | 2019-11-06 | Cap-Tons | 1 |  |  | 0 | 0 | 0 | -20.125 | 0 | 6.9179 | [6 empty] | DEER:HVAC_Split-Package_HP | Annual | FALSE
Any | SWHC046M | RtL | ex | CZ11 | cDXHP | SWHC046-01 | ExAnte2019 | IOU workpaper | 2019-11-06 | Cap-Tons | 1 |  |  | 0 | 0 | 0 | -98.4071 | 0 | 17.1902 | [6 empty] | DEER:HVAC_Split-Package_HP | Annual | FALSE
Any | SWHC046M | RtL | ex | CZ12 | cDXHP | SWHC046-01 | ExAnte2019 | IOU workpaper | 2019-11-06 | Cap-Tons | 1 |  |  | 0 | 0 | 0 | -98.7958 | 0 | 16.6899 | [6 empty] | DEER:HVAC_Split-Package_HP | Annual | FALSE
Any | SWHC046M | RtL | ex | CZ13 | cDXHP | SWHC046-01 | ExAnte2019 | IOU workpaper | 2019-11-06 | Cap-Tons | 1 |  |  | 0 | 0 | 0 | -78.7521 | 0 | 14.4896 | [6 empty] | DEER:HVAC_Split-Package_HP | Annual | FALSE
Any | SWHC046M | RtL | ex | CZ14 | cDXHP | SWHC046-01 | ExAnte2019 | IOU workpaper | 2019-11-06 | Cap-Tons | 1 |  |  | 0 | 0 | 0 | -104.6841 | 0 | 17.92 | [6 empty] | DEER:HVAC_Split-Package_HP | Annual | FALSE
Any | SWHC046M | RtL | ex | CZ15 | cDXHP | SWHC046-01 | ExAnte2019 | IOU workpaper | 2019-11-06 | Cap-Tons | 1 |  |  | 0 | 0 | 0 | 31.8873 | 0 | 2.0557 | [6 empty] | DEER:HVAC_Split-Package_HP | Annual | FALSE
Any | SWHC046M | RtL | ex | CZ16 | cDXHP | SWHC046-01 | ExAnte2019 | IOU workpaper | 2019-11-06 | Cap-Tons | 1 |  |  | 0 | 0 | 0 | -639.2463 | 0 | 74.8701 | [6 empty] | DEER:HVAC_Split-Package_HP | Annual | FALSE
Any | SWHC046M | RtS | ex | CZ01 | cDXHP | SWHC046-01 | ExAnte2019 | IOU workpaper | 2019-11-06 | Cap-Tons | 1 |  |  | 0 | 0 | 0 | -616.2001 | 0 | 85.5753 | [6 empty] | DEER:HVAC_Split-Package_HP | Annual | FALSE
Any | SWHC046M | RtS | ex | CZ02 | cDXHP | SWHC046-01 | ExAnte2019 | IOU workpaper | 2019-11-06 | Cap-Tons | 1 |  |  | 0 | 0 | 0 | -304.0822 | 0 | 42.8115 | [6 empty] | DEER:HVAC_Split-Package_HP | Annual | FALSE
Any | SWHC046M | RtS | ex | CZ03 | cDXHP | SWHC046-01 | ExAnte2019 | IOU workpaper | 2019-11-06 | Cap-Tons | 1 |  |  | 0 | 0 | 0 | -290.333 | 0 | 40.7998 | [6 empty] | DEER:HVAC_Split-Package_HP | Annual | FALSE
Any | SWHC046M | RtS | ex | CZ04 | cDXHP | SWHC046-01 | ExAnte2019 | IOU workpaper | 2019-11-06 | Cap-Tons | 1 |  |  | 0 | 0 | 0 | -211.5073 | 0 | 31.376 | [6 empty] | DEER:HVAC_Split-Package_HP | Annual | FALSE
Any | SWHC046M | RtS | ex | CZ05 | cDXHP | SWHC046-01 | ExAnte2019 | IOU workpaper | 2019-11-06 | Cap-Tons | 1 |  |  | 0 | 0 | 0 | -257.603 | 0 | 36.3474 | [6 empty] | DEER:HVAC_Split-Package_HP | Annual | FALSE
Any | SWHC046M | RtS | ex | CZ06 | cDXHP | SWHC046-01 | ExAnte2019 | IOU workpaper | 2019-11-06 | Cap-Tons | 1 |  |  | 0 | 0 | 0 | -92.2481 | 0 | 15.6478 | [6 empty] | DEER:HVAC_Split-Package_HP | Annual | FALSE
Any | SWHC046M | RtS | ex | CZ07 | cDXHP | SWHC046-01 | ExAnte2019 | IOU workpaper | 2019-11-06 | Cap-Tons | 1 |  |  | 0 | 0 | 0 | -55.5494 | 0 | 9.6647 | [6 empty] | DEER:HVAC_Split-Package_HP | Annual | FALSE
Any | SWHC046M | RtS | ex | CZ08 | cDXHP | SWHC046-01 | ExAnte2019 | IOU workpaper | 2019-11-06 | Cap-Tons | 1 |  |  | 0 | 0 | 0 | -67.7497 | 0 | 12.1307 | [6 empty] | DEER:HVAC_Split-Package_HP | Annual | FALSE
Any | SWHC046M | RtS | ex | CZ09 | cDXHP | SWHC046-01 | ExAnte2019 | IOU workpaper | 2019-11-06 | Cap-Tons | 1 |  |  | 0 | 0 | 0 | -93.5054 | 0 | 14.5747 | [6 empty] | DEER:HVAC_Split-Package_HP | Annual | FALSE
Any | SWHC046M | RtS | ex | CZ10 | cDXHP | SWHC046-01 | ExAnte2019 | IOU workpaper | 2019-11-06 | Cap-Tons | 1 |  |  | 0 | 0 | 0 | -73.1623 | 0 | 12.7936 | [6 empty] | DEER:HVAC_Split-Package_HP | Annual | FALSE
Any | SWHC046M | RtS | ex | CZ11 | cDXHP | SWHC046-01 | ExAnte2019 | IOU workpaper | 2019-11-06 | Cap-Tons | 1 |  |  | 0 | 0 | 0 | -244.2578 | 0 | 36.1329 | [6 empty] | DEER:HVAC_Split-Package_HP | Annual | FALSE
Any | SWHC046M | RtS | ex | CZ12 | cDXHP | SWHC046-01 | ExAnte2019 | IOU workpaper | 2019-11-06 | Cap-Tons | 1 |  |  | 0 | 0 | 0 | -260.4273 | 0 | 37.6889 | [6 empty] | DEER:HVAC_Split-Package_HP | Annual | FALSE
Any | SWHC046M | RtS | ex | CZ13 | cDXHP | SWHC046-01 | ExAnte2019 | IOU workpaper | 2019-11-06 | Cap-Tons | 1 |  |  | 0 | 0 | 0 | -211.7647 | 0 | 31.4614 | [6 empty] | DEER:HVAC_Split-Package_HP | Annual | FALSE
Any | SWHC046M | RtS | ex | CZ14 | cDXHP | SWHC046-01 | ExAnte2019 | IOU workpaper | 2019-11-06 | Cap-Tons | 1 |  |  | 0 | 0 | 0 | -223.1026 | 0 | 32.6468 | [6 empty] | DEER:HVAC_Split-Package_HP | Annual | FALSE
Any | SWHC046M | RtS | ex | CZ15 | cDXHP | SWHC046-01 | ExAnte2019 | IOU workpaper | 2019-11-06 | Cap-Tons | 1 |  |  | 0 | 0 | 0 | 17.2172 | 0 | 3.2183 | [6 empty] | DEER:HVAC_Split-Package_HP | Annual | FALSE
Any | SWHC046M | RtS | ex | CZ16 | cDXHP | SWHC046-01 | ExAnte2019 | IOU workpaper | 2019-11-06 | Cap-Tons | 1 |  |  | 0 | 0 | 0 | -970.8964 | 0 | 112.7024 | [6 empty] | DEER:HVAC_Split-Package_HP | Annual | FALSE
Any | SWHC046M | SCn | ex | CZ01 | cDXHP | SWHC046-01 | ExAnte2019 | IOU workpaper | 2019-11-06 | Cap-Tons | 1 |  |  | 0 | 0 | 0 | -924.0727 | 0 | 124.6599 | [6 empty] | DEER:HVAC_Split-Package_HP | Annual | FALSE
Any | SWHC046M | SCn | ex | CZ02 | cDXHP | SWHC046-01 | ExAnte2019 | IOU workpaper | 2019-11-06 | Cap-Tons | 1 |  |  | 0 | 0 | 0 | -649.6345 | 0 | 81.9207 | [6 empty] | DEER:HVAC_Split-Package_HP | Annual | FALSE
Any | SWHC046M | SCn | ex | CZ03 | cDXHP | SWHC046-01 | ExAnte2019 | IOU workpaper | 2019-11-06 | Cap-Tons | 1 |  |  | 0 | 0 | 0 | -499.9394 | 0 | 65.8008 | [6 empty] | DEER:HVAC_Split-Package_HP | Annual | FALSE
Any | SWHC046M | SCn | ex | CZ04 | cDXHP | SWHC046-01 | ExAnte2019 | IOU workpaper | 2019-11-06 | Cap-Tons | 1 |  |  | 0 | 0 | 0 | -538.8058 | 0 | 64.091 | [6 empty] | DEER:HVAC_Split-Package_HP | Annual | FALSE
Any | SWHC046M | SCn | ex | CZ05 | cDXHP | SWHC046-01 | ExAnte2019 | IOU workpaper | 2019-11-06 | Cap-Tons | 1 |  |  | 0 | 0 | 0 | -505.9747 | 0 | 65.3421 | [6 empty] | DEER:HVAC_Split-Package_HP | Annual | FALSE
Any | SWHC046M | SCn | ex | CZ06 | cDXHP | SWHC046-01 | ExAnte2019 | IOU workpaper | 2019-11-06 | Cap-Tons | 1 |  |  | 0 | 0 | 0 | -266.6548 | 0 | 35.9886 | [6 empty] | DEER:HVAC_Split-Package_HP | Annual | FALSE
Any | SWHC046M | SCn | ex | CZ07 | cDXHP | SWHC046-01 | ExAnte2019 | IOU workpaper | 2019-11-06 | Cap-Tons | 1 |  |  | 0 | 0 | 0 | -203.4498 | 0 | 26.6314 | [6 empty] | DEER:HVAC_Split-Package_HP | Annual | FALSE
Any | SWHC046M | SCn | ex | CZ08 | cDXHP | SWHC046-01 | ExAnte2019 | IOU workpaper | 2019-11-06 | Cap-Tons | 1 |  |  | 0 | 0 | 0 | -241.782 | 0 | 35.2224 | [6 empty] | DEER:HVAC_Split-Package_HP | Annual | FALSE
Any | SWHC046M | SCn | ex | CZ09 | cDXHP | SWHC046-01 | ExAnte2019 | IOU workpaper | 2019-11-06 | Cap-Tons | 1 |  |  | 0 | 0 | 0 | -253.8713 | 0 | 37.4889 | [6 empty] | DEER:HVAC_Split-Package_HP | Annual | FALSE
Any | SWHC046M | SCn | ex | CZ10 | cDXHP | SWHC046-01 | ExAnte2019 | IOU workpaper | 2019-11-06 | Cap-Tons | 1 |  |  | 0 | 0 | 0 | -269.0128 | 0 | 38.4043 | [6 empty] | DEER:HVAC_Split-Package_HP | Annual | FALSE
Any | SWHC046M | SCn | ex | CZ11 | cDXHP | SWHC046-01 | ExAnte2019 | IOU workpaper | 2019-11-06 | Cap-Tons | 1 |  |  | 0 | 0 | 0 | -507.0501 | 0 | 72.3395 | [6 empty] | DEER:HVAC_Split-Package_HP | Annual | FALSE
Any | SWHC046M | SCn | ex | CZ12 | cDXHP | SWHC046-01 | ExAnte2019 | IOU workpaper | 2019-11-06 | Cap-Tons | 1 |  |  | 0 | 0 | 0 | -545.5793 | 0 | 77.0498 | [6 empty] | DEER:HVAC_Split-Package_HP | Annual | FALSE
Any | SWHC046M | SCn | ex | CZ13 | cDXHP | SWHC046-01 | ExAnte2019 | IOU workpaper | 2019-11-06 | Cap-Tons | 1 |  |  | 0 | 0 | 0 | -430.4555 | 0 | 61.0169 | [6 empty] | DEER:HVAC_Split-Package_HP | Annual | FALSE
Any | SWHC046M | SCn | ex | CZ14 | cDXHP | SWHC046-01 | ExAnte2019 | IOU workpaper | 2019-11-06 | Cap-Tons | 1 |  |  | 0 | 0 | 0 | -549.6964 | 0 | 73.5145 | [6 empty] | DEER:HVAC_Split-Package_HP | Annual | FALSE
Any | SWHC046M | SCn | ex | CZ15 | cDXHP | SWHC046-01 | ExAnte2019 | IOU workpaper | 2019-11-06 | Cap-Tons | 1 |  |  | 0 | 0 | 0 | -48.9507 | 0 | 10.2752 | [6 empty] | DEER:HVAC_Split-Package_HP | Annual | FALSE
Any | SWHC046M | SCn | ex | CZ16 | cDXHP | SWHC046-01 | ExAnte2019 | IOU workpaper | 2019-11-06 | Cap-Tons | 1 |  |  | 0 | 0 | 0 | -1185.8824 | 0 | 138.6229 | [6 empty] | DEER:HVAC_Split-Package_HP | Annual | FALSE
Any | SWHC046N | Asm | ex | CZ01 | cDXHP | SWHC046-01 | ExAnte2019 | IOU workpaper | 2019-11-06 | Cap-Tons | 1 |  |  | 0 | 0 | 0 | -1073.9852 | 0 | 154.7297 | [6 empty] | DEER:HVAC_Split-Package_HP | Annual | FALSE
Any | SWHC046N | Asm | ex | CZ02 | cDXHP | SWHC046-01 | ExAnte2019 | IOU workpaper | 2019-11-06 | Cap-Tons | 1 |  |  | 0 | 0 | 0 | -551.7594 | 0 | 93.7418 | [6 empty] | DEER:HVAC_Split-Package_HP | Annual | FALSE
Any | SWHC046N | Asm | ex | CZ03 | cDXHP | SWHC046-01 | ExAnte2019 | IOU workpaper | 2019-11-06 | Cap-Tons | 1 |  |  | 0 | 0 | 0 | -439.4716 | 0 | 62.3368 | [6 empty] | DEER:HVAC_Split-Package_HP | Annual | FALSE
Any | SWHC046N | Asm | ex | CZ04 | cDXHP | SWHC046-01 | ExAnte2019 | IOU workpaper | 2019-11-06 | Cap-Tons | 1 |  |  | 0 | 0 | 0 | -393.1978 | 0 | 63.9993 | [6 empty] | DEER:HVAC_Split-Package_HP | Annual | FALSE
Any | SWHC046N | Asm | ex | CZ05 | cDXHP | SWHC046-01 | ExAnte2019 | IOU workpaper | 2019-11-06 | Cap-Tons | 1 |  |  | 0 | 0 | 0 | -444.4747 | 0 | 63.6624 | [6 empty] | DEER:HVAC_Split-Package_HP | Annual | FALSE
Any | SWHC046N | Asm | ex | CZ06 | cDXHP | SWHC046-01 | ExAnte2019 | IOU workpaper | 2019-11-06 | Cap-Tons | 1 |  |  | 0 | 0 | 0 | -146.6493 | 0 | 24.143 | [6 empty] | DEER:HVAC_Split-Package_HP | Annual | FALSE
Any | SWHC046N | Asm | ex | CZ07 | cDXHP | SWHC046-01 | ExAnte2019 | IOU workpaper | 2019-11-06 | Cap-Tons | 1 |  |  | 0 | 0 | 0 | -117.473 | 0 | 17.8704 | [6 empty] | DEER:HVAC_Split-Package_HP | Annual | FALSE
Any | SWHC046N | Asm | ex | CZ08 | cDXHP | SWHC046-01 | ExAnte2019 | IOU workpaper | 2019-11-06 | Cap-Tons | 1 |  |  | 0 | 0 | 0 | -127.6699 | 0 | 24.3913 | [6 empty] | DEER:HVAC_Split-Package_HP | Annual | FALSE
Any | SWHC046N | Asm | ex | CZ09 | cDXHP | SWHC046-01 | ExAnte2019 | IOU workpaper | 2019-11-06 | Cap-Tons | 1 |  |  | 0 | 0 | 0 | -109.0633 | 0 | 19.8361 | [6 empty] | DEER:HVAC_Split-Package_HP | Annual | FALSE
Any | SWHC046N | Asm | ex | CZ10 | cDXHP | SWHC046-01 | ExAnte2019 | IOU workpaper | 2019-11-06 | Cap-Tons | 1 |  |  | 0 | 0 | 0 | -139.3418 | 0 | 26.4323 | [6 empty] | DEER:HVAC_Split-Package_HP | Annual | FALSE
Any | SWHC046N | Asm | ex | CZ11 | cDXHP | SWHC046-01 | ExAnte2019 | IOU workpaper | 2019-11-06 | Cap-Tons | 1 |  |  | 0 | 0 | 0 | -289.0357 | 0 | 46.9503 | [6 empty] | DEER:HVAC_Split-Package_HP | Annual | FALSE
Any | SWHC046N | Asm | ex | CZ12 | cDXHP | SWHC046-01 | ExAnte2019 | IOU workpaper | 2019-11-06 | Cap-Tons | 1 |  |  | 0 | 0 | 0 | -355.199 | 0 | 55.7135 | [6 empty] | DEER:HVAC_Split-Package_HP | Annual | FALSE
Any | SWHC046N | Asm | ex | CZ13 | cDXHP | SWHC046-01 | ExAnte2019 | IOU workpaper | 2019-11-06 | Cap-Tons | 1 |  |  | 0 | 0 | 0 | -254.9093 | 0 | 41.9838 | [6 empty] | DEER:HVAC_Split-Package_HP | Annual | FALSE
Any | SWHC046N | Asm | ex | CZ14 | cDXHP | SWHC046-01 | ExAnte2019 | IOU workpaper | 2019-11-06 | Cap-Tons | 1 |  |  | 0 | 0 | 0 | -283.7359 | 0 | 45.1161 | [6 empty] | DEER:HVAC_Split-Package_HP | Annual | FALSE
Any | SWHC046N | Asm | ex | CZ15 | cDXHP | SWHC046-01 | ExAnte2019 | IOU workpaper | 2019-11-06 | Cap-Tons | 1 |  |  | 0 | 0 | 0 | 28.6952 | 0 | 7.2331 | [6 empty] | DEER:HVAC_Split-Package_HP | Annual | FALSE
Any | SWHC046N | Asm | ex | CZ16 | cDXHP | SWHC046-01 | ExAnte2019 | IOU workpaper | 2019-11-06 | Cap-Tons | 1 |  |  | 0 | 0 | 0 | -1260.5989 | 0 | 155.8883 | [6 empty] | DEER:HVAC_Split-Package_HP | Annual | FALSE
Any | SWHC046N | Com | ex | CZ01 | cDXHP | SWHC046-01 | ExAnte2019 | IOU workpaper | 2019-11-06 | Cap-Tons | 1 |  |  | 0 | 0 | 0 | -648.7746 | 0 | 88.8896 | [6 empty] | DEER:HVAC_Split-Package_HP | Annual | FALSE
Any | SWHC046N | Com | ex | CZ02 | cDXHP | SWHC046-01 | ExAnte2019 | IOU workpaper | 2019-11-06 | Cap-Tons | 1 |  |  | 0 | 0 | 0 | -323.153 | 0 | 46.1928 | [6 empty] | DEER:HVAC_Split-Package_HP | Annual | FALSE
Any | SWHC046N | Com | ex | CZ03 | cDXHP | SWHC046-01 | ExAnte2019 | IOU workpaper | 2019-11-06 | Cap-Tons | 1 |  |  | 0 | 0 | 0 | -223.2161 | 0 | 32.5964 | [6 empty] | DEER:HVAC_Split-Package_HP | Annual | FALSE
Any | SWHC046N | Com | ex | CZ04 | cDXHP | SWHC046-01 | ExAnte2019 | IOU workpaper | 2019-11-06 | Cap-Tons | 1 |  |  | 0 | 0 | 0 | -185.5165 | 0 | 28.2247 | [6 empty] | DEER:HVAC_Split-Package_HP | Annual | FALSE
Any | SWHC046N | Com | ex | CZ05 | cDXHP | SWHC046-01 | ExAnte2019 | IOU workpaper | 2019-11-06 | Cap-Tons | 1 |  |  | 0 | 0 | 0 | -309.6029 | 0 | 44.4716 | [6 empty] | DEER:HVAC_Split-Package_HP | Annual | FALSE
Any | SWHC046N | Com | ex | CZ06 | cDXHP | SWHC046-01 | ExAnte2019 | IOU workpaper | 2019-11-06 | Cap-Tons | 1 |  |  | 0 | 0 | 0 | -97.3231 | 0 | 18.05 | [6 empty] | DEER:HVAC_Split-Package_HP | Annual | FALSE
Any | SWHC046N | Com | ex | CZ07 | cDXHP | SWHC046-01 | ExAnte2019 | IOU workpaper | 2019-11-06 | Cap-Tons | 1 |  |  | 0 | 0 | 0 | -80.5135 | 0 | 15.0278 | [6 empty] | DEER:HVAC_Split-Package_HP | Annual | FALSE
Any | SWHC046N | Com | ex | CZ08 | cDXHP | SWHC046-01 | ExAnte2019 | IOU workpaper | 2019-11-06 | Cap-Tons | 1 |  |  | 0 | 0 | 0 | -82.199 | 0 | 17.3246 | [6 empty] | DEER:HVAC_Split-Package_HP | Annual | FALSE
Any | SWHC046N | Com | ex | CZ09 | cDXHP | SWHC046-01 | ExAnte2019 | IOU workpaper | 2019-11-06 | Cap-Tons | 1 |  |  | 0 | 0 | 0 | -83.495 | 0 | 16.475 | [6 empty] | DEER:HVAC_Split-Package_HP | Annual | FALSE
Any | SWHC046N | Com | ex | CZ10 | cDXHP | SWHC046-01 | ExAnte2019 | IOU workpaper | 2019-11-06 | Cap-Tons | 1 |  |  | 0 | 0 | 0 | -119.7443 | 0 | 22.0327 | [6 empty] | DEER:HVAC_Split-Package_HP | Annual | FALSE
Any | SWHC046N | Com | ex | CZ11 | cDXHP | SWHC046-01 | ExAnte2019 | IOU workpaper | 2019-11-06 | Cap-Tons | 1 |  |  | 0 | 0 | 0 | -255.7684 | 0 | 39.9038 | [6 empty] | DEER:HVAC_Split-Package_HP | Annual | FALSE
Any | SWHC046N | Com | ex | CZ12 | cDXHP | SWHC046-01 | ExAnte2019 | IOU workpaper | 2019-11-06 | Cap-Tons | 1 |  |  | 0 | 0 | 0 | -244.459 | 0 | 37.0031 | [6 empty] | DEER:HVAC_Split-Package_HP | Annual | FALSE
Any | SWHC046N | Com | ex | CZ13 | cDXHP | SWHC046-01 | ExAnte2019 | IOU workpaper | 2019-11-06 | Cap-Tons | 1 |  |  | 0 | 0 | 0 | -204.111 | 0 | 32.9536 | [6 empty] | DEER:HVAC_Split-Package_HP | Annual | FALSE
Any | SWHC046N | Com | ex | CZ14 | cDXHP | SWHC046-01 | ExAnte2019 | IOU workpaper | 2019-11-06 | Cap-Tons | 1 |  |  | 0 | 0 | 0 | -231.5299 | 0 | 35.2504 | [6 empty] | DEER:HVAC_Split-Package_HP | Annual | FALSE
Any | SWHC046N | Com | ex | CZ15 | cDXHP | SWHC046-01 | ExAnte2019 | IOU workpaper | 2019-11-06 | Cap-Tons | 1 |  |  | 0 | 0 | 0 | 39.7984 | 0 | 5.6552 | [6 empty] | DEER:HVAC_Split-Package_HP | Annual | FALSE
Any | SWHC046N | Com | ex | CZ16 | cDXHP | SWHC046-01 | ExAnte2019 | IOU workpaper | 2019-11-06 | Cap-Tons | 1 |  |  | 0 | 0 | 0 | -917.317 | 0 | 106.027 | [6 empty] | DEER:HVAC_Split-Package_HP | Annual | FALSE
Any | SWHC046N | ECC | ex | CZ01 | cDXHP | SWHC046-01 | ExAnte2019 | IOU workpaper | 2019-11-06 | Cap-Tons | 1 |  |  | 0 | 0 | 0 | -353.5208 | 0 | 48.6955 | [6 empty] | DEER:HVAC_Split-Package_HP | Annual | FALSE
Any | SWHC046N | ECC | ex | CZ02 | cDXHP | SWHC046-01 | ExAnte2019 | IOU workpaper | 2019-11-06 | Cap-Tons | 1 |  |  | 0 | 0 | 0 | -169.5872 | 0 | 25.5984 | [6 empty] | DEER:HVAC_Split-Package_HP | Annual | FALSE
Any | SWHC046N | ECC | ex | CZ03 | cDXHP | SWHC046-01 | ExAnte2019 | IOU workpaper | 2019-11-06 | Cap-Tons | 1 |  |  | 0 | 0 | 0 | -141.9765 | 0 | 20.8845 | [6 empty] | DEER:HVAC_Split-Package_HP | Annual | FALSE
Any | SWHC046N | ECC | ex | CZ04 | cDXHP | SWHC046-01 | ExAnte2019 | IOU workpaper | 2019-11-06 | Cap-Tons | 1 |  |  | 0 | 0 | 0 | -113.7589 | 0 | 18.2532 | [6 empty] | DEER:HVAC_Split-Package_HP | Annual | FALSE
Any | SWHC046N | ECC | ex | CZ05 | cDXHP | SWHC046-01 | ExAnte2019 | IOU workpaper | 2019-11-06 | Cap-Tons | 1 |  |  | 0 | 0 | 0 | -142.7461 | 0 | 20.8146 | [6 empty] | DEER:HVAC_Split-Package_HP | Annual | FALSE
Any | SWHC046N | ECC | ex | CZ06 | cDXHP | SWHC046-01 | ExAnte2019 | IOU workpaper | 2019-11-06 | Cap-Tons | 1 |  |  | 0 | 0 | 0 | -16.1234 | 0 | 6.5068 | [6 empty] | DEER:HVAC_Split-Package_HP | Annual | FALSE
Any | SWHC046N | ECC | ex | CZ07 | cDXHP | SWHC046-01 | ExAnte2019 | IOU workpaper | 2019-11-06 | Cap-Tons | 1 |  |  | 0 | 0 | 0 | -0.2137 | 0 | 3.6729 | [6 empty] | DEER:HVAC_Split-Package_HP | Annual | FALSE
Any | SWHC046N | ECC | ex | CZ08 | cDXHP | SWHC046-01 | ExAnte2019 | IOU workpaper | 2019-11-06 | Cap-Tons | 1 |  |  | 0 | 0 | 0 | 1.4125 | 0 | 5.791 | [6 empty] | DEER:HVAC_Split-Package_HP | Annual | FALSE
Any | SWHC046N | ECC | ex | CZ09 | cDXHP | SWHC046-01 | ExAnte2019 | IOU workpaper | 2019-11-06 | Cap-Tons | 1 |  |  | 0 | 0 | 0 | -18.1297 | 0 | 7.2408 | [6 empty] | DEER:HVAC_Split-Package_HP | Annual | FALSE
Any | SWHC046N | ECC | ex | CZ10 | cDXHP | SWHC046-01 | ExAnte2019 | IOU workpaper | 2019-11-06 | Cap-Tons | 1 |  |  | 0 | 0 | 0 | -14.0611 | 0 | 7.8241 | [6 empty] | DEER:HVAC_Split-Package_HP | Annual | FALSE
Any | SWHC046N | ECC | ex | CZ11 | cDXHP | SWHC046-01 | ExAnte2019 | IOU workpaper | 2019-11-06 | Cap-Tons | 1 |  |  | 0 | 0 | 0 | -123.5837 | 0 | 23.454 | [6 empty] | DEER:HVAC_Split-Package_HP | Annual | FALSE
Any | SWHC046N | ECC | ex | CZ12 | cDXHP | SWHC046-01 | ExAnte2019 | IOU workpaper | 2019-11-06 | Cap-Tons | 1 |  |  | 0 | 0 | 0 | -137.5848 | 0 | 23.922 | [6 empty] | DEER:HVAC_Split-Package_HP | Annual | FALSE
Any | SWHC046N | ECC | ex | CZ13 | cDXHP | SWHC046-01 | ExAnte2019 | IOU workpaper | 2019-11-06 | Cap-Tons | 1 |  |  | 0 | 0 | 0 | -97.0272 | 0 | 19.9271 | [6 empty] | DEER:HVAC_Split-Package_HP | Annual | FALSE
Any | SWHC046N | ECC | ex | CZ14 | cDXHP | SWHC046-01 | ExAnte2019 | IOU workpaper | 2019-11-06 | Cap-Tons | 1 |  |  | 0 | 0 | 0 | -116.1709 | 0 | 21.0061 | [6 empty] | DEER:HVAC_Split-Package_HP | Annual | FALSE
Any | SWHC046N | ECC | ex | CZ15 | cDXHP | SWHC046-01 | ExAnte2019 | IOU workpaper | 2019-11-06 | Cap-Tons | 1 |  |  | 0 | 0 | 0 | 62.0213 | 0 | 1.9488 | [6 empty] | DEER:HVAC_Split-Package_HP | Annual | FALSE
Any | SWHC046N | ECC | ex | CZ16 | cDXHP | SWHC046-01 | ExAnte2019 | IOU workpaper | 2019-11-06 | Cap-Tons | 1 |  |  | 0 | 0 | 0 | -565.9915 | 0 | 66.1622 | [6 empty] | DEER:HVAC_Split-Package_HP | Annual | FALSE
Any | SWHC046N | EPr | ex | CZ01 | cDXHP | SWHC046-01 | ExAnte2019 | IOU workpaper | 2019-11-06 | Cap-Tons | 1 |  |  | 0 | 0 | 0 | -500.253 | 0 | 73.0443 | [6 empty] | DEER:HVAC_Split-Package_HP | Annual | FALSE
Any | SWHC046N | EPr | ex | CZ02 | cDXHP | SWHC046-01 | ExAnte2019 | IOU workpaper | 2019-11-06 | Cap-Tons | 1 |  |  | 0 | 0 | 0 | -259.8215 | 0 | 34.673 | [6 empty] | DEER:HVAC_Split-Package_HP | Annual | FALSE
Any | SWHC046N | EPr | ex | CZ03 | cDXHP | SWHC046-01 | ExAnte2019 | IOU workpaper | 2019-11-06 | Cap-Tons | 1 |  |  | 0 | 0 | 0 | -224.8982 | 0 | 33.4829 | [6 empty] | DEER:HVAC_Split-Package_HP | Annual | FALSE
Any | SWHC046N | EPr | ex | CZ04 | cDXHP | SWHC046-01 | ExAnte2019 | IOU workpaper | 2019-11-06 | Cap-Tons | 1 |  |  | 0 | 0 | 0 | -183.4433 | 0 | 25.0375 | [6 empty] | DEER:HVAC_Split-Package_HP | Annual | FALSE
Any | SWHC046N | EPr | ex | CZ05 | cDXHP | SWHC046-01 | ExAnte2019 | IOU workpaper | 2019-11-06 | Cap-Tons | 1 |  |  | 0 | 0 | 0 | -227.3528 | 0 | 33.6022 | [6 empty] | DEER:HVAC_Split-Package_HP | Annual | FALSE
Any | SWHC046N | EPr | ex | CZ06 | cDXHP | SWHC046-01 | ExAnte2019 | IOU workpaper | 2019-11-06 | Cap-Tons | 1 |  |  | 0 | 0 | 0 | -74.3143 | 0 | 12.9685 | [6 empty] | DEER:HVAC_Split-Package_HP | Annual | FALSE
Any | SWHC046N | EPr | ex | CZ07 | cDXHP | SWHC046-01 | ExAnte2019 | IOU workpaper | 2019-11-06 | Cap-Tons | 1 |  |  | 0 | 0 | 0 | -56.4504 | 0 | 9.4707 | [6 empty] | DEER:HVAC_Split-Package_HP | Annual | FALSE
Any | SWHC046N | EPr | ex | CZ08 | cDXHP | SWHC046-01 | ExAnte2019 | IOU workpaper | 2019-11-06 | Cap-Tons | 1 |  |  | 0 | 0 | 0 | -54.3665 | 0 | 10.7278 | [6 empty] | DEER:HVAC_Split-Package_HP | Annual | FALSE
Any | SWHC046N | EPr | ex | CZ09 | cDXHP | SWHC046-01 | ExAnte2019 | IOU workpaper | 2019-11-06 | Cap-Tons | 1 |  |  | 0 | 0 | 0 | -76.1132 | 0 | 13.0531 | [6 empty] | DEER:HVAC_Split-Package_HP | Annual | FALSE
Any | SWHC046N | EPr | ex | CZ10 | cDXHP | SWHC046-01 | ExAnte2019 | IOU workpaper | 2019-11-06 | Cap-Tons | 1 |  |  | 0 | 0 | 0 | -54.6165 | 0 | 12.3904 | [6 empty] | DEER:HVAC_Split-Package_HP | Annual | FALSE
Any | SWHC046N | EPr | ex | CZ11 | cDXHP | SWHC046-01 | ExAnte2019 | IOU workpaper | 2019-11-06 | Cap-Tons | 1 |  |  | 0 | 0 | 0 | -182.5012 | 0 | 29.1757 | [6 empty] | DEER:HVAC_Split-Package_HP | Annual | FALSE
Any | SWHC046N | EPr | ex | CZ12 | cDXHP | SWHC046-01 | ExAnte2019 | IOU workpaper | 2019-11-06 | Cap-Tons | 1 |  |  | 0 | 0 | 0 | -208.6116 | 0 | 30.6814 | [6 empty] | DEER:HVAC_Split-Package_HP | Annual | FALSE
Any | SWHC046N | EPr | ex | CZ13 | cDXHP | SWHC046-01 | ExAnte2019 | IOU workpaper | 2019-11-06 | Cap-Tons | 1 |  |  | 0 | 0 | 0 | -157.1399 | 0 | 25.4859 | [6 empty] | DEER:HVAC_Split-Package_HP | Annual | FALSE
Any | SWHC046N | EPr | ex | CZ14 | cDXHP | SWHC046-01 | ExAnte2019 | IOU workpaper | 2019-11-06 | Cap-Tons | 1 |  |  | 0 | 0 | 0 | -169.4329 | 0 | 26.3116 | [6 empty] | DEER:HVAC_Split-Package_HP | Annual | FALSE
Any | SWHC046N | EPr | ex | CZ15 | cDXHP | SWHC046-01 | ExAnte2019 | IOU workpaper | 2019-11-06 | Cap-Tons | 1 |  |  | 0 | 0 | 0 | 21.2465 | 0 | 3.5453 | [6 empty] | DEER:HVAC_Split-Package_HP | Annual | FALSE
Any | SWHC046N | EPr | ex | CZ16 | cDXHP | SWHC046-01 | ExAnte2019 | IOU workpaper | 2019-11-06 | Cap-Tons | 1 |  |  | 0 | 0 | 0 | -706.055 | 0 | 84.5069 | [6 empty] | DEER:HVAC_Split-Package_HP | Annual | FALSE
Any | SWHC046N | ERC | ex | CZ01 | cDXHP | SWHC046-01 | ExAnte2019 | IOU workpaper | 2019-11-06 | Cap-Tons | 1 |  |  | 0 | 0 | 0 | -758.6635 | 0 | 110.19 | [6 empty] | DEER:HVAC_Split-Package_HP | Annual | FALSE
Any | SWHC046N | ERC | ex | CZ02 | cDXHP | SWHC046-01 | ExAnte2019 | IOU workpaper | 2019-11-06 | Cap-Tons | 1 |  |  | 0 | 0 | 0 | -461.9303 | 0 | 68.8517 | [6 empty] | DEER:HVAC_Split-Package_HP | Annual | FALSE
Any | SWHC046N | ERC | ex | CZ03 | cDXHP | SWHC046-01 | ExAnte2019 | IOU workpaper | 2019-11-06 | Cap-Tons | 1 |  |  | 0 | 0 | 0 | -320.026 | 0 | 53.4192 | [6 empty] | DEER:HVAC_Split-Package_HP | Annual | FALSE
Any | SWHC046N | ERC | ex | CZ04 | cDXHP | SWHC046-01 | ExAnte2019 | IOU workpaper | 2019-11-06 | Cap-Tons | 1 |  |  | 0 | 0 | 0 | -323.4455 | 0 | 49.5264 | [6 empty] | DEER:HVAC_Split-Package_HP | Annual | FALSE
Any | SWHC046N | ERC | ex | CZ05 | cDXHP | SWHC046-01 | ExAnte2019 | IOU workpaper | 2019-11-06 | Cap-Tons | 1 |  |  | 0 | 0 | 0 | -386.7748 | 0 | 61.6431 | [6 empty] | DEER:HVAC_Split-Package_HP | Annual | FALSE
Any | SWHC046N | ERC | ex | CZ06 | cDXHP | SWHC046-01 | ExAnte2019 | IOU workpaper | 2019-11-06 | Cap-Tons | 1 |  |  | 0 | 0 | 0 | -137.3335 | 0 | 26.3065 | [6 empty] | DEER:HVAC_Split-Package_HP | Annual | FALSE
Any | SWHC046N | ERC | ex | CZ07 | cDXHP | SWHC046-01 | ExAnte2019 | IOU workpaper | 2019-11-06 | Cap-Tons | 1 |  |  | 0 | 0 | 0 | -80.6627 | 0 | 16.3875 | [6 empty] | DEER:HVAC_Split-Package_HP | Annual | FALSE
Any | SWHC046N | ERC | ex | CZ08 | cDXHP | SWHC046-01 | ExAnte2019 | IOU workpaper | 2019-11-06 | Cap-Tons | 1 |  |  | 0 | 0 | 0 | -106.3162 | 0 | 22.3748 | [6 empty] | DEER:HVAC_Split-Package_HP | Annual | FALSE
Any | SWHC046N | ERC | ex | CZ09 | cDXHP | SWHC046-01 | ExAnte2019 | IOU workpaper | 2019-11-06 | Cap-Tons | 1 |  |  | 0 | 0 | 0 | -115.0304 | 0 | 22.146 | [6 empty] | DEER:HVAC_Split-Package_HP | Annual | FALSE
Any | SWHC046N | ERC | ex | CZ10 | cDXHP | SWHC046-01 | ExAnte2019 | IOU workpaper | 2019-11-06 | Cap-Tons | 1 |  |  | 0 | 0 | 0 | -135.25 | 0 | 25.3466 | [6 empty] | DEER:HVAC_Split-Package_HP | Annual | FALSE
Any | SWHC046N | ERC | ex | CZ11 | cDXHP | SWHC046-01 | ExAnte2019 | IOU workpaper | 2019-11-06 | Cap-Tons | 1 |  |  | 0 | 0 | 0 | -294.1795 | 0 | 46.8416 | [6 empty] | DEER:HVAC_Split-Package_HP | Annual | FALSE
Any | SWHC046N | ERC | ex | CZ12 | cDXHP | SWHC046-01 | ExAnte2019 | IOU workpaper | 2019-11-06 | Cap-Tons | 1 |  |  | 0 | 0 | 0 | -338.4717 | 0 | 52.7245 | [6 empty] | DEER:HVAC_Split-Package_HP | Annual | FALSE
Any | SWHC046N | ERC | ex | CZ13 | cDXHP | SWHC046-01 | ExAnte2019 | IOU workpaper | 2019-11-06 | Cap-Tons | 1 |  |  | 0 | 0 | 0 | -253.839 | 0 | 41.3822 | [6 empty] | DEER:HVAC_Split-Package_HP | Annual | FALSE
Any | SWHC046N | ERC | ex | CZ14 | cDXHP | SWHC046-01 | ExAnte2019 | IOU workpaper | 2019-11-06 | Cap-Tons | 1 |  |  | 0 | 0 | 0 | -287.3885 | 0 | 43.658 | [6 empty] | DEER:HVAC_Split-Package_HP | Annual | FALSE
Any | SWHC046N | ERC | ex | CZ15 | cDXHP | SWHC046-01 | ExAnte2019 | IOU workpaper | 2019-11-06 | Cap-Tons | 1 |  |  | 0 | 0 | 0 | 11.3524 | 0 | 6.6956 | [6 empty] | DEER:HVAC_Split-Package_HP | Annual | FALSE
Any | SWHC046N | ERC | ex | CZ16 | cDXHP | SWHC046-01 | ExAnte2019 | IOU workpaper | 2019-11-06 | Cap-Tons | 1 |  |  | 0 | 0 | 0 | -1053.9898 | 0 | 123.4207 | [6 empty] | DEER:HVAC_Split-Package_HP | Annual | FALSE
Any | SWHC046N | ESe | ex | CZ01 | cDXHP | SWHC046-01 | ExAnte2019 | IOU workpaper | 2019-11-06 | Cap-Tons | 1 |  |  | 0 | 0 | 0 | -442.0563 | 0 | 62.7269 | [6 empty] | DEER:HVAC_Split-Package_HP | Annual | FALSE
Any | SWHC046N | ESe | ex | CZ02 | cDXHP | SWHC046-01 | ExAnte2019 | IOU workpaper | 2019-11-06 | Cap-Tons | 1 |  |  | 0 | 0 | 0 | -250.1986 | 0 | 34.0965 | [6 empty] | DEER:HVAC_Split-Package_HP | Annual | FALSE
Any | SWHC046N | ESe | ex | CZ03 | cDXHP | SWHC046-01 | ExAnte2019 | IOU workpaper | 2019-11-06 | Cap-Tons | 1 |  |  | 0 | 0 | 0 | -176.0978 | 0 | 26.0715 | [6 empty] | DEER:HVAC_Split-Package_HP | Annual | FALSE
Any | SWHC046N | ESe | ex | CZ04 | cDXHP | SWHC046-01 | ExAnte2019 | IOU workpaper | 2019-11-06 | Cap-Tons | 1 |  |  | 0 | 0 | 0 | -153.7341 | 0 | 22.1893 | [6 empty] | DEER:HVAC_Split-Package_HP | Annual | FALSE
Any | SWHC046N | ESe | ex | CZ05 | cDXHP | SWHC046-01 | ExAnte2019 | IOU workpaper | 2019-11-06 | Cap-Tons | 1 |  |  | 0 | 0 | 0 | -171.6775 | 0 | 25.4133 | [6 empty] | DEER:HVAC_Split-Package_HP | Annual | FALSE
Any | SWHC046N | ESe | ex | CZ06 | cDXHP | SWHC046-01 | ExAnte2019 | IOU workpaper | 2019-11-06 | Cap-Tons | 1 |  |  | 0 | 0 | 0 | -47.7603 | 0 | 9.5407 | [6 empty] | DEER:HVAC_Split-Package_HP | Annual | FALSE
Any | SWHC046N | ESe | ex | CZ07 | cDXHP | SWHC046-01 | ExAnte2019 | IOU workpaper | 2019-11-06 | Cap-Tons | 1 |  |  | 0 | 0 | 0 | -26.7679 | 0 | 6.3435 | [6 empty] | DEER:HVAC_Split-Package_HP | Annual | FALSE
Any | SWHC046N | ESe | ex | CZ08 | cDXHP | SWHC046-01 | ExAnte2019 | IOU workpaper | 2019-11-06 | Cap-Tons | 1 |  |  | 0 | 0 | 0 | -31.2787 | 0 | 8.7281 | [6 empty] | DEER:HVAC_Split-Package_HP | Annual | FALSE
Any | SWHC046N | ESe | ex | CZ09 | cDXHP | SWHC046-01 | ExAnte2019 | IOU workpaper | 2019-11-06 | Cap-Tons | 1 |  |  | 0 | 0 | 0 | -49.5488 | 0 | 10.2491 | [6 empty] | DEER:HVAC_Split-Package_HP | Annual | FALSE
Any | SWHC046N | ESe | ex | CZ10 | cDXHP | SWHC046-01 | ExAnte2019 | IOU workpaper | 2019-11-06 | Cap-Tons | 1 |  |  | 0 | 0 | 0 | -62.1684 | 0 | 12.5318 | [6 empty] | DEER:HVAC_Split-Package_HP | Annual | FALSE
Any | SWHC046N | ESe | ex | CZ11 | cDXHP | SWHC046-01 | ExAnte2019 | IOU workpaper | 2019-11-06 | Cap-Tons | 1 |  |  | 0 | 0 | 0 | -192.8758 | 0 | 31.3022 | [6 empty] | DEER:HVAC_Split-Package_HP | Annual | FALSE
Any | SWHC046N | ESe | ex | CZ12 | cDXHP | SWHC046-01 | ExAnte2019 | IOU workpaper | 2019-11-06 | Cap-Tons | 1 |  |  | 0 | 0 | 0 | -213.8599 | 0 | 31.8856 | [6 empty] | DEER:HVAC_Split-Package_HP | Annual | FALSE
Any | SWHC046N | ESe | ex | CZ13 | cDXHP | SWHC046-01 | ExAnte2019 | IOU workpaper | 2019-11-06 | Cap-Tons | 1 |  |  | 0 | 0 | 0 | -159.5734 | 0 | 26.7312 | [6 empty] | DEER:HVAC_Split-Package_HP | Annual | FALSE
Any | SWHC046N | ESe | ex | CZ14 | cDXHP | SWHC046-01 | ExAnte2019 | IOU workpaper | 2019-11-06 | Cap-Tons | 1 |  |  | 0 | 0 | 0 | -180.6807 | 0 | 28.0487 | [6 empty] | DEER:HVAC_Split-Package_HP | Annual | FALSE
Any | SWHC046N | ESe | ex | CZ15 | cDXHP | SWHC046-01 | ExAnte2019 | IOU workpaper | 2019-11-06 | Cap-Tons | 1 |  |  | 0 | 0 | 0 | 27.1876 | 0 | 3.7009 | [6 empty] | DEER:HVAC_Split-Package_HP | Annual | FALSE
Any | SWHC046N | ESe | ex | CZ16 | cDXHP | SWHC046-01 | ExAnte2019 | IOU workpaper | 2019-11-06 | Cap-Tons | 1 |  |  | 0 | 0 | 0 | -659.1423 | 0 | 76.8982 | [6 empty] | DEER:HVAC_Split-Package_HP | Annual | FALSE
Any | SWHC046N | EUn | ex | CZ01 | cDXHP | SWHC046-01 | ExAnte2019 | IOU workpaper | 2019-11-06 | Cap-Tons | 1 |  |  | 0 | 0 | 0 | -483.7781 | 0 | 70.0776 | [6 empty] | DEER:HVAC_Split-Package_HP | Annual | FALSE
Any | SWHC046N | EUn | ex | CZ02 | cDXHP | SWHC046-01 | ExAnte2019 | IOU workpaper | 2019-11-06 | Cap-Tons | 1 |  |  | 0 | 0 | 0 | -265.9329 | 0 | 40.3197 | [6 empty] | DEER:HVAC_Split-Package_HP | Annual | FALSE
Any | SWHC046N | EUn | ex | CZ03 | cDXHP | SWHC046-01 | ExAnte2019 | IOU workpaper | 2019-11-06 | Cap-Tons | 1 |  |  | 0 | 0 | 0 | -224.605 | 0 | 34.8283 | [6 empty] | DEER:HVAC_Split-Package_HP | Annual | FALSE
Any | SWHC046N | EUn | ex | CZ04 | cDXHP | SWHC046-01 | ExAnte2019 | IOU workpaper | 2019-11-06 | Cap-Tons | 1 |  |  | 0 | 0 | 0 | -196.7443 | 0 | 30.482 | [6 empty] | DEER:HVAC_Split-Package_HP | Annual | FALSE
Any | SWHC046N | EUn | ex | CZ05 | cDXHP | SWHC046-01 | ExAnte2019 | IOU workpaper | 2019-11-06 | Cap-Tons | 1 |  |  | 0 | 0 | 0 | -230.329 | 0 | 35.9621 | [6 empty] | DEER:HVAC_Split-Package_HP | Annual | FALSE
Any | SWHC046N | EUn | ex | CZ06 | cDXHP | SWHC046-01 | ExAnte2019 | IOU workpaper | 2019-11-06 | Cap-Tons | 1 |  |  | 0 | 0 | 0 | -65.1314 | 0 | 14.1231 | [6 empty] | DEER:HVAC_Split-Package_HP | Annual | FALSE
Any | SWHC046N | EUn | ex | CZ07 | cDXHP | SWHC046-01 | ExAnte2019 | IOU workpaper | 2019-11-06 | Cap-Tons | 1 |  |  | 0 | 0 | 0 | -42.7962 | 0 | 9.8936 | [6 empty] | DEER:HVAC_Split-Package_HP | Annual | FALSE
Any | SWHC046N | EUn | ex | CZ08 | cDXHP | SWHC046-01 | ExAnte2019 | IOU workpaper | 2019-11-06 | Cap-Tons | 1 |  |  | 0 | 0 | 0 | -45.1945 | 0 | 13.3477 | [6 empty] | DEER:HVAC_Split-Package_HP | Annual | FALSE
Any | SWHC046N | EUn | ex | CZ09 | cDXHP | SWHC046-01 | ExAnte2019 | IOU workpaper | 2019-11-06 | Cap-Tons | 1 |  |  | 0 | 0 | 0 | -61.9618 | 0 | 14.1713 | [6 empty] | DEER:HVAC_Split-Package_HP | Annual | FALSE
Any | SWHC046N | EUn | ex | CZ10 | cDXHP | SWHC046-01 | ExAnte2019 | IOU workpaper | 2019-11-06 | Cap-Tons | 1 |  |  | 0 | 0 | 0 | -54.2139 | 0 | 14.4735 | [6 empty] | DEER:HVAC_Split-Package_HP | Annual | FALSE
Any | SWHC046N | EUn | ex | CZ11 | cDXHP | SWHC046-01 | ExAnte2019 | IOU workpaper | 2019-11-06 | Cap-Tons | 1 |  |  | 0 | 0 | 0 | -174.5403 | 0 | 32.0582 | [6 empty] | DEER:HVAC_Split-Package_HP | Annual | FALSE
Any | SWHC046N | EUn | ex | CZ12 | cDXHP | SWHC046-01 | ExAnte2019 | IOU workpaper | 2019-11-06 | Cap-Tons | 1 |  |  | 0 | 0 | 0 | -199.266 | 0 | 34.3967 | [6 empty] | DEER:HVAC_Split-Package_HP | Annual | FALSE
Any | SWHC046N | EUn | ex | CZ13 | cDXHP | SWHC046-01 | ExAnte2019 | IOU workpaper | 2019-11-06 | Cap-Tons | 1 |  |  | 0 | 0 | 0 | -140.7219 | 0 | 27.2321 | [6 empty] | DEER:HVAC_Split-Package_HP | Annual | FALSE
Any | SWHC046N | EUn | ex | CZ14 | cDXHP | SWHC046-01 | ExAnte2019 | IOU workpaper | 2019-11-06 | Cap-Tons | 1 |  |  | 0 | 0 | 0 | -168.6494 | 0 | 29.5124 | [6 empty] | DEER:HVAC_Split-Package_HP | Annual | FALSE
Any | SWHC046N | EUn | ex | CZ15 | cDXHP | SWHC046-01 | ExAnte2019 | IOU workpaper | 2019-11-06 | Cap-Tons | 1 |  |  | 0 | 0 | 0 | 50.541 | 0 | 4.2406 | [6 empty] | DEER:HVAC_Split-Package_HP | Annual | FALSE
Any | SWHC046N | EUn | ex | CZ16 | cDXHP | SWHC046-01 | ExAnte2019 | IOU workpaper | 2019-11-06 | Cap-Tons | 1 |  |  | 0 | 0 | 0 | -693.272 | 0 | 83.1046 | [6 empty] | DEER:HVAC_Split-Package_HP | Annual | FALSE
Any | SWHC046N | Gro | ex | CZ01 | cDXHP | SWHC046-01 | ExAnte2019 | IOU workpaper | 2019-11-06 | Cap-Tons | 1 |  |  | 0 | 0 | 0 | -3080.8985 | 0 | 433.0788 | [6 empty] | DEER:HVAC_Split-Package_HP | Annual | FALSE
Any | SWHC046N | Gro | ex | CZ02 | cDXHP | SWHC046-01 | ExAnte2019 | IOU workpaper | 2019-11-06 | Cap-Tons | 1 |  |  | 0 | 0 | 0 | -1215.8942 | 0 | 148.339 | [6 empty] | DEER:HVAC_Split-Package_HP | Annual | FALSE
Any | SWHC046N | Gro | ex | CZ03 | cDXHP | SWHC046-01 | ExAnte2019 | IOU workpaper | 2019-11-06 | Cap-Tons | 1 |  |  | 0 | 0 | 0 | -1374.0158 | 0 | 198.2532 | [6 empty] | DEER:HVAC_Split-Package_HP | Annual | FALSE
Any | SWHC046N | Gro | ex | CZ04 | cDXHP | SWHC046-01 | ExAnte2019 | IOU workpaper | 2019-11-06 | Cap-Tons | 1 |  |  | 0 | 0 | 0 | -1031.8935 | 0 | 133.0212 | [6 empty] | DEER:HVAC_Split-Package_HP | Annual | FALSE
Any | SWHC046N | Gro | ex | CZ05 | cDXHP | SWHC046-01 | ExAnte2019 | IOU workpaper | 2019-11-06 | Cap-Tons | 1 |  |  | 0 | 0 | 0 | -1643.9532 | 0 | 233.5836 | [6 empty] | DEER:HVAC_Split-Package_HP | Annual | FALSE
Any | SWHC046N | Gro | ex | CZ06 | cDXHP | SWHC046-01 | ExAnte2019 | IOU workpaper | 2019-11-06 | Cap-Tons | 1 |  |  | 0 | 0 | 0 | -733.7851 | 0 | 93.8253 | [6 empty] | DEER:HVAC_Split-Package_HP | Annual | FALSE
Any | SWHC046N | Gro | ex | CZ07 | cDXHP | SWHC046-01 | ExAnte2019 | IOU workpaper | 2019-11-06 | Cap-Tons | 1 |  |  | 0 | 0 | 0 | -757.4731 | 0 | 107.1506 | [6 empty] | DEER:HVAC_Split-Package_HP | Annual | FALSE
Any | SWHC046N | Gro | ex | CZ08 | cDXHP | SWHC046-01 | ExAnte2019 | IOU workpaper | 2019-11-06 | Cap-Tons | 1 |  |  | 0 | 0 | 0 | -594.7709 | 0 | 76.7267 | [6 empty] | DEER:HVAC_Split-Package_HP | Annual | FALSE
Any | SWHC046N | Gro | ex | CZ09 | cDXHP | SWHC046-01 | ExAnte2019 | IOU workpaper | 2019-11-06 | Cap-Tons | 1 |  |  | 0 | 0 | 0 | -584.1978 | 0 | 69.9341 | [6 empty] | DEER:HVAC_Split-Package_HP | Annual | FALSE
Any | SWHC046N | Gro | ex | CZ10 | cDXHP | SWHC046-01 | ExAnte2019 | IOU workpaper | 2019-11-06 | Cap-Tons | 1 |  |  | 0 | 0 | 0 | -623.5234 | 0 | 75.4472 | [6 empty] | DEER:HVAC_Split-Package_HP | Annual | FALSE
Any | SWHC046N | Gro | ex | CZ11 | cDXHP | SWHC046-01 | ExAnte2019 | IOU workpaper | 2019-11-06 | Cap-Tons | 1 |  |  | 0 | 0 | 0 | -893.7132 | 0 | 106.5647 | [6 empty] | DEER:HVAC_Split-Package_HP | Annual | FALSE
Any | SWHC046N | Gro | ex | CZ12 | cDXHP | SWHC046-01 | ExAnte2019 | IOU workpaper | 2019-11-06 | Cap-Tons | 1 |  |  | 0 | 0 | 0 | -915.1633 | 0 | 103.7323 | [6 empty] | DEER:HVAC_Split-Package_HP | Annual | FALSE
Any | SWHC046N | Gro | ex | CZ13 | cDXHP | SWHC046-01 | ExAnte2019 | IOU workpaper | 2019-11-06 | Cap-Tons | 1 |  |  | 0 | 0 | 0 | -795.0406 | 0 | 93.4344 | [6 empty] | DEER:HVAC_Split-Package_HP | Annual | FALSE
Any | SWHC046N | Gro | ex | CZ14 | cDXHP | SWHC046-01 | ExAnte2019 | IOU workpaper | 2019-11-06 | Cap-Tons | 1 |  |  | 0 | 0 | 0 | -870.8676 | 0 | 98.4901 | [6 empty] | DEER:HVAC_Split-Package_HP | Annual | FALSE
Any | SWHC046N | Gro | ex | CZ15 | cDXHP | SWHC046-01 | ExAnte2019 | IOU workpaper | 2019-11-06 | Cap-Tons | 1 |  |  | 0 | 0 | 0 | -204.3702 | 0 | 26.7272 | [6 empty] | DEER:HVAC_Split-Package_HP | Annual | FALSE
Any | SWHC046N | Gro | ex | CZ16 | cDXHP | SWHC046-01 | ExAnte2019 | IOU workpaper | 2019-11-06 | Cap-Tons | 1 |  |  | 0 | 0 | 0 | -2971.7175 | 0 | 311.2109 | [6 empty] | DEER:HVAC_Split-Package_HP | Annual | FALSE
Any | SWHC046N | Hsp | ex | CZ01 | cDXHP | SWHC046-01 | ExAnte2019 | IOU workpaper | 2019-11-06 | Cap-Tons | 1 |  |  | 0 | 0 | 0 | -396.5433 | 0 | 45.4195 | [6 empty] | DEER:HVAC_Split-Package_HP | Annual | FALSE
Any | SWHC046N | Hsp | ex | CZ02 | cDXHP | SWHC046-01 | ExAnte2019 | IOU workpaper | 2019-11-06 | Cap-Tons | 1 |  |  | 0 | 0 | 0 | -226.6296 | 0 | 28.8291 | [6 empty] | DEER:HVAC_Split-Package_HP | Annual | FALSE
Any | SWHC046N | Hsp | ex | CZ03 | cDXHP | SWHC046-01 | ExAnte2019 | IOU workpaper | 2019-11-06 | Cap-Tons | 1 |  |  | 0 | 0 | 0 | -177.5149 | 0 | 21.8097 | [6 empty] | DEER:HVAC_Split-Package_HP | Annual | FALSE
Any | SWHC046N | Hsp | ex | CZ04 | cDXHP | SWHC046-01 | ExAnte2019 | IOU workpaper | 2019-11-06 | Cap-Tons | 1 |  |  | 0 | 0 | 0 | -163.8307 | 0 | 21.7356 | [6 empty] | DEER:HVAC_Split-Package_HP | Annual | FALSE
Any | SWHC046N | Hsp | ex | CZ05 | cDXHP | SWHC046-01 | ExAnte2019 | IOU workpaper | 2019-11-06 | Cap-Tons | 1 |  |  | 0 | 0 | 0 | -192.6267 | 0 | 23.2995 | [6 empty] | DEER:HVAC_Split-Package_HP | Annual | FALSE
Any | SWHC046N | Hsp | ex | CZ06 | cDXHP | SWHC046-01 | ExAnte2019 | IOU workpaper | 2019-11-06 | Cap-Tons | 1 |  |  | 0 | 0 | 0 | -51.1055 | 0 | 10.0851 | [6 empty] | DEER:HVAC_Split-Package_HP | Annual | FALSE
Any | SWHC046N | Hsp | ex | CZ07 | cDXHP | SWHC046-01 | ExAnte2019 | IOU workpaper | 2019-11-06 | Cap-Tons | 1 |  |  | 0 | 0 | 0 | -6.4598 | 0 | 4.3186 | [6 empty] | DEER:HVAC_Split-Package_HP | Annual | FALSE
Any | SWHC046N | Hsp | ex | CZ08 | cDXHP | SWHC046-01 | ExAnte2019 | IOU workpaper | 2019-11-06 | Cap-Tons | 1 |  |  | 0 | 0 | 0 | -18.8859 | 0 | 7.587 | [6 empty] | DEER:HVAC_Split-Package_HP | Annual | FALSE
Any | SWHC046N | Hsp | ex | CZ09 | cDXHP | SWHC046-01 | ExAnte2019 | IOU workpaper | 2019-11-06 | Cap-Tons | 1 |  |  | 0 | 0 | 0 | -41.7414 | 0 | 10.6498 | [6 empty] | DEER:HVAC_Split-Package_HP | Annual | FALSE
Any | SWHC046N | Hsp | ex | CZ10 | cDXHP | SWHC046-01 | ExAnte2019 | IOU workpaper | 2019-11-06 | Cap-Tons | 1 |  |  | 0 | 0 | 0 | -55.2745 | 0 | 12.5185 | [6 empty] | DEER:HVAC_Split-Package_HP | Annual | FALSE
Any | SWHC046N | Hsp | ex | CZ11 | cDXHP | SWHC046-01 | ExAnte2019 | IOU workpaper | 2019-11-06 | Cap-Tons | 1 |  |  | 0 | 0 | 0 | -194.373 | 0 | 29.9311 | [6 empty] | DEER:HVAC_Split-Package_HP | Annual | FALSE
Any | SWHC046N | Hsp | ex | CZ12 | cDXHP | SWHC046-01 | ExAnte2019 | IOU workpaper | 2019-11-06 | Cap-Tons | 1 |  |  | 0 | 0 | 0 | -196.6963 | 0 | 27.9848 | [6 empty] | DEER:HVAC_Split-Package_HP | Annual | FALSE
Any | SWHC046N | Hsp | ex | CZ13 | cDXHP | SWHC046-01 | ExAnte2019 | IOU workpaper | 2019-11-06 | Cap-Tons | 1 |  |  | 0 | 0 | 0 | -161.4422 | 0 | 26.101 | [6 empty] | DEER:HVAC_Split-Package_HP | Annual | FALSE
Any | SWHC046N | Hsp | ex | CZ14 | cDXHP | SWHC046-01 | ExAnte2019 | IOU workpaper | 2019-11-06 | Cap-Tons | 1 |  |  | 0 | 0 | 0 | -226.9323 | 0 | 33.0552 | [6 empty] | DEER:HVAC_Split-Package_HP | Annual | FALSE
Any | SWHC046N | Hsp | ex | CZ15 | cDXHP | SWHC046-01 | ExAnte2019 | IOU workpaper | 2019-11-06 | Cap-Tons | 1 |  |  | 0 | 0 | 0 | 75.0228 | 0 | 4.4925 | [6 empty] | DEER:HVAC_Split-Package_HP | Annual | FALSE
Any | SWHC046N | Hsp | ex | CZ16 | cDXHP | SWHC046-01 | ExAnte2019 | IOU workpaper | 2019-11-06 | Cap-Tons | 1 |  |  | 0 | 0 | 0 | -689.0312 | 0 | 78.3639 | [6 empty] | DEER:HVAC_Split-Package_HP | Annual | FALSE
Any | SWHC046N | Htl | ex | CZ01 | cDXHP | SWHC046-01 | ExAnte2019 | IOU workpaper | 2019-11-06 | Cap-Tons | 1 |  |  | 0 | 0 | 0 | -1348.2896 | 0 | 187.7433 | [6 empty] | DEER:HVAC_Split-Package_HP | Annual | FALSE
Any | SWHC046N | Htl | ex | CZ02 | cDXHP | SWHC046-01 | ExAnte2019 | IOU workpaper | 2019-11-06 | Cap-Tons | 1 |  |  | 0 | 0 | 0 | -811.6161 | 0 | 105.4776 | [6 empty] | DEER:HVAC_Split-Package_HP | Annual | FALSE
Any | SWHC046N | Htl | ex | CZ03 | cDXHP | SWHC046-01 | ExAnte2019 | IOU workpaper | 2019-11-06 | Cap-Tons | 1 |  |  | 0 | 0 | 0 | -711.7807 | 0 | 102.2811 | [6 empty] | DEER:HVAC_Split-Package_HP | Annual | FALSE
Any | SWHC046N | Htl | ex | CZ04 | cDXHP | SWHC046-01 | ExAnte2019 | IOU workpaper | 2019-11-06 | Cap-Tons | 1 |  |  | 0 | 0 | 0 | -620.5003 | 0 | 76.0346 | [6 empty] | DEER:HVAC_Split-Package_HP | Annual | FALSE
Any | SWHC046N | Htl | ex | CZ05 | cDXHP | SWHC046-01 | ExAnte2019 | IOU workpaper | 2019-11-06 | Cap-Tons | 1 |  |  | 0 | 0 | 0 | -753.7067 | 0 | 107.543 | [6 empty] | DEER:HVAC_Split-Package_HP | Annual | FALSE
Any | SWHC046N | Htl | ex | CZ06 | cDXHP | SWHC046-01 | ExAnte2019 | IOU workpaper | 2019-11-06 | Cap-Tons | 1 |  |  | 0 | 0 | 0 | -321.0338 | 0 | 48.6508 | [6 empty] | DEER:HVAC_Split-Package_HP | Annual | FALSE
Any | SWHC046N | Htl | ex | CZ07 | cDXHP | SWHC046-01 | ExAnte2019 | IOU workpaper | 2019-11-06 | Cap-Tons | 1 |  |  | 0 | 0 | 0 | -234.5347 | 0 | 33.8329 | [6 empty] | DEER:HVAC_Split-Package_HP | Annual | FALSE
Any | SWHC046N | Htl | ex | CZ08 | cDXHP | SWHC046-01 | ExAnte2019 | IOU workpaper | 2019-11-06 | Cap-Tons | 1 |  |  | 0 | 0 | 0 | -219.1508 | 0 | 36.7589 | [6 empty] | DEER:HVAC_Split-Package_HP | Annual | FALSE
Any | SWHC046N | Htl | ex | CZ09 | cDXHP | SWHC046-01 | ExAnte2019 | IOU workpaper | 2019-11-06 | Cap-Tons | 1 |  |  | 0 | 0 | 0 | -268.0773 | 0 | 41.7389 | [6 empty] | DEER:HVAC_Split-Package_HP | Annual | FALSE
Any | SWHC046N | Htl | ex | CZ10 | cDXHP | SWHC046-01 | ExAnte2019 | IOU workpaper | 2019-11-06 | Cap-Tons | 1 |  |  | 0 | 0 | 0 | -286.7861 | 0 | 47.2689 | [6 empty] | DEER:HVAC_Split-Package_HP | Annual | FALSE
Any | SWHC046N | Htl | ex | CZ11 | cDXHP | SWHC046-01 | ExAnte2019 | IOU workpaper | 2019-11-06 | Cap-Tons | 1 |  |  | 0 | 0 | 0 | -530.7943 | 0 | 83.0016 | [6 empty] | DEER:HVAC_Split-Package_HP | Annual | FALSE
Any | SWHC046N | Htl | ex | CZ12 | cDXHP | SWHC046-01 | ExAnte2019 | IOU workpaper | 2019-11-06 | Cap-Tons | 1 |  |  | 0 | 0 | 0 | -581.531 | 0 | 86.5399 | [6 empty] | DEER:HVAC_Split-Package_HP | Annual | FALSE
Any | SWHC046N | Htl | ex | CZ13 | cDXHP | SWHC046-01 | ExAnte2019 | IOU workpaper | 2019-11-06 | Cap-Tons | 1 |  |  | 0 | 0 | 0 | -468.8424 | 0 | 73.7062 | [6 empty] | DEER:HVAC_Split-Package_HP | Annual | FALSE
Any | SWHC046N | Htl | ex | CZ14 | cDXHP | SWHC046-01 | ExAnte2019 | IOU workpaper | 2019-11-06 | Cap-Tons | 1 |  |  | 0 | 0 | 0 | -574.7908 | 0 | 85.8162 | [6 empty] | DEER:HVAC_Split-Package_HP | Annual | FALSE
Any | SWHC046N | Htl | ex | CZ15 | cDXHP | SWHC046-01 | ExAnte2019 | IOU workpaper | 2019-11-06 | Cap-Tons | 1 |  |  | 0 | 0 | 0 | -33.007 | 0 | 17.9051 | [6 empty] | DEER:HVAC_Split-Package_HP | Annual | FALSE
Any | SWHC046N | Htl | ex | CZ16 | cDXHP | SWHC046-01 | ExAnte2019 | IOU workpaper | 2019-11-06 | Cap-Tons | 1 |  |  | 0 | 0 | 0 | -1782.6439 | 0 | 204.4398 | [6 empty] | DEER:HVAC_Split-Package_HP | Annual | FALSE
Any | SWHC046N | MBT | ex | CZ01 | cDXHP | SWHC046-01 | ExAnte2019 | IOU workpaper | 2019-11-06 | Cap-Tons | 1 |  |  | 0 | 0 | 0 | -308.4478 | 0 | 44.9865 | [6 empty] | DEER:HVAC_Split-Package_HP | Annual | FALSE
Any | SWHC046N | MBT | ex | CZ02 | cDXHP | SWHC046-01 | ExAnte2019 | IOU workpaper | 2019-11-06 | Cap-Tons | 1 |  |  | 0 | 0 | 0 | -137.5884 | 0 | 23.185 | [6 empty] | DEER:HVAC_Split-Package_HP | Annual | FALSE
Any | SWHC046N | MBT | ex | CZ03 | cDXHP | SWHC046-01 | ExAnte2019 | IOU workpaper | 2019-11-06 | Cap-Tons | 1 |  |  | 0 | 0 | 0 | -128.4132 | 0 | 21.2771 | [6 empty] | DEER:HVAC_Split-Package_HP | Annual | FALSE
Any | SWHC046N | MBT | ex | CZ04 | cDXHP | SWHC046-01 | ExAnte2019 | IOU workpaper | 2019-11-06 | Cap-Tons | 1 |  |  | 0 | 0 | 0 | -82.3363 | 0 | 16.0587 | [6 empty] | DEER:HVAC_Split-Package_HP | Annual | FALSE
Any | SWHC046N | MBT | ex | CZ05 | cDXHP | SWHC046-01 | ExAnte2019 | IOU workpaper | 2019-11-06 | Cap-Tons | 1 |  |  | 0 | 0 | 0 | -131.4379 | 0 | 21.2422 | [6 empty] | DEER:HVAC_Split-Package_HP | Annual | FALSE
Any | SWHC046N | MBT | ex | CZ06 | cDXHP | SWHC046-01 | ExAnte2019 | IOU workpaper | 2019-11-06 | Cap-Tons | 1 |  |  | 0 | 0 | 0 | -23.7873 | 0 | 8.9229 | [6 empty] | DEER:HVAC_Split-Package_HP | Annual | FALSE
Any | SWHC046N | MBT | ex | CZ07 | cDXHP | SWHC046-01 | ExAnte2019 | IOU workpaper | 2019-11-06 | Cap-Tons | 1 |  |  | 0 | 0 | 0 | -12.4014 | 0 | 6.2076 | [6 empty] | DEER:HVAC_Split-Package_HP | Annual | FALSE
Any | SWHC046N | MBT | ex | CZ08 | cDXHP | SWHC046-01 | ExAnte2019 | IOU workpaper | 2019-11-06 | Cap-Tons | 1 |  |  | 0 | 0 | 0 | -10.7951 | 0 | 7.7425 | [6 empty] | DEER:HVAC_Split-Package_HP | Annual | FALSE
Any | SWHC046N | MBT | ex | CZ09 | cDXHP | SWHC046-01 | ExAnte2019 | IOU workpaper | 2019-11-06 | Cap-Tons | 1 |  |  | 0 | 0 | 0 | -22.3673 | 0 | 8.362 | [6 empty] | DEER:HVAC_Split-Package_HP | Annual | FALSE
Any | SWHC046N | MBT | ex | CZ10 | cDXHP | SWHC046-01 | ExAnte2019 | IOU workpaper | 2019-11-06 | Cap-Tons | 1 |  |  | 0 | 0 | 0 | -14.5998 | 0 | 8.5696 | [6 empty] | DEER:HVAC_Split-Package_HP | Annual | FALSE
Any | SWHC046N | MBT | ex | CZ11 | cDXHP | SWHC046-01 | ExAnte2019 | IOU workpaper | 2019-11-06 | Cap-Tons | 1 |  |  | 0 | 0 | 0 | -84.1523 | 0 | 17.784 | [6 empty] | DEER:HVAC_Split-Package_HP | Annual | FALSE
Any | SWHC046N | MBT | ex | CZ12 | cDXHP | SWHC046-01 | ExAnte2019 | IOU workpaper | 2019-11-06 | Cap-Tons | 1 |  |  | 0 | 0 | 0 | -105.0165 | 0 | 19.2498 | [6 empty] | DEER:HVAC_Split-Package_HP | Annual | FALSE
Any | SWHC046N | MBT | ex | CZ13 | cDXHP | SWHC046-01 | ExAnte2019 | IOU workpaper | 2019-11-06 | Cap-Tons | 1 |  |  | 0 | 0 | 0 | -70.3983 | 0 | 15.8512 | [6 empty] | DEER:HVAC_Split-Package_HP | Annual | FALSE
Any | SWHC046N | MBT | ex | CZ14 | cDXHP | SWHC046-01 | ExAnte2019 | IOU workpaper | 2019-11-06 | Cap-Tons | 1 |  |  | 0 | 0 | 0 | -91.4854 | 0 | 18.3007 | [6 empty] | DEER:HVAC_Split-Package_HP | Annual | FALSE
Any | SWHC046N | MBT | ex | CZ15 | cDXHP | SWHC046-01 | ExAnte2019 | IOU workpaper | 2019-11-06 | Cap-Tons | 1 |  |  | 0 | 0 | 0 | 51.5116 | 0 | 2.4316 | [6 empty] | DEER:HVAC_Split-Package_HP | Annual | FALSE
Any | SWHC046N | MBT | ex | CZ16 | cDXHP | SWHC046-01 | ExAnte2019 | IOU workpaper | 2019-11-06 | Cap-Tons | 1 |  |  | 0 | 0 | 0 | -492.3691 | 0 | 58.644 | [6 empty] | DEER:HVAC_Split-Package_HP | Annual | FALSE
Any | SWHC046N | MLI | ex | CZ01 | cDXHP | SWHC046-01 | ExAnte2019 | IOU workpaper | 2019-11-06 | Cap-Tons | 1 |  |  | 0 | 0 | 0 | -631.1902 | 0 | 76.4701 | [6 empty] | DEER:HVAC_Split-Package_HP | Annual | FALSE
Any | SWHC046N | MLI | ex | CZ02 | cDXHP | SWHC046-01 | ExAnte2019 | IOU workpaper | 2019-11-06 | Cap-Tons | 1 |  |  | 0 | 0 | 0 | -369.9742 | 0 | 47.0928 | [6 empty] | DEER:HVAC_Split-Package_HP | Annual | FALSE
Any | SWHC046N | MLI | ex | CZ03 | cDXHP | SWHC046-01 | ExAnte2019 | IOU workpaper | 2019-11-06 | Cap-Tons | 1 |  |  | 0 | 0 | 0 | -305.3047 | 0 | 39.2945 | [6 empty] | DEER:HVAC_Split-Package_HP | Annual | FALSE
Any | SWHC046N | MLI | ex | CZ04 | cDXHP | SWHC046-01 | ExAnte2019 | IOU workpaper | 2019-11-06 | Cap-Tons | 1 |  |  | 0 | 0 | 0 | -289.6349 | 0 | 35.4327 | [6 empty] | DEER:HVAC_Split-Package_HP | Annual | FALSE
Any | SWHC046N | MLI | ex | CZ05 | cDXHP | SWHC046-01 | ExAnte2019 | IOU workpaper | 2019-11-06 | Cap-Tons | 1 |  |  | 0 | 0 | 0 | -340.7723 | 0 | 42.9187 | [6 empty] | DEER:HVAC_Split-Package_HP | Annual | FALSE
Any | SWHC046N | MLI | ex | CZ06 | cDXHP | SWHC046-01 | ExAnte2019 | IOU workpaper | 2019-11-06 | Cap-Tons | 1 |  |  | 0 | 0 | 0 | -137.3832 | 0 | 19.8727 | [6 empty] | DEER:HVAC_Split-Package_HP | Annual | FALSE
Any | SWHC046N | MLI | ex | CZ07 | cDXHP | SWHC046-01 | ExAnte2019 | IOU workpaper | 2019-11-06 | Cap-Tons | 1 |  |  | 0 | 0 | 0 | -87.6882 | 0 | 12.7535 | [6 empty] | DEER:HVAC_Split-Package_HP | Annual | FALSE
Any | SWHC046N | MLI | ex | CZ08 | cDXHP | SWHC046-01 | ExAnte2019 | IOU workpaper | 2019-11-06 | Cap-Tons | 1 |  |  | 0 | 0 | 0 | -96.7018 | 0 | 18.0787 | [6 empty] | DEER:HVAC_Split-Package_HP | Annual | FALSE
Any | SWHC046N | MLI | ex | CZ09 | cDXHP | SWHC046-01 | ExAnte2019 | IOU workpaper | 2019-11-06 | Cap-Tons | 1 |  |  | 0 | 0 | 0 | -108.6004 | 0 | 19.5929 | [6 empty] | DEER:HVAC_Split-Package_HP | Annual | FALSE
Any | SWHC046N | MLI | ex | CZ10 | cDXHP | SWHC046-01 | ExAnte2019 | IOU workpaper | 2019-11-06 | Cap-Tons | 1 |  |  | 0 | 0 | 0 | -110.8739 | 0 | 19.6893 | [6 empty] | DEER:HVAC_Split-Package_HP | Annual | FALSE
Any | SWHC046N | MLI | ex | CZ11 | cDXHP | SWHC046-01 | ExAnte2019 | IOU workpaper | 2019-11-06 | Cap-Tons | 1 |  |  | 0 | 0 | 0 | -253.7712 | 0 | 38.3782 | [6 empty] | DEER:HVAC_Split-Package_HP | Annual | FALSE
Any | SWHC046N | MLI | ex | CZ12 | cDXHP | SWHC046-01 | ExAnte2019 | IOU workpaper | 2019-11-06 | Cap-Tons | 1 |  |  | 0 | 0 | 0 | -274.9937 | 0 | 38.8695 | [6 empty] | DEER:HVAC_Split-Package_HP | Annual | FALSE
Any | SWHC046N | MLI | ex | CZ13 | cDXHP | SWHC046-01 | ExAnte2019 | IOU workpaper | 2019-11-06 | Cap-Tons | 1 |  |  | 0 | 0 | 0 | -206.1368 | 0 | 32.01 | [6 empty] | DEER:HVAC_Split-Package_HP | Annual | FALSE
Any | SWHC046N | MLI | ex | CZ14 | cDXHP | SWHC046-01 | ExAnte2019 | IOU workpaper | 2019-11-06 | Cap-Tons | 1 |  |  | 0 | 0 | 0 | -287.7824 | 0 | 41.0983 | [6 empty] | DEER:HVAC_Split-Package_HP | Annual | FALSE
Any | SWHC046N | MLI | ex | CZ15 | cDXHP | SWHC046-01 | ExAnte2019 | IOU workpaper | 2019-11-06 | Cap-Tons | 1 |  |  | 0 | 0 | 0 | 22.3817 | 0 | 5.7189 | [6 empty] | DEER:HVAC_Split-Package_HP | Annual | FALSE
Any | SWHC046N | MLI | ex | CZ16 | cDXHP | SWHC046-01 | ExAnte2019 | IOU workpaper | 2019-11-06 | Cap-Tons | 1 |  |  | 0 | 0 | 0 | -845.6834 | 0 | 92.5014 | [6 empty] | DEER:HVAC_Split-Package_HP | Annual | FALSE
Any | SWHC046N | Mtl | ex | CZ01 | cDXHP | SWHC046-01 | ExAnte2019 | IOU workpaper | 2019-11-06 | Cap-Tons | 1 |  |  | 0 | 0 | 0 | -517.4939 | 0 | 61.8844 | [6 empty] | DEER:HVAC_Split-Package_HP | Annual | FALSE
Any | SWHC046N | Mtl | ex | CZ02 | cDXHP | SWHC046-01 | ExAnte2019 | IOU workpaper | 2019-11-06 | Cap-Tons | 1 |  |  | 0 | 0 | 0 | -404.3564 | 0 | 60.884 | [6 empty] | DEER:HVAC_Split-Package_HP | Annual | FALSE
Any | SWHC046N | Mtl | ex | CZ03 | cDXHP | SWHC046-01 | ExAnte2019 | IOU workpaper | 2019-11-06 | Cap-Tons | 1 |  |  | 0 | 0 | 0 | -242.1179 | 0 | 29.682 | [6 empty] | DEER:HVAC_Split-Package_HP | Annual | FALSE
Any | SWHC046N | Mtl | ex | CZ04 | cDXHP | SWHC046-01 | ExAnte2019 | IOU workpaper | 2019-11-06 | Cap-Tons | 1 |  |  | 0 | 0 | 0 | -298.8413 | 0 | 44.9927 | [6 empty] | DEER:HVAC_Split-Package_HP | Annual | FALSE
Any | SWHC046N | Mtl | ex | CZ05 | cDXHP | SWHC046-01 | ExAnte2019 | IOU workpaper | 2019-11-06 | Cap-Tons | 1 |  |  | 0 | 0 | 0 | -289.9052 | 0 | 35.6694 | [6 empty] | DEER:HVAC_Split-Package_HP | Annual | FALSE
Any | SWHC046N | Mtl | ex | CZ06 | cDXHP | SWHC046-01 | ExAnte2019 | IOU workpaper | 2019-11-06 | Cap-Tons | 1 |  |  | 0 | 0 | 0 | -33.8076 | 0 | 9.2233 | [6 empty] | DEER:HVAC_Split-Package_HP | Annual | FALSE
Any | SWHC046N | Mtl | ex | CZ07 | cDXHP | SWHC046-01 | ExAnte2019 | IOU workpaper | 2019-11-06 | Cap-Tons | 1 |  |  | 0 | 0 | 0 | 19.9355 | 0 | 2.3557 | [6 empty] | DEER:HVAC_Split-Package_HP | Annual | FALSE
Any | SWHC046N | Mtl | ex | CZ08 | cDXHP | SWHC046-01 | ExAnte2019 | IOU workpaper | 2019-11-06 | Cap-Tons | 1 |  |  | 0 | 0 | 0 | -15.7359 | 0 | 9.9012 | [6 empty] | DEER:HVAC_Split-Package_HP | Annual | FALSE
Any | SWHC046N | Mtl | ex | CZ09 | cDXHP | SWHC046-01 | ExAnte2019 | IOU workpaper | 2019-11-06 | Cap-Tons | 1 |  |  | 0 | 0 | 0 | -34.5367 | 0 | 11.0068 | [6 empty] | DEER:HVAC_Split-Package_HP | Annual | FALSE
Any | SWHC046N | Mtl | ex | CZ10 | cDXHP | SWHC046-01 | ExAnte2019 | IOU workpaper | 2019-11-06 | Cap-Tons | 1 |  |  | 0 | 0 | 0 | -87.9957 | 0 | 19.606 | [6 empty] | DEER:HVAC_Split-Package_HP | Annual | FALSE
Any | SWHC046N | Mtl | ex | CZ11 | cDXHP | SWHC046-01 | ExAnte2019 | IOU workpaper | 2019-11-06 | Cap-Tons | 1 |  |  | 0 | 0 | 0 | -254.2472 | 0 | 41.1641 | [6 empty] | DEER:HVAC_Split-Package_HP | Annual | FALSE
Any | SWHC046N | Mtl | ex | CZ12 | cDXHP | SWHC046-01 | ExAnte2019 | IOU workpaper | 2019-11-06 | Cap-Tons | 1 |  |  | 0 | 0 | 0 | -280.8392 | 0 | 43.5229 | [6 empty] | DEER:HVAC_Split-Package_HP | Annual | FALSE
Any | SWHC046N | Mtl | ex | CZ13 | cDXHP | SWHC046-01 | ExAnte2019 | IOU workpaper | 2019-11-06 | Cap-Tons | 1 |  |  | 0 | 0 | 0 | -209.3125 | 0 | 35.0851 | [6 empty] | DEER:HVAC_Split-Package_HP | Annual | FALSE
Any | SWHC046N | Mtl | ex | CZ14 | cDXHP | SWHC046-01 | ExAnte2019 | IOU workpaper | 2019-11-06 | Cap-Tons | 1 |  |  | 0 | 0 | 0 | -297.6036 | 0 | 44.9842 | [6 empty] | DEER:HVAC_Split-Package_HP | Annual | FALSE
Any | SWHC046N | Mtl | ex | CZ15 | cDXHP | SWHC046-01 | ExAnte2019 | IOU workpaper | 2019-11-06 | Cap-Tons | 1 |  |  | 0 | 0 | 0 | 81.6673 | 0 | 4.0167 | [6 empty] | DEER:HVAC_Split-Package_HP | Annual | FALSE
Any | SWHC046N | Mtl | ex | CZ16 | cDXHP | SWHC046-01 | ExAnte2019 | IOU workpaper | 2019-11-06 | Cap-Tons | 1 |  |  | 0 | 0 | 0 | -808.6279 | 0 | 95.6445 | [6 empty] | DEER:HVAC_Split-Package_HP | Annual | FALSE
Any | SWHC046N | Nrs | ex | CZ01 | cDXHP | SWHC046-01 | ExAnte2019 | IOU workpaper | 2019-11-06 | Cap-Tons | 1 |  |  | 0 | 0 | 0 | -736.0897 | 0 | 98.3797 | [6 empty] | DEER:HVAC_Split-Package_HP | Annual | FALSE
Any | SWHC046N | Nrs | ex | CZ02 | cDXHP | SWHC046-01 | ExAnte2019 | IOU workpaper | 2019-11-06 | Cap-Tons | 1 |  |  | 0 | 0 | 0 | -505.473 | 0 | 70.6505 | [6 empty] | DEER:HVAC_Split-Package_HP | Annual | FALSE
Any | SWHC046N | Nrs | ex | CZ03 | cDXHP | SWHC046-01 | ExAnte2019 | IOU workpaper | 2019-11-06 | Cap-Tons | 1 |  |  | 0 | 0 | 0 | -416.7011 | 0 | 57.1375 | [6 empty] | DEER:HVAC_Split-Package_HP | Annual | FALSE
Any | SWHC046N | Nrs | ex | CZ04 | cDXHP | SWHC046-01 | ExAnte2019 | IOU workpaper | 2019-11-06 | Cap-Tons | 1 |  |  | 0 | 0 | 0 | -395.5462 | 0 | 54.2068 | [6 empty] | DEER:HVAC_Split-Package_HP | Annual | FALSE
Any | SWHC046N | Nrs | ex | CZ05 | cDXHP | SWHC046-01 | ExAnte2019 | IOU workpaper | 2019-11-06 | Cap-Tons | 1 |  |  | 0 | 0 | 0 | -460.8339 | 0 | 63.0557 | [6 empty] | DEER:HVAC_Split-Package_HP | Annual | FALSE
Any | SWHC046N | Nrs | ex | CZ06 | cDXHP | SWHC046-01 | ExAnte2019 | IOU workpaper | 2019-11-06 | Cap-Tons | 1 |  |  | 0 | 0 | 0 | -228.0356 | 0 | 34.0465 | [6 empty] | DEER:HVAC_Split-Package_HP | Annual | FALSE
Any | SWHC046N | Nrs | ex | CZ07 | cDXHP | SWHC046-01 | ExAnte2019 | IOU workpaper | 2019-11-06 | Cap-Tons | 1 |  |  | 0 | 0 | 0 | -146.6385 | 0 | 20.941 | [6 empty] | DEER:HVAC_Split-Package_HP | Annual | FALSE
Any | SWHC046N | Nrs | ex | CZ08 | cDXHP | SWHC046-01 | ExAnte2019 | IOU workpaper | 2019-11-06 | Cap-Tons | 1 |  |  | 0 | 0 | 0 | -175.1687 | 0 | 28.2311 | [6 empty] | DEER:HVAC_Split-Package_HP | Annual | FALSE
Any | SWHC046N | Nrs | ex | CZ09 | cDXHP | SWHC046-01 | ExAnte2019 | IOU workpaper | 2019-11-06 | Cap-Tons | 1 |  |  | 0 | 0 | 0 | -201.7552 | 0 | 32.5847 | [6 empty] | DEER:HVAC_Split-Package_HP | Annual | FALSE
Any | SWHC046N | Nrs | ex | CZ10 | cDXHP | SWHC046-01 | ExAnte2019 | IOU workpaper | 2019-11-06 | Cap-Tons | 1 |  |  | 0 | 0 | 0 | -233.6527 | 0 | 37.9883 | [6 empty] | DEER:HVAC_Split-Package_HP | Annual | FALSE
Any | SWHC046N | Nrs | ex | CZ11 | cDXHP | SWHC046-01 | ExAnte2019 | IOU workpaper | 2019-11-06 | Cap-Tons | 1 |  |  | 0 | 0 | 0 | -367.5015 | 0 | 55.9492 | [6 empty] | DEER:HVAC_Split-Package_HP | Annual | FALSE
Any | SWHC046N | Nrs | ex | CZ12 | cDXHP | SWHC046-01 | ExAnte2019 | IOU workpaper | 2019-11-06 | Cap-Tons | 1 |  |  | 0 | 0 | 0 | -401.1347 | 0 | 58.9386 | [6 empty] | DEER:HVAC_Split-Package_HP | Annual | FALSE
Any | SWHC046N | Nrs | ex | CZ13 | cDXHP | SWHC046-01 | ExAnte2019 | IOU workpaper | 2019-11-06 | Cap-Tons | 1 |  |  | 0 | 0 | 0 | -332.6695 | 0 | 51.8056 | [6 empty] | DEER:HVAC_Split-Package_HP | Annual | FALSE
Any | SWHC046N | Nrs | ex | CZ14 | cDXHP | SWHC046-01 | ExAnte2019 | IOU workpaper | 2019-11-06 | Cap-Tons | 1 |  |  | 0 | 0 | 0 | -420.1708 | 0 | 60.9043 | [6 empty] | DEER:HVAC_Split-Package_HP | Annual | FALSE
Any | SWHC046N | Nrs | ex | CZ15 | cDXHP | SWHC046-01 | ExAnte2019 | IOU workpaper | 2019-11-06 | Cap-Tons | 1 |  |  | 0 | 0 | 0 | -13.3631 | 0 | 14.4196 | [6 empty] | DEER:HVAC_Split-Package_HP | Annual | FALSE
Any | SWHC046N | Nrs | ex | CZ16 | cDXHP | SWHC046-01 | ExAnte2019 | IOU workpaper | 2019-11-06 | Cap-Tons | 1 |  |  | 0 | 0 | 0 | -1033.354 | 0 | 121.508 | [6 empty] | DEER:HVAC_Split-Package_HP | Annual | FALSE
Any | SWHC046N | OfL | ex | CZ01 | cDXHP | SWHC046-01 | ExAnte2019 | IOU workpaper | 2019-11-06 | Cap-Tons | 1 |  |  | 0 | 0 | 0 | -53.8876 | 0 | 6.9236 | [6 empty] | DEER:HVAC_Split-Package_HP | Annual | FALSE
Any | SWHC046N | OfL | ex | CZ02 | cDXHP | SWHC046-01 | ExAnte2019 | IOU workpaper | 2019-11-06 | Cap-Tons | 1 |  |  | 0 | 0 | 0 | 2.1922 | 0 | 4.2548 | [6 empty] | DEER:HVAC_Split-Package_HP | Annual | FALSE
Any | SWHC046N | OfL | ex | CZ03 | cDXHP | SWHC046-01 | ExAnte2019 | IOU workpaper | 2019-11-06 | Cap-Tons | 1 |  |  | 0 | 0 | 0 | -11.8055 | 0 | 3.3668 | [6 empty] | DEER:HVAC_Split-Package_HP | Annual | FALSE
Any | SWHC046N | OfL | ex | CZ04 | cDXHP | SWHC046-01 | ExAnte2019 | IOU workpaper | 2019-11-06 | Cap-Tons | 1 |  |  | 0 | 0 | 0 | 4.5242 | 0 | 4.2423 | [6 empty] | DEER:HVAC_Split-Package_HP | Annual | FALSE
Any | SWHC046N | OfL | ex | CZ05 | cDXHP | SWHC046-01 | ExAnte2019 | IOU workpaper | 2019-11-06 | Cap-Tons | 1 |  |  | 0 | 0 | 0 | -9.8311 | 0 | 3.3646 | [6 empty] | DEER:HVAC_Split-Package_HP | Annual | FALSE
Any | SWHC046N | OfL | ex | CZ06 | cDXHP | SWHC046-01 | ExAnte2019 | IOU workpaper | 2019-11-06 | Cap-Tons | 1 |  |  | 0 | 0 | 0 | 32.3258 | 0 | 0.8704 | [6 empty] | DEER:HVAC_Split-Package_HP | Annual | FALSE
Any | SWHC046N | OfL | ex | CZ07 | cDXHP | SWHC046-01 | ExAnte2019 | IOU workpaper | 2019-11-06 | Cap-Tons | 1 |  |  | 0 | 0 | 0 | 31.6773 | 0 | 0.1986 | [6 empty] | DEER:HVAC_Split-Package_HP | Annual | FALSE
Any | SWHC046N | OfL | ex | CZ08 | cDXHP | SWHC046-01 | ExAnte2019 | IOU workpaper | 2019-11-06 | Cap-Tons | 1 |  |  | 0 | 0 | 0 | 45.0297 | 0 | 0.8544 | [6 empty] | DEER:HVAC_Split-Package_HP | Annual | FALSE
Any | SWHC046N | OfL | ex | CZ09 | cDXHP | SWHC046-01 | ExAnte2019 | IOU workpaper | 2019-11-06 | Cap-Tons | 1 |  |  | 0 | 0 | 0 | 35.337 | 0 | 1.3507 | [6 empty] | DEER:HVAC_Split-Package_HP | Annual | FALSE
Any | SWHC046N | OfL | ex | CZ10 | cDXHP | SWHC046-01 | ExAnte2019 | IOU workpaper | 2019-11-06 | Cap-Tons | 1 |  |  | 0 | 0 | 0 | 47.4636 | 0 | 0.8771 | [6 empty] | DEER:HVAC_Split-Package_HP | Annual | FALSE
Any | SWHC046N | OfL | ex | CZ11 | cDXHP | SWHC046-01 | ExAnte2019 | IOU workpaper | 2019-11-06 | Cap-Tons | 1 |  |  | 0 | 0 | 0 | 12.1625 | 0 | 4.5087 | [6 empty] | DEER:HVAC_Split-Package_HP | Annual | FALSE
Any | SWHC046N | OfL | ex | CZ12 | cDXHP | SWHC046-01 | ExAnte2019 | IOU workpaper | 2019-11-06 | Cap-Tons | 1 |  |  | 0 | 0 | 0 | 6.1971 | 0 | 4.2078 | [6 empty] | DEER:HVAC_Split-Package_HP | Annual | FALSE
Any | SWHC046N | OfL | ex | CZ13 | cDXHP | SWHC046-01 | ExAnte2019 | IOU workpaper | 2019-11-06 | Cap-Tons | 1 |  |  | 0 | 0 | 0 | 17.8993 | 0 | 3.805 | [6 empty] | DEER:HVAC_Split-Package_HP | Annual | FALSE
Any | SWHC046N | OfL | ex | CZ14 | cDXHP | SWHC046-01 | ExAnte2019 | IOU workpaper | 2019-11-06 | Cap-Tons | 1 |  |  | 0 | 0 | 0 | 16.3078 | 0 | 4.2189 | [6 empty] | DEER:HVAC_Split-Package_HP | Annual | FALSE
Any | SWHC046N | OfL | ex | CZ15 | cDXHP | SWHC046-01 | ExAnte2019 | IOU workpaper | 2019-11-06 | Cap-Tons | 1 |  |  | 0 | 0 | 0 | 79.6987 | 0 | 0.1947 | [6 empty] | DEER:HVAC_Split-Package_HP | Annual | FALSE
Any | SWHC046N | OfL | ex | CZ16 | cDXHP | SWHC046-01 | ExAnte2019 | IOU workpaper | 2019-11-06 | Cap-Tons | 1 |  |  | 0 | 0 | 0 | -150.4549 | 0 | 18.5739 | [6 empty] | DEER:HVAC_Split-Package_HP | Annual | FALSE
Any | SWHC046N | OfS | ex | CZ01 | cDXHP | SWHC046-01 | ExAnte2019 | IOU workpaper | 2019-11-06 | Cap-Tons | 1 |  |  | 0 | 0 | 0 | -251.0509 | 0 | 32.3334 | [6 empty] | DEER:HVAC_Split-Package_HP | Annual | FALSE
Any | SWHC046N | OfS | ex | CZ02 | cDXHP | SWHC046-01 | ExAnte2019 | IOU workpaper | 2019-11-06 | Cap-Tons | 1 |  |  | 0 | 0 | 0 | -123.5142 | 0 | 19.4617 | [6 empty] | DEER:HVAC_Split-Package_HP | Annual | FALSE
Any | SWHC046N | OfS | ex | CZ03 | cDXHP | SWHC046-01 | ExAnte2019 | IOU workpaper | 2019-11-06 | Cap-Tons | 1 |  |  | 0 | 0 | 0 | -118.4664 | 0 | 17.2196 | [6 empty] | DEER:HVAC_Split-Package_HP | Annual | FALSE
Any | SWHC046N | OfS | ex | CZ04 | cDXHP | SWHC046-01 | ExAnte2019 | IOU workpaper | 2019-11-06 | Cap-Tons | 1 |  |  | 0 | 0 | 0 | -106.8847 | 0 | 17.8149 | [6 empty] | DEER:HVAC_Split-Package_HP | Annual | FALSE
Any | SWHC046N | OfS | ex | CZ05 | cDXHP | SWHC046-01 | ExAnte2019 | IOU workpaper | 2019-11-06 | Cap-Tons | 1 |  |  | 0 | 0 | 0 | -124.4666 | 0 | 17.5633 | [6 empty] | DEER:HVAC_Split-Package_HP | Annual | FALSE
Any | SWHC046N | OfS | ex | CZ06 | cDXHP | SWHC046-01 | ExAnte2019 | IOU workpaper | 2019-11-06 | Cap-Tons | 1 |  |  | 0 | 0 | 0 | -19.8647 | 0 | 6.9701 | [6 empty] | DEER:HVAC_Split-Package_HP | Annual | FALSE
Any | SWHC046N | OfS | ex | CZ07 | cDXHP | SWHC046-01 | ExAnte2019 | IOU workpaper | 2019-11-06 | Cap-Tons | 1 |  |  | 0 | 0 | 0 | -2.5605 | 0 | 3.7038 | [6 empty] | DEER:HVAC_Split-Package_HP | Annual | FALSE
Any | SWHC046N | OfS | ex | CZ08 | cDXHP | SWHC046-01 | ExAnte2019 | IOU workpaper | 2019-11-06 | Cap-Tons | 1 |  |  | 0 | 0 | 0 | -4.5035 | 0 | 6.8204 | [6 empty] | DEER:HVAC_Split-Package_HP | Annual | FALSE
Any | SWHC046N | OfS | ex | CZ09 | cDXHP | SWHC046-01 | ExAnte2019 | IOU workpaper | 2019-11-06 | Cap-Tons | 1 |  |  | 0 | 0 | 0 | -19.2458 | 0 | 8.0753 | [6 empty] | DEER:HVAC_Split-Package_HP | Annual | FALSE
Any | SWHC046N | OfS | ex | CZ10 | cDXHP | SWHC046-01 | ExAnte2019 | IOU workpaper | 2019-11-06 | Cap-Tons | 1 |  |  | 0 | 0 | 0 | -1.3176 | 0 | 6.4273 | [6 empty] | DEER:HVAC_Split-Package_HP | Annual | FALSE
Any | SWHC046N | OfS | ex | CZ11 | cDXHP | SWHC046-01 | ExAnte2019 | IOU workpaper | 2019-11-06 | Cap-Tons | 1 |  |  | 0 | 0 | 0 | -79.1778 | 0 | 16.386 | [6 empty] | DEER:HVAC_Split-Package_HP | Annual | FALSE
Any | SWHC046N | OfS | ex | CZ12 | cDXHP | SWHC046-01 | ExAnte2019 | IOU workpaper | 2019-11-06 | Cap-Tons | 1 |  |  | 0 | 0 | 0 | -92.8003 | 0 | 16.6943 | [6 empty] | DEER:HVAC_Split-Package_HP | Annual | FALSE
Any | SWHC046N | OfS | ex | CZ13 | cDXHP | SWHC046-01 | ExAnte2019 | IOU workpaper | 2019-11-06 | Cap-Tons | 1 |  |  | 0 | 0 | 0 | -63.6269 | 0 | 14.0682 | [6 empty] | DEER:HVAC_Split-Package_HP | Annual | FALSE
Any | SWHC046N | OfS | ex | CZ14 | cDXHP | SWHC046-01 | ExAnte2019 | IOU workpaper | 2019-11-06 | Cap-Tons | 1 |  |  | 0 | 0 | 0 | -72.5966 | 0 | 14.9101 | [6 empty] | DEER:HVAC_Split-Package_HP | Annual | FALSE
Any | SWHC046N | OfS | ex | CZ15 | cDXHP | SWHC046-01 | ExAnte2019 | IOU workpaper | 2019-11-06 | Cap-Tons | 1 |  |  | 0 | 0 | 0 | 62.5611 | 0 | 1.8127 | [6 empty] | DEER:HVAC_Split-Package_HP | Annual | FALSE
Any | SWHC046N | OfS | ex | CZ16 | cDXHP | SWHC046-01 | ExAnte2019 | IOU workpaper | 2019-11-06 | Cap-Tons | 1 |  |  | 0 | 0 | 0 | -383.3154 | 0 | 45.2503 | [6 empty] | DEER:HVAC_Split-Package_HP | Annual | FALSE
Any | SWHC046N | RFF | ex | CZ01 | cDXHP | SWHC046-01 | ExAnte2019 | IOU workpaper | 2019-11-06 | Cap-Tons | 1 |  |  | 0 | 0 | 0 | -854.5372 | 0 | 113.0401 | [6 empty] | DEER:HVAC_Split-Package_HP | Annual | FALSE
Any | SWHC046N | RFF | ex | CZ02 | cDXHP | SWHC046-01 | ExAnte2019 | IOU workpaper | 2019-11-06 | Cap-Tons | 1 |  |  | 0 | 0 | 0 | -505.9051 | 0 | 75.2353 | [6 empty] | DEER:HVAC_Split-Package_HP | Annual | FALSE
Any | SWHC046N | RFF | ex | CZ03 | cDXHP | SWHC046-01 | ExAnte2019 | IOU workpaper | 2019-11-06 | Cap-Tons | 1 |  |  | 0 | 0 | 0 | -378.1705 | 0 | 53.2537 | [6 empty] | DEER:HVAC_Split-Package_HP | Annual | FALSE
Any | SWHC046N | RFF | ex | CZ04 | cDXHP | SWHC046-01 | ExAnte2019 | IOU workpaper | 2019-11-06 | Cap-Tons | 1 |  |  | 0 | 0 | 0 | -353.355 | 0 | 54.9838 | [6 empty] | DEER:HVAC_Split-Package_HP | Annual | FALSE
Any | SWHC046N | RFF | ex | CZ05 | cDXHP | SWHC046-01 | ExAnte2019 | IOU workpaper | 2019-11-06 | Cap-Tons | 1 |  |  | 0 | 0 | 0 | -396.9333 | 0 | 55.1439 | [6 empty] | DEER:HVAC_Split-Package_HP | Annual | FALSE
Any | SWHC046N | RFF | ex | CZ06 | cDXHP | SWHC046-01 | ExAnte2019 | IOU workpaper | 2019-11-06 | Cap-Tons | 1 |  |  | 0 | 0 | 0 | -109.5672 | 0 | 20.599 | [6 empty] | DEER:HVAC_Split-Package_HP | Annual | FALSE
Any | SWHC046N | RFF | ex | CZ07 | cDXHP | SWHC046-01 | ExAnte2019 | IOU workpaper | 2019-11-06 | Cap-Tons | 1 |  |  | 0 | 0 | 0 | -36.8508 | 0 | 10.0191 | [6 empty] | DEER:HVAC_Split-Package_HP | Annual | FALSE
Any | SWHC046N | RFF | ex | CZ08 | cDXHP | SWHC046-01 | ExAnte2019 | IOU workpaper | 2019-11-06 | Cap-Tons | 1 |  |  | 0 | 0 | 0 | -68.6255 | 0 | 18.9126 | [6 empty] | DEER:HVAC_Split-Package_HP | Annual | FALSE
Any | SWHC046N | RFF | ex | CZ09 | cDXHP | SWHC046-01 | ExAnte2019 | IOU workpaper | 2019-11-06 | Cap-Tons | 1 |  |  | 0 | 0 | 0 | -110.3016 | 0 | 21.5013 | [6 empty] | DEER:HVAC_Split-Package_HP | Annual | FALSE
Any | SWHC046N | RFF | ex | CZ10 | cDXHP | SWHC046-01 | ExAnte2019 | IOU workpaper | 2019-11-06 | Cap-Tons | 1 |  |  | 0 | 0 | 0 | -98.0087 | 0 | 22.4568 | [6 empty] | DEER:HVAC_Split-Package_HP | Annual | FALSE
Any | SWHC046N | RFF | ex | CZ11 | cDXHP | SWHC046-01 | ExAnte2019 | IOU workpaper | 2019-11-06 | Cap-Tons | 1 |  |  | 0 | 0 | 0 | -322.6905 | 0 | 52.1895 | [6 empty] | DEER:HVAC_Split-Package_HP | Annual | FALSE
Any | SWHC046N | RFF | ex | CZ12 | cDXHP | SWHC046-01 | ExAnte2019 | IOU workpaper | 2019-11-06 | Cap-Tons | 1 |  |  | 0 | 0 | 0 | -355.1562 | 0 | 55.2423 | [6 empty] | DEER:HVAC_Split-Package_HP | Annual | FALSE
Any | SWHC046N | RFF | ex | CZ13 | cDXHP | SWHC046-01 | ExAnte2019 | IOU workpaper | 2019-11-06 | Cap-Tons | 1 |  |  | 0 | 0 | 0 | -271.2226 | 0 | 45.7044 | [6 empty] | DEER:HVAC_Split-Package_HP | Annual | FALSE
Any | SWHC046N | RFF | ex | CZ14 | cDXHP | SWHC046-01 | ExAnte2019 | IOU workpaper | 2019-11-06 | Cap-Tons | 1 |  |  | 0 | 0 | 0 | -330.1658 | 0 | 51.1078 | [6 empty] | DEER:HVAC_Split-Package_HP | Annual | FALSE
Any | SWHC046N | RFF | ex | CZ15 | cDXHP | SWHC046-01 | ExAnte2019 | IOU workpaper | 2019-11-06 | Cap-Tons | 1 |  |  | 0 | 0 | 0 | 81.7408 | 0 | 5.1057 | [6 empty] | DEER:HVAC_Split-Package_HP | Annual | FALSE
Any | SWHC046N | RFF | ex | CZ16 | cDXHP | SWHC046-01 | ExAnte2019 | IOU workpaper | 2019-11-06 | Cap-Tons | 1 |  |  | 0 | 0 | 0 | -1208.4611 | 0 | 140.2735 | [6 empty] | DEER:HVAC_Split-Package_HP | Annual | FALSE
Any | SWHC046N | RSD | ex | CZ01 | cDXHP | SWHC046-01 | ExAnte2019 | IOU workpaper | 2019-11-06 | Cap-Tons | 1 |  |  | 0 | 0 | 0 | -405.5184 | 0 | 52.9608 | [6 empty] | DEER:HVAC_Split-Package_HP | Annual | FALSE
Any | SWHC046N | RSD | ex | CZ02 | cDXHP | SWHC046-01 | ExAnte2019 | IOU workpaper | 2019-11-06 | Cap-Tons | 1 |  |  | 0 | 0 | 0 | -130.5052 | 0 | 24.4443 | [6 empty] | DEER:HVAC_Split-Package_HP | Annual | FALSE
Any | SWHC046N | RSD | ex | CZ03 | cDXHP | SWHC046-01 | ExAnte2019 | IOU workpaper | 2019-11-06 | Cap-Tons | 1 |  |  | 0 | 0 | 0 | -67.7883 | 0 | 11.3868 | [6 empty] | DEER:HVAC_Split-Package_HP | Annual | FALSE
Any | SWHC046N | RSD | ex | CZ04 | cDXHP | SWHC046-01 | ExAnte2019 | IOU workpaper | 2019-11-06 | Cap-Tons | 1 |  |  | 0 | 0 | 0 | -38.678 | 0 | 12.6414 | [6 empty] | DEER:HVAC_Split-Package_HP | Annual | FALSE
Any | SWHC046N | RSD | ex | CZ05 | cDXHP | SWHC046-01 | ExAnte2019 | IOU workpaper | 2019-11-06 | Cap-Tons | 1 |  |  | 0 | 0 | 0 | -52.2635 | 0 | 9.6614 | [6 empty] | DEER:HVAC_Split-Package_HP | Annual | FALSE
Any | SWHC046N | RSD | ex | CZ06 | cDXHP | SWHC046-01 | ExAnte2019 | IOU workpaper | 2019-11-06 | Cap-Tons | 1 |  |  | 0 | 0 | 0 | 44.9057 | 0 | 2.0453 | [6 empty] | DEER:HVAC_Split-Package_HP | Annual | FALSE
Any | SWHC046N | RSD | ex | CZ07 | cDXHP | SWHC046-01 | ExAnte2019 | IOU workpaper | 2019-11-06 | Cap-Tons | 1 |  |  | 0 | 0 | 0 | 54.9874 | 0 | 0.4072 | [6 empty] | DEER:HVAC_Split-Package_HP | Annual | FALSE
Any | SWHC046N | RSD | ex | CZ08 | cDXHP | SWHC046-01 | ExAnte2019 | IOU workpaper | 2019-11-06 | Cap-Tons | 1 |  |  | 0 | 0 | 0 | 58.0016 | 0 | 1.986 | [6 empty] | DEER:HVAC_Split-Package_HP | Annual | FALSE
Any | SWHC046N | RSD | ex | CZ09 | cDXHP | SWHC046-01 | ExAnte2019 | IOU workpaper | 2019-11-06 | Cap-Tons | 1 |  |  | 0 | 0 | 0 | 35.4439 | 0 | 3.1009 | [6 empty] | DEER:HVAC_Split-Package_HP | Annual | FALSE
Any | SWHC046N | RSD | ex | CZ10 | cDXHP | SWHC046-01 | ExAnte2019 | IOU workpaper | 2019-11-06 | Cap-Tons | 1 |  |  | 0 | 0 | 0 | 51.8127 | 0 | 2.9212 | [6 empty] | DEER:HVAC_Split-Package_HP | Annual | FALSE
Any | SWHC046N | RSD | ex | CZ11 | cDXHP | SWHC046-01 | ExAnte2019 | IOU workpaper | 2019-11-06 | Cap-Tons | 1 |  |  | 0 | 0 | 0 | -68.4111 | 0 | 16.6058 | [6 empty] | DEER:HVAC_Split-Package_HP | Annual | FALSE
Any | SWHC046N | RSD | ex | CZ12 | cDXHP | SWHC046-01 | ExAnte2019 | IOU workpaper | 2019-11-06 | Cap-Tons | 1 |  |  | 0 | 0 | 0 | -75.1241 | 0 | 16.6912 | [6 empty] | DEER:HVAC_Split-Package_HP | Annual | FALSE
Any | SWHC046N | RSD | ex | CZ13 | cDXHP | SWHC046-01 | ExAnte2019 | IOU workpaper | 2019-11-06 | Cap-Tons | 1 |  |  | 0 | 0 | 0 | -50.2554 | 0 | 14.7248 | [6 empty] | DEER:HVAC_Split-Package_HP | Annual | FALSE
Any | SWHC046N | RSD | ex | CZ14 | cDXHP | SWHC046-01 | ExAnte2019 | IOU workpaper | 2019-11-06 | Cap-Tons | 1 |  |  | 0 | 0 | 0 | -62.7498 | 0 | 15.63 | [6 empty] | DEER:HVAC_Split-Package_HP | Annual | FALSE
Any | SWHC046N | RSD | ex | CZ15 | cDXHP | SWHC046-01 | ExAnte2019 | IOU workpaper | 2019-11-06 | Cap-Tons | 1 |  |  | 0 | 0 | 0 | 106.058 | 0 | 0.2738 | [6 empty] | DEER:HVAC_Split-Package_HP | Annual | FALSE
Any | SWHC046N | RSD | ex | CZ16 | cDXHP | SWHC046-01 | ExAnte2019 | IOU workpaper | 2019-11-06 | Cap-Tons | 1 |  |  | 0 | 0 | 0 | -674.4284 | 0 | 83.9227 | [6 empty] | DEER:HVAC_Split-Package_HP | Annual | FALSE
Any | SWHC046N | Rt3 | ex | CZ01 | cDXHP | SWHC046-01 | ExAnte2019 | IOU workpaper | 2019-11-06 | Cap-Tons | 1 |  |  | 0 | 0 | 0 | -109.9155 | 0 | 15.9077 | [6 empty] | DEER:HVAC_Split-Package_HP | Annual | FALSE
Any | SWHC046N | Rt3 | ex | CZ02 | cDXHP | SWHC046-01 | ExAnte2019 | IOU workpaper | 2019-11-06 | Cap-Tons | 1 |  |  | 0 | 0 | 0 | -10.5771 | 0 | 7.9369 | [6 empty] | DEER:HVAC_Split-Package_HP | Annual | FALSE
Any | SWHC046N | Rt3 | ex | CZ03 | cDXHP | SWHC046-01 | ExAnte2019 | IOU workpaper | 2019-11-06 | Cap-Tons | 1 |  |  | 0 | 0 | 0 | -8.6614 | 0 | 5.261 | [6 empty] | DEER:HVAC_Split-Package_HP | Annual | FALSE
Any | SWHC046N | Rt3 | ex | CZ04 | cDXHP | SWHC046-01 | ExAnte2019 | IOU workpaper | 2019-11-06 | Cap-Tons | 1 |  |  | 0 | 0 | 0 | 22.8103 | 0 | 4.2893 | [6 empty] | DEER:HVAC_Split-Package_HP | Annual | FALSE
Any | SWHC046N | Rt3 | ex | CZ05 | cDXHP | SWHC046-01 | ExAnte2019 | IOU workpaper | 2019-11-06 | Cap-Tons | 1 |  |  | 0 | 0 | 0 | 2.451 | 0 | 3.9525 | [6 empty] | DEER:HVAC_Split-Package_HP | Annual | FALSE
Any | SWHC046N | Rt3 | ex | CZ06 | cDXHP | SWHC046-01 | ExAnte2019 | IOU workpaper | 2019-11-06 | Cap-Tons | 1 |  |  | 0 | 0 | 0 | 64.0536 | 0 | 0.8682 | [6 empty] | DEER:HVAC_Split-Package_HP | Annual | FALSE
Any | SWHC046N | Rt3 | ex | CZ07 | cDXHP | SWHC046-01 | ExAnte2019 | IOU workpaper | 2019-11-06 | Cap-Tons | 1 |  |  | 0 | 0 | 0 | 64.2536 | 0 | 0.1265 | [6 empty] | DEER:HVAC_Split-Package_HP | Annual | FALSE
Any | SWHC046N | Rt3 | ex | CZ08 | cDXHP | SWHC046-01 | ExAnte2019 | IOU workpaper | 2019-11-06 | Cap-Tons | 1 |  |  | 0 | 0 | 0 | 70.2155 | 0 | 0.6559 | [6 empty] | DEER:HVAC_Split-Package_HP | Annual | FALSE
Any | SWHC046N | Rt3 | ex | CZ09 | cDXHP | SWHC046-01 | ExAnte2019 | IOU workpaper | 2019-11-06 | Cap-Tons | 1 |  |  | 0 | 0 | 0 | 51.1358 | 0 | 1.3548 | [6 empty] | DEER:HVAC_Split-Package_HP | Annual | FALSE
Any | SWHC046N | Rt3 | ex | CZ10 | cDXHP | SWHC046-01 | ExAnte2019 | IOU workpaper | 2019-11-06 | Cap-Tons | 1 |  |  | 0 | 0 | 0 | 62.7657 | 0 | 1.3736 | [6 empty] | DEER:HVAC_Split-Package_HP | Annual | FALSE
Any | SWHC046N | Rt3 | ex | CZ11 | cDXHP | SWHC046-01 | ExAnte2019 | IOU workpaper | 2019-11-06 | Cap-Tons | 1 |  |  | 0 | 0 | 0 | -7.7865 | 0 | 9.2343 | [6 empty] | DEER:HVAC_Split-Package_HP | Annual | FALSE
Any | SWHC046N | Rt3 | ex | CZ12 | cDXHP | SWHC046-01 | ExAnte2019 | IOU workpaper | 2019-11-06 | Cap-Tons | 1 |  |  | 0 | 0 | 0 | -9.0788 | 0 | 8.2987 | [6 empty] | DEER:HVAC_Split-Package_HP | Annual | FALSE
Any | SWHC046N | Rt3 | ex | CZ13 | cDXHP | SWHC046-01 | ExAnte2019 | IOU workpaper | 2019-11-06 | Cap-Tons | 1 |  |  | 0 | 0 | 0 | 7.7161 | 0 | 7.5231 | [6 empty] | DEER:HVAC_Split-Package_HP | Annual | FALSE
Any | SWHC046N | Rt3 | ex | CZ14 | cDXHP | SWHC046-01 | ExAnte2019 | IOU workpaper | 2019-11-06 | Cap-Tons | 1 |  |  | 0 | 0 | 0 | -3.3078 | 0 | 8.6935 | [6 empty] | DEER:HVAC_Split-Package_HP | Annual | FALSE
Any | SWHC046N | Rt3 | ex | CZ15 | cDXHP | SWHC046-01 | ExAnte2019 | IOU workpaper | 2019-11-06 | Cap-Tons | 1 |  |  | 0 | 0 | 0 | 105.7197 | 0 | 0.2588 | [6 empty] | DEER:HVAC_Split-Package_HP | Annual | FALSE
Any | SWHC046N | Rt3 | ex | CZ16 | cDXHP | SWHC046-01 | ExAnte2019 | IOU workpaper | 2019-11-06 | Cap-Tons | 1 |  |  | 0 | 0 | 0 | -414.0982 | 0 | 52.2828 | [6 empty] | DEER:HVAC_Split-Package_HP | Annual | FALSE
Any | SWHC046N | RtL | ex | CZ01 | cDXHP | SWHC046-01 | ExAnte2019 | IOU workpaper | 2019-11-06 | Cap-Tons | 1 |  |  | 0 | 0 | 0 | -263.6887 | 0 | 40.1395 | [6 empty] | DEER:HVAC_Split-Package_HP | Annual | FALSE
Any | SWHC046N | RtL | ex | CZ02 | cDXHP | SWHC046-01 | ExAnte2019 | IOU workpaper | 2019-11-06 | Cap-Tons | 1 |  |  | 0 | 0 | 0 | -87.508 | 0 | 19.7449 | [6 empty] | DEER:HVAC_Split-Package_HP | Annual | FALSE
Any | SWHC046N | RtL | ex | CZ03 | cDXHP | SWHC046-01 | ExAnte2019 | IOU workpaper | 2019-11-06 | Cap-Tons | 1 |  |  | 0 | 0 | 0 | -94.5236 | 0 | 19.0304 | [6 empty] | DEER:HVAC_Split-Package_HP | Annual | FALSE
Any | SWHC046N | RtL | ex | CZ04 | cDXHP | SWHC046-01 | ExAnte2019 | IOU workpaper | 2019-11-06 | Cap-Tons | 1 |  |  | 0 | 0 | 0 | -34.6852 | 0 | 14.2049 | [6 empty] | DEER:HVAC_Split-Package_HP | Annual | FALSE
Any | SWHC046N | RtL | ex | CZ05 | cDXHP | SWHC046-01 | ExAnte2019 | IOU workpaper | 2019-11-06 | Cap-Tons | 1 |  |  | 0 | 0 | 0 | -99.8876 | 0 | 19.6129 | [6 empty] | DEER:HVAC_Split-Package_HP | Annual | FALSE
Any | SWHC046N | RtL | ex | CZ06 | cDXHP | SWHC046-01 | ExAnte2019 | IOU workpaper | 2019-11-06 | Cap-Tons | 1 |  |  | 0 | 0 | 0 | 10.481 | 0 | 9.5971 | [6 empty] | DEER:HVAC_Split-Package_HP | Annual | FALSE
Any | SWHC046N | RtL | ex | CZ07 | cDXHP | SWHC046-01 | ExAnte2019 | IOU workpaper | 2019-11-06 | Cap-Tons | 1 |  |  | 0 | 0 | 0 | 21.7954 | 0 | 6.6278 | [6 empty] | DEER:HVAC_Split-Package_HP | Annual | FALSE
Any | SWHC046N | RtL | ex | CZ08 | cDXHP | SWHC046-01 | ExAnte2019 | IOU workpaper | 2019-11-06 | Cap-Tons | 1 |  |  | 0 | 0 | 0 | 26.8372 | 0 | 6.6427 | [6 empty] | DEER:HVAC_Split-Package_HP | Annual | FALSE
Any | SWHC046N | RtL | ex | CZ09 | cDXHP | SWHC046-01 | ExAnte2019 | IOU workpaper | 2019-11-06 | Cap-Tons | 1 |  |  | 0 | 0 | 0 | 5.1631 | 0 | 7.6643 | [6 empty] | DEER:HVAC_Split-Package_HP | Annual | FALSE
Any | SWHC046N | RtL | ex | CZ10 | cDXHP | SWHC046-01 | ExAnte2019 | IOU workpaper | 2019-11-06 | Cap-Tons | 1 |  |  | 0 | 0 | 0 | 24.7791 | 0 | 6.9179 | [6 empty] | DEER:HVAC_Split-Package_HP | Annual | FALSE
Any | SWHC046N | RtL | ex | CZ11 | cDXHP | SWHC046-01 | ExAnte2019 | IOU workpaper | 2019-11-06 | Cap-Tons | 1 |  |  | 0 | 0 | 0 | -56.7702 | 0 | 17.1902 | [6 empty] | DEER:HVAC_Split-Package_HP | Annual | FALSE
Any | SWHC046N | RtL | ex | CZ12 | cDXHP | SWHC046-01 | ExAnte2019 | IOU workpaper | 2019-11-06 | Cap-Tons | 1 |  |  | 0 | 0 | 0 | -61.6317 | 0 | 16.6899 | [6 empty] | DEER:HVAC_Split-Package_HP | Annual | FALSE
Any | SWHC046N | RtL | ex | CZ13 | cDXHP | SWHC046-01 | ExAnte2019 | IOU workpaper | 2019-11-06 | Cap-Tons | 1 |  |  | 0 | 0 | 0 | -34.9151 | 0 | 14.4896 | [6 empty] | DEER:HVAC_Split-Package_HP | Annual | FALSE
Any | SWHC046N | RtL | ex | CZ14 | cDXHP | SWHC046-01 | ExAnte2019 | IOU workpaper | 2019-11-06 | Cap-Tons | 1 |  |  | 0 | 0 | 0 | -63.2002 | 0 | 17.92 | [6 empty] | DEER:HVAC_Split-Package_HP | Annual | FALSE
Any | SWHC046N | RtL | ex | CZ15 | cDXHP | SWHC046-01 | ExAnte2019 | IOU workpaper | 2019-11-06 | Cap-Tons | 1 |  |  | 0 | 0 | 0 | 93.4802 | 0 | 2.0557 | [6 empty] | DEER:HVAC_Split-Package_HP | Annual | FALSE
Any | SWHC046N | RtL | ex | CZ16 | cDXHP | SWHC046-01 | ExAnte2019 | IOU workpaper | 2019-11-06 | Cap-Tons | 1 |  |  | 0 | 0 | 0 | -615.4275 | 0 | 74.8701 | [6 empty] | DEER:HVAC_Split-Package_HP | Annual | FALSE
Any | SWHC046N | RtS | ex | CZ01 | cDXHP | SWHC046-01 | ExAnte2019 | IOU workpaper | 2019-11-06 | Cap-Tons | 1 |  |  | 0 | 0 | 0 | -613.2133 | 0 | 85.5753 | [6 empty] | DEER:HVAC_Split-Package_HP | Annual | FALSE
Any | SWHC046N | RtS | ex | CZ02 | cDXHP | SWHC046-01 | ExAnte2019 | IOU workpaper | 2019-11-06 | Cap-Tons | 1 |  |  | 0 | 0 | 0 | -279.4507 | 0 | 42.8115 | [6 empty] | DEER:HVAC_Split-Package_HP | Annual | FALSE
Any | SWHC046N | RtS | ex | CZ03 | cDXHP | SWHC046-01 | ExAnte2019 | IOU workpaper | 2019-11-06 | Cap-Tons | 1 |  |  | 0 | 0 | 0 | -278.2608 | 0 | 40.7998 | [6 empty] | DEER:HVAC_Split-Package_HP | Annual | FALSE
Any | SWHC046N | RtS | ex | CZ04 | cDXHP | SWHC046-01 | ExAnte2019 | IOU workpaper | 2019-11-06 | Cap-Tons | 1 |  |  | 0 | 0 | 0 | -185.4354 | 0 | 31.376 | [6 empty] | DEER:HVAC_Split-Package_HP | Annual | FALSE
Any | SWHC046N | RtS | ex | CZ05 | cDXHP | SWHC046-01 | ExAnte2019 | IOU workpaper | 2019-11-06 | Cap-Tons | 1 |  |  | 0 | 0 | 0 | -245.1719 | 0 | 36.3474 | [6 empty] | DEER:HVAC_Split-Package_HP | Annual | FALSE
Any | SWHC046N | RtS | ex | CZ06 | cDXHP | SWHC046-01 | ExAnte2019 | IOU workpaper | 2019-11-06 | Cap-Tons | 1 |  |  | 0 | 0 | 0 | -62.4605 | 0 | 15.6478 | [6 empty] | DEER:HVAC_Split-Package_HP | Annual | FALSE
Any | SWHC046N | RtS | ex | CZ07 | cDXHP | SWHC046-01 | ExAnte2019 | IOU workpaper | 2019-11-06 | Cap-Tons | 1 |  |  | 0 | 0 | 0 | -29.1235 | 0 | 9.6647 | [6 empty] | DEER:HVAC_Split-Package_HP | Annual | FALSE
Any | SWHC046N | RtS | ex | CZ08 | cDXHP | SWHC046-01 | ExAnte2019 | IOU workpaper | 2019-11-06 | Cap-Tons | 1 |  |  | 0 | 0 | 0 | -34.3128 | 0 | 12.1307 | [6 empty] | DEER:HVAC_Split-Package_HP | Annual | FALSE
Any | SWHC046N | RtS | ex | CZ09 | cDXHP | SWHC046-01 | ExAnte2019 | IOU workpaper | 2019-11-06 | Cap-Tons | 1 |  |  | 0 | 0 | 0 | -63.7958 | 0 | 14.5747 | [6 empty] | DEER:HVAC_Split-Package_HP | Annual | FALSE
Any | SWHC046N | RtS | ex | CZ10 | cDXHP | SWHC046-01 | ExAnte2019 | IOU workpaper | 2019-11-06 | Cap-Tons | 1 |  |  | 0 | 0 | 0 | -37.0574 | 0 | 12.7936 | [6 empty] | DEER:HVAC_Split-Package_HP | Annual | FALSE
Any | SWHC046N | RtS | ex | CZ11 | cDXHP | SWHC046-01 | ExAnte2019 | IOU workpaper | 2019-11-06 | Cap-Tons | 1 |  |  | 0 | 0 | 0 | -209.0197 | 0 | 36.1329 | [6 empty] | DEER:HVAC_Split-Package_HP | Annual | FALSE
Any | SWHC046N | RtS | ex | CZ12 | cDXHP | SWHC046-01 | ExAnte2019 | IOU workpaper | 2019-11-06 | Cap-Tons | 1 |  |  | 0 | 0 | 0 | -230.1126 | 0 | 37.6889 | [6 empty] | DEER:HVAC_Split-Package_HP | Annual | FALSE
Any | SWHC046N | RtS | ex | CZ13 | cDXHP | SWHC046-01 | ExAnte2019 | IOU workpaper | 2019-11-06 | Cap-Tons | 1 |  |  | 0 | 0 | 0 | -174.695 | 0 | 31.4614 | [6 empty] | DEER:HVAC_Split-Package_HP | Annual | FALSE
Any | SWHC046N | RtS | ex | CZ14 | cDXHP | SWHC046-01 | ExAnte2019 | IOU workpaper | 2019-11-06 | Cap-Tons | 1 |  |  | 0 | 0 | 0 | -187.5166 | 0 | 32.6468 | [6 empty] | DEER:HVAC_Split-Package_HP | Annual | FALSE
Any | SWHC046N | RtS | ex | CZ15 | cDXHP | SWHC046-01 | ExAnte2019 | IOU workpaper | 2019-11-06 | Cap-Tons | 1 |  |  | 0 | 0 | 0 | 73.7725 | 0 | 3.2183 | [6 empty] | DEER:HVAC_Split-Package_HP | Annual | FALSE
Any | SWHC046N | RtS | ex | CZ16 | cDXHP | SWHC046-01 | ExAnte2019 | IOU workpaper | 2019-11-06 | Cap-Tons | 1 |  |  | 0 | 0 | 0 | -954.0994 | 0 | 112.7024 | [6 empty] | DEER:HVAC_Split-Package_HP | Annual | FALSE
Any | SWHC046N | SCn | ex | CZ01 | cDXHP | SWHC046-01 | ExAnte2019 | IOU workpaper | 2019-11-06 | Cap-Tons | 1 |  |  | 0 | 0 | 0 | -923.0625 | 0 | 124.6599 | [6 empty] | DEER:HVAC_Split-Package_HP | Annual | FALSE
Any | SWHC046N | SCn | ex | CZ02 | cDXHP | SWHC046-01 | ExAnte2019 | IOU workpaper | 2019-11-06 | Cap-Tons | 1 |  |  | 0 | 0 | 0 | -643.4333 | 0 | 81.9207 | [6 empty] | DEER:HVAC_Split-Package_HP | Annual | FALSE
Any | SWHC046N | SCn | ex | CZ03 | cDXHP | SWHC046-01 | ExAnte2019 | IOU workpaper | 2019-11-06 | Cap-Tons | 1 |  |  | 0 | 0 | 0 | -498.2868 | 0 | 65.8008 | [6 empty] | DEER:HVAC_Split-Package_HP | Annual | FALSE
Any | SWHC046N | SCn | ex | CZ04 | cDXHP | SWHC046-01 | ExAnte2019 | IOU workpaper | 2019-11-06 | Cap-Tons | 1 |  |  | 0 | 0 | 0 | -531.9353 | 0 | 64.091 | [6 empty] | DEER:HVAC_Split-Package_HP | Annual | FALSE
Any | SWHC046N | SCn | ex | CZ05 | cDXHP | SWHC046-01 | ExAnte2019 | IOU workpaper | 2019-11-06 | Cap-Tons | 1 |  |  | 0 | 0 | 0 | -504.2362 | 0 | 65.3421 | [6 empty] | DEER:HVAC_Split-Package_HP | Annual | FALSE
Any | SWHC046N | SCn | ex | CZ06 | cDXHP | SWHC046-01 | ExAnte2019 | IOU workpaper | 2019-11-06 | Cap-Tons | 1 |  |  | 0 | 0 | 0 | -259.909 | 0 | 35.9886 | [6 empty] | DEER:HVAC_Split-Package_HP | Annual | FALSE
Any | SWHC046N | SCn | ex | CZ07 | cDXHP | SWHC046-01 | ExAnte2019 | IOU workpaper | 2019-11-06 | Cap-Tons | 1 |  |  | 0 | 0 | 0 | -198.4223 | 0 | 26.6314 | [6 empty] | DEER:HVAC_Split-Package_HP | Annual | FALSE
Any | SWHC046N | SCn | ex | CZ08 | cDXHP | SWHC046-01 | ExAnte2019 | IOU workpaper | 2019-11-06 | Cap-Tons | 1 |  |  | 0 | 0 | 0 | -228.5941 | 0 | 35.2224 | [6 empty] | DEER:HVAC_Split-Package_HP | Annual | FALSE
Any | SWHC046N | SCn | ex | CZ09 | cDXHP | SWHC046-01 | ExAnte2019 | IOU workpaper | 2019-11-06 | Cap-Tons | 1 |  |  | 0 | 0 | 0 | -240.4219 | 0 | 37.4889 | [6 empty] | DEER:HVAC_Split-Package_HP | Annual | FALSE
Any | SWHC046N | SCn | ex | CZ10 | cDXHP | SWHC046-01 | ExAnte2019 | IOU workpaper | 2019-11-06 | Cap-Tons | 1 |  |  | 0 | 0 | 0 | -251.6338 | 0 | 38.4043 | [6 empty] | DEER:HVAC_Split-Package_HP | Annual | FALSE
Any | SWHC046N | SCn | ex | CZ11 | cDXHP | SWHC046-01 | ExAnte2019 | IOU workpaper | 2019-11-06 | Cap-Tons | 1 |  |  | 0 | 0 | 0 | -487.7489 | 0 | 72.3395 | [6 empty] | DEER:HVAC_Split-Package_HP | Annual | FALSE
Any | SWHC046N | SCn | ex | CZ12 | cDXHP | SWHC046-01 | ExAnte2019 | IOU workpaper | 2019-11-06 | Cap-Tons | 1 |  |  | 0 | 0 | 0 | -532.5192 | 0 | 77.0498 | [6 empty] | DEER:HVAC_Split-Package_HP | Annual | FALSE
Any | SWHC046N | SCn | ex | CZ13 | cDXHP | SWHC046-01 | ExAnte2019 | IOU workpaper | 2019-11-06 | Cap-Tons | 1 |  |  | 0 | 0 | 0 | -409.1254 | 0 | 61.0169 | [6 empty] | DEER:HVAC_Split-Package_HP | Annual | FALSE
Any | SWHC046N | SCn | ex | CZ14 | cDXHP | SWHC046-01 | ExAnte2019 | IOU workpaper | 2019-11-06 | Cap-Tons | 1 |  |  | 0 | 0 | 0 | -529.0546 | 0 | 73.5145 | [6 empty] | DEER:HVAC_Split-Package_HP | Annual | FALSE
Any | SWHC046N | SCn | ex | CZ15 | cDXHP | SWHC046-01 | ExAnte2019 | IOU workpaper | 2019-11-06 | Cap-Tons | 1 |  |  | 0 | 0 | 0 | -11.7342 | 0 | 10.2752 | [6 empty] | DEER:HVAC_Split-Package_HP | Annual | FALSE
Any | SWHC046N | SCn | ex | CZ16 | cDXHP | SWHC046-01 | ExAnte2019 | IOU workpaper | 2019-11-06 | Cap-Tons | 1 |  |  | 0 | 0 | 0 | -1181.6116 | 0 | 138.6229 | [6 empty] | DEER:HVAC_Split-Package_HP | Annual | FALSE
Any | SWHC046O | Asm | ex | CZ01 | cDXHP | SWHC046-01 | ExAnte2019 | IOU workpaper | 2019-11-06 | Cap-Tons | 1 |  |  | -870.0702 | 0 | 168.2783 | -943.715 | 0 | 170.848 | [6 empty] | DEER:HVAC_Split-Package_HP | Annual | FALSE
Any | SWHC046O | Asm | ex | CZ02 | cDXHP | SWHC046-01 | ExAnte2019 | IOU workpaper | 2019-11-06 | Cap-Tons | 1 |  |  | -437.0299 | 0 | 101.9934 | -542.4643 | 0 | 103.565 | [6 empty] | DEER:HVAC_Split-Package_HP | Annual | FALSE
Any | SWHC046O | Asm | ex | CZ03 | cDXHP | SWHC046-01 | ExAnte2019 | IOU workpaper | 2019-11-06 | Cap-Tons | 1 |  |  | -285.3964 | 0 | 76.4812 | -372.5861 | 0 | 78.2364 | [6 empty] | DEER:HVAC_Split-Package_HP | Annual | FALSE
Any | SWHC046O | Asm | ex | CZ04 | cDXHP | SWHC046-01 | ExAnte2019 | IOU workpaper | 2019-11-06 | Cap-Tons | 1 |  |  | -210.9013 | 0 | 69.0254 | -320.8844 | 0 | 70.3479 | [6 empty] | DEER:HVAC_Split-Package_HP | Annual | FALSE
Any | SWHC046O | Asm | ex | CZ05 | cDXHP | SWHC046-01 | ExAnte2019 | IOU workpaper | 2019-11-06 | Cap-Tons | 1 |  |  | -283.5805 | 0 | 75.6687 | -371.821 | 0 | 77.3501 | [6 empty] | DEER:HVAC_Split-Package_HP | Annual | FALSE
Any | SWHC046O | Asm | ex | CZ06 | cDXHP | SWHC046-01 | ExAnte2019 | IOU workpaper | 2019-11-06 | Cap-Tons | 1 |  |  | 6.6004 | 0 | 32.0777 | -99.7823 | 0 | 33.0894 | [6 empty] | DEER:HVAC_Split-Package_HP | Annual | FALSE
Any | SWHC046O | Asm | ex | CZ07 | cDXHP | SWHC046-01 | ExAnte2019 | IOU workpaper | 2019-11-06 | Cap-Tons | 1 |  |  | 41.1316 | 0 | 24.4491 | -59.4499 | 0 | 25.4255 | [6 empty] | DEER:HVAC_Split-Package_HP | Annual | FALSE
Any | SWHC046O | Asm | ex | CZ08 | cDXHP | SWHC046-01 | ExAnte2019 | IOU workpaper | 2019-11-06 | Cap-Tons | 1 |  |  | 30.0095 | 0 | 31.3886 | -89.3134 | 0 | 32.2643 | [6 empty] | DEER:HVAC_Split-Package_HP | Annual | FALSE
Any | SWHC046O | Asm | ex | CZ09 | cDXHP | SWHC046-01 | ExAnte2019 | IOU workpaper | 2019-11-06 | Cap-Tons | 1 |  |  | 12.852 | 0 | 31.8972 | -103.1189 | 0 | 32.8555 | [6 empty] | DEER:HVAC_Split-Package_HP | Annual | FALSE
Any | SWHC046O | Asm | ex | CZ10 | cDXHP | SWHC046-01 | ExAnte2019 | IOU workpaper | 2019-11-06 | Cap-Tons | 1 |  |  | -14.9835 | 0 | 39.0037 | -139.3446 | 0 | 39.9592 | [6 empty] | DEER:HVAC_Split-Package_HP | Annual | FALSE
Any | SWHC046O | Asm | ex | CZ11 | cDXHP | SWHC046-01 | ExAnte2019 | IOU workpaper | 2019-11-06 | Cap-Tons | 1 |  |  | -226.3653 | 0 | 70.048 | -351.4468 | 0 | 71.3809 | [6 empty] | DEER:HVAC_Split-Package_HP | Annual | FALSE
Any | SWHC046O | Asm | ex | CZ12 | cDXHP | SWHC046-01 | ExAnte2019 | IOU workpaper | 2019-11-06 | Cap-Tons | 1 |  |  | -266.9555 | 0 | 76.2795 | -382.8843 | 0 | 77.6866 | [6 empty] | DEER:HVAC_Split-Package_HP | Annual | FALSE
Any | SWHC046O | Asm | ex | CZ13 | cDXHP | SWHC046-01 | ExAnte2019 | IOU workpaper | 2019-11-06 | Cap-Tons | 1 |  |  | -180.3549 | 0 | 64.3416 | -307.4314 | 0 | 65.6123 | [6 empty] | DEER:HVAC_Split-Package_HP | Annual | FALSE
Any | SWHC046O | Asm | ex | CZ14 | cDXHP | SWHC046-01 | ExAnte2019 | IOU workpaper | 2019-11-06 | Cap-Tons | 1 |  |  | -214.3052 | 0 | 68.1142 | -340.4981 | 0 | 69.4062 | [6 empty] | DEER:HVAC_Split-Package_HP | Annual | FALSE
Any | SWHC046O | Asm | ex | CZ15 | cDXHP | SWHC046-01 | ExAnte2019 | IOU workpaper | 2019-11-06 | Cap-Tons | 1 |  |  | 200.2241 | 0 | 12.0371 | 42.9276 | 0 | 12.5575 | [6 empty] | DEER:HVAC_Split-Package_HP | Annual | FALSE
Any | SWHC046O | Asm | ex | CZ16 | cDXHP | SWHC046-01 | ExAnte2019 | IOU workpaper | 2019-11-06 | Cap-Tons | 1 |  |  | -1196.5877 | 0 | 187.2086 | -1290.046 | 0 | 189.083 | [6 empty] | DEER:HVAC_Split-Package_HP | Annual | FALSE
Any | SWHC046O | Com | ex | CZ01 | cDXHP | SWHC046-01 | ExAnte2019 | IOU workpaper | 2019-11-06 | Cap-Tons | 1 |  |  | -553.6379 | 0 | 111.2258 | -649.6528 | 0 | 113.9172 | [6 empty] | DEER:HVAC_Split-Package_HP | Annual | FALSE
Any | SWHC046O | Com | ex | CZ02 | cDXHP | SWHC046-01 | ExAnte2019 | IOU workpaper | 2019-11-06 | Cap-Tons | 1 |  |  | -209.6181 | 0 | 59.9681 | -322.8788 | 0 | 61.5905 | [6 empty] | DEER:HVAC_Split-Package_HP | Annual | FALSE
Any | SWHC046O | Com | ex | CZ03 | cDXHP | SWHC046-01 | ExAnte2019 | IOU workpaper | 2019-11-06 | Cap-Tons | 1 |  |  | -86.5654 | 0 | 40.8797 | -180.4818 | 0 | 42.2318 | [6 empty] | DEER:HVAC_Split-Package_HP | Annual | FALSE
Any | SWHC046O | Com | ex | CZ04 | cDXHP | SWHC046-01 | ExAnte2019 | IOU workpaper | 2019-11-06 | Cap-Tons | 1 |  |  | -53.5869 | 0 | 35.6471 | -161.4587 | 0 | 36.6611 | [6 empty] | DEER:HVAC_Split-Package_HP | Annual | FALSE
Any | SWHC046O | Com | ex | CZ05 | cDXHP | SWHC046-01 | ExAnte2019 | IOU workpaper | 2019-11-06 | Cap-Tons | 1 |  |  | -158.1223 | 0 | 56.1562 | -267.6894 | 0 | 57.9325 | [6 empty] | DEER:HVAC_Split-Package_HP | Annual | FALSE
Any | SWHC046O | Com | ex | CZ06 | cDXHP | SWHC046-01 | ExAnte2019 | IOU workpaper | 2019-11-06 | Cap-Tons | 1 |  |  | 76.7234 | 0 | 22.0447 | -43.5379 | 0 | 22.9105 | [6 empty] | DEER:HVAC_Split-Package_HP | Annual | FALSE
Any | SWHC046O | Com | ex | CZ07 | cDXHP | SWHC046-01 | ExAnte2019 | IOU workpaper | 2019-11-06 | Cap-Tons | 1 |  |  | 108.2337 | 0 | 17.5812 | -11.7765 | 0 | 18.4075 | [6 empty] | DEER:HVAC_Split-Package_HP | Annual | FALSE
Any | SWHC046O | Com | ex | CZ08 | cDXHP | SWHC046-01 | ExAnte2019 | IOU workpaper | 2019-11-06 | Cap-Tons | 1 |  |  | 84.2621 | 0 | 21.3546 | -39.0795 | 0 | 22.1392 | [6 empty] | DEER:HVAC_Split-Package_HP | Annual | FALSE
Any | SWHC046O | Com | ex | CZ09 | cDXHP | SWHC046-01 | ExAnte2019 | IOU workpaper | 2019-11-06 | Cap-Tons | 1 |  |  | 87.2611 | 0 | 20.8932 | -37.2124 | 0 | 21.7753 | [6 empty] | DEER:HVAC_Split-Package_HP | Annual | FALSE
Any | SWHC046O | Com | ex | CZ10 | cDXHP | SWHC046-01 | ExAnte2019 | IOU workpaper | 2019-11-06 | Cap-Tons | 1 |  |  | 35.6578 | 0 | 28.4438 | -88.8978 | 0 | 29.4904 | [6 empty] | DEER:HVAC_Split-Package_HP | Annual | FALSE
Any | SWHC046O | Com | ex | CZ11 | cDXHP | SWHC046-01 | ExAnte2019 | IOU workpaper | 2019-11-06 | Cap-Tons | 1 |  |  | -109.7256 | 0 | 50.3068 | -240.3547 | 0 | 51.7274 | [6 empty] | DEER:HVAC_Split-Package_HP | Annual | FALSE
Any | SWHC046O | Com | ex | CZ12 | cDXHP | SWHC046-01 | ExAnte2019 | IOU workpaper | 2019-11-06 | Cap-Tons | 1 |  |  | -109.3734 | 0 | 47.5317 | -228.3608 | 0 | 48.8834 | [6 empty] | DEER:HVAC_Split-Package_HP | Annual | FALSE
Any | SWHC046O | Com | ex | CZ13 | cDXHP | SWHC046-01 | ExAnte2019 | IOU workpaper | 2019-11-06 | Cap-Tons | 1 |  |  | -55.3098 | 0 | 42.8336 | -186.4915 | 0 | 44.1317 | [6 empty] | DEER:HVAC_Split-Package_HP | Annual | FALSE
Any | SWHC046O | Com | ex | CZ14 | cDXHP | SWHC046-01 | ExAnte2019 | IOU workpaper | 2019-11-06 | Cap-Tons | 1 |  |  | -87.7411 | 0 | 46.2543 | -218.9545 | 0 | 47.5408 | [6 empty] | DEER:HVAC_Split-Package_HP | Annual | FALSE
Any | SWHC046O | Com | ex | CZ15 | cDXHP | SWHC046-01 | ExAnte2019 | IOU workpaper | 2019-11-06 | Cap-Tons | 1 |  |  | 240.8496 | 0 | 7.5943 | 75.222 | 0 | 8.0636 | [6 empty] | DEER:HVAC_Split-Package_HP | Annual | FALSE
Any | SWHC046O | Com | ex | CZ16 | cDXHP | SWHC046-01 | ExAnte2019 | IOU workpaper | 2019-11-06 | Cap-Tons | 1 |  |  | -847.3812 | 0 | 131.4648 | -946.9746 | 0 | 133.4351 | [6 empty] | DEER:HVAC_Split-Package_HP | Annual | FALSE
Any | SWHC046O | ECC | ex | CZ01 | cDXHP | SWHC046-01 | ExAnte2019 | IOU workpaper | 2019-11-06 | Cap-Tons | 1 |  |  | -333.8355 | 0 | 70.1694 | -397.708 | 0 | 72.0202 | [6 empty] | DEER:HVAC_Split-Package_HP | Annual | FALSE
Any | SWHC046O | ECC | ex | CZ02 | cDXHP | SWHC046-01 | ExAnte2019 | IOU workpaper | 2019-11-06 | Cap-Tons | 1 |  |  | -105.8645 | 0 | 39.5409 | -193.1964 | 0 | 40.5526 | [6 empty] | DEER:HVAC_Split-Package_HP | Annual | FALSE
Any | SWHC046O | ECC | ex | CZ03 | cDXHP | SWHC046-01 | ExAnte2019 | IOU workpaper | 2019-11-06 | Cap-Tons | 1 |  |  | -53.6327 | 0 | 30.1938 | -126.122 | 0 | 31.2714 | [6 empty] | DEER:HVAC_Split-Package_HP | Annual | FALSE
Any | SWHC046O | ECC | ex | CZ04 | cDXHP | SWHC046-01 | ExAnte2019 | IOU workpaper | 2019-11-06 | Cap-Tons | 1 |  |  | -21.8234 | 0 | 27.2249 | -110.4685 | 0 | 28.0396 | [6 empty] | DEER:HVAC_Split-Package_HP | Annual | FALSE
Any | SWHC046O | ECC | ex | CZ05 | cDXHP | SWHC046-01 | ExAnte2019 | IOU workpaper | 2019-11-06 | Cap-Tons | 1 |  |  | -61.601 | 0 | 30.1899 | -134.4809 | 0 | 31.2089 | [6 empty] | DEER:HVAC_Split-Package_HP | Annual | FALSE
Any | SWHC046O | ECC | ex | CZ06 | cDXHP | SWHC046-01 | ExAnte2019 | IOU workpaper | 2019-11-06 | Cap-Tons | 1 |  |  | 100.4062 | 0 | 9.8908 | 10.7195 | 0 | 10.3507 | [6 empty] | DEER:HVAC_Split-Package_HP | Annual | FALSE
Any | SWHC046O | ECC | ex | CZ07 | cDXHP | SWHC046-01 | ExAnte2019 | IOU workpaper | 2019-11-06 | Cap-Tons | 1 |  |  | 117.0877 | 0 | 5.8245 | 32.1748 | 0 | 6.1637 | [6 empty] | DEER:HVAC_Split-Package_HP | Annual | FALSE
Any | SWHC046O | ECC | ex | CZ08 | cDXHP | SWHC046-01 | ExAnte2019 | IOU workpaper | 2019-11-06 | Cap-Tons | 1 |  |  | 118.2485 | 0 | 9.1183 | 19.3446 | 0 | 9.5312 | [6 empty] | DEER:HVAC_Split-Package_HP | Annual | FALSE
Any | SWHC046O | ECC | ex | CZ09 | cDXHP | SWHC046-01 | ExAnte2019 | IOU workpaper | 2019-11-06 | Cap-Tons | 1 |  |  | 101.0371 | 0 | 10.9058 | 4.4865 | 0 | 11.4229 | [6 empty] | DEER:HVAC_Split-Package_HP | Annual | FALSE
Any | SWHC046O | ECC | ex | CZ10 | cDXHP | SWHC046-01 | ExAnte2019 | IOU workpaper | 2019-11-06 | Cap-Tons | 1 |  |  | 100.9373 | 0 | 12.3296 | -1.6266 | 0 | 12.8409 | [6 empty] | DEER:HVAC_Split-Package_HP | Annual | FALSE
Any | SWHC046O | ECC | ex | CZ11 | cDXHP | SWHC046-01 | ExAnte2019 | IOU workpaper | 2019-11-06 | Cap-Tons | 1 |  |  | -26.3766 | 0 | 32.4209 | -132.4577 | 0 | 33.3053 | [6 empty] | DEER:HVAC_Split-Package_HP | Annual | FALSE
Any | SWHC046O | ECC | ex | CZ12 | cDXHP | SWHC046-01 | ExAnte2019 | IOU workpaper | 2019-11-06 | Cap-Tons | 1 |  |  | -47.9885 | 0 | 33.9609 | -145.7618 | 0 | 34.8597 | [6 empty] | DEER:HVAC_Split-Package_HP | Annual | FALSE
Any | SWHC046O | ECC | ex | CZ13 | cDXHP | SWHC046-01 | ExAnte2019 | IOU workpaper | 2019-11-06 | Cap-Tons | 1 |  |  | 5.9357 | 0 | 28.2529 | -102.3054 | 0 | 29.0488 | [6 empty] | DEER:HVAC_Split-Package_HP | Annual | FALSE
Any | SWHC046O | ECC | ex | CZ14 | cDXHP | SWHC046-01 | ExAnte2019 | IOU workpaper | 2019-11-06 | Cap-Tons | 1 |  |  | -17.9369 | 0 | 29.8227 | -123.5787 | 0 | 30.6499 | [6 empty] | DEER:HVAC_Split-Package_HP | Annual | FALSE
Any | SWHC046O | ECC | ex | CZ15 | cDXHP | SWHC046-01 | ExAnte2019 | IOU workpaper | 2019-11-06 | Cap-Tons | 1 |  |  | 211.8719 | 0 | 3.057 | 78.9484 | 0 | 3.2825 | [6 empty] | DEER:HVAC_Split-Package_HP | Annual | FALSE
Any | SWHC046O | ECC | ex | CZ16 | cDXHP | SWHC046-01 | ExAnte2019 | IOU workpaper | 2019-11-06 | Cap-Tons | 1 |  |  | -558.9945 | 0 | 89.2745 | -638.0793 | 0 | 90.6794 | [6 empty] | DEER:HVAC_Split-Package_HP | Annual | FALSE
Any | SWHC046O | EPr | ex | CZ01 | cDXHP | SWHC046-01 | ExAnte2019 | IOU workpaper | 2019-11-06 | Cap-Tons | 1 |  |  | -489.3048 | 0 | 89.1725 | -530.7729 | 0 | 90.6057 | [6 empty] | DEER:HVAC_Split-Package_HP | Annual | FALSE
Any | SWHC046O | EPr | ex | CZ02 | cDXHP | SWHC046-01 | ExAnte2019 | IOU workpaper | 2019-11-06 | Cap-Tons | 1 |  |  | -239.8042 | 0 | 49.7095 | -295.342 | 0 | 50.5666 | [6 empty] | DEER:HVAC_Split-Package_HP | Annual | FALSE
Any | SWHC046O | EPr | ex | CZ03 | cDXHP | SWHC046-01 | ExAnte2019 | IOU workpaper | 2019-11-06 | Cap-Tons | 1 |  |  | -174.5282 | 0 | 43.3233 | -221.5207 | 0 | 44.2835 | [6 empty] | DEER:HVAC_Split-Package_HP | Annual | FALSE
Any | SWHC046O | EPr | ex | CZ04 | cDXHP | SWHC046-01 | ExAnte2019 | IOU workpaper | 2019-11-06 | Cap-Tons | 1 |  |  | -129.9342 | 0 | 35.1665 | -187.134 | 0 | 35.9169 | [6 empty] | DEER:HVAC_Split-Package_HP | Annual | FALSE
Any | SWHC046O | EPr | ex | CZ05 | cDXHP | SWHC046-01 | ExAnte2019 | IOU workpaper | 2019-11-06 | Cap-Tons | 1 |  |  | -178.8005 | 0 | 42.3872 | -226.8453 | 0 | 43.2929 | [6 empty] | DEER:HVAC_Split-Package_HP | Annual | FALSE
Any | SWHC046O | EPr | ex | CZ06 | cDXHP | SWHC046-01 | ExAnte2019 | IOU workpaper | 2019-11-06 | Cap-Tons | 1 |  |  | 0.6524 | 0 | 17.7611 | -56.7156 | 0 | 18.3216 | [6 empty] | DEER:HVAC_Split-Package_HP | Annual | FALSE
Any | SWHC046O | EPr | ex | CZ07 | cDXHP | SWHC046-01 | ExAnte2019 | IOU workpaper | 2019-11-06 | Cap-Tons | 1 |  |  | 19.4427 | 0 | 13.622 | -34.4739 | 0 | 14.1455 | [6 empty] | DEER:HVAC_Split-Package_HP | Annual | FALSE
Any | SWHC046O | EPr | ex | CZ08 | cDXHP | SWHC046-01 | ExAnte2019 | IOU workpaper | 2019-11-06 | Cap-Tons | 1 |  |  | 20.1028 | 0 | 15.114 | -42.3968 | 0 | 15.6024 | [6 empty] | DEER:HVAC_Split-Package_HP | Annual | FALSE
Any | SWHC046O | EPr | ex | CZ09 | cDXHP | SWHC046-01 | ExAnte2019 | IOU workpaper | 2019-11-06 | Cap-Tons | 1 |  |  | 1.648 | 0 | 17.588 | -59.4116 | 0 | 18.1502 | [6 empty] | DEER:HVAC_Split-Package_HP | Annual | FALSE
Any | SWHC046O | EPr | ex | CZ10 | cDXHP | SWHC046-01 | ExAnte2019 | IOU workpaper | 2019-11-06 | Cap-Tons | 1 |  |  | 9.7341 | 0 | 17.3271 | -56.0954 | 0 | 17.8359 | [6 empty] | DEER:HVAC_Split-Package_HP | Annual | FALSE
Any | SWHC046O | EPr | ex | CZ11 | cDXHP | SWHC046-01 | ExAnte2019 | IOU workpaper | 2019-11-06 | Cap-Tons | 1 |  |  | -130.3417 | 0 | 38.5934 | -196.7249 | 0 | 39.4411 | [6 empty] | DEER:HVAC_Split-Package_HP | Annual | FALSE
Any | SWHC046O | EPr | ex | CZ12 | cDXHP | SWHC046-01 | ExAnte2019 | IOU workpaper | 2019-11-06 | Cap-Tons | 1 |  |  | -160.749 | 0 | 42.1473 | -222.7331 | 0 | 42.968 | [6 empty] | DEER:HVAC_Split-Package_HP | Annual | FALSE
Any | SWHC046O | EPr | ex | CZ13 | cDXHP | SWHC046-01 | ExAnte2019 | IOU workpaper | 2019-11-06 | Cap-Tons | 1 |  |  | -99.2395 | 0 | 34.2557 | -167.7665 | 0 | 35.0093 | [6 empty] | DEER:HVAC_Split-Package_HP | Annual | FALSE
Any | SWHC046O | EPr | ex | CZ14 | cDXHP | SWHC046-01 | ExAnte2019 | IOU workpaper | 2019-11-06 | Cap-Tons | 1 |  |  | -112.3629 | 0 | 34.8808 | -179.9922 | 0 | 35.6516 | [6 empty] | DEER:HVAC_Split-Package_HP | Annual | FALSE
Any | SWHC046O | EPr | ex | CZ15 | cDXHP | SWHC046-01 | ExAnte2019 | IOU workpaper | 2019-11-06 | Cap-Tons | 1 |  |  | 121.3359 | 0 | 4.9091 | 34.4114 | 0 | 5.1616 | [6 empty] | DEER:HVAC_Split-Package_HP | Annual | FALSE
Any | SWHC046O | EPr | ex | CZ16 | cDXHP | SWHC046-01 | ExAnte2019 | IOU workpaper | 2019-11-06 | Cap-Tons | 1 |  |  | -731.913 | 0 | 107.9835 | -781.0205 | 0 | 109.1812 | [6 empty] | DEER:HVAC_Split-Package_HP | Annual | FALSE
Any | SWHC046O | ERC | ex | CZ01 | cDXHP | SWHC046-01 | ExAnte2019 | IOU workpaper | 2019-11-06 | Cap-Tons | 1 |  |  | -803.4102 | 0 | 131.6617 | -840.6297 | 0 | 132.9105 | [6 empty] | DEER:HVAC_Split-Package_HP | Annual | FALSE
Any | SWHC046O | ERC | ex | CZ02 | cDXHP | SWHC046-01 | ExAnte2019 | IOU workpaper | 2019-11-06 | Cap-Tons | 1 |  |  | -468.7357 | 0 | 82.0897 | -515.5087 | 0 | 82.8714 | [6 empty] | DEER:HVAC_Split-Package_HP | Annual | FALSE
Any | SWHC046O | ERC | ex | CZ03 | cDXHP | SWHC046-01 | ExAnte2019 | IOU workpaper | 2019-11-06 | Cap-Tons | 1 |  |  | -299.3384 | 0 | 63.2982 | -339.4667 | 0 | 64.0724 | [6 empty] | DEER:HVAC_Split-Package_HP | Annual | FALSE
Any | SWHC046O | ERC | ex | CZ04 | cDXHP | SWHC046-01 | ExAnte2019 | IOU workpaper | 2019-11-06 | Cap-Tons | 1 |  |  | -294.2357 | 0 | 56.7067 | -341.6733 | 0 | 57.3437 | [6 empty] | DEER:HVAC_Split-Package_HP | Annual | FALSE
Any | SWHC046O | ERC | ex | CZ05 | cDXHP | SWHC046-01 | ExAnte2019 | IOU workpaper | 2019-11-06 | Cap-Tons | 1 |  |  | -370.9783 | 0 | 70.9796 | -414.5451 | 0 | 71.6541 | [6 empty] | DEER:HVAC_Split-Package_HP | Annual | FALSE
Any | SWHC046O | ERC | ex | CZ06 | cDXHP | SWHC046-01 | ExAnte2019 | IOU workpaper | 2019-11-06 | Cap-Tons | 1 |  |  | -88.2515 | 0 | 30.0753 | -136.8173 | 0 | 30.4744 | [6 empty] | DEER:HVAC_Split-Package_HP | Annual | FALSE
Any | SWHC046O | ERC | ex | CZ07 | cDXHP | SWHC046-01 | ExAnte2019 | IOU workpaper | 2019-11-06 | Cap-Tons | 1 |  |  | -29.1261 | 0 | 19.6516 | -74.0881 | 0 | 19.9824 | [6 empty] | DEER:HVAC_Split-Package_HP | Annual | FALSE
Any | SWHC046O | ERC | ex | CZ08 | cDXHP | SWHC046-01 | ExAnte2019 | IOU workpaper | 2019-11-06 | Cap-Tons | 1 |  |  | -60.9801 | 0 | 26.6458 | -113.133 | 0 | 27.0235 | [6 empty] | DEER:HVAC_Split-Package_HP | Annual | FALSE
Any | SWHC046O | ERC | ex | CZ09 | cDXHP | SWHC046-01 | ExAnte2019 | IOU workpaper | 2019-11-06 | Cap-Tons | 1 |  |  | -67.6877 | 0 | 26.5406 | -117.5666 | 0 | 26.9481 | [6 empty] | DEER:HVAC_Split-Package_HP | Annual | FALSE
Any | SWHC046O | ERC | ex | CZ10 | cDXHP | SWHC046-01 | ExAnte2019 | IOU workpaper | 2019-11-06 | Cap-Tons | 1 |  |  | -90.7478 | 0 | 29.875 | -144.4601 | 0 | 30.2927 | [6 empty] | DEER:HVAC_Split-Package_HP | Annual | FALSE
Any | SWHC046O | ERC | ex | CZ11 | cDXHP | SWHC046-01 | ExAnte2019 | IOU workpaper | 2019-11-06 | Cap-Tons | 1 |  |  | -266.2271 | 0 | 54.8041 | -322.0654 | 0 | 55.4819 | [6 empty] | DEER:HVAC_Split-Package_HP | Annual | FALSE
Any | SWHC046O | ERC | ex | CZ12 | cDXHP | SWHC046-01 | ExAnte2019 | IOU workpaper | 2019-11-06 | Cap-Tons | 1 |  |  | -318.3182 | 0 | 61.8744 | -368.93 | 0 | 62.5443 | [6 empty] | DEER:HVAC_Split-Package_HP | Annual | FALSE
Any | SWHC046O | ERC | ex | CZ13 | cDXHP | SWHC046-01 | ExAnte2019 | IOU workpaper | 2019-11-06 | Cap-Tons | 1 |  |  | -221.9754 | 0 | 49.2898 | -279.644 | 0 | 49.9268 | [6 empty] | DEER:HVAC_Split-Package_HP | Annual | FALSE
Any | SWHC046O | ERC | ex | CZ14 | cDXHP | SWHC046-01 | ExAnte2019 | IOU workpaper | 2019-11-06 | Cap-Tons | 1 |  |  | -256.0723 | 0 | 51.4543 | -313.3949 | 0 | 52.0345 | [6 empty] | DEER:HVAC_Split-Package_HP | Annual | FALSE
Any | SWHC046O | ERC | ex | CZ15 | cDXHP | SWHC046-01 | ExAnte2019 | IOU workpaper | 2019-11-06 | Cap-Tons | 1 |  |  | 86.9788 | 0 | 8.1507 | 9.8886 | 0 | 8.3568 | [6 empty] | DEER:HVAC_Split-Package_HP | Annual | FALSE
Any | SWHC046O | ERC | ex | CZ16 | cDXHP | SWHC046-01 | ExAnte2019 | IOU workpaper | 2019-11-06 | Cap-Tons | 1 |  |  | -1079.9382 | 0 | 145.2318 | -1123.5025 | 0 | 146.2976 | [6 empty] | DEER:HVAC_Split-Package_HP | Annual | FALSE
Any | SWHC046O | ESe | ex | CZ01 | cDXHP | SWHC046-01 | ExAnte2019 | IOU workpaper | 2019-11-06 | Cap-Tons | 1 |  |  | -462.2728 | 0 | 81.8499 | -507.2975 | 0 | 83.3021 | [6 empty] | DEER:HVAC_Split-Package_HP | Annual | FALSE
Any | SWHC046O | ESe | ex | CZ02 | cDXHP | SWHC046-01 | ExAnte2019 | IOU workpaper | 2019-11-06 | Cap-Tons | 1 |  |  | -234.8635 | 0 | 49.7206 | -294.1919 | 0 | 50.6527 | [6 empty] | DEER:HVAC_Split-Package_HP | Annual | FALSE
Any | SWHC046O | ESe | ex | CZ03 | cDXHP | SWHC046-01 | ExAnte2019 | IOU workpaper | 2019-11-06 | Cap-Tons | 1 |  |  | -124.6467 | 0 | 34.4789 | -176.5996 | 0 | 35.3734 | [6 empty] | DEER:HVAC_Split-Package_HP | Annual | FALSE
Any | SWHC046O | ESe | ex | CZ04 | cDXHP | SWHC046-01 | ExAnte2019 | IOU workpaper | 2019-11-06 | Cap-Tons | 1 |  |  | -99.2996 | 0 | 31.5783 | -162.6078 | 0 | 32.3162 | [6 empty] | DEER:HVAC_Split-Package_HP | Annual | FALSE
Any | SWHC046O | ESe | ex | CZ05 | cDXHP | SWHC046-01 | ExAnte2019 | IOU workpaper | 2019-11-06 | Cap-Tons | 1 |  |  | -126.0458 | 0 | 33.2559 | -179.0807 | 0 | 34.0628 | [6 empty] | DEER:HVAC_Split-Package_HP | Annual | FALSE
Any | SWHC046O | ESe | ex | CZ06 | cDXHP | SWHC046-01 | ExAnte2019 | IOU workpaper | 2019-11-06 | Cap-Tons | 1 |  |  | 32.4282 | 0 | 13.6147 | -31.9716 | 0 | 14.0859 | [6 empty] | DEER:HVAC_Split-Package_HP | Annual | FALSE
Any | SWHC046O | ESe | ex | CZ07 | cDXHP | SWHC046-01 | ExAnte2019 | IOU workpaper | 2019-11-06 | Cap-Tons | 1 |  |  | 55.6554 | 0 | 9.376 | -6.081 | 0 | 9.7622 | [6 empty] | DEER:HVAC_Split-Package_HP | Annual | FALSE
Any | SWHC046O | ESe | ex | CZ08 | cDXHP | SWHC046-01 | ExAnte2019 | IOU workpaper | 2019-11-06 | Cap-Tons | 1 |  |  | 50.7929 | 0 | 12.7227 | -21.5232 | 0 | 13.1647 | [6 empty] | DEER:HVAC_Split-Package_HP | Annual | FALSE
Any | SWHC046O | ESe | ex | CZ09 | cDXHP | SWHC046-01 | ExAnte2019 | IOU workpaper | 2019-11-06 | Cap-Tons | 1 |  |  | 34.1416 | 0 | 14.5015 | -36.4099 | 0 | 15.0388 | [6 empty] | DEER:HVAC_Split-Package_HP | Annual | FALSE
Any | SWHC046O | ESe | ex | CZ10 | cDXHP | SWHC046-01 | ExAnte2019 | IOU workpaper | 2019-11-06 | Cap-Tons | 1 |  |  | 14.2231 | 0 | 18.1936 | -58.7965 | 0 | 18.7719 | [6 empty] | DEER:HVAC_Split-Package_HP | Annual | FALSE
Any | SWHC046O | ESe | ex | CZ11 | cDXHP | SWHC046-01 | ExAnte2019 | IOU workpaper | 2019-11-06 | Cap-Tons | 1 |  |  | -139.2125 | 0 | 41.2774 | -214.5435 | 0 | 42.1609 | [6 empty] | DEER:HVAC_Split-Package_HP | Annual | FALSE
Any | SWHC046O | ESe | ex | CZ12 | cDXHP | SWHC046-01 | ExAnte2019 | IOU workpaper | 2019-11-06 | Cap-Tons | 1 |  |  | -168.4102 | 0 | 43.8266 | -236.4385 | 0 | 44.716 | [6 empty] | DEER:HVAC_Split-Package_HP | Annual | FALSE
Any | SWHC046O | ESe | ex | CZ13 | cDXHP | SWHC046-01 | ExAnte2019 | IOU workpaper | 2019-11-06 | Cap-Tons | 1 |  |  | -99.7633 | 0 | 36.1794 | -177.4156 | 0 | 36.9942 | [6 empty] | DEER:HVAC_Split-Package_HP | Annual | FALSE
Any | SWHC046O | ESe | ex | CZ14 | cDXHP | SWHC046-01 | ExAnte2019 | IOU workpaper | 2019-11-06 | Cap-Tons | 1 |  |  | -124.6874 | 0 | 37.902 | -200.235 | 0 | 38.7337 | [6 empty] | DEER:HVAC_Split-Package_HP | Annual | FALSE
Any | SWHC046O | ESe | ex | CZ15 | cDXHP | SWHC046-01 | ExAnte2019 | IOU workpaper | 2019-11-06 | Cap-Tons | 1 |  |  | 137.8383 | 0 | 5.3104 | 39.6821 | 0 | 5.6003 | [6 empty] | DEER:HVAC_Split-Package_HP | Annual | FALSE
Any | SWHC046O | ESe | ex | CZ16 | cDXHP | SWHC046-01 | ExAnte2019 | IOU workpaper | 2019-11-06 | Cap-Tons | 1 |  |  | -688.0509 | 0 | 99.0388 | -742.2837 | 0 | 100.256 | [6 empty] | DEER:HVAC_Split-Package_HP | Annual | FALSE
Any | SWHC046O | EUn | ex | CZ01 | cDXHP | SWHC046-01 | ExAnte2019 | IOU workpaper | 2019-11-06 | Cap-Tons | 1 |  |  | -429.4924 | 0 | 87.4244 | -505.1161 | 0 | 89.3643 | [6 empty] | DEER:HVAC_Split-Package_HP | Annual | FALSE
Any | SWHC046O | EUn | ex | CZ02 | cDXHP | SWHC046-01 | ExAnte2019 | IOU workpaper | 2019-11-06 | Cap-Tons | 1 |  |  | -185.2992 | 0 | 54.4383 | -286.787 | 0 | 55.5966 | [6 empty] | DEER:HVAC_Split-Package_HP | Annual | FALSE
Any | SWHC046O | EUn | ex | CZ03 | cDXHP | SWHC046-01 | ExAnte2019 | IOU workpaper | 2019-11-06 | Cap-Tons | 1 |  |  | -112.8897 | 0 | 43.5784 | -198.2445 | 0 | 44.819 | [6 empty] | DEER:HVAC_Split-Package_HP | Annual | FALSE
Any | SWHC046O | EUn | ex | CZ04 | cDXHP | SWHC046-01 | ExAnte2019 | IOU workpaper | 2019-11-06 | Cap-Tons | 1 |  |  | -83.5422 | 0 | 39.8829 | -186.641 | 0 | 40.8704 | [6 empty] | DEER:HVAC_Split-Package_HP | Annual | FALSE
Any | SWHC046O | EUn | ex | CZ05 | cDXHP | SWHC046-01 | ExAnte2019 | IOU workpaper | 2019-11-06 | Cap-Tons | 1 |  |  | -131.6225 | 0 | 44.6619 | -217.4398 | 0 | 45.8593 | [6 empty] | DEER:HVAC_Split-Package_HP | Annual | FALSE
Any | SWHC046O | EUn | ex | CZ06 | cDXHP | SWHC046-01 | ExAnte2019 | IOU workpaper | 2019-11-06 | Cap-Tons | 1 |  |  | 74.0324 | 0 | 18.5924 | -30.2683 | 0 | 19.218 | [6 empty] | DEER:HVAC_Split-Package_HP | Annual | FALSE
Any | SWHC046O | EUn | ex | CZ07 | cDXHP | SWHC046-01 | ExAnte2019 | IOU workpaper | 2019-11-06 | Cap-Tons | 1 |  |  | 98.4585 | 0 | 13.2808 | -0.3294 | 0 | 13.818 | [6 empty] | DEER:HVAC_Split-Package_HP | Annual | FALSE
Any | SWHC046O | EUn | ex | CZ08 | cDXHP | SWHC046-01 | ExAnte2019 | IOU workpaper | 2019-11-06 | Cap-Tons | 1 |  |  | 94.1949 | 0 | 17.9425 | -20.7435 | 0 | 18.5528 | [6 empty] | DEER:HVAC_Split-Package_HP | Annual | FALSE
Any | SWHC046O | EUn | ex | CZ09 | cDXHP | SWHC046-01 | ExAnte2019 | IOU workpaper | 2019-11-06 | Cap-Tons | 1 |  |  | 77.7099 | 0 | 19.3198 | -34.5008 | 0 | 20.0445 | [6 empty] | DEER:HVAC_Split-Package_HP | Annual | FALSE
Any | SWHC046O | EUn | ex | CZ10 | cDXHP | SWHC046-01 | ExAnte2019 | IOU workpaper | 2019-11-06 | Cap-Tons | 1 |  |  | 79.7147 | 0 | 20.5657 | -39.5609 | 0 | 21.2458 | [6 empty] | DEER:HVAC_Split-Package_HP | Annual | FALSE
Any | SWHC046O | EUn | ex | CZ11 | cDXHP | SWHC046-01 | ExAnte2019 | IOU workpaper | 2019-11-06 | Cap-Tons | 1 |  |  | -60.3018 | 0 | 41.9968 | -182.5436 | 0 | 43.0312 | [6 empty] | DEER:HVAC_Split-Package_HP | Annual | FALSE
Any | SWHC046O | EUn | ex | CZ12 | cDXHP | SWHC046-01 | ExAnte2019 | IOU workpaper | 2019-11-06 | Cap-Tons | 1 |  |  | -89.1068 | 0 | 45.0625 | -203.1873 | 0 | 46.1227 | [6 empty] | DEER:HVAC_Split-Package_HP | Annual | FALSE
Any | SWHC046O | EUn | ex | CZ13 | cDXHP | SWHC046-01 | ExAnte2019 | IOU workpaper | 2019-11-06 | Cap-Tons | 1 |  |  | -21.2823 | 0 | 36.871 | -145.544 | 0 | 37.8126 | [6 empty] | DEER:HVAC_Split-Package_HP | Annual | FALSE
Any | SWHC046O | EUn | ex | CZ14 | cDXHP | SWHC046-01 | ExAnte2019 | IOU workpaper | 2019-11-06 | Cap-Tons | 1 |  |  | -57.0518 | 0 | 39.9814 | -179.0615 | 0 | 40.9415 | [6 empty] | DEER:HVAC_Split-Package_HP | Annual | FALSE
Any | SWHC046O | EUn | ex | CZ15 | cDXHP | SWHC046-01 | ExAnte2019 | IOU workpaper | 2019-11-06 | Cap-Tons | 1 |  |  | 223.9854 | 0 | 5.9417 | 73.9983 | 0 | 6.2616 | [6 empty] | DEER:HVAC_Split-Package_HP | Annual | FALSE
Any | SWHC046O | EUn | ex | CZ16 | cDXHP | SWHC046-01 | ExAnte2019 | IOU workpaper | 2019-11-06 | Cap-Tons | 1 |  |  | -678.7922 | 0 | 105.8118 | -769.2701 | 0 | 107.3707 | [6 empty] | DEER:HVAC_Split-Package_HP | Annual | FALSE
Any | SWHC046O | Gro | ex | CZ01 | cDXHP | SWHC046-01 | ExAnte2019 | IOU workpaper | 2019-11-06 | Cap-Tons | 1 |  |  | -2763.0152 | 0 | 486.8445 | -2986.1614 | 0 | 495.8101 | [6 empty] | DEER:HVAC_Split-Package_HP | Annual | FALSE
Any | SWHC046O | Gro | ex | CZ02 | cDXHP | SWHC046-01 | ExAnte2019 | IOU workpaper | 2019-11-06 | Cap-Tons | 1 |  |  | -753.2691 | 0 | 162.6221 | -928.5706 | 0 | 167.0243 | [6 empty] | DEER:HVAC_Split-Package_HP | Annual | FALSE
Any | SWHC046O | Gro | ex | CZ03 | cDXHP | SWHC046-01 | ExAnte2019 | IOU workpaper | 2019-11-06 | Cap-Tons | 1 |  |  | -934.8242 | 0 | 215.1071 | -1121.4323 | 0 | 220.7772 | [6 empty] | DEER:HVAC_Split-Package_HP | Annual | FALSE
Any | SWHC046O | Gro | ex | CZ04 | cDXHP | SWHC046-01 | ExAnte2019 | IOU workpaper | 2019-11-06 | Cap-Tons | 1 |  |  | -561.1304 | 0 | 141.7968 | -739.9474 | 0 | 145.9162 | [6 empty] | DEER:HVAC_Split-Package_HP | Annual | FALSE
Any | SWHC046O | Gro | ex | CZ05 | cDXHP | SWHC046-01 | ExAnte2019 | IOU workpaper | 2019-11-06 | Cap-Tons | 1 |  |  | -1174.6021 | 0 | 253.0518 | -1375.4232 | 0 | 259.3173 | [6 empty] | DEER:HVAC_Split-Package_HP | Annual | FALSE
Any | SWHC046O | Gro | ex | CZ06 | cDXHP | SWHC046-01 | ExAnte2019 | IOU workpaper | 2019-11-06 | Cap-Tons | 1 |  |  | -235.6467 | 0 | 90.73 | -402.3098 | 0 | 94.083 | [6 empty] | DEER:HVAC_Split-Package_HP | Annual | FALSE
Any | SWHC046O | Gro | ex | CZ07 | cDXHP | SWHC046-01 | ExAnte2019 | IOU workpaper | 2019-11-06 | Cap-Tons | 1 |  |  | -213.4632 | 0 | 103.2547 | -423.4874 | 0 | 107.6528 | [6 empty] | DEER:HVAC_Split-Package_HP | Annual | FALSE
Any | SWHC046O | Gro | ex | CZ08 | cDXHP | SWHC046-01 | ExAnte2019 | IOU workpaper | 2019-11-06 | Cap-Tons | 1 |  |  | -107.1107 | 0 | 75.425 | -292.9504 | 0 | 78.4697 | [6 empty] | DEER:HVAC_Split-Package_HP | Annual | FALSE
Any | SWHC046O | Gro | ex | CZ09 | cDXHP | SWHC046-01 | ExAnte2019 | IOU workpaper | 2019-11-06 | Cap-Tons | 1 |  |  | -83.8092 | 0 | 68.649 | -270.511 | 0 | 71.7977 | [6 empty] | DEER:HVAC_Split-Package_HP | Annual | FALSE
Any | SWHC046O | Gro | ex | CZ10 | cDXHP | SWHC046-01 | ExAnte2019 | IOU workpaper | 2019-11-06 | Cap-Tons | 1 |  |  | -140.4692 | 0 | 77.2602 | -331.9477 | 0 | 80.3919 | [6 empty] | DEER:HVAC_Split-Package_HP | Annual | FALSE
Any | SWHC046O | Gro | ex | CZ11 | cDXHP | SWHC046-01 | ExAnte2019 | IOU workpaper | 2019-11-06 | Cap-Tons | 1 |  |  | -401.1132 | 0 | 108.3552 | -596.824 | 0 | 111.9016 | [6 empty] | DEER:HVAC_Split-Package_HP | Annual | FALSE
Any | SWHC046O | Gro | ex | CZ12 | cDXHP | SWHC046-01 | ExAnte2019 | IOU workpaper | 2019-11-06 | Cap-Tons | 1 |  |  | -427.6162 | 0 | 109.8729 | -611.061 | 0 | 113.6307 | [6 empty] | DEER:HVAC_Split-Package_HP | Annual | FALSE
Any | SWHC046O | Gro | ex | CZ13 | cDXHP | SWHC046-01 | ExAnte2019 | IOU workpaper | 2019-11-06 | Cap-Tons | 1 |  |  | -328.1358 | 0 | 99.7323 | -526.5662 | 0 | 103.0754 | [6 empty] | DEER:HVAC_Split-Package_HP | Annual | FALSE
Any | SWHC046O | Gro | ex | CZ14 | cDXHP | SWHC046-01 | ExAnte2019 | IOU workpaper | 2019-11-06 | Cap-Tons | 1 |  |  | -388.824 | 0 | 106.2657 | -585.8388 | 0 | 109.7289 | [6 empty] | DEER:HVAC_Split-Package_HP | Annual | FALSE
Any | SWHC046O | Gro | ex | CZ15 | cDXHP | SWHC046-01 | ExAnte2019 | IOU workpaper | 2019-11-06 | Cap-Tons | 1 |  |  | 269.113 | 0 | 23.9306 | 40.1048 | 0 | 25.6488 | [6 empty] | DEER:HVAC_Split-Package_HP | Annual | FALSE
Any | SWHC046O | Gro | ex | CZ16 | cDXHP | SWHC046-01 | ExAnte2019 | IOU workpaper | 2019-11-06 | Cap-Tons | 1 |  |  | -2084.5958 | 0 | 339.1115 | -2280.8902 | 0 | 344.6283 | [6 empty] | DEER:HVAC_Split-Package_HP | Annual | FALSE
Any | SWHC046O | Hsp | ex | CZ01 | cDXHP | SWHC046-01 | ExAnte2019 | IOU workpaper | 2019-11-06 | Cap-Tons | 1 |  |  | -214.5157 | 0 | 77.0962 | -380.4235 | 0 | 82.6661 | [6 empty] | DEER:HVAC_Split-Package_HP | Annual | FALSE
Any | SWHC046O | Hsp | ex | CZ02 | cDXHP | SWHC046-01 | ExAnte2019 | IOU workpaper | 2019-11-06 | Cap-Tons | 1 |  |  | -3.5338 | 0 | 49.9415 | -193.7968 | 0 | 53.4514 | [6 empty] | DEER:HVAC_Split-Package_HP | Annual | FALSE
Any | SWHC046O | Hsp | ex | CZ03 | cDXHP | SWHC046-01 | ExAnte2019 | IOU workpaper | 2019-11-06 | Cap-Tons | 1 |  |  | 74.8613 | 0 | 37.0345 | -99.4003 | 0 | 40.3883 | [6 empty] | DEER:HVAC_Split-Package_HP | Annual | FALSE
Any | SWHC046O | Hsp | ex | CZ04 | cDXHP | SWHC046-01 | ExAnte2019 | IOU workpaper | 2019-11-06 | Cap-Tons | 1 |  |  | 83.6908 | 0 | 37.1865 | -109.738 | 0 | 39.9783 | [6 empty] | DEER:HVAC_Split-Package_HP | Annual | FALSE
Any | SWHC046O | Hsp | ex | CZ05 | cDXHP | SWHC046-01 | ExAnte2019 | IOU workpaper | 2019-11-06 | Cap-Tons | 1 |  |  | 37.6603 | 0 | 41.6978 | -136.6667 | 0 | 45.3315 | [6 empty] | DEER:HVAC_Split-Package_HP | Annual | FALSE
Any | SWHC046O | Hsp | ex | CZ06 | cDXHP | SWHC046-01 | ExAnte2019 | IOU workpaper | 2019-11-06 | Cap-Tons | 1 |  |  | 237.4759 | 0 | 17.7838 | 39.2196 | 0 | 19.6284 | [6 empty] | DEER:HVAC_Split-Package_HP | Annual | FALSE
Any | SWHC046O | Hsp | ex | CZ07 | cDXHP | SWHC046-01 | ExAnte2019 | IOU workpaper | 2019-11-06 | Cap-Tons | 1 |  |  | 294.6471 | 0 | 7.6804 | 101.2626 | 0 | 8.8971 | [6 empty] | DEER:HVAC_Split-Package_HP | Annual | FALSE
Any | SWHC046O | Hsp | ex | CZ08 | cDXHP | SWHC046-01 | ExAnte2019 | IOU workpaper | 2019-11-06 | Cap-Tons | 1 |  |  | 280.7189 | 0 | 13.3892 | 74.0494 | 0 | 14.9149 | [6 empty] | DEER:HVAC_Split-Package_HP | Annual | FALSE
Any | SWHC046O | Hsp | ex | CZ09 | cDXHP | SWHC046-01 | ExAnte2019 | IOU workpaper | 2019-11-06 | Cap-Tons | 1 |  |  | 248.0067 | 0 | 18.6329 | 39.5999 | 0 | 20.4589 | [6 empty] | DEER:HVAC_Split-Package_HP | Annual | FALSE
Any | SWHC046O | Hsp | ex | CZ10 | cDXHP | SWHC046-01 | ExAnte2019 | IOU workpaper | 2019-11-06 | Cap-Tons | 1 |  |  | 230.3913 | 0 | 22.6343 | 16.8799 | 0 | 24.6273 | [6 empty] | DEER:HVAC_Split-Package_HP | Annual | FALSE
Any | SWHC046O | Hsp | ex | CZ11 | cDXHP | SWHC046-01 | ExAnte2019 | IOU workpaper | 2019-11-06 | Cap-Tons | 1 |  |  | 50.9192 | 0 | 48.5972 | -167.5811 | 0 | 51.4601 | [6 empty] | DEER:HVAC_Split-Package_HP | Annual | FALSE
Any | SWHC046O | Hsp | ex | CZ12 | cDXHP | SWHC046-01 | ExAnte2019 | IOU workpaper | 2019-11-06 | Cap-Tons | 1 |  |  | 54.0233 | 0 | 45.7941 | -150.53 | 0 | 48.7415 | [6 empty] | DEER:HVAC_Split-Package_HP | Annual | FALSE
Any | SWHC046O | Hsp | ex | CZ13 | cDXHP | SWHC046-01 | ExAnte2019 | IOU workpaper | 2019-11-06 | Cap-Tons | 1 |  |  | 99.7317 | 0 | 42.8798 | -120.7044 | 0 | 45.539 | [6 empty] | DEER:HVAC_Split-Package_HP | Annual | FALSE
Any | SWHC046O | Hsp | ex | CZ14 | cDXHP | SWHC046-01 | ExAnte2019 | IOU workpaper | 2019-11-06 | Cap-Tons | 1 |  |  | 0.2578 | 0 | 54.2206 | -218.0325 | 0 | 57.1257 | [6 empty] | DEER:HVAC_Split-Package_HP | Annual | FALSE
Any | SWHC046O | Hsp | ex | CZ15 | cDXHP | SWHC046-01 | ExAnte2019 | IOU workpaper | 2019-11-06 | Cap-Tons | 1 |  |  | 394.0901 | 0 | 8.2664 | 139.6868 | 0 | 9.1517 | [6 empty] | DEER:HVAC_Split-Package_HP | Annual | FALSE
Any | SWHC046O | Hsp | ex | CZ16 | cDXHP | SWHC046-01 | ExAnte2019 | IOU workpaper | 2019-11-06 | Cap-Tons | 1 |  |  | -593.6438 | 0 | 119.8929 | -777.8345 | 0 | 124.1237 | [6 empty] | DEER:HVAC_Split-Package_HP | Annual | FALSE
Any | SWHC046O | Htl | ex | CZ01 | cDXHP | SWHC046-01 | ExAnte2019 | IOU workpaper | 2019-11-06 | Cap-Tons | 1 |  |  | -1155.9984 | 0 | 218.9019 | -1286.4679 | 0 | 223.0052 | [6 empty] | DEER:HVAC_Split-Package_HP | Annual | FALSE
Any | SWHC046O | Htl | ex | CZ02 | cDXHP | SWHC046-01 | ExAnte2019 | IOU workpaper | 2019-11-06 | Cap-Tons | 1 |  |  | -678.0726 | 0 | 137.7514 | -835.2448 | 0 | 140.5848 | [6 empty] | DEER:HVAC_Split-Package_HP | Annual | FALSE
Any | SWHC046O | Htl | ex | CZ03 | cDXHP | SWHC046-01 | ExAnte2019 | IOU workpaper | 2019-11-06 | Cap-Tons | 1 |  |  | -456.5524 | 0 | 118.7201 | -598.6833 | 0 | 121.7653 | [6 empty] | DEER:HVAC_Split-Package_HP | Annual | FALSE
Any | SWHC046O | Htl | ex | CZ04 | cDXHP | SWHC046-01 | ExAnte2019 | IOU workpaper | 2019-11-06 | Cap-Tons | 1 |  |  | -428.6426 | 0 | 99.679 | -588.2757 | 0 | 102.1093 | [6 empty] | DEER:HVAC_Split-Package_HP | Annual | FALSE
Any | SWHC046O | Htl | ex | CZ05 | cDXHP | SWHC046-01 | ExAnte2019 | IOU workpaper | 2019-11-06 | Cap-Tons | 1 |  |  | -537.9645 | 0 | 128.0878 | -679.8856 | 0 | 131.1452 | [6 empty] | DEER:HVAC_Split-Package_HP | Annual | FALSE
Any | SWHC046O | Htl | ex | CZ06 | cDXHP | SWHC046-01 | ExAnte2019 | IOU workpaper | 2019-11-06 | Cap-Tons | 1 |  |  | -47.126 | 0 | 58.5376 | -214.6915 | 0 | 60.4898 | [6 empty] | DEER:HVAC_Split-Package_HP | Annual | FALSE
Any | SWHC046O | Htl | ex | CZ07 | cDXHP | SWHC046-01 | ExAnte2019 | IOU workpaper | 2019-11-06 | Cap-Tons | 1 |  |  | 58.8679 | 0 | 40.3463 | -103.6072 | 0 | 42.0976 | [6 empty] | DEER:HVAC_Split-Package_HP | Annual | FALSE
Any | SWHC046O | Htl | ex | CZ08 | cDXHP | SWHC046-01 | ExAnte2019 | IOU workpaper | 2019-11-06 | Cap-Tons | 1 |  |  | 31.9128 | 0 | 47.6629 | -151.7208 | 0 | 49.3754 | [6 empty] | DEER:HVAC_Split-Package_HP | Annual | FALSE
Any | SWHC046O | Htl | ex | CZ09 | cDXHP | SWHC046-01 | ExAnte2019 | IOU workpaper | 2019-11-06 | Cap-Tons | 1 |  |  | -10.0556 | 0 | 52.0639 | -189.7382 | 0 | 53.9673 | [6 empty] | DEER:HVAC_Split-Package_HP | Annual | FALSE
Any | SWHC046O | Htl | ex | CZ10 | cDXHP | SWHC046-01 | ExAnte2019 | IOU workpaper | 2019-11-06 | Cap-Tons | 1 |  |  | -49.6927 | 0 | 61.1291 | -237.6887 | 0 | 63.0422 | [6 empty] | DEER:HVAC_Split-Package_HP | Annual | FALSE
Any | SWHC046O | Htl | ex | CZ11 | cDXHP | SWHC046-01 | ExAnte2019 | IOU workpaper | 2019-11-06 | Cap-Tons | 1 |  |  | -333.4085 | 0 | 102.5058 | -525.2641 | 0 | 104.898 | [6 empty] | DEER:HVAC_Split-Package_HP | Annual | FALSE
Any | SWHC046O | Htl | ex | CZ12 | cDXHP | SWHC046-01 | ExAnte2019 | IOU workpaper | 2019-11-06 | Cap-Tons | 1 |  |  | -384.4554 | 0 | 109.0538 | -563.0277 | 0 | 111.6115 | [6 empty] | DEER:HVAC_Split-Package_HP | Annual | FALSE
Any | SWHC046O | Htl | ex | CZ13 | cDXHP | SWHC046-01 | ExAnte2019 | IOU workpaper | 2019-11-06 | Cap-Tons | 1 |  |  | -250.1689 | 0 | 91.5544 | -444.0417 | 0 | 93.8127 | [6 empty] | DEER:HVAC_Split-Package_HP | Annual | FALSE
Any | SWHC046O | Htl | ex | CZ14 | cDXHP | SWHC046-01 | ExAnte2019 | IOU workpaper | 2019-11-06 | Cap-Tons | 1 |  |  | -384.5499 | 0 | 106.0063 | -575.2703 | 0 | 108.3606 | [6 empty] | DEER:HVAC_Split-Package_HP | Annual | FALSE
Any | SWHC046O | Htl | ex | CZ15 | cDXHP | SWHC046-01 | ExAnte2019 | IOU workpaper | 2019-11-06 | Cap-Tons | 1 |  |  | 263.6913 | 0 | 22.482 | 29.8074 | 0 | 23.571 | [6 empty] | DEER:HVAC_Split-Package_HP | Annual | FALSE
Any | SWHC046O | Htl | ex | CZ16 | cDXHP | SWHC046-01 | ExAnte2019 | IOU workpaper | 2019-11-06 | Cap-Tons | 1 |  |  | -1637.0818 | 0 | 238.2563 | -1786.6961 | 0 | 241.3107 | [6 empty] | DEER:HVAC_Split-Package_HP | Annual | FALSE
Any | SWHC046O | MBT | ex | CZ01 | cDXHP | SWHC046-01 | ExAnte2019 | IOU workpaper | 2019-11-06 | Cap-Tons | 1 |  |  | -239.4604 | 0 | 58.2177 | -309.1304 | 0 | 59.5441 | [6 empty] | DEER:HVAC_Split-Package_HP | Annual | FALSE
Any | SWHC046O | MBT | ex | CZ02 | cDXHP | SWHC046-01 | ExAnte2019 | IOU workpaper | 2019-11-06 | Cap-Tons | 1 |  |  | -60.7692 | 0 | 32.0404 | -150.3772 | 0 | 32.8151 | [6 empty] | DEER:HVAC_Split-Package_HP | Annual | FALSE
Any | SWHC046O | MBT | ex | CZ03 | cDXHP | SWHC046-01 | ExAnte2019 | IOU workpaper | 2019-11-06 | Cap-Tons | 1 |  |  | -16.297 | 0 | 27.3217 | -96.9948 | 0 | 28.1629 | [6 empty] | DEER:HVAC_Split-Package_HP | Annual | FALSE
Any | SWHC046O | MBT | ex | CZ04 | cDXHP | SWHC046-01 | ExAnte2019 | IOU workpaper | 2019-11-06 | Cap-Tons | 1 |  |  | 14.2063 | 0 | 22.0012 | -78.5888 | 0 | 22.6372 | [6 empty] | DEER:HVAC_Split-Package_HP | Annual | FALSE
Any | SWHC046O | MBT | ex | CZ05 | cDXHP | SWHC046-01 | ExAnte2019 | IOU workpaper | 2019-11-06 | Cap-Tons | 1 |  |  | -22.6759 | 0 | 27.8181 | -104.7998 | 0 | 28.6502 | [6 empty] | DEER:HVAC_Split-Package_HP | Annual | FALSE
Any | SWHC046O | MBT | ex | CZ06 | cDXHP | SWHC046-01 | ExAnte2019 | IOU workpaper | 2019-11-06 | Cap-Tons | 1 |  |  | 105.1712 | 0 | 12.0719 | 7.064 | 0 | 12.5579 | [6 empty] | DEER:HVAC_Split-Package_HP | Annual | FALSE
Any | SWHC046O | MBT | ex | CZ07 | cDXHP | SWHC046-01 | ExAnte2019 | IOU workpaper | 2019-11-06 | Cap-Tons | 1 |  |  | 117.9189 | 0 | 8.6652 | 24.298 | 0 | 9.0858 | [6 empty] | DEER:HVAC_Split-Package_HP | Annual | FALSE
Any | SWHC046O | MBT | ex | CZ08 | cDXHP | SWHC046-01 | ExAnte2019 | IOU workpaper | 2019-11-06 | Cap-Tons | 1 |  |  | 116.0653 | 0 | 10.3618 | 13.3027 | 0 | 10.7817 | [6 empty] | DEER:HVAC_Split-Package_HP | Annual | FALSE
Any | SWHC046O | MBT | ex | CZ09 | cDXHP | SWHC046-01 | ExAnte2019 | IOU workpaper | 2019-11-06 | Cap-Tons | 1 |  |  | 98.1744 | 0 | 12.6885 | -1.873 | 0 | 13.2121 | [6 empty] | DEER:HVAC_Split-Package_HP | Annual | FALSE
Any | SWHC046O | MBT | ex | CZ10 | cDXHP | SWHC046-01 | ExAnte2019 | IOU workpaper | 2019-11-06 | Cap-Tons | 1 |  |  | 104.023 | 0 | 12.8991 | -1.2546 | 0 | 13.3647 | [6 empty] | DEER:HVAC_Split-Package_HP | Annual | FALSE
Any | SWHC046O | MBT | ex | CZ11 | cDXHP | SWHC046-01 | ExAnte2019 | IOU workpaper | 2019-11-06 | Cap-Tons | 1 |  |  | 18.2333 | 0 | 25.4201 | -85.375 | 0 | 26.1645 | [6 empty] | DEER:HVAC_Split-Package_HP | Annual | FALSE
Any | SWHC046O | MBT | ex | CZ12 | cDXHP | SWHC046-01 | ExAnte2019 | IOU workpaper | 2019-11-06 | Cap-Tons | 1 |  |  | -5.8201 | 0 | 26.963 | -102.7225 | 0 | 27.7123 | [6 empty] | DEER:HVAC_Split-Package_HP | Annual | FALSE
Any | SWHC046O | MBT | ex | CZ13 | cDXHP | SWHC046-01 | ExAnte2019 | IOU workpaper | 2019-11-06 | Cap-Tons | 1 |  |  | 35.9972 | 0 | 23.0651 | -69.3685 | 0 | 23.7578 | [6 empty] | DEER:HVAC_Split-Package_HP | Annual | FALSE
Any | SWHC046O | MBT | ex | CZ14 | cDXHP | SWHC046-01 | ExAnte2019 | IOU workpaper | 2019-11-06 | Cap-Tons | 1 |  |  | 8.5915 | 0 | 26.4026 | -97.0858 | 0 | 27.153 | [6 empty] | DEER:HVAC_Split-Package_HP | Annual | FALSE
Any | SWHC046O | MBT | ex | CZ15 | cDXHP | SWHC046-01 | ExAnte2019 | IOU workpaper | 2019-11-06 | Cap-Tons | 1 |  |  | 199.3627 | 0 | 3.995 | 70.5334 | 0 | 4.2406 | [6 empty] | DEER:HVAC_Split-Package_HP | Annual | FALSE
Any | SWHC046O | MBT | ex | CZ16 | cDXHP | SWHC046-01 | ExAnte2019 | IOU workpaper | 2019-11-06 | Cap-Tons | 1 |  |  | -456.2573 | 0 | 76.1537 | -540.4992 | 0 | 77.4249 | [6 empty] | DEER:HVAC_Split-Package_HP | Annual | FALSE
Any | SWHC046O | MLI | ex | CZ01 | cDXHP | SWHC046-01 | ExAnte2019 | IOU workpaper | 2019-11-06 | Cap-Tons | 1 |  |  | -588.0618 | 0 | 87.4118 | -645.4983 | 0 | 89.1956 | [6 empty] | DEER:HVAC_Split-Package_HP | Annual | FALSE
Any | SWHC046O | MLI | ex | CZ02 | cDXHP | SWHC046-01 | ExAnte2019 | IOU workpaper | 2019-11-06 | Cap-Tons | 1 |  |  | -296.709 | 0 | 55.082 | -374.5979 | 0 | 56.3522 | [6 empty] | DEER:HVAC_Split-Package_HP | Annual | FALSE
Any | SWHC046O | MLI | ex | CZ03 | cDXHP | SWHC046-01 | ExAnte2019 | IOU workpaper | 2019-11-06 | Cap-Tons | 1 |  |  | -216.1278 | 0 | 44.5672 | -281.3538 | 0 | 45.8279 | [6 empty] | DEER:HVAC_Split-Package_HP | Annual | FALSE
Any | SWHC046O | MLI | ex | CZ04 | cDXHP | SWHC046-01 | ExAnte2019 | IOU workpaper | 2019-11-06 | Cap-Tons | 1 |  |  | -198.4973 | 0 | 40.9144 | -276.3775 | 0 | 41.9715 | [6 empty] | DEER:HVAC_Split-Package_HP | Annual | FALSE
Any | SWHC046O | MLI | ex | CZ05 | cDXHP | SWHC046-01 | ExAnte2019 | IOU workpaper | 2019-11-06 | Cap-Tons | 1 |  |  | -263.4315 | 0 | 48.5252 | -328.7906 | 0 | 49.7348 | [6 empty] | DEER:HVAC_Split-Package_HP | Annual | FALSE
Any | SWHC046O | MLI | ex | CZ06 | cDXHP | SWHC046-01 | ExAnte2019 | IOU workpaper | 2019-11-06 | Cap-Tons | 1 |  |  | -23.0854 | 0 | 21.8541 | -104.0058 | 0 | 22.5601 | [6 empty] | DEER:HVAC_Split-Package_HP | Annual | FALSE
Any | SWHC046O | MLI | ex | CZ07 | cDXHP | SWHC046-01 | ExAnte2019 | IOU workpaper | 2019-11-06 | Cap-Tons | 1 |  |  | 28.6044 | 0 | 14.1536 | -48.1442 | 0 | 14.748 | [6 empty] | DEER:HVAC_Split-Package_HP | Annual | FALSE
Any | SWHC046O | MLI | ex | CZ08 | cDXHP | SWHC046-01 | ExAnte2019 | IOU workpaper | 2019-11-06 | Cap-Tons | 1 |  |  | 25.0021 | 0 | 20.0378 | -65.2063 | 0 | 20.7165 | [6 empty] | DEER:HVAC_Split-Package_HP | Annual | FALSE
Any | SWHC046O | MLI | ex | CZ09 | cDXHP | SWHC046-01 | ExAnte2019 | IOU workpaper | 2019-11-06 | Cap-Tons | 1 |  |  | 19.9041 | 0 | 21.4624 | -71.095 | 0 | 22.2383 | [6 empty] | DEER:HVAC_Split-Package_HP | Annual | FALSE
Any | SWHC046O | MLI | ex | CZ10 | cDXHP | SWHC046-01 | ExAnte2019 | IOU workpaper | 2019-11-06 | Cap-Tons | 1 |  |  | 13.6038 | 0 | 22.0011 | -80.9135 | 0 | 22.7522 | [6 empty] | DEER:HVAC_Split-Package_HP | Annual | FALSE
Any | SWHC046O | MLI | ex | CZ11 | cDXHP | SWHC046-01 | ExAnte2019 | IOU workpaper | 2019-11-06 | Cap-Tons | 1 |  |  | -136.9625 | 0 | 42.2789 | -232.6958 | 0 | 43.4683 | [6 empty] | DEER:HVAC_Split-Package_HP | Annual | FALSE
Any | SWHC046O | MLI | ex | CZ12 | cDXHP | SWHC046-01 | ExAnte2019 | IOU workpaper | 2019-11-06 | Cap-Tons | 1 |  |  | -165.6628 | 0 | 43.7271 | -253.7337 | 0 | 44.9241 | [6 empty] | DEER:HVAC_Split-Package_HP | Annual | FALSE
Any | SWHC046O | MLI | ex | CZ13 | cDXHP | SWHC046-01 | ExAnte2019 | IOU workpaper | 2019-11-06 | Cap-Tons | 1 |  |  | -85.2343 | 0 | 35.6887 | -182.789 | 0 | 36.7709 | [6 empty] | DEER:HVAC_Split-Package_HP | Annual | FALSE
Any | SWHC046O | MLI | ex | CZ14 | cDXHP | SWHC046-01 | ExAnte2019 | IOU workpaper | 2019-11-06 | Cap-Tons | 1 |  |  | -168.597 | 0 | 45.4378 | -267.2315 | 0 | 46.5987 | [6 empty] | DEER:HVAC_Split-Package_HP | Annual | FALSE
Any | SWHC046O | MLI | ex | CZ15 | cDXHP | SWHC046-01 | ExAnte2019 | IOU workpaper | 2019-11-06 | Cap-Tons | 1 |  |  | 170.9426 | 0 | 6.1024 | 49.5533 | 0 | 6.4582 | [6 empty] | DEER:HVAC_Split-Package_HP | Annual | FALSE
Any | SWHC046O | MLI | ex | CZ16 | cDXHP | SWHC046-01 | ExAnte2019 | IOU workpaper | 2019-11-06 | Cap-Tons | 1 |  |  | -807.7307 | 0 | 104.0808 | -876.6366 | 0 | 105.6113 | [6 empty] | DEER:HVAC_Split-Package_HP | Annual | FALSE
Any | SWHC046O | Mtl | ex | CZ01 | cDXHP | SWHC046-01 | ExAnte2019 | IOU workpaper | 2019-11-06 | Cap-Tons | 1 |  |  | -392.1658 | 0 | 105.5112 | -559.2316 | 0 | 110.1401 | [6 empty] | DEER:HVAC_Split-Package_HP | Annual | FALSE
Any | SWHC046O | Mtl | ex | CZ02 | cDXHP | SWHC046-01 | ExAnte2019 | IOU workpaper | 2019-11-06 | Cap-Tons | 1 |  |  | -297.5844 | 0 | 98.7767 | -497.7631 | 0 | 102.0328 | [6 empty] | DEER:HVAC_Split-Package_HP | Annual | FALSE
Any | SWHC046O | Mtl | ex | CZ03 | cDXHP | SWHC046-01 | ExAnte2019 | IOU workpaper | 2019-11-06 | Cap-Tons | 1 |  |  | -4.5415 | 0 | 51.933 | -183.7011 | 0 | 54.962 | [6 empty] | DEER:HVAC_Split-Package_HP | Annual | FALSE
Any | SWHC046O | Mtl | ex | CZ04 | cDXHP | SWHC046-01 | ExAnte2019 | IOU workpaper | 2019-11-06 | Cap-Tons | 1 |  |  | -140.762 | 0 | 73.5222 | -345.8705 | 0 | 76.0718 | [6 empty] | DEER:HVAC_Split-Package_HP | Annual | FALSE
Any | SWHC046O | Mtl | ex | CZ05 | cDXHP | SWHC046-01 | ExAnte2019 | IOU workpaper | 2019-11-06 | Cap-Tons | 1 |  |  | -84.7857 | 0 | 62.6543 | -263.4536 | 0 | 66.0154 | [6 empty] | DEER:HVAC_Split-Package_HP | Annual | FALSE
Any | SWHC046O | Mtl | ex | CZ06 | cDXHP | SWHC046-01 | ExAnte2019 | IOU workpaper | 2019-11-06 | Cap-Tons | 1 |  |  | 247.1177 | 0 | 19.5057 | 38.7309 | 0 | 20.91 | [6 empty] | DEER:HVAC_Split-Package_HP | Annual | FALSE
Any | SWHC046O | Mtl | ex | CZ07 | cDXHP | SWHC046-01 | ExAnte2019 | IOU workpaper | 2019-11-06 | Cap-Tons | 1 |  |  | 322.6053 | 0 | 6.6317 | 118.2473 | 0 | 7.3941 | [6 empty] | DEER:HVAC_Split-Package_HP | Annual | FALSE
Any | SWHC046O | Mtl | ex | CZ08 | cDXHP | SWHC046-01 | ExAnte2019 | IOU workpaper | 2019-11-06 | Cap-Tons | 1 |  |  | 269.7224 | 0 | 21.1552 | 43.842 | 0 | 22.4081 | [6 empty] | DEER:HVAC_Split-Package_HP | Annual | FALSE
Any | SWHC046O | Mtl | ex | CZ09 | cDXHP | SWHC046-01 | ExAnte2019 | IOU workpaper | 2019-11-06 | Cap-Tons | 1 |  |  | 240.6881 | 0 | 23.3861 | 17.7185 | 0 | 24.8391 | [6 empty] | DEER:HVAC_Split-Package_HP | Annual | FALSE
Any | SWHC046O | Mtl | ex | CZ10 | cDXHP | SWHC046-01 | ExAnte2019 | IOU workpaper | 2019-11-06 | Cap-Tons | 1 |  |  | 165.8202 | 0 | 36.7679 | -60.6871 | 0 | 38.5989 | [6 empty] | DEER:HVAC_Split-Package_HP | Annual | FALSE
Any | SWHC046O | Mtl | ex | CZ11 | cDXHP | SWHC046-01 | ExAnte2019 | IOU workpaper | 2019-11-06 | Cap-Tons | 1 |  |  | -40.6281 | 0 | 66.1648 | -270.9807 | 0 | 68.6856 | [6 empty] | DEER:HVAC_Split-Package_HP | Annual | FALSE
Any | SWHC046O | Mtl | ex | CZ12 | cDXHP | SWHC046-01 | ExAnte2019 | IOU workpaper | 2019-11-06 | Cap-Tons | 1 |  |  | -85.2466 | 0 | 71.3679 | -300.7128 | 0 | 73.9884 | [6 empty] | DEER:HVAC_Split-Package_HP | Annual | FALSE
Any | SWHC046O | Mtl | ex | CZ13 | cDXHP | SWHC046-01 | ExAnte2019 | IOU workpaper | 2019-11-06 | Cap-Tons | 1 |  |  | 24.4147 | 0 | 58.2436 | -208.6247 | 0 | 60.5494 | [6 empty] | DEER:HVAC_Split-Package_HP | Annual | FALSE
Any | SWHC046O | Mtl | ex | CZ14 | cDXHP | SWHC046-01 | ExAnte2019 | IOU workpaper | 2019-11-06 | Cap-Tons | 1 |  |  | -109.9478 | 0 | 73.6227 | -340.4447 | 0 | 76.0762 | [6 empty] | DEER:HVAC_Split-Package_HP | Annual | FALSE
Any | SWHC046O | Mtl | ex | CZ15 | cDXHP | SWHC046-01 | ExAnte2019 | IOU workpaper | 2019-11-06 | Cap-Tons | 1 |  |  | 426.5793 | 0 | 8.5034 | 147.5775 | 0 | 9.279 | [6 empty] | DEER:HVAC_Split-Package_HP | Annual | FALSE
Any | SWHC046O | Mtl | ex | CZ16 | cDXHP | SWHC046-01 | ExAnte2019 | IOU workpaper | 2019-11-06 | Cap-Tons | 1 |  |  | -772.9503 | 0 | 144.3464 | -960.9082 | 0 | 148.0978 | [6 empty] | DEER:HVAC_Split-Package_HP | Annual | FALSE
Any | SWHC046O | Nrs | ex | CZ01 | cDXHP | SWHC046-01 | ExAnte2019 | IOU workpaper | 2019-11-06 | Cap-Tons | 1 |  |  | -485.6288 | 0 | 122.7048 | -642.812 | 0 | 126.6776 | [6 empty] | DEER:HVAC_Split-Package_HP | Annual | FALSE
Any | SWHC046O | Nrs | ex | CZ02 | cDXHP | SWHC046-01 | ExAnte2019 | IOU workpaper | 2019-11-06 | Cap-Tons | 1 |  |  | -241.5907 | 0 | 87.8712 | -420.6149 | 0 | 90.6884 | [6 empty] | DEER:HVAC_Split-Package_HP | Annual | FALSE
Any | SWHC046O | Nrs | ex | CZ03 | cDXHP | SWHC046-01 | ExAnte2019 | IOU workpaper | 2019-11-06 | Cap-Tons | 1 |  |  | -121.8925 | 0 | 69.5273 | -285.9725 | 0 | 72.2678 | [6 empty] | DEER:HVAC_Split-Package_HP | Annual | FALSE
Any | SWHC046O | Nrs | ex | CZ04 | cDXHP | SWHC046-01 | ExAnte2019 | IOU workpaper | 2019-11-06 | Cap-Tons | 1 |  |  | -108.2364 | 0 | 66.0475 | -288.9456 | 0 | 68.4142 | [6 empty] | DEER:HVAC_Split-Package_HP | Annual | FALSE
Any | SWHC046O | Nrs | ex | CZ05 | cDXHP | SWHC046-01 | ExAnte2019 | IOU workpaper | 2019-11-06 | Cap-Tons | 1 |  |  | -193.5902 | 0 | 79.8229 | -358.3073 | 0 | 82.7415 | [6 empty] | DEER:HVAC_Split-Package_HP | Annual | FALSE
Any | SWHC046O | Nrs | ex | CZ06 | cDXHP | SWHC046-01 | ExAnte2019 | IOU workpaper | 2019-11-06 | Cap-Tons | 1 |  |  | 83.4079 | 0 | 40.8015 | -100.8623 | 0 | 42.6138 | [6 empty] | DEER:HVAC_Split-Package_HP | Annual | FALSE
Any | SWHC046O | Nrs | ex | CZ07 | cDXHP | SWHC046-01 | ExAnte2019 | IOU workpaper | 2019-11-06 | Cap-Tons | 1 |  |  | 163.7644 | 0 | 26.4156 | -14.7143 | 0 | 27.9242 | [6 empty] | DEER:HVAC_Split-Package_HP | Annual | FALSE
Any | SWHC046O | Nrs | ex | CZ08 | cDXHP | SWHC046-01 | ExAnte2019 | IOU workpaper | 2019-11-06 | Cap-Tons | 1 |  |  | 137.8914 | 0 | 33.695 | -53.584 | 0 | 35.2939 | [6 empty] | DEER:HVAC_Split-Package_HP | Annual | FALSE
Any | SWHC046O | Nrs | ex | CZ09 | cDXHP | SWHC046-01 | ExAnte2019 | IOU workpaper | 2019-11-06 | Cap-Tons | 1 |  |  | 103.8088 | 0 | 39.4639 | -90.0721 | 0 | 41.1808 | [6 empty] | DEER:HVAC_Split-Package_HP | Annual | FALSE
Any | SWHC046O | Nrs | ex | CZ10 | cDXHP | SWHC046-01 | ExAnte2019 | IOU workpaper | 2019-11-06 | Cap-Tons | 1 |  |  | 65.7209 | 0 | 46.7511 | -132.6699 | 0 | 48.542 | [6 empty] | DEER:HVAC_Split-Package_HP | Annual | FALSE
Any | SWHC046O | Nrs | ex | CZ11 | cDXHP | SWHC046-01 | ExAnte2019 | IOU workpaper | 2019-11-06 | Cap-Tons | 1 |  |  | -107.1664 | 0 | 71.6866 | -309.5338 | 0 | 73.91 | [6 empty] | DEER:HVAC_Split-Package_HP | Annual | FALSE
Any | SWHC046O | Nrs | ex | CZ12 | cDXHP | SWHC046-01 | ExAnte2019 | IOU workpaper | 2019-11-06 | Cap-Tons | 1 |  |  | -124.3562 | 0 | 73.0956 | -314.7419 | 0 | 75.4793 | [6 empty] | DEER:HVAC_Split-Package_HP | Annual | FALSE
Any | SWHC046O | Nrs | ex | CZ13 | cDXHP | SWHC046-01 | ExAnte2019 | IOU workpaper | 2019-11-06 | Cap-Tons | 1 |  |  | -53.6148 | 0 | 64.7907 | -256.5304 | 0 | 66.8418 | [6 empty] | DEER:HVAC_Split-Package_HP | Annual | FALSE
Any | SWHC046O | Nrs | ex | CZ14 | cDXHP | SWHC046-01 | ExAnte2019 | IOU workpaper | 2019-11-06 | Cap-Tons | 1 |  |  | -164.0447 | 0 | 78.2439 | -365.5794 | 0 | 80.4712 | [6 empty] | DEER:HVAC_Split-Package_HP | Annual | FALSE
Any | SWHC046O | Nrs | ex | CZ15 | cDXHP | SWHC046-01 | ExAnte2019 | IOU workpaper | 2019-11-06 | Cap-Tons | 1 |  |  | 297.2033 | 0 | 19.5632 | 60.2984 | 0 | 20.4289 | [6 empty] | DEER:HVAC_Split-Package_HP | Annual | FALSE
Any | SWHC046O | Nrs | ex | CZ16 | cDXHP | SWHC046-01 | ExAnte2019 | IOU workpaper | 2019-11-06 | Cap-Tons | 1 |  |  | -811.8597 | 0 | 152.4787 | -980.5867 | 0 | 155.9112 | [6 empty] | DEER:HVAC_Split-Package_HP | Annual | FALSE
Any | SWHC046O | OfL | ex | CZ01 | cDXHP | SWHC046-01 | ExAnte2019 | IOU workpaper | 2019-11-06 | Cap-Tons | 1 |  |  | 40.9866 | 0 | 11.2757 | -24.9824 | 0 | 11.9098 | [6 empty] | DEER:HVAC_Split-Package_HP | Annual | FALSE
Any | SWHC046O | OfL | ex | CZ02 | cDXHP | SWHC046-01 | ExAnte2019 | IOU workpaper | 2019-11-06 | Cap-Tons | 1 |  |  | 108.2366 | 0 | 7.1158 | 18.1791 | 0 | 7.5068 | [6 empty] | DEER:HVAC_Split-Package_HP | Annual | FALSE
Any | SWHC046O | OfL | ex | CZ03 | cDXHP | SWHC046-01 | ExAnte2019 | IOU workpaper | 2019-11-06 | Cap-Tons | 1 |  |  | 101.6143 | 0 | 5.0123 | 26.273 | 0 | 5.358 | [6 empty] | DEER:HVAC_Split-Package_HP | Annual | FALSE
Any | SWHC046O | OfL | ex | CZ04 | cDXHP | SWHC046-01 | ExAnte2019 | IOU workpaper | 2019-11-06 | Cap-Tons | 1 |  |  | 119.5173 | 0 | 5.8874 | 27.9891 | 0 | 6.2077 | [6 empty] | DEER:HVAC_Split-Package_HP | Annual | FALSE
Any | SWHC046O | OfL | ex | CZ05 | cDXHP | SWHC046-01 | ExAnte2019 | IOU workpaper | 2019-11-06 | Cap-Tons | 1 |  |  | 103.6473 | 0 | 4.9678 | 26.2577 | 0 | 5.2667 | [6 empty] | DEER:HVAC_Split-Package_HP | Annual | FALSE
Any | SWHC046O | OfL | ex | CZ06 | cDXHP | SWHC046-01 | ExAnte2019 | IOU workpaper | 2019-11-06 | Cap-Tons | 1 |  |  | 156.7012 | 0 | 1.2793 | 64.0492 | 0 | 1.3906 | [6 empty] | DEER:HVAC_Split-Package_HP | Annual | FALSE
Any | SWHC046O | OfL | ex | CZ07 | cDXHP | SWHC046-01 | ExAnte2019 | IOU workpaper | 2019-11-06 | Cap-Tons | 1 |  |  | 153.0779 | 0 | 0.3989 | 65.6426 | 0 | 0.4495 | [6 empty] | DEER:HVAC_Split-Package_HP | Annual | FALSE
Any | SWHC046O | OfL | ex | CZ08 | cDXHP | SWHC046-01 | ExAnte2019 | IOU workpaper | 2019-11-06 | Cap-Tons | 1 |  |  | 168.2161 | 0 | 1.3045 | 67.5383 | 0 | 1.4132 | [6 empty] | DEER:HVAC_Split-Package_HP | Annual | FALSE
Any | SWHC046O | OfL | ex | CZ09 | cDXHP | SWHC046-01 | ExAnte2019 | IOU workpaper | 2019-11-06 | Cap-Tons | 1 |  |  | 158.975 | 0 | 1.9968 | 60.6268 | 0 | 2.1665 | [6 empty] | DEER:HVAC_Split-Package_HP | Annual | FALSE
Any | SWHC046O | OfL | ex | CZ10 | cDXHP | SWHC046-01 | ExAnte2019 | IOU workpaper | 2019-11-06 | Cap-Tons | 1 |  |  | 171.83 | 0 | 1.5725 | 67.3565 | 0 | 1.7069 | [6 empty] | DEER:HVAC_Split-Package_HP | Annual | FALSE
Any | SWHC046O | OfL | ex | CZ11 | cDXHP | SWHC046-01 | ExAnte2019 | IOU workpaper | 2019-11-06 | Cap-Tons | 1 |  |  | 133.5942 | 0 | 6.7646 | 30.3396 | 0 | 7.1872 | [6 empty] | DEER:HVAC_Split-Package_HP | Annual | FALSE
Any | SWHC046O | OfL | ex | CZ12 | cDXHP | SWHC046-01 | ExAnte2019 | IOU workpaper | 2019-11-06 | Cap-Tons | 1 |  |  | 121.8899 | 0 | 6.4826 | 25.9643 | 0 | 6.8839 | [6 empty] | DEER:HVAC_Split-Package_HP | Annual | FALSE
Any | SWHC046O | OfL | ex | CZ13 | cDXHP | SWHC046-01 | ExAnte2019 | IOU workpaper | 2019-11-06 | Cap-Tons | 1 |  |  | 140.8425 | 0 | 5.8367 | 36.5167 | 0 | 6.2105 | [6 empty] | DEER:HVAC_Split-Package_HP | Annual | FALSE
Any | SWHC046O | OfL | ex | CZ14 | cDXHP | SWHC046-01 | ExAnte2019 | IOU workpaper | 2019-11-06 | Cap-Tons | 1 |  |  | 137.7119 | 0 | 6.3787 | 32.5417 | 0 | 6.7343 | [6 empty] | DEER:HVAC_Split-Package_HP | Annual | FALSE
Any | SWHC046O | OfL | ex | CZ15 | cDXHP | SWHC046-01 | ExAnte2019 | IOU workpaper | 2019-11-06 | Cap-Tons | 1 |  |  | 222.7402 | 0 | 0.3461 | 94.0206 | 0 | 0.3902 | [6 empty] | DEER:HVAC_Split-Package_HP | Annual | FALSE
Any | SWHC046O | OfL | ex | CZ16 | cDXHP | SWHC046-01 | ExAnte2019 | IOU workpaper | 2019-11-06 | Cap-Tons | 1 |  |  | -71.877 | 0 | 26.5597 | -154.3175 | 0 | 27.4575 | [6 empty] | DEER:HVAC_Split-Package_HP | Annual | FALSE
Any | SWHC046O | OfS | ex | CZ01 | cDXHP | SWHC046-01 | ExAnte2019 | IOU workpaper | 2019-11-06 | Cap-Tons | 1 |  |  | -161.9597 | 0 | 38.9146 | -226.5489 | 0 | 40.1156 | [6 empty] | DEER:HVAC_Split-Package_HP | Annual | FALSE
Any | SWHC046O | OfS | ex | CZ02 | cDXHP | SWHC046-01 | ExAnte2019 | IOU workpaper | 2019-11-06 | Cap-Tons | 1 |  |  | -20.5736 | 0 | 23.3867 | -106.6333 | 0 | 24.1237 | [6 empty] | DEER:HVAC_Split-Package_HP | Annual | FALSE
Any | SWHC046O | OfS | ex | CZ03 | cDXHP | SWHC046-01 | ExAnte2019 | IOU workpaper | 2019-11-06 | Cap-Tons | 1 |  |  | -3.5902 | 0 | 19.7257 | -76.0044 | 0 | 20.4787 | [6 empty] | DEER:HVAC_Split-Package_HP | Annual | FALSE
Any | SWHC046O | OfS | ex | CZ04 | cDXHP | SWHC046-01 | ExAnte2019 | IOU workpaper | 2019-11-06 | Cap-Tons | 1 |  |  | 10.6749 | 0 | 19.7065 | -76.5193 | 0 | 20.341 | [6 empty] | DEER:HVAC_Split-Package_HP | Annual | FALSE
Any | SWHC046O | OfS | ex | CZ05 | cDXHP | SWHC046-01 | ExAnte2019 | IOU workpaper | 2019-11-06 | Cap-Tons | 1 |  |  | -10.276 | 0 | 19.9985 | -84.5034 | 0 | 20.6746 | [6 empty] | DEER:HVAC_Split-Package_HP | Annual | FALSE
Any | SWHC046O | OfS | ex | CZ06 | cDXHP | SWHC046-01 | ExAnte2019 | IOU workpaper | 2019-11-06 | Cap-Tons | 1 |  |  | 105.2452 | 0 | 7.8048 | 16.6808 | 0 | 8.1443 | [6 empty] | DEER:HVAC_Split-Package_HP | Annual | FALSE
Any | SWHC046O | OfS | ex | CZ07 | cDXHP | SWHC046-01 | ExAnte2019 | IOU workpaper | 2019-11-06 | Cap-Tons | 1 |  |  | 120.1755 | 0 | 4.3277 | 36.4928 | 0 | 4.583 | [6 empty] | DEER:HVAC_Split-Package_HP | Annual | FALSE
Any | SWHC046O | OfS | ex | CZ08 | cDXHP | SWHC046-01 | ExAnte2019 | IOU workpaper | 2019-11-06 | Cap-Tons | 1 |  |  | 120.7372 | 0 | 7.6213 | 24.4513 | 0 | 7.9501 | [6 empty] | DEER:HVAC_Split-Package_HP | Annual | FALSE
Any | SWHC046O | OfS | ex | CZ09 | cDXHP | SWHC046-01 | ExAnte2019 | IOU workpaper | 2019-11-06 | Cap-Tons | 1 |  |  | 108.3041 | 0 | 9.0908 | 13.3048 | 0 | 9.5106 | [6 empty] | DEER:HVAC_Split-Package_HP | Annual | FALSE
Any | SWHC046O | OfS | ex | CZ10 | cDXHP | SWHC046-01 | ExAnte2019 | IOU workpaper | 2019-11-06 | Cap-Tons | 1 |  |  | 124.544 | 0 | 7.6424 | 24.1085 | 0 | 7.9945 | [6 empty] | DEER:HVAC_Split-Package_HP | Annual | FALSE
Any | SWHC046O | OfS | ex | CZ11 | cDXHP | SWHC046-01 | ExAnte2019 | IOU workpaper | 2019-11-06 | Cap-Tons | 1 |  |  | 42.6687 | 0 | 19.1301 | -57.8723 | 0 | 19.8369 | [6 empty] | DEER:HVAC_Split-Package_HP | Annual | FALSE
Any | SWHC046O | OfS | ex | CZ12 | cDXHP | SWHC046-01 | ExAnte2019 | IOU workpaper | 2019-11-06 | Cap-Tons | 1 |  |  | 23.9047 | 0 | 19.627 | -69.0634 | 0 | 20.3486 | [6 empty] | DEER:HVAC_Split-Package_HP | Annual | FALSE
Any | SWHC046O | OfS | ex | CZ13 | cDXHP | SWHC046-01 | ExAnte2019 | IOU workpaper | 2019-11-06 | Cap-Tons | 1 |  |  | 60.0007 | 0 | 16.6085 | -41.2328 | 0 | 17.2708 | [6 empty] | DEER:HVAC_Split-Package_HP | Annual | FALSE
Any | SWHC046O | OfS | ex | CZ14 | cDXHP | SWHC046-01 | ExAnte2019 | IOU workpaper | 2019-11-06 | Cap-Tons | 1 |  |  | 50.7247 | 0 | 17.5362 | -51.7436 | 0 | 18.149 | [6 empty] | DEER:HVAC_Split-Package_HP | Annual | FALSE
Any | SWHC046O | OfS | ex | CZ15 | cDXHP | SWHC046-01 | ExAnte2019 | IOU workpaper | 2019-11-06 | Cap-Tons | 1 |  |  | 207.89 | 0 | 2.0988 | 81.3129 | 0 | 2.2471 | [6 empty] | DEER:HVAC_Split-Package_HP | Annual | FALSE
Any | SWHC046O | OfS | ex | CZ16 | cDXHP | SWHC046-01 | ExAnte2019 | IOU workpaper | 2019-11-06 | Cap-Tons | 1 |  |  | -313.5261 | 0 | 54.6483 | -393.6138 | 0 | 55.8165 | [6 empty] | DEER:HVAC_Split-Package_HP | Annual | FALSE
Any | SWHC046O | RFF | ex | CZ01 | cDXHP | SWHC046-01 | ExAnte2019 | IOU workpaper | 2019-11-06 | Cap-Tons | 1 |  |  | -1001.4887 | 0 | 183.8593 | -1097.9616 | 0 | 187.1819 | [6 empty] | DEER:HVAC_Split-Package_HP | Annual | FALSE
Any | SWHC046O | RFF | ex | CZ02 | cDXHP | SWHC046-01 | ExAnte2019 | IOU workpaper | 2019-11-06 | Cap-Tons | 1 |  |  | -502.4789 | 0 | 116.2567 | -639.2583 | 0 | 118.3912 | [6 empty] | DEER:HVAC_Split-Package_HP | Annual | FALSE
Any | SWHC046O | RFF | ex | CZ03 | cDXHP | SWHC046-01 | ExAnte2019 | IOU workpaper | 2019-11-06 | Cap-Tons | 1 |  |  | -329.0942 | 0 | 87.0047 | -440.3711 | 0 | 89.3108 | [6 empty] | DEER:HVAC_Split-Package_HP | Annual | FALSE
Any | SWHC046O | RFF | ex | CZ04 | cDXHP | SWHC046-01 | ExAnte2019 | IOU workpaper | 2019-11-06 | Cap-Tons | 1 |  |  | -280.0505 | 0 | 82.8845 | -420.9414 | 0 | 84.7234 | [6 empty] | DEER:HVAC_Split-Package_HP | Annual | FALSE
Any | SWHC046O | RFF | ex | CZ05 | cDXHP | SWHC046-01 | ExAnte2019 | IOU workpaper | 2019-11-06 | Cap-Tons | 1 |  |  | -383.3992 | 0 | 93.6099 | -494.2186 | 0 | 95.9204 | [6 empty] | DEER:HVAC_Split-Package_HP | Annual | FALSE
Any | SWHC046O | RFF | ex | CZ06 | cDXHP | SWHC046-01 | ExAnte2019 | IOU workpaper | 2019-11-06 | Cap-Tons | 1 |  |  | 25.4418 | 0 | 35.2094 | -108.9126 | 0 | 36.469 | [6 empty] | DEER:HVAC_Split-Package_HP | Annual | FALSE
Any | SWHC046O | RFF | ex | CZ07 | cDXHP | SWHC046-01 | ExAnte2019 | IOU workpaper | 2019-11-06 | Cap-Tons | 1 |  |  | 112.5437 | 0 | 19.8747 | -17.2815 | 0 | 20.8639 | [6 empty] | DEER:HVAC_Split-Package_HP | Annual | FALSE
Any | SWHC046O | RFF | ex | CZ08 | cDXHP | SWHC046-01 | ExAnte2019 | IOU workpaper | 2019-11-06 | Cap-Tons | 1 |  |  | 66.5547 | 0 | 33.7192 | -88.6809 | 0 | 34.8643 | [6 empty] | DEER:HVAC_Split-Package_HP | Annual | FALSE
Any | SWHC046O | RFF | ex | CZ09 | cDXHP | SWHC046-01 | ExAnte2019 | IOU workpaper | 2019-11-06 | Cap-Tons | 1 |  |  | 37.6305 | 0 | 35.6356 | -112.4042 | 0 | 36.9401 | [6 empty] | DEER:HVAC_Split-Package_HP | Annual | FALSE
Any | SWHC046O | RFF | ex | CZ10 | cDXHP | SWHC046-01 | ExAnte2019 | IOU workpaper | 2019-11-06 | Cap-Tons | 1 |  |  | 26.7624 | 0 | 40.1531 | -133.6109 | 0 | 41.4355 | [6 empty] | DEER:HVAC_Split-Package_HP | Annual | FALSE
Any | SWHC046O | RFF | ex | CZ11 | cDXHP | SWHC046-01 | ExAnte2019 | IOU workpaper | 2019-11-06 | Cap-Tons | 1 |  |  | -237.2015 | 0 | 78.1022 | -399.6146 | 0 | 79.8754 | [6 empty] | DEER:HVAC_Split-Package_HP | Annual | FALSE
Any | SWHC046O | RFF | ex | CZ12 | cDXHP | SWHC046-01 | ExAnte2019 | IOU workpaper | 2019-11-06 | Cap-Tons | 1 |  |  | -287.044 | 0 | 84.6927 | -436.0587 | 0 | 86.5446 | [6 empty] | DEER:HVAC_Split-Package_HP | Annual | FALSE
Any | SWHC046O | RFF | ex | CZ13 | cDXHP | SWHC046-01 | ExAnte2019 | IOU workpaper | 2019-11-06 | Cap-Tons | 1 |  |  | -168.6466 | 0 | 69.9339 | -334.7297 | 0 | 71.599 | [6 empty] | DEER:HVAC_Split-Package_HP | Annual | FALSE
Any | SWHC046O | RFF | ex | CZ14 | cDXHP | SWHC046-01 | ExAnte2019 | IOU workpaper | 2019-11-06 | Cap-Tons | 1 |  |  | -252.4623 | 0 | 78.9309 | -414.8207 | 0 | 80.6942 | [6 empty] | DEER:HVAC_Split-Package_HP | Annual | FALSE
Any | SWHC046O | RFF | ex | CZ15 | cDXHP | SWHC046-01 | ExAnte2019 | IOU workpaper | 2019-11-06 | Cap-Tons | 1 |  |  | 295.7947 | 0 | 9.6321 | 90.1029 | 0 | 10.2242 | [6 empty] | DEER:HVAC_Split-Package_HP | Annual | FALSE
Any | SWHC046O | RFF | ex | CZ16 | cDXHP | SWHC046-01 | ExAnte2019 | IOU workpaper | 2019-11-06 | Cap-Tons | 1 |  |  | -1354.8899 | 0 | 199.5893 | -1473.4655 | 0 | 201.9524 | [6 empty] | DEER:HVAC_Split-Package_HP | Annual | FALSE
Any | SWHC046O | RSD | ex | CZ01 | cDXHP | SWHC046-01 | ExAnte2019 | IOU workpaper | 2019-11-06 | Cap-Tons | 1 |  |  | -390.8152 | 0 | 91.8502 | -466.4887 | 0 | 94.1921 | [6 empty] | DEER:HVAC_Split-Package_HP | Annual | FALSE
Any | SWHC046O | RSD | ex | CZ02 | cDXHP | SWHC046-01 | ExAnte2019 | IOU workpaper | 2019-11-06 | Cap-Tons | 1 |  |  | -78.0733 | 0 | 47.0138 | -191.1642 | 0 | 48.2361 | [6 empty] | DEER:HVAC_Split-Package_HP | Annual | FALSE
Any | SWHC046O | RSD | ex | CZ03 | cDXHP | SWHC046-01 | ExAnte2019 | IOU workpaper | 2019-11-06 | Cap-Tons | 1 |  |  | -13.5484 | 0 | 31.742 | -106.8167 | 0 | 32.9648 | [6 empty] | DEER:HVAC_Split-Package_HP | Annual | FALSE
Any | SWHC046O | RSD | ex | CZ04 | cDXHP | SWHC046-01 | ExAnte2019 | IOU workpaper | 2019-11-06 | Cap-Tons | 1 |  |  | 54.1995 | 0 | 26.6763 | -64.8108 | 0 | 27.6052 | [6 empty] | DEER:HVAC_Split-Package_HP | Annual | FALSE
Any | SWHC046O | RSD | ex | CZ05 | cDXHP | SWHC046-01 | ExAnte2019 | IOU workpaper | 2019-11-06 | Cap-Tons | 1 |  |  | 4.4141 | 0 | 28.3766 | -88.7089 | 0 | 29.5383 | [6 empty] | DEER:HVAC_Split-Package_HP | Annual | FALSE
Any | SWHC046O | RSD | ex | CZ06 | cDXHP | SWHC046-01 | ExAnte2019 | IOU workpaper | 2019-11-06 | Cap-Tons | 1 |  |  | 157.2987 | 0 | 8.065 | 42.1718 | 0 | 8.5935 | [6 empty] | DEER:HVAC_Split-Package_HP | Annual | FALSE
Any | SWHC046O | RSD | ex | CZ07 | cDXHP | SWHC046-01 | ExAnte2019 | IOU workpaper | 2019-11-06 | Cap-Tons | 1 |  |  | 179.5075 | 0 | 2.7812 | 68.9803 | 0 | 3.0636 | [6 empty] | DEER:HVAC_Split-Package_HP | Annual | FALSE
Any | SWHC046O | RSD | ex | CZ08 | cDXHP | SWHC046-01 | ExAnte2019 | IOU workpaper | 2019-11-06 | Cap-Tons | 1 |  |  | 183.041 | 0 | 7.0633 | 54.1693 | 0 | 7.5072 | [6 empty] | DEER:HVAC_Split-Package_HP | Annual | FALSE
Any | SWHC046O | RSD | ex | CZ09 | cDXHP | SWHC046-01 | ExAnte2019 | IOU workpaper | 2019-11-06 | Cap-Tons | 1 |  |  | 155.1197 | 0 | 9.7193 | 31.7294 | 0 | 10.3213 | [6 empty] | DEER:HVAC_Split-Package_HP | Annual | FALSE
Any | SWHC046O | RSD | ex | CZ10 | cDXHP | SWHC046-01 | ExAnte2019 | IOU workpaper | 2019-11-06 | Cap-Tons | 1 |  |  | 162.1878 | 0 | 11.5668 | 28.9051 | 0 | 12.1759 | [6 empty] | DEER:HVAC_Split-Package_HP | Annual | FALSE
Any | SWHC046O | RSD | ex | CZ11 | cDXHP | SWHC046-01 | ExAnte2019 | IOU workpaper | 2019-11-06 | Cap-Tons | 1 |  |  | 5.2404 | 0 | 35.6182 | -126.9894 | 0 | 36.7162 | [6 empty] | DEER:HVAC_Split-Package_HP | Annual | FALSE
Any | SWHC046O | RSD | ex | CZ12 | cDXHP | SWHC046-01 | ExAnte2019 | IOU workpaper | 2019-11-06 | Cap-Tons | 1 |  |  | -15.3298 | 0 | 37.9032 | -138.6424 | 0 | 39.0123 | [6 empty] | DEER:HVAC_Split-Package_HP | Annual | FALSE
Any | SWHC046O | RSD | ex | CZ13 | cDXHP | SWHC046-01 | ExAnte2019 | IOU workpaper | 2019-11-06 | Cap-Tons | 1 |  |  | 30.7847 | 0 | 33.1066 | -104.0922 | 0 | 34.1588 | [6 empty] | DEER:HVAC_Split-Package_HP | Annual | FALSE
Any | SWHC046O | RSD | ex | CZ14 | cDXHP | SWHC046-01 | ExAnte2019 | IOU workpaper | 2019-11-06 | Cap-Tons | 1 |  |  | 12.4423 | 0 | 34.3971 | -119.9673 | 0 | 35.4606 | [6 empty] | DEER:HVAC_Split-Package_HP | Annual | FALSE
Any | SWHC046O | RSD | ex | CZ15 | cDXHP | SWHC046-01 | ExAnte2019 | IOU workpaper | 2019-11-06 | Cap-Tons | 1 |  |  | 274.8309 | 0 | 1.8471 | 109.4445 | 0 | 2.0847 | [6 empty] | DEER:HVAC_Split-Package_HP | Annual | FALSE
Any | SWHC046O | RSD | ex | CZ16 | cDXHP | SWHC046-01 | ExAnte2019 | IOU workpaper | 2019-11-06 | Cap-Tons | 1 |  |  | -823.3741 | 0 | 140.7516 | -921.4244 | 0 | 142.4729 | [6 empty] | DEER:HVAC_Split-Package_HP | Annual | FALSE
Any | SWHC046O | Rt3 | ex | CZ01 | cDXHP | SWHC046-01 | ExAnte2019 | IOU workpaper | 2019-11-06 | Cap-Tons | 1 |  |  | -44.6013 | 0 | 34.9998 | -142.2179 | 0 | 36.661 | [6 empty] | DEER:HVAC_Split-Package_HP | Annual | FALSE
Any | SWHC046O | Rt3 | ex | CZ02 | cDXHP | SWHC046-01 | ExAnte2019 | IOU workpaper | 2019-11-06 | Cap-Tons | 1 |  |  | 116.5368 | 0 | 17.0321 | -15.4193 | 0 | 17.9293 | [6 empty] | DEER:HVAC_Split-Package_HP | Annual | FALSE
Any | SWHC046O | Rt3 | ex | CZ03 | cDXHP | SWHC046-01 | ExAnte2019 | IOU workpaper | 2019-11-06 | Cap-Tons | 1 |  |  | 131.2126 | 0 | 12.3323 | 15.1207 | 0 | 13.0906 | [6 empty] | DEER:HVAC_Split-Package_HP | Annual | FALSE
Any | SWHC046O | Rt3 | ex | CZ04 | cDXHP | SWHC046-01 | ExAnte2019 | IOU workpaper | 2019-11-06 | Cap-Tons | 1 |  |  | 175.0715 | 0 | 9.4499 | 39.395 | 0 | 10.0497 | [6 empty] | DEER:HVAC_Split-Package_HP | Annual | FALSE
Any | SWHC046O | Rt3 | ex | CZ05 | cDXHP | SWHC046-01 | ExAnte2019 | IOU workpaper | 2019-11-06 | Cap-Tons | 1 |  |  | 147.7291 | 0 | 9.7477 | 31.0485 | 0 | 10.3636 | [6 empty] | DEER:HVAC_Split-Package_HP | Annual | FALSE
Any | SWHC046O | Rt3 | ex | CZ06 | cDXHP | SWHC046-01 | ExAnte2019 | IOU workpaper | 2019-11-06 | Cap-Tons | 1 |  |  | 240.7139 | 0 | 2.3239 | 96.621 | 0 | 2.5206 | [6 empty] | DEER:HVAC_Split-Package_HP | Annual | FALSE
Any | SWHC046O | Rt3 | ex | CZ07 | cDXHP | SWHC046-01 | ExAnte2019 | IOU workpaper | 2019-11-06 | Cap-Tons | 1 |  |  | 241.9934 | 0 | 0.58 | 103.1361 | 0 | 0.6536 | [6 empty] | DEER:HVAC_Split-Package_HP | Annual | FALSE
Any | SWHC046O | Rt3 | ex | CZ08 | cDXHP | SWHC046-01 | ExAnte2019 | IOU workpaper | 2019-11-06 | Cap-Tons | 1 |  |  | 247.2283 | 0 | 1.736 | 97.992 | 0 | 1.8994 | [6 empty] | DEER:HVAC_Split-Package_HP | Annual | FALSE
Any | SWHC046O | Rt3 | ex | CZ09 | cDXHP | SWHC046-01 | ExAnte2019 | IOU workpaper | 2019-11-06 | Cap-Tons | 1 |  |  | 227.956 | 0 | 2.997 | 84.699 | 0 | 3.2896 | [6 empty] | DEER:HVAC_Split-Package_HP | Annual | FALSE
Any | SWHC046O | Rt3 | ex | CZ10 | cDXHP | SWHC046-01 | ExAnte2019 | IOU workpaper | 2019-11-06 | Cap-Tons | 1 |  |  | 241.5412 | 0 | 3.2113 | 89.3596 | 0 | 3.503 | [6 empty] | DEER:HVAC_Split-Package_HP | Annual | FALSE
Any | SWHC046O | Rt3 | ex | CZ11 | cDXHP | SWHC046-01 | ExAnte2019 | IOU workpaper | 2019-11-06 | Cap-Tons | 1 |  |  | 148.711 | 0 | 16.4802 | -1.6715 | 0 | 17.4541 | [6 empty] | DEER:HVAC_Split-Package_HP | Annual | FALSE
Any | SWHC046O | Rt3 | ex | CZ12 | cDXHP | SWHC046-01 | ExAnte2019 | IOU workpaper | 2019-11-06 | Cap-Tons | 1 |  |  | 139.2854 | 0 | 15.7556 | -2.2085 | 0 | 16.6947 | [6 empty] | DEER:HVAC_Split-Package_HP | Annual | FALSE
Any | SWHC046O | Rt3 | ex | CZ13 | cDXHP | SWHC046-01 | ExAnte2019 | IOU workpaper | 2019-11-06 | Cap-Tons | 1 |  |  | 169.6639 | 0 | 14.058 | 16.8552 | 0 | 14.9476 | [6 empty] | DEER:HVAC_Split-Package_HP | Annual | FALSE
Any | SWHC046O | Rt3 | ex | CZ14 | cDXHP | SWHC046-01 | ExAnte2019 | IOU workpaper | 2019-11-06 | Cap-Tons | 1 |  |  | 155.3729 | 0 | 15.7495 | 3.7615 | 0 | 16.7006 | [6 empty] | DEER:HVAC_Split-Package_HP | Annual | FALSE
Any | SWHC046O | Rt3 | ex | CZ15 | cDXHP | SWHC046-01 | ExAnte2019 | IOU workpaper | 2019-11-06 | Cap-Tons | 1 |  |  | 315.7262 | 0 | 0.5845 | 130.871 | 0 | 0.682 | [6 empty] | DEER:HVAC_Split-Package_HP | Annual | FALSE
Any | SWHC046O | Rt3 | ex | CZ16 | cDXHP | SWHC046-01 | ExAnte2019 | IOU workpaper | 2019-11-06 | Cap-Tons | 1 |  |  | -443.111 | 0 | 84.8657 | -566.991 | 0 | 86.7979 | [6 empty] | DEER:HVAC_Split-Package_HP | Annual | FALSE
Any | SWHC046O | RtL | ex | CZ01 | cDXHP | SWHC046-01 | ExAnte2019 | IOU workpaper | 2019-11-06 | Cap-Tons | 1 |  |  | -229.871 | 0 | 69.4356 | -342.0848 | 0 | 71.5895 | [6 empty] | DEER:HVAC_Split-Package_HP | Annual | FALSE
Any | SWHC046O | RtL | ex | CZ02 | cDXHP | SWHC046-01 | ExAnte2019 | IOU workpaper | 2019-11-06 | Cap-Tons | 1 |  |  | 27.3002 | 0 | 35.2931 | -118.3929 | 0 | 36.557 | [6 empty] | DEER:HVAC_Split-Package_HP | Annual | FALSE
Any | SWHC046O | RtL | ex | CZ03 | cDXHP | SWHC046-01 | ExAnte2019 | IOU workpaper | 2019-11-06 | Cap-Tons | 1 |  |  | 45.8857 | 0 | 31.6451 | -87.1834 | 0 | 32.8496 | [6 empty] | DEER:HVAC_Split-Package_HP | Annual | FALSE
Any | SWHC046O | RtL | ex | CZ04 | cDXHP | SWHC046-01 | ExAnte2019 | IOU workpaper | 2019-11-06 | Cap-Tons | 1 |  |  | 115.419 | 0 | 24.0445 | -36.0164 | 0 | 24.9454 | [6 empty] | DEER:HVAC_Split-Package_HP | Annual | FALSE
Any | SWHC046O | RtL | ex | CZ05 | cDXHP | SWHC046-01 | ExAnte2019 | IOU workpaper | 2019-11-06 | Cap-Tons | 1 |  |  | 38.8973 | 0 | 32.9023 | -94.9674 | 0 | 34.1183 | [6 empty] | DEER:HVAC_Split-Package_HP | Annual | FALSE
Any | SWHC046O | RtL | ex | CZ06 | cDXHP | SWHC046-01 | ExAnte2019 | IOU workpaper | 2019-11-06 | Cap-Tons | 1 |  |  | 199.8971 | 0 | 14.8033 | 36.7035 | 0 | 15.4169 | [6 empty] | DEER:HVAC_Split-Package_HP | Annual | FALSE
Any | SWHC046O | RtL | ex | CZ07 | cDXHP | SWHC046-01 | ExAnte2019 | IOU workpaper | 2019-11-06 | Cap-Tons | 1 |  |  | 220.2243 | 0 | 9.961 | 62.0952 | 0 | 10.4527 | [6 empty] | DEER:HVAC_Split-Package_HP | Annual | FALSE
Any | SWHC046O | RtL | ex | CZ08 | cDXHP | SWHC046-01 | ExAnte2019 | IOU workpaper | 2019-11-06 | Cap-Tons | 1 |  |  | 217.7363 | 0 | 10.4936 | 54.8735 | 0 | 11.0225 | [6 empty] | DEER:HVAC_Split-Package_HP | Annual | FALSE
Any | SWHC046O | RtL | ex | CZ09 | cDXHP | SWHC046-01 | ExAnte2019 | IOU workpaper | 2019-11-06 | Cap-Tons | 1 |  |  | 196.3943 | 0 | 12.0594 | 38.8667 | 0 | 12.7668 | [6 empty] | DEER:HVAC_Split-Package_HP | Annual | FALSE
Any | SWHC046O | RtL | ex | CZ10 | cDXHP | SWHC046-01 | ExAnte2019 | IOU workpaper | 2019-11-06 | Cap-Tons | 1 |  |  | 213.7313 | 0 | 11.8088 | 46.6812 | 0 | 12.4298 | [6 empty] | DEER:HVAC_Split-Package_HP | Annual | FALSE
Any | SWHC046O | RtL | ex | CZ11 | cDXHP | SWHC046-01 | ExAnte2019 | IOU workpaper | 2019-11-06 | Cap-Tons | 1 |  |  | 93.6631 | 0 | 29.1682 | -72.0894 | 0 | 30.4298 | [6 empty] | DEER:HVAC_Split-Package_HP | Annual | FALSE
Any | SWHC046O | RtL | ex | CZ12 | cDXHP | SWHC046-01 | ExAnte2019 | IOU workpaper | 2019-11-06 | Cap-Tons | 1 |  |  | 82.1067 | 0 | 28.8012 | -73.8502 | 0 | 30.0012 | [6 empty] | DEER:HVAC_Split-Package_HP | Annual | FALSE
Any | SWHC046O | RtL | ex | CZ13 | cDXHP | SWHC046-01 | ExAnte2019 | IOU workpaper | 2019-11-06 | Cap-Tons | 1 |  |  | 124.6192 | 0 | 25.4357 | -43.5542 | 0 | 26.608 | [6 empty] | DEER:HVAC_Split-Package_HP | Annual | FALSE
Any | SWHC046O | RtL | ex | CZ14 | cDXHP | SWHC046-01 | ExAnte2019 | IOU workpaper | 2019-11-06 | Cap-Tons | 1 |  |  | 87.6034 | 0 | 30.1251 | -79.081 | 0 | 31.4024 | [6 empty] | DEER:HVAC_Split-Package_HP | Annual | FALSE
Any | SWHC046O | RtL | ex | CZ15 | cDXHP | SWHC046-01 | ExAnte2019 | IOU workpaper | 2019-11-06 | Cap-Tons | 1 |  |  | 326.9567 | 0 | 3.2247 | 125.3749 | 0 | 3.5079 | [6 empty] | DEER:HVAC_Split-Package_HP | Annual | FALSE
Any | SWHC046O | RtL | ex | CZ16 | cDXHP | SWHC046-01 | ExAnte2019 | IOU workpaper | 2019-11-06 | Cap-Tons | 1 |  |  | -734.0876 | 0 | 125.8772 | -870.9037 | 0 | 128.2122 | [6 empty] | DEER:HVAC_Split-Package_HP | Annual | FALSE
Any | SWHC046O | RtS | ex | CZ01 | cDXHP | SWHC046-01 | ExAnte2019 | IOU workpaper | 2019-11-06 | Cap-Tons | 1 |  |  | -608.9978 | 0 | 119.1628 | -700.0246 | 0 | 121.9177 | [6 empty] | DEER:HVAC_Split-Package_HP | Annual | FALSE
Any | SWHC046O | RtS | ex | CZ02 | cDXHP | SWHC046-01 | ExAnte2019 | IOU workpaper | 2019-11-06 | Cap-Tons | 1 |  |  | -176.9166 | 0 | 58.8422 | -300.6211 | 0 | 60.4102 | [6 empty] | DEER:HVAC_Split-Package_HP | Annual | FALSE
Any | SWHC046O | RtS | ex | CZ03 | cDXHP | SWHC046-01 | ExAnte2019 | IOU workpaper | 2019-11-06 | Cap-Tons | 1 |  |  | -171.0527 | 0 | 56.2448 | -274.499 | 0 | 57.9439 | [6 empty] | DEER:HVAC_Split-Package_HP | Annual | FALSE
Any | SWHC046O | RtS | ex | CZ04 | cDXHP | SWHC046-01 | ExAnte2019 | IOU workpaper | 2019-11-06 | Cap-Tons | 1 |  |  | -47.109 | 0 | 41.95 | -173.1761 | 0 | 43.2901 | [6 empty] | DEER:HVAC_Split-Package_HP | Annual | FALSE
Any | SWHC046O | RtS | ex | CZ05 | cDXHP | SWHC046-01 | ExAnte2019 | IOU workpaper | 2019-11-06 | Cap-Tons | 1 |  |  | -129.9817 | 0 | 50.4331 | -235.6473 | 0 | 52.0788 | [6 empty] | DEER:HVAC_Split-Package_HP | Annual | FALSE
Any | SWHC046O | RtS | ex | CZ06 | cDXHP | SWHC046-01 | ExAnte2019 | IOU workpaper | 2019-11-06 | Cap-Tons | 1 |  |  | 102.3214 | 0 | 20.9474 | -27.2607 | 0 | 21.8186 | [6 empty] | DEER:HVAC_Split-Package_HP | Annual | FALSE
Any | SWHC046O | RtS | ex | CZ07 | cDXHP | SWHC046-01 | ExAnte2019 | IOU workpaper | 2019-11-06 | Cap-Tons | 1 |  |  | 136.6731 | 0 | 13.6696 | 13.1197 | 0 | 14.3439 | [6 empty] | DEER:HVAC_Split-Package_HP | Annual | FALSE
Any | SWHC046O | RtS | ex | CZ08 | cDXHP | SWHC046-01 | ExAnte2019 | IOU workpaper | 2019-11-06 | Cap-Tons | 1 |  |  | 134.3808 | 0 | 16.1602 | -1.4693 | 0 | 16.9082 | [6 empty] | DEER:HVAC_Split-Package_HP | Annual | FALSE
Any | SWHC046O | RtS | ex | CZ09 | cDXHP | SWHC046-01 | ExAnte2019 | IOU workpaper | 2019-11-06 | Cap-Tons | 1 |  |  | 111.4039 | 0 | 18.8851 | -22.0306 | 0 | 19.8241 | [6 empty] | DEER:HVAC_Split-Package_HP | Annual | FALSE
Any | SWHC046O | RtS | ex | CZ10 | cDXHP | SWHC046-01 | ExAnte2019 | IOU workpaper | 2019-11-06 | Cap-Tons | 1 |  |  | 132.21 | 0 | 17.8258 | -9.8345 | 0 | 18.6774 | [6 empty] | DEER:HVAC_Split-Package_HP | Annual | FALSE
Any | SWHC046O | RtS | ex | CZ11 | cDXHP | SWHC046-01 | ExAnte2019 | IOU workpaper | 2019-11-06 | Cap-Tons | 1 |  |  | -62.123 | 0 | 46.1263 | -205.3688 | 0 | 47.6175 | [6 empty] | DEER:HVAC_Split-Package_HP | Annual | FALSE
Any | SWHC046O | RtS | ex | CZ12 | cDXHP | SWHC046-01 | ExAnte2019 | IOU workpaper | 2019-11-06 | Cap-Tons | 1 |  |  | -92.9217 | 0 | 49.0931 | -226.6396 | 0 | 50.5926 | [6 empty] | DEER:HVAC_Split-Package_HP | Annual | FALSE
Any | SWHC046O | RtS | ex | CZ13 | cDXHP | SWHC046-01 | ExAnte2019 | IOU workpaper | 2019-11-06 | Cap-Tons | 1 |  |  | -19.7583 | 0 | 40.866 | -165.0166 | 0 | 42.2469 | [6 empty] | DEER:HVAC_Split-Package_HP | Annual | FALSE
Any | SWHC046O | RtS | ex | CZ14 | cDXHP | SWHC046-01 | ExAnte2019 | IOU workpaper | 2019-11-06 | Cap-Tons | 1 |  |  | -34.1964 | 0 | 42.1778 | -179.2009 | 0 | 43.5608 | [6 empty] | DEER:HVAC_Split-Package_HP | Annual | FALSE
Any | SWHC046O | RtS | ex | CZ15 | cDXHP | SWHC046-01 | ExAnte2019 | IOU workpaper | 2019-11-06 | Cap-Tons | 1 |  |  | 280.138 | 0 | 4.3083 | 102.2331 | 0 | 4.6833 | [6 empty] | DEER:HVAC_Split-Package_HP | Annual | FALSE
Any | SWHC046O | RtS | ex | CZ16 | cDXHP | SWHC046-01 | ExAnte2019 | IOU workpaper | 2019-11-06 | Cap-Tons | 1 |  |  | -1017.5387 | 0 | 146.5747 | -1123.6195 | 0 | 148.5408 | [6 empty] | DEER:HVAC_Split-Package_HP | Annual | FALSE
Any | SWHC046O | SCn | ex | CZ01 | cDXHP | SWHC046-01 | ExAnte2019 | IOU workpaper | 2019-11-06 | Cap-Tons | 1 |  |  | -859.2775 | 0 | 148.6067 | -941.0003 | 0 | 151.7013 | [6 empty] | DEER:HVAC_Split-Package_HP | Annual | FALSE
Any | SWHC046O | SCn | ex | CZ02 | cDXHP | SWHC046-01 | ExAnte2019 | IOU workpaper | 2019-11-06 | Cap-Tons | 1 |  |  | -687.8097 | 0 | 105.8322 | -761.913 | 0 | 108.561 | [6 empty] | DEER:HVAC_Split-Package_HP | Annual | FALSE
Any | SWHC046O | SCn | ex | CZ03 | cDXHP | SWHC046-01 | ExAnte2019 | IOU workpaper | 2019-11-06 | Cap-Tons | 1 |  |  | -396.3212 | 0 | 78.1962 | -472.2294 | 0 | 80.8528 | [6 empty] | DEER:HVAC_Split-Package_HP | Annual | FALSE
Any | SWHC046O | SCn | ex | CZ04 | cDXHP | SWHC046-01 | ExAnte2019 | IOU workpaper | 2019-11-06 | Cap-Tons | 1 |  |  | -523.9913 | 0 | 83.936 | -602.9431 | 0 | 85.2131 | [6 empty] | DEER:HVAC_Split-Package_HP | Annual | FALSE
Any | SWHC046O | SCn | ex | CZ05 | cDXHP | SWHC046-01 | ExAnte2019 | IOU workpaper | 2019-11-06 | Cap-Tons | 1 |  |  | -406.0086 | 0 | 77.2492 | -483.0885 | 0 | 79.7346 | [6 empty] | DEER:HVAC_Split-Package_HP | Annual | FALSE
Any | SWHC046O | SCn | ex | CZ06 | cDXHP | SWHC046-01 | ExAnte2019 | IOU workpaper | 2019-11-06 | Cap-Tons | 1 |  |  | -129.4041 | 0 | 41.7424 | -223.3789 | 0 | 43.12 | [6 empty] | DEER:HVAC_Split-Package_HP | Annual | FALSE
Any | SWHC046O | SCn | ex | CZ07 | cDXHP | SWHC046-01 | ExAnte2019 | IOU workpaper | 2019-11-06 | Cap-Tons | 1 |  |  | -58.6782 | 0 | 31.9706 | -150.0916 | 0 | 33.3389 | [6 empty] | DEER:HVAC_Split-Package_HP | Annual | FALSE
Any | SWHC046O | SCn | ex | CZ08 | cDXHP | SWHC046-01 | ExAnte2019 | IOU workpaper | 2019-11-06 | Cap-Tons | 1 |  |  | -101.7951 | 0 | 43.9653 | -208.576 | 0 | 45.1714 | [6 empty] | DEER:HVAC_Split-Package_HP | Annual | FALSE
Any | SWHC046O | SCn | ex | CZ09 | cDXHP | SWHC046-01 | ExAnte2019 | IOU workpaper | 2019-11-06 | Cap-Tons | 1 |  |  | -93.917 | 0 | 44.9239 | -205.7364 | 0 | 46.3428 | [6 empty] | DEER:HVAC_Split-Package_HP | Annual | FALSE
Any | SWHC046O | SCn | ex | CZ10 | cDXHP | SWHC046-01 | ExAnte2019 | IOU workpaper | 2019-11-06 | Cap-Tons | 1 |  |  | -122.9053 | 0 | 48.8308 | -235.436 | 0 | 50.5704 | [6 empty] | DEER:HVAC_Split-Package_HP | Annual | FALSE
Any | SWHC046O | SCn | ex | CZ11 | cDXHP | SWHC046-01 | ExAnte2019 | IOU workpaper | 2019-11-06 | Cap-Tons | 1 |  |  | -387.5705 | 0 | 87.5365 | -509.8609 | 0 | 89.3304 | [6 empty] | DEER:HVAC_Split-Package_HP | Annual | FALSE
Any | SWHC046O | SCn | ex | CZ12 | cDXHP | SWHC046-01 | ExAnte2019 | IOU workpaper | 2019-11-06 | Cap-Tons | 1 |  |  | -467.6296 | 0 | 95.8106 | -576.8641 | 0 | 97.8121 | [6 empty] | DEER:HVAC_Split-Package_HP | Annual | FALSE
Any | SWHC046O | SCn | ex | CZ13 | cDXHP | SWHC046-01 | ExAnte2019 | IOU workpaper | 2019-11-06 | Cap-Tons | 1 |  |  | -304.693 | 0 | 77.1476 | -427.9369 | 0 | 78.9867 | [6 empty] | DEER:HVAC_Split-Package_HP | Annual | FALSE
Any | SWHC046O | SCn | ex | CZ14 | cDXHP | SWHC046-01 | ExAnte2019 | IOU workpaper | 2019-11-06 | Cap-Tons | 1 |  |  | -432.1987 | 0 | 91.4807 | -562.2614 | 0 | 92.8405 | [6 empty] | DEER:HVAC_Split-Package_HP | Annual | FALSE
Any | SWHC046O | SCn | ex | CZ15 | cDXHP | SWHC046-01 | ExAnte2019 | IOU workpaper | 2019-11-06 | Cap-Tons | 1 |  |  | 174.5779 | 0 | 12.088 | 37.3905 | 0 | 13.4192 | [6 empty] | DEER:HVAC_Split-Package_HP | Annual | FALSE
Any | SWHC046O | SCn | ex | CZ16 | cDXHP | SWHC046-01 | ExAnte2019 | IOU workpaper | 2019-11-06 | Cap-Tons | 1 |  |  | -1182.6434 | 0 | 162.4459 | -1268.4753 | 0 | 164.379 | [6 empty] | DEER:HVAC_Split-Package_HP | Annual | FALSE
Any | SWHC046P | Asm | ex | CZ01 | cDXHP | SWHC046-01 | ExAnte2019 | IOU workpaper | 2019-11-06 | Cap-Tons | 1 |  |  | -719.4195 | 0 | 168.2783 | -793.0642 | 0 | 170.848 | [6 empty] | DEER:HVAC_Split-Package_HP | Annual | FALSE
Any | SWHC046P | Asm | ex | CZ02 | cDXHP | SWHC046-01 | ExAnte2019 | IOU workpaper | 2019-11-06 | Cap-Tons | 1 |  |  | -306.5451 | 0 | 101.9934 | -411.9794 | 0 | 103.565 | [6 empty] | DEER:HVAC_Split-Package_HP | Annual | FALSE
Any | SWHC046P | Asm | ex | CZ03 | cDXHP | SWHC046-01 | ExAnte2019 | IOU workpaper | 2019-11-06 | Cap-Tons | 1 |  |  | -121.6563 | 0 | 76.4812 | -208.846 | 0 | 78.2364 | [6 empty] | DEER:HVAC_Split-Package_HP | Annual | FALSE
Any | SWHC046P | Asm | ex | CZ04 | cDXHP | SWHC046-01 | ExAnte2019 | IOU workpaper | 2019-11-06 | Cap-Tons | 1 |  |  | -87.5769 | 0 | 69.0254 | -197.56 | 0 | 70.3479 | [6 empty] | DEER:HVAC_Split-Package_HP | Annual | FALSE
Any | SWHC046P | Asm | ex | CZ05 | cDXHP | SWHC046-01 | ExAnte2019 | IOU workpaper | 2019-11-06 | Cap-Tons | 1 |  |  | -133.0928 | 0 | 75.6687 | -221.3333 | 0 | 77.3501 | [6 empty] | DEER:HVAC_Split-Package_HP | Annual | FALSE
Any | SWHC046P | Asm | ex | CZ06 | cDXHP | SWHC046-01 | ExAnte2019 | IOU workpaper | 2019-11-06 | Cap-Tons | 1 |  |  | 112.8889 | 0 | 32.0777 | 6.5061 | 0 | 33.0894 | [6 empty] | DEER:HVAC_Split-Package_HP | Annual | FALSE
Any | SWHC046P | Asm | ex | CZ07 | cDXHP | SWHC046-01 | ExAnte2019 | IOU workpaper | 2019-11-06 | Cap-Tons | 1 |  |  | 131.8474 | 0 | 24.4491 | 31.2659 | 0 | 25.4255 | [6 empty] | DEER:HVAC_Split-Package_HP | Annual | FALSE
Any | SWHC046P | Asm | ex | CZ08 | cDXHP | SWHC046-01 | ExAnte2019 | IOU workpaper | 2019-11-06 | Cap-Tons | 1 |  |  | 131.9797 | 0 | 31.3886 | 12.6568 | 0 | 32.2643 | [6 empty] | DEER:HVAC_Split-Package_HP | Annual | FALSE
Any | SWHC046P | Asm | ex | CZ09 | cDXHP | SWHC046-01 | ExAnte2019 | IOU workpaper | 2019-11-06 | Cap-Tons | 1 |  |  | 165.2042 | 0 | 31.8972 | 49.2333 | 0 | 32.8555 | [6 empty] | DEER:HVAC_Split-Package_HP | Annual | FALSE
Any | SWHC046P | Asm | ex | CZ10 | cDXHP | SWHC046-01 | ExAnte2019 | IOU workpaper | 2019-11-06 | Cap-Tons | 1 |  |  | 147.5102 | 0 | 39.0037 | 23.1491 | 0 | 39.9592 | [6 empty] | DEER:HVAC_Split-Package_HP | Annual | FALSE
Any | SWHC046P | Asm | ex | CZ11 | cDXHP | SWHC046-01 | ExAnte2019 | IOU workpaper | 2019-11-06 | Cap-Tons | 1 |  |  | -9.8501 | 0 | 70.048 | -134.9317 | 0 | 71.3809 | [6 empty] | DEER:HVAC_Split-Package_HP | Annual | FALSE
Any | SWHC046P | Asm | ex | CZ12 | cDXHP | SWHC046-01 | ExAnte2019 | IOU workpaper | 2019-11-06 | Cap-Tons | 1 |  |  | -61.5514 | 0 | 76.2795 | -177.4803 | 0 | 77.6866 | [6 empty] | DEER:HVAC_Split-Package_HP | Annual | FALSE
Any | SWHC046P | Asm | ex | CZ13 | cDXHP | SWHC046-01 | ExAnte2019 | IOU workpaper | 2019-11-06 | Cap-Tons | 1 |  |  | 30.0598 | 0 | 64.3416 | -97.0167 | 0 | 65.6123 | [6 empty] | DEER:HVAC_Split-Package_HP | Annual | FALSE
Any | SWHC046P | Asm | ex | CZ14 | cDXHP | SWHC046-01 | ExAnte2019 | IOU workpaper | 2019-11-06 | Cap-Tons | 1 |  |  | -0.9224 | 0 | 68.1142 | -127.1153 | 0 | 69.4062 | [6 empty] | DEER:HVAC_Split-Package_HP | Annual | FALSE
Any | SWHC046P | Asm | ex | CZ15 | cDXHP | SWHC046-01 | ExAnte2019 | IOU workpaper | 2019-11-06 | Cap-Tons | 1 |  |  | 372.4263 | 0 | 12.0371 | 215.1299 | 0 | 12.5575 | [6 empty] | DEER:HVAC_Split-Package_HP | Annual | FALSE
Any | SWHC046P | Asm | ex | CZ16 | cDXHP | SWHC046-01 | ExAnte2019 | IOU workpaper | 2019-11-06 | Cap-Tons | 1 |  |  | -927.8488 | 0 | 187.2086 | -1021.3071 | 0 | 189.083 | [6 empty] | DEER:HVAC_Split-Package_HP | Annual | FALSE
Any | SWHC046P | Com | ex | CZ01 | cDXHP | SWHC046-01 | ExAnte2019 | IOU workpaper | 2019-11-06 | Cap-Tons | 1 |  |  | -294.0032 | 0 | 111.2258 | -390.0181 | 0 | 113.9172 | [6 empty] | DEER:HVAC_Split-Package_HP | Annual | FALSE
Any | SWHC046P | Com | ex | CZ02 | cDXHP | SWHC046-01 | ExAnte2019 | IOU workpaper | 2019-11-06 | Cap-Tons | 1 |  |  | -14.3735 | 0 | 59.9681 | -127.6341 | 0 | 61.5905 | [6 empty] | DEER:HVAC_Split-Package_HP | Annual | FALSE
Any | SWHC046P | Com | ex | CZ03 | cDXHP | SWHC046-01 | ExAnte2019 | IOU workpaper | 2019-11-06 | Cap-Tons | 1 |  |  | 64.6627 | 0 | 40.8797 | -29.2537 | 0 | 42.2318 | [6 empty] | DEER:HVAC_Split-Package_HP | Annual | FALSE
Any | SWHC046P | Com | ex | CZ04 | cDXHP | SWHC046-01 | ExAnte2019 | IOU workpaper | 2019-11-06 | Cap-Tons | 1 |  |  | 86.6557 | 0 | 35.6471 | -21.216 | 0 | 36.6611 | [6 empty] | DEER:HVAC_Split-Package_HP | Annual | FALSE
Any | SWHC046P | Com | ex | CZ05 | cDXHP | SWHC046-01 | ExAnte2019 | IOU workpaper | 2019-11-06 | Cap-Tons | 1 |  |  | 29.2106 | 0 | 56.1562 | -80.3564 | 0 | 57.9325 | [6 empty] | DEER:HVAC_Split-Package_HP | Annual | FALSE
Any | SWHC046P | Com | ex | CZ06 | cDXHP | SWHC046-01 | ExAnte2019 | IOU workpaper | 2019-11-06 | Cap-Tons | 1 |  |  | 194.8675 | 0 | 22.0447 | 74.6062 | 0 | 22.9105 | [6 empty] | DEER:HVAC_Split-Package_HP | Annual | FALSE
Any | SWHC046P | Com | ex | CZ07 | cDXHP | SWHC046-01 | ExAnte2019 | IOU workpaper | 2019-11-06 | Cap-Tons | 1 |  |  | 222.583 | 0 | 17.5812 | 102.5729 | 0 | 18.4075 | [6 empty] | DEER:HVAC_Split-Package_HP | Annual | FALSE
Any | SWHC046P | Com | ex | CZ08 | cDXHP | SWHC046-01 | ExAnte2019 | IOU workpaper | 2019-11-06 | Cap-Tons | 1 |  |  | 208.6094 | 0 | 21.3546 | 85.2678 | 0 | 22.1392 | [6 empty] | DEER:HVAC_Split-Package_HP | Annual | FALSE
Any | SWHC046P | Com | ex | CZ09 | cDXHP | SWHC046-01 | ExAnte2019 | IOU workpaper | 2019-11-06 | Cap-Tons | 1 |  |  | 244.7855 | 0 | 20.8932 | 120.3121 | 0 | 21.7753 | [6 empty] | DEER:HVAC_Split-Package_HP | Annual | FALSE
Any | SWHC046P | Com | ex | CZ10 | cDXHP | SWHC046-01 | ExAnte2019 | IOU workpaper | 2019-11-06 | Cap-Tons | 1 |  |  | 198.6021 | 0 | 28.4438 | 74.0465 | 0 | 29.4904 | [6 empty] | DEER:HVAC_Split-Package_HP | Annual | FALSE
Any | SWHC046P | Com | ex | CZ11 | cDXHP | SWHC046-01 | ExAnte2019 | IOU workpaper | 2019-11-06 | Cap-Tons | 1 |  |  | 83.3028 | 0 | 50.3068 | -47.3262 | 0 | 51.7274 | [6 empty] | DEER:HVAC_Split-Package_HP | Annual | FALSE
Any | SWHC046P | Com | ex | CZ12 | cDXHP | SWHC046-01 | ExAnte2019 | IOU workpaper | 2019-11-06 | Cap-Tons | 1 |  |  | 72.2725 | 0 | 47.5317 | -46.715 | 0 | 48.8834 | [6 empty] | DEER:HVAC_Split-Package_HP | Annual | FALSE
Any | SWHC046P | Com | ex | CZ13 | cDXHP | SWHC046-01 | ExAnte2019 | IOU workpaper | 2019-11-06 | Cap-Tons | 1 |  |  | 128.7013 | 0 | 42.8336 | -2.4804 | 0 | 44.1317 | [6 empty] | DEER:HVAC_Split-Package_HP | Annual | FALSE
Any | SWHC046P | Com | ex | CZ14 | cDXHP | SWHC046-01 | ExAnte2019 | IOU workpaper | 2019-11-06 | Cap-Tons | 1 |  |  | 103.4674 | 0 | 46.2543 | -27.7459 | 0 | 47.5408 | [6 empty] | DEER:HVAC_Split-Package_HP | Annual | FALSE
Any | SWHC046P | Com | ex | CZ15 | cDXHP | SWHC046-01 | ExAnte2019 | IOU workpaper | 2019-11-06 | Cap-Tons | 1 |  |  | 402.3782 | 0 | 7.5943 | 236.7506 | 0 | 8.0636 | [6 empty] | DEER:HVAC_Split-Package_HP | Annual | FALSE
Any | SWHC046P | Com | ex | CZ16 | cDXHP | SWHC046-01 | ExAnte2019 | IOU workpaper | 2019-11-06 | Cap-Tons | 1 |  |  | -597.2717 | 0 | 131.4648 | -696.8651 | 0 | 133.4351 | [6 empty] | DEER:HVAC_Split-Package_HP | Annual | FALSE
Any | SWHC046P | ECC | ex | CZ01 | cDXHP | SWHC046-01 | ExAnte2019 | IOU workpaper | 2019-11-06 | Cap-Tons | 1 |  |  | -129.4596 | 0 | 70.1694 | -193.3321 | 0 | 72.0202 | [6 empty] | DEER:HVAC_Split-Package_HP | Annual | FALSE
Any | SWHC046P | ECC | ex | CZ02 | cDXHP | SWHC046-01 | ExAnte2019 | IOU workpaper | 2019-11-06 | Cap-Tons | 1 |  |  | 32.9545 | 0 | 39.5409 | -54.3773 | 0 | 40.5526 | [6 empty] | DEER:HVAC_Split-Package_HP | Annual | FALSE
Any | SWHC046P | ECC | ex | CZ03 | cDXHP | SWHC046-01 | ExAnte2019 | IOU workpaper | 2019-11-06 | Cap-Tons | 1 |  |  | 72.2227 | 0 | 30.1938 | -0.2666 | 0 | 31.2714 | [6 empty] | DEER:HVAC_Split-Package_HP | Annual | FALSE
Any | SWHC046P | ECC | ex | CZ04 | cDXHP | SWHC046-01 | ExAnte2019 | IOU workpaper | 2019-11-06 | Cap-Tons | 1 |  |  | 89.5371 | 0 | 27.2249 | 0.892 | 0 | 28.0396 | [6 empty] | DEER:HVAC_Split-Package_HP | Annual | FALSE
Any | SWHC046P | ECC | ex | CZ05 | cDXHP | SWHC046-01 | ExAnte2019 | IOU workpaper | 2019-11-06 | Cap-Tons | 1 |  |  | 64.0477 | 0 | 30.1899 | -8.8323 | 0 | 31.2089 | [6 empty] | DEER:HVAC_Split-Package_HP | Annual | FALSE
Any | SWHC046P | ECC | ex | CZ06 | cDXHP | SWHC046-01 | ExAnte2019 | IOU workpaper | 2019-11-06 | Cap-Tons | 1 |  |  | 179.7681 | 0 | 9.8908 | 90.0814 | 0 | 10.3507 | [6 empty] | DEER:HVAC_Split-Package_HP | Annual | FALSE
Any | SWHC046P | ECC | ex | CZ07 | cDXHP | SWHC046-01 | ExAnte2019 | IOU workpaper | 2019-11-06 | Cap-Tons | 1 |  |  | 182.4511 | 0 | 5.8245 | 97.5381 | 0 | 6.1637 | [6 empty] | DEER:HVAC_Split-Package_HP | Annual | FALSE
Any | SWHC046P | ECC | ex | CZ08 | cDXHP | SWHC046-01 | ExAnte2019 | IOU workpaper | 2019-11-06 | Cap-Tons | 1 |  |  | 190.164 | 0 | 9.1183 | 91.26 | 0 | 9.5312 | [6 empty] | DEER:HVAC_Split-Package_HP | Annual | FALSE
Any | SWHC046P | ECC | ex | CZ09 | cDXHP | SWHC046-01 | ExAnte2019 | IOU workpaper | 2019-11-06 | Cap-Tons | 1 |  |  | 206.4174 | 0 | 10.9058 | 109.8668 | 0 | 11.4229 | [6 empty] | DEER:HVAC_Split-Package_HP | Annual | FALSE
Any | SWHC046P | ECC | ex | CZ10 | cDXHP | SWHC046-01 | ExAnte2019 | IOU workpaper | 2019-11-06 | Cap-Tons | 1 |  |  | 202.7455 | 0 | 12.3296 | 100.1816 | 0 | 12.8409 | [6 empty] | DEER:HVAC_Split-Package_HP | Annual | FALSE
Any | SWHC046P | ECC | ex | CZ11 | cDXHP | SWHC046-01 | ExAnte2019 | IOU workpaper | 2019-11-06 | Cap-Tons | 1 |  |  | 102.1525 | 0 | 32.4209 | -3.9286 | 0 | 33.3053 | [6 empty] | DEER:HVAC_Split-Package_HP | Annual | FALSE
Any | SWHC046P | ECC | ex | CZ12 | cDXHP | SWHC046-01 | ExAnte2019 | IOU workpaper | 2019-11-06 | Cap-Tons | 1 |  |  | 78.4366 | 0 | 33.9609 | -19.3367 | 0 | 34.8597 | [6 empty] | DEER:HVAC_Split-Package_HP | Annual | FALSE
Any | SWHC046P | ECC | ex | CZ13 | cDXHP | SWHC046-01 | ExAnte2019 | IOU workpaper | 2019-11-06 | Cap-Tons | 1 |  |  | 126.5508 | 0 | 28.2529 | 18.3098 | 0 | 29.0488 | [6 empty] | DEER:HVAC_Split-Package_HP | Annual | FALSE
Any | SWHC046P | ECC | ex | CZ14 | cDXHP | SWHC046-01 | ExAnte2019 | IOU workpaper | 2019-11-06 | Cap-Tons | 1 |  |  | 113.6453 | 0 | 29.8227 | 8.0035 | 0 | 30.6499 | [6 empty] | DEER:HVAC_Split-Package_HP | Annual | FALSE
Any | SWHC046P | ECC | ex | CZ15 | cDXHP | SWHC046-01 | ExAnte2019 | IOU workpaper | 2019-11-06 | Cap-Tons | 1 |  |  | 312.0036 | 0 | 3.057 | 179.0801 | 0 | 3.2825 | [6 empty] | DEER:HVAC_Split-Package_HP | Annual | FALSE
Any | SWHC046P | ECC | ex | CZ16 | cDXHP | SWHC046-01 | ExAnte2019 | IOU workpaper | 2019-11-06 | Cap-Tons | 1 |  |  | -368.1239 | 0 | 89.2745 | -447.2088 | 0 | 90.6794 | [6 empty] | DEER:HVAC_Split-Package_HP | Annual | FALSE
Any | SWHC046P | EPr | ex | CZ01 | cDXHP | SWHC046-01 | ExAnte2019 | IOU workpaper | 2019-11-06 | Cap-Tons | 1 |  |  | -348.5923 | 0 | 89.1725 | -390.0604 | 0 | 90.6057 | [6 empty] | DEER:HVAC_Split-Package_HP | Annual | FALSE
Any | SWHC046P | EPr | ex | CZ02 | cDXHP | SWHC046-01 | ExAnte2019 | IOU workpaper | 2019-11-06 | Cap-Tons | 1 |  |  | -128.9263 | 0 | 49.7095 | -184.4641 | 0 | 50.5666 | [6 empty] | DEER:HVAC_Split-Package_HP | Annual | FALSE
Any | SWHC046P | EPr | ex | CZ03 | cDXHP | SWHC046-01 | ExAnte2019 | IOU workpaper | 2019-11-06 | Cap-Tons | 1 |  |  | -77.6849 | 0 | 43.3233 | -124.6774 | 0 | 44.2835 | [6 empty] | DEER:HVAC_Split-Package_HP | Annual | FALSE
Any | SWHC046P | EPr | ex | CZ04 | cDXHP | SWHC046-01 | ExAnte2019 | IOU workpaper | 2019-11-06 | Cap-Tons | 1 |  |  | -43.428 | 0 | 35.1665 | -100.6278 | 0 | 35.9169 | [6 empty] | DEER:HVAC_Split-Package_HP | Annual | FALSE
Any | SWHC046P | EPr | ex | CZ05 | cDXHP | SWHC046-01 | ExAnte2019 | IOU workpaper | 2019-11-06 | Cap-Tons | 1 |  |  | -91.2662 | 0 | 42.3872 | -139.3111 | 0 | 43.2929 | [6 empty] | DEER:HVAC_Split-Package_HP | Annual | FALSE
Any | SWHC046P | EPr | ex | CZ06 | cDXHP | SWHC046-01 | ExAnte2019 | IOU workpaper | 2019-11-06 | Cap-Tons | 1 |  |  | 54.3195 | 0 | 17.7611 | -3.0485 | 0 | 18.3216 | [6 empty] | DEER:HVAC_Split-Package_HP | Annual | FALSE
Any | SWHC046P | EPr | ex | CZ07 | cDXHP | SWHC046-01 | ExAnte2019 | IOU workpaper | 2019-11-06 | Cap-Tons | 1 |  |  | 67.515 | 0 | 13.622 | 13.5984 | 0 | 14.1455 | [6 empty] | DEER:HVAC_Split-Package_HP | Annual | FALSE
Any | SWHC046P | EPr | ex | CZ08 | cDXHP | SWHC046-01 | ExAnte2019 | IOU workpaper | 2019-11-06 | Cap-Tons | 1 |  |  | 76.9089 | 0 | 15.114 | 14.4093 | 0 | 15.6024 | [6 empty] | DEER:HVAC_Split-Package_HP | Annual | FALSE
Any | SWHC046P | EPr | ex | CZ09 | cDXHP | SWHC046-01 | ExAnte2019 | IOU workpaper | 2019-11-06 | Cap-Tons | 1 |  |  | 83.7283 | 0 | 17.588 | 22.6687 | 0 | 18.1502 | [6 empty] | DEER:HVAC_Split-Package_HP | Annual | FALSE
Any | SWHC046P | EPr | ex | CZ10 | cDXHP | SWHC046-01 | ExAnte2019 | IOU workpaper | 2019-11-06 | Cap-Tons | 1 |  |  | 83.9908 | 0 | 17.3271 | 18.1613 | 0 | 17.8359 | [6 empty] | DEER:HVAC_Split-Package_HP | Annual | FALSE
Any | SWHC046P | EPr | ex | CZ11 | cDXHP | SWHC046-01 | ExAnte2019 | IOU workpaper | 2019-11-06 | Cap-Tons | 1 |  |  | -36.9325 | 0 | 38.5934 | -103.3157 | 0 | 39.4411 | [6 empty] | DEER:HVAC_Split-Package_HP | Annual | FALSE
Any | SWHC046P | EPr | ex | CZ12 | cDXHP | SWHC046-01 | ExAnte2019 | IOU workpaper | 2019-11-06 | Cap-Tons | 1 |  |  | -63.0103 | 0 | 42.1473 | -124.9945 | 0 | 42.968 | [6 empty] | DEER:HVAC_Split-Package_HP | Annual | FALSE
Any | SWHC046P | EPr | ex | CZ13 | cDXHP | SWHC046-01 | ExAnte2019 | IOU workpaper | 2019-11-06 | Cap-Tons | 1 |  |  | -9.5972 | 0 | 34.2557 | -78.1242 | 0 | 35.0093 | [6 empty] | DEER:HVAC_Split-Package_HP | Annual | FALSE
Any | SWHC046P | EPr | ex | CZ14 | cDXHP | SWHC046-01 | ExAnte2019 | IOU workpaper | 2019-11-06 | Cap-Tons | 1 |  |  | -21.1133 | 0 | 34.8808 | -88.7425 | 0 | 35.6516 | [6 empty] | DEER:HVAC_Split-Package_HP | Annual | FALSE
Any | SWHC046P | EPr | ex | CZ15 | cDXHP | SWHC046-01 | ExAnte2019 | IOU workpaper | 2019-11-06 | Cap-Tons | 1 |  |  | 190.2909 | 0 | 4.9091 | 103.3664 | 0 | 5.1616 | [6 empty] | DEER:HVAC_Split-Package_HP | Annual | FALSE
Any | SWHC046P | EPr | ex | CZ16 | cDXHP | SWHC046-01 | ExAnte2019 | IOU workpaper | 2019-11-06 | Cap-Tons | 1 |  |  | -573.1663 | 0 | 107.9835 | -622.2738 | 0 | 109.1812 | [6 empty] | DEER:HVAC_Split-Package_HP | Annual | FALSE
Any | SWHC046P | ERC | ex | CZ01 | cDXHP | SWHC046-01 | ExAnte2019 | IOU workpaper | 2019-11-06 | Cap-Tons | 1 |  |  | -683.1563 | 0 | 131.6617 | -720.3759 | 0 | 132.9105 | [6 empty] | DEER:HVAC_Split-Package_HP | Annual | FALSE
Any | SWHC046P | ERC | ex | CZ02 | cDXHP | SWHC046-01 | ExAnte2019 | IOU workpaper | 2019-11-06 | Cap-Tons | 1 |  |  | -389.6623 | 0 | 82.0897 | -436.4353 | 0 | 82.8714 | [6 empty] | DEER:HVAC_Split-Package_HP | Annual | FALSE
Any | SWHC046P | ERC | ex | CZ03 | cDXHP | SWHC046-01 | ExAnte2019 | IOU workpaper | 2019-11-06 | Cap-Tons | 1 |  |  | -237.5998 | 0 | 63.2982 | -277.7281 | 0 | 64.0724 | [6 empty] | DEER:HVAC_Split-Package_HP | Annual | FALSE
Any | SWHC046P | ERC | ex | CZ04 | cDXHP | SWHC046-01 | ExAnte2019 | IOU workpaper | 2019-11-06 | Cap-Tons | 1 |  |  | -241.1847 | 0 | 56.7067 | -288.6224 | 0 | 57.3437 | [6 empty] | DEER:HVAC_Split-Package_HP | Annual | FALSE
Any | SWHC046P | ERC | ex | CZ05 | cDXHP | SWHC046-01 | ExAnte2019 | IOU workpaper | 2019-11-06 | Cap-Tons | 1 |  |  | -322.3294 | 0 | 70.9796 | -365.8963 | 0 | 71.6541 | [6 empty] | DEER:HVAC_Split-Package_HP | Annual | FALSE
Any | SWHC046P | ERC | ex | CZ06 | cDXHP | SWHC046-01 | ExAnte2019 | IOU workpaper | 2019-11-06 | Cap-Tons | 1 |  |  | -67.0722 | 0 | 30.0753 | -115.6379 | 0 | 30.4744 | [6 empty] | DEER:HVAC_Split-Package_HP | Annual | FALSE
Any | SWHC046P | ERC | ex | CZ07 | cDXHP | SWHC046-01 | ExAnte2019 | IOU workpaper | 2019-11-06 | Cap-Tons | 1 |  |  | -14.8664 | 0 | 19.6516 | -59.8284 | 0 | 19.9824 | [6 empty] | DEER:HVAC_Split-Package_HP | Annual | FALSE
Any | SWHC046P | ERC | ex | CZ08 | cDXHP | SWHC046-01 | ExAnte2019 | IOU workpaper | 2019-11-06 | Cap-Tons | 1 |  |  | -32.874 | 0 | 26.6458 | -85.027 | 0 | 27.0235 | [6 empty] | DEER:HVAC_Split-Package_HP | Annual | FALSE
Any | SWHC046P | ERC | ex | CZ09 | cDXHP | SWHC046-01 | ExAnte2019 | IOU workpaper | 2019-11-06 | Cap-Tons | 1 |  |  | -16.8475 | 0 | 26.5406 | -66.7264 | 0 | 26.9481 | [6 empty] | DEER:HVAC_Split-Package_HP | Annual | FALSE
Any | SWHC046P | ERC | ex | CZ10 | cDXHP | SWHC046-01 | ExAnte2019 | IOU workpaper | 2019-11-06 | Cap-Tons | 1 |  |  | -43.2463 | 0 | 29.875 | -96.9586 | 0 | 30.2927 | [6 empty] | DEER:HVAC_Split-Package_HP | Annual | FALSE
Any | SWHC046P | ERC | ex | CZ11 | cDXHP | SWHC046-01 | ExAnte2019 | IOU workpaper | 2019-11-06 | Cap-Tons | 1 |  |  | -202.4482 | 0 | 54.8041 | -258.2866 | 0 | 55.4819 | [6 empty] | DEER:HVAC_Split-Package_HP | Annual | FALSE
Any | SWHC046P | ERC | ex | CZ12 | cDXHP | SWHC046-01 | ExAnte2019 | IOU workpaper | 2019-11-06 | Cap-Tons | 1 |  |  | -250.2606 | 0 | 61.8744 | -300.8725 | 0 | 62.5443 | [6 empty] | DEER:HVAC_Split-Package_HP | Annual | FALSE
Any | SWHC046P | ERC | ex | CZ13 | cDXHP | SWHC046-01 | ExAnte2019 | IOU workpaper | 2019-11-06 | Cap-Tons | 1 |  |  | -162.3394 | 0 | 49.2898 | -220.008 | 0 | 49.9268 | [6 empty] | DEER:HVAC_Split-Package_HP | Annual | FALSE
Any | SWHC046P | ERC | ex | CZ14 | cDXHP | SWHC046-01 | ExAnte2019 | IOU workpaper | 2019-11-06 | Cap-Tons | 1 |  |  | -194.4297 | 0 | 51.4543 | -251.7523 | 0 | 52.0345 | [6 empty] | DEER:HVAC_Split-Package_HP | Annual | FALSE
Any | SWHC046P | ERC | ex | CZ15 | cDXHP | SWHC046-01 | ExAnte2019 | IOU workpaper | 2019-11-06 | Cap-Tons | 1 |  |  | 122.2975 | 0 | 8.1507 | 45.2073 | 0 | 8.3568 | [6 empty] | DEER:HVAC_Split-Package_HP | Annual | FALSE
Any | SWHC046P | ERC | ex | CZ16 | cDXHP | SWHC046-01 | ExAnte2019 | IOU workpaper | 2019-11-06 | Cap-Tons | 1 |  |  | -964.8046 | 0 | 145.2318 | -1008.369 | 0 | 146.2976 | [6 empty] | DEER:HVAC_Split-Package_HP | Annual | FALSE
Any | SWHC046P | ESe | ex | CZ01 | cDXHP | SWHC046-01 | ExAnte2019 | IOU workpaper | 2019-11-06 | Cap-Tons | 1 |  |  | -293.4463 | 0 | 81.8499 | -338.471 | 0 | 83.3021 | [6 empty] | DEER:HVAC_Split-Package_HP | Annual | FALSE
Any | SWHC046P | ESe | ex | CZ02 | cDXHP | SWHC046-01 | ExAnte2019 | IOU workpaper | 2019-11-06 | Cap-Tons | 1 |  |  | -109.7401 | 0 | 49.7206 | -169.0685 | 0 | 50.6527 | [6 empty] | DEER:HVAC_Split-Package_HP | Annual | FALSE
Any | SWHC046P | ESe | ex | CZ03 | cDXHP | SWHC046-01 | ExAnte2019 | IOU workpaper | 2019-11-06 | Cap-Tons | 1 |  |  | -23.19 | 0 | 34.4789 | -75.1429 | 0 | 35.3734 | [6 empty] | DEER:HVAC_Split-Package_HP | Annual | FALSE
Any | SWHC046P | ESe | ex | CZ04 | cDXHP | SWHC046-01 | ExAnte2019 | IOU workpaper | 2019-11-06 | Cap-Tons | 1 |  |  | -6.8359 | 0 | 31.5783 | -70.1441 | 0 | 32.3162 | [6 empty] | DEER:HVAC_Split-Package_HP | Annual | FALSE
Any | SWHC046P | ESe | ex | CZ05 | cDXHP | SWHC046-01 | ExAnte2019 | IOU workpaper | 2019-11-06 | Cap-Tons | 1 |  |  | -27.1046 | 0 | 33.2559 | -80.1396 | 0 | 34.0628 | [6 empty] | DEER:HVAC_Split-Package_HP | Annual | FALSE
Any | SWHC046P | ESe | ex | CZ06 | cDXHP | SWHC046-01 | ExAnte2019 | IOU workpaper | 2019-11-06 | Cap-Tons | 1 |  |  | 94.4845 | 0 | 13.6147 | 30.0847 | 0 | 14.0859 | [6 empty] | DEER:HVAC_Split-Package_HP | Annual | FALSE
Any | SWHC046P | ESe | ex | CZ07 | cDXHP | SWHC046-01 | ExAnte2019 | IOU workpaper | 2019-11-06 | Cap-Tons | 1 |  |  | 108.1463 | 0 | 9.376 | 46.4099 | 0 | 9.7622 | [6 empty] | DEER:HVAC_Split-Package_HP | Annual | FALSE
Any | SWHC046P | ESe | ex | CZ08 | cDXHP | SWHC046-01 | ExAnte2019 | IOU workpaper | 2019-11-06 | Cap-Tons | 1 |  |  | 108.381 | 0 | 12.7227 | 36.0649 | 0 | 13.1647 | [6 empty] | DEER:HVAC_Split-Package_HP | Annual | FALSE
Any | SWHC046P | ESe | ex | CZ09 | cDXHP | SWHC046-01 | ExAnte2019 | IOU workpaper | 2019-11-06 | Cap-Tons | 1 |  |  | 115.0035 | 0 | 14.5015 | 44.452 | 0 | 15.0388 | [6 empty] | DEER:HVAC_Split-Package_HP | Annual | FALSE
Any | SWHC046P | ESe | ex | CZ10 | cDXHP | SWHC046-01 | ExAnte2019 | IOU workpaper | 2019-11-06 | Cap-Tons | 1 |  |  | 99.9892 | 0 | 18.1936 | 26.9696 | 0 | 18.7719 | [6 empty] | DEER:HVAC_Split-Package_HP | Annual | FALSE
Any | SWHC046P | ESe | ex | CZ11 | cDXHP | SWHC046-01 | ExAnte2019 | IOU workpaper | 2019-11-06 | Cap-Tons | 1 |  |  | -32.6824 | 0 | 41.2774 | -108.0134 | 0 | 42.1609 | [6 empty] | DEER:HVAC_Split-Package_HP | Annual | FALSE
Any | SWHC046P | ESe | ex | CZ12 | cDXHP | SWHC046-01 | ExAnte2019 | IOU workpaper | 2019-11-06 | Cap-Tons | 1 |  |  | -58.3117 | 0 | 43.8266 | -126.34 | 0 | 44.716 | [6 empty] | DEER:HVAC_Split-Package_HP | Annual | FALSE
Any | SWHC046P | ESe | ex | CZ13 | cDXHP | SWHC046-01 | ExAnte2019 | IOU workpaper | 2019-11-06 | Cap-Tons | 1 |  |  | -0.0218 | 0 | 36.1794 | -77.674 | 0 | 36.9942 | [6 empty] | DEER:HVAC_Split-Package_HP | Annual | FALSE
Any | SWHC046P | ESe | ex | CZ14 | cDXHP | SWHC046-01 | ExAnte2019 | IOU workpaper | 2019-11-06 | Cap-Tons | 1 |  |  | -17.9567 | 0 | 37.902 | -93.5043 | 0 | 38.7337 | [6 empty] | DEER:HVAC_Split-Package_HP | Annual | FALSE
Any | SWHC046P | ESe | ex | CZ15 | cDXHP | SWHC046-01 | ExAnte2019 | IOU workpaper | 2019-11-06 | Cap-Tons | 1 |  |  | 208.9894 | 0 | 5.3104 | 110.8333 | 0 | 5.6003 | [6 empty] | DEER:HVAC_Split-Package_HP | Annual | FALSE
Any | SWHC046P | ESe | ex | CZ16 | cDXHP | SWHC046-01 | ExAnte2019 | IOU workpaper | 2019-11-06 | Cap-Tons | 1 |  |  | -523.7395 | 0 | 99.0388 | -577.9723 | 0 | 100.256 | [6 empty] | DEER:HVAC_Split-Package_HP | Annual | FALSE
Any | SWHC046P | EUn | ex | CZ01 | cDXHP | SWHC046-01 | ExAnte2019 | IOU workpaper | 2019-11-06 | Cap-Tons | 1 |  |  | -211.8206 | 0 | 87.4244 | -287.4443 | 0 | 89.3643 | [6 empty] | DEER:HVAC_Split-Package_HP | Annual | FALSE
Any | SWHC046P | EUn | ex | CZ02 | cDXHP | SWHC046-01 | ExAnte2019 | IOU workpaper | 2019-11-06 | Cap-Tons | 1 |  |  | -30.2642 | 0 | 54.4383 | -131.752 | 0 | 55.5966 | [6 empty] | DEER:HVAC_Split-Package_HP | Annual | FALSE
Any | SWHC046P | EUn | ex | CZ03 | cDXHP | SWHC046-01 | ExAnte2019 | IOU workpaper | 2019-11-06 | Cap-Tons | 1 |  |  | 31.8602 | 0 | 43.5784 | -53.4947 | 0 | 44.819 | [6 empty] | DEER:HVAC_Split-Package_HP | Annual | FALSE
Any | SWHC046P | EUn | ex | CZ04 | cDXHP | SWHC046-01 | ExAnte2019 | IOU workpaper | 2019-11-06 | Cap-Tons | 1 |  |  | 45.2359 | 0 | 39.8829 | -57.8628 | 0 | 40.8704 | [6 empty] | DEER:HVAC_Split-Package_HP | Annual | FALSE
Any | SWHC046P | EUn | ex | CZ05 | cDXHP | SWHC046-01 | ExAnte2019 | IOU workpaper | 2019-11-06 | Cap-Tons | 1 |  |  | 10.31 | 0 | 44.6619 | -75.5074 | 0 | 45.8593 | [6 empty] | DEER:HVAC_Split-Package_HP | Annual | FALSE
Any | SWHC046P | EUn | ex | CZ06 | cDXHP | SWHC046-01 | ExAnte2019 | IOU workpaper | 2019-11-06 | Cap-Tons | 1 |  |  | 172.5213 | 0 | 18.5924 | 68.2206 | 0 | 19.218 | [6 empty] | DEER:HVAC_Split-Package_HP | Annual | FALSE
Any | SWHC046P | EUn | ex | CZ07 | cDXHP | SWHC046-01 | ExAnte2019 | IOU workpaper | 2019-11-06 | Cap-Tons | 1 |  |  | 183.5475 | 0 | 13.2808 | 84.7596 | 0 | 13.818 | [6 empty] | DEER:HVAC_Split-Package_HP | Annual | FALSE
Any | SWHC046P | EUn | ex | CZ08 | cDXHP | SWHC046-01 | ExAnte2019 | IOU workpaper | 2019-11-06 | Cap-Tons | 1 |  |  | 187.5348 | 0 | 17.9425 | 72.5964 | 0 | 18.5528 | [6 empty] | DEER:HVAC_Split-Package_HP | Annual | FALSE
Any | SWHC046P | EUn | ex | CZ09 | cDXHP | SWHC046-01 | ExAnte2019 | IOU workpaper | 2019-11-06 | Cap-Tons | 1 |  |  | 206.0956 | 0 | 19.3198 | 93.8849 | 0 | 20.0445 | [6 empty] | DEER:HVAC_Split-Package_HP | Annual | FALSE
Any | SWHC046P | EUn | ex | CZ10 | cDXHP | SWHC046-01 | ExAnte2019 | IOU workpaper | 2019-11-06 | Cap-Tons | 1 |  |  | 205.5053 | 0 | 20.5657 | 86.2296 | 0 | 21.2458 | [6 empty] | DEER:HVAC_Split-Package_HP | Annual | FALSE
Any | SWHC046P | EUn | ex | CZ11 | cDXHP | SWHC046-01 | ExAnte2019 | IOU workpaper | 2019-11-06 | Cap-Tons | 1 |  |  | 93.6295 | 0 | 41.9968 | -28.6123 | 0 | 43.0312 | [6 empty] | DEER:HVAC_Split-Package_HP | Annual | FALSE
Any | SWHC046P | EUn | ex | CZ12 | cDXHP | SWHC046-01 | ExAnte2019 | IOU workpaper | 2019-11-06 | Cap-Tons | 1 |  |  | 57.9823 | 0 | 45.0625 | -56.0982 | 0 | 46.1227 | [6 empty] | DEER:HVAC_Split-Package_HP | Annual | FALSE
Any | SWHC046P | EUn | ex | CZ13 | cDXHP | SWHC046-01 | ExAnte2019 | IOU workpaper | 2019-11-06 | Cap-Tons | 1 |  |  | 124.4328 | 0 | 36.871 | 0.1712 | 0 | 37.8126 | [6 empty] | DEER:HVAC_Split-Package_HP | Annual | FALSE
Any | SWHC046P | EUn | ex | CZ14 | cDXHP | SWHC046-01 | ExAnte2019 | IOU workpaper | 2019-11-06 | Cap-Tons | 1 |  |  | 99.7898 | 0 | 39.9814 | -22.22 | 0 | 40.9415 | [6 empty] | DEER:HVAC_Split-Package_HP | Annual | FALSE
Any | SWHC046P | EUn | ex | CZ15 | cDXHP | SWHC046-01 | ExAnte2019 | IOU workpaper | 2019-11-06 | Cap-Tons | 1 |  |  | 350.7528 | 0 | 5.9417 | 200.7657 | 0 | 6.2616 | [6 empty] | DEER:HVAC_Split-Package_HP | Annual | FALSE
Any | SWHC046P | EUn | ex | CZ16 | cDXHP | SWHC046-01 | ExAnte2019 | IOU workpaper | 2019-11-06 | Cap-Tons | 1 |  |  | -460.657 | 0 | 105.8118 | -551.1349 | 0 | 107.3707 | [6 empty] | DEER:HVAC_Split-Package_HP | Annual | FALSE
Any | SWHC046P | Gro | ex | CZ01 | cDXHP | SWHC046-01 | ExAnte2019 | IOU workpaper | 2019-11-06 | Cap-Tons | 1 |  |  | -2046.0968 | 0 | 486.8445 | -2269.243 | 0 | 495.8101 | [6 empty] | DEER:HVAC_Split-Package_HP | Annual | FALSE
Any | SWHC046P | Gro | ex | CZ02 | cDXHP | SWHC046-01 | ExAnte2019 | IOU workpaper | 2019-11-06 | Cap-Tons | 1 |  |  | -301.3581 | 0 | 162.6221 | -476.6596 | 0 | 167.0243 | [6 empty] | DEER:HVAC_Split-Package_HP | Annual | FALSE
Any | SWHC046P | Gro | ex | CZ03 | cDXHP | SWHC046-01 | ExAnte2019 | IOU workpaper | 2019-11-06 | Cap-Tons | 1 |  |  | -484.0679 | 0 | 215.1071 | -670.6759 | 0 | 220.7772 | [6 empty] | DEER:HVAC_Split-Package_HP | Annual | FALSE
Any | SWHC046P | Gro | ex | CZ04 | cDXHP | SWHC046-01 | ExAnte2019 | IOU workpaper | 2019-11-06 | Cap-Tons | 1 |  |  | -125.2722 | 0 | 141.7968 | -304.0892 | 0 | 145.9162 | [6 empty] | DEER:HVAC_Split-Package_HP | Annual | FALSE
Any | SWHC046P | Gro | ex | CZ05 | cDXHP | SWHC046-01 | ExAnte2019 | IOU workpaper | 2019-11-06 | Cap-Tons | 1 |  |  | -667.0317 | 0 | 253.0518 | -867.8528 | 0 | 259.3173 | [6 empty] | DEER:HVAC_Split-Package_HP | Annual | FALSE
Any | SWHC046P | Gro | ex | CZ06 | cDXHP | SWHC046-01 | ExAnte2019 | IOU workpaper | 2019-11-06 | Cap-Tons | 1 |  |  | 70.0183 | 0 | 90.73 | -96.6448 | 0 | 94.083 | [6 empty] | DEER:HVAC_Split-Package_HP | Annual | FALSE
Any | SWHC046P | Gro | ex | CZ07 | cDXHP | SWHC046-01 | ExAnte2019 | IOU workpaper | 2019-11-06 | Cap-Tons | 1 |  |  | 166.2908 | 0 | 103.2547 | -43.7334 | 0 | 107.6528 | [6 empty] | DEER:HVAC_Split-Package_HP | Annual | FALSE
Any | SWHC046P | Gro | ex | CZ08 | cDXHP | SWHC046-01 | ExAnte2019 | IOU workpaper | 2019-11-06 | Cap-Tons | 1 |  |  | 279.1135 | 0 | 75.425 | 93.2738 | 0 | 78.4697 | [6 empty] | DEER:HVAC_Split-Package_HP | Annual | FALSE
Any | SWHC046P | Gro | ex | CZ09 | cDXHP | SWHC046-01 | ExAnte2019 | IOU workpaper | 2019-11-06 | Cap-Tons | 1 |  |  | 301.7234 | 0 | 68.649 | 115.0216 | 0 | 71.7977 | [6 empty] | DEER:HVAC_Split-Package_HP | Annual | FALSE
Any | SWHC046P | Gro | ex | CZ10 | cDXHP | SWHC046-01 | ExAnte2019 | IOU workpaper | 2019-11-06 | Cap-Tons | 1 |  |  | 266.3077 | 0 | 77.2602 | 74.8292 | 0 | 80.3919 | [6 empty] | DEER:HVAC_Split-Package_HP | Annual | FALSE
Any | SWHC046P | Gro | ex | CZ11 | cDXHP | SWHC046-01 | ExAnte2019 | IOU workpaper | 2019-11-06 | Cap-Tons | 1 |  |  | 4.6294 | 0 | 108.3552 | -191.0814 | 0 | 111.9016 | [6 empty] | DEER:HVAC_Split-Package_HP | Annual | FALSE
Any | SWHC046P | Gro | ex | CZ12 | cDXHP | SWHC046-01 | ExAnte2019 | IOU workpaper | 2019-11-06 | Cap-Tons | 1 |  |  | -8.8914 | 0 | 109.8729 | -192.3363 | 0 | 113.6307 | [6 empty] | DEER:HVAC_Split-Package_HP | Annual | FALSE
Any | SWHC046P | Gro | ex | CZ13 | cDXHP | SWHC046-01 | ExAnte2019 | IOU workpaper | 2019-11-06 | Cap-Tons | 1 |  |  | 89.6381 | 0 | 99.7323 | -108.7923 | 0 | 103.0754 | [6 empty] | DEER:HVAC_Split-Package_HP | Annual | FALSE
Any | SWHC046P | Gro | ex | CZ14 | cDXHP | SWHC046-01 | ExAnte2019 | IOU workpaper | 2019-11-06 | Cap-Tons | 1 |  |  | 34.5962 | 0 | 106.2657 | -162.4185 | 0 | 109.7289 | [6 empty] | DEER:HVAC_Split-Package_HP | Annual | FALSE
Any | SWHC046P | Gro | ex | CZ15 | cDXHP | SWHC046-01 | ExAnte2019 | IOU workpaper | 2019-11-06 | Cap-Tons | 1 |  |  | 614.85 | 0 | 23.9306 | 385.8418 | 0 | 25.6488 | [6 empty] | DEER:HVAC_Split-Package_HP | Annual | FALSE
Any | SWHC046P | Gro | ex | CZ16 | cDXHP | SWHC046-01 | ExAnte2019 | IOU workpaper | 2019-11-06 | Cap-Tons | 1 |  |  | -1589.7449 | 0 | 339.1115 | -1786.0393 | 0 | 344.6283 | [6 empty] | DEER:HVAC_Split-Package_HP | Annual | FALSE
Any | SWHC046P | Hsp | ex | CZ01 | cDXHP | SWHC046-01 | ExAnte2019 | IOU workpaper | 2019-11-06 | Cap-Tons | 1 |  |  | 251.6088 | 0 | 77.0962 | 85.7009 | 0 | 82.6661 | [6 empty] | DEER:HVAC_Split-Package_HP | Annual | FALSE
Any | SWHC046P | Hsp | ex | CZ02 | cDXHP | SWHC046-01 | ExAnte2019 | IOU workpaper | 2019-11-06 | Cap-Tons | 1 |  |  | 402.4913 | 0 | 49.9415 | 212.2283 | 0 | 53.4514 | [6 empty] | DEER:HVAC_Split-Package_HP | Annual | FALSE
Any | SWHC046P | Hsp | ex | CZ03 | cDXHP | SWHC046-01 | ExAnte2019 | IOU workpaper | 2019-11-06 | Cap-Tons | 1 |  |  | 444.1789 | 0 | 37.0345 | 269.9172 | 0 | 40.3883 | [6 empty] | DEER:HVAC_Split-Package_HP | Annual | FALSE
Any | SWHC046P | Hsp | ex | CZ04 | cDXHP | SWHC046-01 | ExAnte2019 | IOU workpaper | 2019-11-06 | Cap-Tons | 1 |  |  | 450.7754 | 0 | 37.1865 | 257.3466 | 0 | 39.9783 | [6 empty] | DEER:HVAC_Split-Package_HP | Annual | FALSE
Any | SWHC046P | Hsp | ex | CZ05 | cDXHP | SWHC046-01 | ExAnte2019 | IOU workpaper | 2019-11-06 | Cap-Tons | 1 |  |  | 418.9687 | 0 | 41.6978 | 244.6417 | 0 | 45.3315 | [6 empty] | DEER:HVAC_Split-Package_HP | Annual | FALSE
Any | SWHC046P | Hsp | ex | CZ06 | cDXHP | SWHC046-01 | ExAnte2019 | IOU workpaper | 2019-11-06 | Cap-Tons | 1 |  |  | 549.7625 | 0 | 17.7838 | 351.5061 | 0 | 19.6284 | [6 empty] | DEER:HVAC_Split-Package_HP | Annual | FALSE
Any | SWHC046P | Hsp | ex | CZ07 | cDXHP | SWHC046-01 | ExAnte2019 | IOU workpaper | 2019-11-06 | Cap-Tons | 1 |  |  | 576.5626 | 0 | 7.6804 | 383.1782 | 0 | 8.8971 | [6 empty] | DEER:HVAC_Split-Package_HP | Annual | FALSE
Any | SWHC046P | Hsp | ex | CZ08 | cDXHP | SWHC046-01 | ExAnte2019 | IOU workpaper | 2019-11-06 | Cap-Tons | 1 |  |  | 587.6727 | 0 | 13.3892 | 381.0031 | 0 | 14.9149 | [6 empty] | DEER:HVAC_Split-Package_HP | Annual | FALSE
Any | SWHC046P | Hsp | ex | CZ09 | cDXHP | SWHC046-01 | ExAnte2019 | IOU workpaper | 2019-11-06 | Cap-Tons | 1 |  |  | 573.0375 | 0 | 18.6329 | 364.6307 | 0 | 20.4589 | [6 empty] | DEER:HVAC_Split-Package_HP | Annual | FALSE
Any | SWHC046P | Hsp | ex | CZ10 | cDXHP | SWHC046-01 | ExAnte2019 | IOU workpaper | 2019-11-06 | Cap-Tons | 1 |  |  | 577.8527 | 0 | 22.6343 | 364.3412 | 0 | 24.6273 | [6 empty] | DEER:HVAC_Split-Package_HP | Annual | FALSE
Any | SWHC046P | Hsp | ex | CZ11 | cDXHP | SWHC046-01 | ExAnte2019 | IOU workpaper | 2019-11-06 | Cap-Tons | 1 |  |  | 441.6181 | 0 | 48.5972 | 223.1178 | 0 | 51.4601 | [6 empty] | DEER:HVAC_Split-Package_HP | Annual | FALSE
Any | SWHC046P | Hsp | ex | CZ12 | cDXHP | SWHC046-01 | ExAnte2019 | IOU workpaper | 2019-11-06 | Cap-Tons | 1 |  |  | 442.3174 | 0 | 45.7941 | 237.7641 | 0 | 48.7415 | [6 empty] | DEER:HVAC_Split-Package_HP | Annual | FALSE
Any | SWHC046P | Hsp | ex | CZ13 | cDXHP | SWHC046-01 | ExAnte2019 | IOU workpaper | 2019-11-06 | Cap-Tons | 1 |  |  | 479.5329 | 0 | 42.8798 | 259.0968 | 0 | 45.539 | [6 empty] | DEER:HVAC_Split-Package_HP | Annual | FALSE
Any | SWHC046P | Hsp | ex | CZ14 | cDXHP | SWHC046-01 | ExAnte2019 | IOU workpaper | 2019-11-06 | Cap-Tons | 1 |  |  | 403.8557 | 0 | 54.2206 | 185.5654 | 0 | 57.1257 | [6 empty] | DEER:HVAC_Split-Package_HP | Annual | FALSE
Any | SWHC046P | Hsp | ex | CZ15 | cDXHP | SWHC046-01 | ExAnte2019 | IOU workpaper | 2019-11-06 | Cap-Tons | 1 |  |  | 700.8812 | 0 | 8.2664 | 446.4779 | 0 | 9.1517 | [6 empty] | DEER:HVAC_Split-Package_HP | Annual | FALSE
Any | SWHC046P | Hsp | ex | CZ16 | cDXHP | SWHC046-01 | ExAnte2019 | IOU workpaper | 2019-11-06 | Cap-Tons | 1 |  |  | -102.6799 | 0 | 119.8929 | -286.8706 | 0 | 124.1237 | [6 empty] | DEER:HVAC_Split-Package_HP | Annual | FALSE
Any | SWHC046P | Htl | ex | CZ01 | cDXHP | SWHC046-01 | ExAnte2019 | IOU workpaper | 2019-11-06 | Cap-Tons | 1 |  |  | -809.623 | 0 | 218.9019 | -940.0925 | 0 | 223.0052 | [6 empty] | DEER:HVAC_Split-Package_HP | Annual | FALSE
Any | SWHC046P | Htl | ex | CZ02 | cDXHP | SWHC046-01 | ExAnte2019 | IOU workpaper | 2019-11-06 | Cap-Tons | 1 |  |  | -353.1132 | 0 | 137.7514 | -510.2855 | 0 | 140.5848 | [6 empty] | DEER:HVAC_Split-Package_HP | Annual | FALSE
Any | SWHC046P | Htl | ex | CZ03 | cDXHP | SWHC046-01 | ExAnte2019 | IOU workpaper | 2019-11-06 | Cap-Tons | 1 |  |  | -183.5154 | 0 | 118.7201 | -325.6463 | 0 | 121.7653 | [6 empty] | DEER:HVAC_Split-Package_HP | Annual | FALSE
Any | SWHC046P | Htl | ex | CZ04 | cDXHP | SWHC046-01 | ExAnte2019 | IOU workpaper | 2019-11-06 | Cap-Tons | 1 |  |  | -148.4885 | 0 | 99.679 | -308.1216 | 0 | 102.1093 | [6 empty] | DEER:HVAC_Split-Package_HP | Annual | FALSE
Any | SWHC046P | Htl | ex | CZ05 | cDXHP | SWHC046-01 | ExAnte2019 | IOU workpaper | 2019-11-06 | Cap-Tons | 1 |  |  | -278.4422 | 0 | 128.0878 | -420.3633 | 0 | 131.1452 | [6 empty] | DEER:HVAC_Split-Package_HP | Annual | FALSE
Any | SWHC046P | Htl | ex | CZ06 | cDXHP | SWHC046-01 | ExAnte2019 | IOU workpaper | 2019-11-06 | Cap-Tons | 1 |  |  | 160.1372 | 0 | 58.5376 | -7.4283 | 0 | 60.4898 | [6 empty] | DEER:HVAC_Split-Package_HP | Annual | FALSE
Any | SWHC046P | Htl | ex | CZ07 | cDXHP | SWHC046-01 | ExAnte2019 | IOU workpaper | 2019-11-06 | Cap-Tons | 1 |  |  | 239.4956 | 0 | 40.3463 | 77.0205 | 0 | 42.0976 | [6 empty] | DEER:HVAC_Split-Package_HP | Annual | FALSE
Any | SWHC046P | Htl | ex | CZ08 | cDXHP | SWHC046-01 | ExAnte2019 | IOU workpaper | 2019-11-06 | Cap-Tons | 1 |  |  | 248.5138 | 0 | 47.6629 | 64.8802 | 0 | 49.3754 | [6 empty] | DEER:HVAC_Split-Package_HP | Annual | FALSE
Any | SWHC046P | Htl | ex | CZ09 | cDXHP | SWHC046-01 | ExAnte2019 | IOU workpaper | 2019-11-06 | Cap-Tons | 1 |  |  | 248.8819 | 0 | 52.0639 | 69.1992 | 0 | 53.9673 | [6 empty] | DEER:HVAC_Split-Package_HP | Annual | FALSE
Any | SWHC046P | Htl | ex | CZ10 | cDXHP | SWHC046-01 | ExAnte2019 | IOU workpaper | 2019-11-06 | Cap-Tons | 1 |  |  | 214.4944 | 0 | 61.1291 | 26.4983 | 0 | 63.0422 | [6 empty] | DEER:HVAC_Split-Package_HP | Annual | FALSE
Any | SWHC046P | Htl | ex | CZ11 | cDXHP | SWHC046-01 | ExAnte2019 | IOU workpaper | 2019-11-06 | Cap-Tons | 1 |  |  | -37.1903 | 0 | 102.5058 | -229.0459 | 0 | 104.898 | [6 empty] | DEER:HVAC_Split-Package_HP | Annual | FALSE
Any | SWHC046P | Htl | ex | CZ12 | cDXHP | SWHC046-01 | ExAnte2019 | IOU workpaper | 2019-11-06 | Cap-Tons | 1 |  |  | -82.7162 | 0 | 109.0538 | -261.2885 | 0 | 111.6115 | [6 empty] | DEER:HVAC_Split-Package_HP | Annual | FALSE
Any | SWHC046P | Htl | ex | CZ13 | cDXHP | SWHC046-01 | ExAnte2019 | IOU workpaper | 2019-11-06 | Cap-Tons | 1 |  |  | 38.9219 | 0 | 91.5544 | -154.9509 | 0 | 93.8127 | [6 empty] | DEER:HVAC_Split-Package_HP | Annual | FALSE
Any | SWHC046P | Htl | ex | CZ14 | cDXHP | SWHC046-01 | ExAnte2019 | IOU workpaper | 2019-11-06 | Cap-Tons | 1 |  |  | -81.4056 | 0 | 106.0063 | -272.126 | 0 | 108.3606 | [6 empty] | DEER:HVAC_Split-Package_HP | Annual | FALSE
Any | SWHC046P | Htl | ex | CZ15 | cDXHP | SWHC046-01 | ExAnte2019 | IOU workpaper | 2019-11-06 | Cap-Tons | 1 |  |  | 529.8531 | 0 | 22.482 | 295.9693 | 0 | 23.571 | [6 empty] | DEER:HVAC_Split-Package_HP | Annual | FALSE
Any | SWHC046P | Htl | ex | CZ16 | cDXHP | SWHC046-01 | ExAnte2019 | IOU workpaper | 2019-11-06 | Cap-Tons | 1 |  |  | -1273.3539 | 0 | 238.2563 | -1422.9682 | 0 | 241.3107 | [6 empty] | DEER:HVAC_Split-Package_HP | Annual | FALSE
Any | SWHC046P | MBT | ex | CZ01 | cDXHP | SWHC046-01 | ExAnte2019 | IOU workpaper | 2019-11-06 | Cap-Tons | 1 |  |  | -100.8758 | 0 | 58.2177 | -170.5457 | 0 | 59.5441 | [6 empty] | DEER:HVAC_Split-Package_HP | Annual | FALSE
Any | SWHC046P | MBT | ex | CZ02 | cDXHP | SWHC046-01 | ExAnte2019 | IOU workpaper | 2019-11-06 | Cap-Tons | 1 |  |  | 53.3936 | 0 | 32.0404 | -36.2145 | 0 | 32.8151 | [6 empty] | DEER:HVAC_Split-Package_HP | Annual | FALSE
Any | SWHC046P | MBT | ex | CZ03 | cDXHP | SWHC046-01 | ExAnte2019 | IOU workpaper | 2019-11-06 | Cap-Tons | 1 |  |  | 76.9881 | 0 | 27.3217 | -3.7096 | 0 | 28.1629 | [6 empty] | DEER:HVAC_Split-Package_HP | Annual | FALSE
Any | SWHC046P | MBT | ex | CZ04 | cDXHP | SWHC046-01 | ExAnte2019 | IOU workpaper | 2019-11-06 | Cap-Tons | 1 |  |  | 102.7654 | 0 | 22.0012 | 9.9703 | 0 | 22.6372 | [6 empty] | DEER:HVAC_Split-Package_HP | Annual | FALSE
Any | SWHC046P | MBT | ex | CZ05 | cDXHP | SWHC046-01 | ExAnte2019 | IOU workpaper | 2019-11-06 | Cap-Tons | 1 |  |  | 64.6298 | 0 | 27.8181 | -17.4942 | 0 | 28.6502 | [6 empty] | DEER:HVAC_Split-Package_HP | Annual | FALSE
Any | SWHC046P | MBT | ex | CZ06 | cDXHP | SWHC046-01 | ExAnte2019 | IOU workpaper | 2019-11-06 | Cap-Tons | 1 |  |  | 169.2276 | 0 | 12.0719 | 71.1204 | 0 | 12.5579 | [6 empty] | DEER:HVAC_Split-Package_HP | Annual | FALSE
Any | SWHC046P | MBT | ex | CZ07 | cDXHP | SWHC046-01 | ExAnte2019 | IOU workpaper | 2019-11-06 | Cap-Tons | 1 |  |  | 168.7326 | 0 | 8.6652 | 75.1117 | 0 | 9.0858 | [6 empty] | DEER:HVAC_Split-Package_HP | Annual | FALSE
Any | SWHC046P | MBT | ex | CZ08 | cDXHP | SWHC046-01 | ExAnte2019 | IOU workpaper | 2019-11-06 | Cap-Tons | 1 |  |  | 187.0448 | 0 | 10.3618 | 84.2821 | 0 | 10.7817 | [6 empty] | DEER:HVAC_Split-Package_HP | Annual | FALSE
Any | SWHC046P | MBT | ex | CZ09 | cDXHP | SWHC046-01 | ExAnte2019 | IOU workpaper | 2019-11-06 | Cap-Tons | 1 |  |  | 209.6714 | 0 | 12.6885 | 109.6241 | 0 | 13.2121 | [6 empty] | DEER:HVAC_Split-Package_HP | Annual | FALSE
Any | SWHC046P | MBT | ex | CZ10 | cDXHP | SWHC046-01 | ExAnte2019 | IOU workpaper | 2019-11-06 | Cap-Tons | 1 |  |  | 206.6094 | 0 | 12.8991 | 101.3317 | 0 | 13.3647 | [6 empty] | DEER:HVAC_Split-Package_HP | Annual | FALSE
Any | SWHC046P | MBT | ex | CZ11 | cDXHP | SWHC046-01 | ExAnte2019 | IOU workpaper | 2019-11-06 | Cap-Tons | 1 |  |  | 150.6667 | 0 | 25.4201 | 47.0585 | 0 | 26.1645 | [6 empty] | DEER:HVAC_Split-Package_HP | Annual | FALSE
Any | SWHC046P | MBT | ex | CZ12 | cDXHP | SWHC046-01 | ExAnte2019 | IOU workpaper | 2019-11-06 | Cap-Tons | 1 |  |  | 119.5842 | 0 | 26.963 | 22.6818 | 0 | 27.7123 | [6 empty] | DEER:HVAC_Split-Package_HP | Annual | FALSE
Any | SWHC046P | MBT | ex | CZ13 | cDXHP | SWHC046-01 | ExAnte2019 | IOU workpaper | 2019-11-06 | Cap-Tons | 1 |  |  | 164.5871 | 0 | 23.0651 | 59.2214 | 0 | 23.7578 | [6 empty] | DEER:HVAC_Split-Package_HP | Annual | FALSE
Any | SWHC046P | MBT | ex | CZ14 | cDXHP | SWHC046-01 | ExAnte2019 | IOU workpaper | 2019-11-06 | Cap-Tons | 1 |  |  | 146.8213 | 0 | 26.4026 | 41.144 | 0 | 27.153 | [6 empty] | DEER:HVAC_Split-Package_HP | Annual | FALSE
Any | SWHC046P | MBT | ex | CZ15 | cDXHP | SWHC046-01 | ExAnte2019 | IOU workpaper | 2019-11-06 | Cap-Tons | 1 |  |  | 314.8685 | 0 | 3.995 | 186.0392 | 0 | 4.2406 | [6 empty] | DEER:HVAC_Split-Package_HP | Annual | FALSE
Any | SWHC046P | MBT | ex | CZ16 | cDXHP | SWHC046-01 | ExAnte2019 | IOU workpaper | 2019-11-06 | Cap-Tons | 1 |  |  | -273.5206 | 0 | 76.1537 | -357.7624 | 0 | 77.4249 | [6 empty] | DEER:HVAC_Split-Package_HP | Annual | FALSE
Any | SWHC046P | MLI | ex | CZ01 | cDXHP | SWHC046-01 | ExAnte2019 | IOU workpaper | 2019-11-06 | Cap-Tons | 1 |  |  | -425.7984 | 0 | 87.4118 | -483.2349 | 0 | 89.1956 | [6 empty] | DEER:HVAC_Split-Package_HP | Annual | FALSE
Any | SWHC046P | MLI | ex | CZ02 | cDXHP | SWHC046-01 | ExAnte2019 | IOU workpaper | 2019-11-06 | Cap-Tons | 1 |  |  | -152.3157 | 0 | 55.082 | -230.2047 | 0 | 56.3522 | [6 empty] | DEER:HVAC_Split-Package_HP | Annual | FALSE
Any | SWHC046P | MLI | ex | CZ03 | cDXHP | SWHC046-01 | ExAnte2019 | IOU workpaper | 2019-11-06 | Cap-Tons | 1 |  |  | -80.733 | 0 | 44.5672 | -145.9589 | 0 | 45.8279 | [6 empty] | DEER:HVAC_Split-Package_HP | Annual | FALSE
Any | SWHC046P | MLI | ex | CZ04 | cDXHP | SWHC046-01 | ExAnte2019 | IOU workpaper | 2019-11-06 | Cap-Tons | 1 |  |  | -67.4256 | 0 | 40.9144 | -145.3057 | 0 | 41.9715 | [6 empty] | DEER:HVAC_Split-Package_HP | Annual | FALSE
Any | SWHC046P | MLI | ex | CZ05 | cDXHP | SWHC046-01 | ExAnte2019 | IOU workpaper | 2019-11-06 | Cap-Tons | 1 |  |  | -127.4395 | 0 | 48.5252 | -192.7987 | 0 | 49.7348 | [6 empty] | DEER:HVAC_Split-Package_HP | Annual | FALSE
Any | SWHC046P | MLI | ex | CZ06 | cDXHP | SWHC046-01 | ExAnte2019 | IOU workpaper | 2019-11-06 | Cap-Tons | 1 |  |  | 91.3401 | 0 | 21.8541 | 10.4198 | 0 | 22.5601 | [6 empty] | DEER:HVAC_Split-Package_HP | Annual | FALSE
Any | SWHC046P | MLI | ex | CZ07 | cDXHP | SWHC046-01 | ExAnte2019 | IOU workpaper | 2019-11-06 | Cap-Tons | 1 |  |  | 138.2352 | 0 | 14.1536 | 61.4866 | 0 | 14.748 | [6 empty] | DEER:HVAC_Split-Package_HP | Annual | FALSE
Any | SWHC046P | MLI | ex | CZ08 | cDXHP | SWHC046-01 | ExAnte2019 | IOU workpaper | 2019-11-06 | Cap-Tons | 1 |  |  | 137.0133 | 0 | 20.0378 | 46.805 | 0 | 20.7165 | [6 empty] | DEER:HVAC_Split-Package_HP | Annual | FALSE
Any | SWHC046P | MLI | ex | CZ09 | cDXHP | SWHC046-01 | ExAnte2019 | IOU workpaper | 2019-11-06 | Cap-Tons | 1 |  |  | 146.8623 | 0 | 21.4624 | 55.8632 | 0 | 22.2383 | [6 empty] | DEER:HVAC_Split-Package_HP | Annual | FALSE
Any | SWHC046P | MLI | ex | CZ10 | cDXHP | SWHC046-01 | ExAnte2019 | IOU workpaper | 2019-11-06 | Cap-Tons | 1 |  |  | 135.7279 | 0 | 22.0011 | 41.2106 | 0 | 22.7522 | [6 empty] | DEER:HVAC_Split-Package_HP | Annual | FALSE
Any | SWHC046P | MLI | ex | CZ11 | cDXHP | SWHC046-01 | ExAnte2019 | IOU workpaper | 2019-11-06 | Cap-Tons | 1 |  |  | -7.5498 | 0 | 42.2789 | -103.2831 | 0 | 43.4683 | [6 empty] | DEER:HVAC_Split-Package_HP | Annual | FALSE
Any | SWHC046P | MLI | ex | CZ12 | cDXHP | SWHC046-01 | ExAnte2019 | IOU workpaper | 2019-11-06 | Cap-Tons | 1 |  |  | -31.1956 | 0 | 43.7271 | -119.2665 | 0 | 44.9241 | [6 empty] | DEER:HVAC_Split-Package_HP | Annual | FALSE
Any | SWHC046P | MLI | ex | CZ13 | cDXHP | SWHC046-01 | ExAnte2019 | IOU workpaper | 2019-11-06 | Cap-Tons | 1 |  |  | 39.8038 | 0 | 35.6887 | -57.7509 | 0 | 36.7709 | [6 empty] | DEER:HVAC_Split-Package_HP | Annual | FALSE
Any | SWHC046P | MLI | ex | CZ14 | cDXHP | SWHC046-01 | ExAnte2019 | IOU workpaper | 2019-11-06 | Cap-Tons | 1 |  |  | -39.7291 | 0 | 45.4378 | -138.3636 | 0 | 46.5987 | [6 empty] | DEER:HVAC_Split-Package_HP | Annual | FALSE
Any | SWHC046P | MLI | ex | CZ15 | cDXHP | SWHC046-01 | ExAnte2019 | IOU workpaper | 2019-11-06 | Cap-Tons | 1 |  |  | 277.2991 | 0 | 6.1024 | 155.9098 | 0 | 6.4582 | [6 empty] | DEER:HVAC_Split-Package_HP | Annual | FALSE
Any | SWHC046P | MLI | ex | CZ16 | cDXHP | SWHC046-01 | ExAnte2019 | IOU workpaper | 2019-11-06 | Cap-Tons | 1 |  |  | -655.6232 | 0 | 104.0808 | -724.529 | 0 | 105.6113 | [6 empty] | DEER:HVAC_Split-Package_HP | Annual | FALSE
Any | SWHC046P | Mtl | ex | CZ01 | cDXHP | SWHC046-01 | ExAnte2019 | IOU workpaper | 2019-11-06 | Cap-Tons | 1 |  |  | 142.7572 | 0 | 105.5112 | -24.3086 | 0 | 110.1401 | [6 empty] | DEER:HVAC_Split-Package_HP | Annual | FALSE
Any | SWHC046P | Mtl | ex | CZ02 | cDXHP | SWHC046-01 | ExAnte2019 | IOU workpaper | 2019-11-06 | Cap-Tons | 1 |  |  | 179.157 | 0 | 98.7767 | -21.0217 | 0 | 102.0328 | [6 empty] | DEER:HVAC_Split-Package_HP | Annual | FALSE
Any | SWHC046P | Mtl | ex | CZ03 | cDXHP | SWHC046-01 | ExAnte2019 | IOU workpaper | 2019-11-06 | Cap-Tons | 1 |  |  | 387.7246 | 0 | 51.933 | 208.5649 | 0 | 54.962 | [6 empty] | DEER:HVAC_Split-Package_HP | Annual | FALSE
Any | SWHC046P | Mtl | ex | CZ04 | cDXHP | SWHC046-01 | ExAnte2019 | IOU workpaper | 2019-11-06 | Cap-Tons | 1 |  |  | 268.4656 | 0 | 73.5222 | 63.3571 | 0 | 76.0718 | [6 empty] | DEER:HVAC_Split-Package_HP | Annual | FALSE
Any | SWHC046P | Mtl | ex | CZ05 | cDXHP | SWHC046-01 | ExAnte2019 | IOU workpaper | 2019-11-06 | Cap-Tons | 1 |  |  | 335.2581 | 0 | 62.6543 | 156.5903 | 0 | 66.0154 | [6 empty] | DEER:HVAC_Split-Package_HP | Annual | FALSE
Any | SWHC046P | Mtl | ex | CZ06 | cDXHP | SWHC046-01 | ExAnte2019 | IOU workpaper | 2019-11-06 | Cap-Tons | 1 |  |  | 543.2056 | 0 | 19.5057 | 334.8188 | 0 | 20.91 | [6 empty] | DEER:HVAC_Split-Package_HP | Annual | FALSE
Any | SWHC046P | Mtl | ex | CZ07 | cDXHP | SWHC046-01 | ExAnte2019 | IOU workpaper | 2019-11-06 | Cap-Tons | 1 |  |  | 574.9757 | 0 | 6.6317 | 370.6178 | 0 | 7.3941 | [6 empty] | DEER:HVAC_Split-Package_HP | Annual | FALSE
Any | SWHC046P | Mtl | ex | CZ08 | cDXHP | SWHC046-01 | ExAnte2019 | IOU workpaper | 2019-11-06 | Cap-Tons | 1 |  |  | 520.4639 | 0 | 21.1552 | 294.5836 | 0 | 22.4081 | [6 empty] | DEER:HVAC_Split-Package_HP | Annual | FALSE
Any | SWHC046P | Mtl | ex | CZ09 | cDXHP | SWHC046-01 | ExAnte2019 | IOU workpaper | 2019-11-06 | Cap-Tons | 1 |  |  | 558.1501 | 0 | 23.3861 | 335.1806 | 0 | 24.8391 | [6 empty] | DEER:HVAC_Split-Package_HP | Annual | FALSE
Any | SWHC046P | Mtl | ex | CZ10 | cDXHP | SWHC046-01 | ExAnte2019 | IOU workpaper | 2019-11-06 | Cap-Tons | 1 |  |  | 516.6948 | 0 | 36.7679 | 290.1875 | 0 | 38.5989 | [6 empty] | DEER:HVAC_Split-Package_HP | Annual | FALSE
Any | SWHC046P | Mtl | ex | CZ11 | cDXHP | SWHC046-01 | ExAnte2019 | IOU workpaper | 2019-11-06 | Cap-Tons | 1 |  |  | 378.4278 | 0 | 66.1648 | 148.0752 | 0 | 68.6856 | [6 empty] | DEER:HVAC_Split-Package_HP | Annual | FALSE
Any | SWHC046P | Mtl | ex | CZ12 | cDXHP | SWHC046-01 | ExAnte2019 | IOU workpaper | 2019-11-06 | Cap-Tons | 1 |  |  | 328.9502 | 0 | 71.3679 | 113.484 | 0 | 73.9884 | [6 empty] | DEER:HVAC_Split-Package_HP | Annual | FALSE
Any | SWHC046P | Mtl | ex | CZ13 | cDXHP | SWHC046-01 | ExAnte2019 | IOU workpaper | 2019-11-06 | Cap-Tons | 1 |  |  | 422.9035 | 0 | 58.2436 | 189.8641 | 0 | 60.5494 | [6 empty] | DEER:HVAC_Split-Package_HP | Annual | FALSE
Any | SWHC046P | Mtl | ex | CZ14 | cDXHP | SWHC046-01 | ExAnte2019 | IOU workpaper | 2019-11-06 | Cap-Tons | 1 |  |  | 323.567 | 0 | 73.6227 | 93.0701 | 0 | 76.0762 | [6 empty] | DEER:HVAC_Split-Package_HP | Annual | FALSE
Any | SWHC046P | Mtl | ex | CZ15 | cDXHP | SWHC046-01 | ExAnte2019 | IOU workpaper | 2019-11-06 | Cap-Tons | 1 |  |  | 753.0962 | 0 | 8.5034 | 474.0945 | 0 | 9.279 | [6 empty] | DEER:HVAC_Split-Package_HP | Annual | FALSE
Any | SWHC046P | Mtl | ex | CZ16 | cDXHP | SWHC046-01 | ExAnte2019 | IOU workpaper | 2019-11-06 | Cap-Tons | 1 |  |  | -223.879 | 0 | 144.3464 | -411.8369 | 0 | 148.0978 | [6 empty] | DEER:HVAC_Split-Package_HP | Annual | FALSE
Any | SWHC046P | Nrs | ex | CZ01 | cDXHP | SWHC046-01 | ExAnte2019 | IOU workpaper | 2019-11-06 | Cap-Tons | 1 |  |  | -109.3319 | 0 | 122.7048 | -266.5151 | 0 | 126.6776 | [6 empty] | DEER:HVAC_Split-Package_HP | Annual | FALSE
Any | SWHC046P | Nrs | ex | CZ02 | cDXHP | SWHC046-01 | ExAnte2019 | IOU workpaper | 2019-11-06 | Cap-Tons | 1 |  |  | 99.6444 | 0 | 87.8712 | -79.3798 | 0 | 90.6884 | [6 empty] | DEER:HVAC_Split-Package_HP | Annual | FALSE
Any | SWHC046P | Nrs | ex | CZ03 | cDXHP | SWHC046-01 | ExAnte2019 | IOU workpaper | 2019-11-06 | Cap-Tons | 1 |  |  | 189.5359 | 0 | 69.5273 | 25.4559 | 0 | 72.2678 | [6 empty] | DEER:HVAC_Split-Package_HP | Annual | FALSE
Any | SWHC046P | Nrs | ex | CZ04 | cDXHP | SWHC046-01 | ExAnte2019 | IOU workpaper | 2019-11-06 | Cap-Tons | 1 |  |  | 203.7535 | 0 | 66.0475 | 23.0443 | 0 | 68.4142 | [6 empty] | DEER:HVAC_Split-Package_HP | Annual | FALSE
Any | SWHC046P | Nrs | ex | CZ05 | cDXHP | SWHC046-01 | ExAnte2019 | IOU workpaper | 2019-11-06 | Cap-Tons | 1 |  |  | 101.1523 | 0 | 79.8229 | -63.5648 | 0 | 82.7415 | [6 empty] | DEER:HVAC_Split-Package_HP | Annual | FALSE
Any | SWHC046P | Nrs | ex | CZ06 | cDXHP | SWHC046-01 | ExAnte2019 | IOU workpaper | 2019-11-06 | Cap-Tons | 1 |  |  | 357.269 | 0 | 40.8015 | 172.9988 | 0 | 42.6138 | [6 empty] | DEER:HVAC_Split-Package_HP | Annual | FALSE
Any | SWHC046P | Nrs | ex | CZ07 | cDXHP | SWHC046-01 | ExAnte2019 | IOU workpaper | 2019-11-06 | Cap-Tons | 1 |  |  | 400.9843 | 0 | 26.4156 | 222.5055 | 0 | 27.9242 | [6 empty] | DEER:HVAC_Split-Package_HP | Annual | FALSE
Any | SWHC046P | Nrs | ex | CZ08 | cDXHP | SWHC046-01 | ExAnte2019 | IOU workpaper | 2019-11-06 | Cap-Tons | 1 |  |  | 415.5416 | 0 | 33.695 | 224.0662 | 0 | 35.2939 | [6 empty] | DEER:HVAC_Split-Package_HP | Annual | FALSE
Any | SWHC046P | Nrs | ex | CZ09 | cDXHP | SWHC046-01 | ExAnte2019 | IOU workpaper | 2019-11-06 | Cap-Tons | 1 |  |  | 395.7859 | 0 | 39.4639 | 201.9051 | 0 | 41.1808 | [6 empty] | DEER:HVAC_Split-Package_HP | Annual | FALSE
Any | SWHC046P | Nrs | ex | CZ10 | cDXHP | SWHC046-01 | ExAnte2019 | IOU workpaper | 2019-11-06 | Cap-Tons | 1 |  |  | 372.3733 | 0 | 46.7511 | 173.9825 | 0 | 48.542 | [6 empty] | DEER:HVAC_Split-Package_HP | Annual | FALSE
Any | SWHC046P | Nrs | ex | CZ11 | cDXHP | SWHC046-01 | ExAnte2019 | IOU workpaper | 2019-11-06 | Cap-Tons | 1 |  |  | 199.6371 | 0 | 71.6866 | -2.7303 | 0 | 73.91 | [6 empty] | DEER:HVAC_Split-Package_HP | Annual | FALSE
Any | SWHC046P | Nrs | ex | CZ12 | cDXHP | SWHC046-01 | ExAnte2019 | IOU workpaper | 2019-11-06 | Cap-Tons | 1 |  |  | 205.0222 | 0 | 73.0956 | 14.6365 | 0 | 75.4793 | [6 empty] | DEER:HVAC_Split-Package_HP | Annual | FALSE
Any | SWHC046P | Nrs | ex | CZ13 | cDXHP | SWHC046-01 | ExAnte2019 | IOU workpaper | 2019-11-06 | Cap-Tons | 1 |  |  | 271.7851 | 0 | 64.7907 | 68.8695 | 0 | 66.8418 | [6 empty] | DEER:HVAC_Split-Package_HP | Annual | FALSE
Any | SWHC046P | Nrs | ex | CZ14 | cDXHP | SWHC046-01 | ExAnte2019 | IOU workpaper | 2019-11-06 | Cap-Tons | 1 |  |  | 140.3011 | 0 | 78.2439 | -61.2336 | 0 | 80.4712 | [6 empty] | DEER:HVAC_Split-Package_HP | Annual | FALSE
Any | SWHC046P | Nrs | ex | CZ15 | cDXHP | SWHC046-01 | ExAnte2019 | IOU workpaper | 2019-11-06 | Cap-Tons | 1 |  |  | 559.7535 | 0 | 19.5632 | 322.8486 | 0 | 20.4289 | [6 empty] | DEER:HVAC_Split-Package_HP | Annual | FALSE
Any | SWHC046P | Nrs | ex | CZ16 | cDXHP | SWHC046-01 | ExAnte2019 | IOU workpaper | 2019-11-06 | Cap-Tons | 1 |  |  | -429.3986 | 0 | 152.4787 | -598.1256 | 0 | 155.9112 | [6 empty] | DEER:HVAC_Split-Package_HP | Annual | FALSE
Any | SWHC046P | OfL | ex | CZ01 | cDXHP | SWHC046-01 | ExAnte2019 | IOU workpaper | 2019-11-06 | Cap-Tons | 1 |  |  | 164.9257 | 0 | 11.2757 | 98.9567 | 0 | 11.9098 | [6 empty] | DEER:HVAC_Split-Package_HP | Annual | FALSE
Any | SWHC046P | OfL | ex | CZ02 | cDXHP | SWHC046-01 | ExAnte2019 | IOU workpaper | 2019-11-06 | Cap-Tons | 1 |  |  | 189.5982 | 0 | 7.1158 | 99.5407 | 0 | 7.5068 | [6 empty] | DEER:HVAC_Split-Package_HP | Annual | FALSE
Any | SWHC046P | OfL | ex | CZ03 | cDXHP | SWHC046-01 | ExAnte2019 | IOU workpaper | 2019-11-06 | Cap-Tons | 1 |  |  | 186.0893 | 0 | 5.0123 | 110.7479 | 0 | 5.358 | [6 empty] | DEER:HVAC_Split-Package_HP | Annual | FALSE
Any | SWHC046P | OfL | ex | CZ04 | cDXHP | SWHC046-01 | ExAnte2019 | IOU workpaper | 2019-11-06 | Cap-Tons | 1 |  |  | 189.3194 | 0 | 5.8874 | 97.7912 | 0 | 6.2077 | [6 empty] | DEER:HVAC_Split-Package_HP | Annual | FALSE
Any | SWHC046P | OfL | ex | CZ05 | cDXHP | SWHC046-01 | ExAnte2019 | IOU workpaper | 2019-11-06 | Cap-Tons | 1 |  |  | 183.7007 | 0 | 4.9678 | 106.3111 | 0 | 5.2667 | [6 empty] | DEER:HVAC_Split-Package_HP | Annual | FALSE
Any | SWHC046P | OfL | ex | CZ06 | cDXHP | SWHC046-01 | ExAnte2019 | IOU workpaper | 2019-11-06 | Cap-Tons | 1 |  |  | 221.983 | 0 | 1.2793 | 129.331 | 0 | 1.3906 | [6 empty] | DEER:HVAC_Split-Package_HP | Annual | FALSE
Any | SWHC046P | OfL | ex | CZ07 | cDXHP | SWHC046-01 | ExAnte2019 | IOU workpaper | 2019-11-06 | Cap-Tons | 1 |  |  | 208.0079 | 0 | 0.3989 | 120.5725 | 0 | 0.4495 | [6 empty] | DEER:HVAC_Split-Package_HP | Annual | FALSE
Any | SWHC046P | OfL | ex | CZ08 | cDXHP | SWHC046-01 | ExAnte2019 | IOU workpaper | 2019-11-06 | Cap-Tons | 1 |  |  | 222.7122 | 0 | 1.3045 | 122.0345 | 0 | 1.4132 | [6 empty] | DEER:HVAC_Split-Package_HP | Annual | FALSE
Any | SWHC046P | OfL | ex | CZ09 | cDXHP | SWHC046-01 | ExAnte2019 | IOU workpaper | 2019-11-06 | Cap-Tons | 1 |  |  | 237.2576 | 0 | 1.9968 | 138.9095 | 0 | 2.1665 | [6 empty] | DEER:HVAC_Split-Package_HP | Annual | FALSE
Any | SWHC046P | OfL | ex | CZ10 | cDXHP | SWHC046-01 | ExAnte2019 | IOU workpaper | 2019-11-06 | Cap-Tons | 1 |  |  | 239.3456 | 0 | 1.5725 | 134.8721 | 0 | 1.7069 | [6 empty] | DEER:HVAC_Split-Package_HP | Annual | FALSE
Any | SWHC046P | OfL | ex | CZ11 | cDXHP | SWHC046-01 | ExAnte2019 | IOU workpaper | 2019-11-06 | Cap-Tons | 1 |  |  | 222.8131 | 0 | 6.7646 | 119.5585 | 0 | 7.1872 | [6 empty] | DEER:HVAC_Split-Package_HP | Annual | FALSE
Any | SWHC046P | OfL | ex | CZ12 | cDXHP | SWHC046-01 | ExAnte2019 | IOU workpaper | 2019-11-06 | Cap-Tons | 1 |  |  | 206.7025 | 0 | 6.4826 | 110.7768 | 0 | 6.8839 | [6 empty] | DEER:HVAC_Split-Package_HP | Annual | FALSE
Any | SWHC046P | OfL | ex | CZ13 | cDXHP | SWHC046-01 | ExAnte2019 | IOU workpaper | 2019-11-06 | Cap-Tons | 1 |  |  | 226.2185 | 0 | 5.8367 | 121.8927 | 0 | 6.2105 | [6 empty] | DEER:HVAC_Split-Package_HP | Annual | FALSE
Any | SWHC046P | OfL | ex | CZ14 | cDXHP | SWHC046-01 | ExAnte2019 | IOU workpaper | 2019-11-06 | Cap-Tons | 1 |  |  | 230.1327 | 0 | 6.3787 | 124.9624 | 0 | 6.7343 | [6 empty] | DEER:HVAC_Split-Package_HP | Annual | FALSE
Any | SWHC046P | OfL | ex | CZ15 | cDXHP | SWHC046-01 | ExAnte2019 | IOU workpaper | 2019-11-06 | Cap-Tons | 1 |  |  | 297.0244 | 0 | 0.3461 | 168.3047 | 0 | 0.3902 | [6 empty] | DEER:HVAC_Split-Package_HP | Annual | FALSE
Any | SWHC046P | OfL | ex | CZ16 | cDXHP | SWHC046-01 | ExAnte2019 | IOU workpaper | 2019-11-06 | Cap-Tons | 1 |  |  | 53.9204 | 0 | 26.5597 | -28.5201 | 0 | 27.4575 | [6 empty] | DEER:HVAC_Split-Package_HP | Annual | FALSE
Any | SWHC046P | OfS | ex | CZ01 | cDXHP | SWHC046-01 | ExAnte2019 | IOU workpaper | 2019-11-06 | Cap-Tons | 1 |  |  | -28.4166 | 0 | 38.9146 | -93.0058 | 0 | 40.1156 | [6 empty] | DEER:HVAC_Split-Package_HP | Annual | FALSE
Any | SWHC046P | OfS | ex | CZ02 | cDXHP | SWHC046-01 | ExAnte2019 | IOU workpaper | 2019-11-06 | Cap-Tons | 1 |  |  | 78.9462 | 0 | 23.3867 | -7.1135 | 0 | 24.1237 | [6 empty] | DEER:HVAC_Split-Package_HP | Annual | FALSE
Any | SWHC046P | OfS | ex | CZ03 | cDXHP | SWHC046-01 | ExAnte2019 | IOU workpaper | 2019-11-06 | Cap-Tons | 1 |  |  | 92.1448 | 0 | 19.7257 | 19.7307 | 0 | 20.4787 | [6 empty] | DEER:HVAC_Split-Package_HP | Annual | FALSE
Any | SWHC046P | OfS | ex | CZ04 | cDXHP | SWHC046-01 | ExAnte2019 | IOU workpaper | 2019-11-06 | Cap-Tons | 1 |  |  | 96.8469 | 0 | 19.7065 | 9.6527 | 0 | 20.341 | [6 empty] | DEER:HVAC_Split-Package_HP | Annual | FALSE
Any | SWHC046P | OfS | ex | CZ05 | cDXHP | SWHC046-01 | ExAnte2019 | IOU workpaper | 2019-11-06 | Cap-Tons | 1 |  |  | 80.7873 | 0 | 19.9985 | 6.5599 | 0 | 20.6746 | [6 empty] | DEER:HVAC_Split-Package_HP | Annual | FALSE
Any | SWHC046P | OfS | ex | CZ06 | cDXHP | SWHC046-01 | ExAnte2019 | IOU workpaper | 2019-11-06 | Cap-Tons | 1 |  |  | 182.7767 | 0 | 7.8048 | 94.2122 | 0 | 8.1443 | [6 empty] | DEER:HVAC_Split-Package_HP | Annual | FALSE
Any | SWHC046P | OfS | ex | CZ07 | cDXHP | SWHC046-01 | ExAnte2019 | IOU workpaper | 2019-11-06 | Cap-Tons | 1 |  |  | 189.3153 | 0 | 4.3277 | 105.6327 | 0 | 4.583 | [6 empty] | DEER:HVAC_Split-Package_HP | Annual | FALSE
Any | SWHC046P | OfS | ex | CZ08 | cDXHP | SWHC046-01 | ExAnte2019 | IOU workpaper | 2019-11-06 | Cap-Tons | 1 |  |  | 191.9829 | 0 | 7.6213 | 95.6971 | 0 | 7.9501 | [6 empty] | DEER:HVAC_Split-Package_HP | Annual | FALSE
Any | SWHC046P | OfS | ex | CZ09 | cDXHP | SWHC046-01 | ExAnte2019 | IOU workpaper | 2019-11-06 | Cap-Tons | 1 |  |  | 198.1943 | 0 | 9.0908 | 103.195 | 0 | 9.5106 | [6 empty] | DEER:HVAC_Split-Package_HP | Annual | FALSE
Any | SWHC046P | OfS | ex | CZ10 | cDXHP | SWHC046-01 | ExAnte2019 | IOU workpaper | 2019-11-06 | Cap-Tons | 1 |  |  | 206.881 | 0 | 7.6424 | 106.4455 | 0 | 7.9945 | [6 empty] | DEER:HVAC_Split-Package_HP | Annual | FALSE
Any | SWHC046P | OfS | ex | CZ11 | cDXHP | SWHC046-01 | ExAnte2019 | IOU workpaper | 2019-11-06 | Cap-Tons | 1 |  |  | 141.8151 | 0 | 19.1301 | 41.2741 | 0 | 19.8369 | [6 empty] | DEER:HVAC_Split-Package_HP | Annual | FALSE
Any | SWHC046P | OfS | ex | CZ12 | cDXHP | SWHC046-01 | ExAnte2019 | IOU workpaper | 2019-11-06 | Cap-Tons | 1 |  |  | 121.6955 | 0 | 19.627 | 28.7274 | 0 | 20.3486 | [6 empty] | DEER:HVAC_Split-Package_HP | Annual | FALSE
Any | SWHC046P | OfS | ex | CZ13 | cDXHP | SWHC046-01 | ExAnte2019 | IOU workpaper | 2019-11-06 | Cap-Tons | 1 |  |  | 155.6024 | 0 | 16.6085 | 54.3688 | 0 | 17.2708 | [6 empty] | DEER:HVAC_Split-Package_HP | Annual | FALSE
Any | SWHC046P | OfS | ex | CZ14 | cDXHP | SWHC046-01 | ExAnte2019 | IOU workpaper | 2019-11-06 | Cap-Tons | 1 |  |  | 150.7581 | 0 | 17.5362 | 48.2898 | 0 | 18.149 | [6 empty] | DEER:HVAC_Split-Package_HP | Annual | FALSE
Any | SWHC046P | OfS | ex | CZ15 | cDXHP | SWHC046-01 | ExAnte2019 | IOU workpaper | 2019-11-06 | Cap-Tons | 1 |  |  | 286.6321 | 0 | 2.0988 | 160.055 | 0 | 2.2471 | [6 empty] | DEER:HVAC_Split-Package_HP | Annual | FALSE
Any | SWHC046P | OfS | ex | CZ16 | cDXHP | SWHC046-01 | ExAnte2019 | IOU workpaper | 2019-11-06 | Cap-Tons | 1 |  |  | -183.9819 | 0 | 54.6483 | -264.0696 | 0 | 55.8165 | [6 empty] | DEER:HVAC_Split-Package_HP | Annual | FALSE
Any | SWHC046P | RFF | ex | CZ01 | cDXHP | SWHC046-01 | ExAnte2019 | IOU workpaper | 2019-11-06 | Cap-Tons | 1 |  |  | -547.1266 | 0 | 183.8593 | -643.5995 | 0 | 187.1819 | [6 empty] | DEER:HVAC_Split-Package_HP | Annual | FALSE
Any | SWHC046P | RFF | ex | CZ02 | cDXHP | SWHC046-01 | ExAnte2019 | IOU workpaper | 2019-11-06 | Cap-Tons | 1 |  |  | -206.6292 | 0 | 116.2567 | -343.4087 | 0 | 118.3912 | [6 empty] | DEER:HVAC_Split-Package_HP | Annual | FALSE
Any | SWHC046P | RFF | ex | CZ03 | cDXHP | SWHC046-01 | ExAnte2019 | IOU workpaper | 2019-11-06 | Cap-Tons | 1 |  |  | -70.7748 | 0 | 87.0047 | -182.0517 | 0 | 89.3108 | [6 empty] | DEER:HVAC_Split-Package_HP | Annual | FALSE
Any | SWHC046P | RFF | ex | CZ04 | cDXHP | SWHC046-01 | ExAnte2019 | IOU workpaper | 2019-11-06 | Cap-Tons | 1 |  |  | -54.298 | 0 | 82.8845 | -195.1888 | 0 | 84.7234 | [6 empty] | DEER:HVAC_Split-Package_HP | Annual | FALSE
Any | SWHC046P | RFF | ex | CZ05 | cDXHP | SWHC046-01 | ExAnte2019 | IOU workpaper | 2019-11-06 | Cap-Tons | 1 |  |  | -105.0008 | 0 | 93.6099 | -215.8202 | 0 | 95.9204 | [6 empty] | DEER:HVAC_Split-Package_HP | Annual | FALSE
Any | SWHC046P | RFF | ex | CZ06 | cDXHP | SWHC046-01 | ExAnte2019 | IOU workpaper | 2019-11-06 | Cap-Tons | 1 |  |  | 173.1281 | 0 | 35.2094 | 38.7737 | 0 | 36.469 | [6 empty] | DEER:HVAC_Split-Package_HP | Annual | FALSE
Any | SWHC046P | RFF | ex | CZ07 | cDXHP | SWHC046-01 | ExAnte2019 | IOU workpaper | 2019-11-06 | Cap-Tons | 1 |  |  | 220.5007 | 0 | 19.8747 | 90.6755 | 0 | 20.8639 | [6 empty] | DEER:HVAC_Split-Package_HP | Annual | FALSE
Any | SWHC046P | RFF | ex | CZ08 | cDXHP | SWHC046-01 | ExAnte2019 | IOU workpaper | 2019-11-06 | Cap-Tons | 1 |  |  | 190.6388 | 0 | 33.7192 | 35.4033 | 0 | 34.8643 | [6 empty] | DEER:HVAC_Split-Package_HP | Annual | FALSE
Any | SWHC046P | RFF | ex | CZ09 | cDXHP | SWHC046-01 | ExAnte2019 | IOU workpaper | 2019-11-06 | Cap-Tons | 1 |  |  | 228.8783 | 0 | 35.6356 | 78.8436 | 0 | 36.9401 | [6 empty] | DEER:HVAC_Split-Package_HP | Annual | FALSE
Any | SWHC046P | RFF | ex | CZ10 | cDXHP | SWHC046-01 | ExAnte2019 | IOU workpaper | 2019-11-06 | Cap-Tons | 1 |  |  | 217.4726 | 0 | 40.1531 | 57.0993 | 0 | 41.4355 | [6 empty] | DEER:HVAC_Split-Package_HP | Annual | FALSE
Any | SWHC046P | RFF | ex | CZ11 | cDXHP | SWHC046-01 | ExAnte2019 | IOU workpaper | 2019-11-06 | Cap-Tons | 1 |  |  | 19.508 | 0 | 78.1022 | -142.905 | 0 | 79.8754 | [6 empty] | DEER:HVAC_Split-Package_HP | Annual | FALSE
Any | SWHC046P | RFF | ex | CZ12 | cDXHP | SWHC046-01 | ExAnte2019 | IOU workpaper | 2019-11-06 | Cap-Tons | 1 |  |  | -33.9139 | 0 | 84.6927 | -182.9286 | 0 | 86.5446 | [6 empty] | DEER:HVAC_Split-Package_HP | Annual | FALSE
Any | SWHC046P | RFF | ex | CZ13 | cDXHP | SWHC046-01 | ExAnte2019 | IOU workpaper | 2019-11-06 | Cap-Tons | 1 |  |  | 72.9457 | 0 | 69.9339 | -93.1374 | 0 | 71.599 | [6 empty] | DEER:HVAC_Split-Package_HP | Annual | FALSE
Any | SWHC046P | RFF | ex | CZ14 | cDXHP | SWHC046-01 | ExAnte2019 | IOU workpaper | 2019-11-06 | Cap-Tons | 1 |  |  | 11.9149 | 0 | 78.9309 | -150.4435 | 0 | 80.6942 | [6 empty] | DEER:HVAC_Split-Package_HP | Annual | FALSE
Any | SWHC046P | RFF | ex | CZ15 | cDXHP | SWHC046-01 | ExAnte2019 | IOU workpaper | 2019-11-06 | Cap-Tons | 1 |  |  | 470.0758 | 0 | 9.6321 | 264.3841 | 0 | 10.2242 | [6 empty] | DEER:HVAC_Split-Package_HP | Annual | FALSE
Any | SWHC046P | RFF | ex | CZ16 | cDXHP | SWHC046-01 | ExAnte2019 | IOU workpaper | 2019-11-06 | Cap-Tons | 1 |  |  | -943.4592 | 0 | 199.5893 | -1062.0348 | 0 | 201.9524 | [6 empty] | DEER:HVAC_Split-Package_HP | Annual | FALSE
Any | SWHC046P | RSD | ex | CZ01 | cDXHP | SWHC046-01 | ExAnte2019 | IOU workpaper | 2019-11-06 | Cap-Tons | 1 |  |  | -77.231 | 0 | 91.8502 | -152.9044 | 0 | 94.1921 | [6 empty] | DEER:HVAC_Split-Package_HP | Annual | FALSE
Any | SWHC046P | RSD | ex | CZ02 | cDXHP | SWHC046-01 | ExAnte2019 | IOU workpaper | 2019-11-06 | Cap-Tons | 1 |  |  | 90.1134 | 0 | 47.0138 | -22.9775 | 0 | 48.2361 | [6 empty] | DEER:HVAC_Split-Package_HP | Annual | FALSE
Any | SWHC046P | RSD | ex | CZ03 | cDXHP | SWHC046-01 | ExAnte2019 | IOU workpaper | 2019-11-06 | Cap-Tons | 1 |  |  | 119.3733 | 0 | 31.742 | 26.105 | 0 | 32.9648 | [6 empty] | DEER:HVAC_Split-Package_HP | Annual | FALSE
Any | SWHC046P | RSD | ex | CZ04 | cDXHP | SWHC046-01 | ExAnte2019 | IOU workpaper | 2019-11-06 | Cap-Tons | 1 |  |  | 166.5276 | 0 | 26.6763 | 47.5173 | 0 | 27.6052 | [6 empty] | DEER:HVAC_Split-Package_HP | Annual | FALSE
Any | SWHC046P | RSD | ex | CZ05 | cDXHP | SWHC046-01 | ExAnte2019 | IOU workpaper | 2019-11-06 | Cap-Tons | 1 |  |  | 129.9819 | 0 | 28.3766 | 36.8589 | 0 | 29.5383 | [6 empty] | DEER:HVAC_Split-Package_HP | Annual | FALSE
Any | SWHC046P | RSD | ex | CZ06 | cDXHP | SWHC046-01 | ExAnte2019 | IOU workpaper | 2019-11-06 | Cap-Tons | 1 |  |  | 192.918 | 0 | 8.065 | 77.7911 | 0 | 8.5935 | [6 empty] | DEER:HVAC_Split-Package_HP | Annual | FALSE
Any | SWHC046P | RSD | ex | CZ07 | cDXHP | SWHC046-01 | ExAnte2019 | IOU workpaper | 2019-11-06 | Cap-Tons | 1 |  |  | 173.0371 | 0 | 2.7812 | 62.5099 | 0 | 3.0636 | [6 empty] | DEER:HVAC_Split-Package_HP | Annual | FALSE
Any | SWHC046P | RSD | ex | CZ08 | cDXHP | SWHC046-01 | ExAnte2019 | IOU workpaper | 2019-11-06 | Cap-Tons | 1 |  |  | 220.0858 | 0 | 7.0633 | 91.2141 | 0 | 7.5072 | [6 empty] | DEER:HVAC_Split-Package_HP | Annual | FALSE
Any | SWHC046P | RSD | ex | CZ09 | cDXHP | SWHC046-01 | ExAnte2019 | IOU workpaper | 2019-11-06 | Cap-Tons | 1 |  |  | 268.6733 | 0 | 9.7193 | 145.283 | 0 | 10.3213 | [6 empty] | DEER:HVAC_Split-Package_HP | Annual | FALSE
Any | SWHC046P | RSD | ex | CZ10 | cDXHP | SWHC046-01 | ExAnte2019 | IOU workpaper | 2019-11-06 | Cap-Tons | 1 |  |  | 275.8157 | 0 | 11.5668 | 142.533 | 0 | 12.1759 | [6 empty] | DEER:HVAC_Split-Package_HP | Annual | FALSE
Any | SWHC046P | RSD | ex | CZ11 | cDXHP | SWHC046-01 | ExAnte2019 | IOU workpaper | 2019-11-06 | Cap-Tons | 1 |  |  | 199.7859 | 0 | 35.6182 | 67.5562 | 0 | 36.7162 | [6 empty] | DEER:HVAC_Split-Package_HP | Annual | FALSE
Any | SWHC046P | RSD | ex | CZ12 | cDXHP | SWHC046-01 | ExAnte2019 | IOU workpaper | 2019-11-06 | Cap-Tons | 1 |  |  | 162.2274 | 0 | 37.9032 | 38.9149 | 0 | 39.0123 | [6 empty] | DEER:HVAC_Split-Package_HP | Annual | FALSE
Any | SWHC046P | RSD | ex | CZ13 | cDXHP | SWHC046-01 | ExAnte2019 | IOU workpaper | 2019-11-06 | Cap-Tons | 1 |  |  | 216.9842 | 0 | 33.1066 | 82.1073 | 0 | 34.1588 | [6 empty] | DEER:HVAC_Split-Package_HP | Annual | FALSE
Any | SWHC046P | RSD | ex | CZ14 | cDXHP | SWHC046-01 | ExAnte2019 | IOU workpaper | 2019-11-06 | Cap-Tons | 1 |  |  | 204.0592 | 0 | 34.3971 | 71.6496 | 0 | 35.4606 | [6 empty] | DEER:HVAC_Split-Package_HP | Annual | FALSE
Any | SWHC046P | RSD | ex | CZ15 | cDXHP | SWHC046-01 | ExAnte2019 | IOU workpaper | 2019-11-06 | Cap-Tons | 1 |  |  | 418.3038 | 0 | 1.8471 | 252.9173 | 0 | 2.0847 | [6 empty] | DEER:HVAC_Split-Package_HP | Annual | FALSE
Any | SWHC046P | RSD | ex | CZ16 | cDXHP | SWHC046-01 | ExAnte2019 | IOU workpaper | 2019-11-06 | Cap-Tons | 1 |  |  | -492.4101 | 0 | 140.7516 | -590.4605 | 0 | 142.4729 | [6 empty] | DEER:HVAC_Split-Package_HP | Annual | FALSE
Any | SWHC046P | Rt3 | ex | CZ01 | cDXHP | SWHC046-01 | ExAnte2019 | IOU workpaper | 2019-11-06 | Cap-Tons | 1 |  |  | 181.6896 | 0 | 34.9998 | 84.073 | 0 | 36.661 | [6 empty] | DEER:HVAC_Split-Package_HP | Annual | FALSE
Any | SWHC046P | Rt3 | ex | CZ02 | cDXHP | SWHC046-01 | ExAnte2019 | IOU workpaper | 2019-11-06 | Cap-Tons | 1 |  |  | 266.4075 | 0 | 17.0321 | 134.4514 | 0 | 17.9293 | [6 empty] | DEER:HVAC_Split-Package_HP | Annual | FALSE
Any | SWHC046P | Rt3 | ex | CZ03 | cDXHP | SWHC046-01 | ExAnte2019 | IOU workpaper | 2019-11-06 | Cap-Tons | 1 |  |  | 243.2957 | 0 | 12.3323 | 127.2038 | 0 | 13.0906 | [6 empty] | DEER:HVAC_Split-Package_HP | Annual | FALSE
Any | SWHC046P | Rt3 | ex | CZ04 | cDXHP | SWHC046-01 | ExAnte2019 | IOU workpaper | 2019-11-06 | Cap-Tons | 1 |  |  | 293.0998 | 0 | 9.4499 | 157.4232 | 0 | 10.0497 | [6 empty] | DEER:HVAC_Split-Package_HP | Annual | FALSE
Any | SWHC046P | Rt3 | ex | CZ05 | cDXHP | SWHC046-01 | ExAnte2019 | IOU workpaper | 2019-11-06 | Cap-Tons | 1 |  |  | 249.8325 | 0 | 9.7477 | 133.1519 | 0 | 10.3636 | [6 empty] | DEER:HVAC_Split-Package_HP | Annual | FALSE
Any | SWHC046P | Rt3 | ex | CZ06 | cDXHP | SWHC046-01 | ExAnte2019 | IOU workpaper | 2019-11-06 | Cap-Tons | 1 |  |  | 291.319 | 0 | 2.3239 | 147.2261 | 0 | 2.5206 | [6 empty] | DEER:HVAC_Split-Package_HP | Annual | FALSE
Any | SWHC046P | Rt3 | ex | CZ07 | cDXHP | SWHC046-01 | ExAnte2019 | IOU workpaper | 2019-11-06 | Cap-Tons | 1 |  |  | 257.8565 | 0 | 0.58 | 118.9992 | 0 | 0.6536 | [6 empty] | DEER:HVAC_Split-Package_HP | Annual | FALSE
Any | SWHC046P | Rt3 | ex | CZ08 | cDXHP | SWHC046-01 | ExAnte2019 | IOU workpaper | 2019-11-06 | Cap-Tons | 1 |  |  | 319.1877 | 0 | 1.736 | 169.9515 | 0 | 1.8994 | [6 empty] | DEER:HVAC_Split-Package_HP | Annual | FALSE
Any | SWHC046P | Rt3 | ex | CZ09 | cDXHP | SWHC046-01 | ExAnte2019 | IOU workpaper | 2019-11-06 | Cap-Tons | 1 |  |  | 362.8965 | 0 | 2.997 | 219.6395 | 0 | 3.2896 | [6 empty] | DEER:HVAC_Split-Package_HP | Annual | FALSE
Any | SWHC046P | Rt3 | ex | CZ10 | cDXHP | SWHC046-01 | ExAnte2019 | IOU workpaper | 2019-11-06 | Cap-Tons | 1 |  |  | 364.5269 | 0 | 3.2113 | 212.3453 | 0 | 3.503 | [6 empty] | DEER:HVAC_Split-Package_HP | Annual | FALSE
Any | SWHC046P | Rt3 | ex | CZ11 | cDXHP | SWHC046-01 | ExAnte2019 | IOU workpaper | 2019-11-06 | Cap-Tons | 1 |  |  | 323.124 | 0 | 16.4802 | 172.7414 | 0 | 17.4541 | [6 empty] | DEER:HVAC_Split-Package_HP | Annual | FALSE
Any | SWHC046P | Rt3 | ex | CZ12 | cDXHP | SWHC046-01 | ExAnte2019 | IOU workpaper | 2019-11-06 | Cap-Tons | 1 |  |  | 300.8306 | 0 | 15.7556 | 159.3367 | 0 | 16.6947 | [6 empty] | DEER:HVAC_Split-Package_HP | Annual | FALSE
Any | SWHC046P | Rt3 | ex | CZ13 | cDXHP | SWHC046-01 | ExAnte2019 | IOU workpaper | 2019-11-06 | Cap-Tons | 1 |  |  | 333.9201 | 0 | 14.058 | 181.1114 | 0 | 14.9476 | [6 empty] | DEER:HVAC_Split-Package_HP | Annual | FALSE
Any | SWHC046P | Rt3 | ex | CZ14 | cDXHP | SWHC046-01 | ExAnte2019 | IOU workpaper | 2019-11-06 | Cap-Tons | 1 |  |  | 332.939 | 0 | 15.7495 | 181.3276 | 0 | 16.7006 | [6 empty] | DEER:HVAC_Split-Package_HP | Annual | FALSE
Any | SWHC046P | Rt3 | ex | CZ15 | cDXHP | SWHC046-01 | ExAnte2019 | IOU workpaper | 2019-11-06 | Cap-Tons | 1 |  |  | 458.3286 | 0 | 0.5845 | 273.4734 | 0 | 0.682 | [6 empty] | DEER:HVAC_Split-Package_HP | Annual | FALSE
Any | SWHC046P | Rt3 | ex | CZ16 | cDXHP | SWHC046-01 | ExAnte2019 | IOU workpaper | 2019-11-06 | Cap-Tons | 1 |  |  | -171.4344 | 0 | 84.8657 | -295.3144 | 0 | 86.7979 | [6 empty] | DEER:HVAC_Split-Package_HP | Annual | FALSE
Any | SWHC046P | RtL | ex | CZ01 | cDXHP | SWHC046-01 | ExAnte2019 | IOU workpaper | 2019-11-06 | Cap-Tons | 1 |  |  | 15.3998 | 0 | 69.4356 | -96.8139 | 0 | 71.5895 | [6 empty] | DEER:HVAC_Split-Package_HP | Annual | FALSE
Any | SWHC046P | RtL | ex | CZ02 | cDXHP | SWHC046-01 | ExAnte2019 | IOU workpaper | 2019-11-06 | Cap-Tons | 1 |  |  | 212.2363 | 0 | 35.2931 | 66.5433 | 0 | 36.557 | [6 empty] | DEER:HVAC_Split-Package_HP | Annual | FALSE
Any | SWHC046P | RtL | ex | CZ03 | cDXHP | SWHC046-01 | ExAnte2019 | IOU workpaper | 2019-11-06 | Cap-Tons | 1 |  |  | 159.9035 | 0 | 31.6451 | 26.8344 | 0 | 32.8496 | [6 empty] | DEER:HVAC_Split-Package_HP | Annual | FALSE
Any | SWHC046P | RtL | ex | CZ04 | cDXHP | SWHC046-01 | ExAnte2019 | IOU workpaper | 2019-11-06 | Cap-Tons | 1 |  |  | 250.2435 | 0 | 24.0445 | 98.8082 | 0 | 24.9454 | [6 empty] | DEER:HVAC_Split-Package_HP | Annual | FALSE
Any | SWHC046P | RtL | ex | CZ05 | cDXHP | SWHC046-01 | ExAnte2019 | IOU workpaper | 2019-11-06 | Cap-Tons | 1 |  |  | 155.3241 | 0 | 32.9023 | 21.4593 | 0 | 34.1183 | [6 empty] | DEER:HVAC_Split-Package_HP | Annual | FALSE
Any | SWHC046P | RtL | ex | CZ06 | cDXHP | SWHC046-01 | ExAnte2019 | IOU workpaper | 2019-11-06 | Cap-Tons | 1 |  |  | 250.0846 | 0 | 14.8033 | 86.8909 | 0 | 15.4169 | [6 empty] | DEER:HVAC_Split-Package_HP | Annual | FALSE
Any | SWHC046P | RtL | ex | CZ07 | cDXHP | SWHC046-01 | ExAnte2019 | IOU workpaper | 2019-11-06 | Cap-Tons | 1 |  |  | 232.046 | 0 | 9.961 | 73.9169 | 0 | 10.4527 | [6 empty] | DEER:HVAC_Split-Package_HP | Annual | FALSE
Any | SWHC046P | RtL | ex | CZ08 | cDXHP | SWHC046-01 | ExAnte2019 | IOU workpaper | 2019-11-06 | Cap-Tons | 1 |  |  | 313.1699 | 0 | 10.4936 | 150.3071 | 0 | 11.0225 | [6 empty] | DEER:HVAC_Split-Package_HP | Annual | FALSE
Any | SWHC046P | RtL | ex | CZ09 | cDXHP | SWHC046-01 | ExAnte2019 | IOU workpaper | 2019-11-06 | Cap-Tons | 1 |  |  | 360.9187 | 0 | 12.0594 | 203.3911 | 0 | 12.7668 | [6 empty] | DEER:HVAC_Split-Package_HP | Annual | FALSE
Any | SWHC046P | RtL | ex | CZ10 | cDXHP | SWHC046-01 | ExAnte2019 | IOU workpaper | 2019-11-06 | Cap-Tons | 1 |  |  | 365.6033 | 0 | 11.8088 | 198.5532 | 0 | 12.4298 | [6 empty] | DEER:HVAC_Split-Package_HP | Annual | FALSE
Any | SWHC046P | RtL | ex | CZ11 | cDXHP | SWHC046-01 | ExAnte2019 | IOU workpaper | 2019-11-06 | Cap-Tons | 1 |  |  | 311.8499 | 0 | 29.1682 | 146.0974 | 0 | 30.4298 | [6 empty] | DEER:HVAC_Split-Package_HP | Annual | FALSE
Any | SWHC046P | RtL | ex | CZ12 | cDXHP | SWHC046-01 | ExAnte2019 | IOU workpaper | 2019-11-06 | Cap-Tons | 1 |  |  | 279.9311 | 0 | 28.8012 | 123.9742 | 0 | 30.0012 | [6 empty] | DEER:HVAC_Split-Package_HP | Annual | FALSE
Any | SWHC046P | RtL | ex | CZ13 | cDXHP | SWHC046-01 | ExAnte2019 | IOU workpaper | 2019-11-06 | Cap-Tons | 1 |  |  | 333.4815 | 0 | 25.4357 | 165.3081 | 0 | 26.608 | [6 empty] | DEER:HVAC_Split-Package_HP | Annual | FALSE
Any | SWHC046P | RtL | ex | CZ14 | cDXHP | SWHC046-01 | ExAnte2019 | IOU workpaper | 2019-11-06 | Cap-Tons | 1 |  |  | 308.3819 | 0 | 30.1251 | 141.6975 | 0 | 31.4024 | [6 empty] | DEER:HVAC_Split-Package_HP | Annual | FALSE
Any | SWHC046P | RtL | ex | CZ15 | cDXHP | SWHC046-01 | ExAnte2019 | IOU workpaper | 2019-11-06 | Cap-Tons | 1 |  |  | 514.969 | 0 | 3.2247 | 313.3872 | 0 | 3.5079 | [6 empty] | DEER:HVAC_Split-Package_HP | Annual | FALSE
Any | SWHC046P | RtL | ex | CZ16 | cDXHP | SWHC046-01 | ExAnte2019 | IOU workpaper | 2019-11-06 | Cap-Tons | 1 |  |  | -361.4036 | 0 | 125.8772 | -498.2198 | 0 | 128.2122 | [6 empty] | DEER:HVAC_Split-Package_HP | Annual | FALSE
Any | SWHC046P | RtS | ex | CZ01 | cDXHP | SWHC046-01 | ExAnte2019 | IOU workpaper | 2019-11-06 | Cap-Tons | 1 |  |  | -319.8245 | 0 | 119.1628 | -410.8512 | 0 | 121.9177 | [6 empty] | DEER:HVAC_Split-Package_HP | Annual | FALSE
Any | SWHC046P | RtS | ex | CZ02 | cDXHP | SWHC046-01 | ExAnte2019 | IOU workpaper | 2019-11-06 | Cap-Tons | 1 |  |  | 18.6622 | 0 | 58.8422 | -105.0423 | 0 | 60.4102 | [6 empty] | DEER:HVAC_Split-Package_HP | Annual | FALSE
Any | SWHC046P | RtS | ex | CZ03 | cDXHP | SWHC046-01 | ExAnte2019 | IOU workpaper | 2019-11-06 | Cap-Tons | 1 |  |  | 7.6346 | 0 | 56.2448 | -95.8117 | 0 | 57.9439 | [6 empty] | DEER:HVAC_Split-Package_HP | Annual | FALSE
Any | SWHC046P | RtS | ex | CZ04 | cDXHP | SWHC046-01 | ExAnte2019 | IOU workpaper | 2019-11-06 | Cap-Tons | 1 |  |  | 118.1552 | 0 | 41.95 | -7.9118 | 0 | 43.2901 | [6 empty] | DEER:HVAC_Split-Package_HP | Annual | FALSE
Any | SWHC046P | RtS | ex | CZ05 | cDXHP | SWHC046-01 | ExAnte2019 | IOU workpaper | 2019-11-06 | Cap-Tons | 1 |  |  | 41.1849 | 0 | 50.4331 | -64.4807 | 0 | 52.0788 | [6 empty] | DEER:HVAC_Split-Package_HP | Annual | FALSE
Any | SWHC046P | RtS | ex | CZ06 | cDXHP | SWHC046-01 | ExAnte2019 | IOU workpaper | 2019-11-06 | Cap-Tons | 1 |  |  | 216.6496 | 0 | 20.9474 | 87.0675 | 0 | 21.8186 | [6 empty] | DEER:HVAC_Split-Package_HP | Annual | FALSE
Any | SWHC046P | RtS | ex | CZ07 | cDXHP | SWHC046-01 | ExAnte2019 | IOU workpaper | 2019-11-06 | Cap-Tons | 1 |  |  | 228.6042 | 0 | 13.6696 | 105.0508 | 0 | 14.3439 | [6 empty] | DEER:HVAC_Split-Package_HP | Annual | FALSE
Any | SWHC046P | RtS | ex | CZ08 | cDXHP | SWHC046-01 | ExAnte2019 | IOU workpaper | 2019-11-06 | Cap-Tons | 1 |  |  | 260.3981 | 0 | 16.1602 | 124.548 | 0 | 16.9082 | [6 empty] | DEER:HVAC_Split-Package_HP | Annual | FALSE
Any | SWHC046P | RtS | ex | CZ09 | cDXHP | SWHC046-01 | ExAnte2019 | IOU workpaper | 2019-11-06 | Cap-Tons | 1 |  |  | 276.518 | 0 | 18.8851 | 143.0835 | 0 | 19.8241 | [6 empty] | DEER:HVAC_Split-Package_HP | Annual | FALSE
Any | SWHC046P | RtS | ex | CZ10 | cDXHP | SWHC046-01 | ExAnte2019 | IOU workpaper | 2019-11-06 | Cap-Tons | 1 |  |  | 290.3351 | 0 | 17.8258 | 148.2905 | 0 | 18.6774 | [6 empty] | DEER:HVAC_Split-Package_HP | Annual | FALSE
Any | SWHC046P | RtS | ex | CZ11 | cDXHP | SWHC046-01 | ExAnte2019 | IOU workpaper | 2019-11-06 | Cap-Tons | 1 |  |  | 129.7552 | 0 | 46.1263 | -13.4906 | 0 | 47.6175 | [6 empty] | DEER:HVAC_Split-Package_HP | Annual | FALSE
Any | SWHC046P | RtS | ex | CZ12 | cDXHP | SWHC046-01 | ExAnte2019 | IOU workpaper | 2019-11-06 | Cap-Tons | 1 |  |  | 97.2891 | 0 | 49.0931 | -36.4288 | 0 | 50.5926 | [6 empty] | DEER:HVAC_Split-Package_HP | Annual | FALSE
Any | SWHC046P | RtS | ex | CZ13 | cDXHP | SWHC046-01 | ExAnte2019 | IOU workpaper | 2019-11-06 | Cap-Tons | 1 |  |  | 166.1325 | 0 | 40.866 | 20.8742 | 0 | 42.2469 | [6 empty] | DEER:HVAC_Split-Package_HP | Annual | FALSE
Any | SWHC046P | RtS | ex | CZ14 | cDXHP | SWHC046-01 | ExAnte2019 | IOU workpaper | 2019-11-06 | Cap-Tons | 1 |  |  | 158.1073 | 0 | 42.1778 | 13.1028 | 0 | 43.5608 | [6 empty] | DEER:HVAC_Split-Package_HP | Annual | FALSE
Any | SWHC046P | RtS | ex | CZ15 | cDXHP | SWHC046-01 | ExAnte2019 | IOU workpaper | 2019-11-06 | Cap-Tons | 1 |  |  | 433.3897 | 0 | 4.3083 | 255.4848 | 0 | 4.6833 | [6 empty] | DEER:HVAC_Split-Package_HP | Annual | FALSE
Any | SWHC046P | RtS | ex | CZ16 | cDXHP | SWHC046-01 | ExAnte2019 | IOU workpaper | 2019-11-06 | Cap-Tons | 1 |  |  | -735.4354 | 0 | 146.5747 | -841.5162 | 0 | 148.5408 | [6 empty] | DEER:HVAC_Split-Package_HP | Annual | FALSE
Any | SWHC046P | SCn | ex | CZ01 | cDXHP | SWHC046-01 | ExAnte2019 | IOU workpaper | 2019-11-06 | Cap-Tons | 1 |  |  | -627.6762 | 0 | 148.6067 | -709.399 | 0 | 151.7013 | [6 empty] | DEER:HVAC_Split-Package_HP | Annual | FALSE
Any | SWHC046P | SCn | ex | CZ02 | cDXHP | SWHC046-01 | ExAnte2019 | IOU workpaper | 2019-11-06 | Cap-Tons | 1 |  |  | -454.5315 | 0 | 105.8322 | -528.6349 | 0 | 108.561 | [6 empty] | DEER:HVAC_Split-Package_HP | Annual | FALSE
Any | SWHC046P | SCn | ex | CZ03 | cDXHP | SWHC046-01 | ExAnte2019 | IOU workpaper | 2019-11-06 | Cap-Tons | 1 |  |  | -187.5305 | 0 | 78.1962 | -263.4388 | 0 | 80.8528 | [6 empty] | DEER:HVAC_Split-Package_HP | Annual | FALSE
Any | SWHC046P | SCn | ex | CZ04 | cDXHP | SWHC046-01 | ExAnte2019 | IOU workpaper | 2019-11-06 | Cap-Tons | 1 |  |  | -304.4966 | 0 | 83.936 | -383.4484 | 0 | 85.2131 | [6 empty] | DEER:HVAC_Split-Package_HP | Annual | FALSE
Any | SWHC046P | SCn | ex | CZ05 | cDXHP | SWHC046-01 | ExAnte2019 | IOU workpaper | 2019-11-06 | Cap-Tons | 1 |  |  | -207.8064 | 0 | 77.2492 | -284.8863 | 0 | 79.7346 | [6 empty] | DEER:HVAC_Split-Package_HP | Annual | FALSE
Any | SWHC046P | SCn | ex | CZ06 | cDXHP | SWHC046-01 | ExAnte2019 | IOU workpaper | 2019-11-06 | Cap-Tons | 1 |  |  | 50.587 | 0 | 41.7424 | -43.3878 | 0 | 43.12 | [6 empty] | DEER:HVAC_Split-Package_HP | Annual | FALSE
Any | SWHC046P | SCn | ex | CZ07 | cDXHP | SWHC046-01 | ExAnte2019 | IOU workpaper | 2019-11-06 | Cap-Tons | 1 |  |  | 116.3394 | 0 | 31.9706 | 24.926 | 0 | 33.3389 | [6 empty] | DEER:HVAC_Split-Package_HP | Annual | FALSE
Any | SWHC046P | SCn | ex | CZ08 | cDXHP | SWHC046-01 | ExAnte2019 | IOU workpaper | 2019-11-06 | Cap-Tons | 1 |  |  | 75.1207 | 0 | 43.9653 | -31.6601 | 0 | 45.1714 | [6 empty] | DEER:HVAC_Split-Package_HP | Annual | FALSE
Any | SWHC046P | SCn | ex | CZ09 | cDXHP | SWHC046-01 | ExAnte2019 | IOU workpaper | 2019-11-06 | Cap-Tons | 1 |  |  | 101.2606 | 0 | 44.9239 | -10.5589 | 0 | 46.3428 | [6 empty] | DEER:HVAC_Split-Package_HP | Annual | FALSE
Any | SWHC046P | SCn | ex | CZ10 | cDXHP | SWHC046-01 | ExAnte2019 | IOU workpaper | 2019-11-06 | Cap-Tons | 1 |  |  | 84.1659 | 0 | 48.8308 | -28.3648 | 0 | 50.5704 | [6 empty] | DEER:HVAC_Split-Package_HP | Annual | FALSE
Any | SWHC046P | SCn | ex | CZ11 | cDXHP | SWHC046-01 | ExAnte2019 | IOU workpaper | 2019-11-06 | Cap-Tons | 1 |  |  | -175.6181 | 0 | 87.5365 | -297.9085 | 0 | 89.3304 | [6 empty] | DEER:HVAC_Split-Package_HP | Annual | FALSE
Any | SWHC046P | SCn | ex | CZ12 | cDXHP | SWHC046-01 | ExAnte2019 | IOU workpaper | 2019-11-06 | Cap-Tons | 1 |  |  | -237.5075 | 0 | 95.8106 | -346.742 | 0 | 97.8121 | [6 empty] | DEER:HVAC_Split-Package_HP | Annual | FALSE
Any | SWHC046P | SCn | ex | CZ13 | cDXHP | SWHC046-01 | ExAnte2019 | IOU workpaper | 2019-11-06 | Cap-Tons | 1 |  |  | -95.3437 | 0 | 77.1476 | -218.5876 | 0 | 78.9867 | [6 empty] | DEER:HVAC_Split-Package_HP | Annual | FALSE
Any | SWHC046P | SCn | ex | CZ14 | cDXHP | SWHC046-01 | ExAnte2019 | IOU workpaper | 2019-11-06 | Cap-Tons | 1 |  |  | -225.4181 | 0 | 91.4807 | -355.4808 | 0 | 92.8405 | [6 empty] | DEER:HVAC_Split-Package_HP | Annual | FALSE
Any | SWHC046P | SCn | ex | CZ15 | cDXHP | SWHC046-01 | ExAnte2019 | IOU workpaper | 2019-11-06 | Cap-Tons | 1 |  |  | 354.5747 | 0 | 12.088 | 217.3872 | 0 | 13.4192 | [6 empty] | DEER:HVAC_Split-Package_HP | Annual | FALSE
Any | SWHC046P | SCn | ex | CZ16 | cDXHP | SWHC046-01 | ExAnte2019 | IOU workpaper | 2019-11-06 | Cap-Tons | 1 |  |  | -936.5929 | 0 | 162.4459 | -1022.4249 | 0 | 164.379 | [6 empty] | DEER:HVAC_Split-Package_HP | Annual | FALSE
Any | SWHC046Q | Asm | ex | CZ01 | cDXHP | SWHC046-01 | ExAnte2019 | IOU workpaper | 2019-11-06 | Cap-Tons | 1 |  |  | -654.4466 | 0 | 168.2783 | -728.0913 | 0 | 170.848 | [6 empty] | DEER:HVAC_Split-Package_HP | Annual | FALSE
Any | SWHC046Q | Asm | ex | CZ02 | cDXHP | SWHC046-01 | ExAnte2019 | IOU workpaper | 2019-11-06 | Cap-Tons | 1 |  |  | -225.1787 | 0 | 101.9934 | -330.6131 | 0 | 103.565 | [6 empty] | DEER:HVAC_Split-Package_HP | Annual | FALSE
Any | SWHC046Q | Asm | ex | CZ03 | cDXHP | SWHC046-01 | ExAnte2019 | IOU workpaper | 2019-11-06 | Cap-Tons | 1 |  |  | -66.36 | 0 | 76.4812 | -153.5497 | 0 | 78.2364 | [6 empty] | DEER:HVAC_Split-Package_HP | Annual | FALSE
Any | SWHC046Q | Asm | ex | CZ04 | cDXHP | SWHC046-01 | ExAnte2019 | IOU workpaper | 2019-11-06 | Cap-Tons | 1 |  |  | -9.1024 | 0 | 69.0254 | -119.0855 | 0 | 70.3479 | [6 empty] | DEER:HVAC_Split-Package_HP | Annual | FALSE
Any | SWHC046Q | Asm | ex | CZ05 | cDXHP | SWHC046-01 | ExAnte2019 | IOU workpaper | 2019-11-06 | Cap-Tons | 1 |  |  | -78.4907 | 0 | 75.6687 | -166.7312 | 0 | 77.3501 | [6 empty] | DEER:HVAC_Split-Package_HP | Annual | FALSE
Any | SWHC046Q | Asm | ex | CZ06 | cDXHP | SWHC046-01 | ExAnte2019 | IOU workpaper | 2019-11-06 | Cap-Tons | 1 |  |  | 184.5771 | 0 | 32.0777 | 78.1944 | 0 | 33.0894 | [6 empty] | DEER:HVAC_Split-Package_HP | Annual | FALSE
Any | SWHC046Q | Asm | ex | CZ07 | cDXHP | SWHC046-01 | ExAnte2019 | IOU workpaper | 2019-11-06 | Cap-Tons | 1 |  |  | 191.1214 | 0 | 24.4491 | 90.54 | 0 | 25.4255 | [6 empty] | DEER:HVAC_Split-Package_HP | Annual | FALSE
Any | SWHC046Q | Asm | ex | CZ08 | cDXHP | SWHC046-01 | ExAnte2019 | IOU workpaper | 2019-11-06 | Cap-Tons | 1 |  |  | 218.5356 | 0 | 31.3886 | 99.2127 | 0 | 32.2643 | [6 empty] | DEER:HVAC_Split-Package_HP | Annual | FALSE
Any | SWHC046Q | Asm | ex | CZ09 | cDXHP | SWHC046-01 | ExAnte2019 | IOU workpaper | 2019-11-06 | Cap-Tons | 1 |  |  | 251.5095 | 0 | 31.8972 | 135.5386 | 0 | 32.8555 | [6 empty] | DEER:HVAC_Split-Package_HP | Annual | FALSE
Any | SWHC046Q | Asm | ex | CZ10 | cDXHP | SWHC046-01 | ExAnte2019 | IOU workpaper | 2019-11-06 | Cap-Tons | 1 |  |  | 250.6065 | 0 | 39.0037 | 126.2453 | 0 | 39.9592 | [6 empty] | DEER:HVAC_Split-Package_HP | Annual | FALSE
Any | SWHC046Q | Asm | ex | CZ11 | cDXHP | SWHC046-01 | ExAnte2019 | IOU workpaper | 2019-11-06 | Cap-Tons | 1 |  |  | 115.62 | 0 | 70.048 | -9.4615 | 0 | 71.3809 | [6 empty] | DEER:HVAC_Split-Package_HP | Annual | FALSE
Any | SWHC046Q | Asm | ex | CZ12 | cDXHP | SWHC046-01 | ExAnte2019 | IOU workpaper | 2019-11-06 | Cap-Tons | 1 |  |  | 37.6187 | 0 | 76.2795 | -78.3102 | 0 | 77.6866 | [6 empty] | DEER:HVAC_Split-Package_HP | Annual | FALSE
Any | SWHC046Q | Asm | ex | CZ13 | cDXHP | SWHC046-01 | ExAnte2019 | IOU workpaper | 2019-11-06 | Cap-Tons | 1 |  |  | 162.3959 | 0 | 64.3416 | 35.3195 | 0 | 65.6123 | [6 empty] | DEER:HVAC_Split-Package_HP | Annual | FALSE
Any | SWHC046Q | Asm | ex | CZ14 | cDXHP | SWHC046-01 | ExAnte2019 | IOU workpaper | 2019-11-06 | Cap-Tons | 1 |  |  | 127.1579 | 0 | 68.1142 | 0.965 | 0 | 69.4062 | [6 empty] | DEER:HVAC_Split-Package_HP | Annual | FALSE
Any | SWHC046Q | Asm | ex | CZ15 | cDXHP | SWHC046-01 | ExAnte2019 | IOU workpaper | 2019-11-06 | Cap-Tons | 1 |  |  | 552.5888 | 0 | 12.0371 | 395.2924 | 0 | 12.5575 | [6 empty] | DEER:HVAC_Split-Package_HP | Annual | FALSE
Any | SWHC046Q | Asm | ex | CZ16 | cDXHP | SWHC046-01 | ExAnte2019 | IOU workpaper | 2019-11-06 | Cap-Tons | 1 |  |  | -834.426 | 0 | 187.2086 | -927.8843 | 0 | 189.083 | [6 empty] | DEER:HVAC_Split-Package_HP | Annual | FALSE
Any | SWHC046Q | Com | ex | CZ01 | cDXHP | SWHC046-01 | ExAnte2019 | IOU workpaper | 2019-11-06 | Cap-Tons | 1 |  |  | -236.9162 | 0 | 111.2258 | -332.931 | 0 | 113.9172 | [6 empty] | DEER:HVAC_Split-Package_HP | Annual | FALSE
Any | SWHC046Q | Com | ex | CZ02 | cDXHP | SWHC046-01 | ExAnte2019 | IOU workpaper | 2019-11-06 | Cap-Tons | 1 |  |  | 47.9522 | 0 | 59.9681 | -65.3085 | 0 | 61.5905 | [6 empty] | DEER:HVAC_Split-Package_HP | Annual | FALSE
Any | SWHC046Q | Com | ex | CZ03 | cDXHP | SWHC046-01 | ExAnte2019 | IOU workpaper | 2019-11-06 | Cap-Tons | 1 |  |  | 101.4061 | 0 | 40.8797 | 7.4898 | 0 | 42.2318 | [6 empty] | DEER:HVAC_Split-Package_HP | Annual | FALSE
Any | SWHC046Q | Com | ex | CZ04 | cDXHP | SWHC046-01 | ExAnte2019 | IOU workpaper | 2019-11-06 | Cap-Tons | 1 |  |  | 142.2235 | 0 | 35.6471 | 34.3517 | 0 | 36.6611 | [6 empty] | DEER:HVAC_Split-Package_HP | Annual | FALSE
Any | SWHC046Q | Com | ex | CZ05 | cDXHP | SWHC046-01 | ExAnte2019 | IOU workpaper | 2019-11-06 | Cap-Tons | 1 |  |  | 74.2198 | 0 | 56.1562 | -35.3472 | 0 | 57.9325 | [6 empty] | DEER:HVAC_Split-Package_HP | Annual | FALSE
Any | SWHC046Q | Com | ex | CZ06 | cDXHP | SWHC046-01 | ExAnte2019 | IOU workpaper | 2019-11-06 | Cap-Tons | 1 |  |  | 253.8533 | 0 | 22.0447 | 133.5921 | 0 | 22.9105 | [6 empty] | DEER:HVAC_Split-Package_HP | Annual | FALSE
Any | SWHC046Q | Com | ex | CZ07 | cDXHP | SWHC046-01 | ExAnte2019 | IOU workpaper | 2019-11-06 | Cap-Tons | 1 |  |  | 268.7046 | 0 | 17.5812 | 148.6945 | 0 | 18.4075 | [6 empty] | DEER:HVAC_Split-Package_HP | Annual | FALSE
Any | SWHC046Q | Com | ex | CZ08 | cDXHP | SWHC046-01 | ExAnte2019 | IOU workpaper | 2019-11-06 | Cap-Tons | 1 |  |  | 273.5589 | 0 | 21.3546 | 150.2173 | 0 | 22.1392 | [6 empty] | DEER:HVAC_Split-Package_HP | Annual | FALSE
Any | SWHC046Q | Com | ex | CZ09 | cDXHP | SWHC046-01 | ExAnte2019 | IOU workpaper | 2019-11-06 | Cap-Tons | 1 |  |  | 311.9698 | 0 | 20.8932 | 187.4964 | 0 | 21.7753 | [6 empty] | DEER:HVAC_Split-Package_HP | Annual | FALSE
Any | SWHC046Q | Com | ex | CZ10 | cDXHP | SWHC046-01 | ExAnte2019 | IOU workpaper | 2019-11-06 | Cap-Tons | 1 |  |  | 276.5425 | 0 | 28.4438 | 151.9869 | 0 | 29.4904 | [6 empty] | DEER:HVAC_Split-Package_HP | Annual | FALSE
Any | SWHC046Q | Com | ex | CZ11 | cDXHP | SWHC046-01 | ExAnte2019 | IOU workpaper | 2019-11-06 | Cap-Tons | 1 |  |  | 175.2922 | 0 | 50.3068 | 44.6631 | 0 | 51.7274 | [6 empty] | DEER:HVAC_Split-Package_HP | Annual | FALSE
Any | SWHC046Q | Com | ex | CZ12 | cDXHP | SWHC046-01 | ExAnte2019 | IOU workpaper | 2019-11-06 | Cap-Tons | 1 |  |  | 146.4584 | 0 | 47.5317 | 27.471 | 0 | 48.8834 | [6 empty] | DEER:HVAC_Split-Package_HP | Annual | FALSE
Any | SWHC046Q | Com | ex | CZ13 | cDXHP | SWHC046-01 | ExAnte2019 | IOU workpaper | 2019-11-06 | Cap-Tons | 1 |  |  | 227.4124 | 0 | 42.8336 | 96.2307 | 0 | 44.1317 | [6 empty] | DEER:HVAC_Split-Package_HP | Annual | FALSE
Any | SWHC046Q | Com | ex | CZ14 | cDXHP | SWHC046-01 | ExAnte2019 | IOU workpaper | 2019-11-06 | Cap-Tons | 1 |  |  | 203.7676 | 0 | 46.2543 | 72.5543 | 0 | 47.5408 | [6 empty] | DEER:HVAC_Split-Package_HP | Annual | FALSE
Any | SWHC046Q | Com | ex | CZ15 | cDXHP | SWHC046-01 | ExAnte2019 | IOU workpaper | 2019-11-06 | Cap-Tons | 1 |  |  | 560.5323 | 0 | 7.5943 | 394.9047 | 0 | 8.0636 | [6 empty] | DEER:HVAC_Split-Package_HP | Annual | FALSE
Any | SWHC046Q | Com | ex | CZ16 | cDXHP | SWHC046-01 | ExAnte2019 | IOU workpaper | 2019-11-06 | Cap-Tons | 1 |  |  | -514.6483 | 0 | 131.4648 | -614.2417 | 0 | 133.4351 | [6 empty] | DEER:HVAC_Split-Package_HP | Annual | FALSE
Any | SWHC046Q | ECC | ex | CZ01 | cDXHP | SWHC046-01 | ExAnte2019 | IOU workpaper | 2019-11-06 | Cap-Tons | 1 |  |  | -86.8628 | 0 | 70.1694 | -150.7353 | 0 | 72.0202 | [6 empty] | DEER:HVAC_Split-Package_HP | Annual | FALSE
Any | SWHC046Q | ECC | ex | CZ02 | cDXHP | SWHC046-01 | ExAnte2019 | IOU workpaper | 2019-11-06 | Cap-Tons | 1 |  |  | 89.1283 | 0 | 39.5409 | 1.7965 | 0 | 40.5526 | [6 empty] | DEER:HVAC_Split-Package_HP | Annual | FALSE
Any | SWHC046Q | ECC | ex | CZ03 | cDXHP | SWHC046-01 | ExAnte2019 | IOU workpaper | 2019-11-06 | Cap-Tons | 1 |  |  | 102.9312 | 0 | 30.1938 | 30.4419 | 0 | 31.2714 | [6 empty] | DEER:HVAC_Split-Package_HP | Annual | FALSE
Any | SWHC046Q | ECC | ex | CZ04 | cDXHP | SWHC046-01 | ExAnte2019 | IOU workpaper | 2019-11-06 | Cap-Tons | 1 |  |  | 140.8155 | 0 | 27.2249 | 52.1704 | 0 | 28.0396 | [6 empty] | DEER:HVAC_Split-Package_HP | Annual | FALSE
Any | SWHC046Q | ECC | ex | CZ05 | cDXHP | SWHC046-01 | ExAnte2019 | IOU workpaper | 2019-11-06 | Cap-Tons | 1 |  |  | 94.4581 | 0 | 30.1899 | 21.5782 | 0 | 31.2089 | [6 empty] | DEER:HVAC_Split-Package_HP | Annual | FALSE
Any | SWHC046Q | ECC | ex | CZ06 | cDXHP | SWHC046-01 | ExAnte2019 | IOU workpaper | 2019-11-06 | Cap-Tons | 1 |  |  | 223.9152 | 0 | 9.8908 | 134.2285 | 0 | 10.3507 | [6 empty] | DEER:HVAC_Split-Package_HP | Annual | FALSE
Any | SWHC046Q | ECC | ex | CZ07 | cDXHP | SWHC046-01 | ExAnte2019 | IOU workpaper | 2019-11-06 | Cap-Tons | 1 |  |  | 215.6444 | 0 | 5.8245 | 130.7315 | 0 | 6.1637 | [6 empty] | DEER:HVAC_Split-Package_HP | Annual | FALSE
Any | SWHC046Q | ECC | ex | CZ08 | cDXHP | SWHC046-01 | ExAnte2019 | IOU workpaper | 2019-11-06 | Cap-Tons | 1 |  |  | 248.2509 | 0 | 9.1183 | 149.347 | 0 | 9.5312 | [6 empty] | DEER:HVAC_Split-Package_HP | Annual | FALSE
Any | SWHC046Q | ECC | ex | CZ09 | cDXHP | SWHC046-01 | ExAnte2019 | IOU workpaper | 2019-11-06 | Cap-Tons | 1 |  |  | 263.8967 | 0 | 10.9058 | 167.3461 | 0 | 11.4229 | [6 empty] | DEER:HVAC_Split-Package_HP | Annual | FALSE
Any | SWHC046Q | ECC | ex | CZ10 | cDXHP | SWHC046-01 | ExAnte2019 | IOU workpaper | 2019-11-06 | Cap-Tons | 1 |  |  | 274.5122 | 0 | 12.3296 | 171.9483 | 0 | 12.8409 | [6 empty] | DEER:HVAC_Split-Package_HP | Annual | FALSE
Any | SWHC046Q | ECC | ex | CZ11 | cDXHP | SWHC046-01 | ExAnte2019 | IOU workpaper | 2019-11-06 | Cap-Tons | 1 |  |  | 188.1186 | 0 | 32.4209 | 82.0374 | 0 | 33.3053 | [6 empty] | DEER:HVAC_Split-Package_HP | Annual | FALSE
Any | SWHC046Q | ECC | ex | CZ12 | cDXHP | SWHC046-01 | ExAnte2019 | IOU workpaper | 2019-11-06 | Cap-Tons | 1 |  |  | 149.2847 | 0 | 33.9609 | 51.5114 | 0 | 34.8597 | [6 empty] | DEER:HVAC_Split-Package_HP | Annual | FALSE
Any | SWHC046Q | ECC | ex | CZ13 | cDXHP | SWHC046-01 | ExAnte2019 | IOU workpaper | 2019-11-06 | Cap-Tons | 1 |  |  | 215.047 | 0 | 28.2529 | 106.806 | 0 | 29.0488 | [6 empty] | DEER:HVAC_Split-Package_HP | Annual | FALSE
Any | SWHC046Q | ECC | ex | CZ14 | cDXHP | SWHC046-01 | ExAnte2019 | IOU workpaper | 2019-11-06 | Cap-Tons | 1 |  |  | 199.3314 | 0 | 29.8227 | 93.6896 | 0 | 30.6499 | [6 empty] | DEER:HVAC_Split-Package_HP | Annual | FALSE
Any | SWHC046Q | ECC | ex | CZ15 | cDXHP | SWHC046-01 | ExAnte2019 | IOU workpaper | 2019-11-06 | Cap-Tons | 1 |  |  | 449.6923 | 0 | 3.057 | 316.7689 | 0 | 3.2825 | [6 empty] | DEER:HVAC_Split-Package_HP | Annual | FALSE
Any | SWHC046Q | ECC | ex | CZ16 | cDXHP | SWHC046-01 | ExAnte2019 | IOU workpaper | 2019-11-06 | Cap-Tons | 1 |  |  | -303.2603 | 0 | 89.2745 | -382.3451 | 0 | 90.6794 | [6 empty] | DEER:HVAC_Split-Package_HP | Annual | FALSE
Any | SWHC046Q | EPr | ex | CZ01 | cDXHP | SWHC046-01 | ExAnte2019 | IOU workpaper | 2019-11-06 | Cap-Tons | 1 |  |  | -308.4863 | 0 | 89.1725 | -349.9544 | 0 | 90.6057 | [6 empty] | DEER:HVAC_Split-Package_HP | Annual | FALSE
Any | SWHC046Q | EPr | ex | CZ02 | cDXHP | SWHC046-01 | ExAnte2019 | IOU workpaper | 2019-11-06 | Cap-Tons | 1 |  |  | -85.3381 | 0 | 49.7095 | -140.8759 | 0 | 50.5666 | [6 empty] | DEER:HVAC_Split-Package_HP | Annual | FALSE
Any | SWHC046Q | EPr | ex | CZ03 | cDXHP | SWHC046-01 | ExAnte2019 | IOU workpaper | 2019-11-06 | Cap-Tons | 1 |  |  | -47.3052 | 0 | 43.3233 | -94.2977 | 0 | 44.2835 | [6 empty] | DEER:HVAC_Split-Package_HP | Annual | FALSE
Any | SWHC046Q | EPr | ex | CZ04 | cDXHP | SWHC046-01 | ExAnte2019 | IOU workpaper | 2019-11-06 | Cap-Tons | 1 |  |  | -5.1403 | 0 | 35.1665 | -62.3401 | 0 | 35.9169 | [6 empty] | DEER:HVAC_Split-Package_HP | Annual | FALSE
Any | SWHC046Q | EPr | ex | CZ05 | cDXHP | SWHC046-01 | ExAnte2019 | IOU workpaper | 2019-11-06 | Cap-Tons | 1 |  |  | -62.1391 | 0 | 42.3872 | -110.1839 | 0 | 43.2929 | [6 empty] | DEER:HVAC_Split-Package_HP | Annual | FALSE
Any | SWHC046Q | EPr | ex | CZ06 | cDXHP | SWHC046-01 | ExAnte2019 | IOU workpaper | 2019-11-06 | Cap-Tons | 1 |  |  | 85.6806 | 0 | 17.7611 | 28.3125 | 0 | 18.3216 | [6 empty] | DEER:HVAC_Split-Package_HP | Annual | FALSE
Any | SWHC046Q | EPr | ex | CZ07 | cDXHP | SWHC046-01 | ExAnte2019 | IOU workpaper | 2019-11-06 | Cap-Tons | 1 |  |  | 91.4919 | 0 | 13.622 | 37.5753 | 0 | 14.1455 | [6 empty] | DEER:HVAC_Split-Package_HP | Annual | FALSE
Any | SWHC046Q | EPr | ex | CZ08 | cDXHP | SWHC046-01 | ExAnte2019 | IOU workpaper | 2019-11-06 | Cap-Tons | 1 |  |  | 113.2637 | 0 | 15.114 | 50.7641 | 0 | 15.6024 | [6 empty] | DEER:HVAC_Split-Package_HP | Annual | FALSE
Any | SWHC046Q | EPr | ex | CZ09 | cDXHP | SWHC046-01 | ExAnte2019 | IOU workpaper | 2019-11-06 | Cap-Tons | 1 |  |  | 120.1572 | 0 | 17.588 | 59.0976 | 0 | 18.1502 | [6 empty] | DEER:HVAC_Split-Package_HP | Annual | FALSE
Any | SWHC046Q | EPr | ex | CZ10 | cDXHP | SWHC046-01 | ExAnte2019 | IOU workpaper | 2019-11-06 | Cap-Tons | 1 |  |  | 129.4906 | 0 | 17.3271 | 63.6611 | 0 | 17.8359 | [6 empty] | DEER:HVAC_Split-Package_HP | Annual | FALSE
Any | SWHC046Q | EPr | ex | CZ11 | cDXHP | SWHC046-01 | ExAnte2019 | IOU workpaper | 2019-11-06 | Cap-Tons | 1 |  |  | 17.1747 | 0 | 38.5934 | -49.2085 | 0 | 39.4411 | [6 empty] | DEER:HVAC_Split-Package_HP | Annual | FALSE
Any | SWHC046Q | EPr | ex | CZ12 | cDXHP | SWHC046-01 | ExAnte2019 | IOU workpaper | 2019-11-06 | Cap-Tons | 1 |  |  | -13.9487 | 0 | 42.1473 | -75.9329 | 0 | 42.968 | [6 empty] | DEER:HVAC_Split-Package_HP | Annual | FALSE
Any | SWHC046Q | EPr | ex | CZ13 | cDXHP | SWHC046-01 | ExAnte2019 | IOU workpaper | 2019-11-06 | Cap-Tons | 1 |  |  | 48.0752 | 0 | 34.2557 | -20.4518 | 0 | 35.0093 | [6 empty] | DEER:HVAC_Split-Package_HP | Annual | FALSE
Any | SWHC046Q | EPr | ex | CZ14 | cDXHP | SWHC046-01 | ExAnte2019 | IOU workpaper | 2019-11-06 | Cap-Tons | 1 |  |  | 34.7021 | 0 | 34.8808 | -32.9272 | 0 | 35.6516 | [6 empty] | DEER:HVAC_Split-Package_HP | Annual | FALSE
Any | SWHC046Q | EPr | ex | CZ15 | cDXHP | SWHC046-01 | ExAnte2019 | IOU workpaper | 2019-11-06 | Cap-Tons | 1 |  |  | 275.9464 | 0 | 4.9091 | 189.022 | 0 | 5.1616 | [6 empty] | DEER:HVAC_Split-Package_HP | Annual | FALSE
Any | SWHC046Q | EPr | ex | CZ16 | cDXHP | SWHC046-01 | ExAnte2019 | IOU workpaper | 2019-11-06 | Cap-Tons | 1 |  |  | -513.0974 | 0 | 107.9835 | -562.2049 | 0 | 109.1812 | [6 empty] | DEER:HVAC_Split-Package_HP | Annual | FALSE
Any | SWHC046Q | ERC | ex | CZ01 | cDXHP | SWHC046-01 | ExAnte2019 | IOU workpaper | 2019-11-06 | Cap-Tons | 1 |  |  | -633.5343 | 0 | 131.6617 | -670.7538 | 0 | 132.9105 | [6 empty] | DEER:HVAC_Split-Package_HP | Annual | FALSE
Any | SWHC046Q | ERC | ex | CZ02 | cDXHP | SWHC046-01 | ExAnte2019 | IOU workpaper | 2019-11-06 | Cap-Tons | 1 |  |  | -342.2052 | 0 | 82.0897 | -388.9782 | 0 | 82.8714 | [6 empty] | DEER:HVAC_Split-Package_HP | Annual | FALSE
Any | SWHC046Q | ERC | ex | CZ03 | cDXHP | SWHC046-01 | ExAnte2019 | IOU workpaper | 2019-11-06 | Cap-Tons | 1 |  |  | -204.5485 | 0 | 63.2982 | -244.6768 | 0 | 64.0724 | [6 empty] | DEER:HVAC_Split-Package_HP | Annual | FALSE
Any | SWHC046Q | ERC | ex | CZ04 | cDXHP | SWHC046-01 | ExAnte2019 | IOU workpaper | 2019-11-06 | Cap-Tons | 1 |  |  | -201.1402 | 0 | 56.7067 | -248.5779 | 0 | 57.3437 | [6 empty] | DEER:HVAC_Split-Package_HP | Annual | FALSE
Any | SWHC046Q | ERC | ex | CZ05 | cDXHP | SWHC046-01 | ExAnte2019 | IOU workpaper | 2019-11-06 | Cap-Tons | 1 |  |  | -284.8236 | 0 | 70.9796 | -328.3905 | 0 | 71.6541 | [6 empty] | DEER:HVAC_Split-Package_HP | Annual | FALSE
Any | SWHC046Q | ERC | ex | CZ06 | cDXHP | SWHC046-01 | ExAnte2019 | IOU workpaper | 2019-11-06 | Cap-Tons | 1 |  |  | -31.2301 | 0 | 30.0753 | -79.7958 | 0 | 30.4744 | [6 empty] | DEER:HVAC_Split-Package_HP | Annual | FALSE
Any | SWHC046Q | ERC | ex | CZ07 | cDXHP | SWHC046-01 | ExAnte2019 | IOU workpaper | 2019-11-06 | Cap-Tons | 1 |  |  | 12.284 | 0 | 19.6516 | -32.678 | 0 | 19.9824 | [6 empty] | DEER:HVAC_Split-Package_HP | Annual | FALSE
Any | SWHC046Q | ERC | ex | CZ08 | cDXHP | SWHC046-01 | ExAnte2019 | IOU workpaper | 2019-11-06 | Cap-Tons | 1 |  |  | 6.2385 | 0 | 26.6458 | -45.9144 | 0 | 27.0235 | [6 empty] | DEER:HVAC_Split-Package_HP | Annual | FALSE
Any | SWHC046Q | ERC | ex | CZ09 | cDXHP | SWHC046-01 | ExAnte2019 | IOU workpaper | 2019-11-06 | Cap-Tons | 1 |  |  | 19.8417 | 0 | 26.5406 | -30.0373 | 0 | 26.9481 | [6 empty] | DEER:HVAC_Split-Package_HP | Annual | FALSE
Any | SWHC046Q | ERC | ex | CZ10 | cDXHP | SWHC046-01 | ExAnte2019 | IOU workpaper | 2019-11-06 | Cap-Tons | 1 |  |  | 2.2661 | 0 | 29.875 | -51.4462 | 0 | 30.2927 | [6 empty] | DEER:HVAC_Split-Package_HP | Annual | FALSE
Any | SWHC046Q | ERC | ex | CZ11 | cDXHP | SWHC046-01 | ExAnte2019 | IOU workpaper | 2019-11-06 | Cap-Tons | 1 |  |  | -145.4206 | 0 | 54.8041 | -201.259 | 0 | 55.4819 | [6 empty] | DEER:HVAC_Split-Package_HP | Annual | FALSE
Any | SWHC046Q | ERC | ex | CZ12 | cDXHP | SWHC046-01 | ExAnte2019 | IOU workpaper | 2019-11-06 | Cap-Tons | 1 |  |  | -200.1957 | 0 | 61.8744 | -250.8076 | 0 | 62.5443 | [6 empty] | DEER:HVAC_Split-Package_HP | Annual | FALSE
Any | SWHC046Q | ERC | ex | CZ13 | cDXHP | SWHC046-01 | ExAnte2019 | IOU workpaper | 2019-11-06 | Cap-Tons | 1 |  |  | -103.2559 | 0 | 49.2898 | -160.9245 | 0 | 49.9268 | [6 empty] | DEER:HVAC_Split-Package_HP | Annual | FALSE
Any | SWHC046Q | ERC | ex | CZ14 | cDXHP | SWHC046-01 | ExAnte2019 | IOU workpaper | 2019-11-06 | Cap-Tons | 1 |  |  | -136.1779 | 0 | 51.4543 | -193.5005 | 0 | 52.0345 | [6 empty] | DEER:HVAC_Split-Package_HP | Annual | FALSE
Any | SWHC046Q | ERC | ex | CZ15 | cDXHP | SWHC046-01 | ExAnte2019 | IOU workpaper | 2019-11-06 | Cap-Tons | 1 |  |  | 210.8392 | 0 | 8.1507 | 133.749 | 0 | 8.3568 | [6 empty] | DEER:HVAC_Split-Package_HP | Annual | FALSE
Any | SWHC046Q | ERC | ex | CZ16 | cDXHP | SWHC046-01 | ExAnte2019 | IOU workpaper | 2019-11-06 | Cap-Tons | 1 |  |  | -895.5954 | 0 | 145.2318 | -939.1598 | 0 | 146.2976 | [6 empty] | DEER:HVAC_Split-Package_HP | Annual | FALSE
Any | SWHC046Q | ESe | ex | CZ01 | cDXHP | SWHC046-01 | ExAnte2019 | IOU workpaper | 2019-11-06 | Cap-Tons | 1 |  |  | -250.4745 | 0 | 81.8499 | -295.4992 | 0 | 83.3021 | [6 empty] | DEER:HVAC_Split-Package_HP | Annual | FALSE
Any | SWHC046Q | ESe | ex | CZ02 | cDXHP | SWHC046-01 | ExAnte2019 | IOU workpaper | 2019-11-06 | Cap-Tons | 1 |  |  | -65.1893 | 0 | 49.7206 | -124.5177 | 0 | 50.6527 | [6 empty] | DEER:HVAC_Split-Package_HP | Annual | FALSE
Any | SWHC046Q | ESe | ex | CZ03 | cDXHP | SWHC046-01 | ExAnte2019 | IOU workpaper | 2019-11-06 | Cap-Tons | 1 |  |  | 5.473 | 0 | 34.4789 | -46.4799 | 0 | 35.3734 | [6 empty] | DEER:HVAC_Split-Package_HP | Annual | FALSE
Any | SWHC046Q | ESe | ex | CZ04 | cDXHP | SWHC046-01 | ExAnte2019 | IOU workpaper | 2019-11-06 | Cap-Tons | 1 |  |  | 33.6271 | 0 | 31.5783 | -29.6811 | 0 | 32.3162 | [6 empty] | DEER:HVAC_Split-Package_HP | Annual | FALSE
Any | SWHC046Q | ESe | ex | CZ05 | cDXHP | SWHC046-01 | ExAnte2019 | IOU workpaper | 2019-11-06 | Cap-Tons | 1 |  |  | 2.1617 | 0 | 33.2559 | -50.8732 | 0 | 34.0628 | [6 empty] | DEER:HVAC_Split-Package_HP | Annual | FALSE
Any | SWHC046Q | ESe | ex | CZ06 | cDXHP | SWHC046-01 | ExAnte2019 | IOU workpaper | 2019-11-06 | Cap-Tons | 1 |  |  | 128.5931 | 0 | 13.6147 | 64.1933 | 0 | 14.0859 | [6 empty] | DEER:HVAC_Split-Package_HP | Annual | FALSE
Any | SWHC046Q | ESe | ex | CZ07 | cDXHP | SWHC046-01 | ExAnte2019 | IOU workpaper | 2019-11-06 | Cap-Tons | 1 |  |  | 134.6907 | 0 | 9.376 | 72.9543 | 0 | 9.7622 | [6 empty] | DEER:HVAC_Split-Package_HP | Annual | FALSE
Any | SWHC046Q | ESe | ex | CZ08 | cDXHP | SWHC046-01 | ExAnte2019 | IOU workpaper | 2019-11-06 | Cap-Tons | 1 |  |  | 151.5736 | 0 | 12.7227 | 79.2576 | 0 | 13.1647 | [6 empty] | DEER:HVAC_Split-Package_HP | Annual | FALSE
Any | SWHC046Q | ESe | ex | CZ09 | cDXHP | SWHC046-01 | ExAnte2019 | IOU workpaper | 2019-11-06 | Cap-Tons | 1 |  |  | 157.8655 | 0 | 14.5015 | 87.314 | 0 | 15.0388 | [6 empty] | DEER:HVAC_Split-Package_HP | Annual | FALSE
Any | SWHC046Q | ESe | ex | CZ10 | cDXHP | SWHC046-01 | ExAnte2019 | IOU workpaper | 2019-11-06 | Cap-Tons | 1 |  |  | 150.6336 | 0 | 18.1936 | 77.6141 | 0 | 18.7719 | [6 empty] | DEER:HVAC_Split-Package_HP | Annual | FALSE
Any | SWHC046Q | ESe | ex | CZ11 | cDXHP | SWHC046-01 | ExAnte2019 | IOU workpaper | 2019-11-06 | Cap-Tons | 1 |  |  | 28.5779 | 0 | 41.2774 | -46.7531 | 0 | 42.1609 | [6 empty] | DEER:HVAC_Split-Package_HP | Annual | FALSE
Any | SWHC046Q | ESe | ex | CZ12 | cDXHP | SWHC046-01 | ExAnte2019 | IOU workpaper | 2019-11-06 | Cap-Tons | 1 |  |  | -5.642 | 0 | 43.8266 | -73.6703 | 0 | 44.716 | [6 empty] | DEER:HVAC_Split-Package_HP | Annual | FALSE
Any | SWHC046Q | ESe | ex | CZ13 | cDXHP | SWHC046-01 | ExAnte2019 | IOU workpaper | 2019-11-06 | Cap-Tons | 1 |  |  | 64.7963 | 0 | 36.1794 | -12.856 | 0 | 36.9942 | [6 empty] | DEER:HVAC_Split-Package_HP | Annual | FALSE
Any | SWHC046Q | ESe | ex | CZ14 | cDXHP | SWHC046-01 | ExAnte2019 | IOU workpaper | 2019-11-06 | Cap-Tons | 1 |  |  | 44.7729 | 0 | 37.902 | -30.7747 | 0 | 38.7337 | [6 empty] | DEER:HVAC_Split-Package_HP | Annual | FALSE
Any | SWHC046Q | ESe | ex | CZ15 | cDXHP | SWHC046-01 | ExAnte2019 | IOU workpaper | 2019-11-06 | Cap-Tons | 1 |  |  | 305.6223 | 0 | 5.3104 | 207.4661 | 0 | 5.6003 | [6 empty] | DEER:HVAC_Split-Package_HP | Annual | FALSE
Any | SWHC046Q | ESe | ex | CZ16 | cDXHP | SWHC046-01 | ExAnte2019 | IOU workpaper | 2019-11-06 | Cap-Tons | 1 |  |  | -464.1271 | 0 | 99.0388 | -518.3599 | 0 | 100.256 | [6 empty] | DEER:HVAC_Split-Package_HP | Annual | FALSE
Any | SWHC046Q | EUn | ex | CZ01 | cDXHP | SWHC046-01 | ExAnte2019 | IOU workpaper | 2019-11-06 | Cap-Tons | 1 |  |  | -167.9859 | 0 | 87.4244 | -243.6096 | 0 | 89.3643 | [6 empty] | DEER:HVAC_Split-Package_HP | Annual | FALSE
Any | SWHC046Q | EUn | ex | CZ02 | cDXHP | SWHC046-01 | ExAnte2019 | IOU workpaper | 2019-11-06 | Cap-Tons | 1 |  |  | 34.9118 | 0 | 54.4383 | -66.5761 | 0 | 55.5966 | [6 empty] | DEER:HVAC_Split-Package_HP | Annual | FALSE
Any | SWHC046Q | EUn | ex | CZ03 | cDXHP | SWHC046-01 | ExAnte2019 | IOU workpaper | 2019-11-06 | Cap-Tons | 1 |  |  | 68.4584 | 0 | 43.5784 | -16.8964 | 0 | 44.819 | [6 empty] | DEER:HVAC_Split-Package_HP | Annual | FALSE
Any | SWHC046Q | EUn | ex | CZ04 | cDXHP | SWHC046-01 | ExAnte2019 | IOU workpaper | 2019-11-06 | Cap-Tons | 1 |  |  | 105.55 | 0 | 39.8829 | 2.4512 | 0 | 40.8704 | [6 empty] | DEER:HVAC_Split-Package_HP | Annual | FALSE
Any | SWHC046Q | EUn | ex | CZ05 | cDXHP | SWHC046-01 | ExAnte2019 | IOU workpaper | 2019-11-06 | Cap-Tons | 1 |  |  | 47.4953 | 0 | 44.6619 | -38.322 | 0 | 45.8593 | [6 empty] | DEER:HVAC_Split-Package_HP | Annual | FALSE
Any | SWHC046Q | EUn | ex | CZ06 | cDXHP | SWHC046-01 | ExAnte2019 | IOU workpaper | 2019-11-06 | Cap-Tons | 1 |  |  | 225.9217 | 0 | 18.5924 | 121.621 | 0 | 19.218 | [6 empty] | DEER:HVAC_Split-Package_HP | Annual | FALSE
Any | SWHC046Q | EUn | ex | CZ07 | cDXHP | SWHC046-01 | ExAnte2019 | IOU workpaper | 2019-11-06 | Cap-Tons | 1 |  |  | 224.7321 | 0 | 13.2808 | 125.9443 | 0 | 13.818 | [6 empty] | DEER:HVAC_Split-Package_HP | Annual | FALSE
Any | SWHC046Q | EUn | ex | CZ08 | cDXHP | SWHC046-01 | ExAnte2019 | IOU workpaper | 2019-11-06 | Cap-Tons | 1 |  |  | 255.7977 | 0 | 17.9425 | 140.8594 | 0 | 18.5528 | [6 empty] | DEER:HVAC_Split-Package_HP | Annual | FALSE
Any | SWHC046Q | EUn | ex | CZ09 | cDXHP | SWHC046-01 | ExAnte2019 | IOU workpaper | 2019-11-06 | Cap-Tons | 1 |  |  | 273.5731 | 0 | 19.3198 | 161.3624 | 0 | 20.0445 | [6 empty] | DEER:HVAC_Split-Package_HP | Annual | FALSE
Any | SWHC046Q | EUn | ex | CZ10 | cDXHP | SWHC046-01 | ExAnte2019 | IOU workpaper | 2019-11-06 | Cap-Tons | 1 |  |  | 288.6903 | 0 | 20.5657 | 169.4146 | 0 | 21.2458 | [6 empty] | DEER:HVAC_Split-Package_HP | Annual | FALSE
Any | SWHC046Q | EUn | ex | CZ11 | cDXHP | SWHC046-01 | ExAnte2019 | IOU workpaper | 2019-11-06 | Cap-Tons | 1 |  |  | 191.6581 | 0 | 41.9968 | 69.4163 | 0 | 43.0312 | [6 empty] | DEER:HVAC_Split-Package_HP | Annual | FALSE
Any | SWHC046Q | EUn | ex | CZ12 | cDXHP | SWHC046-01 | ExAnte2019 | IOU workpaper | 2019-11-06 | Cap-Tons | 1 |  |  | 138.8543 | 0 | 45.0625 | 24.7738 | 0 | 46.1227 | [6 empty] | DEER:HVAC_Split-Package_HP | Annual | FALSE
Any | SWHC046Q | EUn | ex | CZ13 | cDXHP | SWHC046-01 | ExAnte2019 | IOU workpaper | 2019-11-06 | Cap-Tons | 1 |  |  | 224.4351 | 0 | 36.871 | 100.1734 | 0 | 37.8126 | [6 empty] | DEER:HVAC_Split-Package_HP | Annual | FALSE
Any | SWHC046Q | EUn | ex | CZ14 | cDXHP | SWHC046-01 | ExAnte2019 | IOU workpaper | 2019-11-06 | Cap-Tons | 1 |  |  | 198.4149 | 0 | 39.9814 | 76.4051 | 0 | 40.9415 | [6 empty] | DEER:HVAC_Split-Package_HP | Annual | FALSE
Any | SWHC046Q | EUn | ex | CZ15 | cDXHP | SWHC046-01 | ExAnte2019 | IOU workpaper | 2019-11-06 | Cap-Tons | 1 |  |  | 502.835 | 0 | 5.9417 | 352.8479 | 0 | 6.2616 | [6 empty] | DEER:HVAC_Split-Package_HP | Annual | FALSE
Any | SWHC046Q | EUn | ex | CZ16 | cDXHP | SWHC046-01 | ExAnte2019 | IOU workpaper | 2019-11-06 | Cap-Tons | 1 |  |  | -387.4348 | 0 | 105.8118 | -477.9126 | 0 | 107.3707 | [6 empty] | DEER:HVAC_Split-Package_HP | Annual | FALSE
Any | SWHC046Q | Gro | ex | CZ01 | cDXHP | SWHC046-01 | ExAnte2019 | IOU workpaper | 2019-11-06 | Cap-Tons | 1 |  |  | -1854.5821 | 0 | 486.8445 | -2077.7283 | 0 | 495.8101 | [6 empty] | DEER:HVAC_Split-Package_HP | Annual | FALSE
Any | SWHC046Q | Gro | ex | CZ02 | cDXHP | SWHC046-01 | ExAnte2019 | IOU workpaper | 2019-11-06 | Cap-Tons | 1 |  |  | -232.4662 | 0 | 162.6221 | -407.7677 | 0 | 167.0243 | [6 empty] | DEER:HVAC_Split-Package_HP | Annual | FALSE
Any | SWHC046Q | Gro | ex | CZ03 | cDXHP | SWHC046-01 | ExAnte2019 | IOU workpaper | 2019-11-06 | Cap-Tons | 1 |  |  | -372.3518 | 0 | 215.1071 | -558.9599 | 0 | 220.7772 | [6 empty] | DEER:HVAC_Split-Package_HP | Annual | FALSE
Any | SWHC046Q | Gro | ex | CZ04 | cDXHP | SWHC046-01 | ExAnte2019 | IOU workpaper | 2019-11-06 | Cap-Tons | 1 |  |  | -59.7402 | 0 | 141.7968 | -238.5572 | 0 | 145.9162 | [6 empty] | DEER:HVAC_Split-Package_HP | Annual | FALSE
Any | SWHC046Q | Gro | ex | CZ05 | cDXHP | SWHC046-01 | ExAnte2019 | IOU workpaper | 2019-11-06 | Cap-Tons | 1 |  |  | -543.6724 | 0 | 253.0518 | -744.4934 | 0 | 259.3173 | [6 empty] | DEER:HVAC_Split-Package_HP | Annual | FALSE
Any | SWHC046Q | Gro | ex | CZ06 | cDXHP | SWHC046-01 | ExAnte2019 | IOU workpaper | 2019-11-06 | Cap-Tons | 1 |  |  | 165.2738 | 0 | 90.73 | -1.3893 | 0 | 94.083 | [6 empty] | DEER:HVAC_Split-Package_HP | Annual | FALSE
Any | SWHC046Q | Gro | ex | CZ07 | cDXHP | SWHC046-01 | ExAnte2019 | IOU workpaper | 2019-11-06 | Cap-Tons | 1 |  |  | 267.1081 | 0 | 103.2547 | 57.0839 | 0 | 107.6528 | [6 empty] | DEER:HVAC_Split-Package_HP | Annual | FALSE
Any | SWHC046Q | Gro | ex | CZ08 | cDXHP | SWHC046-01 | ExAnte2019 | IOU workpaper | 2019-11-06 | Cap-Tons | 1 |  |  | 341.6438 | 0 | 75.425 | 155.8041 | 0 | 78.4697 | [6 empty] | DEER:HVAC_Split-Package_HP | Annual | FALSE
Any | SWHC046Q | Gro | ex | CZ09 | cDXHP | SWHC046-01 | ExAnte2019 | IOU workpaper | 2019-11-06 | Cap-Tons | 1 |  |  | 368.4539 | 0 | 68.649 | 181.7521 | 0 | 71.7977 | [6 empty] | DEER:HVAC_Split-Package_HP | Annual | FALSE
Any | SWHC046Q | Gro | ex | CZ10 | cDXHP | SWHC046-01 | ExAnte2019 | IOU workpaper | 2019-11-06 | Cap-Tons | 1 |  |  | 348.4958 | 0 | 77.2602 | 157.0173 | 0 | 80.3919 | [6 empty] | DEER:HVAC_Split-Package_HP | Annual | FALSE
Any | SWHC046Q | Gro | ex | CZ11 | cDXHP | SWHC046-01 | ExAnte2019 | IOU workpaper | 2019-11-06 | Cap-Tons | 1 |  |  | 91.9829 | 0 | 108.3552 | -103.7279 | 0 | 111.9016 | [6 empty] | DEER:HVAC_Split-Package_HP | Annual | FALSE
Any | SWHC046Q | Gro | ex | CZ12 | cDXHP | SWHC046-01 | ExAnte2019 | IOU workpaper | 2019-11-06 | Cap-Tons | 1 |  |  | 66.1979 | 0 | 109.8729 | -117.247 | 0 | 113.6307 | [6 empty] | DEER:HVAC_Split-Package_HP | Annual | FALSE
Any | SWHC046Q | Gro | ex | CZ13 | cDXHP | SWHC046-01 | ExAnte2019 | IOU workpaper | 2019-11-06 | Cap-Tons | 1 |  |  | 197.4193 | 0 | 99.7323 | -1.0111 | 0 | 103.0754 | [6 empty] | DEER:HVAC_Split-Package_HP | Annual | FALSE
Any | SWHC046Q | Gro | ex | CZ14 | cDXHP | SWHC046-01 | ExAnte2019 | IOU workpaper | 2019-11-06 | Cap-Tons | 1 |  |  | 125.2152 | 0 | 106.2657 | -71.7995 | 0 | 109.7289 | [6 empty] | DEER:HVAC_Split-Package_HP | Annual | FALSE
Any | SWHC046Q | Gro | ex | CZ15 | cDXHP | SWHC046-01 | ExAnte2019 | IOU workpaper | 2019-11-06 | Cap-Tons | 1 |  |  | 773.1137 | 0 | 23.9306 | 544.1055 | 0 | 25.6488 | [6 empty] | DEER:HVAC_Split-Package_HP | Annual | FALSE
Any | SWHC046Q | Gro | ex | CZ16 | cDXHP | SWHC046-01 | ExAnte2019 | IOU workpaper | 2019-11-06 | Cap-Tons | 1 |  |  | -1425.398 | 0 | 339.1115 | -1621.6924 | 0 | 344.6283 | [6 empty] | DEER:HVAC_Split-Package_HP | Annual | FALSE
Any | SWHC046Q | Hsp | ex | CZ01 | cDXHP | SWHC046-01 | ExAnte2019 | IOU workpaper | 2019-11-06 | Cap-Tons | 1 |  |  | 321.8476 | 0 | 77.0962 | 155.9398 | 0 | 82.6661 | [6 empty] | DEER:HVAC_Split-Package_HP | Annual | FALSE
Any | SWHC046Q | Hsp | ex | CZ02 | cDXHP | SWHC046-01 | ExAnte2019 | IOU workpaper | 2019-11-06 | Cap-Tons | 1 |  |  | 465.5756 | 0 | 49.9415 | 275.3126 | 0 | 53.4514 | [6 empty] | DEER:HVAC_Split-Package_HP | Annual | FALSE
Any | SWHC046Q | Hsp | ex | CZ03 | cDXHP | SWHC046-01 | ExAnte2019 | IOU workpaper | 2019-11-06 | Cap-Tons | 1 |  |  | 491.1961 | 0 | 37.0345 | 316.9344 | 0 | 40.3883 | [6 empty] | DEER:HVAC_Split-Package_HP | Annual | FALSE
Any | SWHC046Q | Hsp | ex | CZ04 | cDXHP | SWHC046-01 | ExAnte2019 | IOU workpaper | 2019-11-06 | Cap-Tons | 1 |  |  | 510.9845 | 0 | 37.1865 | 317.5557 | 0 | 39.9783 | [6 empty] | DEER:HVAC_Split-Package_HP | Annual | FALSE
Any | SWHC046Q | Hsp | ex | CZ05 | cDXHP | SWHC046-01 | ExAnte2019 | IOU workpaper | 2019-11-06 | Cap-Tons | 1 |  |  | 467.2021 | 0 | 41.6978 | 292.8751 | 0 | 45.3315 | [6 empty] | DEER:HVAC_Split-Package_HP | Annual | FALSE
Any | SWHC046Q | Hsp | ex | CZ06 | cDXHP | SWHC046-01 | ExAnte2019 | IOU workpaper | 2019-11-06 | Cap-Tons | 1 |  |  | 609.7387 | 0 | 17.7838 | 411.4824 | 0 | 19.6284 | [6 empty] | DEER:HVAC_Split-Package_HP | Annual | FALSE
Any | SWHC046Q | Hsp | ex | CZ07 | cDXHP | SWHC046-01 | ExAnte2019 | IOU workpaper | 2019-11-06 | Cap-Tons | 1 |  |  | 619.9656 | 0 | 7.6804 | 426.5811 | 0 | 8.8971 | [6 empty] | DEER:HVAC_Split-Package_HP | Annual | FALSE
Any | SWHC046Q | Hsp | ex | CZ08 | cDXHP | SWHC046-01 | ExAnte2019 | IOU workpaper | 2019-11-06 | Cap-Tons | 1 |  |  | 653.3658 | 0 | 13.3892 | 446.6963 | 0 | 14.9149 | [6 empty] | DEER:HVAC_Split-Package_HP | Annual | FALSE
Any | SWHC046Q | Hsp | ex | CZ09 | cDXHP | SWHC046-01 | ExAnte2019 | IOU workpaper | 2019-11-06 | Cap-Tons | 1 |  |  | 652.7487 | 0 | 18.6329 | 444.3419 | 0 | 20.4589 | [6 empty] | DEER:HVAC_Split-Package_HP | Annual | FALSE
Any | SWHC046Q | Hsp | ex | CZ10 | cDXHP | SWHC046-01 | ExAnte2019 | IOU workpaper | 2019-11-06 | Cap-Tons | 1 |  |  | 666.5889 | 0 | 22.6343 | 453.0774 | 0 | 24.6273 | [6 empty] | DEER:HVAC_Split-Package_HP | Annual | FALSE
Any | SWHC046Q | Hsp | ex | CZ11 | cDXHP | SWHC046-01 | ExAnte2019 | IOU workpaper | 2019-11-06 | Cap-Tons | 1 |  |  | 553.5868 | 0 | 48.5972 | 335.0864 | 0 | 51.4601 | [6 empty] | DEER:HVAC_Split-Package_HP | Annual | FALSE
Any | SWHC046Q | Hsp | ex | CZ12 | cDXHP | SWHC046-01 | ExAnte2019 | IOU workpaper | 2019-11-06 | Cap-Tons | 1 |  |  | 528.4329 | 0 | 45.7941 | 323.8796 | 0 | 48.7415 | [6 empty] | DEER:HVAC_Split-Package_HP | Annual | FALSE
Any | SWHC046Q | Hsp | ex | CZ13 | cDXHP | SWHC046-01 | ExAnte2019 | IOU workpaper | 2019-11-06 | Cap-Tons | 1 |  |  | 597.7897 | 0 | 42.8798 | 377.3536 | 0 | 45.539 | [6 empty] | DEER:HVAC_Split-Package_HP | Annual | FALSE
Any | SWHC046Q | Hsp | ex | CZ14 | cDXHP | SWHC046-01 | ExAnte2019 | IOU workpaper | 2019-11-06 | Cap-Tons | 1 |  |  | 520.7003 | 0 | 54.2206 | 302.4101 | 0 | 57.1257 | [6 empty] | DEER:HVAC_Split-Package_HP | Annual | FALSE
Any | SWHC046Q | Hsp | ex | CZ15 | cDXHP | SWHC046-01 | ExAnte2019 | IOU workpaper | 2019-11-06 | Cap-Tons | 1 |  |  | 903.3032 | 0 | 8.2664 | 648.8999 | 0 | 9.1517 | [6 empty] | DEER:HVAC_Split-Package_HP | Annual | FALSE
Any | SWHC046Q | Hsp | ex | CZ16 | cDXHP | SWHC046-01 | ExAnte2019 | IOU workpaper | 2019-11-06 | Cap-Tons | 1 |  |  | 1.8662 | 0 | 119.8929 | -182.3245 | 0 | 124.1237 | [6 empty] | DEER:HVAC_Split-Package_HP | Annual | FALSE
Any | SWHC046Q | Htl | ex | CZ01 | cDXHP | SWHC046-01 | ExAnte2019 | IOU workpaper | 2019-11-06 | Cap-Tons | 1 |  |  | -714.6145 | 0 | 218.9019 | -845.084 | 0 | 223.0052 | [6 empty] | DEER:HVAC_Split-Package_HP | Annual | FALSE
Any | SWHC046Q | Htl | ex | CZ02 | cDXHP | SWHC046-01 | ExAnte2019 | IOU workpaper | 2019-11-06 | Cap-Tons | 1 |  |  | -252.9564 | 0 | 137.7514 | -410.1287 | 0 | 140.5848 | [6 empty] | DEER:HVAC_Split-Package_HP | Annual | FALSE
Any | SWHC046Q | Htl | ex | CZ03 | cDXHP | SWHC046-01 | ExAnte2019 | IOU workpaper | 2019-11-06 | Cap-Tons | 1 |  |  | -114.2121 | 0 | 118.7201 | -256.343 | 0 | 121.7653 | [6 empty] | DEER:HVAC_Split-Package_HP | Annual | FALSE
Any | SWHC046Q | Htl | ex | CZ04 | cDXHP | SWHC046-01 | ExAnte2019 | IOU workpaper | 2019-11-06 | Cap-Tons | 1 |  |  | -60.3852 | 0 | 99.679 | -220.0182 | 0 | 102.1093 | [6 empty] | DEER:HVAC_Split-Package_HP | Annual | FALSE
Any | SWHC046Q | Htl | ex | CZ05 | cDXHP | SWHC046-01 | ExAnte2019 | IOU workpaper | 2019-11-06 | Cap-Tons | 1 |  |  | -210.8317 | 0 | 128.0878 | -352.7527 | 0 | 131.1452 | [6 empty] | DEER:HVAC_Split-Package_HP | Annual | FALSE
Any | SWHC046Q | Htl | ex | CZ06 | cDXHP | SWHC046-01 | ExAnte2019 | IOU workpaper | 2019-11-06 | Cap-Tons | 1 |  |  | 232.0336 | 0 | 58.5376 | 64.4681 | 0 | 60.4898 | [6 empty] | DEER:HVAC_Split-Package_HP | Annual | FALSE
Any | SWHC046Q | Htl | ex | CZ07 | cDXHP | SWHC046-01 | ExAnte2019 | IOU workpaper | 2019-11-06 | Cap-Tons | 1 |  |  | 294.3452 | 0 | 40.3463 | 131.8701 | 0 | 42.0976 | [6 empty] | DEER:HVAC_Split-Package_HP | Annual | FALSE
Any | SWHC046Q | Htl | ex | CZ08 | cDXHP | SWHC046-01 | ExAnte2019 | IOU workpaper | 2019-11-06 | Cap-Tons | 1 |  |  | 337.4969 | 0 | 47.6629 | 153.8634 | 0 | 49.3754 | [6 empty] | DEER:HVAC_Split-Package_HP | Annual | FALSE
Any | SWHC046Q | Htl | ex | CZ09 | cDXHP | SWHC046-01 | ExAnte2019 | IOU workpaper | 2019-11-06 | Cap-Tons | 1 |  |  | 337.4908 | 0 | 52.0639 | 157.8082 | 0 | 53.9673 | [6 empty] | DEER:HVAC_Split-Package_HP | Annual | FALSE
Any | SWHC046Q | Htl | ex | CZ10 | cDXHP | SWHC046-01 | ExAnte2019 | IOU workpaper | 2019-11-06 | Cap-Tons | 1 |  |  | 325.0597 | 0 | 61.1291 | 137.0637 | 0 | 63.0422 | [6 empty] | DEER:HVAC_Split-Package_HP | Annual | FALSE
Any | SWHC046Q | Htl | ex | CZ11 | cDXHP | SWHC046-01 | ExAnte2019 | IOU workpaper | 2019-11-06 | Cap-Tons | 1 |  |  | 99.3408 | 0 | 102.5058 | -92.5148 | 0 | 104.898 | [6 empty] | DEER:HVAC_Split-Package_HP | Annual | FALSE
Any | SWHC046Q | Htl | ex | CZ12 | cDXHP | SWHC046-01 | ExAnte2019 | IOU workpaper | 2019-11-06 | Cap-Tons | 1 |  |  | 31.8377 | 0 | 109.0538 | -146.7346 | 0 | 111.6115 | [6 empty] | DEER:HVAC_Split-Package_HP | Annual | FALSE
Any | SWHC046Q | Htl | ex | CZ13 | cDXHP | SWHC046-01 | ExAnte2019 | IOU workpaper | 2019-11-06 | Cap-Tons | 1 |  |  | 180.2744 | 0 | 91.5544 | -13.5983 | 0 | 93.8127 | [6 empty] | DEER:HVAC_Split-Package_HP | Annual | FALSE
Any | SWHC046Q | Htl | ex | CZ14 | cDXHP | SWHC046-01 | ExAnte2019 | IOU workpaper | 2019-11-06 | Cap-Tons | 1 |  |  | 61.9979 | 0 | 106.0063 | -128.7225 | 0 | 108.3606 | [6 empty] | DEER:HVAC_Split-Package_HP | Annual | FALSE
Any | SWHC046Q | Htl | ex | CZ15 | cDXHP | SWHC046-01 | ExAnte2019 | IOU workpaper | 2019-11-06 | Cap-Tons | 1 |  |  | 732.2273 | 0 | 22.482 | 498.3435 | 0 | 23.571 | [6 empty] | DEER:HVAC_Split-Package_HP | Annual | FALSE
Any | SWHC046Q | Htl | ex | CZ16 | cDXHP | SWHC046-01 | ExAnte2019 | IOU workpaper | 2019-11-06 | Cap-Tons | 1 |  |  | -1142.0704 | 0 | 238.2563 | -1291.6846 | 0 | 241.3107 | [6 empty] | DEER:HVAC_Split-Package_HP | Annual | FALSE
Any | SWHC046Q | MBT | ex | CZ01 | cDXHP | SWHC046-01 | ExAnte2019 | IOU workpaper | 2019-11-06 | Cap-Tons | 1 |  |  | -74.5751 | 0 | 58.2177 | -144.2451 | 0 | 59.5441 | [6 empty] | DEER:HVAC_Split-Package_HP | Annual | FALSE
Any | SWHC046Q | MBT | ex | CZ02 | cDXHP | SWHC046-01 | ExAnte2019 | IOU workpaper | 2019-11-06 | Cap-Tons | 1 |  |  | 103.2756 | 0 | 32.0404 | 13.6676 | 0 | 32.8151 | [6 empty] | DEER:HVAC_Split-Package_HP | Annual | FALSE
Any | SWHC046Q | MBT | ex | CZ03 | cDXHP | SWHC046-01 | ExAnte2019 | IOU workpaper | 2019-11-06 | Cap-Tons | 1 |  |  | 105.8116 | 0 | 27.3217 | 25.1139 | 0 | 28.1629 | [6 empty] | DEER:HVAC_Split-Package_HP | Annual | FALSE
Any | SWHC046Q | MBT | ex | CZ04 | cDXHP | SWHC046-01 | ExAnte2019 | IOU workpaper | 2019-11-06 | Cap-Tons | 1 |  |  | 150.6157 | 0 | 22.0012 | 57.8206 | 0 | 22.6372 | [6 empty] | DEER:HVAC_Split-Package_HP | Annual | FALSE
Any | SWHC046Q | MBT | ex | CZ05 | cDXHP | SWHC046-01 | ExAnte2019 | IOU workpaper | 2019-11-06 | Cap-Tons | 1 |  |  | 94.2015 | 0 | 27.8181 | 12.0776 | 0 | 28.6502 | [6 empty] | DEER:HVAC_Split-Package_HP | Annual | FALSE
Any | SWHC046Q | MBT | ex | CZ06 | cDXHP | SWHC046-01 | ExAnte2019 | IOU workpaper | 2019-11-06 | Cap-Tons | 1 |  |  | 219.0657 | 0 | 12.0719 | 120.9584 | 0 | 12.5579 | [6 empty] | DEER:HVAC_Split-Package_HP | Annual | FALSE
Any | SWHC046Q | MBT | ex | CZ07 | cDXHP | SWHC046-01 | ExAnte2019 | IOU workpaper | 2019-11-06 | Cap-Tons | 1 |  |  | 208.3533 | 0 | 8.6652 | 114.7324 | 0 | 9.0858 | [6 empty] | DEER:HVAC_Split-Package_HP | Annual | FALSE
Any | SWHC046Q | MBT | ex | CZ08 | cDXHP | SWHC046-01 | ExAnte2019 | IOU workpaper | 2019-11-06 | Cap-Tons | 1 |  |  | 245.7232 | 0 | 10.3618 | 142.9605 | 0 | 10.7817 | [6 empty] | DEER:HVAC_Split-Package_HP | Annual | FALSE
Any | SWHC046Q | MBT | ex | CZ09 | cDXHP | SWHC046-01 | ExAnte2019 | IOU workpaper | 2019-11-06 | Cap-Tons | 1 |  |  | 268.553 | 0 | 12.6885 | 168.5056 | 0 | 13.2121 | [6 empty] | DEER:HVAC_Split-Package_HP | Annual | FALSE
Any | SWHC046Q | MBT | ex | CZ10 | cDXHP | SWHC046-01 | ExAnte2019 | IOU workpaper | 2019-11-06 | Cap-Tons | 1 |  |  | 277.1729 | 0 | 12.8991 | 171.8953 | 0 | 13.3647 | [6 empty] | DEER:HVAC_Split-Package_HP | Annual | FALSE
Any | SWHC046Q | MBT | ex | CZ11 | cDXHP | SWHC046-01 | ExAnte2019 | IOU workpaper | 2019-11-06 | Cap-Tons | 1 |  |  | 225.9473 | 0 | 25.4201 | 122.3391 | 0 | 26.1645 | [6 empty] | DEER:HVAC_Split-Package_HP | Annual | FALSE
Any | SWHC046Q | MBT | ex | CZ12 | cDXHP | SWHC046-01 | ExAnte2019 | IOU workpaper | 2019-11-06 | Cap-Tons | 1 |  |  | 182.3982 | 0 | 26.963 | 85.4959 | 0 | 27.7123 | [6 empty] | DEER:HVAC_Split-Package_HP | Annual | FALSE
Any | SWHC046Q | MBT | ex | CZ13 | cDXHP | SWHC046-01 | ExAnte2019 | IOU workpaper | 2019-11-06 | Cap-Tons | 1 |  |  | 242.7305 | 0 | 23.0651 | 137.3648 | 0 | 23.7578 | [6 empty] | DEER:HVAC_Split-Package_HP | Annual | FALSE
Any | SWHC046Q | MBT | ex | CZ14 | cDXHP | SWHC046-01 | ExAnte2019 | IOU workpaper | 2019-11-06 | Cap-Tons | 1 |  |  | 229.3621 | 0 | 26.4026 | 123.6847 | 0 | 27.153 | [6 empty] | DEER:HVAC_Split-Package_HP | Annual | FALSE
Any | SWHC046Q | MBT | ex | CZ15 | cDXHP | SWHC046-01 | ExAnte2019 | IOU workpaper | 2019-11-06 | Cap-Tons | 1 |  |  | 440.8592 | 0 | 3.995 | 312.0298 | 0 | 4.2406 | [6 empty] | DEER:HVAC_Split-Package_HP | Annual | FALSE
Any | SWHC046Q | MBT | ex | CZ16 | cDXHP | SWHC046-01 | ExAnte2019 | IOU workpaper | 2019-11-06 | Cap-Tons | 1 |  |  | -212.7946 | 0 | 76.1537 | -297.0365 | 0 | 77.4249 | [6 empty] | DEER:HVAC_Split-Package_HP | Annual | FALSE
Any | SWHC046Q | MLI | ex | CZ01 | cDXHP | SWHC046-01 | ExAnte2019 | IOU workpaper | 2019-11-06 | Cap-Tons | 1 |  |  | -382.8866 | 0 | 87.4118 | -440.3232 | 0 | 89.1956 | [6 empty] | DEER:HVAC_Split-Package_HP | Annual | FALSE
Any | SWHC046Q | MLI | ex | CZ02 | cDXHP | SWHC046-01 | ExAnte2019 | IOU workpaper | 2019-11-06 | Cap-Tons | 1 |  |  | -106.7112 | 0 | 55.082 | -184.6001 | 0 | 56.3522 | [6 empty] | DEER:HVAC_Split-Package_HP | Annual | FALSE
Any | SWHC046Q | MLI | ex | CZ03 | cDXHP | SWHC046-01 | ExAnte2019 | IOU workpaper | 2019-11-06 | Cap-Tons | 1 |  |  | -50.8777 | 0 | 44.5672 | -116.1036 | 0 | 45.8279 | [6 empty] | DEER:HVAC_Split-Package_HP | Annual | FALSE
Any | SWHC046Q | MLI | ex | CZ04 | cDXHP | SWHC046-01 | ExAnte2019 | IOU workpaper | 2019-11-06 | Cap-Tons | 1 |  |  | -27.5227 | 0 | 40.9144 | -105.4029 | 0 | 41.9715 | [6 empty] | DEER:HVAC_Split-Package_HP | Annual | FALSE
Any | SWHC046Q | MLI | ex | CZ05 | cDXHP | SWHC046-01 | ExAnte2019 | IOU workpaper | 2019-11-06 | Cap-Tons | 1 |  |  | -97.0178 | 0 | 48.5252 | -162.3769 | 0 | 49.7348 | [6 empty] | DEER:HVAC_Split-Package_HP | Annual | FALSE
Any | SWHC046Q | MLI | ex | CZ06 | cDXHP | SWHC046-01 | ExAnte2019 | IOU workpaper | 2019-11-06 | Cap-Tons | 1 |  |  | 126.6723 | 0 | 21.8541 | 45.7519 | 0 | 22.5601 | [6 empty] | DEER:HVAC_Split-Package_HP | Annual | FALSE
Any | SWHC046Q | MLI | ex | CZ07 | cDXHP | SWHC046-01 | ExAnte2019 | IOU workpaper | 2019-11-06 | Cap-Tons | 1 |  |  | 164.5909 | 0 | 14.1536 | 87.8424 | 0 | 14.748 | [6 empty] | DEER:HVAC_Split-Package_HP | Annual | FALSE
Any | SWHC046Q | MLI | ex | CZ08 | cDXHP | SWHC046-01 | ExAnte2019 | IOU workpaper | 2019-11-06 | Cap-Tons | 1 |  |  | 181.115 | 0 | 20.0378 | 90.9067 | 0 | 20.7165 | [6 empty] | DEER:HVAC_Split-Package_HP | Annual | FALSE
Any | SWHC046Q | MLI | ex | CZ09 | cDXHP | SWHC046-01 | ExAnte2019 | IOU workpaper | 2019-11-06 | Cap-Tons | 1 |  |  | 192.6464 | 0 | 21.4624 | 101.6473 | 0 | 22.2383 | [6 empty] | DEER:HVAC_Split-Package_HP | Annual | FALSE
Any | SWHC046Q | MLI | ex | CZ10 | cDXHP | SWHC046-01 | ExAnte2019 | IOU workpaper | 2019-11-06 | Cap-Tons | 1 |  |  | 192.0179 | 0 | 22.0011 | 97.5006 | 0 | 22.7522 | [6 empty] | DEER:HVAC_Split-Package_HP | Annual | FALSE
Any | SWHC046Q | MLI | ex | CZ11 | cDXHP | SWHC046-01 | ExAnte2019 | IOU workpaper | 2019-11-06 | Cap-Tons | 1 |  |  | 57.7432 | 0 | 42.2789 | -37.9901 | 0 | 43.4683 | [6 empty] | DEER:HVAC_Split-Package_HP | Annual | FALSE
Any | SWHC046Q | MLI | ex | CZ12 | cDXHP | SWHC046-01 | ExAnte2019 | IOU workpaper | 2019-11-06 | Cap-Tons | 1 |  |  | 22.3424 | 0 | 43.7271 | -65.7285 | 0 | 44.9241 | [6 empty] | DEER:HVAC_Split-Package_HP | Annual | FALSE
Any | SWHC046Q | MLI | ex | CZ13 | cDXHP | SWHC046-01 | ExAnte2019 | IOU workpaper | 2019-11-06 | Cap-Tons | 1 |  |  | 108.3891 | 0 | 35.6887 | 10.8344 | 0 | 36.7709 | [6 empty] | DEER:HVAC_Split-Package_HP | Annual | FALSE
Any | SWHC046Q | MLI | ex | CZ14 | cDXHP | SWHC046-01 | ExAnte2019 | IOU workpaper | 2019-11-06 | Cap-Tons | 1 |  |  | 34.0374 | 0 | 45.4378 | -64.597 | 0 | 46.5987 | [6 empty] | DEER:HVAC_Split-Package_HP | Annual | FALSE
Any | SWHC046Q | MLI | ex | CZ15 | cDXHP | SWHC046-01 | ExAnte2019 | IOU workpaper | 2019-11-06 | Cap-Tons | 1 |  |  | 388.7823 | 0 | 6.1024 | 267.3931 | 0 | 6.4582 | [6 empty] | DEER:HVAC_Split-Package_HP | Annual | FALSE
Any | SWHC046Q | MLI | ex | CZ16 | cDXHP | SWHC046-01 | ExAnte2019 | IOU workpaper | 2019-11-06 | Cap-Tons | 1 |  |  | -597.4648 | 0 | 104.0808 | -666.3706 | 0 | 105.6113 | [6 empty] | DEER:HVAC_Split-Package_HP | Annual | FALSE
Any | SWHC046Q | Mtl | ex | CZ01 | cDXHP | SWHC046-01 | ExAnte2019 | IOU workpaper | 2019-11-06 | Cap-Tons | 1 |  |  | 228.397 | 0 | 105.5112 | 61.3311 | 0 | 110.1401 | [6 empty] | DEER:HVAC_Split-Package_HP | Annual | FALSE
Any | SWHC046Q | Mtl | ex | CZ02 | cDXHP | SWHC046-01 | ExAnte2019 | IOU workpaper | 2019-11-06 | Cap-Tons | 1 |  |  | 284.3852 | 0 | 98.7767 | 84.2066 | 0 | 102.0328 | [6 empty] | DEER:HVAC_Split-Package_HP | Annual | FALSE
Any | SWHC046Q | Mtl | ex | CZ03 | cDXHP | SWHC046-01 | ExAnte2019 | IOU workpaper | 2019-11-06 | Cap-Tons | 1 |  |  | 447.145 | 0 | 51.933 | 267.9854 | 0 | 54.962 | [6 empty] | DEER:HVAC_Split-Package_HP | Annual | FALSE
Any | SWHC046Q | Mtl | ex | CZ04 | cDXHP | SWHC046-01 | ExAnte2019 | IOU workpaper | 2019-11-06 | Cap-Tons | 1 |  |  | 365.9899 | 0 | 73.5222 | 160.8814 | 0 | 76.0718 | [6 empty] | DEER:HVAC_Split-Package_HP | Annual | FALSE
Any | SWHC046Q | Mtl | ex | CZ05 | cDXHP | SWHC046-01 | ExAnte2019 | IOU workpaper | 2019-11-06 | Cap-Tons | 1 |  |  | 401.9653 | 0 | 62.6543 | 223.2974 | 0 | 66.0154 | [6 empty] | DEER:HVAC_Split-Package_HP | Annual | FALSE
Any | SWHC046Q | Mtl | ex | CZ06 | cDXHP | SWHC046-01 | ExAnte2019 | IOU workpaper | 2019-11-06 | Cap-Tons | 1 |  |  | 611.7755 | 0 | 19.5057 | 403.3887 | 0 | 20.91 | [6 empty] | DEER:HVAC_Split-Package_HP | Annual | FALSE
Any | SWHC046Q | Mtl | ex | CZ07 | cDXHP | SWHC046-01 | ExAnte2019 | IOU workpaper | 2019-11-06 | Cap-Tons | 1 |  |  | 622.2358 | 0 | 6.6317 | 417.8778 | 0 | 7.3941 | [6 empty] | DEER:HVAC_Split-Package_HP | Annual | FALSE
Any | SWHC046Q | Mtl | ex | CZ08 | cDXHP | SWHC046-01 | ExAnte2019 | IOU workpaper | 2019-11-06 | Cap-Tons | 1 |  |  | 612.7799 | 0 | 21.1552 | 386.8995 | 0 | 22.4081 | [6 empty] | DEER:HVAC_Split-Package_HP | Annual | FALSE
Any | SWHC046Q | Mtl | ex | CZ09 | cDXHP | SWHC046-01 | ExAnte2019 | IOU workpaper | 2019-11-06 | Cap-Tons | 1 |  |  | 656.4141 | 0 | 23.3861 | 433.4445 | 0 | 24.8391 | [6 empty] | DEER:HVAC_Split-Package_HP | Annual | FALSE
Any | SWHC046Q | Mtl | ex | CZ10 | cDXHP | SWHC046-01 | ExAnte2019 | IOU workpaper | 2019-11-06 | Cap-Tons | 1 |  |  | 635.764 | 0 | 36.7679 | 409.2567 | 0 | 38.5989 | [6 empty] | DEER:HVAC_Split-Package_HP | Annual | FALSE
Any | SWHC046Q | Mtl | ex | CZ11 | cDXHP | SWHC046-01 | ExAnte2019 | IOU workpaper | 2019-11-06 | Cap-Tons | 1 |  |  | 524.1051 | 0 | 66.1648 | 293.7526 | 0 | 68.6856 | [6 empty] | DEER:HVAC_Split-Package_HP | Annual | FALSE
Any | SWHC046Q | Mtl | ex | CZ12 | cDXHP | SWHC046-01 | ExAnte2019 | IOU workpaper | 2019-11-06 | Cap-Tons | 1 |  |  | 448.4655 | 0 | 71.3679 | 232.9993 | 0 | 73.9884 | [6 empty] | DEER:HVAC_Split-Package_HP | Annual | FALSE
Any | SWHC046Q | Mtl | ex | CZ13 | cDXHP | SWHC046-01 | ExAnte2019 | IOU workpaper | 2019-11-06 | Cap-Tons | 1 |  |  | 573.7283 | 0 | 58.2436 | 340.6889 | 0 | 60.5494 | [6 empty] | DEER:HVAC_Split-Package_HP | Annual | FALSE
Any | SWHC046Q | Mtl | ex | CZ14 | cDXHP | SWHC046-01 | ExAnte2019 | IOU workpaper | 2019-11-06 | Cap-Tons | 1 |  |  | 476.8941 | 0 | 73.6227 | 246.3971 | 0 | 76.0762 | [6 empty] | DEER:HVAC_Split-Package_HP | Annual | FALSE
Any | SWHC046Q | Mtl | ex | CZ15 | cDXHP | SWHC046-01 | ExAnte2019 | IOU workpaper | 2019-11-06 | Cap-Tons | 1 |  |  | 976.6886 | 0 | 8.5034 | 697.6869 | 0 | 9.279 | [6 empty] | DEER:HVAC_Split-Package_HP | Annual | FALSE
Any | SWHC046Q | Mtl | ex | CZ16 | cDXHP | SWHC046-01 | ExAnte2019 | IOU workpaper | 2019-11-06 | Cap-Tons | 1 |  |  | -102.1073 | 0 | 144.3464 | -290.0652 | 0 | 148.0978 | [6 empty] | DEER:HVAC_Split-Package_HP | Annual | FALSE
Any | SWHC046Q | Nrs | ex | CZ01 | cDXHP | SWHC046-01 | ExAnte2019 | IOU workpaper | 2019-11-06 | Cap-Tons | 1 |  |  | -39.8454 | 0 | 122.7048 | -197.0286 | 0 | 126.6776 | [6 empty] | DEER:HVAC_Split-Package_HP | Annual | FALSE
Any | SWHC046Q | Nrs | ex | CZ02 | cDXHP | SWHC046-01 | ExAnte2019 | IOU workpaper | 2019-11-06 | Cap-Tons | 1 |  |  | 167.6154 | 0 | 87.8712 | -11.4088 | 0 | 90.6884 | [6 empty] | DEER:HVAC_Split-Package_HP | Annual | FALSE
Any | SWHC046Q | Nrs | ex | CZ03 | cDXHP | SWHC046-01 | ExAnte2019 | IOU workpaper | 2019-11-06 | Cap-Tons | 1 |  |  | 242.0763 | 0 | 69.5273 | 77.9963 | 0 | 72.2678 | [6 empty] | DEER:HVAC_Split-Package_HP | Annual | FALSE
Any | SWHC046Q | Nrs | ex | CZ04 | cDXHP | SWHC046-01 | ExAnte2019 | IOU workpaper | 2019-11-06 | Cap-Tons | 1 |  |  | 267.1077 | 0 | 66.0475 | 86.3985 | 0 | 68.4142 | [6 empty] | DEER:HVAC_Split-Package_HP | Annual | FALSE
Any | SWHC046Q | Nrs | ex | CZ05 | cDXHP | SWHC046-01 | ExAnte2019 | IOU workpaper | 2019-11-06 | Cap-Tons | 1 |  |  | 152.4497 | 0 | 79.8229 | -12.2674 | 0 | 82.7415 | [6 empty] | DEER:HVAC_Split-Package_HP | Annual | FALSE
Any | SWHC046Q | Nrs | ex | CZ06 | cDXHP | SWHC046-01 | ExAnte2019 | IOU workpaper | 2019-11-06 | Cap-Tons | 1 |  |  | 420.8078 | 0 | 40.8015 | 236.5377 | 0 | 42.6138 | [6 empty] | DEER:HVAC_Split-Package_HP | Annual | FALSE
Any | SWHC046Q | Nrs | ex | CZ07 | cDXHP | SWHC046-01 | ExAnte2019 | IOU workpaper | 2019-11-06 | Cap-Tons | 1 |  |  | 444.6405 | 0 | 26.4156 | 266.1618 | 0 | 27.9242 | [6 empty] | DEER:HVAC_Split-Package_HP | Annual | FALSE
Any | SWHC046Q | Nrs | ex | CZ08 | cDXHP | SWHC046-01 | ExAnte2019 | IOU workpaper | 2019-11-06 | Cap-Tons | 1 |  |  | 479.8659 | 0 | 33.695 | 288.3904 | 0 | 35.2939 | [6 empty] | DEER:HVAC_Split-Package_HP | Annual | FALSE
Any | SWHC046Q | Nrs | ex | CZ09 | cDXHP | SWHC046-01 | ExAnte2019 | IOU workpaper | 2019-11-06 | Cap-Tons | 1 |  |  | 471.0861 | 0 | 39.4639 | 277.2053 | 0 | 41.1808 | [6 empty] | DEER:HVAC_Split-Package_HP | Annual | FALSE
Any | SWHC046Q | Nrs | ex | CZ10 | cDXHP | SWHC046-01 | ExAnte2019 | IOU workpaper | 2019-11-06 | Cap-Tons | 1 |  |  | 458.1853 | 0 | 46.7511 | 259.7946 | 0 | 48.542 | [6 empty] | DEER:HVAC_Split-Package_HP | Annual | FALSE
Any | SWHC046Q | Nrs | ex | CZ11 | cDXHP | SWHC046-01 | ExAnte2019 | IOU workpaper | 2019-11-06 | Cap-Tons | 1 |  |  | 300.548 | 0 | 71.6866 | 98.1806 | 0 | 73.91 | [6 empty] | DEER:HVAC_Split-Package_HP | Annual | FALSE
Any | SWHC046Q | Nrs | ex | CZ12 | cDXHP | SWHC046-01 | ExAnte2019 | IOU workpaper | 2019-11-06 | Cap-Tons | 1 |  |  | 290.093 | 0 | 73.0956 | 99.7073 | 0 | 75.4793 | [6 empty] | DEER:HVAC_Split-Package_HP | Annual | FALSE
Any | SWHC046Q | Nrs | ex | CZ13 | cDXHP | SWHC046-01 | ExAnte2019 | IOU workpaper | 2019-11-06 | Cap-Tons | 1 |  |  | 383.056 | 0 | 64.7907 | 180.1403 | 0 | 66.8418 | [6 empty] | DEER:HVAC_Split-Package_HP | Annual | FALSE
Any | SWHC046Q | Nrs | ex | CZ14 | cDXHP | SWHC046-01 | ExAnte2019 | IOU workpaper | 2019-11-06 | Cap-Tons | 1 |  |  | 248.674 | 0 | 78.2439 | 47.1392 | 0 | 80.4712 | [6 empty] | DEER:HVAC_Split-Package_HP | Annual | FALSE
Any | SWHC046Q | Nrs | ex | CZ15 | cDXHP | SWHC046-01 | ExAnte2019 | IOU workpaper | 2019-11-06 | Cap-Tons | 1 |  |  | 735.3466 | 0 | 19.5632 | 498.4417 | 0 | 20.4289 | [6 empty] | DEER:HVAC_Split-Package_HP | Annual | FALSE
Any | SWHC046Q | Nrs | ex | CZ16 | cDXHP | SWHC046-01 | ExAnte2019 | IOU workpaper | 2019-11-06 | Cap-Tons | 1 |  |  | -331.8207 | 0 | 152.4787 | -500.5477 | 0 | 155.9112 | [6 empty] | DEER:HVAC_Split-Package_HP | Annual | FALSE
Any | SWHC046Q | OfL | ex | CZ01 | cDXHP | SWHC046-01 | ExAnte2019 | IOU workpaper | 2019-11-06 | Cap-Tons | 1 |  |  | 177.0103 | 0 | 11.2757 | 111.0414 | 0 | 11.9098 | [6 empty] | DEER:HVAC_Split-Package_HP | Annual | FALSE
Any | SWHC046Q | OfL | ex | CZ02 | cDXHP | SWHC046-01 | ExAnte2019 | IOU workpaper | 2019-11-06 | Cap-Tons | 1 |  |  | 235.141 | 0 | 7.1158 | 145.0835 | 0 | 7.5068 | [6 empty] | DEER:HVAC_Split-Package_HP | Annual | FALSE
Any | SWHC046Q | OfL | ex | CZ03 | cDXHP | SWHC046-01 | ExAnte2019 | IOU workpaper | 2019-11-06 | Cap-Tons | 1 |  |  | 204.6884 | 0 | 5.0123 | 129.3471 | 0 | 5.358 | [6 empty] | DEER:HVAC_Split-Package_HP | Annual | FALSE
Any | SWHC046Q | OfL | ex | CZ04 | cDXHP | SWHC046-01 | ExAnte2019 | IOU workpaper | 2019-11-06 | Cap-Tons | 1 |  |  | 234.6027 | 0 | 5.8874 | 143.0745 | 0 | 6.2077 | [6 empty] | DEER:HVAC_Split-Package_HP | Annual | FALSE
Any | SWHC046Q | OfL | ex | CZ05 | cDXHP | SWHC046-01 | ExAnte2019 | IOU workpaper | 2019-11-06 | Cap-Tons | 1 |  |  | 203.9494 | 0 | 4.9678 | 126.5597 | 0 | 5.2667 | [6 empty] | DEER:HVAC_Split-Package_HP | Annual | FALSE
Any | SWHC046Q | OfL | ex | CZ06 | cDXHP | SWHC046-01 | ExAnte2019 | IOU workpaper | 2019-11-06 | Cap-Tons | 1 |  |  | 266.1854 | 0 | 1.2793 | 173.5334 | 0 | 1.3906 | [6 empty] | DEER:HVAC_Split-Package_HP | Annual | FALSE
Any | SWHC046Q | OfL | ex | CZ07 | cDXHP | SWHC046-01 | ExAnte2019 | IOU workpaper | 2019-11-06 | Cap-Tons | 1 |  |  | 241.1204 | 0 | 0.3989 | 153.6851 | 0 | 0.4495 | [6 empty] | DEER:HVAC_Split-Package_HP | Annual | FALSE
Any | SWHC046Q | OfL | ex | CZ08 | cDXHP | SWHC046-01 | ExAnte2019 | IOU workpaper | 2019-11-06 | Cap-Tons | 1 |  |  | 281.7628 | 0 | 1.3045 | 181.085 | 0 | 1.4132 | [6 empty] | DEER:HVAC_Split-Package_HP | Annual | FALSE
Any | SWHC046Q | OfL | ex | CZ09 | cDXHP | SWHC046-01 | ExAnte2019 | IOU workpaper | 2019-11-06 | Cap-Tons | 1 |  |  | 296.5613 | 0 | 1.9968 | 198.2131 | 0 | 2.1665 | [6 empty] | DEER:HVAC_Split-Package_HP | Annual | FALSE
Any | SWHC046Q | OfL | ex | CZ10 | cDXHP | SWHC046-01 | ExAnte2019 | IOU workpaper | 2019-11-06 | Cap-Tons | 1 |  |  | 310.5142 | 0 | 1.5725 | 206.0407 | 0 | 1.7069 | [6 empty] | DEER:HVAC_Split-Package_HP | Annual | FALSE
Any | SWHC046Q | OfL | ex | CZ11 | cDXHP | SWHC046-01 | ExAnte2019 | IOU workpaper | 2019-11-06 | Cap-Tons | 1 |  |  | 296.3029 | 0 | 6.7646 | 193.0483 | 0 | 7.1872 | [6 empty] | DEER:HVAC_Split-Package_HP | Annual | FALSE
Any | SWHC046Q | OfL | ex | CZ12 | cDXHP | SWHC046-01 | ExAnte2019 | IOU workpaper | 2019-11-06 | Cap-Tons | 1 |  |  | 264.8554 | 0 | 6.4826 | 168.9297 | 0 | 6.8839 | [6 empty] | DEER:HVAC_Split-Package_HP | Annual | FALSE
Any | SWHC046Q | OfL | ex | CZ13 | cDXHP | SWHC046-01 | ExAnte2019 | IOU workpaper | 2019-11-06 | Cap-Tons | 1 |  |  | 301.3456 | 0 | 5.8367 | 197.0197 | 0 | 6.2105 | [6 empty] | DEER:HVAC_Split-Package_HP | Annual | FALSE
Any | SWHC046Q | OfL | ex | CZ14 | cDXHP | SWHC046-01 | ExAnte2019 | IOU workpaper | 2019-11-06 | Cap-Tons | 1 |  |  | 309.8154 | 0 | 6.3787 | 204.6452 | 0 | 6.7343 | [6 empty] | DEER:HVAC_Split-Package_HP | Annual | FALSE
Any | SWHC046Q | OfL | ex | CZ15 | cDXHP | SWHC046-01 | ExAnte2019 | IOU workpaper | 2019-11-06 | Cap-Tons | 1 |  |  | 426.9454 | 0 | 0.3461 | 298.2257 | 0 | 0.3902 | [6 empty] | DEER:HVAC_Split-Package_HP | Annual | FALSE
Any | SWHC046Q | OfL | ex | CZ16 | cDXHP | SWHC046-01 | ExAnte2019 | IOU workpaper | 2019-11-06 | Cap-Tons | 1 |  |  | 94.7879 | 0 | 26.5597 | 12.3473 | 0 | 27.4575 | [6 empty] | DEER:HVAC_Split-Package_HP | Annual | FALSE
Any | SWHC046Q | OfS | ex | CZ01 | cDXHP | SWHC046-01 | ExAnte2019 | IOU workpaper | 2019-11-06 | Cap-Tons | 1 |  |  | -4.2488 | 0 | 38.9146 | -68.8381 | 0 | 40.1156 | [6 empty] | DEER:HVAC_Split-Package_HP | Annual | FALSE
Any | SWHC046Q | OfS | ex | CZ02 | cDXHP | SWHC046-01 | ExAnte2019 | IOU workpaper | 2019-11-06 | Cap-Tons | 1 |  |  | 126.4 | 0 | 23.3867 | 40.3402 | 0 | 24.1237 | [6 empty] | DEER:HVAC_Split-Package_HP | Annual | FALSE
Any | SWHC046Q | OfS | ex | CZ03 | cDXHP | SWHC046-01 | ExAnte2019 | IOU workpaper | 2019-11-06 | Cap-Tons | 1 |  |  | 116.5826 | 0 | 19.7257 | 44.1685 | 0 | 20.4787 | [6 empty] | DEER:HVAC_Split-Package_HP | Annual | FALSE
Any | SWHC046Q | OfS | ex | CZ04 | cDXHP | SWHC046-01 | ExAnte2019 | IOU workpaper | 2019-11-06 | Cap-Tons | 1 |  |  | 142.5712 | 0 | 19.7065 | 55.3769 | 0 | 20.341 | [6 empty] | DEER:HVAC_Split-Package_HP | Annual | FALSE
Any | SWHC046Q | OfS | ex | CZ05 | cDXHP | SWHC046-01 | ExAnte2019 | IOU workpaper | 2019-11-06 | Cap-Tons | 1 |  |  | 106.5272 | 0 | 19.9985 | 32.2998 | 0 | 20.6746 | [6 empty] | DEER:HVAC_Split-Package_HP | Annual | FALSE
Any | SWHC046Q | OfS | ex | CZ06 | cDXHP | SWHC046-01 | ExAnte2019 | IOU workpaper | 2019-11-06 | Cap-Tons | 1 |  |  | 226.6667 | 0 | 7.8048 | 138.1022 | 0 | 8.1443 | [6 empty] | DEER:HVAC_Split-Package_HP | Annual | FALSE
Any | SWHC046Q | OfS | ex | CZ07 | cDXHP | SWHC046-01 | ExAnte2019 | IOU workpaper | 2019-11-06 | Cap-Tons | 1 |  |  | 222.4059 | 0 | 4.3277 | 138.7233 | 0 | 4.583 | [6 empty] | DEER:HVAC_Split-Package_HP | Annual | FALSE
Any | SWHC046Q | OfS | ex | CZ08 | cDXHP | SWHC046-01 | ExAnte2019 | IOU workpaper | 2019-11-06 | Cap-Tons | 1 |  |  | 248.3797 | 0 | 7.6213 | 152.0938 | 0 | 7.9501 | [6 empty] | DEER:HVAC_Split-Package_HP | Annual | FALSE
Any | SWHC046Q | OfS | ex | CZ09 | cDXHP | SWHC046-01 | ExAnte2019 | IOU workpaper | 2019-11-06 | Cap-Tons | 1 |  |  | 255.9083 | 0 | 9.0908 | 160.909 | 0 | 9.5106 | [6 empty] | DEER:HVAC_Split-Package_HP | Annual | FALSE
Any | SWHC046Q | OfS | ex | CZ10 | cDXHP | SWHC046-01 | ExAnte2019 | IOU workpaper | 2019-11-06 | Cap-Tons | 1 |  |  | 275.7258 | 0 | 7.6424 | 175.2903 | 0 | 7.9945 | [6 empty] | DEER:HVAC_Split-Package_HP | Annual | FALSE
Any | SWHC046Q | OfS | ex | CZ11 | cDXHP | SWHC046-01 | ExAnte2019 | IOU workpaper | 2019-11-06 | Cap-Tons | 1 |  |  | 215.0069 | 0 | 19.1301 | 114.4659 | 0 | 19.8369 | [6 empty] | DEER:HVAC_Split-Package_HP | Annual | FALSE
Any | SWHC046Q | OfS | ex | CZ12 | cDXHP | SWHC046-01 | ExAnte2019 | IOU workpaper | 2019-11-06 | Cap-Tons | 1 |  |  | 181.0118 | 0 | 19.627 | 88.0438 | 0 | 20.3486 | [6 empty] | DEER:HVAC_Split-Package_HP | Annual | FALSE
Any | SWHC046Q | OfS | ex | CZ13 | cDXHP | SWHC046-01 | ExAnte2019 | IOU workpaper | 2019-11-06 | Cap-Tons | 1 |  |  | 230.9495 | 0 | 16.6085 | 129.716 | 0 | 17.2708 | [6 empty] | DEER:HVAC_Split-Package_HP | Annual | FALSE
Any | SWHC046Q | OfS | ex | CZ14 | cDXHP | SWHC046-01 | ExAnte2019 | IOU workpaper | 2019-11-06 | Cap-Tons | 1 |  |  | 229.4081 | 0 | 17.5362 | 126.9398 | 0 | 18.149 | [6 empty] | DEER:HVAC_Split-Package_HP | Annual | FALSE
Any | SWHC046Q | OfS | ex | CZ15 | cDXHP | SWHC046-01 | ExAnte2019 | IOU workpaper | 2019-11-06 | Cap-Tons | 1 |  |  | 414.4796 | 0 | 2.0988 | 287.9025 | 0 | 2.2471 | [6 empty] | DEER:HVAC_Split-Package_HP | Annual | FALSE
Any | SWHC046Q | OfS | ex | CZ16 | cDXHP | SWHC046-01 | ExAnte2019 | IOU workpaper | 2019-11-06 | Cap-Tons | 1 |  |  | -134.1833 | 0 | 54.6483 | -214.271 | 0 | 55.8165 | [6 empty] | DEER:HVAC_Split-Package_HP | Annual | FALSE
Any | SWHC046Q | RFF | ex | CZ01 | cDXHP | SWHC046-01 | ExAnte2019 | IOU workpaper | 2019-11-06 | Cap-Tons | 1 |  |  | -444.0692 | 0 | 183.8593 | -540.5421 | 0 | 187.1819 | [6 empty] | DEER:HVAC_Split-Package_HP | Annual | FALSE
Any | SWHC046Q | RFF | ex | CZ02 | cDXHP | SWHC046-01 | ExAnte2019 | IOU workpaper | 2019-11-06 | Cap-Tons | 1 |  |  | -92.1015 | 0 | 116.2567 | -228.8809 | 0 | 118.3912 | [6 empty] | DEER:HVAC_Split-Package_HP | Annual | FALSE
Any | SWHC046Q | RFF | ex | CZ03 | cDXHP | SWHC046-01 | ExAnte2019 | IOU workpaper | 2019-11-06 | Cap-Tons | 1 |  |  | -0.9913 | 0 | 87.0047 | -112.2682 | 0 | 89.3108 | [6 empty] | DEER:HVAC_Split-Package_HP | Annual | FALSE
Any | SWHC046Q | RFF | ex | CZ04 | cDXHP | SWHC046-01 | ExAnte2019 | IOU workpaper | 2019-11-06 | Cap-Tons | 1 |  |  | 50.4359 | 0 | 82.8845 | -90.4549 | 0 | 84.7234 | [6 empty] | DEER:HVAC_Split-Package_HP | Annual | FALSE
Any | SWHC046Q | RFF | ex | CZ05 | cDXHP | SWHC046-01 | ExAnte2019 | IOU workpaper | 2019-11-06 | Cap-Tons | 1 |  |  | -33.1646 | 0 | 93.6099 | -143.984 | 0 | 95.9204 | [6 empty] | DEER:HVAC_Split-Package_HP | Annual | FALSE
Any | SWHC046Q | RFF | ex | CZ06 | cDXHP | SWHC046-01 | ExAnte2019 | IOU workpaper | 2019-11-06 | Cap-Tons | 1 |  |  | 254.947 | 0 | 35.2094 | 120.5927 | 0 | 36.469 | [6 empty] | DEER:HVAC_Split-Package_HP | Annual | FALSE
Any | SWHC046Q | RFF | ex | CZ07 | cDXHP | SWHC046-01 | ExAnte2019 | IOU workpaper | 2019-11-06 | Cap-Tons | 1 |  |  | 284.6954 | 0 | 19.8747 | 154.8703 | 0 | 20.8639 | [6 empty] | DEER:HVAC_Split-Package_HP | Annual | FALSE
Any | SWHC046Q | RFF | ex | CZ08 | cDXHP | SWHC046-01 | ExAnte2019 | IOU workpaper | 2019-11-06 | Cap-Tons | 1 |  |  | 299.6551 | 0 | 33.7192 | 144.4195 | 0 | 34.8643 | [6 empty] | DEER:HVAC_Split-Package_HP | Annual | FALSE
Any | SWHC046Q | RFF | ex | CZ09 | cDXHP | SWHC046-01 | ExAnte2019 | IOU workpaper | 2019-11-06 | Cap-Tons | 1 |  |  | 332.4949 | 0 | 35.6356 | 182.4602 | 0 | 36.9401 | [6 empty] | DEER:HVAC_Split-Package_HP | Annual | FALSE
Any | SWHC046Q | RFF | ex | CZ10 | cDXHP | SWHC046-01 | ExAnte2019 | IOU workpaper | 2019-11-06 | Cap-Tons | 1 |  |  | 346.7686 | 0 | 40.1531 | 186.3953 | 0 | 41.4355 | [6 empty] | DEER:HVAC_Split-Package_HP | Annual | FALSE
Any | SWHC046Q | RFF | ex | CZ11 | cDXHP | SWHC046-01 | ExAnte2019 | IOU workpaper | 2019-11-06 | Cap-Tons | 1 |  |  | 170.2398 | 0 | 78.1022 | 7.8268 | 0 | 79.8754 | [6 empty] | DEER:HVAC_Split-Package_HP | Annual | FALSE
Any | SWHC046Q | RFF | ex | CZ12 | cDXHP | SWHC046-01 | ExAnte2019 | IOU workpaper | 2019-11-06 | Cap-Tons | 1 |  |  | 95.3838 | 0 | 84.6927 | -53.6309 | 0 | 86.5446 | [6 empty] | DEER:HVAC_Split-Package_HP | Annual | FALSE
Any | SWHC046Q | RFF | ex | CZ13 | cDXHP | SWHC046-01 | ExAnte2019 | IOU workpaper | 2019-11-06 | Cap-Tons | 1 |  |  | 232.8017 | 0 | 69.9339 | 66.7186 | 0 | 71.599 | [6 empty] | DEER:HVAC_Split-Package_HP | Annual | FALSE
Any | SWHC046Q | RFF | ex | CZ14 | cDXHP | SWHC046-01 | ExAnte2019 | IOU workpaper | 2019-11-06 | Cap-Tons | 1 |  |  | 166.0343 | 0 | 78.9309 | 3.676 | 0 | 80.6942 | [6 empty] | DEER:HVAC_Split-Package_HP | Annual | FALSE
Any | SWHC046Q | RFF | ex | CZ15 | cDXHP | SWHC046-01 | ExAnte2019 | IOU workpaper | 2019-11-06 | Cap-Tons | 1 |  |  | 698.2449 | 0 | 9.6321 | 492.5532 | 0 | 10.2242 | [6 empty] | DEER:HVAC_Split-Package_HP | Annual | FALSE
Any | SWHC046Q | RFF | ex | CZ16 | cDXHP | SWHC046-01 | ExAnte2019 | IOU workpaper | 2019-11-06 | Cap-Tons | 1 |  |  | -804.1667 | 0 | 199.5893 | -922.7422 | 0 | 201.9524 | [6 empty] | DEER:HVAC_Split-Package_HP | Annual | FALSE
Any | SWHC046Q | RSD | ex | CZ01 | cDXHP | SWHC046-01 | ExAnte2019 | IOU workpaper | 2019-11-06 | Cap-Tons | 1 |  |  | -29.5533 | 0 | 91.8502 | -105.2268 | 0 | 94.1921 | [6 empty] | DEER:HVAC_Split-Package_HP | Annual | FALSE
Any | SWHC046Q | RSD | ex | CZ02 | cDXHP | SWHC046-01 | ExAnte2019 | IOU workpaper | 2019-11-06 | Cap-Tons | 1 |  |  | 173.9842 | 0 | 47.0138 | 60.8934 | 0 | 48.2361 | [6 empty] | DEER:HVAC_Split-Package_HP | Annual | FALSE
Any | SWHC046Q | RSD | ex | CZ03 | cDXHP | SWHC046-01 | ExAnte2019 | IOU workpaper | 2019-11-06 | Cap-Tons | 1 |  |  | 166.0688 | 0 | 31.742 | 72.8006 | 0 | 32.9648 | [6 empty] | DEER:HVAC_Split-Package_HP | Annual | FALSE
Any | SWHC046Q | RSD | ex | CZ04 | cDXHP | SWHC046-01 | ExAnte2019 | IOU workpaper | 2019-11-06 | Cap-Tons | 1 |  |  | 250.8879 | 0 | 26.6763 | 131.8776 | 0 | 27.6052 | [6 empty] | DEER:HVAC_Split-Package_HP | Annual | FALSE
Any | SWHC046Q | RSD | ex | CZ05 | cDXHP | SWHC046-01 | ExAnte2019 | IOU workpaper | 2019-11-06 | Cap-Tons | 1 |  |  | 172.453 | 0 | 28.3766 | 79.33 | 0 | 29.5383 | [6 empty] | DEER:HVAC_Split-Package_HP | Annual | FALSE
Any | SWHC046Q | RSD | ex | CZ06 | cDXHP | SWHC046-01 | ExAnte2019 | IOU workpaper | 2019-11-06 | Cap-Tons | 1 |  |  | 262.0804 | 0 | 8.065 | 146.9535 | 0 | 8.5935 | [6 empty] | DEER:HVAC_Split-Package_HP | Annual | FALSE
Any | SWHC046Q | RSD | ex | CZ07 | cDXHP | SWHC046-01 | ExAnte2019 | IOU workpaper | 2019-11-06 | Cap-Tons | 1 |  |  | 226.8926 | 0 | 2.7812 | 116.3654 | 0 | 3.0636 | [6 empty] | DEER:HVAC_Split-Package_HP | Annual | FALSE
Any | SWHC046Q | RSD | ex | CZ08 | cDXHP | SWHC046-01 | ExAnte2019 | IOU workpaper | 2019-11-06 | Cap-Tons | 1 |  |  | 311.9951 | 0 | 7.0633 | 183.1235 | 0 | 7.5072 | [6 empty] | DEER:HVAC_Split-Package_HP | Annual | FALSE
Any | SWHC046Q | RSD | ex | CZ09 | cDXHP | SWHC046-01 | ExAnte2019 | IOU workpaper | 2019-11-06 | Cap-Tons | 1 |  |  | 354.784 | 0 | 9.7193 | 231.3938 | 0 | 10.3213 | [6 empty] | DEER:HVAC_Split-Package_HP | Annual | FALSE
Any | SWHC046Q | RSD | ex | CZ10 | cDXHP | SWHC046-01 | ExAnte2019 | IOU workpaper | 2019-11-06 | Cap-Tons | 1 |  |  | 385.1008 | 0 | 11.5668 | 251.8181 | 0 | 12.1759 | [6 empty] | DEER:HVAC_Split-Package_HP | Annual | FALSE
Any | SWHC046Q | RSD | ex | CZ11 | cDXHP | SWHC046-01 | ExAnte2019 | IOU workpaper | 2019-11-06 | Cap-Tons | 1 |  |  | 327.1142 | 0 | 35.6182 | 194.8844 | 0 | 36.7162 | [6 empty] | DEER:HVAC_Split-Package_HP | Annual | FALSE
Any | SWHC046Q | RSD | ex | CZ12 | cDXHP | SWHC046-01 | ExAnte2019 | IOU workpaper | 2019-11-06 | Cap-Tons | 1 |  |  | 270.4329 | 0 | 37.9032 | 147.1204 | 0 | 39.0123 | [6 empty] | DEER:HVAC_Split-Package_HP | Annual | FALSE
Any | SWHC046Q | RSD | ex | CZ13 | cDXHP | SWHC046-01 | ExAnte2019 | IOU workpaper | 2019-11-06 | Cap-Tons | 1 |  |  | 350.2278 | 0 | 33.1066 | 215.3508 | 0 | 34.1588 | [6 empty] | DEER:HVAC_Split-Package_HP | Annual | FALSE
Any | SWHC046Q | RSD | ex | CZ14 | cDXHP | SWHC046-01 | ExAnte2019 | IOU workpaper | 2019-11-06 | Cap-Tons | 1 |  |  | 332.9183 | 0 | 34.3971 | 200.5087 | 0 | 35.4606 | [6 empty] | DEER:HVAC_Split-Package_HP | Annual | FALSE
Any | SWHC046Q | RSD | ex | CZ15 | cDXHP | SWHC046-01 | ExAnte2019 | IOU workpaper | 2019-11-06 | Cap-Tons | 1 |  |  | 606.6067 | 0 | 1.8471 | 441.2202 | 0 | 2.0847 | [6 empty] | DEER:HVAC_Split-Package_HP | Annual | FALSE
Any | SWHC046Q | RSD | ex | CZ16 | cDXHP | SWHC046-01 | ExAnte2019 | IOU workpaper | 2019-11-06 | Cap-Tons | 1 |  |  | -380.7082 | 0 | 140.7516 | -478.7585 | 0 | 142.4729 | [6 empty] | DEER:HVAC_Split-Package_HP | Annual | FALSE
Any | SWHC046Q | Rt3 | ex | CZ01 | cDXHP | SWHC046-01 | ExAnte2019 | IOU workpaper | 2019-11-06 | Cap-Tons | 1 |  |  | 208.035 | 0 | 34.9998 | 110.4184 | 0 | 36.661 | [6 empty] | DEER:HVAC_Split-Package_HP | Annual | FALSE
Any | SWHC046Q | Rt3 | ex | CZ02 | cDXHP | SWHC046-01 | ExAnte2019 | IOU workpaper | 2019-11-06 | Cap-Tons | 1 |  |  | 336.2879 | 0 | 17.0321 | 204.3319 | 0 | 17.9293 | [6 empty] | DEER:HVAC_Split-Package_HP | Annual | FALSE
Any | SWHC046Q | Rt3 | ex | CZ03 | cDXHP | SWHC046-01 | ExAnte2019 | IOU workpaper | 2019-11-06 | Cap-Tons | 1 |  |  | 276.9056 | 0 | 12.3323 | 160.8137 | 0 | 13.0906 | [6 empty] | DEER:HVAC_Split-Package_HP | Annual | FALSE
Any | SWHC046Q | Rt3 | ex | CZ04 | cDXHP | SWHC046-01 | ExAnte2019 | IOU workpaper | 2019-11-06 | Cap-Tons | 1 |  |  | 362.1976 | 0 | 9.4499 | 226.5211 | 0 | 10.0497 | [6 empty] | DEER:HVAC_Split-Package_HP | Annual | FALSE
Any | SWHC046Q | Rt3 | ex | CZ05 | cDXHP | SWHC046-01 | ExAnte2019 | IOU workpaper | 2019-11-06 | Cap-Tons | 1 |  |  | 280.8987 | 0 | 9.7477 | 164.2181 | 0 | 10.3636 | [6 empty] | DEER:HVAC_Split-Package_HP | Annual | FALSE
Any | SWHC046Q | Rt3 | ex | CZ06 | cDXHP | SWHC046-01 | ExAnte2019 | IOU workpaper | 2019-11-06 | Cap-Tons | 1 |  |  | 365.5188 | 0 | 2.3239 | 221.4259 | 0 | 2.5206 | [6 empty] | DEER:HVAC_Split-Package_HP | Annual | FALSE
Any | SWHC046Q | Rt3 | ex | CZ07 | cDXHP | SWHC046-01 | ExAnte2019 | IOU workpaper | 2019-11-06 | Cap-Tons | 1 |  |  | 317.4457 | 0 | 0.58 | 178.5884 | 0 | 0.6536 | [6 empty] | DEER:HVAC_Split-Package_HP | Annual | FALSE
Any | SWHC046Q | Rt3 | ex | CZ08 | cDXHP | SWHC046-01 | ExAnte2019 | IOU workpaper | 2019-11-06 | Cap-Tons | 1 |  |  | 406.5124 | 0 | 1.736 | 257.2762 | 0 | 1.8994 | [6 empty] | DEER:HVAC_Split-Package_HP | Annual | FALSE
Any | SWHC046Q | Rt3 | ex | CZ09 | cDXHP | SWHC046-01 | ExAnte2019 | IOU workpaper | 2019-11-06 | Cap-Tons | 1 |  |  | 446.4255 | 0 | 2.997 | 303.1685 | 0 | 3.2896 | [6 empty] | DEER:HVAC_Split-Package_HP | Annual | FALSE
Any | SWHC046Q | Rt3 | ex | CZ10 | cDXHP | SWHC046-01 | ExAnte2019 | IOU workpaper | 2019-11-06 | Cap-Tons | 1 |  |  | 467.7324 | 0 | 3.2113 | 315.5508 | 0 | 3.503 | [6 empty] | DEER:HVAC_Split-Package_HP | Annual | FALSE
Any | SWHC046Q | Rt3 | ex | CZ11 | cDXHP | SWHC046-01 | ExAnte2019 | IOU workpaper | 2019-11-06 | Cap-Tons | 1 |  |  | 436.6089 | 0 | 16.4802 | 286.2263 | 0 | 17.4541 | [6 empty] | DEER:HVAC_Split-Package_HP | Annual | FALSE
Any | SWHC046Q | Rt3 | ex | CZ12 | cDXHP | SWHC046-01 | ExAnte2019 | IOU workpaper | 2019-11-06 | Cap-Tons | 1 |  |  | 392.9014 | 0 | 15.7556 | 251.4075 | 0 | 16.6947 | [6 empty] | DEER:HVAC_Split-Package_HP | Annual | FALSE
Any | SWHC046Q | Rt3 | ex | CZ13 | cDXHP | SWHC046-01 | ExAnte2019 | IOU workpaper | 2019-11-06 | Cap-Tons | 1 |  |  | 450.3766 | 0 | 14.058 | 297.5679 | 0 | 14.9476 | [6 empty] | DEER:HVAC_Split-Package_HP | Annual | FALSE
Any | SWHC046Q | Rt3 | ex | CZ14 | cDXHP | SWHC046-01 | ExAnte2019 | IOU workpaper | 2019-11-06 | Cap-Tons | 1 |  |  | 450.1441 | 0 | 15.7495 | 298.5327 | 0 | 16.7006 | [6 empty] | DEER:HVAC_Split-Package_HP | Annual | FALSE
Any | SWHC046Q | Rt3 | ex | CZ15 | cDXHP | SWHC046-01 | ExAnte2019 | IOU workpaper | 2019-11-06 | Cap-Tons | 1 |  |  | 644.4259 | 0 | 0.5845 | 459.5707 | 0 | 0.682 | [6 empty] | DEER:HVAC_Split-Package_HP | Annual | FALSE
Any | SWHC046Q | Rt3 | ex | CZ16 | cDXHP | SWHC046-01 | ExAnte2019 | IOU workpaper | 2019-11-06 | Cap-Tons | 1 |  |  | -81.8779 | 0 | 84.8657 | -205.7578 | 0 | 86.7979 | [6 empty] | DEER:HVAC_Split-Package_HP | Annual | FALSE
Any | SWHC046Q | RtL | ex | CZ01 | cDXHP | SWHC046-01 | ExAnte2019 | IOU workpaper | 2019-11-06 | Cap-Tons | 1 |  |  | 53.2298 | 0 | 69.4356 | -58.984 | 0 | 71.5895 | [6 empty] | DEER:HVAC_Split-Package_HP | Annual | FALSE
Any | SWHC046Q | RtL | ex | CZ02 | cDXHP | SWHC046-01 | ExAnte2019 | IOU workpaper | 2019-11-06 | Cap-Tons | 1 |  |  | 288.9428 | 0 | 35.2931 | 143.2497 | 0 | 36.557 | [6 empty] | DEER:HVAC_Split-Package_HP | Annual | FALSE
Any | SWHC046Q | RtL | ex | CZ03 | cDXHP | SWHC046-01 | ExAnte2019 | IOU workpaper | 2019-11-06 | Cap-Tons | 1 |  |  | 205.2417 | 0 | 31.6451 | 72.1725 | 0 | 32.8496 | [6 empty] | DEER:HVAC_Split-Package_HP | Annual | FALSE
Any | SWHC046Q | RtL | ex | CZ04 | cDXHP | SWHC046-01 | ExAnte2019 | IOU workpaper | 2019-11-06 | Cap-Tons | 1 |  |  | 326.8569 | 0 | 24.0445 | 175.4215 | 0 | 24.9454 | [6 empty] | DEER:HVAC_Split-Package_HP | Annual | FALSE
Any | SWHC046Q | RtL | ex | CZ05 | cDXHP | SWHC046-01 | ExAnte2019 | IOU workpaper | 2019-11-06 | Cap-Tons | 1 |  |  | 202.8302 | 0 | 32.9023 | 68.9654 | 0 | 34.1183 | [6 empty] | DEER:HVAC_Split-Package_HP | Annual | FALSE
Any | SWHC046Q | RtL | ex | CZ06 | cDXHP | SWHC046-01 | ExAnte2019 | IOU workpaper | 2019-11-06 | Cap-Tons | 1 |  |  | 332.2173 | 0 | 14.8033 | 169.0236 | 0 | 15.4169 | [6 empty] | DEER:HVAC_Split-Package_HP | Annual | FALSE
Any | SWHC046Q | RtL | ex | CZ07 | cDXHP | SWHC046-01 | ExAnte2019 | IOU workpaper | 2019-11-06 | Cap-Tons | 1 |  |  | 302.335 | 0 | 9.961 | 144.2059 | 0 | 10.4527 | [6 empty] | DEER:HVAC_Split-Package_HP | Annual | FALSE
Any | SWHC046Q | RtL | ex | CZ08 | cDXHP | SWHC046-01 | ExAnte2019 | IOU workpaper | 2019-11-06 | Cap-Tons | 1 |  |  | 403.873 | 0 | 10.4936 | 241.0102 | 0 | 11.0225 | [6 empty] | DEER:HVAC_Split-Package_HP | Annual | FALSE
Any | SWHC046Q | RtL | ex | CZ09 | cDXHP | SWHC046-01 | ExAnte2019 | IOU workpaper | 2019-11-06 | Cap-Tons | 1 |  |  | 448.5747 | 0 | 12.0594 | 291.0471 | 0 | 12.7668 | [6 empty] | DEER:HVAC_Split-Package_HP | Annual | FALSE
Any | SWHC046Q | RtL | ex | CZ10 | cDXHP | SWHC046-01 | ExAnte2019 | IOU workpaper | 2019-11-06 | Cap-Tons | 1 |  |  | 474.2611 | 0 | 11.8088 | 307.211 | 0 | 12.4298 | [6 empty] | DEER:HVAC_Split-Package_HP | Annual | FALSE
Any | SWHC046Q | RtL | ex | CZ11 | cDXHP | SWHC046-01 | ExAnte2019 | IOU workpaper | 2019-11-06 | Cap-Tons | 1 |  |  | 436.6632 | 0 | 29.1682 | 270.9107 | 0 | 30.4298 | [6 empty] | DEER:HVAC_Split-Package_HP | Annual | FALSE
Any | SWHC046Q | RtL | ex | CZ12 | cDXHP | SWHC046-01 | ExAnte2019 | IOU workpaper | 2019-11-06 | Cap-Tons | 1 |  |  | 380.014 | 0 | 28.8012 | 224.0571 | 0 | 30.0012 | [6 empty] | DEER:HVAC_Split-Package_HP | Annual | FALSE
Any | SWHC046Q | RtL | ex | CZ13 | cDXHP | SWHC046-01 | ExAnte2019 | IOU workpaper | 2019-11-06 | Cap-Tons | 1 |  |  | 460.9956 | 0 | 25.4357 | 292.8222 | 0 | 26.608 | [6 empty] | DEER:HVAC_Split-Package_HP | Annual | FALSE
Any | SWHC046Q | RtL | ex | CZ14 | cDXHP | SWHC046-01 | ExAnte2019 | IOU workpaper | 2019-11-06 | Cap-Tons | 1 |  |  | 437.7338 | 0 | 30.1251 | 271.0494 | 0 | 31.4024 | [6 empty] | DEER:HVAC_Split-Package_HP | Annual | FALSE
Any | SWHC046Q | RtL | ex | CZ15 | cDXHP | SWHC046-01 | ExAnte2019 | IOU workpaper | 2019-11-06 | Cap-Tons | 1 |  |  | 710.0273 | 0 | 3.2247 | 508.4455 | 0 | 3.5079 | [6 empty] | DEER:HVAC_Split-Package_HP | Annual | FALSE
Any | SWHC046Q | RtL | ex | CZ16 | cDXHP | SWHC046-01 | ExAnte2019 | IOU workpaper | 2019-11-06 | Cap-Tons | 1 |  |  | -248.9172 | 0 | 125.8772 | -385.7334 | 0 | 128.2122 | [6 empty] | DEER:HVAC_Split-Package_HP | Annual | FALSE
Any | SWHC046Q | RtS | ex | CZ01 | cDXHP | SWHC046-01 | ExAnte2019 | IOU workpaper | 2019-11-06 | Cap-Tons | 1 |  |  | -256.3158 | 0 | 119.1628 | -347.3426 | 0 | 121.9177 | [6 empty] | DEER:HVAC_Split-Package_HP | Annual | FALSE
Any | SWHC046Q | RtS | ex | CZ02 | cDXHP | SWHC046-01 | ExAnte2019 | IOU workpaper | 2019-11-06 | Cap-Tons | 1 |  |  | 96.0713 | 0 | 58.8422 | -27.6332 | 0 | 60.4102 | [6 empty] | DEER:HVAC_Split-Package_HP | Annual | FALSE
Any | SWHC046Q | RtS | ex | CZ03 | cDXHP | SWHC046-01 | ExAnte2019 | IOU workpaper | 2019-11-06 | Cap-Tons | 1 |  |  | 56.2104 | 0 | 56.2448 | -47.236 | 0 | 57.9439 | [6 empty] | DEER:HVAC_Split-Package_HP | Annual | FALSE
Any | SWHC046Q | RtS | ex | CZ04 | cDXHP | SWHC046-01 | ExAnte2019 | IOU workpaper | 2019-11-06 | Cap-Tons | 1 |  |  | 189.6506 | 0 | 41.95 | 63.5835 | 0 | 43.2901 | [6 empty] | DEER:HVAC_Split-Package_HP | Annual | FALSE
Any | SWHC046Q | RtS | ex | CZ05 | cDXHP | SWHC046-01 | ExAnte2019 | IOU workpaper | 2019-11-06 | Cap-Tons | 1 |  |  | 86.4957 | 0 | 50.4331 | -19.1699 | 0 | 52.0788 | [6 empty] | DEER:HVAC_Split-Package_HP | Annual | FALSE
Any | SWHC046Q | RtS | ex | CZ06 | cDXHP | SWHC046-01 | ExAnte2019 | IOU workpaper | 2019-11-06 | Cap-Tons | 1 |  |  | 286.4921 | 0 | 20.9474 | 156.91 | 0 | 21.8186 | [6 empty] | DEER:HVAC_Split-Package_HP | Annual | FALSE
Any | SWHC046Q | RtS | ex | CZ07 | cDXHP | SWHC046-01 | ExAnte2019 | IOU workpaper | 2019-11-06 | Cap-Tons | 1 |  |  | 282.7977 | 0 | 13.6696 | 159.2442 | 0 | 14.3439 | [6 empty] | DEER:HVAC_Split-Package_HP | Annual | FALSE
Any | SWHC046Q | RtS | ex | CZ08 | cDXHP | SWHC046-01 | ExAnte2019 | IOU workpaper | 2019-11-06 | Cap-Tons | 1 |  |  | 339.5796 | 0 | 16.1602 | 203.7295 | 0 | 16.9082 | [6 empty] | DEER:HVAC_Split-Package_HP | Annual | FALSE
Any | SWHC046Q | RtS | ex | CZ09 | cDXHP | SWHC046-01 | ExAnte2019 | IOU workpaper | 2019-11-06 | Cap-Tons | 1 |  |  | 355.7833 | 0 | 18.8851 | 222.3488 | 0 | 19.8241 | [6 empty] | DEER:HVAC_Split-Package_HP | Annual | FALSE
Any | SWHC046Q | RtS | ex | CZ10 | cDXHP | SWHC046-01 | ExAnte2019 | IOU workpaper | 2019-11-06 | Cap-Tons | 1 |  |  | 388.5436 | 0 | 17.8258 | 246.499 | 0 | 18.6774 | [6 empty] | DEER:HVAC_Split-Package_HP | Annual | FALSE
Any | SWHC046Q | RtS | ex | CZ11 | cDXHP | SWHC046-01 | ExAnte2019 | IOU workpaper | 2019-11-06 | Cap-Tons | 1 |  |  | 243.6187 | 0 | 46.1263 | 100.3729 | 0 | 47.6175 | [6 empty] | DEER:HVAC_Split-Package_HP | Annual | FALSE
Any | SWHC046Q | RtS | ex | CZ12 | cDXHP | SWHC046-01 | ExAnte2019 | IOU workpaper | 2019-11-06 | Cap-Tons | 1 |  |  | 192.7969 | 0 | 49.0931 | 59.0791 | 0 | 50.5926 | [6 empty] | DEER:HVAC_Split-Package_HP | Annual | FALSE
Any | SWHC046Q | RtS | ex | CZ13 | cDXHP | SWHC046-01 | ExAnte2019 | IOU workpaper | 2019-11-06 | Cap-Tons | 1 |  |  | 284.0012 | 0 | 40.866 | 138.7429 | 0 | 42.2469 | [6 empty] | DEER:HVAC_Split-Package_HP | Annual | FALSE
Any | SWHC046Q | RtS | ex | CZ14 | cDXHP | SWHC046-01 | ExAnte2019 | IOU workpaper | 2019-11-06 | Cap-Tons | 1 |  |  | 275.2402 | 0 | 42.1778 | 130.2357 | 0 | 43.5608 | [6 empty] | DEER:HVAC_Split-Package_HP | Annual | FALSE
Any | SWHC046Q | RtS | ex | CZ15 | cDXHP | SWHC046-01 | ExAnte2019 | IOU workpaper | 2019-11-06 | Cap-Tons | 1 |  |  | 612.7082 | 0 | 4.3083 | 434.8033 | 0 | 4.6833 | [6 empty] | DEER:HVAC_Split-Package_HP | Annual | FALSE
Any | SWHC046Q | RtS | ex | CZ16 | cDXHP | SWHC046-01 | ExAnte2019 | IOU workpaper | 2019-11-06 | Cap-Tons | 1 |  |  | -632.1915 | 0 | 146.5747 | -738.2723 | 0 | 148.5408 | [6 empty] | DEER:HVAC_Split-Package_HP | Annual | FALSE
Any | SWHC046Q | SCn | ex | CZ01 | cDXHP | SWHC046-01 | ExAnte2019 | IOU workpaper | 2019-11-06 | Cap-Tons | 1 |  |  | -550.2792 | 0 | 148.6067 | -632.002 | 0 | 151.7013 | [6 empty] | DEER:HVAC_Split-Package_HP | Annual | FALSE
Any | SWHC046Q | SCn | ex | CZ02 | cDXHP | SWHC046-01 | ExAnte2019 | IOU workpaper | 2019-11-06 | Cap-Tons | 1 |  |  | -400.9398 | 0 | 105.8322 | -475.0432 | 0 | 108.561 | [6 empty] | DEER:HVAC_Split-Package_HP | Annual | FALSE
Any | SWHC046Q | SCn | ex | CZ03 | cDXHP | SWHC046-01 | ExAnte2019 | IOU workpaper | 2019-11-06 | Cap-Tons | 1 |  |  | -141.196 | 0 | 78.1962 | -217.1042 | 0 | 80.8528 | [6 empty] | DEER:HVAC_Split-Package_HP | Annual | FALSE
Any | SWHC046Q | SCn | ex | CZ04 | cDXHP | SWHC046-01 | ExAnte2019 | IOU workpaper | 2019-11-06 | Cap-Tons | 1 |  |  | -257.5162 | 0 | 83.936 | -336.468 | 0 | 85.2131 | [6 empty] | DEER:HVAC_Split-Package_HP | Annual | FALSE
Any | SWHC046Q | SCn | ex | CZ05 | cDXHP | SWHC046-01 | ExAnte2019 | IOU workpaper | 2019-11-06 | Cap-Tons | 1 |  |  | -153.7607 | 0 | 77.2492 | -230.8406 | 0 | 79.7346 | [6 empty] | DEER:HVAC_Split-Package_HP | Annual | FALSE
Any | SWHC046Q | SCn | ex | CZ06 | cDXHP | SWHC046-01 | ExAnte2019 | IOU workpaper | 2019-11-06 | Cap-Tons | 1 |  |  | 87.2835 | 0 | 41.7424 | -6.6912 | 0 | 43.12 | [6 empty] | DEER:HVAC_Split-Package_HP | Annual | FALSE
Any | SWHC046Q | SCn | ex | CZ07 | cDXHP | SWHC046-01 | ExAnte2019 | IOU workpaper | 2019-11-06 | Cap-Tons | 1 |  |  | 142.8598 | 0 | 31.9706 | 51.4464 | 0 | 33.3389 | [6 empty] | DEER:HVAC_Split-Package_HP | Annual | FALSE
Any | SWHC046Q | SCn | ex | CZ08 | cDXHP | SWHC046-01 | ExAnte2019 | IOU workpaper | 2019-11-06 | Cap-Tons | 1 |  |  | 116.9769 | 0 | 43.9653 | 10.1961 | 0 | 45.1714 | [6 empty] | DEER:HVAC_Split-Package_HP | Annual | FALSE
Any | SWHC046Q | SCn | ex | CZ09 | cDXHP | SWHC046-01 | ExAnte2019 | IOU workpaper | 2019-11-06 | Cap-Tons | 1 |  |  | 146.3694 | 0 | 44.9239 | 34.55 | 0 | 46.3428 | [6 empty] | DEER:HVAC_Split-Package_HP | Annual | FALSE
Any | SWHC046Q | SCn | ex | CZ10 | cDXHP | SWHC046-01 | ExAnte2019 | IOU workpaper | 2019-11-06 | Cap-Tons | 1 |  |  | 142.8189 | 0 | 48.8308 | 30.2882 | 0 | 50.5704 | [6 empty] | DEER:HVAC_Split-Package_HP | Annual | FALSE
Any | SWHC046Q | SCn | ex | CZ11 | cDXHP | SWHC046-01 | ExAnte2019 | IOU workpaper | 2019-11-06 | Cap-Tons | 1 |  |  | -90.4423 | 0 | 87.5365 | -212.7327 | 0 | 89.3304 | [6 empty] | DEER:HVAC_Split-Package_HP | Annual | FALSE
Any | SWHC046Q | SCn | ex | CZ12 | cDXHP | SWHC046-01 | ExAnte2019 | IOU workpaper | 2019-11-06 | Cap-Tons | 1 |  |  | -169.1394 | 0 | 95.8106 | -278.3739 | 0 | 97.8121 | [6 empty] | DEER:HVAC_Split-Package_HP | Annual | FALSE
Any | SWHC046Q | SCn | ex | CZ13 | cDXHP | SWHC046-01 | ExAnte2019 | IOU workpaper | 2019-11-06 | Cap-Tons | 1 |  |  | 10.6368 | 0 | 77.1476 | -112.6071 | 0 | 78.9867 | [6 empty] | DEER:HVAC_Split-Package_HP | Annual | FALSE
Any | SWHC046Q | SCn | ex | CZ14 | cDXHP | SWHC046-01 | ExAnte2019 | IOU workpaper | 2019-11-06 | Cap-Tons | 1 |  |  | -124.8708 | 0 | 91.4807 | -254.9335 | 0 | 92.8405 | [6 empty] | DEER:HVAC_Split-Package_HP | Annual | FALSE
Any | SWHC046Q | SCn | ex | CZ15 | cDXHP | SWHC046-01 | ExAnte2019 | IOU workpaper | 2019-11-06 | Cap-Tons | 1 |  |  | 482.7303 | 0 | 12.088 | 345.5429 | 0 | 13.4192 | [6 empty] | DEER:HVAC_Split-Package_HP | Annual | FALSE
Any | SWHC046Q | SCn | ex | CZ16 | cDXHP | SWHC046-01 | ExAnte2019 | IOU workpaper | 2019-11-06 | Cap-Tons | 1 |  |  | -857.5226 | 0 | 162.4459 | -943.3545 | 0 | 164.379 | [6 empty] | DEER:HVAC_Split-Package_HP | Annual | FALSE
Any | SWHC046R | Asm | ex | CZ01 | cDXHP | SWHC046-01 | ExAnte2019 | IOU workpaper | 2019-11-06 | Cap-Tons | 1 |  |  | -602.0294 | 0 | 168.2783 | -675.6741 | 0 | 170.848 | [6 empty] | DEER:HVAC_Split-Package_HP | Annual | FALSE
Any | SWHC046R | Asm | ex | CZ02 | cDXHP | SWHC046-01 | ExAnte2019 | IOU workpaper | 2019-11-06 | Cap-Tons | 1 |  |  | -163.5593 | 0 | 101.9934 | -268.9936 | 0 | 103.565 | [6 empty] | DEER:HVAC_Split-Package_HP | Annual | FALSE
Any | SWHC046R | Asm | ex | CZ03 | cDXHP | SWHC046-01 | ExAnte2019 | IOU workpaper | 2019-11-06 | Cap-Tons | 1 |  |  | -34.3289 | 0 | 76.4812 | -121.5187 | 0 | 78.2364 | [6 empty] | DEER:HVAC_Split-Package_HP | Annual | FALSE
Any | SWHC046R | Asm | ex | CZ04 | cDXHP | SWHC046-01 | ExAnte2019 | IOU workpaper | 2019-11-06 | Cap-Tons | 1 |  |  | 44.8864 | 0 | 69.0254 | -65.0967 | 0 | 70.3479 | [6 empty] | DEER:HVAC_Split-Package_HP | Annual | FALSE
Any | SWHC046R | Asm | ex | CZ05 | cDXHP | SWHC046-01 | ExAnte2019 | IOU workpaper | 2019-11-06 | Cap-Tons | 1 |  |  | -45.4365 | 0 | 75.6687 | -133.6769 | 0 | 77.3501 | [6 empty] | DEER:HVAC_Split-Package_HP | Annual | FALSE
Any | SWHC046R | Asm | ex | CZ06 | cDXHP | SWHC046-01 | ExAnte2019 | IOU workpaper | 2019-11-06 | Cap-Tons | 1 |  |  | 221.297 | 0 | 32.0777 | 114.9142 | 0 | 33.0894 | [6 empty] | DEER:HVAC_Split-Package_HP | Annual | FALSE
Any | SWHC046R | Asm | ex | CZ07 | cDXHP | SWHC046-01 | ExAnte2019 | IOU workpaper | 2019-11-06 | Cap-Tons | 1 |  |  | 220.6589 | 0 | 24.4491 | 120.0774 | 0 | 25.4255 | [6 empty] | DEER:HVAC_Split-Package_HP | Annual | FALSE
Any | SWHC046R | Asm | ex | CZ08 | cDXHP | SWHC046-01 | ExAnte2019 | IOU workpaper | 2019-11-06 | Cap-Tons | 1 |  |  | 269.3637 | 0 | 31.3886 | 150.0407 | 0 | 32.2643 | [6 empty] | DEER:HVAC_Split-Package_HP | Annual | FALSE
Any | SWHC046R | Asm | ex | CZ09 | cDXHP | SWHC046-01 | ExAnte2019 | IOU workpaper | 2019-11-06 | Cap-Tons | 1 |  |  | 297.7148 | 0 | 31.8972 | 181.7439 | 0 | 32.8555 | [6 empty] | DEER:HVAC_Split-Package_HP | Annual | FALSE
Any | SWHC046R | Asm | ex | CZ10 | cDXHP | SWHC046-01 | ExAnte2019 | IOU workpaper | 2019-11-06 | Cap-Tons | 1 |  |  | 306.9821 | 0 | 39.0037 | 182.621 | 0 | 39.9592 | [6 empty] | DEER:HVAC_Split-Package_HP | Annual | FALSE
Any | SWHC046R | Asm | ex | CZ11 | cDXHP | SWHC046-01 | ExAnte2019 | IOU workpaper | 2019-11-06 | Cap-Tons | 1 |  |  | 180.2556 | 0 | 70.048 | 55.1741 | 0 | 71.3809 | [6 empty] | DEER:HVAC_Split-Package_HP | Annual | FALSE
Any | SWHC046R | Asm | ex | CZ12 | cDXHP | SWHC046-01 | ExAnte2019 | IOU workpaper | 2019-11-06 | Cap-Tons | 1 |  |  | 96.6014 | 0 | 76.2795 | -19.3274 | 0 | 77.6866 | [6 empty] | DEER:HVAC_Split-Package_HP | Annual | FALSE
Any | SWHC046R | Asm | ex | CZ13 | cDXHP | SWHC046-01 | ExAnte2019 | IOU workpaper | 2019-11-06 | Cap-Tons | 1 |  |  | 226.5551 | 0 | 64.3416 | 99.4786 | 0 | 65.6123 | [6 empty] | DEER:HVAC_Split-Package_HP | Annual | FALSE
Any | SWHC046R | Asm | ex | CZ14 | cDXHP | SWHC046-01 | ExAnte2019 | IOU workpaper | 2019-11-06 | Cap-Tons | 1 |  |  | 191.9459 | 0 | 68.1142 | 65.7529 | 0 | 69.4062 | [6 empty] | DEER:HVAC_Split-Package_HP | Annual | FALSE
Any | SWHC046R | Asm | ex | CZ15 | cDXHP | SWHC046-01 | ExAnte2019 | IOU workpaper | 2019-11-06 | Cap-Tons | 1 |  |  | 627.2099 | 0 | 12.0371 | 469.9134 | 0 | 12.5575 | [6 empty] | DEER:HVAC_Split-Package_HP | Annual | FALSE
Any | SWHC046R | Asm | ex | CZ16 | cDXHP | SWHC046-01 | ExAnte2019 | IOU workpaper | 2019-11-06 | Cap-Tons | 1 |  |  | -759.9427 | 0 | 187.2086 | -853.401 | 0 | 189.083 | [6 empty] | DEER:HVAC_Split-Package_HP | Annual | FALSE
Any | SWHC046R | Com | ex | CZ01 | cDXHP | SWHC046-01 | ExAnte2019 | IOU workpaper | 2019-11-06 | Cap-Tons | 1 |  |  | -203.4258 | 0 | 111.2258 | -299.4406 | 0 | 113.9172 | [6 empty] | DEER:HVAC_Split-Package_HP | Annual | FALSE
Any | SWHC046R | Com | ex | CZ02 | cDXHP | SWHC046-01 | ExAnte2019 | IOU workpaper | 2019-11-06 | Cap-Tons | 1 |  |  | 88.3592 | 0 | 59.9681 | -24.9015 | 0 | 61.5905 | [6 empty] | DEER:HVAC_Split-Package_HP | Annual | FALSE
Any | SWHC046R | Com | ex | CZ03 | cDXHP | SWHC046-01 | ExAnte2019 | IOU workpaper | 2019-11-06 | Cap-Tons | 1 |  |  | 123.6543 | 0 | 40.8797 | 29.7379 | 0 | 42.2318 | [6 empty] | DEER:HVAC_Split-Package_HP | Annual | FALSE
Any | SWHC046R | Com | ex | CZ04 | cDXHP | SWHC046-01 | ExAnte2019 | IOU workpaper | 2019-11-06 | Cap-Tons | 1 |  |  | 178.0789 | 0 | 35.6471 | 70.2071 | 0 | 36.6611 | [6 empty] | DEER:HVAC_Split-Package_HP | Annual | FALSE
Any | SWHC046R | Com | ex | CZ05 | cDXHP | SWHC046-01 | ExAnte2019 | IOU workpaper | 2019-11-06 | Cap-Tons | 1 |  |  | 101.4229 | 0 | 56.1562 | -8.1441 | 0 | 57.9325 | [6 empty] | DEER:HVAC_Split-Package_HP | Annual | FALSE
Any | SWHC046R | Com | ex | CZ06 | cDXHP | SWHC046-01 | ExAnte2019 | IOU workpaper | 2019-11-06 | Cap-Tons | 1 |  |  | 288.4884 | 0 | 22.0447 | 168.2272 | 0 | 22.9105 | [6 empty] | DEER:HVAC_Split-Package_HP | Annual | FALSE
Any | SWHC046R | Com | ex | CZ07 | cDXHP | SWHC046-01 | ExAnte2019 | IOU workpaper | 2019-11-06 | Cap-Tons | 1 |  |  | 297.0567 | 0 | 17.5812 | 177.0466 | 0 | 18.4075 | [6 empty] | DEER:HVAC_Split-Package_HP | Annual | FALSE
Any | SWHC046R | Com | ex | CZ08 | cDXHP | SWHC046-01 | ExAnte2019 | IOU workpaper | 2019-11-06 | Cap-Tons | 1 |  |  | 313.547 | 0 | 21.3546 | 190.2054 | 0 | 22.1392 | [6 empty] | DEER:HVAC_Split-Package_HP | Annual | FALSE
Any | SWHC046R | Com | ex | CZ09 | cDXHP | SWHC046-01 | ExAnte2019 | IOU workpaper | 2019-11-06 | Cap-Tons | 1 |  |  | 350.0415 | 0 | 20.8932 | 225.568 | 0 | 21.7753 | [6 empty] | DEER:HVAC_Split-Package_HP | Annual | FALSE
Any | SWHC046R | Com | ex | CZ10 | cDXHP | SWHC046-01 | ExAnte2019 | IOU workpaper | 2019-11-06 | Cap-Tons | 1 |  |  | 319.9971 | 0 | 28.4438 | 195.4415 | 0 | 29.4904 | [6 empty] | DEER:HVAC_Split-Package_HP | Annual | FALSE
Any | SWHC046R | Com | ex | CZ11 | cDXHP | SWHC046-01 | ExAnte2019 | IOU workpaper | 2019-11-06 | Cap-Tons | 1 |  |  | 226.3057 | 0 | 50.3068 | 95.6766 | 0 | 51.7274 | [6 empty] | DEER:HVAC_Split-Package_HP | Annual | FALSE
Any | SWHC046R | Com | ex | CZ12 | cDXHP | SWHC046-01 | ExAnte2019 | IOU workpaper | 2019-11-06 | Cap-Tons | 1 |  |  | 189.5054 | 0 | 47.5317 | 70.518 | 0 | 48.8834 | [6 empty] | DEER:HVAC_Split-Package_HP | Annual | FALSE
Any | SWHC046R | Com | ex | CZ13 | cDXHP | SWHC046-01 | ExAnte2019 | IOU workpaper | 2019-11-06 | Cap-Tons | 1 |  |  | 277.899 | 0 | 42.8336 | 146.7173 | 0 | 44.1317 | [6 empty] | DEER:HVAC_Split-Package_HP | Annual | FALSE
Any | SWHC046R | Com | ex | CZ14 | cDXHP | SWHC046-01 | ExAnte2019 | IOU workpaper | 2019-11-06 | Cap-Tons | 1 |  |  | 256.2488 | 0 | 46.2543 | 125.0354 | 0 | 47.5408 | [6 empty] | DEER:HVAC_Split-Package_HP | Annual | FALSE
Any | SWHC046R | Com | ex | CZ15 | cDXHP | SWHC046-01 | ExAnte2019 | IOU workpaper | 2019-11-06 | Cap-Tons | 1 |  |  | 627.0281 | 0 | 7.5943 | 461.4005 | 0 | 8.0636 | [6 empty] | DEER:HVAC_Split-Package_HP | Annual | FALSE
Any | SWHC046R | Com | ex | CZ16 | cDXHP | SWHC046-01 | ExAnte2019 | IOU workpaper | 2019-11-06 | Cap-Tons | 1 |  |  | -459.9449 | 0 | 131.4648 | -559.5383 | 0 | 133.4351 | [6 empty] | DEER:HVAC_Split-Package_HP | Annual | FALSE
Any | SWHC046R | ECC | ex | CZ01 | cDXHP | SWHC046-01 | ExAnte2019 | IOU workpaper | 2019-11-06 | Cap-Tons | 1 |  |  | -67.6538 | 0 | 70.1694 | -131.5263 | 0 | 72.0202 | [6 empty] | DEER:HVAC_Split-Package_HP | Annual | FALSE
Any | SWHC046R | ECC | ex | CZ02 | cDXHP | SWHC046-01 | ExAnte2019 | IOU workpaper | 2019-11-06 | Cap-Tons | 1 |  |  | 121.8758 | 0 | 39.5409 | 34.544 | 0 | 40.5526 | [6 empty] | DEER:HVAC_Split-Package_HP | Annual | FALSE
Any | SWHC046R | ECC | ex | CZ03 | cDXHP | SWHC046-01 | ExAnte2019 | IOU workpaper | 2019-11-06 | Cap-Tons | 1 |  |  | 119.025 | 0 | 30.1938 | 46.5358 | 0 | 31.2714 | [6 empty] | DEER:HVAC_Split-Package_HP | Annual | FALSE
Any | SWHC046R | ECC | ex | CZ04 | cDXHP | SWHC046-01 | ExAnte2019 | IOU workpaper | 2019-11-06 | Cap-Tons | 1 |  |  | 171.5563 | 0 | 27.2249 | 82.9112 | 0 | 28.0396 | [6 empty] | DEER:HVAC_Split-Package_HP | Annual | FALSE
Any | SWHC046R | ECC | ex | CZ05 | cDXHP | SWHC046-01 | ExAnte2019 | IOU workpaper | 2019-11-06 | Cap-Tons | 1 |  |  | 111.0856 | 0 | 30.1899 | 38.2057 | 0 | 31.2089 | [6 empty] | DEER:HVAC_Split-Package_HP | Annual | FALSE
Any | SWHC046R | ECC | ex | CZ06 | cDXHP | SWHC046-01 | ExAnte2019 | IOU workpaper | 2019-11-06 | Cap-Tons | 1 |  |  | 249.2936 | 0 | 9.8908 | 159.6069 | 0 | 10.3507 | [6 empty] | DEER:HVAC_Split-Package_HP | Annual | FALSE
Any | SWHC046R | ECC | ex | CZ07 | cDXHP | SWHC046-01 | ExAnte2019 | IOU workpaper | 2019-11-06 | Cap-Tons | 1 |  |  | 236.305 | 0 | 5.8245 | 151.3921 | 0 | 6.1637 | [6 empty] | DEER:HVAC_Split-Package_HP | Annual | FALSE
Any | SWHC046R | ECC | ex | CZ08 | cDXHP | SWHC046-01 | ExAnte2019 | IOU workpaper | 2019-11-06 | Cap-Tons | 1 |  |  | 282.3841 | 0 | 9.1183 | 183.4801 | 0 | 9.5312 | [6 empty] | DEER:HVAC_Split-Package_HP | Annual | FALSE
Any | SWHC046R | ECC | ex | CZ09 | cDXHP | SWHC046-01 | ExAnte2019 | IOU workpaper | 2019-11-06 | Cap-Tons | 1 |  |  | 295.4602 | 0 | 10.9058 | 198.9096 | 0 | 11.4229 | [6 empty] | DEER:HVAC_Split-Package_HP | Annual | FALSE
Any | SWHC046R | ECC | ex | CZ10 | cDXHP | SWHC046-01 | ExAnte2019 | IOU workpaper | 2019-11-06 | Cap-Tons | 1 |  |  | 311.9328 | 0 | 12.3296 | 209.3688 | 0 | 12.8409 | [6 empty] | DEER:HVAC_Split-Package_HP | Annual | FALSE
Any | SWHC046R | ECC | ex | CZ11 | cDXHP | SWHC046-01 | ExAnte2019 | IOU workpaper | 2019-11-06 | Cap-Tons | 1 |  |  | 233.4126 | 0 | 32.4209 | 127.3314 | 0 | 33.3053 | [6 empty] | DEER:HVAC_Split-Package_HP | Annual | FALSE
Any | SWHC046R | ECC | ex | CZ12 | cDXHP | SWHC046-01 | ExAnte2019 | IOU workpaper | 2019-11-06 | Cap-Tons | 1 |  |  | 188.4661 | 0 | 33.9609 | 90.6928 | 0 | 34.8597 | [6 empty] | DEER:HVAC_Split-Package_HP | Annual | FALSE
Any | SWHC046R | ECC | ex | CZ13 | cDXHP | SWHC046-01 | ExAnte2019 | IOU workpaper | 2019-11-06 | Cap-Tons | 1 |  |  | 260.8726 | 0 | 28.2529 | 152.6316 | 0 | 29.0488 | [6 empty] | DEER:HVAC_Split-Package_HP | Annual | FALSE
Any | SWHC046R | ECC | ex | CZ14 | cDXHP | SWHC046-01 | ExAnte2019 | IOU workpaper | 2019-11-06 | Cap-Tons | 1 |  |  | 243.3831 | 0 | 29.8227 | 137.7413 | 0 | 30.6499 | [6 empty] | DEER:HVAC_Split-Package_HP | Annual | FALSE
Any | SWHC046R | ECC | ex | CZ15 | cDXHP | SWHC046-01 | ExAnte2019 | IOU workpaper | 2019-11-06 | Cap-Tons | 1 |  |  | 508.0735 | 0 | 3.057 | 375.15 | 0 | 3.2825 | [6 empty] | DEER:HVAC_Split-Package_HP | Annual | FALSE
Any | SWHC046R | ECC | ex | CZ16 | cDXHP | SWHC046-01 | ExAnte2019 | IOU workpaper | 2019-11-06 | Cap-Tons | 1 |  |  | -263.6267 | 0 | 89.2745 | -342.7116 | 0 | 90.6794 | [6 empty] | DEER:HVAC_Split-Package_HP | Annual | FALSE
Any | SWHC046R | EPr | ex | CZ01 | cDXHP | SWHC046-01 | ExAnte2019 | IOU workpaper | 2019-11-06 | Cap-Tons | 1 |  |  | -282.7581 | 0 | 89.1725 | -324.2262 | 0 | 90.6057 | [6 empty] | DEER:HVAC_Split-Package_HP | Annual | FALSE
Any | SWHC046R | EPr | ex | CZ02 | cDXHP | SWHC046-01 | ExAnte2019 | IOU workpaper | 2019-11-06 | Cap-Tons | 1 |  |  | -57.8413 | 0 | 49.7095 | -113.3791 | 0 | 50.5666 | [6 empty] | DEER:HVAC_Split-Package_HP | Annual | FALSE
Any | SWHC046R | EPr | ex | CZ03 | cDXHP | SWHC046-01 | ExAnte2019 | IOU workpaper | 2019-11-06 | Cap-Tons | 1 |  |  | -30.3412 | 0 | 43.3233 | -77.3336 | 0 | 44.2835 | [6 empty] | DEER:HVAC_Split-Package_HP | Annual | FALSE
Any | SWHC046R | EPr | ex | CZ04 | cDXHP | SWHC046-01 | ExAnte2019 | IOU workpaper | 2019-11-06 | Cap-Tons | 1 |  |  | 19.1967 | 0 | 35.1665 | -38.0031 | 0 | 35.9169 | [6 empty] | DEER:HVAC_Split-Package_HP | Annual | FALSE
Any | SWHC046R | EPr | ex | CZ05 | cDXHP | SWHC046-01 | ExAnte2019 | IOU workpaper | 2019-11-06 | Cap-Tons | 1 |  |  | -44.1682 | 0 | 42.3872 | -92.2131 | 0 | 43.2929 | [6 empty] | DEER:HVAC_Split-Package_HP | Annual | FALSE
Any | SWHC046R | EPr | ex | CZ06 | cDXHP | SWHC046-01 | ExAnte2019 | IOU workpaper | 2019-11-06 | Cap-Tons | 1 |  |  | 104.1284 | 0 | 17.7611 | 46.7604 | 0 | 18.3216 | [6 empty] | DEER:HVAC_Split-Package_HP | Annual | FALSE
Any | SWHC046R | EPr | ex | CZ07 | cDXHP | SWHC046-01 | ExAnte2019 | IOU workpaper | 2019-11-06 | Cap-Tons | 1 |  |  | 106.0333 | 0 | 13.622 | 52.1167 | 0 | 14.1455 | [6 empty] | DEER:HVAC_Split-Package_HP | Annual | FALSE
Any | SWHC046R | EPr | ex | CZ08 | cDXHP | SWHC046-01 | ExAnte2019 | IOU workpaper | 2019-11-06 | Cap-Tons | 1 |  |  | 135.897 | 0 | 15.114 | 73.3973 | 0 | 15.6024 | [6 empty] | DEER:HVAC_Split-Package_HP | Annual | FALSE
Any | SWHC046R | EPr | ex | CZ09 | cDXHP | SWHC046-01 | ExAnte2019 | IOU workpaper | 2019-11-06 | Cap-Tons | 1 |  |  | 141.4764 | 0 | 17.588 | 80.4168 | 0 | 18.1502 | [6 empty] | DEER:HVAC_Split-Package_HP | Annual | FALSE
Any | SWHC046R | EPr | ex | CZ10 | cDXHP | SWHC046-01 | ExAnte2019 | IOU workpaper | 2019-11-06 | Cap-Tons | 1 |  |  | 154.9685 | 0 | 17.3271 | 89.1389 | 0 | 17.8359 | [6 empty] | DEER:HVAC_Split-Package_HP | Annual | FALSE
Any | SWHC046R | EPr | ex | CZ11 | cDXHP | SWHC046-01 | ExAnte2019 | IOU workpaper | 2019-11-06 | Cap-Tons | 1 |  |  | 49.0644 | 0 | 38.5934 | -17.3189 | 0 | 39.4411 | [6 empty] | DEER:HVAC_Split-Package_HP | Annual | FALSE
Any | SWHC046R | EPr | ex | CZ12 | cDXHP | SWHC046-01 | ExAnte2019 | IOU workpaper | 2019-11-06 | Cap-Tons | 1 |  |  | 15.4062 | 0 | 42.1473 | -46.5779 | 0 | 42.968 | [6 empty] | DEER:HVAC_Split-Package_HP | Annual | FALSE
Any | SWHC046R | EPr | ex | CZ13 | cDXHP | SWHC046-01 | ExAnte2019 | IOU workpaper | 2019-11-06 | Cap-Tons | 1 |  |  | 80.439 | 0 | 34.2557 | 11.912 | 0 | 35.0093 | [6 empty] | DEER:HVAC_Split-Package_HP | Annual | FALSE
Any | SWHC046R | EPr | ex | CZ14 | cDXHP | SWHC046-01 | ExAnte2019 | IOU workpaper | 2019-11-06 | Cap-Tons | 1 |  |  | 66.9289 | 0 | 34.8808 | -0.7004 | 0 | 35.6516 | [6 empty] | DEER:HVAC_Split-Package_HP | Annual | FALSE
Any | SWHC046R | EPr | ex | CZ15 | cDXHP | SWHC046-01 | ExAnte2019 | IOU workpaper | 2019-11-06 | Cap-Tons | 1 |  |  | 314.2603 | 0 | 4.9091 | 227.3359 | 0 | 5.1616 | [6 empty] | DEER:HVAC_Split-Package_HP | Annual | FALSE
Any | SWHC046R | EPr | ex | CZ16 | cDXHP | SWHC046-01 | ExAnte2019 | IOU workpaper | 2019-11-06 | Cap-Tons | 1 |  |  | -474.0924 | 0 | 107.9835 | -523.1999 | 0 | 109.1812 | [6 empty] | DEER:HVAC_Split-Package_HP | Annual | FALSE
Any | SWHC046R | ERC | ex | CZ01 | cDXHP | SWHC046-01 | ExAnte2019 | IOU workpaper | 2019-11-06 | Cap-Tons | 1 |  |  | -594.0843 | 0 | 131.6617 | -631.3038 | 0 | 132.9105 | [6 empty] | DEER:HVAC_Split-Package_HP | Annual | FALSE
Any | SWHC046R | ERC | ex | CZ02 | cDXHP | SWHC046-01 | ExAnte2019 | IOU workpaper | 2019-11-06 | Cap-Tons | 1 |  |  | -305.2662 | 0 | 82.0897 | -352.0392 | 0 | 82.8714 | [6 empty] | DEER:HVAC_Split-Package_HP | Annual | FALSE
Any | SWHC046R | ERC | ex | CZ03 | cDXHP | SWHC046-01 | ExAnte2019 | IOU workpaper | 2019-11-06 | Cap-Tons | 1 |  |  | -179.9752 | 0 | 63.2982 | -220.1035 | 0 | 64.0724 | [6 empty] | DEER:HVAC_Split-Package_HP | Annual | FALSE
Any | SWHC046R | ERC | ex | CZ04 | cDXHP | SWHC046-01 | ExAnte2019 | IOU workpaper | 2019-11-06 | Cap-Tons | 1 |  |  | -170.3787 | 0 | 56.7067 | -217.8164 | 0 | 57.3437 | [6 empty] | DEER:HVAC_Split-Package_HP | Annual | FALSE
Any | SWHC046R | ERC | ex | CZ05 | cDXHP | SWHC046-01 | ExAnte2019 | IOU workpaper | 2019-11-06 | Cap-Tons | 1 |  |  | -254.2868 | 0 | 70.9796 | -297.8537 | 0 | 71.6541 | [6 empty] | DEER:HVAC_Split-Package_HP | Annual | FALSE
Any | SWHC046R | ERC | ex | CZ06 | cDXHP | SWHC046-01 | ExAnte2019 | IOU workpaper | 2019-11-06 | Cap-Tons | 1 |  |  | -6.704 | 0 | 30.0753 | -55.2698 | 0 | 30.4744 | [6 empty] | DEER:HVAC_Split-Package_HP | Annual | FALSE
Any | SWHC046R | ERC | ex | CZ07 | cDXHP | SWHC046-01 | ExAnte2019 | IOU workpaper | 2019-11-06 | Cap-Tons | 1 |  |  | 30.9549 | 0 | 19.6516 | -14.0071 | 0 | 19.9824 | [6 empty] | DEER:HVAC_Split-Package_HP | Annual | FALSE
Any | SWHC046R | ERC | ex | CZ08 | cDXHP | SWHC046-01 | ExAnte2019 | IOU workpaper | 2019-11-06 | Cap-Tons | 1 |  |  | 33.3133 | 0 | 26.6458 | -18.8397 | 0 | 27.0235 | [6 empty] | DEER:HVAC_Split-Package_HP | Annual | FALSE
Any | SWHC046R | ERC | ex | CZ09 | cDXHP | SWHC046-01 | ExAnte2019 | IOU workpaper | 2019-11-06 | Cap-Tons | 1 |  |  | 43.8736 | 0 | 26.5406 | -6.0053 | 0 | 26.9481 | [6 empty] | DEER:HVAC_Split-Package_HP | Annual | FALSE
Any | SWHC046R | ERC | ex | CZ10 | cDXHP | SWHC046-01 | ExAnte2019 | IOU workpaper | 2019-11-06 | Cap-Tons | 1 |  |  | 30.9289 | 0 | 29.875 | -22.7834 | 0 | 30.2927 | [6 empty] | DEER:HVAC_Split-Package_HP | Annual | FALSE
Any | SWHC046R | ERC | ex | CZ11 | cDXHP | SWHC046-01 | ExAnte2019 | IOU workpaper | 2019-11-06 | Cap-Tons | 1 |  |  | -108.2828 | 0 | 54.8041 | -164.1212 | 0 | 55.4819 | [6 empty] | DEER:HVAC_Split-Package_HP | Annual | FALSE
Any | SWHC046R | ERC | ex | CZ12 | cDXHP | SWHC046-01 | ExAnte2019 | IOU workpaper | 2019-11-06 | Cap-Tons | 1 |  |  | -165.6607 | 0 | 61.8744 | -216.2726 | 0 | 62.5443 | [6 empty] | DEER:HVAC_Split-Package_HP | Annual | FALSE
Any | SWHC046R | ERC | ex | CZ13 | cDXHP | SWHC046-01 | ExAnte2019 | IOU workpaper | 2019-11-06 | Cap-Tons | 1 |  |  | -66.3415 | 0 | 49.2898 | -124.0101 | 0 | 49.9268 | [6 empty] | DEER:HVAC_Split-Package_HP | Annual | FALSE
Any | SWHC046R | ERC | ex | CZ14 | cDXHP | SWHC046-01 | ExAnte2019 | IOU workpaper | 2019-11-06 | Cap-Tons | 1 |  |  | -98.4546 | 0 | 51.4543 | -155.7772 | 0 | 52.0345 | [6 empty] | DEER:HVAC_Split-Package_HP | Annual | FALSE
Any | SWHC046R | ERC | ex | CZ15 | cDXHP | SWHC046-01 | ExAnte2019 | IOU workpaper | 2019-11-06 | Cap-Tons | 1 |  |  | 252.1456 | 0 | 8.1507 | 175.0554 | 0 | 8.3568 | [6 empty] | DEER:HVAC_Split-Package_HP | Annual | FALSE
Any | SWHC046R | ERC | ex | CZ16 | cDXHP | SWHC046-01 | ExAnte2019 | IOU workpaper | 2019-11-06 | Cap-Tons | 1 |  |  | -842.9089 | 0 | 145.2318 | -886.4733 | 0 | 146.2976 | [6 empty] | DEER:HVAC_Split-Package_HP | Annual | FALSE
Any | SWHC046R | ESe | ex | CZ01 | cDXHP | SWHC046-01 | ExAnte2019 | IOU workpaper | 2019-11-06 | Cap-Tons | 1 |  |  | -227.0621 | 0 | 81.8499 | -272.0868 | 0 | 83.3021 | [6 empty] | DEER:HVAC_Split-Package_HP | Annual | FALSE
Any | SWHC046R | ESe | ex | CZ02 | cDXHP | SWHC046-01 | ExAnte2019 | IOU workpaper | 2019-11-06 | Cap-Tons | 1 |  |  | -37.6582 | 0 | 49.7206 | -96.9866 | 0 | 50.6527 | [6 empty] | DEER:HVAC_Split-Package_HP | Annual | FALSE
Any | SWHC046R | ESe | ex | CZ03 | cDXHP | SWHC046-01 | ExAnte2019 | IOU workpaper | 2019-11-06 | Cap-Tons | 1 |  |  | 20.9705 | 0 | 34.4789 | -30.9824 | 0 | 35.3734 | [6 empty] | DEER:HVAC_Split-Package_HP | Annual | FALSE
Any | SWHC046R | ESe | ex | CZ04 | cDXHP | SWHC046-01 | ExAnte2019 | IOU workpaper | 2019-11-06 | Cap-Tons | 1 |  |  | 58.8864 | 0 | 31.5783 | -4.4218 | 0 | 32.3162 | [6 empty] | DEER:HVAC_Split-Package_HP | Annual | FALSE
Any | SWHC046R | ESe | ex | CZ05 | cDXHP | SWHC046-01 | ExAnte2019 | IOU workpaper | 2019-11-06 | Cap-Tons | 1 |  |  | 18.5671 | 0 | 33.2559 | -34.4678 | 0 | 34.0628 | [6 empty] | DEER:HVAC_Split-Package_HP | Annual | FALSE
Any | SWHC046R | ESe | ex | CZ06 | cDXHP | SWHC046-01 | ExAnte2019 | IOU workpaper | 2019-11-06 | Cap-Tons | 1 |  |  | 148.1677 | 0 | 13.6147 | 83.7679 | 0 | 14.0859 | [6 empty] | DEER:HVAC_Split-Package_HP | Annual | FALSE
Any | SWHC046R | ESe | ex | CZ07 | cDXHP | SWHC046-01 | ExAnte2019 | IOU workpaper | 2019-11-06 | Cap-Tons | 1 |  |  | 150.7922 | 0 | 9.376 | 89.0558 | 0 | 9.7622 | [6 empty] | DEER:HVAC_Split-Package_HP | Annual | FALSE
Any | SWHC046R | ESe | ex | CZ08 | cDXHP | SWHC046-01 | ExAnte2019 | IOU workpaper | 2019-11-06 | Cap-Tons | 1 |  |  | 177.8648 | 0 | 12.7227 | 105.5487 | 0 | 13.1647 | [6 empty] | DEER:HVAC_Split-Package_HP | Annual | FALSE
Any | SWHC046R | ESe | ex | CZ09 | cDXHP | SWHC046-01 | ExAnte2019 | IOU workpaper | 2019-11-06 | Cap-Tons | 1 |  |  | 182.3869 | 0 | 14.5015 | 111.8354 | 0 | 15.0388 | [6 empty] | DEER:HVAC_Split-Package_HP | Annual | FALSE
Any | SWHC046R | ESe | ex | CZ10 | cDXHP | SWHC046-01 | ExAnte2019 | IOU workpaper | 2019-11-06 | Cap-Tons | 1 |  |  | 178.3058 | 0 | 18.1936 | 105.2862 | 0 | 18.7719 | [6 empty] | DEER:HVAC_Split-Package_HP | Annual | FALSE
Any | SWHC046R | ESe | ex | CZ11 | cDXHP | SWHC046-01 | ExAnte2019 | IOU workpaper | 2019-11-06 | Cap-Tons | 1 |  |  | 64.3665 | 0 | 41.2774 | -10.9645 | 0 | 42.1609 | [6 empty] | DEER:HVAC_Split-Package_HP | Annual | FALSE
Any | SWHC046R | ESe | ex | CZ12 | cDXHP | SWHC046-01 | ExAnte2019 | IOU workpaper | 2019-11-06 | Cap-Tons | 1 |  |  | 25.6522 | 0 | 43.8266 | -42.3761 | 0 | 44.716 | [6 empty] | DEER:HVAC_Split-Package_HP | Annual | FALSE
Any | SWHC046R | ESe | ex | CZ13 | cDXHP | SWHC046-01 | ExAnte2019 | IOU workpaper | 2019-11-06 | Cap-Tons | 1 |  |  | 100.9186 | 0 | 36.1794 | 23.2664 | 0 | 36.9942 | [6 empty] | DEER:HVAC_Split-Package_HP | Annual | FALSE
Any | SWHC046R | ESe | ex | CZ14 | cDXHP | SWHC046-01 | ExAnte2019 | IOU workpaper | 2019-11-06 | Cap-Tons | 1 |  |  | 80.1361 | 0 | 37.902 | 4.5884 | 0 | 38.7337 | [6 empty] | DEER:HVAC_Split-Package_HP | Annual | FALSE
Any | SWHC046R | ESe | ex | CZ15 | cDXHP | SWHC046-01 | ExAnte2019 | IOU workpaper | 2019-11-06 | Cap-Tons | 1 |  |  | 348.9952 | 0 | 5.3104 | 250.839 | 0 | 5.6003 | [6 empty] | DEER:HVAC_Split-Package_HP | Annual | FALSE
Any | SWHC046R | ESe | ex | CZ16 | cDXHP | SWHC046-01 | ExAnte2019 | IOU workpaper | 2019-11-06 | Cap-Tons | 1 |  |  | -425.9836 | 0 | 99.0388 | -480.2164 | 0 | 100.256 | [6 empty] | DEER:HVAC_Split-Package_HP | Annual | FALSE
Any | SWHC046R | EUn | ex | CZ01 | cDXHP | SWHC046-01 | ExAnte2019 | IOU workpaper | 2019-11-06 | Cap-Tons | 1 |  |  | -142.0932 | 0 | 87.4244 | -217.7169 | 0 | 89.3643 | [6 empty] | DEER:HVAC_Split-Package_HP | Annual | FALSE
Any | SWHC046R | EUn | ex | CZ02 | cDXHP | SWHC046-01 | ExAnte2019 | IOU workpaper | 2019-11-06 | Cap-Tons | 1 |  |  | 76.1927 | 0 | 54.4383 | -25.2952 | 0 | 55.5966 | [6 empty] | DEER:HVAC_Split-Package_HP | Annual | FALSE
Any | SWHC046R | EUn | ex | CZ03 | cDXHP | SWHC046-01 | ExAnte2019 | IOU workpaper | 2019-11-06 | Cap-Tons | 1 |  |  | 90.3521 | 0 | 43.5784 | 4.9972 | 0 | 44.819 | [6 empty] | DEER:HVAC_Split-Package_HP | Annual | FALSE
Any | SWHC046R | EUn | ex | CZ04 | cDXHP | SWHC046-01 | ExAnte2019 | IOU workpaper | 2019-11-06 | Cap-Tons | 1 |  |  | 143.9399 | 0 | 39.8829 | 40.8412 | 0 | 40.8704 | [6 empty] | DEER:HVAC_Split-Package_HP | Annual | FALSE
Any | SWHC046R | EUn | ex | CZ05 | cDXHP | SWHC046-01 | ExAnte2019 | IOU workpaper | 2019-11-06 | Cap-Tons | 1 |  |  | 70.554 | 0 | 44.6619 | -15.2634 | 0 | 45.8593 | [6 empty] | DEER:HVAC_Split-Package_HP | Annual | FALSE
Any | SWHC046R | EUn | ex | CZ06 | cDXHP | SWHC046-01 | ExAnte2019 | IOU workpaper | 2019-11-06 | Cap-Tons | 1 |  |  | 256.6474 | 0 | 18.5924 | 152.3467 | 0 | 19.218 | [6 empty] | DEER:HVAC_Split-Package_HP | Annual | FALSE
Any | SWHC046R | EUn | ex | CZ07 | cDXHP | SWHC046-01 | ExAnte2019 | IOU workpaper | 2019-11-06 | Cap-Tons | 1 |  |  | 249.5551 | 0 | 13.2808 | 150.7672 | 0 | 13.818 | [6 empty] | DEER:HVAC_Split-Package_HP | Annual | FALSE
Any | SWHC046R | EUn | ex | CZ08 | cDXHP | SWHC046-01 | ExAnte2019 | IOU workpaper | 2019-11-06 | Cap-Tons | 1 |  |  | 296.5556 | 0 | 17.9425 | 181.6172 | 0 | 18.5528 | [6 empty] | DEER:HVAC_Split-Package_HP | Annual | FALSE
Any | SWHC046R | EUn | ex | CZ09 | cDXHP | SWHC046-01 | ExAnte2019 | IOU workpaper | 2019-11-06 | Cap-Tons | 1 |  |  | 310.9749 | 0 | 19.3198 | 198.7643 | 0 | 20.0445 | [6 empty] | DEER:HVAC_Split-Package_HP | Annual | FALSE
Any | SWHC046R | EUn | ex | CZ10 | cDXHP | SWHC046-01 | ExAnte2019 | IOU workpaper | 2019-11-06 | Cap-Tons | 1 |  |  | 333.0601 | 0 | 20.5657 | 213.7845 | 0 | 21.2458 | [6 empty] | DEER:HVAC_Split-Package_HP | Annual | FALSE
Any | SWHC046R | EUn | ex | CZ11 | cDXHP | SWHC046-01 | ExAnte2019 | IOU workpaper | 2019-11-06 | Cap-Tons | 1 |  |  | 244.0774 | 0 | 41.9968 | 121.8355 | 0 | 43.0312 | [6 empty] | DEER:HVAC_Split-Package_HP | Annual | FALSE
Any | SWHC046R | EUn | ex | CZ12 | cDXHP | SWHC046-01 | ExAnte2019 | IOU workpaper | 2019-11-06 | Cap-Tons | 1 |  |  | 185.7841 | 0 | 45.0625 | 71.7035 | 0 | 46.1227 | [6 empty] | DEER:HVAC_Split-Package_HP | Annual | FALSE
Any | SWHC046R | EUn | ex | CZ13 | cDXHP | SWHC046-01 | ExAnte2019 | IOU workpaper | 2019-11-06 | Cap-Tons | 1 |  |  | 276.9966 | 0 | 36.871 | 152.735 | 0 | 37.8126 | [6 empty] | DEER:HVAC_Split-Package_HP | Annual | FALSE
Any | SWHC046R | EUn | ex | CZ14 | cDXHP | SWHC046-01 | ExAnte2019 | IOU workpaper | 2019-11-06 | Cap-Tons | 1 |  |  | 249.9837 | 0 | 39.9814 | 127.9739 | 0 | 40.9415 | [6 empty] | DEER:HVAC_Split-Package_HP | Annual | FALSE
Any | SWHC046R | EUn | ex | CZ15 | cDXHP | SWHC046-01 | ExAnte2019 | IOU workpaper | 2019-11-06 | Cap-Tons | 1 |  |  | 566.6031 | 0 | 5.9417 | 416.616 | 0 | 6.2616 | [6 empty] | DEER:HVAC_Split-Package_HP | Annual | FALSE
Any | SWHC046R | EUn | ex | CZ16 | cDXHP | SWHC046-01 | ExAnte2019 | IOU workpaper | 2019-11-06 | Cap-Tons | 1 |  |  | -340.8148 | 0 | 105.8118 | -431.2927 | 0 | 107.3707 | [6 empty] | DEER:HVAC_Split-Package_HP | Annual | FALSE
Any | SWHC046R | Gro | ex | CZ01 | cDXHP | SWHC046-01 | ExAnte2019 | IOU workpaper | 2019-11-06 | Cap-Tons | 1 |  |  | -1719.0792 | 0 | 486.8445 | -1942.2254 | 0 | 495.8101 | [6 empty] | DEER:HVAC_Split-Package_HP | Annual | FALSE
Any | SWHC046R | Gro | ex | CZ02 | cDXHP | SWHC046-01 | ExAnte2019 | IOU workpaper | 2019-11-06 | Cap-Tons | 1 |  |  | -168.1962 | 0 | 162.6221 | -343.4977 | 0 | 167.0243 | [6 empty] | DEER:HVAC_Split-Package_HP | Annual | FALSE
Any | SWHC046R | Gro | ex | CZ03 | cDXHP | SWHC046-01 | ExAnte2019 | IOU workpaper | 2019-11-06 | Cap-Tons | 1 |  |  | -304.8273 | 0 | 215.1071 | -491.4354 | 0 | 220.7772 | [6 empty] | DEER:HVAC_Split-Package_HP | Annual | FALSE
Any | SWHC046R | Gro | ex | CZ04 | cDXHP | SWHC046-01 | ExAnte2019 | IOU workpaper | 2019-11-06 | Cap-Tons | 1 |  |  | 0.3021 | 0 | 141.7968 | -178.5148 | 0 | 145.9162 | [6 empty] | DEER:HVAC_Split-Package_HP | Annual | FALSE
Any | SWHC046R | Gro | ex | CZ05 | cDXHP | SWHC046-01 | ExAnte2019 | IOU workpaper | 2019-11-06 | Cap-Tons | 1 |  |  | -466.3595 | 0 | 253.0518 | -667.1805 | 0 | 259.3173 | [6 empty] | DEER:HVAC_Split-Package_HP | Annual | FALSE
Any | SWHC046R | Gro | ex | CZ06 | cDXHP | SWHC046-01 | ExAnte2019 | IOU workpaper | 2019-11-06 | Cap-Tons | 1 |  |  | 209.3396 | 0 | 90.73 | 42.6765 | 0 | 94.083 | [6 empty] | DEER:HVAC_Split-Package_HP | Annual | FALSE
Any | SWHC046R | Gro | ex | CZ07 | cDXHP | SWHC046-01 | ExAnte2019 | IOU workpaper | 2019-11-06 | Cap-Tons | 1 |  |  | 316.1012 | 0 | 103.2547 | 106.0769 | 0 | 107.6528 | [6 empty] | DEER:HVAC_Split-Package_HP | Annual | FALSE
Any | SWHC046R | Gro | ex | CZ08 | cDXHP | SWHC046-01 | ExAnte2019 | IOU workpaper | 2019-11-06 | Cap-Tons | 1 |  |  | 390.5329 | 0 | 75.425 | 204.6932 | 0 | 78.4697 | [6 empty] | DEER:HVAC_Split-Package_HP | Annual | FALSE
Any | SWHC046R | Gro | ex | CZ09 | cDXHP | SWHC046-01 | ExAnte2019 | IOU workpaper | 2019-11-06 | Cap-Tons | 1 |  |  | 416.0069 | 0 | 68.649 | 229.3051 | 0 | 71.7977 | [6 empty] | DEER:HVAC_Split-Package_HP | Annual | FALSE
Any | SWHC046R | Gro | ex | CZ10 | cDXHP | SWHC046-01 | ExAnte2019 | IOU workpaper | 2019-11-06 | Cap-Tons | 1 |  |  | 401.8204 | 0 | 77.2602 | 210.3419 | 0 | 80.3919 | [6 empty] | DEER:HVAC_Split-Package_HP | Annual | FALSE
Any | SWHC046R | Gro | ex | CZ11 | cDXHP | SWHC046-01 | ExAnte2019 | IOU workpaper | 2019-11-06 | Cap-Tons | 1 |  |  | 159.1896 | 0 | 108.3552 | -36.5212 | 0 | 111.9016 | [6 empty] | DEER:HVAC_Split-Package_HP | Annual | FALSE
Any | SWHC046R | Gro | ex | CZ12 | cDXHP | SWHC046-01 | ExAnte2019 | IOU workpaper | 2019-11-06 | Cap-Tons | 1 |  |  | 123.3321 | 0 | 109.8729 | -60.1128 | 0 | 113.6307 | [6 empty] | DEER:HVAC_Split-Package_HP | Annual | FALSE
Any | SWHC046R | Gro | ex | CZ13 | cDXHP | SWHC046-01 | ExAnte2019 | IOU workpaper | 2019-11-06 | Cap-Tons | 1 |  |  | 263.2373 | 0 | 99.7323 | 64.8069 | 0 | 103.0754 | [6 empty] | DEER:HVAC_Split-Package_HP | Annual | FALSE
Any | SWHC046R | Gro | ex | CZ14 | cDXHP | SWHC046-01 | ExAnte2019 | IOU workpaper | 2019-11-06 | Cap-Tons | 1 |  |  | 191.6535 | 0 | 106.2657 | -5.3612 | 0 | 109.7289 | [6 empty] | DEER:HVAC_Split-Package_HP | Annual | FALSE
Any | SWHC046R | Gro | ex | CZ15 | cDXHP | SWHC046-01 | ExAnte2019 | IOU workpaper | 2019-11-06 | Cap-Tons | 1 |  |  | 838.9732 | 0 | 23.9306 | 609.965 | 0 | 25.6488 | [6 empty] | DEER:HVAC_Split-Package_HP | Annual | FALSE
Any | SWHC046R | Gro | ex | CZ16 | cDXHP | SWHC046-01 | ExAnte2019 | IOU workpaper | 2019-11-06 | Cap-Tons | 1 |  |  | -1311.0258 | 0 | 339.1115 | -1507.3202 | 0 | 344.6283 | [6 empty] | DEER:HVAC_Split-Package_HP | Annual | FALSE
Any | SWHC046R | Hsp | ex | CZ01 | cDXHP | SWHC046-01 | ExAnte2019 | IOU workpaper | 2019-11-06 | Cap-Tons | 1 |  |  | 340.4385 | 0 | 77.0962 | 174.5306 | 0 | 82.6661 | [6 empty] | DEER:HVAC_Split-Package_HP | Annual | FALSE
Any | SWHC046R | Hsp | ex | CZ02 | cDXHP | SWHC046-01 | ExAnte2019 | IOU workpaper | 2019-11-06 | Cap-Tons | 1 |  |  | 495.9096 | 0 | 49.9415 | 305.6465 | 0 | 53.4514 | [6 empty] | DEER:HVAC_Split-Package_HP | Annual | FALSE
Any | SWHC046R | Hsp | ex | CZ03 | cDXHP | SWHC046-01 | ExAnte2019 | IOU workpaper | 2019-11-06 | Cap-Tons | 1 |  |  | 506.7265 | 0 | 37.0345 | 332.4649 | 0 | 40.3883 | [6 empty] | DEER:HVAC_Split-Package_HP | Annual | FALSE
Any | SWHC046R | Hsp | ex | CZ04 | cDXHP | SWHC046-01 | ExAnte2019 | IOU workpaper | 2019-11-06 | Cap-Tons | 1 |  |  | 541.6213 | 0 | 37.1865 | 348.1926 | 0 | 39.9783 | [6 empty] | DEER:HVAC_Split-Package_HP | Annual | FALSE
Any | SWHC046R | Hsp | ex | CZ05 | cDXHP | SWHC046-01 | ExAnte2019 | IOU workpaper | 2019-11-06 | Cap-Tons | 1 |  |  | 483.3046 | 0 | 41.6978 | 308.9777 | 0 | 45.3315 | [6 empty] | DEER:HVAC_Split-Package_HP | Annual | FALSE
Any | SWHC046R | Hsp | ex | CZ06 | cDXHP | SWHC046-01 | ExAnte2019 | IOU workpaper | 2019-11-06 | Cap-Tons | 1 |  |  | 638.3063 | 0 | 17.7838 | 440.0499 | 0 | 19.6284 | [6 empty] | DEER:HVAC_Split-Package_HP | Annual | FALSE
Any | SWHC046R | Hsp | ex | CZ07 | cDXHP | SWHC046-01 | ExAnte2019 | IOU workpaper | 2019-11-06 | Cap-Tons | 1 |  |  | 642.9818 | 0 | 7.6804 | 449.5973 | 0 | 8.8971 | [6 empty] | DEER:HVAC_Split-Package_HP | Annual | FALSE
Any | SWHC046R | Hsp | ex | CZ08 | cDXHP | SWHC046-01 | ExAnte2019 | IOU workpaper | 2019-11-06 | Cap-Tons | 1 |  |  | 688.1662 | 0 | 13.3892 | 481.4967 | 0 | 14.9149 | [6 empty] | DEER:HVAC_Split-Package_HP | Annual | FALSE
Any | SWHC046R | Hsp | ex | CZ09 | cDXHP | SWHC046-01 | ExAnte2019 | IOU workpaper | 2019-11-06 | Cap-Tons | 1 |  |  | 692.7898 | 0 | 18.6329 | 484.383 | 0 | 20.4589 | [6 empty] | DEER:HVAC_Split-Package_HP | Annual | FALSE
Any | SWHC046R | Hsp | ex | CZ10 | cDXHP | SWHC046-01 | ExAnte2019 | IOU workpaper | 2019-11-06 | Cap-Tons | 1 |  |  | 708.7102 | 0 | 22.6343 | 495.1987 | 0 | 24.6273 | [6 empty] | DEER:HVAC_Split-Package_HP | Annual | FALSE
Any | SWHC046R | Hsp | ex | CZ11 | cDXHP | SWHC046-01 | ExAnte2019 | IOU workpaper | 2019-11-06 | Cap-Tons | 1 |  |  | 608.9574 | 0 | 48.5972 | 390.457 | 0 | 51.4601 | [6 empty] | DEER:HVAC_Split-Package_HP | Annual | FALSE
Any | SWHC046R | Hsp | ex | CZ12 | cDXHP | SWHC046-01 | ExAnte2019 | IOU workpaper | 2019-11-06 | Cap-Tons | 1 |  |  | 569.9201 | 0 | 45.7941 | 365.3668 | 0 | 48.7415 | [6 empty] | DEER:HVAC_Split-Package_HP | Annual | FALSE
Any | SWHC046R | Hsp | ex | CZ13 | cDXHP | SWHC046-01 | ExAnte2019 | IOU workpaper | 2019-11-06 | Cap-Tons | 1 |  |  | 652.9553 | 0 | 42.8798 | 432.5192 | 0 | 45.539 | [6 empty] | DEER:HVAC_Split-Package_HP | Annual | FALSE
Any | SWHC046R | Hsp | ex | CZ14 | cDXHP | SWHC046-01 | ExAnte2019 | IOU workpaper | 2019-11-06 | Cap-Tons | 1 |  |  | 577.4374 | 0 | 54.2206 | 359.1472 | 0 | 57.1257 | [6 empty] | DEER:HVAC_Split-Package_HP | Annual | FALSE
Any | SWHC046R | Hsp | ex | CZ15 | cDXHP | SWHC046-01 | ExAnte2019 | IOU workpaper | 2019-11-06 | Cap-Tons | 1 |  |  | 987.0528 | 0 | 8.2664 | 732.6495 | 0 | 9.1517 | [6 empty] | DEER:HVAC_Split-Package_HP | Annual | FALSE
Any | SWHC046R | Hsp | ex | CZ16 | cDXHP | SWHC046-01 | ExAnte2019 | IOU workpaper | 2019-11-06 | Cap-Tons | 1 |  |  | 49.5373 | 0 | 119.8929 | -134.6534 | 0 | 124.1237 | [6 empty] | DEER:HVAC_Split-Package_HP | Annual | FALSE
Any | SWHC046R | Htl | ex | CZ01 | cDXHP | SWHC046-01 | ExAnte2019 | IOU workpaper | 2019-11-06 | Cap-Tons | 1 |  |  | -649.2825 | 0 | 218.9019 | -779.752 | 0 | 223.0052 | [6 empty] | DEER:HVAC_Split-Package_HP | Annual | FALSE
Any | SWHC046R | Htl | ex | CZ02 | cDXHP | SWHC046-01 | ExAnte2019 | IOU workpaper | 2019-11-06 | Cap-Tons | 1 |  |  | -183.8042 | 0 | 137.7514 | -340.9765 | 0 | 140.5848 | [6 empty] | DEER:HVAC_Split-Package_HP | Annual | FALSE
Any | SWHC046R | Htl | ex | CZ03 | cDXHP | SWHC046-01 | ExAnte2019 | IOU workpaper | 2019-11-06 | Cap-Tons | 1 |  |  | -71.5328 | 0 | 118.7201 | -213.6637 | 0 | 121.7653 | [6 empty] | DEER:HVAC_Split-Package_HP | Annual | FALSE
Any | SWHC046R | Htl | ex | CZ04 | cDXHP | SWHC046-01 | ExAnte2019 | IOU workpaper | 2019-11-06 | Cap-Tons | 1 |  |  | 0.1055 | 0 | 99.679 | -159.5275 | 0 | 102.1093 | [6 empty] | DEER:HVAC_Split-Package_HP | Annual | FALSE
Any | SWHC046R | Htl | ex | CZ05 | cDXHP | SWHC046-01 | ExAnte2019 | IOU workpaper | 2019-11-06 | Cap-Tons | 1 |  |  | -165.2887 | 0 | 128.0878 | -307.2098 | 0 | 131.1452 | [6 empty] | DEER:HVAC_Split-Package_HP | Annual | FALSE
Any | SWHC046R | Htl | ex | CZ06 | cDXHP | SWHC046-01 | ExAnte2019 | IOU workpaper | 2019-11-06 | Cap-Tons | 1 |  |  | 275.6556 | 0 | 58.5376 | 108.0901 | 0 | 60.4898 | [6 empty] | DEER:HVAC_Split-Package_HP | Annual | FALSE
Any | SWHC046R | Htl | ex | CZ07 | cDXHP | SWHC046-01 | ExAnte2019 | IOU workpaper | 2019-11-06 | Cap-Tons | 1 |  |  | 327.5749 | 0 | 40.3463 | 165.0997 | 0 | 42.0976 | [6 empty] | DEER:HVAC_Split-Package_HP | Annual | FALSE
Any | SWHC046R | Htl | ex | CZ08 | cDXHP | SWHC046-01 | ExAnte2019 | IOU workpaper | 2019-11-06 | Cap-Tons | 1 |  |  | 394.1306 | 0 | 47.6629 | 210.497 | 0 | 49.3754 | [6 empty] | DEER:HVAC_Split-Package_HP | Annual | FALSE
Any | SWHC046R | Htl | ex | CZ09 | cDXHP | SWHC046-01 | ExAnte2019 | IOU workpaper | 2019-11-06 | Cap-Tons | 1 |  |  | 392.3586 | 0 | 52.0639 | 212.676 | 0 | 53.9673 | [6 empty] | DEER:HVAC_Split-Package_HP | Annual | FALSE
Any | SWHC046R | Htl | ex | CZ10 | cDXHP | SWHC046-01 | ExAnte2019 | IOU workpaper | 2019-11-06 | Cap-Tons | 1 |  |  | 390.0207 | 0 | 61.1291 | 202.0247 | 0 | 63.0422 | [6 empty] | DEER:HVAC_Split-Package_HP | Annual | FALSE
Any | SWHC046R | Htl | ex | CZ11 | cDXHP | SWHC046-01 | ExAnte2019 | IOU workpaper | 2019-11-06 | Cap-Tons | 1 |  |  | 181.8996 | 0 | 102.5058 | -9.9561 | 0 | 104.898 | [6 empty] | DEER:HVAC_Split-Package_HP | Annual | FALSE
Any | SWHC046R | Htl | ex | CZ12 | cDXHP | SWHC046-01 | ExAnte2019 | IOU workpaper | 2019-11-06 | Cap-Tons | 1 |  |  | 103.3578 | 0 | 109.0538 | -75.2145 | 0 | 111.6115 | [6 empty] | DEER:HVAC_Split-Package_HP | Annual | FALSE
Any | SWHC046R | Htl | ex | CZ13 | cDXHP | SWHC046-01 | ExAnte2019 | IOU workpaper | 2019-11-06 | Cap-Tons | 1 |  |  | 259.926 | 0 | 91.5544 | 66.0532 | 0 | 93.8127 | [6 empty] | DEER:HVAC_Split-Package_HP | Annual | FALSE
Any | SWHC046R | Htl | ex | CZ14 | cDXHP | SWHC046-01 | ExAnte2019 | IOU workpaper | 2019-11-06 | Cap-Tons | 1 |  |  | 145.4246 | 0 | 106.0063 | -45.2958 | 0 | 108.3606 | [6 empty] | DEER:HVAC_Split-Package_HP | Annual | FALSE
Any | SWHC046R | Htl | ex | CZ15 | cDXHP | SWHC046-01 | ExAnte2019 | IOU workpaper | 2019-11-06 | Cap-Tons | 1 |  |  | 823.8132 | 0 | 22.482 | 589.9293 | 0 | 23.571 | [6 empty] | DEER:HVAC_Split-Package_HP | Annual | FALSE
Any | SWHC046R | Htl | ex | CZ16 | cDXHP | SWHC046-01 | ExAnte2019 | IOU workpaper | 2019-11-06 | Cap-Tons | 1 |  |  | -1049.9849 | 0 | 238.2563 | -1199.5992 | 0 | 241.3107 | [6 empty] | DEER:HVAC_Split-Package_HP | Annual | FALSE
Any | SWHC046R | MBT | ex | CZ01 | cDXHP | SWHC046-01 | ExAnte2019 | IOU workpaper | 2019-11-06 | Cap-Tons | 1 |  |  | -54.0613 | 0 | 58.2177 | -123.7312 | 0 | 59.5441 | [6 empty] | DEER:HVAC_Split-Package_HP | Annual | FALSE
Any | SWHC046R | MBT | ex | CZ02 | cDXHP | SWHC046-01 | ExAnte2019 | IOU workpaper | 2019-11-06 | Cap-Tons | 1 |  |  | 135.1161 | 0 | 32.0404 | 45.5081 | 0 | 32.8151 | [6 empty] | DEER:HVAC_Split-Package_HP | Annual | FALSE
Any | SWHC046R | MBT | ex | CZ03 | cDXHP | SWHC046-01 | ExAnte2019 | IOU workpaper | 2019-11-06 | Cap-Tons | 1 |  |  | 126.4519 | 0 | 27.3217 | 45.7542 | 0 | 28.1629 | [6 empty] | DEER:HVAC_Split-Package_HP | Annual | FALSE
Any | SWHC046R | MBT | ex | CZ04 | cDXHP | SWHC046-01 | ExAnte2019 | IOU workpaper | 2019-11-06 | Cap-Tons | 1 |  |  | 182.3606 | 0 | 22.0012 | 89.5656 | 0 | 22.6372 | [6 empty] | DEER:HVAC_Split-Package_HP | Annual | FALSE
Any | SWHC046R | MBT | ex | CZ05 | cDXHP | SWHC046-01 | ExAnte2019 | IOU workpaper | 2019-11-06 | Cap-Tons | 1 |  |  | 116.1951 | 0 | 27.8181 | 34.0712 | 0 | 28.6502 | [6 empty] | DEER:HVAC_Split-Package_HP | Annual | FALSE
Any | SWHC046R | MBT | ex | CZ06 | cDXHP | SWHC046-01 | ExAnte2019 | IOU workpaper | 2019-11-06 | Cap-Tons | 1 |  |  | 250.2991 | 0 | 12.0719 | 152.1919 | 0 | 12.5579 | [6 empty] | DEER:HVAC_Split-Package_HP | Annual | FALSE
Any | SWHC046R | MBT | ex | CZ07 | cDXHP | SWHC046-01 | ExAnte2019 | IOU workpaper | 2019-11-06 | Cap-Tons | 1 |  |  | 234.738 | 0 | 8.6652 | 141.1172 | 0 | 9.0858 | [6 empty] | DEER:HVAC_Split-Package_HP | Annual | FALSE
Any | SWHC046R | MBT | ex | CZ08 | cDXHP | SWHC046-01 | ExAnte2019 | IOU workpaper | 2019-11-06 | Cap-Tons | 1 |  |  | 281.4035 | 0 | 10.3618 | 178.6409 | 0 | 10.7817 | [6 empty] | DEER:HVAC_Split-Package_HP | Annual | FALSE
Any | SWHC046R | MBT | ex | CZ09 | cDXHP | SWHC046-01 | ExAnte2019 | IOU workpaper | 2019-11-06 | Cap-Tons | 1 |  |  | 301.034 | 0 | 12.6885 | 200.9867 | 0 | 13.2121 | [6 empty] | DEER:HVAC_Split-Package_HP | Annual | FALSE
Any | SWHC046R | MBT | ex | CZ10 | cDXHP | SWHC046-01 | ExAnte2019 | IOU workpaper | 2019-11-06 | Cap-Tons | 1 |  |  | 314.8413 | 0 | 12.8991 | 209.5636 | 0 | 13.3647 | [6 empty] | DEER:HVAC_Split-Package_HP | Annual | FALSE
Any | SWHC046R | MBT | ex | CZ11 | cDXHP | SWHC046-01 | ExAnte2019 | IOU workpaper | 2019-11-06 | Cap-Tons | 1 |  |  | 264.7217 | 0 | 25.4201 | 161.1134 | 0 | 26.1645 | [6 empty] | DEER:HVAC_Split-Package_HP | Annual | FALSE
Any | SWHC046R | MBT | ex | CZ12 | cDXHP | SWHC046-01 | ExAnte2019 | IOU workpaper | 2019-11-06 | Cap-Tons | 1 |  |  | 217.0782 | 0 | 26.963 | 120.1758 | 0 | 27.7123 | [6 empty] | DEER:HVAC_Split-Package_HP | Annual | FALSE
Any | SWHC046R | MBT | ex | CZ13 | cDXHP | SWHC046-01 | ExAnte2019 | IOU workpaper | 2019-11-06 | Cap-Tons | 1 |  |  | 282.3197 | 0 | 23.0651 | 176.954 | 0 | 23.7578 | [6 empty] | DEER:HVAC_Split-Package_HP | Annual | FALSE
Any | SWHC046R | MBT | ex | CZ14 | cDXHP | SWHC046-01 | ExAnte2019 | IOU workpaper | 2019-11-06 | Cap-Tons | 1 |  |  | 269.7584 | 0 | 26.4026 | 164.0811 | 0 | 27.153 | [6 empty] | DEER:HVAC_Split-Package_HP | Annual | FALSE
Any | SWHC046R | MBT | ex | CZ15 | cDXHP | SWHC046-01 | ExAnte2019 | IOU workpaper | 2019-11-06 | Cap-Tons | 1 |  |  | 493.112 | 0 | 3.995 | 364.2827 | 0 | 4.2406 | [6 empty] | DEER:HVAC_Split-Package_HP | Annual | FALSE
Any | SWHC046R | MBT | ex | CZ16 | cDXHP | SWHC046-01 | ExAnte2019 | IOU workpaper | 2019-11-06 | Cap-Tons | 1 |  |  | -174.6519 | 0 | 76.1537 | -258.8938 | 0 | 77.4249 | [6 empty] | DEER:HVAC_Split-Package_HP | Annual | FALSE
Any | SWHC046R | MLI | ex | CZ01 | cDXHP | SWHC046-01 | ExAnte2019 | IOU workpaper | 2019-11-06 | Cap-Tons | 1 |  |  | -352.7747 | 0 | 87.4118 | -410.2113 | 0 | 89.1956 | [6 empty] | DEER:HVAC_Split-Package_HP | Annual | FALSE
Any | SWHC046R | MLI | ex | CZ02 | cDXHP | SWHC046-01 | ExAnte2019 | IOU workpaper | 2019-11-06 | Cap-Tons | 1 |  |  | -75.0548 | 0 | 55.082 | -152.9437 | 0 | 56.3522 | [6 empty] | DEER:HVAC_Split-Package_HP | Annual | FALSE
Any | SWHC046R | MLI | ex | CZ03 | cDXHP | SWHC046-01 | ExAnte2019 | IOU workpaper | 2019-11-06 | Cap-Tons | 1 |  |  | -32.009 | 0 | 44.5672 | -97.2349 | 0 | 45.8279 | [6 empty] | DEER:HVAC_Split-Package_HP | Annual | FALSE
Any | SWHC046R | MLI | ex | CZ04 | cDXHP | SWHC046-01 | ExAnte2019 | IOU workpaper | 2019-11-06 | Cap-Tons | 1 |  |  | -0.1106 | 0 | 40.9144 | -77.9908 | 0 | 41.9715 | [6 empty] | DEER:HVAC_Split-Package_HP | Annual | FALSE
Any | SWHC046R | MLI | ex | CZ05 | cDXHP | SWHC046-01 | ExAnte2019 | IOU workpaper | 2019-11-06 | Cap-Tons | 1 |  |  | -76.1141 | 0 | 48.5252 | -141.4732 | 0 | 49.7348 | [6 empty] | DEER:HVAC_Split-Package_HP | Annual | FALSE
Any | SWHC046R | MLI | ex | CZ06 | cDXHP | SWHC046-01 | ExAnte2019 | IOU workpaper | 2019-11-06 | Cap-Tons | 1 |  |  | 148.1355 | 0 | 21.8541 | 67.2151 | 0 | 22.5601 | [6 empty] | DEER:HVAC_Split-Package_HP | Annual | FALSE
Any | SWHC046R | MLI | ex | CZ07 | cDXHP | SWHC046-01 | ExAnte2019 | IOU workpaper | 2019-11-06 | Cap-Tons | 1 |  |  | 180.1633 | 0 | 14.1536 | 103.4147 | 0 | 14.748 | [6 empty] | DEER:HVAC_Split-Package_HP | Annual | FALSE
Any | SWHC046R | MLI | ex | CZ08 | cDXHP | SWHC046-01 | ExAnte2019 | IOU workpaper | 2019-11-06 | Cap-Tons | 1 |  |  | 208.0487 | 0 | 20.0378 | 117.8404 | 0 | 20.7165 | [6 empty] | DEER:HVAC_Split-Package_HP | Annual | FALSE
Any | SWHC046R | MLI | ex | CZ09 | cDXHP | SWHC046-01 | ExAnte2019 | IOU workpaper | 2019-11-06 | Cap-Tons | 1 |  |  | 219.1536 | 0 | 21.4624 | 128.1545 | 0 | 22.2383 | [6 empty] | DEER:HVAC_Split-Package_HP | Annual | FALSE
Any | SWHC046R | MLI | ex | CZ10 | cDXHP | SWHC046-01 | ExAnte2019 | IOU workpaper | 2019-11-06 | Cap-Tons | 1 |  |  | 222.6395 | 0 | 22.0011 | 128.1222 | 0 | 22.7522 | [6 empty] | DEER:HVAC_Split-Package_HP | Annual | FALSE
Any | SWHC046R | MLI | ex | CZ11 | cDXHP | SWHC046-01 | ExAnte2019 | IOU workpaper | 2019-11-06 | Cap-Tons | 1 |  |  | 95.9305 | 0 | 42.2789 | 0.1972 | 0 | 43.4683 | [6 empty] | DEER:HVAC_Split-Package_HP | Annual | FALSE
Any | SWHC046R | MLI | ex | CZ12 | cDXHP | SWHC046-01 | ExAnte2019 | IOU workpaper | 2019-11-06 | Cap-Tons | 1 |  |  | 55.2908 | 0 | 43.7271 | -32.7801 | 0 | 44.9241 | [6 empty] | DEER:HVAC_Split-Package_HP | Annual | FALSE
Any | SWHC046R | MLI | ex | CZ13 | cDXHP | SWHC046-01 | ExAnte2019 | IOU workpaper | 2019-11-06 | Cap-Tons | 1 |  |  | 145.9341 | 0 | 35.6887 | 48.3794 | 0 | 36.7709 | [6 empty] | DEER:HVAC_Split-Package_HP | Annual | FALSE
Any | SWHC046R | MLI | ex | CZ14 | cDXHP | SWHC046-01 | ExAnte2019 | IOU workpaper | 2019-11-06 | Cap-Tons | 1 |  |  | 75.2526 | 0 | 45.4378 | -23.3819 | 0 | 46.5987 | [6 empty] | DEER:HVAC_Split-Package_HP | Annual | FALSE
Any | SWHC046R | MLI | ex | CZ15 | cDXHP | SWHC046-01 | ExAnte2019 | IOU workpaper | 2019-11-06 | Cap-Tons | 1 |  |  | 435.3595 | 0 | 6.1024 | 313.9702 | 0 | 6.4582 | [6 empty] | DEER:HVAC_Split-Package_HP | Annual | FALSE
Any | SWHC046R | MLI | ex | CZ16 | cDXHP | SWHC046-01 | ExAnte2019 | IOU workpaper | 2019-11-06 | Cap-Tons | 1 |  |  | -551.827 | 0 | 104.0808 | -620.7328 | 0 | 105.6113 | [6 empty] | DEER:HVAC_Split-Package_HP | Annual | FALSE
Any | SWHC046R | Mtl | ex | CZ01 | cDXHP | SWHC046-01 | ExAnte2019 | IOU workpaper | 2019-11-06 | Cap-Tons | 1 |  |  | 254.3389 | 0 | 105.5112 | 87.273 | 0 | 110.1401 | [6 empty] | DEER:HVAC_Split-Package_HP | Annual | FALSE
Any | SWHC046R | Mtl | ex | CZ02 | cDXHP | SWHC046-01 | ExAnte2019 | IOU workpaper | 2019-11-06 | Cap-Tons | 1 |  |  | 337.597 | 0 | 98.7767 | 137.4183 | 0 | 102.0328 | [6 empty] | DEER:HVAC_Split-Package_HP | Annual | FALSE
Any | SWHC046R | Mtl | ex | CZ03 | cDXHP | SWHC046-01 | ExAnte2019 | IOU workpaper | 2019-11-06 | Cap-Tons | 1 |  |  | 468.2865 | 0 | 51.933 | 289.1269 | 0 | 54.962 | [6 empty] | DEER:HVAC_Split-Package_HP | Annual | FALSE
Any | SWHC046R | Mtl | ex | CZ04 | cDXHP | SWHC046-01 | ExAnte2019 | IOU workpaper | 2019-11-06 | Cap-Tons | 1 |  |  | 417.8636 | 0 | 73.5222 | 212.7552 | 0 | 76.0718 | [6 empty] | DEER:HVAC_Split-Package_HP | Annual | FALSE
Any | SWHC046R | Mtl | ex | CZ05 | cDXHP | SWHC046-01 | ExAnte2019 | IOU workpaper | 2019-11-06 | Cap-Tons | 1 |  |  | 426.0142 | 0 | 62.6543 | 247.3463 | 0 | 66.0154 | [6 empty] | DEER:HVAC_Split-Package_HP | Annual | FALSE
Any | SWHC046R | Mtl | ex | CZ06 | cDXHP | SWHC046-01 | ExAnte2019 | IOU workpaper | 2019-11-06 | Cap-Tons | 1 |  |  | 647.2844 | 0 | 19.5057 | 438.8976 | 0 | 20.91 | [6 empty] | DEER:HVAC_Split-Package_HP | Annual | FALSE
Any | SWHC046R | Mtl | ex | CZ07 | cDXHP | SWHC046-01 | ExAnte2019 | IOU workpaper | 2019-11-06 | Cap-Tons | 1 |  |  | 650.7908 | 0 | 6.6317 | 446.4328 | 0 | 7.3941 | [6 empty] | DEER:HVAC_Split-Package_HP | Annual | FALSE
Any | SWHC046R | Mtl | ex | CZ08 | cDXHP | SWHC046-01 | ExAnte2019 | IOU workpaper | 2019-11-06 | Cap-Tons | 1 |  |  | 668.1074 | 0 | 21.1552 | 442.227 | 0 | 22.4081 | [6 empty] | DEER:HVAC_Split-Package_HP | Annual | FALSE
Any | SWHC046R | Mtl | ex | CZ09 | cDXHP | SWHC046-01 | ExAnte2019 | IOU workpaper | 2019-11-06 | Cap-Tons | 1 |  |  | 708.8281 | 0 | 23.3861 | 485.8586 | 0 | 24.8391 | [6 empty] | DEER:HVAC_Split-Package_HP | Annual | FALSE
Any | SWHC046R | Mtl | ex | CZ10 | cDXHP | SWHC046-01 | ExAnte2019 | IOU workpaper | 2019-11-06 | Cap-Tons | 1 |  |  | 695.0311 | 0 | 36.7679 | 468.5238 | 0 | 38.5989 | [6 empty] | DEER:HVAC_Split-Package_HP | Annual | FALSE
Any | SWHC046R | Mtl | ex | CZ11 | cDXHP | SWHC046-01 | ExAnte2019 | IOU workpaper | 2019-11-06 | Cap-Tons | 1 |  |  | 595.4339 | 0 | 66.1648 | 365.0813 | 0 | 68.6856 | [6 empty] | DEER:HVAC_Split-Package_HP | Annual | FALSE
Any | SWHC046R | Mtl | ex | CZ12 | cDXHP | SWHC046-01 | ExAnte2019 | IOU workpaper | 2019-11-06 | Cap-Tons | 1 |  |  | 507.6547 | 0 | 71.3679 | 292.1885 | 0 | 73.9884 | [6 empty] | DEER:HVAC_Split-Package_HP | Annual | FALSE
Any | SWHC046R | Mtl | ex | CZ13 | cDXHP | SWHC046-01 | ExAnte2019 | IOU workpaper | 2019-11-06 | Cap-Tons | 1 |  |  | 644.4786 | 0 | 58.2436 | 411.4392 | 0 | 60.5494 | [6 empty] | DEER:HVAC_Split-Package_HP | Annual | FALSE
Any | SWHC046R | Mtl | ex | CZ14 | cDXHP | SWHC046-01 | ExAnte2019 | IOU workpaper | 2019-11-06 | Cap-Tons | 1 |  |  | 550.781 | 0 | 73.6227 | 320.2841 | 0 | 76.0762 | [6 empty] | DEER:HVAC_Split-Package_HP | Annual | FALSE
Any | SWHC046R | Mtl | ex | CZ15 | cDXHP | SWHC046-01 | ExAnte2019 | IOU workpaper | 2019-11-06 | Cap-Tons | 1 |  |  | 1069.7893 | 0 | 8.5034 | 790.7876 | 0 | 9.279 | [6 empty] | DEER:HVAC_Split-Package_HP | Annual | FALSE
Any | SWHC046R | Mtl | ex | CZ16 | cDXHP | SWHC046-01 | ExAnte2019 | IOU workpaper | 2019-11-06 | Cap-Tons | 1 |  |  | -43.2342 | 0 | 144.3464 | -231.1921 | 0 | 148.0978 | [6 empty] | DEER:HVAC_Split-Package_HP | Annual | FALSE
Any | SWHC046R | Nrs | ex | CZ01 | cDXHP | SWHC046-01 | ExAnte2019 | IOU workpaper | 2019-11-06 | Cap-Tons | 1 |  |  | -3.9513 | 0 | 122.7048 | -161.1345 | 0 | 126.6776 | [6 empty] | DEER:HVAC_Split-Package_HP | Annual | FALSE
Any | SWHC046R | Nrs | ex | CZ02 | cDXHP | SWHC046-01 | ExAnte2019 | IOU workpaper | 2019-11-06 | Cap-Tons | 1 |  |  | 211.6364 | 0 | 87.8712 | 32.6122 | 0 | 90.6884 | [6 empty] | DEER:HVAC_Split-Package_HP | Annual | FALSE
Any | SWHC046R | Nrs | ex | CZ03 | cDXHP | SWHC046-01 | ExAnte2019 | IOU workpaper | 2019-11-06 | Cap-Tons | 1 |  |  | 268.7551 | 0 | 69.5273 | 104.6751 | 0 | 72.2678 | [6 empty] | DEER:HVAC_Split-Package_HP | Annual | FALSE
Any | SWHC046R | Nrs | ex | CZ04 | cDXHP | SWHC046-01 | ExAnte2019 | IOU workpaper | 2019-11-06 | Cap-Tons | 1 |  |  | 307.6186 | 0 | 66.0475 | 126.9094 | 0 | 68.4142 | [6 empty] | DEER:HVAC_Split-Package_HP | Annual | FALSE
Any | SWHC046R | Nrs | ex | CZ05 | cDXHP | SWHC046-01 | ExAnte2019 | IOU workpaper | 2019-11-06 | Cap-Tons | 1 |  |  | 182.3771 | 0 | 79.8229 | 17.66 | 0 | 82.7415 | [6 empty] | DEER:HVAC_Split-Package_HP | Annual | FALSE
Any | SWHC046R | Nrs | ex | CZ06 | cDXHP | SWHC046-01 | ExAnte2019 | IOU workpaper | 2019-11-06 | Cap-Tons | 1 |  |  | 454.9157 | 0 | 40.8015 | 270.6455 | 0 | 42.6138 | [6 empty] | DEER:HVAC_Split-Package_HP | Annual | FALSE
Any | SWHC046R | Nrs | ex | CZ07 | cDXHP | SWHC046-01 | ExAnte2019 | IOU workpaper | 2019-11-06 | Cap-Tons | 1 |  |  | 469.9288 | 0 | 26.4156 | 291.4501 | 0 | 27.9242 | [6 empty] | DEER:HVAC_Split-Package_HP | Annual | FALSE
Any | SWHC046R | Nrs | ex | CZ08 | cDXHP | SWHC046-01 | ExAnte2019 | IOU workpaper | 2019-11-06 | Cap-Tons | 1 |  |  | 518.6449 | 0 | 33.695 | 327.1694 | 0 | 35.2939 | [6 empty] | DEER:HVAC_Split-Package_HP | Annual | FALSE
Any | SWHC046R | Nrs | ex | CZ09 | cDXHP | SWHC046-01 | ExAnte2019 | IOU workpaper | 2019-11-06 | Cap-Tons | 1 |  |  | 515.6467 | 0 | 39.4639 | 321.7658 | 0 | 41.1808 | [6 empty] | DEER:HVAC_Split-Package_HP | Annual | FALSE
Any | SWHC046R | Nrs | ex | CZ10 | cDXHP | SWHC046-01 | ExAnte2019 | IOU workpaper | 2019-11-06 | Cap-Tons | 1 |  |  | 506.5532 | 0 | 46.7511 | 308.1624 | 0 | 48.542 | [6 empty] | DEER:HVAC_Split-Package_HP | Annual | FALSE
Any | SWHC046R | Nrs | ex | CZ11 | cDXHP | SWHC046-01 | ExAnte2019 | IOU workpaper | 2019-11-06 | Cap-Tons | 1 |  |  | 361.8641 | 0 | 71.6866 | 159.4967 | 0 | 73.91 | [6 empty] | DEER:HVAC_Split-Package_HP | Annual | FALSE
Any | SWHC046R | Nrs | ex | CZ12 | cDXHP | SWHC046-01 | ExAnte2019 | IOU workpaper | 2019-11-06 | Cap-Tons | 1 |  |  | 340.1211 | 0 | 73.0956 | 149.7354 | 0 | 75.4793 | [6 empty] | DEER:HVAC_Split-Package_HP | Annual | FALSE
Any | SWHC046R | Nrs | ex | CZ13 | cDXHP | SWHC046-01 | ExAnte2019 | IOU workpaper | 2019-11-06 | Cap-Tons | 1 |  |  | 442.9631 | 0 | 64.7907 | 240.0475 | 0 | 66.8418 | [6 empty] | DEER:HVAC_Split-Package_HP | Annual | FALSE
Any | SWHC046R | Nrs | ex | CZ14 | cDXHP | SWHC046-01 | ExAnte2019 | IOU workpaper | 2019-11-06 | Cap-Tons | 1 |  |  | 312.7329 | 0 | 78.2439 | 111.1982 | 0 | 80.4712 | [6 empty] | DEER:HVAC_Split-Package_HP | Annual | FALSE
Any | SWHC046R | Nrs | ex | CZ15 | cDXHP | SWHC046-01 | ExAnte2019 | IOU workpaper | 2019-11-06 | Cap-Tons | 1 |  |  | 817.8209 | 0 | 19.5632 | 580.9159 | 0 | 20.4289 | [6 empty] | DEER:HVAC_Split-Package_HP | Annual | FALSE
Any | SWHC046R | Nrs | ex | CZ16 | cDXHP | SWHC046-01 | ExAnte2019 | IOU workpaper | 2019-11-06 | Cap-Tons | 1 |  |  | -273.0311 | 0 | 152.4787 | -441.7581 | 0 | 155.9112 | [6 empty] | DEER:HVAC_Split-Package_HP | Annual | FALSE
Any | SWHC046R | OfL | ex | CZ01 | cDXHP | SWHC046-01 | ExAnte2019 | IOU workpaper | 2019-11-06 | Cap-Tons | 1 |  |  | 183.504 | 0 | 11.2757 | 117.5351 | 0 | 11.9098 | [6 empty] | DEER:HVAC_Split-Package_HP | Annual | FALSE
Any | SWHC046R | OfL | ex | CZ02 | cDXHP | SWHC046-01 | ExAnte2019 | IOU workpaper | 2019-11-06 | Cap-Tons | 1 |  |  | 262.2412 | 0 | 7.1158 | 172.1837 | 0 | 7.5068 | [6 empty] | DEER:HVAC_Split-Package_HP | Annual | FALSE
Any | SWHC046R | OfL | ex | CZ03 | cDXHP | SWHC046-01 | ExAnte2019 | IOU workpaper | 2019-11-06 | Cap-Tons | 1 |  |  | 217.3515 | 0 | 5.0123 | 142.0102 | 0 | 5.358 | [6 empty] | DEER:HVAC_Split-Package_HP | Annual | FALSE
Any | SWHC046R | OfL | ex | CZ04 | cDXHP | SWHC046-01 | ExAnte2019 | IOU workpaper | 2019-11-06 | Cap-Tons | 1 |  |  | 262.4643 | 0 | 5.8874 | 170.9361 | 0 | 6.2077 | [6 empty] | DEER:HVAC_Split-Package_HP | Annual | FALSE
Any | SWHC046R | OfL | ex | CZ05 | cDXHP | SWHC046-01 | ExAnte2019 | IOU workpaper | 2019-11-06 | Cap-Tons | 1 |  |  | 218.2988 | 0 | 4.9678 | 140.9092 | 0 | 5.2667 | [6 empty] | DEER:HVAC_Split-Package_HP | Annual | FALSE
Any | SWHC046R | OfL | ex | CZ06 | cDXHP | SWHC046-01 | ExAnte2019 | IOU workpaper | 2019-11-06 | Cap-Tons | 1 |  |  | 292.37 | 0 | 1.2793 | 199.718 | 0 | 1.3906 | [6 empty] | DEER:HVAC_Split-Package_HP | Annual | FALSE
Any | SWHC046R | OfL | ex | CZ07 | cDXHP | SWHC046-01 | ExAnte2019 | IOU workpaper | 2019-11-06 | Cap-Tons | 1 |  |  | 262.8683 | 0 | 0.3989 | 175.4329 | 0 | 0.4495 | [6 empty] | DEER:HVAC_Split-Package_HP | Annual | FALSE
Any | SWHC046R | OfL | ex | CZ08 | cDXHP | SWHC046-01 | ExAnte2019 | IOU workpaper | 2019-11-06 | Cap-Tons | 1 |  |  | 315.9164 | 0 | 1.3045 | 215.2386 | 0 | 1.4132 | [6 empty] | DEER:HVAC_Split-Package_HP | Annual | FALSE
Any | SWHC046R | OfL | ex | CZ09 | cDXHP | SWHC046-01 | ExAnte2019 | IOU workpaper | 2019-11-06 | Cap-Tons | 1 |  |  | 328.0878 | 0 | 1.9968 | 229.7397 | 0 | 2.1665 | [6 empty] | DEER:HVAC_Split-Package_HP | Annual | FALSE
Any | SWHC046R | OfL | ex | CZ10 | cDXHP | SWHC046-01 | ExAnte2019 | IOU workpaper | 2019-11-06 | Cap-Tons | 1 |  |  | 347.6428 | 0 | 1.5725 | 243.1693 | 0 | 1.7069 | [6 empty] | DEER:HVAC_Split-Package_HP | Annual | FALSE
Any | SWHC046R | OfL | ex | CZ11 | cDXHP | SWHC046-01 | ExAnte2019 | IOU workpaper | 2019-11-06 | Cap-Tons | 1 |  |  | 332.5457 | 0 | 6.7646 | 229.2911 | 0 | 7.1872 | [6 empty] | DEER:HVAC_Split-Package_HP | Annual | FALSE
Any | SWHC046R | OfL | ex | CZ12 | cDXHP | SWHC046-01 | ExAnte2019 | IOU workpaper | 2019-11-06 | Cap-Tons | 1 |  |  | 295.9508 | 0 | 6.4826 | 200.0251 | 0 | 6.8839 | [6 empty] | DEER:HVAC_Split-Package_HP | Annual | FALSE
Any | SWHC046R | OfL | ex | CZ13 | cDXHP | SWHC046-01 | ExAnte2019 | IOU workpaper | 2019-11-06 | Cap-Tons | 1 |  |  | 338.4288 | 0 | 5.8367 | 234.103 | 0 | 6.2105 | [6 empty] | DEER:HVAC_Split-Package_HP | Annual | FALSE
Any | SWHC046R | OfL | ex | CZ14 | cDXHP | SWHC046-01 | ExAnte2019 | IOU workpaper | 2019-11-06 | Cap-Tons | 1 |  |  | 347.1727 | 0 | 6.3787 | 242.0024 | 0 | 6.7343 | [6 empty] | DEER:HVAC_Split-Package_HP | Annual | FALSE
Any | SWHC046R | OfL | ex | CZ15 | cDXHP | SWHC046-01 | ExAnte2019 | IOU workpaper | 2019-11-06 | Cap-Tons | 1 |  |  | 481.2013 | 0 | 0.3461 | 352.4817 | 0 | 0.3902 | [6 empty] | DEER:HVAC_Split-Package_HP | Annual | FALSE
Any | SWHC046R | OfL | ex | CZ16 | cDXHP | SWHC046-01 | ExAnte2019 | IOU workpaper | 2019-11-06 | Cap-Tons | 1 |  |  | 118.7496 | 0 | 26.5597 | 36.309 | 0 | 27.4575 | [6 empty] | DEER:HVAC_Split-Package_HP | Annual | FALSE
Any | SWHC046R | OfS | ex | CZ01 | cDXHP | SWHC046-01 | ExAnte2019 | IOU workpaper | 2019-11-06 | Cap-Tons | 1 |  |  | 10.8118 | 0 | 38.9146 | -53.7774 | 0 | 40.1156 | [6 empty] | DEER:HVAC_Split-Package_HP | Annual | FALSE
Any | SWHC046R | OfS | ex | CZ02 | cDXHP | SWHC046-01 | ExAnte2019 | IOU workpaper | 2019-11-06 | Cap-Tons | 1 |  |  | 155.6991 | 0 | 23.3867 | 69.6394 | 0 | 24.1237 | [6 empty] | DEER:HVAC_Split-Package_HP | Annual | FALSE
Any | SWHC046R | OfS | ex | CZ03 | cDXHP | SWHC046-01 | ExAnte2019 | IOU workpaper | 2019-11-06 | Cap-Tons | 1 |  |  | 132.2104 | 0 | 19.7257 | 59.7963 | 0 | 20.4787 | [6 empty] | DEER:HVAC_Split-Package_HP | Annual | FALSE
Any | SWHC046R | OfS | ex | CZ04 | cDXHP | SWHC046-01 | ExAnte2019 | IOU workpaper | 2019-11-06 | Cap-Tons | 1 |  |  | 171.4828 | 0 | 19.7065 | 84.2886 | 0 | 20.341 | [6 empty] | DEER:HVAC_Split-Package_HP | Annual | FALSE
Any | SWHC046R | OfS | ex | CZ05 | cDXHP | SWHC046-01 | ExAnte2019 | IOU workpaper | 2019-11-06 | Cap-Tons | 1 |  |  | 123.8023 | 0 | 19.9985 | 49.5749 | 0 | 20.6746 | [6 empty] | DEER:HVAC_Split-Package_HP | Annual | FALSE
Any | SWHC046R | OfS | ex | CZ06 | cDXHP | SWHC046-01 | ExAnte2019 | IOU workpaper | 2019-11-06 | Cap-Tons | 1 |  |  | 251.8202 | 0 | 7.8048 | 163.2558 | 0 | 8.1443 | [6 empty] | DEER:HVAC_Split-Package_HP | Annual | FALSE
Any | SWHC046R | OfS | ex | CZ07 | cDXHP | SWHC046-01 | ExAnte2019 | IOU workpaper | 2019-11-06 | Cap-Tons | 1 |  |  | 242.4766 | 0 | 4.3277 | 158.794 | 0 | 4.583 | [6 empty] | DEER:HVAC_Split-Package_HP | Annual | FALSE
Any | SWHC046R | OfS | ex | CZ08 | cDXHP | SWHC046-01 | ExAnte2019 | IOU workpaper | 2019-11-06 | Cap-Tons | 1 |  |  | 280.6933 | 0 | 7.6213 | 184.4075 | 0 | 7.9501 | [6 empty] | DEER:HVAC_Split-Package_HP | Annual | FALSE
Any | SWHC046R | OfS | ex | CZ09 | cDXHP | SWHC046-01 | ExAnte2019 | IOU workpaper | 2019-11-06 | Cap-Tons | 1 |  |  | 286.7963 | 0 | 9.0908 | 191.797 | 0 | 9.5106 | [6 empty] | DEER:HVAC_Split-Package_HP | Annual | FALSE
Any | SWHC046R | OfS | ex | CZ10 | cDXHP | SWHC046-01 | ExAnte2019 | IOU workpaper | 2019-11-06 | Cap-Tons | 1 |  |  | 311.2056 | 0 | 7.6424 | 210.7701 | 0 | 7.9945 | [6 empty] | DEER:HVAC_Split-Package_HP | Annual | FALSE
Any | SWHC046R | OfS | ex | CZ11 | cDXHP | SWHC046-01 | ExAnte2019 | IOU workpaper | 2019-11-06 | Cap-Tons | 1 |  |  | 253.1636 | 0 | 19.1301 | 152.6225 | 0 | 19.8369 | [6 empty] | DEER:HVAC_Split-Package_HP | Annual | FALSE
Any | SWHC046R | OfS | ex | CZ12 | cDXHP | SWHC046-01 | ExAnte2019 | IOU workpaper | 2019-11-06 | Cap-Tons | 1 |  |  | 213.8151 | 0 | 19.627 | 120.8471 | 0 | 20.3486 | [6 empty] | DEER:HVAC_Split-Package_HP | Annual | FALSE
Any | SWHC046R | OfS | ex | CZ13 | cDXHP | SWHC046-01 | ExAnte2019 | IOU workpaper | 2019-11-06 | Cap-Tons | 1 |  |  | 269.1254 | 0 | 16.6085 | 167.8919 | 0 | 17.2708 | [6 empty] | DEER:HVAC_Split-Package_HP | Annual | FALSE
Any | SWHC046R | OfS | ex | CZ14 | cDXHP | SWHC046-01 | ExAnte2019 | IOU workpaper | 2019-11-06 | Cap-Tons | 1 |  |  | 268.3437 | 0 | 17.5362 | 165.8754 | 0 | 18.149 | [6 empty] | DEER:HVAC_Split-Package_HP | Annual | FALSE
Any | SWHC046R | OfS | ex | CZ15 | cDXHP | SWHC046-01 | ExAnte2019 | IOU workpaper | 2019-11-06 | Cap-Tons | 1 |  |  | 467.642 | 0 | 2.0988 | 341.0649 | 0 | 2.2471 | [6 empty] | DEER:HVAC_Split-Package_HP | Annual | FALSE
Any | SWHC046R | OfS | ex | CZ16 | cDXHP | SWHC046-01 | ExAnte2019 | IOU workpaper | 2019-11-06 | Cap-Tons | 1 |  |  | -100.9524 | 0 | 54.6483 | -181.0401 | 0 | 55.8165 | [6 empty] | DEER:HVAC_Split-Package_HP | Annual | FALSE
Any | SWHC046R | RFF | ex | CZ01 | cDXHP | SWHC046-01 | ExAnte2019 | IOU workpaper | 2019-11-06 | Cap-Tons | 1 |  |  | -398.5906 | 0 | 183.8593 | -495.0635 | 0 | 187.1819 | [6 empty] | DEER:HVAC_Split-Package_HP | Annual | FALSE
Any | SWHC046R | RFF | ex | CZ02 | cDXHP | SWHC046-01 | ExAnte2019 | IOU workpaper | 2019-11-06 | Cap-Tons | 1 |  |  | -26.4447 | 0 | 116.2567 | -163.2242 | 0 | 118.3912 | [6 empty] | DEER:HVAC_Split-Package_HP | Annual | FALSE
Any | SWHC046R | RFF | ex | CZ03 | cDXHP | SWHC046-01 | ExAnte2019 | IOU workpaper | 2019-11-06 | Cap-Tons | 1 |  |  | 32.5054 | 0 | 87.0047 | -78.7715 | 0 | 89.3108 | [6 empty] | DEER:HVAC_Split-Package_HP | Annual | FALSE
Any | SWHC046R | RFF | ex | CZ04 | cDXHP | SWHC046-01 | ExAnte2019 | IOU workpaper | 2019-11-06 | Cap-Tons | 1 |  |  | 111.6098 | 0 | 82.8845 | -29.2811 | 0 | 84.7234 | [6 empty] | DEER:HVAC_Split-Package_HP | Annual | FALSE
Any | SWHC046R | RFF | ex | CZ05 | cDXHP | SWHC046-01 | ExAnte2019 | IOU workpaper | 2019-11-06 | Cap-Tons | 1 |  |  | 1.4959 | 0 | 93.6099 | -109.3235 | 0 | 95.9204 | [6 empty] | DEER:HVAC_Split-Package_HP | Annual | FALSE
Any | SWHC046R | RFF | ex | CZ06 | cDXHP | SWHC046-01 | ExAnte2019 | IOU workpaper | 2019-11-06 | Cap-Tons | 1 |  |  | 297.6479 | 0 | 35.2094 | 163.2935 | 0 | 36.469 | [6 empty] | DEER:HVAC_Split-Package_HP | Annual | FALSE
Any | SWHC046R | RFF | ex | CZ07 | cDXHP | SWHC046-01 | ExAnte2019 | IOU workpaper | 2019-11-06 | Cap-Tons | 1 |  |  | 320.0977 | 0 | 19.8747 | 190.2726 | 0 | 20.8639 | [6 empty] | DEER:HVAC_Split-Package_HP | Annual | FALSE
Any | SWHC046R | RFF | ex | CZ08 | cDXHP | SWHC046-01 | ExAnte2019 | IOU workpaper | 2019-11-06 | Cap-Tons | 1 |  |  | 361.6796 | 0 | 33.7192 | 206.444 | 0 | 34.8643 | [6 empty] | DEER:HVAC_Split-Package_HP | Annual | FALSE
Any | SWHC046R | RFF | ex | CZ09 | cDXHP | SWHC046-01 | ExAnte2019 | IOU workpaper | 2019-11-06 | Cap-Tons | 1 |  |  | 387.8515 | 0 | 35.6356 | 237.8168 | 0 | 36.9401 | [6 empty] | DEER:HVAC_Split-Package_HP | Annual | FALSE
Any | SWHC046R | RFF | ex | CZ10 | cDXHP | SWHC046-01 | ExAnte2019 | IOU workpaper | 2019-11-06 | Cap-Tons | 1 |  |  | 413.5706 | 0 | 40.1531 | 253.1973 | 0 | 41.4355 | [6 empty] | DEER:HVAC_Split-Package_HP | Annual | FALSE
Any | SWHC046R | RFF | ex | CZ11 | cDXHP | SWHC046-01 | ExAnte2019 | IOU workpaper | 2019-11-06 | Cap-Tons | 1 |  |  | 249.0695 | 0 | 78.1022 | 86.6564 | 0 | 79.8754 | [6 empty] | DEER:HVAC_Split-Package_HP | Annual | FALSE
Any | SWHC046R | RFF | ex | CZ12 | cDXHP | SWHC046-01 | ExAnte2019 | IOU workpaper | 2019-11-06 | Cap-Tons | 1 |  |  | 163.8862 | 0 | 84.6927 | 14.8715 | 0 | 86.5446 | [6 empty] | DEER:HVAC_Split-Package_HP | Annual | FALSE
Any | SWHC046R | RFF | ex | CZ13 | cDXHP | SWHC046-01 | ExAnte2019 | IOU workpaper | 2019-11-06 | Cap-Tons | 1 |  |  | 311.9045 | 0 | 69.9339 | 145.8214 | 0 | 71.599 | [6 empty] | DEER:HVAC_Split-Package_HP | Annual | FALSE
Any | SWHC046R | RFF | ex | CZ14 | cDXHP | SWHC046-01 | ExAnte2019 | IOU workpaper | 2019-11-06 | Cap-Tons | 1 |  |  | 244.8065 | 0 | 78.9309 | 82.4481 | 0 | 80.6942 | [6 empty] | DEER:HVAC_Split-Package_HP | Annual | FALSE
Any | SWHC046R | RFF | ex | CZ15 | cDXHP | SWHC046-01 | ExAnte2019 | IOU workpaper | 2019-11-06 | Cap-Tons | 1 |  |  | 793.9165 | 0 | 9.6321 | 588.2248 | 0 | 10.2242 | [6 empty] | DEER:HVAC_Split-Package_HP | Annual | FALSE
Any | SWHC046R | RFF | ex | CZ16 | cDXHP | SWHC046-01 | ExAnte2019 | IOU workpaper | 2019-11-06 | Cap-Tons | 1 |  |  | -723.9082 | 0 | 199.5893 | -842.4838 | 0 | 201.9524 | [6 empty] | DEER:HVAC_Split-Package_HP | Annual | FALSE
Any | SWHC046R | RSD | ex | CZ01 | cDXHP | SWHC046-01 | ExAnte2019 | IOU workpaper | 2019-11-06 | Cap-Tons | 1 |  |  | -9.1485 | 0 | 91.8502 | -84.8219 | 0 | 94.1921 | [6 empty] | DEER:HVAC_Split-Package_HP | Annual | FALSE
Any | SWHC046R | RSD | ex | CZ02 | cDXHP | SWHC046-01 | ExAnte2019 | IOU workpaper | 2019-11-06 | Cap-Tons | 1 |  |  | 221.7381 | 0 | 47.0138 | 108.6472 | 0 | 48.2361 | [6 empty] | DEER:HVAC_Split-Package_HP | Annual | FALSE
Any | SWHC046R | RSD | ex | CZ03 | cDXHP | SWHC046-01 | ExAnte2019 | IOU workpaper | 2019-11-06 | Cap-Tons | 1 |  |  | 190.0368 | 0 | 31.742 | 96.7686 | 0 | 32.9648 | [6 empty] | DEER:HVAC_Split-Package_HP | Annual | FALSE
Any | SWHC046R | RSD | ex | CZ04 | cDXHP | SWHC046-01 | ExAnte2019 | IOU workpaper | 2019-11-06 | Cap-Tons | 1 |  |  | 299.2703 | 0 | 26.6763 | 180.2599 | 0 | 27.6052 | [6 empty] | DEER:HVAC_Split-Package_HP | Annual | FALSE
Any | SWHC046R | RSD | ex | CZ05 | cDXHP | SWHC046-01 | ExAnte2019 | IOU workpaper | 2019-11-06 | Cap-Tons | 1 |  |  | 195.8637 | 0 | 28.3766 | 102.7407 | 0 | 29.5383 | [6 empty] | DEER:HVAC_Split-Package_HP | Annual | FALSE
Any | SWHC046R | RSD | ex | CZ06 | cDXHP | SWHC046-01 | ExAnte2019 | IOU workpaper | 2019-11-06 | Cap-Tons | 1 |  |  | 303.84 | 0 | 8.065 | 188.7131 | 0 | 8.5935 | [6 empty] | DEER:HVAC_Split-Package_HP | Annual | FALSE
Any | SWHC046R | RSD | ex | CZ07 | cDXHP | SWHC046-01 | ExAnte2019 | IOU workpaper | 2019-11-06 | Cap-Tons | 1 |  |  | 264.1182 | 0 | 2.7812 | 153.591 | 0 | 3.0636 | [6 empty] | DEER:HVAC_Split-Package_HP | Annual | FALSE
Any | SWHC046R | RSD | ex | CZ08 | cDXHP | SWHC046-01 | ExAnte2019 | IOU workpaper | 2019-11-06 | Cap-Tons | 1 |  |  | 366.5905 | 0 | 7.0633 | 237.7189 | 0 | 7.5072 | [6 empty] | DEER:HVAC_Split-Package_HP | Annual | FALSE
Any | SWHC046R | RSD | ex | CZ09 | cDXHP | SWHC046-01 | ExAnte2019 | IOU workpaper | 2019-11-06 | Cap-Tons | 1 |  |  | 402.3228 | 0 | 9.7193 | 278.9325 | 0 | 10.3213 | [6 empty] | DEER:HVAC_Split-Package_HP | Annual | FALSE
Any | SWHC046R | RSD | ex | CZ10 | cDXHP | SWHC046-01 | ExAnte2019 | IOU workpaper | 2019-11-06 | Cap-Tons | 1 |  |  | 442.4341 | 0 | 11.5668 | 309.1514 | 0 | 12.1759 | [6 empty] | DEER:HVAC_Split-Package_HP | Annual | FALSE
Any | SWHC046R | RSD | ex | CZ11 | cDXHP | SWHC046-01 | ExAnte2019 | IOU workpaper | 2019-11-06 | Cap-Tons | 1 |  |  | 387.6075 | 0 | 35.6182 | 255.3778 | 0 | 36.7162 | [6 empty] | DEER:HVAC_Split-Package_HP | Annual | FALSE
Any | SWHC046R | RSD | ex | CZ12 | cDXHP | SWHC046-01 | ExAnte2019 | IOU workpaper | 2019-11-06 | Cap-Tons | 1 |  |  | 323.9728 | 0 | 37.9032 | 200.6602 | 0 | 39.0123 | [6 empty] | DEER:HVAC_Split-Package_HP | Annual | FALSE
Any | SWHC046R | RSD | ex | CZ13 | cDXHP | SWHC046-01 | ExAnte2019 | IOU workpaper | 2019-11-06 | Cap-Tons | 1 |  |  | 412.0144 | 0 | 33.1066 | 277.1374 | 0 | 34.1588 | [6 empty] | DEER:HVAC_Split-Package_HP | Annual | FALSE
Any | SWHC046R | RSD | ex | CZ14 | cDXHP | SWHC046-01 | ExAnte2019 | IOU workpaper | 2019-11-06 | Cap-Tons | 1 |  |  | 393.1258 | 0 | 34.3971 | 260.7162 | 0 | 35.4606 | [6 empty] | DEER:HVAC_Split-Package_HP | Annual | FALSE
Any | SWHC046R | RSD | ex | CZ15 | cDXHP | SWHC046-01 | ExAnte2019 | IOU workpaper | 2019-11-06 | Cap-Tons | 1 |  |  | 685.9904 | 0 | 1.8471 | 520.6039 | 0 | 2.0847 | [6 empty] | DEER:HVAC_Split-Package_HP | Annual | FALSE
Any | SWHC046R | RSD | ex | CZ16 | cDXHP | SWHC046-01 | ExAnte2019 | IOU workpaper | 2019-11-06 | Cap-Tons | 1 |  |  | -323.1307 | 0 | 140.7516 | -421.181 | 0 | 142.4729 | [6 empty] | DEER:HVAC_Split-Package_HP | Annual | FALSE
Any | SWHC046R | Rt3 | ex | CZ01 | cDXHP | SWHC046-01 | ExAnte2019 | IOU workpaper | 2019-11-06 | Cap-Tons | 1 |  |  | 220.4717 | 0 | 34.9998 | 122.8551 | 0 | 36.661 | [6 empty] | DEER:HVAC_Split-Package_HP | Annual | FALSE
Any | SWHC046R | Rt3 | ex | CZ02 | cDXHP | SWHC046-01 | ExAnte2019 | IOU workpaper | 2019-11-06 | Cap-Tons | 1 |  |  | 376.7767 | 0 | 17.0321 | 244.8207 | 0 | 17.9293 | [6 empty] | DEER:HVAC_Split-Package_HP | Annual | FALSE
Any | SWHC046R | Rt3 | ex | CZ03 | cDXHP | SWHC046-01 | ExAnte2019 | IOU workpaper | 2019-11-06 | Cap-Tons | 1 |  |  | 301.2187 | 0 | 12.3323 | 185.1268 | 0 | 13.0906 | [6 empty] | DEER:HVAC_Split-Package_HP | Annual | FALSE
Any | SWHC046R | Rt3 | ex | CZ04 | cDXHP | SWHC046-01 | ExAnte2019 | IOU workpaper | 2019-11-06 | Cap-Tons | 1 |  |  | 404.1933 | 0 | 9.4499 | 268.5167 | 0 | 10.0497 | [6 empty] | DEER:HVAC_Split-Package_HP | Annual | FALSE
Any | SWHC046R | Rt3 | ex | CZ05 | cDXHP | SWHC046-01 | ExAnte2019 | IOU workpaper | 2019-11-06 | Cap-Tons | 1 |  |  | 305.189 | 0 | 9.7477 | 188.5084 | 0 | 10.3636 | [6 empty] | DEER:HVAC_Split-Package_HP | Annual | FALSE
Any | SWHC046R | Rt3 | ex | CZ06 | cDXHP | SWHC046-01 | ExAnte2019 | IOU workpaper | 2019-11-06 | Cap-Tons | 1 |  |  | 414.0133 | 0 | 2.3239 | 269.9204 | 0 | 2.5206 | [6 empty] | DEER:HVAC_Split-Package_HP | Annual | FALSE
Any | SWHC046R | Rt3 | ex | CZ07 | cDXHP | SWHC046-01 | ExAnte2019 | IOU workpaper | 2019-11-06 | Cap-Tons | 1 |  |  | 361.4821 | 0 | 0.58 | 222.6247 | 0 | 0.6536 | [6 empty] | DEER:HVAC_Split-Package_HP | Annual | FALSE
Any | SWHC046R | Rt3 | ex | CZ08 | cDXHP | SWHC046-01 | ExAnte2019 | IOU workpaper | 2019-11-06 | Cap-Tons | 1 |  |  | 459.2296 | 0 | 1.736 | 309.9934 | 0 | 1.8994 | [6 empty] | DEER:HVAC_Split-Package_HP | Annual | FALSE
Any | SWHC046R | Rt3 | ex | CZ09 | cDXHP | SWHC046-01 | ExAnte2019 | IOU workpaper | 2019-11-06 | Cap-Tons | 1 |  |  | 491.7046 | 0 | 2.997 | 348.4476 | 0 | 3.2896 | [6 empty] | DEER:HVAC_Split-Package_HP | Annual | FALSE
Any | SWHC046R | Rt3 | ex | CZ10 | cDXHP | SWHC046-01 | ExAnte2019 | IOU workpaper | 2019-11-06 | Cap-Tons | 1 |  |  | 521.355 | 0 | 3.2113 | 369.1733 | 0 | 3.503 | [6 empty] | DEER:HVAC_Split-Package_HP | Annual | FALSE
Any | SWHC046R | Rt3 | ex | CZ11 | cDXHP | SWHC046-01 | ExAnte2019 | IOU workpaper | 2019-11-06 | Cap-Tons | 1 |  |  | 490.1184 | 0 | 16.4802 | 339.7358 | 0 | 17.4541 | [6 empty] | DEER:HVAC_Split-Package_HP | Annual | FALSE
Any | SWHC046R | Rt3 | ex | CZ12 | cDXHP | SWHC046-01 | ExAnte2019 | IOU workpaper | 2019-11-06 | Cap-Tons | 1 |  |  | 439.9979 | 0 | 15.7556 | 298.504 | 0 | 16.6947 | [6 empty] | DEER:HVAC_Split-Package_HP | Annual | FALSE
Any | SWHC046R | Rt3 | ex | CZ13 | cDXHP | SWHC046-01 | ExAnte2019 | IOU workpaper | 2019-11-06 | Cap-Tons | 1 |  |  | 505.6635 | 0 | 14.058 | 352.8548 | 0 | 14.9476 | [6 empty] | DEER:HVAC_Split-Package_HP | Annual | FALSE
Any | SWHC046R | Rt3 | ex | CZ14 | cDXHP | SWHC046-01 | ExAnte2019 | IOU workpaper | 2019-11-06 | Cap-Tons | 1 |  |  | 503.9612 | 0 | 15.7495 | 352.3497 | 0 | 16.7006 | [6 empty] | DEER:HVAC_Split-Package_HP | Annual | FALSE
Any | SWHC046R | Rt3 | ex | CZ15 | cDXHP | SWHC046-01 | ExAnte2019 | IOU workpaper | 2019-11-06 | Cap-Tons | 1 |  |  | 720.9808 | 0 | 0.5845 | 536.1256 | 0 | 0.682 | [6 empty] | DEER:HVAC_Split-Package_HP | Annual | FALSE
Any | SWHC046R | Rt3 | ex | CZ16 | cDXHP | SWHC046-01 | ExAnte2019 | IOU workpaper | 2019-11-06 | Cap-Tons | 1 |  |  | -31.7053 | 0 | 84.8657 | -155.5853 | 0 | 86.7979 | [6 empty] | DEER:HVAC_Split-Package_HP | Annual | FALSE
Any | SWHC046R | RtL | ex | CZ01 | cDXHP | SWHC046-01 | ExAnte2019 | IOU workpaper | 2019-11-06 | Cap-Tons | 1 |  |  | 78.5278 | 0 | 69.4356 | -33.686 | 0 | 71.5895 | [6 empty] | DEER:HVAC_Split-Package_HP | Annual | FALSE
Any | SWHC046R | RtL | ex | CZ02 | cDXHP | SWHC046-01 | ExAnte2019 | IOU workpaper | 2019-11-06 | Cap-Tons | 1 |  |  | 336.4744 | 0 | 35.2931 | 190.7813 | 0 | 36.557 | [6 empty] | DEER:HVAC_Split-Package_HP | Annual | FALSE
Any | SWHC046R | RtL | ex | CZ03 | cDXHP | SWHC046-01 | ExAnte2019 | IOU workpaper | 2019-11-06 | Cap-Tons | 1 |  |  | 240.6669 | 0 | 31.6451 | 107.5977 | 0 | 32.8496 | [6 empty] | DEER:HVAC_Split-Package_HP | Annual | FALSE
Any | SWHC046R | RtL | ex | CZ04 | cDXHP | SWHC046-01 | ExAnte2019 | IOU workpaper | 2019-11-06 | Cap-Tons | 1 |  |  | 377.2811 | 0 | 24.0445 | 225.8458 | 0 | 24.9454 | [6 empty] | DEER:HVAC_Split-Package_HP | Annual | FALSE
Any | SWHC046R | RtL | ex | CZ05 | cDXHP | SWHC046-01 | ExAnte2019 | IOU workpaper | 2019-11-06 | Cap-Tons | 1 |  |  | 239.0584 | 0 | 32.9023 | 105.1936 | 0 | 34.1183 | [6 empty] | DEER:HVAC_Split-Package_HP | Annual | FALSE
Any | SWHC046R | RtL | ex | CZ06 | cDXHP | SWHC046-01 | ExAnte2019 | IOU workpaper | 2019-11-06 | Cap-Tons | 1 |  |  | 392.0744 | 0 | 14.8033 | 228.8808 | 0 | 15.4169 | [6 empty] | DEER:HVAC_Split-Package_HP | Annual | FALSE
Any | SWHC046R | RtL | ex | CZ07 | cDXHP | SWHC046-01 | ExAnte2019 | IOU workpaper | 2019-11-06 | Cap-Tons | 1 |  |  | 356.5058 | 0 | 9.961 | 198.3767 | 0 | 10.4527 | [6 empty] | DEER:HVAC_Split-Package_HP | Annual | FALSE
Any | SWHC046R | RtL | ex | CZ08 | cDXHP | SWHC046-01 | ExAnte2019 | IOU workpaper | 2019-11-06 | Cap-Tons | 1 |  |  | 461.0659 | 0 | 10.4936 | 298.2031 | 0 | 11.0225 | [6 empty] | DEER:HVAC_Split-Package_HP | Annual | FALSE
Any | SWHC046R | RtL | ex | CZ09 | cDXHP | SWHC046-01 | ExAnte2019 | IOU workpaper | 2019-11-06 | Cap-Tons | 1 |  |  | 498.8834 | 0 | 12.0594 | 341.3557 | 0 | 12.7668 | [6 empty] | DEER:HVAC_Split-Package_HP | Annual | FALSE
Any | SWHC046R | RtL | ex | CZ10 | cDXHP | SWHC046-01 | ExAnte2019 | IOU workpaper | 2019-11-06 | Cap-Tons | 1 |  |  | 533.6946 | 0 | 11.8088 | 366.6445 | 0 | 12.4298 | [6 empty] | DEER:HVAC_Split-Package_HP | Annual | FALSE
Any | SWHC046R | RtL | ex | CZ11 | cDXHP | SWHC046-01 | ExAnte2019 | IOU workpaper | 2019-11-06 | Cap-Tons | 1 |  |  | 497.4724 | 0 | 29.1682 | 331.7199 | 0 | 30.4298 | [6 empty] | DEER:HVAC_Split-Package_HP | Annual | FALSE
Any | SWHC046R | RtL | ex | CZ12 | cDXHP | SWHC046-01 | ExAnte2019 | IOU workpaper | 2019-11-06 | Cap-Tons | 1 |  |  | 433.6304 | 0 | 28.8012 | 277.6735 | 0 | 30.0012 | [6 empty] | DEER:HVAC_Split-Package_HP | Annual | FALSE
Any | SWHC046R | RtL | ex | CZ13 | cDXHP | SWHC046-01 | ExAnte2019 | IOU workpaper | 2019-11-06 | Cap-Tons | 1 |  |  | 523.1097 | 0 | 25.4357 | 354.9363 | 0 | 26.608 | [6 empty] | DEER:HVAC_Split-Package_HP | Annual | FALSE
Any | SWHC046R | RtL | ex | CZ14 | cDXHP | SWHC046-01 | ExAnte2019 | IOU workpaper | 2019-11-06 | Cap-Tons | 1 |  |  | 499.0844 | 0 | 30.1251 | 332.4 | 0 | 31.4024 | [6 empty] | DEER:HVAC_Split-Package_HP | Annual | FALSE
Any | SWHC046R | RtL | ex | CZ15 | cDXHP | SWHC046-01 | ExAnte2019 | IOU workpaper | 2019-11-06 | Cap-Tons | 1 |  |  | 791.6644 | 0 | 3.2247 | 590.0827 | 0 | 3.5079 | [6 empty] | DEER:HVAC_Split-Package_HP | Annual | FALSE
Any | SWHC046R | RtL | ex | CZ16 | cDXHP | SWHC046-01 | ExAnte2019 | IOU workpaper | 2019-11-06 | Cap-Tons | 1 |  |  | -187.9574 | 0 | 125.8772 | -324.7736 | 0 | 128.2122 | [6 empty] | DEER:HVAC_Split-Package_HP | Annual | FALSE
Any | SWHC046R | RtS | ex | CZ01 | cDXHP | SWHC046-01 | ExAnte2019 | IOU workpaper | 2019-11-06 | Cap-Tons | 1 |  |  | -221.8288 | 0 | 119.1628 | -312.8556 | 0 | 121.9177 | [6 empty] | DEER:HVAC_Split-Package_HP | Annual | FALSE
Any | SWHC046R | RtS | ex | CZ02 | cDXHP | SWHC046-01 | ExAnte2019 | IOU workpaper | 2019-11-06 | Cap-Tons | 1 |  |  | 142.9228 | 0 | 58.8422 | 19.2182 | 0 | 60.4102 | [6 empty] | DEER:HVAC_Split-Package_HP | Annual | FALSE
Any | SWHC046R | RtS | ex | CZ03 | cDXHP | SWHC046-01 | ExAnte2019 | IOU workpaper | 2019-11-06 | Cap-Tons | 1 |  |  | 84.7499 | 0 | 56.2448 | -18.6965 | 0 | 57.9439 | [6 empty] | DEER:HVAC_Split-Package_HP | Annual | FALSE
Any | SWHC046R | RtS | ex | CZ04 | cDXHP | SWHC046-01 | ExAnte2019 | IOU workpaper | 2019-11-06 | Cap-Tons | 1 |  |  | 233.2968 | 0 | 41.95 | 107.2298 | 0 | 43.2901 | [6 empty] | DEER:HVAC_Split-Package_HP | Annual | FALSE
Any | SWHC046R | RtS | ex | CZ05 | cDXHP | SWHC046-01 | ExAnte2019 | IOU workpaper | 2019-11-06 | Cap-Tons | 1 |  |  | 113.952 | 0 | 50.4331 | 8.2864 | 0 | 52.0788 | [6 empty] | DEER:HVAC_Split-Package_HP | Annual | FALSE
Any | SWHC046R | RtS | ex | CZ06 | cDXHP | SWHC046-01 | ExAnte2019 | IOU workpaper | 2019-11-06 | Cap-Tons | 1 |  |  | 327.6975 | 0 | 20.9474 | 198.1154 | 0 | 21.8186 | [6 empty] | DEER:HVAC_Split-Package_HP | Annual | FALSE
Any | SWHC046R | RtS | ex | CZ07 | cDXHP | SWHC046-01 | ExAnte2019 | IOU workpaper | 2019-11-06 | Cap-Tons | 1 |  |  | 317.0917 | 0 | 13.6696 | 193.5382 | 0 | 14.3439 | [6 empty] | DEER:HVAC_Split-Package_HP | Annual | FALSE
Any | SWHC046R | RtS | ex | CZ08 | cDXHP | SWHC046-01 | ExAnte2019 | IOU workpaper | 2019-11-06 | Cap-Tons | 1 |  |  | 385.5201 | 0 | 16.1602 | 249.6699 | 0 | 16.9082 | [6 empty] | DEER:HVAC_Split-Package_HP | Annual | FALSE
Any | SWHC046R | RtS | ex | CZ09 | cDXHP | SWHC046-01 | ExAnte2019 | IOU workpaper | 2019-11-06 | Cap-Tons | 1 |  |  | 398.4038 | 0 | 18.8851 | 264.9693 | 0 | 19.8241 | [6 empty] | DEER:HVAC_Split-Package_HP | Annual | FALSE
Any | SWHC046R | RtS | ex | CZ10 | cDXHP | SWHC046-01 | ExAnte2019 | IOU workpaper | 2019-11-06 | Cap-Tons | 1 |  |  | 438.832 | 0 | 17.8258 | 296.7874 | 0 | 18.6774 | [6 empty] | DEER:HVAC_Split-Package_HP | Annual | FALSE
Any | SWHC046R | RtS | ex | CZ11 | cDXHP | SWHC046-01 | ExAnte2019 | IOU workpaper | 2019-11-06 | Cap-Tons | 1 |  |  | 302.7967 | 0 | 46.1263 | 159.551 | 0 | 47.6175 | [6 empty] | DEER:HVAC_Split-Package_HP | Annual | FALSE
Any | SWHC046R | RtS | ex | CZ12 | cDXHP | SWHC046-01 | ExAnte2019 | IOU workpaper | 2019-11-06 | Cap-Tons | 1 |  |  | 245.1398 | 0 | 49.0931 | 111.4219 | 0 | 50.5926 | [6 empty] | DEER:HVAC_Split-Package_HP | Annual | FALSE
Any | SWHC046R | RtS | ex | CZ13 | cDXHP | SWHC046-01 | ExAnte2019 | IOU workpaper | 2019-11-06 | Cap-Tons | 1 |  |  | 343.07 | 0 | 40.866 | 197.8116 | 0 | 42.2469 | [6 empty] | DEER:HVAC_Split-Package_HP | Annual | FALSE
Any | SWHC046R | RtS | ex | CZ14 | cDXHP | SWHC046-01 | ExAnte2019 | IOU workpaper | 2019-11-06 | Cap-Tons | 1 |  |  | 333.8877 | 0 | 42.1778 | 188.8832 | 0 | 43.5608 | [6 empty] | DEER:HVAC_Split-Package_HP | Annual | FALSE
Any | SWHC046R | RtS | ex | CZ15 | cDXHP | SWHC046-01 | ExAnte2019 | IOU workpaper | 2019-11-06 | Cap-Tons | 1 |  |  | 686.499 | 0 | 4.3083 | 508.5941 | 0 | 4.6833 | [6 empty] | DEER:HVAC_Split-Package_HP | Annual | FALSE
Any | SWHC046R | RtS | ex | CZ16 | cDXHP | SWHC046-01 | ExAnte2019 | IOU workpaper | 2019-11-06 | Cap-Tons | 1 |  |  | -564.9409 | 0 | 146.5747 | -671.0217 | 0 | 148.5408 | [6 empty] | DEER:HVAC_Split-Package_HP | Annual | FALSE
Any | SWHC046R | SCn | ex | CZ01 | cDXHP | SWHC046-01 | ExAnte2019 | IOU workpaper | 2019-11-06 | Cap-Tons | 1 |  |  | -504.2688 | 0 | 148.6067 | -585.9916 | 0 | 151.7013 | [6 empty] | DEER:HVAC_Split-Package_HP | Annual | FALSE
Any | SWHC046R | SCn | ex | CZ02 | cDXHP | SWHC046-01 | ExAnte2019 | IOU workpaper | 2019-11-06 | Cap-Tons | 1 |  |  | -361.0682 | 0 | 105.8322 | -435.1716 | 0 | 108.561 | [6 empty] | DEER:HVAC_Split-Package_HP | Annual | FALSE
Any | SWHC046R | SCn | ex | CZ03 | cDXHP | SWHC046-01 | ExAnte2019 | IOU workpaper | 2019-11-06 | Cap-Tons | 1 |  |  | -116.213 | 0 | 78.1962 | -192.1212 | 0 | 80.8528 | [6 empty] | DEER:HVAC_Split-Package_HP | Annual | FALSE
Any | SWHC046R | SCn | ex | CZ04 | cDXHP | SWHC046-01 | ExAnte2019 | IOU workpaper | 2019-11-06 | Cap-Tons | 1 |  |  | -224.3373 | 0 | 83.936 | -303.2891 | 0 | 85.2131 | [6 empty] | DEER:HVAC_Split-Package_HP | Annual | FALSE
Any | SWHC046R | SCn | ex | CZ05 | cDXHP | SWHC046-01 | ExAnte2019 | IOU workpaper | 2019-11-06 | Cap-Tons | 1 |  |  | -128.5513 | 0 | 77.2492 | -205.6312 | 0 | 79.7346 | [6 empty] | DEER:HVAC_Split-Package_HP | Annual | FALSE
Any | SWHC046R | SCn | ex | CZ06 | cDXHP | SWHC046-01 | ExAnte2019 | IOU workpaper | 2019-11-06 | Cap-Tons | 1 |  |  | 107.5096 | 0 | 41.7424 | 13.5349 | 0 | 43.12 | [6 empty] | DEER:HVAC_Split-Package_HP | Annual | FALSE
Any | SWHC046R | SCn | ex | CZ07 | cDXHP | SWHC046-01 | ExAnte2019 | IOU workpaper | 2019-11-06 | Cap-Tons | 1 |  |  | 157.543 | 0 | 31.9706 | 66.1297 | 0 | 33.3389 | [6 empty] | DEER:HVAC_Split-Package_HP | Annual | FALSE
Any | SWHC046R | SCn | ex | CZ08 | cDXHP | SWHC046-01 | ExAnte2019 | IOU workpaper | 2019-11-06 | Cap-Tons | 1 |  |  | 146.6709 | 0 | 43.9653 | 39.89 | 0 | 45.1714 | [6 empty] | DEER:HVAC_Split-Package_HP | Annual | FALSE
Any | SWHC046R | SCn | ex | CZ09 | cDXHP | SWHC046-01 | ExAnte2019 | IOU workpaper | 2019-11-06 | Cap-Tons | 1 |  |  | 177.3191 | 0 | 44.9239 | 65.4996 | 0 | 46.3428 | [6 empty] | DEER:HVAC_Split-Package_HP | Annual | FALSE
Any | SWHC046R | SCn | ex | CZ10 | cDXHP | SWHC046-01 | ExAnte2019 | IOU workpaper | 2019-11-06 | Cap-Tons | 1 |  |  | 179.9699 | 0 | 48.8308 | 67.4392 | 0 | 50.5704 | [6 empty] | DEER:HVAC_Split-Package_HP | Annual | FALSE
Any | SWHC046R | SCn | ex | CZ11 | cDXHP | SWHC046-01 | ExAnte2019 | IOU workpaper | 2019-11-06 | Cap-Tons | 1 |  |  | -36.5851 | 0 | 87.5365 | -158.8754 | 0 | 89.3304 | [6 empty] | DEER:HVAC_Split-Package_HP | Annual | FALSE
Any | SWHC046R | SCn | ex | CZ12 | cDXHP | SWHC046-01 | ExAnte2019 | IOU workpaper | 2019-11-06 | Cap-Tons | 1 |  |  | -122.7098 | 0 | 95.8106 | -231.9443 | 0 | 97.8121 | [6 empty] | DEER:HVAC_Split-Package_HP | Annual | FALSE
Any | SWHC046R | SCn | ex | CZ13 | cDXHP | SWHC046-01 | ExAnte2019 | IOU workpaper | 2019-11-06 | Cap-Tons | 1 |  |  | 62.7874 | 0 | 77.1476 | -60.4565 | 0 | 78.9867 | [6 empty] | DEER:HVAC_Split-Package_HP | Annual | FALSE
Any | SWHC046R | SCn | ex | CZ14 | cDXHP | SWHC046-01 | ExAnte2019 | IOU workpaper | 2019-11-06 | Cap-Tons | 1 |  |  | -67.0676 | 0 | 91.4807 | -197.1303 | 0 | 92.8405 | [6 empty] | DEER:HVAC_Split-Package_HP | Annual | FALSE
Any | SWHC046R | SCn | ex | CZ15 | cDXHP | SWHC046-01 | ExAnte2019 | IOU workpaper | 2019-11-06 | Cap-Tons | 1 |  |  | 536.22 | 0 | 12.088 | 399.0325 | 0 | 13.4192 | [6 empty] | DEER:HVAC_Split-Package_HP | Annual | FALSE
Any | SWHC046R | SCn | ex | CZ16 | cDXHP | SWHC046-01 | ExAnte2019 | IOU workpaper | 2019-11-06 | Cap-Tons | 1 |  |  | -795.7864 | 0 | 162.4459 | -881.6184 | 0 | 164.379 | [6 empty] | DEER:HVAC_Split-Package_HP | Annual | FALSE
Any | SWHC046S | Asm | ex | CZ01 | cDXHP | SWHC046-01 | ExAnte2019 | IOU workpaper | 2019-11-06 | Cap-Tons | 1 |  |  | -812.6413 | 0 | 168.2783 | -886.3516 | 0 | 170.8495 | [6 empty] | DEER:HVAC_Split-Package_HP | Annual | FALSE
Any | SWHC046S | Asm | ex | CZ02 | cDXHP | SWHC046-01 | ExAnte2019 | IOU workpaper | 2019-11-06 | Cap-Tons | 1 |  |  | -402.2278 | 0 | 101.9934 | -511.9854 | 0 | 103.5703 | [6 empty] | DEER:HVAC_Split-Package_HP | Annual | FALSE
Any | SWHC046S | Asm | ex | CZ03 | cDXHP | SWHC046-01 | ExAnte2019 | IOU workpaper | 2019-11-06 | Cap-Tons | 1 |  |  | -259.3405 | 0 | 76.4812 | -349.2768 | 0 | 78.2394 | [6 empty] | DEER:HVAC_Split-Package_HP | Annual | FALSE
Any | SWHC046S | Asm | ex | CZ04 | cDXHP | SWHC046-01 | ExAnte2019 | IOU workpaper | 2019-11-06 | Cap-Tons | 1 |  |  | -187.7459 | 0 | 69.0254 | -302.4132 | 0 | 70.3511 | [6 empty] | DEER:HVAC_Split-Package_HP | Annual | FALSE
Any | SWHC046S | Asm | ex | CZ05 | cDXHP | SWHC046-01 | ExAnte2019 | IOU workpaper | 2019-11-06 | Cap-Tons | 1 |  |  | -257.8172 | 0 | 75.6687 | -349.1555 | 0 | 77.3544 | [6 empty] | DEER:HVAC_Split-Package_HP | Annual | FALSE
Any | SWHC046S | Asm | ex | CZ06 | cDXHP | SWHC046-01 | ExAnte2019 | IOU workpaper | 2019-11-06 | Cap-Tons | 1 |  |  | 17.4397 | 0 | 32.0777 | -92.5247 | 0 | 33.0922 | [6 empty] | DEER:HVAC_Split-Package_HP | Annual | FALSE
Any | SWHC046S | Asm | ex | CZ07 | cDXHP | SWHC046-01 | ExAnte2019 | IOU workpaper | 2019-11-06 | Cap-Tons | 1 |  |  | 49.3383 | 0 | 24.4491 | -54.0099 | 0 | 25.428 | [6 empty] | DEER:HVAC_Split-Package_HP | Annual | FALSE
Any | SWHC046S | Asm | ex | CZ08 | cDXHP | SWHC046-01 | ExAnte2019 | IOU workpaper | 2019-11-06 | Cap-Tons | 1 |  |  | 40.5233 | 0 | 31.3886 | -84.084 | 0 | 32.2682 | [6 empty] | DEER:HVAC_Split-Package_HP | Annual | FALSE
Any | SWHC046S | Asm | ex | CZ09 | cDXHP | SWHC046-01 | ExAnte2019 | IOU workpaper | 2019-11-06 | Cap-Tons | 1 |  |  | 24.1151 | 0 | 31.8972 | -99.9698 | 0 | 32.857 | [6 empty] | DEER:HVAC_Split-Package_HP | Annual | FALSE
Any | SWHC046S | Asm | ex | CZ10 | cDXHP | SWHC046-01 | ExAnte2019 | IOU workpaper | 2019-11-06 | Cap-Tons | 1 |  |  | -1.3341 | 0 | 39.0037 | -133.9839 | 0 | 39.9616 | [6 empty] | DEER:HVAC_Split-Package_HP | Annual | FALSE
Any | SWHC046S | Asm | ex | CZ11 | cDXHP | SWHC046-01 | ExAnte2019 | IOU workpaper | 2019-11-06 | Cap-Tons | 1 |  |  | -200.3257 | 0 | 70.048 | -332.6304 | 0 | 71.382 | [6 empty] | DEER:HVAC_Split-Package_HP | Annual | FALSE
Any | SWHC046S | Asm | ex | CZ12 | cDXHP | SWHC046-01 | ExAnte2019 | IOU workpaper | 2019-11-06 | Cap-Tons | 1 |  |  | -239.7526 | 0 | 76.2795 | -361.7849 | 0 | 77.6881 | [6 empty] | DEER:HVAC_Split-Package_HP | Annual | FALSE
Any | SWHC046S | Asm | ex | CZ13 | cDXHP | SWHC046-01 | ExAnte2019 | IOU workpaper | 2019-11-06 | Cap-Tons | 1 |  |  | -156.8613 | 0 | 64.3416 | -291.7858 | 0 | 65.6133 | [6 empty] | DEER:HVAC_Split-Package_HP | Annual | FALSE
Any | SWHC046S | Asm | ex | CZ14 | cDXHP | SWHC046-01 | ExAnte2019 | IOU workpaper | 2019-11-06 | Cap-Tons | 1 |  |  | -189.0745 | 0 | 68.1142 | -321.7013 | 0 | 69.407 | [6 empty] | DEER:HVAC_Split-Package_HP | Annual | FALSE
Any | SWHC046S | Asm | ex | CZ15 | cDXHP | SWHC046-01 | ExAnte2019 | IOU workpaper | 2019-11-06 | Cap-Tons | 1 |  |  | 204.5821 | 0 | 12.0371 | 29.3101 | 0 | 12.5579 | [6 empty] | DEER:HVAC_Split-Package_HP | Annual | FALSE
Any | SWHC046S | Asm | ex | CZ16 | cDXHP | SWHC046-01 | ExAnte2019 | IOU workpaper | 2019-11-06 | Cap-Tons | 1 |  |  | -1129.3215 | 0 | 187.2086 | -1226.9935 | 0 | 189.0835 | [6 empty] | DEER:HVAC_Split-Package_HP | Annual | FALSE
Any | SWHC046S | Com | ex | CZ01 | cDXHP | SWHC046-01 | ExAnte2019 | IOU workpaper | 2019-11-06 | Cap-Tons | 1 |  |  | -513.3707 | 0 | 111.2258 | -609.3998 | 0 | 113.9213 | [6 empty] | DEER:HVAC_Split-Package_HP | Annual | FALSE
Any | SWHC046S | Com | ex | CZ02 | cDXHP | SWHC046-01 | ExAnte2019 | IOU workpaper | 2019-11-06 | Cap-Tons | 1 |  |  | -187.7906 | 0 | 59.9681 | -303.5105 | 0 | 61.5798 | [6 empty] | DEER:HVAC_Split-Package_HP | Annual | FALSE
Any | SWHC046S | Com | ex | CZ03 | cDXHP | SWHC046-01 | ExAnte2019 | IOU workpaper | 2019-11-06 | Cap-Tons | 1 |  |  | -72.0153 | 0 | 40.8797 | -167.7735 | 0 | 42.2353 | [6 empty] | DEER:HVAC_Split-Package_HP | Annual | FALSE
Any | SWHC046S | Com | ex | CZ04 | cDXHP | SWHC046-01 | ExAnte2019 | IOU workpaper | 2019-11-06 | Cap-Tons | 1 |  |  | -40.7428 | 0 | 35.6471 | -151.5667 | 0 | 36.6558 | [6 empty] | DEER:HVAC_Split-Package_HP | Annual | FALSE
Any | SWHC046S | Com | ex | CZ05 | cDXHP | SWHC046-01 | ExAnte2019 | IOU workpaper | 2019-11-06 | Cap-Tons | 1 |  |  | -137.8794 | 0 | 56.1562 | -249.6018 | 0 | 57.9396 | [6 empty] | DEER:HVAC_Split-Package_HP | Annual | FALSE
Any | SWHC046S | Com | ex | CZ06 | cDXHP | SWHC046-01 | ExAnte2019 | IOU workpaper | 2019-11-06 | Cap-Tons | 1 |  |  | 84.5486 | 0 | 22.0447 | -38.8547 | 0 | 22.9138 | [6 empty] | DEER:HVAC_Split-Package_HP | Annual | FALSE
Any | SWHC046S | Com | ex | CZ07 | cDXHP | SWHC046-01 | ExAnte2019 | IOU workpaper | 2019-11-06 | Cap-Tons | 1 |  |  | 114.2979 | 0 | 17.5812 | -8.1049 | 0 | 18.4116 | [6 empty] | DEER:HVAC_Split-Package_HP | Annual | FALSE
Any | SWHC046S | Com | ex | CZ08 | cDXHP | SWHC046-01 | ExAnte2019 | IOU workpaper | 2019-11-06 | Cap-Tons | 1 |  |  | 91.9258 | 0 | 21.3546 | -35.2385 | 0 | 22.1301 | [6 empty] | DEER:HVAC_Split-Package_HP | Annual | FALSE
Any | SWHC046S | Com | ex | CZ09 | cDXHP | SWHC046-01 | ExAnte2019 | IOU workpaper | 2019-11-06 | Cap-Tons | 1 |  |  | 95.0324 | 0 | 20.8932 | -35.0927 | 0 | 21.765 | [6 empty] | DEER:HVAC_Split-Package_HP | Annual | FALSE
Any | SWHC046S | Com | ex | CZ10 | cDXHP | SWHC046-01 | ExAnte2019 | IOU workpaper | 2019-11-06 | Cap-Tons | 1 |  |  | 46.1361 | 0 | 28.4438 | -83.8589 | 0 | 29.4802 | [6 empty] | DEER:HVAC_Split-Package_HP | Annual | FALSE
Any | SWHC046S | Com | ex | CZ11 | cDXHP | SWHC046-01 | ExAnte2019 | IOU workpaper | 2019-11-06 | Cap-Tons | 1 |  |  | -90.4942 | 0 | 50.3068 | -226.6079 | 0 | 51.7105 | [6 empty] | DEER:HVAC_Split-Package_HP | Annual | FALSE
Any | SWHC046S | Com | ex | CZ12 | cDXHP | SWHC046-01 | ExAnte2019 | IOU workpaper | 2019-11-06 | Cap-Tons | 1 |  |  | -91.7208 | 0 | 47.5317 | -214.1579 | 0 | 48.8696 | [6 empty] | DEER:HVAC_Split-Package_HP | Annual | FALSE
Any | SWHC046S | Com | ex | CZ13 | cDXHP | SWHC046-01 | ExAnte2019 | IOU workpaper | 2019-11-06 | Cap-Tons | 1 |  |  | -39.2025 | 0 | 42.8336 | -175.2952 | 0 | 44.1165 | [6 empty] | DEER:HVAC_Split-Package_HP | Annual | FALSE
Any | SWHC046S | Com | ex | CZ14 | cDXHP | SWHC046-01 | ExAnte2019 | IOU workpaper | 2019-11-06 | Cap-Tons | 1 |  |  | -69.9964 | 0 | 46.2543 | -207.1464 | 0 | 47.5232 | [6 empty] | DEER:HVAC_Split-Package_HP | Annual | FALSE
Any | SWHC046S | Com | ex | CZ15 | cDXHP | SWHC046-01 | ExAnte2019 | IOU workpaper | 2019-11-06 | Cap-Tons | 1 |  |  | 243.749 | 0 | 7.5943 | 63.1532 | 0 | 8.0599 | [6 empty] | DEER:HVAC_Split-Package_HP | Annual | FALSE
Any | SWHC046S | Com | ex | CZ16 | cDXHP | SWHC046-01 | ExAnte2019 | IOU workpaper | 2019-11-06 | Cap-Tons | 1 |  |  | -796.8081 | 0 | 131.4648 | -899.4716 | 0 | 133.4361 | [6 empty] | DEER:HVAC_Split-Package_HP | Annual | FALSE
Any | SWHC046S | ECC | ex | CZ01 | cDXHP | SWHC046-01 | ExAnte2019 | IOU workpaper | 2019-11-06 | Cap-Tons | 1 |  |  | -308.727 | 0 | 70.1694 | -372.5506 | 0 | 72.0237 | [6 empty] | DEER:HVAC_Split-Package_HP | Annual | FALSE
Any | SWHC046S | ECC | ex | CZ02 | cDXHP | SWHC046-01 | ExAnte2019 | IOU workpaper | 2019-11-06 | Cap-Tons | 1 |  |  | -91.5561 | 0 | 39.5409 | -182.1396 | 0 | 40.5579 | [6 empty] | DEER:HVAC_Split-Package_HP | Annual | FALSE
Any | SWHC046S | ECC | ex | CZ03 | cDXHP | SWHC046-01 | ExAnte2019 | IOU workpaper | 2019-11-06 | Cap-Tons | 1 |  |  | -43.0452 | 0 | 30.1938 | -117.203 | 0 | 31.2752 | [6 empty] | DEER:HVAC_Split-Package_HP | Annual | FALSE
Any | SWHC046S | ECC | ex | CZ04 | cDXHP | SWHC046-01 | ExAnte2019 | IOU workpaper | 2019-11-06 | Cap-Tons | 1 |  |  | -12.1532 | 0 | 27.2249 | -104.3505 | 0 | 28.0432 | [6 empty] | DEER:HVAC_Split-Package_HP | Annual | FALSE
Any | SWHC046S | ECC | ex | CZ05 | cDXHP | SWHC046-01 | ExAnte2019 | IOU workpaper | 2019-11-06 | Cap-Tons | 1 |  |  | -50.7973 | 0 | 30.1899 | -125.5181 | 0 | 31.2146 | [6 empty] | DEER:HVAC_Split-Package_HP | Annual | FALSE
Any | SWHC046S | ECC | ex | CZ06 | cDXHP | SWHC046-01 | ExAnte2019 | IOU workpaper | 2019-11-06 | Cap-Tons | 1 |  |  | 103.898 | 0 | 9.8908 | 10.8125 | 0 | 10.353 | [6 empty] | DEER:HVAC_Split-Package_HP | Annual | FALSE
Any | SWHC046S | ECC | ex | CZ07 | cDXHP | SWHC046-01 | ExAnte2019 | IOU workpaper | 2019-11-06 | Cap-Tons | 1 |  |  | 119.0981 | 0 | 5.8245 | 31.8155 | 0 | 6.1659 | [6 empty] | DEER:HVAC_Split-Package_HP | Annual | FALSE
Any | SWHC046S | ECC | ex | CZ08 | cDXHP | SWHC046-01 | ExAnte2019 | IOU workpaper | 2019-11-06 | Cap-Tons | 1 |  |  | 121.4931 | 0 | 9.1183 | 17.9129 | 0 | 9.5343 | [6 empty] | DEER:HVAC_Split-Package_HP | Annual | FALSE
Any | SWHC046S | ECC | ex | CZ09 | cDXHP | SWHC046-01 | ExAnte2019 | IOU workpaper | 2019-11-06 | Cap-Tons | 1 |  |  | 105.05 | 0 | 10.9058 | 2.4334 | 0 | 11.4252 | [6 empty] | DEER:HVAC_Split-Package_HP | Annual | FALSE
Any | SWHC046S | ECC | ex | CZ10 | cDXHP | SWHC046-01 | ExAnte2019 | IOU workpaper | 2019-11-06 | Cap-Tons | 1 |  |  | 105.4985 | 0 | 12.3296 | -3.154 | 0 | 12.8435 | [6 empty] | DEER:HVAC_Split-Package_HP | Annual | FALSE
Any | SWHC046S | ECC | ex | CZ11 | cDXHP | SWHC046-01 | ExAnte2019 | IOU workpaper | 2019-11-06 | Cap-Tons | 1 |  |  | -14.1471 | 0 | 32.4209 | -125.9639 | 0 | 33.3072 | [6 empty] | DEER:HVAC_Split-Package_HP | Annual | FALSE
Any | SWHC046S | ECC | ex | CZ12 | cDXHP | SWHC046-01 | ExAnte2019 | IOU workpaper | 2019-11-06 | Cap-Tons | 1 |  |  | -35.6817 | 0 | 33.9609 | -137.6855 | 0 | 34.8624 | [6 empty] | DEER:HVAC_Split-Package_HP | Annual | FALSE
Any | SWHC046S | ECC | ex | CZ13 | cDXHP | SWHC046-01 | ExAnte2019 | IOU workpaper | 2019-11-06 | Cap-Tons | 1 |  |  | 16.3706 | 0 | 28.2529 | -97.8614 | 0 | 29.0512 | [6 empty] | DEER:HVAC_Split-Package_HP | Annual | FALSE
Any | SWHC046S | ECC | ex | CZ14 | cDXHP | SWHC046-01 | ExAnte2019 | IOU workpaper | 2019-11-06 | Cap-Tons | 1 |  |  | -6.3713 | 0 | 29.8227 | -118.3365 | 0 | 30.6518 | [6 empty] | DEER:HVAC_Split-Package_HP | Annual | FALSE
Any | SWHC046S | ECC | ex | CZ15 | cDXHP | SWHC046-01 | ExAnte2019 | IOU workpaper | 2019-11-06 | Cap-Tons | 1 |  |  | 213.0377 | 0 | 3.057 | 65.8173 | 0 | 3.283 | [6 empty] | DEER:HVAC_Split-Package_HP | Annual | FALSE
Any | SWHC046S | ECC | ex | CZ16 | cDXHP | SWHC046-01 | ExAnte2019 | IOU workpaper | 2019-11-06 | Cap-Tons | 1 |  |  | -524.1661 | 0 | 89.2745 | -606.0809 | 0 | 90.68 | [6 empty] | DEER:HVAC_Split-Package_HP | Annual | FALSE
Any | SWHC046S | EPr | ex | CZ01 | cDXHP | SWHC046-01 | ExAnte2019 | IOU workpaper | 2019-11-06 | Cap-Tons | 1 |  |  | -458.7558 | 0 | 89.1725 | -500.0988 | 0 | 90.6075 | [6 empty] | DEER:HVAC_Split-Package_HP | Annual | FALSE
Any | SWHC046S | EPr | ex | CZ02 | cDXHP | SWHC046-01 | ExAnte2019 | IOU workpaper | 2019-11-06 | Cap-Tons | 1 |  |  | -222.0511 | 0 | 49.7095 | -279.4478 | 0 | 50.5711 | [6 empty] | DEER:HVAC_Split-Package_HP | Annual | FALSE
Any | SWHC046S | EPr | ex | CZ03 | cDXHP | SWHC046-01 | ExAnte2019 | IOU workpaper | 2019-11-06 | Cap-Tons | 1 |  |  | -159.8004 | 0 | 43.3233 | -207.8222 | 0 | 44.2861 | [6 empty] | DEER:HVAC_Split-Package_HP | Annual | FALSE
Any | SWHC046S | EPr | ex | CZ04 | cDXHP | SWHC046-01 | ExAnte2019 | IOU workpaper | 2019-11-06 | Cap-Tons | 1 |  |  | -117.599 | 0 | 35.1665 | -176.7914 | 0 | 35.9198 | [6 empty] | DEER:HVAC_Split-Package_HP | Annual | FALSE
Any | SWHC046S | EPr | ex | CZ05 | cDXHP | SWHC046-01 | ExAnte2019 | IOU workpaper | 2019-11-06 | Cap-Tons | 1 |  |  | -164.3203 | 0 | 42.3872 | -213.609 | 0 | 43.2969 | [6 empty] | DEER:HVAC_Split-Package_HP | Annual | FALSE
Any | SWHC046S | EPr | ex | CZ06 | cDXHP | SWHC046-01 | ExAnte2019 | IOU workpaper | 2019-11-06 | Cap-Tons | 1 |  |  | 6.6616 | 0 | 17.7611 | -52.5785 | 0 | 18.3243 | [6 empty] | DEER:HVAC_Split-Package_HP | Annual | FALSE
Any | SWHC046S | EPr | ex | CZ07 | cDXHP | SWHC046-01 | ExAnte2019 | IOU workpaper | 2019-11-06 | Cap-Tons | 1 |  |  | 24.0203 | 0 | 13.622 | -31.1342 | 0 | 14.1476 | [6 empty] | DEER:HVAC_Split-Package_HP | Annual | FALSE
Any | SWHC046S | EPr | ex | CZ08 | cDXHP | SWHC046-01 | ExAnte2019 | IOU workpaper | 2019-11-06 | Cap-Tons | 1 |  |  | 25.3192 | 0 | 15.114 | -40.1538 | 0 | 15.6058 | [6 empty] | DEER:HVAC_Split-Package_HP | Annual | FALSE
Any | SWHC046S | EPr | ex | CZ09 | cDXHP | SWHC046-01 | ExAnte2019 | IOU workpaper | 2019-11-06 | Cap-Tons | 1 |  |  | 7.8713 | 0 | 17.588 | -57.2013 | 0 | 18.1516 | [6 empty] | DEER:HVAC_Split-Package_HP | Annual | FALSE
Any | SWHC046S | EPr | ex | CZ10 | cDXHP | SWHC046-01 | ExAnte2019 | IOU workpaper | 2019-11-06 | Cap-Tons | 1 |  |  | 15.879 | 0 | 17.3271 | -54.2336 | 0 | 17.8383 | [6 empty] | DEER:HVAC_Split-Package_HP | Annual | FALSE
Any | SWHC046S | EPr | ex | CZ11 | cDXHP | SWHC046-01 | ExAnte2019 | IOU workpaper | 2019-11-06 | Cap-Tons | 1 |  |  | -116.1928 | 0 | 38.5934 | -186.9426 | 0 | 39.4424 | [6 empty] | DEER:HVAC_Split-Package_HP | Annual | FALSE
Any | SWHC046S | EPr | ex | CZ12 | cDXHP | SWHC046-01 | ExAnte2019 | IOU workpaper | 2019-11-06 | Cap-Tons | 1 |  |  | -145.8942 | 0 | 42.1473 | -210.4806 | 0 | 42.9701 | [6 empty] | DEER:HVAC_Split-Package_HP | Annual | FALSE
Any | SWHC046S | EPr | ex | CZ13 | cDXHP | SWHC046-01 | ExAnte2019 | IOU workpaper | 2019-11-06 | Cap-Tons | 1 |  |  | -86.9569 | 0 | 34.2557 | -160.2029 | 0 | 35.0111 | [6 empty] | DEER:HVAC_Split-Package_HP | Annual | FALSE
Any | SWHC046S | EPr | ex | CZ14 | cDXHP | SWHC046-01 | ExAnte2019 | IOU workpaper | 2019-11-06 | Cap-Tons | 1 |  |  | -99.4111 | 0 | 34.8808 | -171.1886 | 0 | 35.6528 | [6 empty] | DEER:HVAC_Split-Package_HP | Annual | FALSE
Any | SWHC046S | EPr | ex | CZ15 | cDXHP | SWHC046-01 | ExAnte2019 | IOU workpaper | 2019-11-06 | Cap-Tons | 1 |  |  | 123.1369 | 0 | 4.9091 | 24.2176 | 0 | 5.1621 | [6 empty] | DEER:HVAC_Split-Package_HP | Annual | FALSE
Any | SWHC046S | EPr | ex | CZ16 | cDXHP | SWHC046-01 | ExAnte2019 | IOU workpaper | 2019-11-06 | Cap-Tons | 1 |  |  | -692.5684 | 0 | 107.9835 | -742.8323 | 0 | 109.1819 | [6 empty] | DEER:HVAC_Split-Package_HP | Annual | FALSE
Any | SWHC046S | ERC | ex | CZ01 | cDXHP | SWHC046-01 | ExAnte2019 | IOU workpaper | 2019-11-06 | Cap-Tons | 1 |  |  | -758.9652 | 0 | 131.6617 | -796.1043 | 0 | 132.9112 | [6 empty] | DEER:HVAC_Split-Package_HP | Annual | FALSE
Any | SWHC046S | ERC | ex | CZ02 | cDXHP | SWHC046-01 | ExAnte2019 | IOU workpaper | 2019-11-06 | Cap-Tons | 1 |  |  | -440.6279 | 0 | 82.0897 | -488.9254 | 0 | 82.8738 | [6 empty] | DEER:HVAC_Split-Package_HP | Annual | FALSE
Any | SWHC046S | ERC | ex | CZ03 | cDXHP | SWHC046-01 | ExAnte2019 | IOU workpaper | 2019-11-06 | Cap-Tons | 1 |  |  | -278.1572 | 0 | 63.2982 | -319.3831 | 0 | 64.0743 | [6 empty] | DEER:HVAC_Split-Package_HP | Annual | FALSE
Any | SWHC046S | ERC | ex | CZ04 | cDXHP | SWHC046-01 | ExAnte2019 | IOU workpaper | 2019-11-06 | Cap-Tons | 1 |  |  | -274.9217 | 0 | 56.7067 | -324.1881 | 0 | 57.3458 | [6 empty] | DEER:HVAC_Split-Package_HP | Annual | FALSE
Any | SWHC046S | ERC | ex | CZ05 | cDXHP | SWHC046-01 | ExAnte2019 | IOU workpaper | 2019-11-06 | Cap-Tons | 1 |  |  | -346.6438 | 0 | 70.9796 | -391.7908 | 0 | 71.6575 | [6 empty] | DEER:HVAC_Split-Package_HP | Annual | FALSE
Any | SWHC046S | ERC | ex | CZ06 | cDXHP | SWHC046-01 | ExAnte2019 | IOU workpaper | 2019-11-06 | Cap-Tons | 1 |  |  | -78.1981 | 0 | 30.0753 | -128.4249 | 0 | 30.4767 | [6 empty] | DEER:HVAC_Split-Package_HP | Annual | FALSE
Any | SWHC046S | ERC | ex | CZ07 | cDXHP | SWHC046-01 | ExAnte2019 | IOU workpaper | 2019-11-06 | Cap-Tons | 1 |  |  | -22.6132 | 0 | 19.6516 | -68.8214 | 0 | 19.9844 | [6 empty] | DEER:HVAC_Split-Package_HP | Annual | FALSE
Any | SWHC046S | ERC | ex | CZ08 | cDXHP | SWHC046-01 | ExAnte2019 | IOU workpaper | 2019-11-06 | Cap-Tons | 1 |  |  | -52.0092 | 0 | 26.6458 | -106.8481 | 0 | 27.0257 | [6 empty] | DEER:HVAC_Split-Package_HP | Annual | FALSE
Any | SWHC046S | ERC | ex | CZ09 | cDXHP | SWHC046-01 | ExAnte2019 | IOU workpaper | 2019-11-06 | Cap-Tons | 1 |  |  | -58.5514 | 0 | 26.5406 | -112.105 | 0 | 26.9494 | [6 empty] | DEER:HVAC_Split-Package_HP | Annual | FALSE
Any | SWHC046S | ERC | ex | CZ10 | cDXHP | SWHC046-01 | ExAnte2019 | IOU workpaper | 2019-11-06 | Cap-Tons | 1 |  |  | -80.3318 | 0 | 29.875 | -137.977 | 0 | 30.2945 | [6 empty] | DEER:HVAC_Split-Package_HP | Annual | FALSE
Any | SWHC046S | ERC | ex | CZ11 | cDXHP | SWHC046-01 | ExAnte2019 | IOU workpaper | 2019-11-06 | Cap-Tons | 1 |  |  | -246.6493 | 0 | 54.8041 | -307.0387 | 0 | 55.4827 | [6 empty] | DEER:HVAC_Split-Package_HP | Annual | FALSE
Any | SWHC046S | ERC | ex | CZ12 | cDXHP | SWHC046-01 | ExAnte2019 | IOU workpaper | 2019-11-06 | Cap-Tons | 1 |  |  | -296.9163 | 0 | 61.8744 | -350.1797 | 0 | 62.5458 | [6 empty] | DEER:HVAC_Split-Package_HP | Annual | FALSE
Any | SWHC046S | ERC | ex | CZ13 | cDXHP | SWHC046-01 | ExAnte2019 | IOU workpaper | 2019-11-06 | Cap-Tons | 1 |  |  | -204.7473 | 0 | 49.2898 | -267.3589 | 0 | 49.9279 | [6 empty] | DEER:HVAC_Split-Package_HP | Annual | FALSE
Any | SWHC046S | ERC | ex | CZ14 | cDXHP | SWHC046-01 | ExAnte2019 | IOU workpaper | 2019-11-06 | Cap-Tons | 1 |  |  | -237.3166 | 0 | 51.4543 | -298.6594 | 0 | 52.0353 | [6 empty] | DEER:HVAC_Split-Package_HP | Annual | FALSE
Any | SWHC046S | ERC | ex | CZ15 | cDXHP | SWHC046-01 | ExAnte2019 | IOU workpaper | 2019-11-06 | Cap-Tons | 1 |  |  | 89.8035 | 0 | 8.1507 | -0.4239 | 0 | 8.3573 | [6 empty] | DEER:HVAC_Split-Package_HP | Annual | FALSE
Any | SWHC046S | ERC | ex | CZ16 | cDXHP | SWHC046-01 | ExAnte2019 | IOU workpaper | 2019-11-06 | Cap-Tons | 1 |  |  | -1027.5302 | 0 | 145.2318 | -1072.0498 | 0 | 146.298 | [6 empty] | DEER:HVAC_Split-Package_HP | Annual | FALSE
Any | SWHC046S | ESe | ex | CZ01 | cDXHP | SWHC046-01 | ExAnte2019 | IOU workpaper | 2019-11-06 | Cap-Tons | 1 |  |  | -432.9117 | 0 | 81.8499 | -477.8163 | 0 | 83.3038 | [6 empty] | DEER:HVAC_Split-Package_HP | Annual | FALSE
Any | SWHC046S | ESe | ex | CZ02 | cDXHP | SWHC046-01 | ExAnte2019 | IOU workpaper | 2019-11-06 | Cap-Tons | 1 |  |  | -216.8234 | 0 | 49.7206 | -278.1403 | 0 | 50.6571 | [6 empty] | DEER:HVAC_Split-Package_HP | Annual | FALSE
Any | SWHC046S | ESe | ex | CZ03 | cDXHP | SWHC046-01 | ExAnte2019 | IOU workpaper | 2019-11-06 | Cap-Tons | 1 |  |  | -112.4739 | 0 | 34.4789 | -165.6237 | 0 | 35.3761 | [6 empty] | DEER:HVAC_Split-Package_HP | Annual | FALSE
Any | SWHC046S | ESe | ex | CZ04 | cDXHP | SWHC046-01 | ExAnte2019 | IOU workpaper | 2019-11-06 | Cap-Tons | 1 |  |  | -88.0368 | 0 | 31.5783 | -153.7019 | 0 | 32.3191 | [6 empty] | DEER:HVAC_Split-Package_HP | Annual | FALSE
Any | SWHC046S | ESe | ex | CZ05 | cDXHP | SWHC046-01 | ExAnte2019 | IOU workpaper | 2019-11-06 | Cap-Tons | 1 |  |  | -114.1332 | 0 | 33.2559 | -168.6098 | 0 | 34.0673 | [6 empty] | DEER:HVAC_Split-Package_HP | Annual | FALSE
Any | SWHC046S | ESe | ex | CZ06 | cDXHP | SWHC046-01 | ExAnte2019 | IOU workpaper | 2019-11-06 | Cap-Tons | 1 |  |  | 37.196 | 0 | 13.6147 | -29.6631 | 0 | 14.0888 | [6 empty] | DEER:HVAC_Split-Package_HP | Annual | FALSE
Any | SWHC046S | ESe | ex | CZ07 | cDXHP | SWHC046-01 | ExAnte2019 | IOU workpaper | 2019-11-06 | Cap-Tons | 1 |  |  | 58.8754 | 0 | 9.376 | -4.6685 | 0 | 9.7649 | [6 empty] | DEER:HVAC_Split-Package_HP | Annual | FALSE
Any | SWHC046S | ESe | ex | CZ08 | cDXHP | SWHC046-01 | ExAnte2019 | IOU workpaper | 2019-11-06 | Cap-Tons | 1 |  |  | 55.3109 | 0 | 12.7227 | -20.7971 | 0 | 13.1671 | [6 empty] | DEER:HVAC_Split-Package_HP | Annual | FALSE
Any | SWHC046S | ESe | ex | CZ09 | cDXHP | SWHC046-01 | ExAnte2019 | IOU workpaper | 2019-11-06 | Cap-Tons | 1 |  |  | 39.4821 | 0 | 14.5015 | -35.8913 | 0 | 15.0407 | [6 empty] | DEER:HVAC_Split-Package_HP | Annual | FALSE
Any | SWHC046S | ESe | ex | CZ10 | cDXHP | SWHC046-01 | ExAnte2019 | IOU workpaper | 2019-11-06 | Cap-Tons | 1 |  |  | 20.9033 | 0 | 18.1936 | -56.9897 | 0 | 18.7741 | [6 empty] | DEER:HVAC_Split-Package_HP | Annual | FALSE
Any | SWHC046S | ESe | ex | CZ11 | cDXHP | SWHC046-01 | ExAnte2019 | IOU workpaper | 2019-11-06 | Cap-Tons | 1 |  |  | -123.6473 | 0 | 41.2774 | -204.4711 | 0 | 42.163 | [6 empty] | DEER:HVAC_Split-Package_HP | Annual | FALSE
Any | SWHC046S | ESe | ex | CZ12 | cDXHP | SWHC046-01 | ExAnte2019 | IOU workpaper | 2019-11-06 | Cap-Tons | 1 |  |  | -152.5495 | 0 | 43.8266 | -223.6751 | 0 | 44.7191 | [6 empty] | DEER:HVAC_Split-Package_HP | Annual | FALSE
Any | SWHC046S | ESe | ex | CZ13 | cDXHP | SWHC046-01 | ExAnte2019 | IOU workpaper | 2019-11-06 | Cap-Tons | 1 |  |  | -86.447 | 0 | 36.1794 | -169.7658 | 0 | 36.9962 | [6 empty] | DEER:HVAC_Split-Package_HP | Annual | FALSE
Any | SWHC046S | ESe | ex | CZ14 | cDXHP | SWHC046-01 | ExAnte2019 | IOU workpaper | 2019-11-06 | Cap-Tons | 1 |  |  | -110.1268 | 0 | 37.902 | -190.6342 | 0 | 38.7351 | [6 empty] | DEER:HVAC_Split-Package_HP | Annual | FALSE
Any | SWHC046S | ESe | ex | CZ15 | cDXHP | SWHC046-01 | ExAnte2019 | IOU workpaper | 2019-11-06 | Cap-Tons | 1 |  |  | 139.8497 | 0 | 5.3104 | 27.9866 | 0 | 5.6009 | [6 empty] | DEER:HVAC_Split-Package_HP | Annual | FALSE
Any | SWHC046S | ESe | ex | CZ16 | cDXHP | SWHC046-01 | ExAnte2019 | IOU workpaper | 2019-11-06 | Cap-Tons | 1 |  |  | -649.866 | 0 | 99.0388 | -705.633 | 0 | 100.2565 | [6 empty] | DEER:HVAC_Split-Package_HP | Annual | FALSE
Any | SWHC046S | EUn | ex | CZ01 | cDXHP | SWHC046-01 | ExAnte2019 | IOU workpaper | 2019-11-06 | Cap-Tons | 1 |  |  | -398.2869 | 0 | 87.4244 | -473.946 | 0 | 89.3689 | [6 empty] | DEER:HVAC_Split-Package_HP | Annual | FALSE
Any | SWHC046S | EUn | ex | CZ02 | cDXHP | SWHC046-01 | ExAnte2019 | IOU workpaper | 2019-11-06 | Cap-Tons | 1 |  |  | -165.7706 | 0 | 54.4383 | -270.8096 | 0 | 55.6047 | [6 empty] | DEER:HVAC_Split-Package_HP | Annual | FALSE
Any | SWHC046S | EUn | ex | CZ03 | cDXHP | SWHC046-01 | ExAnte2019 | IOU workpaper | 2019-11-06 | Cap-Tons | 1 |  |  | -97.6651 | 0 | 43.5784 | -185.0101 | 0 | 44.8245 | [6 empty] | DEER:HVAC_Split-Package_HP | Annual | FALSE
Any | SWHC046S | EUn | ex | CZ04 | cDXHP | SWHC046-01 | ExAnte2019 | IOU workpaper | 2019-11-06 | Cap-Tons | 1 |  |  | -69.4313 | 0 | 39.8829 | -176.415 | 0 | 40.8772 | [6 empty] | DEER:HVAC_Split-Package_HP | Annual | FALSE
Any | SWHC046S | EUn | ex | CZ05 | cDXHP | SWHC046-01 | ExAnte2019 | IOU workpaper | 2019-11-06 | Cap-Tons | 1 |  |  | -115.8269 | 0 | 44.6619 | -203.8541 | 0 | 45.8668 | [6 empty] | DEER:HVAC_Split-Package_HP | Annual | FALSE
Any | SWHC046S | EUn | ex | CZ06 | cDXHP | SWHC046-01 | ExAnte2019 | IOU workpaper | 2019-11-06 | Cap-Tons | 1 |  |  | 80.5305 | 0 | 18.5924 | -27.5464 | 0 | 19.2223 | [6 empty] | DEER:HVAC_Split-Package_HP | Annual | FALSE
Any | SWHC046S | EUn | ex | CZ07 | cDXHP | SWHC046-01 | ExAnte2019 | IOU workpaper | 2019-11-06 | Cap-Tons | 1 |  |  | 103.0173 | 0 | 13.2808 | 1.5217 | 0 | 13.8217 | [6 empty] | DEER:HVAC_Split-Package_HP | Annual | FALSE
Any | SWHC046S | EUn | ex | CZ08 | cDXHP | SWHC046-01 | ExAnte2019 | IOU workpaper | 2019-11-06 | Cap-Tons | 1 |  |  | 100.5045 | 0 | 17.9425 | -19.5126 | 0 | 18.5573 | [6 empty] | DEER:HVAC_Split-Package_HP | Annual | FALSE
Any | SWHC046S | EUn | ex | CZ09 | cDXHP | SWHC046-01 | ExAnte2019 | IOU workpaper | 2019-11-06 | Cap-Tons | 1 |  |  | 84.7385 | 0 | 19.3198 | -34.0493 | 0 | 20.0475 | [6 empty] | DEER:HVAC_Split-Package_HP | Annual | FALSE
Any | SWHC046S | EUn | ex | CZ10 | cDXHP | SWHC046-01 | ExAnte2019 | IOU workpaper | 2019-11-06 | Cap-Tons | 1 |  |  | 87.2291 | 0 | 20.5657 | -38.7303 | 0 | 21.2498 | [6 empty] | DEER:HVAC_Split-Package_HP | Annual | FALSE
Any | SWHC046S | EUn | ex | CZ11 | cDXHP | SWHC046-01 | ExAnte2019 | IOU workpaper | 2019-11-06 | Cap-Tons | 1 |  |  | -44.5537 | 0 | 41.9968 | -172.9642 | 0 | 43.0346 | [6 empty] | DEER:HVAC_Split-Package_HP | Annual | FALSE
Any | SWHC046S | EUn | ex | CZ12 | cDXHP | SWHC046-01 | ExAnte2019 | IOU workpaper | 2019-11-06 | Cap-Tons | 1 |  |  | -72.9147 | 0 | 45.0625 | -191.6275 | 0 | 46.1267 | [6 empty] | DEER:HVAC_Split-Package_HP | Annual | FALSE
Any | SWHC046S | EUn | ex | CZ13 | cDXHP | SWHC046-01 | ExAnte2019 | IOU workpaper | 2019-11-06 | Cap-Tons | 1 |  |  | -7.7631 | 0 | 36.871 | -138.2582 | 0 | 37.8155 | [6 empty] | DEER:HVAC_Split-Package_HP | Annual | FALSE
Any | SWHC046S | EUn | ex | CZ14 | cDXHP | SWHC046-01 | ExAnte2019 | IOU workpaper | 2019-11-06 | Cap-Tons | 1 |  |  | -41.7797 | 0 | 39.9814 | -170.8087 | 0 | 40.9443 | [6 empty] | DEER:HVAC_Split-Package_HP | Annual | FALSE
Any | SWHC046S | EUn | ex | CZ15 | cDXHP | SWHC046-01 | ExAnte2019 | IOU workpaper | 2019-11-06 | Cap-Tons | 1 |  |  | 226.2017 | 0 | 5.9417 | 61.5019 | 0 | 6.2621 | [6 empty] | DEER:HVAC_Split-Package_HP | Annual | FALSE
Any | SWHC046S | EUn | ex | CZ16 | cDXHP | SWHC046-01 | ExAnte2019 | IOU workpaper | 2019-11-06 | Cap-Tons | 1 |  |  | -638.0054 | 0 | 105.8118 | -731.6606 | 0 | 107.372 | [6 empty] | DEER:HVAC_Split-Package_HP | Annual | FALSE
Any | SWHC046S | Gro | ex | CZ01 | cDXHP | SWHC046-01 | ExAnte2019 | IOU workpaper | 2019-11-06 | Cap-Tons | 1 |  |  | -2593.2146 | 0 | 486.8445 | -2816.4029 | 0 | 495.8139 | [6 empty] | DEER:HVAC_Split-Package_HP | Annual | FALSE
Any | SWHC046S | Gro | ex | CZ02 | cDXHP | SWHC046-01 | ExAnte2019 | IOU workpaper | 2019-11-06 | Cap-Tons | 1 |  |  | -698.1624 | 0 | 162.6221 | -864.1422 | 0 | 166.7271 | [6 empty] | DEER:HVAC_Split-Package_HP | Annual | FALSE
Any | SWHC046S | Gro | ex | CZ03 | cDXHP | SWHC046-01 | ExAnte2019 | IOU workpaper | 2019-11-06 | Cap-Tons | 1 |  |  | -862.5453 | 0 | 215.1071 | -1051.018 | 0 | 220.784 | [6 empty] | DEER:HVAC_Split-Package_HP | Annual | FALSE
Any | SWHC046S | Gro | ex | CZ04 | cDXHP | SWHC046-01 | ExAnte2019 | IOU workpaper | 2019-11-06 | Cap-Tons | 1 |  |  | -513.6892 | 0 | 141.7968 | -683.889 | 0 | 145.6467 | [6 empty] | DEER:HVAC_Split-Package_HP | Annual | FALSE
Any | SWHC046S | Gro | ex | CZ05 | cDXHP | SWHC046-01 | ExAnte2019 | IOU workpaper | 2019-11-06 | Cap-Tons | 1 |  |  | -1086.4219 | 0 | 253.0518 | -1289.0945 | 0 | 259.3241 | [6 empty] | DEER:HVAC_Split-Package_HP | Annual | FALSE
Any | SWHC046S | Gro | ex | CZ06 | cDXHP | SWHC046-01 | ExAnte2019 | IOU workpaper | 2019-11-06 | Cap-Tons | 1 |  |  | -205.0209 | 0 | 90.73 | -375.5387 | 0 | 94.0896 | [6 empty] | DEER:HVAC_Split-Package_HP | Annual | FALSE
Any | SWHC046S | Gro | ex | CZ07 | cDXHP | SWHC046-01 | ExAnte2019 | IOU workpaper | 2019-11-06 | Cap-Tons | 1 |  |  | -179.1524 | 0 | 103.2547 | -389.9943 | 0 | 107.6816 | [6 empty] | DEER:HVAC_Split-Package_HP | Annual | FALSE
Any | SWHC046S | Gro | ex | CZ08 | cDXHP | SWHC046-01 | ExAnte2019 | IOU workpaper | 2019-11-06 | Cap-Tons | 1 |  |  | -80.2222 | 0 | 75.425 | -259.804 | 0 | 78.2483 | [6 empty] | DEER:HVAC_Split-Package_HP | Annual | FALSE
Any | SWHC046S | Gro | ex | CZ09 | cDXHP | SWHC046-01 | ExAnte2019 | IOU workpaper | 2019-11-06 | Cap-Tons | 1 |  |  | -58.5858 | 0 | 68.649 | -239.4852 | 0 | 71.553 | [6 empty] | DEER:HVAC_Split-Package_HP | Annual | FALSE
Any | SWHC046S | Gro | ex | CZ10 | cDXHP | SWHC046-01 | ExAnte2019 | IOU workpaper | 2019-11-06 | Cap-Tons | 1 |  |  | -112.9803 | 0 | 77.2602 | -297.2706 | 0 | 80.1494 | [6 empty] | DEER:HVAC_Split-Package_HP | Annual | FALSE
Any | SWHC046S | Gro | ex | CZ11 | cDXHP | SWHC046-01 | ExAnte2019 | IOU workpaper | 2019-11-06 | Cap-Tons | 1 |  |  | -362.5271 | 0 | 108.3552 | -556.4333 | 0 | 111.6264 | [6 empty] | DEER:HVAC_Split-Package_HP | Annual | FALSE
Any | SWHC046S | Gro | ex | CZ12 | cDXHP | SWHC046-01 | ExAnte2019 | IOU workpaper | 2019-11-06 | Cap-Tons | 1 |  |  | -388.9437 | 0 | 109.8729 | -562.5638 | 0 | 113.3425 | [6 empty] | DEER:HVAC_Split-Package_HP | Annual | FALSE
Any | SWHC046S | Gro | ex | CZ13 | cDXHP | SWHC046-01 | ExAnte2019 | IOU workpaper | 2019-11-06 | Cap-Tons | 1 |  |  | -293.3227 | 0 | 99.7323 | -481.4383 | 0 | 102.8094 | [6 empty] | DEER:HVAC_Split-Package_HP | Annual | FALSE
Any | SWHC046S | Gro | ex | CZ14 | cDXHP | SWHC046-01 | ExAnte2019 | IOU workpaper | 2019-11-06 | Cap-Tons | 1 |  |  | -350.8328 | 0 | 106.2657 | -545.4642 | 0 | 109.4773 | [6 empty] | DEER:HVAC_Split-Package_HP | Annual | FALSE
Any | SWHC046S | Gro | ex | CZ15 | cDXHP | SWHC046-01 | ExAnte2019 | IOU workpaper | 2019-11-06 | Cap-Tons | 1 |  |  | 278.6347 | 0 | 23.9306 | 47.0547 | 0 | 25.5129 | [6 empty] | DEER:HVAC_Split-Package_HP | Annual | FALSE
Any | SWHC046S | Gro | ex | CZ16 | cDXHP | SWHC046-01 | ExAnte2019 | IOU workpaper | 2019-11-06 | Cap-Tons | 1 |  |  | -1957.0684 | 0 | 339.1115 | -2158.1028 | 0 | 344.6307 | [6 empty] | DEER:HVAC_Split-Package_HP | Annual | FALSE
Any | SWHC046S | Hsp | ex | CZ01 | cDXHP | SWHC046-01 | ExAnte2019 | IOU workpaper | 2019-11-06 | Cap-Tons | 1 |  |  | -183.6144 | 0 | 77.0962 | -349.3488 | 0 | 82.6705 | [6 empty] | DEER:HVAC_Split-Package_HP | Annual | FALSE
Any | SWHC046S | Hsp | ex | CZ02 | cDXHP | SWHC046-01 | ExAnte2019 | IOU workpaper | 2019-11-06 | Cap-Tons | 1 |  |  | 17.0665 | 0 | 49.9415 | -177.5006 | 0 | 53.46 | [6 empty] | DEER:HVAC_Split-Package_HP | Annual | FALSE
Any | SWHC046S | Hsp | ex | CZ03 | cDXHP | SWHC046-01 | ExAnte2019 | IOU workpaper | 2019-11-06 | Cap-Tons | 1 |  |  | 89.4692 | 0 | 37.0345 | -86.2925 | 0 | 40.3935 | [6 empty] | DEER:HVAC_Split-Package_HP | Annual | FALSE
Any | SWHC046S | Hsp | ex | CZ04 | cDXHP | SWHC046-01 | ExAnte2019 | IOU workpaper | 2019-11-06 | Cap-Tons | 1 |  |  | 99.1403 | 0 | 37.1865 | -98.8476 | 0 | 39.9847 | [6 empty] | DEER:HVAC_Split-Package_HP | Annual | FALSE
Any | SWHC046S | Hsp | ex | CZ05 | cDXHP | SWHC046-01 | ExAnte2019 | IOU workpaper | 2019-11-06 | Cap-Tons | 1 |  |  | 54.4432 | 0 | 41.6978 | -121.3427 | 0 | 45.3414 | [6 empty] | DEER:HVAC_Split-Package_HP | Annual | FALSE
Any | SWHC046S | Hsp | ex | CZ06 | cDXHP | SWHC046-01 | ExAnte2019 | IOU workpaper | 2019-11-06 | Cap-Tons | 1 |  |  | 244.6178 | 0 | 17.7838 | 41.8015 | 0 | 19.6341 | [6 empty] | DEER:HVAC_Split-Package_HP | Annual | FALSE
Any | SWHC046S | Hsp | ex | CZ07 | cDXHP | SWHC046-01 | ExAnte2019 | IOU workpaper | 2019-11-06 | Cap-Tons | 1 |  |  | 297.7258 | 0 | 7.6804 | 100.9969 | 0 | 8.9004 | [6 empty] | DEER:HVAC_Split-Package_HP | Annual | FALSE
Any | SWHC046S | Hsp | ex | CZ08 | cDXHP | SWHC046-01 | ExAnte2019 | IOU workpaper | 2019-11-06 | Cap-Tons | 1 |  |  | 286.1612 | 0 | 13.3892 | 73.0221 | 0 | 14.9207 | [6 empty] | DEER:HVAC_Split-Package_HP | Annual | FALSE
Any | SWHC046S | Hsp | ex | CZ09 | cDXHP | SWHC046-01 | ExAnte2019 | IOU workpaper | 2019-11-06 | Cap-Tons | 1 |  |  | 255.6073 | 0 | 18.6329 | 39.1312 | 0 | 20.4632 | [6 empty] | DEER:HVAC_Split-Package_HP | Annual | FALSE
Any | SWHC046S | Hsp | ex | CZ10 | cDXHP | SWHC046-01 | ExAnte2019 | IOU workpaper | 2019-11-06 | Cap-Tons | 1 |  |  | 239.6651 | 0 | 22.6343 | 17.9115 | 0 | 24.6327 | [6 empty] | DEER:HVAC_Split-Package_HP | Annual | FALSE
Any | SWHC046S | Hsp | ex | CZ11 | cDXHP | SWHC046-01 | ExAnte2019 | IOU workpaper | 2019-11-06 | Cap-Tons | 1 |  |  | 71.3607 | 0 | 48.5972 | -156.6845 | 0 | 51.4632 | [6 empty] | DEER:HVAC_Split-Package_HP | Annual | FALSE
Any | SWHC046S | Hsp | ex | CZ12 | cDXHP | SWHC046-01 | ExAnte2019 | IOU workpaper | 2019-11-06 | Cap-Tons | 1 |  |  | 72.7695 | 0 | 45.7941 | -138.0578 | 0 | 48.746 | [6 empty] | DEER:HVAC_Split-Package_HP | Annual | FALSE
Any | SWHC046S | Hsp | ex | CZ13 | cDXHP | SWHC046-01 | ExAnte2019 | IOU workpaper | 2019-11-06 | Cap-Tons | 1 |  |  | 117.3659 | 0 | 42.8798 | -111.9038 | 0 | 45.542 | [6 empty] | DEER:HVAC_Split-Package_HP | Annual | FALSE
Any | SWHC046S | Hsp | ex | CZ14 | cDXHP | SWHC046-01 | ExAnte2019 | IOU workpaper | 2019-11-06 | Cap-Tons | 1 |  |  | 23.4219 | 0 | 54.2206 | -206.0239 | 0 | 57.1296 | [6 empty] | DEER:HVAC_Split-Package_HP | Annual | FALSE
Any | SWHC046S | Hsp | ex | CZ15 | cDXHP | SWHC046-01 | ExAnte2019 | IOU workpaper | 2019-11-06 | Cap-Tons | 1 |  |  | 397.5583 | 0 | 8.2664 | 122.2889 | 0 | 9.154 | [6 empty] | DEER:HVAC_Split-Package_HP | Annual | FALSE
Any | SWHC046S | Hsp | ex | CZ16 | cDXHP | SWHC046-01 | ExAnte2019 | IOU workpaper | 2019-11-06 | Cap-Tons | 1 |  |  | -542.2844 | 0 | 119.8929 | -730.5954 | 0 | 124.1252 | [6 empty] | DEER:HVAC_Split-Package_HP | Annual | FALSE
Any | SWHC046S | Htl | ex | CZ01 | cDXHP | SWHC046-01 | ExAnte2019 | IOU workpaper | 2019-11-06 | Cap-Tons | 1 |  |  | -1078.5087 | 0 | 218.9019 | -1208.9166 | 0 | 223.0096 | [6 empty] | DEER:HVAC_Split-Package_HP | Annual | FALSE
Any | SWHC046S | Htl | ex | CZ02 | cDXHP | SWHC046-01 | ExAnte2019 | IOU workpaper | 2019-11-06 | Cap-Tons | 1 |  |  | -626.476 | 0 | 137.7514 | -787.9709 | 0 | 140.5977 | [6 empty] | DEER:HVAC_Split-Package_HP | Annual | FALSE
Any | SWHC046S | Htl | ex | CZ03 | cDXHP | SWHC046-01 | ExAnte2019 | IOU workpaper | 2019-11-06 | Cap-Tons | 1 |  |  | -414.7394 | 0 | 118.7201 | -558.6969 | 0 | 121.7735 | [6 empty] | DEER:HVAC_Split-Package_HP | Annual | FALSE
Any | SWHC046S | Htl | ex | CZ04 | cDXHP | SWHC046-01 | ExAnte2019 | IOU workpaper | 2019-11-06 | Cap-Tons | 1 |  |  | -391.184 | 0 | 99.679 | -555.532 | 0 | 102.1176 | [6 empty] | DEER:HVAC_Split-Package_HP | Annual | FALSE
Any | SWHC046S | Htl | ex | CZ05 | cDXHP | SWHC046-01 | ExAnte2019 | IOU workpaper | 2019-11-06 | Cap-Tons | 1 |  |  | -492.5787 | 0 | 128.0878 | -636.4168 | 0 | 131.1556 | [6 empty] | DEER:HVAC_Split-Package_HP | Annual | FALSE
Any | SWHC046S | Htl | ex | CZ06 | cDXHP | SWHC046-01 | ExAnte2019 | IOU workpaper | 2019-11-06 | Cap-Tons | 1 |  |  | -26.4923 | 0 | 58.5376 | -198.4216 | 0 | 60.4969 | [6 empty] | DEER:HVAC_Split-Package_HP | Annual | FALSE
Any | SWHC046S | Htl | ex | CZ07 | cDXHP | SWHC046-01 | ExAnte2019 | IOU workpaper | 2019-11-06 | Cap-Tons | 1 |  |  | 72.7167 | 0 | 40.3463 | -92.9144 | 0 | 42.1042 | [6 empty] | DEER:HVAC_Split-Package_HP | Annual | FALSE
Any | SWHC046S | Htl | ex | CZ08 | cDXHP | SWHC046-01 | ExAnte2019 | IOU workpaper | 2019-11-06 | Cap-Tons | 1 |  |  | 49.0218 | 0 | 47.6629 | -140.9442 | 0 | 49.3835 | [6 empty] | DEER:HVAC_Split-Package_HP | Annual | FALSE
Any | SWHC046S | Htl | ex | CZ09 | cDXHP | SWHC046-01 | ExAnte2019 | IOU workpaper | 2019-11-06 | Cap-Tons | 1 |  |  | 9.1504 | 0 | 52.0639 | -179.6448 | 0 | 53.9728 | [6 empty] | DEER:HVAC_Split-Package_HP | Annual | FALSE
Any | SWHC046S | Htl | ex | CZ10 | cDXHP | SWHC046-01 | ExAnte2019 | IOU workpaper | 2019-11-06 | Cap-Tons | 1 |  |  | -27.2528 | 0 | 61.1291 | -224.1053 | 0 | 63.0489 | [6 empty] | DEER:HVAC_Split-Package_HP | Annual | FALSE
Any | SWHC046S | Htl | ex | CZ11 | cDXHP | SWHC046-01 | ExAnte2019 | IOU workpaper | 2019-11-06 | Cap-Tons | 1 |  |  | -293.9659 | 0 | 102.5058 | -494.6229 | 0 | 104.9011 | [6 empty] | DEER:HVAC_Split-Package_HP | Annual | FALSE
Any | SWHC046S | Htl | ex | CZ12 | cDXHP | SWHC046-01 | ExAnte2019 | IOU workpaper | 2019-11-06 | Cap-Tons | 1 |  |  | -344.0883 | 0 | 109.0538 | -529.2815 | 0 | 111.6169 | [6 empty] | DEER:HVAC_Split-Package_HP | Annual | FALSE
Any | SWHC046S | Htl | ex | CZ13 | cDXHP | SWHC046-01 | ExAnte2019 | IOU workpaper | 2019-11-06 | Cap-Tons | 1 |  |  | -215.4841 | 0 | 91.5544 | -418.3719 | 0 | 93.8156 | [6 empty] | DEER:HVAC_Split-Package_HP | Annual | FALSE
Any | SWHC046S | Htl | ex | CZ14 | cDXHP | SWHC046-01 | ExAnte2019 | IOU workpaper | 2019-11-06 | Cap-Tons | 1 |  |  | -343.4032 | 0 | 106.0063 | -543.4223 | 0 | 108.3647 | [6 empty] | DEER:HVAC_Split-Package_HP | Annual | FALSE
Any | SWHC046S | Htl | ex | CZ15 | cDXHP | SWHC046-01 | ExAnte2019 | IOU workpaper | 2019-11-06 | Cap-Tons | 1 |  |  | 272.1782 | 0 | 22.482 | 16.2668 | 0 | 23.5726 | [6 empty] | DEER:HVAC_Split-Package_HP | Annual | FALSE
Any | SWHC046S | Htl | ex | CZ16 | cDXHP | SWHC046-01 | ExAnte2019 | IOU workpaper | 2019-11-06 | Cap-Tons | 1 |  |  | -1549.8578 | 0 | 238.2563 | -1703.7548 | 0 | 241.3126 | [6 empty] | DEER:HVAC_Split-Package_HP | Annual | FALSE
Any | SWHC046S | MBT | ex | CZ01 | cDXHP | SWHC046-01 | ExAnte2019 | IOU workpaper | 2019-11-06 | Cap-Tons | 1 |  |  | -219.1199 | 0 | 58.2177 | -288.976 | 0 | 59.5501 | [6 empty] | DEER:HVAC_Split-Package_HP | Annual | FALSE
Any | SWHC046S | MBT | ex | CZ02 | cDXHP | SWHC046-01 | ExAnte2019 | IOU workpaper | 2019-11-06 | Cap-Tons | 1 |  |  | -49.1568 | 0 | 32.0404 | -141.4892 | 0 | 32.8205 | [6 empty] | DEER:HVAC_Split-Package_HP | Annual | FALSE
Any | SWHC046S | MBT | ex | CZ03 | cDXHP | SWHC046-01 | ExAnte2019 | IOU workpaper | 2019-11-06 | Cap-Tons | 1 |  |  | -6.9099 | 0 | 27.3217 | -89.6213 | 0 | 28.1691 | [6 empty] | DEER:HVAC_Split-Package_HP | Annual | FALSE
Any | SWHC046S | MBT | ex | CZ04 | cDXHP | SWHC046-01 | ExAnte2019 | IOU workpaper | 2019-11-06 | Cap-Tons | 1 |  |  | 22.1864 | 0 | 22.0012 | -73.5739 | 0 | 22.6416 | [6 empty] | DEER:HVAC_Split-Package_HP | Annual | FALSE
Any | SWHC046S | MBT | ex | CZ05 | cDXHP | SWHC046-01 | ExAnte2019 | IOU workpaper | 2019-11-06 | Cap-Tons | 1 |  |  | -13.0404 | 0 | 27.8181 | -97.4412 | 0 | 28.6579 | [6 empty] | DEER:HVAC_Split-Package_HP | Annual | FALSE
Any | SWHC046S | MBT | ex | CZ06 | cDXHP | SWHC046-01 | ExAnte2019 | IOU workpaper | 2019-11-06 | Cap-Tons | 1 |  |  | 109.2897 | 0 | 12.0719 | 8.3188 | 0 | 12.5615 | [6 empty] | DEER:HVAC_Split-Package_HP | Annual | FALSE
Any | SWHC046S | MBT | ex | CZ07 | cDXHP | SWHC046-01 | ExAnte2019 | IOU workpaper | 2019-11-06 | Cap-Tons | 1 |  |  | 120.8182 | 0 | 8.6652 | 24.8187 | 0 | 9.0892 | [6 empty] | DEER:HVAC_Split-Package_HP | Annual | FALSE
Any | SWHC046S | MBT | ex | CZ08 | cDXHP | SWHC046-01 | ExAnte2019 | IOU workpaper | 2019-11-06 | Cap-Tons | 1 |  |  | 119.689 | 0 | 10.3618 | 13.0724 | 0 | 10.7855 | [6 empty] | DEER:HVAC_Split-Package_HP | Annual | FALSE
Any | SWHC046S | MBT | ex | CZ09 | cDXHP | SWHC046-01 | ExAnte2019 | IOU workpaper | 2019-11-06 | Cap-Tons | 1 |  |  | 102.7082 | 0 | 12.6885 | -2.6975 | 0 | 13.2159 | [6 empty] | DEER:HVAC_Split-Package_HP | Annual | FALSE
Any | SWHC046S | MBT | ex | CZ10 | cDXHP | SWHC046-01 | ExAnte2019 | IOU workpaper | 2019-11-06 | Cap-Tons | 1 |  |  | 108.6076 | 0 | 12.8991 | -1.6625 | 0 | 13.3681 | [6 empty] | DEER:HVAC_Split-Package_HP | Annual | FALSE
Any | SWHC046S | MBT | ex | CZ11 | cDXHP | SWHC046-01 | ExAnte2019 | IOU workpaper | 2019-11-06 | Cap-Tons | 1 |  |  | 27.7559 | 0 | 25.4201 | -80.765 | 0 | 26.1667 | [6 empty] | DEER:HVAC_Split-Package_HP | Annual | FALSE
Any | SWHC046S | MBT | ex | CZ12 | cDXHP | SWHC046-01 | ExAnte2019 | IOU workpaper | 2019-11-06 | Cap-Tons | 1 |  |  | 4.0071 | 0 | 26.963 | -96.3339 | 0 | 27.7152 | [6 empty] | DEER:HVAC_Split-Package_HP | Annual | FALSE
Any | SWHC046S | MBT | ex | CZ13 | cDXHP | SWHC046-01 | ExAnte2019 | IOU workpaper | 2019-11-06 | Cap-Tons | 1 |  |  | 44.5294 | 0 | 23.0651 | -65.5008 | 0 | 23.7597 | [6 empty] | DEER:HVAC_Split-Package_HP | Annual | FALSE
Any | SWHC046S | MBT | ex | CZ14 | cDXHP | SWHC046-01 | ExAnte2019 | IOU workpaper | 2019-11-06 | Cap-Tons | 1 |  |  | 18.5805 | 0 | 26.4026 | -93.1927 | 0 | 27.1551 | [6 empty] | DEER:HVAC_Split-Package_HP | Annual | FALSE
Any | SWHC046S | MBT | ex | CZ15 | cDXHP | SWHC046-01 | ExAnte2019 | IOU workpaper | 2019-11-06 | Cap-Tons | 1 |  |  | 200.8046 | 0 | 3.995 | 59.8184 | 0 | 4.2416 | [6 empty] | DEER:HVAC_Split-Package_HP | Annual | FALSE
Any | SWHC046S | MBT | ex | CZ16 | cDXHP | SWHC046-01 | ExAnte2019 | IOU workpaper | 2019-11-06 | Cap-Tons | 1 |  |  | -428.3945 | 0 | 76.1537 | -515.5497 | 0 | 77.4262 | [6 empty] | DEER:HVAC_Split-Package_HP | Annual | FALSE
Any | SWHC046S | MLI | ex | CZ01 | cDXHP | SWHC046-01 | ExAnte2019 | IOU workpaper | 2019-11-06 | Cap-Tons | 1 |  |  | -554.1734 | 0 | 87.4118 | -611.4493 | 0 | 89.1962 | [6 empty] | DEER:HVAC_Split-Package_HP | Annual | FALSE
Any | SWHC046S | MLI | ex | CZ02 | cDXHP | SWHC046-01 | ExAnte2019 | IOU workpaper | 2019-11-06 | Cap-Tons | 1 |  |  | -274.8682 | 0 | 55.082 | -354.6754 | 0 | 56.3546 | [6 empty] | DEER:HVAC_Split-Package_HP | Annual | FALSE
Any | SWHC046S | MLI | ex | CZ03 | cDXHP | SWHC046-01 | ExAnte2019 | IOU workpaper | 2019-11-06 | Cap-Tons | 1 |  |  | -199.1896 | 0 | 44.5672 | -265.0931 | 0 | 45.8295 | [6 empty] | DEER:HVAC_Split-Package_HP | Annual | FALSE
Any | SWHC046S | MLI | ex | CZ04 | cDXHP | SWHC046-01 | ExAnte2019 | IOU workpaper | 2019-11-06 | Cap-Tons | 1 |  |  | -182.4876 | 0 | 40.9144 | -262.399 | 0 | 41.9732 | [6 empty] | DEER:HVAC_Split-Package_HP | Annual | FALSE
Any | SWHC046S | MLI | ex | CZ05 | cDXHP | SWHC046-01 | ExAnte2019 | IOU workpaper | 2019-11-06 | Cap-Tons | 1 |  |  | -244.5684 | 0 | 48.5252 | -310.646 | 0 | 49.7375 | [6 empty] | DEER:HVAC_Split-Package_HP | Annual | FALSE
Any | SWHC046S | MLI | ex | CZ06 | cDXHP | SWHC046-01 | ExAnte2019 | IOU workpaper | 2019-11-06 | Cap-Tons | 1 |  |  | -14.7048 | 0 | 21.8541 | -97.8212 | 0 | 22.5617 | [6 empty] | DEER:HVAC_Split-Package_HP | Annual | FALSE
Any | SWHC046S | MLI | ex | CZ07 | cDXHP | SWHC046-01 | ExAnte2019 | IOU workpaper | 2019-11-06 | Cap-Tons | 1 |  |  | 33.924 | 0 | 14.1536 | -44.1916 | 0 | 14.7493 | [6 empty] | DEER:HVAC_Split-Package_HP | Annual | FALSE
Any | SWHC046S | MLI | ex | CZ08 | cDXHP | SWHC046-01 | ExAnte2019 | IOU workpaper | 2019-11-06 | Cap-Tons | 1 |  |  | 32.7016 | 0 | 20.0378 | -60.5364 | 0 | 20.7185 | [6 empty] | DEER:HVAC_Split-Package_HP | Annual | FALSE
Any | SWHC046S | MLI | ex | CZ09 | cDXHP | SWHC046-01 | ExAnte2019 | IOU workpaper | 2019-11-06 | Cap-Tons | 1 |  |  | 28.3044 | 0 | 21.4624 | -67.0892 | 0 | 22.2397 | [6 empty] | DEER:HVAC_Split-Package_HP | Annual | FALSE
Any | SWHC046S | MLI | ex | CZ10 | cDXHP | SWHC046-01 | ExAnte2019 | IOU workpaper | 2019-11-06 | Cap-Tons | 1 |  |  | 22.2989 | 0 | 22.0011 | -76.3543 | 0 | 22.7538 | [6 empty] | DEER:HVAC_Split-Package_HP | Annual | FALSE
Any | SWHC046S | MLI | ex | CZ11 | cDXHP | SWHC046-01 | ExAnte2019 | IOU workpaper | 2019-11-06 | Cap-Tons | 1 |  |  | -119.997 | 0 | 42.2789 | -220.0071 | 0 | 43.4691 | [6 empty] | DEER:HVAC_Split-Package_HP | Annual | FALSE
Any | SWHC046S | MLI | ex | CZ12 | cDXHP | SWHC046-01 | ExAnte2019 | IOU workpaper | 2019-11-06 | Cap-Tons | 1 |  |  | -148.3852 | 0 | 43.7271 | -239.2751 | 0 | 44.9258 | [6 empty] | DEER:HVAC_Split-Package_HP | Annual | FALSE
Any | SWHC046S | MLI | ex | CZ13 | cDXHP | SWHC046-01 | ExAnte2019 | IOU workpaper | 2019-11-06 | Cap-Tons | 1 |  |  | -71.0624 | 0 | 35.6887 | -172.7135 | 0 | 36.7715 | [6 empty] | DEER:HVAC_Split-Package_HP | Annual | FALSE
Any | SWHC046S | MLI | ex | CZ14 | cDXHP | SWHC046-01 | ExAnte2019 | IOU workpaper | 2019-11-06 | Cap-Tons | 1 |  |  | -149.8695 | 0 | 45.4378 | -254.1869 | 0 | 46.6009 | [6 empty] | DEER:HVAC_Split-Package_HP | Annual | FALSE
Any | SWHC046S | MLI | ex | CZ15 | cDXHP | SWHC046-01 | ExAnte2019 | IOU workpaper | 2019-11-06 | Cap-Tons | 1 |  |  | 173.3968 | 0 | 6.1024 | 40.4706 | 0 | 6.4602 | [6 empty] | DEER:HVAC_Split-Package_HP | Annual | FALSE
Any | SWHC046S | MLI | ex | CZ16 | cDXHP | SWHC046-01 | ExAnte2019 | IOU workpaper | 2019-11-06 | Cap-Tons | 1 |  |  | -764.6935 | 0 | 104.0808 | -835.2911 | 0 | 105.6131 | [6 empty] | DEER:HVAC_Split-Package_HP | Annual | FALSE
Any | SWHC046S | Mtl | ex | CZ01 | cDXHP | SWHC046-01 | ExAnte2019 | IOU workpaper | 2019-11-06 | Cap-Tons | 1 |  |  | -351.0024 | 0 | 105.5112 | -518.0199 | 0 | 110.1453 | [6 empty] | DEER:HVAC_Split-Package_HP | Annual | FALSE
Any | SWHC046S | Mtl | ex | CZ02 | cDXHP | SWHC046-01 | ExAnte2019 | IOU workpaper | 2019-11-06 | Cap-Tons | 1 |  |  | -262.1432 | 0 | 98.7767 | -466.8387 | 0 | 102.051 | [6 empty] | DEER:HVAC_Split-Package_HP | Annual | FALSE
Any | SWHC046S | Mtl | ex | CZ03 | cDXHP | SWHC046-01 | ExAnte2019 | IOU workpaper | 2019-11-06 | Cap-Tons | 1 |  |  | 15.2755 | 0 | 51.933 | -165.7684 | 0 | 54.9672 | [6 empty] | DEER:HVAC_Split-Package_HP | Annual | FALSE
Any | SWHC046S | Mtl | ex | CZ04 | cDXHP | SWHC046-01 | ExAnte2019 | IOU workpaper | 2019-11-06 | Cap-Tons | 1 |  |  | -114.547 | 0 | 73.5222 | -324.6883 | 0 | 76.0815 | [6 empty] | DEER:HVAC_Split-Package_HP | Annual | FALSE
Any | SWHC046S | Mtl | ex | CZ05 | cDXHP | SWHC046-01 | ExAnte2019 | IOU workpaper | 2019-11-06 | Cap-Tons | 1 |  |  | -60.3389 | 0 | 62.6543 | -240.956 | 0 | 66.0253 | [6 empty] | DEER:HVAC_Split-Package_HP | Annual | FALSE
Any | SWHC046S | Mtl | ex | CZ06 | cDXHP | SWHC046-01 | ExAnte2019 | IOU workpaper | 2019-11-06 | Cap-Tons | 1 |  |  | 254.7243 | 0 | 19.5057 | 41.2257 | 0 | 20.9138 | [6 empty] | DEER:HVAC_Split-Package_HP | Annual | FALSE
Any | SWHC046S | Mtl | ex | CZ07 | cDXHP | SWHC046-01 | ExAnte2019 | IOU workpaper | 2019-11-06 | Cap-Tons | 1 |  |  | 325.1635 | 0 | 6.6317 | 116.844 | 0 | 7.3958 | [6 empty] | DEER:HVAC_Split-Package_HP | Annual | FALSE
Any | SWHC046S | Mtl | ex | CZ08 | cDXHP | SWHC046-01 | ExAnte2019 | IOU workpaper | 2019-11-06 | Cap-Tons | 1 |  |  | 277.1457 | 0 | 21.1552 | 44.8365 | 0 | 22.4135 | [6 empty] | DEER:HVAC_Split-Package_HP | Annual | FALSE
Any | SWHC046S | Mtl | ex | CZ09 | cDXHP | SWHC046-01 | ExAnte2019 | IOU workpaper | 2019-11-06 | Cap-Tons | 1 |  |  | 249.4255 | 0 | 23.3861 | 17.6475 | 0 | 24.8429 | [6 empty] | DEER:HVAC_Split-Package_HP | Annual | FALSE
Any | SWHC046S | Mtl | ex | CZ10 | cDXHP | SWHC046-01 | ExAnte2019 | IOU workpaper | 2019-11-06 | Cap-Tons | 1 |  |  | 179.47 | 0 | 36.7679 | -55.7701 | 0 | 38.6048 | [6 empty] | DEER:HVAC_Split-Package_HP | Annual | FALSE
Any | SWHC046S | Mtl | ex | CZ11 | cDXHP | SWHC046-01 | ExAnte2019 | IOU workpaper | 2019-11-06 | Cap-Tons | 1 |  |  | -14.4681 | 0 | 66.1648 | -254.0512 | 0 | 68.6905 | [6 empty] | DEER:HVAC_Split-Package_HP | Annual | FALSE
Any | SWHC046S | Mtl | ex | CZ12 | cDXHP | SWHC046-01 | ExAnte2019 | IOU workpaper | 2019-11-06 | Cap-Tons | 1 |  |  | -58.6174 | 0 | 71.3679 | -280.6689 | 0 | 73.9932 | [6 empty] | DEER:HVAC_Split-Package_HP | Annual | FALSE
Any | SWHC046S | Mtl | ex | CZ13 | cDXHP | SWHC046-01 | ExAnte2019 | IOU workpaper | 2019-11-06 | Cap-Tons | 1 |  |  | 46.8399 | 0 | 58.2436 | -195.4623 | 0 | 60.5526 | [6 empty] | DEER:HVAC_Split-Package_HP | Annual | FALSE
Any | SWHC046S | Mtl | ex | CZ14 | cDXHP | SWHC046-01 | ExAnte2019 | IOU workpaper | 2019-11-06 | Cap-Tons | 1 |  |  | -80.79 | 0 | 73.6227 | -321.2227 | 0 | 76.0801 | [6 empty] | DEER:HVAC_Split-Package_HP | Annual | FALSE
Any | SWHC046S | Mtl | ex | CZ15 | cDXHP | SWHC046-01 | ExAnte2019 | IOU workpaper | 2019-11-06 | Cap-Tons | 1 |  |  | 429.9852 | 0 | 8.5034 | 129.8121 | 0 | 9.2801 | [6 empty] | DEER:HVAC_Split-Package_HP | Annual | FALSE
Any | SWHC046S | Mtl | ex | CZ16 | cDXHP | SWHC046-01 | ExAnte2019 | IOU workpaper | 2019-11-06 | Cap-Tons | 1 |  |  | -712.0163 | 0 | 144.3464 | -904.2389 | 0 | 148.0988 | [6 empty] | DEER:HVAC_Split-Package_HP | Annual | FALSE
Any | SWHC046S | Nrs | ex | CZ01 | cDXHP | SWHC046-01 | ExAnte2019 | IOU workpaper | 2019-11-06 | Cap-Tons | 1 |  |  | -440.0574 | 0 | 122.7048 | -597.084 | 0 | 126.6811 | [6 empty] | DEER:HVAC_Split-Package_HP | Annual | FALSE
Any | SWHC046S | Nrs | ex | CZ02 | cDXHP | SWHC046-01 | ExAnte2019 | IOU workpaper | 2019-11-06 | Cap-Tons | 1 |  |  | -208.4846 | 0 | 87.8712 | -391.5555 | 0 | 90.6964 | [6 empty] | DEER:HVAC_Split-Package_HP | Annual | FALSE
Any | SWHC046S | Nrs | ex | CZ03 | cDXHP | SWHC046-01 | ExAnte2019 | IOU workpaper | 2019-11-06 | Cap-Tons | 1 |  |  | -96.7503 | 0 | 69.5273 | -262.1546 | 0 | 72.2748 | [6 empty] | DEER:HVAC_Split-Package_HP | Annual | FALSE
Any | SWHC046S | Nrs | ex | CZ04 | cDXHP | SWHC046-01 | ExAnte2019 | IOU workpaper | 2019-11-06 | Cap-Tons | 1 |  |  | -83.4551 | 0 | 66.0475 | -268.5339 | 0 | 68.4209 | [6 empty] | DEER:HVAC_Split-Package_HP | Annual | FALSE
Any | SWHC046S | Nrs | ex | CZ05 | cDXHP | SWHC046-01 | ExAnte2019 | IOU workpaper | 2019-11-06 | Cap-Tons | 1 |  |  | -164.2635 | 0 | 79.8229 | -330.3831 | 0 | 82.7513 | [6 empty] | DEER:HVAC_Split-Package_HP | Annual | FALSE
Any | SWHC046S | Nrs | ex | CZ06 | cDXHP | SWHC046-01 | ExAnte2019 | IOU workpaper | 2019-11-06 | Cap-Tons | 1 |  |  | 98.1992 | 0 | 40.8015 | -89.8733 | 0 | 42.62 | [6 empty] | DEER:HVAC_Split-Package_HP | Annual | FALSE
Any | SWHC046S | Nrs | ex | CZ07 | cDXHP | SWHC046-01 | ExAnte2019 | IOU workpaper | 2019-11-06 | Cap-Tons | 1 |  |  | 173.0919 | 0 | 26.4156 | -8.0835 | 0 | 27.9287 | [6 empty] | DEER:HVAC_Split-Package_HP | Annual | FALSE
Any | SWHC046S | Nrs | ex | CZ08 | cDXHP | SWHC046-01 | ExAnte2019 | IOU workpaper | 2019-11-06 | Cap-Tons | 1 |  |  | 150.2441 | 0 | 33.695 | -47.0529 | 0 | 35.2997 | [6 empty] | DEER:HVAC_Split-Package_HP | Annual | FALSE
Any | SWHC046S | Nrs | ex | CZ09 | cDXHP | SWHC046-01 | ExAnte2019 | IOU workpaper | 2019-11-06 | Cap-Tons | 1 |  |  | 118.477 | 0 | 39.4639 | -83.7375 | 0 | 41.1854 | [6 empty] | DEER:HVAC_Split-Package_HP | Annual | FALSE
Any | SWHC046S | Nrs | ex | CZ10 | cDXHP | SWHC046-01 | ExAnte2019 | IOU workpaper | 2019-11-06 | Cap-Tons | 1 |  |  | 83.1042 | 0 | 46.7511 | -123.9924 | 0 | 48.5475 | [6 empty] | DEER:HVAC_Split-Package_HP | Annual | FALSE
Any | SWHC046S | Nrs | ex | CZ11 | cDXHP | SWHC046-01 | ExAnte2019 | IOU workpaper | 2019-11-06 | Cap-Tons | 1 |  |  | -79.392 | 0 | 71.6866 | -291.3789 | 0 | 73.9133 | [6 empty] | DEER:HVAC_Split-Package_HP | Annual | FALSE
Any | SWHC046S | Nrs | ex | CZ12 | cDXHP | SWHC046-01 | ExAnte2019 | IOU workpaper | 2019-11-06 | Cap-Tons | 1 |  |  | -96.8557 | 0 | 73.0956 | -293.6586 | 0 | 75.4842 | [6 empty] | DEER:HVAC_Split-Package_HP | Annual | FALSE
Any | SWHC046S | Nrs | ex | CZ13 | cDXHP | SWHC046-01 | ExAnte2019 | IOU workpaper | 2019-11-06 | Cap-Tons | 1 |  |  | -28.9697 | 0 | 64.7907 | -241.4562 | 0 | 66.8445 | [6 empty] | DEER:HVAC_Split-Package_HP | Annual | FALSE
Any | SWHC046S | Nrs | ex | CZ14 | cDXHP | SWHC046-01 | ExAnte2019 | IOU workpaper | 2019-11-06 | Cap-Tons | 1 |  |  | -133.6275 | 0 | 78.2439 | -345.0991 | 0 | 80.4743 | [6 empty] | DEER:HVAC_Split-Package_HP | Annual | FALSE
Any | SWHC046S | Nrs | ex | CZ15 | cDXHP | SWHC046-01 | ExAnte2019 | IOU workpaper | 2019-11-06 | Cap-Tons | 1 |  |  | 304.5411 | 0 | 19.5632 | 43.6235 | 0 | 20.4302 | [6 empty] | DEER:HVAC_Split-Package_HP | Annual | FALSE
Any | SWHC046S | Nrs | ex | CZ16 | cDXHP | SWHC046-01 | ExAnte2019 | IOU workpaper | 2019-11-06 | Cap-Tons | 1 |  |  | -752.3818 | 0 | 152.4787 | -924.2902 | 0 | 155.9127 | [6 empty] | DEER:HVAC_Split-Package_HP | Annual | FALSE
Any | SWHC046S | OfL | ex | CZ01 | cDXHP | SWHC046-01 | ExAnte2019 | IOU workpaper | 2019-11-06 | Cap-Tons | 1 |  |  | 45.4133 | 0 | 11.2757 | -20.5832 | 0 | 11.9138 | [6 empty] | DEER:HVAC_Split-Package_HP | Annual | FALSE
Any | SWHC046S | OfL | ex | CZ02 | cDXHP | SWHC046-01 | ExAnte2019 | IOU workpaper | 2019-11-06 | Cap-Tons | 1 |  |  | 111.0375 | 0 | 7.1158 | 18.0156 | 0 | 7.5098 | [6 empty] | DEER:HVAC_Split-Package_HP | Annual | FALSE
Any | SWHC046S | OfL | ex | CZ03 | cDXHP | SWHC046-01 | ExAnte2019 | IOU workpaper | 2019-11-06 | Cap-Tons | 1 |  |  | 103.5421 | 0 | 5.0123 | 26.2768 | 0 | 5.3599 | [6 empty] | DEER:HVAC_Split-Package_HP | Annual | FALSE
Any | SWHC046S | OfL | ex | CZ04 | cDXHP | SWHC046-01 | ExAnte2019 | IOU workpaper | 2019-11-06 | Cap-Tons | 1 |  |  | 121.783 | 0 | 5.8874 | 27.0058 | 0 | 6.2101 | [6 empty] | DEER:HVAC_Split-Package_HP | Annual | FALSE
Any | SWHC046S | OfL | ex | CZ05 | cDXHP | SWHC046-01 | ExAnte2019 | IOU workpaper | 2019-11-06 | Cap-Tons | 1 |  |  | 105.5973 | 0 | 4.9678 | 25.7971 | 0 | 5.2696 | [6 empty] | DEER:HVAC_Split-Package_HP | Annual | FALSE
Any | SWHC046S | OfL | ex | CZ06 | cDXHP | SWHC046-01 | ExAnte2019 | IOU workpaper | 2019-11-06 | Cap-Tons | 1 |  |  | 157.1902 | 0 | 1.2793 | 60.6826 | 0 | 1.3918 | [6 empty] | DEER:HVAC_Split-Package_HP | Annual | FALSE
Any | SWHC046S | OfL | ex | CZ07 | cDXHP | SWHC046-01 | ExAnte2019 | IOU workpaper | 2019-11-06 | Cap-Tons | 1 |  |  | 153.2259 | 0 | 0.3989 | 62.8755 | 0 | 0.4502 | [6 empty] | DEER:HVAC_Split-Package_HP | Annual | FALSE
Any | SWHC046S | OfL | ex | CZ08 | cDXHP | SWHC046-01 | ExAnte2019 | IOU workpaper | 2019-11-06 | Cap-Tons | 1 |  |  | 168.7127 | 0 | 1.3045 | 63.5251 | 0 | 1.415 | [6 empty] | DEER:HVAC_Split-Package_HP | Annual | FALSE
Any | SWHC046S | OfL | ex | CZ09 | cDXHP | SWHC046-01 | ExAnte2019 | IOU workpaper | 2019-11-06 | Cap-Tons | 1 |  |  | 159.7595 | 0 | 1.9968 | 56.0774 | 0 | 2.1676 | [6 empty] | DEER:HVAC_Split-Package_HP | Annual | FALSE
Any | SWHC046S | OfL | ex | CZ10 | cDXHP | SWHC046-01 | ExAnte2019 | IOU workpaper | 2019-11-06 | Cap-Tons | 1 |  |  | 172.4474 | 0 | 1.5725 | 63.0498 | 0 | 1.7083 | [6 empty] | DEER:HVAC_Split-Package_HP | Annual | FALSE
Any | SWHC046S | OfL | ex | CZ11 | cDXHP | SWHC046-01 | ExAnte2019 | IOU workpaper | 2019-11-06 | Cap-Tons | 1 |  |  | 136.3811 | 0 | 6.7646 | 28.034 | 0 | 7.1883 | [6 empty] | DEER:HVAC_Split-Package_HP | Annual | FALSE
Any | SWHC046S | OfL | ex | CZ12 | cDXHP | SWHC046-01 | ExAnte2019 | IOU workpaper | 2019-11-06 | Cap-Tons | 1 |  |  | 124.4928 | 0 | 6.4826 | 25.1091 | 0 | 6.8855 | [6 empty] | DEER:HVAC_Split-Package_HP | Annual | FALSE
Any | SWHC046S | OfL | ex | CZ13 | cDXHP | SWHC046-01 | ExAnte2019 | IOU workpaper | 2019-11-06 | Cap-Tons | 1 |  |  | 143.2126 | 0 | 5.8367 | 34.5156 | 0 | 6.2113 | [6 empty] | DEER:HVAC_Split-Package_HP | Annual | FALSE
Any | SWHC046S | OfL | ex | CZ14 | cDXHP | SWHC046-01 | ExAnte2019 | IOU workpaper | 2019-11-06 | Cap-Tons | 1 |  |  | 140.4101 | 0 | 6.3787 | 28.3159 | 0 | 6.7351 | [6 empty] | DEER:HVAC_Split-Package_HP | Annual | FALSE
Any | SWHC046S | OfL | ex | CZ15 | cDXHP | SWHC046-01 | ExAnte2019 | IOU workpaper | 2019-11-06 | Cap-Tons | 1 |  |  | 222.8806 | 0 | 0.3461 | 82.6536 | 0 | 0.3904 | [6 empty] | DEER:HVAC_Split-Package_HP | Annual | FALSE
Any | SWHC046S | OfL | ex | CZ16 | cDXHP | SWHC046-01 | ExAnte2019 | IOU workpaper | 2019-11-06 | Cap-Tons | 1 |  |  | -60.4198 | 0 | 26.5597 | -146.1976 | 0 | 27.4581 | [6 empty] | DEER:HVAC_Split-Package_HP | Annual | FALSE
Any | SWHC046S | OfS | ex | CZ01 | cDXHP | SWHC046-01 | ExAnte2019 | IOU workpaper | 2019-11-06 | Cap-Tons | 1 |  |  | -146.9512 | 0 | 38.9146 | -211.5555 | 0 | 40.1204 | [6 empty] | DEER:HVAC_Split-Package_HP | Annual | FALSE
Any | SWHC046S | OfS | ex | CZ02 | cDXHP | SWHC046-01 | ExAnte2019 | IOU workpaper | 2019-11-06 | Cap-Tons | 1 |  |  | -11.4367 | 0 | 23.3867 | -100.4587 | 0 | 24.1292 | [6 empty] | DEER:HVAC_Split-Package_HP | Annual | FALSE
Any | SWHC046S | OfS | ex | CZ03 | cDXHP | SWHC046-01 | ExAnte2019 | IOU workpaper | 2019-11-06 | Cap-Tons | 1 |  |  | 3.818 | 0 | 19.7257 | -70.3114 | 0 | 20.4827 | [6 empty] | DEER:HVAC_Split-Package_HP | Annual | FALSE
Any | SWHC046S | OfS | ex | CZ04 | cDXHP | SWHC046-01 | ExAnte2019 | IOU workpaper | 2019-11-06 | Cap-Tons | 1 |  |  | 18.1341 | 0 | 19.7065 | -72.2881 | 0 | 20.3453 | [6 empty] | DEER:HVAC_Split-Package_HP | Annual | FALSE
Any | SWHC046S | OfS | ex | CZ05 | cDXHP | SWHC046-01 | ExAnte2019 | IOU workpaper | 2019-11-06 | Cap-Tons | 1 |  |  | -2.6537 | 0 | 19.9985 | -79.0071 | 0 | 20.6815 | [6 empty] | DEER:HVAC_Split-Package_HP | Annual | FALSE
Any | SWHC046S | OfS | ex | CZ06 | cDXHP | SWHC046-01 | ExAnte2019 | IOU workpaper | 2019-11-06 | Cap-Tons | 1 |  |  | 108.1208 | 0 | 7.8048 | 15.9293 | 0 | 8.1476 | [6 empty] | DEER:HVAC_Split-Package_HP | Annual | FALSE
Any | SWHC046S | OfS | ex | CZ07 | cDXHP | SWHC046-01 | ExAnte2019 | IOU workpaper | 2019-11-06 | Cap-Tons | 1 |  |  | 121.7486 | 0 | 4.3277 | 35.3849 | 0 | 4.5857 | [6 empty] | DEER:HVAC_Split-Package_HP | Annual | FALSE
Any | SWHC046S | OfS | ex | CZ08 | cDXHP | SWHC046-01 | ExAnte2019 | IOU workpaper | 2019-11-06 | Cap-Tons | 1 |  |  | 123.56 | 0 | 7.6213 | 22.8956 | 0 | 7.9537 | [6 empty] | DEER:HVAC_Split-Package_HP | Annual | FALSE
Any | SWHC046S | OfS | ex | CZ09 | cDXHP | SWHC046-01 | ExAnte2019 | IOU workpaper | 2019-11-06 | Cap-Tons | 1 |  |  | 111.7653 | 0 | 9.0908 | 11.5235 | 0 | 9.5136 | [6 empty] | DEER:HVAC_Split-Package_HP | Annual | FALSE
Any | SWHC046S | OfS | ex | CZ10 | cDXHP | SWHC046-01 | ExAnte2019 | IOU workpaper | 2019-11-06 | Cap-Tons | 1 |  |  | 127.4747 | 0 | 7.6424 | 22.0766 | 0 | 7.9974 | [6 empty] | DEER:HVAC_Split-Package_HP | Annual | FALSE
Any | SWHC046S | OfS | ex | CZ11 | cDXHP | SWHC046-01 | ExAnte2019 | IOU workpaper | 2019-11-06 | Cap-Tons | 1 |  |  | 50.3555 | 0 | 19.1301 | -55.4465 | 0 | 19.8393 | [6 empty] | DEER:HVAC_Split-Package_HP | Annual | FALSE
Any | SWHC046S | OfS | ex | CZ12 | cDXHP | SWHC046-01 | ExAnte2019 | IOU workpaper | 2019-11-06 | Cap-Tons | 1 |  |  | 31.6068 | 0 | 19.627 | -64.9022 | 0 | 20.3511 | [6 empty] | DEER:HVAC_Split-Package_HP | Annual | FALSE
Any | SWHC046S | OfS | ex | CZ13 | cDXHP | SWHC046-01 | ExAnte2019 | IOU workpaper | 2019-11-06 | Cap-Tons | 1 |  |  | 66.5859 | 0 | 16.6085 | -39.0887 | 0 | 17.2728 | [6 empty] | DEER:HVAC_Split-Package_HP | Annual | FALSE
Any | SWHC046S | OfS | ex | CZ14 | cDXHP | SWHC046-01 | ExAnte2019 | IOU workpaper | 2019-11-06 | Cap-Tons | 1 |  |  | 57.9001 | 0 | 17.5362 | -51.5061 | 0 | 18.1516 | [6 empty] | DEER:HVAC_Split-Package_HP | Annual | FALSE
Any | SWHC046S | OfS | ex | CZ15 | cDXHP | SWHC046-01 | ExAnte2019 | IOU workpaper | 2019-11-06 | Cap-Tons | 1 |  |  | 208.7094 | 0 | 2.0988 | 70.3882 | 0 | 2.248 | [6 empty] | DEER:HVAC_Split-Package_HP | Annual | FALSE
Any | SWHC046S | OfS | ex | CZ16 | cDXHP | SWHC046-01 | ExAnte2019 | IOU workpaper | 2019-11-06 | Cap-Tons | 1 |  |  | -290.5809 | 0 | 54.6483 | -373.7446 | 0 | 55.8174 | [6 empty] | DEER:HVAC_Split-Package_HP | Annual | FALSE
Any | SWHC046S | RFF | ex | CZ01 | cDXHP | SWHC046-01 | ExAnte2019 | IOU workpaper | 2019-11-06 | Cap-Tons | 1 |  |  | -935.234 | 0 | 183.8593 | -1031.7504 | 0 | 187.184 | [6 empty] | DEER:HVAC_Split-Package_HP | Annual | FALSE
Any | SWHC046S | RFF | ex | CZ02 | cDXHP | SWHC046-01 | ExAnte2019 | IOU workpaper | 2019-11-06 | Cap-Tons | 1 |  |  | -460.0219 | 0 | 116.2567 | -600.9394 | 0 | 118.3994 | [6 empty] | DEER:HVAC_Split-Package_HP | Annual | FALSE
Any | SWHC046S | RFF | ex | CZ03 | cDXHP | SWHC046-01 | ExAnte2019 | IOU workpaper | 2019-11-06 | Cap-Tons | 1 |  |  | -297.6704 | 0 | 87.0047 | -411.4132 | 0 | 89.3157 | [6 empty] | DEER:HVAC_Split-Package_HP | Annual | FALSE
Any | SWHC046S | RFF | ex | CZ04 | cDXHP | SWHC046-01 | ExAnte2019 | IOU workpaper | 2019-11-06 | Cap-Tons | 1 |  |  | -249.9268 | 0 | 82.8845 | -395.3167 | 0 | 84.7314 | [6 empty] | DEER:HVAC_Split-Package_HP | Annual | FALSE
Any | SWHC046S | RFF | ex | CZ05 | cDXHP | SWHC046-01 | ExAnte2019 | IOU workpaper | 2019-11-06 | Cap-Tons | 1 |  |  | -349.3523 | 0 | 93.6099 | -462.8082 | 0 | 95.9295 | [6 empty] | DEER:HVAC_Split-Package_HP | Annual | FALSE
Any | SWHC046S | RFF | ex | CZ06 | cDXHP | SWHC046-01 | ExAnte2019 | IOU workpaper | 2019-11-06 | Cap-Tons | 1 |  |  | 38.299 | 0 | 35.2094 | -99.4527 | 0 | 36.4725 | [6 empty] | DEER:HVAC_Split-Package_HP | Annual | FALSE
Any | SWHC046S | RFF | ex | CZ07 | cDXHP | SWHC046-01 | ExAnte2019 | IOU workpaper | 2019-11-06 | Cap-Tons | 1 |  |  | 119.676 | 0 | 19.8747 | -12.5274 | 0 | 20.8664 | [6 empty] | DEER:HVAC_Split-Package_HP | Annual | FALSE
Any | SWHC046S | RFF | ex | CZ08 | cDXHP | SWHC046-01 | ExAnte2019 | IOU workpaper | 2019-11-06 | Cap-Tons | 1 |  |  | 78.8136 | 0 | 33.7192 | -80.8275 | 0 | 34.8682 | [6 empty] | DEER:HVAC_Split-Package_HP | Annual | FALSE
Any | SWHC046S | RFF | ex | CZ09 | cDXHP | SWHC046-01 | ExAnte2019 | IOU workpaper | 2019-11-06 | Cap-Tons | 1 |  |  | 51.1033 | 0 | 35.6356 | -106.3515 | 0 | 36.9437 | [6 empty] | DEER:HVAC_Split-Package_HP | Annual | FALSE
Any | SWHC046S | RFF | ex | CZ10 | cDXHP | SWHC046-01 | ExAnte2019 | IOU workpaper | 2019-11-06 | Cap-Tons | 1 |  |  | 41.8784 | 0 | 40.1531 | -125.9705 | 0 | 41.4386 | [6 empty] | DEER:HVAC_Split-Package_HP | Annual | FALSE
Any | SWHC046S | RFF | ex | CZ11 | cDXHP | SWHC046-01 | ExAnte2019 | IOU workpaper | 2019-11-06 | Cap-Tons | 1 |  |  | -206.3429 | 0 | 78.1022 | -375.8077 | 0 | 79.8781 | [6 empty] | DEER:HVAC_Split-Package_HP | Annual | FALSE
Any | SWHC046S | RFF | ex | CZ12 | cDXHP | SWHC046-01 | ExAnte2019 | IOU workpaper | 2019-11-06 | Cap-Tons | 1 |  |  | -254.8515 | 0 | 84.6927 | -409.6733 | 0 | 86.5469 | [6 empty] | DEER:HVAC_Split-Package_HP | Annual | FALSE
Any | SWHC046S | RFF | ex | CZ13 | cDXHP | SWHC046-01 | ExAnte2019 | IOU workpaper | 2019-11-06 | Cap-Tons | 1 |  |  | -141.5222 | 0 | 69.9339 | -315.6207 | 0 | 71.6004 | [6 empty] | DEER:HVAC_Split-Package_HP | Annual | FALSE
Any | SWHC046S | RFF | ex | CZ14 | cDXHP | SWHC046-01 | ExAnte2019 | IOU workpaper | 2019-11-06 | Cap-Tons | 1 |  |  | -221.0493 | 0 | 78.9309 | -390.1293 | 0 | 80.6956 | [6 empty] | DEER:HVAC_Split-Package_HP | Annual | FALSE
Any | SWHC046S | RFF | ex | CZ15 | cDXHP | SWHC046-01 | ExAnte2019 | IOU workpaper | 2019-11-06 | Cap-Tons | 1 |  |  | 299.5807 | 0 | 9.6321 | 75.0516 | 0 | 10.2248 | [6 empty] | DEER:HVAC_Split-Package_HP | Annual | FALSE
Any | SWHC046S | RFF | ex | CZ16 | cDXHP | SWHC046-01 | ExAnte2019 | IOU workpaper | 2019-11-06 | Cap-Tons | 1 |  |  | -1277.3351 | 0 | 199.5893 | -1400.8187 | 0 | 201.9534 | [6 empty] | DEER:HVAC_Split-Package_HP | Annual | FALSE
Any | SWHC046S | RSD | ex | CZ01 | cDXHP | SWHC046-01 | ExAnte2019 | IOU workpaper | 2019-11-06 | Cap-Tons | 1 |  |  | -359.2865 | 0 | 91.8502 | -435.211 | 0 | 94.1945 | [6 empty] | DEER:HVAC_Split-Package_HP | Annual | FALSE
Any | SWHC046S | RSD | ex | CZ02 | cDXHP | SWHC046-01 | ExAnte2019 | IOU workpaper | 2019-11-06 | Cap-Tons | 1 |  |  | -61.5899 | 0 | 47.0138 | -179.2085 | 0 | 48.2393 | [6 empty] | DEER:HVAC_Split-Package_HP | Annual | FALSE
Any | SWHC046S | RSD | ex | CZ03 | cDXHP | SWHC046-01 | ExAnte2019 | IOU workpaper | 2019-11-06 | Cap-Tons | 1 |  |  | -2.6243 | 0 | 31.742 | -99.2973 | 0 | 32.9684 | [6 empty] | DEER:HVAC_Split-Package_HP | Annual | FALSE
Any | SWHC046S | RSD | ex | CZ04 | cDXHP | SWHC046-01 | ExAnte2019 | IOU workpaper | 2019-11-06 | Cap-Tons | 1 |  |  | 63.4525 | 0 | 26.6763 | -60.369 | 0 | 27.6088 | [6 empty] | DEER:HVAC_Split-Package_HP | Annual | FALSE
Any | SWHC046S | RSD | ex | CZ05 | cDXHP | SWHC046-01 | ExAnte2019 | IOU workpaper | 2019-11-06 | Cap-Tons | 1 |  |  | 14.2665 | 0 | 28.3766 | -82.5173 | 0 | 29.5455 | [6 empty] | DEER:HVAC_Split-Package_HP | Annual | FALSE
Any | SWHC046S | RSD | ex | CZ06 | cDXHP | SWHC046-01 | ExAnte2019 | IOU workpaper | 2019-11-06 | Cap-Tons | 1 |  |  | 160.1233 | 0 | 8.065 | 41.8582 | 0 | 8.5949 | [6 empty] | DEER:HVAC_Split-Package_HP | Annual | FALSE
Any | SWHC046S | RSD | ex | CZ07 | cDXHP | SWHC046-01 | ExAnte2019 | IOU workpaper | 2019-11-06 | Cap-Tons | 1 |  |  | 180.474 | 0 | 2.7812 | 67.3311 | 0 | 3.0666 | [6 empty] | DEER:HVAC_Split-Package_HP | Annual | FALSE
Any | SWHC046S | RSD | ex | CZ08 | cDXHP | SWHC046-01 | ExAnte2019 | IOU workpaper | 2019-11-06 | Cap-Tons | 1 |  |  | 185.4849 | 0 | 7.0633 | 51.7466 | 0 | 7.5086 | [6 empty] | DEER:HVAC_Split-Package_HP | Annual | FALSE
Any | SWHC046S | RSD | ex | CZ09 | cDXHP | SWHC046-01 | ExAnte2019 | IOU workpaper | 2019-11-06 | Cap-Tons | 1 |  |  | 158.6239 | 0 | 9.7193 | 27.1852 | 0 | 10.3238 | [6 empty] | DEER:HVAC_Split-Package_HP | Annual | FALSE
Any | SWHC046S | RSD | ex | CZ10 | cDXHP | SWHC046-01 | ExAnte2019 | IOU workpaper | 2019-11-06 | Cap-Tons | 1 |  |  | 166.2918 | 0 | 11.5668 | 24.578 | 0 | 12.1773 | [6 empty] | DEER:HVAC_Split-Package_HP | Annual | FALSE
Any | SWHC046S | RSD | ex | CZ11 | cDXHP | SWHC046-01 | ExAnte2019 | IOU workpaper | 2019-11-06 | Cap-Tons | 1 |  |  | 18.779 | 0 | 35.6182 | -120.657 | 0 | 36.7179 | [6 empty] | DEER:HVAC_Split-Package_HP | Annual | FALSE
Any | SWHC046S | RSD | ex | CZ12 | cDXHP | SWHC046-01 | ExAnte2019 | IOU workpaper | 2019-11-06 | Cap-Tons | 1 |  |  | -1.557 | 0 | 37.9032 | -131.0964 | 0 | 39.0151 | [6 empty] | DEER:HVAC_Split-Package_HP | Annual | FALSE
Any | SWHC046S | RSD | ex | CZ13 | cDXHP | SWHC046-01 | ExAnte2019 | IOU workpaper | 2019-11-06 | Cap-Tons | 1 |  |  | 43.0267 | 0 | 33.1066 | -100.0809 | 0 | 34.1595 | [6 empty] | DEER:HVAC_Split-Package_HP | Annual | FALSE
Any | SWHC046S | RSD | ex | CZ14 | cDXHP | SWHC046-01 | ExAnte2019 | IOU workpaper | 2019-11-06 | Cap-Tons | 1 |  |  | 25.5294 | 0 | 34.3971 | -112.9004 | 0 | 35.4611 | [6 empty] | DEER:HVAC_Split-Package_HP | Annual | FALSE
Any | SWHC046S | RSD | ex | CZ15 | cDXHP | SWHC046-01 | ExAnte2019 | IOU workpaper | 2019-11-06 | Cap-Tons | 1 |  |  | 275.5232 | 0 | 1.8471 | 91.5622 | 0 | 2.085 | [6 empty] | DEER:HVAC_Split-Package_HP | Annual | FALSE
Any | SWHC046S | RSD | ex | CZ16 | cDXHP | SWHC046-01 | ExAnte2019 | IOU workpaper | 2019-11-06 | Cap-Tons | 1 |  |  | -771.5633 | 0 | 140.7516 | -874.1368 | 0 | 142.4735 | [6 empty] | DEER:HVAC_Split-Package_HP | Annual | FALSE
Any | SWHC046S | Rt3 | ex | CZ01 | cDXHP | SWHC046-01 | ExAnte2019 | IOU workpaper | 2019-11-06 | Cap-Tons | 1 |  |  | -31.3003 | 0 | 34.9998 | -129.1475 | 0 | 36.6687 | [6 empty] | DEER:HVAC_Split-Package_HP | Annual | FALSE
Any | SWHC046S | Rt3 | ex | CZ02 | cDXHP | SWHC046-01 | ExAnte2019 | IOU workpaper | 2019-11-06 | Cap-Tons | 1 |  |  | 123.172 | 0 | 17.0321 | -12.2093 | 0 | 17.9331 | [6 empty] | DEER:HVAC_Split-Package_HP | Annual | FALSE
Any | SWHC046S | Rt3 | ex | CZ03 | cDXHP | SWHC046-01 | ExAnte2019 | IOU workpaper | 2019-11-06 | Cap-Tons | 1 |  |  | 135.8316 | 0 | 12.3323 | 16.9517 | 0 | 13.0947 | [6 empty] | DEER:HVAC_Split-Package_HP | Annual | FALSE
Any | SWHC046S | Rt3 | ex | CZ04 | cDXHP | SWHC046-01 | ExAnte2019 | IOU workpaper | 2019-11-06 | Cap-Tons | 1 |  |  | 178.6858 | 0 | 9.4499 | 39.2434 | 0 | 10.0529 | [6 empty] | DEER:HVAC_Split-Package_HP | Annual | FALSE
Any | SWHC046S | Rt3 | ex | CZ05 | cDXHP | SWHC046-01 | ExAnte2019 | IOU workpaper | 2019-11-06 | Cap-Tons | 1 |  |  | 151.4123 | 0 | 9.7477 | 31.4887 | 0 | 10.3714 | [6 empty] | DEER:HVAC_Split-Package_HP | Annual | FALSE
Any | SWHC046S | Rt3 | ex | CZ06 | cDXHP | SWHC046-01 | ExAnte2019 | IOU workpaper | 2019-11-06 | Cap-Tons | 1 |  |  | 241.5727 | 0 | 2.3239 | 94.8257 | 0 | 2.5226 | [6 empty] | DEER:HVAC_Split-Package_HP | Annual | FALSE
Any | SWHC046S | Rt3 | ex | CZ07 | cDXHP | SWHC046-01 | ExAnte2019 | IOU workpaper | 2019-11-06 | Cap-Tons | 1 |  |  | 242.2058 | 0 | 0.58 | 101.2732 | 0 | 0.6547 | [6 empty] | DEER:HVAC_Split-Package_HP | Annual | FALSE
Any | SWHC046S | Rt3 | ex | CZ08 | cDXHP | SWHC046-01 | ExAnte2019 | IOU workpaper | 2019-11-06 | Cap-Tons | 1 |  |  | 247.8778 | 0 | 1.736 | 94.2338 | 0 | 1.901 | [6 empty] | DEER:HVAC_Split-Package_HP | Annual | FALSE
Any | SWHC046S | Rt3 | ex | CZ09 | cDXHP | SWHC046-01 | ExAnte2019 | IOU workpaper | 2019-11-06 | Cap-Tons | 1 |  |  | 229.1253 | 0 | 2.997 | 79.0357 | 0 | 3.291 | [6 empty] | DEER:HVAC_Split-Package_HP | Annual | FALSE
Any | SWHC046S | Rt3 | ex | CZ10 | cDXHP | SWHC046-01 | ExAnte2019 | IOU workpaper | 2019-11-06 | Cap-Tons | 1 |  |  | 242.7988 | 0 | 3.2113 | 84.0553 | 0 | 3.5053 | [6 empty] | DEER:HVAC_Split-Package_HP | Annual | FALSE
Any | SWHC046S | Rt3 | ex | CZ11 | cDXHP | SWHC046-01 | ExAnte2019 | IOU workpaper | 2019-11-06 | Cap-Tons | 1 |  |  | 155.4725 | 0 | 16.4802 | -0.9007 | 0 | 17.4556 | [6 empty] | DEER:HVAC_Split-Package_HP | Annual | FALSE
Any | SWHC046S | Rt3 | ex | CZ12 | cDXHP | SWHC046-01 | ExAnte2019 | IOU workpaper | 2019-11-06 | Cap-Tons | 1 |  |  | 145.5716 | 0 | 15.7556 | -0.592 | 0 | 16.6964 | [6 empty] | DEER:HVAC_Split-Package_HP | Annual | FALSE
Any | SWHC046S | Rt3 | ex | CZ13 | cDXHP | SWHC046-01 | ExAnte2019 | IOU workpaper | 2019-11-06 | Cap-Tons | 1 |  |  | 175.3232 | 0 | 14.058 | 16.7601 | 0 | 14.9491 | [6 empty] | DEER:HVAC_Split-Package_HP | Annual | FALSE
Any | SWHC046S | Rt3 | ex | CZ14 | cDXHP | SWHC046-01 | ExAnte2019 | IOU workpaper | 2019-11-06 | Cap-Tons | 1 |  |  | 161.8566 | 0 | 15.7495 | 3.0672 | 0 | 16.7019 | [6 empty] | DEER:HVAC_Split-Package_HP | Annual | FALSE
Any | SWHC046S | Rt3 | ex | CZ15 | cDXHP | SWHC046-01 | ExAnte2019 | IOU workpaper | 2019-11-06 | Cap-Tons | 1 |  |  | 315.9675 | 0 | 0.5845 | 115.8697 | 0 | 0.6822 | [6 empty] | DEER:HVAC_Split-Package_HP | Annual | FALSE
Any | SWHC046S | Rt3 | ex | CZ16 | cDXHP | SWHC046-01 | ExAnte2019 | IOU workpaper | 2019-11-06 | Cap-Tons | 1 |  |  | -408.125 | 0 | 84.8657 | -536.104 | 0 | 86.7988 | [6 empty] | DEER:HVAC_Split-Package_HP | Annual | FALSE
Any | SWHC046S | RtL | ex | CZ01 | cDXHP | SWHC046-01 | ExAnte2019 | IOU workpaper | 2019-11-06 | Cap-Tons | 1 |  |  | -204.4222 | 0 | 69.4356 | -317.4402 | 0 | 71.6035 | [6 empty] | DEER:HVAC_Split-Package_HP | Annual | FALSE
Any | SWHC046S | RtL | ex | CZ02 | cDXHP | SWHC046-01 | ExAnte2019 | IOU workpaper | 2019-11-06 | Cap-Tons | 1 |  |  | 40.3843 | 0 | 35.2931 | -109.0924 | 0 | 36.5647 | [6 empty] | DEER:HVAC_Split-Package_HP | Annual | FALSE
Any | SWHC046S | RtL | ex | CZ03 | cDXHP | SWHC046-01 | ExAnte2019 | IOU workpaper | 2019-11-06 | Cap-Tons | 1 |  |  | 57.3079 | 0 | 31.6451 | -79.2009 | 0 | 32.858 | [6 empty] | DEER:HVAC_Split-Package_HP | Annual | FALSE
Any | SWHC046S | RtL | ex | CZ04 | cDXHP | SWHC046-01 | ExAnte2019 | IOU workpaper | 2019-11-06 | Cap-Tons | 1 |  |  | 124.1349 | 0 | 24.0445 | -31.37 | 0 | 24.9526 | [6 empty] | DEER:HVAC_Split-Package_HP | Annual | FALSE
Any | SWHC046S | RtL | ex | CZ05 | cDXHP | SWHC046-01 | ExAnte2019 | IOU workpaper | 2019-11-06 | Cap-Tons | 1 |  |  | 50.8181 | 0 | 32.9023 | -86.8899 | 0 | 34.1352 | [6 empty] | DEER:HVAC_Split-Package_HP | Annual | FALSE
Any | SWHC046S | RtL | ex | CZ06 | cDXHP | SWHC046-01 | ExAnte2019 | IOU workpaper | 2019-11-06 | Cap-Tons | 1 |  |  | 205.1644 | 0 | 14.8033 | 39.5644 | 0 | 15.4249 | [6 empty] | DEER:HVAC_Split-Package_HP | Annual | FALSE
Any | SWHC046S | RtL | ex | CZ07 | cDXHP | SWHC046-01 | ExAnte2019 | IOU workpaper | 2019-11-06 | Cap-Tons | 1 |  |  | 223.7141 | 0 | 9.961 | 63.1515 | 0 | 10.4589 | [6 empty] | DEER:HVAC_Split-Package_HP | Annual | FALSE
Any | SWHC046S | RtL | ex | CZ08 | cDXHP | SWHC046-01 | ExAnte2019 | IOU workpaper | 2019-11-06 | Cap-Tons | 1 |  |  | 221.5448 | 0 | 10.4936 | 53.7703 | 0 | 11.0267 | [6 empty] | DEER:HVAC_Split-Package_HP | Annual | FALSE
Any | SWHC046S | RtL | ex | CZ09 | cDXHP | SWHC046-01 | ExAnte2019 | IOU workpaper | 2019-11-06 | Cap-Tons | 1 |  |  | 200.8901 | 0 | 12.0594 | 35.8445 | 0 | 12.7696 | [6 empty] | DEER:HVAC_Split-Package_HP | Annual | FALSE
Any | SWHC046S | RtL | ex | CZ10 | cDXHP | SWHC046-01 | ExAnte2019 | IOU workpaper | 2019-11-06 | Cap-Tons | 1 |  |  | 218.1429 | 0 | 11.8088 | 43.7263 | 0 | 12.4355 | [6 empty] | DEER:HVAC_Split-Package_HP | Annual | FALSE
Any | SWHC046S | RtL | ex | CZ11 | cDXHP | SWHC046-01 | ExAnte2019 | IOU workpaper | 2019-11-06 | Cap-Tons | 1 |  |  | 105.1953 | 0 | 29.1682 | -67.4368 | 0 | 30.4314 | [6 empty] | DEER:HVAC_Split-Package_HP | Annual | FALSE
Any | SWHC046S | RtL | ex | CZ12 | cDXHP | SWHC046-01 | ExAnte2019 | IOU workpaper | 2019-11-06 | Cap-Tons | 1 |  |  | 93.1843 | 0 | 28.8012 | -67.9158 | 0 | 30.005 | [6 empty] | DEER:HVAC_Split-Package_HP | Annual | FALSE
Any | SWHC046S | RtL | ex | CZ13 | cDXHP | SWHC046-01 | ExAnte2019 | IOU workpaper | 2019-11-06 | Cap-Tons | 1 |  |  | 134.4746 | 0 | 25.4357 | -40.4546 | 0 | 26.6119 | [6 empty] | DEER:HVAC_Split-Package_HP | Annual | FALSE
Any | SWHC046S | RtL | ex | CZ14 | cDXHP | SWHC046-01 | ExAnte2019 | IOU workpaper | 2019-11-06 | Cap-Tons | 1 |  |  | 99.5628 | 0 | 30.1251 | -74.9637 | 0 | 31.4064 | [6 empty] | DEER:HVAC_Split-Package_HP | Annual | FALSE
Any | SWHC046S | RtL | ex | CZ15 | cDXHP | SWHC046-01 | ExAnte2019 | IOU workpaper | 2019-11-06 | Cap-Tons | 1 |  |  | 328.189 | 0 | 3.2247 | 109.2076 | 0 | 3.5088 | [6 empty] | DEER:HVAC_Split-Package_HP | Annual | FALSE
Any | SWHC046S | RtL | ex | CZ16 | cDXHP | SWHC046-01 | ExAnte2019 | IOU workpaper | 2019-11-06 | Cap-Tons | 1 |  |  | -686.3216 | 0 | 125.8772 | -827.3481 | 0 | 128.2152 | [6 empty] | DEER:HVAC_Split-Package_HP | Annual | FALSE
Any | SWHC046S | RtS | ex | CZ01 | cDXHP | SWHC046-01 | ExAnte2019 | IOU workpaper | 2019-11-06 | Cap-Tons | 1 |  |  | -565.2235 | 0 | 119.1628 | -656.25 | 0 | 121.9224 | [6 empty] | DEER:HVAC_Split-Package_HP | Annual | FALSE
Any | SWHC046S | RtS | ex | CZ02 | cDXHP | SWHC046-01 | ExAnte2019 | IOU workpaper | 2019-11-06 | Cap-Tons | 1 |  |  | -154.7474 | 0 | 58.8422 | -281.9232 | 0 | 60.4157 | [6 empty] | DEER:HVAC_Split-Package_HP | Annual | FALSE
Any | SWHC046S | RtS | ex | CZ03 | cDXHP | SWHC046-01 | ExAnte2019 | IOU workpaper | 2019-11-06 | Cap-Tons | 1 |  |  | -150.6669 | 0 | 56.2448 | -256.0733 | 0 | 57.9485 | [6 empty] | DEER:HVAC_Split-Package_HP | Annual | FALSE
Any | SWHC046S | RtS | ex | CZ04 | cDXHP | SWHC046-01 | ExAnte2019 | IOU workpaper | 2019-11-06 | Cap-Tons | 1 |  |  | -31.5767 | 0 | 41.95 | -161.4033 | 0 | 43.2936 | [6 empty] | DEER:HVAC_Split-Package_HP | Annual | FALSE
Any | SWHC046S | RtS | ex | CZ05 | cDXHP | SWHC046-01 | ExAnte2019 | IOU workpaper | 2019-11-06 | Cap-Tons | 1 |  |  | -111.6442 | 0 | 50.4331 | -219.585 | 0 | 52.0859 | [6 empty] | DEER:HVAC_Split-Package_HP | Annual | FALSE
Any | SWHC046S | RtS | ex | CZ06 | cDXHP | SWHC046-01 | ExAnte2019 | IOU workpaper | 2019-11-06 | Cap-Tons | 1 |  |  | 109.8491 | 0 | 20.9474 | -22.5859 | 0 | 21.8224 | [6 empty] | DEER:HVAC_Split-Package_HP | Annual | FALSE
Any | SWHC046S | RtS | ex | CZ07 | cDXHP | SWHC046-01 | ExAnte2019 | IOU workpaper | 2019-11-06 | Cap-Tons | 1 |  |  | 141.5392 | 0 | 13.6696 | 16.0258 | 0 | 14.3471 | [6 empty] | DEER:HVAC_Split-Package_HP | Annual | FALSE
Any | SWHC046S | RtS | ex | CZ08 | cDXHP | SWHC046-01 | ExAnte2019 | IOU workpaper | 2019-11-06 | Cap-Tons | 1 |  |  | 140.3315 | 0 | 16.1602 | 0.1021 | 0 | 16.9104 | [6 empty] | DEER:HVAC_Split-Package_HP | Annual | FALSE
Any | SWHC046S | RtS | ex | CZ09 | cDXHP | SWHC046-01 | ExAnte2019 | IOU workpaper | 2019-11-06 | Cap-Tons | 1 |  |  | 118.5115 | 0 | 18.8851 | -21.5337 | 0 | 19.826 | [6 empty] | DEER:HVAC_Split-Package_HP | Annual | FALSE
Any | SWHC046S | RtS | ex | CZ10 | cDXHP | SWHC046-01 | ExAnte2019 | IOU workpaper | 2019-11-06 | Cap-Tons | 1 |  |  | 138.9002 | 0 | 17.8258 | -9.6267 | 0 | 18.6797 | [6 empty] | DEER:HVAC_Split-Package_HP | Annual | FALSE
Any | SWHC046S | RtS | ex | CZ11 | cDXHP | SWHC046-01 | ExAnte2019 | IOU workpaper | 2019-11-06 | Cap-Tons | 1 |  |  | -43.8546 | 0 | 46.1263 | -193.1046 | 0 | 47.6188 | [6 empty] | DEER:HVAC_Split-Package_HP | Annual | FALSE
Any | SWHC046S | RtS | ex | CZ12 | cDXHP | SWHC046-01 | ExAnte2019 | IOU workpaper | 2019-11-06 | Cap-Tons | 1 |  |  | -74.0472 | 0 | 49.0931 | -212.4045 | 0 | 50.5942 | [6 empty] | DEER:HVAC_Split-Package_HP | Annual | FALSE
Any | SWHC046S | RtS | ex | CZ13 | cDXHP | SWHC046-01 | ExAnte2019 | IOU workpaper | 2019-11-06 | Cap-Tons | 1 |  |  | -3.8594 | 0 | 40.866 | -154.88 | 0 | 42.2485 | [6 empty] | DEER:HVAC_Split-Package_HP | Annual | FALSE
Any | SWHC046S | RtS | ex | CZ14 | cDXHP | SWHC046-01 | ExAnte2019 | IOU workpaper | 2019-11-06 | Cap-Tons | 1 |  |  | -17.4773 | 0 | 42.1778 | -169.8299 | 0 | 43.5627 | [6 empty] | DEER:HVAC_Split-Package_HP | Annual | FALSE
Any | SWHC046S | RtS | ex | CZ15 | cDXHP | SWHC046-01 | ExAnte2019 | IOU workpaper | 2019-11-06 | Cap-Tons | 1 |  |  | 281.8058 | 0 | 4.3083 | 88.6154 | 0 | 4.6844 | [6 empty] | DEER:HVAC_Split-Package_HP | Annual | FALSE
Any | SWHC046S | RtS | ex | CZ16 | cDXHP | SWHC046-01 | ExAnte2019 | IOU workpaper | 2019-11-06 | Cap-Tons | 1 |  |  | -958.9608 | 0 | 146.5747 | -1068.4592 | 0 | 148.5422 | [6 empty] | DEER:HVAC_Split-Package_HP | Annual | FALSE
Any | SWHC046S | SCn | ex | CZ01 | cDXHP | SWHC046-01 | ExAnte2019 | IOU workpaper | 2019-11-06 | Cap-Tons | 1 |  |  | -804.3458 | 0 | 148.6067 | -885.8792 | 0 | 151.7014 | [6 empty] | DEER:HVAC_Split-Package_HP | Annual | FALSE
Any | SWHC046S | SCn | ex | CZ02 | cDXHP | SWHC046-01 | ExAnte2019 | IOU workpaper | 2019-11-06 | Cap-Tons | 1 |  |  | -649.3102 | 0 | 105.8322 | -724.8311 | 0 | 108.5613 | [6 empty] | DEER:HVAC_Split-Package_HP | Annual | FALSE
Any | SWHC046S | SCn | ex | CZ03 | cDXHP | SWHC046-01 | ExAnte2019 | IOU workpaper | 2019-11-06 | Cap-Tons | 1 |  |  | -367.5993 | 0 | 78.1962 | -443.6748 | 0 | 80.8529 | [6 empty] | DEER:HVAC_Split-Package_HP | Annual | FALSE
Any | SWHC046S | SCn | ex | CZ04 | cDXHP | SWHC046-01 | ExAnte2019 | IOU workpaper | 2019-11-06 | Cap-Tons | 1 |  |  | -494.1511 | 0 | 83.936 | -574.7156 | 0 | 85.2132 | [6 empty] | DEER:HVAC_Split-Package_HP | Annual | FALSE
Any | SWHC046S | SCn | ex | CZ05 | cDXHP | SWHC046-01 | ExAnte2019 | IOU workpaper | 2019-11-06 | Cap-Tons | 1 |  |  | -377.2676 | 0 | 77.2492 | -454.4277 | 0 | 79.7345 | [6 empty] | DEER:HVAC_Split-Package_HP | Annual | FALSE
Any | SWHC046S | SCn | ex | CZ06 | cDXHP | SWHC046-01 | ExAnte2019 | IOU workpaper | 2019-11-06 | Cap-Tons | 1 |  |  | -114.1162 | 0 | 41.7424 | -209.594 | 0 | 43.1201 | [6 empty] | DEER:HVAC_Split-Package_HP | Annual | FALSE
Any | SWHC046S | SCn | ex | CZ07 | cDXHP | SWHC046-01 | ExAnte2019 | IOU workpaper | 2019-11-06 | Cap-Tons | 1 |  |  | -47.1958 | 0 | 31.9706 | -139.5362 | 0 | 33.3388 | [6 empty] | DEER:HVAC_Split-Package_HP | Annual | FALSE
Any | SWHC046S | SCn | ex | CZ08 | cDXHP | SWHC046-01 | ExAnte2019 | IOU workpaper | 2019-11-06 | Cap-Tons | 1 |  |  | -85.9069 | 0 | 43.9653 | -196.4729 | 0 | 45.1714 | [6 empty] | DEER:HVAC_Split-Package_HP | Annual | FALSE
Any | SWHC046S | SCn | ex | CZ09 | cDXHP | SWHC046-01 | ExAnte2019 | IOU workpaper | 2019-11-06 | Cap-Tons | 1 |  |  | -76.9411 | 0 | 44.9239 | -194.3722 | 0 | 46.3429 | [6 empty] | DEER:HVAC_Split-Package_HP | Annual | FALSE
Any | SWHC046S | SCn | ex | CZ10 | cDXHP | SWHC046-01 | ExAnte2019 | IOU workpaper | 2019-11-06 | Cap-Tons | 1 |  |  | -104.7165 | 0 | 48.8308 | -223.3083 | 0 | 50.5703 | [6 empty] | DEER:HVAC_Split-Package_HP | Annual | FALSE
Any | SWHC046S | SCn | ex | CZ11 | cDXHP | SWHC046-01 | ExAnte2019 | IOU workpaper | 2019-11-06 | Cap-Tons | 1 |  |  | -353.5755 | 0 | 87.5365 | -481.1155 | 0 | 89.3305 | [6 empty] | DEER:HVAC_Split-Package_HP | Annual | FALSE
Any | SWHC046S | SCn | ex | CZ12 | cDXHP | SWHC046-01 | ExAnte2019 | IOU workpaper | 2019-11-06 | Cap-Tons | 1 |  |  | -431.86 | 0 | 95.8106 | -545.1374 | 0 | 97.8122 | [6 empty] | DEER:HVAC_Split-Package_HP | Annual | FALSE
Any | SWHC046S | SCn | ex | CZ13 | cDXHP | SWHC046-01 | ExAnte2019 | IOU workpaper | 2019-11-06 | Cap-Tons | 1 |  |  | -275.05 | 0 | 77.1476 | -404.3991 | 0 | 78.9867 | [6 empty] | DEER:HVAC_Split-Package_HP | Annual | FALSE
Any | SWHC046S | SCn | ex | CZ14 | cDXHP | SWHC046-01 | ExAnte2019 | IOU workpaper | 2019-11-06 | Cap-Tons | 1 |  |  | -396.9331 | 0 | 91.4807 | -532.6043 | 0 | 92.8407 | [6 empty] | DEER:HVAC_Split-Package_HP | Annual | FALSE
Any | SWHC046S | SCn | ex | CZ15 | cDXHP | SWHC046-01 | ExAnte2019 | IOU workpaper | 2019-11-06 | Cap-Tons | 1 |  |  | 179.4278 | 0 | 12.088 | 27.7873 | 0 | 13.4192 | [6 empty] | DEER:HVAC_Split-Package_HP | Annual | FALSE
Any | SWHC046S | SCn | ex | CZ16 | cDXHP | SWHC046-01 | ExAnte2019 | IOU workpaper | 2019-11-06 | Cap-Tons | 1 |  |  | -1116.5458 | 0 | 162.4459 | -1203.7207 | 0 | 164.3771 | [6 empty] | DEER:HVAC_Split-Package_HP | Annual | FALSE
Any | SWHC046T | Asm | ex | CZ01 | cDXHP | SWHC046-01 | ExAnte2019 | IOU workpaper | 2019-11-06 | Cap-Tons | 1 |  |  | -604.3675 | 0 | 168.2783 | -678.0778 | 0 | 170.8495 | [6 empty] | DEER:HVAC_Split-Package_HP | Annual | FALSE
Any | SWHC046T | Asm | ex | CZ02 | cDXHP | SWHC046-01 | ExAnte2019 | IOU workpaper | 2019-11-06 | Cap-Tons | 1 |  |  | -194.4036 | 0 | 101.9934 | -304.1612 | 0 | 103.5703 | [6 empty] | DEER:HVAC_Split-Package_HP | Annual | FALSE
Any | SWHC046T | Asm | ex | CZ03 | cDXHP | SWHC046-01 | ExAnte2019 | IOU workpaper | 2019-11-06 | Cap-Tons | 1 |  |  | -46.9947 | 0 | 76.4812 | -136.931 | 0 | 78.2394 | [6 empty] | DEER:HVAC_Split-Package_HP | Annual | FALSE
Any | SWHC046T | Asm | ex | CZ04 | cDXHP | SWHC046-01 | ExAnte2019 | IOU workpaper | 2019-11-06 | Cap-Tons | 1 |  |  | 10.839 | 0 | 69.0254 | -103.8283 | 0 | 70.3511 | [6 empty] | DEER:HVAC_Split-Package_HP | Annual | FALSE
Any | SWHC046T | Asm | ex | CZ05 | cDXHP | SWHC046-01 | ExAnte2019 | IOU workpaper | 2019-11-06 | Cap-Tons | 1 |  |  | -58.4737 | 0 | 75.6687 | -149.812 | 0 | 77.3544 | [6 empty] | DEER:HVAC_Split-Package_HP | Annual | FALSE
Any | SWHC046T | Asm | ex | CZ06 | cDXHP | SWHC046-01 | ExAnte2019 | IOU workpaper | 2019-11-06 | Cap-Tons | 1 |  |  | 191.8652 | 0 | 32.0777 | 81.9008 | 0 | 33.0922 | [6 empty] | DEER:HVAC_Split-Package_HP | Annual | FALSE
Any | SWHC046T | Asm | ex | CZ07 | cDXHP | SWHC046-01 | ExAnte2019 | IOU workpaper | 2019-11-06 | Cap-Tons | 1 |  |  | 196.3804 | 0 | 24.4491 | 93.0322 | 0 | 25.428 | [6 empty] | DEER:HVAC_Split-Package_HP | Annual | FALSE
Any | SWHC046T | Asm | ex | CZ08 | cDXHP | SWHC046-01 | ExAnte2019 | IOU workpaper | 2019-11-06 | Cap-Tons | 1 |  |  | 226.7518 | 0 | 31.3886 | 102.1446 | 0 | 32.2682 | [6 empty] | DEER:HVAC_Split-Package_HP | Annual | FALSE
Any | SWHC046T | Asm | ex | CZ09 | cDXHP | SWHC046-01 | ExAnte2019 | IOU workpaper | 2019-11-06 | Cap-Tons | 1 |  |  | 258.8496 | 0 | 31.8972 | 134.7647 | 0 | 32.857 | [6 empty] | DEER:HVAC_Split-Package_HP | Annual | FALSE
Any | SWHC046T | Asm | ex | CZ10 | cDXHP | SWHC046-01 | ExAnte2019 | IOU workpaper | 2019-11-06 | Cap-Tons | 1 |  |  | 260.0434 | 0 | 39.0037 | 127.3937 | 0 | 39.9616 | [6 empty] | DEER:HVAC_Split-Package_HP | Annual | FALSE
Any | SWHC046T | Asm | ex | CZ11 | cDXHP | SWHC046-01 | ExAnte2019 | IOU workpaper | 2019-11-06 | Cap-Tons | 1 |  |  | 134.1528 | 0 | 70.048 | 1.8481 | 0 | 71.382 | [6 empty] | DEER:HVAC_Split-Package_HP | Annual | FALSE
Any | SWHC046T | Asm | ex | CZ12 | cDXHP | SWHC046-01 | ExAnte2019 | IOU workpaper | 2019-11-06 | Cap-Tons | 1 |  |  | 57.2562 | 0 | 76.2795 | -64.7761 | 0 | 77.6881 | [6 empty] | DEER:HVAC_Split-Package_HP | Annual | FALSE
Any | SWHC046T | Asm | ex | CZ13 | cDXHP | SWHC046-01 | ExAnte2019 | IOU workpaper | 2019-11-06 | Cap-Tons | 1 |  |  | 178.409 | 0 | 64.3416 | 43.4845 | 0 | 65.6133 | [6 empty] | DEER:HVAC_Split-Package_HP | Annual | FALSE
Any | SWHC046T | Asm | ex | CZ14 | cDXHP | SWHC046-01 | ExAnte2019 | IOU workpaper | 2019-11-06 | Cap-Tons | 1 |  |  | 145.1922 | 0 | 68.1142 | 12.5654 | 0 | 69.407 | [6 empty] | DEER:HVAC_Split-Package_HP | Annual | FALSE
Any | SWHC046T | Asm | ex | CZ15 | cDXHP | SWHC046-01 | ExAnte2019 | IOU workpaper | 2019-11-06 | Cap-Tons | 1 |  |  | 555.5457 | 0 | 12.0371 | 380.2737 | 0 | 12.5579 | [6 empty] | DEER:HVAC_Split-Package_HP | Annual | FALSE
Any | SWHC046T | Asm | ex | CZ16 | cDXHP | SWHC046-01 | ExAnte2019 | IOU workpaper | 2019-11-06 | Cap-Tons | 1 |  |  | -777.9199 | 0 | 187.2086 | -875.5918 | 0 | 189.0835 | [6 empty] | DEER:HVAC_Split-Package_HP | Annual | FALSE
Any | SWHC046T | Com | ex | CZ01 | cDXHP | SWHC046-01 | ExAnte2019 | IOU workpaper | 2019-11-06 | Cap-Tons | 1 |  |  | -205.9846 | 0 | 111.2258 | -302.0137 | 0 | 113.9213 | [6 empty] | DEER:HVAC_Split-Package_HP | Annual | FALSE
Any | SWHC046T | Com | ex | CZ02 | cDXHP | SWHC046-01 | ExAnte2019 | IOU workpaper | 2019-11-06 | Cap-Tons | 1 |  |  | 64.4959 | 0 | 59.9681 | -51.224 | 0 | 61.5798 | [6 empty] | DEER:HVAC_Split-Package_HP | Annual | FALSE
Any | SWHC046T | Com | ex | CZ03 | cDXHP | SWHC046-01 | ExAnte2019 | IOU workpaper | 2019-11-06 | Cap-Tons | 1 |  |  | 112.2163 | 0 | 40.8797 | 16.4581 | 0 | 42.2353 | [6 empty] | DEER:HVAC_Split-Package_HP | Annual | FALSE
Any | SWHC046T | Com | ex | CZ04 | cDXHP | SWHC046-01 | ExAnte2019 | IOU workpaper | 2019-11-06 | Cap-Tons | 1 |  |  | 152.0688 | 0 | 35.6471 | 41.2449 | 0 | 36.6558 | [6 empty] | DEER:HVAC_Split-Package_HP | Annual | FALSE
Any | SWHC046T | Com | ex | CZ05 | cDXHP | SWHC046-01 | ExAnte2019 | IOU workpaper | 2019-11-06 | Cap-Tons | 1 |  |  | 89.1182 | 0 | 56.1562 | -22.6043 | 0 | 57.9396 | [6 empty] | DEER:HVAC_Split-Package_HP | Annual | FALSE
Any | SWHC046T | Com | ex | CZ06 | cDXHP | SWHC046-01 | ExAnte2019 | IOU workpaper | 2019-11-06 | Cap-Tons | 1 |  |  | 259.6589 | 0 | 22.0447 | 136.2555 | 0 | 22.9138 | [6 empty] | DEER:HVAC_Split-Package_HP | Annual | FALSE
Any | SWHC046T | Com | ex | CZ07 | cDXHP | SWHC046-01 | ExAnte2019 | IOU workpaper | 2019-11-06 | Cap-Tons | 1 |  |  | 273.3088 | 0 | 17.5812 | 150.9059 | 0 | 18.4116 | [6 empty] | DEER:HVAC_Split-Package_HP | Annual | FALSE
Any | SWHC046T | Com | ex | CZ08 | cDXHP | SWHC046-01 | ExAnte2019 | IOU workpaper | 2019-11-06 | Cap-Tons | 1 |  |  | 279.5336 | 0 | 21.3546 | 152.3692 | 0 | 22.1301 | [6 empty] | DEER:HVAC_Split-Package_HP | Annual | FALSE
Any | SWHC046T | Com | ex | CZ09 | cDXHP | SWHC046-01 | ExAnte2019 | IOU workpaper | 2019-11-06 | Cap-Tons | 1 |  |  | 317.8181 | 0 | 20.8932 | 187.6931 | 0 | 21.765 | [6 empty] | DEER:HVAC_Split-Package_HP | Annual | FALSE
Any | SWHC046T | Com | ex | CZ10 | cDXHP | SWHC046-01 | ExAnte2019 | IOU workpaper | 2019-11-06 | Cap-Tons | 1 |  |  | 284.514 | 0 | 28.4438 | 154.519 | 0 | 29.4802 | [6 empty] | DEER:HVAC_Split-Package_HP | Annual | FALSE
Any | SWHC046T | Com | ex | CZ11 | cDXHP | SWHC046-01 | ExAnte2019 | IOU workpaper | 2019-11-06 | Cap-Tons | 1 |  |  | 190.1986 | 0 | 50.3068 | 54.085 | 0 | 51.7105 | [6 empty] | DEER:HVAC_Split-Package_HP | Annual | FALSE
Any | SWHC046T | Com | ex | CZ12 | cDXHP | SWHC046-01 | ExAnte2019 | IOU workpaper | 2019-11-06 | Cap-Tons | 1 |  |  | 159.8485 | 0 | 47.5317 | 37.4114 | 0 | 48.8696 | [6 empty] | DEER:HVAC_Split-Package_HP | Annual | FALSE
Any | SWHC046T | Com | ex | CZ13 | cDXHP | SWHC046-01 | ExAnte2019 | IOU workpaper | 2019-11-06 | Cap-Tons | 1 |  |  | 239.4394 | 0 | 42.8336 | 103.3466 | 0 | 44.1165 | [6 empty] | DEER:HVAC_Split-Package_HP | Annual | FALSE
Any | SWHC046T | Com | ex | CZ14 | cDXHP | SWHC046-01 | ExAnte2019 | IOU workpaper | 2019-11-06 | Cap-Tons | 1 |  |  | 217.2963 | 0 | 46.2543 | 80.1464 | 0 | 47.5232 | [6 empty] | DEER:HVAC_Split-Package_HP | Annual | FALSE
Any | SWHC046T | Com | ex | CZ15 | cDXHP | SWHC046-01 | ExAnte2019 | IOU workpaper | 2019-11-06 | Cap-Tons | 1 |  |  | 562.7085 | 0 | 7.5943 | 382.1127 | 0 | 8.0599 | [6 empty] | DEER:HVAC_Split-Package_HP | Annual | FALSE
Any | SWHC046T | Com | ex | CZ16 | cDXHP | SWHC046-01 | ExAnte2019 | IOU workpaper | 2019-11-06 | Cap-Tons | 1 |  |  | -474.579 | 0 | 131.4648 | -577.2426 | 0 | 133.4361 | [6 empty] | DEER:HVAC_Split-Package_HP | Annual | FALSE
Any | SWHC046T | ECC | ex | CZ01 | cDXHP | SWHC046-01 | ExAnte2019 | IOU workpaper | 2019-11-06 | Cap-Tons | 1 |  |  | -70.3849 | 0 | 70.1694 | -134.2085 | 0 | 72.0237 | [6 empty] | DEER:HVAC_Split-Package_HP | Annual | FALSE
Any | SWHC046T | ECC | ex | CZ02 | cDXHP | SWHC046-01 | ExAnte2019 | IOU workpaper | 2019-11-06 | Cap-Tons | 1 |  |  | 98.6184 | 0 | 39.5409 | 8.0349 | 0 | 40.5579 | [6 empty] | DEER:HVAC_Split-Package_HP | Annual | FALSE
Any | SWHC046T | ECC | ex | CZ03 | cDXHP | SWHC046-01 | ExAnte2019 | IOU workpaper | 2019-11-06 | Cap-Tons | 1 |  |  | 109.832 | 0 | 30.1938 | 35.6742 | 0 | 31.2752 | [6 empty] | DEER:HVAC_Split-Package_HP | Annual | FALSE
Any | SWHC046T | ECC | ex | CZ04 | cDXHP | SWHC046-01 | ExAnte2019 | IOU workpaper | 2019-11-06 | Cap-Tons | 1 |  |  | 147.3403 | 0 | 27.2249 | 55.143 | 0 | 28.0432 | [6 empty] | DEER:HVAC_Split-Package_HP | Annual | FALSE
Any | SWHC046T | ECC | ex | CZ05 | cDXHP | SWHC046-01 | ExAnte2019 | IOU workpaper | 2019-11-06 | Cap-Tons | 1 |  |  | 101.4236 | 0 | 30.1899 | 26.7027 | 0 | 31.2146 | [6 empty] | DEER:HVAC_Split-Package_HP | Annual | FALSE
Any | SWHC046T | ECC | ex | CZ06 | cDXHP | SWHC046-01 | ExAnte2019 | IOU workpaper | 2019-11-06 | Cap-Tons | 1 |  |  | 226.0936 | 0 | 9.8908 | 133.0081 | 0 | 10.353 | [6 empty] | DEER:HVAC_Split-Package_HP | Annual | FALSE
Any | SWHC046T | ECC | ex | CZ07 | cDXHP | SWHC046-01 | ExAnte2019 | IOU workpaper | 2019-11-06 | Cap-Tons | 1 |  |  | 216.8193 | 0 | 5.8245 | 129.5366 | 0 | 6.1659 | [6 empty] | DEER:HVAC_Split-Package_HP | Annual | FALSE
Any | SWHC046T | ECC | ex | CZ08 | cDXHP | SWHC046-01 | ExAnte2019 | IOU workpaper | 2019-11-06 | Cap-Tons | 1 |  |  | 250.2894 | 0 | 9.1183 | 146.7092 | 0 | 9.5343 | [6 empty] | DEER:HVAC_Split-Package_HP | Annual | FALSE
Any | SWHC046T | ECC | ex | CZ09 | cDXHP | SWHC046-01 | ExAnte2019 | IOU workpaper | 2019-11-06 | Cap-Tons | 1 |  |  | 266.4973 | 0 | 10.9058 | 163.8807 | 0 | 11.4252 | [6 empty] | DEER:HVAC_Split-Package_HP | Annual | FALSE
Any | SWHC046T | ECC | ex | CZ10 | cDXHP | SWHC046-01 | ExAnte2019 | IOU workpaper | 2019-11-06 | Cap-Tons | 1 |  |  | 277.3787 | 0 | 12.3296 | 168.7261 | 0 | 12.8435 | [6 empty] | DEER:HVAC_Split-Package_HP | Annual | FALSE
Any | SWHC046T | ECC | ex | CZ11 | cDXHP | SWHC046-01 | ExAnte2019 | IOU workpaper | 2019-11-06 | Cap-Tons | 1 |  |  | 196.9021 | 0 | 32.4209 | 85.0853 | 0 | 33.3072 | [6 empty] | DEER:HVAC_Split-Package_HP | Annual | FALSE
Any | SWHC046T | ECC | ex | CZ12 | cDXHP | SWHC046-01 | ExAnte2019 | IOU workpaper | 2019-11-06 | Cap-Tons | 1 |  |  | 157.7764 | 0 | 33.9609 | 55.7727 | 0 | 34.8624 | [6 empty] | DEER:HVAC_Split-Package_HP | Annual | FALSE
Any | SWHC046T | ECC | ex | CZ13 | cDXHP | SWHC046-01 | ExAnte2019 | IOU workpaper | 2019-11-06 | Cap-Tons | 1 |  |  | 222.2498 | 0 | 28.2529 | 108.0177 | 0 | 29.0512 | [6 empty] | DEER:HVAC_Split-Package_HP | Annual | FALSE
Any | SWHC046T | ECC | ex | CZ14 | cDXHP | SWHC046-01 | ExAnte2019 | IOU workpaper | 2019-11-06 | Cap-Tons | 1 |  |  | 207.6357 | 0 | 29.8227 | 95.6706 | 0 | 30.6518 | [6 empty] | DEER:HVAC_Split-Package_HP | Annual | FALSE
Any | SWHC046T | ECC | ex | CZ15 | cDXHP | SWHC046-01 | ExAnte2019 | IOU workpaper | 2019-11-06 | Cap-Tons | 1 |  |  | 450.4628 | 0 | 3.057 | 303.2423 | 0 | 3.283 | [6 empty] | DEER:HVAC_Split-Package_HP | Annual | FALSE
Any | SWHC046T | ECC | ex | CZ16 | cDXHP | SWHC046-01 | ExAnte2019 | IOU workpaper | 2019-11-06 | Cap-Tons | 1 |  |  | -277.2276 | 0 | 89.2745 | -359.1424 | 0 | 90.68 | [6 empty] | DEER:HVAC_Split-Package_HP | Annual | FALSE
Any | SWHC046T | EPr | ex | CZ01 | cDXHP | SWHC046-01 | ExAnte2019 | IOU workpaper | 2019-11-06 | Cap-Tons | 1 |  |  | -285.0022 | 0 | 89.1725 | -326.3451 | 0 | 90.6075 | [6 empty] | DEER:HVAC_Split-Package_HP | Annual | FALSE
Any | SWHC046T | EPr | ex | CZ02 | cDXHP | SWHC046-01 | ExAnte2019 | IOU workpaper | 2019-11-06 | Cap-Tons | 1 |  |  | -72.482 | 0 | 49.7095 | -129.8787 | 0 | 50.5711 | [6 empty] | DEER:HVAC_Split-Package_HP | Annual | FALSE
Any | SWHC046T | EPr | ex | CZ03 | cDXHP | SWHC046-01 | ExAnte2019 | IOU workpaper | 2019-11-06 | Cap-Tons | 1 |  |  | -36.6419 | 0 | 43.3233 | -84.6637 | 0 | 44.2861 | [6 empty] | DEER:HVAC_Split-Package_HP | Annual | FALSE
Any | SWHC046T | EPr | ex | CZ04 | cDXHP | SWHC046-01 | ExAnte2019 | IOU workpaper | 2019-11-06 | Cap-Tons | 1 |  |  | 3.8345 | 0 | 35.1665 | -55.3578 | 0 | 35.9198 | [6 empty] | DEER:HVAC_Split-Package_HP | Annual | FALSE
Any | SWHC046T | EPr | ex | CZ05 | cDXHP | SWHC046-01 | ExAnte2019 | IOU workpaper | 2019-11-06 | Cap-Tons | 1 |  |  | -51.4435 | 0 | 42.3872 | -100.7323 | 0 | 43.2969 | [6 empty] | DEER:HVAC_Split-Package_HP | Annual | FALSE
Any | SWHC046T | EPr | ex | CZ06 | cDXHP | SWHC046-01 | ExAnte2019 | IOU workpaper | 2019-11-06 | Cap-Tons | 1 |  |  | 89.936 | 0 | 17.7611 | 30.6959 | 0 | 18.3243 | [6 empty] | DEER:HVAC_Split-Package_HP | Annual | FALSE
Any | SWHC046T | EPr | ex | CZ07 | cDXHP | SWHC046-01 | ExAnte2019 | IOU workpaper | 2019-11-06 | Cap-Tons | 1 |  |  | 94.5736 | 0 | 13.622 | 39.4191 | 0 | 14.1476 | [6 empty] | DEER:HVAC_Split-Package_HP | Annual | FALSE
Any | SWHC046T | EPr | ex | CZ08 | cDXHP | SWHC046-01 | ExAnte2019 | IOU workpaper | 2019-11-06 | Cap-Tons | 1 |  |  | 116.9423 | 0 | 15.114 | 51.4692 | 0 | 15.6058 | [6 empty] | DEER:HVAC_Split-Package_HP | Annual | FALSE
Any | SWHC046T | EPr | ex | CZ09 | cDXHP | SWHC046-01 | ExAnte2019 | IOU workpaper | 2019-11-06 | Cap-Tons | 1 |  |  | 124.7291 | 0 | 17.588 | 59.6566 | 0 | 18.1516 | [6 empty] | DEER:HVAC_Split-Package_HP | Annual | FALSE
Any | SWHC046T | EPr | ex | CZ10 | cDXHP | SWHC046-01 | ExAnte2019 | IOU workpaper | 2019-11-06 | Cap-Tons | 1 |  |  | 133.7918 | 0 | 17.3271 | 63.6792 | 0 | 17.8383 | [6 empty] | DEER:HVAC_Split-Package_HP | Annual | FALSE
Any | SWHC046T | EPr | ex | CZ11 | cDXHP | SWHC046-01 | ExAnte2019 | IOU workpaper | 2019-11-06 | Cap-Tons | 1 |  |  | 27.862 | 0 | 38.5934 | -42.8878 | 0 | 39.4424 | [6 empty] | DEER:HVAC_Split-Package_HP | Annual | FALSE
Any | SWHC046T | EPr | ex | CZ12 | cDXHP | SWHC046-01 | ExAnte2019 | IOU workpaper | 2019-11-06 | Cap-Tons | 1 |  |  | -3.1047 | 0 | 42.1473 | -67.6911 | 0 | 42.9701 | [6 empty] | DEER:HVAC_Split-Package_HP | Annual | FALSE
Any | SWHC046T | EPr | ex | CZ13 | cDXHP | SWHC046-01 | ExAnte2019 | IOU workpaper | 2019-11-06 | Cap-Tons | 1 |  |  | 57.05 | 0 | 34.2557 | -16.196 | 0 | 35.0111 | [6 empty] | DEER:HVAC_Split-Package_HP | Annual | FALSE
Any | SWHC046T | EPr | ex | CZ14 | cDXHP | SWHC046-01 | ExAnte2019 | IOU workpaper | 2019-11-06 | Cap-Tons | 1 |  |  | 44.6038 | 0 | 34.8808 | -27.1736 | 0 | 35.6528 | [6 empty] | DEER:HVAC_Split-Package_HP | Annual | FALSE
Any | SWHC046T | EPr | ex | CZ15 | cDXHP | SWHC046-01 | ExAnte2019 | IOU workpaper | 2019-11-06 | Cap-Tons | 1 |  |  | 277.2813 | 0 | 4.9091 | 178.362 | 0 | 5.1621 | [6 empty] | DEER:HVAC_Split-Package_HP | Annual | FALSE
Any | SWHC046T | EPr | ex | CZ16 | cDXHP | SWHC046-01 | ExAnte2019 | IOU workpaper | 2019-11-06 | Cap-Tons | 1 |  |  | -481.4502 | 0 | 107.9835 | -531.7141 | 0 | 109.1819 | [6 empty] | DEER:HVAC_Split-Package_HP | Annual | FALSE
Any | SWHC046T | ERC | ex | CZ01 | cDXHP | SWHC046-01 | ExAnte2019 | IOU workpaper | 2019-11-06 | Cap-Tons | 1 |  |  | -596.4911 | 0 | 131.6617 | -633.6302 | 0 | 132.9112 | [6 empty] | DEER:HVAC_Split-Package_HP | Annual | FALSE
Any | SWHC046T | ERC | ex | CZ02 | cDXHP | SWHC046-01 | ExAnte2019 | IOU workpaper | 2019-11-06 | Cap-Tons | 1 |  |  | -318.8027 | 0 | 82.0897 | -367.1001 | 0 | 82.8738 | [6 empty] | DEER:HVAC_Split-Package_HP | Annual | FALSE
Any | SWHC046T | ERC | ex | CZ03 | cDXHP | SWHC046-01 | ExAnte2019 | IOU workpaper | 2019-11-06 | Cap-Tons | 1 |  |  | -187.2316 | 0 | 63.2982 | -228.4575 | 0 | 64.0743 | [6 empty] | DEER:HVAC_Split-Package_HP | Annual | FALSE
Any | SWHC046T | ERC | ex | CZ04 | cDXHP | SWHC046-01 | ExAnte2019 | IOU workpaper | 2019-11-06 | Cap-Tons | 1 |  |  | -184.9398 | 0 | 56.7067 | -234.2063 | 0 | 57.3458 | [6 empty] | DEER:HVAC_Split-Package_HP | Annual | FALSE
Any | SWHC046T | ERC | ex | CZ05 | cDXHP | SWHC046-01 | ExAnte2019 | IOU workpaper | 2019-11-06 | Cap-Tons | 1 |  |  | -264.2375 | 0 | 70.9796 | -309.3846 | 0 | 71.6575 | [6 empty] | DEER:HVAC_Split-Package_HP | Annual | FALSE
Any | SWHC046T | ERC | ex | CZ06 | cDXHP | SWHC046-01 | ExAnte2019 | IOU workpaper | 2019-11-06 | Cap-Tons | 1 |  |  | -22.8045 | 0 | 30.0753 | -73.0312 | 0 | 30.4767 | [6 empty] | DEER:HVAC_Split-Package_HP | Annual | FALSE
Any | SWHC046T | ERC | ex | CZ07 | cDXHP | SWHC046-01 | ExAnte2019 | IOU workpaper | 2019-11-06 | Cap-Tons | 1 |  |  | 17.4884 | 0 | 19.6516 | -28.7198 | 0 | 19.9844 | [6 empty] | DEER:HVAC_Split-Package_HP | Annual | FALSE
Any | SWHC046T | ERC | ex | CZ08 | cDXHP | SWHC046-01 | ExAnte2019 | IOU workpaper | 2019-11-06 | Cap-Tons | 1 |  |  | 13.6324 | 0 | 26.6458 | -41.2065 | 0 | 27.0257 | [6 empty] | DEER:HVAC_Split-Package_HP | Annual | FALSE
Any | SWHC046T | ERC | ex | CZ09 | cDXHP | SWHC046-01 | ExAnte2019 | IOU workpaper | 2019-11-06 | Cap-Tons | 1 |  |  | 27.2994 | 0 | 26.5406 | -26.2542 | 0 | 26.9494 | [6 empty] | DEER:HVAC_Split-Package_HP | Annual | FALSE
Any | SWHC046T | ERC | ex | CZ10 | cDXHP | SWHC046-01 | ExAnte2019 | IOU workpaper | 2019-11-06 | Cap-Tons | 1 |  |  | 10.7888 | 0 | 29.875 | -46.8564 | 0 | 30.2945 | [6 empty] | DEER:HVAC_Split-Package_HP | Annual | FALSE
Any | SWHC046T | ERC | ex | CZ11 | cDXHP | SWHC046-01 | ExAnte2019 | IOU workpaper | 2019-11-06 | Cap-Tons | 1 |  |  | -129.2192 | 0 | 54.8041 | -189.6086 | 0 | 55.4827 | [6 empty] | DEER:HVAC_Split-Package_HP | Annual | FALSE
Any | SWHC046T | ERC | ex | CZ12 | cDXHP | SWHC046-01 | ExAnte2019 | IOU workpaper | 2019-11-06 | Cap-Tons | 1 |  |  | -182.6203 | 0 | 61.8744 | -235.8837 | 0 | 62.5458 | [6 empty] | DEER:HVAC_Split-Package_HP | Annual | FALSE
Any | SWHC046T | ERC | ex | CZ13 | cDXHP | SWHC046-01 | ExAnte2019 | IOU workpaper | 2019-11-06 | Cap-Tons | 1 |  |  | -89.2199 | 0 | 49.2898 | -151.8314 | 0 | 49.9279 | [6 empty] | DEER:HVAC_Split-Package_HP | Annual | FALSE
Any | SWHC046T | ERC | ex | CZ14 | cDXHP | SWHC046-01 | ExAnte2019 | IOU workpaper | 2019-11-06 | Cap-Tons | 1 |  |  | -120.3797 | 0 | 51.4543 | -181.7225 | 0 | 52.0353 | [6 empty] | DEER:HVAC_Split-Package_HP | Annual | FALSE
Any | SWHC046T | ERC | ex | CZ15 | cDXHP | SWHC046-01 | ExAnte2019 | IOU workpaper | 2019-11-06 | Cap-Tons | 1 |  |  | 213.147 | 0 | 8.1507 | 122.9196 | 0 | 8.3573 | [6 empty] | DEER:HVAC_Split-Package_HP | Annual | FALSE
Any | SWHC046T | ERC | ex | CZ16 | cDXHP | SWHC046-01 | ExAnte2019 | IOU workpaper | 2019-11-06 | Cap-Tons | 1 |  |  | -850.3935 | 0 | 145.2318 | -894.913 | 0 | 146.298 | [6 empty] | DEER:HVAC_Split-Package_HP | Annual | FALSE
Any | SWHC046T | ESe | ex | CZ01 | cDXHP | SWHC046-01 | ExAnte2019 | IOU workpaper | 2019-11-06 | Cap-Tons | 1 |  |  | -229.2502 | 0 | 81.8499 | -274.1548 | 0 | 83.3038 | [6 empty] | DEER:HVAC_Split-Package_HP | Annual | FALSE
Any | SWHC046T | ESe | ex | CZ02 | cDXHP | SWHC046-01 | ExAnte2019 | IOU workpaper | 2019-11-06 | Cap-Tons | 1 |  |  | -52.2549 | 0 | 49.7206 | -113.5718 | 0 | 50.6571 | [6 empty] | DEER:HVAC_Split-Package_HP | Annual | FALSE
Any | SWHC046T | ESe | ex | CZ03 | cDXHP | SWHC046-01 | ExAnte2019 | IOU workpaper | 2019-11-06 | Cap-Tons | 1 |  |  | 13.9764 | 0 | 34.4789 | -39.1734 | 0 | 35.3761 | [6 empty] | DEER:HVAC_Split-Package_HP | Annual | FALSE
Any | SWHC046T | ESe | ex | CZ04 | cDXHP | SWHC046-01 | ExAnte2019 | IOU workpaper | 2019-11-06 | Cap-Tons | 1 |  |  | 41.6946 | 0 | 31.5783 | -23.9706 | 0 | 32.3191 | [6 empty] | DEER:HVAC_Split-Package_HP | Annual | FALSE
Any | SWHC046T | ESe | ex | CZ05 | cDXHP | SWHC046-01 | ExAnte2019 | IOU workpaper | 2019-11-06 | Cap-Tons | 1 |  |  | 10.4643 | 0 | 33.2559 | -44.0123 | 0 | 34.0673 | [6 empty] | DEER:HVAC_Split-Package_HP | Annual | FALSE
Any | SWHC046T | ESe | ex | CZ06 | cDXHP | SWHC046-01 | ExAnte2019 | IOU workpaper | 2019-11-06 | Cap-Tons | 1 |  |  | 131.8102 | 0 | 13.6147 | 64.951 | 0 | 14.0888 | [6 empty] | DEER:HVAC_Split-Package_HP | Annual | FALSE
Any | SWHC046T | ESe | ex | CZ07 | cDXHP | SWHC046-01 | ExAnte2019 | IOU workpaper | 2019-11-06 | Cap-Tons | 1 |  |  | 136.7493 | 0 | 9.376 | 73.2053 | 0 | 9.7649 | [6 empty] | DEER:HVAC_Split-Package_HP | Annual | FALSE
Any | SWHC046T | ESe | ex | CZ08 | cDXHP | SWHC046-01 | ExAnte2019 | IOU workpaper | 2019-11-06 | Cap-Tons | 1 |  |  | 154.6427 | 0 | 12.7227 | 78.5347 | 0 | 13.1671 | [6 empty] | DEER:HVAC_Split-Package_HP | Annual | FALSE
Any | SWHC046T | ESe | ex | CZ09 | cDXHP | SWHC046-01 | ExAnte2019 | IOU workpaper | 2019-11-06 | Cap-Tons | 1 |  |  | 161.5631 | 0 | 14.5015 | 86.1897 | 0 | 15.0407 | [6 empty] | DEER:HVAC_Split-Package_HP | Annual | FALSE
Any | SWHC046T | ESe | ex | CZ10 | cDXHP | SWHC046-01 | ExAnte2019 | IOU workpaper | 2019-11-06 | Cap-Tons | 1 |  |  | 155.2041 | 0 | 18.1936 | 77.311 | 0 | 18.7741 | [6 empty] | DEER:HVAC_Split-Package_HP | Annual | FALSE
Any | SWHC046T | ESe | ex | CZ11 | cDXHP | SWHC046-01 | ExAnte2019 | IOU workpaper | 2019-11-06 | Cap-Tons | 1 |  |  | 40.2951 | 0 | 41.2774 | -40.5288 | 0 | 42.163 | [6 empty] | DEER:HVAC_Split-Package_HP | Annual | FALSE
Any | SWHC046T | ESe | ex | CZ12 | cDXHP | SWHC046-01 | ExAnte2019 | IOU workpaper | 2019-11-06 | Cap-Tons | 1 |  |  | 5.9763 | 0 | 43.8266 | -65.1493 | 0 | 44.7191 | [6 empty] | DEER:HVAC_Split-Package_HP | Annual | FALSE
Any | SWHC046T | ESe | ex | CZ13 | cDXHP | SWHC046-01 | ExAnte2019 | IOU workpaper | 2019-11-06 | Cap-Tons | 1 |  |  | 74.5192 | 0 | 36.1794 | -8.7996 | 0 | 36.9962 | [6 empty] | DEER:HVAC_Split-Package_HP | Annual | FALSE
Any | SWHC046T | ESe | ex | CZ14 | cDXHP | SWHC046-01 | ExAnte2019 | IOU workpaper | 2019-11-06 | Cap-Tons | 1 |  |  | 55.8052 | 0 | 37.902 | -24.7023 | 0 | 38.7351 | [6 empty] | DEER:HVAC_Split-Package_HP | Annual | FALSE
Any | SWHC046T | ESe | ex | CZ15 | cDXHP | SWHC046-01 | ExAnte2019 | IOU workpaper | 2019-11-06 | Cap-Tons | 1 |  |  | 307.0619 | 0 | 5.3104 | 195.1988 | 0 | 5.6009 | [6 empty] | DEER:HVAC_Split-Package_HP | Annual | FALSE
Any | SWHC046T | ESe | ex | CZ16 | cDXHP | SWHC046-01 | ExAnte2019 | IOU workpaper | 2019-11-06 | Cap-Tons | 1 |  |  | -434.0737 | 0 | 99.0388 | -489.8407 | 0 | 100.2565 | [6 empty] | DEER:HVAC_Split-Package_HP | Annual | FALSE
Any | SWHC046T | EUn | ex | CZ01 | cDXHP | SWHC046-01 | ExAnte2019 | IOU workpaper | 2019-11-06 | Cap-Tons | 1 |  |  | -145.3063 | 0 | 87.4244 | -220.9654 | 0 | 89.3689 | [6 empty] | DEER:HVAC_Split-Package_HP | Annual | FALSE
Any | SWHC046T | EUn | ex | CZ02 | cDXHP | SWHC046-01 | ExAnte2019 | IOU workpaper | 2019-11-06 | Cap-Tons | 1 |  |  | 49.3609 | 0 | 54.4383 | -55.6781 | 0 | 55.6047 | [6 empty] | DEER:HVAC_Split-Package_HP | Annual | FALSE
Any | SWHC046T | EUn | ex | CZ03 | cDXHP | SWHC046-01 | ExAnte2019 | IOU workpaper | 2019-11-06 | Cap-Tons | 1 |  |  | 79.3752 | 0 | 43.5784 | -7.9698 | 0 | 44.8245 | [6 empty] | DEER:HVAC_Split-Package_HP | Annual | FALSE
Any | SWHC046T | EUn | ex | CZ04 | cDXHP | SWHC046-01 | ExAnte2019 | IOU workpaper | 2019-11-06 | Cap-Tons | 1 |  |  | 116.145 | 0 | 39.8829 | 9.1613 | 0 | 40.8772 | [6 empty] | DEER:HVAC_Split-Package_HP | Annual | FALSE
Any | SWHC046T | EUn | ex | CZ05 | cDXHP | SWHC046-01 | ExAnte2019 | IOU workpaper | 2019-11-06 | Cap-Tons | 1 |  |  | 59.0223 | 0 | 44.6619 | -29.0049 | 0 | 45.8668 | [6 empty] | DEER:HVAC_Split-Package_HP | Annual | FALSE
Any | SWHC046T | EUn | ex | CZ06 | cDXHP | SWHC046-01 | ExAnte2019 | IOU workpaper | 2019-11-06 | Cap-Tons | 1 |  |  | 230.495 | 0 | 18.5924 | 122.4182 | 0 | 19.2223 | [6 empty] | DEER:HVAC_Split-Package_HP | Annual | FALSE
Any | SWHC046T | EUn | ex | CZ07 | cDXHP | SWHC046-01 | ExAnte2019 | IOU workpaper | 2019-11-06 | Cap-Tons | 1 |  |  | 227.8173 | 0 | 13.2808 | 126.3218 | 0 | 13.8217 | [6 empty] | DEER:HVAC_Split-Package_HP | Annual | FALSE
Any | SWHC046T | EUn | ex | CZ08 | cDXHP | SWHC046-01 | ExAnte2019 | IOU workpaper | 2019-11-06 | Cap-Tons | 1 |  |  | 260.3571 | 0 | 17.9425 | 140.34 | 0 | 18.5573 | [6 empty] | DEER:HVAC_Split-Package_HP | Annual | FALSE
Any | SWHC046T | EUn | ex | CZ09 | cDXHP | SWHC046-01 | ExAnte2019 | IOU workpaper | 2019-11-06 | Cap-Tons | 1 |  |  | 278.5907 | 0 | 19.3198 | 159.8029 | 0 | 20.0475 | [6 empty] | DEER:HVAC_Split-Package_HP | Annual | FALSE
Any | SWHC046T | EUn | ex | CZ10 | cDXHP | SWHC046-01 | ExAnte2019 | IOU workpaper | 2019-11-06 | Cap-Tons | 1 |  |  | 293.8815 | 0 | 20.5657 | 167.9222 | 0 | 21.2498 | [6 empty] | DEER:HVAC_Split-Package_HP | Annual | FALSE
Any | SWHC046T | EUn | ex | CZ11 | cDXHP | SWHC046-01 | ExAnte2019 | IOU workpaper | 2019-11-06 | Cap-Tons | 1 |  |  | 203.3956 | 0 | 41.9968 | 74.9851 | 0 | 43.0346 | [6 empty] | DEER:HVAC_Split-Package_HP | Annual | FALSE
Any | SWHC046T | EUn | ex | CZ12 | cDXHP | SWHC046-01 | ExAnte2019 | IOU workpaper | 2019-11-06 | Cap-Tons | 1 |  |  | 150.7812 | 0 | 45.0625 | 32.0684 | 0 | 46.1267 | [6 empty] | DEER:HVAC_Split-Package_HP | Annual | FALSE
Any | SWHC046T | EUn | ex | CZ13 | cDXHP | SWHC046-01 | ExAnte2019 | IOU workpaper | 2019-11-06 | Cap-Tons | 1 |  |  | 234.1602 | 0 | 36.871 | 103.6651 | 0 | 37.8155 | [6 empty] | DEER:HVAC_Split-Package_HP | Annual | FALSE
Any | SWHC046T | EUn | ex | CZ14 | cDXHP | SWHC046-01 | ExAnte2019 | IOU workpaper | 2019-11-06 | Cap-Tons | 1 |  |  | 209.8705 | 0 | 39.9814 | 80.8415 | 0 | 40.9443 | [6 empty] | DEER:HVAC_Split-Package_HP | Annual | FALSE
Any | SWHC046T | EUn | ex | CZ15 | cDXHP | SWHC046-01 | ExAnte2019 | IOU workpaper | 2019-11-06 | Cap-Tons | 1 |  |  | 504.45 | 0 | 5.9417 | 339.7503 | 0 | 6.2621 | [6 empty] | DEER:HVAC_Split-Package_HP | Annual | FALSE
Any | SWHC046T | EUn | ex | CZ16 | cDXHP | SWHC046-01 | ExAnte2019 | IOU workpaper | 2019-11-06 | Cap-Tons | 1 |  |  | -355.8788 | 0 | 105.8118 | -449.534 | 0 | 107.372 | [6 empty] | DEER:HVAC_Split-Package_HP | Annual | FALSE
Any | SWHC046T | Gro | ex | CZ01 | cDXHP | SWHC046-01 | ExAnte2019 | IOU workpaper | 2019-11-06 | Cap-Tons | 1 |  |  | -1709.1423 | 0 | 486.8445 | -1932.3306 | 0 | 495.8139 | [6 empty] | DEER:HVAC_Split-Package_HP | Annual | FALSE
Any | SWHC046T | Gro | ex | CZ02 | cDXHP | SWHC046-01 | ExAnte2019 | IOU workpaper | 2019-11-06 | Cap-Tons | 1 |  |  | -187.387 | 0 | 162.6221 | -353.3668 | 0 | 166.7271 | [6 empty] | DEER:HVAC_Split-Package_HP | Annual | FALSE
Any | SWHC046T | Gro | ex | CZ03 | cDXHP | SWHC046-01 | ExAnte2019 | IOU workpaper | 2019-11-06 | Cap-Tons | 1 |  |  | -311.8601 | 0 | 215.1071 | -500.3328 | 0 | 220.784 | [6 empty] | DEER:HVAC_Split-Package_HP | Annual | FALSE
Any | SWHC046T | Gro | ex | CZ04 | cDXHP | SWHC046-01 | ExAnte2019 | IOU workpaper | 2019-11-06 | Cap-Tons | 1 |  |  | -20.5449 | 0 | 141.7968 | -190.7447 | 0 | 145.6467 | [6 empty] | DEER:HVAC_Split-Package_HP | Annual | FALSE
Any | SWHC046T | Gro | ex | CZ05 | cDXHP | SWHC046-01 | ExAnte2019 | IOU workpaper | 2019-11-06 | Cap-Tons | 1 |  |  | -471.9689 | 0 | 253.0518 | -674.6415 | 0 | 259.3241 | [6 empty] | DEER:HVAC_Split-Package_HP | Annual | FALSE
Any | SWHC046T | Gro | ex | CZ06 | cDXHP | SWHC046-01 | ExAnte2019 | IOU workpaper | 2019-11-06 | Cap-Tons | 1 |  |  | 191.3111 | 0 | 90.73 | 20.7933 | 0 | 94.0896 | [6 empty] | DEER:HVAC_Split-Package_HP | Annual | FALSE
Any | SWHC046T | Gro | ex | CZ07 | cDXHP | SWHC046-01 | ExAnte2019 | IOU workpaper | 2019-11-06 | Cap-Tons | 1 |  |  | 297.013 | 0 | 103.2547 | 86.1711 | 0 | 107.6816 | [6 empty] | DEER:HVAC_Split-Package_HP | Annual | FALSE
Any | SWHC046T | Gro | ex | CZ08 | cDXHP | SWHC046-01 | ExAnte2019 | IOU workpaper | 2019-11-06 | Cap-Tons | 1 |  |  | 364.8398 | 0 | 75.425 | 185.2581 | 0 | 78.2483 | [6 empty] | DEER:HVAC_Split-Package_HP | Annual | FALSE
Any | SWHC046T | Gro | ex | CZ09 | cDXHP | SWHC046-01 | ExAnte2019 | IOU workpaper | 2019-11-06 | Cap-Tons | 1 |  |  | 390.2475 | 0 | 68.649 | 209.3481 | 0 | 71.553 | [6 empty] | DEER:HVAC_Split-Package_HP | Annual | FALSE
Any | SWHC046T | Gro | ex | CZ10 | cDXHP | SWHC046-01 | ExAnte2019 | IOU workpaper | 2019-11-06 | Cap-Tons | 1 |  |  | 371.5624 | 0 | 77.2602 | 187.272 | 0 | 80.1494 | [6 empty] | DEER:HVAC_Split-Package_HP | Annual | FALSE
Any | SWHC046T | Gro | ex | CZ11 | cDXHP | SWHC046-01 | ExAnte2019 | IOU workpaper | 2019-11-06 | Cap-Tons | 1 |  |  | 124.451 | 0 | 108.3552 | -69.4552 | 0 | 111.6264 | [6 empty] | DEER:HVAC_Split-Package_HP | Annual | FALSE
Any | SWHC046T | Gro | ex | CZ12 | cDXHP | SWHC046-01 | ExAnte2019 | IOU workpaper | 2019-11-06 | Cap-Tons | 1 |  |  | 98.2928 | 0 | 109.8729 | -75.3274 | 0 | 113.3425 | [6 empty] | DEER:HVAC_Split-Package_HP | Annual | FALSE
Any | SWHC046T | Gro | ex | CZ13 | cDXHP | SWHC046-01 | ExAnte2019 | IOU workpaper | 2019-11-06 | Cap-Tons | 1 |  |  | 226.1369 | 0 | 99.7323 | 38.0213 | 0 | 102.8094 | [6 empty] | DEER:HVAC_Split-Package_HP | Annual | FALSE
Any | SWHC046T | Gro | ex | CZ14 | cDXHP | SWHC046-01 | ExAnte2019 | IOU workpaper | 2019-11-06 | Cap-Tons | 1 |  |  | 157.1025 | 0 | 106.2657 | -37.5289 | 0 | 109.4773 | [6 empty] | DEER:HVAC_Split-Package_HP | Annual | FALSE
Any | SWHC046T | Gro | ex | CZ15 | cDXHP | SWHC046-01 | ExAnte2019 | IOU workpaper | 2019-11-06 | Cap-Tons | 1 |  |  | 781.9401 | 0 | 23.9306 | 550.3601 | 0 | 25.5129 | [6 empty] | DEER:HVAC_Split-Package_HP | Annual | FALSE
Any | SWHC046T | Gro | ex | CZ16 | cDXHP | SWHC046-01 | ExAnte2019 | IOU workpaper | 2019-11-06 | Cap-Tons | 1 |  |  | -1326.6007 | 0 | 339.1115 | -1527.635 | 0 | 344.6307 | [6 empty] | DEER:HVAC_Split-Package_HP | Annual | FALSE
Any | SWHC046T | Hsp | ex | CZ01 | cDXHP | SWHC046-01 | ExAnte2019 | IOU workpaper | 2019-11-06 | Cap-Tons | 1 |  |  | 339.4233 | 0 | 77.0962 | 173.6889 | 0 | 82.6705 | [6 empty] | DEER:HVAC_Split-Package_HP | Annual | FALSE
Any | SWHC046T | Hsp | ex | CZ02 | cDXHP | SWHC046-01 | ExAnte2019 | IOU workpaper | 2019-11-06 | Cap-Tons | 1 |  |  | 477.5623 | 0 | 49.9415 | 282.9951 | 0 | 53.46 | [6 empty] | DEER:HVAC_Split-Package_HP | Annual | FALSE
Any | SWHC046T | Hsp | ex | CZ03 | cDXHP | SWHC046-01 | ExAnte2019 | IOU workpaper | 2019-11-06 | Cap-Tons | 1 |  |  | 499.3115 | 0 | 37.0345 | 323.5498 | 0 | 40.3935 | [6 empty] | DEER:HVAC_Split-Package_HP | Annual | FALSE
Any | SWHC046T | Hsp | ex | CZ04 | cDXHP | SWHC046-01 | ExAnte2019 | IOU workpaper | 2019-11-06 | Cap-Tons | 1 |  |  | 520.1205 | 0 | 37.1865 | 322.1325 | 0 | 39.9847 | [6 empty] | DEER:HVAC_Split-Package_HP | Annual | FALSE
Any | SWHC046T | Hsp | ex | CZ05 | cDXHP | SWHC046-01 | ExAnte2019 | IOU workpaper | 2019-11-06 | Cap-Tons | 1 |  |  | 476.2818 | 0 | 41.6978 | 300.4959 | 0 | 45.3414 | [6 empty] | DEER:HVAC_Split-Package_HP | Annual | FALSE
Any | SWHC046T | Hsp | ex | CZ06 | cDXHP | SWHC046-01 | ExAnte2019 | IOU workpaper | 2019-11-06 | Cap-Tons | 1 |  |  | 613.5436 | 0 | 17.7838 | 410.7272 | 0 | 19.6341 | [6 empty] | DEER:HVAC_Split-Package_HP | Annual | FALSE
Any | SWHC046T | Hsp | ex | CZ07 | cDXHP | SWHC046-01 | ExAnte2019 | IOU workpaper | 2019-11-06 | Cap-Tons | 1 |  |  | 621.5059 | 0 | 7.6804 | 424.777 | 0 | 8.9004 | [6 empty] | DEER:HVAC_Split-Package_HP | Annual | FALSE
Any | SWHC046T | Hsp | ex | CZ08 | cDXHP | SWHC046-01 | ExAnte2019 | IOU workpaper | 2019-11-06 | Cap-Tons | 1 |  |  | 656.363 | 0 | 13.3892 | 443.224 | 0 | 14.9207 | [6 empty] | DEER:HVAC_Split-Package_HP | Annual | FALSE
Any | SWHC046T | Hsp | ex | CZ09 | cDXHP | SWHC046-01 | ExAnte2019 | IOU workpaper | 2019-11-06 | Cap-Tons | 1 |  |  | 657.0318 | 0 | 18.6329 | 440.5557 | 0 | 20.4632 | [6 empty] | DEER:HVAC_Split-Package_HP | Annual | FALSE
Any | SWHC046T | Hsp | ex | CZ10 | cDXHP | SWHC046-01 | ExAnte2019 | IOU workpaper | 2019-11-06 | Cap-Tons | 1 |  |  | 671.7335 | 0 | 22.6343 | 449.9799 | 0 | 24.6327 | [6 empty] | DEER:HVAC_Split-Package_HP | Annual | FALSE
Any | SWHC046T | Hsp | ex | CZ11 | cDXHP | SWHC046-01 | ExAnte2019 | IOU workpaper | 2019-11-06 | Cap-Tons | 1 |  |  | 566.6608 | 0 | 48.5972 | 338.6156 | 0 | 51.4632 | [6 empty] | DEER:HVAC_Split-Package_HP | Annual | FALSE
Any | SWHC046T | Hsp | ex | CZ12 | cDXHP | SWHC046-01 | ExAnte2019 | IOU workpaper | 2019-11-06 | Cap-Tons | 1 |  |  | 539.8056 | 0 | 45.7941 | 328.9783 | 0 | 48.746 | [6 empty] | DEER:HVAC_Split-Package_HP | Annual | FALSE
Any | SWHC046T | Hsp | ex | CZ13 | cDXHP | SWHC046-01 | ExAnte2019 | IOU workpaper | 2019-11-06 | Cap-Tons | 1 |  |  | 608.4556 | 0 | 42.8798 | 379.1859 | 0 | 45.542 | [6 empty] | DEER:HVAC_Split-Package_HP | Annual | FALSE
Any | SWHC046T | Hsp | ex | CZ14 | cDXHP | SWHC046-01 | ExAnte2019 | IOU workpaper | 2019-11-06 | Cap-Tons | 1 |  |  | 535.5726 | 0 | 54.2206 | 306.1267 | 0 | 57.1296 | [6 empty] | DEER:HVAC_Split-Package_HP | Annual | FALSE
Any | SWHC046T | Hsp | ex | CZ15 | cDXHP | SWHC046-01 | ExAnte2019 | IOU workpaper | 2019-11-06 | Cap-Tons | 1 |  |  | 905.3267 | 0 | 8.2664 | 630.0573 | 0 | 9.154 | [6 empty] | DEER:HVAC_Split-Package_HP | Annual | FALSE
Any | SWHC046T | Hsp | ex | CZ16 | cDXHP | SWHC046-01 | ExAnte2019 | IOU workpaper | 2019-11-06 | Cap-Tons | 1 |  |  | 35.6746 | 0 | 119.8929 | -152.6364 | 0 | 124.1252 | [6 empty] | DEER:HVAC_Split-Package_HP | Annual | FALSE
Any | SWHC046T | Htl | ex | CZ01 | cDXHP | SWHC046-01 | ExAnte2019 | IOU workpaper | 2019-11-06 | Cap-Tons | 1 |  |  | -650.8145 | 0 | 218.9019 | -781.2224 | 0 | 223.0096 | [6 empty] | DEER:HVAC_Split-Package_HP | Annual | FALSE
Any | SWHC046T | Htl | ex | CZ02 | cDXHP | SWHC046-01 | ExAnte2019 | IOU workpaper | 2019-11-06 | Cap-Tons | 1 |  |  | -212.851 | 0 | 137.7514 | -374.3459 | 0 | 140.5977 | [6 empty] | DEER:HVAC_Split-Package_HP | Annual | FALSE
Any | SWHC046T | Htl | ex | CZ03 | cDXHP | SWHC046-01 | ExAnte2019 | IOU workpaper | 2019-11-06 | Cap-Tons | 1 |  |  | -80.8184 | 0 | 118.7201 | -224.7759 | 0 | 121.7735 | [6 empty] | DEER:HVAC_Split-Package_HP | Annual | FALSE
Any | SWHC046T | Htl | ex | CZ04 | cDXHP | SWHC046-01 | ExAnte2019 | IOU workpaper | 2019-11-06 | Cap-Tons | 1 |  |  | -31.3164 | 0 | 99.679 | -195.6645 | 0 | 102.1176 | [6 empty] | DEER:HVAC_Split-Package_HP | Annual | FALSE
Any | SWHC046T | Htl | ex | CZ05 | cDXHP | SWHC046-01 | ExAnte2019 | IOU workpaper | 2019-11-06 | Cap-Tons | 1 |  |  | -174.6439 | 0 | 128.0878 | -318.482 | 0 | 131.1556 | [6 empty] | DEER:HVAC_Split-Package_HP | Annual | FALSE
Any | SWHC046T | Htl | ex | CZ06 | cDXHP | SWHC046-01 | ExAnte2019 | IOU workpaper | 2019-11-06 | Cap-Tons | 1 |  |  | 248.015 | 0 | 58.5376 | 76.0857 | 0 | 60.4969 | [6 empty] | DEER:HVAC_Split-Package_HP | Annual | FALSE
Any | SWHC046T | Htl | ex | CZ07 | cDXHP | SWHC046-01 | ExAnte2019 | IOU workpaper | 2019-11-06 | Cap-Tons | 1 |  |  | 304.9946 | 0 | 40.3463 | 139.3635 | 0 | 42.1042 | [6 empty] | DEER:HVAC_Split-Package_HP | Annual | FALSE
Any | SWHC046T | Htl | ex | CZ08 | cDXHP | SWHC046-01 | ExAnte2019 | IOU workpaper | 2019-11-06 | Cap-Tons | 1 |  |  | 350.1745 | 0 | 47.6629 | 160.2085 | 0 | 49.3835 | [6 empty] | DEER:HVAC_Split-Package_HP | Annual | FALSE
Any | SWHC046T | Htl | ex | CZ09 | cDXHP | SWHC046-01 | ExAnte2019 | IOU workpaper | 2019-11-06 | Cap-Tons | 1 |  |  | 351.7538 | 0 | 52.0639 | 162.9586 | 0 | 53.9728 | [6 empty] | DEER:HVAC_Split-Package_HP | Annual | FALSE
Any | SWHC046T | Htl | ex | CZ10 | cDXHP | SWHC046-01 | ExAnte2019 | IOU workpaper | 2019-11-06 | Cap-Tons | 1 |  |  | 341.6925 | 0 | 61.1291 | 144.8399 | 0 | 63.0489 | [6 empty] | DEER:HVAC_Split-Package_HP | Annual | FALSE
Any | SWHC046T | Htl | ex | CZ11 | cDXHP | SWHC046-01 | ExAnte2019 | IOU workpaper | 2019-11-06 | Cap-Tons | 1 |  |  | 130.4189 | 0 | 102.5058 | -70.2381 | 0 | 104.9011 | [6 empty] | DEER:HVAC_Split-Package_HP | Annual | FALSE
Any | SWHC046T | Htl | ex | CZ12 | cDXHP | SWHC046-01 | ExAnte2019 | IOU workpaper | 2019-11-06 | Cap-Tons | 1 |  |  | 62.8932 | 0 | 109.0538 | -122.3 | 0 | 111.6169 | [6 empty] | DEER:HVAC_Split-Package_HP | Annual | FALSE
Any | SWHC046T | Htl | ex | CZ13 | cDXHP | SWHC046-01 | ExAnte2019 | IOU workpaper | 2019-11-06 | Cap-Tons | 1 |  |  | 206.8352 | 0 | 91.5544 | 3.9473 | 0 | 93.8156 | [6 empty] | DEER:HVAC_Split-Package_HP | Annual | FALSE
Any | SWHC046T | Htl | ex | CZ14 | cDXHP | SWHC046-01 | ExAnte2019 | IOU workpaper | 2019-11-06 | Cap-Tons | 1 |  |  | 94.8107 | 0 | 106.0063 | -105.2084 | 0 | 108.3647 | [6 empty] | DEER:HVAC_Split-Package_HP | Annual | FALSE
Any | SWHC046T | Htl | ex | CZ15 | cDXHP | SWHC046-01 | ExAnte2019 | IOU workpaper | 2019-11-06 | Cap-Tons | 1 |  |  | 739.0895 | 0 | 22.482 | 483.1782 | 0 | 23.5726 | [6 empty] | DEER:HVAC_Split-Package_HP | Annual | FALSE
Any | SWHC046T | Htl | ex | CZ16 | cDXHP | SWHC046-01 | ExAnte2019 | IOU workpaper | 2019-11-06 | Cap-Tons | 1 |  |  | -1067.4873 | 0 | 238.2563 | -1221.3844 | 0 | 241.3126 | [6 empty] | DEER:HVAC_Split-Package_HP | Annual | FALSE
Any | SWHC046T | MBT | ex | CZ01 | cDXHP | SWHC046-01 | ExAnte2019 | IOU workpaper | 2019-11-06 | Cap-Tons | 1 |  |  | -59.2207 | 0 | 58.2177 | -129.0768 | 0 | 59.5501 | [6 empty] | DEER:HVAC_Split-Package_HP | Annual | FALSE
Any | SWHC046T | MBT | ex | CZ02 | cDXHP | SWHC046-01 | ExAnte2019 | IOU workpaper | 2019-11-06 | Cap-Tons | 1 |  |  | 111.7442 | 0 | 32.0404 | 19.4119 | 0 | 32.8205 | [6 empty] | DEER:HVAC_Split-Package_HP | Annual | FALSE
Any | SWHC046T | MBT | ex | CZ03 | cDXHP | SWHC046-01 | ExAnte2019 | IOU workpaper | 2019-11-06 | Cap-Tons | 1 |  |  | 112.681 | 0 | 27.3217 | 29.9696 | 0 | 28.1691 | [6 empty] | DEER:HVAC_Split-Package_HP | Annual | FALSE
Any | SWHC046T | MBT | ex | CZ04 | cDXHP | SWHC046-01 | ExAnte2019 | IOU workpaper | 2019-11-06 | Cap-Tons | 1 |  |  | 156.4383 | 0 | 22.0012 | 60.678 | 0 | 22.6416 | [6 empty] | DEER:HVAC_Split-Package_HP | Annual | FALSE
Any | SWHC046T | MBT | ex | CZ05 | cDXHP | SWHC046-01 | ExAnte2019 | IOU workpaper | 2019-11-06 | Cap-Tons | 1 |  |  | 101.2507 | 0 | 27.8181 | 16.8498 | 0 | 28.6579 | [6 empty] | DEER:HVAC_Split-Package_HP | Annual | FALSE
Any | SWHC046T | MBT | ex | CZ06 | cDXHP | SWHC046-01 | ExAnte2019 | IOU workpaper | 2019-11-06 | Cap-Tons | 1 |  |  | 221.9156 | 0 | 12.0719 | 120.9446 | 0 | 12.5615 | [6 empty] | DEER:HVAC_Split-Package_HP | Annual | FALSE
Any | SWHC046T | MBT | ex | CZ07 | cDXHP | SWHC046-01 | ExAnte2019 | IOU workpaper | 2019-11-06 | Cap-Tons | 1 |  |  | 210.2606 | 0 | 8.6652 | 114.2611 | 0 | 9.0892 | [6 empty] | DEER:HVAC_Split-Package_HP | Annual | FALSE
Any | SWHC046T | MBT | ex | CZ08 | cDXHP | SWHC046-01 | ExAnte2019 | IOU workpaper | 2019-11-06 | Cap-Tons | 1 |  |  | 248.2544 | 0 | 10.3618 | 141.6377 | 0 | 10.7855 | [6 empty] | DEER:HVAC_Split-Package_HP | Annual | FALSE
Any | SWHC046T | MBT | ex | CZ09 | cDXHP | SWHC046-01 | ExAnte2019 | IOU workpaper | 2019-11-06 | Cap-Tons | 1 |  |  | 271.5753 | 0 | 12.6885 | 166.1696 | 0 | 13.2159 | [6 empty] | DEER:HVAC_Split-Package_HP | Annual | FALSE
Any | SWHC046T | MBT | ex | CZ10 | cDXHP | SWHC046-01 | ExAnte2019 | IOU workpaper | 2019-11-06 | Cap-Tons | 1 |  |  | 280.3054 | 0 | 12.8991 | 170.0353 | 0 | 13.3681 | [6 empty] | DEER:HVAC_Split-Package_HP | Annual | FALSE
Any | SWHC046T | MBT | ex | CZ11 | cDXHP | SWHC046-01 | ExAnte2019 | IOU workpaper | 2019-11-06 | Cap-Tons | 1 |  |  | 232.7992 | 0 | 25.4201 | 124.2782 | 0 | 26.1667 | [6 empty] | DEER:HVAC_Split-Package_HP | Annual | FALSE
Any | SWHC046T | MBT | ex | CZ12 | cDXHP | SWHC046-01 | ExAnte2019 | IOU workpaper | 2019-11-06 | Cap-Tons | 1 |  |  | 189.4893 | 0 | 26.963 | 89.1482 | 0 | 27.7152 | [6 empty] | DEER:HVAC_Split-Package_HP | Annual | FALSE
Any | SWHC046T | MBT | ex | CZ13 | cDXHP | SWHC046-01 | ExAnte2019 | IOU workpaper | 2019-11-06 | Cap-Tons | 1 |  |  | 248.6364 | 0 | 23.0651 | 138.6062 | 0 | 23.7597 | [6 empty] | DEER:HVAC_Split-Package_HP | Annual | FALSE
Any | SWHC046T | MBT | ex | CZ14 | cDXHP | SWHC046-01 | ExAnte2019 | IOU workpaper | 2019-11-06 | Cap-Tons | 1 |  |  | 236.5722 | 0 | 26.4026 | 124.799 | 0 | 27.1551 | [6 empty] | DEER:HVAC_Split-Package_HP | Annual | FALSE
Any | SWHC046T | MBT | ex | CZ15 | cDXHP | SWHC046-01 | ExAnte2019 | IOU workpaper | 2019-11-06 | Cap-Tons | 1 |  |  | 441.7913 | 0 | 3.995 | 300.8051 | 0 | 4.2416 | [6 empty] | DEER:HVAC_Split-Package_HP | Annual | FALSE
Any | SWHC046T | MBT | ex | CZ16 | cDXHP | SWHC046-01 | ExAnte2019 | IOU workpaper | 2019-11-06 | Cap-Tons | 1 |  |  | -190.8609 | 0 | 76.1537 | -278.016 | 0 | 77.4262 | [6 empty] | DEER:HVAC_Split-Package_HP | Annual | FALSE
Any | SWHC046T | MLI | ex | CZ01 | cDXHP | SWHC046-01 | ExAnte2019 | IOU workpaper | 2019-11-06 | Cap-Tons | 1 |  |  | -354.4105 | 0 | 87.4118 | -411.6864 | 0 | 89.1962 | [6 empty] | DEER:HVAC_Split-Package_HP | Annual | FALSE
Any | SWHC046T | MLI | ex | CZ02 | cDXHP | SWHC046-01 | ExAnte2019 | IOU workpaper | 2019-11-06 | Cap-Tons | 1 |  |  | -88.4824 | 0 | 55.082 | -168.2897 | 0 | 56.3546 | [6 empty] | DEER:HVAC_Split-Package_HP | Annual | FALSE
Any | SWHC046T | MLI | ex | CZ03 | cDXHP | SWHC046-01 | ExAnte2019 | IOU workpaper | 2019-11-06 | Cap-Tons | 1 |  |  | -36.808 | 0 | 44.5672 | -102.7115 | 0 | 45.8295 | [6 empty] | DEER:HVAC_Split-Package_HP | Annual | FALSE
Any | SWHC046T | MLI | ex | CZ04 | cDXHP | SWHC046-01 | ExAnte2019 | IOU workpaper | 2019-11-06 | Cap-Tons | 1 |  |  | -13.994 | 0 | 40.9144 | -93.9054 | 0 | 41.9732 | [6 empty] | DEER:HVAC_Split-Package_HP | Annual | FALSE
Any | SWHC046T | MLI | ex | CZ05 | cDXHP | SWHC046-01 | ExAnte2019 | IOU workpaper | 2019-11-06 | Cap-Tons | 1 |  |  | -81.1283 | 0 | 48.5252 | -147.2059 | 0 | 49.7375 | [6 empty] | DEER:HVAC_Split-Package_HP | Annual | FALSE
Any | SWHC046T | MLI | ex | CZ06 | cDXHP | SWHC046-01 | ExAnte2019 | IOU workpaper | 2019-11-06 | Cap-Tons | 1 |  |  | 133.7644 | 0 | 21.8541 | 50.648 | 0 | 22.5617 | [6 empty] | DEER:HVAC_Split-Package_HP | Annual | FALSE
Any | SWHC046T | MLI | ex | CZ07 | cDXHP | SWHC046-01 | ExAnte2019 | IOU workpaper | 2019-11-06 | Cap-Tons | 1 |  |  | 168.9932 | 0 | 14.1536 | 90.8775 | 0 | 14.7493 | [6 empty] | DEER:HVAC_Split-Package_HP | Annual | FALSE
Any | SWHC046T | MLI | ex | CZ08 | cDXHP | SWHC046-01 | ExAnte2019 | IOU workpaper | 2019-11-06 | Cap-Tons | 1 |  |  | 187.5933 | 0 | 20.0378 | 94.3552 | 0 | 20.7185 | [6 empty] | DEER:HVAC_Split-Package_HP | Annual | FALSE
Any | SWHC046T | MLI | ex | CZ09 | cDXHP | SWHC046-01 | ExAnte2019 | IOU workpaper | 2019-11-06 | Cap-Tons | 1 |  |  | 199.726 | 0 | 21.4624 | 104.3325 | 0 | 22.2397 | [6 empty] | DEER:HVAC_Split-Package_HP | Annual | FALSE
Any | SWHC046T | MLI | ex | CZ10 | cDXHP | SWHC046-01 | ExAnte2019 | IOU workpaper | 2019-11-06 | Cap-Tons | 1 |  |  | 199.2609 | 0 | 22.0011 | 100.6078 | 0 | 22.7538 | [6 empty] | DEER:HVAC_Split-Package_HP | Annual | FALSE
Any | SWHC046T | MLI | ex | CZ11 | cDXHP | SWHC046-01 | ExAnte2019 | IOU workpaper | 2019-11-06 | Cap-Tons | 1 |  |  | 72.2927 | 0 | 42.2789 | -27.7173 | 0 | 43.4691 | [6 empty] | DEER:HVAC_Split-Package_HP | Annual | FALSE
Any | SWHC046T | MLI | ex | CZ12 | cDXHP | SWHC046-01 | ExAnte2019 | IOU workpaper | 2019-11-06 | Cap-Tons | 1 |  |  | 36.8415 | 0 | 43.7271 | -54.0484 | 0 | 44.9258 | [6 empty] | DEER:HVAC_Split-Package_HP | Annual | FALSE
Any | SWHC046T | MLI | ex | CZ13 | cDXHP | SWHC046-01 | ExAnte2019 | IOU workpaper | 2019-11-06 | Cap-Tons | 1 |  |  | 120.2342 | 0 | 35.6887 | 18.5831 | 0 | 36.7715 | [6 empty] | DEER:HVAC_Split-Package_HP | Annual | FALSE
Any | SWHC046T | MLI | ex | CZ14 | cDXHP | SWHC046-01 | ExAnte2019 | IOU workpaper | 2019-11-06 | Cap-Tons | 1 |  |  | 50.291 | 0 | 45.4378 | -54.0264 | 0 | 46.6009 | [6 empty] | DEER:HVAC_Split-Package_HP | Annual | FALSE
Any | SWHC046T | MLI | ex | CZ15 | cDXHP | SWHC046-01 | ExAnte2019 | IOU workpaper | 2019-11-06 | Cap-Tons | 1 |  |  | 390.9279 | 0 | 6.1024 | 258.0017 | 0 | 6.4602 | [6 empty] | DEER:HVAC_Split-Package_HP | Annual | FALSE
Any | SWHC046T | MLI | ex | CZ16 | cDXHP | SWHC046-01 | ExAnte2019 | IOU workpaper | 2019-11-06 | Cap-Tons | 1 |  |  | -559.963 | 0 | 104.0808 | -630.5605 | 0 | 105.6131 | [6 empty] | DEER:HVAC_Split-Package_HP | Annual | FALSE
Any | SWHC046T | Mtl | ex | CZ01 | cDXHP | SWHC046-01 | ExAnte2019 | IOU workpaper | 2019-11-06 | Cap-Tons | 1 |  |  | 252.4341 | 0 | 105.5112 | 85.4166 | 0 | 110.1453 | [6 empty] | DEER:HVAC_Split-Package_HP | Annual | FALSE
Any | SWHC046T | Mtl | ex | CZ02 | cDXHP | SWHC046-01 | ExAnte2019 | IOU workpaper | 2019-11-06 | Cap-Tons | 1 |  |  | 306.144 | 0 | 98.7767 | 101.4485 | 0 | 102.051 | [6 empty] | DEER:HVAC_Split-Package_HP | Annual | FALSE
Any | SWHC046T | Mtl | ex | CZ03 | cDXHP | SWHC046-01 | ExAnte2019 | IOU workpaper | 2019-11-06 | Cap-Tons | 1 |  |  | 458.1569 | 0 | 51.933 | 277.1131 | 0 | 54.9672 | [6 empty] | DEER:HVAC_Split-Package_HP | Annual | FALSE
Any | SWHC046T | Mtl | ex | CZ04 | cDXHP | SWHC046-01 | ExAnte2019 | IOU workpaper | 2019-11-06 | Cap-Tons | 1 |  |  | 382.3231 | 0 | 73.5222 | 172.1817 | 0 | 76.0815 | [6 empty] | DEER:HVAC_Split-Package_HP | Annual | FALSE
Any | SWHC046T | Mtl | ex | CZ05 | cDXHP | SWHC046-01 | ExAnte2019 | IOU workpaper | 2019-11-06 | Cap-Tons | 1 |  |  | 415.7549 | 0 | 62.6543 | 235.1378 | 0 | 66.0253 | [6 empty] | DEER:HVAC_Split-Package_HP | Annual | FALSE
Any | SWHC046T | Mtl | ex | CZ06 | cDXHP | SWHC046-01 | ExAnte2019 | IOU workpaper | 2019-11-06 | Cap-Tons | 1 |  |  | 615.4556 | 0 | 19.5057 | 401.957 | 0 | 20.9138 | [6 empty] | DEER:HVAC_Split-Package_HP | Annual | FALSE
Any | SWHC046T | Mtl | ex | CZ07 | cDXHP | SWHC046-01 | ExAnte2019 | IOU workpaper | 2019-11-06 | Cap-Tons | 1 |  |  | 623.1797 | 0 | 6.6317 | 414.8602 | 0 | 7.3958 | [6 empty] | DEER:HVAC_Split-Package_HP | Annual | FALSE
Any | SWHC046T | Mtl | ex | CZ08 | cDXHP | SWHC046-01 | ExAnte2019 | IOU workpaper | 2019-11-06 | Cap-Tons | 1 |  |  | 616.5247 | 0 | 21.1552 | 384.2154 | 0 | 22.4135 | [6 empty] | DEER:HVAC_Split-Package_HP | Annual | FALSE
Any | SWHC046T | Mtl | ex | CZ09 | cDXHP | SWHC046-01 | ExAnte2019 | IOU workpaper | 2019-11-06 | Cap-Tons | 1 |  |  | 660.9397 | 0 | 23.3861 | 429.1616 | 0 | 24.8429 | [6 empty] | DEER:HVAC_Split-Package_HP | Annual | FALSE
Any | SWHC046T | Mtl | ex | CZ10 | cDXHP | SWHC046-01 | ExAnte2019 | IOU workpaper | 2019-11-06 | Cap-Tons | 1 |  |  | 643.3928 | 0 | 36.7679 | 408.1526 | 0 | 38.6048 | [6 empty] | DEER:HVAC_Split-Package_HP | Annual | FALSE
Any | SWHC046T | Mtl | ex | CZ11 | cDXHP | SWHC046-01 | ExAnte2019 | IOU workpaper | 2019-11-06 | Cap-Tons | 1 |  |  | 541.0961 | 0 | 66.1648 | 301.513 | 0 | 68.6905 | [6 empty] | DEER:HVAC_Split-Package_HP | Annual | FALSE
Any | SWHC046T | Mtl | ex | CZ12 | cDXHP | SWHC046-01 | ExAnte2019 | IOU workpaper | 2019-11-06 | Cap-Tons | 1 |  |  | 464.9551 | 0 | 71.3679 | 242.9036 | 0 | 73.9932 | [6 empty] | DEER:HVAC_Split-Package_HP | Annual | FALSE
Any | SWHC046T | Mtl | ex | CZ13 | cDXHP | SWHC046-01 | ExAnte2019 | IOU workpaper | 2019-11-06 | Cap-Tons | 1 |  |  | 587.5223 | 0 | 58.2436 | 345.2201 | 0 | 60.5526 | [6 empty] | DEER:HVAC_Split-Package_HP | Annual | FALSE
Any | SWHC046T | Mtl | ex | CZ14 | cDXHP | SWHC046-01 | ExAnte2019 | IOU workpaper | 2019-11-06 | Cap-Tons | 1 |  |  | 496.2082 | 0 | 73.6227 | 255.7756 | 0 | 76.0801 | [6 empty] | DEER:HVAC_Split-Package_HP | Annual | FALSE
Any | SWHC046T | Mtl | ex | CZ15 | cDXHP | SWHC046-01 | ExAnte2019 | IOU workpaper | 2019-11-06 | Cap-Tons | 1 |  |  | 978.5373 | 0 | 8.5034 | 678.3642 | 0 | 9.2801 | [6 empty] | DEER:HVAC_Split-Package_HP | Annual | FALSE
Any | SWHC046T | Mtl | ex | CZ16 | cDXHP | SWHC046-01 | ExAnte2019 | IOU workpaper | 2019-11-06 | Cap-Tons | 1 |  |  | -60.5874 | 0 | 144.3464 | -252.8099 | 0 | 148.0988 | [6 empty] | DEER:HVAC_Split-Package_HP | Annual | FALSE
Any | SWHC046T | Nrs | ex | CZ01 | cDXHP | SWHC046-01 | ExAnte2019 | IOU workpaper | 2019-11-06 | Cap-Tons | 1 |  |  | -5.3035 | 0 | 122.7048 | -162.3301 | 0 | 126.6811 | [6 empty] | DEER:HVAC_Split-Package_HP | Annual | FALSE
Any | SWHC046T | Nrs | ex | CZ02 | cDXHP | SWHC046-01 | ExAnte2019 | IOU workpaper | 2019-11-06 | Cap-Tons | 1 |  |  | 193.182 | 0 | 87.8712 | 10.1111 | 0 | 90.6964 | [6 empty] | DEER:HVAC_Split-Package_HP | Annual | FALSE
Any | SWHC046T | Nrs | ex | CZ03 | cDXHP | SWHC046-01 | ExAnte2019 | IOU workpaper | 2019-11-06 | Cap-Tons | 1 |  |  | 261.1623 | 0 | 69.5273 | 95.7579 | 0 | 72.2748 | [6 empty] | DEER:HVAC_Split-Package_HP | Annual | FALSE
Any | SWHC046T | Nrs | ex | CZ04 | cDXHP | SWHC046-01 | ExAnte2019 | IOU workpaper | 2019-11-06 | Cap-Tons | 1 |  |  | 286.5334 | 0 | 66.0475 | 101.4546 | 0 | 68.4209 | [6 empty] | DEER:HVAC_Split-Package_HP | Annual | FALSE
Any | SWHC046T | Nrs | ex | CZ05 | cDXHP | SWHC046-01 | ExAnte2019 | IOU workpaper | 2019-11-06 | Cap-Tons | 1 |  |  | 174.4305 | 0 | 79.8229 | 8.3109 | 0 | 82.7513 | [6 empty] | DEER:HVAC_Split-Package_HP | Annual | FALSE
Any | SWHC046T | Nrs | ex | CZ06 | cDXHP | SWHC046-01 | ExAnte2019 | IOU workpaper | 2019-11-06 | Cap-Tons | 1 |  |  | 432.1033 | 0 | 40.8015 | 244.0308 | 0 | 42.62 | [6 empty] | DEER:HVAC_Split-Package_HP | Annual | FALSE
Any | SWHC046T | Nrs | ex | CZ07 | cDXHP | SWHC046-01 | ExAnte2019 | IOU workpaper | 2019-11-06 | Cap-Tons | 1 |  |  | 451.4743 | 0 | 26.4156 | 270.2988 | 0 | 27.9287 | [6 empty] | DEER:HVAC_Split-Package_HP | Annual | FALSE
Any | SWHC046T | Nrs | ex | CZ08 | cDXHP | SWHC046-01 | ExAnte2019 | IOU workpaper | 2019-11-06 | Cap-Tons | 1 |  |  | 489.5191 | 0 | 33.695 | 292.2222 | 0 | 35.2997 | [6 empty] | DEER:HVAC_Split-Package_HP | Annual | FALSE
Any | SWHC046T | Nrs | ex | CZ09 | cDXHP | SWHC046-01 | ExAnte2019 | IOU workpaper | 2019-11-06 | Cap-Tons | 1 |  |  | 482.4825 | 0 | 39.4639 | 280.268 | 0 | 41.1854 | [6 empty] | DEER:HVAC_Split-Package_HP | Annual | FALSE
Any | SWHC046T | Nrs | ex | CZ10 | cDXHP | SWHC046-01 | ExAnte2019 | IOU workpaper | 2019-11-06 | Cap-Tons | 1 |  |  | 471.6216 | 0 | 46.7511 | 264.525 | 0 | 48.5475 | [6 empty] | DEER:HVAC_Split-Package_HP | Annual | FALSE
Any | SWHC046T | Nrs | ex | CZ11 | cDXHP | SWHC046-01 | ExAnte2019 | IOU workpaper | 2019-11-06 | Cap-Tons | 1 |  |  | 322.2092 | 0 | 71.6866 | 110.2224 | 0 | 73.9133 | [6 empty] | DEER:HVAC_Split-Package_HP | Annual | FALSE
Any | SWHC046T | Nrs | ex | CZ12 | cDXHP | SWHC046-01 | ExAnte2019 | IOU workpaper | 2019-11-06 | Cap-Tons | 1 |  |  | 311.3538 | 0 | 73.0956 | 114.5509 | 0 | 75.4842 | [6 empty] | DEER:HVAC_Split-Package_HP | Annual | FALSE
Any | SWHC046T | Nrs | ex | CZ13 | cDXHP | SWHC046-01 | ExAnte2019 | IOU workpaper | 2019-11-06 | Cap-Tons | 1 |  |  | 402.0387 | 0 | 64.7907 | 189.5523 | 0 | 66.8445 | [6 empty] | DEER:HVAC_Split-Package_HP | Annual | FALSE
Any | SWHC046T | Nrs | ex | CZ14 | cDXHP | SWHC046-01 | ExAnte2019 | IOU workpaper | 2019-11-06 | Cap-Tons | 1 |  |  | 272.5981 | 0 | 78.2439 | 61.1266 | 0 | 80.4743 | [6 empty] | DEER:HVAC_Split-Package_HP | Annual | FALSE
Any | SWHC046T | Nrs | ex | CZ15 | cDXHP | SWHC046-01 | ExAnte2019 | IOU workpaper | 2019-11-06 | Cap-Tons | 1 |  |  | 741.0584 | 0 | 19.5632 | 480.1409 | 0 | 20.4302 | [6 empty] | DEER:HVAC_Split-Package_HP | Annual | FALSE
Any | SWHC046T | Nrs | ex | CZ16 | cDXHP | SWHC046-01 | ExAnte2019 | IOU workpaper | 2019-11-06 | Cap-Tons | 1 |  |  | -284.99 | 0 | 152.4787 | -456.8984 | 0 | 155.9127 | [6 empty] | DEER:HVAC_Split-Package_HP | Annual | FALSE
Any | SWHC046T | OfL | ex | CZ01 | cDXHP | SWHC046-01 | ExAnte2019 | IOU workpaper | 2019-11-06 | Cap-Tons | 1 |  |  | 179.6458 | 0 | 11.2757 | 113.6493 | 0 | 11.9138 | [6 empty] | DEER:HVAC_Split-Package_HP | Annual | FALSE
Any | SWHC046T | OfL | ex | CZ02 | cDXHP | SWHC046-01 | ExAnte2019 | IOU workpaper | 2019-11-06 | Cap-Tons | 1 |  |  | 236.7899 | 0 | 7.1158 | 143.768 | 0 | 7.5098 | [6 empty] | DEER:HVAC_Split-Package_HP | Annual | FALSE
Any | SWHC046T | OfL | ex | CZ03 | cDXHP | SWHC046-01 | ExAnte2019 | IOU workpaper | 2019-11-06 | Cap-Tons | 1 |  |  | 205.8837 | 0 | 5.0123 | 128.6184 | 0 | 5.3599 | [6 empty] | DEER:HVAC_Split-Package_HP | Annual | FALSE
Any | SWHC046T | OfL | ex | CZ04 | cDXHP | SWHC046-01 | ExAnte2019 | IOU workpaper | 2019-11-06 | Cap-Tons | 1 |  |  | 236.1254 | 0 | 5.8874 | 141.3482 | 0 | 6.2101 | [6 empty] | DEER:HVAC_Split-Package_HP | Annual | FALSE
Any | SWHC046T | OfL | ex | CZ05 | cDXHP | SWHC046-01 | ExAnte2019 | IOU workpaper | 2019-11-06 | Cap-Tons | 1 |  |  | 205.1909 | 0 | 4.9678 | 125.3908 | 0 | 5.2696 | [6 empty] | DEER:HVAC_Split-Package_HP | Annual | FALSE
Any | SWHC046T | OfL | ex | CZ06 | cDXHP | SWHC046-01 | ExAnte2019 | IOU workpaper | 2019-11-06 | Cap-Tons | 1 |  |  | 266.4825 | 0 | 1.2793 | 169.9749 | 0 | 1.3918 | [6 empty] | DEER:HVAC_Split-Package_HP | Annual | FALSE
Any | SWHC046T | OfL | ex | CZ07 | cDXHP | SWHC046-01 | ExAnte2019 | IOU workpaper | 2019-11-06 | Cap-Tons | 1 |  |  | 241.186 | 0 | 0.3989 | 150.8356 | 0 | 0.4502 | [6 empty] | DEER:HVAC_Split-Package_HP | Annual | FALSE
Any | SWHC046T | OfL | ex | CZ08 | cDXHP | SWHC046-01 | ExAnte2019 | IOU workpaper | 2019-11-06 | Cap-Tons | 1 |  |  | 282.0641 | 0 | 1.3045 | 176.8765 | 0 | 1.415 | [6 empty] | DEER:HVAC_Split-Package_HP | Annual | FALSE
Any | SWHC046T | OfL | ex | CZ09 | cDXHP | SWHC046-01 | ExAnte2019 | IOU workpaper | 2019-11-06 | Cap-Tons | 1 |  |  | 297.0512 | 0 | 1.9968 | 193.3691 | 0 | 2.1676 | [6 empty] | DEER:HVAC_Split-Package_HP | Annual | FALSE
Any | SWHC046T | OfL | ex | CZ10 | cDXHP | SWHC046-01 | ExAnte2019 | IOU workpaper | 2019-11-06 | Cap-Tons | 1 |  |  | 310.8478 | 0 | 1.5725 | 201.4502 | 0 | 1.7083 | [6 empty] | DEER:HVAC_Split-Package_HP | Annual | FALSE
Any | SWHC046T | OfL | ex | CZ11 | cDXHP | SWHC046-01 | ExAnte2019 | IOU workpaper | 2019-11-06 | Cap-Tons | 1 |  |  | 298.1436 | 0 | 6.7646 | 189.7965 | 0 | 7.1883 | [6 empty] | DEER:HVAC_Split-Package_HP | Annual | FALSE
Any | SWHC046T | OfL | ex | CZ12 | cDXHP | SWHC046-01 | ExAnte2019 | IOU workpaper | 2019-11-06 | Cap-Tons | 1 |  |  | 266.4694 | 0 | 6.4826 | 167.0857 | 0 | 6.8855 | [6 empty] | DEER:HVAC_Split-Package_HP | Annual | FALSE
Any | SWHC046T | OfL | ex | CZ13 | cDXHP | SWHC046-01 | ExAnte2019 | IOU workpaper | 2019-11-06 | Cap-Tons | 1 |  |  | 302.8172 | 0 | 5.8367 | 194.1202 | 0 | 6.2113 | [6 empty] | DEER:HVAC_Split-Package_HP | Annual | FALSE
Any | SWHC046T | OfL | ex | CZ14 | cDXHP | SWHC046-01 | ExAnte2019 | IOU workpaper | 2019-11-06 | Cap-Tons | 1 |  |  | 311.6189 | 0 | 6.3787 | 199.5247 | 0 | 6.7351 | [6 empty] | DEER:HVAC_Split-Package_HP | Annual | FALSE
Any | SWHC046T | OfL | ex | CZ15 | cDXHP | SWHC046-01 | ExAnte2019 | IOU workpaper | 2019-11-06 | Cap-Tons | 1 |  |  | 427.0273 | 0 | 0.3461 | 286.8003 | 0 | 0.3904 | [6 empty] | DEER:HVAC_Split-Package_HP | Annual | FALSE
Any | SWHC046T | OfL | ex | CZ16 | cDXHP | SWHC046-01 | ExAnte2019 | IOU workpaper | 2019-11-06 | Cap-Tons | 1 |  |  | 102.7626 | 0 | 26.5597 | 16.9848 | 0 | 27.4581 | [6 empty] | DEER:HVAC_Split-Package_HP | Annual | FALSE
Any | SWHC046T | OfS | ex | CZ01 | cDXHP | SWHC046-01 | ExAnte2019 | IOU workpaper | 2019-11-06 | Cap-Tons | 1 |  |  | 7.4488 | 0 | 38.9146 | -57.1555 | 0 | 40.1204 | [6 empty] | DEER:HVAC_Split-Package_HP | Annual | FALSE
Any | SWHC046T | OfS | ex | CZ02 | cDXHP | SWHC046-01 | ExAnte2019 | IOU workpaper | 2019-11-06 | Cap-Tons | 1 |  |  | 133.4787 | 0 | 23.3867 | 44.4566 | 0 | 24.1292 | [6 empty] | DEER:HVAC_Split-Package_HP | Annual | FALSE
Any | SWHC046T | OfS | ex | CZ03 | cDXHP | SWHC046-01 | ExAnte2019 | IOU workpaper | 2019-11-06 | Cap-Tons | 1 |  |  | 122.4902 | 0 | 19.7257 | 48.3607 | 0 | 20.4827 | [6 empty] | DEER:HVAC_Split-Package_HP | Annual | FALSE
Any | SWHC046T | OfS | ex | CZ04 | cDXHP | SWHC046-01 | ExAnte2019 | IOU workpaper | 2019-11-06 | Cap-Tons | 1 |  |  | 148.7118 | 0 | 19.7065 | 58.2896 | 0 | 20.3453 | [6 empty] | DEER:HVAC_Split-Package_HP | Annual | FALSE
Any | SWHC046T | OfS | ex | CZ05 | cDXHP | SWHC046-01 | ExAnte2019 | IOU workpaper | 2019-11-06 | Cap-Tons | 1 |  |  | 112.6973 | 0 | 19.9985 | 36.3439 | 0 | 20.6815 | [6 empty] | DEER:HVAC_Split-Package_HP | Annual | FALSE
Any | SWHC046T | OfS | ex | CZ06 | cDXHP | SWHC046-01 | ExAnte2019 | IOU workpaper | 2019-11-06 | Cap-Tons | 1 |  |  | 228.9893 | 0 | 7.8048 | 136.7978 | 0 | 8.1476 | [6 empty] | DEER:HVAC_Split-Package_HP | Annual | FALSE
Any | SWHC046T | OfS | ex | CZ07 | cDXHP | SWHC046-01 | ExAnte2019 | IOU workpaper | 2019-11-06 | Cap-Tons | 1 |  |  | 223.6028 | 0 | 4.3277 | 137.2392 | 0 | 4.5857 | [6 empty] | DEER:HVAC_Split-Package_HP | Annual | FALSE
Any | SWHC046T | OfS | ex | CZ08 | cDXHP | SWHC046-01 | ExAnte2019 | IOU workpaper | 2019-11-06 | Cap-Tons | 1 |  |  | 250.6668 | 0 | 7.6213 | 150.0023 | 0 | 7.9537 | [6 empty] | DEER:HVAC_Split-Package_HP | Annual | FALSE
Any | SWHC046T | OfS | ex | CZ09 | cDXHP | SWHC046-01 | ExAnte2019 | IOU workpaper | 2019-11-06 | Cap-Tons | 1 |  |  | 258.7037 | 0 | 9.0908 | 158.462 | 0 | 9.5136 | [6 empty] | DEER:HVAC_Split-Package_HP | Annual | FALSE
Any | SWHC046T | OfS | ex | CZ10 | cDXHP | SWHC046-01 | ExAnte2019 | IOU workpaper | 2019-11-06 | Cap-Tons | 1 |  |  | 277.9819 | 0 | 7.6424 | 172.5838 | 0 | 7.9974 | [6 empty] | DEER:HVAC_Split-Package_HP | Annual | FALSE
Any | SWHC046T | OfS | ex | CZ11 | cDXHP | SWHC046-01 | ExAnte2019 | IOU workpaper | 2019-11-06 | Cap-Tons | 1 |  |  | 221.1988 | 0 | 19.1301 | 115.3968 | 0 | 19.8393 | [6 empty] | DEER:HVAC_Split-Package_HP | Annual | FALSE
Any | SWHC046T | OfS | ex | CZ12 | cDXHP | SWHC046-01 | ExAnte2019 | IOU workpaper | 2019-11-06 | Cap-Tons | 1 |  |  | 187.0385 | 0 | 19.627 | 90.5294 | 0 | 20.3511 | [6 empty] | DEER:HVAC_Split-Package_HP | Annual | FALSE
Any | SWHC046T | OfS | ex | CZ13 | cDXHP | SWHC046-01 | ExAnte2019 | IOU workpaper | 2019-11-06 | Cap-Tons | 1 |  |  | 236.0773 | 0 | 16.6085 | 130.4027 | 0 | 17.2728 | [6 empty] | DEER:HVAC_Split-Package_HP | Annual | FALSE
Any | SWHC046T | OfS | ex | CZ14 | cDXHP | SWHC046-01 | ExAnte2019 | IOU workpaper | 2019-11-06 | Cap-Tons | 1 |  |  | 235.241 | 0 | 17.5362 | 125.8348 | 0 | 18.1516 | [6 empty] | DEER:HVAC_Split-Package_HP | Annual | FALSE
Any | SWHC046T | OfS | ex | CZ15 | cDXHP | SWHC046-01 | ExAnte2019 | IOU workpaper | 2019-11-06 | Cap-Tons | 1 |  |  | 415.1502 | 0 | 2.0988 | 276.8291 | 0 | 2.248 | [6 empty] | DEER:HVAC_Split-Package_HP | Annual | FALSE
Any | SWHC046T | OfS | ex | CZ16 | cDXHP | SWHC046-01 | ExAnte2019 | IOU workpaper | 2019-11-06 | Cap-Tons | 1 |  |  | -115.6204 | 0 | 54.6483 | -198.7842 | 0 | 55.8174 | [6 empty] | DEER:HVAC_Split-Package_HP | Annual | FALSE
Any | SWHC046T | RFF | ex | CZ01 | cDXHP | SWHC046-01 | ExAnte2019 | IOU workpaper | 2019-11-06 | Cap-Tons | 1 |  |  | -401.1393 | 0 | 183.8593 | -497.6557 | 0 | 187.184 | [6 empty] | DEER:HVAC_Split-Package_HP | Annual | FALSE
Any | SWHC046T | RFF | ex | CZ02 | cDXHP | SWHC046-01 | ExAnte2019 | IOU workpaper | 2019-11-06 | Cap-Tons | 1 |  |  | -64.5795 | 0 | 116.2567 | -205.4969 | 0 | 118.3994 | [6 empty] | DEER:HVAC_Split-Package_HP | Annual | FALSE
Any | SWHC046T | RFF | ex | CZ03 | cDXHP | SWHC046-01 | ExAnte2019 | IOU workpaper | 2019-11-06 | Cap-Tons | 1 |  |  | 18.5158 | 0 | 87.0047 | -95.227 | 0 | 89.3157 | [6 empty] | DEER:HVAC_Split-Package_HP | Annual | FALSE
Any | SWHC046T | RFF | ex | CZ04 | cDXHP | SWHC046-01 | ExAnte2019 | IOU workpaper | 2019-11-06 | Cap-Tons | 1 |  |  | 70.0908 | 0 | 82.8845 | -75.2992 | 0 | 84.7314 | [6 empty] | DEER:HVAC_Split-Package_HP | Annual | FALSE
Any | SWHC046T | RFF | ex | CZ05 | cDXHP | SWHC046-01 | ExAnte2019 | IOU workpaper | 2019-11-06 | Cap-Tons | 1 |  |  | -12.3817 | 0 | 93.6099 | -125.8377 | 0 | 95.9295 | [6 empty] | DEER:HVAC_Split-Package_HP | Annual | FALSE
Any | SWHC046T | RFF | ex | CZ06 | cDXHP | SWHC046-01 | ExAnte2019 | IOU workpaper | 2019-11-06 | Cap-Tons | 1 |  |  | 262.4593 | 0 | 35.2094 | 124.7076 | 0 | 36.4725 | [6 empty] | DEER:HVAC_Split-Package_HP | Annual | FALSE
Any | SWHC046T | RFF | ex | CZ07 | cDXHP | SWHC046-01 | ExAnte2019 | IOU workpaper | 2019-11-06 | Cap-Tons | 1 |  |  | 288.2938 | 0 | 19.8747 | 156.0904 | 0 | 20.8664 | [6 empty] | DEER:HVAC_Split-Package_HP | Annual | FALSE
Any | SWHC046T | RFF | ex | CZ08 | cDXHP | SWHC046-01 | ExAnte2019 | IOU workpaper | 2019-11-06 | Cap-Tons | 1 |  |  | 306.9185 | 0 | 33.7192 | 147.2774 | 0 | 34.8682 | [6 empty] | DEER:HVAC_Split-Package_HP | Annual | FALSE
Any | SWHC046T | RFF | ex | CZ09 | cDXHP | SWHC046-01 | ExAnte2019 | IOU workpaper | 2019-11-06 | Cap-Tons | 1 |  |  | 340.8443 | 0 | 35.6356 | 183.3894 | 0 | 36.9437 | [6 empty] | DEER:HVAC_Split-Package_HP | Annual | FALSE
Any | SWHC046T | RFF | ex | CZ10 | cDXHP | SWHC046-01 | ExAnte2019 | IOU workpaper | 2019-11-06 | Cap-Tons | 1 |  |  | 355.6712 | 0 | 40.1531 | 187.8223 | 0 | 41.4386 | [6 empty] | DEER:HVAC_Split-Package_HP | Annual | FALSE
Any | SWHC046T | RFF | ex | CZ11 | cDXHP | SWHC046-01 | ExAnte2019 | IOU workpaper | 2019-11-06 | Cap-Tons | 1 |  |  | 191.5441 | 0 | 78.1022 | 22.0793 | 0 | 79.8781 | [6 empty] | DEER:HVAC_Split-Package_HP | Annual | FALSE
Any | SWHC046T | RFF | ex | CZ12 | cDXHP | SWHC046-01 | ExAnte2019 | IOU workpaper | 2019-11-06 | Cap-Tons | 1 |  |  | 116.7881 | 0 | 84.6927 | -38.0338 | 0 | 86.5469 | [6 empty] | DEER:HVAC_Split-Package_HP | Annual | FALSE
Any | SWHC046T | RFF | ex | CZ13 | cDXHP | SWHC046-01 | ExAnte2019 | IOU workpaper | 2019-11-06 | Cap-Tons | 1 |  |  | 250.7574 | 0 | 69.9339 | 76.6588 | 0 | 71.6004 | [6 empty] | DEER:HVAC_Split-Package_HP | Annual | FALSE
Any | SWHC046T | RFF | ex | CZ14 | cDXHP | SWHC046-01 | ExAnte2019 | IOU workpaper | 2019-11-06 | Cap-Tons | 1 |  |  | 187.5607 | 0 | 78.9309 | 18.4807 | 0 | 80.6956 | [6 empty] | DEER:HVAC_Split-Package_HP | Annual | FALSE
Any | SWHC046T | RFF | ex | CZ15 | cDXHP | SWHC046-01 | ExAnte2019 | IOU workpaper | 2019-11-06 | Cap-Tons | 1 |  |  | 700.4852 | 0 | 9.6321 | 475.9561 | 0 | 10.2248 | [6 empty] | DEER:HVAC_Split-Package_HP | Annual | FALSE
Any | SWHC046T | RFF | ex | CZ16 | cDXHP | SWHC046-01 | ExAnte2019 | IOU workpaper | 2019-11-06 | Cap-Tons | 1 |  |  | -745.9261 | 0 | 199.5893 | -869.4097 | 0 | 201.9534 | [6 empty] | DEER:HVAC_Split-Package_HP | Annual | FALSE
Any | SWHC046T | RSD | ex | CZ01 | cDXHP | SWHC046-01 | ExAnte2019 | IOU workpaper | 2019-11-06 | Cap-Tons | 1 |  |  | -13.6799 | 0 | 91.8502 | -89.6044 | 0 | 94.1945 | [6 empty] | DEER:HVAC_Split-Package_HP | Annual | FALSE
Any | SWHC046T | RSD | ex | CZ02 | cDXHP | SWHC046-01 | ExAnte2019 | IOU workpaper | 2019-11-06 | Cap-Tons | 1 |  |  | 182.6129 | 0 | 47.0138 | 64.9944 | 0 | 48.2393 | [6 empty] | DEER:HVAC_Split-Package_HP | Annual | FALSE
Any | SWHC046T | RSD | ex | CZ03 | cDXHP | SWHC046-01 | ExAnte2019 | IOU workpaper | 2019-11-06 | Cap-Tons | 1 |  |  | 170.2004 | 0 | 31.742 | 73.5273 | 0 | 32.9684 | [6 empty] | DEER:HVAC_Split-Package_HP | Annual | FALSE
Any | SWHC046T | RSD | ex | CZ04 | cDXHP | SWHC046-01 | ExAnte2019 | IOU workpaper | 2019-11-06 | Cap-Tons | 1 |  |  | 255.211 | 0 | 26.6763 | 131.3895 | 0 | 27.6088 | [6 empty] | DEER:HVAC_Split-Package_HP | Annual | FALSE
Any | SWHC046T | RSD | ex | CZ05 | cDXHP | SWHC046-01 | ExAnte2019 | IOU workpaper | 2019-11-06 | Cap-Tons | 1 |  |  | 175.9534 | 0 | 28.3766 | 79.1696 | 0 | 29.5455 | [6 empty] | DEER:HVAC_Split-Package_HP | Annual | FALSE
Any | SWHC046T | RSD | ex | CZ06 | cDXHP | SWHC046-01 | ExAnte2019 | IOU workpaper | 2019-11-06 | Cap-Tons | 1 |  |  | 262.94 | 0 | 8.065 | 144.6749 | 0 | 8.5949 | [6 empty] | DEER:HVAC_Split-Package_HP | Annual | FALSE
Any | SWHC046T | RSD | ex | CZ07 | cDXHP | SWHC046-01 | ExAnte2019 | IOU workpaper | 2019-11-06 | Cap-Tons | 1 |  |  | 227.075 | 0 | 2.7812 | 113.932 | 0 | 3.0666 | [6 empty] | DEER:HVAC_Split-Package_HP | Annual | FALSE
Any | SWHC046T | RSD | ex | CZ08 | cDXHP | SWHC046-01 | ExAnte2019 | IOU workpaper | 2019-11-06 | Cap-Tons | 1 |  |  | 312.7914 | 0 | 7.0633 | 179.053 | 0 | 7.5086 | [6 empty] | DEER:HVAC_Split-Package_HP | Annual | FALSE
Any | SWHC046T | RSD | ex | CZ09 | cDXHP | SWHC046-01 | ExAnte2019 | IOU workpaper | 2019-11-06 | Cap-Tons | 1 |  |  | 356.1453 | 0 | 9.7193 | 224.7065 | 0 | 10.3238 | [6 empty] | DEER:HVAC_Split-Package_HP | Annual | FALSE
Any | SWHC046T | RSD | ex | CZ10 | cDXHP | SWHC046-01 | ExAnte2019 | IOU workpaper | 2019-11-06 | Cap-Tons | 1 |  |  | 386.493 | 0 | 11.5668 | 244.7792 | 0 | 12.1773 | [6 empty] | DEER:HVAC_Split-Package_HP | Annual | FALSE
Any | SWHC046T | RSD | ex | CZ11 | cDXHP | SWHC046-01 | ExAnte2019 | IOU workpaper | 2019-11-06 | Cap-Tons | 1 |  |  | 334.5083 | 0 | 35.6182 | 195.0723 | 0 | 36.7179 | [6 empty] | DEER:HVAC_Split-Package_HP | Annual | FALSE
Any | SWHC046T | RSD | ex | CZ12 | cDXHP | SWHC046-01 | ExAnte2019 | IOU workpaper | 2019-11-06 | Cap-Tons | 1 |  |  | 277.3277 | 0 | 37.9032 | 147.7883 | 0 | 39.0151 | [6 empty] | DEER:HVAC_Split-Package_HP | Annual | FALSE
Any | SWHC046T | RSD | ex | CZ13 | cDXHP | SWHC046-01 | ExAnte2019 | IOU workpaper | 2019-11-06 | Cap-Tons | 1 |  |  | 356.4078 | 0 | 33.1066 | 213.3002 | 0 | 34.1595 | [6 empty] | DEER:HVAC_Split-Package_HP | Annual | FALSE
Any | SWHC046T | RSD | ex | CZ14 | cDXHP | SWHC046-01 | ExAnte2019 | IOU workpaper | 2019-11-06 | Cap-Tons | 1 |  |  | 340.0101 | 0 | 34.3971 | 201.5804 | 0 | 35.4611 | [6 empty] | DEER:HVAC_Split-Package_HP | Annual | FALSE
Any | SWHC046T | RSD | ex | CZ15 | cDXHP | SWHC046-01 | ExAnte2019 | IOU workpaper | 2019-11-06 | Cap-Tons | 1 |  |  | 606.7954 | 0 | 1.8471 | 422.8345 | 0 | 2.085 | [6 empty] | DEER:HVAC_Split-Package_HP | Annual | FALSE
Any | SWHC046T | RSD | ex | CZ16 | cDXHP | SWHC046-01 | ExAnte2019 | IOU workpaper | 2019-11-06 | Cap-Tons | 1 |  |  | -346.2462 | 0 | 140.7516 | -448.8198 | 0 | 142.4735 | [6 empty] | DEER:HVAC_Split-Package_HP | Annual | FALSE
Any | SWHC046T | Rt3 | ex | CZ01 | cDXHP | SWHC046-01 | ExAnte2019 | IOU workpaper | 2019-11-06 | Cap-Tons | 1 |  |  | 214.5314 | 0 | 34.9998 | 116.6842 | 0 | 36.6687 | [6 empty] | DEER:HVAC_Split-Package_HP | Annual | FALSE
Any | SWHC046T | Rt3 | ex | CZ02 | cDXHP | SWHC046-01 | ExAnte2019 | IOU workpaper | 2019-11-06 | Cap-Tons | 1 |  |  | 339.631 | 0 | 17.0321 | 204.2498 | 0 | 17.9331 | [6 empty] | DEER:HVAC_Split-Package_HP | Annual | FALSE
Any | SWHC046T | Rt3 | ex | CZ03 | cDXHP | SWHC046-01 | ExAnte2019 | IOU workpaper | 2019-11-06 | Cap-Tons | 1 |  |  | 278.988 | 0 | 12.3323 | 160.1081 | 0 | 13.0947 | [6 empty] | DEER:HVAC_Split-Package_HP | Annual | FALSE
Any | SWHC046T | Rt3 | ex | CZ04 | cDXHP | SWHC046-01 | ExAnte2019 | IOU workpaper | 2019-11-06 | Cap-Tons | 1 |  |  | 363.953 | 0 | 9.4499 | 224.5106 | 0 | 10.0529 | [6 empty] | DEER:HVAC_Split-Package_HP | Annual | FALSE
Any | SWHC046T | Rt3 | ex | CZ05 | cDXHP | SWHC046-01 | ExAnte2019 | IOU workpaper | 2019-11-06 | Cap-Tons | 1 |  |  | 282.498 | 0 | 9.7477 | 162.5744 | 0 | 10.3714 | [6 empty] | DEER:HVAC_Split-Package_HP | Annual | FALSE
Any | SWHC046T | Rt3 | ex | CZ06 | cDXHP | SWHC046-01 | ExAnte2019 | IOU workpaper | 2019-11-06 | Cap-Tons | 1 |  |  | 365.8554 | 0 | 2.3239 | 219.1085 | 0 | 2.5226 | [6 empty] | DEER:HVAC_Split-Package_HP | Annual | FALSE
Any | SWHC046T | Rt3 | ex | CZ07 | cDXHP | SWHC046-01 | ExAnte2019 | IOU workpaper | 2019-11-06 | Cap-Tons | 1 |  |  | 317.4991 | 0 | 0.58 | 176.5664 | 0 | 0.6547 | [6 empty] | DEER:HVAC_Split-Package_HP | Annual | FALSE
Any | SWHC046T | Rt3 | ex | CZ08 | cDXHP | SWHC046-01 | ExAnte2019 | IOU workpaper | 2019-11-06 | Cap-Tons | 1 |  |  | 406.7833 | 0 | 1.736 | 253.1393 | 0 | 1.901 | [6 empty] | DEER:HVAC_Split-Package_HP | Annual | FALSE
Any | SWHC046T | Rt3 | ex | CZ09 | cDXHP | SWHC046-01 | ExAnte2019 | IOU workpaper | 2019-11-06 | Cap-Tons | 1 |  |  | 446.9781 | 0 | 2.997 | 296.8885 | 0 | 3.291 | [6 empty] | DEER:HVAC_Split-Package_HP | Annual | FALSE
Any | SWHC046T | Rt3 | ex | CZ10 | cDXHP | SWHC046-01 | ExAnte2019 | IOU workpaper | 2019-11-06 | Cap-Tons | 1 |  |  | 468.3034 | 0 | 3.2113 | 309.5599 | 0 | 3.5053 | [6 empty] | DEER:HVAC_Split-Package_HP | Annual | FALSE
Any | SWHC046T | Rt3 | ex | CZ11 | cDXHP | SWHC046-01 | ExAnte2019 | IOU workpaper | 2019-11-06 | Cap-Tons | 1 |  |  | 440.6396 | 0 | 16.4802 | 284.2665 | 0 | 17.4556 | [6 empty] | DEER:HVAC_Split-Package_HP | Annual | FALSE
Any | SWHC046T | Rt3 | ex | CZ12 | cDXHP | SWHC046-01 | ExAnte2019 | IOU workpaper | 2019-11-06 | Cap-Tons | 1 |  |  | 396.3413 | 0 | 15.7556 | 250.1777 | 0 | 16.6964 | [6 empty] | DEER:HVAC_Split-Package_HP | Annual | FALSE
Any | SWHC046T | Rt3 | ex | CZ13 | cDXHP | SWHC046-01 | ExAnte2019 | IOU workpaper | 2019-11-06 | Cap-Tons | 1 |  |  | 453.495 | 0 | 14.058 | 294.9319 | 0 | 14.9491 | [6 empty] | DEER:HVAC_Split-Package_HP | Annual | FALSE
Any | SWHC046T | Rt3 | ex | CZ14 | cDXHP | SWHC046-01 | ExAnte2019 | IOU workpaper | 2019-11-06 | Cap-Tons | 1 |  |  | 453.9818 | 0 | 15.7495 | 295.1923 | 0 | 16.7019 | [6 empty] | DEER:HVAC_Split-Package_HP | Annual | FALSE
Any | SWHC046T | Rt3 | ex | CZ15 | cDXHP | SWHC046-01 | ExAnte2019 | IOU workpaper | 2019-11-06 | Cap-Tons | 1 |  |  | 644.546 | 0 | 0.5845 | 444.4482 | 0 | 0.6822 | [6 empty] | DEER:HVAC_Split-Package_HP | Annual | FALSE
Any | SWHC046T | Rt3 | ex | CZ16 | cDXHP | SWHC046-01 | ExAnte2019 | IOU workpaper | 2019-11-06 | Cap-Tons | 1 |  |  | -58.7808 | 0 | 84.8657 | -186.7598 | 0 | 86.7988 | [6 empty] | DEER:HVAC_Split-Package_HP | Annual | FALSE
Any | SWHC046T | RtL | ex | CZ01 | cDXHP | SWHC046-01 | ExAnte2019 | IOU workpaper | 2019-11-06 | Cap-Tons | 1 |  |  | 68.2769 | 0 | 69.4356 | -44.7411 | 0 | 71.6035 | [6 empty] | DEER:HVAC_Split-Package_HP | Annual | FALSE
Any | SWHC046T | RtL | ex | CZ02 | cDXHP | SWHC046-01 | ExAnte2019 | IOU workpaper | 2019-11-06 | Cap-Tons | 1 |  |  | 296.6314 | 0 | 35.2931 | 147.1547 | 0 | 36.5647 | [6 empty] | DEER:HVAC_Split-Package_HP | Annual | FALSE
Any | SWHC046T | RtL | ex | CZ03 | cDXHP | SWHC046-01 | ExAnte2019 | IOU workpaper | 2019-11-06 | Cap-Tons | 1 |  |  | 212.0491 | 0 | 31.6451 | 75.5403 | 0 | 32.858 | [6 empty] | DEER:HVAC_Split-Package_HP | Annual | FALSE
Any | SWHC046T | RtL | ex | CZ04 | cDXHP | SWHC046-01 | ExAnte2019 | IOU workpaper | 2019-11-06 | Cap-Tons | 1 |  |  | 332.1356 | 0 | 24.0445 | 176.6307 | 0 | 24.9526 | [6 empty] | DEER:HVAC_Split-Package_HP | Annual | FALSE
Any | SWHC046T | RtL | ex | CZ05 | cDXHP | SWHC046-01 | ExAnte2019 | IOU workpaper | 2019-11-06 | Cap-Tons | 1 |  |  | 209.8946 | 0 | 32.9023 | 72.1866 | 0 | 34.1352 | [6 empty] | DEER:HVAC_Split-Package_HP | Annual | FALSE
Any | SWHC046T | RtL | ex | CZ06 | cDXHP | SWHC046-01 | ExAnte2019 | IOU workpaper | 2019-11-06 | Cap-Tons | 1 |  |  | 335.534 | 0 | 14.8033 | 169.934 | 0 | 15.4249 | [6 empty] | DEER:HVAC_Split-Package_HP | Annual | FALSE
Any | SWHC046T | RtL | ex | CZ07 | cDXHP | SWHC046-01 | ExAnte2019 | IOU workpaper | 2019-11-06 | Cap-Tons | 1 |  |  | 304.5522 | 0 | 9.961 | 143.9896 | 0 | 10.4589 | [6 empty] | DEER:HVAC_Split-Package_HP | Annual | FALSE
Any | SWHC046T | RtL | ex | CZ08 | cDXHP | SWHC046-01 | ExAnte2019 | IOU workpaper | 2019-11-06 | Cap-Tons | 1 |  |  | 406.3347 | 0 | 10.4936 | 238.5602 | 0 | 11.0267 | [6 empty] | DEER:HVAC_Split-Package_HP | Annual | FALSE
Any | SWHC046T | RtL | ex | CZ09 | cDXHP | SWHC046-01 | ExAnte2019 | IOU workpaper | 2019-11-06 | Cap-Tons | 1 |  |  | 451.4431 | 0 | 12.0594 | 286.3975 | 0 | 12.7696 | [6 empty] | DEER:HVAC_Split-Package_HP | Annual | FALSE
Any | SWHC046T | RtL | ex | CZ10 | cDXHP | SWHC046-01 | ExAnte2019 | IOU workpaper | 2019-11-06 | Cap-Tons | 1 |  |  | 476.9116 | 0 | 11.8088 | 302.4949 | 0 | 12.4355 | [6 empty] | DEER:HVAC_Split-Package_HP | Annual | FALSE
Any | SWHC046T | RtL | ex | CZ11 | cDXHP | SWHC046-01 | ExAnte2019 | IOU workpaper | 2019-11-06 | Cap-Tons | 1 |  |  | 443.872 | 0 | 29.1682 | 271.2399 | 0 | 30.4314 | [6 empty] | DEER:HVAC_Split-Package_HP | Annual | FALSE
Any | SWHC046T | RtL | ex | CZ12 | cDXHP | SWHC046-01 | ExAnte2019 | IOU workpaper | 2019-11-06 | Cap-Tons | 1 |  |  | 386.6376 | 0 | 28.8012 | 225.5376 | 0 | 30.005 | [6 empty] | DEER:HVAC_Split-Package_HP | Annual | FALSE
Any | SWHC046T | RtL | ex | CZ13 | cDXHP | SWHC046-01 | ExAnte2019 | IOU workpaper | 2019-11-06 | Cap-Tons | 1 |  |  | 466.8042 | 0 | 25.4357 | 291.875 | 0 | 26.6119 | [6 empty] | DEER:HVAC_Split-Package_HP | Annual | FALSE
Any | SWHC046T | RtL | ex | CZ14 | cDXHP | SWHC046-01 | ExAnte2019 | IOU workpaper | 2019-11-06 | Cap-Tons | 1 |  |  | 445.2965 | 0 | 30.1251 | 270.77 | 0 | 31.4064 | [6 empty] | DEER:HVAC_Split-Package_HP | Annual | FALSE
Any | SWHC046T | RtL | ex | CZ15 | cDXHP | SWHC046-01 | ExAnte2019 | IOU workpaper | 2019-11-06 | Cap-Tons | 1 |  |  | 710.8583 | 0 | 3.2247 | 491.877 | 0 | 3.5088 | [6 empty] | DEER:HVAC_Split-Package_HP | Annual | FALSE
Any | SWHC046T | RtL | ex | CZ16 | cDXHP | SWHC046-01 | ExAnte2019 | IOU workpaper | 2019-11-06 | Cap-Tons | 1 |  |  | -217.3056 | 0 | 125.8772 | -358.3321 | 0 | 128.2152 | [6 empty] | DEER:HVAC_Split-Package_HP | Annual | FALSE
Any | SWHC046T | RtS | ex | CZ01 | cDXHP | SWHC046-01 | ExAnte2019 | IOU workpaper | 2019-11-06 | Cap-Tons | 1 |  |  | -225.136 | 0 | 119.1628 | -316.1625 | 0 | 121.9224 | [6 empty] | DEER:HVAC_Split-Package_HP | Annual | FALSE
Any | SWHC046T | RtS | ex | CZ02 | cDXHP | SWHC046-01 | ExAnte2019 | IOU workpaper | 2019-11-06 | Cap-Tons | 1 |  |  | 112.1945 | 0 | 58.8422 | -14.9812 | 0 | 60.4157 | [6 empty] | DEER:HVAC_Split-Package_HP | Annual | FALSE
Any | SWHC046T | RtS | ex | CZ03 | cDXHP | SWHC046-01 | ExAnte2019 | IOU workpaper | 2019-11-06 | Cap-Tons | 1 |  |  | 70.5946 | 0 | 56.2448 | -34.8118 | 0 | 57.9485 | [6 empty] | DEER:HVAC_Split-Package_HP | Annual | FALSE
Any | SWHC046T | RtS | ex | CZ04 | cDXHP | SWHC046-01 | ExAnte2019 | IOU workpaper | 2019-11-06 | Cap-Tons | 1 |  |  | 201.0159 | 0 | 41.95 | 71.1893 | 0 | 43.2936 | [6 empty] | DEER:HVAC_Split-Package_HP | Annual | FALSE
Any | SWHC046T | RtS | ex | CZ05 | cDXHP | SWHC046-01 | ExAnte2019 | IOU workpaper | 2019-11-06 | Cap-Tons | 1 |  |  | 99.3916 | 0 | 50.4331 | -8.5492 | 0 | 52.0859 | [6 empty] | DEER:HVAC_Split-Package_HP | Annual | FALSE
Any | SWHC046T | RtS | ex | CZ06 | cDXHP | SWHC046-01 | ExAnte2019 | IOU workpaper | 2019-11-06 | Cap-Tons | 1 |  |  | 291.8561 | 0 | 20.9474 | 159.4211 | 0 | 21.8224 | [6 empty] | DEER:HVAC_Split-Package_HP | Annual | FALSE
Any | SWHC046T | RtS | ex | CZ07 | cDXHP | SWHC046-01 | ExAnte2019 | IOU workpaper | 2019-11-06 | Cap-Tons | 1 |  |  | 286.0775 | 0 | 13.6696 | 160.564 | 0 | 14.3471 | [6 empty] | DEER:HVAC_Split-Package_HP | Annual | FALSE
Any | SWHC046T | RtS | ex | CZ08 | cDXHP | SWHC046-01 | ExAnte2019 | IOU workpaper | 2019-11-06 | Cap-Tons | 1 |  |  | 343.9346 | 0 | 16.1602 | 203.7052 | 0 | 16.9104 | [6 empty] | DEER:HVAC_Split-Package_HP | Annual | FALSE
Any | SWHC046T | RtS | ex | CZ09 | cDXHP | SWHC046-01 | ExAnte2019 | IOU workpaper | 2019-11-06 | Cap-Tons | 1 |  |  | 361.0428 | 0 | 18.8851 | 220.9976 | 0 | 19.826 | [6 empty] | DEER:HVAC_Split-Package_HP | Annual | FALSE
Any | SWHC046T | RtS | ex | CZ10 | cDXHP | SWHC046-01 | ExAnte2019 | IOU workpaper | 2019-11-06 | Cap-Tons | 1 |  |  | 393.2244 | 0 | 17.8258 | 244.6975 | 0 | 18.6797 | [6 empty] | DEER:HVAC_Split-Package_HP | Annual | FALSE
Any | SWHC046T | RtS | ex | CZ11 | cDXHP | SWHC046-01 | ExAnte2019 | IOU workpaper | 2019-11-06 | Cap-Tons | 1 |  |  | 257.6688 | 0 | 46.1263 | 108.4188 | 0 | 47.6188 | [6 empty] | DEER:HVAC_Split-Package_HP | Annual | FALSE
Any | SWHC046T | RtS | ex | CZ12 | cDXHP | SWHC046-01 | ExAnte2019 | IOU workpaper | 2019-11-06 | Cap-Tons | 1 |  |  | 206.7754 | 0 | 49.0931 | 68.4181 | 0 | 50.5942 | [6 empty] | DEER:HVAC_Split-Package_HP | Annual | FALSE
Any | SWHC046T | RtS | ex | CZ13 | cDXHP | SWHC046-01 | ExAnte2019 | IOU workpaper | 2019-11-06 | Cap-Tons | 1 |  |  | 295.7348 | 0 | 40.866 | 144.7141 | 0 | 42.2485 | [6 empty] | DEER:HVAC_Split-Package_HP | Annual | FALSE
Any | SWHC046T | RtS | ex | CZ14 | cDXHP | SWHC046-01 | ExAnte2019 | IOU workpaper | 2019-11-06 | Cap-Tons | 1 |  |  | 288.047 | 0 | 42.1778 | 135.6944 | 0 | 43.5627 | [6 empty] | DEER:HVAC_Split-Package_HP | Annual | FALSE
Any | SWHC046T | RtS | ex | CZ15 | cDXHP | SWHC046-01 | ExAnte2019 | IOU workpaper | 2019-11-06 | Cap-Tons | 1 |  |  | 613.9687 | 0 | 4.3083 | 420.7782 | 0 | 4.6844 | [6 empty] | DEER:HVAC_Split-Package_HP | Annual | FALSE
Any | SWHC046T | RtS | ex | CZ16 | cDXHP | SWHC046-01 | ExAnte2019 | IOU workpaper | 2019-11-06 | Cap-Tons | 1 |  |  | -585.7442 | 0 | 146.5747 | -695.2426 | 0 | 148.5422 | [6 empty] | DEER:HVAC_Split-Package_HP | Annual | FALSE
Any | SWHC046T | SCn | ex | CZ01 | cDXHP | SWHC046-01 | ExAnte2019 | IOU workpaper | 2019-11-06 | Cap-Tons | 1 |  |  | -505.6731 | 0 | 148.6067 | -587.2065 | 0 | 151.7014 | [6 empty] | DEER:HVAC_Split-Package_HP | Annual | FALSE
Any | SWHC046T | SCn | ex | CZ02 | cDXHP | SWHC046-01 | ExAnte2019 | IOU workpaper | 2019-11-06 | Cap-Tons | 1 |  |  | -369.1158 | 0 | 105.8322 | -444.6367 | 0 | 108.5613 | [6 empty] | DEER:HVAC_Split-Package_HP | Annual | FALSE
Any | SWHC046T | SCn | ex | CZ03 | cDXHP | SWHC046-01 | ExAnte2019 | IOU workpaper | 2019-11-06 | Cap-Tons | 1 |  |  | -118.2486 | 0 | 78.1962 | -194.3241 | 0 | 80.8529 | [6 empty] | DEER:HVAC_Split-Package_HP | Annual | FALSE
Any | SWHC046T | SCn | ex | CZ04 | cDXHP | SWHC046-01 | ExAnte2019 | IOU workpaper | 2019-11-06 | Cap-Tons | 1 |  |  | -233.1865 | 0 | 83.936 | -313.751 | 0 | 85.2132 | [6 empty] | DEER:HVAC_Split-Package_HP | Annual | FALSE
Any | SWHC046T | SCn | ex | CZ05 | cDXHP | SWHC046-01 | ExAnte2019 | IOU workpaper | 2019-11-06 | Cap-Tons | 1 |  |  | -130.7773 | 0 | 77.2492 | -207.9374 | 0 | 79.7345 | [6 empty] | DEER:HVAC_Split-Package_HP | Annual | FALSE
Any | SWHC046T | SCn | ex | CZ06 | cDXHP | SWHC046-01 | ExAnte2019 | IOU workpaper | 2019-11-06 | Cap-Tons | 1 |  |  | 99.7376 | 0 | 41.7424 | 4.2598 | 0 | 43.1201 | [6 empty] | DEER:HVAC_Split-Package_HP | Annual | FALSE
Any | SWHC046T | SCn | ex | CZ07 | cDXHP | SWHC046-01 | ExAnte2019 | IOU workpaper | 2019-11-06 | Cap-Tons | 1 |  |  | 151.9693 | 0 | 31.9706 | 59.6288 | 0 | 33.3388 | [6 empty] | DEER:HVAC_Split-Package_HP | Annual | FALSE
Any | SWHC046T | SCn | ex | CZ08 | cDXHP | SWHC046-01 | ExAnte2019 | IOU workpaper | 2019-11-06 | Cap-Tons | 1 |  |  | 130.126 | 0 | 43.9653 | 19.5599 | 0 | 45.1714 | [6 empty] | DEER:HVAC_Split-Package_HP | Annual | FALSE
Any | SWHC046T | SCn | ex | CZ09 | cDXHP | SWHC046-01 | ExAnte2019 | IOU workpaper | 2019-11-06 | Cap-Tons | 1 |  |  | 160.5158 | 0 | 44.9239 | 43.0846 | 0 | 46.3429 | [6 empty] | DEER:HVAC_Split-Package_HP | Annual | FALSE
Any | SWHC046T | SCn | ex | CZ10 | cDXHP | SWHC046-01 | ExAnte2019 | IOU workpaper | 2019-11-06 | Cap-Tons | 1 |  |  | 157.4596 | 0 | 48.8308 | 38.8678 | 0 | 50.5703 | [6 empty] | DEER:HVAC_Split-Package_HP | Annual | FALSE
Any | SWHC046T | SCn | ex | CZ11 | cDXHP | SWHC046-01 | ExAnte2019 | IOU workpaper | 2019-11-06 | Cap-Tons | 1 |  |  | -61.9173 | 0 | 87.5365 | -189.4574 | 0 | 89.3305 | [6 empty] | DEER:HVAC_Split-Package_HP | Annual | FALSE
Any | SWHC046T | SCn | ex | CZ12 | cDXHP | SWHC046-01 | ExAnte2019 | IOU workpaper | 2019-11-06 | Cap-Tons | 1 |  |  | -139.6315 | 0 | 95.8106 | -252.9089 | 0 | 97.8122 | [6 empty] | DEER:HVAC_Split-Package_HP | Annual | FALSE
Any | SWHC046T | SCn | ex | CZ13 | cDXHP | SWHC046-01 | ExAnte2019 | IOU workpaper | 2019-11-06 | Cap-Tons | 1 |  |  | 34.4978 | 0 | 77.1476 | -94.8513 | 0 | 78.9867 | [6 empty] | DEER:HVAC_Split-Package_HP | Annual | FALSE
Any | SWHC046T | SCn | ex | CZ14 | cDXHP | SWHC046-01 | ExAnte2019 | IOU workpaper | 2019-11-06 | Cap-Tons | 1 |  |  | -94.8236 | 0 | 91.4807 | -230.4949 | 0 | 92.8407 | [6 empty] | DEER:HVAC_Split-Package_HP | Annual | FALSE
Any | SWHC046T | SCn | ex | CZ15 | cDXHP | SWHC046-01 | ExAnte2019 | IOU workpaper | 2019-11-06 | Cap-Tons | 1 |  |  | 486.7774 | 0 | 12.088 | 335.1369 | 0 | 13.4192 | [6 empty] | DEER:HVAC_Split-Package_HP | Annual | FALSE
Any | SWHC046T | SCn | ex | CZ16 | cDXHP | SWHC046-01 | ExAnte2019 | IOU workpaper | 2019-11-06 | Cap-Tons | 1 |  |  | -801.1003 | 0 | 162.4459 | -888.2752 | 0 | 164.3771 | [6 empty] | DEER:HVAC_Split-Package_HP | Annual | FALSE
Any | SWHC046U | Asm | ex | CZ01 | cDXHP | SWHC046-01 | ExAnte2019 | IOU workpaper | 2019-11-06 | Cap-Tons | 1 |  |  | -563.6728 | 0 | 168.2783 | -637.3832 | 0 | 170.8495 | [6 empty] | DEER:HVAC_Split-Package_HP | Annual | FALSE
Any | SWHC046U | Asm | ex | CZ02 | cDXHP | SWHC046-01 | ExAnte2019 | IOU workpaper | 2019-11-06 | Cap-Tons | 1 |  |  | -139.9881 | 0 | 101.9934 | -249.7457 | 0 | 103.5703 | [6 empty] | DEER:HVAC_Split-Package_HP | Annual | FALSE
Any | SWHC046U | Asm | ex | CZ03 | cDXHP | SWHC046-01 | ExAnte2019 | IOU workpaper | 2019-11-06 | Cap-Tons | 1 |  |  | -19.4967 | 0 | 76.4812 | -109.433 | 0 | 78.2394 | [6 empty] | DEER:HVAC_Split-Package_HP | Annual | FALSE
Any | SWHC046U | Asm | ex | CZ04 | cDXHP | SWHC046-01 | ExAnte2019 | IOU workpaper | 2019-11-06 | Cap-Tons | 1 |  |  | 60.1601 | 0 | 69.0254 | -54.5072 | 0 | 70.3511 | [6 empty] | DEER:HVAC_Split-Package_HP | Annual | FALSE
Any | SWHC046U | Asm | ex | CZ05 | cDXHP | SWHC046-01 | ExAnte2019 | IOU workpaper | 2019-11-06 | Cap-Tons | 1 |  |  | -30.1049 | 0 | 75.6687 | -121.4433 | 0 | 77.3544 | [6 empty] | DEER:HVAC_Split-Package_HP | Annual | FALSE
Any | SWHC046U | Asm | ex | CZ06 | cDXHP | SWHC046-01 | ExAnte2019 | IOU workpaper | 2019-11-06 | Cap-Tons | 1 |  |  | 226.879 | 0 | 32.0777 | 116.9146 | 0 | 33.0922 | [6 empty] | DEER:HVAC_Split-Package_HP | Annual | FALSE
Any | SWHC046U | Asm | ex | CZ07 | cDXHP | SWHC046-01 | ExAnte2019 | IOU workpaper | 2019-11-06 | Cap-Tons | 1 |  |  | 224.6869 | 0 | 24.4491 | 121.3387 | 0 | 25.428 | [6 empty] | DEER:HVAC_Split-Package_HP | Annual | FALSE
Any | SWHC046U | Asm | ex | CZ08 | cDXHP | SWHC046-01 | ExAnte2019 | IOU workpaper | 2019-11-06 | Cap-Tons | 1 |  |  | 275.6565 | 0 | 31.3886 | 151.0493 | 0 | 32.2682 | [6 empty] | DEER:HVAC_Split-Package_HP | Annual | FALSE
Any | SWHC046U | Asm | ex | CZ09 | cDXHP | SWHC046-01 | ExAnte2019 | IOU workpaper | 2019-11-06 | Cap-Tons | 1 |  |  | 303.3367 | 0 | 31.8972 | 179.2518 | 0 | 32.857 | [6 empty] | DEER:HVAC_Split-Package_HP | Annual | FALSE
Any | SWHC046U | Asm | ex | CZ10 | cDXHP | SWHC046-01 | ExAnte2019 | IOU workpaper | 2019-11-06 | Cap-Tons | 1 |  |  | 314.2101 | 0 | 39.0037 | 181.5603 | 0 | 39.9616 | [6 empty] | DEER:HVAC_Split-Package_HP | Annual | FALSE
Any | SWHC046U | Asm | ex | CZ11 | cDXHP | SWHC046-01 | ExAnte2019 | IOU workpaper | 2019-11-06 | Cap-Tons | 1 |  |  | 194.4501 | 0 | 70.048 | 62.1453 | 0 | 71.382 | [6 empty] | DEER:HVAC_Split-Package_HP | Annual | FALSE
Any | SWHC046U | Asm | ex | CZ12 | cDXHP | SWHC046-01 | ExAnte2019 | IOU workpaper | 2019-11-06 | Cap-Tons | 1 |  |  | 111.6422 | 0 | 76.2795 | -10.3901 | 0 | 77.6881 | [6 empty] | DEER:HVAC_Split-Package_HP | Annual | FALSE
Any | SWHC046U | Asm | ex | CZ13 | cDXHP | SWHC046-01 | ExAnte2019 | IOU workpaper | 2019-11-06 | Cap-Tons | 1 |  |  | 238.8198 | 0 | 64.3416 | 103.8953 | 0 | 65.6133 | [6 empty] | DEER:HVAC_Split-Package_HP | Annual | FALSE
Any | SWHC046U | Asm | ex | CZ14 | cDXHP | SWHC046-01 | ExAnte2019 | IOU workpaper | 2019-11-06 | Cap-Tons | 1 |  |  | 205.7584 | 0 | 68.1142 | 73.1316 | 0 | 69.407 | [6 empty] | DEER:HVAC_Split-Package_HP | Annual | FALSE
Any | SWHC046U | Asm | ex | CZ15 | cDXHP | SWHC046-01 | ExAnte2019 | IOU workpaper | 2019-11-06 | Cap-Tons | 1 |  |  | 629.4746 | 0 | 12.0371 | 454.2025 | 0 | 12.5579 | [6 empty] | DEER:HVAC_Split-Package_HP | Annual | FALSE
Any | SWHC046U | Asm | ex | CZ16 | cDXHP | SWHC046-01 | ExAnte2019 | IOU workpaper | 2019-11-06 | Cap-Tons | 1 |  |  | -716.6639 | 0 | 187.2086 | -814.3359 | 0 | 189.0835 | [6 empty] | DEER:HVAC_Split-Package_HP | Annual | FALSE
Any | SWHC046U | Com | ex | CZ01 | cDXHP | SWHC046-01 | ExAnte2019 | IOU workpaper | 2019-11-06 | Cap-Tons | 1 |  |  | -179.6119 | 0 | 111.2258 | -275.641 | 0 | 113.9213 | [6 empty] | DEER:HVAC_Split-Package_HP | Annual | FALSE
Any | SWHC046U | Com | ex | CZ02 | cDXHP | SWHC046-01 | ExAnte2019 | IOU workpaper | 2019-11-06 | Cap-Tons | 1 |  |  | 100.9878 | 0 | 59.9681 | -14.7321 | 0 | 61.5798 | [6 empty] | DEER:HVAC_Split-Package_HP | Annual | FALSE
Any | SWHC046U | Com | ex | CZ03 | cDXHP | SWHC046-01 | ExAnte2019 | IOU workpaper | 2019-11-06 | Cap-Tons | 1 |  |  | 131.9309 | 0 | 40.8797 | 36.1727 | 0 | 42.2353 | [6 empty] | DEER:HVAC_Split-Package_HP | Annual | FALSE
Any | SWHC046U | Com | ex | CZ04 | cDXHP | SWHC046-01 | ExAnte2019 | IOU workpaper | 2019-11-06 | Cap-Tons | 1 |  |  | 185.603 | 0 | 35.6471 | 74.7791 | 0 | 36.6558 | [6 empty] | DEER:HVAC_Split-Package_HP | Annual | FALSE
Any | SWHC046U | Com | ex | CZ05 | cDXHP | SWHC046-01 | ExAnte2019 | IOU workpaper | 2019-11-06 | Cap-Tons | 1 |  |  | 112.8437 | 0 | 56.1562 | 1.1212 | 0 | 57.9396 | [6 empty] | DEER:HVAC_Split-Package_HP | Annual | FALSE
Any | SWHC046U | Com | ex | CZ06 | cDXHP | SWHC046-01 | ExAnte2019 | IOU workpaper | 2019-11-06 | Cap-Tons | 1 |  |  | 292.9351 | 0 | 22.0447 | 169.5318 | 0 | 22.9138 | [6 empty] | DEER:HVAC_Split-Package_HP | Annual | FALSE
Any | SWHC046U | Com | ex | CZ07 | cDXHP | SWHC046-01 | ExAnte2019 | IOU workpaper | 2019-11-06 | Cap-Tons | 1 |  |  | 300.5855 | 0 | 17.5812 | 178.1827 | 0 | 18.4116 | [6 empty] | DEER:HVAC_Split-Package_HP | Annual | FALSE
Any | SWHC046U | Com | ex | CZ08 | cDXHP | SWHC046-01 | ExAnte2019 | IOU workpaper | 2019-11-06 | Cap-Tons | 1 |  |  | 318.121 | 0 | 21.3546 | 190.9567 | 0 | 22.1301 | [6 empty] | DEER:HVAC_Split-Package_HP | Annual | FALSE
Any | SWHC046U | Com | ex | CZ09 | cDXHP | SWHC046-01 | ExAnte2019 | IOU workpaper | 2019-11-06 | Cap-Tons | 1 |  |  | 354.5181 | 0 | 20.8932 | 224.393 | 0 | 21.765 | [6 empty] | DEER:HVAC_Split-Package_HP | Annual | FALSE
Any | SWHC046U | Com | ex | CZ10 | cDXHP | SWHC046-01 | ExAnte2019 | IOU workpaper | 2019-11-06 | Cap-Tons | 1 |  |  | 326.0931 | 0 | 28.4438 | 196.0982 | 0 | 29.4802 | [6 empty] | DEER:HVAC_Split-Package_HP | Annual | FALSE
Any | SWHC046U | Com | ex | CZ11 | cDXHP | SWHC046-01 | ExAnte2019 | IOU workpaper | 2019-11-06 | Cap-Tons | 1 |  |  | 237.6726 | 0 | 50.3068 | 101.559 | 0 | 51.7105 | [6 empty] | DEER:HVAC_Split-Package_HP | Annual | FALSE
Any | SWHC046U | Com | ex | CZ12 | cDXHP | SWHC046-01 | ExAnte2019 | IOU workpaper | 2019-11-06 | Cap-Tons | 1 |  |  | 199.7282 | 0 | 47.5317 | 77.2911 | 0 | 48.8696 | [6 empty] | DEER:HVAC_Split-Package_HP | Annual | FALSE
Any | SWHC046U | Com | ex | CZ13 | cDXHP | SWHC046-01 | ExAnte2019 | IOU workpaper | 2019-11-06 | Cap-Tons | 1 |  |  | 287.0752 | 0 | 42.8336 | 150.9825 | 0 | 44.1165 | [6 empty] | DEER:HVAC_Split-Package_HP | Annual | FALSE
Any | SWHC046U | Com | ex | CZ14 | cDXHP | SWHC046-01 | ExAnte2019 | IOU workpaper | 2019-11-06 | Cap-Tons | 1 |  |  | 266.5553 | 0 | 46.2543 | 129.4053 | 0 | 47.5232 | [6 empty] | DEER:HVAC_Split-Package_HP | Annual | FALSE
Any | SWHC046U | Com | ex | CZ15 | cDXHP | SWHC046-01 | ExAnte2019 | IOU workpaper | 2019-11-06 | Cap-Tons | 1 |  |  | 628.6921 | 0 | 7.5943 | 448.0963 | 0 | 8.0599 | [6 empty] | DEER:HVAC_Split-Package_HP | Annual | FALSE
Any | SWHC046U | Com | ex | CZ16 | cDXHP | SWHC046-01 | ExAnte2019 | IOU workpaper | 2019-11-06 | Cap-Tons | 1 |  |  | -429.2771 | 0 | 131.4648 | -531.9406 | 0 | 133.4361 | [6 empty] | DEER:HVAC_Split-Package_HP | Annual | FALSE
Any | SWHC046U | ECC | ex | CZ01 | cDXHP | SWHC046-01 | ExAnte2019 | IOU workpaper | 2019-11-06 | Cap-Tons | 1 |  |  | -55.0333 | 0 | 70.1694 | -118.8569 | 0 | 72.0237 | [6 empty] | DEER:HVAC_Split-Package_HP | Annual | FALSE
Any | SWHC046U | ECC | ex | CZ02 | cDXHP | SWHC046-01 | ExAnte2019 | IOU workpaper | 2019-11-06 | Cap-Tons | 1 |  |  | 129.1443 | 0 | 39.5409 | 38.5608 | 0 | 40.5579 | [6 empty] | DEER:HVAC_Split-Package_HP | Annual | FALSE
Any | SWHC046U | ECC | ex | CZ03 | cDXHP | SWHC046-01 | ExAnte2019 | IOU workpaper | 2019-11-06 | Cap-Tons | 1 |  |  | 124.3105 | 0 | 30.1938 | 50.1527 | 0 | 31.2752 | [6 empty] | DEER:HVAC_Split-Package_HP | Annual | FALSE
Any | SWHC046U | ECC | ex | CZ04 | cDXHP | SWHC046-01 | ExAnte2019 | IOU workpaper | 2019-11-06 | Cap-Tons | 1 |  |  | 176.5537 | 0 | 27.2249 | 84.3564 | 0 | 28.0432 | [6 empty] | DEER:HVAC_Split-Package_HP | Annual | FALSE
Any | SWHC046U | ECC | ex | CZ05 | cDXHP | SWHC046-01 | ExAnte2019 | IOU workpaper | 2019-11-06 | Cap-Tons | 1 |  |  | 116.4205 | 0 | 30.1899 | 41.6996 | 0 | 31.2146 | [6 empty] | DEER:HVAC_Split-Package_HP | Annual | FALSE
Any | SWHC046U | ECC | ex | CZ06 | cDXHP | SWHC046-01 | ExAnte2019 | IOU workpaper | 2019-11-06 | Cap-Tons | 1 |  |  | 250.9621 | 0 | 9.8908 | 157.8766 | 0 | 10.353 | [6 empty] | DEER:HVAC_Split-Package_HP | Annual | FALSE
Any | SWHC046U | ECC | ex | CZ07 | cDXHP | SWHC046-01 | ExAnte2019 | IOU workpaper | 2019-11-06 | Cap-Tons | 1 |  |  | 237.2049 | 0 | 5.8245 | 149.9222 | 0 | 6.1659 | [6 empty] | DEER:HVAC_Split-Package_HP | Annual | FALSE
Any | SWHC046U | ECC | ex | CZ08 | cDXHP | SWHC046-01 | ExAnte2019 | IOU workpaper | 2019-11-06 | Cap-Tons | 1 |  |  | 283.9453 | 0 | 9.1183 | 180.3651 | 0 | 9.5343 | [6 empty] | DEER:HVAC_Split-Package_HP | Annual | FALSE
Any | SWHC046U | ECC | ex | CZ09 | cDXHP | SWHC046-01 | ExAnte2019 | IOU workpaper | 2019-11-06 | Cap-Tons | 1 |  |  | 297.4521 | 0 | 10.9058 | 194.8355 | 0 | 11.4252 | [6 empty] | DEER:HVAC_Split-Package_HP | Annual | FALSE
Any | SWHC046U | ECC | ex | CZ10 | cDXHP | SWHC046-01 | ExAnte2019 | IOU workpaper | 2019-11-06 | Cap-Tons | 1 |  |  | 314.1282 | 0 | 12.3296 | 205.4757 | 0 | 12.8435 | [6 empty] | DEER:HVAC_Split-Package_HP | Annual | FALSE
Any | SWHC046U | ECC | ex | CZ11 | cDXHP | SWHC046-01 | ExAnte2019 | IOU workpaper | 2019-11-06 | Cap-Tons | 1 |  |  | 240.1401 | 0 | 32.4209 | 128.3233 | 0 | 33.3072 | [6 empty] | DEER:HVAC_Split-Package_HP | Annual | FALSE
Any | SWHC046U | ECC | ex | CZ12 | cDXHP | SWHC046-01 | ExAnte2019 | IOU workpaper | 2019-11-06 | Cap-Tons | 1 |  |  | 194.97 | 0 | 33.9609 | 92.9663 | 0 | 34.8624 | [6 empty] | DEER:HVAC_Split-Package_HP | Annual | FALSE
Any | SWHC046U | ECC | ex | CZ13 | cDXHP | SWHC046-01 | ExAnte2019 | IOU workpaper | 2019-11-06 | Cap-Tons | 1 |  |  | 266.3892 | 0 | 28.2529 | 152.1572 | 0 | 29.0512 | [6 empty] | DEER:HVAC_Split-Package_HP | Annual | FALSE
Any | SWHC046U | ECC | ex | CZ14 | cDXHP | SWHC046-01 | ExAnte2019 | IOU workpaper | 2019-11-06 | Cap-Tons | 1 |  |  | 249.7435 | 0 | 29.8227 | 137.7783 | 0 | 30.6518 | [6 empty] | DEER:HVAC_Split-Package_HP | Annual | FALSE
Any | SWHC046U | ECC | ex | CZ15 | cDXHP | SWHC046-01 | ExAnte2019 | IOU workpaper | 2019-11-06 | Cap-Tons | 1 |  |  | 508.6637 | 0 | 3.057 | 361.4432 | 0 | 3.283 | [6 empty] | DEER:HVAC_Split-Package_HP | Annual | FALSE
Any | SWHC046U | ECC | ex | CZ16 | cDXHP | SWHC046-01 | ExAnte2019 | IOU workpaper | 2019-11-06 | Cap-Tons | 1 |  |  | -243.6879 | 0 | 89.2745 | -325.6026 | 0 | 90.68 | [6 empty] | DEER:HVAC_Split-Package_HP | Annual | FALSE
Any | SWHC046U | EPr | ex | CZ01 | cDXHP | SWHC046-01 | ExAnte2019 | IOU workpaper | 2019-11-06 | Cap-Tons | 1 |  |  | -264.7712 | 0 | 89.1725 | -306.1142 | 0 | 90.6075 | [6 empty] | DEER:HVAC_Split-Package_HP | Annual | FALSE
Any | SWHC046U | EPr | ex | CZ02 | cDXHP | SWHC046-01 | ExAnte2019 | IOU workpaper | 2019-11-06 | Cap-Tons | 1 |  |  | -47.9947 | 0 | 49.7095 | -105.3914 | 0 | 50.5711 | [6 empty] | DEER:HVAC_Split-Package_HP | Annual | FALSE
Any | SWHC046U | EPr | ex | CZ03 | cDXHP | SWHC046-01 | ExAnte2019 | IOU workpaper | 2019-11-06 | Cap-Tons | 1 |  |  | -22.1741 | 0 | 43.3233 | -70.1959 | 0 | 44.2861 | [6 empty] | DEER:HVAC_Split-Package_HP | Annual | FALSE
Any | SWHC046U | EPr | ex | CZ04 | cDXHP | SWHC046-01 | ExAnte2019 | IOU workpaper | 2019-11-06 | Cap-Tons | 1 |  |  | 26.0705 | 0 | 35.1665 | -33.1219 | 0 | 35.9198 | [6 empty] | DEER:HVAC_Split-Package_HP | Annual | FALSE
Any | SWHC046U | EPr | ex | CZ05 | cDXHP | SWHC046-01 | ExAnte2019 | IOU workpaper | 2019-11-06 | Cap-Tons | 1 |  |  | -35.9764 | 0 | 42.3872 | -85.2652 | 0 | 43.2969 | [6 empty] | DEER:HVAC_Split-Package_HP | Annual | FALSE
Any | SWHC046U | EPr | ex | CZ06 | cDXHP | SWHC046-01 | ExAnte2019 | IOU workpaper | 2019-11-06 | Cap-Tons | 1 |  |  | 107.3877 | 0 | 17.7611 | 48.1476 | 0 | 18.3243 | [6 empty] | DEER:HVAC_Split-Package_HP | Annual | FALSE
Any | SWHC046U | EPr | ex | CZ07 | cDXHP | SWHC046-01 | ExAnte2019 | IOU workpaper | 2019-11-06 | Cap-Tons | 1 |  |  | 108.3936 | 0 | 13.622 | 53.239 | 0 | 14.1476 | [6 empty] | DEER:HVAC_Split-Package_HP | Annual | FALSE
Any | SWHC046U | EPr | ex | CZ08 | cDXHP | SWHC046-01 | ExAnte2019 | IOU workpaper | 2019-11-06 | Cap-Tons | 1 |  |  | 138.7145 | 0 | 15.114 | 73.2414 | 0 | 15.6058 | [6 empty] | DEER:HVAC_Split-Package_HP | Annual | FALSE
Any | SWHC046U | EPr | ex | CZ09 | cDXHP | SWHC046-01 | ExAnte2019 | IOU workpaper | 2019-11-06 | Cap-Tons | 1 |  |  | 144.9781 | 0 | 17.588 | 79.9055 | 0 | 18.1516 | [6 empty] | DEER:HVAC_Split-Package_HP | Annual | FALSE
Any | SWHC046U | EPr | ex | CZ10 | cDXHP | SWHC046-01 | ExAnte2019 | IOU workpaper | 2019-11-06 | Cap-Tons | 1 |  |  | 158.2628 | 0 | 17.3271 | 88.1502 | 0 | 17.8383 | [6 empty] | DEER:HVAC_Split-Package_HP | Annual | FALSE
Any | SWHC046U | EPr | ex | CZ11 | cDXHP | SWHC046-01 | ExAnte2019 | IOU workpaper | 2019-11-06 | Cap-Tons | 1 |  |  | 57.2498 | 0 | 38.5934 | -13.5 | 0 | 39.4424 | [6 empty] | DEER:HVAC_Split-Package_HP | Annual | FALSE
Any | SWHC046U | EPr | ex | CZ12 | cDXHP | SWHC046-01 | ExAnte2019 | IOU workpaper | 2019-11-06 | Cap-Tons | 1 |  |  | 23.7117 | 0 | 42.1473 | -40.8747 | 0 | 42.9701 | [6 empty] | DEER:HVAC_Split-Package_HP | Annual | FALSE
Any | SWHC046U | EPr | ex | CZ13 | cDXHP | SWHC046-01 | ExAnte2019 | IOU workpaper | 2019-11-06 | Cap-Tons | 1 |  |  | 87.3129 | 0 | 34.2557 | 14.0669 | 0 | 35.0111 | [6 empty] | DEER:HVAC_Split-Package_HP | Annual | FALSE
Any | SWHC046U | EPr | ex | CZ14 | cDXHP | SWHC046-01 | ExAnte2019 | IOU workpaper | 2019-11-06 | Cap-Tons | 1 |  |  | 74.5127 | 0 | 34.8808 | 2.7353 | 0 | 35.6528 | [6 empty] | DEER:HVAC_Split-Package_HP | Annual | FALSE
Any | SWHC046U | EPr | ex | CZ15 | cDXHP | SWHC046-01 | ExAnte2019 | IOU workpaper | 2019-11-06 | Cap-Tons | 1 |  |  | 315.2827 | 0 | 4.9091 | 216.3634 | 0 | 5.1621 | [6 empty] | DEER:HVAC_Split-Package_HP | Annual | FALSE
Any | SWHC046U | EPr | ex | CZ16 | cDXHP | SWHC046-01 | ExAnte2019 | IOU workpaper | 2019-11-06 | Cap-Tons | 1 |  |  | -449.8537 | 0 | 107.9835 | -500.1176 | 0 | 109.1819 | [6 empty] | DEER:HVAC_Split-Package_HP | Annual | FALSE
Any | SWHC046U | ERC | ex | CZ01 | cDXHP | SWHC046-01 | ExAnte2019 | IOU workpaper | 2019-11-06 | Cap-Tons | 1 |  |  | -565.713 | 0 | 131.6617 | -602.852 | 0 | 132.9112 | [6 empty] | DEER:HVAC_Split-Package_HP | Annual | FALSE
Any | SWHC046U | ERC | ex | CZ02 | cDXHP | SWHC046-01 | ExAnte2019 | IOU workpaper | 2019-11-06 | Cap-Tons | 1 |  |  | -287.3417 | 0 | 82.0897 | -335.6392 | 0 | 82.8738 | [6 empty] | DEER:HVAC_Split-Package_HP | Annual | FALSE
Any | SWHC046U | ERC | ex | CZ03 | cDXHP | SWHC046-01 | ExAnte2019 | IOU workpaper | 2019-11-06 | Cap-Tons | 1 |  |  | -166.712 | 0 | 63.2982 | -207.938 | 0 | 64.0743 | [6 empty] | DEER:HVAC_Split-Package_HP | Annual | FALSE
Any | SWHC046U | ERC | ex | CZ04 | cDXHP | SWHC046-01 | ExAnte2019 | IOU workpaper | 2019-11-06 | Cap-Tons | 1 |  |  | -157.9707 | 0 | 56.7067 | -207.2372 | 0 | 57.3458 | [6 empty] | DEER:HVAC_Split-Package_HP | Annual | FALSE
Any | SWHC046U | ERC | ex | CZ05 | cDXHP | SWHC046-01 | ExAnte2019 | IOU workpaper | 2019-11-06 | Cap-Tons | 1 |  |  | -238.5196 | 0 | 70.9796 | -283.6666 | 0 | 71.6575 | [6 empty] | DEER:HVAC_Split-Package_HP | Annual | FALSE
Any | SWHC046U | ERC | ex | CZ06 | cDXHP | SWHC046-01 | ExAnte2019 | IOU workpaper | 2019-11-06 | Cap-Tons | 1 |  |  | -0.2508 | 0 | 30.0753 | -50.4775 | 0 | 30.4767 | [6 empty] | DEER:HVAC_Split-Package_HP | Annual | FALSE
Any | SWHC046U | ERC | ex | CZ07 | cDXHP | SWHC046-01 | ExAnte2019 | IOU workpaper | 2019-11-06 | Cap-Tons | 1 |  |  | 34.941 | 0 | 19.6516 | -11.2672 | 0 | 19.9844 | [6 empty] | DEER:HVAC_Split-Package_HP | Annual | FALSE
Any | SWHC046U | ERC | ex | CZ08 | cDXHP | SWHC046-01 | ExAnte2019 | IOU workpaper | 2019-11-06 | Cap-Tons | 1 |  |  | 38.9764 | 0 | 26.6458 | -15.8625 | 0 | 27.0257 | [6 empty] | DEER:HVAC_Split-Package_HP | Annual | FALSE
Any | SWHC046U | ERC | ex | CZ09 | cDXHP | SWHC046-01 | ExAnte2019 | IOU workpaper | 2019-11-06 | Cap-Tons | 1 |  |  | 49.5855 | 0 | 26.5406 | -3.9681 | 0 | 26.9494 | [6 empty] | DEER:HVAC_Split-Package_HP | Annual | FALSE
Any | SWHC046U | ERC | ex | CZ10 | cDXHP | SWHC046-01 | ExAnte2019 | IOU workpaper | 2019-11-06 | Cap-Tons | 1 |  |  | 37.4564 | 0 | 29.875 | -20.1888 | 0 | 30.2945 | [6 empty] | DEER:HVAC_Split-Package_HP | Annual | FALSE
Any | SWHC046U | ERC | ex | CZ11 | cDXHP | SWHC046-01 | ExAnte2019 | IOU workpaper | 2019-11-06 | Cap-Tons | 1 |  |  | -95.874 | 0 | 54.8041 | -156.2635 | 0 | 55.4827 | [6 empty] | DEER:HVAC_Split-Package_HP | Annual | FALSE
Any | SWHC046U | ERC | ex | CZ12 | cDXHP | SWHC046-01 | ExAnte2019 | IOU workpaper | 2019-11-06 | Cap-Tons | 1 |  |  | -152.1994 | 0 | 61.8744 | -205.4628 | 0 | 62.5458 | [6 empty] | DEER:HVAC_Split-Package_HP | Annual | FALSE
Any | SWHC046U | ERC | ex | CZ13 | cDXHP | SWHC046-01 | ExAnte2019 | IOU workpaper | 2019-11-06 | Cap-Tons | 1 |  |  | -55.5911 | 0 | 49.2898 | -118.2026 | 0 | 49.9279 | [6 empty] | DEER:HVAC_Split-Package_HP | Annual | FALSE
Any | SWHC046U | ERC | ex | CZ14 | cDXHP | SWHC046-01 | ExAnte2019 | IOU workpaper | 2019-11-06 | Cap-Tons | 1 |  |  | -86.3545 | 0 | 51.4543 | -147.6973 | 0 | 52.0353 | [6 empty] | DEER:HVAC_Split-Package_HP | Annual | FALSE
Any | SWHC046U | ERC | ex | CZ15 | cDXHP | SWHC046-01 | ExAnte2019 | IOU workpaper | 2019-11-06 | Cap-Tons | 1 |  |  | 253.9132 | 0 | 8.1507 | 163.6858 | 0 | 8.3573 | [6 empty] | DEER:HVAC_Split-Package_HP | Annual | FALSE
Any | SWHC046U | ERC | ex | CZ16 | cDXHP | SWHC046-01 | ExAnte2019 | IOU workpaper | 2019-11-06 | Cap-Tons | 1 |  |  | -808.288 | 0 | 145.2318 | -852.8076 | 0 | 146.298 | [6 empty] | DEER:HVAC_Split-Package_HP | Annual | FALSE
Any | SWHC046U | ESe | ex | CZ01 | cDXHP | SWHC046-01 | ExAnte2019 | IOU workpaper | 2019-11-06 | Cap-Tons | 1 |  |  | -210.8062 | 0 | 81.8499 | -255.7108 | 0 | 83.3038 | [6 empty] | DEER:HVAC_Split-Package_HP | Annual | FALSE
Any | SWHC046U | ESe | ex | CZ02 | cDXHP | SWHC046-01 | ExAnte2019 | IOU workpaper | 2019-11-06 | Cap-Tons | 1 |  |  | -27.7517 | 0 | 49.7206 | -89.0686 | 0 | 50.6571 | [6 empty] | DEER:HVAC_Split-Package_HP | Annual | FALSE
Any | SWHC046U | ESe | ex | CZ03 | cDXHP | SWHC046-01 | ExAnte2019 | IOU workpaper | 2019-11-06 | Cap-Tons | 1 |  |  | 27.4833 | 0 | 34.4789 | -25.6665 | 0 | 35.3761 | [6 empty] | DEER:HVAC_Split-Package_HP | Annual | FALSE
Any | SWHC046U | ESe | ex | CZ04 | cDXHP | SWHC046-01 | ExAnte2019 | IOU workpaper | 2019-11-06 | Cap-Tons | 1 |  |  | 65.0654 | 0 | 31.5783 | -0.5998 | 0 | 32.3191 | [6 empty] | DEER:HVAC_Split-Package_HP | Annual | FALSE
Any | SWHC046U | ESe | ex | CZ05 | cDXHP | SWHC046-01 | ExAnte2019 | IOU workpaper | 2019-11-06 | Cap-Tons | 1 |  |  | 24.9262 | 0 | 33.2559 | -29.5505 | 0 | 34.0673 | [6 empty] | DEER:HVAC_Split-Package_HP | Annual | FALSE
Any | SWHC046U | ESe | ex | CZ06 | cDXHP | SWHC046-01 | ExAnte2019 | IOU workpaper | 2019-11-06 | Cap-Tons | 1 |  |  | 150.6316 | 0 | 13.6147 | 83.7725 | 0 | 14.0888 | [6 empty] | DEER:HVAC_Split-Package_HP | Annual | FALSE
Any | SWHC046U | ESe | ex | CZ07 | cDXHP | SWHC046-01 | ExAnte2019 | IOU workpaper | 2019-11-06 | Cap-Tons | 1 |  |  | 152.3689 | 0 | 9.376 | 88.825 | 0 | 9.7649 | [6 empty] | DEER:HVAC_Split-Package_HP | Annual | FALSE
Any | SWHC046U | ESe | ex | CZ08 | cDXHP | SWHC046-01 | ExAnte2019 | IOU workpaper | 2019-11-06 | Cap-Tons | 1 |  |  | 180.2154 | 0 | 12.7227 | 104.1075 | 0 | 13.1671 | [6 empty] | DEER:HVAC_Split-Package_HP | Annual | FALSE
Any | SWHC046U | ESe | ex | CZ09 | cDXHP | SWHC046-01 | ExAnte2019 | IOU workpaper | 2019-11-06 | Cap-Tons | 1 |  |  | 185.2189 | 0 | 14.5015 | 109.8456 | 0 | 15.0407 | [6 empty] | DEER:HVAC_Split-Package_HP | Annual | FALSE
Any | SWHC046U | ESe | ex | CZ10 | cDXHP | SWHC046-01 | ExAnte2019 | IOU workpaper | 2019-11-06 | Cap-Tons | 1 |  |  | 181.8064 | 0 | 18.1936 | 103.9133 | 0 | 18.7741 | [6 empty] | DEER:HVAC_Split-Package_HP | Annual | FALSE
Any | SWHC046U | ESe | ex | CZ11 | cDXHP | SWHC046-01 | ExAnte2019 | IOU workpaper | 2019-11-06 | Cap-Tons | 1 |  |  | 73.3409 | 0 | 41.2774 | -7.483 | 0 | 42.163 | [6 empty] | DEER:HVAC_Split-Package_HP | Annual | FALSE
Any | SWHC046U | ESe | ex | CZ12 | cDXHP | SWHC046-01 | ExAnte2019 | IOU workpaper | 2019-11-06 | Cap-Tons | 1 |  |  | 34.5508 | 0 | 43.8266 | -36.5748 | 0 | 44.7191 | [6 empty] | DEER:HVAC_Split-Package_HP | Annual | FALSE
Any | SWHC046U | ESe | ex | CZ13 | cDXHP | SWHC046-01 | ExAnte2019 | IOU workpaper | 2019-11-06 | Cap-Tons | 1 |  |  | 108.3655 | 0 | 36.1794 | 25.0467 | 0 | 36.9962 | [6 empty] | DEER:HVAC_Split-Package_HP | Annual | FALSE
Any | SWHC046U | ESe | ex | CZ14 | cDXHP | SWHC046-01 | ExAnte2019 | IOU workpaper | 2019-11-06 | Cap-Tons | 1 |  |  | 88.5858 | 0 | 37.902 | 8.0783 | 0 | 38.7351 | [6 empty] | DEER:HVAC_Split-Package_HP | Annual | FALSE
Any | SWHC046U | ESe | ex | CZ15 | cDXHP | SWHC046-01 | ExAnte2019 | IOU workpaper | 2019-11-06 | Cap-Tons | 1 |  |  | 350.0978 | 0 | 5.3104 | 238.2347 | 0 | 5.6009 | [6 empty] | DEER:HVAC_Split-Package_HP | Annual | FALSE
Any | SWHC046U | ESe | ex | CZ16 | cDXHP | SWHC046-01 | ExAnte2019 | IOU workpaper | 2019-11-06 | Cap-Tons | 1 |  |  | -402.9656 | 0 | 99.0388 | -458.7326 | 0 | 100.2565 | [6 empty] | DEER:HVAC_Split-Package_HP | Annual | FALSE
Any | SWHC046U | EUn | ex | CZ01 | cDXHP | SWHC046-01 | ExAnte2019 | IOU workpaper | 2019-11-06 | Cap-Tons | 1 |  |  | -124.7222 | 0 | 87.4244 | -200.3813 | 0 | 89.3689 | [6 empty] | DEER:HVAC_Split-Package_HP | Annual | FALSE
Any | SWHC046U | EUn | ex | CZ02 | cDXHP | SWHC046-01 | ExAnte2019 | IOU workpaper | 2019-11-06 | Cap-Tons | 1 |  |  | 87.2595 | 0 | 54.4383 | -17.7794 | 0 | 55.6047 | [6 empty] | DEER:HVAC_Split-Package_HP | Annual | FALSE
Any | SWHC046U | EUn | ex | CZ03 | cDXHP | SWHC046-01 | ExAnte2019 | IOU workpaper | 2019-11-06 | Cap-Tons | 1 |  |  | 98.7134 | 0 | 43.5784 | 11.3684 | 0 | 44.8245 | [6 empty] | DEER:HVAC_Split-Package_HP | Annual | FALSE
Any | SWHC046U | EUn | ex | CZ04 | cDXHP | SWHC046-01 | ExAnte2019 | IOU workpaper | 2019-11-06 | Cap-Tons | 1 |  |  | 152.0548 | 0 | 39.8829 | 45.0711 | 0 | 40.8772 | [6 empty] | DEER:HVAC_Split-Package_HP | Annual | FALSE
Any | SWHC046U | EUn | ex | CZ05 | cDXHP | SWHC046-01 | ExAnte2019 | IOU workpaper | 2019-11-06 | Cap-Tons | 1 |  |  | 79.3826 | 0 | 44.6619 | -8.6446 | 0 | 45.8668 | [6 empty] | DEER:HVAC_Split-Package_HP | Annual | FALSE
Any | SWHC046U | EUn | ex | CZ06 | cDXHP | SWHC046-01 | ExAnte2019 | IOU workpaper | 2019-11-06 | Cap-Tons | 1 |  |  | 260.1501 | 0 | 18.5924 | 152.0732 | 0 | 19.2223 | [6 empty] | DEER:HVAC_Split-Package_HP | Annual | FALSE
Any | SWHC046U | EUn | ex | CZ07 | cDXHP | SWHC046-01 | ExAnte2019 | IOU workpaper | 2019-11-06 | Cap-Tons | 1 |  |  | 251.918 | 0 | 13.2808 | 150.4225 | 0 | 13.8217 | [6 empty] | DEER:HVAC_Split-Package_HP | Annual | FALSE
Any | SWHC046U | EUn | ex | CZ08 | cDXHP | SWHC046-01 | ExAnte2019 | IOU workpaper | 2019-11-06 | Cap-Tons | 1 |  |  | 300.0477 | 0 | 17.9425 | 180.0306 | 0 | 18.5573 | [6 empty] | DEER:HVAC_Split-Package_HP | Annual | FALSE
Any | SWHC046U | EUn | ex | CZ09 | cDXHP | SWHC046-01 | ExAnte2019 | IOU workpaper | 2019-11-06 | Cap-Tons | 1 |  |  | 314.8179 | 0 | 19.3198 | 196.0302 | 0 | 20.0475 | [6 empty] | DEER:HVAC_Split-Package_HP | Annual | FALSE
Any | SWHC046U | EUn | ex | CZ10 | cDXHP | SWHC046-01 | ExAnte2019 | IOU workpaper | 2019-11-06 | Cap-Tons | 1 |  |  | 337.0361 | 0 | 20.5657 | 211.0768 | 0 | 21.2498 | [6 empty] | DEER:HVAC_Split-Package_HP | Annual | FALSE
Any | SWHC046U | EUn | ex | CZ11 | cDXHP | SWHC046-01 | ExAnte2019 | IOU workpaper | 2019-11-06 | Cap-Tons | 1 |  |  | 253.0672 | 0 | 41.9968 | 124.6567 | 0 | 43.0346 | [6 empty] | DEER:HVAC_Split-Package_HP | Annual | FALSE
Any | SWHC046U | EUn | ex | CZ12 | cDXHP | SWHC046-01 | ExAnte2019 | IOU workpaper | 2019-11-06 | Cap-Tons | 1 |  |  | 194.9189 | 0 | 45.0625 | 76.2061 | 0 | 46.1267 | [6 empty] | DEER:HVAC_Split-Package_HP | Annual | FALSE
Any | SWHC046U | EUn | ex | CZ13 | cDXHP | SWHC046-01 | ExAnte2019 | IOU workpaper | 2019-11-06 | Cap-Tons | 1 |  |  | 284.4453 | 0 | 36.871 | 153.9502 | 0 | 37.8155 | [6 empty] | DEER:HVAC_Split-Package_HP | Annual | FALSE
Any | SWHC046U | EUn | ex | CZ14 | cDXHP | SWHC046-01 | ExAnte2019 | IOU workpaper | 2019-11-06 | Cap-Tons | 1 |  |  | 258.7575 | 0 | 39.9814 | 129.7285 | 0 | 40.9443 | [6 empty] | DEER:HVAC_Split-Package_HP | Annual | FALSE
Any | SWHC046U | EUn | ex | CZ15 | cDXHP | SWHC046-01 | ExAnte2019 | IOU workpaper | 2019-11-06 | Cap-Tons | 1 |  |  | 567.84 | 0 | 5.9417 | 403.1403 | 0 | 6.2621 | [6 empty] | DEER:HVAC_Split-Package_HP | Annual | FALSE
Any | SWHC046U | EUn | ex | CZ16 | cDXHP | SWHC046-01 | ExAnte2019 | IOU workpaper | 2019-11-06 | Cap-Tons | 1 |  |  | -316.6455 | 0 | 105.8118 | -410.3007 | 0 | 107.372 | [6 empty] | DEER:HVAC_Split-Package_HP | Annual | FALSE
Any | SWHC046U | Gro | ex | CZ01 | cDXHP | SWHC046-01 | ExAnte2019 | IOU workpaper | 2019-11-06 | Cap-Tons | 1 |  |  | -1604.8293 | 0 | 486.8445 | -1828.0176 | 0 | 495.8139 | [6 empty] | DEER:HVAC_Split-Package_HP | Annual | FALSE
Any | SWHC046U | Gro | ex | CZ02 | cDXHP | SWHC046-01 | ExAnte2019 | IOU workpaper | 2019-11-06 | Cap-Tons | 1 |  |  | -134.4644 | 0 | 162.6221 | -300.4442 | 0 | 166.7271 | [6 empty] | DEER:HVAC_Split-Package_HP | Annual | FALSE
Any | SWHC046U | Gro | ex | CZ03 | cDXHP | SWHC046-01 | ExAnte2019 | IOU workpaper | 2019-11-06 | Cap-Tons | 1 |  |  | -258.5824 | 0 | 215.1071 | -447.0552 | 0 | 220.784 | [6 empty] | DEER:HVAC_Split-Package_HP | Annual | FALSE
Any | SWHC046U | Gro | ex | CZ04 | cDXHP | SWHC046-01 | ExAnte2019 | IOU workpaper | 2019-11-06 | Cap-Tons | 1 |  |  | 29.816 | 0 | 141.7968 | -140.3839 | 0 | 145.6467 | [6 empty] | DEER:HVAC_Split-Package_HP | Annual | FALSE
Any | SWHC046U | Gro | ex | CZ05 | cDXHP | SWHC046-01 | ExAnte2019 | IOU workpaper | 2019-11-06 | Cap-Tons | 1 |  |  | -411.2501 | 0 | 253.0518 | -613.9227 | 0 | 259.3241 | [6 empty] | DEER:HVAC_Split-Package_HP | Annual | FALSE
Any | SWHC046U | Gro | ex | CZ06 | cDXHP | SWHC046-01 | ExAnte2019 | IOU workpaper | 2019-11-06 | Cap-Tons | 1 |  |  | 229.2865 | 0 | 90.73 | 58.7686 | 0 | 94.0896 | [6 empty] | DEER:HVAC_Split-Package_HP | Annual | FALSE
Any | SWHC046U | Gro | ex | CZ07 | cDXHP | SWHC046-01 | ExAnte2019 | IOU workpaper | 2019-11-06 | Cap-Tons | 1 |  |  | 339.0479 | 0 | 103.2547 | 128.2061 | 0 | 107.6816 | [6 empty] | DEER:HVAC_Split-Package_HP | Annual | FALSE
Any | SWHC046U | Gro | ex | CZ08 | cDXHP | SWHC046-01 | ExAnte2019 | IOU workpaper | 2019-11-06 | Cap-Tons | 1 |  |  | 408.2591 | 0 | 75.425 | 228.6774 | 0 | 78.2483 | [6 empty] | DEER:HVAC_Split-Package_HP | Annual | FALSE
Any | SWHC046U | Gro | ex | CZ09 | cDXHP | SWHC046-01 | ExAnte2019 | IOU workpaper | 2019-11-06 | Cap-Tons | 1 |  |  | 432.6452 | 0 | 68.649 | 251.7458 | 0 | 71.553 | [6 empty] | DEER:HVAC_Split-Package_HP | Annual | FALSE
Any | SWHC046U | Gro | ex | CZ10 | cDXHP | SWHC046-01 | ExAnte2019 | IOU workpaper | 2019-11-06 | Cap-Tons | 1 |  |  | 419.3 | 0 | 77.2602 | 235.0097 | 0 | 80.1494 | [6 empty] | DEER:HVAC_Split-Package_HP | Annual | FALSE
Any | SWHC046U | Gro | ex | CZ11 | cDXHP | SWHC046-01 | ExAnte2019 | IOU workpaper | 2019-11-06 | Cap-Tons | 1 |  |  | 183.3062 | 0 | 108.3552 | -10.6 | 0 | 111.6264 | [6 empty] | DEER:HVAC_Split-Package_HP | Annual | FALSE
Any | SWHC046U | Gro | ex | CZ12 | cDXHP | SWHC046-01 | ExAnte2019 | IOU workpaper | 2019-11-06 | Cap-Tons | 1 |  |  | 147.3166 | 0 | 109.8729 | -26.3036 | 0 | 113.3425 | [6 empty] | DEER:HVAC_Split-Package_HP | Annual | FALSE
Any | SWHC046U | Gro | ex | CZ13 | cDXHP | SWHC046-01 | ExAnte2019 | IOU workpaper | 2019-11-06 | Cap-Tons | 1 |  |  | 284.6721 | 0 | 99.7323 | 96.5565 | 0 | 102.8094 | [6 empty] | DEER:HVAC_Split-Package_HP | Annual | FALSE
Any | SWHC046U | Gro | ex | CZ14 | cDXHP | SWHC046-01 | ExAnte2019 | IOU workpaper | 2019-11-06 | Cap-Tons | 1 |  |  | 215.3578 | 0 | 106.2657 | 20.7263 | 0 | 109.4773 | [6 empty] | DEER:HVAC_Split-Package_HP | Annual | FALSE
Any | SWHC046U | Gro | ex | CZ15 | cDXHP | SWHC046-01 | ExAnte2019 | IOU workpaper | 2019-11-06 | Cap-Tons | 1 |  |  | 845.6518 | 0 | 23.9306 | 614.0718 | 0 | 25.5129 | [6 empty] | DEER:HVAC_Split-Package_HP | Annual | FALSE
Any | SWHC046U | Gro | ex | CZ16 | cDXHP | SWHC046-01 | ExAnte2019 | IOU workpaper | 2019-11-06 | Cap-Tons | 1 |  |  | -1235.7441 | 0 | 339.1115 | -1436.7784 | 0 | 344.6307 | [6 empty] | DEER:HVAC_Split-Package_HP | Annual | FALSE
Any | SWHC046U | Hsp | ex | CZ01 | cDXHP | SWHC046-01 | ExAnte2019 | IOU workpaper | 2019-11-06 | Cap-Tons | 1 |  |  | 353.8999 | 0 | 77.0962 | 188.1655 | 0 | 82.6705 | [6 empty] | DEER:HVAC_Split-Package_HP | Annual | FALSE
Any | SWHC046U | Hsp | ex | CZ02 | cDXHP | SWHC046-01 | ExAnte2019 | IOU workpaper | 2019-11-06 | Cap-Tons | 1 |  |  | 505.0904 | 0 | 49.9415 | 310.5232 | 0 | 53.46 | [6 empty] | DEER:HVAC_Split-Package_HP | Annual | FALSE
Any | SWHC046U | Hsp | ex | CZ03 | cDXHP | SWHC046-01 | ExAnte2019 | IOU workpaper | 2019-11-06 | Cap-Tons | 1 |  |  | 512.9422 | 0 | 37.0345 | 337.1805 | 0 | 40.3935 | [6 empty] | DEER:HVAC_Split-Package_HP | Annual | FALSE
Any | SWHC046U | Hsp | ex | CZ04 | cDXHP | SWHC046-01 | ExAnte2019 | IOU workpaper | 2019-11-06 | Cap-Tons | 1 |  |  | 548.6185 | 0 | 37.1865 | 350.6306 | 0 | 39.9847 | [6 empty] | DEER:HVAC_Split-Package_HP | Annual | FALSE
Any | SWHC046U | Hsp | ex | CZ05 | cDXHP | SWHC046-01 | ExAnte2019 | IOU workpaper | 2019-11-06 | Cap-Tons | 1 |  |  | 490.2588 | 0 | 41.6978 | 314.4728 | 0 | 45.3414 | [6 empty] | DEER:HVAC_Split-Package_HP | Annual | FALSE
Any | SWHC046U | Hsp | ex | CZ06 | cDXHP | SWHC046-01 | ExAnte2019 | IOU workpaper | 2019-11-06 | Cap-Tons | 1 |  |  | 641.2204 | 0 | 17.7838 | 438.4041 | 0 | 19.6341 | [6 empty] | DEER:HVAC_Split-Package_HP | Annual | FALSE
Any | SWHC046U | Hsp | ex | CZ07 | cDXHP | SWHC046-01 | ExAnte2019 | IOU workpaper | 2019-11-06 | Cap-Tons | 1 |  |  | 644.1615 | 0 | 7.6804 | 447.4326 | 0 | 8.9004 | [6 empty] | DEER:HVAC_Split-Package_HP | Annual | FALSE
Any | SWHC046U | Hsp | ex | CZ08 | cDXHP | SWHC046-01 | ExAnte2019 | IOU workpaper | 2019-11-06 | Cap-Tons | 1 |  |  | 690.4618 | 0 | 13.3892 | 477.3228 | 0 | 14.9207 | [6 empty] | DEER:HVAC_Split-Package_HP | Annual | FALSE
Any | SWHC046U | Hsp | ex | CZ09 | cDXHP | SWHC046-01 | ExAnte2019 | IOU workpaper | 2019-11-06 | Cap-Tons | 1 |  |  | 696.0703 | 0 | 18.6329 | 479.5942 | 0 | 20.4632 | [6 empty] | DEER:HVAC_Split-Package_HP | Annual | FALSE
Any | SWHC046U | Hsp | ex | CZ10 | cDXHP | SWHC046-01 | ExAnte2019 | IOU workpaper | 2019-11-06 | Cap-Tons | 1 |  |  | 712.6505 | 0 | 22.6343 | 490.8968 | 0 | 24.6327 | [6 empty] | DEER:HVAC_Split-Package_HP | Annual | FALSE
Any | SWHC046U | Hsp | ex | CZ11 | cDXHP | SWHC046-01 | ExAnte2019 | IOU workpaper | 2019-11-06 | Cap-Tons | 1 |  |  | 618.971 | 0 | 48.5972 | 390.9258 | 0 | 51.4632 | [6 empty] | DEER:HVAC_Split-Package_HP | Annual | FALSE
Any | SWHC046U | Hsp | ex | CZ12 | cDXHP | SWHC046-01 | ExAnte2019 | IOU workpaper | 2019-11-06 | Cap-Tons | 1 |  |  | 578.6307 | 0 | 45.7941 | 367.8034 | 0 | 48.746 | [6 empty] | DEER:HVAC_Split-Package_HP | Annual | FALSE
Any | SWHC046U | Hsp | ex | CZ13 | cDXHP | SWHC046-01 | ExAnte2019 | IOU workpaper | 2019-11-06 | Cap-Tons | 1 |  |  | 661.1244 | 0 | 42.8798 | 431.8547 | 0 | 45.542 | [6 empty] | DEER:HVAC_Split-Package_HP | Annual | FALSE
Any | SWHC046U | Hsp | ex | CZ14 | cDXHP | SWHC046-01 | ExAnte2019 | IOU workpaper | 2019-11-06 | Cap-Tons | 1 |  |  | 588.8282 | 0 | 54.2206 | 359.3823 | 0 | 57.1296 | [6 empty] | DEER:HVAC_Split-Package_HP | Annual | FALSE
Any | SWHC046U | Hsp | ex | CZ15 | cDXHP | SWHC046-01 | ExAnte2019 | IOU workpaper | 2019-11-06 | Cap-Tons | 1 |  |  | 988.6027 | 0 | 8.2664 | 713.3333 | 0 | 9.154 | [6 empty] | DEER:HVAC_Split-Package_HP | Annual | FALSE
Any | SWHC046U | Hsp | ex | CZ16 | cDXHP | SWHC046-01 | ExAnte2019 | IOU workpaper | 2019-11-06 | Cap-Tons | 1 |  |  | 75.4317 | 0 | 119.8929 | -112.8794 | 0 | 124.1252 | [6 empty] | DEER:HVAC_Split-Package_HP | Annual | FALSE
Any | SWHC046U | Htl | ex | CZ01 | cDXHP | SWHC046-01 | ExAnte2019 | IOU workpaper | 2019-11-06 | Cap-Tons | 1 |  |  | -600.4185 | 0 | 218.9019 | -730.8263 | 0 | 223.0096 | [6 empty] | DEER:HVAC_Split-Package_HP | Annual | FALSE
Any | SWHC046U | Htl | ex | CZ02 | cDXHP | SWHC046-01 | ExAnte2019 | IOU workpaper | 2019-11-06 | Cap-Tons | 1 |  |  | -153.0877 | 0 | 137.7514 | -314.5826 | 0 | 140.5977 | [6 empty] | DEER:HVAC_Split-Package_HP | Annual | FALSE
Any | SWHC046U | Htl | ex | CZ03 | cDXHP | SWHC046-01 | ExAnte2019 | IOU workpaper | 2019-11-06 | Cap-Tons | 1 |  |  | -45.9559 | 0 | 118.7201 | -189.9134 | 0 | 121.7735 | [6 empty] | DEER:HVAC_Split-Package_HP | Annual | FALSE
Any | SWHC046U | Htl | ex | CZ04 | cDXHP | SWHC046-01 | ExAnte2019 | IOU workpaper | 2019-11-06 | Cap-Tons | 1 |  |  | 22.3684 | 0 | 99.679 | -141.9797 | 0 | 102.1176 | [6 empty] | DEER:HVAC_Split-Package_HP | Annual | FALSE
Any | SWHC046U | Htl | ex | CZ05 | cDXHP | SWHC046-01 | ExAnte2019 | IOU workpaper | 2019-11-06 | Cap-Tons | 1 |  |  | -137.5723 | 0 | 128.0878 | -281.4104 | 0 | 131.1556 | [6 empty] | DEER:HVAC_Split-Package_HP | Annual | FALSE
Any | SWHC046U | Htl | ex | CZ06 | cDXHP | SWHC046-01 | ExAnte2019 | IOU workpaper | 2019-11-06 | Cap-Tons | 1 |  |  | 287.8955 | 0 | 58.5376 | 115.9662 | 0 | 60.4969 | [6 empty] | DEER:HVAC_Split-Package_HP | Annual | FALSE
Any | SWHC046U | Htl | ex | CZ07 | cDXHP | SWHC046-01 | ExAnte2019 | IOU workpaper | 2019-11-06 | Cap-Tons | 1 |  |  | 335.7313 | 0 | 40.3463 | 170.1002 | 0 | 42.1042 | [6 empty] | DEER:HVAC_Split-Package_HP | Annual | FALSE
Any | SWHC046U | Htl | ex | CZ08 | cDXHP | SWHC046-01 | ExAnte2019 | IOU workpaper | 2019-11-06 | Cap-Tons | 1 |  |  | 403.8405 | 0 | 47.6629 | 213.8745 | 0 | 49.3835 | [6 empty] | DEER:HVAC_Split-Package_HP | Annual | FALSE
Any | SWHC046U | Htl | ex | CZ09 | cDXHP | SWHC046-01 | ExAnte2019 | IOU workpaper | 2019-11-06 | Cap-Tons | 1 |  |  | 403.2829 | 0 | 52.0639 | 214.4877 | 0 | 53.9728 | [6 empty] | DEER:HVAC_Split-Package_HP | Annual | FALSE
Any | SWHC046U | Htl | ex | CZ10 | cDXHP | SWHC046-01 | ExAnte2019 | IOU workpaper | 2019-11-06 | Cap-Tons | 1 |  |  | 402.7595 | 0 | 61.1291 | 205.9069 | 0 | 63.0489 | [6 empty] | DEER:HVAC_Split-Package_HP | Annual | FALSE
Any | SWHC046U | Htl | ex | CZ11 | cDXHP | SWHC046-01 | ExAnte2019 | IOU workpaper | 2019-11-06 | Cap-Tons | 1 |  |  | 205.7022 | 0 | 102.5058 | 5.0452 | 0 | 104.9011 | [6 empty] | DEER:HVAC_Split-Package_HP | Annual | FALSE
Any | SWHC046U | Htl | ex | CZ12 | cDXHP | SWHC046-01 | ExAnte2019 | IOU workpaper | 2019-11-06 | Cap-Tons | 1 |  |  | 127.1439 | 0 | 109.0538 | -58.0493 | 0 | 111.6169 | [6 empty] | DEER:HVAC_Split-Package_HP | Annual | FALSE
Any | SWHC046U | Htl | ex | CZ13 | cDXHP | SWHC046-01 | ExAnte2019 | IOU workpaper | 2019-11-06 | Cap-Tons | 1 |  |  | 280.2686 | 0 | 91.5544 | 77.3808 | 0 | 93.8156 | [6 empty] | DEER:HVAC_Split-Package_HP | Annual | FALSE
Any | SWHC046U | Htl | ex | CZ14 | cDXHP | SWHC046-01 | ExAnte2019 | IOU workpaper | 2019-11-06 | Cap-Tons | 1 |  |  | 170.5561 | 0 | 106.0063 | -29.463 | 0 | 108.3647 | [6 empty] | DEER:HVAC_Split-Package_HP | Annual | FALSE
Any | SWHC046U | Htl | ex | CZ15 | cDXHP | SWHC046-01 | ExAnte2019 | IOU workpaper | 2019-11-06 | Cap-Tons | 1 |  |  | 829.0689 | 0 | 22.482 | 573.1576 | 0 | 23.5726 | [6 empty] | DEER:HVAC_Split-Package_HP | Annual | FALSE
Any | SWHC046U | Htl | ex | CZ16 | cDXHP | SWHC046-01 | ExAnte2019 | IOU workpaper | 2019-11-06 | Cap-Tons | 1 |  |  | -992.8583 | 0 | 238.2563 | -1146.7553 | 0 | 241.3126 | [6 empty] | DEER:HVAC_Split-Package_HP | Annual | FALSE
Any | SWHC046U | MBT | ex | CZ01 | cDXHP | SWHC046-01 | ExAnte2019 | IOU workpaper | 2019-11-06 | Cap-Tons | 1 |  |  | -42.3012 | 0 | 58.2177 | -112.1574 | 0 | 59.5501 | [6 empty] | DEER:HVAC_Split-Package_HP | Annual | FALSE
Any | SWHC046U | MBT | ex | CZ02 | cDXHP | SWHC046-01 | ExAnte2019 | IOU workpaper | 2019-11-06 | Cap-Tons | 1 |  |  | 141.6023 | 0 | 32.0404 | 49.27 | 0 | 32.8205 | [6 empty] | DEER:HVAC_Split-Package_HP | Annual | FALSE
Any | SWHC046U | MBT | ex | CZ03 | cDXHP | SWHC046-01 | ExAnte2019 | IOU workpaper | 2019-11-06 | Cap-Tons | 1 |  |  | 131.7132 | 0 | 27.3217 | 49.0018 | 0 | 28.1691 | [6 empty] | DEER:HVAC_Split-Package_HP | Annual | FALSE
Any | SWHC046U | MBT | ex | CZ04 | cDXHP | SWHC046-01 | ExAnte2019 | IOU workpaper | 2019-11-06 | Cap-Tons | 1 |  |  | 186.8203 | 0 | 22.0012 | 91.06 | 0 | 22.6416 | [6 empty] | DEER:HVAC_Split-Package_HP | Annual | FALSE
Any | SWHC046U | MBT | ex | CZ05 | cDXHP | SWHC046-01 | ExAnte2019 | IOU workpaper | 2019-11-06 | Cap-Tons | 1 |  |  | 121.5941 | 0 | 27.8181 | 37.1932 | 0 | 28.6579 | [6 empty] | DEER:HVAC_Split-Package_HP | Annual | FALSE
Any | SWHC046U | MBT | ex | CZ06 | cDXHP | SWHC046-01 | ExAnte2019 | IOU workpaper | 2019-11-06 | Cap-Tons | 1 |  |  | 252.4819 | 0 | 12.0719 | 151.5109 | 0 | 12.5615 | [6 empty] | DEER:HVAC_Split-Package_HP | Annual | FALSE
Any | SWHC046U | MBT | ex | CZ07 | cDXHP | SWHC046-01 | ExAnte2019 | IOU workpaper | 2019-11-06 | Cap-Tons | 1 |  |  | 236.1988 | 0 | 8.6652 | 140.1993 | 0 | 9.0892 | [6 empty] | DEER:HVAC_Split-Package_HP | Annual | FALSE
Any | SWHC046U | MBT | ex | CZ08 | cDXHP | SWHC046-01 | ExAnte2019 | IOU workpaper | 2019-11-06 | Cap-Tons | 1 |  |  | 283.3422 | 0 | 10.3618 | 176.7255 | 0 | 10.7855 | [6 empty] | DEER:HVAC_Split-Package_HP | Annual | FALSE
Any | SWHC046U | MBT | ex | CZ09 | cDXHP | SWHC046-01 | ExAnte2019 | IOU workpaper | 2019-11-06 | Cap-Tons | 1 |  |  | 303.3488 | 0 | 12.6885 | 197.9431 | 0 | 13.2159 | [6 empty] | DEER:HVAC_Split-Package_HP | Annual | FALSE
Any | SWHC046U | MBT | ex | CZ10 | cDXHP | SWHC046-01 | ExAnte2019 | IOU workpaper | 2019-11-06 | Cap-Tons | 1 |  |  | 317.2405 | 0 | 12.8991 | 206.9703 | 0 | 13.3681 | [6 empty] | DEER:HVAC_Split-Package_HP | Annual | FALSE
Any | SWHC046U | MBT | ex | CZ11 | cDXHP | SWHC046-01 | ExAnte2019 | IOU workpaper | 2019-11-06 | Cap-Tons | 1 |  |  | 269.9696 | 0 | 25.4201 | 161.4486 | 0 | 26.1667 | [6 empty] | DEER:HVAC_Split-Package_HP | Annual | FALSE
Any | SWHC046U | MBT | ex | CZ12 | cDXHP | SWHC046-01 | ExAnte2019 | IOU workpaper | 2019-11-06 | Cap-Tons | 1 |  |  | 222.5092 | 0 | 26.963 | 122.1682 | 0 | 27.7152 | [6 empty] | DEER:HVAC_Split-Package_HP | Annual | FALSE
Any | SWHC046U | MBT | ex | CZ13 | cDXHP | SWHC046-01 | ExAnte2019 | IOU workpaper | 2019-11-06 | Cap-Tons | 1 |  |  | 286.8431 | 0 | 23.0651 | 176.8129 | 0 | 23.7597 | [6 empty] | DEER:HVAC_Split-Package_HP | Annual | FALSE
Any | SWHC046U | MBT | ex | CZ14 | cDXHP | SWHC046-01 | ExAnte2019 | IOU workpaper | 2019-11-06 | Cap-Tons | 1 |  |  | 275.2807 | 0 | 26.4026 | 163.5075 | 0 | 27.1551 | [6 empty] | DEER:HVAC_Split-Package_HP | Annual | FALSE
Any | SWHC046U | MBT | ex | CZ15 | cDXHP | SWHC046-01 | ExAnte2019 | IOU workpaper | 2019-11-06 | Cap-Tons | 1 |  |  | 493.8259 | 0 | 3.995 | 352.8398 | 0 | 4.2416 | [6 empty] | DEER:HVAC_Split-Package_HP | Annual | FALSE
Any | SWHC046U | MBT | ex | CZ16 | cDXHP | SWHC046-01 | ExAnte2019 | IOU workpaper | 2019-11-06 | Cap-Tons | 1 |  |  | -157.8524 | 0 | 76.1537 | -245.0076 | 0 | 77.4262 | [6 empty] | DEER:HVAC_Split-Package_HP | Annual | FALSE
Any | SWHC046U | MLI | ex | CZ01 | cDXHP | SWHC046-01 | ExAnte2019 | IOU workpaper | 2019-11-06 | Cap-Tons | 1 |  |  | -330.9643 | 0 | 87.4118 | -388.2402 | 0 | 89.1962 | [6 empty] | DEER:HVAC_Split-Package_HP | Annual | FALSE
Any | SWHC046U | MLI | ex | CZ02 | cDXHP | SWHC046-01 | ExAnte2019 | IOU workpaper | 2019-11-06 | Cap-Tons | 1 |  |  | -61.0931 | 0 | 55.082 | -140.9003 | 0 | 56.3546 | [6 empty] | DEER:HVAC_Split-Package_HP | Annual | FALSE
Any | SWHC046U | MLI | ex | CZ03 | cDXHP | SWHC046-01 | ExAnte2019 | IOU workpaper | 2019-11-06 | Cap-Tons | 1 |  |  | -21.2329 | 0 | 44.5672 | -87.1364 | 0 | 45.8295 | [6 empty] | DEER:HVAC_Split-Package_HP | Annual | FALSE
Any | SWHC046U | MLI | ex | CZ04 | cDXHP | SWHC046-01 | ExAnte2019 | IOU workpaper | 2019-11-06 | Cap-Tons | 1 |  |  | 10.2512 | 0 | 40.9144 | -69.6602 | 0 | 41.9732 | [6 empty] | DEER:HVAC_Split-Package_HP | Annual | FALSE
Any | SWHC046U | MLI | ex | CZ05 | cDXHP | SWHC046-01 | ExAnte2019 | IOU workpaper | 2019-11-06 | Cap-Tons | 1 |  |  | -63.9441 | 0 | 48.5252 | -130.0217 | 0 | 49.7375 | [6 empty] | DEER:HVAC_Split-Package_HP | Annual | FALSE
Any | SWHC046U | MLI | ex | CZ06 | cDXHP | SWHC046-01 | ExAnte2019 | IOU workpaper | 2019-11-06 | Cap-Tons | 1 |  |  | 153.5674 | 0 | 21.8541 | 70.4511 | 0 | 22.5617 | [6 empty] | DEER:HVAC_Split-Package_HP | Annual | FALSE
Any | SWHC046U | MLI | ex | CZ07 | cDXHP | SWHC046-01 | ExAnte2019 | IOU workpaper | 2019-11-06 | Cap-Tons | 1 |  |  | 183.5349 | 0 | 14.1536 | 105.4193 | 0 | 14.7493 | [6 empty] | DEER:HVAC_Split-Package_HP | Annual | FALSE
Any | SWHC046U | MLI | ex | CZ08 | cDXHP | SWHC046-01 | ExAnte2019 | IOU workpaper | 2019-11-06 | Cap-Tons | 1 |  |  | 213.0105 | 0 | 20.0378 | 119.7725 | 0 | 20.7185 | [6 empty] | DEER:HVAC_Split-Package_HP | Annual | FALSE
Any | SWHC046U | MLI | ex | CZ09 | cDXHP | SWHC046-01 | ExAnte2019 | IOU workpaper | 2019-11-06 | Cap-Tons | 1 |  |  | 224.576 | 0 | 21.4624 | 129.1825 | 0 | 22.2397 | [6 empty] | DEER:HVAC_Split-Package_HP | Annual | FALSE
Any | SWHC046U | MLI | ex | CZ10 | cDXHP | SWHC046-01 | ExAnte2019 | IOU workpaper | 2019-11-06 | Cap-Tons | 1 |  |  | 228.1869 | 0 | 22.0011 | 129.5338 | 0 | 22.7538 | [6 empty] | DEER:HVAC_Split-Package_HP | Annual | FALSE
Any | SWHC046U | MLI | ex | CZ11 | cDXHP | SWHC046-01 | ExAnte2019 | IOU workpaper | 2019-11-06 | Cap-Tons | 1 |  |  | 107.0743 | 0 | 42.2789 | 7.0642 | 0 | 43.4691 | [6 empty] | DEER:HVAC_Split-Package_HP | Annual | FALSE
Any | SWHC046U | MLI | ex | CZ12 | cDXHP | SWHC046-01 | ExAnte2019 | IOU workpaper | 2019-11-06 | Cap-Tons | 1 |  |  | 66.3958 | 0 | 43.7271 | -24.494 | 0 | 44.9258 | [6 empty] | DEER:HVAC_Split-Package_HP | Annual | FALSE
Any | SWHC046U | MLI | ex | CZ13 | cDXHP | SWHC046-01 | ExAnte2019 | IOU workpaper | 2019-11-06 | Cap-Tons | 1 |  |  | 155.0064 | 0 | 35.6887 | 53.3553 | 0 | 36.7715 | [6 empty] | DEER:HVAC_Split-Package_HP | Annual | FALSE
Any | SWHC046U | MLI | ex | CZ14 | cDXHP | SWHC046-01 | ExAnte2019 | IOU workpaper | 2019-11-06 | Cap-Tons | 1 |  |  | 87.7015 | 0 | 45.4378 | -16.6159 | 0 | 46.6009 | [6 empty] | DEER:HVAC_Split-Package_HP | Annual | FALSE
Any | SWHC046U | MLI | ex | CZ15 | cDXHP | SWHC046-01 | ExAnte2019 | IOU workpaper | 2019-11-06 | Cap-Tons | 1 |  |  | 437.0029 | 0 | 6.1024 | 304.0766 | 0 | 6.4602 | [6 empty] | DEER:HVAC_Split-Package_HP | Annual | FALSE
Any | SWHC046U | MLI | ex | CZ16 | cDXHP | SWHC046-01 | ExAnte2019 | IOU workpaper | 2019-11-06 | Cap-Tons | 1 |  |  | -523.1042 | 0 | 104.0808 | -593.7017 | 0 | 105.6131 | [6 empty] | DEER:HVAC_Split-Package_HP | Annual | FALSE
Any | SWHC046U | Mtl | ex | CZ01 | cDXHP | SWHC046-01 | ExAnte2019 | IOU workpaper | 2019-11-06 | Cap-Tons | 1 |  |  | 272.7467 | 0 | 105.5112 | 105.7291 | 0 | 110.1453 | [6 empty] | DEER:HVAC_Split-Package_HP | Annual | FALSE
Any | SWHC046U | Mtl | ex | CZ02 | cDXHP | SWHC046-01 | ExAnte2019 | IOU workpaper | 2019-11-06 | Cap-Tons | 1 |  |  | 354.2605 | 0 | 98.7767 | 149.565 | 0 | 102.051 | [6 empty] | DEER:HVAC_Split-Package_HP | Annual | FALSE
Any | SWHC046U | Mtl | ex | CZ03 | cDXHP | SWHC046-01 | ExAnte2019 | IOU workpaper | 2019-11-06 | Cap-Tons | 1 |  |  | 476.7204 | 0 | 51.933 | 295.6765 | 0 | 54.9672 | [6 empty] | DEER:HVAC_Split-Package_HP | Annual | FALSE
Any | SWHC046U | Mtl | ex | CZ04 | cDXHP | SWHC046-01 | ExAnte2019 | IOU workpaper | 2019-11-06 | Cap-Tons | 1 |  |  | 430.3734 | 0 | 73.5222 | 220.2321 | 0 | 76.0815 | [6 empty] | DEER:HVAC_Split-Package_HP | Annual | FALSE
Any | SWHC046U | Mtl | ex | CZ05 | cDXHP | SWHC046-01 | ExAnte2019 | IOU workpaper | 2019-11-06 | Cap-Tons | 1 |  |  | 436.5745 | 0 | 62.6543 | 255.9575 | 0 | 66.0253 | [6 empty] | DEER:HVAC_Split-Package_HP | Annual | FALSE
Any | SWHC046U | Mtl | ex | CZ06 | cDXHP | SWHC046-01 | ExAnte2019 | IOU workpaper | 2019-11-06 | Cap-Tons | 1 |  |  | 650.1032 | 0 | 19.5057 | 436.6045 | 0 | 20.9138 | [6 empty] | DEER:HVAC_Split-Package_HP | Annual | FALSE
Any | SWHC046U | Mtl | ex | CZ07 | cDXHP | SWHC046-01 | ExAnte2019 | IOU workpaper | 2019-11-06 | Cap-Tons | 1 |  |  | 651.5136 | 0 | 6.6317 | 443.194 | 0 | 7.3958 | [6 empty] | DEER:HVAC_Split-Package_HP | Annual | FALSE
Any | SWHC046U | Mtl | ex | CZ08 | cDXHP | SWHC046-01 | ExAnte2019 | IOU workpaper | 2019-11-06 | Cap-Tons | 1 |  |  | 670.9753 | 0 | 21.1552 | 438.666 | 0 | 22.4135 | [6 empty] | DEER:HVAC_Split-Package_HP | Annual | FALSE
Any | SWHC046U | Mtl | ex | CZ09 | cDXHP | SWHC046-01 | ExAnte2019 | IOU workpaper | 2019-11-06 | Cap-Tons | 1 |  |  | 712.2943 | 0 | 23.3861 | 480.5162 | 0 | 24.8429 | [6 empty] | DEER:HVAC_Split-Package_HP | Annual | FALSE
Any | SWHC046U | Mtl | ex | CZ10 | cDXHP | SWHC046-01 | ExAnte2019 | IOU workpaper | 2019-11-06 | Cap-Tons | 1 |  |  | 700.8742 | 0 | 36.7679 | 465.6341 | 0 | 38.6048 | [6 empty] | DEER:HVAC_Split-Package_HP | Annual | FALSE
Any | SWHC046U | Mtl | ex | CZ11 | cDXHP | SWHC046-01 | ExAnte2019 | IOU workpaper | 2019-11-06 | Cap-Tons | 1 |  |  | 608.4479 | 0 | 66.1648 | 368.8648 | 0 | 68.6905 | [6 empty] | DEER:HVAC_Split-Package_HP | Annual | FALSE
Any | SWHC046U | Mtl | ex | CZ12 | cDXHP | SWHC046-01 | ExAnte2019 | IOU workpaper | 2019-11-06 | Cap-Tons | 1 |  |  | 520.284 | 0 | 71.3679 | 298.2325 | 0 | 73.9932 | [6 empty] | DEER:HVAC_Split-Package_HP | Annual | FALSE
Any | SWHC046U | Mtl | ex | CZ13 | cDXHP | SWHC046-01 | ExAnte2019 | IOU workpaper | 2019-11-06 | Cap-Tons | 1 |  |  | 655.0428 | 0 | 58.2436 | 412.7405 | 0 | 60.5526 | [6 empty] | DEER:HVAC_Split-Package_HP | Annual | FALSE
Any | SWHC046U | Mtl | ex | CZ14 | cDXHP | SWHC046-01 | ExAnte2019 | IOU workpaper | 2019-11-06 | Cap-Tons | 1 |  |  | 565.5735 | 0 | 73.6227 | 325.1409 | 0 | 76.0801 | [6 empty] | DEER:HVAC_Split-Package_HP | Annual | FALSE
Any | SWHC046U | Mtl | ex | CZ15 | cDXHP | SWHC046-01 | ExAnte2019 | IOU workpaper | 2019-11-06 | Cap-Tons | 1 |  |  | 1071.2052 | 0 | 8.5034 | 771.0322 | 0 | 9.2801 | [6 empty] | DEER:HVAC_Split-Package_HP | Annual | FALSE
Any | SWHC046U | Mtl | ex | CZ16 | cDXHP | SWHC046-01 | ExAnte2019 | IOU workpaper | 2019-11-06 | Cap-Tons | 1 |  |  | -11.429 | 0 | 144.3464 | -203.6516 | 0 | 148.0988 | [6 empty] | DEER:HVAC_Split-Package_HP | Annual | FALSE
Any | SWHC046U | Nrs | ex | CZ01 | cDXHP | SWHC046-01 | ExAnte2019 | IOU workpaper | 2019-11-06 | Cap-Tons | 1 |  |  | 22.5044 | 0 | 122.7048 | -134.5222 | 0 | 126.6811 | [6 empty] | DEER:HVAC_Split-Package_HP | Annual | FALSE
Any | SWHC046U | Nrs | ex | CZ02 | cDXHP | SWHC046-01 | ExAnte2019 | IOU workpaper | 2019-11-06 | Cap-Tons | 1 |  |  | 231.2184 | 0 | 87.8712 | 48.1475 | 0 | 90.6964 | [6 empty] | DEER:HVAC_Split-Package_HP | Annual | FALSE
Any | SWHC046U | Nrs | ex | CZ03 | cDXHP | SWHC046-01 | ExAnte2019 | IOU workpaper | 2019-11-06 | Cap-Tons | 1 |  |  | 283.3731 | 0 | 69.5273 | 117.9687 | 0 | 72.2748 | [6 empty] | DEER:HVAC_Split-Package_HP | Annual | FALSE
Any | SWHC046U | Nrs | ex | CZ04 | cDXHP | SWHC046-01 | ExAnte2019 | IOU workpaper | 2019-11-06 | Cap-Tons | 1 |  |  | 322.497 | 0 | 66.0475 | 137.4181 | 0 | 68.4209 | [6 empty] | DEER:HVAC_Split-Package_HP | Annual | FALSE
Any | SWHC046U | Nrs | ex | CZ05 | cDXHP | SWHC046-01 | ExAnte2019 | IOU workpaper | 2019-11-06 | Cap-Tons | 1 |  |  | 199.2122 | 0 | 79.8229 | 33.0926 | 0 | 82.7513 | [6 empty] | DEER:HVAC_Split-Package_HP | Annual | FALSE
Any | SWHC046U | Nrs | ex | CZ06 | cDXHP | SWHC046-01 | ExAnte2019 | IOU workpaper | 2019-11-06 | Cap-Tons | 1 |  |  | 463.5669 | 0 | 40.8015 | 275.4944 | 0 | 42.62 | [6 empty] | DEER:HVAC_Split-Package_HP | Annual | FALSE
Any | SWHC046U | Nrs | ex | CZ07 | cDXHP | SWHC046-01 | ExAnte2019 | IOU workpaper | 2019-11-06 | Cap-Tons | 1 |  |  | 475.1629 | 0 | 26.4156 | 293.9874 | 0 | 27.9287 | [6 empty] | DEER:HVAC_Split-Package_HP | Annual | FALSE
Any | SWHC046U | Nrs | ex | CZ08 | cDXHP | SWHC046-01 | ExAnte2019 | IOU workpaper | 2019-11-06 | Cap-Tons | 1 |  |  | 526.0384 | 0 | 33.695 | 328.7415 | 0 | 35.2997 | [6 empty] | DEER:HVAC_Split-Package_HP | Annual | FALSE
Any | SWHC046U | Nrs | ex | CZ09 | cDXHP | SWHC046-01 | ExAnte2019 | IOU workpaper | 2019-11-06 | Cap-Tons | 1 |  |  | 524.3754 | 0 | 39.4639 | 322.1609 | 0 | 41.1854 | [6 empty] | DEER:HVAC_Split-Package_HP | Annual | FALSE
Any | SWHC046U | Nrs | ex | CZ10 | cDXHP | SWHC046-01 | ExAnte2019 | IOU workpaper | 2019-11-06 | Cap-Tons | 1 |  |  | 516.8441 | 0 | 46.7511 | 309.7475 | 0 | 48.5475 | [6 empty] | DEER:HVAC_Split-Package_HP | Annual | FALSE
Any | SWHC046U | Nrs | ex | CZ11 | cDXHP | SWHC046-01 | ExAnte2019 | IOU workpaper | 2019-11-06 | Cap-Tons | 1 |  |  | 378.4547 | 0 | 71.6866 | 166.4679 | 0 | 73.9133 | [6 empty] | DEER:HVAC_Split-Package_HP | Annual | FALSE
Any | SWHC046U | Nrs | ex | CZ12 | cDXHP | SWHC046-01 | ExAnte2019 | IOU workpaper | 2019-11-06 | Cap-Tons | 1 |  |  | 356.405 | 0 | 73.0956 | 159.6021 | 0 | 75.4842 | [6 empty] | DEER:HVAC_Split-Package_HP | Annual | FALSE
Any | SWHC046U | Nrs | ex | CZ13 | cDXHP | SWHC046-01 | ExAnte2019 | IOU workpaper | 2019-11-06 | Cap-Tons | 1 |  |  | 457.5023 | 0 | 64.7907 | 245.0159 | 0 | 66.8445 | [6 empty] | DEER:HVAC_Split-Package_HP | Annual | FALSE
Any | SWHC046U | Nrs | ex | CZ14 | cDXHP | SWHC046-01 | ExAnte2019 | IOU workpaper | 2019-11-06 | Cap-Tons | 1 |  |  | 331.0565 | 0 | 78.2439 | 119.5849 | 0 | 80.4743 | [6 empty] | DEER:HVAC_Split-Package_HP | Annual | FALSE
Any | SWHC046U | Nrs | ex | CZ15 | cDXHP | SWHC046-01 | ExAnte2019 | IOU workpaper | 2019-11-06 | Cap-Tons | 1 |  |  | 822.1957 | 0 | 19.5632 | 561.2781 | 0 | 20.4302 | [6 empty] | DEER:HVAC_Split-Package_HP | Annual | FALSE
Any | SWHC046U | Nrs | ex | CZ16 | cDXHP | SWHC046-01 | ExAnte2019 | IOU workpaper | 2019-11-06 | Cap-Tons | 1 |  |  | -237.1632 | 0 | 152.4787 | -409.0717 | 0 | 155.9127 | [6 empty] | DEER:HVAC_Split-Package_HP | Annual | FALSE
Any | SWHC046U | OfL | ex | CZ01 | cDXHP | SWHC046-01 | ExAnte2019 | IOU workpaper | 2019-11-06 | Cap-Tons | 1 |  |  | 185.5226 | 0 | 11.2757 | 119.5261 | 0 | 11.9138 | [6 empty] | DEER:HVAC_Split-Package_HP | Annual | FALSE
Any | SWHC046U | OfL | ex | CZ02 | cDXHP | SWHC046-01 | ExAnte2019 | IOU workpaper | 2019-11-06 | Cap-Tons | 1 |  |  | 263.5041 | 0 | 7.1158 | 170.4822 | 0 | 7.5098 | [6 empty] | DEER:HVAC_Split-Package_HP | Annual | FALSE
Any | SWHC046U | OfL | ex | CZ03 | cDXHP | SWHC046-01 | ExAnte2019 | IOU workpaper | 2019-11-06 | Cap-Tons | 1 |  |  | 218.267 | 0 | 5.0123 | 141.0017 | 0 | 5.3599 | [6 empty] | DEER:HVAC_Split-Package_HP | Annual | FALSE
Any | SWHC046U | OfL | ex | CZ04 | cDXHP | SWHC046-01 | ExAnte2019 | IOU workpaper | 2019-11-06 | Cap-Tons | 1 |  |  | 263.6305 | 0 | 5.8874 | 168.8533 | 0 | 6.2101 | [6 empty] | DEER:HVAC_Split-Package_HP | Annual | FALSE
Any | SWHC046U | OfL | ex | CZ05 | cDXHP | SWHC046-01 | ExAnte2019 | IOU workpaper | 2019-11-06 | Cap-Tons | 1 |  |  | 219.2498 | 0 | 4.9678 | 139.4496 | 0 | 5.2696 | [6 empty] | DEER:HVAC_Split-Package_HP | Annual | FALSE
Any | SWHC046U | OfL | ex | CZ06 | cDXHP | SWHC046-01 | ExAnte2019 | IOU workpaper | 2019-11-06 | Cap-Tons | 1 |  |  | 292.5975 | 0 | 1.2793 | 196.09 | 0 | 1.3918 | [6 empty] | DEER:HVAC_Split-Package_HP | Annual | FALSE
Any | SWHC046U | OfL | ex | CZ07 | cDXHP | SWHC046-01 | ExAnte2019 | IOU workpaper | 2019-11-06 | Cap-Tons | 1 |  |  | 262.9185 | 0 | 0.3989 | 172.5682 | 0 | 0.4502 | [6 empty] | DEER:HVAC_Split-Package_HP | Annual | FALSE
Any | SWHC046U | OfL | ex | CZ08 | cDXHP | SWHC046-01 | ExAnte2019 | IOU workpaper | 2019-11-06 | Cap-Tons | 1 |  |  | 316.1471 | 0 | 1.3045 | 210.9596 | 0 | 1.415 | [6 empty] | DEER:HVAC_Split-Package_HP | Annual | FALSE
Any | SWHC046U | OfL | ex | CZ09 | cDXHP | SWHC046-01 | ExAnte2019 | IOU workpaper | 2019-11-06 | Cap-Tons | 1 |  |  | 328.463 | 0 | 1.9968 | 224.7809 | 0 | 2.1676 | [6 empty] | DEER:HVAC_Split-Package_HP | Annual | FALSE
Any | SWHC046U | OfL | ex | CZ10 | cDXHP | SWHC046-01 | ExAnte2019 | IOU workpaper | 2019-11-06 | Cap-Tons | 1 |  |  | 347.8984 | 0 | 1.5725 | 238.5008 | 0 | 1.7083 | [6 empty] | DEER:HVAC_Split-Package_HP | Annual | FALSE
Any | SWHC046U | OfL | ex | CZ11 | cDXHP | SWHC046-01 | ExAnte2019 | IOU workpaper | 2019-11-06 | Cap-Tons | 1 |  |  | 333.9555 | 0 | 6.7646 | 225.6084 | 0 | 7.1883 | [6 empty] | DEER:HVAC_Split-Package_HP | Annual | FALSE
Any | SWHC046U | OfL | ex | CZ12 | cDXHP | SWHC046-01 | ExAnte2019 | IOU workpaper | 2019-11-06 | Cap-Tons | 1 |  |  | 297.187 | 0 | 6.4826 | 197.8033 | 0 | 6.8855 | [6 empty] | DEER:HVAC_Split-Package_HP | Annual | FALSE
Any | SWHC046U | OfL | ex | CZ13 | cDXHP | SWHC046-01 | ExAnte2019 | IOU workpaper | 2019-11-06 | Cap-Tons | 1 |  |  | 339.556 | 0 | 5.8367 | 230.859 | 0 | 6.2113 | [6 empty] | DEER:HVAC_Split-Package_HP | Annual | FALSE
Any | SWHC046U | OfL | ex | CZ14 | cDXHP | SWHC046-01 | ExAnte2019 | IOU workpaper | 2019-11-06 | Cap-Tons | 1 |  |  | 348.5539 | 0 | 6.3787 | 236.4597 | 0 | 6.7351 | [6 empty] | DEER:HVAC_Split-Package_HP | Annual | FALSE
Any | SWHC046U | OfL | ex | CZ15 | cDXHP | SWHC046-01 | ExAnte2019 | IOU workpaper | 2019-11-06 | Cap-Tons | 1 |  |  | 481.2641 | 0 | 0.3461 | 341.037 | 0 | 0.3904 | [6 empty] | DEER:HVAC_Split-Package_HP | Annual | FALSE
Any | SWHC046U | OfL | ex | CZ16 | cDXHP | SWHC046-01 | ExAnte2019 | IOU workpaper | 2019-11-06 | Cap-Tons | 1 |  |  | 124.8575 | 0 | 26.5597 | 39.0797 | 0 | 27.4581 | [6 empty] | DEER:HVAC_Split-Package_HP | Annual | FALSE
Any | SWHC046U | OfS | ex | CZ01 | cDXHP | SWHC046-01 | ExAnte2019 | IOU workpaper | 2019-11-06 | Cap-Tons | 1 |  |  | 19.7712 | 0 | 38.9146 | -44.8331 | 0 | 40.1204 | [6 empty] | DEER:HVAC_Split-Package_HP | Annual | FALSE
Any | SWHC046U | OfS | ex | CZ02 | cDXHP | SWHC046-01 | ExAnte2019 | IOU workpaper | 2019-11-06 | Cap-Tons | 1 |  |  | 161.1207 | 0 | 23.3867 | 72.0987 | 0 | 24.1292 | [6 empty] | DEER:HVAC_Split-Package_HP | Annual | FALSE
Any | SWHC046U | OfS | ex | CZ03 | cDXHP | SWHC046-01 | ExAnte2019 | IOU workpaper | 2019-11-06 | Cap-Tons | 1 |  |  | 136.7351 | 0 | 19.7257 | 62.6056 | 0 | 20.4827 | [6 empty] | DEER:HVAC_Split-Package_HP | Annual | FALSE
Any | SWHC046U | OfS | ex | CZ04 | cDXHP | SWHC046-01 | ExAnte2019 | IOU workpaper | 2019-11-06 | Cap-Tons | 1 |  |  | 176.186 | 0 | 19.7065 | 85.7638 | 0 | 20.3453 | [6 empty] | DEER:HVAC_Split-Package_HP | Annual | FALSE
Any | SWHC046U | OfS | ex | CZ05 | cDXHP | SWHC046-01 | ExAnte2019 | IOU workpaper | 2019-11-06 | Cap-Tons | 1 |  |  | 128.5281 | 0 | 19.9985 | 52.1747 | 0 | 20.6815 | [6 empty] | DEER:HVAC_Split-Package_HP | Annual | FALSE
Any | SWHC046U | OfS | ex | CZ06 | cDXHP | SWHC046-01 | ExAnte2019 | IOU workpaper | 2019-11-06 | Cap-Tons | 1 |  |  | 253.5991 | 0 | 7.8048 | 161.4077 | 0 | 8.1476 | [6 empty] | DEER:HVAC_Split-Package_HP | Annual | FALSE
Any | SWHC046U | OfS | ex | CZ07 | cDXHP | SWHC046-01 | ExAnte2019 | IOU workpaper | 2019-11-06 | Cap-Tons | 1 |  |  | 243.3933 | 0 | 4.3277 | 157.0297 | 0 | 4.5857 | [6 empty] | DEER:HVAC_Split-Package_HP | Annual | FALSE
Any | SWHC046U | OfS | ex | CZ08 | cDXHP | SWHC046-01 | ExAnte2019 | IOU workpaper | 2019-11-06 | Cap-Tons | 1 |  |  | 282.445 | 0 | 7.6213 | 181.7805 | 0 | 7.9537 | [6 empty] | DEER:HVAC_Split-Package_HP | Annual | FALSE
Any | SWHC046U | OfS | ex | CZ09 | cDXHP | SWHC046-01 | ExAnte2019 | IOU workpaper | 2019-11-06 | Cap-Tons | 1 |  |  | 288.9373 | 0 | 9.0908 | 188.6955 | 0 | 9.5136 | [6 empty] | DEER:HVAC_Split-Package_HP | Annual | FALSE
Any | SWHC046U | OfS | ex | CZ10 | cDXHP | SWHC046-01 | ExAnte2019 | IOU workpaper | 2019-11-06 | Cap-Tons | 1 |  |  | 312.9335 | 0 | 7.6424 | 207.5355 | 0 | 7.9974 | [6 empty] | DEER:HVAC_Split-Package_HP | Annual | FALSE
Any | SWHC046U | OfS | ex | CZ11 | cDXHP | SWHC046-01 | ExAnte2019 | IOU workpaper | 2019-11-06 | Cap-Tons | 1 |  |  | 257.9061 | 0 | 19.1301 | 152.1041 | 0 | 19.8393 | [6 empty] | DEER:HVAC_Split-Package_HP | Annual | FALSE
Any | SWHC046U | OfS | ex | CZ12 | cDXHP | SWHC046-01 | ExAnte2019 | IOU workpaper | 2019-11-06 | Cap-Tons | 1 |  |  | 218.431 | 0 | 19.627 | 121.9219 | 0 | 20.3511 | [6 empty] | DEER:HVAC_Split-Package_HP | Annual | FALSE
Any | SWHC046U | OfS | ex | CZ13 | cDXHP | SWHC046-01 | ExAnte2019 | IOU workpaper | 2019-11-06 | Cap-Tons | 1 |  |  | 273.0528 | 0 | 16.6085 | 167.3782 | 0 | 17.2728 | [6 empty] | DEER:HVAC_Split-Package_HP | Annual | FALSE
Any | SWHC046U | OfS | ex | CZ14 | cDXHP | SWHC046-01 | ExAnte2019 | IOU workpaper | 2019-11-06 | Cap-Tons | 1 |  |  | 272.8112 | 0 | 17.5362 | 163.4051 | 0 | 18.1516 | [6 empty] | DEER:HVAC_Split-Package_HP | Annual | FALSE
Any | SWHC046U | OfS | ex | CZ15 | cDXHP | SWHC046-01 | ExAnte2019 | IOU workpaper | 2019-11-06 | Cap-Tons | 1 |  |  | 468.1557 | 0 | 2.0988 | 329.8345 | 0 | 2.248 | [6 empty] | DEER:HVAC_Split-Package_HP | Annual | FALSE
Any | SWHC046U | OfS | ex | CZ16 | cDXHP | SWHC046-01 | ExAnte2019 | IOU workpaper | 2019-11-06 | Cap-Tons | 1 |  |  | -86.735 | 0 | 54.6483 | -169.8987 | 0 | 55.8174 | [6 empty] | DEER:HVAC_Split-Package_HP | Annual | FALSE
Any | SWHC046U | RFF | ex | CZ01 | cDXHP | SWHC046-01 | ExAnte2019 | IOU workpaper | 2019-11-06 | Cap-Tons | 1 |  |  | -365.7104 | 0 | 183.8593 | -462.2268 | 0 | 187.184 | [6 empty] | DEER:HVAC_Split-Package_HP | Annual | FALSE
Any | SWHC046U | RFF | ex | CZ02 | cDXHP | SWHC046-01 | ExAnte2019 | IOU workpaper | 2019-11-06 | Cap-Tons | 1 |  |  | -5.3652 | 0 | 116.2567 | -146.2826 | 0 | 118.3994 | [6 empty] | DEER:HVAC_Split-Package_HP | Annual | FALSE
Any | SWHC046U | RFF | ex | CZ03 | cDXHP | SWHC046-01 | ExAnte2019 | IOU workpaper | 2019-11-06 | Cap-Tons | 1 |  |  | 47.4459 | 0 | 87.0047 | -66.2969 | 0 | 89.3157 | [6 empty] | DEER:HVAC_Split-Package_HP | Annual | FALSE
Any | SWHC046U | RFF | ex | CZ04 | cDXHP | SWHC046-01 | ExAnte2019 | IOU workpaper | 2019-11-06 | Cap-Tons | 1 |  |  | 126.6638 | 0 | 82.8845 | -18.7262 | 0 | 84.7314 | [6 empty] | DEER:HVAC_Split-Package_HP | Annual | FALSE
Any | SWHC046U | RFF | ex | CZ05 | cDXHP | SWHC046-01 | ExAnte2019 | IOU workpaper | 2019-11-06 | Cap-Tons | 1 |  |  | 17.4138 | 0 | 93.6099 | -96.0422 | 0 | 95.9295 | [6 empty] | DEER:HVAC_Split-Package_HP | Annual | FALSE
Any | SWHC046U | RFF | ex | CZ06 | cDXHP | SWHC046-01 | ExAnte2019 | IOU workpaper | 2019-11-06 | Cap-Tons | 1 |  |  | 303.4015 | 0 | 35.2094 | 165.6498 | 0 | 36.4725 | [6 empty] | DEER:HVAC_Split-Package_HP | Annual | FALSE
Any | SWHC046U | RFF | ex | CZ07 | cDXHP | SWHC046-01 | ExAnte2019 | IOU workpaper | 2019-11-06 | Cap-Tons | 1 |  |  | 322.8537 | 0 | 19.8747 | 190.6503 | 0 | 20.8664 | [6 empty] | DEER:HVAC_Split-Package_HP | Annual | FALSE
Any | SWHC046U | RFF | ex | CZ08 | cDXHP | SWHC046-01 | ExAnte2019 | IOU workpaper | 2019-11-06 | Cap-Tons | 1 |  |  | 367.2428 | 0 | 33.7192 | 207.6017 | 0 | 34.8682 | [6 empty] | DEER:HVAC_Split-Package_HP | Annual | FALSE
Any | SWHC046U | RFF | ex | CZ09 | cDXHP | SWHC046-01 | ExAnte2019 | IOU workpaper | 2019-11-06 | Cap-Tons | 1 |  |  | 394.2463 | 0 | 35.6356 | 236.7915 | 0 | 36.9437 | [6 empty] | DEER:HVAC_Split-Package_HP | Annual | FALSE
Any | SWHC046U | RFF | ex | CZ10 | cDXHP | SWHC046-01 | ExAnte2019 | IOU workpaper | 2019-11-06 | Cap-Tons | 1 |  |  | 420.3892 | 0 | 40.1531 | 252.5403 | 0 | 41.4386 | [6 empty] | DEER:HVAC_Split-Package_HP | Annual | FALSE
Any | SWHC046U | RFF | ex | CZ11 | cDXHP | SWHC046-01 | ExAnte2019 | IOU workpaper | 2019-11-06 | Cap-Tons | 1 |  |  | 265.3867 | 0 | 78.1022 | 95.922 | 0 | 79.8781 | [6 empty] | DEER:HVAC_Split-Package_HP | Annual | FALSE
Any | SWHC046U | RFF | ex | CZ12 | cDXHP | SWHC046-01 | ExAnte2019 | IOU workpaper | 2019-11-06 | Cap-Tons | 1 |  |  | 180.2801 | 0 | 84.6927 | 25.4582 | 0 | 86.5469 | [6 empty] | DEER:HVAC_Split-Package_HP | Annual | FALSE
Any | SWHC046U | RFF | ex | CZ13 | cDXHP | SWHC046-01 | ExAnte2019 | IOU workpaper | 2019-11-06 | Cap-Tons | 1 |  |  | 325.657 | 0 | 69.9339 | 151.5584 | 0 | 71.6004 | [6 empty] | DEER:HVAC_Split-Package_HP | Annual | FALSE
Any | SWHC046U | RFF | ex | CZ14 | cDXHP | SWHC046-01 | ExAnte2019 | IOU workpaper | 2019-11-06 | Cap-Tons | 1 |  |  | 261.2937 | 0 | 78.9309 | 92.2137 | 0 | 80.6956 | [6 empty] | DEER:HVAC_Split-Package_HP | Annual | FALSE
Any | SWHC046U | RFF | ex | CZ15 | cDXHP | SWHC046-01 | ExAnte2019 | IOU workpaper | 2019-11-06 | Cap-Tons | 1 |  |  | 795.6323 | 0 | 9.6321 | 571.1032 | 0 | 10.2248 | [6 empty] | DEER:HVAC_Split-Package_HP | Annual | FALSE
Any | SWHC046U | RFF | ex | CZ16 | cDXHP | SWHC046-01 | ExAnte2019 | IOU workpaper | 2019-11-06 | Cap-Tons | 1 |  |  | -679.3012 | 0 | 199.5893 | -802.7848 | 0 | 201.9534 | [6 empty] | DEER:HVAC_Split-Package_HP | Annual | FALSE
Any | SWHC046U | RSD | ex | CZ01 | cDXHP | SWHC046-01 | ExAnte2019 | IOU workpaper | 2019-11-06 | Cap-Tons | 1 |  |  | 3.009 | 0 | 91.8502 | -72.9154 | 0 | 94.1945 | [6 empty] | DEER:HVAC_Split-Package_HP | Annual | FALSE
Any | SWHC046U | RSD | ex | CZ02 | cDXHP | SWHC046-01 | ExAnte2019 | IOU workpaper | 2019-11-06 | Cap-Tons | 1 |  |  | 228.3469 | 0 | 47.0138 | 110.7284 | 0 | 48.2393 | [6 empty] | DEER:HVAC_Split-Package_HP | Annual | FALSE
Any | SWHC046U | RSD | ex | CZ03 | cDXHP | SWHC046-01 | ExAnte2019 | IOU workpaper | 2019-11-06 | Cap-Tons | 1 |  |  | 193.2013 | 0 | 31.742 | 96.5282 | 0 | 32.9684 | [6 empty] | DEER:HVAC_Split-Package_HP | Annual | FALSE
Any | SWHC046U | RSD | ex | CZ04 | cDXHP | SWHC046-01 | ExAnte2019 | IOU workpaper | 2019-11-06 | Cap-Tons | 1 |  |  | 302.5814 | 0 | 26.6763 | 178.7598 | 0 | 27.6088 | [6 empty] | DEER:HVAC_Split-Package_HP | Annual | FALSE
Any | SWHC046U | RSD | ex | CZ05 | cDXHP | SWHC046-01 | ExAnte2019 | IOU workpaper | 2019-11-06 | Cap-Tons | 1 |  |  | 198.5446 | 0 | 28.3766 | 101.7608 | 0 | 29.5455 | [6 empty] | DEER:HVAC_Split-Package_HP | Annual | FALSE
Any | SWHC046U | RSD | ex | CZ06 | cDXHP | SWHC046-01 | ExAnte2019 | IOU workpaper | 2019-11-06 | Cap-Tons | 1 |  |  | 304.4983 | 0 | 8.065 | 186.2332 | 0 | 8.5949 | [6 empty] | DEER:HVAC_Split-Package_HP | Annual | FALSE
Any | SWHC046U | RSD | ex | CZ07 | cDXHP | SWHC046-01 | ExAnte2019 | IOU workpaper | 2019-11-06 | Cap-Tons | 1 |  |  | 264.2579 | 0 | 2.7812 | 151.1149 | 0 | 3.0666 | [6 empty] | DEER:HVAC_Split-Package_HP | Annual | FALSE
Any | SWHC046U | RSD | ex | CZ08 | cDXHP | SWHC046-01 | ExAnte2019 | IOU workpaper | 2019-11-06 | Cap-Tons | 1 |  |  | 367.2004 | 0 | 7.0633 | 233.462 | 0 | 7.5086 | [6 empty] | DEER:HVAC_Split-Package_HP | Annual | FALSE
Any | SWHC046U | RSD | ex | CZ09 | cDXHP | SWHC046-01 | ExAnte2019 | IOU workpaper | 2019-11-06 | Cap-Tons | 1 |  |  | 403.3653 | 0 | 9.7193 | 271.9266 | 0 | 10.3238 | [6 empty] | DEER:HVAC_Split-Package_HP | Annual | FALSE
Any | SWHC046U | RSD | ex | CZ10 | cDXHP | SWHC046-01 | ExAnte2019 | IOU workpaper | 2019-11-06 | Cap-Tons | 1 |  |  | 443.5004 | 0 | 11.5668 | 301.7865 | 0 | 12.1773 | [6 empty] | DEER:HVAC_Split-Package_HP | Annual | FALSE
Any | SWHC046U | RSD | ex | CZ11 | cDXHP | SWHC046-01 | ExAnte2019 | IOU workpaper | 2019-11-06 | Cap-Tons | 1 |  |  | 393.2708 | 0 | 35.6182 | 253.8349 | 0 | 36.7179 | [6 empty] | DEER:HVAC_Split-Package_HP | Annual | FALSE
Any | SWHC046U | RSD | ex | CZ12 | cDXHP | SWHC046-01 | ExAnte2019 | IOU workpaper | 2019-11-06 | Cap-Tons | 1 |  |  | 329.2536 | 0 | 37.9032 | 199.7142 | 0 | 39.0151 | [6 empty] | DEER:HVAC_Split-Package_HP | Annual | FALSE
Any | SWHC046U | RSD | ex | CZ13 | cDXHP | SWHC046-01 | ExAnte2019 | IOU workpaper | 2019-11-06 | Cap-Tons | 1 |  |  | 416.7477 | 0 | 33.1066 | 273.6401 | 0 | 34.1595 | [6 empty] | DEER:HVAC_Split-Package_HP | Annual | FALSE
Any | SWHC046U | RSD | ex | CZ14 | cDXHP | SWHC046-01 | ExAnte2019 | IOU workpaper | 2019-11-06 | Cap-Tons | 1 |  |  | 398.5576 | 0 | 34.3971 | 260.1279 | 0 | 35.4611 | [6 empty] | DEER:HVAC_Split-Package_HP | Annual | FALSE
Any | SWHC046U | RSD | ex | CZ15 | cDXHP | SWHC046-01 | ExAnte2019 | IOU workpaper | 2019-11-06 | Cap-Tons | 1 |  |  | 686.1349 | 0 | 1.8471 | 502.174 | 0 | 2.085 | [6 empty] | DEER:HVAC_Split-Package_HP | Annual | FALSE
Any | SWHC046U | RSD | ex | CZ16 | cDXHP | SWHC046-01 | ExAnte2019 | IOU workpaper | 2019-11-06 | Cap-Tons | 1 |  |  | -296.7357 | 0 | 140.7516 | -399.3093 | 0 | 142.4735 | [6 empty] | DEER:HVAC_Split-Package_HP | Annual | FALSE
Any | SWHC046U | Rt3 | ex | CZ01 | cDXHP | SWHC046-01 | ExAnte2019 | IOU workpaper | 2019-11-06 | Cap-Tons | 1 |  |  | 225.4474 | 0 | 34.9998 | 127.6002 | 0 | 36.6687 | [6 empty] | DEER:HVAC_Split-Package_HP | Annual | FALSE
Any | SWHC046U | Rt3 | ex | CZ02 | cDXHP | SWHC046-01 | ExAnte2019 | IOU workpaper | 2019-11-06 | Cap-Tons | 1 |  |  | 379.3372 | 0 | 17.0321 | 243.956 | 0 | 17.9331 | [6 empty] | DEER:HVAC_Split-Package_HP | Annual | FALSE
Any | SWHC046U | Rt3 | ex | CZ03 | cDXHP | SWHC046-01 | ExAnte2019 | IOU workpaper | 2019-11-06 | Cap-Tons | 1 |  |  | 302.8137 | 0 | 12.3323 | 183.9337 | 0 | 13.0947 | [6 empty] | DEER:HVAC_Split-Package_HP | Annual | FALSE
Any | SWHC046U | Rt3 | ex | CZ04 | cDXHP | SWHC046-01 | ExAnte2019 | IOU workpaper | 2019-11-06 | Cap-Tons | 1 |  |  | 405.5377 | 0 | 9.4499 | 266.0953 | 0 | 10.0529 | [6 empty] | DEER:HVAC_Split-Package_HP | Annual | FALSE
Any | SWHC046U | Rt3 | ex | CZ05 | cDXHP | SWHC046-01 | ExAnte2019 | IOU workpaper | 2019-11-06 | Cap-Tons | 1 |  |  | 306.4139 | 0 | 9.7477 | 186.4903 | 0 | 10.3714 | [6 empty] | DEER:HVAC_Split-Package_HP | Annual | FALSE
Any | SWHC046U | Rt3 | ex | CZ06 | cDXHP | SWHC046-01 | ExAnte2019 | IOU workpaper | 2019-11-06 | Cap-Tons | 1 |  |  | 414.2711 | 0 | 2.3239 | 267.5242 | 0 | 2.5226 | [6 empty] | DEER:HVAC_Split-Package_HP | Annual | FALSE
Any | SWHC046U | Rt3 | ex | CZ07 | cDXHP | SWHC046-01 | ExAnte2019 | IOU workpaper | 2019-11-06 | Cap-Tons | 1 |  |  | 361.5229 | 0 | 0.58 | 220.5903 | 0 | 0.6547 | [6 empty] | DEER:HVAC_Split-Package_HP | Annual | FALSE
Any | SWHC046U | Rt3 | ex | CZ08 | cDXHP | SWHC046-01 | ExAnte2019 | IOU workpaper | 2019-11-06 | Cap-Tons | 1 |  |  | 459.4371 | 0 | 1.736 | 305.7931 | 0 | 1.901 | [6 empty] | DEER:HVAC_Split-Package_HP | Annual | FALSE
Any | SWHC046U | Rt3 | ex | CZ09 | cDXHP | SWHC046-01 | ExAnte2019 | IOU workpaper | 2019-11-06 | Cap-Tons | 1 |  |  | 492.1278 | 0 | 2.997 | 342.0383 | 0 | 3.291 | [6 empty] | DEER:HVAC_Split-Package_HP | Annual | FALSE
Any | SWHC046U | Rt3 | ex | CZ10 | cDXHP | SWHC046-01 | ExAnte2019 | IOU workpaper | 2019-11-06 | Cap-Tons | 1 |  |  | 521.7923 | 0 | 3.2113 | 363.0489 | 0 | 3.5053 | [6 empty] | DEER:HVAC_Split-Package_HP | Annual | FALSE
Any | SWHC046U | Rt3 | ex | CZ11 | cDXHP | SWHC046-01 | ExAnte2019 | IOU workpaper | 2019-11-06 | Cap-Tons | 1 |  |  | 493.2055 | 0 | 16.4802 | 336.8324 | 0 | 17.4556 | [6 empty] | DEER:HVAC_Split-Package_HP | Annual | FALSE
Any | SWHC046U | Rt3 | ex | CZ12 | cDXHP | SWHC046-01 | ExAnte2019 | IOU workpaper | 2019-11-06 | Cap-Tons | 1 |  |  | 442.6325 | 0 | 15.7556 | 296.4689 | 0 | 16.6964 | [6 empty] | DEER:HVAC_Split-Package_HP | Annual | FALSE
Any | SWHC046U | Rt3 | ex | CZ13 | cDXHP | SWHC046-01 | ExAnte2019 | IOU workpaper | 2019-11-06 | Cap-Tons | 1 |  |  | 508.0519 | 0 | 14.058 | 349.4888 | 0 | 14.9491 | [6 empty] | DEER:HVAC_Split-Package_HP | Annual | FALSE
Any | SWHC046U | Rt3 | ex | CZ14 | cDXHP | SWHC046-01 | ExAnte2019 | IOU workpaper | 2019-11-06 | Cap-Tons | 1 |  |  | 506.9005 | 0 | 15.7495 | 348.111 | 0 | 16.7019 | [6 empty] | DEER:HVAC_Split-Package_HP | Annual | FALSE
Any | SWHC046U | Rt3 | ex | CZ15 | cDXHP | SWHC046-01 | ExAnte2019 | IOU workpaper | 2019-11-06 | Cap-Tons | 1 |  |  | 721.0728 | 0 | 0.5845 | 520.975 | 0 | 0.6822 | [6 empty] | DEER:HVAC_Split-Package_HP | Annual | FALSE
Any | SWHC046U | Rt3 | ex | CZ16 | cDXHP | SWHC046-01 | ExAnte2019 | IOU workpaper | 2019-11-06 | Cap-Tons | 1 |  |  | -14.0151 | 0 | 84.8657 | -141.9941 | 0 | 86.7988 | [6 empty] | DEER:HVAC_Split-Package_HP | Annual | FALSE
Any | SWHC046U | RtL | ex | CZ01 | cDXHP | SWHC046-01 | ExAnte2019 | IOU workpaper | 2019-11-06 | Cap-Tons | 1 |  |  | 90.0526 | 0 | 69.4356 | -22.9654 | 0 | 71.6035 | [6 empty] | DEER:HVAC_Split-Package_HP | Annual | FALSE
Any | SWHC046U | RtL | ex | CZ02 | cDXHP | SWHC046-01 | ExAnte2019 | IOU workpaper | 2019-11-06 | Cap-Tons | 1 |  |  | 342.3632 | 0 | 35.2931 | 192.8865 | 0 | 36.5647 | [6 empty] | DEER:HVAC_Split-Package_HP | Annual | FALSE
Any | SWHC046U | RtL | ex | CZ03 | cDXHP | SWHC046-01 | ExAnte2019 | IOU workpaper | 2019-11-06 | Cap-Tons | 1 |  |  | 245.8808 | 0 | 31.6451 | 109.372 | 0 | 32.858 | [6 empty] | DEER:HVAC_Split-Package_HP | Annual | FALSE
Any | SWHC046U | RtL | ex | CZ04 | cDXHP | SWHC046-01 | ExAnte2019 | IOU workpaper | 2019-11-06 | Cap-Tons | 1 |  |  | 381.3242 | 0 | 24.0445 | 225.8192 | 0 | 24.9526 | [6 empty] | DEER:HVAC_Split-Package_HP | Annual | FALSE
Any | SWHC046U | RtL | ex | CZ05 | cDXHP | SWHC046-01 | ExAnte2019 | IOU workpaper | 2019-11-06 | Cap-Tons | 1 |  |  | 244.4692 | 0 | 32.9023 | 106.7612 | 0 | 34.1352 | [6 empty] | DEER:HVAC_Split-Package_HP | Annual | FALSE
Any | SWHC046U | RtL | ex | CZ06 | cDXHP | SWHC046-01 | ExAnte2019 | IOU workpaper | 2019-11-06 | Cap-Tons | 1 |  |  | 394.6148 | 0 | 14.8033 | 229.0148 | 0 | 15.4249 | [6 empty] | DEER:HVAC_Split-Package_HP | Annual | FALSE
Any | SWHC046U | RtL | ex | CZ07 | cDXHP | SWHC046-01 | ExAnte2019 | IOU workpaper | 2019-11-06 | Cap-Tons | 1 |  |  | 358.204 | 0 | 9.961 | 197.6414 | 0 | 10.4589 | [6 empty] | DEER:HVAC_Split-Package_HP | Annual | FALSE
Any | SWHC046U | RtL | ex | CZ08 | cDXHP | SWHC046-01 | ExAnte2019 | IOU workpaper | 2019-11-06 | Cap-Tons | 1 |  |  | 462.9513 | 0 | 10.4936 | 295.1768 | 0 | 11.0267 | [6 empty] | DEER:HVAC_Split-Package_HP | Annual | FALSE
Any | SWHC046U | RtL | ex | CZ09 | cDXHP | SWHC046-01 | ExAnte2019 | IOU workpaper | 2019-11-06 | Cap-Tons | 1 |  |  | 501.0803 | 0 | 12.0594 | 336.0347 | 0 | 12.7696 | [6 empty] | DEER:HVAC_Split-Package_HP | Annual | FALSE
Any | SWHC046U | RtL | ex | CZ10 | cDXHP | SWHC046-01 | ExAnte2019 | IOU workpaper | 2019-11-06 | Cap-Tons | 1 |  |  | 535.7246 | 0 | 11.8088 | 361.3079 | 0 | 12.4355 | [6 empty] | DEER:HVAC_Split-Package_HP | Annual | FALSE
Any | SWHC046U | RtL | ex | CZ11 | cDXHP | SWHC046-01 | ExAnte2019 | IOU workpaper | 2019-11-06 | Cap-Tons | 1 |  |  | 502.9937 | 0 | 29.1682 | 330.3616 | 0 | 30.4314 | [6 empty] | DEER:HVAC_Split-Package_HP | Annual | FALSE
Any | SWHC046U | RtL | ex | CZ12 | cDXHP | SWHC046-01 | ExAnte2019 | IOU workpaper | 2019-11-06 | Cap-Tons | 1 |  |  | 438.7035 | 0 | 28.8012 | 277.6034 | 0 | 30.005 | [6 empty] | DEER:HVAC_Split-Package_HP | Annual | FALSE
Any | SWHC046U | RtL | ex | CZ13 | cDXHP | SWHC046-01 | ExAnte2019 | IOU workpaper | 2019-11-06 | Cap-Tons | 1 |  |  | 527.5585 | 0 | 25.4357 | 352.6293 | 0 | 26.6119 | [6 empty] | DEER:HVAC_Split-Package_HP | Annual | FALSE
Any | SWHC046U | RtL | ex | CZ14 | cDXHP | SWHC046-01 | ExAnte2019 | IOU workpaper | 2019-11-06 | Cap-Tons | 1 |  |  | 504.8768 | 0 | 30.1251 | 330.3503 | 0 | 31.4064 | [6 empty] | DEER:HVAC_Split-Package_HP | Annual | FALSE
Any | SWHC046U | RtL | ex | CZ15 | cDXHP | SWHC046-01 | ExAnte2019 | IOU workpaper | 2019-11-06 | Cap-Tons | 1 |  |  | 792.301 | 0 | 3.2247 | 573.3197 | 0 | 3.5088 | [6 empty] | DEER:HVAC_Split-Package_HP | Annual | FALSE
Any | SWHC046U | RtL | ex | CZ16 | cDXHP | SWHC046-01 | ExAnte2019 | IOU workpaper | 2019-11-06 | Cap-Tons | 1 |  |  | -163.7455 | 0 | 125.8772 | -304.7721 | 0 | 128.2152 | [6 empty] | DEER:HVAC_Split-Package_HP | Annual | FALSE
Any | SWHC046U | RtS | ex | CZ01 | cDXHP | SWHC046-01 | ExAnte2019 | IOU workpaper | 2019-11-06 | Cap-Tons | 1 |  |  | -197.9478 | 0 | 119.1628 | -288.9743 | 0 | 121.9224 | [6 empty] | DEER:HVAC_Split-Package_HP | Annual | FALSE
Any | SWHC046U | RtS | ex | CZ02 | cDXHP | SWHC046-01 | ExAnte2019 | IOU workpaper | 2019-11-06 | Cap-Tons | 1 |  |  | 155.2717 | 0 | 58.8422 | 28.096 | 0 | 60.4157 | [6 empty] | DEER:HVAC_Split-Package_HP | Annual | FALSE
Any | SWHC046U | RtS | ex | CZ03 | cDXHP | SWHC046-01 | ExAnte2019 | IOU workpaper | 2019-11-06 | Cap-Tons | 1 |  |  | 95.7669 | 0 | 56.2448 | -9.6395 | 0 | 57.9485 | [6 empty] | DEER:HVAC_Split-Package_HP | Annual | FALSE
Any | SWHC046U | RtS | ex | CZ04 | cDXHP | SWHC046-01 | ExAnte2019 | IOU workpaper | 2019-11-06 | Cap-Tons | 1 |  |  | 242.0017 | 0 | 41.95 | 112.1751 | 0 | 43.2936 | [6 empty] | DEER:HVAC_Split-Package_HP | Annual | FALSE
Any | SWHC046U | RtS | ex | CZ05 | cDXHP | SWHC046-01 | ExAnte2019 | IOU workpaper | 2019-11-06 | Cap-Tons | 1 |  |  | 123.8292 | 0 | 50.4331 | 15.8884 | 0 | 52.0859 | [6 empty] | DEER:HVAC_Split-Package_HP | Annual | FALSE
Any | SWHC046U | RtS | ex | CZ06 | cDXHP | SWHC046-01 | ExAnte2019 | IOU workpaper | 2019-11-06 | Cap-Tons | 1 |  |  | 331.8058 | 0 | 20.9474 | 199.3708 | 0 | 21.8224 | [6 empty] | DEER:HVAC_Split-Package_HP | Annual | FALSE
Any | SWHC046U | RtS | ex | CZ07 | cDXHP | SWHC046-01 | ExAnte2019 | IOU workpaper | 2019-11-06 | Cap-Tons | 1 |  |  | 319.6036 | 0 | 13.6696 | 194.0902 | 0 | 14.3471 | [6 empty] | DEER:HVAC_Split-Package_HP | Annual | FALSE
Any | SWHC046U | RtS | ex | CZ08 | cDXHP | SWHC046-01 | ExAnte2019 | IOU workpaper | 2019-11-06 | Cap-Tons | 1 |  |  | 388.8557 | 0 | 16.1602 | 248.6263 | 0 | 16.9104 | [6 empty] | DEER:HVAC_Split-Package_HP | Annual | FALSE
Any | SWHC046U | RtS | ex | CZ09 | cDXHP | SWHC046-01 | ExAnte2019 | IOU workpaper | 2019-11-06 | Cap-Tons | 1 |  |  | 402.432 | 0 | 18.8851 | 262.3868 | 0 | 19.826 | [6 empty] | DEER:HVAC_Split-Package_HP | Annual | FALSE
Any | SWHC046U | RtS | ex | CZ10 | cDXHP | SWHC046-01 | ExAnte2019 | IOU workpaper | 2019-11-06 | Cap-Tons | 1 |  |  | 442.4171 | 0 | 17.8258 | 293.8902 | 0 | 18.6797 | [6 empty] | DEER:HVAC_Split-Package_HP | Annual | FALSE
Any | SWHC046U | RtS | ex | CZ11 | cDXHP | SWHC046-01 | ExAnte2019 | IOU workpaper | 2019-11-06 | Cap-Tons | 1 |  |  | 313.5579 | 0 | 46.1263 | 164.3078 | 0 | 47.6188 | [6 empty] | DEER:HVAC_Split-Package_HP | Annual | FALSE
Any | SWHC046U | RtS | ex | CZ12 | cDXHP | SWHC046-01 | ExAnte2019 | IOU workpaper | 2019-11-06 | Cap-Tons | 1 |  |  | 255.8461 | 0 | 49.0931 | 117.4889 | 0 | 50.5942 | [6 empty] | DEER:HVAC_Split-Package_HP | Annual | FALSE
Any | SWHC046U | RtS | ex | CZ13 | cDXHP | SWHC046-01 | ExAnte2019 | IOU workpaper | 2019-11-06 | Cap-Tons | 1 |  |  | 352.0568 | 0 | 40.866 | 201.0362 | 0 | 42.2485 | [6 empty] | DEER:HVAC_Split-Package_HP | Annual | FALSE
Any | SWHC046U | RtS | ex | CZ14 | cDXHP | SWHC046-01 | ExAnte2019 | IOU workpaper | 2019-11-06 | Cap-Tons | 1 |  |  | 343.6966 | 0 | 42.1778 | 191.3439 | 0 | 43.5627 | [6 empty] | DEER:HVAC_Split-Package_HP | Annual | FALSE
Any | SWHC046U | RtS | ex | CZ15 | cDXHP | SWHC046-01 | ExAnte2019 | IOU workpaper | 2019-11-06 | Cap-Tons | 1 |  |  | 687.4643 | 0 | 4.3083 | 494.2739 | 0 | 4.6844 | [6 empty] | DEER:HVAC_Split-Package_HP | Annual | FALSE
Any | SWHC046U | RtS | ex | CZ16 | cDXHP | SWHC046-01 | ExAnte2019 | IOU workpaper | 2019-11-06 | Cap-Tons | 1 |  |  | -529.3666 | 0 | 146.5747 | -638.865 | 0 | 148.5422 | [6 empty] | DEER:HVAC_Split-Package_HP | Annual | FALSE
Any | SWHC046U | SCn | ex | CZ01 | cDXHP | SWHC046-01 | ExAnte2019 | IOU workpaper | 2019-11-06 | Cap-Tons | 1 |  |  | -470.1042 | 0 | 148.6067 | -551.6376 | 0 | 151.7014 | [6 empty] | DEER:HVAC_Split-Package_HP | Annual | FALSE
Any | SWHC046U | SCn | ex | CZ02 | cDXHP | SWHC046-01 | ExAnte2019 | IOU workpaper | 2019-11-06 | Cap-Tons | 1 |  |  | -336.6938 | 0 | 105.8322 | -412.2147 | 0 | 108.5613 | [6 empty] | DEER:HVAC_Split-Package_HP | Annual | FALSE
Any | SWHC046U | SCn | ex | CZ03 | cDXHP | SWHC046-01 | ExAnte2019 | IOU workpaper | 2019-11-06 | Cap-Tons | 1 |  |  | -98.6373 | 0 | 78.1962 | -174.7128 | 0 | 80.8529 | [6 empty] | DEER:HVAC_Split-Package_HP | Annual | FALSE
Any | SWHC046U | SCn | ex | CZ04 | cDXHP | SWHC046-01 | ExAnte2019 | IOU workpaper | 2019-11-06 | Cap-Tons | 1 |  |  | -205.7025 | 0 | 83.936 | -286.267 | 0 | 85.2132 | [6 empty] | DEER:HVAC_Split-Package_HP | Annual | FALSE
Any | SWHC046U | SCn | ex | CZ05 | cDXHP | SWHC046-01 | ExAnte2019 | IOU workpaper | 2019-11-06 | Cap-Tons | 1 |  |  | -110.948 | 0 | 77.2492 | -188.1081 | 0 | 79.7345 | [6 empty] | DEER:HVAC_Split-Package_HP | Annual | FALSE
Any | SWHC046U | SCn | ex | CZ06 | cDXHP | SWHC046-01 | ExAnte2019 | IOU workpaper | 2019-11-06 | Cap-Tons | 1 |  |  | 117.0483 | 0 | 41.7424 | 21.5705 | 0 | 43.1201 | [6 empty] | DEER:HVAC_Split-Package_HP | Annual | FALSE
Any | SWHC046U | SCn | ex | CZ07 | cDXHP | SWHC046-01 | ExAnte2019 | IOU workpaper | 2019-11-06 | Cap-Tons | 1 |  |  | 164.5201 | 0 | 31.9706 | 72.1797 | 0 | 33.3388 | [6 empty] | DEER:HVAC_Split-Package_HP | Annual | FALSE
Any | SWHC046U | SCn | ex | CZ08 | cDXHP | SWHC046-01 | ExAnte2019 | IOU workpaper | 2019-11-06 | Cap-Tons | 1 |  |  | 156.742 | 0 | 43.9653 | 46.1759 | 0 | 45.1714 | [6 empty] | DEER:HVAC_Split-Package_HP | Annual | FALSE
Any | SWHC046U | SCn | ex | CZ09 | cDXHP | SWHC046-01 | ExAnte2019 | IOU workpaper | 2019-11-06 | Cap-Tons | 1 |  |  | 188.154 | 0 | 44.9239 | 70.7229 | 0 | 46.3429 | [6 empty] | DEER:HVAC_Split-Package_HP | Annual | FALSE
Any | SWHC046U | SCn | ex | CZ10 | cDXHP | SWHC046-01 | ExAnte2019 | IOU workpaper | 2019-11-06 | Cap-Tons | 1 |  |  | 191.1835 | 0 | 48.8308 | 72.5917 | 0 | 50.5703 | [6 empty] | DEER:HVAC_Split-Package_HP | Annual | FALSE
Any | SWHC046U | SCn | ex | CZ11 | cDXHP | SWHC046-01 | ExAnte2019 | IOU workpaper | 2019-11-06 | Cap-Tons | 1 |  |  | -14.7375 | 0 | 87.5365 | -142.2776 | 0 | 89.3305 | [6 empty] | DEER:HVAC_Split-Package_HP | Annual | FALSE
Any | SWHC046U | SCn | ex | CZ12 | cDXHP | SWHC046-01 | ExAnte2019 | IOU workpaper | 2019-11-06 | Cap-Tons | 1 |  |  | -100.1094 | 0 | 95.8106 | -213.3868 | 0 | 97.8122 | [6 empty] | DEER:HVAC_Split-Package_HP | Annual | FALSE
Any | SWHC046U | SCn | ex | CZ13 | cDXHP | SWHC046-01 | ExAnte2019 | IOU workpaper | 2019-11-06 | Cap-Tons | 1 |  |  | 81.0627 | 0 | 77.1476 | -48.2864 | 0 | 78.9867 | [6 empty] | DEER:HVAC_Split-Package_HP | Annual | FALSE
Any | SWHC046U | SCn | ex | CZ14 | cDXHP | SWHC046-01 | ExAnte2019 | IOU workpaper | 2019-11-06 | Cap-Tons | 1 |  |  | -44.0543 | 0 | 91.4807 | -179.7256 | 0 | 92.8407 | [6 empty] | DEER:HVAC_Split-Package_HP | Annual | FALSE
Any | SWHC046U | SCn | ex | CZ15 | cDXHP | SWHC046-01 | ExAnte2019 | IOU workpaper | 2019-11-06 | Cap-Tons | 1 |  |  | 539.3196 | 0 | 12.088 | 387.6791 | 0 | 13.4192 | [6 empty] | DEER:HVAC_Split-Package_HP | Annual | FALSE
Any | SWHC046U | SCn | ex | CZ16 | cDXHP | SWHC046-01 | ExAnte2019 | IOU workpaper | 2019-11-06 | Cap-Tons | 1 |  |  | -752.5721 | 0 | 162.4459 | -839.747 | 0 | 164.3771 | [6 empty] | DEER:HVAC_Split-Package_HP | Annual | FALSE
Any | SWHC046V | Asm | ex | CZ01 | cDXHP | SWHC046-01 | ExAnte2019 | IOU workpaper | 2019-11-06 | Cap-Tons | 1 |  |  | -536.5542 | 0 | 168.2783 | -610.2645 | 0 | 170.8495 | [6 empty] | DEER:HVAC_Split-Package_HP | Annual | FALSE
Any | SWHC046V | Asm | ex | CZ02 | cDXHP | SWHC046-01 | ExAnte2019 | IOU workpaper | 2019-11-06 | Cap-Tons | 1 |  |  | -97.1869 | 0 | 101.9934 | -206.9445 | 0 | 103.5703 | [6 empty] | DEER:HVAC_Split-Package_HP | Annual | FALSE
Any | SWHC046V | Asm | ex | CZ03 | cDXHP | SWHC046-01 | ExAnte2019 | IOU workpaper | 2019-11-06 | Cap-Tons | 1 |  |  | 1.4431 | 0 | 76.4812 | -88.4932 | 0 | 78.2394 | [6 empty] | DEER:HVAC_Split-Package_HP | Annual | FALSE
Any | SWHC046V | Asm | ex | CZ04 | cDXHP | SWHC046-01 | ExAnte2019 | IOU workpaper | 2019-11-06 | Cap-Tons | 1 |  |  | 100.3905 | 0 | 69.0254 | -14.2768 | 0 | 70.3511 | [6 empty] | DEER:HVAC_Split-Package_HP | Annual | FALSE
Any | SWHC046V | Asm | ex | CZ05 | cDXHP | SWHC046-01 | ExAnte2019 | IOU workpaper | 2019-11-06 | Cap-Tons | 1 |  |  | -8.5093 | 0 | 75.6687 | -99.8476 | 0 | 77.3544 | [6 empty] | DEER:HVAC_Split-Package_HP | Annual | FALSE
Any | SWHC046V | Asm | ex | CZ06 | cDXHP | SWHC046-01 | ExAnte2019 | IOU workpaper | 2019-11-06 | Cap-Tons | 1 |  |  | 256.6806 | 0 | 32.0777 | 146.7162 | 0 | 33.0922 | [6 empty] | DEER:HVAC_Split-Package_HP | Annual | FALSE
Any | SWHC046V | Asm | ex | CZ07 | cDXHP | SWHC046-01 | ExAnte2019 | IOU workpaper | 2019-11-06 | Cap-Tons | 1 |  |  | 248.8937 | 0 | 24.4491 | 145.5456 | 0 | 25.428 | [6 empty] | DEER:HVAC_Split-Package_HP | Annual | FALSE
Any | SWHC046V | Asm | ex | CZ08 | cDXHP | SWHC046-01 | ExAnte2019 | IOU workpaper | 2019-11-06 | Cap-Tons | 1 |  |  | 317.6358 | 0 | 31.3886 | 193.0286 | 0 | 32.2682 | [6 empty] | DEER:HVAC_Split-Package_HP | Annual | FALSE
Any | SWHC046V | Asm | ex | CZ09 | cDXHP | SWHC046-01 | ExAnte2019 | IOU workpaper | 2019-11-06 | Cap-Tons | 1 |  |  | 341.5483 | 0 | 31.8972 | 217.4634 | 0 | 32.857 | [6 empty] | DEER:HVAC_Split-Package_HP | Annual | FALSE
Any | SWHC046V | Asm | ex | CZ10 | cDXHP | SWHC046-01 | ExAnte2019 | IOU workpaper | 2019-11-06 | Cap-Tons | 1 |  |  | 360.6453 | 0 | 39.0037 | 227.9956 | 0 | 39.9616 | [6 empty] | DEER:HVAC_Split-Package_HP | Annual | FALSE
Any | SWHC046V | Asm | ex | CZ11 | cDXHP | SWHC046-01 | ExAnte2019 | IOU workpaper | 2019-11-06 | Cap-Tons | 1 |  |  | 244.6905 | 0 | 70.048 | 112.3858 | 0 | 71.382 | [6 empty] | DEER:HVAC_Split-Package_HP | Annual | FALSE
Any | SWHC046V | Asm | ex | CZ12 | cDXHP | SWHC046-01 | ExAnte2019 | IOU workpaper | 2019-11-06 | Cap-Tons | 1 |  |  | 156.429 | 0 | 76.2795 | 34.3967 | 0 | 77.6881 | [6 empty] | DEER:HVAC_Split-Package_HP | Annual | FALSE
Any | SWHC046V | Asm | ex | CZ13 | cDXHP | SWHC046-01 | ExAnte2019 | IOU workpaper | 2019-11-06 | Cap-Tons | 1 |  |  | 289.6163 | 0 | 64.3416 | 154.6918 | 0 | 65.6133 | [6 empty] | DEER:HVAC_Split-Package_HP | Annual | FALSE
Any | SWHC046V | Asm | ex | CZ14 | cDXHP | SWHC046-01 | ExAnte2019 | IOU workpaper | 2019-11-06 | Cap-Tons | 1 |  |  | 256.3283 | 0 | 68.1142 | 123.7016 | 0 | 69.407 | [6 empty] | DEER:HVAC_Split-Package_HP | Annual | FALSE
Any | SWHC046V | Asm | ex | CZ15 | cDXHP | SWHC046-01 | ExAnte2019 | IOU workpaper | 2019-11-06 | Cap-Tons | 1 |  |  | 694.6437 | 0 | 12.0371 | 519.3716 | 0 | 12.5579 | [6 empty] | DEER:HVAC_Split-Package_HP | Annual | FALSE
Any | SWHC046V | Asm | ex | CZ16 | cDXHP | SWHC046-01 | ExAnte2019 | IOU workpaper | 2019-11-06 | Cap-Tons | 1 |  |  | -672.4327 | 0 | 187.2086 | -770.1047 | 0 | 189.0835 | [6 empty] | DEER:HVAC_Split-Package_HP | Annual | FALSE
Any | SWHC046V | Com | ex | CZ01 | cDXHP | SWHC046-01 | ExAnte2019 | IOU workpaper | 2019-11-06 | Cap-Tons | 1 |  |  | -161.6842 | 0 | 111.2258 | -257.7132 | 0 | 113.9213 | [6 empty] | DEER:HVAC_Split-Package_HP | Annual | FALSE
Any | SWHC046V | Com | ex | CZ02 | cDXHP | SWHC046-01 | ExAnte2019 | IOU workpaper | 2019-11-06 | Cap-Tons | 1 |  |  | 130.3964 | 0 | 59.9681 | 14.6765 | 0 | 61.5798 | [6 empty] | DEER:HVAC_Split-Package_HP | Annual | FALSE
Any | SWHC046V | Com | ex | CZ03 | cDXHP | SWHC046-01 | ExAnte2019 | IOU workpaper | 2019-11-06 | Cap-Tons | 1 |  |  | 147.4963 | 0 | 40.8797 | 51.7381 | 0 | 42.2353 | [6 empty] | DEER:HVAC_Split-Package_HP | Annual | FALSE
Any | SWHC046V | Com | ex | CZ04 | cDXHP | SWHC046-01 | ExAnte2019 | IOU workpaper | 2019-11-06 | Cap-Tons | 1 |  |  | 213.6138 | 0 | 35.6471 | 102.7899 | 0 | 36.6558 | [6 empty] | DEER:HVAC_Split-Package_HP | Annual | FALSE
Any | SWHC046V | Com | ex | CZ05 | cDXHP | SWHC046-01 | ExAnte2019 | IOU workpaper | 2019-11-06 | Cap-Tons | 1 |  |  | 131.2421 | 0 | 56.1562 | 19.5196 | 0 | 57.9396 | [6 empty] | DEER:HVAC_Split-Package_HP | Annual | FALSE
Any | SWHC046V | Com | ex | CZ06 | cDXHP | SWHC046-01 | ExAnte2019 | IOU workpaper | 2019-11-06 | Cap-Tons | 1 |  |  | 321.4614 | 0 | 22.0447 | 198.0581 | 0 | 22.9138 | [6 empty] | DEER:HVAC_Split-Package_HP | Annual | FALSE
Any | SWHC046V | Com | ex | CZ07 | cDXHP | SWHC046-01 | ExAnte2019 | IOU workpaper | 2019-11-06 | Cap-Tons | 1 |  |  | 323.9983 | 0 | 17.5812 | 201.5955 | 0 | 18.4116 | [6 empty] | DEER:HVAC_Split-Package_HP | Annual | FALSE
Any | SWHC046V | Com | ex | CZ08 | cDXHP | SWHC046-01 | ExAnte2019 | IOU workpaper | 2019-11-06 | Cap-Tons | 1 |  |  | 351.3342 | 0 | 21.3546 | 224.1698 | 0 | 22.1301 | [6 empty] | DEER:HVAC_Split-Package_HP | Annual | FALSE
Any | SWHC046V | Com | ex | CZ09 | cDXHP | SWHC046-01 | ExAnte2019 | IOU workpaper | 2019-11-06 | Cap-Tons | 1 |  |  | 386.076 | 0 | 20.8932 | 255.951 | 0 | 21.765 | [6 empty] | DEER:HVAC_Split-Package_HP | Annual | FALSE
Any | SWHC046V | Com | ex | CZ10 | cDXHP | SWHC046-01 | ExAnte2019 | IOU workpaper | 2019-11-06 | Cap-Tons | 1 |  |  | 361.5985 | 0 | 28.4438 | 231.6036 | 0 | 29.4802 | [6 empty] | DEER:HVAC_Split-Package_HP | Annual | FALSE
Any | SWHC046V | Com | ex | CZ11 | cDXHP | SWHC046-01 | ExAnte2019 | IOU workpaper | 2019-11-06 | Cap-Tons | 1 |  |  | 277.1294 | 0 | 50.3068 | 141.0158 | 0 | 51.7105 | [6 empty] | DEER:HVAC_Split-Package_HP | Annual | FALSE
Any | SWHC046V | Com | ex | CZ12 | cDXHP | SWHC046-01 | ExAnte2019 | IOU workpaper | 2019-11-06 | Cap-Tons | 1 |  |  | 232.7255 | 0 | 47.5317 | 110.2884 | 0 | 48.8696 | [6 empty] | DEER:HVAC_Split-Package_HP | Annual | FALSE
Any | SWHC046V | Com | ex | CZ13 | cDXHP | SWHC046-01 | ExAnte2019 | IOU workpaper | 2019-11-06 | Cap-Tons | 1 |  |  | 327.21 | 0 | 42.8336 | 191.1173 | 0 | 44.1165 | [6 empty] | DEER:HVAC_Split-Package_HP | Annual | FALSE
Any | SWHC046V | Com | ex | CZ14 | cDXHP | SWHC046-01 | ExAnte2019 | IOU workpaper | 2019-11-06 | Cap-Tons | 1 |  |  | 307.843 | 0 | 46.2543 | 170.6931 | 0 | 47.5232 | [6 empty] | DEER:HVAC_Split-Package_HP | Annual | FALSE
Any | SWHC046V | Com | ex | CZ15 | cDXHP | SWHC046-01 | ExAnte2019 | IOU workpaper | 2019-11-06 | Cap-Tons | 1 |  |  | 686.9384 | 0 | 7.5943 | 506.3426 | 0 | 8.0599 | [6 empty] | DEER:HVAC_Split-Package_HP | Annual | FALSE
Any | SWHC046V | Com | ex | CZ16 | cDXHP | SWHC046-01 | ExAnte2019 | IOU workpaper | 2019-11-06 | Cap-Tons | 1 |  |  | -396.2844 | 0 | 131.4648 | -498.9479 | 0 | 133.4361 | [6 empty] | DEER:HVAC_Split-Package_HP | Annual | FALSE
Any | SWHC046V | ECC | ex | CZ01 | cDXHP | SWHC046-01 | ExAnte2019 | IOU workpaper | 2019-11-06 | Cap-Tons | 1 |  |  | -44.3668 | 0 | 70.1694 | -108.1905 | 0 | 72.0237 | [6 empty] | DEER:HVAC_Split-Package_HP | Annual | FALSE
Any | SWHC046V | ECC | ex | CZ02 | cDXHP | SWHC046-01 | ExAnte2019 | IOU workpaper | 2019-11-06 | Cap-Tons | 1 |  |  | 154.5595 | 0 | 39.5409 | 63.976 | 0 | 40.5579 | [6 empty] | DEER:HVAC_Split-Package_HP | Annual | FALSE
Any | SWHC046V | ECC | ex | CZ03 | cDXHP | SWHC046-01 | ExAnte2019 | IOU workpaper | 2019-11-06 | Cap-Tons | 1 |  |  | 135.9311 | 0 | 30.1938 | 61.7733 | 0 | 31.2752 | [6 empty] | DEER:HVAC_Split-Package_HP | Annual | FALSE
Any | SWHC046V | ECC | ex | CZ04 | cDXHP | SWHC046-01 | ExAnte2019 | IOU workpaper | 2019-11-06 | Cap-Tons | 1 |  |  | 201.3382 | 0 | 27.2249 | 109.1409 | 0 | 28.0432 | [6 empty] | DEER:HVAC_Split-Package_HP | Annual | FALSE
Any | SWHC046V | ECC | ex | CZ05 | cDXHP | SWHC046-01 | ExAnte2019 | IOU workpaper | 2019-11-06 | Cap-Tons | 1 |  |  | 128.4903 | 0 | 30.1899 | 53.7695 | 0 | 31.2146 | [6 empty] | DEER:HVAC_Split-Package_HP | Annual | FALSE
Any | SWHC046V | ECC | ex | CZ06 | cDXHP | SWHC046-01 | ExAnte2019 | IOU workpaper | 2019-11-06 | Cap-Tons | 1 |  |  | 272.6703 | 0 | 9.8908 | 179.5848 | 0 | 10.353 | [6 empty] | DEER:HVAC_Split-Package_HP | Annual | FALSE
Any | SWHC046V | ECC | ex | CZ07 | cDXHP | SWHC046-01 | ExAnte2019 | IOU workpaper | 2019-11-06 | Cap-Tons | 1 |  |  | 255.1104 | 0 | 5.8245 | 167.8277 | 0 | 6.1659 | [6 empty] | DEER:HVAC_Split-Package_HP | Annual | FALSE
Any | SWHC046V | ECC | ex | CZ08 | cDXHP | SWHC046-01 | ExAnte2019 | IOU workpaper | 2019-11-06 | Cap-Tons | 1 |  |  | 313.4886 | 0 | 9.1183 | 209.9084 | 0 | 9.5343 | [6 empty] | DEER:HVAC_Split-Package_HP | Annual | FALSE
Any | SWHC046V | ECC | ex | CZ09 | cDXHP | SWHC046-01 | ExAnte2019 | IOU workpaper | 2019-11-06 | Cap-Tons | 1 |  |  | 324.4931 | 0 | 10.9058 | 221.8765 | 0 | 11.4252 | [6 empty] | DEER:HVAC_Split-Package_HP | Annual | FALSE
Any | SWHC046V | ECC | ex | CZ10 | cDXHP | SWHC046-01 | ExAnte2019 | IOU workpaper | 2019-11-06 | Cap-Tons | 1 |  |  | 346.2711 | 0 | 12.3296 | 237.6186 | 0 | 12.8435 | [6 empty] | DEER:HVAC_Split-Package_HP | Annual | FALSE
Any | SWHC046V | ECC | ex | CZ11 | cDXHP | SWHC046-01 | ExAnte2019 | IOU workpaper | 2019-11-06 | Cap-Tons | 1 |  |  | 276.9808 | 0 | 32.4209 | 165.1639 | 0 | 33.3072 | [6 empty] | DEER:HVAC_Split-Package_HP | Annual | FALSE
Any | SWHC046V | ECC | ex | CZ12 | cDXHP | SWHC046-01 | ExAnte2019 | IOU workpaper | 2019-11-06 | Cap-Tons | 1 |  |  | 226.4912 | 0 | 33.9609 | 124.4875 | 0 | 34.8624 | [6 empty] | DEER:HVAC_Split-Package_HP | Annual | FALSE
Any | SWHC046V | ECC | ex | CZ13 | cDXHP | SWHC046-01 | ExAnte2019 | IOU workpaper | 2019-11-06 | Cap-Tons | 1 |  |  | 304.3172 | 0 | 28.2529 | 190.0852 | 0 | 29.0512 | [6 empty] | DEER:HVAC_Split-Package_HP | Annual | FALSE
Any | SWHC046V | ECC | ex | CZ14 | cDXHP | SWHC046-01 | ExAnte2019 | IOU workpaper | 2019-11-06 | Cap-Tons | 1 |  |  | 285.6663 | 0 | 29.8227 | 173.7012 | 0 | 30.6518 | [6 empty] | DEER:HVAC_Split-Package_HP | Annual | FALSE
Any | SWHC046V | ECC | ex | CZ15 | cDXHP | SWHC046-01 | ExAnte2019 | IOU workpaper | 2019-11-06 | Cap-Tons | 1 |  |  | 560.2506 | 0 | 3.057 | 413.0301 | 0 | 3.283 | [6 empty] | DEER:HVAC_Split-Package_HP | Annual | FALSE
Any | SWHC046V | ECC | ex | CZ16 | cDXHP | SWHC046-01 | ExAnte2019 | IOU workpaper | 2019-11-06 | Cap-Tons | 1 |  |  | -218.583 | 0 | 89.2745 | -300.4978 | 0 | 90.68 | [6 empty] | DEER:HVAC_Split-Package_HP | Annual | FALSE
Any | SWHC046V | EPr | ex | CZ01 | cDXHP | SWHC046-01 | ExAnte2019 | IOU workpaper | 2019-11-06 | Cap-Tons | 1 |  |  | -251.0342 | 0 | 89.1725 | -292.3771 | 0 | 90.6075 | [6 empty] | DEER:HVAC_Split-Package_HP | Annual | FALSE
Any | SWHC046V | EPr | ex | CZ02 | cDXHP | SWHC046-01 | ExAnte2019 | IOU workpaper | 2019-11-06 | Cap-Tons | 1 |  |  | -28.5546 | 0 | 49.7095 | -85.9513 | 0 | 50.5711 | [6 empty] | DEER:HVAC_Split-Package_HP | Annual | FALSE
Any | SWHC046V | EPr | ex | CZ03 | cDXHP | SWHC046-01 | ExAnte2019 | IOU workpaper | 2019-11-06 | Cap-Tons | 1 |  |  | -11.2425 | 0 | 43.3233 | -59.2643 | 0 | 44.2861 | [6 empty] | DEER:HVAC_Split-Package_HP | Annual | FALSE
Any | SWHC046V | EPr | ex | CZ04 | cDXHP | SWHC046-01 | ExAnte2019 | IOU workpaper | 2019-11-06 | Cap-Tons | 1 |  |  | 44.2112 | 0 | 35.1665 | -14.9812 | 0 | 35.9198 | [6 empty] | DEER:HVAC_Split-Package_HP | Annual | FALSE
Any | SWHC046V | EPr | ex | CZ05 | cDXHP | SWHC046-01 | ExAnte2019 | IOU workpaper | 2019-11-06 | Cap-Tons | 1 |  |  | -24.1623 | 0 | 42.3872 | -73.4511 | 0 | 43.2969 | [6 empty] | DEER:HVAC_Split-Package_HP | Annual | FALSE
Any | SWHC046V | EPr | ex | CZ06 | cDXHP | SWHC046-01 | ExAnte2019 | IOU workpaper | 2019-11-06 | Cap-Tons | 1 |  |  | 122.129 | 0 | 17.7611 | 62.8889 | 0 | 18.3243 | [6 empty] | DEER:HVAC_Split-Package_HP | Annual | FALSE
Any | SWHC046V | EPr | ex | CZ07 | cDXHP | SWHC046-01 | ExAnte2019 | IOU workpaper | 2019-11-06 | Cap-Tons | 1 |  |  | 120.1194 | 0 | 13.622 | 64.9648 | 0 | 14.1476 | [6 empty] | DEER:HVAC_Split-Package_HP | Annual | FALSE
Any | SWHC046V | EPr | ex | CZ08 | cDXHP | SWHC046-01 | ExAnte2019 | IOU workpaper | 2019-11-06 | Cap-Tons | 1 |  |  | 157.3996 | 0 | 15.114 | 91.9265 | 0 | 15.6058 | [6 empty] | DEER:HVAC_Split-Package_HP | Annual | FALSE
Any | SWHC046V | EPr | ex | CZ09 | cDXHP | SWHC046-01 | ExAnte2019 | IOU workpaper | 2019-11-06 | Cap-Tons | 1 |  |  | 162.1481 | 0 | 17.588 | 97.0756 | 0 | 18.1516 | [6 empty] | DEER:HVAC_Split-Package_HP | Annual | FALSE
Any | SWHC046V | EPr | ex | CZ10 | cDXHP | SWHC046-01 | ExAnte2019 | IOU workpaper | 2019-11-06 | Cap-Tons | 1 |  |  | 179.2338 | 0 | 17.3271 | 109.1213 | 0 | 17.8383 | [6 empty] | DEER:HVAC_Split-Package_HP | Annual | FALSE
Any | SWHC046V | EPr | ex | CZ11 | cDXHP | SWHC046-01 | ExAnte2019 | IOU workpaper | 2019-11-06 | Cap-Tons | 1 |  |  | 81.4373 | 0 | 38.5934 | 10.6875 | 0 | 39.4424 | [6 empty] | DEER:HVAC_Split-Package_HP | Annual | FALSE
Any | SWHC046V | EPr | ex | CZ12 | cDXHP | SWHC046-01 | ExAnte2019 | IOU workpaper | 2019-11-06 | Cap-Tons | 1 |  |  | 45.5854 | 0 | 42.1473 | -19.001 | 0 | 42.9701 | [6 empty] | DEER:HVAC_Split-Package_HP | Annual | FALSE
Any | SWHC046V | EPr | ex | CZ13 | cDXHP | SWHC046-01 | ExAnte2019 | IOU workpaper | 2019-11-06 | Cap-Tons | 1 |  |  | 112.5873 | 0 | 34.2557 | 39.3413 | 0 | 35.0111 | [6 empty] | DEER:HVAC_Split-Package_HP | Annual | FALSE
Any | SWHC046V | EPr | ex | CZ14 | cDXHP | SWHC046-01 | ExAnte2019 | IOU workpaper | 2019-11-06 | Cap-Tons | 1 |  |  | 99.3053 | 0 | 34.8808 | 27.5278 | 0 | 35.6528 | [6 empty] | DEER:HVAC_Split-Package_HP | Annual | FALSE
Any | SWHC046V | EPr | ex | CZ15 | cDXHP | SWHC046-01 | ExAnte2019 | IOU workpaper | 2019-11-06 | Cap-Tons | 1 |  |  | 348.8151 | 0 | 4.9091 | 249.8957 | 0 | 5.1621 | [6 empty] | DEER:HVAC_Split-Package_HP | Annual | FALSE
Any | SWHC046V | EPr | ex | CZ16 | cDXHP | SWHC046-01 | ExAnte2019 | IOU workpaper | 2019-11-06 | Cap-Tons | 1 |  |  | -427.4904 | 0 | 107.9835 | -477.7543 | 0 | 109.1819 | [6 empty] | DEER:HVAC_Split-Package_HP | Annual | FALSE
Any | SWHC046V | ERC | ex | CZ01 | cDXHP | SWHC046-01 | ExAnte2019 | IOU workpaper | 2019-11-06 | Cap-Tons | 1 |  |  | -545.0514 | 0 | 131.6617 | -582.1905 | 0 | 132.9112 | [6 empty] | DEER:HVAC_Split-Package_HP | Annual | FALSE
Any | SWHC046V | ERC | ex | CZ02 | cDXHP | SWHC046-01 | ExAnte2019 | IOU workpaper | 2019-11-06 | Cap-Tons | 1 |  |  | -263.6095 | 0 | 82.0897 | -311.9069 | 0 | 82.8738 | [6 empty] | DEER:HVAC_Split-Package_HP | Annual | FALSE
Any | SWHC046V | ERC | ex | CZ03 | cDXHP | SWHC046-01 | ExAnte2019 | IOU workpaper | 2019-11-06 | Cap-Tons | 1 |  |  | -151.6042 | 0 | 63.2982 | -192.8301 | 0 | 64.0743 | [6 empty] | DEER:HVAC_Split-Package_HP | Annual | FALSE
Any | SWHC046V | ERC | ex | CZ04 | cDXHP | SWHC046-01 | ExAnte2019 | IOU workpaper | 2019-11-06 | Cap-Tons | 1 |  |  | -136.9288 | 0 | 56.7067 | -186.1952 | 0 | 57.3458 | [6 empty] | DEER:HVAC_Split-Package_HP | Annual | FALSE
Any | SWHC046V | ERC | ex | CZ05 | cDXHP | SWHC046-01 | ExAnte2019 | IOU workpaper | 2019-11-06 | Cap-Tons | 1 |  |  | -219.3824 | 0 | 70.9796 | -264.5294 | 0 | 71.6575 | [6 empty] | DEER:HVAC_Split-Package_HP | Annual | FALSE
Any | SWHC046V | ERC | ex | CZ06 | cDXHP | SWHC046-01 | ExAnte2019 | IOU workpaper | 2019-11-06 | Cap-Tons | 1 |  |  | 18.2714 | 0 | 30.0753 | -31.9554 | 0 | 30.4767 | [6 empty] | DEER:HVAC_Split-Package_HP | Annual | FALSE
Any | SWHC046V | ERC | ex | CZ07 | cDXHP | SWHC046-01 | ExAnte2019 | IOU workpaper | 2019-11-06 | Cap-Tons | 1 |  |  | 49.5115 | 0 | 19.6516 | 3.3034 | 0 | 19.9844 | [6 empty] | DEER:HVAC_Split-Package_HP | Annual | FALSE
Any | SWHC046V | ERC | ex | CZ08 | cDXHP | SWHC046-01 | ExAnte2019 | IOU workpaper | 2019-11-06 | Cap-Tons | 1 |  |  | 60.1649 | 0 | 26.6458 | 5.3259 | 0 | 27.0257 | [6 empty] | DEER:HVAC_Split-Package_HP | Annual | FALSE
Any | SWHC046V | ERC | ex | CZ09 | cDXHP | SWHC046-01 | ExAnte2019 | IOU workpaper | 2019-11-06 | Cap-Tons | 1 |  |  | 68.0449 | 0 | 26.5406 | 14.4913 | 0 | 26.9494 | [6 empty] | DEER:HVAC_Split-Package_HP | Annual | FALSE
Any | SWHC046V | ERC | ex | CZ10 | cDXHP | SWHC046-01 | ExAnte2019 | IOU workpaper | 2019-11-06 | Cap-Tons | 1 |  |  | 59.6174 | 0 | 29.875 | 1.9722 | 0 | 30.2945 | [6 empty] | DEER:HVAC_Split-Package_HP | Annual | FALSE
Any | SWHC046V | ERC | ex | CZ11 | cDXHP | SWHC046-01 | ExAnte2019 | IOU workpaper | 2019-11-06 | Cap-Tons | 1 |  |  | -69.1659 | 0 | 54.8041 | -129.5553 | 0 | 55.4827 | [6 empty] | DEER:HVAC_Split-Package_HP | Annual | FALSE
Any | SWHC046V | ERC | ex | CZ12 | cDXHP | SWHC046-01 | ExAnte2019 | IOU workpaper | 2019-11-06 | Cap-Tons | 1 |  |  | -128.3382 | 0 | 61.8744 | -181.6016 | 0 | 62.5458 | [6 empty] | DEER:HVAC_Split-Package_HP | Annual | FALSE
Any | SWHC046V | ERC | ex | CZ13 | cDXHP | SWHC046-01 | ExAnte2019 | IOU workpaper | 2019-11-06 | Cap-Tons | 1 |  |  | -28.2398 | 0 | 49.2898 | -90.8514 | 0 | 49.9279 | [6 empty] | DEER:HVAC_Split-Package_HP | Annual | FALSE
Any | SWHC046V | ERC | ex | CZ14 | cDXHP | SWHC046-01 | ExAnte2019 | IOU workpaper | 2019-11-06 | Cap-Tons | 1 |  |  | -58.9691 | 0 | 51.4543 | -120.312 | 0 | 52.0353 | [6 empty] | DEER:HVAC_Split-Package_HP | Annual | FALSE
Any | SWHC046V | ERC | ex | CZ15 | cDXHP | SWHC046-01 | ExAnte2019 | IOU workpaper | 2019-11-06 | Cap-Tons | 1 |  |  | 289.7271 | 0 | 8.1507 | 199.4997 | 0 | 8.3573 | [6 empty] | DEER:HVAC_Split-Package_HP | Annual | FALSE
Any | SWHC046V | ERC | ex | CZ16 | cDXHP | SWHC046-01 | ExAnte2019 | IOU workpaper | 2019-11-06 | Cap-Tons | 1 |  |  | -779.0344 | 0 | 145.2318 | -823.554 | 0 | 146.298 | [6 empty] | DEER:HVAC_Split-Package_HP | Annual | FALSE
Any | SWHC046V | ESe | ex | CZ01 | cDXHP | SWHC046-01 | ExAnte2019 | IOU workpaper | 2019-11-06 | Cap-Tons | 1 |  |  | -198.2491 | 0 | 81.8499 | -243.1537 | 0 | 83.3038 | [6 empty] | DEER:HVAC_Split-Package_HP | Annual | FALSE
Any | SWHC046V | ESe | ex | CZ02 | cDXHP | SWHC046-01 | ExAnte2019 | IOU workpaper | 2019-11-06 | Cap-Tons | 1 |  |  | -8.3114 | 0 | 49.7206 | -69.6283 | 0 | 50.6571 | [6 empty] | DEER:HVAC_Split-Package_HP | Annual | FALSE
Any | SWHC046V | ESe | ex | CZ03 | cDXHP | SWHC046-01 | ExAnte2019 | IOU workpaper | 2019-11-06 | Cap-Tons | 1 |  |  | 37.9512 | 0 | 34.4789 | -15.1987 | 0 | 35.3761 | [6 empty] | DEER:HVAC_Split-Package_HP | Annual | FALSE
Any | SWHC046V | ESe | ex | CZ04 | cDXHP | SWHC046-01 | ExAnte2019 | IOU workpaper | 2019-11-06 | Cap-Tons | 1 |  |  | 84.3785 | 0 | 31.5783 | 18.7133 | 0 | 32.3191 | [6 empty] | DEER:HVAC_Split-Package_HP | Annual | FALSE
Any | SWHC046V | ESe | ex | CZ05 | cDXHP | SWHC046-01 | ExAnte2019 | IOU workpaper | 2019-11-06 | Cap-Tons | 1 |  |  | 36.279 | 0 | 33.2559 | -18.1976 | 0 | 34.0673 | [6 empty] | DEER:HVAC_Split-Package_HP | Annual | FALSE
Any | SWHC046V | ESe | ex | CZ06 | cDXHP | SWHC046-01 | ExAnte2019 | IOU workpaper | 2019-11-06 | Cap-Tons | 1 |  |  | 166.7779 | 0 | 13.6147 | 99.9187 | 0 | 14.0888 | [6 empty] | DEER:HVAC_Split-Package_HP | Annual | FALSE
Any | SWHC046V | ESe | ex | CZ07 | cDXHP | SWHC046-01 | ExAnte2019 | IOU workpaper | 2019-11-06 | Cap-Tons | 1 |  |  | 165.8789 | 0 | 9.376 | 102.3349 | 0 | 9.7649 | [6 empty] | DEER:HVAC_Split-Package_HP | Annual | FALSE
Any | SWHC046V | ESe | ex | CZ08 | cDXHP | SWHC046-01 | ExAnte2019 | IOU workpaper | 2019-11-06 | Cap-Tons | 1 |  |  | 202.3884 | 0 | 12.7227 | 126.2805 | 0 | 13.1671 | [6 empty] | DEER:HVAC_Split-Package_HP | Annual | FALSE
Any | SWHC046V | ESe | ex | CZ09 | cDXHP | SWHC046-01 | ExAnte2019 | IOU workpaper | 2019-11-06 | Cap-Tons | 1 |  |  | 205.575 | 0 | 14.5015 | 130.2016 | 0 | 15.0407 | [6 empty] | DEER:HVAC_Split-Package_HP | Annual | FALSE
Any | SWHC046V | ESe | ex | CZ10 | cDXHP | SWHC046-01 | ExAnte2019 | IOU workpaper | 2019-11-06 | Cap-Tons | 1 |  |  | 204.6236 | 0 | 18.1936 | 126.7305 | 0 | 18.7741 | [6 empty] | DEER:HVAC_Split-Package_HP | Annual | FALSE
Any | SWHC046V | ESe | ex | CZ11 | cDXHP | SWHC046-01 | ExAnte2019 | IOU workpaper | 2019-11-06 | Cap-Tons | 1 |  |  | 100.5934 | 0 | 41.2774 | 19.7695 | 0 | 42.163 | [6 empty] | DEER:HVAC_Split-Package_HP | Annual | FALSE
Any | SWHC046V | ESe | ex | CZ12 | cDXHP | SWHC046-01 | ExAnte2019 | IOU workpaper | 2019-11-06 | Cap-Tons | 1 |  |  | 57.8471 | 0 | 43.8266 | -13.2785 | 0 | 44.7191 | [6 empty] | DEER:HVAC_Split-Package_HP | Annual | FALSE
Any | SWHC046V | ESe | ex | CZ13 | cDXHP | SWHC046-01 | ExAnte2019 | IOU workpaper | 2019-11-06 | Cap-Tons | 1 |  |  | 136.6893 | 0 | 36.1794 | 53.3705 | 0 | 36.9962 | [6 empty] | DEER:HVAC_Split-Package_HP | Annual | FALSE
Any | SWHC046V | ESe | ex | CZ14 | cDXHP | SWHC046-01 | ExAnte2019 | IOU workpaper | 2019-11-06 | Cap-Tons | 1 |  |  | 115.7261 | 0 | 37.902 | 35.2186 | 0 | 38.7351 | [6 empty] | DEER:HVAC_Split-Package_HP | Annual | FALSE
Any | SWHC046V | ESe | ex | CZ15 | cDXHP | SWHC046-01 | ExAnte2019 | IOU workpaper | 2019-11-06 | Cap-Tons | 1 |  |  | 388.0859 | 0 | 5.3104 | 276.2228 | 0 | 5.6009 | [6 empty] | DEER:HVAC_Split-Package_HP | Annual | FALSE
Any | SWHC046V | ESe | ex | CZ16 | cDXHP | SWHC046-01 | ExAnte2019 | IOU workpaper | 2019-11-06 | Cap-Tons | 1 |  |  | -380.7483 | 0 | 99.0388 | -436.5153 | 0 | 100.2565 | [6 empty] | DEER:HVAC_Split-Package_HP | Annual | FALSE
Any | SWHC046V | EUn | ex | CZ01 | cDXHP | SWHC046-01 | ExAnte2019 | IOU workpaper | 2019-11-06 | Cap-Tons | 1 |  |  | -110.5259 | 0 | 87.4244 | -186.1851 | 0 | 89.3689 | [6 empty] | DEER:HVAC_Split-Package_HP | Annual | FALSE
Any | SWHC046V | EUn | ex | CZ02 | cDXHP | SWHC046-01 | ExAnte2019 | IOU workpaper | 2019-11-06 | Cap-Tons | 1 |  |  | 118.3307 | 0 | 54.4383 | 13.2918 | 0 | 55.6047 | [6 empty] | DEER:HVAC_Split-Package_HP | Annual | FALSE
Any | SWHC046V | EUn | ex | CZ03 | cDXHP | SWHC046-01 | ExAnte2019 | IOU workpaper | 2019-11-06 | Cap-Tons | 1 |  |  | 113.9278 | 0 | 43.5784 | 26.5828 | 0 | 44.8245 | [6 empty] | DEER:HVAC_Split-Package_HP | Annual | FALSE
Any | SWHC046V | EUn | ex | CZ04 | cDXHP | SWHC046-01 | ExAnte2019 | IOU workpaper | 2019-11-06 | Cap-Tons | 1 |  |  | 182.0557 | 0 | 39.8829 | 75.072 | 0 | 40.8772 | [6 empty] | DEER:HVAC_Split-Package_HP | Annual | FALSE
Any | SWHC046V | EUn | ex | CZ05 | cDXHP | SWHC046-01 | ExAnte2019 | IOU workpaper | 2019-11-06 | Cap-Tons | 1 |  |  | 95.3948 | 0 | 44.6619 | 7.3676 | 0 | 45.8668 | [6 empty] | DEER:HVAC_Split-Package_HP | Annual | FALSE
Any | SWHC046V | EUn | ex | CZ06 | cDXHP | SWHC046-01 | ExAnte2019 | IOU workpaper | 2019-11-06 | Cap-Tons | 1 |  |  | 285.6798 | 0 | 18.5924 | 177.6029 | 0 | 19.2223 | [6 empty] | DEER:HVAC_Split-Package_HP | Annual | FALSE
Any | SWHC046V | EUn | ex | CZ07 | cDXHP | SWHC046-01 | ExAnte2019 | IOU workpaper | 2019-11-06 | Cap-Tons | 1 |  |  | 272.78 | 0 | 13.2808 | 171.2845 | 0 | 13.8217 | [6 empty] | DEER:HVAC_Split-Package_HP | Annual | FALSE
Any | SWHC046V | EUn | ex | CZ08 | cDXHP | SWHC046-01 | ExAnte2019 | IOU workpaper | 2019-11-06 | Cap-Tons | 1 |  |  | 334.4983 | 0 | 17.9425 | 214.4812 | 0 | 18.5573 | [6 empty] | DEER:HVAC_Split-Package_HP | Annual | FALSE
Any | SWHC046V | EUn | ex | CZ09 | cDXHP | SWHC046-01 | ExAnte2019 | IOU workpaper | 2019-11-06 | Cap-Tons | 1 |  |  | 346.1082 | 0 | 19.3198 | 227.3205 | 0 | 20.0475 | [6 empty] | DEER:HVAC_Split-Package_HP | Annual | FALSE
Any | SWHC046V | EUn | ex | CZ10 | cDXHP | SWHC046-01 | ExAnte2019 | IOU workpaper | 2019-11-06 | Cap-Tons | 1 |  |  | 374.4512 | 0 | 20.5657 | 248.4918 | 0 | 21.2498 | [6 empty] | DEER:HVAC_Split-Package_HP | Annual | FALSE
Any | SWHC046V | EUn | ex | CZ11 | cDXHP | SWHC046-01 | ExAnte2019 | IOU workpaper | 2019-11-06 | Cap-Tons | 1 |  |  | 295.0924 | 0 | 41.9968 | 166.6819 | 0 | 43.0346 | [6 empty] | DEER:HVAC_Split-Package_HP | Annual | FALSE
Any | SWHC046V | EUn | ex | CZ12 | cDXHP | SWHC046-01 | ExAnte2019 | IOU workpaper | 2019-11-06 | Cap-Tons | 1 |  |  | 231.9917 | 0 | 45.0625 | 113.2789 | 0 | 46.1267 | [6 empty] | DEER:HVAC_Split-Package_HP | Annual | FALSE
Any | SWHC046V | EUn | ex | CZ13 | cDXHP | SWHC046-01 | ExAnte2019 | IOU workpaper | 2019-11-06 | Cap-Tons | 1 |  |  | 327.3784 | 0 | 36.871 | 196.8833 | 0 | 37.8155 | [6 empty] | DEER:HVAC_Split-Package_HP | Annual | FALSE
Any | SWHC046V | EUn | ex | CZ14 | cDXHP | SWHC046-01 | ExAnte2019 | IOU workpaper | 2019-11-06 | Cap-Tons | 1 |  |  | 300.1358 | 0 | 39.9814 | 171.1068 | 0 | 40.9443 | [6 empty] | DEER:HVAC_Split-Package_HP | Annual | FALSE
Any | SWHC046V | EUn | ex | CZ15 | cDXHP | SWHC046-01 | ExAnte2019 | IOU workpaper | 2019-11-06 | Cap-Tons | 1 |  |  | 623.8863 | 0 | 5.9417 | 459.1865 | 0 | 6.2621 | [6 empty] | DEER:HVAC_Split-Package_HP | Annual | FALSE
Any | SWHC046V | EUn | ex | CZ16 | cDXHP | SWHC046-01 | ExAnte2019 | IOU workpaper | 2019-11-06 | Cap-Tons | 1 |  |  | -287.4789 | 0 | 105.8118 | -381.134 | 0 | 107.372 | [6 empty] | DEER:HVAC_Split-Package_HP | Annual | FALSE
Any | SWHC046V | Gro | ex | CZ01 | cDXHP | SWHC046-01 | ExAnte2019 | IOU workpaper | 2019-11-06 | Cap-Tons | 1 |  |  | -1536.6006 | 0 | 486.8445 | -1759.7889 | 0 | 495.8139 | [6 empty] | DEER:HVAC_Split-Package_HP | Annual | FALSE
Any | SWHC046V | Gro | ex | CZ02 | cDXHP | SWHC046-01 | ExAnte2019 | IOU workpaper | 2019-11-06 | Cap-Tons | 1 |  |  | -96.2198 | 0 | 162.6221 | -262.1997 | 0 | 166.7271 | [6 empty] | DEER:HVAC_Split-Package_HP | Annual | FALSE
Any | SWHC046V | Gro | ex | CZ03 | cDXHP | SWHC046-01 | ExAnte2019 | IOU workpaper | 2019-11-06 | Cap-Tons | 1 |  |  | -222.2399 | 0 | 215.1071 | -410.7126 | 0 | 220.784 | [6 empty] | DEER:HVAC_Split-Package_HP | Annual | FALSE
Any | SWHC046V | Gro | ex | CZ04 | cDXHP | SWHC046-01 | ExAnte2019 | IOU workpaper | 2019-11-06 | Cap-Tons | 1 |  |  | 67.0745 | 0 | 141.7968 | -103.1254 | 0 | 145.6467 | [6 empty] | DEER:HVAC_Split-Package_HP | Annual | FALSE
Any | SWHC046V | Gro | ex | CZ05 | cDXHP | SWHC046-01 | ExAnte2019 | IOU workpaper | 2019-11-06 | Cap-Tons | 1 |  |  | -370.1625 | 0 | 253.0518 | -572.8352 | 0 | 259.3241 | [6 empty] | DEER:HVAC_Split-Package_HP | Annual | FALSE
Any | SWHC046V | Gro | ex | CZ06 | cDXHP | SWHC046-01 | ExAnte2019 | IOU workpaper | 2019-11-06 | Cap-Tons | 1 |  |  | 258.354 | 0 | 90.73 | 87.8362 | 0 | 94.0896 | [6 empty] | DEER:HVAC_Split-Package_HP | Annual | FALSE
Any | SWHC046V | Gro | ex | CZ07 | cDXHP | SWHC046-01 | ExAnte2019 | IOU workpaper | 2019-11-06 | Cap-Tons | 1 |  |  | 371.0465 | 0 | 103.2547 | 160.2046 | 0 | 107.6816 | [6 empty] | DEER:HVAC_Split-Package_HP | Annual | FALSE
Any | SWHC046V | Gro | ex | CZ08 | cDXHP | SWHC046-01 | ExAnte2019 | IOU workpaper | 2019-11-06 | Cap-Tons | 1 |  |  | 442.6198 | 0 | 75.425 | 263.038 | 0 | 78.2483 | [6 empty] | DEER:HVAC_Split-Package_HP | Annual | FALSE
Any | SWHC046V | Gro | ex | CZ09 | cDXHP | SWHC046-01 | ExAnte2019 | IOU workpaper | 2019-11-06 | Cap-Tons | 1 |  |  | 466.3428 | 0 | 68.649 | 285.4433 | 0 | 71.553 | [6 empty] | DEER:HVAC_Split-Package_HP | Annual | FALSE
Any | SWHC046V | Gro | ex | CZ10 | cDXHP | SWHC046-01 | ExAnte2019 | IOU workpaper | 2019-11-06 | Cap-Tons | 1 |  |  | 457.4075 | 0 | 77.2602 | 273.1171 | 0 | 80.1494 | [6 empty] | DEER:HVAC_Split-Package_HP | Annual | FALSE
Any | SWHC046V | Gro | ex | CZ11 | cDXHP | SWHC046-01 | ExAnte2019 | IOU workpaper | 2019-11-06 | Cap-Tons | 1 |  |  | 229.1156 | 0 | 108.3552 | 35.2094 | 0 | 111.6264 | [6 empty] | DEER:HVAC_Split-Package_HP | Annual | FALSE
Any | SWHC046V | Gro | ex | CZ12 | cDXHP | SWHC046-01 | ExAnte2019 | IOU workpaper | 2019-11-06 | Cap-Tons | 1 |  |  | 184.6092 | 0 | 109.8729 | 10.989 | 0 | 113.3425 | [6 empty] | DEER:HVAC_Split-Package_HP | Annual | FALSE
Any | SWHC046V | Gro | ex | CZ13 | cDXHP | SWHC046-01 | ExAnte2019 | IOU workpaper | 2019-11-06 | Cap-Tons | 1 |  |  | 331.0582 | 0 | 99.7323 | 142.9426 | 0 | 102.8094 | [6 empty] | DEER:HVAC_Split-Package_HP | Annual | FALSE
Any | SWHC046V | Gro | ex | CZ14 | cDXHP | SWHC046-01 | ExAnte2019 | IOU workpaper | 2019-11-06 | Cap-Tons | 1 |  |  | 260.7634 | 0 | 106.2657 | 66.132 | 0 | 109.4773 | [6 empty] | DEER:HVAC_Split-Package_HP | Annual | FALSE
Any | SWHC046V | Gro | ex | CZ15 | cDXHP | SWHC046-01 | ExAnte2019 | IOU workpaper | 2019-11-06 | Cap-Tons | 1 |  |  | 900.5981 | 0 | 23.9306 | 669.0181 | 0 | 25.5129 | [6 empty] | DEER:HVAC_Split-Package_HP | Annual | FALSE
Any | SWHC046V | Gro | ex | CZ16 | cDXHP | SWHC046-01 | ExAnte2019 | IOU workpaper | 2019-11-06 | Cap-Tons | 1 |  |  | -1173.3606 | 0 | 339.1115 | -1374.395 | 0 | 344.6307 | [6 empty] | DEER:HVAC_Split-Package_HP | Annual | FALSE
Any | SWHC046V | Hsp | ex | CZ01 | cDXHP | SWHC046-01 | ExAnte2019 | IOU workpaper | 2019-11-06 | Cap-Tons | 1 |  |  | 363.5903 | 0 | 77.0962 | 197.8559 | 0 | 82.6705 | [6 empty] | DEER:HVAC_Split-Package_HP | Annual | FALSE
Any | SWHC046V | Hsp | ex | CZ02 | cDXHP | SWHC046-01 | ExAnte2019 | IOU workpaper | 2019-11-06 | Cap-Tons | 1 |  |  | 527.3899 | 0 | 49.9415 | 332.8227 | 0 | 53.46 | [6 empty] | DEER:HVAC_Split-Package_HP | Annual | FALSE
Any | SWHC046V | Hsp | ex | CZ03 | cDXHP | SWHC046-01 | ExAnte2019 | IOU workpaper | 2019-11-06 | Cap-Tons | 1 |  |  | 523.5902 | 0 | 37.0345 | 347.8285 | 0 | 40.3935 | [6 empty] | DEER:HVAC_Split-Package_HP | Annual | FALSE
Any | SWHC046V | Hsp | ex | CZ04 | cDXHP | SWHC046-01 | ExAnte2019 | IOU workpaper | 2019-11-06 | Cap-Tons | 1 |  |  | 572.2954 | 0 | 37.1865 | 374.3074 | 0 | 39.9847 | [6 empty] | DEER:HVAC_Split-Package_HP | Annual | FALSE
Any | SWHC046V | Hsp | ex | CZ05 | cDXHP | SWHC046-01 | ExAnte2019 | IOU workpaper | 2019-11-06 | Cap-Tons | 1 |  |  | 501.0404 | 0 | 41.6978 | 325.2545 | 0 | 45.3414 | [6 empty] | DEER:HVAC_Split-Package_HP | Annual | FALSE
Any | SWHC046V | Hsp | ex | CZ06 | cDXHP | SWHC046-01 | ExAnte2019 | IOU workpaper | 2019-11-06 | Cap-Tons | 1 |  |  | 665.1309 | 0 | 17.7838 | 462.3146 | 0 | 19.6341 | [6 empty] | DEER:HVAC_Split-Package_HP | Annual | FALSE
Any | SWHC046V | Hsp | ex | CZ07 | cDXHP | SWHC046-01 | ExAnte2019 | IOU workpaper | 2019-11-06 | Cap-Tons | 1 |  |  | 664.0179 | 0 | 7.6804 | 467.289 | 0 | 8.9004 | [6 empty] | DEER:HVAC_Split-Package_HP | Annual | FALSE
Any | SWHC046V | Hsp | ex | CZ08 | cDXHP | SWHC046-01 | ExAnte2019 | IOU workpaper | 2019-11-06 | Cap-Tons | 1 |  |  | 720.2255 | 0 | 13.3892 | 507.0864 | 0 | 14.9207 | [6 empty] | DEER:HVAC_Split-Package_HP | Annual | FALSE
Any | SWHC046V | Hsp | ex | CZ09 | cDXHP | SWHC046-01 | ExAnte2019 | IOU workpaper | 2019-11-06 | Cap-Tons | 1 |  |  | 729.9919 | 0 | 18.6329 | 513.5158 | 0 | 20.4632 | [6 empty] | DEER:HVAC_Split-Package_HP | Annual | FALSE
Any | SWHC046V | Hsp | ex | CZ10 | cDXHP | SWHC046-01 | ExAnte2019 | IOU workpaper | 2019-11-06 | Cap-Tons | 1 |  |  | 748.0857 | 0 | 22.6343 | 526.332 | 0 | 24.6327 | [6 empty] | DEER:HVAC_Split-Package_HP | Annual | FALSE
Any | SWHC046V | Hsp | ex | CZ11 | cDXHP | SWHC046-01 | ExAnte2019 | IOU workpaper | 2019-11-06 | Cap-Tons | 1 |  |  | 663.0993 | 0 | 48.5972 | 435.0541 | 0 | 51.4632 | [6 empty] | DEER:HVAC_Split-Package_HP | Annual | FALSE
Any | SWHC046V | Hsp | ex | CZ12 | cDXHP | SWHC046-01 | ExAnte2019 | IOU workpaper | 2019-11-06 | Cap-Tons | 1 |  |  | 611.0815 | 0 | 45.7941 | 400.2542 | 0 | 48.746 | [6 empty] | DEER:HVAC_Split-Package_HP | Annual | FALSE
Any | SWHC046V | Hsp | ex | CZ13 | cDXHP | SWHC046-01 | ExAnte2019 | IOU workpaper | 2019-11-06 | Cap-Tons | 1 |  |  | 706.0064 | 0 | 42.8798 | 476.7367 | 0 | 45.542 | [6 empty] | DEER:HVAC_Split-Package_HP | Annual | FALSE
Any | SWHC046V | Hsp | ex | CZ14 | cDXHP | SWHC046-01 | ExAnte2019 | IOU workpaper | 2019-11-06 | Cap-Tons | 1 |  |  | 633.4725 | 0 | 54.2206 | 404.0267 | 0 | 57.1296 | [6 empty] | DEER:HVAC_Split-Package_HP | Annual | FALSE
Any | SWHC046V | Hsp | ex | CZ15 | cDXHP | SWHC046-01 | ExAnte2019 | IOU workpaper | 2019-11-06 | Cap-Tons | 1 |  |  | 1062.2485 | 0 | 8.2664 | 786.9791 | 0 | 9.154 | [6 empty] | DEER:HVAC_Split-Package_HP | Annual | FALSE
Any | SWHC046V | Hsp | ex | CZ16 | cDXHP | SWHC046-01 | ExAnte2019 | IOU workpaper | 2019-11-06 | Cap-Tons | 1 |  |  | 104.657 | 0 | 119.8929 | -83.654 | 0 | 124.1252 | [6 empty] | DEER:HVAC_Split-Package_HP | Annual | FALSE
Any | SWHC046V | Htl | ex | CZ01 | cDXHP | SWHC046-01 | ExAnte2019 | IOU workpaper | 2019-11-06 | Cap-Tons | 1 |  |  | -567.1564 | 0 | 218.9019 | -697.5642 | 0 | 223.0096 | [6 empty] | DEER:HVAC_Split-Package_HP | Annual | FALSE
Any | SWHC046V | Htl | ex | CZ02 | cDXHP | SWHC046-01 | ExAnte2019 | IOU workpaper | 2019-11-06 | Cap-Tons | 1 |  |  | -107.2183 | 0 | 137.7514 | -268.7132 | 0 | 140.5977 | [6 empty] | DEER:HVAC_Split-Package_HP | Annual | FALSE
Any | SWHC046V | Htl | ex | CZ03 | cDXHP | SWHC046-01 | ExAnte2019 | IOU workpaper | 2019-11-06 | Cap-Tons | 1 |  |  | -21.0057 | 0 | 118.7201 | -164.9632 | 0 | 121.7735 | [6 empty] | DEER:HVAC_Split-Package_HP | Annual | FALSE
Any | SWHC046V | Htl | ex | CZ04 | cDXHP | SWHC046-01 | ExAnte2019 | IOU workpaper | 2019-11-06 | Cap-Tons | 1 |  |  | 64.8287 | 0 | 99.679 | -99.5193 | 0 | 102.1176 | [6 empty] | DEER:HVAC_Split-Package_HP | Annual | FALSE
Any | SWHC046V | Htl | ex | CZ05 | cDXHP | SWHC046-01 | ExAnte2019 | IOU workpaper | 2019-11-06 | Cap-Tons | 1 |  |  | -111.1638 | 0 | 128.0878 | -255.0019 | 0 | 131.1556 | [6 empty] | DEER:HVAC_Split-Package_HP | Annual | FALSE
Any | SWHC046V | Htl | ex | CZ06 | cDXHP | SWHC046-01 | ExAnte2019 | IOU workpaper | 2019-11-06 | Cap-Tons | 1 |  |  | 320.4527 | 0 | 58.5376 | 148.5234 | 0 | 60.4969 | [6 empty] | DEER:HVAC_Split-Package_HP | Annual | FALSE
Any | SWHC046V | Htl | ex | CZ07 | cDXHP | SWHC046-01 | ExAnte2019 | IOU workpaper | 2019-11-06 | Cap-Tons | 1 |  |  | 361.1246 | 0 | 40.3463 | 195.4935 | 0 | 42.1042 | [6 empty] | DEER:HVAC_Split-Package_HP | Annual | FALSE
Any | SWHC046V | Htl | ex | CZ08 | cDXHP | SWHC046-01 | ExAnte2019 | IOU workpaper | 2019-11-06 | Cap-Tons | 1 |  |  | 449.2467 | 0 | 47.6629 | 259.2807 | 0 | 49.3835 | [6 empty] | DEER:HVAC_Split-Package_HP | Annual | FALSE
Any | SWHC046V | Htl | ex | CZ09 | cDXHP | SWHC046-01 | ExAnte2019 | IOU workpaper | 2019-11-06 | Cap-Tons | 1 |  |  | 446.498 | 0 | 52.0639 | 257.7027 | 0 | 53.9728 | [6 empty] | DEER:HVAC_Split-Package_HP | Annual | FALSE
Any | SWHC046V | Htl | ex | CZ10 | cDXHP | SWHC046-01 | ExAnte2019 | IOU workpaper | 2019-11-06 | Cap-Tons | 1 |  |  | 454.0303 | 0 | 61.1291 | 257.1777 | 0 | 63.0489 | [6 empty] | DEER:HVAC_Split-Package_HP | Annual | FALSE
Any | SWHC046V | Htl | ex | CZ11 | cDXHP | SWHC046-01 | ExAnte2019 | IOU workpaper | 2019-11-06 | Cap-Tons | 1 |  |  | 266.994 | 0 | 102.5058 | 66.337 | 0 | 104.9011 | [6 empty] | DEER:HVAC_Split-Package_HP | Annual | FALSE
Any | SWHC046V | Htl | ex | CZ12 | cDXHP | SWHC046-01 | ExAnte2019 | IOU workpaper | 2019-11-06 | Cap-Tons | 1 |  |  | 178.6363 | 0 | 109.0538 | -6.5569 | 0 | 111.6169 | [6 empty] | DEER:HVAC_Split-Package_HP | Annual | FALSE
Any | SWHC046V | Htl | ex | CZ13 | cDXHP | SWHC046-01 | ExAnte2019 | IOU workpaper | 2019-11-06 | Cap-Tons | 1 |  |  | 340.7312 | 0 | 91.5544 | 137.8433 | 0 | 93.8156 | [6 empty] | DEER:HVAC_Split-Package_HP | Annual | FALSE
Any | SWHC046V | Htl | ex | CZ14 | cDXHP | SWHC046-01 | ExAnte2019 | IOU workpaper | 2019-11-06 | Cap-Tons | 1 |  |  | 231.9483 | 0 | 106.0063 | 31.9292 | 0 | 108.3647 | [6 empty] | DEER:HVAC_Split-Package_HP | Annual | FALSE
Any | SWHC046V | Htl | ex | CZ15 | cDXHP | SWHC046-01 | ExAnte2019 | IOU workpaper | 2019-11-06 | Cap-Tons | 1 |  |  | 907.7961 | 0 | 22.482 | 651.8847 | 0 | 23.5726 | [6 empty] | DEER:HVAC_Split-Package_HP | Annual | FALSE
Any | SWHC046V | Htl | ex | CZ16 | cDXHP | SWHC046-01 | ExAnte2019 | IOU workpaper | 2019-11-06 | Cap-Tons | 1 |  |  | -940.0127 | 0 | 238.2563 | -1093.9098 | 0 | 241.3126 | [6 empty] | DEER:HVAC_Split-Package_HP | Annual | FALSE
Any | SWHC046V | MBT | ex | CZ01 | cDXHP | SWHC046-01 | ExAnte2019 | IOU workpaper | 2019-11-06 | Cap-Tons | 1 |  |  | -30.0382 | 0 | 58.2177 | -99.8944 | 0 | 59.5501 | [6 empty] | DEER:HVAC_Split-Package_HP | Annual | FALSE
Any | SWHC046V | MBT | ex | CZ02 | cDXHP | SWHC046-01 | ExAnte2019 | IOU workpaper | 2019-11-06 | Cap-Tons | 1 |  |  | 166.6083 | 0 | 32.0404 | 74.2759 | 0 | 32.8205 | [6 empty] | DEER:HVAC_Split-Package_HP | Annual | FALSE
Any | SWHC046V | MBT | ex | CZ03 | cDXHP | SWHC046-01 | ExAnte2019 | IOU workpaper | 2019-11-06 | Cap-Tons | 1 |  |  | 147.3868 | 0 | 27.3217 | 64.6755 | 0 | 28.1691 | [6 empty] | DEER:HVAC_Split-Package_HP | Annual | FALSE
Any | SWHC046V | MBT | ex | CZ04 | cDXHP | SWHC046-01 | ExAnte2019 | IOU workpaper | 2019-11-06 | Cap-Tons | 1 |  |  | 212.77 | 0 | 22.0012 | 117.0097 | 0 | 22.6416 | [6 empty] | DEER:HVAC_Split-Package_HP | Annual | FALSE
Any | SWHC046V | MBT | ex | CZ05 | cDXHP | SWHC046-01 | ExAnte2019 | IOU workpaper | 2019-11-06 | Cap-Tons | 1 |  |  | 138.4007 | 0 | 27.8181 | 53.9998 | 0 | 28.6579 | [6 empty] | DEER:HVAC_Split-Package_HP | Annual | FALSE
Any | SWHC046V | MBT | ex | CZ06 | cDXHP | SWHC046-01 | ExAnte2019 | IOU workpaper | 2019-11-06 | Cap-Tons | 1 |  |  | 279.1328 | 0 | 12.0719 | 178.1619 | 0 | 12.5615 | [6 empty] | DEER:HVAC_Split-Package_HP | Annual | FALSE
Any | SWHC046V | MBT | ex | CZ07 | cDXHP | SWHC046-01 | ExAnte2019 | IOU workpaper | 2019-11-06 | Cap-Tons | 1 |  |  | 258.9064 | 0 | 8.6652 | 162.9069 | 0 | 9.0892 | [6 empty] | DEER:HVAC_Split-Package_HP | Annual | FALSE
Any | SWHC046V | MBT | ex | CZ08 | cDXHP | SWHC046-01 | ExAnte2019 | IOU workpaper | 2019-11-06 | Cap-Tons | 1 |  |  | 314.0692 | 0 | 10.3618 | 207.4526 | 0 | 10.7855 | [6 empty] | DEER:HVAC_Split-Package_HP | Annual | FALSE
Any | SWHC046V | MBT | ex | CZ09 | cDXHP | SWHC046-01 | ExAnte2019 | IOU workpaper | 2019-11-06 | Cap-Tons | 1 |  |  | 331.0415 | 0 | 12.6885 | 225.6357 | 0 | 13.2159 | [6 empty] | DEER:HVAC_Split-Package_HP | Annual | FALSE
Any | SWHC046V | MBT | ex | CZ10 | cDXHP | SWHC046-01 | ExAnte2019 | IOU workpaper | 2019-11-06 | Cap-Tons | 1 |  |  | 349.5005 | 0 | 12.8991 | 239.2304 | 0 | 13.3681 | [6 empty] | DEER:HVAC_Split-Package_HP | Annual | FALSE
Any | SWHC046V | MBT | ex | CZ11 | cDXHP | SWHC046-01 | ExAnte2019 | IOU workpaper | 2019-11-06 | Cap-Tons | 1 |  |  | 301.7667 | 0 | 25.4201 | 193.2458 | 0 | 26.1667 | [6 empty] | DEER:HVAC_Split-Package_HP | Annual | FALSE
Any | SWHC046V | MBT | ex | CZ12 | cDXHP | SWHC046-01 | ExAnte2019 | IOU workpaper | 2019-11-06 | Cap-Tons | 1 |  |  | 250.5743 | 0 | 26.963 | 150.2333 | 0 | 27.7152 | [6 empty] | DEER:HVAC_Split-Package_HP | Annual | FALSE
Any | SWHC046V | MBT | ex | CZ13 | cDXHP | SWHC046-01 | ExAnte2019 | IOU workpaper | 2019-11-06 | Cap-Tons | 1 |  |  | 319.7325 | 0 | 23.0651 | 209.7022 | 0 | 23.7597 | [6 empty] | DEER:HVAC_Split-Package_HP | Annual | FALSE
Any | SWHC046V | MBT | ex | CZ14 | cDXHP | SWHC046-01 | ExAnte2019 | IOU workpaper | 2019-11-06 | Cap-Tons | 1 |  |  | 308.38 | 0 | 26.4026 | 196.6068 | 0 | 27.1551 | [6 empty] | DEER:HVAC_Split-Package_HP | Annual | FALSE
Any | SWHC046V | MBT | ex | CZ15 | cDXHP | SWHC046-01 | ExAnte2019 | IOU workpaper | 2019-11-06 | Cap-Tons | 1 |  |  | 539.9032 | 0 | 3.995 | 398.9171 | 0 | 4.2416 | [6 empty] | DEER:HVAC_Split-Package_HP | Annual | FALSE
Any | SWHC046V | MBT | ex | CZ16 | cDXHP | SWHC046-01 | ExAnte2019 | IOU workpaper | 2019-11-06 | Cap-Tons | 1 |  |  | -132.4797 | 0 | 76.1537 | -219.6349 | 0 | 77.4262 | [6 empty] | DEER:HVAC_Split-Package_HP | Annual | FALSE
Any | SWHC046V | MLI | ex | CZ01 | cDXHP | SWHC046-01 | ExAnte2019 | IOU workpaper | 2019-11-06 | Cap-Tons | 1 |  |  | -315.2714 | 0 | 87.4118 | -372.5474 | 0 | 89.1962 | [6 empty] | DEER:HVAC_Split-Package_HP | Annual | FALSE
Any | SWHC046V | MLI | ex | CZ02 | cDXHP | SWHC046-01 | ExAnte2019 | IOU workpaper | 2019-11-06 | Cap-Tons | 1 |  |  | -40.0446 | 0 | 55.082 | -119.8518 | 0 | 56.3546 | [6 empty] | DEER:HVAC_Split-Package_HP | Annual | FALSE
Any | SWHC046V | MLI | ex | CZ03 | cDXHP | SWHC046-01 | ExAnte2019 | IOU workpaper | 2019-11-06 | Cap-Tons | 1 |  |  | -9.9327 | 0 | 44.5672 | -75.8362 | 0 | 45.8295 | [6 empty] | DEER:HVAC_Split-Package_HP | Annual | FALSE
Any | SWHC046V | MLI | ex | CZ04 | cDXHP | SWHC046-01 | ExAnte2019 | IOU workpaper | 2019-11-06 | Cap-Tons | 1 |  |  | 29.3547 | 0 | 40.9144 | -50.5567 | 0 | 41.9732 | [6 empty] | DEER:HVAC_Split-Package_HP | Annual | FALSE
Any | SWHC046V | MLI | ex | CZ05 | cDXHP | SWHC046-01 | ExAnte2019 | IOU workpaper | 2019-11-06 | Cap-Tons | 1 |  |  | -51.5427 | 0 | 48.5252 | -117.6203 | 0 | 49.7375 | [6 empty] | DEER:HVAC_Split-Package_HP | Annual | FALSE
Any | SWHC046V | MLI | ex | CZ06 | cDXHP | SWHC046-01 | ExAnte2019 | IOU workpaper | 2019-11-06 | Cap-Tons | 1 |  |  | 169.8859 | 0 | 21.8541 | 86.7696 | 0 | 22.5617 | [6 empty] | DEER:HVAC_Split-Package_HP | Annual | FALSE
Any | SWHC046V | MLI | ex | CZ07 | cDXHP | SWHC046-01 | ExAnte2019 | IOU workpaper | 2019-11-06 | Cap-Tons | 1 |  |  | 195.6635 | 0 | 14.1536 | 117.5479 | 0 | 14.7493 | [6 empty] | DEER:HVAC_Split-Package_HP | Annual | FALSE
Any | SWHC046V | MLI | ex | CZ08 | cDXHP | SWHC046-01 | ExAnte2019 | IOU workpaper | 2019-11-06 | Cap-Tons | 1 |  |  | 234.4297 | 0 | 20.0378 | 141.1916 | 0 | 20.7185 | [6 empty] | DEER:HVAC_Split-Package_HP | Annual | FALSE
Any | SWHC046V | MLI | ex | CZ09 | cDXHP | SWHC046-01 | ExAnte2019 | IOU workpaper | 2019-11-06 | Cap-Tons | 1 |  |  | 245.382 | 0 | 21.4624 | 149.9885 | 0 | 22.2397 | [6 empty] | DEER:HVAC_Split-Package_HP | Annual | FALSE
Any | SWHC046V | MLI | ex | CZ10 | cDXHP | SWHC046-01 | ExAnte2019 | IOU workpaper | 2019-11-06 | Cap-Tons | 1 |  |  | 252.5862 | 0 | 22.0011 | 153.9331 | 0 | 22.7538 | [6 empty] | DEER:HVAC_Split-Package_HP | Annual | FALSE
Any | SWHC046V | MLI | ex | CZ11 | cDXHP | SWHC046-01 | ExAnte2019 | IOU workpaper | 2019-11-06 | Cap-Tons | 1 |  |  | 135.3572 | 0 | 42.2789 | 35.3471 | 0 | 43.4691 | [6 empty] | DEER:HVAC_Split-Package_HP | Annual | FALSE
Any | SWHC046V | MLI | ex | CZ12 | cDXHP | SWHC046-01 | ExAnte2019 | IOU workpaper | 2019-11-06 | Cap-Tons | 1 |  |  | 90.0423 | 0 | 43.7271 | -0.8476 | 0 | 44.9258 | [6 empty] | DEER:HVAC_Split-Package_HP | Annual | FALSE
Any | SWHC046V | MLI | ex | CZ13 | cDXHP | SWHC046-01 | ExAnte2019 | IOU workpaper | 2019-11-06 | Cap-Tons | 1 |  |  | 183.7694 | 0 | 35.6887 | 82.1183 | 0 | 36.7715 | [6 empty] | DEER:HVAC_Split-Package_HP | Annual | FALSE
Any | SWHC046V | MLI | ex | CZ14 | cDXHP | SWHC046-01 | ExAnte2019 | IOU workpaper | 2019-11-06 | Cap-Tons | 1 |  |  | 118.0131 | 0 | 45.4378 | 13.6957 | 0 | 46.6009 | [6 empty] | DEER:HVAC_Split-Package_HP | Annual | FALSE
Any | SWHC046V | MLI | ex | CZ15 | cDXHP | SWHC046-01 | ExAnte2019 | IOU workpaper | 2019-11-06 | Cap-Tons | 1 |  |  | 477.564 | 0 | 6.1024 | 344.6378 | 0 | 6.4602 | [6 empty] | DEER:HVAC_Split-Package_HP | Annual | FALSE
Any | SWHC046V | MLI | ex | CZ16 | cDXHP | SWHC046-01 | ExAnte2019 | IOU workpaper | 2019-11-06 | Cap-Tons | 1 |  |  | -497.122 | 0 | 104.0808 | -567.7195 | 0 | 105.6131 | [6 empty] | DEER:HVAC_Split-Package_HP | Annual | FALSE
Any | SWHC046V | Mtl | ex | CZ01 | cDXHP | SWHC046-01 | ExAnte2019 | IOU workpaper | 2019-11-06 | Cap-Tons | 1 |  |  | 286.458 | 0 | 105.5112 | 119.4404 | 0 | 110.1453 | [6 empty] | DEER:HVAC_Split-Package_HP | Annual | FALSE
Any | SWHC046V | Mtl | ex | CZ02 | cDXHP | SWHC046-01 | ExAnte2019 | IOU workpaper | 2019-11-06 | Cap-Tons | 1 |  |  | 393.0926 | 0 | 98.7767 | 188.397 | 0 | 102.051 | [6 empty] | DEER:HVAC_Split-Package_HP | Annual | FALSE
Any | SWHC046V | Mtl | ex | CZ03 | cDXHP | SWHC046-01 | ExAnte2019 | IOU workpaper | 2019-11-06 | Cap-Tons | 1 |  |  | 491.2303 | 0 | 51.933 | 310.1864 | 0 | 54.9672 | [6 empty] | DEER:HVAC_Split-Package_HP | Annual | FALSE
Any | SWHC046V | Mtl | ex | CZ04 | cDXHP | SWHC046-01 | ExAnte2019 | IOU workpaper | 2019-11-06 | Cap-Tons | 1 |  |  | 470.1289 | 0 | 73.5222 | 259.9875 | 0 | 76.0815 | [6 empty] | DEER:HVAC_Split-Package_HP | Annual | FALSE
Any | SWHC046V | Mtl | ex | CZ05 | cDXHP | SWHC046-01 | ExAnte2019 | IOU workpaper | 2019-11-06 | Cap-Tons | 1 |  |  | 452.5879 | 0 | 62.6543 | 271.9709 | 0 | 66.0253 | [6 empty] | DEER:HVAC_Split-Package_HP | Annual | FALSE
Any | SWHC046V | Mtl | ex | CZ06 | cDXHP | SWHC046-01 | ExAnte2019 | IOU workpaper | 2019-11-06 | Cap-Tons | 1 |  |  | 680.2304 | 0 | 19.5057 | 466.7318 | 0 | 20.9138 | [6 empty] | DEER:HVAC_Split-Package_HP | Annual | FALSE
Any | SWHC046V | Mtl | ex | CZ07 | cDXHP | SWHC046-01 | ExAnte2019 | IOU workpaper | 2019-11-06 | Cap-Tons | 1 |  |  | 676.5261 | 0 | 6.6317 | 468.2066 | 0 | 7.3958 | [6 empty] | DEER:HVAC_Split-Package_HP | Annual | FALSE
Any | SWHC046V | Mtl | ex | CZ08 | cDXHP | SWHC046-01 | ExAnte2019 | IOU workpaper | 2019-11-06 | Cap-Tons | 1 |  |  | 718.6952 | 0 | 21.1552 | 486.386 | 0 | 22.4135 | [6 empty] | DEER:HVAC_Split-Package_HP | Annual | FALSE
Any | SWHC046V | Mtl | ex | CZ09 | cDXHP | SWHC046-01 | ExAnte2019 | IOU workpaper | 2019-11-06 | Cap-Tons | 1 |  |  | 757.1218 | 0 | 23.3861 | 525.3437 | 0 | 24.8429 | [6 empty] | DEER:HVAC_Split-Package_HP | Annual | FALSE
Any | SWHC046V | Mtl | ex | CZ10 | cDXHP | SWHC046-01 | ExAnte2019 | IOU workpaper | 2019-11-06 | Cap-Tons | 1 |  |  | 750.5822 | 0 | 36.7679 | 515.3421 | 0 | 38.6048 | [6 empty] | DEER:HVAC_Split-Package_HP | Annual | FALSE
Any | SWHC046V | Mtl | ex | CZ11 | cDXHP | SWHC046-01 | ExAnte2019 | IOU workpaper | 2019-11-06 | Cap-Tons | 1 |  |  | 665.2364 | 0 | 66.1648 | 425.6533 | 0 | 68.6905 | [6 empty] | DEER:HVAC_Split-Package_HP | Annual | FALSE
Any | SWHC046V | Mtl | ex | CZ12 | cDXHP | SWHC046-01 | ExAnte2019 | IOU workpaper | 2019-11-06 | Cap-Tons | 1 |  |  | 566.4785 | 0 | 71.3679 | 344.4269 | 0 | 73.9932 | [6 empty] | DEER:HVAC_Split-Package_HP | Annual | FALSE
Any | SWHC046V | Mtl | ex | CZ13 | cDXHP | SWHC046-01 | ExAnte2019 | IOU workpaper | 2019-11-06 | Cap-Tons | 1 |  |  | 712.5598 | 0 | 58.2436 | 470.2575 | 0 | 60.5526 | [6 empty] | DEER:HVAC_Split-Package_HP | Annual | FALSE
Any | SWHC046V | Mtl | ex | CZ14 | cDXHP | SWHC046-01 | ExAnte2019 | IOU workpaper | 2019-11-06 | Cap-Tons | 1 |  |  | 623.7317 | 0 | 73.6227 | 383.299 | 0 | 76.0801 | [6 empty] | DEER:HVAC_Split-Package_HP | Annual | FALSE
Any | SWHC046V | Mtl | ex | CZ15 | cDXHP | SWHC046-01 | ExAnte2019 | IOU workpaper | 2019-11-06 | Cap-Tons | 1 |  |  | 1153.2259 | 0 | 8.5034 | 853.0529 | 0 | 9.2801 | [6 empty] | DEER:HVAC_Split-Package_HP | Annual | FALSE
Any | SWHC046V | Mtl | ex | CZ16 | cDXHP | SWHC046-01 | ExAnte2019 | IOU workpaper | 2019-11-06 | Cap-Tons | 1 |  |  | 24.7551 | 0 | 144.3464 | -167.4675 | 0 | 148.0988 | [6 empty] | DEER:HVAC_Split-Package_HP | Annual | FALSE
Any | SWHC046V | Nrs | ex | CZ01 | cDXHP | SWHC046-01 | ExAnte2019 | IOU workpaper | 2019-11-06 | Cap-Tons | 1 |  |  | 40.9776 | 0 | 122.7048 | -116.0489 | 0 | 126.6811 | [6 empty] | DEER:HVAC_Split-Package_HP | Annual | FALSE
Any | SWHC046V | Nrs | ex | CZ02 | cDXHP | SWHC046-01 | ExAnte2019 | IOU workpaper | 2019-11-06 | Cap-Tons | 1 |  |  | 260.4033 | 0 | 87.8712 | 77.3325 | 0 | 90.6964 | [6 empty] | DEER:HVAC_Split-Package_HP | Annual | FALSE
Any | SWHC046V | Nrs | ex | CZ03 | cDXHP | SWHC046-01 | ExAnte2019 | IOU workpaper | 2019-11-06 | Cap-Tons | 1 |  |  | 299.6634 | 0 | 69.5273 | 134.2591 | 0 | 72.2748 | [6 empty] | DEER:HVAC_Split-Package_HP | Annual | FALSE
Any | SWHC046V | Nrs | ex | CZ04 | cDXHP | SWHC046-01 | ExAnte2019 | IOU workpaper | 2019-11-06 | Cap-Tons | 1 |  |  | 350.9489 | 0 | 66.0475 | 165.8701 | 0 | 68.4209 | [6 empty] | DEER:HVAC_Split-Package_HP | Annual | FALSE
Any | SWHC046V | Nrs | ex | CZ05 | cDXHP | SWHC046-01 | ExAnte2019 | IOU workpaper | 2019-11-06 | Cap-Tons | 1 |  |  | 217.2667 | 0 | 79.8229 | 51.1472 | 0 | 82.7513 | [6 empty] | DEER:HVAC_Split-Package_HP | Annual | FALSE
Any | SWHC046V | Nrs | ex | CZ06 | cDXHP | SWHC046-01 | ExAnte2019 | IOU workpaper | 2019-11-06 | Cap-Tons | 1 |  |  | 489.4891 | 0 | 40.8015 | 301.4166 | 0 | 42.62 | [6 empty] | DEER:HVAC_Split-Package_HP | Annual | FALSE
Any | SWHC046V | Nrs | ex | CZ07 | cDXHP | SWHC046-01 | ExAnte2019 | IOU workpaper | 2019-11-06 | Cap-Tons | 1 |  |  | 494.9818 | 0 | 26.4156 | 313.8063 | 0 | 27.9287 | [6 empty] | DEER:HVAC_Split-Package_HP | Annual | FALSE
Any | SWHC046V | Nrs | ex | CZ08 | cDXHP | SWHC046-01 | ExAnte2019 | IOU workpaper | 2019-11-06 | Cap-Tons | 1 |  |  | 556.7512 | 0 | 33.695 | 359.4542 | 0 | 35.2997 | [6 empty] | DEER:HVAC_Split-Package_HP | Annual | FALSE
Any | SWHC046V | Nrs | ex | CZ09 | cDXHP | SWHC046-01 | ExAnte2019 | IOU workpaper | 2019-11-06 | Cap-Tons | 1 |  |  | 559.5475 | 0 | 39.4639 | 357.333 | 0 | 41.1854 | [6 empty] | DEER:HVAC_Split-Package_HP | Annual | FALSE
Any | SWHC046V | Nrs | ex | CZ10 | cDXHP | SWHC046-01 | ExAnte2019 | IOU workpaper | 2019-11-06 | Cap-Tons | 1 |  |  | 554.6084 | 0 | 46.7511 | 347.5118 | 0 | 48.5475 | [6 empty] | DEER:HVAC_Split-Package_HP | Annual | FALSE
Any | SWHC046V | Nrs | ex | CZ11 | cDXHP | SWHC046-01 | ExAnte2019 | IOU workpaper | 2019-11-06 | Cap-Tons | 1 |  |  | 424.5287 | 0 | 71.6866 | 212.5419 | 0 | 73.9133 | [6 empty] | DEER:HVAC_Split-Package_HP | Annual | FALSE
Any | SWHC046V | Nrs | ex | CZ12 | cDXHP | SWHC046-01 | ExAnte2019 | IOU workpaper | 2019-11-06 | Cap-Tons | 1 |  |  | 392.6023 | 0 | 73.0956 | 195.7994 | 0 | 75.4842 | [6 empty] | DEER:HVAC_Split-Package_HP | Annual | FALSE
Any | SWHC046V | Nrs | ex | CZ13 | cDXHP | SWHC046-01 | ExAnte2019 | IOU workpaper | 2019-11-06 | Cap-Tons | 1 |  |  | 503.3653 | 0 | 64.7907 | 290.8788 | 0 | 66.8445 | [6 empty] | DEER:HVAC_Split-Package_HP | Annual | FALSE
Any | SWHC046V | Nrs | ex | CZ14 | cDXHP | SWHC046-01 | ExAnte2019 | IOU workpaper | 2019-11-06 | Cap-Tons | 1 |  |  | 378.6886 | 0 | 78.2439 | 167.217 | 0 | 80.4743 | [6 empty] | DEER:HVAC_Split-Package_HP | Annual | FALSE
Any | SWHC046V | Nrs | ex | CZ15 | cDXHP | SWHC046-01 | ExAnte2019 | IOU workpaper | 2019-11-06 | Cap-Tons | 1 |  |  | 893.2756 | 0 | 19.5632 | 632.358 | 0 | 20.4302 | [6 empty] | DEER:HVAC_Split-Package_HP | Annual | FALSE
Any | SWHC046V | Nrs | ex | CZ16 | cDXHP | SWHC046-01 | ExAnte2019 | IOU workpaper | 2019-11-06 | Cap-Tons | 1 |  |  | -203.1175 | 0 | 152.4787 | -375.0259 | 0 | 155.9127 | [6 empty] | DEER:HVAC_Split-Package_HP | Annual | FALSE
Any | SWHC046V | OfL | ex | CZ01 | cDXHP | SWHC046-01 | ExAnte2019 | IOU workpaper | 2019-11-06 | Cap-Tons | 1 |  |  | 190.2694 | 0 | 11.2757 | 124.2729 | 0 | 11.9138 | [6 empty] | DEER:HVAC_Split-Package_HP | Annual | FALSE
Any | SWHC046V | OfL | ex | CZ02 | cDXHP | SWHC046-01 | ExAnte2019 | IOU workpaper | 2019-11-06 | Cap-Tons | 1 |  |  | 286.9486 | 0 | 7.1158 | 193.9267 | 0 | 7.5098 | [6 empty] | DEER:HVAC_Split-Package_HP | Annual | FALSE
Any | SWHC046V | OfL | ex | CZ03 | cDXHP | SWHC046-01 | ExAnte2019 | IOU workpaper | 2019-11-06 | Cap-Tons | 1 |  |  | 229.0566 | 0 | 5.0123 | 151.7913 | 0 | 5.3599 | [6 empty] | DEER:HVAC_Split-Package_HP | Annual | FALSE
Any | SWHC046V | OfL | ex | CZ04 | cDXHP | SWHC046-01 | ExAnte2019 | IOU workpaper | 2019-11-06 | Cap-Tons | 1 |  |  | 287.8002 | 0 | 5.8874 | 193.023 | 0 | 6.2101 | [6 empty] | DEER:HVAC_Split-Package_HP | Annual | FALSE
Any | SWHC046V | OfL | ex | CZ05 | cDXHP | SWHC046-01 | ExAnte2019 | IOU workpaper | 2019-11-06 | Cap-Tons | 1 |  |  | 231.5202 | 0 | 4.9678 | 151.72 | 0 | 5.2696 | [6 empty] | DEER:HVAC_Split-Package_HP | Annual | FALSE
Any | SWHC046V | OfL | ex | CZ06 | cDXHP | SWHC046-01 | ExAnte2019 | IOU workpaper | 2019-11-06 | Cap-Tons | 1 |  |  | 315.7534 | 0 | 1.2793 | 219.2459 | 0 | 1.3918 | [6 empty] | DEER:HVAC_Split-Package_HP | Annual | FALSE
Any | SWHC046V | OfL | ex | CZ07 | cDXHP | SWHC046-01 | ExAnte2019 | IOU workpaper | 2019-11-06 | Cap-Tons | 1 |  |  | 282.2211 | 0 | 0.3989 | 191.8707 | 0 | 0.4502 | [6 empty] | DEER:HVAC_Split-Package_HP | Annual | FALSE
Any | SWHC046V | OfL | ex | CZ08 | cDXHP | SWHC046-01 | ExAnte2019 | IOU workpaper | 2019-11-06 | Cap-Tons | 1 |  |  | 346.3838 | 0 | 1.3045 | 241.1963 | 0 | 1.415 | [6 empty] | DEER:HVAC_Split-Package_HP | Annual | FALSE
Any | SWHC046V | OfL | ex | CZ09 | cDXHP | SWHC046-01 | ExAnte2019 | IOU workpaper | 2019-11-06 | Cap-Tons | 1 |  |  | 356.2916 | 0 | 1.9968 | 252.6095 | 0 | 2.1676 | [6 empty] | DEER:HVAC_Split-Package_HP | Annual | FALSE
Any | SWHC046V | OfL | ex | CZ10 | cDXHP | SWHC046-01 | ExAnte2019 | IOU workpaper | 2019-11-06 | Cap-Tons | 1 |  |  | 380.7666 | 0 | 1.5725 | 271.3691 | 0 | 1.7083 | [6 empty] | DEER:HVAC_Split-Package_HP | Annual | FALSE
Any | SWHC046V | OfL | ex | CZ11 | cDXHP | SWHC046-01 | ExAnte2019 | IOU workpaper | 2019-11-06 | Cap-Tons | 1 |  |  | 365.4504 | 0 | 6.7646 | 257.1033 | 0 | 7.1883 | [6 empty] | DEER:HVAC_Split-Package_HP | Annual | FALSE
Any | SWHC046V | OfL | ex | CZ12 | cDXHP | SWHC046-01 | ExAnte2019 | IOU workpaper | 2019-11-06 | Cap-Tons | 1 |  |  | 324.1956 | 0 | 6.4826 | 224.8119 | 0 | 6.8855 | [6 empty] | DEER:HVAC_Split-Package_HP | Annual | FALSE
Any | SWHC046V | OfL | ex | CZ13 | cDXHP | SWHC046-01 | ExAnte2019 | IOU workpaper | 2019-11-06 | Cap-Tons | 1 |  |  | 371.9414 | 0 | 5.8367 | 263.2444 | 0 | 6.2113 | [6 empty] | DEER:HVAC_Split-Package_HP | Annual | FALSE
Any | SWHC046V | OfL | ex | CZ14 | cDXHP | SWHC046-01 | ExAnte2019 | IOU workpaper | 2019-11-06 | Cap-Tons | 1 |  |  | 381.054 | 0 | 6.3787 | 268.9598 | 0 | 6.7351 | [6 empty] | DEER:HVAC_Split-Package_HP | Annual | FALSE
Any | SWHC046V | OfL | ex | CZ15 | cDXHP | SWHC046-01 | ExAnte2019 | IOU workpaper | 2019-11-06 | Cap-Tons | 1 |  |  | 529.4516 | 0 | 0.3461 | 389.2246 | 0 | 0.3904 | [6 empty] | DEER:HVAC_Split-Package_HP | Annual | FALSE
Any | SWHC046V | OfL | ex | CZ16 | cDXHP | SWHC046-01 | ExAnte2019 | IOU workpaper | 2019-11-06 | Cap-Tons | 1 |  |  | 143.0532 | 0 | 26.5597 | 57.2754 | 0 | 27.4581 | [6 empty] | DEER:HVAC_Split-Package_HP | Annual | FALSE
Any | SWHC046V | OfS | ex | CZ01 | cDXHP | SWHC046-01 | ExAnte2019 | IOU workpaper | 2019-11-06 | Cap-Tons | 1 |  |  | 28.6093 | 0 | 38.9146 | -35.995 | 0 | 40.1204 | [6 empty] | DEER:HVAC_Split-Package_HP | Annual | FALSE
Any | SWHC046V | OfS | ex | CZ02 | cDXHP | SWHC046-01 | ExAnte2019 | IOU workpaper | 2019-11-06 | Cap-Tons | 1 |  |  | 184.4085 | 0 | 23.3867 | 95.3864 | 0 | 24.1292 | [6 empty] | DEER:HVAC_Split-Package_HP | Annual | FALSE
Any | SWHC046V | OfS | ex | CZ03 | cDXHP | SWHC046-01 | ExAnte2019 | IOU workpaper | 2019-11-06 | Cap-Tons | 1 |  |  | 148.3278 | 0 | 19.7257 | 74.1984 | 0 | 20.4827 | [6 empty] | DEER:HVAC_Split-Package_HP | Annual | FALSE
Any | SWHC046V | OfS | ex | CZ04 | cDXHP | SWHC046-01 | ExAnte2019 | IOU workpaper | 2019-11-06 | Cap-Tons | 1 |  |  | 199.4939 | 0 | 19.7065 | 109.0717 | 0 | 20.3453 | [6 empty] | DEER:HVAC_Split-Package_HP | Annual | FALSE
Any | SWHC046V | OfS | ex | CZ05 | cDXHP | SWHC046-01 | ExAnte2019 | IOU workpaper | 2019-11-06 | Cap-Tons | 1 |  |  | 141.4828 | 0 | 19.9985 | 65.1294 | 0 | 20.6815 | [6 empty] | DEER:HVAC_Split-Package_HP | Annual | FALSE
Any | SWHC046V | OfS | ex | CZ06 | cDXHP | SWHC046-01 | ExAnte2019 | IOU workpaper | 2019-11-06 | Cap-Tons | 1 |  |  | 275.051 | 0 | 7.8048 | 182.8595 | 0 | 8.1476 | [6 empty] | DEER:HVAC_Split-Package_HP | Annual | FALSE
Any | SWHC046V | OfS | ex | CZ07 | cDXHP | SWHC046-01 | ExAnte2019 | IOU workpaper | 2019-11-06 | Cap-Tons | 1 |  |  | 260.766 | 0 | 4.3277 | 174.4023 | 0 | 4.5857 | [6 empty] | DEER:HVAC_Split-Package_HP | Annual | FALSE
Any | SWHC046V | OfS | ex | CZ08 | cDXHP | SWHC046-01 | ExAnte2019 | IOU workpaper | 2019-11-06 | Cap-Tons | 1 |  |  | 310.275 | 0 | 7.6213 | 209.6105 | 0 | 7.9537 | [6 empty] | DEER:HVAC_Split-Package_HP | Annual | FALSE
Any | SWHC046V | OfS | ex | CZ09 | cDXHP | SWHC046-01 | ExAnte2019 | IOU workpaper | 2019-11-06 | Cap-Tons | 1 |  |  | 315.3025 | 0 | 9.0908 | 215.0607 | 0 | 9.5136 | [6 empty] | DEER:HVAC_Split-Package_HP | Annual | FALSE
Any | SWHC046V | OfS | ex | CZ10 | cDXHP | SWHC046-01 | ExAnte2019 | IOU workpaper | 2019-11-06 | Cap-Tons | 1 |  |  | 343.589 | 0 | 7.6424 | 238.1909 | 0 | 7.9974 | [6 empty] | DEER:HVAC_Split-Package_HP | Annual | FALSE
Any | SWHC046V | OfS | ex | CZ11 | cDXHP | SWHC046-01 | ExAnte2019 | IOU workpaper | 2019-11-06 | Cap-Tons | 1 |  |  | 289.4109 | 0 | 19.1301 | 183.6089 | 0 | 19.8393 | [6 empty] | DEER:HVAC_Split-Package_HP | Annual | FALSE
Any | SWHC046V | OfS | ex | CZ12 | cDXHP | SWHC046-01 | ExAnte2019 | IOU workpaper | 2019-11-06 | Cap-Tons | 1 |  |  | 245.2416 | 0 | 19.627 | 148.7325 | 0 | 20.3511 | [6 empty] | DEER:HVAC_Split-Package_HP | Annual | FALSE
Any | SWHC046V | OfS | ex | CZ13 | cDXHP | SWHC046-01 | ExAnte2019 | IOU workpaper | 2019-11-06 | Cap-Tons | 1 |  |  | 304.9886 | 0 | 16.6085 | 199.314 | 0 | 17.2728 | [6 empty] | DEER:HVAC_Split-Package_HP | Annual | FALSE
Any | SWHC046V | OfS | ex | CZ14 | cDXHP | SWHC046-01 | ExAnte2019 | IOU workpaper | 2019-11-06 | Cap-Tons | 1 |  |  | 305.1477 | 0 | 17.5362 | 195.7416 | 0 | 18.1516 | [6 empty] | DEER:HVAC_Split-Package_HP | Annual | FALSE
Any | SWHC046V | OfS | ex | CZ15 | cDXHP | SWHC046-01 | ExAnte2019 | IOU workpaper | 2019-11-06 | Cap-Tons | 1 |  |  | 515.1432 | 0 | 2.0988 | 376.822 | 0 | 2.248 | [6 empty] | DEER:HVAC_Split-Package_HP | Annual | FALSE
Any | SWHC046V | OfS | ex | CZ16 | cDXHP | SWHC046-01 | ExAnte2019 | IOU workpaper | 2019-11-06 | Cap-Tons | 1 |  |  | -64.417 | 0 | 54.6483 | -147.5808 | 0 | 55.8174 | [6 empty] | DEER:HVAC_Split-Package_HP | Annual | FALSE
Any | SWHC046V | RFF | ex | CZ01 | cDXHP | SWHC046-01 | ExAnte2019 | IOU workpaper | 2019-11-06 | Cap-Tons | 1 |  |  | -341.9796 | 0 | 183.8593 | -438.4959 | 0 | 187.184 | [6 empty] | DEER:HVAC_Split-Package_HP | Annual | FALSE
Any | SWHC046V | RFF | ex | CZ02 | cDXHP | SWHC046-01 | ExAnte2019 | IOU workpaper | 2019-11-06 | Cap-Tons | 1 |  |  | 42.2883 | 0 | 116.2567 | -98.6292 | 0 | 118.3994 | [6 empty] | DEER:HVAC_Split-Package_HP | Annual | FALSE
Any | SWHC046V | RFF | ex | CZ03 | cDXHP | SWHC046-01 | ExAnte2019 | IOU workpaper | 2019-11-06 | Cap-Tons | 1 |  |  | 69.633 | 0 | 87.0047 | -44.1098 | 0 | 89.3157 | [6 empty] | DEER:HVAC_Split-Package_HP | Annual | FALSE
Any | SWHC046V | RFF | ex | CZ04 | cDXHP | SWHC046-01 | ExAnte2019 | IOU workpaper | 2019-11-06 | Cap-Tons | 1 |  |  | 173.3918 | 0 | 82.8845 | 28.0019 | 0 | 84.7314 | [6 empty] | DEER:HVAC_Split-Package_HP | Annual | FALSE
Any | SWHC046V | RFF | ex | CZ05 | cDXHP | SWHC046-01 | ExAnte2019 | IOU workpaper | 2019-11-06 | Cap-Tons | 1 |  |  | 40.1395 | 0 | 93.6099 | -73.3165 | 0 | 95.9295 | [6 empty] | DEER:HVAC_Split-Package_HP | Annual | FALSE
Any | SWHC046V | RFF | ex | CZ06 | cDXHP | SWHC046-01 | ExAnte2019 | IOU workpaper | 2019-11-06 | Cap-Tons | 1 |  |  | 338.4314 | 0 | 35.2094 | 200.6797 | 0 | 36.4725 | [6 empty] | DEER:HVAC_Split-Package_HP | Annual | FALSE
Any | SWHC046V | RFF | ex | CZ07 | cDXHP | SWHC046-01 | ExAnte2019 | IOU workpaper | 2019-11-06 | Cap-Tons | 1 |  |  | 352.9187 | 0 | 19.8747 | 220.7152 | 0 | 20.8664 | [6 empty] | DEER:HVAC_Split-Package_HP | Annual | FALSE
Any | SWHC046V | RFF | ex | CZ08 | cDXHP | SWHC046-01 | ExAnte2019 | IOU workpaper | 2019-11-06 | Cap-Tons | 1 |  |  | 419.5435 | 0 | 33.7192 | 259.9023 | 0 | 34.8682 | [6 empty] | DEER:HVAC_Split-Package_HP | Annual | FALSE
Any | SWHC046V | RFF | ex | CZ09 | cDXHP | SWHC046-01 | ExAnte2019 | IOU workpaper | 2019-11-06 | Cap-Tons | 1 |  |  | 440.1991 | 0 | 35.6356 | 282.7443 | 0 | 36.9437 | [6 empty] | DEER:HVAC_Split-Package_HP | Annual | FALSE
Any | SWHC046V | RFF | ex | CZ10 | cDXHP | SWHC046-01 | ExAnte2019 | IOU workpaper | 2019-11-06 | Cap-Tons | 1 |  |  | 476.2986 | 0 | 40.1531 | 308.4497 | 0 | 41.4386 | [6 empty] | DEER:HVAC_Split-Package_HP | Annual | FALSE
Any | SWHC046V | RFF | ex | CZ11 | cDXHP | SWHC046-01 | ExAnte2019 | IOU workpaper | 2019-11-06 | Cap-Tons | 1 |  |  | 327.1652 | 0 | 78.1022 | 157.7005 | 0 | 79.8781 | [6 empty] | DEER:HVAC_Split-Package_HP | Annual | FALSE
Any | SWHC046V | RFF | ex | CZ12 | cDXHP | SWHC046-01 | ExAnte2019 | IOU workpaper | 2019-11-06 | Cap-Tons | 1 |  |  | 232.841 | 0 | 84.6927 | 78.0192 | 0 | 86.5469 | [6 empty] | DEER:HVAC_Split-Package_HP | Annual | FALSE
Any | SWHC046V | RFF | ex | CZ13 | cDXHP | SWHC046-01 | ExAnte2019 | IOU workpaper | 2019-11-06 | Cap-Tons | 1 |  |  | 388.98 | 0 | 69.9339 | 214.8815 | 0 | 71.6004 | [6 empty] | DEER:HVAC_Split-Package_HP | Annual | FALSE
Any | SWHC046V | RFF | ex | CZ14 | cDXHP | SWHC046-01 | ExAnte2019 | IOU workpaper | 2019-11-06 | Cap-Tons | 1 |  |  | 322.9346 | 0 | 78.9309 | 153.8546 | 0 | 80.6956 | [6 empty] | DEER:HVAC_Split-Package_HP | Annual | FALSE
Any | SWHC046V | RFF | ex | CZ15 | cDXHP | SWHC046-01 | ExAnte2019 | IOU workpaper | 2019-11-06 | Cap-Tons | 1 |  |  | 879.7901 | 0 | 9.6321 | 655.261 | 0 | 10.2248 | [6 empty] | DEER:HVAC_Split-Package_HP | Annual | FALSE
Any | SWHC046V | RFF | ex | CZ16 | cDXHP | SWHC046-01 | ExAnte2019 | IOU workpaper | 2019-11-06 | Cap-Tons | 1 |  |  | -630.6116 | 0 | 199.5893 | -754.0952 | 0 | 201.9534 | [6 empty] | DEER:HVAC_Split-Package_HP | Annual | FALSE
Any | SWHC046V | RSD | ex | CZ01 | cDXHP | SWHC046-01 | ExAnte2019 | IOU workpaper | 2019-11-06 | Cap-Tons | 1 |  |  | 14.9735 | 0 | 91.8502 | -60.9509 | 0 | 94.1945 | [6 empty] | DEER:HVAC_Split-Package_HP | Annual | FALSE
Any | SWHC046V | RSD | ex | CZ02 | cDXHP | SWHC046-01 | ExAnte2019 | IOU workpaper | 2019-11-06 | Cap-Tons | 1 |  |  | 267.4339 | 0 | 47.0138 | 149.8154 | 0 | 48.2393 | [6 empty] | DEER:HVAC_Split-Package_HP | Annual | FALSE
Any | SWHC046V | RSD | ex | CZ03 | cDXHP | SWHC046-01 | ExAnte2019 | IOU workpaper | 2019-11-06 | Cap-Tons | 1 |  |  | 212.8967 | 0 | 31.742 | 116.2237 | 0 | 32.9684 | [6 empty] | DEER:HVAC_Split-Package_HP | Annual | FALSE
Any | SWHC046V | RSD | ex | CZ04 | cDXHP | SWHC046-01 | ExAnte2019 | IOU workpaper | 2019-11-06 | Cap-Tons | 1 |  |  | 343.9008 | 0 | 26.6763 | 220.0793 | 0 | 27.6088 | [6 empty] | DEER:HVAC_Split-Package_HP | Annual | FALSE
Any | SWHC046V | RSD | ex | CZ05 | cDXHP | SWHC046-01 | ExAnte2019 | IOU workpaper | 2019-11-06 | Cap-Tons | 1 |  |  | 217.9902 | 0 | 28.3766 | 121.2064 | 0 | 29.5455 | [6 empty] | DEER:HVAC_Split-Package_HP | Annual | FALSE
Any | SWHC046V | RSD | ex | CZ06 | cDXHP | SWHC046-01 | ExAnte2019 | IOU workpaper | 2019-11-06 | Cap-Tons | 1 |  |  | 341.2779 | 0 | 8.065 | 223.0128 | 0 | 8.5949 | [6 empty] | DEER:HVAC_Split-Package_HP | Annual | FALSE
Any | SWHC046V | RSD | ex | CZ07 | cDXHP | SWHC046-01 | ExAnte2019 | IOU workpaper | 2019-11-06 | Cap-Tons | 1 |  |  | 297.2712 | 0 | 2.7812 | 184.1282 | 0 | 3.0666 | [6 empty] | DEER:HVAC_Split-Package_HP | Annual | FALSE
Any | SWHC046V | RSD | ex | CZ08 | cDXHP | SWHC046-01 | ExAnte2019 | IOU workpaper | 2019-11-06 | Cap-Tons | 1 |  |  | 415.412 | 0 | 7.0633 | 281.6737 | 0 | 7.5086 | [6 empty] | DEER:HVAC_Split-Package_HP | Annual | FALSE
Any | SWHC046V | RSD | ex | CZ09 | cDXHP | SWHC046-01 | ExAnte2019 | IOU workpaper | 2019-11-06 | Cap-Tons | 1 |  |  | 445.0864 | 0 | 9.7193 | 313.6477 | 0 | 10.3238 | [6 empty] | DEER:HVAC_Split-Package_HP | Annual | FALSE
Any | SWHC046V | RSD | ex | CZ10 | cDXHP | SWHC046-01 | ExAnte2019 | IOU workpaper | 2019-11-06 | Cap-Tons | 1 |  |  | 493.9139 | 0 | 11.5668 | 352.2001 | 0 | 12.1773 | [6 empty] | DEER:HVAC_Split-Package_HP | Annual | FALSE
Any | SWHC046V | RSD | ex | CZ11 | cDXHP | SWHC046-01 | ExAnte2019 | IOU workpaper | 2019-11-06 | Cap-Tons | 1 |  |  | 444.1594 | 0 | 35.6182 | 304.7234 | 0 | 36.7179 | [6 empty] | DEER:HVAC_Split-Package_HP | Annual | FALSE
Any | SWHC046V | RSD | ex | CZ12 | cDXHP | SWHC046-01 | ExAnte2019 | IOU workpaper | 2019-11-06 | Cap-Tons | 1 |  |  | 374.1569 | 0 | 37.9032 | 244.6175 | 0 | 39.0151 | [6 empty] | DEER:HVAC_Split-Package_HP | Annual | FALSE
Any | SWHC046V | RSD | ex | CZ13 | cDXHP | SWHC046-01 | ExAnte2019 | IOU workpaper | 2019-11-06 | Cap-Tons | 1 |  |  | 469.2573 | 0 | 33.1066 | 326.1497 | 0 | 34.1595 | [6 empty] | DEER:HVAC_Split-Package_HP | Annual | FALSE
Any | SWHC046V | RSD | ex | CZ14 | cDXHP | SWHC046-01 | ExAnte2019 | IOU workpaper | 2019-11-06 | Cap-Tons | 1 |  |  | 449.3101 | 0 | 34.3971 | 310.8804 | 0 | 35.4611 | [6 empty] | DEER:HVAC_Split-Package_HP | Annual | FALSE
Any | SWHC046V | RSD | ex | CZ15 | cDXHP | SWHC046-01 | ExAnte2019 | IOU workpaper | 2019-11-06 | Cap-Tons | 1 |  |  | 756.6144 | 0 | 1.8471 | 572.6534 | 0 | 2.085 | [6 empty] | DEER:HVAC_Split-Package_HP | Annual | FALSE
Any | SWHC046V | RSD | ex | CZ16 | cDXHP | SWHC046-01 | ExAnte2019 | IOU workpaper | 2019-11-06 | Cap-Tons | 1 |  |  | -258.9599 | 0 | 140.7516 | -361.5334 | 0 | 142.4735 | [6 empty] | DEER:HVAC_Split-Package_HP | Annual | FALSE
Any | SWHC046V | Rt3 | ex | CZ01 | cDXHP | SWHC046-01 | ExAnte2019 | IOU workpaper | 2019-11-06 | Cap-Tons | 1 |  |  | 233.9753 | 0 | 34.9998 | 136.1281 | 0 | 36.6687 | [6 empty] | DEER:HVAC_Split-Package_HP | Annual | FALSE
Any | SWHC046V | Rt3 | ex | CZ02 | cDXHP | SWHC046-01 | ExAnte2019 | IOU workpaper | 2019-11-06 | Cap-Tons | 1 |  |  | 414.0227 | 0 | 17.0321 | 278.6415 | 0 | 17.9331 | [6 empty] | DEER:HVAC_Split-Package_HP | Annual | FALSE
Any | SWHC046V | Rt3 | ex | CZ03 | cDXHP | SWHC046-01 | ExAnte2019 | IOU workpaper | 2019-11-06 | Cap-Tons | 1 |  |  | 323.6123 | 0 | 12.3323 | 204.7324 | 0 | 13.0947 | [6 empty] | DEER:HVAC_Split-Package_HP | Annual | FALSE
Any | SWHC046V | Rt3 | ex | CZ04 | cDXHP | SWHC046-01 | ExAnte2019 | IOU workpaper | 2019-11-06 | Cap-Tons | 1 |  |  | 442.1791 | 0 | 9.4499 | 302.7368 | 0 | 10.0529 | [6 empty] | DEER:HVAC_Split-Package_HP | Annual | FALSE
Any | SWHC046V | Rt3 | ex | CZ05 | cDXHP | SWHC046-01 | ExAnte2019 | IOU workpaper | 2019-11-06 | Cap-Tons | 1 |  |  | 327.3803 | 0 | 9.7477 | 207.4568 | 0 | 10.3714 | [6 empty] | DEER:HVAC_Split-Package_HP | Annual | FALSE
Any | SWHC046V | Rt3 | ex | CZ06 | cDXHP | SWHC046-01 | ExAnte2019 | IOU workpaper | 2019-11-06 | Cap-Tons | 1 |  |  | 457.2399 | 0 | 2.3239 | 310.493 | 0 | 2.5226 | [6 empty] | DEER:HVAC_Split-Package_HP | Annual | FALSE
Any | SWHC046V | Rt3 | ex | CZ07 | cDXHP | SWHC046-01 | ExAnte2019 | IOU workpaper | 2019-11-06 | Cap-Tons | 1 |  |  | 400.6391 | 0 | 0.58 | 259.7065 | 0 | 0.6547 | [6 empty] | DEER:HVAC_Split-Package_HP | Annual | FALSE
Any | SWHC046V | Rt3 | ex | CZ08 | cDXHP | SWHC046-01 | ExAnte2019 | IOU workpaper | 2019-11-06 | Cap-Tons | 1 |  |  | 506.1843 | 0 | 1.736 | 352.5402 | 0 | 1.901 | [6 empty] | DEER:HVAC_Split-Package_HP | Annual | FALSE
Any | SWHC046V | Rt3 | ex | CZ09 | cDXHP | SWHC046-01 | ExAnte2019 | IOU workpaper | 2019-11-06 | Cap-Tons | 1 |  |  | 532.1549 | 0 | 2.997 | 382.0653 | 0 | 3.291 | [6 empty] | DEER:HVAC_Split-Package_HP | Annual | FALSE
Any | SWHC046V | Rt3 | ex | CZ10 | cDXHP | SWHC046-01 | ExAnte2019 | IOU workpaper | 2019-11-06 | Cap-Tons | 1 |  |  | 569.2271 | 0 | 3.2113 | 410.4837 | 0 | 3.5053 | [6 empty] | DEER:HVAC_Split-Package_HP | Annual | FALSE
Any | SWHC046V | Rt3 | ex | CZ11 | cDXHP | SWHC046-01 | ExAnte2019 | IOU workpaper | 2019-11-06 | Cap-Tons | 1 |  |  | 539.1949 | 0 | 16.4802 | 382.8218 | 0 | 17.4556 | [6 empty] | DEER:HVAC_Split-Package_HP | Annual | FALSE
Any | SWHC046V | Rt3 | ex | CZ12 | cDXHP | SWHC046-01 | ExAnte2019 | IOU workpaper | 2019-11-06 | Cap-Tons | 1 |  |  | 483.1518 | 0 | 15.7556 | 336.9883 | 0 | 16.6964 | [6 empty] | DEER:HVAC_Split-Package_HP | Annual | FALSE
Any | SWHC046V | Rt3 | ex | CZ13 | cDXHP | SWHC046-01 | ExAnte2019 | IOU workpaper | 2019-11-06 | Cap-Tons | 1 |  |  | 555.9758 | 0 | 14.058 | 397.4127 | 0 | 14.9491 | [6 empty] | DEER:HVAC_Split-Package_HP | Annual | FALSE
Any | SWHC046V | Rt3 | ex | CZ14 | cDXHP | SWHC046-01 | ExAnte2019 | IOU workpaper | 2019-11-06 | Cap-Tons | 1 |  |  | 553.2383 | 0 | 15.7495 | 394.4489 | 0 | 16.7019 | [6 empty] | DEER:HVAC_Split-Package_HP | Annual | FALSE
Any | SWHC046V | Rt3 | ex | CZ15 | cDXHP | SWHC046-01 | ExAnte2019 | IOU workpaper | 2019-11-06 | Cap-Tons | 1 |  |  | 789.064 | 0 | 0.5845 | 588.9662 | 0 | 0.6822 | [6 empty] | DEER:HVAC_Split-Package_HP | Annual | FALSE
Any | SWHC046V | Rt3 | ex | CZ16 | cDXHP | SWHC046-01 | ExAnte2019 | IOU workpaper | 2019-11-06 | Cap-Tons | 1 |  |  | 21.5969 | 0 | 84.8657 | -106.3821 | 0 | 86.7988 | [6 empty] | DEER:HVAC_Split-Package_HP | Annual | FALSE
Any | SWHC046V | RtL | ex | CZ01 | cDXHP | SWHC046-01 | ExAnte2019 | IOU workpaper | 2019-11-06 | Cap-Tons | 1 |  |  | 106.6868 | 0 | 69.4356 | -6.3312 | 0 | 71.6035 | [6 empty] | DEER:HVAC_Split-Package_HP | Annual | FALSE
Any | SWHC046V | RtL | ex | CZ02 | cDXHP | SWHC046-01 | ExAnte2019 | IOU workpaper | 2019-11-06 | Cap-Tons | 1 |  |  | 381.6177 | 0 | 35.2931 | 232.141 | 0 | 36.5647 | [6 empty] | DEER:HVAC_Split-Package_HP | Annual | FALSE
Any | SWHC046V | RtL | ex | CZ03 | cDXHP | SWHC046-01 | ExAnte2019 | IOU workpaper | 2019-11-06 | Cap-Tons | 1 |  |  | 274.7187 | 0 | 31.6451 | 138.2099 | 0 | 32.858 | [6 empty] | DEER:HVAC_Split-Package_HP | Annual | FALSE
Any | SWHC046V | RtL | ex | CZ04 | cDXHP | SWHC046-01 | ExAnte2019 | IOU workpaper | 2019-11-06 | Cap-Tons | 1 |  |  | 424.0863 | 0 | 24.0445 | 268.5814 | 0 | 24.9526 | [6 empty] | DEER:HVAC_Split-Package_HP | Annual | FALSE
Any | SWHC046V | RtL | ex | CZ05 | cDXHP | SWHC046-01 | ExAnte2019 | IOU workpaper | 2019-11-06 | Cap-Tons | 1 |  |  | 273.9209 | 0 | 32.9023 | 136.2129 | 0 | 34.1352 | [6 empty] | DEER:HVAC_Split-Package_HP | Annual | FALSE
Any | SWHC046V | RtL | ex | CZ06 | cDXHP | SWHC046-01 | ExAnte2019 | IOU workpaper | 2019-11-06 | Cap-Tons | 1 |  |  | 446.5231 | 0 | 14.8033 | 280.9231 | 0 | 15.4249 | [6 empty] | DEER:HVAC_Split-Package_HP | Annual | FALSE
Any | SWHC046V | RtL | ex | CZ07 | cDXHP | SWHC046-01 | ExAnte2019 | IOU workpaper | 2019-11-06 | Cap-Tons | 1 |  |  | 405.4863 | 0 | 9.961 | 244.9237 | 0 | 10.4589 | [6 empty] | DEER:HVAC_Split-Package_HP | Annual | FALSE
Any | SWHC046V | RtL | ex | CZ08 | cDXHP | SWHC046-01 | ExAnte2019 | IOU workpaper | 2019-11-06 | Cap-Tons | 1 |  |  | 512.8247 | 0 | 10.4936 | 345.0503 | 0 | 11.0267 | [6 empty] | DEER:HVAC_Split-Package_HP | Annual | FALSE
Any | SWHC046V | RtL | ex | CZ09 | cDXHP | SWHC046-01 | ExAnte2019 | IOU workpaper | 2019-11-06 | Cap-Tons | 1 |  |  | 544.6767 | 0 | 12.0594 | 379.6311 | 0 | 12.7696 | [6 empty] | DEER:HVAC_Split-Package_HP | Annual | FALSE
Any | SWHC046V | RtL | ex | CZ10 | cDXHP | SWHC046-01 | ExAnte2019 | IOU workpaper | 2019-11-06 | Cap-Tons | 1 |  |  | 587.5156 | 0 | 11.8088 | 413.0989 | 0 | 12.4355 | [6 empty] | DEER:HVAC_Split-Package_HP | Annual | FALSE
Any | SWHC046V | RtL | ex | CZ11 | cDXHP | SWHC046-01 | ExAnte2019 | IOU workpaper | 2019-11-06 | Cap-Tons | 1 |  |  | 554.2345 | 0 | 29.1682 | 381.6024 | 0 | 30.4314 | [6 empty] | DEER:HVAC_Split-Package_HP | Annual | FALSE
Any | SWHC046V | RtL | ex | CZ12 | cDXHP | SWHC046-01 | ExAnte2019 | IOU workpaper | 2019-11-06 | Cap-Tons | 1 |  |  | 483.7797 | 0 | 28.8012 | 322.6796 | 0 | 30.005 | [6 empty] | DEER:HVAC_Split-Package_HP | Annual | FALSE
Any | SWHC046V | RtL | ex | CZ13 | cDXHP | SWHC046-01 | ExAnte2019 | IOU workpaper | 2019-11-06 | Cap-Tons | 1 |  |  | 580.504 | 0 | 25.4357 | 405.5748 | 0 | 26.6119 | [6 empty] | DEER:HVAC_Split-Package_HP | Annual | FALSE
Any | SWHC046V | RtL | ex | CZ14 | cDXHP | SWHC046-01 | ExAnte2019 | IOU workpaper | 2019-11-06 | Cap-Tons | 1 |  |  | 556.4623 | 0 | 30.1251 | 381.9359 | 0 | 31.4064 | [6 empty] | DEER:HVAC_Split-Package_HP | Annual | FALSE
Any | SWHC046V | RtL | ex | CZ15 | cDXHP | SWHC046-01 | ExAnte2019 | IOU workpaper | 2019-11-06 | Cap-Tons | 1 |  |  | 864.5336 | 0 | 3.2247 | 645.5523 | 0 | 3.5088 | [6 empty] | DEER:HVAC_Split-Package_HP | Annual | FALSE
Any | SWHC046V | RtL | ex | CZ16 | cDXHP | SWHC046-01 | ExAnte2019 | IOU workpaper | 2019-11-06 | Cap-Tons | 1 |  |  | -121.8559 | 0 | 125.8772 | -262.8824 | 0 | 128.2152 | [6 empty] | DEER:HVAC_Split-Package_HP | Annual | FALSE
Any | SWHC046V | RtS | ex | CZ01 | cDXHP | SWHC046-01 | ExAnte2019 | IOU workpaper | 2019-11-06 | Cap-Tons | 1 |  |  | -179.4177 | 0 | 119.1628 | -270.4442 | 0 | 121.9224 | [6 empty] | DEER:HVAC_Split-Package_HP | Annual | FALSE
Any | SWHC046V | RtS | ex | CZ02 | cDXHP | SWHC046-01 | ExAnte2019 | IOU workpaper | 2019-11-06 | Cap-Tons | 1 |  |  | 190.6433 | 0 | 58.8422 | 63.4675 | 0 | 60.4157 | [6 empty] | DEER:HVAC_Split-Package_HP | Annual | FALSE
Any | SWHC046V | RtS | ex | CZ03 | cDXHP | SWHC046-01 | ExAnte2019 | IOU workpaper | 2019-11-06 | Cap-Tons | 1 |  |  | 115.5398 | 0 | 56.2448 | 10.1334 | 0 | 57.9485 | [6 empty] | DEER:HVAC_Split-Package_HP | Annual | FALSE
Any | SWHC046V | RtS | ex | CZ04 | cDXHP | SWHC046-01 | ExAnte2019 | IOU workpaper | 2019-11-06 | Cap-Tons | 1 |  |  | 276.3738 | 0 | 41.95 | 146.5472 | 0 | 43.2936 | [6 empty] | DEER:HVAC_Split-Package_HP | Annual | FALSE
Any | SWHC046V | RtS | ex | CZ05 | cDXHP | SWHC046-01 | ExAnte2019 | IOU workpaper | 2019-11-06 | Cap-Tons | 1 |  |  | 143.2178 | 0 | 50.4331 | 35.277 | 0 | 52.0859 | [6 empty] | DEER:HVAC_Split-Package_HP | Annual | FALSE
Any | SWHC046V | RtS | ex | CZ06 | cDXHP | SWHC046-01 | ExAnte2019 | IOU workpaper | 2019-11-06 | Cap-Tons | 1 |  |  | 366.3419 | 0 | 20.9474 | 233.9069 | 0 | 21.8224 | [6 empty] | DEER:HVAC_Split-Package_HP | Annual | FALSE
Any | SWHC046V | RtS | ex | CZ07 | cDXHP | SWHC046-01 | ExAnte2019 | IOU workpaper | 2019-11-06 | Cap-Tons | 1 |  |  | 348.8074 | 0 | 13.6696 | 223.294 | 0 | 14.3471 | [6 empty] | DEER:HVAC_Split-Package_HP | Annual | FALSE
Any | SWHC046V | RtS | ex | CZ08 | cDXHP | SWHC046-01 | ExAnte2019 | IOU workpaper | 2019-11-06 | Cap-Tons | 1 |  |  | 427.9924 | 0 | 16.1602 | 287.7631 | 0 | 16.9104 | [6 empty] | DEER:HVAC_Split-Package_HP | Annual | FALSE
Any | SWHC046V | RtS | ex | CZ09 | cDXHP | SWHC046-01 | ExAnte2019 | IOU workpaper | 2019-11-06 | Cap-Tons | 1 |  |  | 438.2663 | 0 | 18.8851 | 298.2211 | 0 | 19.826 | [6 empty] | DEER:HVAC_Split-Package_HP | Annual | FALSE
Any | SWHC046V | RtS | ex | CZ10 | cDXHP | SWHC046-01 | ExAnte2019 | IOU workpaper | 2019-11-06 | Cap-Tons | 1 |  |  | 485.2906 | 0 | 17.8258 | 336.7637 | 0 | 18.6797 | [6 empty] | DEER:HVAC_Split-Package_HP | Annual | FALSE
Any | SWHC046V | RtS | ex | CZ11 | cDXHP | SWHC046-01 | ExAnte2019 | IOU workpaper | 2019-11-06 | Cap-Tons | 1 |  |  | 360.6908 | 0 | 46.1263 | 211.4407 | 0 | 47.6188 | [6 empty] | DEER:HVAC_Split-Package_HP | Annual | FALSE
Any | SWHC046V | RtS | ex | CZ12 | cDXHP | SWHC046-01 | ExAnte2019 | IOU workpaper | 2019-11-06 | Cap-Tons | 1 |  |  | 296.9321 | 0 | 49.0931 | 158.5748 | 0 | 50.5942 | [6 empty] | DEER:HVAC_Split-Package_HP | Annual | FALSE
Any | SWHC046V | RtS | ex | CZ13 | cDXHP | SWHC046-01 | ExAnte2019 | IOU workpaper | 2019-11-06 | Cap-Tons | 1 |  |  | 399.9929 | 0 | 40.866 | 248.9722 | 0 | 42.2485 | [6 empty] | DEER:HVAC_Split-Package_HP | Annual | FALSE
Any | SWHC046V | RtS | ex | CZ14 | cDXHP | SWHC046-01 | ExAnte2019 | IOU workpaper | 2019-11-06 | Cap-Tons | 1 |  |  | 390.8411 | 0 | 42.1778 | 238.4884 | 0 | 43.5627 | [6 empty] | DEER:HVAC_Split-Package_HP | Annual | FALSE
Any | SWHC046V | RtS | ex | CZ15 | cDXHP | SWHC046-01 | ExAnte2019 | IOU workpaper | 2019-11-06 | Cap-Tons | 1 |  |  | 752.5558 | 0 | 4.3083 | 559.3653 | 0 | 4.6844 | [6 empty] | DEER:HVAC_Split-Package_HP | Annual | FALSE
Any | SWHC046V | RtS | ex | CZ16 | cDXHP | SWHC046-01 | ExAnte2019 | IOU workpaper | 2019-11-06 | Cap-Tons | 1 |  |  | -487.6524 | 0 | 146.5747 | -597.1509 | 0 | 148.5422 | [6 empty] | DEER:HVAC_Split-Package_HP | Annual | FALSE
Any | SWHC046V | SCn | ex | CZ01 | cDXHP | SWHC046-01 | ExAnte2019 | IOU workpaper | 2019-11-06 | Cap-Tons | 1 |  |  | -446.552 | 0 | 148.6067 | -528.0854 | 0 | 151.7014 | [6 empty] | DEER:HVAC_Split-Package_HP | Annual | FALSE
Any | SWHC046V | SCn | ex | CZ02 | cDXHP | SWHC046-01 | ExAnte2019 | IOU workpaper | 2019-11-06 | Cap-Tons | 1 |  |  | -313.6285 | 0 | 105.8322 | -389.1494 | 0 | 108.5613 | [6 empty] | DEER:HVAC_Split-Package_HP | Annual | FALSE
Any | SWHC046V | SCn | ex | CZ03 | cDXHP | SWHC046-01 | ExAnte2019 | IOU workpaper | 2019-11-06 | Cap-Tons | 1 |  |  | -85.3541 | 0 | 78.1962 | -161.4296 | 0 | 80.8529 | [6 empty] | DEER:HVAC_Split-Package_HP | Annual | FALSE
Any | SWHC046V | SCn | ex | CZ04 | cDXHP | SWHC046-01 | ExAnte2019 | IOU workpaper | 2019-11-06 | Cap-Tons | 1 |  |  | -185.6725 | 0 | 83.936 | -266.237 | 0 | 85.2132 | [6 empty] | DEER:HVAC_Split-Package_HP | Annual | FALSE
Any | SWHC046V | SCn | ex | CZ05 | cDXHP | SWHC046-01 | ExAnte2019 | IOU workpaper | 2019-11-06 | Cap-Tons | 1 |  |  | -97.4774 | 0 | 77.2492 | -174.6375 | 0 | 79.7345 | [6 empty] | DEER:HVAC_Split-Package_HP | Annual | FALSE
Any | SWHC046V | SCn | ex | CZ06 | cDXHP | SWHC046-01 | ExAnte2019 | IOU workpaper | 2019-11-06 | Cap-Tons | 1 |  |  | 130.1829 | 0 | 41.7424 | 34.7051 | 0 | 43.1201 | [6 empty] | DEER:HVAC_Split-Package_HP | Annual | FALSE
Any | SWHC046V | SCn | ex | CZ07 | cDXHP | SWHC046-01 | ExAnte2019 | IOU workpaper | 2019-11-06 | Cap-Tons | 1 |  |  | 174.0287 | 0 | 31.9706 | 81.6883 | 0 | 33.3388 | [6 empty] | DEER:HVAC_Split-Package_HP | Annual | FALSE
Any | SWHC046V | SCn | ex | CZ08 | cDXHP | SWHC046-01 | ExAnte2019 | IOU workpaper | 2019-11-06 | Cap-Tons | 1 |  |  | 178.0211 | 0 | 43.9653 | 67.455 | 0 | 45.1714 | [6 empty] | DEER:HVAC_Split-Package_HP | Annual | FALSE
Any | SWHC046V | SCn | ex | CZ09 | cDXHP | SWHC046-01 | ExAnte2019 | IOU workpaper | 2019-11-06 | Cap-Tons | 1 |  |  | 210.1613 | 0 | 44.9239 | 92.7302 | 0 | 46.3429 | [6 empty] | DEER:HVAC_Split-Package_HP | Annual | FALSE
Any | SWHC046V | SCn | ex | CZ10 | cDXHP | SWHC046-01 | ExAnte2019 | IOU workpaper | 2019-11-06 | Cap-Tons | 1 |  |  | 218.51 | 0 | 48.8308 | 99.9183 | 0 | 50.5703 | [6 empty] | DEER:HVAC_Split-Package_HP | Annual | FALSE
Any | SWHC046V | SCn | ex | CZ11 | cDXHP | SWHC046-01 | ExAnte2019 | IOU workpaper | 2019-11-06 | Cap-Tons | 1 |  |  | 22.0394 | 0 | 87.5365 | -105.5006 | 0 | 89.3305 | [6 empty] | DEER:HVAC_Split-Package_HP | Annual | FALSE
Any | SWHC046V | SCn | ex | CZ12 | cDXHP | SWHC046-01 | ExAnte2019 | IOU workpaper | 2019-11-06 | Cap-Tons | 1 |  |  | -70.3154 | 0 | 95.8106 | -183.5928 | 0 | 97.8122 | [6 empty] | DEER:HVAC_Split-Package_HP | Annual | FALSE
Any | SWHC046V | SCn | ex | CZ13 | cDXHP | SWHC046-01 | ExAnte2019 | IOU workpaper | 2019-11-06 | Cap-Tons | 1 |  |  | 118.136 | 0 | 77.1476 | -11.2131 | 0 | 78.9867 | [6 empty] | DEER:HVAC_Split-Package_HP | Annual | FALSE
Any | SWHC046V | SCn | ex | CZ14 | cDXHP | SWHC046-01 | ExAnte2019 | IOU workpaper | 2019-11-06 | Cap-Tons | 1 |  |  | -4.362 | 0 | 91.4807 | -140.0333 | 0 | 92.8407 | [6 empty] | DEER:HVAC_Split-Package_HP | Annual | FALSE
Any | SWHC046V | SCn | ex | CZ15 | cDXHP | SWHC046-01 | ExAnte2019 | IOU workpaper | 2019-11-06 | Cap-Tons | 1 |  |  | 585.2848 | 0 | 12.088 | 433.6443 | 0 | 13.4192 | [6 empty] | DEER:HVAC_Split-Package_HP | Annual | FALSE
Any | SWHC046V | SCn | ex | CZ16 | cDXHP | SWHC046-01 | ExAnte2019 | IOU workpaper | 2019-11-06 | Cap-Tons | 1 |  |  | -719.6367 | 0 | 162.4459 | -806.8116 | 0 | 164.3771 | [6 empty] | DEER:HVAC_Split-Package_HP | Annual | FALSE
Any | SWHC046W | Asm | ex | CZ01 | cDXHP | SWHC046-01 | ExAnte2019 | IOU workpaper | 2019-11-06 | Cap-Tons | 1 |  |  | -809.5622 | 0 | 164.5631 | -1146.3563 | 0 | 154.4701 | [6 empty] | DEER:HVAC_Split-Package_HP | Annual | FALSE
Any | SWHC046W | Asm | ex | CZ02 | cDXHP | SWHC046-01 | ExAnte2019 | IOU workpaper | 2019-11-06 | Cap-Tons | 1 |  |  | -242.3388 | 0 | 100.118 | -542.9345 | 0 | 92.0485 | [6 empty] | DEER:HVAC_Split-Package_HP | Annual | FALSE
Any | SWHC046W | Asm | ex | CZ03 | cDXHP | SWHC046-01 | ExAnte2019 | IOU workpaper | 2019-11-06 | Cap-Tons | 1 |  |  | -135.1935 | 0 | 74.064 | -483.4048 | 0 | 62.2362 | [6 empty] | DEER:HVAC_Split-Package_HP | Annual | FALSE
Any | SWHC046W | Asm | ex | CZ04 | cDXHP | SWHC046-01 | ExAnte2019 | IOU workpaper | 2019-11-06 | Cap-Tons | 1 |  |  | -7.0553 | 0 | 67.6583 | -380.9119 | 0 | 63.0329 | [6 empty] | DEER:HVAC_Split-Package_HP | Annual | FALSE
Any | SWHC046W | Asm | ex | CZ05 | cDXHP | SWHC046-01 | ExAnte2019 | IOU workpaper | 2019-11-06 | Cap-Tons | 1 |  |  | -132.8518 | 0 | 73.3626 | -486.1175 | 0 | 63.5455 | [6 empty] | DEER:HVAC_Split-Package_HP | Annual | FALSE
Any | SWHC046W | Asm | ex | CZ06 | cDXHP | SWHC046-01 | ExAnte2019 | IOU workpaper | 2019-11-06 | Cap-Tons | 1 |  |  | 213.0085 | 0 | 30.6647 | -183.3168 | 0 | 24.0615 | [6 empty] | DEER:HVAC_Split-Package_HP | Annual | FALSE
Any | SWHC046W | Asm | ex | CZ07 | cDXHP | SWHC046-01 | ExAnte2019 | IOU workpaper | 2019-11-06 | Cap-Tons | 1 |  |  | 204.2073 | 0 | 23.1227 | -147.7072 | 0 | 17.7981 | [6 empty] | DEER:HVAC_Split-Package_HP | Annual | FALSE
Any | SWHC046W | Asm | ex | CZ08 | cDXHP | SWHC046-01 | ExAnte2019 | IOU workpaper | 2019-11-06 | Cap-Tons | 1 |  |  | 271.4027 | 0 | 29.4237 | -177.179 | 0 | 24.9831 | [6 empty] | DEER:HVAC_Split-Package_HP | Annual | FALSE
Any | SWHC046W | Asm | ex | CZ09 | cDXHP | SWHC046-01 | ExAnte2019 | IOU workpaper | 2019-11-06 | Cap-Tons | 1 |  |  | 309.0359 | 0 | 29.067 | -150.3062 | 0 | 19.7542 | [6 empty] | DEER:HVAC_Split-Package_HP | Annual | FALSE
Any | SWHC046W | Asm | ex | CZ10 | cDXHP | SWHC046-01 | ExAnte2019 | IOU workpaper | 2019-11-06 | Cap-Tons | 1 |  |  | 319.492 | 0 | 35.6847 | -186.8583 | 0 | 25.9572 | [6 empty] | DEER:HVAC_Split-Package_HP | Annual | FALSE
Any | SWHC046W | Asm | ex | CZ11 | cDXHP | SWHC046-01 | ExAnte2019 | IOU workpaper | 2019-11-06 | Cap-Tons | 1 |  |  | 196.7265 | 0 | 65.4791 | -346.5169 | 0 | 46.2894 | [6 empty] | DEER:HVAC_Split-Package_HP | Annual | FALSE
Any | SWHC046W | Asm | ex | CZ12 | cDXHP | SWHC046-01 | ExAnte2019 | IOU workpaper | 2019-11-06 | Cap-Tons | 1 |  |  | 75.2341 | 0 | 71.9986 | -411.235 | 0 | 55.1538 | [6 empty] | DEER:HVAC_Split-Package_HP | Annual | FALSE
Any | SWHC046W | Asm | ex | CZ13 | cDXHP | SWHC046-01 | ExAnte2019 | IOU workpaper | 2019-11-06 | Cap-Tons | 1 |  |  | 238.3968 | 0 | 59.8182 | -312.149 | 0 | 41.5295 | [6 empty] | DEER:HVAC_Split-Package_HP | Annual | FALSE
Any | SWHC046W | Asm | ex | CZ14 | cDXHP | SWHC046-01 | ExAnte2019 | IOU workpaper | 2019-11-06 | Cap-Tons | 1 |  |  | 209.8428 | 0 | 63.5069 | -340.7269 | 0 | 44.8153 | [6 empty] | DEER:HVAC_Split-Package_HP | Annual | FALSE
Any | SWHC046W | Asm | ex | CZ15 | cDXHP | SWHC046-01 | ExAnte2019 | IOU workpaper | 2019-11-06 | Cap-Tons | 1 |  |  | 670.1752 | 0 | 10.8061 | -29.021 | 0 | 7.3993 | [6 empty] | DEER:HVAC_Split-Package_HP | Annual | FALSE
Any | SWHC046W | Asm | ex | CZ16 | cDXHP | SWHC046-01 | ExAnte2019 | IOU workpaper | 2019-11-06 | Cap-Tons | 1 |  |  | -963.661 | 0 | 184.6315 | -1350.6853 | 0 | 155.7993 | [6 empty] | DEER:HVAC_Split-Package_HP | Annual | FALSE
Any | SWHC046W | Com | ex | CZ01 | cDXHP | SWHC046-01 | ExAnte2019 | IOU workpaper | 2019-11-06 | Cap-Tons | 1 |  |  | -271.7447 | 0 | 108.4839 | -694.2737 | 0 | 89.0017 | [6 empty] | DEER:HVAC_Split-Package_HP | Annual | FALSE
Any | SWHC046W | Com | ex | CZ02 | cDXHP | SWHC046-01 | ExAnte2019 | IOU workpaper | 2019-11-06 | Cap-Tons | 1 |  |  | 74.8874 | 0 | 57.5857 | -359.5759 | 0 | 45.7786 | [6 empty] | DEER:HVAC_Split-Package_HP | Annual | FALSE
Any | SWHC046W | Com | ex | CZ03 | cDXHP | SWHC046-01 | ExAnte2019 | IOU workpaper | 2019-11-06 | Cap-Tons | 1 |  |  | 112.3542 | 0 | 39.3492 | -248.1777 | 0 | 32.4905 | [6 empty] | DEER:HVAC_Split-Package_HP | Annual | FALSE
Any | SWHC046W | Com | ex | CZ04 | cDXHP | SWHC046-01 | ExAnte2019 | IOU workpaper | 2019-11-06 | Cap-Tons | 1 |  |  | 175.5868 | 0 | 34.2316 | -216.846 | 0 | 27.9792 | [6 empty] | DEER:HVAC_Split-Package_HP | Annual | FALSE
Any | SWHC046W | Com | ex | CZ05 | cDXHP | SWHC046-01 | ExAnte2019 | IOU workpaper | 2019-11-06 | Cap-Tons | 1 |  |  | 81.1622 | 0 | 54.2154 | -339.1281 | 0 | 44.152 | [6 empty] | DEER:HVAC_Split-Package_HP | Annual | FALSE
Any | SWHC046W | Com | ex | CZ06 | cDXHP | SWHC046-01 | ExAnte2019 | IOU workpaper | 2019-11-06 | Cap-Tons | 1 |  |  | 319.0029 | 0 | 21.0014 | -128.5782 | 0 | 17.8055 | [6 empty] | DEER:HVAC_Split-Package_HP | Annual | FALSE
Any | SWHC046W | Com | ex | CZ07 | cDXHP | SWHC046-01 | ExAnte2019 | IOU workpaper | 2019-11-06 | Cap-Tons | 1 |  |  | 324.3394 | 0 | 16.7309 | -106.7244 | 0 | 14.8489 | [6 empty] | DEER:HVAC_Split-Package_HP | Annual | FALSE
Any | SWHC046W | Com | ex | CZ08 | cDXHP | SWHC046-01 | ExAnte2019 | IOU workpaper | 2019-11-06 | Cap-Tons | 1 |  |  | 343.2585 | 0 | 20.1836 | -118.2403 | 0 | 17.3123 | [6 empty] | DEER:HVAC_Split-Package_HP | Annual | FALSE
Any | SWHC046W | Com | ex | CZ09 | cDXHP | SWHC046-01 | ExAnte2019 | IOU workpaper | 2019-11-06 | Cap-Tons | 1 |  |  | 387.3342 | 0 | 19.4329 | -117.8375 | 0 | 16.3497 | [6 empty] | DEER:HVAC_Split-Package_HP | Annual | FALSE
Any | SWHC046W | Com | ex | CZ10 | cDXHP | SWHC046-01 | ExAnte2019 | IOU workpaper | 2019-11-06 | Cap-Tons | 1 |  |  | 350.5269 | 0 | 26.3559 | -157.7665 | 0 | 21.8078 | [6 empty] | DEER:HVAC_Split-Package_HP | Annual | FALSE
Any | SWHC046W | Com | ex | CZ11 | cDXHP | SWHC046-01 | ExAnte2019 | IOU workpaper | 2019-11-06 | Cap-Tons | 1 |  |  | 239.6511 | 0 | 48.1379 | -301.5531 | 0 | 39.3311 | [6 empty] | DEER:HVAC_Split-Package_HP | Annual | FALSE
Any | SWHC046W | Com | ex | CZ12 | cDXHP | SWHC046-01 | ExAnte2019 | IOU workpaper | 2019-11-06 | Cap-Tons | 1 |  |  | 198.7817 | 0 | 45.2224 | -285.2728 | 0 | 36.6702 | [6 empty] | DEER:HVAC_Split-Package_HP | Annual | FALSE
Any | SWHC046W | Com | ex | CZ13 | cDXHP | SWHC046-01 | ExAnte2019 | IOU workpaper | 2019-11-06 | Cap-Tons | 1 |  |  | 295.1331 | 0 | 40.3064 | -249.1235 | 0 | 32.6343 | [6 empty] | DEER:HVAC_Split-Package_HP | Annual | FALSE
Any | SWHC046W | Com | ex | CZ14 | cDXHP | SWHC046-01 | ExAnte2019 | IOU workpaper | 2019-11-06 | Cap-Tons | 1 |  |  | 265.7425 | 0 | 43.9859 | -278.3108 | 0 | 34.9025 | [6 empty] | DEER:HVAC_Split-Package_HP | Annual | FALSE
Any | SWHC046W | Com | ex | CZ15 | cDXHP | SWHC046-01 | ExAnte2019 | IOU workpaper | 2019-11-06 | Cap-Tons | 1 |  |  | 677.1397 | 0 | 6.7828 | -13.3412 | 0 | 5.6497 | [6 empty] | DEER:HVAC_Split-Package_HP | Annual | FALSE
Any | SWHC046W | Com | ex | CZ16 | cDXHP | SWHC046-01 | ExAnte2019 | IOU workpaper | 2019-11-06 | Cap-Tons | 1 |  |  | -558.8336 | 0 | 129.3661 | -974.4461 | 0 | 105.3696 | [6 empty] | DEER:HVAC_Split-Package_HP | Annual | FALSE
Any | SWHC046W | ECC | ex | CZ01 | cDXHP | SWHC046-01 | ExAnte2019 | IOU workpaper | 2019-11-06 | Cap-Tons | 1 |  |  | -108.2712 | 0 | 67.5853 | -379.4016 | 0 | 48.5625 | [6 empty] | DEER:HVAC_Split-Package_HP | Annual | FALSE
Any | SWHC046W | ECC | ex | CZ02 | cDXHP | SWHC046-01 | ExAnte2019 | IOU workpaper | 2019-11-06 | Cap-Tons | 1 |  |  | 111.1565 | 0 | 37.7362 | -201.1531 | 0 | 25.4874 | [6 empty] | DEER:HVAC_Split-Package_HP | Annual | FALSE
Any | SWHC046W | ECC | ex | CZ03 | cDXHP | SWHC046-01 | ExAnte2019 | IOU workpaper | 2019-11-06 | Cap-Tons | 1 |  |  | 107.3396 | 0 | 28.7349 | -160.4855 | 0 | 20.8177 | [6 empty] | DEER:HVAC_Split-Package_HP | Annual | FALSE
Any | SWHC046W | ECC | ex | CZ04 | cDXHP | SWHC046-01 | ExAnte2019 | IOU workpaper | 2019-11-06 | Cap-Tons | 1 |  |  | 160.2591 | 0 | 25.9865 | -143.9932 | 0 | 18.1781 | [6 empty] | DEER:HVAC_Split-Package_HP | Annual | FALSE
Any | SWHC046W | ECC | ex | CZ05 | cDXHP | SWHC046-01 | ExAnte2019 | IOU workpaper | 2019-11-06 | Cap-Tons | 1 |  |  | 99.6633 | 0 | 28.8126 | -161.6799 | 0 | 20.7499 | [6 empty] | DEER:HVAC_Split-Package_HP | Annual | FALSE
Any | SWHC046W | ECC | ex | CZ06 | cDXHP | SWHC046-01 | ExAnte2019 | IOU workpaper | 2019-11-06 | Cap-Tons | 1 |  |  | 278.0146 | 0 | 9.2835 | -39.1069 | 0 | 6.4808 | [6 empty] | DEER:HVAC_Split-Package_HP | Annual | FALSE
Any | SWHC046W | ECC | ex | CZ07 | cDXHP | SWHC046-01 | ExAnte2019 | IOU workpaper | 2019-11-06 | Cap-Tons | 1 |  |  | 257.9468 | 0 | 5.3819 | -18.9311 | 0 | 3.6529 | [6 empty] | DEER:HVAC_Split-Package_HP | Annual | FALSE
Any | SWHC046W | ECC | ex | CZ08 | cDXHP | SWHC046-01 | ExAnte2019 | IOU workpaper | 2019-11-06 | Cap-Tons | 1 |  |  | 308.0485 | 0 | 8.6041 | -27.9388 | 0 | 5.824 | [6 empty] | DEER:HVAC_Split-Package_HP | Annual | FALSE
Any | SWHC046W | ECC | ex | CZ09 | cDXHP | SWHC046-01 | ExAnte2019 | IOU workpaper | 2019-11-06 | Cap-Tons | 1 |  |  | 326.0171 | 0 | 10.0026 | -45.5106 | 0 | 7.217 | [6 empty] | DEER:HVAC_Split-Package_HP | Annual | FALSE
Any | SWHC046W | ECC | ex | CZ10 | cDXHP | SWHC046-01 | ExAnte2019 | IOU workpaper | 2019-11-06 | Cap-Tons | 1 |  |  | 341.6767 | 0 | 11.5257 | -46.3294 | 0 | 7.7985 | [6 empty] | DEER:HVAC_Split-Package_HP | Annual | FALSE
Any | SWHC046W | ECC | ex | CZ11 | cDXHP | SWHC046-01 | ExAnte2019 | IOU workpaper | 2019-11-06 | Cap-Tons | 1 |  |  | 246.7847 | 0 | 31.3722 | -164.2559 | 0 | 23.3304 | [6 empty] | DEER:HVAC_Split-Package_HP | Annual | FALSE
Any | SWHC046W | ECC | ex | CZ12 | cDXHP | SWHC046-01 | ExAnte2019 | IOU workpaper | 2019-11-06 | Cap-Tons | 1 |  |  | 191.4606 | 0 | 32.923 | -174.8699 | 0 | 23.7967 | [6 empty] | DEER:HVAC_Split-Package_HP | Annual | FALSE
Any | SWHC046W | ECC | ex | CZ13 | cDXHP | SWHC046-01 | ExAnte2019 | IOU workpaper | 2019-11-06 | Cap-Tons | 1 |  |  | 276.1618 | 0 | 26.9595 | -138.2817 | 0 | 19.8382 | [6 empty] | DEER:HVAC_Split-Package_HP | Annual | FALSE
Any | SWHC046W | ECC | ex | CZ14 | cDXHP | SWHC046-01 | ExAnte2019 | IOU workpaper | 2019-11-06 | Cap-Tons | 1 |  |  | 256.9255 | 0 | 28.4244 | -155.4012 | 0 | 20.9123 | [6 empty] | DEER:HVAC_Split-Package_HP | Annual | FALSE
Any | SWHC046W | ECC | ex | CZ15 | cDXHP | SWHC046-01 | ExAnte2019 | IOU workpaper | 2019-11-06 | Cap-Tons | 1 |  |  | 544.7232 | 0 | 2.6517 | 16.7864 | 0 | 1.9383 | [6 empty] | DEER:HVAC_Split-Package_HP | Annual | FALSE
Any | SWHC046W | ECC | ex | CZ16 | cDXHP | SWHC046-01 | ExAnte2019 | IOU workpaper | 2019-11-06 | Cap-Tons | 1 |  |  | -305.5422 | 0 | 87.2714 | -611.1201 | 0 | 66.0583 | [6 empty] | DEER:HVAC_Split-Package_HP | Annual | FALSE
Any | SWHC046W | EPr | ex | CZ01 | cDXHP | SWHC046-01 | ExAnte2019 | IOU workpaper | 2019-11-06 | Cap-Tons | 1 |  |  | -351.7291 | 0 | 87.1624 | -534.0264 | 0 | 72.9321 | [6 empty] | DEER:HVAC_Split-Package_HP | Annual | FALSE
Any | SWHC046W | EPr | ex | CZ02 | cDXHP | SWHC046-01 | ExAnte2019 | IOU workpaper | 2019-11-06 | Cap-Tons | 1 |  |  | -94.7006 | 0 | 47.5682 | -288.8987 | 0 | 34.8916 | [6 empty] | DEER:HVAC_Split-Package_HP | Annual | FALSE
Any | SWHC046W | EPr | ex | CZ03 | cDXHP | SWHC046-01 | ExAnte2019 | IOU workpaper | 2019-11-06 | Cap-Tons | 1 |  |  | -65.3927 | 0 | 41.9962 | -245.7809 | 0 | 33.4162 | [6 empty] | DEER:HVAC_Split-Package_HP | Annual | FALSE
Any | SWHC046W | EPr | ex | CZ04 | cDXHP | SWHC046-01 | ExAnte2019 | IOU workpaper | 2019-11-06 | Cap-Tons | 1 |  |  | -12.7973 | 0 | 33.744 | -209.9752 | 0 | 25.051 | [6 empty] | DEER:HVAC_Split-Package_HP | Annual | FALSE
Any | SWHC046W | EPr | ex | CZ05 | cDXHP | SWHC046-01 | ExAnte2019 | IOU workpaper | 2019-11-06 | Cap-Tons | 1 |  |  | -82.4894 | 0 | 41.1584 | -248.7601 | 0 | 33.5248 | [6 empty] | DEER:HVAC_Split-Package_HP | Annual | FALSE
Any | SWHC046W | EPr | ex | CZ06 | cDXHP | SWHC046-01 | ExAnte2019 | IOU workpaper | 2019-11-06 | Cap-Tons | 1 |  |  | 97.6447 | 0 | 17.0006 | -92.7311 | 0 | 12.9186 | [6 empty] | DEER:HVAC_Split-Package_HP | Annual | FALSE
Any | SWHC046W | EPr | ex | CZ07 | cDXHP | SWHC046-01 | ExAnte2019 | IOU workpaper | 2019-11-06 | Cap-Tons | 1 |  |  | 95.3123 | 0 | 12.9204 | -71.1671 | 0 | 9.4326 | [6 empty] | DEER:HVAC_Split-Package_HP | Annual | FALSE
Any | SWHC046W | EPr | ex | CZ08 | cDXHP | SWHC046-01 | ExAnte2019 | IOU workpaper | 2019-11-06 | Cap-Tons | 1 |  |  | 133.4913 | 0 | 14.5436 | -74.6503 | 0 | 10.7872 | [6 empty] | DEER:HVAC_Split-Package_HP | Annual | FALSE
Any | SWHC046W | EPr | ex | CZ09 | cDXHP | SWHC046-01 | ExAnte2019 | IOU workpaper | 2019-11-06 | Cap-Tons | 1 |  |  | 144.8201 | 0 | 16.3087 | -96.3841 | 0 | 13.0614 | [6 empty] | DEER:HVAC_Split-Package_HP | Annual | FALSE
Any | SWHC046W | EPr | ex | CZ10 | cDXHP | SWHC046-01 | ExAnte2019 | IOU workpaper | 2019-11-06 | Cap-Tons | 1 |  |  | 163.2194 | 0 | 16.67 | -88.5727 | 0 | 12.6484 | [6 empty] | DEER:HVAC_Split-Package_HP | Annual | FALSE
Any | SWHC046W | EPr | ex | CZ11 | cDXHP | SWHC046-01 | ExAnte2019 | IOU workpaper | 2019-11-06 | Cap-Tons | 1 |  |  | 32.6144 | 0 | 37.6812 | -213.4976 | 0 | 29.0409 | [6 empty] | DEER:HVAC_Split-Package_HP | Annual | FALSE
Any | SWHC046W | EPr | ex | CZ12 | cDXHP | SWHC046-01 | ExAnte2019 | IOU workpaper | 2019-11-06 | Cap-Tons | 1 |  |  | -14.1772 | 0 | 40.9724 | -238.8834 | 0 | 30.6956 | [6 empty] | DEER:HVAC_Split-Package_HP | Annual | FALSE
Any | SWHC046W | EPr | ex | CZ13 | cDXHP | SWHC046-01 | ExAnte2019 | IOU workpaper | 2019-11-06 | Cap-Tons | 1 |  |  | 70.7644 | 0 | 33.3362 | -178.8419 | 0 | 25.624 | [6 empty] | DEER:HVAC_Split-Package_HP | Annual | FALSE
Any | SWHC046W | EPr | ex | CZ14 | cDXHP | SWHC046-01 | ExAnte2019 | IOU workpaper | 2019-11-06 | Cap-Tons | 1 |  |  | 63.2582 | 0 | 33.414 | -199.7559 | 0 | 26.2296 | [6 empty] | DEER:HVAC_Split-Package_HP | Annual | FALSE
Any | SWHC046W | EPr | ex | CZ15 | cDXHP | SWHC046-01 | ExAnte2019 | IOU workpaper | 2019-11-06 | Cap-Tons | 1 |  |  | 321.9805 | 0 | 4.3679 | -8.3876 | 0 | 3.5631 | [6 empty] | DEER:HVAC_Split-Package_HP | Annual | FALSE
Any | SWHC046W | EPr | ex | CZ16 | cDXHP | SWHC046-01 | ExAnte2019 | IOU workpaper | 2019-11-06 | Cap-Tons | 1 |  |  | -553.6099 | 0 | 106.2852 | -753.0891 | 0 | 84.4166 | [6 empty] | DEER:HVAC_Split-Package_HP | Annual | FALSE
Any | SWHC046W | ERC | ex | CZ01 | cDXHP | SWHC046-01 | ExAnte2019 | IOU workpaper | 2019-11-06 | Cap-Tons | 1 |  |  | -670.8438 | 0 | 129.8542 | -805.5492 | 0 | 110.1162 | [6 empty] | DEER:HVAC_Split-Package_HP | Annual | FALSE
Any | SWHC046W | ERC | ex | CZ02 | cDXHP | SWHC046-01 | ExAnte2019 | IOU workpaper | 2019-11-06 | Cap-Tons | 1 |  |  | -344.2314 | 0 | 81.9771 | -506.6426 | 0 | 69.5869 | [6 empty] | DEER:HVAC_Split-Package_HP | Annual | FALSE
Any | SWHC046W | ERC | ex | CZ03 | cDXHP | SWHC046-01 | ExAnte2019 | IOU workpaper | 2019-11-06 | Cap-Tons | 1 |  |  | -209.0359 | 0 | 62.2167 | -345.3812 | 0 | 53.4289 | [6 empty] | DEER:HVAC_Split-Package_HP | Annual | FALSE
Any | SWHC046W | ERC | ex | CZ04 | cDXHP | SWHC046-01 | ExAnte2019 | IOU workpaper | 2019-11-06 | Cap-Tons | 1 |  |  | -193.4416 | 0 | 57.3818 | -357.7811 | 0 | 49.8915 | [6 empty] | DEER:HVAC_Split-Package_HP | Annual | FALSE
Any | SWHC046W | ERC | ex | CZ05 | cDXHP | SWHC046-01 | ExAnte2019 | IOU workpaper | 2019-11-06 | Cap-Tons | 1 |  |  | -279.4055 | 0 | 70.017 | -418.7477 | 0 | 61.724 | [6 empty] | DEER:HVAC_Split-Package_HP | Annual | FALSE
Any | SWHC046W | ERC | ex | CZ06 | cDXHP | SWHC046-01 | ExAnte2019 | IOU workpaper | 2019-11-06 | Cap-Tons | 1 |  |  | 6.6545 | 0 | 29.5081 | -158.7672 | 0 | 26.3492 | [6 empty] | DEER:HVAC_Split-Package_HP | Annual | FALSE
Any | SWHC046W | ERC | ex | CZ07 | cDXHP | SWHC046-01 | ExAnte2019 | IOU workpaper | 2019-11-06 | Cap-Tons | 1 |  |  | 45.9438 | 0 | 19.1747 | -95.0867 | 0 | 16.423 | [6 empty] | DEER:HVAC_Split-Package_HP | Annual | FALSE
Any | SWHC046W | ERC | ex | CZ08 | cDXHP | SWHC046-01 | ExAnte2019 | IOU workpaper | 2019-11-06 | Cap-Tons | 1 |  |  | 47.1755 | 0 | 26.0794 | -131.5904 | 0 | 22.7451 | [6 empty] | DEER:HVAC_Split-Package_HP | Annual | FALSE
Any | SWHC046W | ERC | ex | CZ09 | cDXHP | SWHC046-01 | ExAnte2019 | IOU workpaper | 2019-11-06 | Cap-Tons | 1 |  |  | 55.5369 | 0 | 25.3532 | -136.8139 | 0 | 22.2282 | [6 empty] | DEER:HVAC_Split-Package_HP | Annual | FALSE
Any | SWHC046W | ERC | ex | CZ10 | cDXHP | SWHC046-01 | ExAnte2019 | IOU workpaper | 2019-11-06 | Cap-Tons | 1 |  |  | 39.071 | 0 | 29.1593 | -161.693 | 0 | 25.4458 | [6 empty] | DEER:HVAC_Split-Package_HP | Annual | FALSE
Any | SWHC046W | ERC | ex | CZ11 | cDXHP | SWHC046-01 | ExAnte2019 | IOU workpaper | 2019-11-06 | Cap-Tons | 1 |  |  | -125.4962 | 0 | 54.2926 | -331.4951 | 0 | 46.9039 | [6 empty] | DEER:HVAC_Split-Package_HP | Annual | FALSE
Any | SWHC046W | ERC | ex | CZ12 | cDXHP | SWHC046-01 | ExAnte2019 | IOU workpaper | 2019-11-06 | Cap-Tons | 1 |  |  | -190.0578 | 0 | 61.8322 | -375.9329 | 0 | 52.9718 | [6 empty] | DEER:HVAC_Split-Package_HP | Annual | FALSE
Any | SWHC046W | ERC | ex | CZ13 | cDXHP | SWHC046-01 | ExAnte2019 | IOU workpaper | 2019-11-06 | Cap-Tons | 1 |  |  | -77.1348 | 0 | 48.0787 | -289.3541 | 0 | 41.4797 | [6 empty] | DEER:HVAC_Split-Package_HP | Annual | FALSE
Any | SWHC046W | ERC | ex | CZ14 | cDXHP | SWHC046-01 | ExAnte2019 | IOU workpaper | 2019-11-06 | Cap-Tons | 1 |  |  | -110.4558 | 0 | 50.0812 | -324.796 | 0 | 43.799 | [6 empty] | DEER:HVAC_Split-Package_HP | Annual | FALSE
Any | SWHC046W | ERC | ex | CZ15 | cDXHP | SWHC046-01 | ExAnte2019 | IOU workpaper | 2019-11-06 | Cap-Tons | 1 |  |  | 255.2087 | 0 | 7.5933 | -20.3998 | 0 | 6.7246 | [6 empty] | DEER:HVAC_Split-Package_HP | Annual | FALSE
Any | SWHC046W | ERC | ex | CZ16 | cDXHP | SWHC046-01 | ExAnte2019 | IOU workpaper | 2019-11-06 | Cap-Tons | 1 |  |  | -939.8333 | 0 | 143.6822 | -1116.0868 | 0 | 123.3539 | [6 empty] | DEER:HVAC_Split-Package_HP | Annual | FALSE
Any | SWHC046W | ESe | ex | CZ01 | cDXHP | SWHC046-01 | ExAnte2019 | IOU workpaper | 2019-11-06 | Cap-Tons | 1 |  |  | -274.4787 | 0 | 79.7905 | -472.4353 | 0 | 62.6164 | [6 empty] | DEER:HVAC_Split-Package_HP | Annual | FALSE
Any | SWHC046W | ESe | ex | CZ02 | cDXHP | SWHC046-01 | ExAnte2019 | IOU workpaper | 2019-11-06 | Cap-Tons | 1 |  |  | -64.4347 | 0 | 47.0381 | -279.2605 | 0 | 33.9701 | [6 empty] | DEER:HVAC_Split-Package_HP | Annual | FALSE
Any | SWHC046W | ESe | ex | CZ03 | cDXHP | SWHC046-01 | ExAnte2019 | IOU workpaper | 2019-11-06 | Cap-Tons | 1 |  |  | 0.2018 | 0 | 33.256 | -194.4469 | 0 | 26.013 | [6 empty] | DEER:HVAC_Split-Package_HP | Annual | FALSE
Any | SWHC046W | ESe | ex | CZ04 | cDXHP | SWHC046-01 | ExAnte2019 | IOU workpaper | 2019-11-06 | Cap-Tons | 1 |  |  | 35.7655 | 0 | 30.0793 | -179.7843 | 0 | 22.1133 | [6 empty] | DEER:HVAC_Split-Package_HP | Annual | FALSE
Any | SWHC046W | ESe | ex | CZ05 | cDXHP | SWHC046-01 | ExAnte2019 | IOU workpaper | 2019-11-06 | Cap-Tons | 1 |  |  | 0.475 | 0 | 32.1555 | -190.4498 | 0 | 25.3541 | [6 empty] | DEER:HVAC_Split-Package_HP | Annual | FALSE
Any | SWHC046W | ESe | ex | CZ06 | cDXHP | SWHC046-01 | ExAnte2019 | IOU workpaper | 2019-11-06 | Cap-Tons | 1 |  |  | 156.297 | 0 | 12.9775 | -66.4046 | 0 | 9.5127 | [6 empty] | DEER:HVAC_Split-Package_HP | Annual | FALSE
Any | SWHC046W | ESe | ex | CZ07 | cDXHP | SWHC046-01 | ExAnte2019 | IOU workpaper | 2019-11-06 | Cap-Tons | 1 |  |  | 156.5582 | 0 | 8.8533 | -41.9963 | 0 | 6.3211 | [6 empty] | DEER:HVAC_Split-Package_HP | Annual | FALSE
Any | SWHC046W | ESe | ex | CZ08 | cDXHP | SWHC046-01 | ExAnte2019 | IOU workpaper | 2019-11-06 | Cap-Tons | 1 |  |  | 182.5827 | 0 | 12.1366 | -54.8491 | 0 | 8.7812 | [6 empty] | DEER:HVAC_Split-Package_HP | Annual | FALSE
Any | SWHC046W | ESe | ex | CZ09 | cDXHP | SWHC046-01 | ExAnte2019 | IOU workpaper | 2019-11-06 | Cap-Tons | 1 |  |  | 189.9476 | 0 | 13.4632 | -71.7448 | 0 | 10.222 | [6 empty] | DEER:HVAC_Split-Package_HP | Annual | FALSE
Any | SWHC046W | ESe | ex | CZ10 | cDXHP | SWHC046-01 | ExAnte2019 | IOU workpaper | 2019-11-06 | Cap-Tons | 1 |  |  | 184.3129 | 0 | 17.1197 | -87.3043 | 0 | 12.5049 | [6 empty] | DEER:HVAC_Split-Package_HP | Annual | FALSE
Any | SWHC046W | ESe | ex | CZ11 | cDXHP | SWHC046-01 | ExAnte2019 | IOU workpaper | 2019-11-06 | Cap-Tons | 1 |  |  | 51.6768 | 0 | 40.1983 | -227.4693 | 0 | 31.1402 | [6 empty] | DEER:HVAC_Split-Package_HP | Annual | FALSE
Any | SWHC046W | ESe | ex | CZ12 | cDXHP | SWHC046-01 | ExAnte2019 | IOU workpaper | 2019-11-06 | Cap-Tons | 1 |  |  | 2.6464 | 0 | 41.9804 | -245.8244 | 0 | 31.7749 | [6 empty] | DEER:HVAC_Split-Package_HP | Annual | FALSE
Any | SWHC046W | ESe | ex | CZ13 | cDXHP | SWHC046-01 | ExAnte2019 | IOU workpaper | 2019-11-06 | Cap-Tons | 1 |  |  | 90.0239 | 0 | 34.6856 | -193.9502 | 0 | 26.6575 | [6 empty] | DEER:HVAC_Split-Package_HP | Annual | FALSE
Any | SWHC046W | ESe | ex | CZ14 | cDXHP | SWHC046-01 | ExAnte2019 | IOU workpaper | 2019-11-06 | Cap-Tons | 1 |  |  | 72.0993 | 0 | 36.1647 | -214.07 | 0 | 27.9764 | [6 empty] | DEER:HVAC_Split-Package_HP | Annual | FALSE
Any | SWHC046W | ESe | ex | CZ15 | cDXHP | SWHC046-01 | ExAnte2019 | IOU workpaper | 2019-11-06 | Cap-Tons | 1 |  |  | 352.8369 | 0 | 4.7092 | -7.1767 | 0 | 3.6936 | [6 empty] | DEER:HVAC_Split-Package_HP | Annual | FALSE
Any | SWHC046W | ESe | ex | CZ16 | cDXHP | SWHC046-01 | ExAnte2019 | IOU workpaper | 2019-11-06 | Cap-Tons | 1 |  |  | -487.4261 | 0 | 97.2881 | -704.4604 | 0 | 76.8018 | [6 empty] | DEER:HVAC_Split-Package_HP | Annual | FALSE
Any | SWHC046W | EUn | ex | CZ01 | cDXHP | SWHC046-01 | ExAnte2019 | IOU workpaper | 2019-11-06 | Cap-Tons | 1 |  |  | -194.5457 | 0 | 84.6984 | -517.9573 | 0 | 69.9315 | [6 empty] | DEER:HVAC_Split-Package_HP | Annual | FALSE
Any | SWHC046W | EUn | ex | CZ02 | cDXHP | SWHC046-01 | ExAnte2019 | IOU workpaper | 2019-11-06 | Cap-Tons | 1 |  |  | 61.4358 | 0 | 52.4171 | -306.4554 | 0 | 40.0477 | [6 empty] | DEER:HVAC_Split-Package_HP | Annual | FALSE
Any | SWHC046W | EUn | ex | CZ03 | cDXHP | SWHC046-01 | ExAnte2019 | IOU workpaper | 2019-11-06 | Cap-Tons | 1 |  |  | 68.4256 | 0 | 41.893 | -249.9464 | 0 | 34.7464 | [6 empty] | DEER:HVAC_Split-Package_HP | Annual | FALSE
Any | SWHC046W | EUn | ex | CZ04 | cDXHP | SWHC046-01 | ExAnte2019 | IOU workpaper | 2019-11-06 | Cap-Tons | 1 |  |  | 126.0986 | 0 | 38.2365 | -234.6429 | 0 | 30.3089 | [6 empty] | DEER:HVAC_Split-Package_HP | Annual | FALSE
Any | SWHC046W | EUn | ex | CZ05 | cDXHP | SWHC046-01 | ExAnte2019 | IOU workpaper | 2019-11-06 | Cap-Tons | 1 |  |  | 47.7719 | 0 | 43.0267 | -256.5536 | 0 | 35.8672 | [6 empty] | DEER:HVAC_Split-Package_HP | Annual | FALSE
Any | SWHC046W | EUn | ex | CZ06 | cDXHP | SWHC046-01 | ExAnte2019 | IOU workpaper | 2019-11-06 | Cap-Tons | 1 |  |  | 283.1326 | 0 | 17.7492 | -93.7866 | 0 | 14.0792 | [6 empty] | DEER:HVAC_Split-Package_HP | Annual | FALSE
Any | SWHC046W | EUn | ex | CZ07 | cDXHP | SWHC046-01 | ExAnte2019 | IOU workpaper | 2019-11-06 | Cap-Tons | 1 |  |  | 267.2375 | 0 | 12.5629 | -66.1913 | 0 | 9.8559 | [6 empty] | DEER:HVAC_Split-Package_HP | Annual | FALSE
Any | SWHC046W | EUn | ex | CZ08 | cDXHP | SWHC046-01 | ExAnte2019 | IOU workpaper | 2019-11-06 | Cap-Tons | 1 |  |  | 320.2663 | 0 | 17.1788 | -81.8776 | 0 | 13.4116 | [6 empty] | DEER:HVAC_Split-Package_HP | Annual | FALSE
Any | SWHC046W | EUn | ex | CZ09 | cDXHP | SWHC046-01 | ExAnte2019 | IOU workpaper | 2019-11-06 | Cap-Tons | 1 |  |  | 341.3366 | 0 | 18.0001 | -95.3649 | 0 | 14.0701 | [6 empty] | DEER:HVAC_Split-Package_HP | Annual | FALSE
Any | SWHC046W | EUn | ex | CZ10 | cDXHP | SWHC046-01 | ExAnte2019 | IOU workpaper | 2019-11-06 | Cap-Tons | 1 |  |  | 363.6672 | 0 | 19.3337 | -93.0477 | 0 | 14.3307 | [6 empty] | DEER:HVAC_Split-Package_HP | Annual | FALSE
Any | SWHC046W | EUn | ex | CZ11 | cDXHP | SWHC046-01 | ExAnte2019 | IOU workpaper | 2019-11-06 | Cap-Tons | 1 |  |  | 260.5452 | 0 | 40.6036 | -222.0298 | 0 | 31.7561 | [6 empty] | DEER:HVAC_Split-Package_HP | Annual | FALSE
Any | SWHC046W | EUn | ex | CZ12 | cDXHP | SWHC046-01 | ExAnte2019 | IOU workpaper | 2019-11-06 | Cap-Tons | 1 |  |  | 188.6169 | 0 | 43.7319 | -244.6041 | 0 | 34.1153 | [6 empty] | DEER:HVAC_Split-Package_HP | Annual | FALSE
Any | SWHC046W | EUn | ex | CZ13 | cDXHP | SWHC046-01 | ExAnte2019 | IOU workpaper | 2019-11-06 | Cap-Tons | 1 |  |  | 297.4222 | 0 | 35.0966 | -187.9082 | 0 | 26.9542 | [6 empty] | DEER:HVAC_Split-Package_HP | Annual | FALSE
Any | SWHC046W | EUn | ex | CZ14 | cDXHP | SWHC046-01 | ExAnte2019 | IOU workpaper | 2019-11-06 | Cap-Tons | 1 |  |  | 268.1907 | 0 | 38.1725 | -214.3307 | 0 | 29.2439 | [6 empty] | DEER:HVAC_Split-Package_HP | Annual | FALSE
Any | SWHC046W | EUn | ex | CZ15 | cDXHP | SWHC046-01 | ExAnte2019 | IOU workpaper | 2019-11-06 | Cap-Tons | 1 |  |  | 614.846 | 0 | 5.3361 | 0.1115 | 0 | 4.2252 | [6 empty] | DEER:HVAC_Split-Package_HP | Annual | FALSE
Any | SWHC046W | EUn | ex | CZ16 | cDXHP | SWHC046-01 | ExAnte2019 | IOU workpaper | 2019-11-06 | Cap-Tons | 1 |  |  | -392.0999 | 0 | 103.5776 | -746.4904 | 0 | 82.9867 | [6 empty] | DEER:HVAC_Split-Package_HP | Annual | FALSE
Any | SWHC046W | Gro | ex | CZ01 | cDXHP | SWHC046-01 | ExAnte2019 | IOU workpaper | 2019-11-06 | Cap-Tons | 1 |  |  | -2094.3092 | 0 | 504.8654 | -3291.7309 | 0 | 439.6634 | [6 empty] | DEER:HVAC_Split-Package_HP | Annual | FALSE
Any | SWHC046W | Gro | ex | CZ02 | cDXHP | SWHC046-01 | ExAnte2019 | IOU workpaper | 2019-11-06 | Cap-Tons | 1 |  |  | -457.805 | 0 | 161.854 | -1275.9021 | 0 | 144.7363 | [6 empty] | DEER:HVAC_Split-Package_HP | Annual | FALSE
Any | SWHC046W | Gro | ex | CZ03 | cDXHP | SWHC046-01 | ExAnte2019 | IOU workpaper | 2019-11-06 | Cap-Tons | 1 |  |  | -501.2502 | 0 | 215.1098 | -1463.5352 | 0 | 197.2844 | [6 empty] | DEER:HVAC_Split-Package_HP | Annual | FALSE
Any | SWHC046W | Gro | ex | CZ04 | cDXHP | SWHC046-01 | ExAnte2019 | IOU workpaper | 2019-11-06 | Cap-Tons | 1 |  |  | -267.3342 | 0 | 141.5961 | -1092.6745 | 0 | 130.0058 | [6 empty] | DEER:HVAC_Split-Package_HP | Annual | FALSE
Any | SWHC046W | Gro | ex | CZ05 | cDXHP | SWHC046-01 | ExAnte2019 | IOU workpaper | 2019-11-06 | Cap-Tons | 1 |  |  | -693.2986 | 0 | 252.8961 | -1722.2903 | 0 | 229.3916 | [6 empty] | DEER:HVAC_Split-Package_HP | Annual | FALSE
Any | SWHC046W | Gro | ex | CZ06 | cDXHP | SWHC046-01 | ExAnte2019 | IOU workpaper | 2019-11-06 | Cap-Tons | 1 |  |  | 39.5095 | 0 | 88.5897 | -781.5274 | 0 | 89.5988 | [6 empty] | DEER:HVAC_Split-Package_HP | Annual | FALSE
Any | SWHC046W | Gro | ex | CZ07 | cDXHP | SWHC046-01 | ExAnte2019 | IOU workpaper | 2019-11-06 | Cap-Tons | 1 |  |  | 224.8409 | 0 | 101.6866 | -817.5006 | 0 | 104.7239 | [6 empty] | DEER:HVAC_Split-Package_HP | Annual | FALSE
Any | SWHC046W | Gro | ex | CZ08 | cDXHP | SWHC046-01 | ExAnte2019 | IOU workpaper | 2019-11-06 | Cap-Tons | 1 |  |  | 198.6875 | 0 | 74.4065 | -650.887 | 0 | 74.6975 | [6 empty] | DEER:HVAC_Split-Package_HP | Annual | FALSE
Any | SWHC046W | Gro | ex | CZ09 | cDXHP | SWHC046-01 | ExAnte2019 | IOU workpaper | 2019-11-06 | Cap-Tons | 1 |  |  | 222.7252 | 0 | 67.0135 | -640.705 | 0 | 68.4359 | [6 empty] | DEER:HVAC_Split-Package_HP | Annual | FALSE
Any | SWHC046W | Gro | ex | CZ10 | cDXHP | SWHC046-01 | ExAnte2019 | IOU workpaper | 2019-11-06 | Cap-Tons | 1 |  |  | 213.3148 | 0 | 75.8687 | -681.1898 | 0 | 73.7171 | [6 empty] | DEER:HVAC_Split-Package_HP | Annual | FALSE
Any | SWHC046W | Gro | ex | CZ11 | cDXHP | SWHC046-01 | ExAnte2019 | IOU workpaper | 2019-11-06 | Cap-Tons | 1 |  |  | -44.8644 | 0 | 109.6381 | -943.7766 | 0 | 101.6762 | [6 empty] | DEER:HVAC_Split-Package_HP | Annual | FALSE
Any | SWHC046W | Gro | ex | CZ12 | cDXHP | SWHC046-01 | ExAnte2019 | IOU workpaper | 2019-11-06 | Cap-Tons | 1 |  |  | -112.8678 | 0 | 108.4895 | -972.0729 | 0 | 101.3289 | [6 empty] | DEER:HVAC_Split-Package_HP | Annual | FALSE
Any | SWHC046W | Gro | ex | CZ13 | cDXHP | SWHC046-01 | ExAnte2019 | IOU workpaper | 2019-11-06 | Cap-Tons | 1 |  |  | 73.756 | 0 | 98.4158 | -856.1385 | 0 | 91.2784 | [6 empty] | DEER:HVAC_Split-Package_HP | Annual | FALSE
Any | SWHC046W | Gro | ex | CZ14 | cDXHP | SWHC046-01 | ExAnte2019 | IOU workpaper | 2019-11-06 | Cap-Tons | 1 |  |  | -20.0142 | 0 | 104.5594 | -934.4681 | 0 | 96.6664 | [6 empty] | DEER:HVAC_Split-Package_HP | Annual | FALSE
Any | SWHC046W | Gro | ex | CZ15 | cDXHP | SWHC046-01 | ExAnte2019 | IOU workpaper | 2019-11-06 | Cap-Tons | 1 |  |  | 779.8829 | 0 | 22.9923 | -267.2981 | 0 | 26.4591 | [6 empty] | DEER:HVAC_Split-Package_HP | Annual | FALSE
Any | SWHC046W | Gro | ex | CZ16 | cDXHP | SWHC046-01 | ExAnte2019 | IOU workpaper | 2019-11-06 | Cap-Tons | 1 |  |  | -2015.2848 | 0 | 343.8211 | -3000.6232 | 0 | 301.7267 | [6 empty] | DEER:HVAC_Split-Package_HP | Annual | FALSE
Any | SWHC046W | Hsp | ex | CZ01 | cDXHP | SWHC046-01 | ExAnte2019 | IOU workpaper | 2019-11-06 | Cap-Tons | 1 |  |  | 356.551 | 0 | 69.5781 | -423.2023 | 0 | 45.0814 | [6 empty] | DEER:HVAC_Split-Package_HP | Annual | FALSE
Any | SWHC046W | Hsp | ex | CZ02 | cDXHP | SWHC046-01 | ExAnte2019 | IOU workpaper | 2019-11-06 | Cap-Tons | 1 |  |  | 575.0343 | 0 | 45.2508 | -257.9924 | 0 | 28.618 | [6 empty] | DEER:HVAC_Split-Package_HP | Annual | FALSE
Any | SWHC046W | Hsp | ex | CZ03 | cDXHP | SWHC046-01 | ExAnte2019 | IOU workpaper | 2019-11-06 | Cap-Tons | 1 |  |  | 572.642 | 0 | 32.691 | -196.1952 | 0 | 21.6234 | [6 empty] | DEER:HVAC_Split-Package_HP | Annual | FALSE
Any | SWHC046W | Hsp | ex | CZ04 | cDXHP | SWHC046-01 | ExAnte2019 | IOU workpaper | 2019-11-06 | Cap-Tons | 1 |  |  | 634.7666 | 0 | 33.5084 | -193.5426 | 0 | 21.5661 | [6 empty] | DEER:HVAC_Split-Package_HP | Annual | FALSE
Any | SWHC046W | Hsp | ex | CZ05 | cDXHP | SWHC046-01 | ExAnte2019 | IOU workpaper | 2019-11-06 | Cap-Tons | 1 |  |  | 546.1047 | 0 | 36.9828 | -212.1768 | 0 | 23.1037 | [6 empty] | DEER:HVAC_Split-Package_HP | Annual | FALSE
Any | SWHC046W | Hsp | ex | CZ06 | cDXHP | SWHC046-01 | ExAnte2019 | IOU workpaper | 2019-11-06 | Cap-Tons | 1 |  |  | 758.4426 | 0 | 15.4796 | -77.6861 | 0 | 9.9934 | [6 empty] | DEER:HVAC_Split-Package_HP | Annual | FALSE
Any | SWHC046W | Hsp | ex | CZ07 | cDXHP | SWHC046-01 | ExAnte2019 | IOU workpaper | 2019-11-06 | Cap-Tons | 1 |  |  | 763.2929 | 0 | 6.3022 | -27.3751 | 0 | 4.2672 | [6 empty] | DEER:HVAC_Split-Package_HP | Annual | FALSE
Any | SWHC046W | Hsp | ex | CZ08 | cDXHP | SWHC046-01 | ExAnte2019 | IOU workpaper | 2019-11-06 | Cap-Tons | 1 |  |  | 818.0552 | 0 | 11.4872 | -49.0665 | 0 | 7.5154 | [6 empty] | DEER:HVAC_Split-Package_HP | Annual | FALSE
Any | SWHC046W | Hsp | ex | CZ09 | cDXHP | SWHC046-01 | ExAnte2019 | IOU workpaper | 2019-11-06 | Cap-Tons | 1 |  |  | 818.1512 | 0 | 16.2221 | -76.8262 | 0 | 10.548 | [6 empty] | DEER:HVAC_Split-Package_HP | Annual | FALSE
Any | SWHC046W | Hsp | ex | CZ10 | cDXHP | SWHC046-01 | ExAnte2019 | IOU workpaper | 2019-11-06 | Cap-Tons | 1 |  |  | 838.4341 | 0 | 19.9973 | -91.5916 | 0 | 12.4026 | [6 empty] | DEER:HVAC_Split-Package_HP | Annual | FALSE
Any | SWHC046W | Hsp | ex | CZ11 | cDXHP | SWHC046-01 | ExAnte2019 | IOU workpaper | 2019-11-06 | Cap-Tons | 1 |  |  | 704.8083 | 0 | 44.6168 | -244.2646 | 0 | 29.6874 | [6 empty] | DEER:HVAC_Split-Package_HP | Annual | FALSE
Any | SWHC046W | Hsp | ex | CZ12 | cDXHP | SWHC046-01 | ExAnte2019 | IOU workpaper | 2019-11-06 | Cap-Tons | 1 |  |  | 661.2655 | 0 | 41.7984 | -236.3353 | 0 | 27.7973 | [6 empty] | DEER:HVAC_Split-Package_HP | Annual | FALSE
Any | SWHC046W | Hsp | ex | CZ13 | cDXHP | SWHC046-01 | ExAnte2019 | IOU workpaper | 2019-11-06 | Cap-Tons | 1 |  |  | 753.5122 | 0 | 39.1715 | -211.4484 | 0 | 25.8934 | [6 empty] | DEER:HVAC_Split-Package_HP | Annual | FALSE
Any | SWHC046W | Hsp | ex | CZ14 | cDXHP | SWHC046-01 | ExAnte2019 | IOU workpaper | 2019-11-06 | Cap-Tons | 1 |  |  | 666.4146 | 0 | 50.1293 | -278.0826 | 0 | 32.7911 | [6 empty] | DEER:HVAC_Split-Package_HP | Annual | FALSE
Any | SWHC046W | Hsp | ex | CZ15 | cDXHP | SWHC046-01 | ExAnte2019 | IOU workpaper | 2019-11-06 | Cap-Tons | 1 |  |  | 1116.3988 | 0 | 7.0521 | 9.2044 | 0 | 4.4555 | [6 empty] | DEER:HVAC_Split-Package_HP | Annual | FALSE
Any | SWHC046W | Hsp | ex | CZ16 | cDXHP | SWHC046-01 | ExAnte2019 | IOU workpaper | 2019-11-06 | Cap-Tons | 1 |  |  | 53.0399 | 0 | 113.9533 | -744.7938 | 0 | 78.0691 | [6 empty] | DEER:HVAC_Split-Package_HP | Annual | FALSE
Any | SWHC046W | Htl | ex | CZ01 | cDXHP | SWHC046-01 | ExAnte2019 | IOU workpaper | 2019-11-06 | Cap-Tons | 1 |  |  | -821.5539 | 0 | 212.939 | -1434.5833 | 0 | 187.3794 | [6 empty] | DEER:HVAC_Split-Package_HP | Annual | FALSE
Any | SWHC046W | Htl | ex | CZ02 | cDXHP | SWHC046-01 | ExAnte2019 | IOU workpaper | 2019-11-06 | Cap-Tons | 1 |  |  | -301.7467 | 0 | 129.1498 | -890.8167 | 0 | 104.5951 | [6 empty] | DEER:HVAC_Split-Package_HP | Annual | FALSE
Any | SWHC046W | Htl | ex | CZ03 | cDXHP | SWHC046-01 | ExAnte2019 | IOU workpaper | 2019-11-06 | Cap-Tons | 1 |  |  | -172.7968 | 0 | 114.4418 | -767.3769 | 0 | 102.0275 | [6 empty] | DEER:HVAC_Split-Package_HP | Annual | FALSE
Any | SWHC046W | Htl | ex | CZ04 | cDXHP | SWHC046-01 | ExAnte2019 | IOU workpaper | 2019-11-06 | Cap-Tons | 1 |  |  | -111.53 | 0 | 92.8832 | -691.2426 | 0 | 75.5046 | [6 empty] | DEER:HVAC_Split-Package_HP | Annual | FALSE
Any | SWHC046W | Htl | ex | CZ05 | cDXHP | SWHC046-01 | ExAnte2019 | IOU workpaper | 2019-11-06 | Cap-Tons | 1 |  |  | -286.9839 | 0 | 123.768 | -811.3019 | 0 | 107.2411 | [6 empty] | DEER:HVAC_Split-Package_HP | Annual | FALSE
Any | SWHC046W | Htl | ex | CZ06 | cDXHP | SWHC046-01 | ExAnte2019 | IOU workpaper | 2019-11-06 | Cap-Tons | 1 |  |  | 254.8164 | 0 | 55.8458 | -367.4345 | 0 | 48.4703 | [6 empty] | DEER:HVAC_Split-Package_HP | Annual | FALSE
Any | SWHC046W | Htl | ex | CZ07 | cDXHP | SWHC046-01 | ExAnte2019 | IOU workpaper | 2019-11-06 | Cap-Tons | 1 |  |  | 302.667 | 0 | 37.9748 | -270.7825 | 0 | 33.6708 | [6 empty] | DEER:HVAC_Split-Package_HP | Annual | FALSE
Any | SWHC046W | Htl | ex | CZ08 | cDXHP | SWHC046-01 | ExAnte2019 | IOU workpaper | 2019-11-06 | Cap-Tons | 1 |  |  | 392.7793 | 0 | 46.2468 | -272.1699 | 0 | 37.0812 | [6 empty] | DEER:HVAC_Split-Package_HP | Annual | FALSE
Any | SWHC046W | Htl | ex | CZ09 | cDXHP | SWHC046-01 | ExAnte2019 | IOU workpaper | 2019-11-06 | Cap-Tons | 1 |  |  | 375.6948 | 0 | 50.3361 | -325.0048 | 0 | 41.7772 | [6 empty] | DEER:HVAC_Split-Package_HP | Annual | FALSE
Any | SWHC046W | Htl | ex | CZ10 | cDXHP | SWHC046-01 | ExAnte2019 | IOU workpaper | 2019-11-06 | Cap-Tons | 1 |  |  | 373.7409 | 0 | 59.3745 | -352.4662 | 0 | 47.6979 | [6 empty] | DEER:HVAC_Split-Package_HP | Annual | FALSE
Any | SWHC046W | Htl | ex | CZ11 | cDXHP | SWHC046-01 | ExAnte2019 | IOU workpaper | 2019-11-06 | Cap-Tons | 1 |  |  | 147.8676 | 0 | 100.3054 | -615.0468 | 0 | 83.4381 | [6 empty] | DEER:HVAC_Split-Package_HP | Annual | FALSE
Any | SWHC046W | Htl | ex | CZ12 | cDXHP | SWHC046-01 | ExAnte2019 | IOU workpaper | 2019-11-06 | Cap-Tons | 1 |  |  | 58.1708 | 0 | 106.5032 | -645.3703 | 0 | 86.7708 | [6 empty] | DEER:HVAC_Split-Package_HP | Annual | FALSE
Any | SWHC046W | Htl | ex | CZ13 | cDXHP | SWHC046-01 | ExAnte2019 | IOU workpaper | 2019-11-06 | Cap-Tons | 1 |  |  | 217.4521 | 0 | 89.5645 | -550.9415 | 0 | 74.313 | [6 empty] | DEER:HVAC_Split-Package_HP | Annual | FALSE
Any | SWHC046W | Htl | ex | CZ14 | cDXHP | SWHC046-01 | ExAnte2019 | IOU workpaper | 2019-11-06 | Cap-Tons | 1 |  |  | 100.9357 | 0 | 103.8375 | -660.1764 | 0 | 86.377 | [6 empty] | DEER:HVAC_Split-Package_HP | Annual | FALSE
Any | SWHC046W | Htl | ex | CZ15 | cDXHP | SWHC046-01 | ExAnte2019 | IOU workpaper | 2019-11-06 | Cap-Tons | 1 |  |  | 877.2209 | 0 | 19.9682 | -107.72 | 0 | 18.0152 | [6 empty] | DEER:HVAC_Split-Package_HP | Annual | FALSE
Any | SWHC046W | Htl | ex | CZ16 | cDXHP | SWHC046-01 | ExAnte2019 | IOU workpaper | 2019-11-06 | Cap-Tons | 1 |  |  | -1245.4776 | 0 | 233.8569 | -1891.0548 | 0 | 204.1808 | [6 empty] | DEER:HVAC_Split-Package_HP | Annual | FALSE
Any | SWHC046W | MBT | ex | CZ01 | cDXHP | SWHC046-01 | ExAnte2019 | IOU workpaper | 2019-11-06 | Cap-Tons | 1 |  |  | -96.8076 | 0 | 56.3658 | -334.1644 | 0 | 44.8592 | [6 empty] | DEER:HVAC_Split-Package_HP | Annual | FALSE
Any | SWHC046W | MBT | ex | CZ02 | cDXHP | SWHC046-01 | ExAnte2019 | IOU workpaper | 2019-11-06 | Cap-Tons | 1 |  |  | 132.3937 | 0 | 30.8004 | -168.8726 | 0 | 23.0982 | [6 empty] | DEER:HVAC_Split-Package_HP | Annual | FALSE
Any | SWHC046W | MBT | ex | CZ03 | cDXHP | SWHC046-01 | ExAnte2019 | IOU workpaper | 2019-11-06 | Cap-Tons | 1 |  |  | 114.1701 | 0 | 26.1789 | -150.1205 | 0 | 21.219 | [6 empty] | DEER:HVAC_Split-Package_HP | Annual | FALSE
Any | SWHC046W | MBT | ex | CZ04 | cDXHP | SWHC046-01 | ExAnte2019 | IOU workpaper | 2019-11-06 | Cap-Tons | 1 |  |  | 181.2424 | 0 | 21.0312 | -113.1156 | 0 | 16.0113 | [6 empty] | DEER:HVAC_Split-Package_HP | Annual | FALSE
Any | SWHC046W | MBT | ex | CZ05 | cDXHP | SWHC046-01 | ExAnte2019 | IOU workpaper | 2019-11-06 | Cap-Tons | 1 |  |  | 99.3645 | 0 | 26.6935 | -154.1039 | 0 | 21.1736 | [6 empty] | DEER:HVAC_Split-Package_HP | Annual | FALSE
Any | SWHC046W | MBT | ex | CZ06 | cDXHP | SWHC046-01 | ExAnte2019 | IOU workpaper | 2019-11-06 | Cap-Tons | 1 |  |  | 272.9229 | 0 | 11.4278 | -51.5384 | 0 | 8.8853 | [6 empty] | DEER:HVAC_Split-Package_HP | Annual | FALSE
Any | SWHC046W | MBT | ex | CZ07 | cDXHP | SWHC046-01 | ExAnte2019 | IOU workpaper | 2019-11-06 | Cap-Tons | 1 |  |  | 247.7774 | 0 | 8.1053 | -35.8958 | 0 | 6.1751 | [6 empty] | DEER:HVAC_Split-Package_HP | Annual | FALSE
Any | SWHC046W | MBT | ex | CZ08 | cDXHP | SWHC046-01 | ExAnte2019 | IOU workpaper | 2019-11-06 | Cap-Tons | 1 |  |  | 314.8482 | 0 | 10.111 | -40.8835 | 0 | 7.6598 | [6 empty] | DEER:HVAC_Split-Package_HP | Annual | FALSE
Any | SWHC046W | MBT | ex | CZ09 | cDXHP | SWHC046-01 | ExAnte2019 | IOU workpaper | 2019-11-06 | Cap-Tons | 1 |  |  | 337.5548 | 0 | 11.8142 | -50.2672 | 0 | 8.2957 | [6 empty] | DEER:HVAC_Split-Package_HP | Annual | FALSE
Any | SWHC046W | MBT | ex | CZ10 | cDXHP | SWHC046-01 | ExAnte2019 | IOU workpaper | 2019-11-06 | Cap-Tons | 1 |  |  | 349.7374 | 0 | 12.1637 | -45.7339 | 0 | 8.2902 | [6 empty] | DEER:HVAC_Split-Package_HP | Annual | FALSE
Any | SWHC046W | MBT | ex | CZ11 | cDXHP | SWHC046-01 | ExAnte2019 | IOU workpaper | 2019-11-06 | Cap-Tons | 1 |  |  | 295.9391 | 0 | 24.1168 | -116.894 | 0 | 17.2964 | [6 empty] | DEER:HVAC_Split-Package_HP | Annual | FALSE
Any | SWHC046W | MBT | ex | CZ12 | cDXHP | SWHC046-01 | ExAnte2019 | IOU workpaper | 2019-11-06 | Cap-Tons | 1 |  |  | 240.1829 | 0 | 25.7402 | -135.2772 | 0 | 18.7354 | [6 empty] | DEER:HVAC_Split-Package_HP | Annual | FALSE
Any | SWHC046W | MBT | ex | CZ13 | cDXHP | SWHC046-01 | ExAnte2019 | IOU workpaper | 2019-11-06 | Cap-Tons | 1 |  |  | 316.3151 | 0 | 21.8301 | -103.754 | 0 | 15.4144 | [6 empty] | DEER:HVAC_Split-Package_HP | Annual | FALSE
Any | SWHC046W | MBT | ex | CZ14 | cDXHP | SWHC046-01 | ExAnte2019 | IOU workpaper | 2019-11-06 | Cap-Tons | 1 |  |  | 294.6251 | 0 | 25.0893 | -125.4091 | 0 | 17.8633 | [6 empty] | DEER:HVAC_Split-Package_HP | Annual | FALSE
Any | SWHC046W | MBT | ex | CZ15 | cDXHP | SWHC046-01 | ExAnte2019 | IOU workpaper | 2019-11-06 | Cap-Tons | 1 |  |  | 532.5776 | 0 | 3.5546 | 10.9865 | 0 | 2.4063 | [6 empty] | DEER:HVAC_Split-Package_HP | Annual | FALSE
Any | SWHC046W | MBT | ex | CZ16 | cDXHP | SWHC046-01 | ExAnte2019 | IOU workpaper | 2019-11-06 | Cap-Tons | 1 |  |  | -213.9631 | 0 | 74.3602 | -534.0527 | 0 | 58.5515 | [6 empty] | DEER:HVAC_Split-Package_HP | Annual | FALSE
Any | SWHC046W | MLI | ex | CZ01 | cDXHP | SWHC046-01 | ExAnte2019 | IOU workpaper | 2019-11-06 | Cap-Tons | 1 |  |  | -402.616 | 0 | 84.8434 | -669.9872 | 0 | 76.3303 | [6 empty] | DEER:HVAC_Split-Package_HP | Annual | FALSE
Any | SWHC046W | MLI | ex | CZ02 | cDXHP | SWHC046-01 | ExAnte2019 | IOU workpaper | 2019-11-06 | Cap-Tons | 1 |  |  | -80.8273 | 0 | 52.5631 | -401.7951 | 0 | 46.5116 | [6 empty] | DEER:HVAC_Split-Package_HP | Annual | FALSE
Any | SWHC046W | MLI | ex | CZ03 | cDXHP | SWHC046-01 | ExAnte2019 | IOU workpaper | 2019-11-06 | Cap-Tons | 1 |  |  | -44.7473 | 0 | 42.7792 | -328.7831 | 0 | 39.1986 | [6 empty] | DEER:HVAC_Split-Package_HP | Annual | FALSE
Any | SWHC046W | MLI | ex | CZ04 | cDXHP | SWHC046-01 | ExAnte2019 | IOU workpaper | 2019-11-06 | Cap-Tons | 1 |  |  | -5.461 | 0 | 38.9253 | -318.835 | 0 | 35.1047 | [6 empty] | DEER:HVAC_Split-Package_HP | Annual | FALSE
Any | SWHC046W | MLI | ex | CZ05 | cDXHP | SWHC046-01 | ExAnte2019 | IOU workpaper | 2019-11-06 | Cap-Tons | 1 |  |  | -82.8539 | 0 | 46.8272 | -366.0926 | 0 | 42.8291 | [6 empty] | DEER:HVAC_Split-Package_HP | Annual | FALSE
Any | SWHC046W | MLI | ex | CZ06 | cDXHP | SWHC046-01 | ExAnte2019 | IOU workpaper | 2019-11-06 | Cap-Tons | 1 |  |  | 181.5133 | 0 | 20.8825 | -158.8756 | 0 | 19.8216 | [6 empty] | DEER:HVAC_Split-Package_HP | Annual | FALSE
Any | SWHC046W | MLI | ex | CZ07 | cDXHP | SWHC046-01 | ExAnte2019 | IOU workpaper | 2019-11-06 | Cap-Tons | 1 |  |  | 213.4041 | 0 | 13.3514 | -103.2486 | 0 | 12.7068 | [6 empty] | DEER:HVAC_Split-Package_HP | Annual | FALSE
Any | SWHC046W | MLI | ex | CZ08 | cDXHP | SWHC046-01 | ExAnte2019 | IOU workpaper | 2019-11-06 | Cap-Tons | 1 |  |  | 247.3584 | 0 | 19.4066 | -123.3109 | 0 | 18.0425 | [6 empty] | DEER:HVAC_Split-Package_HP | Annual | FALSE
Any | SWHC046W | MLI | ex | CZ09 | cDXHP | SWHC046-01 | ExAnte2019 | IOU workpaper | 2019-11-06 | Cap-Tons | 1 |  |  | 260.1671 | 0 | 20.3876 | -134.1297 | 0 | 19.3328 | [6 empty] | DEER:HVAC_Split-Package_HP | Annual | FALSE
Any | SWHC046W | MLI | ex | CZ10 | cDXHP | SWHC046-01 | ExAnte2019 | IOU workpaper | 2019-11-06 | Cap-Tons | 1 |  |  | 260.6276 | 0 | 20.9567 | -139.506 | 0 | 19.3886 | [6 empty] | DEER:HVAC_Split-Package_HP | Annual | FALSE
Any | SWHC046W | MLI | ex | CZ11 | cDXHP | SWHC046-01 | ExAnte2019 | IOU workpaper | 2019-11-06 | Cap-Tons | 1 |  |  | 116.2151 | 0 | 40.4324 | -288.1238 | 0 | 37.5363 | [6 empty] | DEER:HVAC_Split-Package_HP | Annual | FALSE
Any | SWHC046W | MLI | ex | CZ12 | cDXHP | SWHC046-01 | ExAnte2019 | IOU workpaper | 2019-11-06 | Cap-Tons | 1 |  |  | 68.6662 | 0 | 41.8549 | -306.1547 | 0 | 38.1782 | [6 empty] | DEER:HVAC_Split-Package_HP | Annual | FALSE
Any | SWHC046W | MLI | ex | CZ13 | cDXHP | SWHC046-01 | ExAnte2019 | IOU workpaper | 2019-11-06 | Cap-Tons | 1 |  |  | 169.8579 | 0 | 34.0607 | -240.602 | 0 | 31.3807 | [6 empty] | DEER:HVAC_Split-Package_HP | Annual | FALSE
Any | SWHC046W | MLI | ex | CZ14 | cDXHP | SWHC046-01 | ExAnte2019 | IOU workpaper | 2019-11-06 | Cap-Tons | 1 |  |  | 88.6026 | 0 | 43.7206 | -324.6698 | 0 | 40.3255 | [6 empty] | DEER:HVAC_Split-Package_HP | Annual | FALSE
Any | SWHC046W | MLI | ex | CZ15 | cDXHP | SWHC046-01 | ExAnte2019 | IOU workpaper | 2019-11-06 | Cap-Tons | 1 |  |  | 477.0735 | 0 | 5.5759 | -17.2559 | 0 | 5.6291 | [6 empty] | DEER:HVAC_Split-Package_HP | Annual | FALSE
Any | SWHC046W | MLI | ex | CZ16 | cDXHP | SWHC046-01 | ExAnte2019 | IOU workpaper | 2019-11-06 | Cap-Tons | 1 |  |  | -604.7705 | 0 | 101.8897 | -900.0022 | 0 | 92.379 | [6 empty] | DEER:HVAC_Split-Package_HP | Annual | FALSE
Any | SWHC046W | Mtl | ex | CZ01 | cDXHP | SWHC046-01 | ExAnte2019 | IOU workpaper | 2019-11-06 | Cap-Tons | 1 |  |  | 258.4713 | 0 | 99.0513 | -553.8259 | 0 | 61.5601 | [6 empty] | DEER:HVAC_Split-Package_HP | Annual | FALSE
Any | SWHC046W | Mtl | ex | CZ02 | cDXHP | SWHC046-01 | ExAnte2019 | IOU workpaper | 2019-11-06 | Cap-Tons | 1 |  |  | 369.7929 | 0 | 95.6305 | -447.6536 | 0 | 60.2765 | [6 empty] | DEER:HVAC_Split-Package_HP | Annual | FALSE
Any | SWHC046W | Mtl | ex | CZ03 | cDXHP | SWHC046-01 | ExAnte2019 | IOU workpaper | 2019-11-06 | Cap-Tons | 1 |  |  | 510.8062 | 0 | 47.87 | -267.8322 | 0 | 29.4896 | [6 empty] | DEER:HVAC_Split-Package_HP | Annual | FALSE
Any | SWHC046W | Mtl | ex | CZ04 | cDXHP | SWHC046-01 | ExAnte2019 | IOU workpaper | 2019-11-06 | Cap-Tons | 1 |  |  | 464.4134 | 0 | 70.9846 | -339.1822 | 0 | 44.1823 | [6 empty] | DEER:HVAC_Split-Package_HP | Annual | FALSE
Any | SWHC046W | Mtl | ex | CZ05 | cDXHP | SWHC046-01 | ExAnte2019 | IOU workpaper | 2019-11-06 | Cap-Tons | 1 |  |  | 466.2686 | 0 | 58.0594 | -318.9757 | 0 | 35.4568 | [6 empty] | DEER:HVAC_Split-Package_HP | Annual | FALSE
Any | SWHC046W | Mtl | ex | CZ06 | cDXHP | SWHC046-01 | ExAnte2019 | IOU workpaper | 2019-11-06 | Cap-Tons | 1 |  |  | 766.1814 | 0 | 17.6578 | -65.9785 | 0 | 9.1498 | [6 empty] | DEER:HVAC_Split-Package_HP | Annual | FALSE
Any | SWHC046W | Mtl | ex | CZ07 | cDXHP | SWHC046-01 | ExAnte2019 | IOU workpaper | 2019-11-06 | Cap-Tons | 1 |  |  | 772.9847 | 0 | 5.6859 | -5.1056 | 0 | 2.3298 | [6 empty] | DEER:HVAC_Split-Package_HP | Annual | FALSE
Any | SWHC046W | Mtl | ex | CZ08 | cDXHP | SWHC046-01 | ExAnte2019 | IOU workpaper | 2019-11-06 | Cap-Tons | 1 |  |  | 733.6247 | 0 | 19.3344 | -65.2549 | 0 | 9.7052 | [6 empty] | DEER:HVAC_Split-Package_HP | Annual | FALSE
Any | SWHC046W | Mtl | ex | CZ09 | cDXHP | SWHC046-01 | ExAnte2019 | IOU workpaper | 2019-11-06 | Cap-Tons | 1 |  |  | 810.1145 | 0 | 20.5655 | -80.7361 | 0 | 10.8776 | [6 empty] | DEER:HVAC_Split-Package_HP | Annual | FALSE
Any | SWHC046W | Mtl | ex | CZ10 | cDXHP | SWHC046-01 | ExAnte2019 | IOU workpaper | 2019-11-06 | Cap-Tons | 1 |  |  | 785.2301 | 0 | 34.2083 | -144.815 | 0 | 19.5658 | [6 empty] | DEER:HVAC_Split-Package_HP | Annual | FALSE
Any | SWHC046W | Mtl | ex | CZ11 | cDXHP | SWHC046-01 | ExAnte2019 | IOU workpaper | 2019-11-06 | Cap-Tons | 1 |  |  | 669.3835 | 0 | 62.8225 | -322.2744 | 0 | 40.6712 | [6 empty] | DEER:HVAC_Split-Package_HP | Annual | FALSE
Any | SWHC046W | Mtl | ex | CZ12 | cDXHP | SWHC046-01 | ExAnte2019 | IOU workpaper | 2019-11-06 | Cap-Tons | 1 |  |  | 562.6181 | 0 | 67.8605 | -339.3953 | 0 | 43.0208 | [6 empty] | DEER:HVAC_Split-Package_HP | Annual | FALSE
Any | SWHC046W | Mtl | ex | CZ13 | cDXHP | SWHC046-01 | ExAnte2019 | IOU workpaper | 2019-11-06 | Cap-Tons | 1 |  |  | 710.6419 | 0 | 54.4665 | -276.8925 | 0 | 34.6495 | [6 empty] | DEER:HVAC_Split-Package_HP | Annual | FALSE
Any | SWHC046W | Mtl | ex | CZ14 | cDXHP | SWHC046-01 | ExAnte2019 | IOU workpaper | 2019-11-06 | Cap-Tons | 1 |  |  | 611.5745 | 0 | 68.6426 | -365.1266 | 0 | 44.3856 | [6 empty] | DEER:HVAC_Split-Package_HP | Annual | FALSE
Any | SWHC046W | Mtl | ex | CZ15 | cDXHP | SWHC046-01 | ExAnte2019 | IOU workpaper | 2019-11-06 | Cap-Tons | 1 |  |  | 1192.0085 | 0 | 7.0639 | 6.5108 | 0 | 3.9099 | [6 empty] | DEER:HVAC_Split-Package_HP | Annual | FALSE
Any | SWHC046W | Mtl | ex | CZ16 | cDXHP | SWHC046-01 | ExAnte2019 | IOU workpaper | 2019-11-06 | Cap-Tons | 1 |  |  | -20.0833 | 0 | 139.0391 | -875.2534 | 0 | 95.3584 | [6 empty] | DEER:HVAC_Split-Package_HP | Annual | FALSE
Any | SWHC046W | Nrs | ex | CZ01 | cDXHP | SWHC046-01 | ExAnte2019 | IOU workpaper | 2019-11-06 | Cap-Tons | 1 |  |  | -69.3689 | 0 | 117.1912 | -786.4409 | 0 | 98.106 | [6 empty] | DEER:HVAC_Split-Package_HP | Annual | FALSE
Any | SWHC046W | Nrs | ex | CZ02 | cDXHP | SWHC046-01 | ExAnte2019 | IOU workpaper | 2019-11-06 | Cap-Tons | 1 |  |  | 221.2767 | 0 | 83.9999 | -555.3565 | 0 | 70.462 | [6 empty] | DEER:HVAC_Split-Package_HP | Annual | FALSE
Any | SWHC046W | Nrs | ex | CZ03 | cDXHP | SWHC046-01 | ExAnte2019 | IOU workpaper | 2019-11-06 | Cap-Tons | 1 |  |  | 254.5715 | 0 | 65.78 | -451.9347 | 0 | 56.9537 | [6 empty] | DEER:HVAC_Split-Package_HP | Annual | FALSE
Any | SWHC046W | Nrs | ex | CZ04 | cDXHP | SWHC046-01 | ExAnte2019 | IOU workpaper | 2019-11-06 | Cap-Tons | 1 |  |  | 333.1287 | 0 | 62.8716 | -439.7634 | 0 | 54.0422 | [6 empty] | DEER:HVAC_Split-Package_HP | Annual | FALSE
Any | SWHC046W | Nrs | ex | CZ05 | cDXHP | SWHC046-01 | ExAnte2019 | IOU workpaper | 2019-11-06 | Cap-Tons | 1 |  |  | 141.0311 | 0 | 75.8524 | -499.1122 | 0 | 62.8059 | [6 empty] | DEER:HVAC_Split-Package_HP | Annual | FALSE
Any | SWHC046W | Nrs | ex | CZ06 | cDXHP | SWHC046-01 | ExAnte2019 | IOU workpaper | 2019-11-06 | Cap-Tons | 1 |  |  | 505.4411 | 0 | 38.3946 | -264.7581 | 0 | 33.9454 | [6 empty] | DEER:HVAC_Split-Package_HP | Annual | FALSE
Any | SWHC046W | Nrs | ex | CZ07 | cDXHP | SWHC046-01 | ExAnte2019 | IOU workpaper | 2019-11-06 | Cap-Tons | 1 |  |  | 501.1861 | 0 | 24.4263 | -173.6164 | 0 | 20.8198 | [6 empty] | DEER:HVAC_Split-Package_HP | Annual | FALSE
Any | SWHC046W | Nrs | ex | CZ08 | cDXHP | SWHC046-01 | ExAnte2019 | IOU workpaper | 2019-11-06 | Cap-Tons | 1 |  |  | 588.4829 | 0 | 31.5511 | -213.3502 | 0 | 28.1423 | [6 empty] | DEER:HVAC_Split-Package_HP | Annual | FALSE
Any | SWHC046W | Nrs | ex | CZ09 | cDXHP | SWHC046-01 | ExAnte2019 | IOU workpaper | 2019-11-06 | Cap-Tons | 1 |  |  | 576.2591 | 0 | 36.9661 | -245.4915 | 0 | 32.5004 | [6 empty] | DEER:HVAC_Split-Package_HP | Annual | FALSE
Any | SWHC046W | Nrs | ex | CZ10 | cDXHP | SWHC046-01 | ExAnte2019 | IOU workpaper | 2019-11-06 | Cap-Tons | 1 |  |  | 570.6509 | 0 | 44.1967 | -280.5521 | 0 | 37.8766 | [6 empty] | DEER:HVAC_Split-Package_HP | Annual | FALSE
Any | SWHC046W | Nrs | ex | CZ11 | cDXHP | SWHC046-01 | ExAnte2019 | IOU workpaper | 2019-11-06 | Cap-Tons | 1 |  |  | 385.7185 | 0 | 68.3769 | -426.7671 | 0 | 55.7478 | [6 empty] | DEER:HVAC_Split-Package_HP | Annual | FALSE
Any | SWHC046W | Nrs | ex | CZ12 | cDXHP | SWHC046-01 | ExAnte2019 | IOU workpaper | 2019-11-06 | Cap-Tons | 1 |  |  | 373.6167 | 0 | 69.7477 | -453.4357 | 0 | 58.7688 | [6 empty] | DEER:HVAC_Split-Package_HP | Annual | FALSE
Any | SWHC046W | Nrs | ex | CZ13 | cDXHP | SWHC046-01 | ExAnte2019 | IOU workpaper | 2019-11-06 | Cap-Tons | 1 |  |  | 492.2047 | 0 | 61.6705 | -391.1572 | 0 | 51.6591 | [6 empty] | DEER:HVAC_Split-Package_HP | Annual | FALSE
Any | SWHC046W | Nrs | ex | CZ14 | cDXHP | SWHC046-01 | ExAnte2019 | IOU workpaper | 2019-11-06 | Cap-Tons | 1 |  |  | 322.5217 | 0 | 74.7594 | -482.3385 | 0 | 60.7101 | [6 empty] | DEER:HVAC_Split-Package_HP | Annual | FALSE
Any | SWHC046W | Nrs | ex | CZ15 | cDXHP | SWHC046-01 | ExAnte2019 | IOU workpaper | 2019-11-06 | Cap-Tons | 1 |  |  | 861.5827 | 0 | 17.749 | -78.3596 | 0 | 14.6004 | [6 empty] | DEER:HVAC_Split-Package_HP | Annual | FALSE
Any | SWHC046W | Nrs | ex | CZ16 | cDXHP | SWHC046-01 | ExAnte2019 | IOU workpaper | 2019-11-06 | Cap-Tons | 1 |  |  | -360.2607 | 0 | 147.6537 | -1104.7829 | 0 | 121.2635 | [6 empty] | DEER:HVAC_Split-Package_HP | Annual | FALSE
Any | SWHC046W | OfL | ex | CZ01 | cDXHP | SWHC046-01 | ExAnte2019 | IOU workpaper | 2019-11-06 | Cap-Tons | 1 |  |  | 204.4732 | 0 | 10.449 | -62.2421 | 0 | 6.8855 | [6 empty] | DEER:HVAC_Split-Package_HP | Annual | FALSE
Any | SWHC046W | OfL | ex | CZ02 | cDXHP | SWHC046-01 | ExAnte2019 | IOU workpaper | 2019-11-06 | Cap-Tons | 1 |  |  | 284.2966 | 0 | 6.7983 | -23.1897 | 0 | 4.1772 | [6 empty] | DEER:HVAC_Split-Package_HP | Annual | FALSE
Any | SWHC046W | OfL | ex | CZ03 | cDXHP | SWHC046-01 | ExAnte2019 | IOU workpaper | 2019-11-06 | Cap-Tons | 1 |  |  | 237.007 | 0 | 4.5695 | -23.8473 | 0 | 3.3458 | [6 empty] | DEER:HVAC_Split-Package_HP | Annual | FALSE
Any | SWHC046W | OfL | ex | CZ04 | cDXHP | SWHC046-01 | ExAnte2019 | IOU workpaper | 2019-11-06 | Cap-Tons | 1 |  |  | 282.5142 | 0 | 5.6918 | -21.4894 | 0 | 4.1779 | [6 empty] | DEER:HVAC_Split-Package_HP | Annual | FALSE
Any | SWHC046W | OfL | ex | CZ05 | cDXHP | SWHC046-01 | ExAnte2019 | IOU workpaper | 2019-11-06 | Cap-Tons | 1 |  |  | 239.2595 | 0 | 4.5766 | -23.2811 | 0 | 3.3458 | [6 empty] | DEER:HVAC_Split-Package_HP | Annual | FALSE
Any | SWHC046W | OfL | ex | CZ06 | cDXHP | SWHC046-01 | ExAnte2019 | IOU workpaper | 2019-11-06 | Cap-Tons | 1 |  |  | 338.4829 | 0 | 1.1474 | 10.1582 | 0 | 0.8638 | [6 empty] | DEER:HVAC_Split-Package_HP | Annual | FALSE
Any | SWHC046W | OfL | ex | CZ07 | cDXHP | SWHC046-01 | ExAnte2019 | IOU workpaper | 2019-11-06 | Cap-Tons | 1 |  |  | 297.5684 | 0 | 0.3373 | 13.2558 | 0 | 0.1967 | [6 empty] | DEER:HVAC_Split-Package_HP | Annual | FALSE
Any | SWHC046W | OfL | ex | CZ08 | cDXHP | SWHC046-01 | ExAnte2019 | IOU workpaper | 2019-11-06 | Cap-Tons | 1 |  |  | 351.0466 | 0 | 1.2149 | 15.3605 | 0 | 0.8491 | [6 empty] | DEER:HVAC_Split-Package_HP | Annual | FALSE
Any | SWHC046W | OfL | ex | CZ09 | cDXHP | SWHC046-01 | ExAnte2019 | IOU workpaper | 2019-11-06 | Cap-Tons | 1 |  |  | 369.5545 | 0 | 1.7991 | 7.5199 | 0 | 1.3335 | [6 empty] | DEER:HVAC_Split-Package_HP | Annual | FALSE
Any | SWHC046W | OfL | ex | CZ10 | cDXHP | SWHC046-01 | ExAnte2019 | IOU workpaper | 2019-11-06 | Cap-Tons | 1 |  |  | 382.0056 | 0 | 1.4234 | 14.8503 | 0 | 0.8621 | [6 empty] | DEER:HVAC_Split-Package_HP | Annual | FALSE
Any | SWHC046W | OfL | ex | CZ11 | cDXHP | SWHC046-01 | ExAnte2019 | IOU workpaper | 2019-11-06 | Cap-Tons | 1 |  |  | 359.1187 | 0 | 6.2637 | -20.2737 | 0 | 4.3987 | [6 empty] | DEER:HVAC_Split-Package_HP | Annual | FALSE
Any | SWHC046W | OfL | ex | CZ12 | cDXHP | SWHC046-01 | ExAnte2019 | IOU workpaper | 2019-11-06 | Cap-Tons | 1 |  |  | 324.0359 | 0 | 6.066 | -22.481 | 0 | 4.1135 | [6 empty] | DEER:HVAC_Split-Package_HP | Annual | FALSE
Any | SWHC046W | OfL | ex | CZ13 | cDXHP | SWHC046-01 | ExAnte2019 | IOU workpaper | 2019-11-06 | Cap-Tons | 1 |  |  | 370.7576 | 0 | 5.3947 | -15.5416 | 0 | 3.7283 | [6 empty] | DEER:HVAC_Split-Package_HP | Annual | FALSE
Any | SWHC046W | OfL | ex | CZ14 | cDXHP | SWHC046-01 | ExAnte2019 | IOU workpaper | 2019-11-06 | Cap-Tons | 1 |  |  | 372.1012 | 0 | 5.9744 | -16.8597 | 0 | 4.1351 | [6 empty] | DEER:HVAC_Split-Package_HP | Annual | FALSE
Any | SWHC046W | OfL | ex | CZ15 | cDXHP | SWHC046-01 | ExAnte2019 | IOU workpaper | 2019-11-06 | Cap-Tons | 1 |  |  | 514.6421 | 0 | 0.2827 | 34.4738 | 0 | 0.1892 | [6 empty] | DEER:HVAC_Split-Package_HP | Annual | FALSE
Any | SWHC046W | OfL | ex | CZ16 | cDXHP | SWHC046-01 | ExAnte2019 | IOU workpaper | 2019-11-06 | Cap-Tons | 1 |  |  | 131.6928 | 0 | 25.3247 | -174.7895 | 0 | 18.5108 | [6 empty] | DEER:HVAC_Split-Package_HP | Annual | FALSE
Any | SWHC046W | OfS | ex | CZ01 | cDXHP | SWHC046-01 | ExAnte2019 | IOU workpaper | 2019-11-06 | Cap-Tons | 1 |  |  | 0.1835 | 0 | 37.2678 | -270.6651 | 0 | 32.2377 | [6 empty] | DEER:HVAC_Split-Package_HP | Annual | FALSE
Any | SWHC046W | OfS | ex | CZ02 | cDXHP | SWHC046-01 | ExAnte2019 | IOU workpaper | 2019-11-06 | Cap-Tons | 1 |  |  | 162.2926 | 0 | 22.8667 | -152.0428 | 0 | 19.1508 | [6 empty] | DEER:HVAC_Split-Package_HP | Annual | FALSE
Any | SWHC046W | OfS | ex | CZ03 | cDXHP | SWHC046-01 | ExAnte2019 | IOU workpaper | 2019-11-06 | Cap-Tons | 1 |  |  | 131.9668 | 0 | 18.7213 | -135.5495 | 0 | 17.1623 | [6 empty] | DEER:HVAC_Split-Package_HP | Annual | FALSE
Any | SWHC046W | OfS | ex | CZ04 | cDXHP | SWHC046-01 | ExAnte2019 | IOU workpaper | 2019-11-06 | Cap-Tons | 1 |  |  | 177.2497 | 0 | 19.3883 | -135.4221 | 0 | 17.59 | [6 empty] | DEER:HVAC_Split-Package_HP | Annual | FALSE
Any | SWHC046W | OfS | ex | CZ05 | cDXHP | SWHC046-01 | ExAnte2019 | IOU workpaper | 2019-11-06 | Cap-Tons | 1 |  |  | 125.4663 | 0 | 19.0922 | -142.9627 | 0 | 17.5123 | [6 empty] | DEER:HVAC_Split-Package_HP | Annual | FALSE
Any | SWHC046W | OfS | ex | CZ06 | cDXHP | SWHC046-01 | ExAnte2019 | IOU workpaper | 2019-11-06 | Cap-Tons | 1 |  |  | 287.5664 | 0 | 7.3594 | -42.6017 | 0 | 6.9466 | [6 empty] | DEER:HVAC_Split-Package_HP | Annual | FALSE
Any | SWHC046W | OfS | ex | CZ07 | cDXHP | SWHC046-01 | ExAnte2019 | IOU workpaper | 2019-11-06 | Cap-Tons | 1 |  |  | 272.0271 | 0 | 3.9981 | -20.5131 | 0 | 3.686 | [6 empty] | DEER:HVAC_Split-Package_HP | Annual | FALSE
Any | SWHC046W | OfS | ex | CZ08 | cDXHP | SWHC046-01 | ExAnte2019 | IOU workpaper | 2019-11-06 | Cap-Tons | 1 |  |  | 310.3656 | 0 | 7.3717 | -33.9436 | 0 | 6.7599 | [6 empty] | DEER:HVAC_Split-Package_HP | Annual | FALSE
Any | SWHC046W | OfS | ex | CZ09 | cDXHP | SWHC046-01 | ExAnte2019 | IOU workpaper | 2019-11-06 | Cap-Tons | 1 |  |  | 319.0767 | 0 | 8.5659 | -47.3924 | 0 | 7.979 | [6 empty] | DEER:HVAC_Split-Package_HP | Annual | FALSE
Any | SWHC046W | OfS | ex | CZ10 | cDXHP | SWHC046-01 | ExAnte2019 | IOU workpaper | 2019-11-06 | Cap-Tons | 1 |  |  | 341.857 | 0 | 7.246 | -33.4331 | 0 | 6.3347 | [6 empty] | DEER:HVAC_Split-Package_HP | Annual | FALSE
Any | SWHC046W | OfS | ex | CZ11 | cDXHP | SWHC046-01 | ExAnte2019 | IOU workpaper | 2019-11-06 | Cap-Tons | 1 |  |  | 270.0748 | 0 | 18.2271 | -113.6765 | 0 | 16.0195 | [6 empty] | DEER:HVAC_Split-Package_HP | Annual | FALSE
Any | SWHC046W | OfS | ex | CZ12 | cDXHP | SWHC046-01 | ExAnte2019 | IOU workpaper | 2019-11-06 | Cap-Tons | 1 |  |  | 229.8479 | 0 | 18.8525 | -123.6578 | 0 | 16.3594 | [6 empty] | DEER:HVAC_Split-Package_HP | Annual | FALSE
Any | SWHC046W | OfS | ex | CZ13 | cDXHP | SWHC046-01 | ExAnte2019 | IOU workpaper | 2019-11-06 | Cap-Tons | 1 |  |  | 291.0331 | 0 | 15.7859 | -98.6661 | 0 | 13.8079 | [6 empty] | DEER:HVAC_Split-Package_HP | Annual | FALSE
Any | SWHC046W | OfS | ex | CZ14 | cDXHP | SWHC046-01 | ExAnte2019 | IOU workpaper | 2019-11-06 | Cap-Tons | 1 |  |  | 283.5524 | 0 | 16.8012 | -107.4719 | 0 | 14.6427 | [6 empty] | DEER:HVAC_Split-Package_HP | Annual | FALSE
Any | SWHC046W | OfS | ex | CZ15 | cDXHP | SWHC046-01 | ExAnte2019 | IOU workpaper | 2019-11-06 | Cap-Tons | 1 |  |  | 495.0933 | 0 | 1.8768 | 17.776 | 0 | 1.7787 | [6 empty] | DEER:HVAC_Split-Package_HP | Annual | FALSE
Any | SWHC046W | OfS | ex | CZ16 | cDXHP | SWHC046-01 | ExAnte2019 | IOU workpaper | 2019-11-06 | Cap-Tons | 1 |  |  | -113.2219 | 0 | 52.9983 | -419.5104 | 0 | 45.1516 | [6 empty] | DEER:HVAC_Split-Package_HP | Annual | FALSE
Any | SWHC046W | RFF | ex | CZ01 | cDXHP | SWHC046-01 | ExAnte2019 | IOU workpaper | 2019-11-06 | Cap-Tons | 1 |  |  | -496.8807 | 0 | 179.1022 | -913.8664 | 0 | 112.7948 | [6 empty] | DEER:HVAC_Split-Package_HP | Annual | FALSE
Any | SWHC046W | RFF | ex | CZ02 | cDXHP | SWHC046-01 | ExAnte2019 | IOU workpaper | 2019-11-06 | Cap-Tons | 1 |  |  | -89.7812 | 0 | 115.1204 | -581.6831 | 0 | 76.4833 | [6 empty] | DEER:HVAC_Split-Package_HP | Annual | FALSE
Any | SWHC046W | RFF | ex | CZ03 | cDXHP | SWHC046-01 | ExAnte2019 | IOU workpaper | 2019-11-06 | Cap-Tons | 1 |  |  | -17.5623 | 0 | 83.8217 | -417.6797 | 0 | 53.1215 | [6 empty] | DEER:HVAC_Split-Package_HP | Annual | FALSE
Any | SWHC046W | RFF | ex | CZ04 | cDXHP | SWHC046-01 | ExAnte2019 | IOU workpaper | 2019-11-06 | Cap-Tons | 1 |  |  | 74.5178 | 0 | 82.3046 | -420.6733 | 0 | 55.7261 | [6 empty] | DEER:HVAC_Split-Package_HP | Annual | FALSE
Any | SWHC046W | RFF | ex | CZ05 | cDXHP | SWHC046-01 | ExAnte2019 | IOU workpaper | 2019-11-06 | Cap-Tons | 1 |  |  | -43.9442 | 0 | 90.3853 | -437.4277 | 0 | 54.9997 | [6 empty] | DEER:HVAC_Split-Package_HP | Annual | FALSE
Any | SWHC046W | RFF | ex | CZ06 | cDXHP | SWHC046-01 | ExAnte2019 | IOU workpaper | 2019-11-06 | Cap-Tons | 1 |  |  | 316.6472 | 0 | 33.4779 | -150.374 | 0 | 20.5297 | [6 empty] | DEER:HVAC_Split-Package_HP | Annual | FALSE
Any | SWHC046W | RFF | ex | CZ07 | cDXHP | SWHC046-01 | ExAnte2019 | IOU workpaper | 2019-11-06 | Cap-Tons | 1 |  |  | 333.7432 | 0 | 18.5356 | -70.2712 | 0 | 9.9702 | [6 empty] | DEER:HVAC_Split-Package_HP | Annual | FALSE
Any | SWHC046W | RFF | ex | CZ08 | cDXHP | SWHC046-01 | ExAnte2019 | IOU workpaper | 2019-11-06 | Cap-Tons | 1 |  |  | 377.0447 | 0 | 32.0706 | -124.5734 | 0 | 19.0914 | [6 empty] | DEER:HVAC_Split-Package_HP | Annual | FALSE
Any | SWHC046W | RFF | ex | CZ09 | cDXHP | SWHC046-01 | ExAnte2019 | IOU workpaper | 2019-11-06 | Cap-Tons | 1 |  |  | 420.4049 | 0 | 33.0382 | -160.0935 | 0 | 21.5002 | [6 empty] | DEER:HVAC_Split-Package_HP | Annual | FALSE
Any | SWHC046W | RFF | ex | CZ10 | cDXHP | SWHC046-01 | ExAnte2019 | IOU workpaper | 2019-11-06 | Cap-Tons | 1 |  |  | 438.1941 | 0 | 37.9345 | -157.6333 | 0 | 22.4516 | [6 empty] | DEER:HVAC_Split-Package_HP | Annual | FALSE
Any | SWHC046W | RFF | ex | CZ11 | cDXHP | SWHC046-01 | ExAnte2019 | IOU workpaper | 2019-11-06 | Cap-Tons | 1 |  |  | 259.0642 | 0 | 75.2126 | -397.0294 | 0 | 52.1532 | [6 empty] | DEER:HVAC_Split-Package_HP | Annual | FALSE
Any | SWHC046W | RFF | ex | CZ12 | cDXHP | SWHC046-01 | ExAnte2019 | IOU workpaper | 2019-11-06 | Cap-Tons | 1 |  |  | 152.06 | 0 | 82.2476 | -423.5603 | 0 | 55.2716 | [6 empty] | DEER:HVAC_Split-Package_HP | Annual | FALSE
Any | SWHC046W | RFF | ex | CZ13 | cDXHP | SWHC046-01 | ExAnte2019 | IOU workpaper | 2019-11-06 | Cap-Tons | 1 |  |  | 317.6871 | 0 | 66.9748 | -345.4229 | 0 | 45.6767 | [6 empty] | DEER:HVAC_Split-Package_HP | Annual | FALSE
Any | SWHC046W | RFF | ex | CZ14 | cDXHP | SWHC046-01 | ExAnte2019 | IOU workpaper | 2019-11-06 | Cap-Tons | 1 |  |  | 256.5592 | 0 | 75.7678 | -403.2692 | 0 | 51.1089 | [6 empty] | DEER:HVAC_Split-Package_HP | Annual | FALSE
Any | SWHC046W | RFF | ex | CZ15 | cDXHP | SWHC046-01 | ExAnte2019 | IOU workpaper | 2019-11-06 | Cap-Tons | 1 |  |  | 849.2761 | 0 | 8.4185 | 7.0099 | 0 | 5.0968 | [6 empty] | DEER:HVAC_Split-Package_HP | Annual | FALSE
Any | SWHC046W | RFF | ex | CZ16 | cDXHP | SWHC046-01 | ExAnte2019 | IOU workpaper | 2019-11-06 | Cap-Tons | 1 |  |  | -851.5412 | 0 | 196.2564 | -1300.307 | 0 | 140.0856 | [6 empty] | DEER:HVAC_Split-Package_HP | Annual | FALSE
Any | SWHC046W | RSD | ex | CZ01 | cDXHP | SWHC046-01 | ExAnte2019 | IOU workpaper | 2019-11-06 | Cap-Tons | 1 |  |  | -130.8724 | 0 | 88.5841 | -437.5733 | 0 | 52.7615 | [6 empty] | DEER:HVAC_Split-Package_HP | Annual | FALSE
Any | SWHC046W | RSD | ex | CZ02 | cDXHP | SWHC046-01 | ExAnte2019 | IOU workpaper | 2019-11-06 | Cap-Tons | 1 |  |  | 209.7081 | 0 | 45.8832 | -179.4234 | 0 | 25.091 | [6 empty] | DEER:HVAC_Split-Package_HP | Annual | FALSE
Any | SWHC046W | RSD | ex | CZ03 | cDXHP | SWHC046-01 | ExAnte2019 | IOU workpaper | 2019-11-06 | Cap-Tons | 1 |  |  | 174.0457 | 0 | 30.0366 | -91.6158 | 0 | 11.3372 | [6 empty] | DEER:HVAC_Split-Package_HP | Annual | FALSE
Any | SWHC046W | RSD | ex | CZ04 | cDXHP | SWHC046-01 | ExAnte2019 | IOU workpaper | 2019-11-06 | Cap-Tons | 1 |  |  | 303.5008 | 0 | 25.7456 | -94.6452 | 0 | 13.0628 | [6 empty] | DEER:HVAC_Split-Package_HP | Annual | FALSE
Any | SWHC046W | RSD | ex | CZ05 | cDXHP | SWHC046-01 | ExAnte2019 | IOU workpaper | 2019-11-06 | Cap-Tons | 1 |  |  | 185.2747 | 0 | 26.7734 | -75.1143 | 0 | 9.6107 | [6 empty] | DEER:HVAC_Split-Package_HP | Annual | FALSE
Any | SWHC046W | RSD | ex | CZ06 | cDXHP | SWHC046-01 | ExAnte2019 | IOU workpaper | 2019-11-06 | Cap-Tons | 1 |  |  | 330.9779 | 0 | 7.3898 | 9.0741 | 0 | 2.0306 | [6 empty] | DEER:HVAC_Split-Package_HP | Annual | FALSE
Any | SWHC046W | RSD | ex | CZ07 | cDXHP | SWHC046-01 | ExAnte2019 | IOU workpaper | 2019-11-06 | Cap-Tons | 1 |  |  | 268.9677 | 0 | 2.4068 | 22.5743 | 0 | 0.4031 | [6 empty] | DEER:HVAC_Split-Package_HP | Annual | FALSE
Any | SWHC046W | RSD | ex | CZ08 | cDXHP | SWHC046-01 | ExAnte2019 | IOU workpaper | 2019-11-06 | Cap-Tons | 1 |  |  | 402.18 | 0 | 6.3134 | 14.6778 | 0 | 2.0406 | [6 empty] | DEER:HVAC_Split-Package_HP | Annual | FALSE
Any | SWHC046W | RSD | ex | CZ09 | cDXHP | SWHC046-01 | ExAnte2019 | IOU workpaper | 2019-11-06 | Cap-Tons | 1 |  |  | 453.6097 | 0 | 8.4832 | -1.804 | 0 | 3.0866 | [6 empty] | DEER:HVAC_Split-Package_HP | Annual | FALSE
Any | SWHC046W | RSD | ex | CZ10 | cDXHP | SWHC046-01 | ExAnte2019 | IOU workpaper | 2019-11-06 | Cap-Tons | 1 |  |  | 490.7559 | 0 | 10.1913 | 7.2804 | 0 | 2.9064 | [6 empty] | DEER:HVAC_Split-Package_HP | Annual | FALSE
Any | SWHC046W | RSD | ex | CZ11 | cDXHP | SWHC046-01 | ExAnte2019 | IOU workpaper | 2019-11-06 | Cap-Tons | 1 |  |  | 425.8801 | 0 | 32.9729 | -118.4018 | 0 | 16.5858 | [6 empty] | DEER:HVAC_Split-Package_HP | Annual | FALSE
Any | SWHC046W | RSD | ex | CZ12 | cDXHP | SWHC046-01 | ExAnte2019 | IOU workpaper | 2019-11-06 | Cap-Tons | 1 |  |  | 347.9286 | 0 | 35.535 | -121.7129 | 0 | 16.756 | [6 empty] | DEER:HVAC_Split-Package_HP | Annual | FALSE
Any | SWHC046W | RSD | ex | CZ13 | cDXHP | SWHC046-01 | ExAnte2019 | IOU workpaper | 2019-11-06 | Cap-Tons | 1 |  |  | 449.4818 | 0 | 30.4564 | -101.48 | 0 | 14.7 | [6 empty] | DEER:HVAC_Split-Package_HP | Annual | FALSE
Any | SWHC046W | RSD | ex | CZ14 | cDXHP | SWHC046-01 | ExAnte2019 | IOU workpaper | 2019-11-06 | Cap-Tons | 1 |  |  | 437.3066 | 0 | 31.6892 | -111.4312 | 0 | 15.6013 | [6 empty] | DEER:HVAC_Split-Package_HP | Annual | FALSE
Any | SWHC046W | RSD | ex | CZ15 | cDXHP | SWHC046-01 | ExAnte2019 | IOU workpaper | 2019-11-06 | Cap-Tons | 1 |  |  | 746.6168 | 0 | 1.4121 | 48.9333 | 0 | 0.2722 | [6 empty] | DEER:HVAC_Split-Package_HP | Annual | FALSE
Any | SWHC046W | RSD | ex | CZ16 | cDXHP | SWHC046-01 | ExAnte2019 | IOU workpaper | 2019-11-06 | Cap-Tons | 1 |  |  | -385.2826 | 0 | 138.383 | -737.6311 | 0 | 83.821 | [6 empty] | DEER:HVAC_Split-Package_HP | Annual | FALSE
Any | SWHC046W | Rt3 | ex | CZ01 | cDXHP | SWHC046-01 | ExAnte2019 | IOU workpaper | 2019-11-06 | Cap-Tons | 1 |  |  | 243.9955 | 0 | 32.736 | -124.7306 | 0 | 15.8322 | [6 empty] | DEER:HVAC_Split-Package_HP | Annual | FALSE
Any | SWHC046W | Rt3 | ex | CZ02 | cDXHP | SWHC046-01 | ExAnte2019 | IOU workpaper | 2019-11-06 | Cap-Tons | 1 |  |  | 423.3595 | 0 | 16.0529 | -46.5701 | 0 | 7.8822 | [6 empty] | DEER:HVAC_Split-Package_HP | Annual | FALSE
Any | SWHC046W | Rt3 | ex | CZ03 | cDXHP | SWHC046-01 | ExAnte2019 | IOU workpaper | 2019-11-06 | Cap-Tons | 1 |  |  | 321.4304 | 0 | 11.3207 | -30.6187 | 0 | 5.2318 | [6 empty] | DEER:HVAC_Split-Package_HP | Annual | FALSE
Any | SWHC046W | Rt3 | ex | CZ04 | cDXHP | SWHC046-01 | ExAnte2019 | IOU workpaper | 2019-11-06 | Cap-Tons | 1 |  |  | 449.7514 | 0 | 8.8116 | -13.6809 | 0 | 4.2602 | [6 empty] | DEER:HVAC_Split-Package_HP | Annual | FALSE
Any | SWHC046W | Rt3 | ex | CZ05 | cDXHP | SWHC046-01 | ExAnte2019 | IOU workpaper | 2019-11-06 | Cap-Tons | 1 |  |  | 326.2875 | 0 | 8.9433 | -19.377 | 0 | 3.929 | [6 empty] | DEER:HVAC_Split-Package_HP | Annual | FALSE
Any | SWHC046W | Rt3 | ex | CZ06 | cDXHP | SWHC046-01 | ExAnte2019 | IOU workpaper | 2019-11-06 | Cap-Tons | 1 |  |  | 473.7917 | 0 | 2.0691 | 23.8301 | 0 | 0.8608 | [6 empty] | DEER:HVAC_Split-Package_HP | Annual | FALSE
Any | SWHC046W | Rt3 | ex | CZ07 | cDXHP | SWHC046-01 | ExAnte2019 | IOU workpaper | 2019-11-06 | Cap-Tons | 1 |  |  | 392.5994 | 0 | 0.492 | 27.2991 | 0 | 0.1254 | [6 empty] | DEER:HVAC_Split-Package_HP | Annual | FALSE
Any | SWHC046W | Rt3 | ex | CZ08 | cDXHP | SWHC046-01 | ExAnte2019 | IOU workpaper | 2019-11-06 | Cap-Tons | 1 |  |  | 516.4399 | 0 | 1.5236 | 27.4405 | 0 | 0.6543 | [6 empty] | DEER:HVAC_Split-Package_HP | Annual | FALSE
Any | SWHC046W | Rt3 | ex | CZ09 | cDXHP | SWHC046-01 | ExAnte2019 | IOU workpaper | 2019-11-06 | Cap-Tons | 1 |  |  | 573.0431 | 0 | 2.5626 | 14.3605 | 0 | 1.3409 | [6 empty] | DEER:HVAC_Split-Package_HP | Annual | FALSE
Any | SWHC046W | Rt3 | ex | CZ10 | cDXHP | SWHC046-01 | ExAnte2019 | IOU workpaper | 2019-11-06 | Cap-Tons | 1 |  |  | 592.1196 | 0 | 2.8075 | 18.7177 | 0 | 1.3599 | [6 empty] | DEER:HVAC_Split-Package_HP | Annual | FALSE
Any | SWHC046W | Rt3 | ex | CZ11 | cDXHP | SWHC046-01 | ExAnte2019 | IOU workpaper | 2019-11-06 | Cap-Tons | 1 |  |  | 553.7594 | 0 | 15.0539 | -53.2214 | 0 | 9.1327 | [6 empty] | DEER:HVAC_Split-Package_HP | Annual | FALSE
Any | SWHC046W | Rt3 | ex | CZ12 | cDXHP | SWHC046-01 | ExAnte2019 | IOU workpaper | 2019-11-06 | Cap-Tons | 1 |  |  | 502.4396 | 0 | 14.4711 | -49.9384 | 0 | 8.2139 | [6 empty] | DEER:HVAC_Split-Package_HP | Annual | FALSE
Any | SWHC046W | Rt3 | ex | CZ13 | cDXHP | SWHC046-01 | ExAnte2019 | IOU workpaper | 2019-11-06 | Cap-Tons | 1 |  |  | 574.4714 | 0 | 12.7499 | -39.2508 | 0 | 7.4402 | [6 empty] | DEER:HVAC_Split-Package_HP | Annual | FALSE
Any | SWHC046W | Rt3 | ex | CZ14 | cDXHP | SWHC046-01 | ExAnte2019 | IOU workpaper | 2019-11-06 | Cap-Tons | 1 |  |  | 567.3015 | 0 | 14.3951 | -48.5661 | 0 | 8.5985 | [6 empty] | DEER:HVAC_Split-Package_HP | Annual | FALSE
Any | SWHC046W | Rt3 | ex | CZ15 | cDXHP | SWHC046-01 | ExAnte2019 | IOU workpaper | 2019-11-06 | Cap-Tons | 1 |  |  | 789.5632 | 0 | 0.4521 | 45.5391 | 0 | 0.2554 | [6 empty] | DEER:HVAC_Split-Package_HP | Annual | FALSE
Any | SWHC046W | Rt3 | ex | CZ16 | cDXHP | SWHC046-01 | ExAnte2019 | IOU workpaper | 2019-11-06 | Cap-Tons | 1 |  |  | -15.2523 | 0 | 82.1709 | -464.155 | 0 | 52.1564 | [6 empty] | DEER:HVAC_Split-Package_HP | Annual | FALSE
Any | SWHC046W | RtL | ex | CZ01 | cDXHP | SWHC046-01 | ExAnte2019 | IOU workpaper | 2019-11-06 | Cap-Tons | 1 |  |  | 52.5849 | 0 | 66.4489 | -293.1194 | 0 | 40.0256 | [6 empty] | DEER:HVAC_Split-Package_HP | Annual | FALSE
Any | SWHC046W | RtL | ex | CZ02 | cDXHP | SWHC046-01 | ExAnte2019 | IOU workpaper | 2019-11-06 | Cap-Tons | 1 |  |  | 367.9837 | 0 | 33.7549 | -130.8442 | 0 | 19.6918 | [6 empty] | DEER:HVAC_Split-Package_HP | Annual | FALSE
Any | SWHC046W | RtL | ex | CZ03 | cDXHP | SWHC046-01 | ExAnte2019 | IOU workpaper | 2019-11-06 | Cap-Tons | 1 |  |  | 225.7709 | 0 | 30.0309 | -128.0736 | 0 | 18.9733 | [6 empty] | DEER:HVAC_Split-Package_HP | Annual | FALSE
Any | SWHC046W | RtL | ex | CZ04 | cDXHP | SWHC046-01 | ExAnte2019 | IOU workpaper | 2019-11-06 | Cap-Tons | 1 |  |  | 404.9186 | 0 | 23.1492 | -79.1843 | 0 | 14.2113 | [6 empty] | DEER:HVAC_Split-Package_HP | Annual | FALSE
Any | SWHC046W | RtL | ex | CZ05 | cDXHP | SWHC046-01 | ExAnte2019 | IOU workpaper | 2019-11-06 | Cap-Tons | 1 |  |  | 225.7762 | 0 | 31.2628 | -134.1477 | 0 | 19.5483 | [6 empty] | DEER:HVAC_Split-Package_HP | Annual | FALSE
Any | SWHC046W | RtL | ex | CZ06 | cDXHP | SWHC046-01 | ExAnte2019 | IOU workpaper | 2019-11-06 | Cap-Tons | 1 |  |  | 430.0162 | 0 | 13.9766 | -40.6556 | 0 | 9.5608 | [6 empty] | DEER:HVAC_Split-Package_HP | Annual | FALSE
Any | SWHC046W | RtL | ex | CZ07 | cDXHP | SWHC046-01 | ExAnte2019 | IOU workpaper | 2019-11-06 | Cap-Tons | 1 |  |  | 374.3827 | 0 | 9.2935 | -24.4394 | 0 | 6.5985 | [6 empty] | DEER:HVAC_Split-Package_HP | Annual | FALSE
Any | SWHC046W | RtL | ex | CZ08 | cDXHP | SWHC046-01 | ExAnte2019 | IOU workpaper | 2019-11-06 | Cap-Tons | 1 |  |  | 512.6357 | 0 | 9.7033 | -20.148 | 0 | 6.6809 | [6 empty] | DEER:HVAC_Split-Package_HP | Annual | FALSE
Any | SWHC046W | RtL | ex | CZ09 | cDXHP | SWHC046-01 | ExAnte2019 | IOU workpaper | 2019-11-06 | Cap-Tons | 1 |  |  | 575.6513 | 0 | 10.7912 | -36.0119 | 0 | 7.6298 | [6 empty] | DEER:HVAC_Split-Package_HP | Annual | FALSE
Any | SWHC046W | RtL | ex | CZ10 | cDXHP | SWHC046-01 | ExAnte2019 | IOU workpaper | 2019-11-06 | Cap-Tons | 1 |  |  | 601.9842 | 0 | 10.7325 | -23.661 | 0 | 6.8912 | [6 empty] | DEER:HVAC_Split-Package_HP | Annual | FALSE
Any | SWHC046W | RtL | ex | CZ11 | cDXHP | SWHC046-01 | ExAnte2019 | IOU workpaper | 2019-11-06 | Cap-Tons | 1 |  |  | 568.3537 | 0 | 26.9718 | -107.9198 | 0 | 17.0823 | [6 empty] | DEER:HVAC_Split-Package_HP | Annual | FALSE
Any | SWHC046W | RtL | ex | CZ12 | cDXHP | SWHC046-01 | ExAnte2019 | IOU workpaper | 2019-11-06 | Cap-Tons | 1 |  |  | 496.0048 | 0 | 26.9036 | -108.1178 | 0 | 16.6054 | [6 empty] | DEER:HVAC_Split-Package_HP | Annual | FALSE
Any | SWHC046W | RtL | ex | CZ13 | cDXHP | SWHC046-01 | ExAnte2019 | IOU workpaper | 2019-11-06 | Cap-Tons | 1 |  |  | 599.2231 | 0 | 23.3306 | -86.8123 | 0 | 14.3964 | [6 empty] | DEER:HVAC_Split-Package_HP | Annual | FALSE
Any | SWHC046W | RtL | ex | CZ14 | cDXHP | SWHC046-01 | ExAnte2019 | IOU workpaper | 2019-11-06 | Cap-Tons | 1 |  |  | 565.6512 | 0 | 27.9005 | -114.7041 | 0 | 17.8156 | [6 empty] | DEER:HVAC_Split-Package_HP | Annual | FALSE
Any | SWHC046W | RtL | ex | CZ15 | cDXHP | SWHC046-01 | ExAnte2019 | IOU workpaper | 2019-11-06 | Cap-Tons | 1 |  |  | 870.0906 | 0 | 2.7059 | 31.4609 | 0 | 2.051 | [6 empty] | DEER:HVAC_Split-Package_HP | Annual | FALSE
Any | SWHC046W | RtL | ex | CZ16 | cDXHP | SWHC046-01 | ExAnte2019 | IOU workpaper | 2019-11-06 | Cap-Tons | 1 |  |  | -187.5591 | 0 | 122.6147 | -677.0751 | 0 | 74.7214 | [6 empty] | DEER:HVAC_Split-Package_HP | Annual | FALSE
Any | SWHC046W | RtS | ex | CZ01 | cDXHP | SWHC046-01 | ExAnte2019 | IOU workpaper | 2019-11-06 | Cap-Tons | 1 |  |  | -280.1051 | 0 | 115.219 | -650.9118 | 0 | 85.3528 | [6 empty] | DEER:HVAC_Split-Package_HP | Annual | FALSE
Any | SWHC046W | RtS | ex | CZ02 | cDXHP | SWHC046-01 | ExAnte2019 | IOU workpaper | 2019-11-06 | Cap-Tons | 1 |  |  | 188.0459 | 0 | 56.4903 | -321.8504 | 0 | 42.5579 | [6 empty] | DEER:HVAC_Split-Package_HP | Annual | FALSE
Any | SWHC046W | RtS | ex | CZ03 | cDXHP | SWHC046-01 | ExAnte2019 | IOU workpaper | 2019-11-06 | Cap-Tons | 1 |  |  | 124.8198 | 0 | 53.878 | -301.4444 | 0 | 40.6859 | [6 empty] | DEER:HVAC_Split-Package_HP | Annual | FALSE
Any | SWHC046W | RtS | ex | CZ04 | cDXHP | SWHC046-01 | ExAnte2019 | IOU workpaper | 2019-11-06 | Cap-Tons | 1 |  |  | 306.5367 | 0 | 40.4496 | -222.8577 | 0 | 31.2638 | [6 empty] | DEER:HVAC_Split-Package_HP | Annual | FALSE
Any | SWHC046W | RtS | ex | CZ05 | cDXHP | SWHC046-01 | ExAnte2019 | IOU workpaper | 2019-11-06 | Cap-Tons | 1 |  |  | 162.4635 | 0 | 48.1617 | -265.9979 | 0 | 36.2631 | [6 empty] | DEER:HVAC_Split-Package_HP | Annual | FALSE
Any | SWHC046W | RtS | ex | CZ06 | cDXHP | SWHC046-01 | ExAnte2019 | IOU workpaper | 2019-11-06 | Cap-Tons | 1 |  |  | 434.4963 | 0 | 19.7765 | -91.2731 | 0 | 15.6048 | [6 empty] | DEER:HVAC_Split-Package_HP | Annual | FALSE
Any | SWHC046W | RtS | ex | CZ07 | cDXHP | SWHC046-01 | ExAnte2019 | IOU workpaper | 2019-11-06 | Cap-Tons | 1 |  |  | 445.1941 | 0 | 12.7453 | -47.5696 | 0 | 9.6218 | [6 empty] | DEER:HVAC_Split-Package_HP | Annual | FALSE
Any | SWHC046W | RtS | ex | CZ08 | cDXHP | SWHC046-01 | ExAnte2019 | IOU workpaper | 2019-11-06 | Cap-Tons | 1 |  |  | 500.2425 | 0 | 15.1431 | -69.8197 | 0 | 12.1588 | [6 empty] | DEER:HVAC_Split-Package_HP | Annual | FALSE
Any | SWHC046W | RtS | ex | CZ09 | cDXHP | SWHC046-01 | ExAnte2019 | IOU workpaper | 2019-11-06 | Cap-Tons | 1 |  |  | 492.5643 | 0 | 17.3473 | -97.1806 | 0 | 14.4869 | [6 empty] | DEER:HVAC_Split-Package_HP | Annual | FALSE
Any | SWHC046W | RtS | ex | CZ10 | cDXHP | SWHC046-01 | ExAnte2019 | IOU workpaper | 2019-11-06 | Cap-Tons | 1 |  |  | 540.7966 | 0 | 16.4717 | -76.1158 | 0 | 12.7254 | [6 empty] | DEER:HVAC_Split-Package_HP | Annual | FALSE
Any | SWHC046W | RtS | ex | CZ11 | cDXHP | SWHC046-01 | ExAnte2019 | IOU workpaper | 2019-11-06 | Cap-Tons | 1 |  |  | 362.0306 | 0 | 43.696 | -259.6264 | 0 | 35.8907 | [6 empty] | DEER:HVAC_Split-Package_HP | Annual | FALSE
Any | SWHC046W | RtS | ex | CZ12 | cDXHP | SWHC046-01 | ExAnte2019 | IOU workpaper | 2019-11-06 | Cap-Tons | 1 |  |  | 312.814 | 0 | 46.9179 | -275.181 | 0 | 37.4251 | [6 empty] | DEER:HVAC_Split-Package_HP | Annual | FALSE
Any | SWHC046W | RtS | ex | CZ13 | cDXHP | SWHC046-01 | ExAnte2019 | IOU workpaper | 2019-11-06 | Cap-Tons | 1 |  |  | 411.6167 | 0 | 38.5627 | -223.9409 | 0 | 31.24 | [6 empty] | DEER:HVAC_Split-Package_HP | Annual | FALSE
Any | SWHC046W | RtS | ex | CZ14 | cDXHP | SWHC046-01 | ExAnte2019 | IOU workpaper | 2019-11-06 | Cap-Tons | 1 |  |  | 386.2482 | 0 | 39.8816 | -237.5134 | 0 | 32.425 | [6 empty] | DEER:HVAC_Split-Package_HP | Annual | FALSE
Any | SWHC046W | RtS | ex | CZ15 | cDXHP | SWHC046-01 | ExAnte2019 | IOU workpaper | 2019-11-06 | Cap-Tons | 1 |  |  | 778.6239 | 0 | 3.7116 | 18.3807 | 0 | 3.1971 | [6 empty] | DEER:HVAC_Split-Package_HP | Annual | FALSE
Any | SWHC046W | RtS | ex | CZ16 | cDXHP | SWHC046-01 | ExAnte2019 | IOU workpaper | 2019-11-06 | Cap-Tons | 1 |  |  | -577.9193 | 0 | 143.7746 | -1028.4274 | 0 | 112.5622 | [6 empty] | DEER:HVAC_Split-Package_HP | Annual | FALSE
Any | SWHC046W | SCn | ex | CZ01 | cDXHP | SWHC046-01 | ExAnte2019 | IOU workpaper | 2019-11-06 | Cap-Tons | 1 |  |  | -632.2486 | 0 | 141.5087 | -987.1114 | 0 | 124.4145 | [6 empty] | DEER:HVAC_Split-Package_HP | Annual | FALSE
Any | SWHC046W | SCn | ex | CZ02 | cDXHP | SWHC046-01 | ExAnte2019 | IOU workpaper | 2019-11-06 | Cap-Tons | 1 |  |  | -366.4683 | 0 | 98.2226 | -693.4281 | 0 | 82.0223 | [6 empty] | DEER:HVAC_Split-Package_HP | Annual | FALSE
Any | SWHC046W | SCn | ex | CZ03 | cDXHP | SWHC046-01 | ExAnte2019 | IOU workpaper | 2019-11-06 | Cap-Tons | 1 |  |  | -152.8618 | 0 | 75.1377 | -530.4368 | 0 | 65.6425 | [6 empty] | DEER:HVAC_Split-Package_HP | Annual | FALSE
Any | SWHC046W | SCn | ex | CZ04 | cDXHP | SWHC046-01 | ExAnte2019 | IOU workpaper | 2019-11-06 | Cap-Tons | 1 |  |  | -260.3434 | 0 | 76.8798 | -576.0706 | 0 | 64.3251 | [6 empty] | DEER:HVAC_Split-Package_HP | Annual | FALSE
Any | SWHC046W | SCn | ex | CZ05 | cDXHP | SWHC046-01 | ExAnte2019 | IOU workpaper | 2019-11-06 | Cap-Tons | 1 |  |  | -147.395 | 0 | 75.5215 | -536.565 | 0 | 65.1737 | [6 empty] | DEER:HVAC_Split-Package_HP | Annual | FALSE
Any | SWHC046W | SCn | ex | CZ06 | cDXHP | SWHC046-01 | ExAnte2019 | IOU workpaper | 2019-11-06 | Cap-Tons | 1 |  |  | 133.1803 | 0 | 39.8415 | -280.0601 | 0 | 36.1244 | [6 empty] | DEER:HVAC_Split-Package_HP | Annual | FALSE
Any | SWHC046W | SCn | ex | CZ07 | cDXHP | SWHC046-01 | ExAnte2019 | IOU workpaper | 2019-11-06 | Cap-Tons | 1 |  |  | 187.3844 | 0 | 30.1028 | -214.7408 | 0 | 26.5398 | [6 empty] | DEER:HVAC_Split-Package_HP | Annual | FALSE
Any | SWHC046W | SCn | ex | CZ08 | cDXHP | SWHC046-01 | ExAnte2019 | IOU workpaper | 2019-11-06 | Cap-Tons | 1 |  |  | 189.2406 | 0 | 40.1991 | -257.5034 | 0 | 35.5518 | [6 empty] | DEER:HVAC_Split-Package_HP | Annual | FALSE
Any | SWHC046W | SCn | ex | CZ09 | cDXHP | SWHC046-01 | ExAnte2019 | IOU workpaper | 2019-11-06 | Cap-Tons | 1 |  |  | 224.2946 | 0 | 41.0323 | -271.4114 | 0 | 37.509 | [6 empty] | DEER:HVAC_Split-Package_HP | Annual | FALSE
Any | SWHC046W | SCn | ex | CZ10 | cDXHP | SWHC046-01 | ExAnte2019 | IOU workpaper | 2019-11-06 | Cap-Tons | 1 |  |  | 212.574 | 0 | 44.0689 | -284.0855 | 0 | 38.1948 | [6 empty] | DEER:HVAC_Split-Package_HP | Annual | FALSE
Any | SWHC046W | SCn | ex | CZ11 | cDXHP | SWHC046-01 | ExAnte2019 | IOU workpaper | 2019-11-06 | Cap-Tons | 1 |  |  | -6.5866 | 0 | 81.7487 | -540.1047 | 0 | 72.0936 | [6 empty] | DEER:HVAC_Split-Package_HP | Annual | FALSE
Any | SWHC046W | SCn | ex | CZ12 | cDXHP | SWHC046-01 | ExAnte2019 | IOU workpaper | 2019-11-06 | Cap-Tons | 1 |  |  | -106.6573 | 0 | 88.5979 | -580.6115 | 0 | 76.8081 | [6 empty] | DEER:HVAC_Split-Package_HP | Annual | FALSE
Any | SWHC046W | SCn | ex | CZ13 | cDXHP | SWHC046-01 | ExAnte2019 | IOU workpaper | 2019-11-06 | Cap-Tons | 1 |  |  | 70.3274 | 0 | 69.3119 | -456.3368 | 0 | 60.7802 | [6 empty] | DEER:HVAC_Split-Package_HP | Annual | FALSE
Any | SWHC046W | SCn | ex | CZ14 | cDXHP | SWHC046-01 | ExAnte2019 | IOU workpaper | 2019-11-06 | Cap-Tons | 1 |  |  | -41.3369 | 0 | 83.2087 | -582.6452 | 0 | 73.3626 | [6 empty] | DEER:HVAC_Split-Package_HP | Annual | FALSE
Any | SWHC046W | SCn | ex | CZ15 | cDXHP | SWHC046-01 | ExAnte2019 | IOU workpaper | 2019-11-06 | Cap-Tons | 1 |  |  | 608.8547 | 0 | 10.6344 | -51.8414 | 0 | 10.2322 | [6 empty] | DEER:HVAC_Split-Package_HP | Annual | FALSE
Any | SWHC046W | SCn | ex | CZ16 | cDXHP | SWHC046-01 | ExAnte2019 | IOU workpaper | 2019-11-06 | Cap-Tons | 1 |  |  | -859.3626 | 0 | 159.3753 | -1256.7507 | 0 | 138.4562 | [6 empty] | DEER:HVAC_Split-Package_HP | Annual | FALSE
Any | SWHC046X | Asm | ex | CZ01 | cDXHP | SWHC046-01 | ExAnte2019 | IOU workpaper | 2019-11-06 | Cap-Tons | 1 |  |  | -807.7207 | 0 | 164.5631 | -1144.5148 | 0 | 154.4701 | [6 empty] | DEER:HVAC_Split-Package_HP | Annual | FALSE
Any | SWHC046X | Asm | ex | CZ02 | cDXHP | SWHC046-01 | ExAnte2019 | IOU workpaper | 2019-11-06 | Cap-Tons | 1 |  |  | -217.7958 | 0 | 100.118 | -518.3915 | 0 | 92.0485 | [6 empty] | DEER:HVAC_Split-Package_HP | Annual | FALSE
Any | SWHC046X | Asm | ex | CZ03 | cDXHP | SWHC046-01 | ExAnte2019 | IOU workpaper | 2019-11-06 | Cap-Tons | 1 |  |  | -124.5879 | 0 | 74.064 | -472.7991 | 0 | 62.2362 | [6 empty] | DEER:HVAC_Split-Package_HP | Annual | FALSE
Any | SWHC046X | Asm | ex | CZ04 | cDXHP | SWHC046-01 | ExAnte2019 | IOU workpaper | 2019-11-06 | Cap-Tons | 1 |  |  | 20.2596 | 0 | 67.6583 | -353.597 | 0 | 63.0329 | [6 empty] | DEER:HVAC_Split-Package_HP | Annual | FALSE
Any | SWHC046X | Asm | ex | CZ05 | cDXHP | SWHC046-01 | ExAnte2019 | IOU workpaper | 2019-11-06 | Cap-Tons | 1 |  |  | -121.9762 | 0 | 73.3626 | -475.2419 | 0 | 63.5455 | [6 empty] | DEER:HVAC_Split-Package_HP | Annual | FALSE
Any | SWHC046X | Asm | ex | CZ06 | cDXHP | SWHC046-01 | ExAnte2019 | IOU workpaper | 2019-11-06 | Cap-Tons | 1 |  |  | 237.446 | 0 | 30.6647 | -158.8793 | 0 | 24.0615 | [6 empty] | DEER:HVAC_Split-Package_HP | Annual | FALSE
Any | SWHC046X | Asm | ex | CZ07 | cDXHP | SWHC046-01 | ExAnte2019 | IOU workpaper | 2019-11-06 | Cap-Tons | 1 |  |  | 224.7202 | 0 | 23.1227 | -127.1944 | 0 | 17.7981 | [6 empty] | DEER:HVAC_Split-Package_HP | Annual | FALSE
Any | SWHC046X | Asm | ex | CZ08 | cDXHP | SWHC046-01 | ExAnte2019 | IOU workpaper | 2019-11-06 | Cap-Tons | 1 |  |  | 305.6065 | 0 | 29.4237 | -142.9752 | 0 | 24.9831 | [6 empty] | DEER:HVAC_Split-Package_HP | Annual | FALSE
Any | SWHC046X | Asm | ex | CZ09 | cDXHP | SWHC046-01 | ExAnte2019 | IOU workpaper | 2019-11-06 | Cap-Tons | 1 |  |  | 339.4975 | 0 | 29.067 | -119.8446 | 0 | 19.7542 | [6 empty] | DEER:HVAC_Split-Package_HP | Annual | FALSE
Any | SWHC046X | Asm | ex | CZ10 | cDXHP | SWHC046-01 | ExAnte2019 | IOU workpaper | 2019-11-06 | Cap-Tons | 1 |  |  | 355.4178 | 0 | 35.6847 | -150.9325 | 0 | 25.9572 | [6 empty] | DEER:HVAC_Split-Package_HP | Annual | FALSE
Any | SWHC046X | Asm | ex | CZ11 | cDXHP | SWHC046-01 | ExAnte2019 | IOU workpaper | 2019-11-06 | Cap-Tons | 1 |  |  | 231.2984 | 0 | 65.4791 | -311.945 | 0 | 46.2894 | [6 empty] | DEER:HVAC_Split-Package_HP | Annual | FALSE
Any | SWHC046X | Asm | ex | CZ12 | cDXHP | SWHC046-01 | ExAnte2019 | IOU workpaper | 2019-11-06 | Cap-Tons | 1 |  |  | 105.5677 | 0 | 71.9986 | -380.9014 | 0 | 55.1538 | [6 empty] | DEER:HVAC_Split-Package_HP | Annual | FALSE
Any | SWHC046X | Asm | ex | CZ13 | cDXHP | SWHC046-01 | ExAnte2019 | IOU workpaper | 2019-11-06 | Cap-Tons | 1 |  |  | 274.6165 | 0 | 59.8182 | -275.9294 | 0 | 41.5295 | [6 empty] | DEER:HVAC_Split-Package_HP | Annual | FALSE
Any | SWHC046X | Asm | ex | CZ14 | cDXHP | SWHC046-01 | ExAnte2019 | IOU workpaper | 2019-11-06 | Cap-Tons | 1 |  |  | 244.4896 | 0 | 63.5069 | -306.0802 | 0 | 44.8153 | [6 empty] | DEER:HVAC_Split-Package_HP | Annual | FALSE
Any | SWHC046X | Asm | ex | CZ15 | cDXHP | SWHC046-01 | ExAnte2019 | IOU workpaper | 2019-11-06 | Cap-Tons | 1 |  |  | 723.8057 | 0 | 10.8061 | 24.6095 | 0 | 7.3993 | [6 empty] | DEER:HVAC_Split-Package_HP | Annual | FALSE
Any | SWHC046X | Asm | ex | CZ16 | cDXHP | SWHC046-01 | ExAnte2019 | IOU workpaper | 2019-11-06 | Cap-Tons | 1 |  |  | -949.2684 | 0 | 184.6315 | -1336.2928 | 0 | 155.7993 | [6 empty] | DEER:HVAC_Split-Package_HP | Annual | FALSE
Any | SWHC046X | Com | ex | CZ01 | cDXHP | SWHC046-01 | ExAnte2019 | IOU workpaper | 2019-11-06 | Cap-Tons | 1 |  |  | -268.5766 | 0 | 108.4839 | -691.1056 | 0 | 89.0017 | [6 empty] | DEER:HVAC_Split-Package_HP | Annual | FALSE
Any | SWHC046X | Com | ex | CZ02 | cDXHP | SWHC046-01 | ExAnte2019 | IOU workpaper | 2019-11-06 | Cap-Tons | 1 |  |  | 94.5919 | 0 | 57.5857 | -339.8714 | 0 | 45.7786 | [6 empty] | DEER:HVAC_Split-Package_HP | Annual | FALSE
Any | SWHC046X | Com | ex | CZ03 | cDXHP | SWHC046-01 | ExAnte2019 | IOU workpaper | 2019-11-06 | Cap-Tons | 1 |  |  | 122.8078 | 0 | 39.3492 | -237.7241 | 0 | 32.4905 | [6 empty] | DEER:HVAC_Split-Package_HP | Annual | FALSE
Any | SWHC046X | Com | ex | CZ04 | cDXHP | SWHC046-01 | ExAnte2019 | IOU workpaper | 2019-11-06 | Cap-Tons | 1 |  |  | 197.3252 | 0 | 34.2316 | -195.1075 | 0 | 27.9792 | [6 empty] | DEER:HVAC_Split-Package_HP | Annual | FALSE
Any | SWHC046X | Com | ex | CZ05 | cDXHP | SWHC046-01 | ExAnte2019 | IOU workpaper | 2019-11-06 | Cap-Tons | 1 |  |  | 92.4851 | 0 | 54.2154 | -327.8052 | 0 | 44.152 | [6 empty] | DEER:HVAC_Split-Package_HP | Annual | FALSE
Any | SWHC046X | Com | ex | CZ06 | cDXHP | SWHC046-01 | ExAnte2019 | IOU workpaper | 2019-11-06 | Cap-Tons | 1 |  |  | 343.8013 | 0 | 21.0014 | -103.7799 | 0 | 17.8055 | [6 empty] | DEER:HVAC_Split-Package_HP | Annual | FALSE
Any | SWHC046X | Com | ex | CZ07 | cDXHP | SWHC046-01 | ExAnte2019 | IOU workpaper | 2019-11-06 | Cap-Tons | 1 |  |  | 345.4219 | 0 | 16.7309 | -85.6419 | 0 | 14.8489 | [6 empty] | DEER:HVAC_Split-Package_HP | Annual | FALSE
Any | SWHC046X | Com | ex | CZ08 | cDXHP | SWHC046-01 | ExAnte2019 | IOU workpaper | 2019-11-06 | Cap-Tons | 1 |  |  | 371.8279 | 0 | 20.1836 | -89.6709 | 0 | 17.3123 | [6 empty] | DEER:HVAC_Split-Package_HP | Annual | FALSE
Any | SWHC046X | Com | ex | CZ09 | cDXHP | SWHC046-01 | ExAnte2019 | IOU workpaper | 2019-11-06 | Cap-Tons | 1 |  |  | 413.7855 | 0 | 19.4329 | -91.3862 | 0 | 16.3497 | [6 empty] | DEER:HVAC_Split-Package_HP | Annual | FALSE
Any | SWHC046X | Com | ex | CZ10 | cDXHP | SWHC046-01 | ExAnte2019 | IOU workpaper | 2019-11-06 | Cap-Tons | 1 |  |  | 379.2747 | 0 | 26.3559 | -129.0187 | 0 | 21.8078 | [6 empty] | DEER:HVAC_Split-Package_HP | Annual | FALSE
Any | SWHC046X | Com | ex | CZ11 | cDXHP | SWHC046-01 | ExAnte2019 | IOU workpaper | 2019-11-06 | Cap-Tons | 1 |  |  | 268.2324 | 0 | 48.1379 | -272.9719 | 0 | 39.3311 | [6 empty] | DEER:HVAC_Split-Package_HP | Annual | FALSE
Any | SWHC046X | Com | ex | CZ12 | cDXHP | SWHC046-01 | ExAnte2019 | IOU workpaper | 2019-11-06 | Cap-Tons | 1 |  |  | 222.753 | 0 | 45.2224 | -261.3015 | 0 | 36.6702 | [6 empty] | DEER:HVAC_Split-Package_HP | Annual | FALSE
Any | SWHC046X | Com | ex | CZ13 | cDXHP | SWHC046-01 | ExAnte2019 | IOU workpaper | 2019-11-06 | Cap-Tons | 1 |  |  | 325.612 | 0 | 40.3064 | -218.6445 | 0 | 32.6343 | [6 empty] | DEER:HVAC_Split-Package_HP | Annual | FALSE
Any | SWHC046X | Com | ex | CZ14 | cDXHP | SWHC046-01 | ExAnte2019 | IOU workpaper | 2019-11-06 | Cap-Tons | 1 |  |  | 296.1298 | 0 | 43.9859 | -247.9235 | 0 | 34.9025 | [6 empty] | DEER:HVAC_Split-Package_HP | Annual | FALSE
Any | SWHC046X | Com | ex | CZ15 | cDXHP | SWHC046-01 | ExAnte2019 | IOU workpaper | 2019-11-06 | Cap-Tons | 1 |  |  | 726.4982 | 0 | 6.7828 | 36.0173 | 0 | 5.6497 | [6 empty] | DEER:HVAC_Split-Package_HP | Annual | FALSE
Any | SWHC046X | Com | ex | CZ16 | cDXHP | SWHC046-01 | ExAnte2019 | IOU workpaper | 2019-11-06 | Cap-Tons | 1 |  |  | -546.6794 | 0 | 129.3661 | -962.2919 | 0 | 105.3696 | [6 empty] | DEER:HVAC_Split-Package_HP | Annual | FALSE
Any | SWHC046X | ECC | ex | CZ01 | cDXHP | SWHC046-01 | ExAnte2019 | IOU workpaper | 2019-11-06 | Cap-Tons | 1 |  |  | -105.8436 | 0 | 67.5853 | -376.974 | 0 | 48.5625 | [6 empty] | DEER:HVAC_Split-Package_HP | Annual | FALSE
Any | SWHC046X | ECC | ex | CZ02 | cDXHP | SWHC046-01 | ExAnte2019 | IOU workpaper | 2019-11-06 | Cap-Tons | 1 |  |  | 129.7596 | 0 | 37.7362 | -182.5501 | 0 | 25.4874 | [6 empty] | DEER:HVAC_Split-Package_HP | Annual | FALSE
Any | SWHC046X | ECC | ex | CZ03 | cDXHP | SWHC046-01 | ExAnte2019 | IOU workpaper | 2019-11-06 | Cap-Tons | 1 |  |  | 115.5148 | 0 | 28.7349 | -152.3103 | 0 | 20.8177 | [6 empty] | DEER:HVAC_Split-Package_HP | Annual | FALSE
Any | SWHC046X | ECC | ex | CZ04 | cDXHP | SWHC046-01 | ExAnte2019 | IOU workpaper | 2019-11-06 | Cap-Tons | 1 |  |  | 179.8548 | 0 | 25.9865 | -124.3975 | 0 | 18.1781 | [6 empty] | DEER:HVAC_Split-Package_HP | Annual | FALSE
Any | SWHC046X | ECC | ex | CZ05 | cDXHP | SWHC046-01 | ExAnte2019 | IOU workpaper | 2019-11-06 | Cap-Tons | 1 |  |  | 108.2505 | 0 | 28.8126 | -153.0928 | 0 | 20.7499 | [6 empty] | DEER:HVAC_Split-Package_HP | Annual | FALSE
Any | SWHC046X | ECC | ex | CZ06 | cDXHP | SWHC046-01 | ExAnte2019 | IOU workpaper | 2019-11-06 | Cap-Tons | 1 |  |  | 297.7217 | 0 | 9.2835 | -19.3997 | 0 | 6.4808 | [6 empty] | DEER:HVAC_Split-Package_HP | Annual | FALSE
Any | SWHC046X | ECC | ex | CZ07 | cDXHP | SWHC046-01 | ExAnte2019 | IOU workpaper | 2019-11-06 | Cap-Tons | 1 |  |  | 274.9541 | 0 | 5.3819 | -1.9238 | 0 | 3.6529 | [6 empty] | DEER:HVAC_Split-Package_HP | Annual | FALSE
Any | SWHC046X | ECC | ex | CZ08 | cDXHP | SWHC046-01 | ExAnte2019 | IOU workpaper | 2019-11-06 | Cap-Tons | 1 |  |  | 334.5451 | 0 | 8.6041 | -1.4422 | 0 | 5.824 | [6 empty] | DEER:HVAC_Split-Package_HP | Annual | FALSE
Any | SWHC046X | ECC | ex | CZ09 | cDXHP | SWHC046-01 | ExAnte2019 | IOU workpaper | 2019-11-06 | Cap-Tons | 1 |  |  | 349.2689 | 0 | 10.0026 | -22.2588 | 0 | 7.217 | [6 empty] | DEER:HVAC_Split-Package_HP | Annual | FALSE
Any | SWHC046X | ECC | ex | CZ10 | cDXHP | SWHC046-01 | ExAnte2019 | IOU workpaper | 2019-11-06 | Cap-Tons | 1 |  |  | 369.1459 | 0 | 11.5257 | -18.8602 | 0 | 7.7985 | [6 empty] | DEER:HVAC_Split-Package_HP | Annual | FALSE
Any | SWHC046X | ECC | ex | CZ11 | cDXHP | SWHC046-01 | ExAnte2019 | IOU workpaper | 2019-11-06 | Cap-Tons | 1 |  |  | 275.6212 | 0 | 31.3722 | -135.4194 | 0 | 23.3304 | [6 empty] | DEER:HVAC_Split-Package_HP | Annual | FALSE
Any | SWHC046X | ECC | ex | CZ12 | cDXHP | SWHC046-01 | ExAnte2019 | IOU workpaper | 2019-11-06 | Cap-Tons | 1 |  |  | 216.0299 | 0 | 32.923 | -150.3005 | 0 | 23.7967 | [6 empty] | DEER:HVAC_Split-Package_HP | Annual | FALSE
Any | SWHC046X | ECC | ex | CZ13 | cDXHP | SWHC046-01 | ExAnte2019 | IOU workpaper | 2019-11-06 | Cap-Tons | 1 |  |  | 306.4783 | 0 | 26.9595 | -107.9652 | 0 | 19.8382 | [6 empty] | DEER:HVAC_Split-Package_HP | Annual | FALSE
Any | SWHC046X | ECC | ex | CZ14 | cDXHP | SWHC046-01 | ExAnte2019 | IOU workpaper | 2019-11-06 | Cap-Tons | 1 |  |  | 284.7163 | 0 | 28.4244 | -127.6104 | 0 | 20.9123 | [6 empty] | DEER:HVAC_Split-Package_HP | Annual | FALSE
Any | SWHC046X | ECC | ex | CZ15 | cDXHP | SWHC046-01 | ExAnte2019 | IOU workpaper | 2019-11-06 | Cap-Tons | 1 |  |  | 588.4302 | 0 | 2.6517 | 60.4935 | 0 | 1.9383 | [6 empty] | DEER:HVAC_Split-Package_HP | Annual | FALSE
Any | SWHC046X | ECC | ex | CZ16 | cDXHP | SWHC046-01 | ExAnte2019 | IOU workpaper | 2019-11-06 | Cap-Tons | 1 |  |  | -294.3139 | 0 | 87.2714 | -599.8918 | 0 | 66.0583 | [6 empty] | DEER:HVAC_Split-Package_HP | Annual | FALSE
Any | SWHC046X | EPr | ex | CZ01 | cDXHP | SWHC046-01 | ExAnte2019 | IOU workpaper | 2019-11-06 | Cap-Tons | 1 |  |  | -349.9688 | 0 | 87.1624 | -532.2662 | 0 | 72.9321 | [6 empty] | DEER:HVAC_Split-Package_HP | Annual | FALSE
Any | SWHC046X | EPr | ex | CZ02 | cDXHP | SWHC046-01 | ExAnte2019 | IOU workpaper | 2019-11-06 | Cap-Tons | 1 |  |  | -83.2122 | 0 | 47.5682 | -277.4103 | 0 | 34.8916 | [6 empty] | DEER:HVAC_Split-Package_HP | Annual | FALSE
Any | SWHC046X | EPr | ex | CZ03 | cDXHP | SWHC046-01 | ExAnte2019 | IOU workpaper | 2019-11-06 | Cap-Tons | 1 |  |  | -60.0308 | 0 | 41.9962 | -240.419 | 0 | 33.4162 | [6 empty] | DEER:HVAC_Split-Package_HP | Annual | FALSE
Any | SWHC046X | EPr | ex | CZ04 | cDXHP | SWHC046-01 | ExAnte2019 | IOU workpaper | 2019-11-06 | Cap-Tons | 1 |  |  | -0.4717 | 0 | 33.744 | -197.6496 | 0 | 25.051 | [6 empty] | DEER:HVAC_Split-Package_HP | Annual | FALSE
Any | SWHC046X | EPr | ex | CZ05 | cDXHP | SWHC046-01 | ExAnte2019 | IOU workpaper | 2019-11-06 | Cap-Tons | 1 |  |  | -76.3187 | 0 | 41.1584 | -242.5894 | 0 | 33.5248 | [6 empty] | DEER:HVAC_Split-Package_HP | Annual | FALSE
Any | SWHC046X | EPr | ex | CZ06 | cDXHP | SWHC046-01 | ExAnte2019 | IOU workpaper | 2019-11-06 | Cap-Tons | 1 |  |  | 109.7111 | 0 | 17.0006 | -80.6647 | 0 | 12.9186 | [6 empty] | DEER:HVAC_Split-Package_HP | Annual | FALSE
Any | SWHC046X | EPr | ex | CZ07 | cDXHP | SWHC046-01 | ExAnte2019 | IOU workpaper | 2019-11-06 | Cap-Tons | 1 |  |  | 105.3719 | 0 | 12.9204 | -61.1074 | 0 | 9.4326 | [6 empty] | DEER:HVAC_Split-Package_HP | Annual | FALSE
Any | SWHC046X | EPr | ex | CZ08 | cDXHP | SWHC046-01 | ExAnte2019 | IOU workpaper | 2019-11-06 | Cap-Tons | 1 |  |  | 149.067 | 0 | 14.5436 | -59.0746 | 0 | 10.7872 | [6 empty] | DEER:HVAC_Split-Package_HP | Annual | FALSE
Any | SWHC046X | EPr | ex | CZ09 | cDXHP | SWHC046-01 | ExAnte2019 | IOU workpaper | 2019-11-06 | Cap-Tons | 1 |  |  | 158.2249 | 0 | 16.3087 | -82.9793 | 0 | 13.0614 | [6 empty] | DEER:HVAC_Split-Package_HP | Annual | FALSE
Any | SWHC046X | EPr | ex | CZ10 | cDXHP | SWHC046-01 | ExAnte2019 | IOU workpaper | 2019-11-06 | Cap-Tons | 1 |  |  | 179.864 | 0 | 16.67 | -71.9281 | 0 | 12.6484 | [6 empty] | DEER:HVAC_Split-Package_HP | Annual | FALSE
Any | SWHC046X | EPr | ex | CZ11 | cDXHP | SWHC046-01 | ExAnte2019 | IOU workpaper | 2019-11-06 | Cap-Tons | 1 |  |  | 49.4911 | 0 | 37.6812 | -196.6209 | 0 | 29.0409 | [6 empty] | DEER:HVAC_Split-Package_HP | Annual | FALSE
Any | SWHC046X | EPr | ex | CZ12 | cDXHP | SWHC046-01 | ExAnte2019 | IOU workpaper | 2019-11-06 | Cap-Tons | 1 |  |  | 0.5831 | 0 | 40.9724 | -224.1231 | 0 | 30.6956 | [6 empty] | DEER:HVAC_Split-Package_HP | Annual | FALSE
Any | SWHC046X | EPr | ex | CZ13 | cDXHP | SWHC046-01 | ExAnte2019 | IOU workpaper | 2019-11-06 | Cap-Tons | 1 |  |  | 89.1675 | 0 | 33.3362 | -160.4387 | 0 | 25.624 | [6 empty] | DEER:HVAC_Split-Package_HP | Annual | FALSE
Any | SWHC046X | EPr | ex | CZ14 | cDXHP | SWHC046-01 | ExAnte2019 | IOU workpaper | 2019-11-06 | Cap-Tons | 1 |  |  | 80.466 | 0 | 33.414 | -182.5481 | 0 | 26.2296 | [6 empty] | DEER:HVAC_Split-Package_HP | Annual | FALSE
Any | SWHC046X | EPr | ex | CZ15 | cDXHP | SWHC046-01 | ExAnte2019 | IOU workpaper | 2019-11-06 | Cap-Tons | 1 |  |  | 350.3777 | 0 | 4.3679 | 20.0096 | 0 | 3.5631 | [6 empty] | DEER:HVAC_Split-Package_HP | Annual | FALSE
Any | SWHC046X | EPr | ex | CZ16 | cDXHP | SWHC046-01 | ExAnte2019 | IOU workpaper | 2019-11-06 | Cap-Tons | 1 |  |  | -547.7286 | 0 | 106.2852 | -747.2079 | 0 | 84.4166 | [6 empty] | DEER:HVAC_Split-Package_HP | Annual | FALSE
Any | SWHC046X | ERC | ex | CZ01 | cDXHP | SWHC046-01 | ExAnte2019 | IOU workpaper | 2019-11-06 | Cap-Tons | 1 |  |  | -667.1096 | 0 | 129.8542 | -801.815 | 0 | 110.1162 | [6 empty] | DEER:HVAC_Split-Package_HP | Annual | FALSE
Any | SWHC046X | ERC | ex | CZ02 | cDXHP | SWHC046-01 | ExAnte2019 | IOU workpaper | 2019-11-06 | Cap-Tons | 1 |  |  | -331.0665 | 0 | 81.9771 | -493.4778 | 0 | 69.5869 | [6 empty] | DEER:HVAC_Split-Package_HP | Annual | FALSE
Any | SWHC046X | ERC | ex | CZ03 | cDXHP | SWHC046-01 | ExAnte2019 | IOU workpaper | 2019-11-06 | Cap-Tons | 1 |  |  | -199.7924 | 0 | 62.2167 | -336.1377 | 0 | 53.4289 | [6 empty] | DEER:HVAC_Split-Package_HP | Annual | FALSE
Any | SWHC046X | ERC | ex | CZ04 | cDXHP | SWHC046-01 | ExAnte2019 | IOU workpaper | 2019-11-06 | Cap-Tons | 1 |  |  | -178.5674 | 0 | 57.3818 | -342.9069 | 0 | 49.8915 | [6 empty] | DEER:HVAC_Split-Package_HP | Annual | FALSE
Any | SWHC046X | ERC | ex | CZ05 | cDXHP | SWHC046-01 | ExAnte2019 | IOU workpaper | 2019-11-06 | Cap-Tons | 1 |  |  | -268.0901 | 0 | 70.017 | -407.4323 | 0 | 61.724 | [6 empty] | DEER:HVAC_Split-Package_HP | Annual | FALSE
Any | SWHC046X | ERC | ex | CZ06 | cDXHP | SWHC046-01 | ExAnte2019 | IOU workpaper | 2019-11-06 | Cap-Tons | 1 |  |  | 23.0465 | 0 | 29.5081 | -142.3751 | 0 | 26.3492 | [6 empty] | DEER:HVAC_Split-Package_HP | Annual | FALSE
Any | SWHC046X | ERC | ex | CZ07 | cDXHP | SWHC046-01 | ExAnte2019 | IOU workpaper | 2019-11-06 | Cap-Tons | 1 |  |  | 61.5551 | 0 | 19.1747 | -79.4754 | 0 | 16.423 | [6 empty] | DEER:HVAC_Split-Package_HP | Annual | FALSE
Any | SWHC046X | ERC | ex | CZ08 | cDXHP | SWHC046-01 | ExAnte2019 | IOU workpaper | 2019-11-06 | Cap-Tons | 1 |  |  | 66.215 | 0 | 26.0794 | -112.5509 | 0 | 22.7451 | [6 empty] | DEER:HVAC_Split-Package_HP | Annual | FALSE
Any | SWHC046X | ERC | ex | CZ09 | cDXHP | SWHC046-01 | ExAnte2019 | IOU workpaper | 2019-11-06 | Cap-Tons | 1 |  |  | 71.3809 | 0 | 25.3532 | -120.9699 | 0 | 22.2282 | [6 empty] | DEER:HVAC_Split-Package_HP | Annual | FALSE
Any | SWHC046X | ERC | ex | CZ10 | cDXHP | SWHC046-01 | ExAnte2019 | IOU workpaper | 2019-11-06 | Cap-Tons | 1 |  |  | 57.7188 | 0 | 29.1593 | -143.0453 | 0 | 25.4458 | [6 empty] | DEER:HVAC_Split-Package_HP | Annual | FALSE
Any | SWHC046X | ERC | ex | CZ11 | cDXHP | SWHC046-01 | ExAnte2019 | IOU workpaper | 2019-11-06 | Cap-Tons | 1 |  |  | -106.7793 | 0 | 54.2926 | -312.7782 | 0 | 46.9039 | [6 empty] | DEER:HVAC_Split-Package_HP | Annual | FALSE
Any | SWHC046X | ERC | ex | CZ12 | cDXHP | SWHC046-01 | ExAnte2019 | IOU workpaper | 2019-11-06 | Cap-Tons | 1 |  |  | -174.0135 | 0 | 61.8322 | -359.8886 | 0 | 52.9718 | [6 empty] | DEER:HVAC_Split-Package_HP | Annual | FALSE
Any | SWHC046X | ERC | ex | CZ13 | cDXHP | SWHC046-01 | ExAnte2019 | IOU workpaper | 2019-11-06 | Cap-Tons | 1 |  |  | -56.4666 | 0 | 48.0787 | -268.6858 | 0 | 41.4797 | [6 empty] | DEER:HVAC_Split-Package_HP | Annual | FALSE
Any | SWHC046X | ERC | ex | CZ14 | cDXHP | SWHC046-01 | ExAnte2019 | IOU workpaper | 2019-11-06 | Cap-Tons | 1 |  |  | -91.5915 | 0 | 50.0812 | -305.9316 | 0 | 43.799 | [6 empty] | DEER:HVAC_Split-Package_HP | Annual | FALSE
Any | SWHC046X | ERC | ex | CZ15 | cDXHP | SWHC046-01 | ExAnte2019 | IOU workpaper | 2019-11-06 | Cap-Tons | 1 |  |  | 287.1634 | 0 | 7.5933 | 11.5549 | 0 | 6.7246 | [6 empty] | DEER:HVAC_Split-Package_HP | Annual | FALSE
Any | SWHC046X | ERC | ex | CZ16 | cDXHP | SWHC046-01 | ExAnte2019 | IOU workpaper | 2019-11-06 | Cap-Tons | 1 |  |  | -932.4138 | 0 | 143.6822 | -1108.6674 | 0 | 123.3539 | [6 empty] | DEER:HVAC_Split-Package_HP | Annual | FALSE
Any | SWHC046X | ESe | ex | CZ01 | cDXHP | SWHC046-01 | ExAnte2019 | IOU workpaper | 2019-11-06 | Cap-Tons | 1 |  |  | -272.7144 | 0 | 79.7905 | -470.671 | 0 | 62.6164 | [6 empty] | DEER:HVAC_Split-Package_HP | Annual | FALSE
Any | SWHC046X | ESe | ex | CZ02 | cDXHP | SWHC046-01 | ExAnte2019 | IOU workpaper | 2019-11-06 | Cap-Tons | 1 |  |  | -52.9961 | 0 | 47.0381 | -267.8219 | 0 | 33.9701 | [6 empty] | DEER:HVAC_Split-Package_HP | Annual | FALSE
Any | SWHC046X | ESe | ex | CZ03 | cDXHP | SWHC046-01 | ExAnte2019 | IOU workpaper | 2019-11-06 | Cap-Tons | 1 |  |  | 6.2709 | 0 | 33.256 | -188.3779 | 0 | 26.013 | [6 empty] | DEER:HVAC_Split-Package_HP | Annual | FALSE
Any | SWHC046X | ESe | ex | CZ04 | cDXHP | SWHC046-01 | ExAnte2019 | IOU workpaper | 2019-11-06 | Cap-Tons | 1 |  |  | 49.5266 | 0 | 30.0793 | -166.0232 | 0 | 22.1133 | [6 empty] | DEER:HVAC_Split-Package_HP | Annual | FALSE
Any | SWHC046X | ESe | ex | CZ05 | cDXHP | SWHC046-01 | ExAnte2019 | IOU workpaper | 2019-11-06 | Cap-Tons | 1 |  |  | 7.4714 | 0 | 32.1555 | -183.4534 | 0 | 25.3541 | [6 empty] | DEER:HVAC_Split-Package_HP | Annual | FALSE
Any | SWHC046X | ESe | ex | CZ06 | cDXHP | SWHC046-01 | ExAnte2019 | IOU workpaper | 2019-11-06 | Cap-Tons | 1 |  |  | 170.199 | 0 | 12.9775 | -52.5027 | 0 | 9.5127 | [6 empty] | DEER:HVAC_Split-Package_HP | Annual | FALSE
Any | SWHC046X | ESe | ex | CZ07 | cDXHP | SWHC046-01 | ExAnte2019 | IOU workpaper | 2019-11-06 | Cap-Tons | 1 |  |  | 168.8038 | 0 | 8.8533 | -29.7506 | 0 | 6.3211 | [6 empty] | DEER:HVAC_Split-Package_HP | Annual | FALSE
Any | SWHC046X | ESe | ex | CZ08 | cDXHP | SWHC046-01 | ExAnte2019 | IOU workpaper | 2019-11-06 | Cap-Tons | 1 |  |  | 201.8016 | 0 | 12.1366 | -35.6302 | 0 | 8.7812 | [6 empty] | DEER:HVAC_Split-Package_HP | Annual | FALSE
Any | SWHC046X | ESe | ex | CZ09 | cDXHP | SWHC046-01 | ExAnte2019 | IOU workpaper | 2019-11-06 | Cap-Tons | 1 |  |  | 206.7513 | 0 | 13.4632 | -54.9411 | 0 | 10.222 | [6 empty] | DEER:HVAC_Split-Package_HP | Annual | FALSE
Any | SWHC046X | ESe | ex | CZ10 | cDXHP | SWHC046-01 | ExAnte2019 | IOU workpaper | 2019-11-06 | Cap-Tons | 1 |  |  | 202.7462 | 0 | 17.1197 | -68.871 | 0 | 12.5049 | [6 empty] | DEER:HVAC_Split-Package_HP | Annual | FALSE
Any | SWHC046X | ESe | ex | CZ11 | cDXHP | SWHC046-01 | ExAnte2019 | IOU workpaper | 2019-11-06 | Cap-Tons | 1 |  |  | 70.9506 | 0 | 40.1983 | -208.1954 | 0 | 31.1402 | [6 empty] | DEER:HVAC_Split-Package_HP | Annual | FALSE
Any | SWHC046X | ESe | ex | CZ12 | cDXHP | SWHC046-01 | ExAnte2019 | IOU workpaper | 2019-11-06 | Cap-Tons | 1 |  |  | 18.1905 | 0 | 41.9804 | -230.2803 | 0 | 31.7749 | [6 empty] | DEER:HVAC_Split-Package_HP | Annual | FALSE
Any | SWHC046X | ESe | ex | CZ13 | cDXHP | SWHC046-01 | ExAnte2019 | IOU workpaper | 2019-11-06 | Cap-Tons | 1 |  |  | 111.0671 | 0 | 34.6856 | -172.907 | 0 | 26.6575 | [6 empty] | DEER:HVAC_Split-Package_HP | Annual | FALSE
Any | SWHC046X | ESe | ex | CZ14 | cDXHP | SWHC046-01 | ExAnte2019 | IOU workpaper | 2019-11-06 | Cap-Tons | 1 |  |  | 91.0832 | 0 | 36.1647 | -195.0861 | 0 | 27.9764 | [6 empty] | DEER:HVAC_Split-Package_HP | Annual | FALSE
Any | SWHC046X | ESe | ex | CZ15 | cDXHP | SWHC046-01 | ExAnte2019 | IOU workpaper | 2019-11-06 | Cap-Tons | 1 |  |  | 385.1595 | 0 | 4.7092 | 25.1459 | 0 | 3.6936 | [6 empty] | DEER:HVAC_Split-Package_HP | Annual | FALSE
Any | SWHC046X | ESe | ex | CZ16 | cDXHP | SWHC046-01 | ExAnte2019 | IOU workpaper | 2019-11-06 | Cap-Tons | 1 |  |  | -480.8564 | 0 | 97.2881 | -697.8907 | 0 | 76.8018 | [6 empty] | DEER:HVAC_Split-Package_HP | Annual | FALSE
Any | SWHC046X | EUn | ex | CZ01 | cDXHP | SWHC046-01 | ExAnte2019 | IOU workpaper | 2019-11-06 | Cap-Tons | 1 |  |  | -191.6529 | 0 | 84.6984 | -515.0645 | 0 | 69.9315 | [6 empty] | DEER:HVAC_Split-Package_HP | Annual | FALSE
Any | SWHC046X | EUn | ex | CZ02 | cDXHP | SWHC046-01 | ExAnte2019 | IOU workpaper | 2019-11-06 | Cap-Tons | 1 |  |  | 82.9685 | 0 | 52.4171 | -284.9228 | 0 | 40.0477 | [6 empty] | DEER:HVAC_Split-Package_HP | Annual | FALSE
Any | SWHC046X | EUn | ex | CZ03 | cDXHP | SWHC046-01 | ExAnte2019 | IOU workpaper | 2019-11-06 | Cap-Tons | 1 |  |  | 78.0303 | 0 | 41.893 | -240.3418 | 0 | 34.7464 | [6 empty] | DEER:HVAC_Split-Package_HP | Annual | FALSE
Any | SWHC046X | EUn | ex | CZ04 | cDXHP | SWHC046-01 | ExAnte2019 | IOU workpaper | 2019-11-06 | Cap-Tons | 1 |  |  | 148.52 | 0 | 38.2365 | -212.2215 | 0 | 30.3089 | [6 empty] | DEER:HVAC_Split-Package_HP | Annual | FALSE
Any | SWHC046X | EUn | ex | CZ05 | cDXHP | SWHC046-01 | ExAnte2019 | IOU workpaper | 2019-11-06 | Cap-Tons | 1 |  |  | 57.8221 | 0 | 43.0267 | -246.5034 | 0 | 35.8672 | [6 empty] | DEER:HVAC_Split-Package_HP | Annual | FALSE
Any | SWHC046X | EUn | ex | CZ06 | cDXHP | SWHC046-01 | ExAnte2019 | IOU workpaper | 2019-11-06 | Cap-Tons | 1 |  |  | 305.1165 | 0 | 17.7492 | -71.8028 | 0 | 14.0792 | [6 empty] | DEER:HVAC_Split-Package_HP | Annual | FALSE
Any | SWHC046X | EUn | ex | CZ07 | cDXHP | SWHC046-01 | ExAnte2019 | IOU workpaper | 2019-11-06 | Cap-Tons | 1 |  |  | 285.9578 | 0 | 12.5629 | -47.471 | 0 | 9.8559 | [6 empty] | DEER:HVAC_Split-Package_HP | Annual | FALSE
Any | SWHC046X | EUn | ex | CZ08 | cDXHP | SWHC046-01 | ExAnte2019 | IOU workpaper | 2019-11-06 | Cap-Tons | 1 |  |  | 350.0002 | 0 | 17.1788 | -52.1437 | 0 | 13.4116 | [6 empty] | DEER:HVAC_Split-Package_HP | Annual | FALSE
Any | SWHC046X | EUn | ex | CZ09 | cDXHP | SWHC046-01 | ExAnte2019 | IOU workpaper | 2019-11-06 | Cap-Tons | 1 |  |  | 367.3328 | 0 | 18.0001 | -69.3686 | 0 | 14.0701 | [6 empty] | DEER:HVAC_Split-Package_HP | Annual | FALSE
Any | SWHC046X | EUn | ex | CZ10 | cDXHP | SWHC046-01 | ExAnte2019 | IOU workpaper | 2019-11-06 | Cap-Tons | 1 |  |  | 394.608 | 0 | 19.3337 | -62.1068 | 0 | 14.3307 | [6 empty] | DEER:HVAC_Split-Package_HP | Annual | FALSE
Any | SWHC046X | EUn | ex | CZ11 | cDXHP | SWHC046-01 | ExAnte2019 | IOU workpaper | 2019-11-06 | Cap-Tons | 1 |  |  | 292.5014 | 0 | 40.6036 | -190.0735 | 0 | 31.7561 | [6 empty] | DEER:HVAC_Split-Package_HP | Annual | FALSE
Any | SWHC046X | EUn | ex | CZ12 | cDXHP | SWHC046-01 | ExAnte2019 | IOU workpaper | 2019-11-06 | Cap-Tons | 1 |  |  | 216.5182 | 0 | 43.7319 | -216.7028 | 0 | 34.1153 | [6 empty] | DEER:HVAC_Split-Package_HP | Annual | FALSE
Any | SWHC046X | EUn | ex | CZ13 | cDXHP | SWHC046-01 | ExAnte2019 | IOU workpaper | 2019-11-06 | Cap-Tons | 1 |  |  | 330.7995 | 0 | 35.0966 | -154.5308 | 0 | 26.9542 | [6 empty] | DEER:HVAC_Split-Package_HP | Annual | FALSE
Any | SWHC046X | EUn | ex | CZ14 | cDXHP | SWHC046-01 | ExAnte2019 | IOU workpaper | 2019-11-06 | Cap-Tons | 1 |  |  | 299.2757 | 0 | 38.1725 | -183.2457 | 0 | 29.2439 | [6 empty] | DEER:HVAC_Split-Package_HP | Annual | FALSE
Any | SWHC046X | EUn | ex | CZ15 | cDXHP | SWHC046-01 | ExAnte2019 | IOU workpaper | 2019-11-06 | Cap-Tons | 1 |  |  | 661.9282 | 0 | 5.3361 | 47.1937 | 0 | 4.2252 | [6 empty] | DEER:HVAC_Split-Package_HP | Annual | FALSE
Any | SWHC046X | EUn | ex | CZ16 | cDXHP | SWHC046-01 | ExAnte2019 | IOU workpaper | 2019-11-06 | Cap-Tons | 1 |  |  | -379.6945 | 0 | 103.5776 | -734.0849 | 0 | 82.9867 | [6 empty] | DEER:HVAC_Split-Package_HP | Annual | FALSE
Any | SWHC046X | Gro | ex | CZ01 | cDXHP | SWHC046-01 | ExAnte2019 | IOU workpaper | 2019-11-06 | Cap-Tons | 1 |  |  | -2093.81 | 0 | 504.8654 | -3291.2317 | 0 | 439.6634 | [6 empty] | DEER:HVAC_Split-Package_HP | Annual | FALSE
Any | SWHC046X | Gro | ex | CZ02 | cDXHP | SWHC046-01 | ExAnte2019 | IOU workpaper | 2019-11-06 | Cap-Tons | 1 |  |  | -444.925 | 0 | 161.854 | -1263.0221 | 0 | 144.7363 | [6 empty] | DEER:HVAC_Split-Package_HP | Annual | FALSE
Any | SWHC046X | Gro | ex | CZ03 | cDXHP | SWHC046-01 | ExAnte2019 | IOU workpaper | 2019-11-06 | Cap-Tons | 1 |  |  | -495.4376 | 0 | 215.1098 | -1457.7226 | 0 | 197.2844 | [6 empty] | DEER:HVAC_Split-Package_HP | Annual | FALSE
Any | SWHC046X | Gro | ex | CZ04 | cDXHP | SWHC046-01 | ExAnte2019 | IOU workpaper | 2019-11-06 | Cap-Tons | 1 |  |  | -251.9115 | 0 | 141.5961 | -1077.2518 | 0 | 130.0058 | [6 empty] | DEER:HVAC_Split-Package_HP | Annual | FALSE
Any | SWHC046X | Gro | ex | CZ05 | cDXHP | SWHC046-01 | ExAnte2019 | IOU workpaper | 2019-11-06 | Cap-Tons | 1 |  |  | -687.8551 | 0 | 252.8961 | -1716.8468 | 0 | 229.3916 | [6 empty] | DEER:HVAC_Split-Package_HP | Annual | FALSE
Any | SWHC046X | Gro | ex | CZ06 | cDXHP | SWHC046-01 | ExAnte2019 | IOU workpaper | 2019-11-06 | Cap-Tons | 1 |  |  | 55.2457 | 0 | 88.5897 | -765.7912 | 0 | 89.5988 | [6 empty] | DEER:HVAC_Split-Package_HP | Annual | FALSE
Any | SWHC046X | Gro | ex | CZ07 | cDXHP | SWHC046-01 | ExAnte2019 | IOU workpaper | 2019-11-06 | Cap-Tons | 1 |  |  | 241.6938 | 0 | 101.6866 | -800.6478 | 0 | 104.7239 | [6 empty] | DEER:HVAC_Split-Package_HP | Annual | FALSE
Any | SWHC046X | Gro | ex | CZ08 | cDXHP | SWHC046-01 | ExAnte2019 | IOU workpaper | 2019-11-06 | Cap-Tons | 1 |  |  | 219.9235 | 0 | 74.4065 | -629.651 | 0 | 74.6975 | [6 empty] | DEER:HVAC_Split-Package_HP | Annual | FALSE
Any | SWHC046X | Gro | ex | CZ09 | cDXHP | SWHC046-01 | ExAnte2019 | IOU workpaper | 2019-11-06 | Cap-Tons | 1 |  |  | 243.6527 | 0 | 67.0135 | -619.7775 | 0 | 68.4359 | [6 empty] | DEER:HVAC_Split-Package_HP | Annual | FALSE
Any | SWHC046X | Gro | ex | CZ10 | cDXHP | SWHC046-01 | ExAnte2019 | IOU workpaper | 2019-11-06 | Cap-Tons | 1 |  |  | 237.1293 | 0 | 75.8687 | -657.3752 | 0 | 73.7171 | [6 empty] | DEER:HVAC_Split-Package_HP | Annual | FALSE
Any | SWHC046X | Gro | ex | CZ11 | cDXHP | SWHC046-01 | ExAnte2019 | IOU workpaper | 2019-11-06 | Cap-Tons | 1 |  |  | -19.2805 | 0 | 109.6381 | -918.1927 | 0 | 101.6762 | [6 empty] | DEER:HVAC_Split-Package_HP | Annual | FALSE
Any | SWHC046X | Gro | ex | CZ12 | cDXHP | SWHC046-01 | ExAnte2019 | IOU workpaper | 2019-11-06 | Cap-Tons | 1 |  |  | -94.7675 | 0 | 108.4895 | -953.9726 | 0 | 101.3289 | [6 empty] | DEER:HVAC_Split-Package_HP | Annual | FALSE
Any | SWHC046X | Gro | ex | CZ13 | cDXHP | SWHC046-01 | ExAnte2019 | IOU workpaper | 2019-11-06 | Cap-Tons | 1 |  |  | 101.3981 | 0 | 98.4158 | -828.4964 | 0 | 91.2784 | [6 empty] | DEER:HVAC_Split-Package_HP | Annual | FALSE
Any | SWHC046X | Gro | ex | CZ14 | cDXHP | SWHC046-01 | ExAnte2019 | IOU workpaper | 2019-11-06 | Cap-Tons | 1 |  |  | 4.914 | 0 | 104.5594 | -909.5399 | 0 | 96.6664 | [6 empty] | DEER:HVAC_Split-Package_HP | Annual | FALSE
Any | SWHC046X | Gro | ex | CZ15 | cDXHP | SWHC046-01 | ExAnte2019 | IOU workpaper | 2019-11-06 | Cap-Tons | 1 |  |  | 824.3184 | 0 | 22.9923 | -222.8626 | 0 | 26.4591 | [6 empty] | DEER:HVAC_Split-Package_HP | Annual | FALSE
Any | SWHC046X | Gro | ex | CZ16 | cDXHP | SWHC046-01 | ExAnte2019 | IOU workpaper | 2019-11-06 | Cap-Tons | 1 |  |  | -2003.8098 | 0 | 343.8211 | -2989.1482 | 0 | 301.7267 | [6 empty] | DEER:HVAC_Split-Package_HP | Annual | FALSE
Any | SWHC046X | Hsp | ex | CZ01 | cDXHP | SWHC046-01 | ExAnte2019 | IOU workpaper | 2019-11-06 | Cap-Tons | 1 |  |  | 357.5239 | 0 | 69.5781 | -422.2295 | 0 | 45.0814 | [6 empty] | DEER:HVAC_Split-Package_HP | Annual | FALSE
Any | SWHC046X | Hsp | ex | CZ02 | cDXHP | SWHC046-01 | ExAnte2019 | IOU workpaper | 2019-11-06 | Cap-Tons | 1 |  |  | 590.2417 | 0 | 45.2508 | -242.7851 | 0 | 28.618 | [6 empty] | DEER:HVAC_Split-Package_HP | Annual | FALSE
Any | SWHC046X | Hsp | ex | CZ03 | cDXHP | SWHC046-01 | ExAnte2019 | IOU workpaper | 2019-11-06 | Cap-Tons | 1 |  |  | 579.4722 | 0 | 32.691 | -189.365 | 0 | 21.6234 | [6 empty] | DEER:HVAC_Split-Package_HP | Annual | FALSE
Any | SWHC046X | Hsp | ex | CZ04 | cDXHP | SWHC046-01 | ExAnte2019 | IOU workpaper | 2019-11-06 | Cap-Tons | 1 |  |  | 652.5872 | 0 | 33.5084 | -175.7219 | 0 | 21.5661 | [6 empty] | DEER:HVAC_Split-Package_HP | Annual | FALSE
Any | SWHC046X | Hsp | ex | CZ05 | cDXHP | SWHC046-01 | ExAnte2019 | IOU workpaper | 2019-11-06 | Cap-Tons | 1 |  |  | 552.71 | 0 | 36.9828 | -205.5715 | 0 | 23.1037 | [6 empty] | DEER:HVAC_Split-Package_HP | Annual | FALSE
Any | SWHC046X | Hsp | ex | CZ06 | cDXHP | SWHC046-01 | ExAnte2019 | IOU workpaper | 2019-11-06 | Cap-Tons | 1 |  |  | 779.7221 | 0 | 15.4796 | -56.4066 | 0 | 9.9934 | [6 empty] | DEER:HVAC_Split-Package_HP | Annual | FALSE
Any | SWHC046X | Hsp | ex | CZ07 | cDXHP | SWHC046-01 | ExAnte2019 | IOU workpaper | 2019-11-06 | Cap-Tons | 1 |  |  | 782.2139 | 0 | 6.3022 | -8.4541 | 0 | 4.2672 | [6 empty] | DEER:HVAC_Split-Package_HP | Annual | FALSE
Any | SWHC046X | Hsp | ex | CZ08 | cDXHP | SWHC046-01 | ExAnte2019 | IOU workpaper | 2019-11-06 | Cap-Tons | 1 |  |  | 844.5705 | 0 | 11.4872 | -22.5512 | 0 | 7.5154 | [6 empty] | DEER:HVAC_Split-Package_HP | Annual | FALSE
Any | SWHC046X | Hsp | ex | CZ09 | cDXHP | SWHC046-01 | ExAnte2019 | IOU workpaper | 2019-11-06 | Cap-Tons | 1 |  |  | 847.538 | 0 | 16.2221 | -47.4394 | 0 | 10.548 | [6 empty] | DEER:HVAC_Split-Package_HP | Annual | FALSE
Any | SWHC046X | Hsp | ex | CZ10 | cDXHP | SWHC046-01 | ExAnte2019 | IOU workpaper | 2019-11-06 | Cap-Tons | 1 |  |  | 868.3372 | 0 | 19.9973 | -61.6884 | 0 | 12.4026 | [6 empty] | DEER:HVAC_Split-Package_HP | Annual | FALSE
Any | SWHC046X | Hsp | ex | CZ11 | cDXHP | SWHC046-01 | ExAnte2019 | IOU workpaper | 2019-11-06 | Cap-Tons | 1 |  |  | 738.274 | 0 | 44.6168 | -210.7988 | 0 | 29.6874 | [6 empty] | DEER:HVAC_Split-Package_HP | Annual | FALSE
Any | SWHC046X | Hsp | ex | CZ12 | cDXHP | SWHC046-01 | ExAnte2019 | IOU workpaper | 2019-11-06 | Cap-Tons | 1 |  |  | 685.5057 | 0 | 41.7984 | -212.0952 | 0 | 27.7973 | [6 empty] | DEER:HVAC_Split-Package_HP | Annual | FALSE
Any | SWHC046X | Hsp | ex | CZ13 | cDXHP | SWHC046-01 | ExAnte2019 | IOU workpaper | 2019-11-06 | Cap-Tons | 1 |  |  | 788.703 | 0 | 39.1715 | -176.2577 | 0 | 25.8934 | [6 empty] | DEER:HVAC_Split-Package_HP | Annual | FALSE
Any | SWHC046X | Hsp | ex | CZ14 | cDXHP | SWHC046-01 | ExAnte2019 | IOU workpaper | 2019-11-06 | Cap-Tons | 1 |  |  | 699.6501 | 0 | 50.1293 | -244.847 | 0 | 32.7911 | [6 empty] | DEER:HVAC_Split-Package_HP | Annual | FALSE
Any | SWHC046X | Hsp | ex | CZ15 | cDXHP | SWHC046-01 | ExAnte2019 | IOU workpaper | 2019-11-06 | Cap-Tons | 1 |  |  | 1179.5097 | 0 | 7.0521 | 72.3154 | 0 | 4.4555 | [6 empty] | DEER:HVAC_Split-Package_HP | Annual | FALSE
Any | SWHC046X | Hsp | ex | CZ16 | cDXHP | SWHC046-01 | ExAnte2019 | IOU workpaper | 2019-11-06 | Cap-Tons | 1 |  |  | 65.0065 | 0 | 113.9533 | -732.8272 | 0 | 78.0691 | [6 empty] | DEER:HVAC_Split-Package_HP | Annual | FALSE
Any | SWHC046X | Htl | ex | CZ01 | cDXHP | SWHC046-01 | ExAnte2019 | IOU workpaper | 2019-11-06 | Cap-Tons | 1 |  |  | -820.2008 | 0 | 212.939 | -1433.2302 | 0 | 187.3794 | [6 empty] | DEER:HVAC_Split-Package_HP | Annual | FALSE
Any | SWHC046X | Htl | ex | CZ02 | cDXHP | SWHC046-01 | ExAnte2019 | IOU workpaper | 2019-11-06 | Cap-Tons | 1 |  |  | -278.9362 | 0 | 129.1498 | -868.0063 | 0 | 104.5951 | [6 empty] | DEER:HVAC_Split-Package_HP | Annual | FALSE
Any | SWHC046X | Htl | ex | CZ03 | cDXHP | SWHC046-01 | ExAnte2019 | IOU workpaper | 2019-11-06 | Cap-Tons | 1 |  |  | -164.7599 | 0 | 114.4418 | -759.34 | 0 | 102.0275 | [6 empty] | DEER:HVAC_Split-Package_HP | Annual | FALSE
Any | SWHC046X | Htl | ex | CZ04 | cDXHP | SWHC046-01 | ExAnte2019 | IOU workpaper | 2019-11-06 | Cap-Tons | 1 |  |  | -86.8875 | 0 | 92.8832 | -666.6002 | 0 | 75.5046 | [6 empty] | DEER:HVAC_Split-Package_HP | Annual | FALSE
Any | SWHC046X | Htl | ex | CZ05 | cDXHP | SWHC046-01 | ExAnte2019 | IOU workpaper | 2019-11-06 | Cap-Tons | 1 |  |  | -278.8295 | 0 | 123.768 | -803.1475 | 0 | 107.2411 | [6 empty] | DEER:HVAC_Split-Package_HP | Annual | FALSE
Any | SWHC046X | Htl | ex | CZ06 | cDXHP | SWHC046-01 | ExAnte2019 | IOU workpaper | 2019-11-06 | Cap-Tons | 1 |  |  | 278.1604 | 0 | 55.8458 | -344.0904 | 0 | 48.4703 | [6 empty] | DEER:HVAC_Split-Package_HP | Annual | FALSE
Any | SWHC046X | Htl | ex | CZ07 | cDXHP | SWHC046-01 | ExAnte2019 | IOU workpaper | 2019-11-06 | Cap-Tons | 1 |  |  | 322.1434 | 0 | 37.9748 | -251.3062 | 0 | 33.6708 | [6 empty] | DEER:HVAC_Split-Package_HP | Annual | FALSE
Any | SWHC046X | Htl | ex | CZ08 | cDXHP | SWHC046-01 | ExAnte2019 | IOU workpaper | 2019-11-06 | Cap-Tons | 1 |  |  | 427.8515 | 0 | 46.2468 | -237.0977 | 0 | 37.0812 | [6 empty] | DEER:HVAC_Split-Package_HP | Annual | FALSE
Any | SWHC046X | Htl | ex | CZ09 | cDXHP | SWHC046-01 | ExAnte2019 | IOU workpaper | 2019-11-06 | Cap-Tons | 1 |  |  | 407.6749 | 0 | 50.3361 | -293.0246 | 0 | 41.7772 | [6 empty] | DEER:HVAC_Split-Package_HP | Annual | FALSE
Any | SWHC046X | Htl | ex | CZ10 | cDXHP | SWHC046-01 | ExAnte2019 | IOU workpaper | 2019-11-06 | Cap-Tons | 1 |  |  | 411.4388 | 0 | 59.3745 | -314.7682 | 0 | 47.6979 | [6 empty] | DEER:HVAC_Split-Package_HP | Annual | FALSE
Any | SWHC046X | Htl | ex | CZ11 | cDXHP | SWHC046-01 | ExAnte2019 | IOU workpaper | 2019-11-06 | Cap-Tons | 1 |  |  | 187.6951 | 0 | 100.3054 | -575.2194 | 0 | 83.4381 | [6 empty] | DEER:HVAC_Split-Package_HP | Annual | FALSE
Any | SWHC046X | Htl | ex | CZ12 | cDXHP | SWHC046-01 | ExAnte2019 | IOU workpaper | 2019-11-06 | Cap-Tons | 1 |  |  | 89.9812 | 0 | 106.5032 | -613.5599 | 0 | 86.7708 | [6 empty] | DEER:HVAC_Split-Package_HP | Annual | FALSE
Any | SWHC046X | Htl | ex | CZ13 | cDXHP | SWHC046-01 | ExAnte2019 | IOU workpaper | 2019-11-06 | Cap-Tons | 1 |  |  | 258.3538 | 0 | 89.5645 | -510.0399 | 0 | 74.313 | [6 empty] | DEER:HVAC_Split-Package_HP | Annual | FALSE
Any | SWHC046X | Htl | ex | CZ14 | cDXHP | SWHC046-01 | ExAnte2019 | IOU workpaper | 2019-11-06 | Cap-Tons | 1 |  |  | 139.8637 | 0 | 103.8375 | -621.2485 | 0 | 86.377 | [6 empty] | DEER:HVAC_Split-Package_HP | Annual | FALSE
Any | SWHC046X | Htl | ex | CZ15 | cDXHP | SWHC046-01 | ExAnte2019 | IOU workpaper | 2019-11-06 | Cap-Tons | 1 |  |  | 941.9035 | 0 | 19.9682 | -43.0374 | 0 | 18.0152 | [6 empty] | DEER:HVAC_Split-Package_HP | Annual | FALSE
Any | SWHC046X | Htl | ex | CZ16 | cDXHP | SWHC046-01 | ExAnte2019 | IOU workpaper | 2019-11-06 | Cap-Tons | 1 |  |  | -1230.9571 | 0 | 233.8569 | -1876.5343 | 0 | 204.1808 | [6 empty] | DEER:HVAC_Split-Package_HP | Annual | FALSE
Any | SWHC046X | MBT | ex | CZ01 | cDXHP | SWHC046-01 | ExAnte2019 | IOU workpaper | 2019-11-06 | Cap-Tons | 1 |  |  | -91.9919 | 0 | 56.3658 | -329.3487 | 0 | 44.8592 | [6 empty] | DEER:HVAC_Split-Package_HP | Annual | FALSE
Any | SWHC046X | MBT | ex | CZ02 | cDXHP | SWHC046-01 | ExAnte2019 | IOU workpaper | 2019-11-06 | Cap-Tons | 1 |  |  | 151.1205 | 0 | 30.8004 | -150.1458 | 0 | 23.0982 | [6 empty] | DEER:HVAC_Split-Package_HP | Annual | FALSE
Any | SWHC046X | MBT | ex | CZ03 | cDXHP | SWHC046-01 | ExAnte2019 | IOU workpaper | 2019-11-06 | Cap-Tons | 1 |  |  | 125.9727 | 0 | 26.1789 | -138.3179 | 0 | 21.219 | [6 empty] | DEER:HVAC_Split-Package_HP | Annual | FALSE
Any | SWHC046X | MBT | ex | CZ04 | cDXHP | SWHC046-01 | ExAnte2019 | IOU workpaper | 2019-11-06 | Cap-Tons | 1 |  |  | 202.1711 | 0 | 21.0312 | -92.187 | 0 | 16.0113 | [6 empty] | DEER:HVAC_Split-Package_HP | Annual | FALSE
Any | SWHC046X | MBT | ex | CZ05 | cDXHP | SWHC046-01 | ExAnte2019 | IOU workpaper | 2019-11-06 | Cap-Tons | 1 |  |  | 112.0534 | 0 | 26.6935 | -141.415 | 0 | 21.1736 | [6 empty] | DEER:HVAC_Split-Package_HP | Annual | FALSE
Any | SWHC046X | MBT | ex | CZ06 | cDXHP | SWHC046-01 | ExAnte2019 | IOU workpaper | 2019-11-06 | Cap-Tons | 1 |  |  | 296.3245 | 0 | 11.4278 | -28.1368 | 0 | 8.8853 | [6 empty] | DEER:HVAC_Split-Package_HP | Annual | FALSE
Any | SWHC046X | MBT | ex | CZ07 | cDXHP | SWHC046-01 | ExAnte2019 | IOU workpaper | 2019-11-06 | Cap-Tons | 1 |  |  | 268.3097 | 0 | 8.1053 | -15.3635 | 0 | 6.1751 | [6 empty] | DEER:HVAC_Split-Package_HP | Annual | FALSE
Any | SWHC046X | MBT | ex | CZ08 | cDXHP | SWHC046-01 | ExAnte2019 | IOU workpaper | 2019-11-06 | Cap-Tons | 1 |  |  | 341.7952 | 0 | 10.111 | -13.9365 | 0 | 7.6598 | [6 empty] | DEER:HVAC_Split-Package_HP | Annual | FALSE
Any | SWHC046X | MBT | ex | CZ09 | cDXHP | SWHC046-01 | ExAnte2019 | IOU workpaper | 2019-11-06 | Cap-Tons | 1 |  |  | 360.9625 | 0 | 11.8142 | -26.8595 | 0 | 8.2957 | [6 empty] | DEER:HVAC_Split-Package_HP | Annual | FALSE
Any | SWHC046X | MBT | ex | CZ10 | cDXHP | SWHC046-01 | ExAnte2019 | IOU workpaper | 2019-11-06 | Cap-Tons | 1 |  |  | 376.9911 | 0 | 12.1637 | -18.4802 | 0 | 8.2902 | [6 empty] | DEER:HVAC_Split-Package_HP | Annual | FALSE
Any | SWHC046X | MBT | ex | CZ11 | cDXHP | SWHC046-01 | ExAnte2019 | IOU workpaper | 2019-11-06 | Cap-Tons | 1 |  |  | 320.5877 | 0 | 24.1168 | -92.2454 | 0 | 17.2964 | [6 empty] | DEER:HVAC_Split-Package_HP | Annual | FALSE
Any | SWHC046X | MBT | ex | CZ12 | cDXHP | SWHC046-01 | ExAnte2019 | IOU workpaper | 2019-11-06 | Cap-Tons | 1 |  |  | 261.7845 | 0 | 25.7402 | -113.6755 | 0 | 18.7354 | [6 empty] | DEER:HVAC_Split-Package_HP | Annual | FALSE
Any | SWHC046X | MBT | ex | CZ13 | cDXHP | SWHC046-01 | ExAnte2019 | IOU workpaper | 2019-11-06 | Cap-Tons | 1 |  |  | 342.3154 | 0 | 21.8301 | -77.7537 | 0 | 15.4144 | [6 empty] | DEER:HVAC_Split-Package_HP | Annual | FALSE
Any | SWHC046X | MBT | ex | CZ14 | cDXHP | SWHC046-01 | ExAnte2019 | IOU workpaper | 2019-11-06 | Cap-Tons | 1 |  |  | 320.3316 | 0 | 25.0893 | -99.7026 | 0 | 17.8633 | [6 empty] | DEER:HVAC_Split-Package_HP | Annual | FALSE
Any | SWHC046X | MBT | ex | CZ15 | cDXHP | SWHC046-01 | ExAnte2019 | IOU workpaper | 2019-11-06 | Cap-Tons | 1 |  |  | 571.8608 | 0 | 3.5546 | 50.2696 | 0 | 2.4063 | [6 empty] | DEER:HVAC_Split-Package_HP | Annual | FALSE
Any | SWHC046X | MBT | ex | CZ16 | cDXHP | SWHC046-01 | ExAnte2019 | IOU workpaper | 2019-11-06 | Cap-Tons | 1 |  |  | -200.8114 | 0 | 74.3602 | -520.9011 | 0 | 58.5515 | [6 empty] | DEER:HVAC_Split-Package_HP | Annual | FALSE
Any | SWHC046X | MLI | ex | CZ01 | cDXHP | SWHC046-01 | ExAnte2019 | IOU workpaper | 2019-11-06 | Cap-Tons | 1 |  |  | -401.4142 | 0 | 84.8434 | -668.7853 | 0 | 76.3303 | [6 empty] | DEER:HVAC_Split-Package_HP | Annual | FALSE
Any | SWHC046X | MLI | ex | CZ02 | cDXHP | SWHC046-01 | ExAnte2019 | IOU workpaper | 2019-11-06 | Cap-Tons | 1 |  |  | -70.3595 | 0 | 52.5631 | -391.3273 | 0 | 46.5116 | [6 empty] | DEER:HVAC_Split-Package_HP | Annual | FALSE
Any | SWHC046X | MLI | ex | CZ03 | cDXHP | SWHC046-01 | ExAnte2019 | IOU workpaper | 2019-11-06 | Cap-Tons | 1 |  |  | -40.7337 | 0 | 42.7792 | -324.7696 | 0 | 39.1986 | [6 empty] | DEER:HVAC_Split-Package_HP | Annual | FALSE
Any | SWHC046X | MLI | ex | CZ04 | cDXHP | SWHC046-01 | ExAnte2019 | IOU workpaper | 2019-11-06 | Cap-Tons | 1 |  |  | 5.4407 | 0 | 38.9253 | -307.9333 | 0 | 35.1047 | [6 empty] | DEER:HVAC_Split-Package_HP | Annual | FALSE
Any | SWHC046X | MLI | ex | CZ05 | cDXHP | SWHC046-01 | ExAnte2019 | IOU workpaper | 2019-11-06 | Cap-Tons | 1 |  |  | -78.6846 | 0 | 46.8272 | -361.9233 | 0 | 42.8291 | [6 empty] | DEER:HVAC_Split-Package_HP | Annual | FALSE
Any | SWHC046X | MLI | ex | CZ06 | cDXHP | SWHC046-01 | ExAnte2019 | IOU workpaper | 2019-11-06 | Cap-Tons | 1 |  |  | 193.4141 | 0 | 20.8825 | -146.9748 | 0 | 19.8216 | [6 empty] | DEER:HVAC_Split-Package_HP | Annual | FALSE
Any | SWHC046X | MLI | ex | CZ07 | cDXHP | SWHC046-01 | ExAnte2019 | IOU workpaper | 2019-11-06 | Cap-Tons | 1 |  |  | 222.8317 | 0 | 13.3514 | -93.8209 | 0 | 12.7068 | [6 empty] | DEER:HVAC_Split-Package_HP | Annual | FALSE
Any | SWHC046X | MLI | ex | CZ08 | cDXHP | SWHC046-01 | ExAnte2019 | IOU workpaper | 2019-11-06 | Cap-Tons | 1 |  |  | 264.0875 | 0 | 19.4066 | -106.5818 | 0 | 18.0425 | [6 empty] | DEER:HVAC_Split-Package_HP | Annual | FALSE
Any | SWHC046X | MLI | ex | CZ09 | cDXHP | SWHC046-01 | ExAnte2019 | IOU workpaper | 2019-11-06 | Cap-Tons | 1 |  |  | 275.7938 | 0 | 20.3876 | -118.503 | 0 | 19.3328 | [6 empty] | DEER:HVAC_Split-Package_HP | Annual | FALSE
Any | SWHC046X | MLI | ex | CZ10 | cDXHP | SWHC046-01 | ExAnte2019 | IOU workpaper | 2019-11-06 | Cap-Tons | 1 |  |  | 279.0838 | 0 | 20.9567 | -121.0497 | 0 | 19.3886 | [6 empty] | DEER:HVAC_Split-Package_HP | Annual | FALSE
Any | SWHC046X | MLI | ex | CZ11 | cDXHP | SWHC046-01 | ExAnte2019 | IOU workpaper | 2019-11-06 | Cap-Tons | 1 |  |  | 134.6012 | 0 | 40.4324 | -269.7376 | 0 | 37.5363 | [6 empty] | DEER:HVAC_Split-Package_HP | Annual | FALSE
Any | SWHC046X | MLI | ex | CZ12 | cDXHP | SWHC046-01 | ExAnte2019 | IOU workpaper | 2019-11-06 | Cap-Tons | 1 |  |  | 83.048 | 0 | 41.8549 | -291.7729 | 0 | 38.1782 | [6 empty] | DEER:HVAC_Split-Package_HP | Annual | FALSE
Any | SWHC046X | MLI | ex | CZ13 | cDXHP | SWHC046-01 | ExAnte2019 | IOU workpaper | 2019-11-06 | Cap-Tons | 1 |  |  | 189.8853 | 0 | 34.0607 | -220.5746 | 0 | 31.3807 | [6 empty] | DEER:HVAC_Split-Package_HP | Annual | FALSE
Any | SWHC046X | MLI | ex | CZ14 | cDXHP | SWHC046-01 | ExAnte2019 | IOU workpaper | 2019-11-06 | Cap-Tons | 1 |  |  | 108.1695 | 0 | 43.7206 | -305.103 | 0 | 40.3255 | [6 empty] | DEER:HVAC_Split-Package_HP | Annual | FALSE
Any | SWHC046X | MLI | ex | CZ15 | cDXHP | SWHC046-01 | ExAnte2019 | IOU workpaper | 2019-11-06 | Cap-Tons | 1 |  |  | 511.7041 | 0 | 5.5759 | 17.3747 | 0 | 5.6291 | [6 empty] | DEER:HVAC_Split-Package_HP | Annual | FALSE
Any | SWHC046X | MLI | ex | CZ16 | cDXHP | SWHC046-01 | ExAnte2019 | IOU workpaper | 2019-11-06 | Cap-Tons | 1 |  |  | -598.1889 | 0 | 101.8897 | -893.4206 | 0 | 92.379 | [6 empty] | DEER:HVAC_Split-Package_HP | Annual | FALSE
Any | SWHC046X | Mtl | ex | CZ01 | cDXHP | SWHC046-01 | ExAnte2019 | IOU workpaper | 2019-11-06 | Cap-Tons | 1 |  |  | 260.3823 | 0 | 99.0513 | -551.9148 | 0 | 61.5601 | [6 empty] | DEER:HVAC_Split-Package_HP | Annual | FALSE
Any | SWHC046X | Mtl | ex | CZ02 | cDXHP | SWHC046-01 | ExAnte2019 | IOU workpaper | 2019-11-06 | Cap-Tons | 1 |  |  | 395.8574 | 0 | 95.6305 | -421.5891 | 0 | 60.2765 | [6 empty] | DEER:HVAC_Split-Package_HP | Annual | FALSE
Any | SWHC046X | Mtl | ex | CZ03 | cDXHP | SWHC046-01 | ExAnte2019 | IOU workpaper | 2019-11-06 | Cap-Tons | 1 |  |  | 519.8371 | 0 | 47.87 | -258.8014 | 0 | 29.4896 | [6 empty] | DEER:HVAC_Split-Package_HP | Annual | FALSE
Any | SWHC046X | Mtl | ex | CZ04 | cDXHP | SWHC046-01 | ExAnte2019 | IOU workpaper | 2019-11-06 | Cap-Tons | 1 |  |  | 493.8716 | 0 | 70.9846 | -309.724 | 0 | 44.1823 | [6 empty] | DEER:HVAC_Split-Package_HP | Annual | FALSE
Any | SWHC046X | Mtl | ex | CZ05 | cDXHP | SWHC046-01 | ExAnte2019 | IOU workpaper | 2019-11-06 | Cap-Tons | 1 |  |  | 475.4237 | 0 | 58.0594 | -309.8206 | 0 | 35.4568 | [6 empty] | DEER:HVAC_Split-Package_HP | Annual | FALSE
Any | SWHC046X | Mtl | ex | CZ06 | cDXHP | SWHC046-01 | ExAnte2019 | IOU workpaper | 2019-11-06 | Cap-Tons | 1 |  |  | 793.1976 | 0 | 17.6578 | -38.9622 | 0 | 9.1498 | [6 empty] | DEER:HVAC_Split-Package_HP | Annual | FALSE
Any | SWHC046X | Mtl | ex | CZ07 | cDXHP | SWHC046-01 | ExAnte2019 | IOU workpaper | 2019-11-06 | Cap-Tons | 1 |  |  | 796.921 | 0 | 5.6859 | 18.8307 | 0 | 2.3298 | [6 empty] | DEER:HVAC_Split-Package_HP | Annual | FALSE
Any | SWHC046X | Mtl | ex | CZ08 | cDXHP | SWHC046-01 | ExAnte2019 | IOU workpaper | 2019-11-06 | Cap-Tons | 1 |  |  | 775.8056 | 0 | 19.3344 | -23.074 | 0 | 9.7052 | [6 empty] | DEER:HVAC_Split-Package_HP | Annual | FALSE
Any | SWHC046X | Mtl | ex | CZ09 | cDXHP | SWHC046-01 | ExAnte2019 | IOU workpaper | 2019-11-06 | Cap-Tons | 1 |  |  | 848.5369 | 0 | 20.5655 | -42.3136 | 0 | 10.8776 | [6 empty] | DEER:HVAC_Split-Package_HP | Annual | FALSE
Any | SWHC046X | Mtl | ex | CZ10 | cDXHP | SWHC046-01 | ExAnte2019 | IOU workpaper | 2019-11-06 | Cap-Tons | 1 |  |  | 826.9137 | 0 | 34.2083 | -103.1314 | 0 | 19.5658 | [6 empty] | DEER:HVAC_Split-Package_HP | Annual | FALSE
Any | SWHC046X | Mtl | ex | CZ11 | cDXHP | SWHC046-01 | ExAnte2019 | IOU workpaper | 2019-11-06 | Cap-Tons | 1 |  |  | 712.4582 | 0 | 62.8225 | -279.1997 | 0 | 40.6712 | [6 empty] | DEER:HVAC_Split-Package_HP | Annual | FALSE
Any | SWHC046X | Mtl | ex | CZ12 | cDXHP | SWHC046-01 | ExAnte2019 | IOU workpaper | 2019-11-06 | Cap-Tons | 1 |  |  | 596.993 | 0 | 67.8605 | -305.0203 | 0 | 43.0208 | [6 empty] | DEER:HVAC_Split-Package_HP | Annual | FALSE
Any | SWHC046X | Mtl | ex | CZ13 | cDXHP | SWHC046-01 | ExAnte2019 | IOU workpaper | 2019-11-06 | Cap-Tons | 1 |  |  | 755.6147 | 0 | 54.4665 | -231.9196 | 0 | 34.6495 | [6 empty] | DEER:HVAC_Split-Package_HP | Annual | FALSE
Any | SWHC046X | Mtl | ex | CZ14 | cDXHP | SWHC046-01 | ExAnte2019 | IOU workpaper | 2019-11-06 | Cap-Tons | 1 |  |  | 654.2228 | 0 | 68.6426 | -322.4783 | 0 | 44.3856 | [6 empty] | DEER:HVAC_Split-Package_HP | Annual | FALSE
Any | SWHC046X | Mtl | ex | CZ15 | cDXHP | SWHC046-01 | ExAnte2019 | IOU workpaper | 2019-11-06 | Cap-Tons | 1 |  |  | 1260.8051 | 0 | 7.0639 | 75.3074 | 0 | 3.9099 | [6 empty] | DEER:HVAC_Split-Package_HP | Annual | FALSE
Any | SWHC046X | Mtl | ex | CZ16 | cDXHP | SWHC046-01 | ExAnte2019 | IOU workpaper | 2019-11-06 | Cap-Tons | 1 |  |  | -5.4034 | 0 | 139.0391 | -860.5735 | 0 | 95.3584 | [6 empty] | DEER:HVAC_Split-Package_HP | Annual | FALSE
Any | SWHC046X | Nrs | ex | CZ01 | cDXHP | SWHC046-01 | ExAnte2019 | IOU workpaper | 2019-11-06 | Cap-Tons | 1 |  |  | -68.167 | 0 | 117.1912 | -785.2391 | 0 | 98.106 | [6 empty] | DEER:HVAC_Split-Package_HP | Annual | FALSE
Any | SWHC046X | Nrs | ex | CZ02 | cDXHP | SWHC046-01 | ExAnte2019 | IOU workpaper | 2019-11-06 | Cap-Tons | 1 |  |  | 236.443 | 0 | 83.9999 | -540.1902 | 0 | 70.462 | [6 empty] | DEER:HVAC_Split-Package_HP | Annual | FALSE
Any | SWHC046X | Nrs | ex | CZ03 | cDXHP | SWHC046-01 | ExAnte2019 | IOU workpaper | 2019-11-06 | Cap-Tons | 1 |  |  | 261.3768 | 0 | 65.78 | -445.1295 | 0 | 56.9537 | [6 empty] | DEER:HVAC_Split-Package_HP | Annual | FALSE
Any | SWHC046X | Nrs | ex | CZ04 | cDXHP | SWHC046-01 | ExAnte2019 | IOU workpaper | 2019-11-06 | Cap-Tons | 1 |  |  | 350.5229 | 0 | 62.8716 | -422.3692 | 0 | 54.0422 | [6 empty] | DEER:HVAC_Split-Package_HP | Annual | FALSE
Any | SWHC046X | Nrs | ex | CZ05 | cDXHP | SWHC046-01 | ExAnte2019 | IOU workpaper | 2019-11-06 | Cap-Tons | 1 |  |  | 148.2158 | 0 | 75.8524 | -491.9276 | 0 | 62.8059 | [6 empty] | DEER:HVAC_Split-Package_HP | Annual | FALSE
Any | SWHC046X | Nrs | ex | CZ06 | cDXHP | SWHC046-01 | ExAnte2019 | IOU workpaper | 2019-11-06 | Cap-Tons | 1 |  |  | 525.0197 | 0 | 38.3946 | -245.1796 | 0 | 33.9454 | [6 empty] | DEER:HVAC_Split-Package_HP | Annual | FALSE
Any | SWHC046X | Nrs | ex | CZ07 | cDXHP | SWHC046-01 | ExAnte2019 | IOU workpaper | 2019-11-06 | Cap-Tons | 1 |  |  | 517.4927 | 0 | 24.4263 | -157.3098 | 0 | 20.8198 | [6 empty] | DEER:HVAC_Split-Package_HP | Annual | FALSE
Any | SWHC046X | Nrs | ex | CZ08 | cDXHP | SWHC046-01 | ExAnte2019 | IOU workpaper | 2019-11-06 | Cap-Tons | 1 |  |  | 612.7877 | 0 | 31.5511 | -189.0455 | 0 | 28.1423 | [6 empty] | DEER:HVAC_Split-Package_HP | Annual | FALSE
Any | SWHC046X | Nrs | ex | CZ09 | cDXHP | SWHC046-01 | ExAnte2019 | IOU workpaper | 2019-11-06 | Cap-Tons | 1 |  |  | 603.7769 | 0 | 36.9661 | -217.9737 | 0 | 32.5004 | [6 empty] | DEER:HVAC_Split-Package_HP | Annual | FALSE
Any | SWHC046X | Nrs | ex | CZ10 | cDXHP | SWHC046-01 | ExAnte2019 | IOU workpaper | 2019-11-06 | Cap-Tons | 1 |  |  | 599.1688 | 0 | 44.1967 | -252.0342 | 0 | 37.8766 | [6 empty] | DEER:HVAC_Split-Package_HP | Annual | FALSE
Any | SWHC046X | Nrs | ex | CZ11 | cDXHP | SWHC046-01 | ExAnte2019 | IOU workpaper | 2019-11-06 | Cap-Tons | 1 |  |  | 417.3338 | 0 | 68.3769 | -395.1518 | 0 | 55.7478 | [6 empty] | DEER:HVAC_Split-Package_HP | Annual | FALSE
Any | SWHC046X | Nrs | ex | CZ12 | cDXHP | SWHC046-01 | ExAnte2019 | IOU workpaper | 2019-11-06 | Cap-Tons | 1 |  |  | 396.8667 | 0 | 69.7477 | -430.1857 | 0 | 58.7688 | [6 empty] | DEER:HVAC_Split-Package_HP | Annual | FALSE
Any | SWHC046X | Nrs | ex | CZ13 | cDXHP | SWHC046-01 | ExAnte2019 | IOU workpaper | 2019-11-06 | Cap-Tons | 1 |  |  | 524.8407 | 0 | 61.6705 | -358.5212 | 0 | 51.6591 | [6 empty] | DEER:HVAC_Split-Package_HP | Annual | FALSE
Any | SWHC046X | Nrs | ex | CZ14 | cDXHP | SWHC046-01 | ExAnte2019 | IOU workpaper | 2019-11-06 | Cap-Tons | 1 |  |  | 354.425 | 0 | 74.7594 | -450.4352 | 0 | 60.7101 | [6 empty] | DEER:HVAC_Split-Package_HP | Annual | FALSE
Any | SWHC046X | Nrs | ex | CZ15 | cDXHP | SWHC046-01 | ExAnte2019 | IOU workpaper | 2019-11-06 | Cap-Tons | 1 |  |  | 921.3877 | 0 | 17.749 | -18.5547 | 0 | 14.6004 | [6 empty] | DEER:HVAC_Split-Package_HP | Annual | FALSE
Any | SWHC046X | Nrs | ex | CZ16 | cDXHP | SWHC046-01 | ExAnte2019 | IOU workpaper | 2019-11-06 | Cap-Tons | 1 |  |  | -350.1508 | 0 | 147.6537 | -1094.673 | 0 | 121.2635 | [6 empty] | DEER:HVAC_Split-Package_HP | Annual | FALSE
Any | SWHC046X | OfL | ex | CZ01 | cDXHP | SWHC046-01 | ExAnte2019 | IOU workpaper | 2019-11-06 | Cap-Tons | 1 |  |  | 207.9818 | 0 | 10.449 | -58.7335 | 0 | 6.8855 | [6 empty] | DEER:HVAC_Split-Package_HP | Annual | FALSE
Any | SWHC046X | OfL | ex | CZ02 | cDXHP | SWHC046-01 | ExAnte2019 | IOU workpaper | 2019-11-06 | Cap-Tons | 1 |  |  | 305.3246 | 0 | 6.7983 | -2.1617 | 0 | 4.1772 | [6 empty] | DEER:HVAC_Split-Package_HP | Annual | FALSE
Any | SWHC046X | OfL | ex | CZ03 | cDXHP | SWHC046-01 | ExAnte2019 | IOU workpaper | 2019-11-06 | Cap-Tons | 1 |  |  | 246.9909 | 0 | 4.5695 | -13.8634 | 0 | 3.3458 | [6 empty] | DEER:HVAC_Split-Package_HP | Annual | FALSE
Any | SWHC046X | OfL | ex | CZ04 | cDXHP | SWHC046-01 | ExAnte2019 | IOU workpaper | 2019-11-06 | Cap-Tons | 1 |  |  | 304.5525 | 0 | 5.6918 | 0.5489 | 0 | 4.1779 | [6 empty] | DEER:HVAC_Split-Package_HP | Annual | FALSE
Any | SWHC046X | OfL | ex | CZ05 | cDXHP | SWHC046-01 | ExAnte2019 | IOU workpaper | 2019-11-06 | Cap-Tons | 1 |  |  | 250.5665 | 0 | 4.5766 | -11.9741 | 0 | 3.3458 | [6 empty] | DEER:HVAC_Split-Package_HP | Annual | FALSE
Any | SWHC046X | OfL | ex | CZ06 | cDXHP | SWHC046-01 | ExAnte2019 | IOU workpaper | 2019-11-06 | Cap-Tons | 1 |  |  | 360.0514 | 0 | 1.1474 | 31.7268 | 0 | 0.8638 | [6 empty] | DEER:HVAC_Split-Package_HP | Annual | FALSE
Any | SWHC046X | OfL | ex | CZ07 | cDXHP | SWHC046-01 | ExAnte2019 | IOU workpaper | 2019-11-06 | Cap-Tons | 1 |  |  | 316.0505 | 0 | 0.3373 | 31.7379 | 0 | 0.1967 | [6 empty] | DEER:HVAC_Split-Package_HP | Annual | FALSE
Any | SWHC046X | OfL | ex | CZ08 | cDXHP | SWHC046-01 | ExAnte2019 | IOU workpaper | 2019-11-06 | Cap-Tons | 1 |  |  | 379.4891 | 0 | 1.2149 | 43.8031 | 0 | 0.8491 | [6 empty] | DEER:HVAC_Split-Package_HP | Annual | FALSE
Any | SWHC046X | OfL | ex | CZ09 | cDXHP | SWHC046-01 | ExAnte2019 | IOU workpaper | 2019-11-06 | Cap-Tons | 1 |  |  | 394.947 | 0 | 1.7991 | 32.9124 | 0 | 1.3335 | [6 empty] | DEER:HVAC_Split-Package_HP | Annual | FALSE
Any | SWHC046X | OfL | ex | CZ10 | cDXHP | SWHC046-01 | ExAnte2019 | IOU workpaper | 2019-11-06 | Cap-Tons | 1 |  |  | 411.6961 | 0 | 1.4234 | 44.5408 | 0 | 0.8621 | [6 empty] | DEER:HVAC_Split-Package_HP | Annual | FALSE
Any | SWHC046X | OfL | ex | CZ11 | cDXHP | SWHC046-01 | ExAnte2019 | IOU workpaper | 2019-11-06 | Cap-Tons | 1 |  |  | 386.3779 | 0 | 6.2637 | 6.9855 | 0 | 4.3987 | [6 empty] | DEER:HVAC_Split-Package_HP | Annual | FALSE
Any | SWHC046X | OfL | ex | CZ12 | cDXHP | SWHC046-01 | ExAnte2019 | IOU workpaper | 2019-11-06 | Cap-Tons | 1 |  |  | 347.7714 | 0 | 6.066 | 1.2545 | 0 | 4.1135 | [6 empty] | DEER:HVAC_Split-Package_HP | Annual | FALSE
Any | SWHC046X | OfL | ex | CZ13 | cDXHP | SWHC046-01 | ExAnte2019 | IOU workpaper | 2019-11-06 | Cap-Tons | 1 |  |  | 398.9713 | 0 | 5.3947 | 12.6721 | 0 | 3.7283 | [6 empty] | DEER:HVAC_Split-Package_HP | Annual | FALSE
Any | SWHC046X | OfL | ex | CZ14 | cDXHP | SWHC046-01 | ExAnte2019 | IOU workpaper | 2019-11-06 | Cap-Tons | 1 |  |  | 400.4427 | 0 | 5.9744 | 11.4818 | 0 | 4.1351 | [6 empty] | DEER:HVAC_Split-Package_HP | Annual | FALSE
Any | SWHC046X | OfL | ex | CZ15 | cDXHP | SWHC046-01 | ExAnte2019 | IOU workpaper | 2019-11-06 | Cap-Tons | 1 |  |  | 556.8019 | 0 | 0.2827 | 76.6336 | 0 | 0.1892 | [6 empty] | DEER:HVAC_Split-Package_HP | Annual | FALSE
Any | SWHC046X | OfL | ex | CZ16 | cDXHP | SWHC046-01 | ExAnte2019 | IOU workpaper | 2019-11-06 | Cap-Tons | 1 |  |  | 144.7691 | 0 | 25.3247 | -161.7132 | 0 | 18.5108 | [6 empty] | DEER:HVAC_Split-Package_HP | Annual | FALSE
Any | SWHC046X | OfS | ex | CZ01 | cDXHP | SWHC046-01 | ExAnte2019 | IOU workpaper | 2019-11-06 | Cap-Tons | 1 |  |  | 3.1232 | 0 | 37.2678 | -267.7254 | 0 | 32.2377 | [6 empty] | DEER:HVAC_Split-Package_HP | Annual | FALSE
Any | SWHC046X | OfS | ex | CZ02 | cDXHP | SWHC046-01 | ExAnte2019 | IOU workpaper | 2019-11-06 | Cap-Tons | 1 |  |  | 180.5321 | 0 | 22.8667 | -133.8032 | 0 | 19.1508 | [6 empty] | DEER:HVAC_Split-Package_HP | Annual | FALSE
Any | SWHC046X | OfS | ex | CZ03 | cDXHP | SWHC046-01 | ExAnte2019 | IOU workpaper | 2019-11-06 | Cap-Tons | 1 |  |  | 140.3742 | 0 | 18.7213 | -127.1421 | 0 | 17.1623 | [6 empty] | DEER:HVAC_Split-Package_HP | Annual | FALSE
Any | SWHC046X | OfS | ex | CZ04 | cDXHP | SWHC046-01 | ExAnte2019 | IOU workpaper | 2019-11-06 | Cap-Tons | 1 |  |  | 196.1458 | 0 | 19.3883 | -116.5261 | 0 | 17.59 | [6 empty] | DEER:HVAC_Split-Package_HP | Annual | FALSE
Any | SWHC046X | OfS | ex | CZ05 | cDXHP | SWHC046-01 | ExAnte2019 | IOU workpaper | 2019-11-06 | Cap-Tons | 1 |  |  | 134.9885 | 0 | 19.0922 | -133.4405 | 0 | 17.5123 | [6 empty] | DEER:HVAC_Split-Package_HP | Annual | FALSE
Any | SWHC046X | OfS | ex | CZ06 | cDXHP | SWHC046-01 | ExAnte2019 | IOU workpaper | 2019-11-06 | Cap-Tons | 1 |  |  | 306.5628 | 0 | 7.3594 | -23.6053 | 0 | 6.9466 | [6 empty] | DEER:HVAC_Split-Package_HP | Annual | FALSE
Any | SWHC046X | OfS | ex | CZ07 | cDXHP | SWHC046-01 | ExAnte2019 | IOU workpaper | 2019-11-06 | Cap-Tons | 1 |  |  | 288.051 | 0 | 3.9981 | -4.4893 | 0 | 3.686 | [6 empty] | DEER:HVAC_Split-Package_HP | Annual | FALSE
Any | SWHC046X | OfS | ex | CZ08 | cDXHP | SWHC046-01 | ExAnte2019 | IOU workpaper | 2019-11-06 | Cap-Tons | 1 |  |  | 335.2889 | 0 | 7.3717 | -9.0203 | 0 | 6.7599 | [6 empty] | DEER:HVAC_Split-Package_HP | Annual | FALSE
Any | SWHC046X | OfS | ex | CZ09 | cDXHP | SWHC046-01 | ExAnte2019 | IOU workpaper | 2019-11-06 | Cap-Tons | 1 |  |  | 341.8294 | 0 | 8.5659 | -24.6397 | 0 | 7.979 | [6 empty] | DEER:HVAC_Split-Package_HP | Annual | FALSE
Any | SWHC046X | OfS | ex | CZ10 | cDXHP | SWHC046-01 | ExAnte2019 | IOU workpaper | 2019-11-06 | Cap-Tons | 1 |  |  | 368.5428 | 0 | 7.246 | -6.7473 | 0 | 6.3347 | [6 empty] | DEER:HVAC_Split-Package_HP | Annual | FALSE
Any | SWHC046X | OfS | ex | CZ11 | cDXHP | SWHC046-01 | ExAnte2019 | IOU workpaper | 2019-11-06 | Cap-Tons | 1 |  |  | 295.3136 | 0 | 18.2271 | -88.4377 | 0 | 16.0195 | [6 empty] | DEER:HVAC_Split-Package_HP | Annual | FALSE
Any | SWHC046X | OfS | ex | CZ12 | cDXHP | SWHC046-01 | ExAnte2019 | IOU workpaper | 2019-11-06 | Cap-Tons | 1 |  |  | 251.3163 | 0 | 18.8525 | -102.1894 | 0 | 16.3594 | [6 empty] | DEER:HVAC_Split-Package_HP | Annual | FALSE
Any | SWHC046X | OfS | ex | CZ13 | cDXHP | SWHC046-01 | ExAnte2019 | IOU workpaper | 2019-11-06 | Cap-Tons | 1 |  |  | 317.1334 | 0 | 15.7859 | -72.5658 | 0 | 13.8079 | [6 empty] | DEER:HVAC_Split-Package_HP | Annual | FALSE
Any | SWHC046X | OfS | ex | CZ14 | cDXHP | SWHC046-01 | ExAnte2019 | IOU workpaper | 2019-11-06 | Cap-Tons | 1 |  |  | 309.8282 | 0 | 16.8012 | -81.1961 | 0 | 14.6427 | [6 empty] | DEER:HVAC_Split-Package_HP | Annual | FALSE
Any | SWHC046X | OfS | ex | CZ15 | cDXHP | SWHC046-01 | ExAnte2019 | IOU workpaper | 2019-11-06 | Cap-Tons | 1 |  |  | 535.8813 | 0 | 1.8768 | 58.5641 | 0 | 1.7787 | [6 empty] | DEER:HVAC_Split-Package_HP | Annual | FALSE
Any | SWHC046X | OfS | ex | CZ16 | cDXHP | SWHC046-01 | ExAnte2019 | IOU workpaper | 2019-11-06 | Cap-Tons | 1 |  |  | -101.2413 | 0 | 52.9983 | -407.5298 | 0 | 45.1516 | [6 empty] | DEER:HVAC_Split-Package_HP | Annual | FALSE
Any | SWHC046X | RFF | ex | CZ01 | cDXHP | SWHC046-01 | ExAnte2019 | IOU workpaper | 2019-11-06 | Cap-Tons | 1 |  |  | -494.1994 | 0 | 179.1022 | -911.1851 | 0 | 112.7948 | [6 empty] | DEER:HVAC_Split-Package_HP | Annual | FALSE
Any | SWHC046X | RFF | ex | CZ02 | cDXHP | SWHC046-01 | ExAnte2019 | IOU workpaper | 2019-11-06 | Cap-Tons | 1 |  |  | -58.3152 | 0 | 115.1204 | -550.2171 | 0 | 76.4833 | [6 empty] | DEER:HVAC_Split-Package_HP | Annual | FALSE
Any | SWHC046X | RFF | ex | CZ03 | cDXHP | SWHC046-01 | ExAnte2019 | IOU workpaper | 2019-11-06 | Cap-Tons | 1 |  |  | -4.8083 | 0 | 83.8217 | -404.9257 | 0 | 53.1215 | [6 empty] | DEER:HVAC_Split-Package_HP | Annual | FALSE
Any | SWHC046X | RFF | ex | CZ04 | cDXHP | SWHC046-01 | ExAnte2019 | IOU workpaper | 2019-11-06 | Cap-Tons | 1 |  |  | 109.085 | 0 | 82.3046 | -386.1061 | 0 | 55.7261 | [6 empty] | DEER:HVAC_Split-Package_HP | Annual | FALSE
Any | SWHC046X | RFF | ex | CZ05 | cDXHP | SWHC046-01 | ExAnte2019 | IOU workpaper | 2019-11-06 | Cap-Tons | 1 |  |  | -31.2099 | 0 | 90.3853 | -424.6934 | 0 | 54.9997 | [6 empty] | DEER:HVAC_Split-Package_HP | Annual | FALSE
Any | SWHC046X | RFF | ex | CZ06 | cDXHP | SWHC046-01 | ExAnte2019 | IOU workpaper | 2019-11-06 | Cap-Tons | 1 |  |  | 346.8341 | 0 | 33.4779 | -120.1871 | 0 | 20.5297 | [6 empty] | DEER:HVAC_Split-Package_HP | Annual | FALSE
Any | SWHC046X | RFF | ex | CZ07 | cDXHP | SWHC046-01 | ExAnte2019 | IOU workpaper | 2019-11-06 | Cap-Tons | 1 |  |  | 361.818 | 0 | 18.5356 | -42.1963 | 0 | 9.9702 | [6 empty] | DEER:HVAC_Split-Package_HP | Annual | FALSE
Any | SWHC046X | RFF | ex | CZ08 | cDXHP | SWHC046-01 | ExAnte2019 | IOU workpaper | 2019-11-06 | Cap-Tons | 1 |  |  | 422.4898 | 0 | 32.0706 | -79.1283 | 0 | 19.0914 | [6 empty] | DEER:HVAC_Split-Package_HP | Annual | FALSE
Any | SWHC046X | RFF | ex | CZ09 | cDXHP | SWHC046-01 | ExAnte2019 | IOU workpaper | 2019-11-06 | Cap-Tons | 1 |  |  | 458.3437 | 0 | 33.0382 | -122.1547 | 0 | 21.5002 | [6 empty] | DEER:HVAC_Split-Package_HP | Annual | FALSE
Any | SWHC046X | RFF | ex | CZ10 | cDXHP | SWHC046-01 | ExAnte2019 | IOU workpaper | 2019-11-06 | Cap-Tons | 1 |  |  | 484.7447 | 0 | 37.9345 | -111.0826 | 0 | 22.4516 | [6 empty] | DEER:HVAC_Split-Package_HP | Annual | FALSE
Any | SWHC046X | RFF | ex | CZ11 | cDXHP | SWHC046-01 | ExAnte2019 | IOU workpaper | 2019-11-06 | Cap-Tons | 1 |  |  | 304.1773 | 0 | 75.2126 | -351.9164 | 0 | 52.1532 | [6 empty] | DEER:HVAC_Split-Package_HP | Annual | FALSE
Any | SWHC046X | RFF | ex | CZ12 | cDXHP | SWHC046-01 | ExAnte2019 | IOU workpaper | 2019-11-06 | Cap-Tons | 1 |  |  | 190.0257 | 0 | 82.2476 | -385.5947 | 0 | 55.2716 | [6 empty] | DEER:HVAC_Split-Package_HP | Annual | FALSE
Any | SWHC046X | RFF | ex | CZ13 | cDXHP | SWHC046-01 | ExAnte2019 | IOU workpaper | 2019-11-06 | Cap-Tons | 1 |  |  | 365.8234 | 0 | 66.9748 | -297.2866 | 0 | 45.6767 | [6 empty] | DEER:HVAC_Split-Package_HP | Annual | FALSE
Any | SWHC046X | RFF | ex | CZ14 | cDXHP | SWHC046-01 | ExAnte2019 | IOU workpaper | 2019-11-06 | Cap-Tons | 1 |  |  | 301.027 | 0 | 75.7678 | -358.8014 | 0 | 51.1089 | [6 empty] | DEER:HVAC_Split-Package_HP | Annual | FALSE
Any | SWHC046X | RFF | ex | CZ15 | cDXHP | SWHC046-01 | ExAnte2019 | IOU workpaper | 2019-11-06 | Cap-Tons | 1 |  |  | 920.179 | 0 | 8.4185 | 77.9127 | 0 | 5.0968 | [6 empty] | DEER:HVAC_Split-Package_HP | Annual | FALSE
Any | SWHC046X | RFF | ex | CZ16 | cDXHP | SWHC046-01 | ExAnte2019 | IOU workpaper | 2019-11-06 | Cap-Tons | 1 |  |  | -833.1188 | 0 | 196.2564 | -1281.8846 | 0 | 140.0856 | [6 empty] | DEER:HVAC_Split-Package_HP | Annual | FALSE
Any | SWHC046X | RSD | ex | CZ01 | cDXHP | SWHC046-01 | ExAnte2019 | IOU workpaper | 2019-11-06 | Cap-Tons | 1 |  |  | -127.1261 | 0 | 88.5841 | -433.827 | 0 | 52.7615 | [6 empty] | DEER:HVAC_Split-Package_HP | Annual | FALSE
Any | SWHC046X | RSD | ex | CZ02 | cDXHP | SWHC046-01 | ExAnte2019 | IOU workpaper | 2019-11-06 | Cap-Tons | 1 |  |  | 241.7094 | 0 | 45.8832 | -147.4221 | 0 | 25.091 | [6 empty] | DEER:HVAC_Split-Package_HP | Annual | FALSE
Any | SWHC046X | RSD | ex | CZ03 | cDXHP | SWHC046-01 | ExAnte2019 | IOU workpaper | 2019-11-06 | Cap-Tons | 1 |  |  | 191.3694 | 0 | 30.0366 | -74.2922 | 0 | 11.3372 | [6 empty] | DEER:HVAC_Split-Package_HP | Annual | FALSE
Any | SWHC046X | RSD | ex | CZ04 | cDXHP | SWHC046-01 | ExAnte2019 | IOU workpaper | 2019-11-06 | Cap-Tons | 1 |  |  | 339.6141 | 0 | 25.7456 | -58.5318 | 0 | 13.0628 | [6 empty] | DEER:HVAC_Split-Package_HP | Annual | FALSE
Any | SWHC046X | RSD | ex | CZ05 | cDXHP | SWHC046-01 | ExAnte2019 | IOU workpaper | 2019-11-06 | Cap-Tons | 1 |  |  | 202.62 | 0 | 26.7734 | -57.7689 | 0 | 9.6107 | [6 empty] | DEER:HVAC_Split-Package_HP | Annual | FALSE
Any | SWHC046X | RSD | ex | CZ06 | cDXHP | SWHC046-01 | ExAnte2019 | IOU workpaper | 2019-11-06 | Cap-Tons | 1 |  |  | 365.9884 | 0 | 7.3898 | 44.0845 | 0 | 2.0306 | [6 empty] | DEER:HVAC_Split-Package_HP | Annual | FALSE
Any | SWHC046X | RSD | ex | CZ07 | cDXHP | SWHC046-01 | ExAnte2019 | IOU workpaper | 2019-11-06 | Cap-Tons | 1 |  |  | 301.5562 | 0 | 2.4068 | 55.1628 | 0 | 0.4031 | [6 empty] | DEER:HVAC_Split-Package_HP | Annual | FALSE
Any | SWHC046X | RSD | ex | CZ08 | cDXHP | SWHC046-01 | ExAnte2019 | IOU workpaper | 2019-11-06 | Cap-Tons | 1 |  |  | 445.4361 | 0 | 6.3134 | 57.934 | 0 | 2.0406 | [6 empty] | DEER:HVAC_Split-Package_HP | Annual | FALSE
Any | SWHC046X | RSD | ex | CZ09 | cDXHP | SWHC046-01 | ExAnte2019 | IOU workpaper | 2019-11-06 | Cap-Tons | 1 |  |  | 490.1385 | 0 | 8.4832 | 34.7247 | 0 | 3.0866 | [6 empty] | DEER:HVAC_Split-Package_HP | Annual | FALSE
Any | SWHC046X | RSD | ex | CZ10 | cDXHP | SWHC046-01 | ExAnte2019 | IOU workpaper | 2019-11-06 | Cap-Tons | 1 |  |  | 534.3311 | 0 | 10.1913 | 50.8556 | 0 | 2.9064 | [6 empty] | DEER:HVAC_Split-Package_HP | Annual | FALSE
Any | SWHC046X | RSD | ex | CZ11 | cDXHP | SWHC046-01 | ExAnte2019 | IOU workpaper | 2019-11-06 | Cap-Tons | 1 |  |  | 466.2782 | 0 | 32.9729 | -78.0037 | 0 | 16.5858 | [6 empty] | DEER:HVAC_Split-Package_HP | Annual | FALSE
Any | SWHC046X | RSD | ex | CZ12 | cDXHP | SWHC046-01 | ExAnte2019 | IOU workpaper | 2019-11-06 | Cap-Tons | 1 |  |  | 384.4996 | 0 | 35.535 | -85.1419 | 0 | 16.756 | [6 empty] | DEER:HVAC_Split-Package_HP | Annual | FALSE
Any | SWHC046X | RSD | ex | CZ13 | cDXHP | SWHC046-01 | ExAnte2019 | IOU workpaper | 2019-11-06 | Cap-Tons | 1 |  |  | 491.9179 | 0 | 30.4564 | -59.0439 | 0 | 14.7 | [6 empty] | DEER:HVAC_Split-Package_HP | Annual | FALSE
Any | SWHC046X | RSD | ex | CZ14 | cDXHP | SWHC046-01 | ExAnte2019 | IOU workpaper | 2019-11-06 | Cap-Tons | 1 |  |  | 477.1622 | 0 | 31.6892 | -71.5756 | 0 | 15.6013 | [6 empty] | DEER:HVAC_Split-Package_HP | Annual | FALSE
Any | SWHC046X | RSD | ex | CZ15 | cDXHP | SWHC046-01 | ExAnte2019 | IOU workpaper | 2019-11-06 | Cap-Tons | 1 |  |  | 805.3293 | 0 | 1.4121 | 107.6458 | 0 | 0.2722 | [6 empty] | DEER:HVAC_Split-Package_HP | Annual | FALSE
Any | SWHC046X | RSD | ex | CZ16 | cDXHP | SWHC046-01 | ExAnte2019 | IOU workpaper | 2019-11-06 | Cap-Tons | 1 |  |  | -366.3162 | 0 | 138.383 | -718.6647 | 0 | 83.821 | [6 empty] | DEER:HVAC_Split-Package_HP | Annual | FALSE
Any | SWHC046X | Rt3 | ex | CZ01 | cDXHP | SWHC046-01 | ExAnte2019 | IOU workpaper | 2019-11-06 | Cap-Tons | 1 |  |  | 249.8806 | 0 | 32.736 | -118.8455 | 0 | 15.8322 | [6 empty] | DEER:HVAC_Split-Package_HP | Annual | FALSE
Any | SWHC046X | Rt3 | ex | CZ02 | cDXHP | SWHC046-01 | ExAnte2019 | IOU workpaper | 2019-11-06 | Cap-Tons | 1 |  |  | 453.6086 | 0 | 16.0529 | -16.3209 | 0 | 7.8822 | [6 empty] | DEER:HVAC_Split-Package_HP | Annual | FALSE
Any | SWHC046X | Rt3 | ex | CZ03 | cDXHP | SWHC046-01 | ExAnte2019 | IOU workpaper | 2019-11-06 | Cap-Tons | 1 |  |  | 340.6752 | 0 | 11.3207 | -11.374 | 0 | 5.2318 | [6 empty] | DEER:HVAC_Split-Package_HP | Annual | FALSE
Any | SWHC046X | Rt3 | ex | CZ04 | cDXHP | SWHC046-01 | ExAnte2019 | IOU workpaper | 2019-11-06 | Cap-Tons | 1 |  |  | 482.635 | 0 | 8.8116 | 19.2026 | 0 | 4.2602 | [6 empty] | DEER:HVAC_Split-Package_HP | Annual | FALSE
Any | SWHC046X | Rt3 | ex | CZ05 | cDXHP | SWHC046-01 | ExAnte2019 | IOU workpaper | 2019-11-06 | Cap-Tons | 1 |  |  | 345.9733 | 0 | 8.9433 | 0.3088 | 0 | 3.929 | [6 empty] | DEER:HVAC_Split-Package_HP | Annual | FALSE
Any | SWHC046X | Rt3 | ex | CZ06 | cDXHP | SWHC046-01 | ExAnte2019 | IOU workpaper | 2019-11-06 | Cap-Tons | 1 |  |  | 513.6995 | 0 | 2.0691 | 63.7379 | 0 | 0.8608 | [6 empty] | DEER:HVAC_Split-Package_HP | Annual | FALSE
Any | SWHC046X | Rt3 | ex | CZ07 | cDXHP | SWHC046-01 | ExAnte2019 | IOU workpaper | 2019-11-06 | Cap-Tons | 1 |  |  | 429.8429 | 0 | 0.492 | 64.5426 | 0 | 0.1254 | [6 empty] | DEER:HVAC_Split-Package_HP | Annual | FALSE
Any | SWHC046X | Rt3 | ex | CZ08 | cDXHP | SWHC046-01 | ExAnte2019 | IOU workpaper | 2019-11-06 | Cap-Tons | 1 |  |  | 559.0125 | 0 | 1.5236 | 70.0131 | 0 | 0.6543 | [6 empty] | DEER:HVAC_Split-Package_HP | Annual | FALSE
Any | SWHC046X | Rt3 | ex | CZ09 | cDXHP | SWHC046-01 | ExAnte2019 | IOU workpaper | 2019-11-06 | Cap-Tons | 1 |  |  | 608.7094 | 0 | 2.5626 | 50.0268 | 0 | 1.3409 | [6 empty] | DEER:HVAC_Split-Package_HP | Annual | FALSE
Any | SWHC046X | Rt3 | ex | CZ10 | cDXHP | SWHC046-01 | ExAnte2019 | IOU workpaper | 2019-11-06 | Cap-Tons | 1 |  |  | 634.0528 | 0 | 2.8075 | 60.6509 | 0 | 1.3599 | [6 empty] | DEER:HVAC_Split-Package_HP | Annual | FALSE
Any | SWHC046X | Rt3 | ex | CZ11 | cDXHP | SWHC046-01 | ExAnte2019 | IOU workpaper | 2019-11-06 | Cap-Tons | 1 |  |  | 592.0926 | 0 | 15.0539 | -14.8883 | 0 | 9.1327 | [6 empty] | DEER:HVAC_Split-Package_HP | Annual | FALSE
Any | SWHC046X | Rt3 | ex | CZ12 | cDXHP | SWHC046-01 | ExAnte2019 | IOU workpaper | 2019-11-06 | Cap-Tons | 1 |  |  | 536.7908 | 0 | 14.4711 | -15.5871 | 0 | 8.2139 | [6 empty] | DEER:HVAC_Split-Package_HP | Annual | FALSE
Any | SWHC046X | Rt3 | ex | CZ13 | cDXHP | SWHC046-01 | ExAnte2019 | IOU workpaper | 2019-11-06 | Cap-Tons | 1 |  |  | 614.8745 | 0 | 12.7499 | 1.1524 | 0 | 7.4402 | [6 empty] | DEER:HVAC_Split-Package_HP | Annual | FALSE
Any | SWHC046X | Rt3 | ex | CZ14 | cDXHP | SWHC046-01 | ExAnte2019 | IOU workpaper | 2019-11-06 | Cap-Tons | 1 |  |  | 606.0524 | 0 | 14.3951 | -9.8152 | 0 | 8.5985 | [6 empty] | DEER:HVAC_Split-Package_HP | Annual | FALSE
Any | SWHC046X | Rt3 | ex | CZ15 | cDXHP | SWHC046-01 | ExAnte2019 | IOU workpaper | 2019-11-06 | Cap-Tons | 1 |  |  | 847.9295 | 0 | 0.4521 | 103.9054 | 0 | 0.2554 | [6 empty] | DEER:HVAC_Split-Package_HP | Annual | FALSE
Any | SWHC046X | Rt3 | ex | CZ16 | cDXHP | SWHC046-01 | ExAnte2019 | IOU workpaper | 2019-11-06 | Cap-Tons | 1 |  |  | 6.772 | 0 | 82.1709 | -442.1307 | 0 | 52.1564 | [6 empty] | DEER:HVAC_Split-Package_HP | Annual | FALSE
Any | SWHC046X | RtL | ex | CZ01 | cDXHP | SWHC046-01 | ExAnte2019 | IOU workpaper | 2019-11-06 | Cap-Tons | 1 |  |  | 62.9126 | 0 | 66.4489 | -282.7917 | 0 | 40.0256 | [6 empty] | DEER:HVAC_Split-Package_HP | Annual | FALSE
Any | SWHC046X | RtL | ex | CZ02 | cDXHP | SWHC046-01 | ExAnte2019 | IOU workpaper | 2019-11-06 | Cap-Tons | 1 |  |  | 400.5439 | 0 | 33.7549 | -98.284 | 0 | 19.6918 | [6 empty] | DEER:HVAC_Split-Package_HP | Annual | FALSE
Any | SWHC046X | RtL | ex | CZ03 | cDXHP | SWHC046-01 | ExAnte2019 | IOU workpaper | 2019-11-06 | Cap-Tons | 1 |  |  | 250.4929 | 0 | 30.0309 | -103.3516 | 0 | 18.9733 | [6 empty] | DEER:HVAC_Split-Package_HP | Annual | FALSE
Any | SWHC046X | RtL | ex | CZ04 | cDXHP | SWHC046-01 | ExAnte2019 | IOU workpaper | 2019-11-06 | Cap-Tons | 1 |  |  | 442.2431 | 0 | 23.1492 | -41.8597 | 0 | 14.2113 | [6 empty] | DEER:HVAC_Split-Package_HP | Annual | FALSE
Any | SWHC046X | RtL | ex | CZ05 | cDXHP | SWHC046-01 | ExAnte2019 | IOU workpaper | 2019-11-06 | Cap-Tons | 1 |  |  | 250.814 | 0 | 31.2628 | -109.1099 | 0 | 19.5483 | [6 empty] | DEER:HVAC_Split-Package_HP | Annual | FALSE
Any | SWHC046X | RtL | ex | CZ06 | cDXHP | SWHC046-01 | ExAnte2019 | IOU workpaper | 2019-11-06 | Cap-Tons | 1 |  |  | 476.5054 | 0 | 13.9766 | 5.8336 | 0 | 9.5608 | [6 empty] | DEER:HVAC_Split-Package_HP | Annual | FALSE
Any | SWHC046X | RtL | ex | CZ07 | cDXHP | SWHC046-01 | ExAnte2019 | IOU workpaper | 2019-11-06 | Cap-Tons | 1 |  |  | 417.6116 | 0 | 9.2935 | 18.7895 | 0 | 6.5985 | [6 empty] | DEER:HVAC_Split-Package_HP | Annual | FALSE
Any | SWHC046X | RtL | ex | CZ08 | cDXHP | SWHC046-01 | ExAnte2019 | IOU workpaper | 2019-11-06 | Cap-Tons | 1 |  |  | 556.9102 | 0 | 9.7033 | 24.1265 | 0 | 6.6809 | [6 empty] | DEER:HVAC_Split-Package_HP | Annual | FALSE
Any | SWHC046X | RtL | ex | CZ09 | cDXHP | SWHC046-01 | ExAnte2019 | IOU workpaper | 2019-11-06 | Cap-Tons | 1 |  |  | 613.2599 | 0 | 10.7912 | 1.5968 | 0 | 7.6298 | [6 empty] | DEER:HVAC_Split-Package_HP | Annual | FALSE
Any | SWHC046X | RtL | ex | CZ10 | cDXHP | SWHC046-01 | ExAnte2019 | IOU workpaper | 2019-11-06 | Cap-Tons | 1 |  |  | 646.5601 | 0 | 10.7325 | 20.915 | 0 | 6.8912 | [6 empty] | DEER:HVAC_Split-Package_HP | Annual | FALSE
Any | SWHC046X | RtL | ex | CZ11 | cDXHP | SWHC046-01 | ExAnte2019 | IOU workpaper | 2019-11-06 | Cap-Tons | 1 |  |  | 609.7375 | 0 | 26.9718 | -66.536 | 0 | 17.0823 | [6 empty] | DEER:HVAC_Split-Package_HP | Annual | FALSE
Any | SWHC046X | RtL | ex | CZ12 | cDXHP | SWHC046-01 | ExAnte2019 | IOU workpaper | 2019-11-06 | Cap-Tons | 1 |  |  | 532.9233 | 0 | 26.9036 | -71.1992 | 0 | 16.6054 | [6 empty] | DEER:HVAC_Split-Package_HP | Annual | FALSE
Any | SWHC046X | RtL | ex | CZ13 | cDXHP | SWHC046-01 | ExAnte2019 | IOU workpaper | 2019-11-06 | Cap-Tons | 1 |  |  | 642.5917 | 0 | 23.3306 | -43.4437 | 0 | 14.3964 | [6 empty] | DEER:HVAC_Split-Package_HP | Annual | FALSE
Any | SWHC046X | RtL | ex | CZ14 | cDXHP | SWHC046-01 | ExAnte2019 | IOU workpaper | 2019-11-06 | Cap-Tons | 1 |  |  | 607.1994 | 0 | 27.9005 | -73.1559 | 0 | 17.8156 | [6 empty] | DEER:HVAC_Split-Package_HP | Annual | FALSE
Any | SWHC046X | RtL | ex | CZ15 | cDXHP | SWHC046-01 | ExAnte2019 | IOU workpaper | 2019-11-06 | Cap-Tons | 1 |  |  | 931.1473 | 0 | 2.7059 | 92.5175 | 0 | 2.051 | [6 empty] | DEER:HVAC_Split-Package_HP | Annual | FALSE
Any | SWHC046X | RtL | ex | CZ16 | cDXHP | SWHC046-01 | ExAnte2019 | IOU workpaper | 2019-11-06 | Cap-Tons | 1 |  |  | -163.6311 | 0 | 122.6147 | -653.1471 | 0 | 74.7214 | [6 empty] | DEER:HVAC_Split-Package_HP | Annual | FALSE
Any | SWHC046X | RtS | ex | CZ01 | cDXHP | SWHC046-01 | ExAnte2019 | IOU workpaper | 2019-11-06 | Cap-Tons | 1 |  |  | -270.7149 | 0 | 115.219 | -641.5215 | 0 | 85.3528 | [6 empty] | DEER:HVAC_Split-Package_HP | Annual | FALSE
Any | SWHC046X | RtS | ex | CZ02 | cDXHP | SWHC046-01 | ExAnte2019 | IOU workpaper | 2019-11-06 | Cap-Tons | 1 |  |  | 219.5188 | 0 | 56.4903 | -290.3775 | 0 | 42.5579 | [6 empty] | DEER:HVAC_Split-Package_HP | Annual | FALSE
Any | SWHC046X | RtS | ex | CZ03 | cDXHP | SWHC046-01 | ExAnte2019 | IOU workpaper | 2019-11-06 | Cap-Tons | 1 |  |  | 146.1952 | 0 | 53.878 | -280.069 | 0 | 40.6859 | [6 empty] | DEER:HVAC_Split-Package_HP | Annual | FALSE
Any | SWHC046X | RtS | ex | CZ04 | cDXHP | SWHC046-01 | ExAnte2019 | IOU workpaper | 2019-11-06 | Cap-Tons | 1 |  |  | 340.0845 | 0 | 40.4496 | -189.3099 | 0 | 31.2638 | [6 empty] | DEER:HVAC_Split-Package_HP | Annual | FALSE
Any | SWHC046X | RtS | ex | CZ05 | cDXHP | SWHC046-01 | ExAnte2019 | IOU workpaper | 2019-11-06 | Cap-Tons | 1 |  |  | 184.2387 | 0 | 48.1617 | -244.2226 | 0 | 36.2631 | [6 empty] | DEER:HVAC_Split-Package_HP | Annual | FALSE
Any | SWHC046X | RtS | ex | CZ06 | cDXHP | SWHC046-01 | ExAnte2019 | IOU workpaper | 2019-11-06 | Cap-Tons | 1 |  |  | 472.1005 | 0 | 19.7765 | -53.6689 | 0 | 15.6048 | [6 empty] | DEER:HVAC_Split-Package_HP | Annual | FALSE
Any | SWHC046X | RtS | ex | CZ07 | cDXHP | SWHC046-01 | ExAnte2019 | IOU workpaper | 2019-11-06 | Cap-Tons | 1 |  |  | 483.3471 | 0 | 12.7453 | -9.4166 | 0 | 9.6218 | [6 empty] | DEER:HVAC_Split-Package_HP | Annual | FALSE
Any | SWHC046X | RtS | ex | CZ08 | cDXHP | SWHC046-01 | ExAnte2019 | IOU workpaper | 2019-11-06 | Cap-Tons | 1 |  |  | 541.8889 | 0 | 15.1431 | -28.1732 | 0 | 12.1588 | [6 empty] | DEER:HVAC_Split-Package_HP | Annual | FALSE
Any | SWHC046X | RtS | ex | CZ09 | cDXHP | SWHC046-01 | ExAnte2019 | IOU workpaper | 2019-11-06 | Cap-Tons | 1 |  |  | 528.3903 | 0 | 17.3473 | -61.3546 | 0 | 14.4869 | [6 empty] | DEER:HVAC_Split-Package_HP | Annual | FALSE
Any | SWHC046X | RtS | ex | CZ10 | cDXHP | SWHC046-01 | ExAnte2019 | IOU workpaper | 2019-11-06 | Cap-Tons | 1 |  |  | 583.4311 | 0 | 16.4717 | -33.4813 | 0 | 12.7254 | [6 empty] | DEER:HVAC_Split-Package_HP | Annual | FALSE
Any | SWHC046X | RtS | ex | CZ11 | cDXHP | SWHC046-01 | ExAnte2019 | IOU workpaper | 2019-11-06 | Cap-Tons | 1 |  |  | 401.6796 | 0 | 43.696 | -219.9774 | 0 | 35.8907 | [6 empty] | DEER:HVAC_Split-Package_HP | Annual | FALSE
Any | SWHC046X | RtS | ex | CZ12 | cDXHP | SWHC046-01 | ExAnte2019 | IOU workpaper | 2019-11-06 | Cap-Tons | 1 |  |  | 348.698 | 0 | 46.9179 | -239.297 | 0 | 37.4251 | [6 empty] | DEER:HVAC_Split-Package_HP | Annual | FALSE
Any | SWHC046X | RtS | ex | CZ13 | cDXHP | SWHC046-01 | ExAnte2019 | IOU workpaper | 2019-11-06 | Cap-Tons | 1 |  |  | 453.635 | 0 | 38.5627 | -181.9226 | 0 | 31.24 | [6 empty] | DEER:HVAC_Split-Package_HP | Annual | FALSE
Any | SWHC046X | RtS | ex | CZ14 | cDXHP | SWHC046-01 | ExAnte2019 | IOU workpaper | 2019-11-06 | Cap-Tons | 1 |  |  | 425.8554 | 0 | 39.8816 | -197.9063 | 0 | 32.425 | [6 empty] | DEER:HVAC_Split-Package_HP | Annual | FALSE
Any | SWHC046X | RtS | ex | CZ15 | cDXHP | SWHC046-01 | ExAnte2019 | IOU workpaper | 2019-11-06 | Cap-Tons | 1 |  |  | 839.004 | 0 | 3.7116 | 78.7609 | 0 | 3.1971 | [6 empty] | DEER:HVAC_Split-Package_HP | Annual | FALSE
Any | SWHC046X | RtS | ex | CZ16 | cDXHP | SWHC046-01 | ExAnte2019 | IOU workpaper | 2019-11-06 | Cap-Tons | 1 |  |  | -555.5262 | 0 | 143.7746 | -1006.0343 | 0 | 112.5622 | [6 empty] | DEER:HVAC_Split-Package_HP | Annual | FALSE
Any | SWHC046X | SCn | ex | CZ01 | cDXHP | SWHC046-01 | ExAnte2019 | IOU workpaper | 2019-11-06 | Cap-Tons | 1 |  |  | -630.6029 | 0 | 141.5087 | -985.4656 | 0 | 124.4145 | [6 empty] | DEER:HVAC_Split-Package_HP | Annual | FALSE
Any | SWHC046X | SCn | ex | CZ02 | cDXHP | SWHC046-01 | ExAnte2019 | IOU workpaper | 2019-11-06 | Cap-Tons | 1 |  |  | -359.1931 | 0 | 98.2226 | -686.1529 | 0 | 82.0223 | [6 empty] | DEER:HVAC_Split-Package_HP | Annual | FALSE
Any | SWHC046X | SCn | ex | CZ03 | cDXHP | SWHC046-01 | ExAnte2019 | IOU workpaper | 2019-11-06 | Cap-Tons | 1 |  |  | -150.294 | 0 | 75.1377 | -527.869 | 0 | 65.6425 | [6 empty] | DEER:HVAC_Split-Package_HP | Annual | FALSE
Any | SWHC046X | SCn | ex | CZ04 | cDXHP | SWHC046-01 | ExAnte2019 | IOU workpaper | 2019-11-06 | Cap-Tons | 1 |  |  | -252.2341 | 0 | 76.8798 | -567.9614 | 0 | 64.3251 | [6 empty] | DEER:HVAC_Split-Package_HP | Annual | FALSE
Any | SWHC046X | SCn | ex | CZ05 | cDXHP | SWHC046-01 | ExAnte2019 | IOU workpaper | 2019-11-06 | Cap-Tons | 1 |  |  | -144.8186 | 0 | 75.5215 | -533.9886 | 0 | 65.1737 | [6 empty] | DEER:HVAC_Split-Package_HP | Annual | FALSE
Any | SWHC046X | SCn | ex | CZ06 | cDXHP | SWHC046-01 | ExAnte2019 | IOU workpaper | 2019-11-06 | Cap-Tons | 1 |  |  | 140.7053 | 0 | 39.8415 | -272.5352 | 0 | 36.1244 | [6 empty] | DEER:HVAC_Split-Package_HP | Annual | FALSE
Any | SWHC046X | SCn | ex | CZ07 | cDXHP | SWHC046-01 | ExAnte2019 | IOU workpaper | 2019-11-06 | Cap-Tons | 1 |  |  | 193.474 | 0 | 30.1028 | -208.6512 | 0 | 26.5398 | [6 empty] | DEER:HVAC_Split-Package_HP | Annual | FALSE
Any | SWHC046X | SCn | ex | CZ08 | cDXHP | SWHC046-01 | ExAnte2019 | IOU workpaper | 2019-11-06 | Cap-Tons | 1 |  |  | 203.9141 | 0 | 40.1991 | -242.8299 | 0 | 35.5518 | [6 empty] | DEER:HVAC_Split-Package_HP | Annual | FALSE
Any | SWHC046X | SCn | ex | CZ09 | cDXHP | SWHC046-01 | ExAnte2019 | IOU workpaper | 2019-11-06 | Cap-Tons | 1 |  |  | 238.836 | 0 | 41.0323 | -256.87 | 0 | 37.509 | [6 empty] | DEER:HVAC_Split-Package_HP | Annual | FALSE
Any | SWHC046X | SCn | ex | CZ10 | cDXHP | SWHC046-01 | ExAnte2019 | IOU workpaper | 2019-11-06 | Cap-Tons | 1 |  |  | 231.2477 | 0 | 44.0689 | -265.4118 | 0 | 38.1948 | [6 empty] | DEER:HVAC_Split-Package_HP | Annual | FALSE
Any | SWHC046X | SCn | ex | CZ11 | cDXHP | SWHC046-01 | ExAnte2019 | IOU workpaper | 2019-11-06 | Cap-Tons | 1 |  |  | 14.4044 | 0 | 81.7487 | -519.1137 | 0 | 72.0936 | [6 empty] | DEER:HVAC_Split-Package_HP | Annual | FALSE
Any | SWHC046X | SCn | ex | CZ12 | cDXHP | SWHC046-01 | ExAnte2019 | IOU workpaper | 2019-11-06 | Cap-Tons | 1 |  |  | -92.2886 | 0 | 88.5979 | -566.2428 | 0 | 76.8081 | [6 empty] | DEER:HVAC_Split-Package_HP | Annual | FALSE
Any | SWHC046X | SCn | ex | CZ13 | cDXHP | SWHC046-01 | ExAnte2019 | IOU workpaper | 2019-11-06 | Cap-Tons | 1 |  |  | 93.5184 | 0 | 69.3119 | -433.1458 | 0 | 60.7802 | [6 empty] | DEER:HVAC_Split-Package_HP | Annual | FALSE
Any | SWHC046X | SCn | ex | CZ14 | cDXHP | SWHC046-01 | ExAnte2019 | IOU workpaper | 2019-11-06 | Cap-Tons | 1 |  |  | -19.3095 | 0 | 83.2087 | -560.6178 | 0 | 73.3626 | [6 empty] | DEER:HVAC_Split-Package_HP | Annual | FALSE
Any | SWHC046X | SCn | ex | CZ15 | cDXHP | SWHC046-01 | ExAnte2019 | IOU workpaper | 2019-11-06 | Cap-Tons | 1 |  |  | 647.0943 | 0 | 10.6344 | -13.6017 | 0 | 10.2322 | [6 empty] | DEER:HVAC_Split-Package_HP | Annual | FALSE
Any | SWHC046X | SCn | ex | CZ16 | cDXHP | SWHC046-01 | ExAnte2019 | IOU workpaper | 2019-11-06 | Cap-Tons | 1 |  |  | -854.1758 | 0 | 159.3753 | -1251.5639 | 0 | 138.4562 | [6 empty] | DEER:HVAC_Split-Package_HP | Annual | FALSE
Any | SWHC046Y | Asm | ex | CZ01 | cDXHP | SWHC046-01 | ExAnte2019 | IOU workpaper | 2019-11-06 | Cap-Tons | 1 |  |  | -586.0249 | 0 | 154.9634 | -1071.9489 | 0 | 150.3355 | [6 empty] | DEER:HVAC_Split-Package_HP | Annual | FALSE
Any | SWHC046Y | Asm | ex | CZ02 | cDXHP | SWHC046-01 | ExAnte2019 | IOU workpaper | 2019-11-06 | Cap-Tons | 1 |  |  | -153.1128 | 0 | 90.4571 | -608.3906 | 0 | 88.4105 | [6 empty] | DEER:HVAC_Split-Package_HP | Annual | FALSE
Any | SWHC046Y | Asm | ex | CZ03 | cDXHP | SWHC046-01 | ExAnte2019 | IOU workpaper | 2019-11-06 | Cap-Tons | 1 |  |  | 16.3211 | 0 | 67.8549 | -446.6841 | 0 | 59.6795 | [6 empty] | DEER:HVAC_Split-Package_HP | Annual | FALSE
Any | SWHC046Y | Asm | ex | CZ04 | cDXHP | SWHC046-01 | ExAnte2019 | IOU workpaper | 2019-11-06 | Cap-Tons | 1 |  |  | 50.1972 | 0 | 59.7753 | -400.6781 | 0 | 58.49 | [6 empty] | DEER:HVAC_Split-Package_HP | Annual | FALSE
Any | SWHC046Y | Asm | ex | CZ05 | cDXHP | SWHC046-01 | ExAnte2019 | IOU workpaper | 2019-11-06 | Cap-Tons | 1 |  |  | 22.8305 | 0 | 67.444 | -446.8716 | 0 | 61.1151 | [6 empty] | DEER:HVAC_Split-Package_HP | Annual | FALSE
Any | SWHC046Y | Asm | ex | CZ06 | cDXHP | SWHC046-01 | ExAnte2019 | IOU workpaper | 2019-11-06 | Cap-Tons | 1 |  |  | 292.5898 | 0 | 27.2166 | -162.3758 | 0 | 22.7211 | [6 empty] | DEER:HVAC_Split-Package_HP | Annual | FALSE
Any | SWHC046Y | Asm | ex | CZ07 | cDXHP | SWHC046-01 | ExAnte2019 | IOU workpaper | 2019-11-06 | Cap-Tons | 1 |  |  | 298.4013 | 0 | 19.9383 | -129.557 | 0 | 16.5896 | [6 empty] | DEER:HVAC_Split-Package_HP | Annual | FALSE
Any | SWHC046Y | Asm | ex | CZ08 | cDXHP | SWHC046-01 | ExAnte2019 | IOU workpaper | 2019-11-06 | Cap-Tons | 1 |  |  | 251.8955 | 0 | 26.4505 | -179.3774 | 0 | 24.8209 | [6 empty] | DEER:HVAC_Split-Package_HP | Annual | FALSE
Any | SWHC046Y | Asm | ex | CZ09 | cDXHP | SWHC046-01 | ExAnte2019 | IOU workpaper | 2019-11-06 | Cap-Tons | 1 |  |  | 318.3469 | 0 | 25.6862 | -136.698 | 0 | 18.6444 | [6 empty] | DEER:HVAC_Split-Package_HP | Annual | FALSE
Any | SWHC046Y | Asm | ex | CZ10 | cDXHP | SWHC046-01 | ExAnte2019 | IOU workpaper | 2019-11-06 | Cap-Tons | 1 |  |  | 270.731 | 0 | 32.0361 | -176.1246 | 0 | 25.5029 | [6 empty] | DEER:HVAC_Split-Package_HP | Annual | FALSE
Any | SWHC046Y | Asm | ex | CZ11 | cDXHP | SWHC046-01 | ExAnte2019 | IOU workpaper | 2019-11-06 | Cap-Tons | 1 |  |  | 172.4733 | 0 | 58.8727 | -313.7543 | 0 | 43.6231 | [6 empty] | DEER:HVAC_Split-Package_HP | Annual | FALSE
Any | SWHC046Y | Asm | ex | CZ12 | cDXHP | SWHC046-01 | ExAnte2019 | IOU workpaper | 2019-11-06 | Cap-Tons | 1 |  |  | 83.9041 | 0 | 65.0833 | -375.428 | 0 | 52.2827 | [6 empty] | DEER:HVAC_Split-Package_HP | Annual | FALSE
Any | SWHC046Y | Asm | ex | CZ13 | cDXHP | SWHC046-01 | ExAnte2019 | IOU workpaper | 2019-11-06 | Cap-Tons | 1 |  |  | 192.2446 | 0 | 54.0843 | -284.6626 | 0 | 39.494 | [6 empty] | DEER:HVAC_Split-Package_HP | Annual | FALSE
Any | SWHC046Y | Asm | ex | CZ14 | cDXHP | SWHC046-01 | ExAnte2019 | IOU workpaper | 2019-11-06 | Cap-Tons | 1 |  |  | 176.4815 | 0 | 58.0196 | -311.5205 | 0 | 42.7952 | [6 empty] | DEER:HVAC_Split-Package_HP | Annual | FALSE
Any | SWHC046Y | Asm | ex | CZ15 | cDXHP | SWHC046-01 | ExAnte2019 | IOU workpaper | 2019-11-06 | Cap-Tons | 1 |  |  | 492.9478 | 0 | 8.8431 | -19.0998 | 0 | 6.5957 | [6 empty] | DEER:HVAC_Split-Package_HP | Annual | FALSE
Any | SWHC046Y | Asm | ex | CZ16 | cDXHP | SWHC046-01 | ExAnte2019 | IOU workpaper | 2019-11-06 | Cap-Tons | 1 |  |  | -796.9516 | 0 | 177.5078 | -1271.5208 | 0 | 152.708 | [6 empty] | DEER:HVAC_Split-Package_HP | Annual | FALSE
Any | SWHC046Y | Com | ex | CZ01 | cDXHP | SWHC046-01 | ExAnte2019 | IOU workpaper | 2019-11-06 | Cap-Tons | 1 |  |  | -25.1273 | 0 | 98.4506 | -640.9954 | 0 | 84.7706 | [6 empty] | DEER:HVAC_Split-Package_HP | Annual | FALSE
Any | SWHC046Y | Com | ex | CZ02 | cDXHP | SWHC046-01 | ExAnte2019 | IOU workpaper | 2019-11-06 | Cap-Tons | 1 |  |  | 190.1514 | 0 | 50.9288 | -339.157 | 0 | 42.8742 | [6 empty] | DEER:HVAC_Split-Package_HP | Annual | FALSE
Any | SWHC046Y | Com | ex | CZ03 | cDXHP | SWHC046-01 | ExAnte2019 | IOU workpaper | 2019-11-06 | Cap-Tons | 1 |  |  | 263.2811 | 0 | 34.7282 | -227.3506 | 0 | 30.6877 | [6 empty] | DEER:HVAC_Split-Package_HP | Annual | FALSE
Any | SWHC046Y | Com | ex | CZ04 | cDXHP | SWHC046-01 | ExAnte2019 | IOU workpaper | 2019-11-06 | Cap-Tons | 1 |  |  | 248.7836 | 0 | 29.6661 | -203.1833 | 0 | 25.8877 | [6 empty] | DEER:HVAC_Split-Package_HP | Annual | FALSE
Any | SWHC046Y | Com | ex | CZ05 | cDXHP | SWHC046-01 | ExAnte2019 | IOU workpaper | 2019-11-06 | Cap-Tons | 1 |  |  | 265.2686 | 0 | 48.099 | -309.2536 | 0 | 41.7333 | [6 empty] | DEER:HVAC_Split-Package_HP | Annual | FALSE
Any | SWHC046Y | Com | ex | CZ06 | cDXHP | SWHC046-01 | ExAnte2019 | IOU workpaper | 2019-11-06 | Cap-Tons | 1 |  |  | 406.4363 | 0 | 18.1367 | -118.1261 | 0 | 16.6953 | [6 empty] | DEER:HVAC_Split-Package_HP | Annual | FALSE
Any | SWHC046Y | Com | ex | CZ07 | cDXHP | SWHC046-01 | ExAnte2019 | IOU workpaper | 2019-11-06 | Cap-Tons | 1 |  |  | 440.7402 | 0 | 14.0208 | -97.3895 | 0 | 13.8072 | [6 empty] | DEER:HVAC_Split-Package_HP | Annual | FALSE
Any | SWHC046Y | Com | ex | CZ08 | cDXHP | SWHC046-01 | ExAnte2019 | IOU workpaper | 2019-11-06 | Cap-Tons | 1 |  |  | 379.816 | 0 | 17.2494 | -112.3916 | 0 | 16.1419 | [6 empty] | DEER:HVAC_Split-Package_HP | Annual | FALSE
Any | SWHC046Y | Com | ex | CZ09 | cDXHP | SWHC046-01 | ExAnte2019 | IOU workpaper | 2019-11-06 | Cap-Tons | 1 |  |  | 450.912 | 0 | 16.0936 | -107.8476 | 0 | 14.9342 | [6 empty] | DEER:HVAC_Split-Package_HP | Annual | FALSE
Any | SWHC046Y | Com | ex | CZ10 | cDXHP | SWHC046-01 | ExAnte2019 | IOU workpaper | 2019-11-06 | Cap-Tons | 1 |  |  | 389.2266 | 0 | 22.4649 | -145.7471 | 0 | 19.993 | [6 empty] | DEER:HVAC_Split-Package_HP | Annual | FALSE
Any | SWHC046Y | Com | ex | CZ11 | cDXHP | SWHC046-01 | ExAnte2019 | IOU workpaper | 2019-11-06 | Cap-Tons | 1 |  |  | 298.8827 | 0 | 41.1015 | -271.8844 | 0 | 35.9102 | [6 empty] | DEER:HVAC_Split-Package_HP | Annual | FALSE
Any | SWHC046Y | Com | ex | CZ12 | cDXHP | SWHC046-01 | ExAnte2019 | IOU workpaper | 2019-11-06 | Cap-Tons | 1 |  |  | 273.7594 | 0 | 38.9363 | -261.297 | 0 | 33.6865 | [6 empty] | DEER:HVAC_Split-Package_HP | Annual | FALSE
Any | SWHC046Y | Com | ex | CZ13 | cDXHP | SWHC046-01 | ExAnte2019 | IOU workpaper | 2019-11-06 | Cap-Tons | 1 |  |  | 331.3994 | 0 | 34.6362 | -227.9612 | 0 | 30.0389 | [6 empty] | DEER:HVAC_Split-Package_HP | Annual | FALSE
Any | SWHC046Y | Com | ex | CZ14 | cDXHP | SWHC046-01 | ExAnte2019 | IOU workpaper | 2019-11-06 | Cap-Tons | 1 |  |  | 300.4618 | 0 | 38.1403 | -252.4276 | 0 | 32.2783 | [6 empty] | DEER:HVAC_Split-Package_HP | Annual | FALSE
Any | SWHC046Y | Com | ex | CZ15 | cDXHP | SWHC046-01 | ExAnte2019 | IOU workpaper | 2019-11-06 | Cap-Tons | 1 |  |  | 580.1857 | 0 | 5.2086 | -8.0887 | 0 | 4.9645 | [6 empty] | DEER:HVAC_Split-Package_HP | Annual | FALSE
Any | SWHC046Y | Com | ex | CZ16 | cDXHP | SWHC046-01 | ExAnte2019 | IOU workpaper | 2019-11-06 | Cap-Tons | 1 |  |  | -382.4555 | 0 | 121.8831 | -918.3085 | 0 | 102.3545 | [6 empty] | DEER:HVAC_Split-Package_HP | Annual | FALSE
Any | SWHC046Y | ECC | ex | CZ01 | cDXHP | SWHC046-01 | ExAnte2019 | IOU workpaper | 2019-11-06 | Cap-Tons | 1 |  |  | 45.7962 | 0 | 61.06 | -347.8855 | 0 | 46.2123 | [6 empty] | DEER:HVAC_Split-Package_HP | Annual | FALSE
Any | SWHC046Y | ECC | ex | CZ02 | cDXHP | SWHC046-01 | ExAnte2019 | IOU workpaper | 2019-11-06 | Cap-Tons | 1 |  |  | 159.7343 | 0 | 33.0368 | -184.4778 | 0 | 23.5891 | [6 empty] | DEER:HVAC_Split-Package_HP | Annual | FALSE
Any | SWHC046Y | ECC | ex | CZ03 | cDXHP | SWHC046-01 | ExAnte2019 | IOU workpaper | 2019-11-06 | Cap-Tons | 1 |  |  | 222.4534 | 0 | 25.174 | -144.4435 | 0 | 19.5988 | [6 empty] | DEER:HVAC_Split-Package_HP | Annual | FALSE
Any | SWHC046Y | ECC | ex | CZ04 | cDXHP | SWHC046-01 | ExAnte2019 | IOU workpaper | 2019-11-06 | Cap-Tons | 1 |  |  | 206.8677 | 0 | 22.0925 | -130.0565 | 0 | 16.5263 | [6 empty] | DEER:HVAC_Split-Package_HP | Annual | FALSE
Any | SWHC046Y | ECC | ex | CZ05 | cDXHP | SWHC046-01 | ExAnte2019 | IOU workpaper | 2019-11-06 | Cap-Tons | 1 |  |  | 212.3336 | 0 | 25.4459 | -145.9693 | 0 | 19.5544 | [6 empty] | DEER:HVAC_Split-Package_HP | Annual | FALSE
Any | SWHC046Y | ECC | ex | CZ06 | cDXHP | SWHC046-01 | ExAnte2019 | IOU workpaper | 2019-11-06 | Cap-Tons | 1 |  |  | 339.7432 | 0 | 7.841 | -31.7153 | 0 | 5.9781 | [6 empty] | DEER:HVAC_Split-Package_HP | Annual | FALSE
Any | SWHC046Y | ECC | ex | CZ07 | cDXHP | SWHC046-01 | ExAnte2019 | IOU workpaper | 2019-11-06 | Cap-Tons | 1 |  |  | 328.5869 | 0 | 4.3662 | -13.8578 | 0 | 3.3057 | [6 empty] | DEER:HVAC_Split-Package_HP | Annual | FALSE
Any | SWHC046Y | ECC | ex | CZ08 | cDXHP | SWHC046-01 | ExAnte2019 | IOU workpaper | 2019-11-06 | Cap-Tons | 1 |  |  | 308.5451 | 0 | 7.0446 | -24.9215 | 0 | 5.2102 | [6 empty] | DEER:HVAC_Split-Package_HP | Annual | FALSE
Any | SWHC046Y | ECC | ex | CZ09 | cDXHP | SWHC046-01 | ExAnte2019 | IOU workpaper | 2019-11-06 | Cap-Tons | 1 |  |  | 349.6206 | 0 | 8.0569 | -40.9344 | 0 | 6.4099 | [6 empty] | DEER:HVAC_Split-Package_HP | Annual | FALSE
Any | SWHC046Y | ECC | ex | CZ10 | cDXHP | SWHC046-01 | ExAnte2019 | IOU workpaper | 2019-11-06 | Cap-Tons | 1 |  |  | 331.8008 | 0 | 9.3766 | -41.6197 | 0 | 6.9233 | [6 empty] | DEER:HVAC_Split-Package_HP | Annual | FALSE
Any | SWHC046Y | ECC | ex | CZ11 | cDXHP | SWHC046-01 | ExAnte2019 | IOU workpaper | 2019-11-06 | Cap-Tons | 1 |  |  | 244.8143 | 0 | 26.0808 | -144.1012 | 0 | 20.7053 | [6 empty] | DEER:HVAC_Split-Package_HP | Annual | FALSE
Any | SWHC046Y | ECC | ex | CZ12 | cDXHP | SWHC046-01 | ExAnte2019 | IOU workpaper | 2019-11-06 | Cap-Tons | 1 |  |  | 206.9903 | 0 | 27.9536 | -156.4791 | 0 | 21.452 | [6 empty] | DEER:HVAC_Split-Package_HP | Annual | FALSE
Any | SWHC046Y | ECC | ex | CZ13 | cDXHP | SWHC046-01 | ExAnte2019 | IOU workpaper | 2019-11-06 | Cap-Tons | 1 |  |  | 252.5361 | 0 | 22.9079 | -124.4507 | 0 | 17.9661 | [6 empty] | DEER:HVAC_Split-Package_HP | Annual | FALSE
Any | SWHC046Y | ECC | ex | CZ14 | cDXHP | SWHC046-01 | ExAnte2019 | IOU workpaper | 2019-11-06 | Cap-Tons | 1 |  |  | 254.9827 | 0 | 24.4463 | -138.6833 | 0 | 19.0738 | [6 empty] | DEER:HVAC_Split-Package_HP | Annual | FALSE
Any | SWHC046Y | ECC | ex | CZ15 | cDXHP | SWHC046-01 | ExAnte2019 | IOU workpaper | 2019-11-06 | Cap-Tons | 1 |  |  | 438.1728 | 0 | 1.94 | 17.7385 | 0 | 1.6483 | [6 empty] | DEER:HVAC_Split-Package_HP | Annual | FALSE
Any | SWHC046Y | ECC | ex | CZ16 | cDXHP | SWHC046-01 | ExAnte2019 | IOU workpaper | 2019-11-06 | Cap-Tons | 1 |  |  | -182.6106 | 0 | 82.1385 | -572.7307 | 0 | 64.0713 | [6 empty] | DEER:HVAC_Split-Package_HP | Annual | FALSE
Any | SWHC046Y | EPr | ex | CZ01 | cDXHP | SWHC046-01 | ExAnte2019 | IOU workpaper | 2019-11-06 | Cap-Tons | 1 |  |  | -237.173 | 0 | 82.0094 | -500.3486 | 0 | 70.8798 | [6 empty] | DEER:HVAC_Split-Package_HP | Annual | FALSE
Any | SWHC046Y | EPr | ex | CZ02 | cDXHP | SWHC046-01 | ExAnte2019 | IOU workpaper | 2019-11-06 | Cap-Tons | 1 |  |  | -58.3951 | 0 | 43.0677 | -269.0615 | 0 | 32.5037 | [6 empty] | DEER:HVAC_Split-Package_HP | Annual | FALSE
Any | SWHC046Y | EPr | ex | CZ03 | cDXHP | SWHC046-01 | ExAnte2019 | IOU workpaper | 2019-11-06 | Cap-Tons | 1 |  |  | 17.48 | 0 | 38.5306 | -227.0481 | 0 | 32.0646 | [6 empty] | DEER:HVAC_Split-Package_HP | Annual | FALSE
Any | SWHC046Y | EPr | ex | CZ04 | cDXHP | SWHC046-01 | ExAnte2019 | IOU workpaper | 2019-11-06 | Cap-Tons | 1 |  |  | 25.6497 | 0 | 29.9614 | -190.3638 | 0 | 23.1678 | [6 empty] | DEER:HVAC_Split-Package_HP | Annual | FALSE
Any | SWHC046Y | EPr | ex | CZ05 | cDXHP | SWHC046-01 | ExAnte2019 | IOU workpaper | 2019-11-06 | Cap-Tons | 1 |  |  | -8.9273 | 0 | 37.9828 | -229.8761 | 0 | 32.1114 | [6 empty] | DEER:HVAC_Split-Package_HP | Annual | FALSE
Any | SWHC046Y | EPr | ex | CZ06 | cDXHP | SWHC046-01 | ExAnte2019 | IOU workpaper | 2019-11-06 | Cap-Tons | 1 |  |  | 139.8442 | 0 | 15.1041 | -82.2906 | 0 | 12.1021 | [6 empty] | DEER:HVAC_Split-Package_HP | Annual | FALSE
Any | SWHC046Y | EPr | ex | CZ07 | cDXHP | SWHC046-01 | ExAnte2019 | IOU workpaper | 2019-11-06 | Cap-Tons | 1 |  |  | 145.5264 | 0 | 11.1851 | -61.5073 | 0 | 8.6706 | [6 empty] | DEER:HVAC_Split-Package_HP | Annual | FALSE
Any | SWHC046Y | EPr | ex | CZ08 | cDXHP | SWHC046-01 | ExAnte2019 | IOU workpaper | 2019-11-06 | Cap-Tons | 1 |  |  | 139.2602 | 0 | 12.4725 | -68.796 | 0 | 9.7424 | [6 empty] | DEER:HVAC_Split-Package_HP | Annual | FALSE
Any | SWHC046Y | EPr | ex | CZ09 | cDXHP | SWHC046-01 | ExAnte2019 | IOU workpaper | 2019-11-06 | Cap-Tons | 1 |  |  | 173.2891 | 0 | 14.1163 | -88.019 | 0 | 12.0682 | [6 empty] | DEER:HVAC_Split-Package_HP | Annual | FALSE
Any | SWHC046Y | EPr | ex | CZ10 | cDXHP | SWHC046-01 | ExAnte2019 | IOU workpaper | 2019-11-06 | Cap-Tons | 1 |  |  | 152.1751 | 0 | 14.1913 | -79.1154 | 0 | 11.0885 | [6 empty] | DEER:HVAC_Split-Package_HP | Annual | FALSE
Any | SWHC046Y | EPr | ex | CZ11 | cDXHP | SWHC046-01 | ExAnte2019 | IOU workpaper | 2019-11-06 | Cap-Tons | 1 |  |  | 50.0669 | 0 | 32.4622 | -191.5804 | 0 | 26.2108 | [6 empty] | DEER:HVAC_Split-Package_HP | Annual | FALSE
Any | SWHC046Y | EPr | ex | CZ12 | cDXHP | SWHC046-01 | ExAnte2019 | IOU workpaper | 2019-11-06 | Cap-Tons | 1 |  |  | 10.9139 | 0 | 36.1336 | -215.1911 | 0 | 28.2133 | [6 empty] | DEER:HVAC_Split-Package_HP | Annual | FALSE
Any | SWHC046Y | EPr | ex | CZ13 | cDXHP | SWHC046-01 | ExAnte2019 | IOU workpaper | 2019-11-06 | Cap-Tons | 1 |  |  | 58.9581 | 0 | 29.1847 | -171.432 | 0 | 23.3002 | [6 empty] | DEER:HVAC_Split-Package_HP | Annual | FALSE
Any | SWHC046Y | EPr | ex | CZ14 | cDXHP | SWHC046-01 | ExAnte2019 | IOU workpaper | 2019-11-06 | Cap-Tons | 1 |  |  | 72.7352 | 0 | 29.8685 | -167.094 | 0 | 24.1779 | [6 empty] | DEER:HVAC_Split-Package_HP | Annual | FALSE
Any | SWHC046Y | EPr | ex | CZ15 | cDXHP | SWHC046-01 | ExAnte2019 | IOU workpaper | 2019-11-06 | Cap-Tons | 1 |  |  | 260.3646 | 0 | 3.5113 | -5.873 | 0 | 3.2006 | [6 empty] | DEER:HVAC_Split-Package_HP | Annual | FALSE
Any | SWHC046Y | EPr | ex | CZ16 | cDXHP | SWHC046-01 | ExAnte2019 | IOU workpaper | 2019-11-06 | Cap-Tons | 1 |  |  | -449.2758 | 0 | 101.8958 | -711.5909 | 0 | 82.619 | [6 empty] | DEER:HVAC_Split-Package_HP | Annual | FALSE
Any | SWHC046Y | ERC | ex | CZ01 | cDXHP | SWHC046-01 | ExAnte2019 | IOU workpaper | 2019-11-06 | Cap-Tons | 1 |  |  | -561.784 | 0 | 125.1139 | -762.3168 | 0 | 108.3618 | [6 empty] | DEER:HVAC_Split-Package_HP | Annual | FALSE
Any | SWHC046Y | ERC | ex | CZ02 | cDXHP | SWHC046-01 | ExAnte2019 | IOU workpaper | 2019-11-06 | Cap-Tons | 1 |  |  | -296.9906 | 0 | 75.8807 | -464.4857 | 0 | 65.7962 | [6 empty] | DEER:HVAC_Split-Package_HP | Annual | FALSE
Any | SWHC046Y | ERC | ex | CZ03 | cDXHP | SWHC046-01 | ExAnte2019 | IOU workpaper | 2019-11-06 | Cap-Tons | 1 |  |  | -145.196 | 0 | 59.2832 | -322.3501 | 0 | 52.3013 | [6 empty] | DEER:HVAC_Split-Package_HP | Annual | FALSE
Any | SWHC046Y | ERC | ex | CZ04 | cDXHP | SWHC046-01 | ExAnte2019 | IOU workpaper | 2019-11-06 | Cap-Tons | 1 |  |  | -157.2767 | 0 | 51.82 | -322.7598 | 0 | 46.2517 | [6 empty] | DEER:HVAC_Split-Package_HP | Annual | FALSE
Any | SWHC046Y | ERC | ex | CZ05 | cDXHP | SWHC046-01 | ExAnte2019 | IOU workpaper | 2019-11-06 | Cap-Tons | 1 |  |  | -219.6363 | 0 | 67.4277 | -394.0635 | 0 | 60.6756 | [6 empty] | DEER:HVAC_Split-Package_HP | Annual | FALSE
Any | SWHC046Y | ERC | ex | CZ06 | cDXHP | SWHC046-01 | ExAnte2019 | IOU workpaper | 2019-11-06 | Cap-Tons | 1 |  |  | 20.3932 | 0 | 28.1027 | -147.6196 | 0 | 25.7859 | [6 empty] | DEER:HVAC_Split-Package_HP | Annual | FALSE
Any | SWHC046Y | ERC | ex | CZ07 | cDXHP | SWHC046-01 | ExAnte2019 | IOU workpaper | 2019-11-06 | Cap-Tons | 1 |  |  | 64.2571 | 0 | 17.9813 | -86.5169 | 0 | 15.9783 | [6 empty] | DEER:HVAC_Split-Package_HP | Annual | FALSE
Any | SWHC046Y | ERC | ex | CZ08 | cDXHP | SWHC046-01 | ExAnte2019 | IOU workpaper | 2019-11-06 | Cap-Tons | 1 |  |  | 31.4462 | 0 | 24.0753 | -123.0649 | 0 | 21.6522 | [6 empty] | DEER:HVAC_Split-Package_HP | Annual | FALSE
Any | SWHC046Y | ERC | ex | CZ09 | cDXHP | SWHC046-01 | ExAnte2019 | IOU workpaper | 2019-11-06 | Cap-Tons | 1 |  |  | 59.0731 | 0 | 23.3509 | -126.7202 | 0 | 21.1911 | [6 empty] | DEER:HVAC_Split-Package_HP | Annual | FALSE
Any | SWHC046Y | ERC | ex | CZ10 | cDXHP | SWHC046-01 | ExAnte2019 | IOU workpaper | 2019-11-06 | Cap-Tons | 1 |  |  | 26.8869 | 0 | 26.4276 | -147.7563 | 0 | 23.8348 | [6 empty] | DEER:HVAC_Split-Package_HP | Annual | FALSE
Any | SWHC046Y | ERC | ex | CZ11 | cDXHP | SWHC046-01 | ExAnte2019 | IOU workpaper | 2019-11-06 | Cap-Tons | 1 |  |  | -110.7529 | 0 | 48.4688 | -294.811 | 0 | 43.1167 | [6 empty] | DEER:HVAC_Split-Package_HP | Annual | FALSE
Any | SWHC046Y | ERC | ex | CZ12 | cDXHP | SWHC046-01 | ExAnte2019 | IOU workpaper | 2019-11-06 | Cap-Tons | 1 |  |  | -163.1374 | 0 | 55.7073 | -339.5104 | 0 | 49.0022 | [6 empty] | DEER:HVAC_Split-Package_HP | Annual | FALSE
Any | SWHC046Y | ERC | ex | CZ13 | cDXHP | SWHC046-01 | ExAnte2019 | IOU workpaper | 2019-11-06 | Cap-Tons | 1 |  |  | -90.2675 | 0 | 44.1587 | -265.3222 | 0 | 39.21 | [6 empty] | DEER:HVAC_Split-Package_HP | Annual | FALSE
Any | SWHC046Y | ERC | ex | CZ14 | cDXHP | SWHC046-01 | ExAnte2019 | IOU workpaper | 2019-11-06 | Cap-Tons | 1 |  |  | -112.9326 | 0 | 46.4132 | -298.7332 | 0 | 41.5998 | [6 empty] | DEER:HVAC_Split-Package_HP | Annual | FALSE
Any | SWHC046Y | ERC | ex | CZ15 | cDXHP | SWHC046-01 | ExAnte2019 | IOU workpaper | 2019-11-06 | Cap-Tons | 1 |  |  | 157.5439 | 0 | 6.778 | -17.2434 | 0 | 6.345 | [6 empty] | DEER:HVAC_Split-Package_HP | Annual | FALSE
Any | SWHC046Y | ERC | ex | CZ16 | cDXHP | SWHC046-01 | ExAnte2019 | IOU workpaper | 2019-11-06 | Cap-Tons | 1 |  |  | -835.9927 | 0 | 139.6397 | -1061.4804 | 0 | 121.6174 | [6 empty] | DEER:HVAC_Split-Package_HP | Annual | FALSE
Any | SWHC046Y | ESe | ex | CZ01 | cDXHP | SWHC046-01 | ExAnte2019 | IOU workpaper | 2019-11-06 | Cap-Tons | 1 |  |  | -156.8451 | 0 | 74.4844 | -443.0166 | 0 | 60.6294 | [6 empty] | DEER:HVAC_Split-Package_HP | Annual | FALSE
Any | SWHC046Y | ESe | ex | CZ02 | cDXHP | SWHC046-01 | ExAnte2019 | IOU workpaper | 2019-11-06 | Cap-Tons | 1 |  |  | -13.7991 | 0 | 42.7954 | -259.9716 | 0 | 32.1242 | [6 empty] | DEER:HVAC_Split-Package_HP | Annual | FALSE
Any | SWHC046Y | ESe | ex | CZ03 | cDXHP | SWHC046-01 | ExAnte2019 | IOU workpaper | 2019-11-06 | Cap-Tons | 1 |  |  | 84.4263 | 0 | 30.1654 | -179.9209 | 0 | 24.8753 | [6 empty] | DEER:HVAC_Split-Package_HP | Annual | FALSE
Any | SWHC046Y | ESe | ex | CZ04 | cDXHP | SWHC046-01 | ExAnte2019 | IOU workpaper | 2019-11-06 | Cap-Tons | 1 |  |  | 75.3369 | 0 | 26.3889 | -163.1965 | 0 | 20.4547 | [6 empty] | DEER:HVAC_Split-Package_HP | Annual | FALSE
Any | SWHC046Y | ESe | ex | CZ05 | cDXHP | SWHC046-01 | ExAnte2019 | IOU workpaper | 2019-11-06 | Cap-Tons | 1 |  |  | 79.5587 | 0 | 29.3627 | -177.0921 | 0 | 24.3338 | [6 empty] | DEER:HVAC_Split-Package_HP | Annual | FALSE
Any | SWHC046Y | ESe | ex | CZ06 | cDXHP | SWHC046-01 | ExAnte2019 | IOU workpaper | 2019-11-06 | Cap-Tons | 1 |  |  | 202.5315 | 0 | 11.4246 | -58.8611 | 0 | 8.9631 | [6 empty] | DEER:HVAC_Split-Package_HP | Annual | FALSE
Any | SWHC046Y | ESe | ex | CZ07 | cDXHP | SWHC046-01 | ExAnte2019 | IOU workpaper | 2019-11-06 | Cap-Tons | 1 |  |  | 208.6117 | 0 | 7.6235 | -36.1982 | 0 | 5.9032 | [6 empty] | DEER:HVAC_Split-Package_HP | Annual | FALSE
Any | SWHC046Y | ESe | ex | CZ08 | cDXHP | SWHC046-01 | ExAnte2019 | IOU workpaper | 2019-11-06 | Cap-Tons | 1 |  |  | 183.058 | 0 | 10.3576 | -49.2312 | 0 | 8.013 | [6 empty] | DEER:HVAC_Split-Package_HP | Annual | FALSE
Any | SWHC046Y | ESe | ex | CZ09 | cDXHP | SWHC046-01 | ExAnte2019 | IOU workpaper | 2019-11-06 | Cap-Tons | 1 |  |  | 210.3342 | 0 | 11.3119 | -64.279 | 0 | 9.2778 | [6 empty] | DEER:HVAC_Split-Package_HP | Annual | FALSE
Any | SWHC046Y | ESe | ex | CZ10 | cDXHP | SWHC046-01 | ExAnte2019 | IOU workpaper | 2019-11-06 | Cap-Tons | 1 |  |  | 189.6671 | 0 | 14.5611 | -78.5998 | 0 | 11.3441 | [6 empty] | DEER:HVAC_Split-Package_HP | Annual | FALSE
Any | SWHC046Y | ESe | ex | CZ11 | cDXHP | SWHC046-01 | ExAnte2019 | IOU workpaper | 2019-11-06 | Cap-Tons | 1 |  |  | 80.0116 | 0 | 34.2692 | -200.5693 | 0 | 27.9588 | [6 empty] | DEER:HVAC_Split-Package_HP | Annual | FALSE
Any | SWHC046Y | ESe | ex | CZ12 | cDXHP | SWHC046-01 | ExAnte2019 | IOU workpaper | 2019-11-06 | Cap-Tons | 1 |  |  | 41.4422 | 0 | 37.1139 | -221.1021 | 0 | 29.4201 | [6 empty] | DEER:HVAC_Split-Package_HP | Annual | FALSE
Any | SWHC046Y | ESe | ex | CZ13 | cDXHP | SWHC046-01 | ExAnte2019 | IOU workpaper | 2019-11-06 | Cap-Tons | 1 |  |  | 91.933 | 0 | 30.3122 | -175.3102 | 0 | 24.4775 | [6 empty] | DEER:HVAC_Split-Package_HP | Annual | FALSE
Any | SWHC046Y | ESe | ex | CZ14 | cDXHP | SWHC046-01 | ExAnte2019 | IOU workpaper | 2019-11-06 | Cap-Tons | 1 |  |  | 88.6012 | 0 | 31.9687 | -193.1559 | 0 | 25.8779 | [6 empty] | DEER:HVAC_Split-Package_HP | Annual | FALSE
Any | SWHC046Y | ESe | ex | CZ15 | cDXHP | SWHC046-01 | ExAnte2019 | IOU workpaper | 2019-11-06 | Cap-Tons | 1 |  |  | 284.0302 | 0 | 3.7343 | -4.0685 | 0 | 3.2643 | [6 empty] | DEER:HVAC_Split-Package_HP | Annual | FALSE
Any | SWHC046Y | ESe | ex | CZ16 | cDXHP | SWHC046-01 | ExAnte2019 | IOU workpaper | 2019-11-06 | Cap-Tons | 1 |  |  | -380.8661 | 0 | 92.7448 | -666.6012 | 0 | 74.9785 | [6 empty] | DEER:HVAC_Split-Package_HP | Annual | FALSE
Any | SWHC046Y | EUn | ex | CZ01 | cDXHP | SWHC046-01 | ExAnte2019 | IOU workpaper | 2019-11-06 | Cap-Tons | 1 |  |  | -10.0374 | 0 | 77.8534 | -480.1269 | 0 | 67.3869 | [6 empty] | DEER:HVAC_Split-Package_HP | Annual | FALSE
Any | SWHC046Y | EUn | ex | CZ02 | cDXHP | SWHC046-01 | ExAnte2019 | IOU workpaper | 2019-11-06 | Cap-Tons | 1 |  |  | 121.1609 | 0 | 46.3777 | -280.2318 | 0 | 37.1594 | [6 empty] | DEER:HVAC_Split-Package_HP | Annual | FALSE
Any | SWHC046Y | EUn | ex | CZ03 | cDXHP | SWHC046-01 | ExAnte2019 | IOU workpaper | 2019-11-06 | Cap-Tons | 1 |  |  | 204.3222 | 0 | 37.6926 | -228.6387 | 0 | 33.1541 | [6 empty] | DEER:HVAC_Split-Package_HP | Annual | FALSE
Any | SWHC046Y | EUn | ex | CZ04 | cDXHP | SWHC046-01 | ExAnte2019 | IOU workpaper | 2019-11-06 | Cap-Tons | 1 |  |  | 187.7773 | 0 | 33.2346 | -211.9623 | 0 | 27.6808 | [6 empty] | DEER:HVAC_Split-Package_HP | Annual | FALSE
Any | SWHC046Y | EUn | ex | CZ05 | cDXHP | SWHC046-01 | ExAnte2019 | IOU workpaper | 2019-11-06 | Cap-Tons | 1 |  |  | 182.7721 | 0 | 38.9623 | -229.5958 | 0 | 34.132 | [6 empty] | DEER:HVAC_Split-Package_HP | Annual | FALSE
Any | SWHC046Y | EUn | ex | CZ06 | cDXHP | SWHC046-01 | ExAnte2019 | IOU workpaper | 2019-11-06 | Cap-Tons | 1 |  |  | 359.5612 | 0 | 15.6774 | -82.4241 | 0 | 13.2799 | [6 empty] | DEER:HVAC_Split-Package_HP | Annual | FALSE
Any | SWHC046Y | EUn | ex | CZ07 | cDXHP | SWHC046-01 | ExAnte2019 | IOU workpaper | 2019-11-06 | Cap-Tons | 1 |  |  | 355.9987 | 0 | 10.8445 | -56.9769 | 0 | 9.2005 | [6 empty] | DEER:HVAC_Split-Package_HP | Annual | FALSE
Any | SWHC046Y | EUn | ex | CZ08 | cDXHP | SWHC046-01 | ExAnte2019 | IOU workpaper | 2019-11-06 | Cap-Tons | 1 |  |  | 329.6001 | 0 | 14.6199 | -75.6182 | 0 | 12.3119 | [6 empty] | DEER:HVAC_Split-Package_HP | Annual | FALSE
Any | SWHC046Y | EUn | ex | CZ09 | cDXHP | SWHC046-01 | ExAnte2019 | IOU workpaper | 2019-11-06 | Cap-Tons | 1 |  |  | 379.7832 | 0 | 15.0309 | -85.168 | 0 | 12.6889 | [6 empty] | DEER:HVAC_Split-Package_HP | Annual | FALSE
Any | SWHC046Y | EUn | ex | CZ10 | cDXHP | SWHC046-01 | ExAnte2019 | IOU workpaper | 2019-11-06 | Cap-Tons | 1 |  |  | 361.8905 | 0 | 16.2365 | -83.6165 | 0 | 12.9884 | [6 empty] | DEER:HVAC_Split-Package_HP | Annual | FALSE
Any | SWHC046Y | EUn | ex | CZ11 | cDXHP | SWHC046-01 | ExAnte2019 | IOU workpaper | 2019-11-06 | Cap-Tons | 1 |  |  | 269.8853 | 0 | 34.1326 | -192.4747 | 0 | 28.0628 | [6 empty] | DEER:HVAC_Split-Package_HP | Annual | FALSE
Any | SWHC046Y | EUn | ex | CZ12 | cDXHP | SWHC046-01 | ExAnte2019 | IOU workpaper | 2019-11-06 | Cap-Tons | 1 |  |  | 218.6499 | 0 | 37.4047 | -214.0895 | 0 | 30.6243 | [6 empty] | DEER:HVAC_Split-Package_HP | Annual | FALSE
Any | SWHC046Y | EUn | ex | CZ13 | cDXHP | SWHC046-01 | ExAnte2019 | IOU workpaper | 2019-11-06 | Cap-Tons | 1 |  |  | 282.1337 | 0 | 30.1519 | -167.8726 | 0 | 24.59 | [6 empty] | DEER:HVAC_Split-Package_HP | Annual | FALSE
Any | SWHC046Y | EUn | ex | CZ14 | cDXHP | SWHC046-01 | ExAnte2019 | IOU workpaper | 2019-11-06 | Cap-Tons | 1 |  |  | 275.654 | 0 | 33.2943 | -190.7631 | 0 | 26.8937 | [6 empty] | DEER:HVAC_Split-Package_HP | Annual | FALSE
Any | SWHC046Y | EUn | ex | CZ15 | cDXHP | SWHC046-01 | ExAnte2019 | IOU workpaper | 2019-11-06 | Cap-Tons | 1 |  |  | 511.3929 | 0 | 4.1884 | 4.1923 | 0 | 3.7037 | [6 empty] | DEER:HVAC_Split-Package_HP | Annual | FALSE
Any | SWHC046Y | EUn | ex | CZ16 | cDXHP | SWHC046-01 | ExAnte2019 | IOU workpaper | 2019-11-06 | Cap-Tons | 1 |  |  | -249.8341 | 0 | 97.8755 | -701.4763 | 0 | 80.7296 | [6 empty] | DEER:HVAC_Split-Package_HP | Annual | FALSE
Any | SWHC046Y | Gro | ex | CZ01 | cDXHP | SWHC046-01 | ExAnte2019 | IOU workpaper | 2019-11-06 | Cap-Tons | 1 |  |  | -1350.9269 | 0 | 455.8093 | -3041.9263 | 0 | 414.9827 | [6 empty] | DEER:HVAC_Split-Package_HP | Annual | FALSE
Any | SWHC046Y | Gro | ex | CZ02 | cDXHP | SWHC046-01 | ExAnte2019 | IOU workpaper | 2019-11-06 | Cap-Tons | 1 |  |  | -127.381 | 0 | 144.5126 | -1239.3586 | 0 | 138.4803 | [6 empty] | DEER:HVAC_Split-Package_HP | Annual | FALSE
Any | SWHC046Y | Gro | ex | CZ03 | cDXHP | SWHC046-01 | ExAnte2019 | IOU workpaper | 2019-11-06 | Cap-Tons | 1 |  |  | -57.0745 | 0 | 189.8271 | -1396.5355 | 0 | 186.7735 | [6 empty] | DEER:HVAC_Split-Package_HP | Annual | FALSE
Any | SWHC046Y | Gro | ex | CZ04 | cDXHP | SWHC046-01 | ExAnte2019 | IOU workpaper | 2019-11-06 | Cap-Tons | 1 |  |  | 58.4523 | 0 | 125.3995 | -1051.6231 | 0 | 124.1695 | [6 empty] | DEER:HVAC_Split-Package_HP | Annual | FALSE
Any | SWHC046Y | Gro | ex | CZ05 | cDXHP | SWHC046-01 | ExAnte2019 | IOU workpaper | 2019-11-06 | Cap-Tons | 1 |  |  | -193.0197 | 0 | 227.9724 | -1647.8062 | 0 | 220.4619 | [6 empty] | DEER:HVAC_Split-Package_HP | Annual | FALSE
Any | SWHC046Y | Gro | ex | CZ06 | cDXHP | SWHC046-01 | ExAnte2019 | IOU workpaper | 2019-11-06 | Cap-Tons | 1 |  |  | 341.5638 | 0 | 76.5399 | -758.4056 | 0 | 85.7938 | [6 empty] | DEER:HVAC_Split-Package_HP | Annual | FALSE
Any | SWHC046Y | Gro | ex | CZ07 | cDXHP | SWHC046-01 | ExAnte2019 | IOU workpaper | 2019-11-06 | Cap-Tons | 1 |  |  | 627.4206 | 0 | 85.5068 | -787.2951 | 0 | 99.6998 | [6 empty] | DEER:HVAC_Split-Package_HP | Annual | FALSE
Any | SWHC046Y | Gro | ex | CZ08 | cDXHP | SWHC046-01 | ExAnte2019 | IOU workpaper | 2019-11-06 | Cap-Tons | 1 |  |  | 492.1583 | 0 | 63.1493 | -611.7962 | 0 | 71.0143 | [6 empty] | DEER:HVAC_Split-Package_HP | Annual | FALSE
Any | SWHC046Y | Gro | ex | CZ09 | cDXHP | SWHC046-01 | ExAnte2019 | IOU workpaper | 2019-11-06 | Cap-Tons | 1 |  |  | 510.5808 | 0 | 55.946 | -602.7774 | 0 | 64.8273 | [6 empty] | DEER:HVAC_Split-Package_HP | Annual | FALSE
Any | SWHC046Y | Gro | ex | CZ10 | cDXHP | SWHC046-01 | ExAnte2019 | IOU workpaper | 2019-11-06 | Cap-Tons | 1 |  |  | 484.6378 | 0 | 64.6223 | -645.4331 | 0 | 70.0463 | [6 empty] | DEER:HVAC_Split-Package_HP | Annual | FALSE
Any | SWHC046Y | Gro | ex | CZ11 | cDXHP | SWHC046-01 | ExAnte2019 | IOU workpaper | 2019-11-06 | Cap-Tons | 1 |  |  | 215.926 | 0 | 96.3777 | -913.4739 | 0 | 97.1775 | [6 empty] | DEER:HVAC_Split-Package_HP | Annual | FALSE
Any | SWHC046Y | Gro | ex | CZ12 | cDXHP | SWHC046-01 | ExAnte2019 | IOU workpaper | 2019-11-06 | Cap-Tons | 1 |  |  | 184.9074 | 0 | 94.3546 | -941.9629 | 0 | 96.4036 | [6 empty] | DEER:HVAC_Split-Package_HP | Annual | FALSE
Any | SWHC046Y | Gro | ex | CZ13 | cDXHP | SWHC046-01 | ExAnte2019 | IOU workpaper | 2019-11-06 | Cap-Tons | 1 |  |  | 321.5591 | 0 | 86.0386 | -828.8495 | 0 | 86.9278 | [6 empty] | DEER:HVAC_Split-Package_HP | Annual | FALSE
Any | SWHC046Y | Gro | ex | CZ14 | cDXHP | SWHC046-01 | ExAnte2019 | IOU workpaper | 2019-11-06 | Cap-Tons | 1 |  |  | 240.9848 | 0 | 91.9978 | -903.7525 | 0 | 92.3713 | [6 empty] | DEER:HVAC_Split-Package_HP | Annual | FALSE
Any | SWHC046Y | Gro | ex | CZ15 | cDXHP | SWHC046-01 | ExAnte2019 | IOU workpaper | 2019-11-06 | Cap-Tons | 1 |  |  | 958.124 | 0 | 17.4433 | -234.8634 | 0 | 24.6654 | [6 empty] | DEER:HVAC_Split-Package_HP | Annual | FALSE
Any | SWHC046Y | Gro | ex | CZ16 | cDXHP | SWHC046-01 | ExAnte2019 | IOU workpaper | 2019-11-06 | Cap-Tons | 1 |  |  | -1517.0885 | 0 | 320.5495 | -2867.2784 | 0 | 292.0352 | [6 empty] | DEER:HVAC_Split-Package_HP | Annual | FALSE
Any | SWHC046Y | Hsp | ex | CZ01 | cDXHP | SWHC046-01 | ExAnte2019 | IOU workpaper | 2019-11-06 | Cap-Tons | 1 |  |  | 786.2495 | 0 | 52.6467 | -345.8201 | 0 | 38.7766 | [6 empty] | DEER:HVAC_Split-Package_HP | Annual | FALSE
Any | SWHC046Y | Hsp | ex | CZ02 | cDXHP | SWHC046-01 | ExAnte2019 | IOU workpaper | 2019-11-06 | Cap-Tons | 1 |  |  | 913.9463 | 0 | 34.4863 | -208.1231 | 0 | 24.6538 | [6 empty] | DEER:HVAC_Split-Package_HP | Annual | FALSE
Any | SWHC046Y | Hsp | ex | CZ03 | cDXHP | SWHC046-01 | ExAnte2019 | IOU workpaper | 2019-11-06 | Cap-Tons | 1 |  |  | 944.0344 | 0 | 23.4226 | -153.9191 | 0 | 18.2844 | [6 empty] | DEER:HVAC_Split-Package_HP | Annual | FALSE
Any | SWHC046Y | Hsp | ex | CZ04 | cDXHP | SWHC046-01 | ExAnte2019 | IOU workpaper | 2019-11-06 | Cap-Tons | 1 |  |  | 947.7827 | 0 | 25.3091 | -154.2866 | 0 | 18.4684 | [6 empty] | DEER:HVAC_Split-Package_HP | Annual | FALSE
Any | SWHC046Y | Hsp | ex | CZ05 | cDXHP | SWHC046-01 | ExAnte2019 | IOU workpaper | 2019-11-06 | Cap-Tons | 1 |  |  | 919.8889 | 0 | 26.9839 | -167.4989 | 0 | 19.4728 | [6 empty] | DEER:HVAC_Split-Package_HP | Annual | FALSE
Any | SWHC046Y | Hsp | ex | CZ06 | cDXHP | SWHC046-01 | ExAnte2019 | IOU workpaper | 2019-11-06 | Cap-Tons | 1 |  |  | 1059.3863 | 0 | 10.8368 | -55.9087 | 0 | 8.3795 | [6 empty] | DEER:HVAC_Split-Package_HP | Annual | FALSE
Any | SWHC046Y | Hsp | ex | CZ07 | cDXHP | SWHC046-01 | ExAnte2019 | IOU workpaper | 2019-11-06 | Cap-Tons | 1 |  |  | 1060.7421 | 0 | 3.98 | -15.4089 | 0 | 3.4 | [6 empty] | DEER:HVAC_Split-Package_HP | Annual | FALSE
Any | SWHC046Y | Hsp | ex | CZ08 | cDXHP | SWHC046-01 | ExAnte2019 | IOU workpaper | 2019-11-06 | Cap-Tons | 1 |  |  | 1081.8344 | 0 | 7.7951 | -31.5198 | 0 | 6.2461 | [6 empty] | DEER:HVAC_Split-Package_HP | Annual | FALSE
Any | SWHC046Y | Hsp | ex | CZ09 | cDXHP | SWHC046-01 | ExAnte2019 | IOU workpaper | 2019-11-06 | Cap-Tons | 1 |  |  | 1045.6195 | 0 | 11.1942 | -53.9567 | 0 | 8.7048 | [6 empty] | DEER:HVAC_Split-Package_HP | Annual | FALSE
Any | SWHC046Y | Hsp | ex | CZ10 | cDXHP | SWHC046-01 | ExAnte2019 | IOU workpaper | 2019-11-06 | Cap-Tons | 1 |  |  | 1074.1095 | 0 | 14.2439 | -66.2809 | 0 | 10.3966 | [6 empty] | DEER:HVAC_Split-Package_HP | Annual | FALSE
Any | SWHC046Y | Hsp | ex | CZ11 | cDXHP | SWHC046-01 | ExAnte2019 | IOU workpaper | 2019-11-06 | Cap-Tons | 1 |  |  | 911.4764 | 0 | 34.8288 | -196.8019 | 0 | 25.7279 | [6 empty] | DEER:HVAC_Split-Package_HP | Annual | FALSE
Any | SWHC046Y | Hsp | ex | CZ12 | cDXHP | SWHC046-01 | ExAnte2019 | IOU workpaper | 2019-11-06 | Cap-Tons | 1 |  |  | 936.8853 | 0 | 32.279 | -192.4708 | 0 | 24.1926 | [6 empty] | DEER:HVAC_Split-Package_HP | Annual | FALSE
Any | SWHC046Y | Hsp | ex | CZ13 | cDXHP | SWHC046-01 | ExAnte2019 | IOU workpaper | 2019-11-06 | Cap-Tons | 1 |  |  | 943.6062 | 0 | 30.1316 | -170.6805 | 0 | 22.3656 | [6 empty] | DEER:HVAC_Split-Package_HP | Annual | FALSE
Any | SWHC046Y | Hsp | ex | CZ14 | cDXHP | SWHC046-01 | ExAnte2019 | IOU workpaper | 2019-11-06 | Cap-Tons | 1 |  |  | 877.4903 | 0 | 39.9437 | -226.4356 | 0 | 28.6509 | [6 empty] | DEER:HVAC_Split-Package_HP | Annual | FALSE
Any | SWHC046Y | Hsp | ex | CZ15 | cDXHP | SWHC046-01 | ExAnte2019 | IOU workpaper | 2019-11-06 | Cap-Tons | 1 |  |  | 1067.1662 | 0 | 4.7274 | 23.1018 | 0 | 3.6196 | [6 empty] | DEER:HVAC_Split-Package_HP | Annual | FALSE
Any | SWHC046Y | Hsp | ex | CZ16 | cDXHP | SWHC046-01 | ExAnte2019 | IOU workpaper | 2019-11-06 | Cap-Tons | 1 |  |  | 436.0774 | 0 | 99.1272 | -661.6817 | 0 | 72.3486 | [6 empty] | DEER:HVAC_Split-Package_HP | Annual | FALSE
Any | SWHC046Y | Htl | ex | CZ01 | cDXHP | SWHC046-01 | ExAnte2019 | IOU workpaper | 2019-11-06 | Cap-Tons | 1 |  |  | -446.7101 | 0 | 197.6712 | -1334.4613 | 0 | 181.1356 | [6 empty] | DEER:HVAC_Split-Package_HP | Annual | FALSE
Any | SWHC046Y | Htl | ex | CZ02 | cDXHP | SWHC046-01 | ExAnte2019 | IOU workpaper | 2019-11-06 | Cap-Tons | 1 |  |  | -90.4564 | 0 | 116.6248 | -814.855 | 0 | 97.409 | [6 empty] | DEER:HVAC_Split-Package_HP | Annual | FALSE
Any | SWHC046Y | Htl | ex | CZ03 | cDXHP | SWHC046-01 | ExAnte2019 | IOU workpaper | 2019-11-06 | Cap-Tons | 1 |  |  | 132.024 | 0 | 103.514 | -704.1418 | 0 | 97.3433 | [6 empty] | DEER:HVAC_Split-Package_HP | Annual | FALSE
Any | SWHC046Y | Htl | ex | CZ04 | cDXHP | SWHC046-01 | ExAnte2019 | IOU workpaper | 2019-11-06 | Cap-Tons | 1 |  |  | 72.3738 | 0 | 82.4221 | -634.5593 | 0 | 69.8378 | [6 empty] | DEER:HVAC_Split-Package_HP | Annual | FALSE
Any | SWHC046Y | Htl | ex | CZ05 | cDXHP | SWHC046-01 | ExAnte2019 | IOU workpaper | 2019-11-06 | Cap-Tons | 1 |  |  | -1.5079 | 0 | 112.6812 | -731.6021 | 0 | 101.3518 | [6 empty] | DEER:HVAC_Split-Package_HP | Annual | FALSE
Any | SWHC046Y | Htl | ex | CZ06 | cDXHP | SWHC046-01 | ExAnte2019 | IOU workpaper | 2019-11-06 | Cap-Tons | 1 |  |  | 459.612 | 0 | 49.1132 | -326.3926 | 0 | 44.9891 | [6 empty] | DEER:HVAC_Split-Package_HP | Annual | FALSE
Any | SWHC046Y | Htl | ex | CZ07 | cDXHP | SWHC046-01 | ExAnte2019 | IOU workpaper | 2019-11-06 | Cap-Tons | 1 |  |  | 519.7452 | 0 | 32.1764 | -236.3075 | 0 | 30.5627 | [6 empty] | DEER:HVAC_Split-Package_HP | Annual | FALSE
Any | SWHC046Y | Htl | ex | CZ08 | cDXHP | SWHC046-01 | ExAnte2019 | IOU workpaper | 2019-11-06 | Cap-Tons | 1 |  |  | 505.097 | 0 | 38.1402 | -229.1179 | 0 | 32.8703 | [6 empty] | DEER:HVAC_Split-Package_HP | Annual | FALSE
Any | SWHC046Y | Htl | ex | CZ09 | cDXHP | SWHC046-01 | ExAnte2019 | IOU workpaper | 2019-11-06 | Cap-Tons | 1 |  |  | 520.033 | 0 | 41.4653 | -289.9347 | 0 | 36.5629 | [6 empty] | DEER:HVAC_Split-Package_HP | Annual | FALSE
Any | SWHC046Y | Htl | ex | CZ10 | cDXHP | SWHC046-01 | ExAnte2019 | IOU workpaper | 2019-11-06 | Cap-Tons | 1 |  |  | 474.4067 | 0 | 49.0978 | -314.248 | 0 | 41.8993 | [6 empty] | DEER:HVAC_Split-Package_HP | Annual | FALSE
Any | SWHC046Y | Htl | ex | CZ11 | cDXHP | SWHC046-01 | ExAnte2019 | IOU workpaper | 2019-11-06 | Cap-Tons | 1 |  |  | 252.1964 | 0 | 85.8402 | -546.3602 | 0 | 74.3699 | [6 empty] | DEER:HVAC_Split-Package_HP | Annual | FALSE
Any | SWHC046Y | Htl | ex | CZ12 | cDXHP | SWHC046-01 | ExAnte2019 | IOU workpaper | 2019-11-06 | Cap-Tons | 1 |  |  | 199.4342 | 0 | 91.1017 | -587.7307 | 0 | 77.8453 | [6 empty] | DEER:HVAC_Split-Package_HP | Annual | FALSE
Any | SWHC046Y | Htl | ex | CZ13 | cDXHP | SWHC046-01 | ExAnte2019 | IOU workpaper | 2019-11-06 | Cap-Tons | 1 |  |  | 304.9006 | 0 | 76.3194 | -491.7622 | 0 | 65.9851 | [6 empty] | DEER:HVAC_Split-Package_HP | Annual | FALSE
Any | SWHC046Y | Htl | ex | CZ14 | cDXHP | SWHC046-01 | ExAnte2019 | IOU workpaper | 2019-11-06 | Cap-Tons | 1 |  |  | 211.2531 | 0 | 89.9017 | -587.9068 | 0 | 77.5073 | [6 empty] | DEER:HVAC_Split-Package_HP | Annual | FALSE
Any | SWHC046Y | Htl | ex | CZ15 | cDXHP | SWHC046-01 | ExAnte2019 | IOU workpaper | 2019-11-06 | Cap-Tons | 1 |  |  | 793.5206 | 0 | 15.8044 | -92.3538 | 0 | 16.0541 | [6 empty] | DEER:HVAC_Split-Package_HP | Annual | FALSE
Any | SWHC046Y | Htl | ex | CZ16 | cDXHP | SWHC046-01 | ExAnte2019 | IOU workpaper | 2019-11-06 | Cap-Tons | 1 |  |  | -937.2665 | 0 | 222.3475 | -1784.3123 | 0 | 199.3781 | [6 empty] | DEER:HVAC_Split-Package_HP | Annual | FALSE
Any | SWHC046Y | MBT | ex | CZ01 | cDXHP | SWHC046-01 | ExAnte2019 | IOU workpaper | 2019-11-06 | Cap-Tons | 1 |  |  | 44.5417 | 0 | 51.682 | -306.0634 | 0 | 42.7179 | [6 empty] | DEER:HVAC_Split-Package_HP | Annual | FALSE
Any | SWHC046Y | MBT | ex | CZ02 | cDXHP | SWHC046-01 | ExAnte2019 | IOU workpaper | 2019-11-06 | Cap-Tons | 1 |  |  | 184.1342 | 0 | 26.9914 | -145.5294 | 0 | 21.061 | [6 empty] | DEER:HVAC_Split-Package_HP | Annual | FALSE
Any | SWHC046Y | MBT | ex | CZ03 | cDXHP | SWHC046-01 | ExAnte2019 | IOU workpaper | 2019-11-06 | Cap-Tons | 1 |  |  | 210.9988 | 0 | 23.3261 | -136.6095 | 0 | 20.1478 | [6 empty] | DEER:HVAC_Split-Package_HP | Annual | FALSE
Any | SWHC046Y | MBT | ex | CZ04 | cDXHP | SWHC046-01 | ExAnte2019 | IOU workpaper | 2019-11-06 | Cap-Tons | 1 |  |  | 214.8126 | 0 | 18.2261 | -94.3927 | 0 | 14.518 | [6 empty] | DEER:HVAC_Split-Package_HP | Annual | FALSE
Any | SWHC046Y | MBT | ex | CZ05 | cDXHP | SWHC046-01 | ExAnte2019 | IOU workpaper | 2019-11-06 | Cap-Tons | 1 |  |  | 187.374 | 0 | 23.8618 | -138.5405 | 0 | 19.8796 | [6 empty] | DEER:HVAC_Split-Package_HP | Annual | FALSE
Any | SWHC046Y | MBT | ex | CZ06 | cDXHP | SWHC046-01 | ExAnte2019 | IOU workpaper | 2019-11-06 | Cap-Tons | 1 |  |  | 298.9479 | 0 | 9.8251 | -43.7527 | 0 | 8.1443 | [6 empty] | DEER:HVAC_Split-Package_HP | Annual | FALSE
Any | SWHC046Y | MBT | ex | CZ07 | cDXHP | SWHC046-01 | ExAnte2019 | IOU workpaper | 2019-11-06 | Cap-Tons | 1 |  |  | 289.2642 | 0 | 6.7455 | -29.6384 | 0 | 5.5283 | [6 empty] | DEER:HVAC_Split-Package_HP | Annual | FALSE
Any | SWHC046Y | MBT | ex | CZ08 | cDXHP | SWHC046-01 | ExAnte2019 | IOU workpaper | 2019-11-06 | Cap-Tons | 1 |  |  | 279.9422 | 0 | 8.2104 | -38.1325 | 0 | 6.5544 | [6 empty] | DEER:HVAC_Split-Package_HP | Annual | FALSE
Any | SWHC046Y | MBT | ex | CZ09 | cDXHP | SWHC046-01 | ExAnte2019 | IOU workpaper | 2019-11-06 | Cap-Tons | 1 |  |  | 357.841 | 0 | 9.7329 | -46.0277 | 0 | 7.5597 | [6 empty] | DEER:HVAC_Split-Package_HP | Annual | FALSE
Any | SWHC046Y | MBT | ex | CZ10 | cDXHP | SWHC046-01 | ExAnte2019 | IOU workpaper | 2019-11-06 | Cap-Tons | 1 |  |  | 330.835 | 0 | 10.145 | -42.839 | 0 | 7.8064 | [6 empty] | DEER:HVAC_Split-Package_HP | Annual | FALSE
Any | SWHC046Y | MBT | ex | CZ11 | cDXHP | SWHC046-01 | ExAnte2019 | IOU workpaper | 2019-11-06 | Cap-Tons | 1 |  |  | 309.0288 | 0 | 20.4473 | -104.7178 | 0 | 15.9795 | [6 empty] | DEER:HVAC_Split-Package_HP | Annual | FALSE
Any | SWHC046Y | MBT | ex | CZ12 | cDXHP | SWHC046-01 | ExAnte2019 | IOU workpaper | 2019-11-06 | Cap-Tons | 1 |  |  | 267.4182 | 0 | 22.0834 | -124.6453 | 0 | 17.4599 | [6 empty] | DEER:HVAC_Split-Package_HP | Annual | FALSE
Any | SWHC046Y | MBT | ex | CZ13 | cDXHP | SWHC046-01 | ExAnte2019 | IOU workpaper | 2019-11-06 | Cap-Tons | 1 |  |  | 314.5849 | 0 | 18.5852 | -94.4493 | 0 | 14.3365 | [6 empty] | DEER:HVAC_Split-Package_HP | Annual | FALSE
Any | SWHC046Y | MBT | ex | CZ14 | cDXHP | SWHC046-01 | ExAnte2019 | IOU workpaper | 2019-11-06 | Cap-Tons | 1 |  |  | 299.0306 | 0 | 21.5826 | -112.0507 | 0 | 16.6811 | [6 empty] | DEER:HVAC_Split-Package_HP | Annual | FALSE
Any | SWHC046Y | MBT | ex | CZ15 | cDXHP | SWHC046-01 | ExAnte2019 | IOU workpaper | 2019-11-06 | Cap-Tons | 1 |  |  | 444.3304 | 0 | 2.6806 | 12.3514 | 0 | 2.0353 | [6 empty] | DEER:HVAC_Split-Package_HP | Annual | FALSE
Any | SWHC046Y | MBT | ex | CZ16 | cDXHP | SWHC046-01 | ExAnte2019 | IOU workpaper | 2019-11-06 | Cap-Tons | 1 |  |  | -108.6093 | 0 | 69.733 | -498.965 | 0 | 56.8277 | [6 empty] | DEER:HVAC_Split-Package_HP | Annual | FALSE
Any | SWHC046Y | MLI | ex | CZ01 | cDXHP | SWHC046-01 | ExAnte2019 | IOU workpaper | 2019-11-06 | Cap-Tons | 1 |  |  | -253.8059 | 0 | 78.3707 | -640.6821 | 0 | 73.6918 | [6 empty] | DEER:HVAC_Split-Package_HP | Annual | FALSE
Any | SWHC046Y | MLI | ex | CZ02 | cDXHP | SWHC046-01 | ExAnte2019 | IOU workpaper | 2019-11-06 | Cap-Tons | 1 |  |  | 44.9963 | 0 | 46.379 | -368.056 | 0 | 43.3789 | [6 empty] | DEER:HVAC_Split-Package_HP | Annual | FALSE
Any | SWHC046Y | MLI | ex | CZ03 | cDXHP | SWHC046-01 | ExAnte2019 | IOU workpaper | 2019-11-06 | Cap-Tons | 1 |  |  | 83.8261 | 0 | 38.3151 | -313.8283 | 0 | 37.3552 | [6 empty] | DEER:HVAC_Split-Package_HP | Annual | FALSE
Any | SWHC046Y | MLI | ex | CZ04 | cDXHP | SWHC046-01 | ExAnte2019 | IOU workpaper | 2019-11-06 | Cap-Tons | 1 |  |  | 105.3661 | 0 | 34.0573 | -295.7385 | 0 | 32.6363 | [6 empty] | DEER:HVAC_Split-Package_HP | Annual | FALSE
Any | SWHC046Y | MLI | ex | CZ05 | cDXHP | SWHC046-01 | ExAnte2019 | IOU workpaper | 2019-11-06 | Cap-Tons | 1 |  |  | 46.6481 | 0 | 42.5881 | -351.1709 | 0 | 41.0789 | [6 empty] | DEER:HVAC_Split-Package_HP | Annual | FALSE
Any | SWHC046Y | MLI | ex | CZ06 | cDXHP | SWHC046-01 | ExAnte2019 | IOU workpaper | 2019-11-06 | Cap-Tons | 1 |  |  | 279.9094 | 0 | 18.5227 | -151.4303 | 0 | 18.7881 | [6 empty] | DEER:HVAC_Split-Package_HP | Annual | FALSE
Any | SWHC046Y | MLI | ex | CZ07 | cDXHP | SWHC046-01 | ExAnte2019 | IOU workpaper | 2019-11-06 | Cap-Tons | 1 |  |  | 318.9251 | 0 | 11.4568 | -99.3703 | 0 | 11.8906 | [6 empty] | DEER:HVAC_Split-Package_HP | Annual | FALSE
Any | SWHC046Y | MLI | ex | CZ08 | cDXHP | SWHC046-01 | ExAnte2019 | IOU workpaper | 2019-11-06 | Cap-Tons | 1 |  |  | 321.1706 | 0 | 16.439 | -112.0688 | 0 | 16.4919 | [6 empty] | DEER:HVAC_Split-Package_HP | Annual | FALSE
Any | SWHC046Y | MLI | ex | CZ09 | cDXHP | SWHC046-01 | ExAnte2019 | IOU workpaper | 2019-11-06 | Cap-Tons | 1 |  |  | 344.2236 | 0 | 16.7597 | -120.0327 | 0 | 17.3216 | [6 empty] | DEER:HVAC_Split-Package_HP | Annual | FALSE
Any | SWHC046Y | MLI | ex | CZ10 | cDXHP | SWHC046-01 | ExAnte2019 | IOU workpaper | 2019-11-06 | Cap-Tons | 1 |  |  | 321.6401 | 0 | 17.3126 | -124.7741 | 0 | 17.3773 | [6 empty] | DEER:HVAC_Split-Package_HP | Annual | FALSE
Any | SWHC046Y | MLI | ex | CZ11 | cDXHP | SWHC046-01 | ExAnte2019 | IOU workpaper | 2019-11-06 | Cap-Tons | 1 |  |  | 203.1665 | 0 | 33.8536 | -253.4725 | 0 | 33.7263 | [6 empty] | DEER:HVAC_Split-Package_HP | Annual | FALSE
Any | SWHC046Y | MLI | ex | CZ12 | cDXHP | SWHC046-01 | ExAnte2019 | IOU workpaper | 2019-11-06 | Cap-Tons | 1 |  |  | 173.0191 | 0 | 35.5973 | -273.6673 | 0 | 34.7166 | [6 empty] | DEER:HVAC_Split-Package_HP | Annual | FALSE
Any | SWHC046Y | MLI | ex | CZ13 | cDXHP | SWHC046-01 | ExAnte2019 | IOU workpaper | 2019-11-06 | Cap-Tons | 1 |  |  | 236.9755 | 0 | 28.4073 | -212.8186 | 0 | 28.21 | [6 empty] | DEER:HVAC_Split-Package_HP | Annual | FALSE
Any | SWHC046Y | MLI | ex | CZ14 | cDXHP | SWHC046-01 | ExAnte2019 | IOU workpaper | 2019-11-06 | Cap-Tons | 1 |  |  | 170.9244 | 0 | 37.4247 | -285.4899 | 0 | 36.684 | [6 empty] | DEER:HVAC_Split-Package_HP | Annual | FALSE
Any | SWHC046Y | MLI | ex | CZ15 | cDXHP | SWHC046-01 | ExAnte2019 | IOU workpaper | 2019-11-06 | Cap-Tons | 1 |  |  | 436.1813 | 0 | 4.206 | -12.5795 | 0 | 4.8758 | [6 empty] | DEER:HVAC_Split-Package_HP | Annual | FALSE
Any | SWHC046Y | MLI | ex | CZ16 | cDXHP | SWHC046-01 | ExAnte2019 | IOU workpaper | 2019-11-06 | Cap-Tons | 1 |  |  | -467.9483 | 0 | 96.1967 | -862.2166 | 0 | 89.9806 | [6 empty] | DEER:HVAC_Split-Package_HP | Annual | FALSE
Any | SWHC046Y | Mtl | ex | CZ01 | cDXHP | SWHC046-01 | ExAnte2019 | IOU workpaper | 2019-11-06 | Cap-Tons | 1 |  |  | 682.479 | 0 | 83.2709 | -481.1641 | 0 | 55.6308 | [6 empty] | DEER:HVAC_Split-Package_HP | Annual | FALSE
Any | SWHC046Y | Mtl | ex | CZ02 | cDXHP | SWHC046-01 | ExAnte2019 | IOU workpaper | 2019-11-06 | Cap-Tons | 1 |  |  | 658.2001 | 0 | 79.5804 | -395.487 | 0 | 52.1563 | [6 empty] | DEER:HVAC_Split-Package_HP | Annual | FALSE
Any | SWHC046Y | Mtl | ex | CZ03 | cDXHP | SWHC046-01 | ExAnte2019 | IOU workpaper | 2019-11-06 | Cap-Tons | 1 |  |  | 875.2151 | 0 | 38.3573 | -224.7028 | 0 | 25.9193 | [6 empty] | DEER:HVAC_Split-Package_HP | Annual | FALSE
Any | SWHC046Y | Mtl | ex | CZ04 | cDXHP | SWHC046-01 | ExAnte2019 | IOU workpaper | 2019-11-06 | Cap-Tons | 1 |  |  | 711.9346 | 0 | 58.385 | -307.3597 | 0 | 38.7111 | [6 empty] | DEER:HVAC_Split-Package_HP | Annual | FALSE
Any | SWHC046Y | Mtl | ex | CZ05 | cDXHP | SWHC046-01 | ExAnte2019 | IOU workpaper | 2019-11-06 | Cap-Tons | 1 |  |  | 834.5311 | 0 | 47.163 | -270.1451 | 0 | 31.4429 | [6 empty] | DEER:HVAC_Split-Package_HP | Annual | FALSE
Any | SWHC046Y | Mtl | ex | CZ06 | cDXHP | SWHC046-01 | ExAnte2019 | IOU workpaper | 2019-11-06 | Cap-Tons | 1 |  |  | 1035.3942 | 0 | 13.4944 | -49.0011 | 0 | 7.7651 | [6 empty] | DEER:HVAC_Split-Package_HP | Annual | FALSE
Any | SWHC046Y | Mtl | ex | CZ07 | cDXHP | SWHC046-01 | ExAnte2019 | IOU workpaper | 2019-11-06 | Cap-Tons | 1 |  |  | 1049.6787 | 0 | 3.8237 | 1.1746 | 0 | 1.8299 | [6 empty] | DEER:HVAC_Split-Package_HP | Annual | FALSE
Any | SWHC046Y | Mtl | ex | CZ08 | cDXHP | SWHC046-01 | ExAnte2019 | IOU workpaper | 2019-11-06 | Cap-Tons | 1 |  |  | 875.6329 | 0 | 15.1729 | -53.9192 | 0 | 8.0591 | [6 empty] | DEER:HVAC_Split-Package_HP | Annual | FALSE
Any | SWHC046Y | Mtl | ex | CZ09 | cDXHP | SWHC046-01 | ExAnte2019 | IOU workpaper | 2019-11-06 | Cap-Tons | 1 |  |  | 973.417 | 0 | 15.4631 | -76.8161 | 0 | 8.981 | [6 empty] | DEER:HVAC_Split-Package_HP | Annual | FALSE
Any | SWHC046Y | Mtl | ex | CZ10 | cDXHP | SWHC046-01 | ExAnte2019 | IOU workpaper | 2019-11-06 | Cap-Tons | 1 |  |  | 931.0638 | 0 | 26.1714 | -124.9158 | 0 | 16.1528 | [6 empty] | DEER:HVAC_Split-Package_HP | Annual | FALSE
Any | SWHC046Y | Mtl | ex | CZ11 | cDXHP | SWHC046-01 | ExAnte2019 | IOU workpaper | 2019-11-06 | Cap-Tons | 1 |  |  | 833.2152 | 0 | 49.8793 | -271.6246 | 0 | 34.6039 | [6 empty] | DEER:HVAC_Split-Package_HP | Annual | FALSE
Any | SWHC046Y | Mtl | ex | CZ12 | cDXHP | SWHC046-01 | ExAnte2019 | IOU workpaper | 2019-11-06 | Cap-Tons | 1 |  |  | 768.898 | 0 | 54.7263 | -294.7477 | 0 | 36.8734 | [6 empty] | DEER:HVAC_Split-Package_HP | Annual | FALSE
Any | SWHC046Y | Mtl | ex | CZ13 | cDXHP | SWHC046-01 | ExAnte2019 | IOU workpaper | 2019-11-06 | Cap-Tons | 1 |  |  | 841.6786 | 0 | 43.1504 | -238.7456 | 0 | 29.4148 | [6 empty] | DEER:HVAC_Split-Package_HP | Annual | FALSE
Any | SWHC046Y | Mtl | ex | CZ14 | cDXHP | SWHC046-01 | ExAnte2019 | IOU workpaper | 2019-11-06 | Cap-Tons | 1 |  |  | 763.9311 | 0 | 56.4377 | -316.7563 | 0 | 38.6966 | [6 empty] | DEER:HVAC_Split-Package_HP | Annual | FALSE
Any | SWHC046Y | Mtl | ex | CZ15 | cDXHP | SWHC046-01 | ExAnte2019 | IOU workpaper | 2019-11-06 | Cap-Tons | 1 |  |  | 1149.8221 | 0 | 4.7025 | 9.8203 | 0 | 3.0034 | [6 empty] | DEER:HVAC_Split-Package_HP | Annual | FALSE
Any | SWHC046Y | Mtl | ex | CZ16 | cDXHP | SWHC046-01 | ExAnte2019 | IOU workpaper | 2019-11-06 | Cap-Tons | 1 |  |  | 344.9258 | 0 | 125.5412 | -791.922 | 0 | 89.997 | [6 empty] | DEER:HVAC_Split-Package_HP | Annual | FALSE
Any | SWHC046Y | Nrs | ex | CZ01 | cDXHP | SWHC046-01 | ExAnte2019 | IOU workpaper | 2019-11-06 | Cap-Tons | 1 |  |  | 341.8798 | 0 | 103.5945 | -709.3571 | 0 | 92.8069 | [6 empty] | DEER:HVAC_Split-Package_HP | Annual | FALSE
Any | SWHC046Y | Nrs | ex | CZ02 | cDXHP | SWHC046-01 | ExAnte2019 | IOU workpaper | 2019-11-06 | Cap-Tons | 1 |  |  | 544.9355 | 0 | 74.5178 | -500.2965 | 0 | 66.7371 | [6 empty] | DEER:HVAC_Split-Package_HP | Annual | FALSE
Any | SWHC046Y | Nrs | ex | CZ03 | cDXHP | SWHC046-01 | ExAnte2019 | IOU workpaper | 2019-11-06 | Cap-Tons | 1 |  |  | 611.1739 | 0 | 56.816 | -402.9819 | 0 | 53.4133 | [6 empty] | DEER:HVAC_Split-Package_HP | Annual | FALSE
Any | SWHC046Y | Nrs | ex | CZ04 | cDXHP | SWHC046-01 | ExAnte2019 | IOU workpaper | 2019-11-06 | Cap-Tons | 1 |  |  | 630.7054 | 0 | 54.8737 | -394.2318 | 0 | 50.8075 | [6 empty] | DEER:HVAC_Split-Package_HP | Annual | FALSE
Any | SWHC046Y | Nrs | ex | CZ05 | cDXHP | SWHC046-01 | ExAnte2019 | IOU workpaper | 2019-11-06 | Cap-Tons | 1 |  |  | 478.4158 | 0 | 66.3536 | -439.5204 | 0 | 57.9974 | [6 empty] | DEER:HVAC_Split-Package_HP | Annual | FALSE
Any | SWHC046Y | Nrs | ex | CZ06 | cDXHP | SWHC046-01 | ExAnte2019 | IOU workpaper | 2019-11-06 | Cap-Tons | 1 |  |  | 799.4645 | 0 | 32.6829 | -232.5241 | 0 | 31.6159 | [6 empty] | DEER:HVAC_Split-Package_HP | Annual | FALSE
Any | SWHC046Y | Nrs | ex | CZ07 | cDXHP | SWHC046-01 | ExAnte2019 | IOU workpaper | 2019-11-06 | Cap-Tons | 1 |  |  | 776.5973 | 0 | 19.9634 | -143.3239 | 0 | 18.2276 | [6 empty] | DEER:HVAC_Split-Package_HP | Annual | FALSE
Any | SWHC046Y | Nrs | ex | CZ08 | cDXHP | SWHC046-01 | ExAnte2019 | IOU workpaper | 2019-11-06 | Cap-Tons | 1 |  |  | 847.1321 | 0 | 26.5595 | -185.4166 | 0 | 26.0846 | [6 empty] | DEER:HVAC_Split-Package_HP | Annual | FALSE
Any | SWHC046Y | Nrs | ex | CZ09 | cDXHP | SWHC046-01 | ExAnte2019 | IOU workpaper | 2019-11-06 | Cap-Tons | 1 |  |  | 804.3881 | 0 | 31.2708 | -213.9767 | 0 | 30.0382 | [6 empty] | DEER:HVAC_Split-Package_HP | Annual | FALSE
Any | SWHC046Y | Nrs | ex | CZ10 | cDXHP | SWHC046-01 | ExAnte2019 | IOU workpaper | 2019-11-06 | Cap-Tons | 1 |  |  | 793.5233 | 0 | 38.0964 | -246.8531 | 0 | 35.32 | [6 empty] | DEER:HVAC_Split-Package_HP | Annual | FALSE
Any | SWHC046Y | Nrs | ex | CZ11 | cDXHP | SWHC046-01 | ExAnte2019 | IOU workpaper | 2019-11-06 | Cap-Tons | 1 |  |  | 562.0957 | 0 | 60.2118 | -374.809 | 0 | 51.4976 | [6 empty] | DEER:HVAC_Split-Package_HP | Annual | FALSE
Any | SWHC046Y | Nrs | ex | CZ12 | cDXHP | SWHC046-01 | ExAnte2019 | IOU workpaper | 2019-11-06 | Cap-Tons | 1 |  |  | 633.5103 | 0 | 61.418 | -406.3842 | 0 | 55.3466 | [6 empty] | DEER:HVAC_Split-Package_HP | Annual | FALSE
Any | SWHC046Y | Nrs | ex | CZ13 | cDXHP | SWHC046-01 | ExAnte2019 | IOU workpaper | 2019-11-06 | Cap-Tons | 1 |  |  | 677.5743 | 0 | 54.1254 | -348.2674 | 0 | 48.3978 | [6 empty] | DEER:HVAC_Split-Package_HP | Annual | FALSE
Any | SWHC046Y | Nrs | ex | CZ14 | cDXHP | SWHC046-01 | ExAnte2019 | IOU workpaper | 2019-11-06 | Cap-Tons | 1 |  |  | 497.1885 | 0 | 66.4807 | -425.0432 | 0 | 56.4147 | [6 empty] | DEER:HVAC_Split-Package_HP | Annual | FALSE
Any | SWHC046Y | Nrs | ex | CZ15 | cDXHP | SWHC046-01 | ExAnte2019 | IOU workpaper | 2019-11-06 | Cap-Tons | 1 |  |  | 803.8525 | 0 | 14.8942 | -58.2582 | 0 | 13.0144 | [6 empty] | DEER:HVAC_Split-Package_HP | Annual | FALSE
Any | SWHC046Y | Nrs | ex | CZ16 | cDXHP | SWHC046-01 | ExAnte2019 | IOU workpaper | 2019-11-06 | Cap-Tons | 1 |  |  | 12.182 | 0 | 135.6316 | -1018.2614 | 0 | 116.5625 | [6 empty] | DEER:HVAC_Split-Package_HP | Annual | FALSE
Any | SWHC046Y | OfL | ex | CZ01 | cDXHP | SWHC046-01 | ExAnte2019 | IOU workpaper | 2019-11-06 | Cap-Tons | 1 |  |  | 334.6214 | 0 | 8.5178 | -53.9482 | 0 | 6.2215 | [6 empty] | DEER:HVAC_Split-Package_HP | Annual | FALSE
Any | SWHC046Y | OfL | ex | CZ02 | cDXHP | SWHC046-01 | ExAnte2019 | IOU workpaper | 2019-11-06 | Cap-Tons | 1 |  |  | 303.3885 | 0 | 5.1144 | -19.197 | 0 | 3.5304 | [6 empty] | DEER:HVAC_Split-Package_HP | Annual | FALSE
Any | SWHC046Y | OfL | ex | CZ03 | cDXHP | SWHC046-01 | ExAnte2019 | IOU workpaper | 2019-11-06 | Cap-Tons | 1 |  |  | 329.6911 | 0 | 3.5572 | -19.3693 | 0 | 2.9757 | [6 empty] | DEER:HVAC_Split-Package_HP | Annual | FALSE
Any | SWHC046Y | OfL | ex | CZ04 | cDXHP | SWHC046-01 | ExAnte2019 | IOU workpaper | 2019-11-06 | Cap-Tons | 1 |  |  | 296.3307 | 0 | 4.3373 | -18.2383 | 0 | 3.5744 | [6 empty] | DEER:HVAC_Split-Package_HP | Annual | FALSE
Any | SWHC046Y | OfL | ex | CZ05 | cDXHP | SWHC046-01 | ExAnte2019 | IOU workpaper | 2019-11-06 | Cap-Tons | 1 |  |  | 328.0339 | 0 | 3.6815 | -18.7977 | 0 | 3.0154 | [6 empty] | DEER:HVAC_Split-Package_HP | Annual | FALSE
Any | SWHC046Y | OfL | ex | CZ06 | cDXHP | SWHC046-01 | ExAnte2019 | IOU workpaper | 2019-11-06 | Cap-Tons | 1 |  |  | 377.1074 | 0 | 0.8533 | 11.6954 | 0 | 0.7545 | [6 empty] | DEER:HVAC_Split-Package_HP | Annual | FALSE
Any | SWHC046Y | OfL | ex | CZ07 | cDXHP | SWHC046-01 | ExAnte2019 | IOU workpaper | 2019-11-06 | Cap-Tons | 1 |  |  | 348.6694 | 0 | 0.2136 | 13.5454 | 0 | 0.1596 | [6 empty] | DEER:HVAC_Split-Package_HP | Annual | FALSE
Any | SWHC046Y | OfL | ex | CZ08 | cDXHP | SWHC046-01 | ExAnte2019 | IOU workpaper | 2019-11-06 | Cap-Tons | 1 |  |  | 327.3655 | 0 | 0.8574 | 14.848 | 0 | 0.7067 | [6 empty] | DEER:HVAC_Split-Package_HP | Annual | FALSE
Any | SWHC046Y | OfL | ex | CZ09 | cDXHP | SWHC046-01 | ExAnte2019 | IOU workpaper | 2019-11-06 | Cap-Tons | 1 |  |  | 372.0778 | 0 | 1.2268 | 8.177 | 0 | 1.0896 | [6 empty] | DEER:HVAC_Split-Package_HP | Annual | FALSE
Any | SWHC046Y | OfL | ex | CZ10 | cDXHP | SWHC046-01 | ExAnte2019 | IOU workpaper | 2019-11-06 | Cap-Tons | 1 |  |  | 343.968 | 0 | 0.9697 | 14.7129 | 0 | 0.6969 | [6 empty] | DEER:HVAC_Split-Package_HP | Annual | FALSE
Any | SWHC046Y | OfL | ex | CZ11 | cDXHP | SWHC046-01 | ExAnte2019 | IOU workpaper | 2019-11-06 | Cap-Tons | 1 |  |  | 345.1587 | 0 | 4.5641 | -14.9189 | 0 | 3.6761 | [6 empty] | DEER:HVAC_Split-Package_HP | Annual | FALSE
Any | SWHC046Y | OfL | ex | CZ12 | cDXHP | SWHC046-01 | ExAnte2019 | IOU workpaper | 2019-11-06 | Cap-Tons | 1 |  |  | 326.0391 | 0 | 4.4509 | -18.9103 | 0 | 3.4488 | [6 empty] | DEER:HVAC_Split-Package_HP | Annual | FALSE
Any | SWHC046Y | OfL | ex | CZ13 | cDXHP | SWHC046-01 | ExAnte2019 | IOU workpaper | 2019-11-06 | Cap-Tons | 1 |  |  | 346.9436 | 0 | 3.9153 | -11.7884 | 0 | 3.1121 | [6 empty] | DEER:HVAC_Split-Package_HP | Annual | FALSE
Any | SWHC046Y | OfL | ex | CZ14 | cDXHP | SWHC046-01 | ExAnte2019 | IOU workpaper | 2019-11-06 | Cap-Tons | 1 |  |  | 354.4096 | 0 | 4.5177 | -10.114 | 0 | 3.5252 | [6 empty] | DEER:HVAC_Split-Package_HP | Annual | FALSE
Any | SWHC046Y | OfL | ex | CZ15 | cDXHP | SWHC046-01 | ExAnte2019 | IOU workpaper | 2019-11-06 | Cap-Tons | 1 |  |  | 407.4581 | 0 | 0.158 | 35.2171 | 0 | 0.1392 | [6 empty] | DEER:HVAC_Split-Package_HP | Annual | FALSE
Any | SWHC046Y | OfL | ex | CZ16 | cDXHP | SWHC046-01 | ExAnte2019 | IOU workpaper | 2019-11-06 | Cap-Tons | 1 |  |  | 224.0139 | 0 | 22.2494 | -155.4821 | 0 | 17.3497 | [6 empty] | DEER:HVAC_Split-Package_HP | Annual | FALSE
Any | SWHC046Y | OfS | ex | CZ01 | cDXHP | SWHC046-01 | ExAnte2019 | IOU workpaper | 2019-11-06 | Cap-Tons | 1 |  |  | 143.9807 | 0 | 33.2139 | -249.3478 | 0 | 30.6292 | [6 empty] | DEER:HVAC_Split-Package_HP | Annual | FALSE
Any | SWHC046Y | OfS | ex | CZ02 | cDXHP | SWHC046-01 | ExAnte2019 | IOU workpaper | 2019-11-06 | Cap-Tons | 1 |  |  | 211.6826 | 0 | 19.1751 | -135.2472 | 0 | 17.2803 | [6 empty] | DEER:HVAC_Split-Package_HP | Annual | FALSE
Any | SWHC046Y | OfS | ex | CZ03 | cDXHP | SWHC046-01 | ExAnte2019 | IOU workpaper | 2019-11-06 | Cap-Tons | 1 |  |  | 238.0023 | 0 | 16.3003 | -123.3465 | 0 | 16.1449 | [6 empty] | DEER:HVAC_Split-Package_HP | Annual | FALSE
Any | SWHC046Y | OfS | ex | CZ04 | cDXHP | SWHC046-01 | ExAnte2019 | IOU workpaper | 2019-11-06 | Cap-Tons | 1 |  |  | 223.1879 | 0 | 16.26 | -120.4024 | 0 | 15.8516 | [6 empty] | DEER:HVAC_Split-Package_HP | Annual | FALSE
Any | SWHC046Y | OfS | ex | CZ05 | cDXHP | SWHC046-01 | ExAnte2019 | IOU workpaper | 2019-11-06 | Cap-Tons | 1 |  |  | 228.5593 | 0 | 16.8551 | -130.6754 | 0 | 16.5577 | [6 empty] | DEER:HVAC_Split-Package_HP | Annual | FALSE
Any | SWHC046Y | OfS | ex | CZ06 | cDXHP | SWHC046-01 | ExAnte2019 | IOU workpaper | 2019-11-06 | Cap-Tons | 1 |  |  | 340.1288 | 0 | 6.2958 | -36.3578 | 0 | 6.4666 | [6 empty] | DEER:HVAC_Split-Package_HP | Annual | FALSE
Any | SWHC046Y | OfS | ex | CZ07 | cDXHP | SWHC046-01 | ExAnte2019 | IOU workpaper | 2019-11-06 | Cap-Tons | 1 |  |  | 336.2334 | 0 | 3.2481 | -16.2295 | 0 | 3.3445 | [6 empty] | DEER:HVAC_Split-Package_HP | Annual | FALSE
Any | SWHC046Y | OfS | ex | CZ08 | cDXHP | SWHC046-01 | ExAnte2019 | IOU workpaper | 2019-11-06 | Cap-Tons | 1 |  |  | 313.0627 | 0 | 6.0134 | -29.2638 | 0 | 6.0459 | [6 empty] | DEER:HVAC_Split-Package_HP | Annual | FALSE
Any | SWHC046Y | OfS | ex | CZ09 | cDXHP | SWHC046-01 | ExAnte2019 | IOU workpaper | 2019-11-06 | Cap-Tons | 1 |  |  | 341.8642 | 0 | 6.8666 | -41.1223 | 0 | 7.0895 | [6 empty] | DEER:HVAC_Split-Package_HP | Annual | FALSE
Any | SWHC046Y | OfS | ex | CZ10 | cDXHP | SWHC046-01 | ExAnte2019 | IOU workpaper | 2019-11-06 | Cap-Tons | 1 |  |  | 328.8431 | 0 | 5.7494 | -28.2582 | 0 | 5.5706 | [6 empty] | DEER:HVAC_Split-Package_HP | Annual | FALSE
Any | SWHC046Y | OfS | ex | CZ11 | cDXHP | SWHC046-01 | ExAnte2019 | IOU workpaper | 2019-11-06 | Cap-Tons | 1 |  |  | 278.8731 | 0 | 14.8318 | -98.2671 | 0 | 14.2497 | [6 empty] | DEER:HVAC_Split-Package_HP | Annual | FALSE
Any | SWHC046Y | OfS | ex | CZ12 | cDXHP | SWHC046-01 | ExAnte2019 | IOU workpaper | 2019-11-06 | Cap-Tons | 1 |  |  | 257.7582 | 0 | 15.4308 | -108.8624 | 0 | 14.5949 | [6 empty] | DEER:HVAC_Split-Package_HP | Annual | FALSE
Any | SWHC046Y | OfS | ex | CZ13 | cDXHP | SWHC046-01 | ExAnte2019 | IOU workpaper | 2019-11-06 | Cap-Tons | 1 |  |  | 290.7638 | 0 | 12.7529 | -85.44 | 0 | 12.2528 | [6 empty] | DEER:HVAC_Split-Package_HP | Annual | FALSE
Any | SWHC046Y | OfS | ex | CZ14 | cDXHP | SWHC046-01 | ExAnte2019 | IOU workpaper | 2019-11-06 | Cap-Tons | 1 |  |  | 288.4128 | 0 | 13.8948 | -91.6476 | 0 | 13.1351 | [6 empty] | DEER:HVAC_Split-Package_HP | Annual | FALSE
Any | SWHC046Y | OfS | ex | CZ15 | cDXHP | SWHC046-01 | ExAnte2019 | IOU workpaper | 2019-11-06 | Cap-Tons | 1 |  |  | 399.2891 | 0 | 1.3517 | 20.2802 | 0 | 1.5075 | [6 empty] | DEER:HVAC_Split-Package_HP | Annual | FALSE
Any | SWHC046Y | OfS | ex | CZ16 | cDXHP | SWHC046-01 | ExAnte2019 | IOU workpaper | 2019-11-06 | Cap-Tons | 1 |  |  | -7.5598 | 0 | 48.8084 | -389.2842 | 0 | 43.4449 | [6 empty] | DEER:HVAC_Split-Package_HP | Annual | FALSE
Any | SWHC046Y | RFF | ex | CZ01 | cDXHP | SWHC046-01 | ExAnte2019 | IOU workpaper | 2019-11-06 | Cap-Tons | 1 |  |  | -236.3057 | 0 | 166.8989 | -844.2592 | 0 | 108.3934 | [6 empty] | DEER:HVAC_Split-Package_HP | Annual | FALSE
Any | SWHC046Y | RFF | ex | CZ02 | cDXHP | SWHC046-01 | ExAnte2019 | IOU workpaper | 2019-11-06 | Cap-Tons | 1 |  |  | 17.3137 | 0 | 101.1655 | -495.1537 | 0 | 67.0985 | [6 empty] | DEER:HVAC_Split-Package_HP | Annual | FALSE
Any | SWHC046Y | RFF | ex | CZ03 | cDXHP | SWHC046-01 | ExAnte2019 | IOU workpaper | 2019-11-06 | Cap-Tons | 1 |  |  | 174.8785 | 0 | 75.6434 | -378.4437 | 0 | 50.3815 | [6 empty] | DEER:HVAC_Split-Package_HP | Annual | FALSE
Any | SWHC046Y | RFF | ex | CZ04 | cDXHP | SWHC046-01 | ExAnte2019 | IOU workpaper | 2019-11-06 | Cap-Tons | 1 |  |  | 146.7652 | 0 | 70.3295 | -358.8768 | 0 | 48.2036 | [6 empty] | DEER:HVAC_Split-Package_HP | Annual | FALSE
Any | SWHC046Y | RFF | ex | CZ05 | cDXHP | SWHC046-01 | ExAnte2019 | IOU workpaper | 2019-11-06 | Cap-Tons | 1 |  |  | 149.7307 | 0 | 82.123 | -397.6513 | 0 | 52.2964 | [6 empty] | DEER:HVAC_Split-Package_HP | Annual | FALSE
Any | SWHC046Y | RFF | ex | CZ06 | cDXHP | SWHC046-01 | ExAnte2019 | IOU workpaper | 2019-11-06 | Cap-Tons | 1 |  |  | 423.5863 | 0 | 29.2253 | -130.4315 | 0 | 19.1553 | [6 empty] | DEER:HVAC_Split-Package_HP | Annual | FALSE
Any | SWHC046Y | RFF | ex | CZ07 | cDXHP | SWHC046-01 | ExAnte2019 | IOU workpaper | 2019-11-06 | Cap-Tons | 1 |  |  | 445.8971 | 0 | 15.3493 | -55.572 | 0 | 9.0082 | [6 empty] | DEER:HVAC_Split-Package_HP | Annual | FALSE
Any | SWHC046Y | RFF | ex | CZ08 | cDXHP | SWHC046-01 | ExAnte2019 | IOU workpaper | 2019-11-06 | Cap-Tons | 1 |  |  | 352.1154 | 0 | 27.4429 | -108.9478 | 0 | 17.3832 | [6 empty] | DEER:HVAC_Split-Package_HP | Annual | FALSE
Any | SWHC046Y | RFF | ex | CZ09 | cDXHP | SWHC046-01 | ExAnte2019 | IOU workpaper | 2019-11-06 | Cap-Tons | 1 |  |  | 455.491 | 0 | 27.6899 | -142.9408 | 0 | 19.3959 | [6 empty] | DEER:HVAC_Split-Package_HP | Annual | FALSE
Any | SWHC046Y | RFF | ex | CZ10 | cDXHP | SWHC046-01 | ExAnte2019 | IOU workpaper | 2019-11-06 | Cap-Tons | 1 |  |  | 395.1381 | 0 | 31.8203 | -138.8422 | 0 | 20.0639 | [6 empty] | DEER:HVAC_Split-Package_HP | Annual | FALSE
Any | SWHC046Y | RFF | ex | CZ11 | cDXHP | SWHC046-01 | ExAnte2019 | IOU workpaper | 2019-11-06 | Cap-Tons | 1 |  |  | 243.0559 | 0 | 64.6614 | -348.6628 | 0 | 47.0639 | [6 empty] | DEER:HVAC_Split-Package_HP | Annual | FALSE
Any | SWHC046Y | RFF | ex | CZ12 | cDXHP | SWHC046-01 | ExAnte2019 | IOU workpaper | 2019-11-06 | Cap-Tons | 1 |  |  | 184.7352 | 0 | 71.3588 | -377.0002 | 0 | 50.1384 | [6 empty] | DEER:HVAC_Split-Package_HP | Annual | FALSE
Any | SWHC046Y | RFF | ex | CZ13 | cDXHP | SWHC046-01 | ExAnte2019 | IOU workpaper | 2019-11-06 | Cap-Tons | 1 |  |  | 270.2967 | 0 | 57.7077 | -305.357 | 0 | 41.364 | [6 empty] | DEER:HVAC_Split-Package_HP | Annual | FALSE
Any | SWHC046Y | RFF | ex | CZ14 | cDXHP | SWHC046-01 | ExAnte2019 | IOU workpaper | 2019-11-06 | Cap-Tons | 1 |  |  | 238.7767 | 0 | 66.1581 | -356.9072 | 0 | 46.633 | [6 empty] | DEER:HVAC_Split-Package_HP | Annual | FALSE
Any | SWHC046Y | RFF | ex | CZ15 | cDXHP | SWHC046-01 | ExAnte2019 | IOU workpaper | 2019-11-06 | Cap-Tons | 1 |  |  | 616.3262 | 0 | 6.3456 | 15.2571 | 0 | 4.3236 | [6 empty] | DEER:HVAC_Split-Package_HP | Annual | FALSE
Any | SWHC046Y | RFF | ex | CZ16 | cDXHP | SWHC046-01 | ExAnte2019 | IOU workpaper | 2019-11-06 | Cap-Tons | 1 |  |  | -660.6091 | 0 | 187.3151 | -1218.4111 | 0 | 136.516 | [6 empty] | DEER:HVAC_Split-Package_HP | Annual | FALSE
Any | SWHC046Y | RSD | ex | CZ01 | cDXHP | SWHC046-01 | ExAnte2019 | IOU workpaper | 2019-11-06 | Cap-Tons | 1 |  |  | 50.8756 | 0 | 80.2282 | -395.8851 | 0 | 49.8611 | [6 empty] | DEER:HVAC_Split-Package_HP | Annual | FALSE
Any | SWHC046Y | RSD | ex | CZ02 | cDXHP | SWHC046-01 | ExAnte2019 | IOU workpaper | 2019-11-06 | Cap-Tons | 1 |  |  | 204.7594 | 0 | 39.2941 | -150.0241 | 0 | 21.2291 | [6 empty] | DEER:HVAC_Split-Package_HP | Annual | FALSE
Any | SWHC046Y | RSD | ex | CZ03 | cDXHP | SWHC046-01 | ExAnte2019 | IOU workpaper | 2019-11-06 | Cap-Tons | 1 |  |  | 268.6464 | 0 | 25.7606 | -76.3108 | 0 | 10.2049 | [6 empty] | DEER:HVAC_Split-Package_HP | Annual | FALSE
Any | SWHC046Y | RSD | ex | CZ04 | cDXHP | SWHC046-01 | ExAnte2019 | IOU workpaper | 2019-11-06 | Cap-Tons | 1 |  |  | 270.9084 | 0 | 21.0574 | -66.5452 | 0 | 10.5276 | [6 empty] | DEER:HVAC_Split-Package_HP | Annual | FALSE
Any | SWHC046Y | RSD | ex | CZ05 | cDXHP | SWHC046-01 | ExAnte2019 | IOU workpaper | 2019-11-06 | Cap-Tons | 1 |  |  | 281.7038 | 0 | 22.7871 | -61.9591 | 0 | 8.6674 | [6 empty] | DEER:HVAC_Split-Package_HP | Annual | FALSE
Any | SWHC046Y | RSD | ex | CZ06 | cDXHP | SWHC046-01 | ExAnte2019 | IOU workpaper | 2019-11-06 | Cap-Tons | 1 |  |  | 339.4672 | 0 | 5.8113 | 11.0515 | 0 | 1.7452 | [6 empty] | DEER:HVAC_Split-Package_HP | Annual | FALSE
Any | SWHC046Y | RSD | ex | CZ07 | cDXHP | SWHC046-01 | ExAnte2019 | IOU workpaper | 2019-11-06 | Cap-Tons | 1 |  |  | 288.5825 | 0 | 1.6112 | 23.3275 | 0 | 0.311 | [6 empty] | DEER:HVAC_Split-Package_HP | Annual | FALSE
Any | SWHC046Y | RSD | ex | CZ08 | cDXHP | SWHC046-01 | ExAnte2019 | IOU workpaper | 2019-11-06 | Cap-Tons | 1 |  |  | 314.5162 | 0 | 4.9319 | 13.0761 | 0 | 1.8256 | [6 empty] | DEER:HVAC_Split-Package_HP | Annual | FALSE
Any | SWHC046Y | RSD | ex | CZ09 | cDXHP | SWHC046-01 | ExAnte2019 | IOU workpaper | 2019-11-06 | Cap-Tons | 1 |  |  | 422.3246 | 0 | 6.4974 | -0.3603 | 0 | 2.6112 | [6 empty] | DEER:HVAC_Split-Package_HP | Annual | FALSE
Any | SWHC046Y | RSD | ex | CZ10 | cDXHP | SWHC046-01 | ExAnte2019 | IOU workpaper | 2019-11-06 | Cap-Tons | 1 |  |  | 385.7122 | 0 | 8.1077 | 8.4046 | 0 | 2.4759 | [6 empty] | DEER:HVAC_Split-Package_HP | Annual | FALSE
Any | SWHC046Y | RSD | ex | CZ11 | cDXHP | SWHC046-01 | ExAnte2019 | IOU workpaper | 2019-11-06 | Cap-Tons | 1 |  |  | 350.1567 | 0 | 28.0822 | -104.2695 | 0 | 14.8054 | [6 empty] | DEER:HVAC_Split-Package_HP | Annual | FALSE
Any | SWHC046Y | RSD | ex | CZ12 | cDXHP | SWHC046-01 | ExAnte2019 | IOU workpaper | 2019-11-06 | Cap-Tons | 1 |  |  | 298.9681 | 0 | 30.4291 | -106.4418 | 0 | 14.7509 | [6 empty] | DEER:HVAC_Split-Package_HP | Annual | FALSE
Any | SWHC046Y | RSD | ex | CZ13 | cDXHP | SWHC046-01 | ExAnte2019 | IOU workpaper | 2019-11-06 | Cap-Tons | 1 |  |  | 350.2975 | 0 | 25.9724 | -88.8902 | 0 | 13.1268 | [6 empty] | DEER:HVAC_Split-Package_HP | Annual | FALSE
Any | SWHC046Y | RSD | ex | CZ14 | cDXHP | SWHC046-01 | ExAnte2019 | IOU workpaper | 2019-11-06 | Cap-Tons | 1 |  |  | 358.2479 | 0 | 27.3917 | -98.1714 | 0 | 14.0644 | [6 empty] | DEER:HVAC_Split-Package_HP | Annual | FALSE
Any | SWHC046Y | RSD | ex | CZ15 | cDXHP | SWHC046-01 | ExAnte2019 | IOU workpaper | 2019-11-06 | Cap-Tons | 1 |  |  | 518.2194 | 0 | 0.8385 | 48.2265 | 0 | 0.1903 | [6 empty] | DEER:HVAC_Split-Package_HP | Annual | FALSE
Any | SWHC046Y | RSD | ex | CZ16 | cDXHP | SWHC046-01 | ExAnte2019 | IOU workpaper | 2019-11-06 | Cap-Tons | 1 |  |  | -268.6642 | 0 | 131.8614 | -684.8033 | 0 | 81.2333 | [6 empty] | DEER:HVAC_Split-Package_HP | Annual | FALSE
Any | SWHC046Y | Rt3 | ex | CZ01 | cDXHP | SWHC046-01 | ExAnte2019 | IOU workpaper | 2019-11-06 | Cap-Tons | 1 |  |  | 433.9823 | 0 | 27.3169 | -108.1493 | 0 | 14.4201 | [6 empty] | DEER:HVAC_Split-Package_HP | Annual | FALSE
Any | SWHC046Y | Rt3 | ex | CZ02 | cDXHP | SWHC046-01 | ExAnte2019 | IOU workpaper | 2019-11-06 | Cap-Tons | 1 |  |  | 451.7407 | 0 | 12.1697 | -43.2863 | 0 | 6.69 | [6 empty] | DEER:HVAC_Split-Package_HP | Annual | FALSE
Any | SWHC046Y | Rt3 | ex | CZ03 | cDXHP | SWHC046-01 | ExAnte2019 | IOU workpaper | 2019-11-06 | Cap-Tons | 1 |  |  | 426.0055 | 0 | 8.9657 | -25.7358 | 0 | 4.6492 | [6 empty] | DEER:HVAC_Split-Package_HP | Annual | FALSE
Any | SWHC046Y | Rt3 | ex | CZ04 | cDXHP | SWHC046-01 | ExAnte2019 | IOU workpaper | 2019-11-06 | Cap-Tons | 1 |  |  | 459.0846 | 0 | 6.4988 | -15.1769 | 0 | 3.5834 | [6 empty] | DEER:HVAC_Split-Package_HP | Annual | FALSE
Any | SWHC046Y | Rt3 | ex | CZ05 | cDXHP | SWHC046-01 | ExAnte2019 | IOU workpaper | 2019-11-06 | Cap-Tons | 1 |  |  | 434.6211 | 0 | 7.0539 | -15.2324 | 0 | 3.4845 | [6 empty] | DEER:HVAC_Split-Package_HP | Annual | FALSE
Any | SWHC046Y | Rt3 | ex | CZ06 | cDXHP | SWHC046-01 | ExAnte2019 | IOU workpaper | 2019-11-06 | Cap-Tons | 1 |  |  | 462.5479 | 0 | 1.4944 | 19.462 | 0 | 0.7271 | [6 empty] | DEER:HVAC_Split-Package_HP | Annual | FALSE
Any | SWHC046Y | Rt3 | ex | CZ07 | cDXHP | SWHC046-01 | ExAnte2019 | IOU workpaper | 2019-11-06 | Cap-Tons | 1 |  |  | 392.4201 | 0 | 0.309 | 22.6106 | 0 | 0.0969 | [6 empty] | DEER:HVAC_Split-Package_HP | Annual | FALSE
Any | SWHC046Y | Rt3 | ex | CZ08 | cDXHP | SWHC046-01 | ExAnte2019 | IOU workpaper | 2019-11-06 | Cap-Tons | 1 |  |  | 469.7692 | 0 | 1.0327 | 24.2464 | 0 | 0.535 | [6 empty] | DEER:HVAC_Split-Package_HP | Annual | FALSE
Any | SWHC046Y | Rt3 | ex | CZ09 | cDXHP | SWHC046-01 | ExAnte2019 | IOU workpaper | 2019-11-06 | Cap-Tons | 1 |  |  | 588.3723 | 0 | 1.6882 | 10.1021 | 0 | 1.0754 | [6 empty] | DEER:HVAC_Split-Package_HP | Annual | FALSE
Any | SWHC046Y | Rt3 | ex | CZ10 | cDXHP | SWHC046-01 | ExAnte2019 | IOU workpaper | 2019-11-06 | Cap-Tons | 1 |  |  | 545.0556 | 0 | 1.8769 | 14.7686 | 0 | 1.0986 | [6 empty] | DEER:HVAC_Split-Package_HP | Annual | FALSE
Any | SWHC046Y | Rt3 | ex | CZ11 | cDXHP | SWHC046-01 | ExAnte2019 | IOU workpaper | 2019-11-06 | Cap-Tons | 1 |  |  | 540.8779 | 0 | 11.0452 | -45.4289 | 0 | 7.6504 | [6 empty] | DEER:HVAC_Split-Package_HP | Annual | FALSE
Any | SWHC046Y | Rt3 | ex | CZ12 | cDXHP | SWHC046-01 | ExAnte2019 | IOU workpaper | 2019-11-06 | Cap-Tons | 1 |  |  | 508.65 | 0 | 10.7157 | -44.9109 | 0 | 6.9327 | [6 empty] | DEER:HVAC_Split-Package_HP | Annual | FALSE
Any | SWHC046Y | Rt3 | ex | CZ13 | cDXHP | SWHC046-01 | ExAnte2019 | IOU workpaper | 2019-11-06 | Cap-Tons | 1 |  |  | 536.7563 | 0 | 9.2591 | -34.5072 | 0 | 6.2112 | [6 empty] | DEER:HVAC_Split-Package_HP | Annual | FALSE
Any | SWHC046Y | Rt3 | ex | CZ14 | cDXHP | SWHC046-01 | ExAnte2019 | IOU workpaper | 2019-11-06 | Cap-Tons | 1 |  |  | 548.2803 | 0 | 10.6948 | -40.9373 | 0 | 7.2708 | [6 empty] | DEER:HVAC_Split-Package_HP | Annual | FALSE
Any | SWHC046Y | Rt3 | ex | CZ15 | cDXHP | SWHC046-01 | ExAnte2019 | IOU workpaper | 2019-11-06 | Cap-Tons | 1 |  |  | 623.1818 | 0 | 0.2313 | 41.6105 | 0 | 0.1816 | [6 empty] | DEER:HVAC_Split-Package_HP | Annual | FALSE
Any | SWHC046Y | Rt3 | ex | CZ16 | cDXHP | SWHC046-01 | ExAnte2019 | IOU workpaper | 2019-11-06 | Cap-Tons | 1 |  |  | 97.6066 | 0 | 75.1403 | -421.66 | 0 | 49.634 | [6 empty] | DEER:HVAC_Split-Package_HP | Annual | FALSE
Any | SWHC046Y | RtL | ex | CZ01 | cDXHP | SWHC046-01 | ExAnte2019 | IOU workpaper | 2019-11-06 | Cap-Tons | 1 |  |  | 255.3574 | 0 | 59.0322 | -265.315 | 0 | 37.9225 | [6 empty] | DEER:HVAC_Split-Package_HP | Annual | FALSE
Any | SWHC046Y | RtL | ex | CZ02 | cDXHP | SWHC046-01 | ExAnte2019 | IOU workpaper | 2019-11-06 | Cap-Tons | 1 |  |  | 410.9473 | 0 | 27.7917 | -117.9055 | 0 | 17.5838 | [6 empty] | DEER:HVAC_Split-Package_HP | Annual | FALSE
Any | SWHC046Y | RtL | ex | CZ03 | cDXHP | SWHC046-01 | ExAnte2019 | IOU workpaper | 2019-11-06 | Cap-Tons | 1 |  |  | 326.8195 | 0 | 26.0146 | -115.0126 | 0 | 17.77 | [6 empty] | DEER:HVAC_Split-Package_HP | Annual | FALSE
Any | SWHC046Y | RtL | ex | CZ04 | cDXHP | SWHC046-01 | ExAnte2019 | IOU workpaper | 2019-11-06 | Cap-Tons | 1 |  |  | 413.0033 | 0 | 18.8949 | -72.9596 | 0 | 12.6134 | [6 empty] | DEER:HVAC_Split-Package_HP | Annual | FALSE
Any | SWHC046Y | RtL | ex | CZ05 | cDXHP | SWHC046-01 | ExAnte2019 | IOU workpaper | 2019-11-06 | Cap-Tons | 1 |  |  | 330.4679 | 0 | 27.1655 | -119.6504 | 0 | 18.2893 | [6 empty] | DEER:HVAC_Split-Package_HP | Annual | FALSE
Any | SWHC046Y | RtL | ex | CZ06 | cDXHP | SWHC046-01 | ExAnte2019 | IOU workpaper | 2019-11-06 | Cap-Tons | 1 |  |  | 392.8462 | 0 | 11.9292 | -37.4958 | 0 | 8.897 | [6 empty] | DEER:HVAC_Split-Package_HP | Annual | FALSE
Any | SWHC046Y | RtL | ex | CZ07 | cDXHP | SWHC046-01 | ExAnte2019 | IOU workpaper | 2019-11-06 | Cap-Tons | 1 |  |  | 363.0948 | 0 | 7.6602 | -23.8108 | 0 | 6.0541 | [6 empty] | DEER:HVAC_Split-Package_HP | Annual | FALSE
Any | SWHC046Y | RtL | ex | CZ08 | cDXHP | SWHC046-01 | ExAnte2019 | IOU workpaper | 2019-11-06 | Cap-Tons | 1 |  |  | 475.1329 | 0 | 7.86 | -19.9676 | 0 | 6.0104 | [6 empty] | DEER:HVAC_Split-Package_HP | Annual | FALSE
Any | SWHC046Y | RtL | ex | CZ09 | cDXHP | SWHC046-01 | ExAnte2019 | IOU workpaper | 2019-11-06 | Cap-Tons | 1 |  |  | 598.0376 | 0 | 8.3859 | -35.0377 | 0 | 6.7518 | [6 empty] | DEER:HVAC_Split-Package_HP | Annual | FALSE
Any | SWHC046Y | RtL | ex | CZ10 | cDXHP | SWHC046-01 | ExAnte2019 | IOU workpaper | 2019-11-06 | Cap-Tons | 1 |  |  | 553.8478 | 0 | 8.4176 | -24.287 | 0 | 6.0787 | [6 empty] | DEER:HVAC_Split-Package_HP | Annual | FALSE
Any | SWHC046Y | RtL | ex | CZ11 | cDXHP | SWHC046-01 | ExAnte2019 | IOU workpaper | 2019-11-06 | Cap-Tons | 1 |  |  | 553.8106 | 0 | 21.5238 | -95.3928 | 0 | 15.0952 | [6 empty] | DEER:HVAC_Split-Package_HP | Annual | FALSE
Any | SWHC046Y | RtL | ex | CZ12 | cDXHP | SWHC046-01 | ExAnte2019 | IOU workpaper | 2019-11-06 | Cap-Tons | 1 |  |  | 504.1326 | 0 | 21.6925 | -100.4135 | 0 | 14.7632 | [6 empty] | DEER:HVAC_Split-Package_HP | Annual | FALSE
Any | SWHC046Y | RtL | ex | CZ13 | cDXHP | SWHC046-01 | ExAnte2019 | IOU workpaper | 2019-11-06 | Cap-Tons | 1 |  |  | 557.171 | 0 | 18.4886 | -79.9102 | 0 | 12.7193 | [6 empty] | DEER:HVAC_Split-Package_HP | Annual | FALSE
Any | SWHC046Y | RtL | ex | CZ14 | cDXHP | SWHC046-01 | ExAnte2019 | IOU workpaper | 2019-11-06 | Cap-Tons | 1 |  |  | 550.6457 | 0 | 22.7103 | -101.6015 | 0 | 15.8958 | [6 empty] | DEER:HVAC_Split-Package_HP | Annual | FALSE
Any | SWHC046Y | RtL | ex | CZ15 | cDXHP | SWHC046-01 | ExAnte2019 | IOU workpaper | 2019-11-06 | Cap-Tons | 1 |  |  | 701.7221 | 0 | 1.8535 | 28.6211 | 0 | 1.7056 | [6 empty] | DEER:HVAC_Split-Package_HP | Annual | FALSE
Any | SWHC046Y | RtL | ex | CZ16 | cDXHP | SWHC046-01 | ExAnte2019 | IOU workpaper | 2019-11-06 | Cap-Tons | 1 |  |  | -57.3942 | 0 | 114.0646 | -620.7365 | 0 | 71.7712 | [6 empty] | DEER:HVAC_Split-Package_HP | Annual | FALSE
Any | SWHC046Y | RtS | ex | CZ01 | cDXHP | SWHC046-01 | ExAnte2019 | IOU workpaper | 2019-11-06 | Cap-Tons | 1 |  |  | -55.6393 | 0 | 105.2586 | -599.7673 | 0 | 81.6421 | [6 empty] | DEER:HVAC_Split-Package_HP | Annual | FALSE
Any | SWHC046Y | RtS | ex | CZ02 | cDXHP | SWHC046-01 | ExAnte2019 | IOU workpaper | 2019-11-06 | Cap-Tons | 1 |  |  | 274.6554 | 0 | 48.428 | -288.9737 | 0 | 38.7796 | [6 empty] | DEER:HVAC_Split-Package_HP | Annual | FALSE
Any | SWHC046Y | RtS | ex | CZ03 | cDXHP | SWHC046-01 | ExAnte2019 | IOU workpaper | 2019-11-06 | Cap-Tons | 1 |  |  | 277.5052 | 0 | 47.9701 | -274.5974 | 0 | 38.502 | [6 empty] | DEER:HVAC_Split-Package_HP | Annual | FALSE
Any | SWHC046Y | RtS | ex | CZ04 | cDXHP | SWHC046-01 | ExAnte2019 | IOU workpaper | 2019-11-06 | Cap-Tons | 1 |  |  | 370.4698 | 0 | 33.6759 | -202.4829 | 0 | 28.0209 | [6 empty] | DEER:HVAC_Split-Package_HP | Annual | FALSE
Any | SWHC046Y | RtS | ex | CZ05 | cDXHP | SWHC046-01 | ExAnte2019 | IOU workpaper | 2019-11-06 | Cap-Tons | 1 |  |  | 323.3017 | 0 | 42.642 | -238.5794 | 0 | 34.2207 | [6 empty] | DEER:HVAC_Split-Package_HP | Annual | FALSE
Any | SWHC046Y | RtS | ex | CZ06 | cDXHP | SWHC046-01 | ExAnte2019 | IOU workpaper | 2019-11-06 | Cap-Tons | 1 |  |  | 493.5437 | 0 | 16.9411 | -79.3426 | 0 | 14.5229 | [6 empty] | DEER:HVAC_Split-Package_HP | Annual | FALSE
Any | SWHC046Y | RtS | ex | CZ07 | cDXHP | SWHC046-01 | ExAnte2019 | IOU workpaper | 2019-11-06 | Cap-Tons | 1 |  |  | 509.4004 | 0 | 10.5381 | -38.9262 | 0 | 8.8313 | [6 empty] | DEER:HVAC_Split-Package_HP | Annual | FALSE
Any | SWHC046Y | RtS | ex | CZ08 | cDXHP | SWHC046-01 | ExAnte2019 | IOU workpaper | 2019-11-06 | Cap-Tons | 1 |  |  | 500.5946 | 0 | 12.3373 | -68.0509 | 0 | 10.9308 | [6 empty] | DEER:HVAC_Split-Package_HP | Annual | FALSE
Any | SWHC046Y | RtS | ex | CZ09 | cDXHP | SWHC046-01 | ExAnte2019 | IOU workpaper | 2019-11-06 | Cap-Tons | 1 |  |  | 532.6059 | 0 | 13.7302 | -89.7146 | 0 | 12.8521 | [6 empty] | DEER:HVAC_Split-Package_HP | Annual | FALSE
Any | SWHC046Y | RtS | ex | CZ10 | cDXHP | SWHC046-01 | ExAnte2019 | IOU workpaper | 2019-11-06 | Cap-Tons | 1 |  |  | 523.2275 | 0 | 13.0105 | -71.278 | 0 | 11.2098 | [6 empty] | DEER:HVAC_Split-Package_HP | Annual | FALSE
Any | SWHC046Y | RtS | ex | CZ11 | cDXHP | SWHC046-01 | ExAnte2019 | IOU workpaper | 2019-11-06 | Cap-Tons | 1 |  |  | 373.2609 | 0 | 36.2635 | -229.822 | 0 | 32.1746 | [6 empty] | DEER:HVAC_Split-Package_HP | Annual | FALSE
Any | SWHC046Y | RtS | ex | CZ12 | cDXHP | SWHC046-01 | ExAnte2019 | IOU workpaper | 2019-11-06 | Cap-Tons | 1 |  |  | 353.5604 | 0 | 39.3015 | -247.767 | 0 | 33.6811 | [6 empty] | DEER:HVAC_Split-Package_HP | Annual | FALSE
Any | SWHC046Y | RtS | ex | CZ13 | cDXHP | SWHC046-01 | ExAnte2019 | IOU workpaper | 2019-11-06 | Cap-Tons | 1 |  |  | 397.7616 | 0 | 31.9795 | -200.0834 | 0 | 28.047 | [6 empty] | DEER:HVAC_Split-Package_HP | Annual | FALSE
Any | SWHC046Y | RtS | ex | CZ14 | cDXHP | SWHC046-01 | ExAnte2019 | IOU workpaper | 2019-11-06 | Cap-Tons | 1 |  |  | 390.7139 | 0 | 33.2698 | -211.7428 | 0 | 29.226 | [6 empty] | DEER:HVAC_Split-Package_HP | Annual | FALSE
Any | SWHC046Y | RtS | ex | CZ15 | cDXHP | SWHC046-01 | ExAnte2019 | IOU workpaper | 2019-11-06 | Cap-Tons | 1 |  |  | 619.1721 | 0 | 2.4953 | 18.8821 | 0 | 2.6456 | [6 empty] | DEER:HVAC_Split-Package_HP | Annual | FALSE
Any | SWHC046Y | RtS | ex | CZ16 | cDXHP | SWHC046-01 | ExAnte2019 | IOU workpaper | 2019-11-06 | Cap-Tons | 1 |  |  | -445.383 | 0 | 136.396 | -975.2274 | 0 | 109.5832 | [6 empty] | DEER:HVAC_Split-Package_HP | Annual | FALSE
Any | SWHC046Y | SCn | ex | CZ01 | cDXHP | SWHC046-01 | ExAnte2019 | IOU workpaper | 2019-11-06 | Cap-Tons | 1 |  |  | -386.3147 | 0 | 131.4765 | -933.0441 | 0 | 119.0105 | [6 empty] | DEER:HVAC_Split-Package_HP | Annual | FALSE
Any | SWHC046Y | SCn | ex | CZ02 | cDXHP | SWHC046-01 | ExAnte2019 | IOU workpaper | 2019-11-06 | Cap-Tons | 1 |  |  | -197.7095 | 0 | 93.8266 | -677.8527 | 0 | 80.4165 | [6 empty] | DEER:HVAC_Split-Package_HP | Annual | FALSE
Any | SWHC046Y | SCn | ex | CZ03 | cDXHP | SWHC046-01 | ExAnte2019 | IOU workpaper | 2019-11-06 | Cap-Tons | 1 |  |  | 66.8287 | 0 | 67.5657 | -481.0832 | 0 | 62.3409 | [6 empty] | DEER:HVAC_Split-Package_HP | Annual | FALSE
Any | SWHC046Y | SCn | ex | CZ04 | cDXHP | SWHC046-01 | ExAnte2019 | IOU workpaper | 2019-11-06 | Cap-Tons | 1 |  |  | -115.2513 | 0 | 71.5304 | -563.8514 | 0 | 62.8445 | [6 empty] | DEER:HVAC_Split-Package_HP | Annual | FALSE
Any | SWHC046Y | SCn | ex | CZ05 | cDXHP | SWHC046-01 | ExAnte2019 | IOU workpaper | 2019-11-06 | Cap-Tons | 1 |  |  | 34.4135 | 0 | 66.4463 | -476.9823 | 0 | 62.3147 | [6 empty] | DEER:HVAC_Split-Package_HP | Annual | FALSE
Any | SWHC046Y | SCn | ex | CZ06 | cDXHP | SWHC046-01 | ExAnte2019 | IOU workpaper | 2019-11-06 | Cap-Tons | 1 |  |  | 309.393 | 0 | 35.0026 | -267.5363 | 0 | 33.6569 | [6 empty] | DEER:HVAC_Split-Package_HP | Annual | FALSE
Any | SWHC046Y | SCn | ex | CZ07 | cDXHP | SWHC046-01 | ExAnte2019 | IOU workpaper | 2019-11-06 | Cap-Tons | 1 |  |  | 366.9697 | 0 | 25.4951 | -200.6255 | 0 | 24.5834 | [6 empty] | DEER:HVAC_Split-Package_HP | Annual | FALSE
Any | SWHC046Y | SCn | ex | CZ08 | cDXHP | SWHC046-01 | ExAnte2019 | IOU workpaper | 2019-11-06 | Cap-Tons | 1 |  |  | 303.4929 | 0 | 35.6103 | -255.8228 | 0 | 33.3741 | [6 empty] | DEER:HVAC_Split-Package_HP | Annual | FALSE
Any | SWHC046Y | SCn | ex | CZ09 | cDXHP | SWHC046-01 | ExAnte2019 | IOU workpaper | 2019-11-06 | Cap-Tons | 1 |  |  | 367.0277 | 0 | 34.9112 | -251.0886 | 0 | 34.5033 | [6 empty] | DEER:HVAC_Split-Package_HP | Annual | FALSE
Any | SWHC046Y | SCn | ex | CZ10 | cDXHP | SWHC046-01 | ExAnte2019 | IOU workpaper | 2019-11-06 | Cap-Tons | 1 |  |  | 347.2703 | 0 | 38.3059 | -261.4255 | 0 | 34.5652 | [6 empty] | DEER:HVAC_Split-Package_HP | Annual | FALSE
Any | SWHC046Y | SCn | ex | CZ11 | cDXHP | SWHC046-01 | ExAnte2019 | IOU workpaper | 2019-11-06 | Cap-Tons | 1 |  |  | 130.2912 | 0 | 70.7951 | -485.6881 | 0 | 65.8937 | [6 empty] | DEER:HVAC_Split-Package_HP | Annual | FALSE
Any | SWHC046Y | SCn | ex | CZ12 | cDXHP | SWHC046-01 | ExAnte2019 | IOU workpaper | 2019-11-06 | Cap-Tons | 1 |  |  | 58.622 | 0 | 78.6307 | -534.7021 | 0 | 70.8515 | [6 empty] | DEER:HVAC_Split-Package_HP | Annual | FALSE
Any | SWHC046Y | SCn | ex | CZ13 | cDXHP | SWHC046-01 | ExAnte2019 | IOU workpaper | 2019-11-06 | Cap-Tons | 1 |  |  | 203.5873 | 0 | 61.4964 | -418.3894 | 0 | 56.3685 | [6 empty] | DEER:HVAC_Split-Package_HP | Annual | FALSE
Any | SWHC046Y | SCn | ex | CZ14 | cDXHP | SWHC046-01 | ExAnte2019 | IOU workpaper | 2019-11-06 | Cap-Tons | 1 |  |  | 105.8562 | 0 | 73.2413 | -515.1613 | 0 | 67.599 | [6 empty] | DEER:HVAC_Split-Package_HP | Annual | FALSE
Any | SWHC046Y | SCn | ex | CZ15 | cDXHP | SWHC046-01 | ExAnte2019 | IOU workpaper | 2019-11-06 | Cap-Tons | 1 |  |  | 627.0307 | 0 | 8.2644 | -44.9116 | 0 | 8.8141 | [6 empty] | DEER:HVAC_Split-Package_HP | Annual | FALSE
Any | SWHC046Y | SCn | ex | CZ16 | cDXHP | SWHC046-01 | ExAnte2019 | IOU workpaper | 2019-11-06 | Cap-Tons | 1 |  |  | -644.7718 | 0 | 151.1708 | -1196.7889 | 0 | 135.1149 | [6 empty] | DEER:HVAC_Split-Package_HP | Annual | FALSE
Any | SWHC046Z | Asm | ex | CZ01 | cDXHP | SWHC046-01 | ExAnte2019 | IOU workpaper | 2019-11-06 | Cap-Tons | 1 |  |  | -584.3348 | 0 | 154.9634 | -1070.2588 | 0 | 150.3355 | [6 empty] | DEER:HVAC_Split-Package_HP | Annual | FALSE
Any | SWHC046Z | Asm | ex | CZ02 | cDXHP | SWHC046-01 | ExAnte2019 | IOU workpaper | 2019-11-06 | Cap-Tons | 1 |  |  | -134.5349 | 0 | 90.4571 | -589.8127 | 0 | 88.4105 | [6 empty] | DEER:HVAC_Split-Package_HP | Annual | FALSE
Any | SWHC046Z | Asm | ex | CZ03 | cDXHP | SWHC046-01 | ExAnte2019 | IOU workpaper | 2019-11-06 | Cap-Tons | 1 |  |  | 24.8817 | 0 | 67.8549 | -438.1235 | 0 | 59.6795 | [6 empty] | DEER:HVAC_Split-Package_HP | Annual | FALSE
Any | SWHC046Z | Asm | ex | CZ04 | cDXHP | SWHC046-01 | ExAnte2019 | IOU workpaper | 2019-11-06 | Cap-Tons | 1 |  |  | 70.7826 | 0 | 59.7753 | -380.0926 | 0 | 58.49 | [6 empty] | DEER:HVAC_Split-Package_HP | Annual | FALSE
Any | SWHC046Z | Asm | ex | CZ05 | cDXHP | SWHC046-01 | ExAnte2019 | IOU workpaper | 2019-11-06 | Cap-Tons | 1 |  |  | 31.6318 | 0 | 67.444 | -438.0702 | 0 | 61.1151 | [6 empty] | DEER:HVAC_Split-Package_HP | Annual | FALSE
Any | SWHC046Z | Asm | ex | CZ06 | cDXHP | SWHC046-01 | ExAnte2019 | IOU workpaper | 2019-11-06 | Cap-Tons | 1 |  |  | 311.6828 | 0 | 27.2166 | -143.2828 | 0 | 22.7211 | [6 empty] | DEER:HVAC_Split-Package_HP | Annual | FALSE
Any | SWHC046Z | Asm | ex | CZ07 | cDXHP | SWHC046-01 | ExAnte2019 | IOU workpaper | 2019-11-06 | Cap-Tons | 1 |  |  | 314.7225 | 0 | 19.9383 | -113.2358 | 0 | 16.5896 | [6 empty] | DEER:HVAC_Split-Package_HP | Annual | FALSE
Any | SWHC046Z | Asm | ex | CZ08 | cDXHP | SWHC046-01 | ExAnte2019 | IOU workpaper | 2019-11-06 | Cap-Tons | 1 |  |  | 278.2551 | 0 | 26.4505 | -153.0178 | 0 | 24.8209 | [6 empty] | DEER:HVAC_Split-Package_HP | Annual | FALSE
Any | SWHC046Z | Asm | ex | CZ09 | cDXHP | SWHC046-01 | ExAnte2019 | IOU workpaper | 2019-11-06 | Cap-Tons | 1 |  |  | 341.7534 | 0 | 25.6862 | -113.2915 | 0 | 18.6444 | [6 empty] | DEER:HVAC_Split-Package_HP | Annual | FALSE
Any | SWHC046Z | Asm | ex | CZ10 | cDXHP | SWHC046-01 | ExAnte2019 | IOU workpaper | 2019-11-06 | Cap-Tons | 1 |  |  | 298.5107 | 0 | 32.0361 | -148.3449 | 0 | 25.5029 | [6 empty] | DEER:HVAC_Split-Package_HP | Annual | FALSE
Any | SWHC046Z | Asm | ex | CZ11 | cDXHP | SWHC046-01 | ExAnte2019 | IOU workpaper | 2019-11-06 | Cap-Tons | 1 |  |  | 198.7616 | 0 | 58.8727 | -287.4661 | 0 | 43.6231 | [6 empty] | DEER:HVAC_Split-Package_HP | Annual | FALSE
Any | SWHC046Z | Asm | ex | CZ12 | cDXHP | SWHC046-01 | ExAnte2019 | IOU workpaper | 2019-11-06 | Cap-Tons | 1 |  |  | 107.0223 | 0 | 65.0833 | -352.3098 | 0 | 52.2827 | [6 empty] | DEER:HVAC_Split-Package_HP | Annual | FALSE
Any | SWHC046Z | Asm | ex | CZ13 | cDXHP | SWHC046-01 | ExAnte2019 | IOU workpaper | 2019-11-06 | Cap-Tons | 1 |  |  | 220.161 | 0 | 54.0843 | -256.7461 | 0 | 39.494 | [6 empty] | DEER:HVAC_Split-Package_HP | Annual | FALSE
Any | SWHC046Z | Asm | ex | CZ14 | cDXHP | SWHC046-01 | ExAnte2019 | IOU workpaper | 2019-11-06 | Cap-Tons | 1 |  |  | 203.3979 | 0 | 58.0196 | -284.6041 | 0 | 42.7952 | [6 empty] | DEER:HVAC_Split-Package_HP | Annual | FALSE
Any | SWHC046Z | Asm | ex | CZ15 | cDXHP | SWHC046-01 | ExAnte2019 | IOU workpaper | 2019-11-06 | Cap-Tons | 1 |  |  | 534.3932 | 0 | 8.8431 | 22.3456 | 0 | 6.5957 | [6 empty] | DEER:HVAC_Split-Package_HP | Annual | FALSE
Any | SWHC046Z | Asm | ex | CZ16 | cDXHP | SWHC046-01 | ExAnte2019 | IOU workpaper | 2019-11-06 | Cap-Tons | 1 |  |  | -785.6814 | 0 | 177.5078 | -1260.2506 | 0 | 152.708 | [6 empty] | DEER:HVAC_Split-Package_HP | Annual | FALSE
Any | SWHC046Z | Com | ex | CZ01 | cDXHP | SWHC046-01 | ExAnte2019 | IOU workpaper | 2019-11-06 | Cap-Tons | 1 |  |  | -22.3263 | 0 | 98.4506 | -638.1944 | 0 | 84.7706 | [6 empty] | DEER:HVAC_Split-Package_HP | Annual | FALSE
Any | SWHC046Z | Com | ex | CZ02 | cDXHP | SWHC046-01 | ExAnte2019 | IOU workpaper | 2019-11-06 | Cap-Tons | 1 |  |  | 205.1408 | 0 | 50.9288 | -324.1677 | 0 | 42.8742 | [6 empty] | DEER:HVAC_Split-Package_HP | Annual | FALSE
Any | SWHC046Z | Com | ex | CZ03 | cDXHP | SWHC046-01 | ExAnte2019 | IOU workpaper | 2019-11-06 | Cap-Tons | 1 |  |  | 271.733 | 0 | 34.7282 | -218.8986 | 0 | 30.6877 | [6 empty] | DEER:HVAC_Split-Package_HP | Annual | FALSE
Any | SWHC046Z | Com | ex | CZ04 | cDXHP | SWHC046-01 | ExAnte2019 | IOU workpaper | 2019-11-06 | Cap-Tons | 1 |  |  | 265.1277 | 0 | 29.6661 | -186.8392 | 0 | 25.8877 | [6 empty] | DEER:HVAC_Split-Package_HP | Annual | FALSE
Any | SWHC046Z | Com | ex | CZ05 | cDXHP | SWHC046-01 | ExAnte2019 | IOU workpaper | 2019-11-06 | Cap-Tons | 1 |  |  | 274.4447 | 0 | 48.099 | -300.0775 | 0 | 41.7333 | [6 empty] | DEER:HVAC_Split-Package_HP | Annual | FALSE
Any | SWHC046Z | Com | ex | CZ06 | cDXHP | SWHC046-01 | ExAnte2019 | IOU workpaper | 2019-11-06 | Cap-Tons | 1 |  |  | 426.004 | 0 | 18.1367 | -98.5584 | 0 | 16.6953 | [6 empty] | DEER:HVAC_Split-Package_HP | Annual | FALSE
Any | SWHC046Z | Com | ex | CZ07 | cDXHP | SWHC046-01 | ExAnte2019 | IOU workpaper | 2019-11-06 | Cap-Tons | 1 |  |  | 457.5283 | 0 | 14.0208 | -80.6014 | 0 | 13.8072 | [6 empty] | DEER:HVAC_Split-Package_HP | Annual | FALSE
Any | SWHC046Z | Com | ex | CZ08 | cDXHP | SWHC046-01 | ExAnte2019 | IOU workpaper | 2019-11-06 | Cap-Tons | 1 |  |  | 401.6386 | 0 | 17.2494 | -90.5691 | 0 | 16.1419 | [6 empty] | DEER:HVAC_Split-Package_HP | Annual | FALSE
Any | SWHC046Z | Com | ex | CZ09 | cDXHP | SWHC046-01 | ExAnte2019 | IOU workpaper | 2019-11-06 | Cap-Tons | 1 |  |  | 470.845 | 0 | 16.0936 | -87.9147 | 0 | 14.9342 | [6 empty] | DEER:HVAC_Split-Package_HP | Annual | FALSE
Any | SWHC046Z | Com | ex | CZ10 | cDXHP | SWHC046-01 | ExAnte2019 | IOU workpaper | 2019-11-06 | Cap-Tons | 1 |  |  | 411.022 | 0 | 22.4649 | -123.9518 | 0 | 19.993 | [6 empty] | DEER:HVAC_Split-Package_HP | Annual | FALSE
Any | SWHC046Z | Com | ex | CZ11 | cDXHP | SWHC046-01 | ExAnte2019 | IOU workpaper | 2019-11-06 | Cap-Tons | 1 |  |  | 320.2965 | 0 | 41.1015 | -250.4706 | 0 | 35.9102 | [6 empty] | DEER:HVAC_Split-Package_HP | Annual | FALSE
Any | SWHC046Z | Com | ex | CZ12 | cDXHP | SWHC046-01 | ExAnte2019 | IOU workpaper | 2019-11-06 | Cap-Tons | 1 |  |  | 291.8393 | 0 | 38.9363 | -243.2171 | 0 | 33.6865 | [6 empty] | DEER:HVAC_Split-Package_HP | Annual | FALSE
Any | SWHC046Z | Com | ex | CZ13 | cDXHP | SWHC046-01 | ExAnte2019 | IOU workpaper | 2019-11-06 | Cap-Tons | 1 |  |  | 354.5173 | 0 | 34.6362 | -204.8434 | 0 | 30.0389 | [6 empty] | DEER:HVAC_Split-Package_HP | Annual | FALSE
Any | SWHC046Z | Com | ex | CZ14 | cDXHP | SWHC046-01 | ExAnte2019 | IOU workpaper | 2019-11-06 | Cap-Tons | 1 |  |  | 323.5437 | 0 | 38.1403 | -229.3457 | 0 | 32.2783 | [6 empty] | DEER:HVAC_Split-Package_HP | Annual | FALSE
Any | SWHC046Z | Com | ex | CZ15 | cDXHP | SWHC046-01 | ExAnte2019 | IOU workpaper | 2019-11-06 | Cap-Tons | 1 |  |  | 617.9378 | 0 | 5.2086 | 29.6635 | 0 | 4.9645 | [6 empty] | DEER:HVAC_Split-Package_HP | Annual | FALSE
Any | SWHC046Z | Com | ex | CZ16 | cDXHP | SWHC046-01 | ExAnte2019 | IOU workpaper | 2019-11-06 | Cap-Tons | 1 |  |  | -372.7352 | 0 | 121.8831 | -908.5882 | 0 | 102.3545 | [6 empty] | DEER:HVAC_Split-Package_HP | Annual | FALSE
Any | SWHC046Z | ECC | ex | CZ01 | cDXHP | SWHC046-01 | ExAnte2019 | IOU workpaper | 2019-11-06 | Cap-Tons | 1 |  |  | 48.0264 | 0 | 61.06 | -345.6553 | 0 | 46.2123 | [6 empty] | DEER:HVAC_Split-Package_HP | Annual | FALSE
Any | SWHC046Z | ECC | ex | CZ02 | cDXHP | SWHC046-01 | ExAnte2019 | IOU workpaper | 2019-11-06 | Cap-Tons | 1 |  |  | 174.0012 | 0 | 33.0368 | -170.2109 | 0 | 23.5891 | [6 empty] | DEER:HVAC_Split-Package_HP | Annual | FALSE
Any | SWHC046Z | ECC | ex | CZ03 | cDXHP | SWHC046-01 | ExAnte2019 | IOU workpaper | 2019-11-06 | Cap-Tons | 1 |  |  | 229.1223 | 0 | 25.174 | -137.7746 | 0 | 19.5988 | [6 empty] | DEER:HVAC_Split-Package_HP | Annual | FALSE
Any | SWHC046Z | ECC | ex | CZ04 | cDXHP | SWHC046-01 | ExAnte2019 | IOU workpaper | 2019-11-06 | Cap-Tons | 1 |  |  | 221.6462 | 0 | 22.0925 | -115.278 | 0 | 16.5263 | [6 empty] | DEER:HVAC_Split-Package_HP | Annual | FALSE
Any | SWHC046Z | ECC | ex | CZ05 | cDXHP | SWHC046-01 | ExAnte2019 | IOU workpaper | 2019-11-06 | Cap-Tons | 1 |  |  | 219.3845 | 0 | 25.4459 | -138.9184 | 0 | 19.5544 | [6 empty] | DEER:HVAC_Split-Package_HP | Annual | FALSE
Any | SWHC046Z | ECC | ex | CZ06 | cDXHP | SWHC046-01 | ExAnte2019 | IOU workpaper | 2019-11-06 | Cap-Tons | 1 |  |  | 355.2006 | 0 | 7.841 | -16.2579 | 0 | 5.9781 | [6 empty] | DEER:HVAC_Split-Package_HP | Annual | FALSE
Any | SWHC046Z | ECC | ex | CZ07 | cDXHP | SWHC046-01 | ExAnte2019 | IOU workpaper | 2019-11-06 | Cap-Tons | 1 |  |  | 342.0921 | 0 | 4.3662 | -0.3527 | 0 | 3.3057 | [6 empty] | DEER:HVAC_Split-Package_HP | Annual | FALSE
Any | SWHC046Z | ECC | ex | CZ08 | cDXHP | SWHC046-01 | ExAnte2019 | IOU workpaper | 2019-11-06 | Cap-Tons | 1 |  |  | 328.593 | 0 | 7.0446 | -4.8737 | 0 | 5.2102 | [6 empty] | DEER:HVAC_Split-Package_HP | Annual | FALSE
Any | SWHC046Z | ECC | ex | CZ09 | cDXHP | SWHC046-01 | ExAnte2019 | IOU workpaper | 2019-11-06 | Cap-Tons | 1 |  |  | 367.0695 | 0 | 8.0569 | -23.4855 | 0 | 6.4099 | [6 empty] | DEER:HVAC_Split-Package_HP | Annual | FALSE
Any | SWHC046Z | ECC | ex | CZ10 | cDXHP | SWHC046-01 | ExAnte2019 | IOU workpaper | 2019-11-06 | Cap-Tons | 1 |  |  | 352.4084 | 0 | 9.3766 | -21.012 | 0 | 6.9233 | [6 empty] | DEER:HVAC_Split-Package_HP | Annual | FALSE
Any | SWHC046Z | ECC | ex | CZ11 | cDXHP | SWHC046-01 | ExAnte2019 | IOU workpaper | 2019-11-06 | Cap-Tons | 1 |  |  | 265.9006 | 0 | 26.0808 | -123.0149 | 0 | 20.7053 | [6 empty] | DEER:HVAC_Split-Package_HP | Annual | FALSE
Any | SWHC046Z | ECC | ex | CZ12 | cDXHP | SWHC046-01 | ExAnte2019 | IOU workpaper | 2019-11-06 | Cap-Tons | 1 |  |  | 225.3062 | 0 | 27.9536 | -138.1631 | 0 | 21.452 | [6 empty] | DEER:HVAC_Split-Package_HP | Annual | FALSE
Any | SWHC046Z | ECC | ex | CZ13 | cDXHP | SWHC046-01 | ExAnte2019 | IOU workpaper | 2019-11-06 | Cap-Tons | 1 |  |  | 275.3221 | 0 | 22.9079 | -101.6647 | 0 | 17.9661 | [6 empty] | DEER:HVAC_Split-Package_HP | Annual | FALSE
Any | SWHC046Z | ECC | ex | CZ14 | cDXHP | SWHC046-01 | ExAnte2019 | IOU workpaper | 2019-11-06 | Cap-Tons | 1 |  |  | 275.9613 | 0 | 24.4463 | -117.7047 | 0 | 19.0738 | [6 empty] | DEER:HVAC_Split-Package_HP | Annual | FALSE
Any | SWHC046Z | ECC | ex | CZ15 | cDXHP | SWHC046-01 | ExAnte2019 | IOU workpaper | 2019-11-06 | Cap-Tons | 1 |  |  | 471.4419 | 0 | 1.94 | 51.0076 | 0 | 1.6483 | [6 empty] | DEER:HVAC_Split-Package_HP | Annual | FALSE
Any | SWHC046Z | ECC | ex | CZ16 | cDXHP | SWHC046-01 | ExAnte2019 | IOU workpaper | 2019-11-06 | Cap-Tons | 1 |  |  | -173.6255 | 0 | 82.1385 | -563.7456 | 0 | 64.0713 | [6 empty] | DEER:HVAC_Split-Package_HP | Annual | FALSE
Any | SWHC046Z | EPr | ex | CZ01 | cDXHP | SWHC046-01 | ExAnte2019 | IOU workpaper | 2019-11-06 | Cap-Tons | 1 |  |  | -235.5152 | 0 | 82.0094 | -498.6908 | 0 | 70.8798 | [6 empty] | DEER:HVAC_Split-Package_HP | Annual | FALSE
Any | SWHC046Z | EPr | ex | CZ02 | cDXHP | SWHC046-01 | ExAnte2019 | IOU workpaper | 2019-11-06 | Cap-Tons | 1 |  |  | -49.4263 | 0 | 43.0677 | -260.0927 | 0 | 32.5037 | [6 empty] | DEER:HVAC_Split-Package_HP | Annual | FALSE
Any | SWHC046Z | EPr | ex | CZ03 | cDXHP | SWHC046-01 | ExAnte2019 | IOU workpaper | 2019-11-06 | Cap-Tons | 1 |  |  | 21.858 | 0 | 38.5306 | -222.6701 | 0 | 32.0646 | [6 empty] | DEER:HVAC_Split-Package_HP | Annual | FALSE
Any | SWHC046Z | EPr | ex | CZ04 | cDXHP | SWHC046-01 | ExAnte2019 | IOU workpaper | 2019-11-06 | Cap-Tons | 1 |  |  | 35.0647 | 0 | 29.9614 | -180.9489 | 0 | 23.1678 | [6 empty] | DEER:HVAC_Split-Package_HP | Annual | FALSE
Any | SWHC046Z | EPr | ex | CZ05 | cDXHP | SWHC046-01 | ExAnte2019 | IOU workpaper | 2019-11-06 | Cap-Tons | 1 |  |  | -3.8597 | 0 | 37.9828 | -224.8085 | 0 | 32.1114 | [6 empty] | DEER:HVAC_Split-Package_HP | Annual | FALSE
Any | SWHC046Z | EPr | ex | CZ06 | cDXHP | SWHC046-01 | ExAnte2019 | IOU workpaper | 2019-11-06 | Cap-Tons | 1 |  |  | 149.3923 | 0 | 15.1041 | -72.7425 | 0 | 12.1021 | [6 empty] | DEER:HVAC_Split-Package_HP | Annual | FALSE
Any | SWHC046Z | EPr | ex | CZ07 | cDXHP | SWHC046-01 | ExAnte2019 | IOU workpaper | 2019-11-06 | Cap-Tons | 1 |  |  | 153.5617 | 0 | 11.1851 | -53.4719 | 0 | 8.6706 | [6 empty] | DEER:HVAC_Split-Package_HP | Annual | FALSE
Any | SWHC046Z | EPr | ex | CZ08 | cDXHP | SWHC046-01 | ExAnte2019 | IOU workpaper | 2019-11-06 | Cap-Tons | 1 |  |  | 151.3073 | 0 | 12.4725 | -56.7489 | 0 | 9.7424 | [6 empty] | DEER:HVAC_Split-Package_HP | Annual | FALSE
Any | SWHC046Z | EPr | ex | CZ09 | cDXHP | SWHC046-01 | ExAnte2019 | IOU workpaper | 2019-11-06 | Cap-Tons | 1 |  |  | 183.5422 | 0 | 14.1163 | -77.766 | 0 | 12.0682 | [6 empty] | DEER:HVAC_Split-Package_HP | Annual | FALSE
Any | SWHC046Z | EPr | ex | CZ10 | cDXHP | SWHC046-01 | ExAnte2019 | IOU workpaper | 2019-11-06 | Cap-Tons | 1 |  |  | 165.0331 | 0 | 14.1913 | -66.2573 | 0 | 11.0885 | [6 empty] | DEER:HVAC_Split-Package_HP | Annual | FALSE
Any | SWHC046Z | EPr | ex | CZ11 | cDXHP | SWHC046-01 | ExAnte2019 | IOU workpaper | 2019-11-06 | Cap-Tons | 1 |  |  | 62.5766 | 0 | 32.4622 | -179.0707 | 0 | 26.2108 | [6 empty] | DEER:HVAC_Split-Package_HP | Annual | FALSE
Any | SWHC046Z | EPr | ex | CZ12 | cDXHP | SWHC046-01 | ExAnte2019 | IOU workpaper | 2019-11-06 | Cap-Tons | 1 |  |  | 22.1104 | 0 | 36.1336 | -203.9946 | 0 | 28.2133 | [6 empty] | DEER:HVAC_Split-Package_HP | Annual | FALSE
Any | SWHC046Z | EPr | ex | CZ13 | cDXHP | SWHC046-01 | ExAnte2019 | IOU workpaper | 2019-11-06 | Cap-Tons | 1 |  |  | 73.1175 | 0 | 29.1847 | -157.2726 | 0 | 23.3002 | [6 empty] | DEER:HVAC_Split-Package_HP | Annual | FALSE
Any | SWHC046Z | EPr | ex | CZ14 | cDXHP | SWHC046-01 | ExAnte2019 | IOU workpaper | 2019-11-06 | Cap-Tons | 1 |  |  | 86.0565 | 0 | 29.8685 | -153.7728 | 0 | 24.1779 | [6 empty] | DEER:HVAC_Split-Package_HP | Annual | FALSE
Any | SWHC046Z | EPr | ex | CZ15 | cDXHP | SWHC046-01 | ExAnte2019 | IOU workpaper | 2019-11-06 | Cap-Tons | 1 |  |  | 282.2194 | 0 | 3.5113 | 15.9818 | 0 | 3.2006 | [6 empty] | DEER:HVAC_Split-Package_HP | Annual | FALSE
Any | SWHC046Z | EPr | ex | CZ16 | cDXHP | SWHC046-01 | ExAnte2019 | IOU workpaper | 2019-11-06 | Cap-Tons | 1 |  |  | -444.4493 | 0 | 101.8958 | -706.7644 | 0 | 82.619 | [6 empty] | DEER:HVAC_Split-Package_HP | Annual | FALSE
Any | SWHC046Z | ERC | ex | CZ01 | cDXHP | SWHC046-01 | ExAnte2019 | IOU workpaper | 2019-11-06 | Cap-Tons | 1 |  |  | -558.5197 | 0 | 125.1139 | -759.0524 | 0 | 108.3618 | [6 empty] | DEER:HVAC_Split-Package_HP | Annual | FALSE
Any | SWHC046Z | ERC | ex | CZ02 | cDXHP | SWHC046-01 | ExAnte2019 | IOU workpaper | 2019-11-06 | Cap-Tons | 1 |  |  | -286.8064 | 0 | 75.8807 | -454.3015 | 0 | 65.7962 | [6 empty] | DEER:HVAC_Split-Package_HP | Annual | FALSE
Any | SWHC046Z | ERC | ex | CZ03 | cDXHP | SWHC046-01 | ExAnte2019 | IOU workpaper | 2019-11-06 | Cap-Tons | 1 |  |  | -137.8294 | 0 | 59.2832 | -314.9835 | 0 | 52.3013 | [6 empty] | DEER:HVAC_Split-Package_HP | Annual | FALSE
Any | SWHC046Z | ERC | ex | CZ04 | cDXHP | SWHC046-01 | ExAnte2019 | IOU workpaper | 2019-11-06 | Cap-Tons | 1 |  |  | -146.0675 | 0 | 51.82 | -311.5506 | 0 | 46.2517 | [6 empty] | DEER:HVAC_Split-Package_HP | Annual | FALSE
Any | SWHC046Z | ERC | ex | CZ05 | cDXHP | SWHC046-01 | ExAnte2019 | IOU workpaper | 2019-11-06 | Cap-Tons | 1 |  |  | -210.6481 | 0 | 67.4277 | -385.0754 | 0 | 60.6756 | [6 empty] | DEER:HVAC_Split-Package_HP | Annual | FALSE
Any | SWHC046Z | ERC | ex | CZ06 | cDXHP | SWHC046-01 | ExAnte2019 | IOU workpaper | 2019-11-06 | Cap-Tons | 1 |  |  | 33.291 | 0 | 28.1027 | -134.7218 | 0 | 25.7859 | [6 empty] | DEER:HVAC_Split-Package_HP | Annual | FALSE
Any | SWHC046Z | ERC | ex | CZ07 | cDXHP | SWHC046-01 | ExAnte2019 | IOU workpaper | 2019-11-06 | Cap-Tons | 1 |  |  | 76.5726 | 0 | 17.9813 | -74.2015 | 0 | 15.9783 | [6 empty] | DEER:HVAC_Split-Package_HP | Annual | FALSE
Any | SWHC046Z | ERC | ex | CZ08 | cDXHP | SWHC046-01 | ExAnte2019 | IOU workpaper | 2019-11-06 | Cap-Tons | 1 |  |  | 46.0389 | 0 | 24.0753 | -108.4722 | 0 | 21.6522 | [6 empty] | DEER:HVAC_Split-Package_HP | Annual | FALSE
Any | SWHC046Z | ERC | ex | CZ09 | cDXHP | SWHC046-01 | ExAnte2019 | IOU workpaper | 2019-11-06 | Cap-Tons | 1 |  |  | 71.2708 | 0 | 23.3509 | -114.5226 | 0 | 21.1911 | [6 empty] | DEER:HVAC_Split-Package_HP | Annual | FALSE
Any | SWHC046Z | ERC | ex | CZ10 | cDXHP | SWHC046-01 | ExAnte2019 | IOU workpaper | 2019-11-06 | Cap-Tons | 1 |  |  | 41.0936 | 0 | 26.4276 | -133.5496 | 0 | 23.8348 | [6 empty] | DEER:HVAC_Split-Package_HP | Annual | FALSE
Any | SWHC046Z | ERC | ex | CZ11 | cDXHP | SWHC046-01 | ExAnte2019 | IOU workpaper | 2019-11-06 | Cap-Tons | 1 |  |  | -96.7846 | 0 | 48.4688 | -280.8427 | 0 | 43.1167 | [6 empty] | DEER:HVAC_Split-Package_HP | Annual | FALSE
Any | SWHC046Z | ERC | ex | CZ12 | cDXHP | SWHC046-01 | ExAnte2019 | IOU workpaper | 2019-11-06 | Cap-Tons | 1 |  |  | -150.9704 | 0 | 55.7073 | -327.3435 | 0 | 49.0022 | [6 empty] | DEER:HVAC_Split-Package_HP | Annual | FALSE
Any | SWHC046Z | ERC | ex | CZ13 | cDXHP | SWHC046-01 | ExAnte2019 | IOU workpaper | 2019-11-06 | Cap-Tons | 1 |  |  | -74.4069 | 0 | 44.1587 | -249.4616 | 0 | 39.21 | [6 empty] | DEER:HVAC_Split-Package_HP | Annual | FALSE
Any | SWHC046Z | ERC | ex | CZ14 | cDXHP | SWHC046-01 | ExAnte2019 | IOU workpaper | 2019-11-06 | Cap-Tons | 1 |  |  | -98.3146 | 0 | 46.4132 | -284.1153 | 0 | 41.5998 | [6 empty] | DEER:HVAC_Split-Package_HP | Annual | FALSE
Any | SWHC046Z | ERC | ex | CZ15 | cDXHP | SWHC046-01 | ExAnte2019 | IOU workpaper | 2019-11-06 | Cap-Tons | 1 |  |  | 182.2339 | 0 | 6.778 | 7.4466 | 0 | 6.345 | [6 empty] | DEER:HVAC_Split-Package_HP | Annual | FALSE
Any | SWHC046Z | ERC | ex | CZ16 | cDXHP | SWHC046-01 | ExAnte2019 | IOU workpaper | 2019-11-06 | Cap-Tons | 1 |  |  | -830.0287 | 0 | 139.6397 | -1055.5165 | 0 | 121.6174 | [6 empty] | DEER:HVAC_Split-Package_HP | Annual | FALSE
Any | SWHC046Z | ESe | ex | CZ01 | cDXHP | SWHC046-01 | ExAnte2019 | IOU workpaper | 2019-11-06 | Cap-Tons | 1 |  |  | -155.187 | 0 | 74.4844 | -441.3585 | 0 | 60.6294 | [6 empty] | DEER:HVAC_Split-Package_HP | Annual | FALSE
Any | SWHC046Z | ESe | ex | CZ02 | cDXHP | SWHC046-01 | ExAnte2019 | IOU workpaper | 2019-11-06 | Cap-Tons | 1 |  |  | -4.8272 | 0 | 42.7954 | -250.9996 | 0 | 32.1242 | [6 empty] | DEER:HVAC_Split-Package_HP | Annual | FALSE
Any | SWHC046Z | ESe | ex | CZ03 | cDXHP | SWHC046-01 | ExAnte2019 | IOU workpaper | 2019-11-06 | Cap-Tons | 1 |  |  | 89.3595 | 0 | 30.1654 | -174.9876 | 0 | 24.8753 | [6 empty] | DEER:HVAC_Split-Package_HP | Annual | FALSE
Any | SWHC046Z | ESe | ex | CZ04 | cDXHP | SWHC046-01 | ExAnte2019 | IOU workpaper | 2019-11-06 | Cap-Tons | 1 |  |  | 85.8291 | 0 | 26.3889 | -152.7043 | 0 | 20.4547 | [6 empty] | DEER:HVAC_Split-Package_HP | Annual | FALSE
Any | SWHC046Z | ESe | ex | CZ05 | cDXHP | SWHC046-01 | ExAnte2019 | IOU workpaper | 2019-11-06 | Cap-Tons | 1 |  |  | 85.2693 | 0 | 29.3627 | -171.3815 | 0 | 24.3338 | [6 empty] | DEER:HVAC_Split-Package_HP | Annual | FALSE
Any | SWHC046Z | ESe | ex | CZ06 | cDXHP | SWHC046-01 | ExAnte2019 | IOU workpaper | 2019-11-06 | Cap-Tons | 1 |  |  | 213.5014 | 0 | 11.4246 | -47.8913 | 0 | 8.9631 | [6 empty] | DEER:HVAC_Split-Package_HP | Annual | FALSE
Any | SWHC046Z | ESe | ex | CZ07 | cDXHP | SWHC046-01 | ExAnte2019 | IOU workpaper | 2019-11-06 | Cap-Tons | 1 |  |  | 218.3601 | 0 | 7.6235 | -26.4498 | 0 | 5.9032 | [6 empty] | DEER:HVAC_Split-Package_HP | Annual | FALSE
Any | SWHC046Z | ESe | ex | CZ08 | cDXHP | SWHC046-01 | ExAnte2019 | IOU workpaper | 2019-11-06 | Cap-Tons | 1 |  |  | 197.7689 | 0 | 10.3576 | -34.5203 | 0 | 8.013 | [6 empty] | DEER:HVAC_Split-Package_HP | Annual | FALSE
Any | SWHC046Z | ESe | ex | CZ09 | cDXHP | SWHC046-01 | ExAnte2019 | IOU workpaper | 2019-11-06 | Cap-Tons | 1 |  |  | 223.0835 | 0 | 11.3119 | -51.5297 | 0 | 9.2778 | [6 empty] | DEER:HVAC_Split-Package_HP | Annual | FALSE
Any | SWHC046Z | ESe | ex | CZ10 | cDXHP | SWHC046-01 | ExAnte2019 | IOU workpaper | 2019-11-06 | Cap-Tons | 1 |  |  | 203.6989 | 0 | 14.5611 | -64.568 | 0 | 11.3441 | [6 empty] | DEER:HVAC_Split-Package_HP | Annual | FALSE
Any | SWHC046Z | ESe | ex | CZ11 | cDXHP | SWHC046-01 | ExAnte2019 | IOU workpaper | 2019-11-06 | Cap-Tons | 1 |  |  | 94.1976 | 0 | 34.2692 | -186.3832 | 0 | 27.9588 | [6 empty] | DEER:HVAC_Split-Package_HP | Annual | FALSE
Any | SWHC046Z | ESe | ex | CZ12 | cDXHP | SWHC046-01 | ExAnte2019 | IOU workpaper | 2019-11-06 | Cap-Tons | 1 |  |  | 53.3199 | 0 | 37.1139 | -209.2244 | 0 | 29.4201 | [6 empty] | DEER:HVAC_Split-Package_HP | Annual | FALSE
Any | SWHC046Z | ESe | ex | CZ13 | cDXHP | SWHC046-01 | ExAnte2019 | IOU workpaper | 2019-11-06 | Cap-Tons | 1 |  |  | 107.9248 | 0 | 30.3122 | -159.3184 | 0 | 24.4775 | [6 empty] | DEER:HVAC_Split-Package_HP | Annual | FALSE
Any | SWHC046Z | ESe | ex | CZ14 | cDXHP | SWHC046-01 | ExAnte2019 | IOU workpaper | 2019-11-06 | Cap-Tons | 1 |  |  | 103.1499 | 0 | 31.9687 | -178.6072 | 0 | 25.8779 | [6 empty] | DEER:HVAC_Split-Package_HP | Annual | FALSE
Any | SWHC046Z | ESe | ex | CZ15 | cDXHP | SWHC046-01 | ExAnte2019 | IOU workpaper | 2019-11-06 | Cap-Tons | 1 |  |  | 308.8331 | 0 | 3.7343 | 20.7343 | 0 | 3.2643 | [6 empty] | DEER:HVAC_Split-Package_HP | Annual | FALSE
Any | SWHC046Z | ESe | ex | CZ16 | cDXHP | SWHC046-01 | ExAnte2019 | IOU workpaper | 2019-11-06 | Cap-Tons | 1 |  |  | -375.4995 | 0 | 92.7448 | -661.2346 | 0 | 74.9785 | [6 empty] | DEER:HVAC_Split-Package_HP | Annual | FALSE
Any | SWHC046Z | EUn | ex | CZ01 | cDXHP | SWHC046-01 | ExAnte2019 | IOU workpaper | 2019-11-06 | Cap-Tons | 1 |  |  | -7.4279 | 0 | 77.8534 | -477.5174 | 0 | 67.3869 | [6 empty] | DEER:HVAC_Split-Package_HP | Annual | FALSE
Any | SWHC046Z | EUn | ex | CZ02 | cDXHP | SWHC046-01 | ExAnte2019 | IOU workpaper | 2019-11-06 | Cap-Tons | 1 |  |  | 137.576 | 0 | 46.3777 | -263.8167 | 0 | 37.1594 | [6 empty] | DEER:HVAC_Split-Package_HP | Annual | FALSE
Any | SWHC046Z | EUn | ex | CZ03 | cDXHP | SWHC046-01 | ExAnte2019 | IOU workpaper | 2019-11-06 | Cap-Tons | 1 |  |  | 212.12 | 0 | 37.6926 | -220.841 | 0 | 33.1541 | [6 empty] | DEER:HVAC_Split-Package_HP | Annual | FALSE
Any | SWHC046Z | EUn | ex | CZ04 | cDXHP | SWHC046-01 | ExAnte2019 | IOU workpaper | 2019-11-06 | Cap-Tons | 1 |  |  | 204.6939 | 0 | 33.2346 | -195.0458 | 0 | 27.6808 | [6 empty] | DEER:HVAC_Split-Package_HP | Annual | FALSE
Any | SWHC046Z | EUn | ex | CZ05 | cDXHP | SWHC046-01 | ExAnte2019 | IOU workpaper | 2019-11-06 | Cap-Tons | 1 |  |  | 190.9603 | 0 | 38.9623 | -221.4077 | 0 | 34.132 | [6 empty] | DEER:HVAC_Split-Package_HP | Annual | FALSE
Any | SWHC046Z | EUn | ex | CZ06 | cDXHP | SWHC046-01 | ExAnte2019 | IOU workpaper | 2019-11-06 | Cap-Tons | 1 |  |  | 376.828 | 0 | 15.6774 | -65.1574 | 0 | 13.2799 | [6 empty] | DEER:HVAC_Split-Package_HP | Annual | FALSE
Any | SWHC046Z | EUn | ex | CZ07 | cDXHP | SWHC046-01 | ExAnte2019 | IOU workpaper | 2019-11-06 | Cap-Tons | 1 |  |  | 370.8947 | 0 | 10.8445 | -42.081 | 0 | 9.2005 | [6 empty] | DEER:HVAC_Split-Package_HP | Annual | FALSE
Any | SWHC046Z | EUn | ex | CZ08 | cDXHP | SWHC046-01 | ExAnte2019 | IOU workpaper | 2019-11-06 | Cap-Tons | 1 |  |  | 352.1018 | 0 | 14.6199 | -53.1165 | 0 | 12.3119 | [6 empty] | DEER:HVAC_Split-Package_HP | Annual | FALSE
Any | SWHC046Z | EUn | ex | CZ09 | cDXHP | SWHC046-01 | ExAnte2019 | IOU workpaper | 2019-11-06 | Cap-Tons | 1 |  |  | 399.3016 | 0 | 15.0309 | -65.6497 | 0 | 12.6889 | [6 empty] | DEER:HVAC_Split-Package_HP | Annual | FALSE
Any | SWHC046Z | EUn | ex | CZ10 | cDXHP | SWHC046-01 | ExAnte2019 | IOU workpaper | 2019-11-06 | Cap-Tons | 1 |  |  | 385.0894 | 0 | 16.2365 | -60.4175 | 0 | 12.9884 | [6 empty] | DEER:HVAC_Split-Package_HP | Annual | FALSE
Any | SWHC046Z | EUn | ex | CZ11 | cDXHP | SWHC046-01 | ExAnte2019 | IOU workpaper | 2019-11-06 | Cap-Tons | 1 |  |  | 293.3245 | 0 | 34.1326 | -169.0356 | 0 | 28.0628 | [6 empty] | DEER:HVAC_Split-Package_HP | Annual | FALSE
Any | SWHC046Z | EUn | ex | CZ12 | cDXHP | SWHC046-01 | ExAnte2019 | IOU workpaper | 2019-11-06 | Cap-Tons | 1 |  |  | 239.4005 | 0 | 37.4047 | -193.3388 | 0 | 30.6243 | [6 empty] | DEER:HVAC_Split-Package_HP | Annual | FALSE
Any | SWHC046Z | EUn | ex | CZ13 | cDXHP | SWHC046-01 | ExAnte2019 | IOU workpaper | 2019-11-06 | Cap-Tons | 1 |  |  | 307.285 | 0 | 30.1519 | -142.7213 | 0 | 24.59 | [6 empty] | DEER:HVAC_Split-Package_HP | Annual | FALSE
Any | SWHC046Z | EUn | ex | CZ14 | cDXHP | SWHC046-01 | ExAnte2019 | IOU workpaper | 2019-11-06 | Cap-Tons | 1 |  |  | 299.1344 | 0 | 33.2943 | -167.2827 | 0 | 26.8937 | [6 empty] | DEER:HVAC_Split-Package_HP | Annual | FALSE
Any | SWHC046Z | EUn | ex | CZ15 | cDXHP | SWHC046-01 | ExAnte2019 | IOU workpaper | 2019-11-06 | Cap-Tons | 1 |  |  | 547.1671 | 0 | 4.1884 | 39.9665 | 0 | 3.7037 | [6 empty] | DEER:HVAC_Split-Package_HP | Annual | FALSE
Any | SWHC046Z | EUn | ex | CZ16 | cDXHP | SWHC046-01 | ExAnte2019 | IOU workpaper | 2019-11-06 | Cap-Tons | 1 |  |  | -239.9286 | 0 | 97.8755 | -691.5708 | 0 | 80.7296 | [6 empty] | DEER:HVAC_Split-Package_HP | Annual | FALSE
Any | SWHC046Z | Gro | ex | CZ01 | cDXHP | SWHC046-01 | ExAnte2019 | IOU workpaper | 2019-11-06 | Cap-Tons | 1 |  |  | -1350.5008 | 0 | 455.8093 | -3041.5002 | 0 | 414.9827 | [6 empty] | DEER:HVAC_Split-Package_HP | Annual | FALSE
Any | SWHC046Z | Gro | ex | CZ02 | cDXHP | SWHC046-01 | ExAnte2019 | IOU workpaper | 2019-11-06 | Cap-Tons | 1 |  |  | -117.3761 | 0 | 144.5126 | -1229.3537 | 0 | 138.4803 | [6 empty] | DEER:HVAC_Split-Package_HP | Annual | FALSE
Any | SWHC046Z | Gro | ex | CZ03 | cDXHP | SWHC046-01 | ExAnte2019 | IOU workpaper | 2019-11-06 | Cap-Tons | 1 |  |  | -52.3991 | 0 | 189.8271 | -1391.8602 | 0 | 186.7735 | [6 empty] | DEER:HVAC_Split-Package_HP | Annual | FALSE
Any | SWHC046Z | Gro | ex | CZ04 | cDXHP | SWHC046-01 | ExAnte2019 | IOU workpaper | 2019-11-06 | Cap-Tons | 1 |  |  | 70.4319 | 0 | 125.3995 | -1039.6435 | 0 | 124.1695 | [6 empty] | DEER:HVAC_Split-Package_HP | Annual | FALSE
Any | SWHC046Z | Gro | ex | CZ05 | cDXHP | SWHC046-01 | ExAnte2019 | IOU workpaper | 2019-11-06 | Cap-Tons | 1 |  |  | -188.5662 | 0 | 227.9724 | -1643.3528 | 0 | 220.4619 | [6 empty] | DEER:HVAC_Split-Package_HP | Annual | FALSE
Any | SWHC046Z | Gro | ex | CZ06 | cDXHP | SWHC046-01 | ExAnte2019 | IOU workpaper | 2019-11-06 | Cap-Tons | 1 |  |  | 354.0629 | 0 | 76.5399 | -745.9064 | 0 | 85.7938 | [6 empty] | DEER:HVAC_Split-Package_HP | Annual | FALSE
Any | SWHC046Z | Gro | ex | CZ07 | cDXHP | SWHC046-01 | ExAnte2019 | IOU workpaper | 2019-11-06 | Cap-Tons | 1 |  |  | 640.8486 | 0 | 85.5068 | -773.8671 | 0 | 99.6998 | [6 empty] | DEER:HVAC_Split-Package_HP | Annual | FALSE
Any | SWHC046Z | Gro | ex | CZ08 | cDXHP | SWHC046-01 | ExAnte2019 | IOU workpaper | 2019-11-06 | Cap-Tons | 1 |  |  | 508.5958 | 0 | 63.1493 | -595.3587 | 0 | 71.0143 | [6 empty] | DEER:HVAC_Split-Package_HP | Annual | FALSE
Any | SWHC046Z | Gro | ex | CZ09 | cDXHP | SWHC046-01 | ExAnte2019 | IOU workpaper | 2019-11-06 | Cap-Tons | 1 |  |  | 526.7597 | 0 | 55.946 | -586.5985 | 0 | 64.8273 | [6 empty] | DEER:HVAC_Split-Package_HP | Annual | FALSE
Any | SWHC046Z | Gro | ex | CZ10 | cDXHP | SWHC046-01 | ExAnte2019 | IOU workpaper | 2019-11-06 | Cap-Tons | 1 |  |  | 502.9783 | 0 | 64.6223 | -627.0927 | 0 | 70.0463 | [6 empty] | DEER:HVAC_Split-Package_HP | Annual | FALSE
Any | SWHC046Z | Gro | ex | CZ11 | cDXHP | SWHC046-01 | ExAnte2019 | IOU workpaper | 2019-11-06 | Cap-Tons | 1 |  |  | 235.447 | 0 | 96.3777 | -893.9529 | 0 | 97.1775 | [6 empty] | DEER:HVAC_Split-Package_HP | Annual | FALSE
Any | SWHC046Z | Gro | ex | CZ12 | cDXHP | SWHC046-01 | ExAnte2019 | IOU workpaper | 2019-11-06 | Cap-Tons | 1 |  |  | 198.9035 | 0 | 94.3546 | -927.9668 | 0 | 96.4036 | [6 empty] | DEER:HVAC_Split-Package_HP | Annual | FALSE
Any | SWHC046Z | Gro | ex | CZ13 | cDXHP | SWHC046-01 | ExAnte2019 | IOU workpaper | 2019-11-06 | Cap-Tons | 1 |  |  | 342.8244 | 0 | 86.0386 | -807.5842 | 0 | 86.9278 | [6 empty] | DEER:HVAC_Split-Package_HP | Annual | FALSE
Any | SWHC046Z | Gro | ex | CZ14 | cDXHP | SWHC046-01 | ExAnte2019 | IOU workpaper | 2019-11-06 | Cap-Tons | 1 |  |  | 260.0592 | 0 | 91.9978 | -884.678 | 0 | 92.3713 | [6 empty] | DEER:HVAC_Split-Package_HP | Annual | FALSE
Any | SWHC046Z | Gro | ex | CZ15 | cDXHP | SWHC046-01 | ExAnte2019 | IOU workpaper | 2019-11-06 | Cap-Tons | 1 |  |  | 992.2915 | 0 | 17.4433 | -200.6959 | 0 | 24.6654 | [6 empty] | DEER:HVAC_Split-Package_HP | Annual | FALSE
Any | SWHC046Z | Gro | ex | CZ16 | cDXHP | SWHC046-01 | ExAnte2019 | IOU workpaper | 2019-11-06 | Cap-Tons | 1 |  |  | -1508.0594 | 0 | 320.5495 | -2858.2493 | 0 | 292.0352 | [6 empty] | DEER:HVAC_Split-Package_HP | Annual | FALSE
Any | SWHC046Z | Hsp | ex | CZ01 | cDXHP | SWHC046-01 | ExAnte2019 | IOU workpaper | 2019-11-06 | Cap-Tons | 1 |  |  | 787.2658 | 0 | 52.6467 | -344.8038 | 0 | 38.7766 | [6 empty] | DEER:HVAC_Split-Package_HP | Annual | FALSE
Any | SWHC046Z | Hsp | ex | CZ02 | cDXHP | SWHC046-01 | ExAnte2019 | IOU workpaper | 2019-11-06 | Cap-Tons | 1 |  |  | 926.1411 | 0 | 34.4863 | -195.9283 | 0 | 24.6538 | [6 empty] | DEER:HVAC_Split-Package_HP | Annual | FALSE
Any | SWHC046Z | Hsp | ex | CZ03 | cDXHP | SWHC046-01 | ExAnte2019 | IOU workpaper | 2019-11-06 | Cap-Tons | 1 |  |  | 949.7451 | 0 | 23.4226 | -148.2085 | 0 | 18.2844 | [6 empty] | DEER:HVAC_Split-Package_HP | Annual | FALSE
Any | SWHC046Z | Hsp | ex | CZ04 | cDXHP | SWHC046-01 | ExAnte2019 | IOU workpaper | 2019-11-06 | Cap-Tons | 1 |  |  | 961.9989 | 0 | 25.3091 | -140.0705 | 0 | 18.4684 | [6 empty] | DEER:HVAC_Split-Package_HP | Annual | FALSE
Any | SWHC046Z | Hsp | ex | CZ05 | cDXHP | SWHC046-01 | ExAnte2019 | IOU workpaper | 2019-11-06 | Cap-Tons | 1 |  |  | 925.5153 | 0 | 26.9839 | -161.8725 | 0 | 19.4728 | [6 empty] | DEER:HVAC_Split-Package_HP | Annual | FALSE
Any | SWHC046Z | Hsp | ex | CZ06 | cDXHP | SWHC046-01 | ExAnte2019 | IOU workpaper | 2019-11-06 | Cap-Tons | 1 |  |  | 1076.3596 | 0 | 10.8368 | -38.9354 | 0 | 8.3795 | [6 empty] | DEER:HVAC_Split-Package_HP | Annual | FALSE
Any | SWHC046Z | Hsp | ex | CZ07 | cDXHP | SWHC046-01 | ExAnte2019 | IOU workpaper | 2019-11-06 | Cap-Tons | 1 |  |  | 1076.019 | 0 | 3.98 | -0.1319 | 0 | 3.4 | [6 empty] | DEER:HVAC_Split-Package_HP | Annual | FALSE
Any | SWHC046Z | Hsp | ex | CZ08 | cDXHP | SWHC046-01 | ExAnte2019 | IOU workpaper | 2019-11-06 | Cap-Tons | 1 |  |  | 1102.7879 | 0 | 7.7951 | -10.5663 | 0 | 6.2461 | [6 empty] | DEER:HVAC_Split-Package_HP | Annual | FALSE
Any | SWHC046Z | Hsp | ex | CZ09 | cDXHP | SWHC046-01 | ExAnte2019 | IOU workpaper | 2019-11-06 | Cap-Tons | 1 |  |  | 1068.4596 | 0 | 11.1942 | -31.1166 | 0 | 8.7048 | [6 empty] | DEER:HVAC_Split-Package_HP | Annual | FALSE
Any | SWHC046Z | Hsp | ex | CZ10 | cDXHP | SWHC046-01 | ExAnte2019 | IOU workpaper | 2019-11-06 | Cap-Tons | 1 |  |  | 1097.6198 | 0 | 14.2439 | -42.7706 | 0 | 10.3966 | [6 empty] | DEER:HVAC_Split-Package_HP | Annual | FALSE
Any | SWHC046Z | Hsp | ex | CZ11 | cDXHP | SWHC046-01 | ExAnte2019 | IOU workpaper | 2019-11-06 | Cap-Tons | 1 |  |  | 937.5099 | 0 | 34.8288 | -170.7684 | 0 | 25.7279 | [6 empty] | DEER:HVAC_Split-Package_HP | Annual | FALSE
Any | SWHC046Z | Hsp | ex | CZ12 | cDXHP | SWHC046-01 | ExAnte2019 | IOU workpaper | 2019-11-06 | Cap-Tons | 1 |  |  | 955.9842 | 0 | 32.279 | -173.3719 | 0 | 24.1926 | [6 empty] | DEER:HVAC_Split-Package_HP | Annual | FALSE
Any | SWHC046Z | Hsp | ex | CZ13 | cDXHP | SWHC046-01 | ExAnte2019 | IOU workpaper | 2019-11-06 | Cap-Tons | 1 |  |  | 971.0867 | 0 | 30.1316 | -143.1999 | 0 | 22.3656 | [6 empty] | DEER:HVAC_Split-Package_HP | Annual | FALSE
Any | SWHC046Z | Hsp | ex | CZ14 | cDXHP | SWHC046-01 | ExAnte2019 | IOU workpaper | 2019-11-06 | Cap-Tons | 1 |  |  | 903.2764 | 0 | 39.9437 | -200.6495 | 0 | 28.6509 | [6 empty] | DEER:HVAC_Split-Package_HP | Annual | FALSE
Any | SWHC046Z | Hsp | ex | CZ15 | cDXHP | SWHC046-01 | ExAnte2019 | IOU workpaper | 2019-11-06 | Cap-Tons | 1 |  |  | 1116.1388 | 0 | 4.7274 | 72.0745 | 0 | 3.6196 | [6 empty] | DEER:HVAC_Split-Package_HP | Annual | FALSE
Any | SWHC046Z | Hsp | ex | CZ16 | cDXHP | SWHC046-01 | ExAnte2019 | IOU workpaper | 2019-11-06 | Cap-Tons | 1 |  |  | 445.7678 | 0 | 99.1272 | -651.9913 | 0 | 72.3486 | [6 empty] | DEER:HVAC_Split-Package_HP | Annual | FALSE
Any | SWHC046Z | Htl | ex | CZ01 | cDXHP | SWHC046-01 | ExAnte2019 | IOU workpaper | 2019-11-06 | Cap-Tons | 1 |  |  | -445.4974 | 0 | 197.6712 | -1333.2485 | 0 | 181.1356 | [6 empty] | DEER:HVAC_Split-Package_HP | Annual | FALSE
Any | SWHC046Z | Htl | ex | CZ02 | cDXHP | SWHC046-01 | ExAnte2019 | IOU workpaper | 2019-11-06 | Cap-Tons | 1 |  |  | -72.9934 | 0 | 116.6248 | -797.392 | 0 | 97.409 | [6 empty] | DEER:HVAC_Split-Package_HP | Annual | FALSE
Any | SWHC046Z | Htl | ex | CZ03 | cDXHP | SWHC046-01 | ExAnte2019 | IOU workpaper | 2019-11-06 | Cap-Tons | 1 |  |  | 138.5214 | 0 | 103.514 | -697.6444 | 0 | 97.3433 | [6 empty] | DEER:HVAC_Split-Package_HP | Annual | FALSE
Any | SWHC046Z | Htl | ex | CZ04 | cDXHP | SWHC046-01 | ExAnte2019 | IOU workpaper | 2019-11-06 | Cap-Tons | 1 |  |  | 91.1596 | 0 | 82.4221 | -615.7735 | 0 | 69.8378 | [6 empty] | DEER:HVAC_Split-Package_HP | Annual | FALSE
Any | SWHC046Z | Htl | ex | CZ05 | cDXHP | SWHC046-01 | ExAnte2019 | IOU workpaper | 2019-11-06 | Cap-Tons | 1 |  |  | 5.165 | 0 | 112.6812 | -724.9292 | 0 | 101.3518 | [6 empty] | DEER:HVAC_Split-Package_HP | Annual | FALSE
Any | SWHC046Z | Htl | ex | CZ06 | cDXHP | SWHC046-01 | ExAnte2019 | IOU workpaper | 2019-11-06 | Cap-Tons | 1 |  |  | 478.0312 | 0 | 49.1132 | -307.9735 | 0 | 44.9891 | [6 empty] | DEER:HVAC_Split-Package_HP | Annual | FALSE
Any | SWHC046Z | Htl | ex | CZ07 | cDXHP | SWHC046-01 | ExAnte2019 | IOU workpaper | 2019-11-06 | Cap-Tons | 1 |  |  | 535.3885 | 0 | 32.1764 | -220.6642 | 0 | 30.5627 | [6 empty] | DEER:HVAC_Split-Package_HP | Annual | FALSE
Any | SWHC046Z | Htl | ex | CZ08 | cDXHP | SWHC046-01 | ExAnte2019 | IOU workpaper | 2019-11-06 | Cap-Tons | 1 |  |  | 532.388 | 0 | 38.1402 | -201.827 | 0 | 32.8703 | [6 empty] | DEER:HVAC_Split-Package_HP | Annual | FALSE
Any | SWHC046Z | Htl | ex | CZ09 | cDXHP | SWHC046-01 | ExAnte2019 | IOU workpaper | 2019-11-06 | Cap-Tons | 1 |  |  | 544.3863 | 0 | 41.4653 | -265.5814 | 0 | 36.5629 | [6 empty] | DEER:HVAC_Split-Package_HP | Annual | FALSE
Any | SWHC046Z | Htl | ex | CZ10 | cDXHP | SWHC046-01 | ExAnte2019 | IOU workpaper | 2019-11-06 | Cap-Tons | 1 |  |  | 503.2008 | 0 | 49.0978 | -285.4538 | 0 | 41.8993 | [6 empty] | DEER:HVAC_Split-Package_HP | Annual | FALSE
Any | SWHC046Z | Htl | ex | CZ11 | cDXHP | SWHC046-01 | ExAnte2019 | IOU workpaper | 2019-11-06 | Cap-Tons | 1 |  |  | 282.2533 | 0 | 85.8402 | -516.3033 | 0 | 74.3699 | [6 empty] | DEER:HVAC_Split-Package_HP | Annual | FALSE
Any | SWHC046Z | Htl | ex | CZ12 | cDXHP | SWHC046-01 | ExAnte2019 | IOU workpaper | 2019-11-06 | Cap-Tons | 1 |  |  | 223.392 | 0 | 91.1017 | -563.773 | 0 | 77.8453 | [6 empty] | DEER:HVAC_Split-Package_HP | Annual | FALSE
Any | SWHC046Z | Htl | ex | CZ13 | cDXHP | SWHC046-01 | ExAnte2019 | IOU workpaper | 2019-11-06 | Cap-Tons | 1 |  |  | 335.979 | 0 | 76.3194 | -460.6838 | 0 | 65.9851 | [6 empty] | DEER:HVAC_Split-Package_HP | Annual | FALSE
Any | SWHC046Z | Htl | ex | CZ14 | cDXHP | SWHC046-01 | ExAnte2019 | IOU workpaper | 2019-11-06 | Cap-Tons | 1 |  |  | 240.9048 | 0 | 89.9017 | -558.2551 | 0 | 77.5073 | [6 empty] | DEER:HVAC_Split-Package_HP | Annual | FALSE
Any | SWHC046Z | Htl | ex | CZ15 | cDXHP | SWHC046-01 | ExAnte2019 | IOU workpaper | 2019-11-06 | Cap-Tons | 1 |  |  | 842.7449 | 0 | 15.8044 | -43.1295 | 0 | 16.0541 | [6 empty] | DEER:HVAC_Split-Package_HP | Annual | FALSE
Any | SWHC046Z | Htl | ex | CZ16 | cDXHP | SWHC046-01 | ExAnte2019 | IOU workpaper | 2019-11-06 | Cap-Tons | 1 |  |  | -925.7726 | 0 | 222.3475 | -1772.8184 | 0 | 199.3781 | [6 empty] | DEER:HVAC_Split-Package_HP | Annual | FALSE
Any | SWHC046Z | MBT | ex | CZ01 | cDXHP | SWHC046-01 | ExAnte2019 | IOU workpaper | 2019-11-06 | Cap-Tons | 1 |  |  | 48.7466 | 0 | 51.682 | -301.8584 | 0 | 42.7179 | [6 empty] | DEER:HVAC_Split-Package_HP | Annual | FALSE
Any | SWHC046Z | MBT | ex | CZ02 | cDXHP | SWHC046-01 | ExAnte2019 | IOU workpaper | 2019-11-06 | Cap-Tons | 1 |  |  | 198.3758 | 0 | 26.9914 | -131.2878 | 0 | 21.061 | [6 empty] | DEER:HVAC_Split-Package_HP | Annual | FALSE
Any | SWHC046Z | MBT | ex | CZ03 | cDXHP | SWHC046-01 | ExAnte2019 | IOU workpaper | 2019-11-06 | Cap-Tons | 1 |  |  | 220.5216 | 0 | 23.3261 | -127.0868 | 0 | 20.1478 | [6 empty] | DEER:HVAC_Split-Package_HP | Annual | FALSE
Any | SWHC046Z | MBT | ex | CZ04 | cDXHP | SWHC046-01 | ExAnte2019 | IOU workpaper | 2019-11-06 | Cap-Tons | 1 |  |  | 230.6878 | 0 | 18.2261 | -78.5175 | 0 | 14.518 | [6 empty] | DEER:HVAC_Split-Package_HP | Annual | FALSE
Any | SWHC046Z | MBT | ex | CZ05 | cDXHP | SWHC046-01 | ExAnte2019 | IOU workpaper | 2019-11-06 | Cap-Tons | 1 |  |  | 197.6173 | 0 | 23.8618 | -128.2971 | 0 | 19.8796 | [6 empty] | DEER:HVAC_Split-Package_HP | Annual | FALSE
Any | SWHC046Z | MBT | ex | CZ06 | cDXHP | SWHC046-01 | ExAnte2019 | IOU workpaper | 2019-11-06 | Cap-Tons | 1 |  |  | 317.4282 | 0 | 9.8251 | -25.2724 | 0 | 8.1443 | [6 empty] | DEER:HVAC_Split-Package_HP | Annual | FALSE
Any | SWHC046Z | MBT | ex | CZ07 | cDXHP | SWHC046-01 | ExAnte2019 | IOU workpaper | 2019-11-06 | Cap-Tons | 1 |  |  | 305.5749 | 0 | 6.7455 | -13.3276 | 0 | 5.5283 | [6 empty] | DEER:HVAC_Split-Package_HP | Annual | FALSE
Any | SWHC046Z | MBT | ex | CZ08 | cDXHP | SWHC046-01 | ExAnte2019 | IOU workpaper | 2019-11-06 | Cap-Tons | 1 |  |  | 300.714 | 0 | 8.2104 | -17.3608 | 0 | 6.5544 | [6 empty] | DEER:HVAC_Split-Package_HP | Annual | FALSE
Any | SWHC046Z | MBT | ex | CZ09 | cDXHP | SWHC046-01 | ExAnte2019 | IOU workpaper | 2019-11-06 | Cap-Tons | 1 |  |  | 375.5145 | 0 | 9.7329 | -28.3542 | 0 | 7.5597 | [6 empty] | DEER:HVAC_Split-Package_HP | Annual | FALSE
Any | SWHC046Z | MBT | ex | CZ10 | cDXHP | SWHC046-01 | ExAnte2019 | IOU workpaper | 2019-11-06 | Cap-Tons | 1 |  |  | 351.6113 | 0 | 10.145 | -22.0628 | 0 | 7.8064 | [6 empty] | DEER:HVAC_Split-Package_HP | Annual | FALSE
Any | SWHC046Z | MBT | ex | CZ11 | cDXHP | SWHC046-01 | ExAnte2019 | IOU workpaper | 2019-11-06 | Cap-Tons | 1 |  |  | 327.5754 | 0 | 20.4473 | -86.1713 | 0 | 15.9795 | [6 empty] | DEER:HVAC_Split-Package_HP | Annual | FALSE
Any | SWHC046Z | MBT | ex | CZ12 | cDXHP | SWHC046-01 | ExAnte2019 | IOU workpaper | 2019-11-06 | Cap-Tons | 1 |  |  | 283.778 | 0 | 22.0834 | -108.2855 | 0 | 17.4599 | [6 empty] | DEER:HVAC_Split-Package_HP | Annual | FALSE
Any | SWHC046Z | MBT | ex | CZ13 | cDXHP | SWHC046-01 | ExAnte2019 | IOU workpaper | 2019-11-06 | Cap-Tons | 1 |  |  | 334.3529 | 0 | 18.5852 | -74.6814 | 0 | 14.3365 | [6 empty] | DEER:HVAC_Split-Package_HP | Annual | FALSE
Any | SWHC046Z | MBT | ex | CZ14 | cDXHP | SWHC046-01 | ExAnte2019 | IOU workpaper | 2019-11-06 | Cap-Tons | 1 |  |  | 318.5998 | 0 | 21.5826 | -92.4815 | 0 | 16.6811 | [6 empty] | DEER:HVAC_Split-Package_HP | Annual | FALSE
Any | SWHC046Z | MBT | ex | CZ15 | cDXHP | SWHC046-01 | ExAnte2019 | IOU workpaper | 2019-11-06 | Cap-Tons | 1 |  |  | 474.2229 | 0 | 2.6806 | 42.2439 | 0 | 2.0353 | [6 empty] | DEER:HVAC_Split-Package_HP | Annual | FALSE
Any | SWHC046Z | MBT | ex | CZ16 | cDXHP | SWHC046-01 | ExAnte2019 | IOU workpaper | 2019-11-06 | Cap-Tons | 1 |  |  | -97.9997 | 0 | 69.733 | -488.3555 | 0 | 56.8277 | [6 empty] | DEER:HVAC_Split-Package_HP | Annual | FALSE
Any | SWHC046Z | MLI | ex | CZ01 | cDXHP | SWHC046-01 | ExAnte2019 | IOU workpaper | 2019-11-06 | Cap-Tons | 1 |  |  | -252.6384 | 0 | 78.3707 | -639.5146 | 0 | 73.6918 | [6 empty] | DEER:HVAC_Split-Package_HP | Annual | FALSE
Any | SWHC046Z | MLI | ex | CZ02 | cDXHP | SWHC046-01 | ExAnte2019 | IOU workpaper | 2019-11-06 | Cap-Tons | 1 |  |  | 53.1415 | 0 | 46.379 | -359.9108 | 0 | 43.3789 | [6 empty] | DEER:HVAC_Split-Package_HP | Annual | FALSE
Any | SWHC046Z | MLI | ex | CZ03 | cDXHP | SWHC046-01 | ExAnte2019 | IOU workpaper | 2019-11-06 | Cap-Tons | 1 |  |  | 87.1393 | 0 | 38.3151 | -310.5151 | 0 | 37.3552 | [6 empty] | DEER:HVAC_Split-Package_HP | Annual | FALSE
Any | SWHC046Z | MLI | ex | CZ04 | cDXHP | SWHC046-01 | ExAnte2019 | IOU workpaper | 2019-11-06 | Cap-Tons | 1 |  |  | 113.7588 | 0 | 34.0573 | -287.3458 | 0 | 32.6363 | [6 empty] | DEER:HVAC_Split-Package_HP | Annual | FALSE
Any | SWHC046Z | MLI | ex | CZ05 | cDXHP | SWHC046-01 | ExAnte2019 | IOU workpaper | 2019-11-06 | Cap-Tons | 1 |  |  | 50.1106 | 0 | 42.5881 | -347.7084 | 0 | 41.0789 | [6 empty] | DEER:HVAC_Split-Package_HP | Annual | FALSE
Any | SWHC046Z | MLI | ex | CZ06 | cDXHP | SWHC046-01 | ExAnte2019 | IOU workpaper | 2019-11-06 | Cap-Tons | 1 |  |  | 289.2285 | 0 | 18.5227 | -142.1112 | 0 | 18.7881 | [6 empty] | DEER:HVAC_Split-Package_HP | Annual | FALSE
Any | SWHC046Z | MLI | ex | CZ07 | cDXHP | SWHC046-01 | ExAnte2019 | IOU workpaper | 2019-11-06 | Cap-Tons | 1 |  |  | 326.3503 | 0 | 11.4568 | -91.9451 | 0 | 11.8906 | [6 empty] | DEER:HVAC_Split-Package_HP | Annual | FALSE
Any | SWHC046Z | MLI | ex | CZ08 | cDXHP | SWHC046-01 | ExAnte2019 | IOU workpaper | 2019-11-06 | Cap-Tons | 1 |  |  | 333.7411 | 0 | 16.439 | -99.4983 | 0 | 16.4919 | [6 empty] | DEER:HVAC_Split-Package_HP | Annual | FALSE
Any | SWHC046Z | MLI | ex | CZ09 | cDXHP | SWHC046-01 | ExAnte2019 | IOU workpaper | 2019-11-06 | Cap-Tons | 1 |  |  | 355.7743 | 0 | 16.7597 | -108.482 | 0 | 17.3216 | [6 empty] | DEER:HVAC_Split-Package_HP | Annual | FALSE
Any | SWHC046Z | MLI | ex | CZ10 | cDXHP | SWHC046-01 | ExAnte2019 | IOU workpaper | 2019-11-06 | Cap-Tons | 1 |  |  | 335.4735 | 0 | 17.3126 | -110.9407 | 0 | 17.3773 | [6 empty] | DEER:HVAC_Split-Package_HP | Annual | FALSE
Any | SWHC046Z | MLI | ex | CZ11 | cDXHP | SWHC046-01 | ExAnte2019 | IOU workpaper | 2019-11-06 | Cap-Tons | 1 |  |  | 216.7998 | 0 | 33.8536 | -239.8391 | 0 | 33.7263 | [6 empty] | DEER:HVAC_Split-Package_HP | Annual | FALSE
Any | SWHC046Z | MLI | ex | CZ12 | cDXHP | SWHC046-01 | ExAnte2019 | IOU workpaper | 2019-11-06 | Cap-Tons | 1 |  |  | 183.8859 | 0 | 35.5973 | -262.8005 | 0 | 34.7166 | [6 empty] | DEER:HVAC_Split-Package_HP | Annual | FALSE
Any | SWHC046Z | MLI | ex | CZ13 | cDXHP | SWHC046-01 | ExAnte2019 | IOU workpaper | 2019-11-06 | Cap-Tons | 1 |  |  | 251.9641 | 0 | 28.4073 | -197.83 | 0 | 28.21 | [6 empty] | DEER:HVAC_Split-Package_HP | Annual | FALSE
Any | SWHC046Z | MLI | ex | CZ14 | cDXHP | SWHC046-01 | ExAnte2019 | IOU workpaper | 2019-11-06 | Cap-Tons | 1 |  |  | 185.5793 | 0 | 37.4247 | -270.835 | 0 | 36.684 | [6 empty] | DEER:HVAC_Split-Package_HP | Annual | FALSE
Any | SWHC046Z | MLI | ex | CZ15 | cDXHP | SWHC046-01 | ExAnte2019 | IOU workpaper | 2019-11-06 | Cap-Tons | 1 |  |  | 462.2833 | 0 | 4.206 | 13.5224 | 0 | 4.8758 | [6 empty] | DEER:HVAC_Split-Package_HP | Annual | FALSE
Any | SWHC046Z | MLI | ex | CZ16 | cDXHP | SWHC046-01 | ExAnte2019 | IOU workpaper | 2019-11-06 | Cap-Tons | 1 |  |  | -462.5559 | 0 | 96.1967 | -856.8242 | 0 | 89.9806 | [6 empty] | DEER:HVAC_Split-Package_HP | Annual | FALSE
Any | SWHC046Z | Mtl | ex | CZ01 | cDXHP | SWHC046-01 | ExAnte2019 | IOU workpaper | 2019-11-06 | Cap-Tons | 1 |  |  | 684.1976 | 0 | 83.2709 | -479.4455 | 0 | 55.6308 | [6 empty] | DEER:HVAC_Split-Package_HP | Annual | FALSE
Any | SWHC046Z | Mtl | ex | CZ02 | cDXHP | SWHC046-01 | ExAnte2019 | IOU workpaper | 2019-11-06 | Cap-Tons | 1 |  |  | 677.6684 | 0 | 79.5804 | -376.0187 | 0 | 52.1563 | [6 empty] | DEER:HVAC_Split-Package_HP | Annual | FALSE
Any | SWHC046Z | Mtl | ex | CZ03 | cDXHP | SWHC046-01 | ExAnte2019 | IOU workpaper | 2019-11-06 | Cap-Tons | 1 |  |  | 882.5684 | 0 | 38.3573 | -217.3495 | 0 | 25.9193 | [6 empty] | DEER:HVAC_Split-Package_HP | Annual | FALSE
Any | SWHC046Z | Mtl | ex | CZ04 | cDXHP | SWHC046-01 | ExAnte2019 | IOU workpaper | 2019-11-06 | Cap-Tons | 1 |  |  | 733.7862 | 0 | 58.385 | -285.5081 | 0 | 38.7111 | [6 empty] | DEER:HVAC_Split-Package_HP | Annual | FALSE
Any | SWHC046Z | Mtl | ex | CZ05 | cDXHP | SWHC046-01 | ExAnte2019 | IOU workpaper | 2019-11-06 | Cap-Tons | 1 |  |  | 842.0219 | 0 | 47.163 | -262.6543 | 0 | 31.4429 | [6 empty] | DEER:HVAC_Split-Package_HP | Annual | FALSE
Any | SWHC046Z | Mtl | ex | CZ06 | cDXHP | SWHC046-01 | ExAnte2019 | IOU workpaper | 2019-11-06 | Cap-Tons | 1 |  |  | 1056.7828 | 0 | 13.4944 | -27.6125 | 0 | 7.7651 | [6 empty] | DEER:HVAC_Split-Package_HP | Annual | FALSE
Any | SWHC046Z | Mtl | ex | CZ07 | cDXHP | SWHC046-01 | ExAnte2019 | IOU workpaper | 2019-11-06 | Cap-Tons | 1 |  |  | 1068.8556 | 0 | 3.8237 | 20.3515 | 0 | 1.8299 | [6 empty] | DEER:HVAC_Split-Package_HP | Annual | FALSE
Any | SWHC046Z | Mtl | ex | CZ08 | cDXHP | SWHC046-01 | ExAnte2019 | IOU workpaper | 2019-11-06 | Cap-Tons | 1 |  |  | 907.6289 | 0 | 15.1729 | -21.9231 | 0 | 8.0591 | [6 empty] | DEER:HVAC_Split-Package_HP | Annual | FALSE
Any | SWHC046Z | Mtl | ex | CZ09 | cDXHP | SWHC046-01 | ExAnte2019 | IOU workpaper | 2019-11-06 | Cap-Tons | 1 |  |  | 1002.1272 | 0 | 15.4631 | -48.1059 | 0 | 8.981 | [6 empty] | DEER:HVAC_Split-Package_HP | Annual | FALSE
Any | SWHC046Z | Mtl | ex | CZ10 | cDXHP | SWHC046-01 | ExAnte2019 | IOU workpaper | 2019-11-06 | Cap-Tons | 1 |  |  | 961.9578 | 0 | 26.1714 | -94.0217 | 0 | 16.1528 | [6 empty] | DEER:HVAC_Split-Package_HP | Annual | FALSE
Any | SWHC046Z | Mtl | ex | CZ11 | cDXHP | SWHC046-01 | ExAnte2019 | IOU workpaper | 2019-11-06 | Cap-Tons | 1 |  |  | 865.0047 | 0 | 49.8793 | -239.8351 | 0 | 34.6039 | [6 empty] | DEER:HVAC_Split-Package_HP | Annual | FALSE
Any | SWHC046Z | Mtl | ex | CZ12 | cDXHP | SWHC046-01 | ExAnte2019 | IOU workpaper | 2019-11-06 | Cap-Tons | 1 |  |  | 794.365 | 0 | 54.7263 | -269.2808 | 0 | 36.8734 | [6 empty] | DEER:HVAC_Split-Package_HP | Annual | FALSE
Any | SWHC046Z | Mtl | ex | CZ13 | cDXHP | SWHC046-01 | ExAnte2019 | IOU workpaper | 2019-11-06 | Cap-Tons | 1 |  |  | 875.0555 | 0 | 43.1504 | -205.3687 | 0 | 29.4148 | [6 empty] | DEER:HVAC_Split-Package_HP | Annual | FALSE
Any | SWHC046Z | Mtl | ex | CZ14 | cDXHP | SWHC046-01 | ExAnte2019 | IOU workpaper | 2019-11-06 | Cap-Tons | 1 |  |  | 795.7475 | 0 | 56.4377 | -284.94 | 0 | 38.6966 | [6 empty] | DEER:HVAC_Split-Package_HP | Annual | FALSE
Any | SWHC046Z | Mtl | ex | CZ15 | cDXHP | SWHC046-01 | ExAnte2019 | IOU workpaper | 2019-11-06 | Cap-Tons | 1 |  |  | 1202.1245 | 0 | 4.7025 | 62.1227 | 0 | 3.0034 | [6 empty] | DEER:HVAC_Split-Package_HP | Annual | FALSE
Any | SWHC046Z | Mtl | ex | CZ16 | cDXHP | SWHC046-01 | ExAnte2019 | IOU workpaper | 2019-11-06 | Cap-Tons | 1 |  |  | 356.6719 | 0 | 125.5412 | -780.1759 | 0 | 89.997 | [6 empty] | DEER:HVAC_Split-Package_HP | Annual | FALSE
Any | SWHC046Z | Nrs | ex | CZ01 | cDXHP | SWHC046-01 | ExAnte2019 | IOU workpaper | 2019-11-06 | Cap-Tons | 1 |  |  | 343.0237 | 0 | 103.5945 | -708.2131 | 0 | 92.8069 | [6 empty] | DEER:HVAC_Split-Package_HP | Annual | FALSE
Any | SWHC046Z | Nrs | ex | CZ02 | cDXHP | SWHC046-01 | ExAnte2019 | IOU workpaper | 2019-11-06 | Cap-Tons | 1 |  |  | 556.9351 | 0 | 74.5178 | -488.2968 | 0 | 66.7371 | [6 empty] | DEER:HVAC_Split-Package_HP | Annual | FALSE
Any | SWHC046Z | Nrs | ex | CZ03 | cDXHP | SWHC046-01 | ExAnte2019 | IOU workpaper | 2019-11-06 | Cap-Tons | 1 |  |  | 616.7561 | 0 | 56.816 | -397.3998 | 0 | 53.4133 | [6 empty] | DEER:HVAC_Split-Package_HP | Annual | FALSE
Any | SWHC046Z | Nrs | ex | CZ04 | cDXHP | SWHC046-01 | ExAnte2019 | IOU workpaper | 2019-11-06 | Cap-Tons | 1 |  |  | 644.4226 | 0 | 54.8737 | -380.5146 | 0 | 50.8075 | [6 empty] | DEER:HVAC_Split-Package_HP | Annual | FALSE
Any | SWHC046Z | Nrs | ex | CZ05 | cDXHP | SWHC046-01 | ExAnte2019 | IOU workpaper | 2019-11-06 | Cap-Tons | 1 |  |  | 484.3761 | 0 | 66.3536 | -433.5601 | 0 | 57.9974 | [6 empty] | DEER:HVAC_Split-Package_HP | Annual | FALSE
Any | SWHC046Z | Nrs | ex | CZ06 | cDXHP | SWHC046-01 | ExAnte2019 | IOU workpaper | 2019-11-06 | Cap-Tons | 1 |  |  | 814.9805 | 0 | 32.6829 | -217.0081 | 0 | 31.6159 | [6 empty] | DEER:HVAC_Split-Package_HP | Annual | FALSE
Any | SWHC046Z | Nrs | ex | CZ07 | cDXHP | SWHC046-01 | ExAnte2019 | IOU workpaper | 2019-11-06 | Cap-Tons | 1 |  |  | 789.8267 | 0 | 19.9634 | -130.0945 | 0 | 18.2276 | [6 empty] | DEER:HVAC_Split-Package_HP | Annual | FALSE
Any | SWHC046Z | Nrs | ex | CZ08 | cDXHP | SWHC046-01 | ExAnte2019 | IOU workpaper | 2019-11-06 | Cap-Tons | 1 |  |  | 866.1926 | 0 | 26.5595 | -166.3561 | 0 | 26.0846 | [6 empty] | DEER:HVAC_Split-Package_HP | Annual | FALSE
Any | SWHC046Z | Nrs | ex | CZ09 | cDXHP | SWHC046-01 | ExAnte2019 | IOU workpaper | 2019-11-06 | Cap-Tons | 1 |  |  | 825.6134 | 0 | 31.2708 | -192.7514 | 0 | 30.0382 | [6 empty] | DEER:HVAC_Split-Package_HP | Annual | FALSE
Any | SWHC046Z | Nrs | ex | CZ10 | cDXHP | SWHC046-01 | ExAnte2019 | IOU workpaper | 2019-11-06 | Cap-Tons | 1 |  |  | 815.631 | 0 | 38.0964 | -224.7453 | 0 | 35.32 | [6 empty] | DEER:HVAC_Split-Package_HP | Annual | FALSE
Any | SWHC046Z | Nrs | ex | CZ11 | cDXHP | SWHC046-01 | ExAnte2019 | IOU workpaper | 2019-11-06 | Cap-Tons | 1 |  |  | 586.7432 | 0 | 60.2118 | -350.1615 | 0 | 51.4976 | [6 empty] | DEER:HVAC_Split-Package_HP | Annual | FALSE
Any | SWHC046Z | Nrs | ex | CZ12 | cDXHP | SWHC046-01 | ExAnte2019 | IOU workpaper | 2019-11-06 | Cap-Tons | 1 |  |  | 651.6739 | 0 | 61.418 | -388.2206 | 0 | 55.3466 | [6 empty] | DEER:HVAC_Split-Package_HP | Annual | FALSE
Any | SWHC046Z | Nrs | ex | CZ13 | cDXHP | SWHC046-01 | ExAnte2019 | IOU workpaper | 2019-11-06 | Cap-Tons | 1 |  |  | 702.9497 | 0 | 54.1254 | -322.892 | 0 | 48.3978 | [6 empty] | DEER:HVAC_Split-Package_HP | Annual | FALSE
Any | SWHC046Z | Nrs | ex | CZ14 | cDXHP | SWHC046-01 | ExAnte2019 | IOU workpaper | 2019-11-06 | Cap-Tons | 1 |  |  | 522.1332 | 0 | 66.4807 | -400.0985 | 0 | 56.4147 | [6 empty] | DEER:HVAC_Split-Package_HP | Annual | FALSE
Any | SWHC046Z | Nrs | ex | CZ15 | cDXHP | SWHC046-01 | ExAnte2019 | IOU workpaper | 2019-11-06 | Cap-Tons | 1 |  |  | 849.9298 | 0 | 14.8942 | -12.181 | 0 | 13.0144 | [6 empty] | DEER:HVAC_Split-Package_HP | Annual | FALSE
Any | SWHC046Z | Nrs | ex | CZ16 | cDXHP | SWHC046-01 | ExAnte2019 | IOU workpaper | 2019-11-06 | Cap-Tons | 1 |  |  | 20.3634 | 0 | 135.6316 | -1010.08 | 0 | 116.5625 | [6 empty] | DEER:HVAC_Split-Package_HP | Annual | FALSE
Any | SWHC046Z | OfL | ex | CZ01 | cDXHP | SWHC046-01 | ExAnte2019 | IOU workpaper | 2019-11-06 | Cap-Tons | 1 |  |  | 337.7957 | 0 | 8.5178 | -50.7739 | 0 | 6.2215 | [6 empty] | DEER:HVAC_Split-Package_HP | Annual | FALSE
Any | SWHC046Z | OfL | ex | CZ02 | cDXHP | SWHC046-01 | ExAnte2019 | IOU workpaper | 2019-11-06 | Cap-Tons | 1 |  |  | 319.1391 | 0 | 5.1144 | -3.4463 | 0 | 3.5304 | [6 empty] | DEER:HVAC_Split-Package_HP | Annual | FALSE
Any | SWHC046Z | OfL | ex | CZ03 | cDXHP | SWHC046-01 | ExAnte2019 | IOU workpaper | 2019-11-06 | Cap-Tons | 1 |  |  | 337.7823 | 0 | 3.5572 | -11.2782 | 0 | 2.9757 | [6 empty] | DEER:HVAC_Split-Package_HP | Annual | FALSE
Any | SWHC046Z | OfL | ex | CZ04 | cDXHP | SWHC046-01 | ExAnte2019 | IOU workpaper | 2019-11-06 | Cap-Tons | 1 |  |  | 312.7149 | 0 | 4.3373 | -1.854 | 0 | 3.5744 | [6 empty] | DEER:HVAC_Split-Package_HP | Annual | FALSE
Any | SWHC046Z | OfL | ex | CZ05 | cDXHP | SWHC046-01 | ExAnte2019 | IOU workpaper | 2019-11-06 | Cap-Tons | 1 |  |  | 337.1952 | 0 | 3.6815 | -9.6365 | 0 | 3.0154 | [6 empty] | DEER:HVAC_Split-Package_HP | Annual | FALSE
Any | SWHC046Z | OfL | ex | CZ06 | cDXHP | SWHC046-01 | ExAnte2019 | IOU workpaper | 2019-11-06 | Cap-Tons | 1 |  |  | 394.045 | 0 | 0.8533 | 28.633 | 0 | 0.7545 | [6 empty] | DEER:HVAC_Split-Package_HP | Annual | FALSE
Any | SWHC046Z | OfL | ex | CZ07 | cDXHP | SWHC046-01 | ExAnte2019 | IOU workpaper | 2019-11-06 | Cap-Tons | 1 |  |  | 363.3281 | 0 | 0.2136 | 28.2041 | 0 | 0.1596 | [6 empty] | DEER:HVAC_Split-Package_HP | Annual | FALSE
Any | SWHC046Z | OfL | ex | CZ08 | cDXHP | SWHC046-01 | ExAnte2019 | IOU workpaper | 2019-11-06 | Cap-Tons | 1 |  |  | 348.8224 | 0 | 0.8574 | 36.3048 | 0 | 0.7067 | [6 empty] | DEER:HVAC_Split-Package_HP | Annual | FALSE
Any | SWHC046Z | OfL | ex | CZ09 | cDXHP | SWHC046-01 | ExAnte2019 | IOU workpaper | 2019-11-06 | Cap-Tons | 1 |  |  | 391.0327 | 0 | 1.2268 | 27.1319 | 0 | 1.0896 | [6 empty] | DEER:HVAC_Split-Package_HP | Annual | FALSE
Any | SWHC046Z | OfL | ex | CZ10 | cDXHP | SWHC046-01 | ExAnte2019 | IOU workpaper | 2019-11-06 | Cap-Tons | 1 |  |  | 366.301 | 0 | 0.9697 | 37.046 | 0 | 0.6969 | [6 empty] | DEER:HVAC_Split-Package_HP | Annual | FALSE
Any | SWHC046Z | OfL | ex | CZ11 | cDXHP | SWHC046-01 | ExAnte2019 | IOU workpaper | 2019-11-06 | Cap-Tons | 1 |  |  | 365.5391 | 0 | 4.5641 | 5.4614 | 0 | 3.6761 | [6 empty] | DEER:HVAC_Split-Package_HP | Annual | FALSE
Any | SWHC046Z | OfL | ex | CZ12 | cDXHP | SWHC046-01 | ExAnte2019 | IOU workpaper | 2019-11-06 | Cap-Tons | 1 |  |  | 343.7672 | 0 | 4.4509 | -1.1822 | 0 | 3.4488 | [6 empty] | DEER:HVAC_Split-Package_HP | Annual | FALSE
Any | SWHC046Z | OfL | ex | CZ13 | cDXHP | SWHC046-01 | ExAnte2019 | IOU workpaper | 2019-11-06 | Cap-Tons | 1 |  |  | 368.1701 | 0 | 3.9153 | 9.4381 | 0 | 3.1121 | [6 empty] | DEER:HVAC_Split-Package_HP | Annual | FALSE
Any | SWHC046Z | OfL | ex | CZ14 | cDXHP | SWHC046-01 | ExAnte2019 | IOU workpaper | 2019-11-06 | Cap-Tons | 1 |  |  | 375.6416 | 0 | 4.5177 | 11.118 | 0 | 3.5252 | [6 empty] | DEER:HVAC_Split-Package_HP | Annual | FALSE
Any | SWHC046Z | OfL | ex | CZ15 | cDXHP | SWHC046-01 | ExAnte2019 | IOU workpaper | 2019-11-06 | Cap-Tons | 1 |  |  | 439.3701 | 0 | 0.158 | 67.1291 | 0 | 0.1392 | [6 empty] | DEER:HVAC_Split-Package_HP | Annual | FALSE
Any | SWHC046Z | OfL | ex | CZ16 | cDXHP | SWHC046-01 | ExAnte2019 | IOU workpaper | 2019-11-06 | Cap-Tons | 1 |  |  | 234.5234 | 0 | 22.2494 | -144.9725 | 0 | 17.3497 | [6 empty] | DEER:HVAC_Split-Package_HP | Annual | FALSE
Any | SWHC046Z | OfS | ex | CZ01 | cDXHP | SWHC046-01 | ExAnte2019 | IOU workpaper | 2019-11-06 | Cap-Tons | 1 |  |  | 146.6409 | 0 | 33.2139 | -246.6875 | 0 | 30.6292 | [6 empty] | DEER:HVAC_Split-Package_HP | Annual | FALSE
Any | SWHC046Z | OfS | ex | CZ02 | cDXHP | SWHC046-01 | ExAnte2019 | IOU workpaper | 2019-11-06 | Cap-Tons | 1 |  |  | 225.4658 | 0 | 19.1751 | -121.464 | 0 | 17.2803 | [6 empty] | DEER:HVAC_Split-Package_HP | Annual | FALSE
Any | SWHC046Z | OfS | ex | CZ03 | cDXHP | SWHC046-01 | ExAnte2019 | IOU workpaper | 2019-11-06 | Cap-Tons | 1 |  |  | 244.822 | 0 | 16.3003 | -116.5268 | 0 | 16.1449 | [6 empty] | DEER:HVAC_Split-Package_HP | Annual | FALSE
Any | SWHC046Z | OfS | ex | CZ04 | cDXHP | SWHC046-01 | ExAnte2019 | IOU workpaper | 2019-11-06 | Cap-Tons | 1 |  |  | 237.3481 | 0 | 16.26 | -106.2422 | 0 | 15.8516 | [6 empty] | DEER:HVAC_Split-Package_HP | Annual | FALSE
Any | SWHC046Z | OfS | ex | CZ05 | cDXHP | SWHC046-01 | ExAnte2019 | IOU workpaper | 2019-11-06 | Cap-Tons | 1 |  |  | 236.2981 | 0 | 16.8551 | -122.9366 | 0 | 16.5577 | [6 empty] | DEER:HVAC_Split-Package_HP | Annual | FALSE
Any | SWHC046Z | OfS | ex | CZ06 | cDXHP | SWHC046-01 | ExAnte2019 | IOU workpaper | 2019-11-06 | Cap-Tons | 1 |  |  | 355.0918 | 0 | 6.2958 | -21.3948 | 0 | 6.4666 | [6 empty] | DEER:HVAC_Split-Package_HP | Annual | FALSE
Any | SWHC046Z | OfS | ex | CZ07 | cDXHP | SWHC046-01 | ExAnte2019 | IOU workpaper | 2019-11-06 | Cap-Tons | 1 |  |  | 348.9602 | 0 | 3.2481 | -3.5027 | 0 | 3.3445 | [6 empty] | DEER:HVAC_Split-Package_HP | Annual | FALSE
Any | SWHC046Z | OfS | ex | CZ08 | cDXHP | SWHC046-01 | ExAnte2019 | IOU workpaper | 2019-11-06 | Cap-Tons | 1 |  |  | 331.8603 | 0 | 6.0134 | -10.4663 | 0 | 6.0459 | [6 empty] | DEER:HVAC_Split-Package_HP | Annual | FALSE
Any | SWHC046Z | OfS | ex | CZ09 | cDXHP | SWHC046-01 | ExAnte2019 | IOU workpaper | 2019-11-06 | Cap-Tons | 1 |  |  | 358.8704 | 0 | 6.8666 | -24.1161 | 0 | 7.0895 | [6 empty] | DEER:HVAC_Split-Package_HP | Annual | FALSE
Any | SWHC046Z | OfS | ex | CZ10 | cDXHP | SWHC046-01 | ExAnte2019 | IOU workpaper | 2019-11-06 | Cap-Tons | 1 |  |  | 348.9132 | 0 | 5.7494 | -8.1881 | 0 | 5.5706 | [6 empty] | DEER:HVAC_Split-Package_HP | Annual | FALSE
Any | SWHC046Z | OfS | ex | CZ11 | cDXHP | SWHC046-01 | ExAnte2019 | IOU workpaper | 2019-11-06 | Cap-Tons | 1 |  |  | 297.7746 | 0 | 14.8318 | -79.3655 | 0 | 14.2497 | [6 empty] | DEER:HVAC_Split-Package_HP | Annual | FALSE
Any | SWHC046Z | OfS | ex | CZ12 | cDXHP | SWHC046-01 | ExAnte2019 | IOU workpaper | 2019-11-06 | Cap-Tons | 1 |  |  | 273.8495 | 0 | 15.4308 | -92.771 | 0 | 14.5949 | [6 empty] | DEER:HVAC_Split-Package_HP | Annual | FALSE
Any | SWHC046Z | OfS | ex | CZ13 | cDXHP | SWHC046-01 | ExAnte2019 | IOU workpaper | 2019-11-06 | Cap-Tons | 1 |  |  | 310.4074 | 0 | 12.7529 | -65.7964 | 0 | 12.2528 | [6 empty] | DEER:HVAC_Split-Package_HP | Annual | FALSE
Any | SWHC046Z | OfS | ex | CZ14 | cDXHP | SWHC046-01 | ExAnte2019 | IOU workpaper | 2019-11-06 | Cap-Tons | 1 |  |  | 308.1386 | 0 | 13.8948 | -71.9219 | 0 | 13.1351 | [6 empty] | DEER:HVAC_Split-Package_HP | Annual | FALSE
Any | SWHC046Z | OfS | ex | CZ15 | cDXHP | SWHC046-01 | ExAnte2019 | IOU workpaper | 2019-11-06 | Cap-Tons | 1 |  |  | 430.1574 | 0 | 1.3517 | 51.1485 | 0 | 1.5075 | [6 empty] | DEER:HVAC_Split-Package_HP | Annual | FALSE
Any | SWHC046Z | OfS | ex | CZ16 | cDXHP | SWHC046-01 | ExAnte2019 | IOU workpaper | 2019-11-06 | Cap-Tons | 1 |  |  | 2.0838 | 0 | 48.8084 | -379.6406 | 0 | 43.4449 | [6 empty] | DEER:HVAC_Split-Package_HP | Annual | FALSE
Any | SWHC046Z | RFF | ex | CZ01 | cDXHP | SWHC046-01 | ExAnte2019 | IOU workpaper | 2019-11-06 | Cap-Tons | 1 |  |  | -233.9127 | 0 | 166.8989 | -841.8662 | 0 | 108.3934 | [6 empty] | DEER:HVAC_Split-Package_HP | Annual | FALSE
Any | SWHC046Z | RFF | ex | CZ02 | cDXHP | SWHC046-01 | ExAnte2019 | IOU workpaper | 2019-11-06 | Cap-Tons | 1 |  |  | 41.0707 | 0 | 101.1655 | -471.3967 | 0 | 67.0985 | [6 empty] | DEER:HVAC_Split-Package_HP | Annual | FALSE
Any | SWHC046Z | RFF | ex | CZ03 | cDXHP | SWHC046-01 | ExAnte2019 | IOU workpaper | 2019-11-06 | Cap-Tons | 1 |  |  | 185.1792 | 0 | 75.6434 | -368.1429 | 0 | 50.3815 | [6 empty] | DEER:HVAC_Split-Package_HP | Annual | FALSE
Any | SWHC046Z | RFF | ex | CZ04 | cDXHP | SWHC046-01 | ExAnte2019 | IOU workpaper | 2019-11-06 | Cap-Tons | 1 |  |  | 172.3848 | 0 | 70.3295 | -333.2571 | 0 | 48.2036 | [6 empty] | DEER:HVAC_Split-Package_HP | Annual | FALSE
Any | SWHC046Z | RFF | ex | CZ05 | cDXHP | SWHC046-01 | ExAnte2019 | IOU workpaper | 2019-11-06 | Cap-Tons | 1 |  |  | 160.0704 | 0 | 82.123 | -387.3116 | 0 | 52.2964 | [6 empty] | DEER:HVAC_Split-Package_HP | Annual | FALSE
Any | SWHC046Z | RFF | ex | CZ06 | cDXHP | SWHC046-01 | ExAnte2019 | IOU workpaper | 2019-11-06 | Cap-Tons | 1 |  |  | 447.1379 | 0 | 29.2253 | -106.8799 | 0 | 19.1553 | [6 empty] | DEER:HVAC_Split-Package_HP | Annual | FALSE
Any | SWHC046Z | RFF | ex | CZ07 | cDXHP | SWHC046-01 | ExAnte2019 | IOU workpaper | 2019-11-06 | Cap-Tons | 1 |  |  | 468.1573 | 0 | 15.3493 | -33.3118 | 0 | 9.0082 | [6 empty] | DEER:HVAC_Split-Package_HP | Annual | FALSE
Any | SWHC046Z | RFF | ex | CZ08 | cDXHP | SWHC046-01 | ExAnte2019 | IOU workpaper | 2019-11-06 | Cap-Tons | 1 |  |  | 386.8773 | 0 | 27.4429 | -74.1858 | 0 | 17.3832 | [6 empty] | DEER:HVAC_Split-Package_HP | Annual | FALSE
Any | SWHC046Z | RFF | ex | CZ09 | cDXHP | SWHC046-01 | ExAnte2019 | IOU workpaper | 2019-11-06 | Cap-Tons | 1 |  |  | 483.8498 | 0 | 27.6899 | -114.582 | 0 | 19.3959 | [6 empty] | DEER:HVAC_Split-Package_HP | Annual | FALSE
Any | SWHC046Z | RFF | ex | CZ10 | cDXHP | SWHC046-01 | ExAnte2019 | IOU workpaper | 2019-11-06 | Cap-Tons | 1 |  |  | 430.0001 | 0 | 31.8203 | -103.9803 | 0 | 20.0639 | [6 empty] | DEER:HVAC_Split-Package_HP | Annual | FALSE
Any | SWHC046Z | RFF | ex | CZ11 | cDXHP | SWHC046-01 | ExAnte2019 | IOU workpaper | 2019-11-06 | Cap-Tons | 1 |  |  | 276.6593 | 0 | 64.6614 | -315.0594 | 0 | 47.0639 | [6 empty] | DEER:HVAC_Split-Package_HP | Annual | FALSE
Any | SWHC046Z | RFF | ex | CZ12 | cDXHP | SWHC046-01 | ExAnte2019 | IOU workpaper | 2019-11-06 | Cap-Tons | 1 |  |  | 212.9439 | 0 | 71.3588 | -348.7915 | 0 | 50.1384 | [6 empty] | DEER:HVAC_Split-Package_HP | Annual | FALSE
Any | SWHC046Z | RFF | ex | CZ13 | cDXHP | SWHC046-01 | ExAnte2019 | IOU workpaper | 2019-11-06 | Cap-Tons | 1 |  |  | 306.465 | 0 | 57.7077 | -269.1887 | 0 | 41.364 | [6 empty] | DEER:HVAC_Split-Package_HP | Annual | FALSE
Any | SWHC046Z | RFF | ex | CZ14 | cDXHP | SWHC046-01 | ExAnte2019 | IOU workpaper | 2019-11-06 | Cap-Tons | 1 |  |  | 272.3174 | 0 | 66.1581 | -323.3665 | 0 | 46.633 | [6 empty] | DEER:HVAC_Split-Package_HP | Annual | FALSE
Any | SWHC046Z | RFF | ex | CZ15 | cDXHP | SWHC046-01 | ExAnte2019 | IOU workpaper | 2019-11-06 | Cap-Tons | 1 |  |  | 671.0667 | 0 | 6.3456 | 69.9977 | 0 | 4.3236 | [6 empty] | DEER:HVAC_Split-Package_HP | Annual | FALSE
Any | SWHC046Z | RFF | ex | CZ16 | cDXHP | SWHC046-01 | ExAnte2019 | IOU workpaper | 2019-11-06 | Cap-Tons | 1 |  |  | -646.1972 | 0 | 187.3151 | -1203.9992 | 0 | 136.516 | [6 empty] | DEER:HVAC_Split-Package_HP | Annual | FALSE
Any | SWHC046Z | RSD | ex | CZ01 | cDXHP | SWHC046-01 | ExAnte2019 | IOU workpaper | 2019-11-06 | Cap-Tons | 1 |  |  | 54.2333 | 0 | 80.2282 | -392.5273 | 0 | 49.8611 | [6 empty] | DEER:HVAC_Split-Package_HP | Annual | FALSE
Any | SWHC046Z | RSD | ex | CZ02 | cDXHP | SWHC046-01 | ExAnte2019 | IOU workpaper | 2019-11-06 | Cap-Tons | 1 |  |  | 228.8566 | 0 | 39.2941 | -125.9269 | 0 | 21.2291 | [6 empty] | DEER:HVAC_Split-Package_HP | Annual | FALSE
Any | SWHC046Z | RSD | ex | CZ03 | cDXHP | SWHC046-01 | ExAnte2019 | IOU workpaper | 2019-11-06 | Cap-Tons | 1 |  |  | 282.6041 | 0 | 25.7606 | -62.353 | 0 | 10.2049 | [6 empty] | DEER:HVAC_Split-Package_HP | Annual | FALSE
Any | SWHC046Z | RSD | ex | CZ04 | cDXHP | SWHC046-01 | ExAnte2019 | IOU workpaper | 2019-11-06 | Cap-Tons | 1 |  |  | 297.811 | 0 | 21.0574 | -39.6427 | 0 | 10.5276 | [6 empty] | DEER:HVAC_Split-Package_HP | Annual | FALSE
Any | SWHC046Z | RSD | ex | CZ05 | cDXHP | SWHC046-01 | ExAnte2019 | IOU workpaper | 2019-11-06 | Cap-Tons | 1 |  |  | 295.6958 | 0 | 22.7871 | -47.9671 | 0 | 8.6674 | [6 empty] | DEER:HVAC_Split-Package_HP | Annual | FALSE
Any | SWHC046Z | RSD | ex | CZ06 | cDXHP | SWHC046-01 | ExAnte2019 | IOU workpaper | 2019-11-06 | Cap-Tons | 1 |  |  | 366.9386 | 0 | 5.8113 | 38.5229 | 0 | 1.7452 | [6 empty] | DEER:HVAC_Split-Package_HP | Annual | FALSE
Any | SWHC046Z | RSD | ex | CZ07 | cDXHP | SWHC046-01 | ExAnte2019 | IOU workpaper | 2019-11-06 | Cap-Tons | 1 |  |  | 314.5273 | 0 | 1.6112 | 49.2723 | 0 | 0.311 | [6 empty] | DEER:HVAC_Split-Package_HP | Annual | FALSE
Any | SWHC046Z | RSD | ex | CZ08 | cDXHP | SWHC046-01 | ExAnte2019 | IOU workpaper | 2019-11-06 | Cap-Tons | 1 |  |  | 348.3139 | 0 | 4.9319 | 46.8738 | 0 | 1.8256 | [6 empty] | DEER:HVAC_Split-Package_HP | Annual | FALSE
Any | SWHC046Z | RSD | ex | CZ09 | cDXHP | SWHC046-01 | ExAnte2019 | IOU workpaper | 2019-11-06 | Cap-Tons | 1 |  |  | 450.137 | 0 | 6.4974 | 27.452 | 0 | 2.6112 | [6 empty] | DEER:HVAC_Split-Package_HP | Annual | FALSE
Any | SWHC046Z | RSD | ex | CZ10 | cDXHP | SWHC046-01 | ExAnte2019 | IOU workpaper | 2019-11-06 | Cap-Tons | 1 |  |  | 419.3519 | 0 | 8.1077 | 42.0443 | 0 | 2.4759 | [6 empty] | DEER:HVAC_Split-Package_HP | Annual | FALSE
Any | SWHC046Z | RSD | ex | CZ11 | cDXHP | SWHC046-01 | ExAnte2019 | IOU workpaper | 2019-11-06 | Cap-Tons | 1 |  |  | 380.7181 | 0 | 28.0822 | -73.7081 | 0 | 14.8054 | [6 empty] | DEER:HVAC_Split-Package_HP | Annual | FALSE
Any | SWHC046Z | RSD | ex | CZ12 | cDXHP | SWHC046-01 | ExAnte2019 | IOU workpaper | 2019-11-06 | Cap-Tons | 1 |  |  | 326.6835 | 0 | 30.4291 | -78.7264 | 0 | 14.7509 | [6 empty] | DEER:HVAC_Split-Package_HP | Annual | FALSE
Any | SWHC046Z | RSD | ex | CZ13 | cDXHP | SWHC046-01 | ExAnte2019 | IOU workpaper | 2019-11-06 | Cap-Tons | 1 |  |  | 382.809 | 0 | 25.9724 | -56.3787 | 0 | 13.1268 | [6 empty] | DEER:HVAC_Split-Package_HP | Annual | FALSE
Any | SWHC046Z | RSD | ex | CZ14 | cDXHP | SWHC046-01 | ExAnte2019 | IOU workpaper | 2019-11-06 | Cap-Tons | 1 |  |  | 389.0176 | 0 | 27.3917 | -67.4018 | 0 | 14.0644 | [6 empty] | DEER:HVAC_Split-Package_HP | Annual | FALSE
Any | SWHC046Z | RSD | ex | CZ15 | cDXHP | SWHC046-01 | ExAnte2019 | IOU workpaper | 2019-11-06 | Cap-Tons | 1 |  |  | 564.5355 | 0 | 0.8385 | 94.5425 | 0 | 0.1903 | [6 empty] | DEER:HVAC_Split-Package_HP | Annual | FALSE
Any | SWHC046Z | RSD | ex | CZ16 | cDXHP | SWHC046-01 | ExAnte2019 | IOU workpaper | 2019-11-06 | Cap-Tons | 1 |  |  | -253.836 | 0 | 131.8614 | -669.975 | 0 | 81.2333 | [6 empty] | DEER:HVAC_Split-Package_HP | Annual | FALSE
Any | SWHC046Z | Rt3 | ex | CZ01 | cDXHP | SWHC046-01 | ExAnte2019 | IOU workpaper | 2019-11-06 | Cap-Tons | 1 |  |  | 439.1649 | 0 | 27.3169 | -102.9667 | 0 | 14.4201 | [6 empty] | DEER:HVAC_Split-Package_HP | Annual | FALSE
Any | SWHC046Z | Rt3 | ex | CZ02 | cDXHP | SWHC046-01 | ExAnte2019 | IOU workpaper | 2019-11-06 | Cap-Tons | 1 |  |  | 474.1494 | 0 | 12.1697 | -20.8776 | 0 | 6.69 | [6 empty] | DEER:HVAC_Split-Package_HP | Annual | FALSE
Any | SWHC046Z | Rt3 | ex | CZ03 | cDXHP | SWHC046-01 | ExAnte2019 | IOU workpaper | 2019-11-06 | Cap-Tons | 1 |  |  | 441.5454 | 0 | 8.9657 | -10.1959 | 0 | 4.6492 | [6 empty] | DEER:HVAC_Split-Package_HP | Annual | FALSE
Any | SWHC046Z | Rt3 | ex | CZ04 | cDXHP | SWHC046-01 | ExAnte2019 | IOU workpaper | 2019-11-06 | Cap-Tons | 1 |  |  | 483.4612 | 0 | 6.4988 | 9.1997 | 0 | 3.5834 | [6 empty] | DEER:HVAC_Split-Package_HP | Annual | FALSE
Any | SWHC046Z | Rt3 | ex | CZ05 | cDXHP | SWHC046-01 | ExAnte2019 | IOU workpaper | 2019-11-06 | Cap-Tons | 1 |  |  | 450.4709 | 0 | 7.0539 | 0.6175 | 0 | 3.4845 | [6 empty] | DEER:HVAC_Split-Package_HP | Annual | FALSE
Any | SWHC046Z | Rt3 | ex | CZ06 | cDXHP | SWHC046-01 | ExAnte2019 | IOU workpaper | 2019-11-06 | Cap-Tons | 1 |  |  | 494.1828 | 0 | 1.4944 | 51.0969 | 0 | 0.7271 | [6 empty] | DEER:HVAC_Split-Package_HP | Annual | FALSE
Any | SWHC046Z | Rt3 | ex | CZ07 | cDXHP | SWHC046-01 | ExAnte2019 | IOU workpaper | 2019-11-06 | Cap-Tons | 1 |  |  | 422.2728 | 0 | 0.309 | 52.4633 | 0 | 0.0969 | [6 empty] | DEER:HVAC_Split-Package_HP | Annual | FALSE
Any | SWHC046Z | Rt3 | ex | CZ08 | cDXHP | SWHC046-01 | ExAnte2019 | IOU workpaper | 2019-11-06 | Cap-Tons | 1 |  |  | 502.0807 | 0 | 1.0327 | 56.5579 | 0 | 0.535 | [6 empty] | DEER:HVAC_Split-Package_HP | Annual | FALSE
Any | SWHC046Z | Rt3 | ex | CZ09 | cDXHP | SWHC046-01 | ExAnte2019 | IOU workpaper | 2019-11-06 | Cap-Tons | 1 |  |  | 614.7623 | 0 | 1.6882 | 36.4922 | 0 | 1.0754 | [6 empty] | DEER:HVAC_Split-Package_HP | Annual | FALSE
Any | SWHC046Z | Rt3 | ex | CZ10 | cDXHP | SWHC046-01 | ExAnte2019 | IOU workpaper | 2019-11-06 | Cap-Tons | 1 |  |  | 576.455 | 0 | 1.8769 | 46.168 | 0 | 1.0986 | [6 empty] | DEER:HVAC_Split-Package_HP | Annual | FALSE
Any | SWHC046Z | Rt3 | ex | CZ11 | cDXHP | SWHC046-01 | ExAnte2019 | IOU workpaper | 2019-11-06 | Cap-Tons | 1 |  |  | 569.4007 | 0 | 11.0452 | -16.9061 | 0 | 7.6504 | [6 empty] | DEER:HVAC_Split-Package_HP | Annual | FALSE
Any | SWHC046Z | Rt3 | ex | CZ12 | cDXHP | SWHC046-01 | ExAnte2019 | IOU workpaper | 2019-11-06 | Cap-Tons | 1 |  |  | 534.2417 | 0 | 10.7157 | -19.3192 | 0 | 6.9327 | [6 empty] | DEER:HVAC_Split-Package_HP | Annual | FALSE
Any | SWHC046Z | Rt3 | ex | CZ13 | cDXHP | SWHC046-01 | ExAnte2019 | IOU workpaper | 2019-11-06 | Cap-Tons | 1 |  |  | 567.1894 | 0 | 9.2591 | -4.0741 | 0 | 6.2112 | [6 empty] | DEER:HVAC_Split-Package_HP | Annual | FALSE
Any | SWHC046Z | Rt3 | ex | CZ14 | cDXHP | SWHC046-01 | ExAnte2019 | IOU workpaper | 2019-11-06 | Cap-Tons | 1 |  |  | 577.4582 | 0 | 10.6948 | -11.7595 | 0 | 7.2708 | [6 empty] | DEER:HVAC_Split-Package_HP | Annual | FALSE
Any | SWHC046Z | Rt3 | ex | CZ15 | cDXHP | SWHC046-01 | ExAnte2019 | IOU workpaper | 2019-11-06 | Cap-Tons | 1 |  |  | 668.0544 | 0 | 0.2313 | 86.4831 | 0 | 0.1816 | [6 empty] | DEER:HVAC_Split-Package_HP | Annual | FALSE
Any | SWHC046Z | Rt3 | ex | CZ16 | cDXHP | SWHC046-01 | ExAnte2019 | IOU workpaper | 2019-11-06 | Cap-Tons | 1 |  |  | 115.1678 | 0 | 75.1403 | -404.0988 | 0 | 49.634 | [6 empty] | DEER:HVAC_Split-Package_HP | Annual | FALSE
Any | SWHC046Z | RtL | ex | CZ01 | cDXHP | SWHC046-01 | ExAnte2019 | IOU workpaper | 2019-11-06 | Cap-Tons | 1 |  |  | 264.1595 | 0 | 59.0322 | -256.5129 | 0 | 37.9225 | [6 empty] | DEER:HVAC_Split-Package_HP | Annual | FALSE
Any | SWHC046Z | RtL | ex | CZ02 | cDXHP | SWHC046-01 | ExAnte2019 | IOU workpaper | 2019-11-06 | Cap-Tons | 1 |  |  | 435.3194 | 0 | 27.7917 | -93.5335 | 0 | 17.5838 | [6 empty] | DEER:HVAC_Split-Package_HP | Annual | FALSE
Any | SWHC046Z | RtL | ex | CZ03 | cDXHP | SWHC046-01 | ExAnte2019 | IOU workpaper | 2019-11-06 | Cap-Tons | 1 |  |  | 346.748 | 0 | 26.0146 | -95.0841 | 0 | 17.77 | [6 empty] | DEER:HVAC_Split-Package_HP | Annual | FALSE
Any | SWHC046Z | RtL | ex | CZ04 | cDXHP | SWHC046-01 | ExAnte2019 | IOU workpaper | 2019-11-06 | Cap-Tons | 1 |  |  | 440.7201 | 0 | 18.8949 | -45.2428 | 0 | 12.6134 | [6 empty] | DEER:HVAC_Split-Package_HP | Annual | FALSE
Any | SWHC046Z | RtL | ex | CZ05 | cDXHP | SWHC046-01 | ExAnte2019 | IOU workpaper | 2019-11-06 | Cap-Tons | 1 |  |  | 350.5858 | 0 | 27.1655 | -99.5325 | 0 | 18.2893 | [6 empty] | DEER:HVAC_Split-Package_HP | Annual | FALSE
Any | SWHC046Z | RtL | ex | CZ06 | cDXHP | SWHC046-01 | ExAnte2019 | IOU workpaper | 2019-11-06 | Cap-Tons | 1 |  |  | 429.9558 | 0 | 11.9292 | -0.3862 | 0 | 8.897 | [6 empty] | DEER:HVAC_Split-Package_HP | Annual | FALSE
Any | SWHC046Z | RtL | ex | CZ07 | cDXHP | SWHC046-01 | ExAnte2019 | IOU workpaper | 2019-11-06 | Cap-Tons | 1 |  |  | 397.679 | 0 | 7.6602 | 10.7734 | 0 | 6.0541 | [6 empty] | DEER:HVAC_Split-Package_HP | Annual | FALSE
Any | SWHC046Z | RtL | ex | CZ08 | cDXHP | SWHC046-01 | ExAnte2019 | IOU workpaper | 2019-11-06 | Cap-Tons | 1 |  |  | 509.2476 | 0 | 7.86 | 14.1471 | 0 | 6.0104 | [6 empty] | DEER:HVAC_Split-Package_HP | Annual | FALSE
Any | SWHC046Z | RtL | ex | CZ09 | cDXHP | SWHC046-01 | ExAnte2019 | IOU workpaper | 2019-11-06 | Cap-Tons | 1 |  |  | 626.4253 | 0 | 8.3859 | -6.65 | 0 | 6.7518 | [6 empty] | DEER:HVAC_Split-Package_HP | Annual | FALSE
Any | SWHC046Z | RtL | ex | CZ10 | cDXHP | SWHC046-01 | ExAnte2019 | IOU workpaper | 2019-11-06 | Cap-Tons | 1 |  |  | 587.7663 | 0 | 8.4176 | 9.6316 | 0 | 6.0787 | [6 empty] | DEER:HVAC_Split-Package_HP | Annual | FALSE
Any | SWHC046Z | RtL | ex | CZ11 | cDXHP | SWHC046-01 | ExAnte2019 | IOU workpaper | 2019-11-06 | Cap-Tons | 1 |  |  | 584.8724 | 0 | 21.5238 | -64.331 | 0 | 15.0952 | [6 empty] | DEER:HVAC_Split-Package_HP | Annual | FALSE
Any | SWHC046Z | RtL | ex | CZ12 | cDXHP | SWHC046-01 | ExAnte2019 | IOU workpaper | 2019-11-06 | Cap-Tons | 1 |  |  | 531.9308 | 0 | 21.6925 | -72.6154 | 0 | 14.7632 | [6 empty] | DEER:HVAC_Split-Package_HP | Annual | FALSE
Any | SWHC046Z | RtL | ex | CZ13 | cDXHP | SWHC046-01 | ExAnte2019 | IOU workpaper | 2019-11-06 | Cap-Tons | 1 |  |  | 590.1682 | 0 | 18.4886 | -46.913 | 0 | 12.7193 | [6 empty] | DEER:HVAC_Split-Package_HP | Annual | FALSE
Any | SWHC046Z | RtL | ex | CZ14 | cDXHP | SWHC046-01 | ExAnte2019 | IOU workpaper | 2019-11-06 | Cap-Tons | 1 |  |  | 582.0846 | 0 | 22.7103 | -70.1627 | 0 | 15.8958 | [6 empty] | DEER:HVAC_Split-Package_HP | Annual | FALSE
Any | SWHC046Z | RtL | ex | CZ15 | cDXHP | SWHC046-01 | ExAnte2019 | IOU workpaper | 2019-11-06 | Cap-Tons | 1 |  |  | 749.1266 | 0 | 1.8535 | 76.0257 | 0 | 1.7056 | [6 empty] | DEER:HVAC_Split-Package_HP | Annual | FALSE
Any | SWHC046Z | RtL | ex | CZ16 | cDXHP | SWHC046-01 | ExAnte2019 | IOU workpaper | 2019-11-06 | Cap-Tons | 1 |  |  | -38.2317 | 0 | 114.0646 | -601.574 | 0 | 71.7712 | [6 empty] | DEER:HVAC_Split-Package_HP | Annual | FALSE
Any | SWHC046Z | RtS | ex | CZ01 | cDXHP | SWHC046-01 | ExAnte2019 | IOU workpaper | 2019-11-06 | Cap-Tons | 1 |  |  | -47.8362 | 0 | 105.2586 | -591.9643 | 0 | 81.6421 | [6 empty] | DEER:HVAC_Split-Package_HP | Annual | FALSE
Any | SWHC046Z | RtS | ex | CZ02 | cDXHP | SWHC046-01 | ExAnte2019 | IOU workpaper | 2019-11-06 | Cap-Tons | 1 |  |  | 298.4069 | 0 | 48.428 | -265.2221 | 0 | 38.7796 | [6 empty] | DEER:HVAC_Split-Package_HP | Annual | FALSE
Any | SWHC046Z | RtS | ex | CZ03 | cDXHP | SWHC046-01 | ExAnte2019 | IOU workpaper | 2019-11-06 | Cap-Tons | 1 |  |  | 294.41 | 0 | 47.9701 | -257.6925 | 0 | 38.502 | [6 empty] | DEER:HVAC_Split-Package_HP | Annual | FALSE
Any | SWHC046Z | RtS | ex | CZ04 | cDXHP | SWHC046-01 | ExAnte2019 | IOU workpaper | 2019-11-06 | Cap-Tons | 1 |  |  | 395.4492 | 0 | 33.6759 | -177.5035 | 0 | 28.0209 | [6 empty] | DEER:HVAC_Split-Package_HP | Annual | FALSE
Any | SWHC046Z | RtS | ex | CZ05 | cDXHP | SWHC046-01 | ExAnte2019 | IOU workpaper | 2019-11-06 | Cap-Tons | 1 |  |  | 340.5502 | 0 | 42.642 | -221.3308 | 0 | 34.2207 | [6 empty] | DEER:HVAC_Split-Package_HP | Annual | FALSE
Any | SWHC046Z | RtS | ex | CZ06 | cDXHP | SWHC046-01 | ExAnte2019 | IOU workpaper | 2019-11-06 | Cap-Tons | 1 |  |  | 522.924 | 0 | 16.9411 | -49.9623 | 0 | 14.5229 | [6 empty] | DEER:HVAC_Split-Package_HP | Annual | FALSE
Any | SWHC046Z | RtS | ex | CZ07 | cDXHP | SWHC046-01 | ExAnte2019 | IOU workpaper | 2019-11-06 | Cap-Tons | 1 |  |  | 539.294 | 0 | 10.5381 | -9.0326 | 0 | 8.8313 | [6 empty] | DEER:HVAC_Split-Package_HP | Annual | FALSE
Any | SWHC046Z | RtS | ex | CZ08 | cDXHP | SWHC046-01 | ExAnte2019 | IOU workpaper | 2019-11-06 | Cap-Tons | 1 |  |  | 532.1316 | 0 | 12.3373 | -36.5139 | 0 | 10.9308 | [6 empty] | DEER:HVAC_Split-Package_HP | Annual | FALSE
Any | SWHC046Z | RtS | ex | CZ09 | cDXHP | SWHC046-01 | ExAnte2019 | IOU workpaper | 2019-11-06 | Cap-Tons | 1 |  |  | 559.5386 | 0 | 13.7302 | -62.7819 | 0 | 12.8521 | [6 empty] | DEER:HVAC_Split-Package_HP | Annual | FALSE
Any | SWHC046Z | RtS | ex | CZ10 | cDXHP | SWHC046-01 | ExAnte2019 | IOU workpaper | 2019-11-06 | Cap-Tons | 1 |  |  | 555.4027 | 0 | 13.0105 | -39.1028 | 0 | 11.2098 | [6 empty] | DEER:HVAC_Split-Package_HP | Annual | FALSE
Any | SWHC046Z | RtS | ex | CZ11 | cDXHP | SWHC046-01 | ExAnte2019 | IOU workpaper | 2019-11-06 | Cap-Tons | 1 |  |  | 402.8973 | 0 | 36.2635 | -200.1857 | 0 | 32.1746 | [6 empty] | DEER:HVAC_Split-Package_HP | Annual | FALSE
Any | SWHC046Z | RtS | ex | CZ12 | cDXHP | SWHC046-01 | ExAnte2019 | IOU workpaper | 2019-11-06 | Cap-Tons | 1 |  |  | 380.3913 | 0 | 39.3015 | -220.9361 | 0 | 33.6811 | [6 empty] | DEER:HVAC_Split-Package_HP | Annual | FALSE
Any | SWHC046Z | RtS | ex | CZ13 | cDXHP | SWHC046-01 | ExAnte2019 | IOU workpaper | 2019-11-06 | Cap-Tons | 1 |  |  | 429.5711 | 0 | 31.9795 | -168.2739 | 0 | 28.047 | [6 empty] | DEER:HVAC_Split-Package_HP | Annual | FALSE
Any | SWHC046Z | RtS | ex | CZ14 | cDXHP | SWHC046-01 | ExAnte2019 | IOU workpaper | 2019-11-06 | Cap-Tons | 1 |  |  | 420.6842 | 0 | 33.2698 | -181.7725 | 0 | 29.226 | [6 empty] | DEER:HVAC_Split-Package_HP | Annual | FALSE
Any | SWHC046Z | RtS | ex | CZ15 | cDXHP | SWHC046-01 | ExAnte2019 | IOU workpaper | 2019-11-06 | Cap-Tons | 1 |  |  | 665.6639 | 0 | 2.4953 | 65.3739 | 0 | 2.6456 | [6 empty] | DEER:HVAC_Split-Package_HP | Annual | FALSE
Any | SWHC046Z | RtS | ex | CZ16 | cDXHP | SWHC046-01 | ExAnte2019 | IOU workpaper | 2019-11-06 | Cap-Tons | 1 |  |  | -427.7252 | 0 | 136.396 | -957.5697 | 0 | 109.5832 | [6 empty] | DEER:HVAC_Split-Package_HP | Annual | FALSE
Any | SWHC046Z | SCn | ex | CZ01 | cDXHP | SWHC046-01 | ExAnte2019 | IOU workpaper | 2019-11-06 | Cap-Tons | 1 |  |  | -384.8368 | 0 | 131.4765 | -931.5662 | 0 | 119.0105 | [6 empty] | DEER:HVAC_Split-Package_HP | Annual | FALSE
Any | SWHC046Z | SCn | ex | CZ02 | cDXHP | SWHC046-01 | ExAnte2019 | IOU workpaper | 2019-11-06 | Cap-Tons | 1 |  |  | -191.7258 | 0 | 93.8266 | -671.869 | 0 | 80.4165 | [6 empty] | DEER:HVAC_Split-Package_HP | Annual | FALSE
Any | SWHC046Z | SCn | ex | CZ03 | cDXHP | SWHC046-01 | ExAnte2019 | IOU workpaper | 2019-11-06 | Cap-Tons | 1 |  |  | 68.9923 | 0 | 67.5657 | -478.9196 | 0 | 62.3409 | [6 empty] | DEER:HVAC_Split-Package_HP | Annual | FALSE
Any | SWHC046Z | SCn | ex | CZ04 | cDXHP | SWHC046-01 | ExAnte2019 | IOU workpaper | 2019-11-06 | Cap-Tons | 1 |  |  | -108.6447 | 0 | 71.5304 | -557.2447 | 0 | 62.8445 | [6 empty] | DEER:HVAC_Split-Package_HP | Annual | FALSE
Any | SWHC046Z | SCn | ex | CZ05 | cDXHP | SWHC046-01 | ExAnte2019 | IOU workpaper | 2019-11-06 | Cap-Tons | 1 |  |  | 36.5945 | 0 | 66.4463 | -474.8012 | 0 | 62.3147 | [6 empty] | DEER:HVAC_Split-Package_HP | Annual | FALSE
Any | SWHC046Z | SCn | ex | CZ06 | cDXHP | SWHC046-01 | ExAnte2019 | IOU workpaper | 2019-11-06 | Cap-Tons | 1 |  |  | 315.4647 | 0 | 35.0026 | -261.4646 | 0 | 33.6569 | [6 empty] | DEER:HVAC_Split-Package_HP | Annual | FALSE
Any | SWHC046Z | SCn | ex | CZ07 | cDXHP | SWHC046-01 | ExAnte2019 | IOU workpaper | 2019-11-06 | Cap-Tons | 1 |  |  | 371.9037 | 0 | 25.4951 | -195.6915 | 0 | 24.5834 | [6 empty] | DEER:HVAC_Split-Package_HP | Annual | FALSE
Any | SWHC046Z | SCn | ex | CZ08 | cDXHP | SWHC046-01 | ExAnte2019 | IOU workpaper | 2019-11-06 | Cap-Tons | 1 |  |  | 314.6392 | 0 | 35.6103 | -244.6765 | 0 | 33.3741 | [6 empty] | DEER:HVAC_Split-Package_HP | Annual | FALSE
Any | SWHC046Z | SCn | ex | CZ09 | cDXHP | SWHC046-01 | ExAnte2019 | IOU workpaper | 2019-11-06 | Cap-Tons | 1 |  |  | 377.9621 | 0 | 34.9112 | -240.1542 | 0 | 34.5033 | [6 empty] | DEER:HVAC_Split-Package_HP | Annual | FALSE
Any | SWHC046Z | SCn | ex | CZ10 | cDXHP | SWHC046-01 | ExAnte2019 | IOU workpaper | 2019-11-06 | Cap-Tons | 1 |  |  | 361.3495 | 0 | 38.3059 | -247.3463 | 0 | 34.5652 | [6 empty] | DEER:HVAC_Split-Package_HP | Annual | FALSE
Any | SWHC046Z | SCn | ex | CZ11 | cDXHP | SWHC046-01 | ExAnte2019 | IOU workpaper | 2019-11-06 | Cap-Tons | 1 |  |  | 145.8183 | 0 | 70.7951 | -470.161 | 0 | 65.8937 | [6 empty] | DEER:HVAC_Split-Package_HP | Annual | FALSE
Any | SWHC046Z | SCn | ex | CZ12 | cDXHP | SWHC046-01 | ExAnte2019 | IOU workpaper | 2019-11-06 | Cap-Tons | 1 |  |  | 69.547 | 0 | 78.6307 | -523.7771 | 0 | 70.8515 | [6 empty] | DEER:HVAC_Split-Package_HP | Annual | FALSE
Any | SWHC046Z | SCn | ex | CZ13 | cDXHP | SWHC046-01 | ExAnte2019 | IOU workpaper | 2019-11-06 | Cap-Tons | 1 |  |  | 220.8717 | 0 | 61.4964 | -401.105 | 0 | 56.3685 | [6 empty] | DEER:HVAC_Split-Package_HP | Annual | FALSE
Any | SWHC046Z | SCn | ex | CZ14 | cDXHP | SWHC046-01 | ExAnte2019 | IOU workpaper | 2019-11-06 | Cap-Tons | 1 |  |  | 122.2981 | 0 | 73.2413 | -498.7193 | 0 | 67.599 | [6 empty] | DEER:HVAC_Split-Package_HP | Annual | FALSE
Any | SWHC046Z | SCn | ex | CZ15 | cDXHP | SWHC046-01 | ExAnte2019 | IOU workpaper | 2019-11-06 | Cap-Tons | 1 |  |  | 655.6797 | 0 | 8.2644 | -16.2626 | 0 | 8.8141 | [6 empty] | DEER:HVAC_Split-Package_HP | Annual | FALSE
Any | SWHC046Z | SCn | ex | CZ16 | cDXHP | SWHC046-01 | ExAnte2019 | IOU workpaper | 2019-11-06 | Cap-Tons | 1 |  |  | -640.362 | 0 | 151.1708 | -1192.3791 | 0 | 135.1149 | [6 empty] | DEER:HVAC_Split-Package_HP | Annual | FALSE
Any | SWHC046AA | Asm | ex | CZ01 | cDXHP | SWHC046-01 | ExAnte2019 | IOU workpaper | 2019-11-06 | Cap-Tons | 1 |  |  | -752.9739 | 0 | 165.1862 | -1075.8228 | 0 | 154.7297 | [6 empty] | DEER:HVAC_Split-Package_HP | Annual | FALSE
Any | SWHC046AA | Asm | ex | CZ02 | cDXHP | SWHC046-01 | ExAnte2019 | IOU workpaper | 2019-11-06 | Cap-Tons | 1 |  |  | -256.6486 | 0 | 100.62 | -576.407 | 0 | 93.7418 | [6 empty] | DEER:HVAC_Split-Package_HP | Annual | FALSE
Any | SWHC046AA | Asm | ex | CZ03 | cDXHP | SWHC046-01 | ExAnte2019 | IOU workpaper | 2019-11-06 | Cap-Tons | 1 |  |  | -131.5511 | 0 | 74.4427 | -450.055 | 0 | 62.3368 | [6 empty] | DEER:HVAC_Split-Package_HP | Annual | FALSE
Any | SWHC046AA | Asm | ex | CZ04 | cDXHP | SWHC046-01 | ExAnte2019 | IOU workpaper | 2019-11-06 | Cap-Tons | 1 |  |  | -37.4911 | 0 | 67.8584 | -420.5706 | 0 | 63.9993 | [6 empty] | DEER:HVAC_Split-Package_HP | Annual | FALSE
Any | SWHC046AA | Asm | ex | CZ05 | cDXHP | SWHC046-01 | ExAnte2019 | IOU workpaper | 2019-11-06 | Cap-Tons | 1 |  |  | -129.4672 | 0 | 73.7344 | -455.3026 | 0 | 63.6624 | [6 empty] | DEER:HVAC_Split-Package_HP | Annual | FALSE
Any | SWHC046AA | Asm | ex | CZ06 | cDXHP | SWHC046-01 | ExAnte2019 | IOU workpaper | 2019-11-06 | Cap-Tons | 1 |  |  | 173.9676 | 0 | 30.8886 | -171.1901 | 0 | 24.143 | [6 empty] | DEER:HVAC_Split-Package_HP | Annual | FALSE
Any | SWHC046AA | Asm | ex | CZ07 | cDXHP | SWHC046-01 | ExAnte2019 | IOU workpaper | 2019-11-06 | Cap-Tons | 1 |  |  | 172.5855 | 0 | 23.3258 | -138.1895 | 0 | 17.8704 | [6 empty] | DEER:HVAC_Split-Package_HP | Annual | FALSE
Any | SWHC046AA | Asm | ex | CZ08 | cDXHP | SWHC046-01 | ExAnte2019 | IOU workpaper | 2019-11-06 | Cap-Tons | 1 |  |  | 206.222 | 0 | 29.2602 | -161.7225 | 0 | 24.3913 | [6 empty] | DEER:HVAC_Split-Package_HP | Annual | FALSE
Any | SWHC046AA | Asm | ex | CZ09 | cDXHP | SWHC046-01 | ExAnte2019 | IOU workpaper | 2019-11-06 | Cap-Tons | 1 |  |  | 249.3974 | 0 | 29.3259 | -139.6649 | 0 | 19.8361 | [6 empty] | DEER:HVAC_Split-Package_HP | Annual | FALSE
Any | SWHC046AA | Asm | ex | CZ10 | cDXHP | SWHC046-01 | ExAnte2019 | IOU workpaper | 2019-11-06 | Cap-Tons | 1 |  |  | 244.5074 | 0 | 36.0968 | -175.6684 | 0 | 26.4323 | [6 empty] | DEER:HVAC_Split-Package_HP | Annual | FALSE
Any | SWHC046AA | Asm | ex | CZ11 | cDXHP | SWHC046-01 | ExAnte2019 | IOU workpaper | 2019-11-06 | Cap-Tons | 1 |  |  | 132.9255 | 0 | 66.1786 | -323.9614 | 0 | 46.9503 | [6 empty] | DEER:HVAC_Split-Package_HP | Annual | FALSE
Any | SWHC046AA | Asm | ex | CZ12 | cDXHP | SWHC046-01 | ExAnte2019 | IOU workpaper | 2019-11-06 | Cap-Tons | 1 |  |  | 24.8618 | 0 | 72.6119 | -385.8245 | 0 | 55.7135 | [6 empty] | DEER:HVAC_Split-Package_HP | Annual | FALSE
Any | SWHC046AA | Asm | ex | CZ13 | cDXHP | SWHC046-01 | ExAnte2019 | IOU workpaper | 2019-11-06 | Cap-Tons | 1 |  |  | 167.4765 | 0 | 60.4795 | -291.6549 | 0 | 41.9838 | [6 empty] | DEER:HVAC_Split-Package_HP | Annual | FALSE
Any | SWHC046AA | Asm | ex | CZ14 | cDXHP | SWHC046-01 | ExAnte2019 | IOU workpaper | 2019-11-06 | Cap-Tons | 1 |  |  | 145.6114 | 0 | 64.1548 | -318.5394 | 0 | 45.1161 | [6 empty] | DEER:HVAC_Split-Package_HP | Annual | FALSE
Any | SWHC046AA | Asm | ex | CZ15 | cDXHP | SWHC046-01 | ExAnte2019 | IOU workpaper | 2019-11-06 | Cap-Tons | 1 |  |  | 547.3389 | 0 | 10.5585 | -24.1895 | 0 | 7.2331 | [6 empty] | DEER:HVAC_Split-Package_HP | Annual | FALSE
Any | SWHC046AA | Asm | ex | CZ16 | cDXHP | SWHC046-01 | ExAnte2019 | IOU workpaper | 2019-11-06 | Cap-Tons | 1 |  |  | -924.4474 | 0 | 185.0324 | -1274.7395 | 0 | 155.8883 | [6 empty] | DEER:HVAC_Split-Package_HP | Annual | FALSE
Any | SWHC046AA | Com | ex | CZ01 | cDXHP | SWHC046-01 | ExAnte2019 | IOU workpaper | 2019-11-06 | Cap-Tons | 1 |  |  | -242.4363 | 0 | 108.9076 | -651.5071 | 0 | 88.8896 | [6 empty] | DEER:HVAC_Split-Package_HP | Annual | FALSE
Any | SWHC046AA | Com | ex | CZ02 | cDXHP | SWHC046-01 | ExAnte2019 | IOU workpaper | 2019-11-06 | Cap-Tons | 1 |  |  | 48.8318 | 0 | 58.3118 | -342.4352 | 0 | 46.1928 | [6 empty] | DEER:HVAC_Split-Package_HP | Annual | FALSE
Any | SWHC046AA | Com | ex | CZ03 | cDXHP | SWHC046-01 | ExAnte2019 | IOU workpaper | 2019-11-06 | Cap-Tons | 1 |  |  | 100.2931 | 0 | 39.661 | -233.0614 | 0 | 32.5964 | [6 empty] | DEER:HVAC_Split-Package_HP | Annual | FALSE
Any | SWHC046AA | Com | ex | CZ04 | cDXHP | SWHC046-01 | ExAnte2019 | IOU workpaper | 2019-11-06 | Cap-Tons | 1 |  |  | 140.5127 | 0 | 34.6379 | -206.881 | 0 | 28.2247 | [6 empty] | DEER:HVAC_Split-Package_HP | Annual | FALSE
Any | SWHC046AA | Com | ex | CZ05 | cDXHP | SWHC046-01 | ExAnte2019 | IOU workpaper | 2019-11-06 | Cap-Tons | 1 |  |  | 70.1976 | 0 | 54.8262 | -320.2315 | 0 | 44.4716 | [6 empty] | DEER:HVAC_Split-Package_HP | Annual | FALSE
Any | SWHC046AA | Com | ex | CZ06 | cDXHP | SWHC046-01 | ExAnte2019 | IOU workpaper | 2019-11-06 | Cap-Tons | 1 |  |  | 269.0572 | 0 | 21.3905 | -121.5776 | 0 | 18.05 | [6 empty] | DEER:HVAC_Split-Package_HP | Annual | FALSE
Any | SWHC046AA | Com | ex | CZ07 | cDXHP | SWHC046-01 | ExAnte2019 | IOU workpaper | 2019-11-06 | Cap-Tons | 1 |  |  | 281.0692 | 0 | 17.0299 | -100.9851 | 0 | 15.0278 | [6 empty] | DEER:HVAC_Split-Package_HP | Annual | FALSE
Any | SWHC046AA | Com | ex | CZ08 | cDXHP | SWHC046-01 | ExAnte2019 | IOU workpaper | 2019-11-06 | Cap-Tons | 1 |  |  | 283.8337 | 0 | 20.3094 | -109.9165 | 0 | 17.3246 | [6 empty] | DEER:HVAC_Split-Package_HP | Annual | FALSE
Any | SWHC046AA | Com | ex | CZ09 | cDXHP | SWHC046-01 | ExAnte2019 | IOU workpaper | 2019-11-06 | Cap-Tons | 1 |  |  | 331.2927 | 0 | 19.7073 | -109.4489 | 0 | 16.475 | [6 empty] | DEER:HVAC_Split-Package_HP | Annual | FALSE
Any | SWHC046AA | Com | ex | CZ10 | cDXHP | SWHC046-01 | ExAnte2019 | IOU workpaper | 2019-11-06 | Cap-Tons | 1 |  |  | 288.4389 | 0 | 26.7268 | -147.8661 | 0 | 22.0327 | [6 empty] | DEER:HVAC_Split-Package_HP | Annual | FALSE
Any | SWHC046AA | Com | ex | CZ11 | cDXHP | SWHC046-01 | ExAnte2019 | IOU workpaper | 2019-11-06 | Cap-Tons | 1 |  |  | 186.458 | 0 | 49.0219 | -284.0417 | 0 | 39.9038 | [6 empty] | DEER:HVAC_Split-Package_HP | Annual | FALSE
Any | SWHC046AA | Com | ex | CZ12 | cDXHP | SWHC046-01 | ExAnte2019 | IOU workpaper | 2019-11-06 | Cap-Tons | 1 |  |  | 155.4956 | 0 | 45.7873 | -268.0408 | 0 | 37.0031 | [6 empty] | DEER:HVAC_Split-Package_HP | Annual | FALSE
Any | SWHC046AA | Com | ex | CZ13 | cDXHP | SWHC046-01 | ExAnte2019 | IOU workpaper | 2019-11-06 | Cap-Tons | 1 |  |  | 233.7545 | 0 | 40.8867 | -234.2221 | 0 | 32.9536 | [6 empty] | DEER:HVAC_Split-Package_HP | Annual | FALSE
Any | SWHC046AA | Com | ex | CZ14 | cDXHP | SWHC046-01 | ExAnte2019 | IOU workpaper | 2019-11-06 | Cap-Tons | 1 |  |  | 207.7551 | 0 | 44.5953 | -261.544 | 0 | 35.2504 | [6 empty] | DEER:HVAC_Split-Package_HP | Annual | FALSE
Any | SWHC046AA | Com | ex | CZ15 | cDXHP | SWHC046-01 | ExAnte2019 | IOU workpaper | 2019-11-06 | Cap-Tons | 1 |  |  | 563.8537 | 0 | 6.8258 | -9.6533 | 0 | 5.6552 | [6 empty] | DEER:HVAC_Split-Package_HP | Annual | FALSE
Any | SWHC046AA | Com | ex | CZ16 | cDXHP | SWHC046-01 | ExAnte2019 | IOU workpaper | 2019-11-06 | Cap-Tons | 1 |  |  | -547.3456 | 0 | 130.4065 | -929.0858 | 0 | 106.027 | [6 empty] | DEER:HVAC_Split-Package_HP | Annual | FALSE
Any | SWHC046AA | ECC | ex | CZ01 | cDXHP | SWHC046-01 | ExAnte2019 | IOU workpaper | 2019-11-06 | Cap-Tons | 1 |  |  | -96.5677 | 0 | 68.0044 | -355.943 | 0 | 48.6955 | [6 empty] | DEER:HVAC_Split-Package_HP | Annual | FALSE
Any | SWHC046AA | ECC | ex | CZ02 | cDXHP | SWHC046-01 | ExAnte2019 | IOU workpaper | 2019-11-06 | Cap-Tons | 1 |  |  | 83.7016 | 0 | 37.9542 | -188.165 | 0 | 25.5984 | [6 empty] | DEER:HVAC_Split-Package_HP | Annual | FALSE
Any | SWHC046AA | ECC | ex | CZ03 | cDXHP | SWHC046-01 | ExAnte2019 | IOU workpaper | 2019-11-06 | Cap-Tons | 1 |  |  | 98.2527 | 0 | 28.9687 | -150.1035 | 0 | 20.8845 | [6 empty] | DEER:HVAC_Split-Package_HP | Annual | FALSE
Any | SWHC046AA | ECC | ex | CZ04 | cDXHP | SWHC046-01 | ExAnte2019 | IOU workpaper | 2019-11-06 | Cap-Tons | 1 |  |  | 129.7668 | 0 | 26.1759 | -133.3407 | 0 | 18.2532 | [6 empty] | DEER:HVAC_Split-Package_HP | Annual | FALSE
Any | SWHC046AA | ECC | ex | CZ05 | cDXHP | SWHC046-01 | ExAnte2019 | IOU workpaper | 2019-11-06 | Cap-Tons | 1 |  |  | 90.379 | 0 | 29.033 | -151.27 | 0 | 20.8146 | [6 empty] | DEER:HVAC_Split-Package_HP | Annual | FALSE
Any | SWHC046AA | ECC | ex | CZ06 | cDXHP | SWHC046-01 | ExAnte2019 | IOU workpaper | 2019-11-06 | Cap-Tons | 1 |  |  | 240.3808 | 0 | 9.3762 | -35.8587 | 0 | 6.5068 | [6 empty] | DEER:HVAC_Split-Package_HP | Annual | FALSE
Any | SWHC046AA | ECC | ex | CZ07 | cDXHP | SWHC046-01 | ExAnte2019 | IOU workpaper | 2019-11-06 | Cap-Tons | 1 |  |  | 226.373 | 0 | 5.4497 | -17.3203 | 0 | 3.6729 | [6 empty] | DEER:HVAC_Split-Package_HP | Annual | FALSE
Any | SWHC046AA | ECC | ex | CZ08 | cDXHP | SWHC046-01 | ExAnte2019 | IOU workpaper | 2019-11-06 | Cap-Tons | 1 |  |  | 256.9068 | 0 | 8.5813 | -24.8076 | 0 | 5.791 | [6 empty] | DEER:HVAC_Split-Package_HP | Annual | FALSE
Any | SWHC046AA | ECC | ex | CZ09 | cDXHP | SWHC046-01 | ExAnte2019 | IOU workpaper | 2019-11-06 | Cap-Tons | 1 |  |  | 277.932 | 0 | 10.0941 | -41.3444 | 0 | 7.2408 | [6 empty] | DEER:HVAC_Split-Package_HP | Annual | FALSE
Any | SWHC046AA | ECC | ex | CZ10 | cDXHP | SWHC046-01 | ExAnte2019 | IOU workpaper | 2019-11-06 | Cap-Tons | 1 |  |  | 284.4145 | 0 | 11.6262 | -41.6017 | 0 | 7.8241 | [6 empty] | DEER:HVAC_Split-Package_HP | Annual | FALSE
Any | SWHC046AA | ECC | ex | CZ11 | cDXHP | SWHC046-01 | ExAnte2019 | IOU workpaper | 2019-11-06 | Cap-Tons | 1 |  |  | 191.5625 | 0 | 31.6669 | -152.5211 | 0 | 23.454 | [6 empty] | DEER:HVAC_Split-Package_HP | Annual | FALSE
Any | SWHC046AA | ECC | ex | CZ12 | cDXHP | SWHC046-01 | ExAnte2019 | IOU workpaper | 2019-11-06 | Cap-Tons | 1 |  |  | 148.0101 | 0 | 33.1986 | -162.2972 | 0 | 23.922 | [6 empty] | DEER:HVAC_Split-Package_HP | Annual | FALSE
Any | SWHC046AA | ECC | ex | CZ13 | cDXHP | SWHC046-01 | ExAnte2019 | IOU workpaper | 2019-11-06 | Cap-Tons | 1 |  |  | 217.1268 | 0 | 27.1826 | -127.5595 | 0 | 19.9271 | [6 empty] | DEER:HVAC_Split-Package_HP | Annual | FALSE
Any | SWHC046AA | ECC | ex | CZ14 | cDXHP | SWHC046-01 | ExAnte2019 | IOU workpaper | 2019-11-06 | Cap-Tons | 1 |  |  | 205.5679 | 0 | 28.6533 | -143.8343 | 0 | 21.0061 | [6 empty] | DEER:HVAC_Split-Package_HP | Annual | FALSE
Any | SWHC046AA | ECC | ex | CZ15 | cDXHP | SWHC046-01 | ExAnte2019 | IOU workpaper | 2019-11-06 | Cap-Tons | 1 |  |  | 448.9261 | 0 | 2.683 | 18.0933 | 0 | 1.9488 | [6 empty] | DEER:HVAC_Split-Package_HP | Annual | FALSE
Any | SWHC046AA | ECC | ex | CZ16 | cDXHP | SWHC046-01 | ExAnte2019 | IOU workpaper | 2019-11-06 | Cap-Tons | 1 |  |  | -299.3806 | 0 | 87.5876 | -577.0454 | 0 | 66.1622 | [6 empty] | DEER:HVAC_Split-Package_HP | Annual | FALSE
Any | SWHC046AA | EPr | ex | CZ01 | cDXHP | SWHC046-01 | ExAnte2019 | IOU workpaper | 2019-11-06 | Cap-Tons | 1 |  |  | -328.1551 | 0 | 87.5052 | -502.0101 | 0 | 73.0443 | [6 empty] | DEER:HVAC_Split-Package_HP | Annual | FALSE
Any | SWHC046AA | EPr | ex | CZ02 | cDXHP | SWHC046-01 | ExAnte2019 | IOU workpaper | 2019-11-06 | Cap-Tons | 1 |  |  | -103.2221 | 0 | 47.5438 | -271.2784 | 0 | 34.673 | [6 empty] | DEER:HVAC_Split-Package_HP | Annual | FALSE
Any | SWHC046AA | EPr | ex | CZ03 | cDXHP | SWHC046-01 | ExAnte2019 | IOU workpaper | 2019-11-06 | Cap-Tons | 1 |  |  | -63.2647 | 0 | 42.2165 | -230.2305 | 0 | 33.4829 | [6 empty] | DEER:HVAC_Split-Package_HP | Annual | FALSE
Any | SWHC046AA | EPr | ex | CZ04 | cDXHP | SWHC046-01 | ExAnte2019 | IOU workpaper | 2019-11-06 | Cap-Tons | 1 |  |  | -25.3213 | 0 | 33.8884 | -195.7335 | 0 | 25.0375 | [6 empty] | DEER:HVAC_Split-Package_HP | Annual | FALSE
Any | SWHC046AA | EPr | ex | CZ05 | cDXHP | SWHC046-01 | ExAnte2019 | IOU workpaper | 2019-11-06 | Cap-Tons | 1 |  |  | -81.3878 | 0 | 41.3539 | -233.4765 | 0 | 33.6022 | [6 empty] | DEER:HVAC_Split-Package_HP | Annual | FALSE
Any | SWHC046AA | EPr | ex | CZ06 | cDXHP | SWHC046-01 | ExAnte2019 | IOU workpaper | 2019-11-06 | Cap-Tons | 1 |  |  | 78.7275 | 0 | 17.1175 | -86.4125 | 0 | 12.9685 | [6 empty] | DEER:HVAC_Split-Package_HP | Annual | FALSE
Any | SWHC046AA | EPr | ex | CZ07 | cDXHP | SWHC046-01 | ExAnte2019 | IOU workpaper | 2019-11-06 | Cap-Tons | 1 |  |  | 79.9996 | 0 | 13.029 | -66.5792 | 0 | 9.4707 | [6 empty] | DEER:HVAC_Split-Package_HP | Annual | FALSE
Any | SWHC046AA | EPr | ex | CZ08 | cDXHP | SWHC046-01 | ExAnte2019 | IOU workpaper | 2019-11-06 | Cap-Tons | 1 |  |  | 105.7985 | 0 | 14.4759 | -69.716 | 0 | 10.7278 | [6 empty] | DEER:HVAC_Split-Package_HP | Annual | FALSE
Any | SWHC046AA | EPr | ex | CZ09 | cDXHP | SWHC046-01 | ExAnte2019 | IOU workpaper | 2019-11-06 | Cap-Tons | 1 |  |  | 120.0136 | 0 | 16.3635 | -89.4668 | 0 | 13.0531 | [6 empty] | DEER:HVAC_Split-Package_HP | Annual | FALSE
Any | SWHC046AA | EPr | ex | CZ10 | cDXHP | SWHC046-01 | ExAnte2019 | IOU workpaper | 2019-11-06 | Cap-Tons | 1 |  |  | 131.1995 | 0 | 16.7206 | -71.3175 | 0 | 12.3904 | [6 empty] | DEER:HVAC_Split-Package_HP | Annual | FALSE
Any | SWHC046AA | EPr | ex | CZ11 | cDXHP | SWHC046-01 | ExAnte2019 | IOU workpaper | 2019-11-06 | Cap-Tons | 1 |  |  | 8.9362 | 0 | 37.9268 | -199.3548 | 0 | 29.1757 | [6 empty] | DEER:HVAC_Split-Package_HP | Annual | FALSE
Any | SWHC046AA | EPr | ex | CZ12 | cDXHP | SWHC046-01 | ExAnte2019 | IOU workpaper | 2019-11-06 | Cap-Tons | 1 |  |  | -32.5066 | 0 | 41.0296 | -223.3936 | 0 | 30.6814 | [6 empty] | DEER:HVAC_Split-Package_HP | Annual | FALSE
Any | SWHC046AA | EPr | ex | CZ13 | cDXHP | SWHC046-01 | ExAnte2019 | IOU workpaper | 2019-11-06 | Cap-Tons | 1 |  |  | 32.3781 | 0 | 33.3074 | -175.7155 | 0 | 25.4859 | [6 empty] | DEER:HVAC_Split-Package_HP | Annual | FALSE
Any | SWHC046AA | EPr | ex | CZ14 | cDXHP | SWHC046-01 | ExAnte2019 | IOU workpaper | 2019-11-06 | Cap-Tons | 1 |  |  | 37.558 | 0 | 33.6089 | -186.5773 | 0 | 26.3116 | [6 empty] | DEER:HVAC_Split-Package_HP | Annual | FALSE
Any | SWHC046AA | EPr | ex | CZ15 | cDXHP | SWHC046-01 | ExAnte2019 | IOU workpaper | 2019-11-06 | Cap-Tons | 1 |  |  | 260.7825 | 0 | 4.358 | -7.0023 | 0 | 3.5453 | [6 empty] | DEER:HVAC_Split-Package_HP | Annual | FALSE
Any | SWHC046AA | EPr | ex | CZ16 | cDXHP | SWHC046-01 | ExAnte2019 | IOU workpaper | 2019-11-06 | Cap-Tons | 1 |  |  | -528.7474 | 0 | 106.5569 | -711.8552 | 0 | 84.5069 | [6 empty] | DEER:HVAC_Split-Package_HP | Annual | FALSE
Any | SWHC046AA | ERC | ex | CZ01 | cDXHP | SWHC046-01 | ExAnte2019 | IOU workpaper | 2019-11-06 | Cap-Tons | 1 |  |  | -616.5268 | 0 | 130.1902 | -760.7039 | 0 | 110.19 | [6 empty] | DEER:HVAC_Split-Package_HP | Annual | FALSE
Any | SWHC046AA | ERC | ex | CZ02 | cDXHP | SWHC046-01 | ExAnte2019 | IOU workpaper | 2019-11-06 | Cap-Tons | 1 |  |  | -337.216 | 0 | 81.2592 | -472.903 | 0 | 68.8517 | [6 empty] | DEER:HVAC_Split-Package_HP | Annual | FALSE
Any | SWHC046AA | ERC | ex | CZ03 | cDXHP | SWHC046-01 | ExAnte2019 | IOU workpaper | 2019-11-06 | Cap-Tons | 1 |  |  | -204.1123 | 0 | 62.3777 | -326.248 | 0 | 53.4192 | [6 empty] | DEER:HVAC_Split-Package_HP | Annual | FALSE
Any | SWHC046AA | ERC | ex | CZ04 | cDXHP | SWHC046-01 | ExAnte2019 | IOU workpaper | 2019-11-06 | Cap-Tons | 1 |  |  | -204.5275 | 0 | 57.1078 | -335.5947 | 0 | 49.5264 | [6 empty] | DEER:HVAC_Split-Package_HP | Annual | FALSE
Any | SWHC046AA | ERC | ex | CZ05 | cDXHP | SWHC046-01 | ExAnte2019 | IOU workpaper | 2019-11-06 | Cap-Tons | 1 |  |  | -279.2882 | 0 | 70.1693 | -395.2431 | 0 | 61.6431 | [6 empty] | DEER:HVAC_Split-Package_HP | Annual | FALSE
Any | SWHC046AA | ERC | ex | CZ06 | cDXHP | SWHC046-01 | ExAnte2019 | IOU workpaper | 2019-11-06 | Cap-Tons | 1 |  |  | -31.752 | 0 | 29.6069 | -150.9968 | 0 | 26.3065 | [6 empty] | DEER:HVAC_Split-Package_HP | Annual | FALSE
Any | SWHC046AA | ERC | ex | CZ07 | cDXHP | SWHC046-01 | ExAnte2019 | IOU workpaper | 2019-11-06 | Cap-Tons | 1 |  |  | 2.4078 | 0 | 19.2459 | -92.5136 | 0 | 16.3875 | [6 empty] | DEER:HVAC_Split-Package_HP | Annual | FALSE
Any | SWHC046AA | ERC | ex | CZ08 | cDXHP | SWHC046-01 | ExAnte2019 | IOU workpaper | 2019-11-06 | Cap-Tons | 1 |  |  | 3.7388 | 0 | 25.7548 | -122.3769 | 0 | 22.3748 | [6 empty] | DEER:HVAC_Split-Package_HP | Annual | FALSE
Any | SWHC046AA | ERC | ex | CZ09 | cDXHP | SWHC046-01 | ExAnte2019 | IOU workpaper | 2019-11-06 | Cap-Tons | 1 |  |  | 22.1343 | 0 | 25.3393 | -128.3 | 0 | 22.146 | [6 empty] | DEER:HVAC_Split-Package_HP | Annual | FALSE
Any | SWHC046AA | ERC | ex | CZ10 | cDXHP | SWHC046-01 | ExAnte2019 | IOU workpaper | 2019-11-06 | Cap-Tons | 1 |  |  | 0.5373 | 0 | 29.1391 | -151.516 | 0 | 25.3466 | [6 empty] | DEER:HVAC_Split-Package_HP | Annual | FALSE
Any | SWHC046AA | ERC | ex | CZ11 | cDXHP | SWHC046-01 | ExAnte2019 | IOU workpaper | 2019-11-06 | Cap-Tons | 1 |  |  | -147.9807 | 0 | 54.3288 | -310.8908 | 0 | 46.8416 | [6 empty] | DEER:HVAC_Split-Package_HP | Annual | FALSE
Any | SWHC046AA | ERC | ex | CZ12 | cDXHP | SWHC046-01 | ExAnte2019 | IOU workpaper | 2019-11-06 | Cap-Tons | 1 |  |  | -204.6131 | 0 | 61.6617 | -352.2906 | 0 | 52.7245 | [6 empty] | DEER:HVAC_Split-Package_HP | Annual | FALSE
Any | SWHC046AA | ERC | ex | CZ13 | cDXHP | SWHC046-01 | ExAnte2019 | IOU workpaper | 2019-11-06 | Cap-Tons | 1 |  |  | -109.3183 | 0 | 48.0507 | -272.1436 | 0 | 41.3822 | [6 empty] | DEER:HVAC_Split-Package_HP | Annual | FALSE
Any | SWHC046AA | ERC | ex | CZ14 | cDXHP | SWHC046-01 | ExAnte2019 | IOU workpaper | 2019-11-06 | Cap-Tons | 1 |  |  | -132.2234 | 0 | 50.0178 | -304.2908 | 0 | 43.658 | [6 empty] | DEER:HVAC_Split-Package_HP | Annual | FALSE
Any | SWHC046AA | ERC | ex | CZ15 | cDXHP | SWHC046-01 | ExAnte2019 | IOU workpaper | 2019-11-06 | Cap-Tons | 1 |  |  | 181.8474 | 0 | 7.5889 | -18.822 | 0 | 6.6956 | [6 empty] | DEER:HVAC_Split-Package_HP | Annual | FALSE
Any | SWHC046AA | ERC | ex | CZ16 | cDXHP | SWHC046-01 | ExAnte2019 | IOU workpaper | 2019-11-06 | Cap-Tons | 1 |  |  | -905.7974 | 0 | 143.9248 | -1059.8534 | 0 | 123.4207 | [6 empty] | DEER:HVAC_Split-Package_HP | Annual | FALSE
Any | SWHC046AA | ESe | ex | CZ01 | cDXHP | SWHC046-01 | ExAnte2019 | IOU workpaper | 2019-11-06 | Cap-Tons | 1 |  |  | -254.7436 | 0 | 80.1273 | -443.8177 | 0 | 62.7269 | [6 empty] | DEER:HVAC_Split-Package_HP | Annual | FALSE
Any | SWHC046AA | ESe | ex | CZ02 | cDXHP | SWHC046-01 | ExAnte2019 | IOU workpaper | 2019-11-06 | Cap-Tons | 1 |  |  | -71.8826 | 0 | 47.2619 | -261.624 | 0 | 34.0965 | [6 empty] | DEER:HVAC_Split-Package_HP | Annual | FALSE
Any | SWHC046AA | ESe | ex | CZ03 | cDXHP | SWHC046-01 | ExAnte2019 | IOU workpaper | 2019-11-06 | Cap-Tons | 1 |  |  | -2.0919 | 0 | 33.4515 | -182.1303 | 0 | 26.0715 | [6 empty] | DEER:HVAC_Split-Package_HP | Annual | FALSE
Any | SWHC046AA | ESe | ex | CZ04 | cDXHP | SWHC046-01 | ExAnte2019 | IOU workpaper | 2019-11-06 | Cap-Tons | 1 |  |  | 18.7895 | 0 | 30.2418 | -167.4959 | 0 | 22.1893 | [6 empty] | DEER:HVAC_Split-Package_HP | Annual | FALSE
Any | SWHC046AA | ESe | ex | CZ05 | cDXHP | SWHC046-01 | ExAnte2019 | IOU workpaper | 2019-11-06 | Cap-Tons | 1 |  |  | -3.4472 | 0 | 32.3342 | -178.6236 | 0 | 25.4133 | [6 empty] | DEER:HVAC_Split-Package_HP | Annual | FALSE
Any | SWHC046AA | ESe | ex | CZ06 | cDXHP | SWHC046-01 | ExAnte2019 | IOU workpaper | 2019-11-06 | Cap-Tons | 1 |  |  | 132.2499 | 0 | 13.0742 | -61.6861 | 0 | 9.5407 | [6 empty] | DEER:HVAC_Split-Package_HP | Annual | FALSE
Any | SWHC046AA | ESe | ex | CZ07 | cDXHP | SWHC046-01 | ExAnte2019 | IOU workpaper | 2019-11-06 | Cap-Tons | 1 |  |  | 135.4884 | 0 | 8.9345 | -39.086 | 0 | 6.3435 | [6 empty] | DEER:HVAC_Split-Package_HP | Annual | FALSE
Any | SWHC046AA | ESe | ex | CZ08 | cDXHP | SWHC046-01 | ExAnte2019 | IOU workpaper | 2019-11-06 | Cap-Tons | 1 |  |  | 147.903 | 0 | 12.0835 | -50.3111 | 0 | 8.7281 | [6 empty] | DEER:HVAC_Split-Package_HP | Annual | FALSE
Any | SWHC046AA | ESe | ex | CZ09 | cDXHP | SWHC046-01 | ExAnte2019 | IOU workpaper | 2019-11-06 | Cap-Tons | 1 |  |  | 157.9586 | 0 | 13.5568 | -66.3468 | 0 | 10.2491 | [6 empty] | DEER:HVAC_Split-Package_HP | Annual | FALSE
Any | SWHC046AA | ESe | ex | CZ10 | cDXHP | SWHC046-01 | ExAnte2019 | IOU workpaper | 2019-11-06 | Cap-Tons | 1 |  |  | 149.1017 | 0 | 17.2237 | -80.6671 | 0 | 12.5318 | [6 empty] | DEER:HVAC_Split-Package_HP | Annual | FALSE
Any | SWHC046AA | ESe | ex | CZ11 | cDXHP | SWHC046-01 | ExAnte2019 | IOU workpaper | 2019-11-06 | Cap-Tons | 1 |  |  | 25.1101 | 0 | 40.5054 | -212.1618 | 0 | 31.3022 | [6 empty] | DEER:HVAC_Split-Package_HP | Annual | FALSE
Any | SWHC046AA | ESe | ex | CZ12 | cDXHP | SWHC046-01 | ExAnte2019 | IOU workpaper | 2019-11-06 | Cap-Tons | 1 |  |  | -16.6603 | 0 | 42.211 | -229.4731 | 0 | 31.8856 | [6 empty] | DEER:HVAC_Split-Package_HP | Annual | FALSE
Any | SWHC046AA | ESe | ex | CZ13 | cDXHP | SWHC046-01 | ExAnte2019 | IOU workpaper | 2019-11-06 | Cap-Tons | 1 |  |  | 56.3488 | 0 | 34.8774 | -180.7224 | 0 | 26.7312 | [6 empty] | DEER:HVAC_Split-Package_HP | Annual | FALSE
Any | SWHC046AA | ESe | ex | CZ14 | cDXHP | SWHC046-01 | ExAnte2019 | IOU workpaper | 2019-11-06 | Cap-Tons | 1 |  |  | 44.3477 | 0 | 36.3587 | -199.5658 | 0 | 28.0487 | [6 empty] | DEER:HVAC_Split-Package_HP | Annual | FALSE
Any | SWHC046AA | ESe | ex | CZ15 | cDXHP | SWHC046-01 | ExAnte2019 | IOU workpaper | 2019-11-06 | Cap-Tons | 1 |  |  | 286.0965 | 0 | 4.7462 | -5.1874 | 0 | 3.7009 | [6 empty] | DEER:HVAC_Split-Package_HP | Annual | FALSE
Any | SWHC046AA | ESe | ex | CZ16 | cDXHP | SWHC046-01 | ExAnte2019 | IOU workpaper | 2019-11-06 | Cap-Tons | 1 |  |  | -466.4093 | 0 | 97.5708 | -665.6207 | 0 | 76.8982 | [6 empty] | DEER:HVAC_Split-Package_HP | Annual | FALSE
Any | SWHC046AA | EUn | ex | CZ01 | cDXHP | SWHC046-01 | ExAnte2019 | IOU workpaper | 2019-11-06 | Cap-Tons | 1 |  |  | -177.0003 | 0 | 85.1494 | -486.6638 | 0 | 70.0776 | [6 empty] | DEER:HVAC_Split-Package_HP | Annual | FALSE
Any | SWHC046AA | EUn | ex | CZ02 | cDXHP | SWHC046-01 | ExAnte2019 | IOU workpaper | 2019-11-06 | Cap-Tons | 1 |  |  | 31.1946 | 0 | 53.0085 | -287.6084 | 0 | 40.3197 | [6 empty] | DEER:HVAC_Split-Package_HP | Annual | FALSE
Any | SWHC046AA | EUn | ex | CZ03 | cDXHP | SWHC046-01 | ExAnte2019 | IOU workpaper | 2019-11-06 | Cap-Tons | 1 |  |  | 61.0457 | 0 | 42.1639 | -234.1531 | 0 | 34.8283 | [6 empty] | DEER:HVAC_Split-Package_HP | Annual | FALSE
Any | SWHC046AA | EUn | ex | CZ04 | cDXHP | SWHC046-01 | ExAnte2019 | IOU workpaper | 2019-11-06 | Cap-Tons | 1 |  |  | 92.9192 | 0 | 38.6966 | -219.2898 | 0 | 30.482 | [6 empty] | DEER:HVAC_Split-Package_HP | Annual | FALSE
Any | SWHC046AA | EUn | ex | CZ05 | cDXHP | SWHC046-01 | ExAnte2019 | IOU workpaper | 2019-11-06 | Cap-Tons | 1 |  |  | 40.7679 | 0 | 43.297 | -240.3062 | 0 | 35.9621 | [6 empty] | DEER:HVAC_Split-Package_HP | Annual | FALSE
Any | SWHC046AA | EUn | ex | CZ06 | cDXHP | SWHC046-01 | ExAnte2019 | IOU workpaper | 2019-11-06 | Cap-Tons | 1 |  |  | 242.7444 | 0 | 17.8795 | -87.1417 | 0 | 14.1231 | [6 empty] | DEER:HVAC_Split-Package_HP | Annual | FALSE
Any | SWHC046AA | EUn | ex | CZ07 | cDXHP | SWHC046-01 | ExAnte2019 | IOU workpaper | 2019-11-06 | Cap-Tons | 1 |  |  | 233.7062 | 0 | 12.6754 | -61.6159 | 0 | 9.8936 | [6 empty] | DEER:HVAC_Split-Package_HP | Annual | FALSE
Any | SWHC046AA | EUn | ex | CZ08 | cDXHP | SWHC046-01 | ExAnte2019 | IOU workpaper | 2019-11-06 | Cap-Tons | 1 |  |  | 263.881 | 0 | 17.2027 | -74.8082 | 0 | 13.3477 | [6 empty] | DEER:HVAC_Split-Package_HP | Annual | FALSE
Any | SWHC046AA | EUn | ex | CZ09 | cDXHP | SWHC046-01 | ExAnte2019 | IOU workpaper | 2019-11-06 | Cap-Tons | 1 |  |  | 288.936 | 0 | 18.2215 | -88.0486 | 0 | 14.1713 | [6 empty] | DEER:HVAC_Split-Package_HP | Annual | FALSE
Any | SWHC046AA | EUn | ex | CZ10 | cDXHP | SWHC046-01 | ExAnte2019 | IOU workpaper | 2019-11-06 | Cap-Tons | 1 |  |  | 300.0943 | 0 | 19.5843 | -85.3928 | 0 | 14.4735 | [6 empty] | DEER:HVAC_Split-Package_HP | Annual | FALSE
Any | SWHC046AA | EUn | ex | CZ11 | cDXHP | SWHC046-01 | ExAnte2019 | IOU workpaper | 2019-11-06 | Cap-Tons | 1 |  |  | 199.9998 | 0 | 41.1938 | -206.8044 | 0 | 32.0582 | [6 empty] | DEER:HVAC_Split-Package_HP | Annual | FALSE
Any | SWHC046AA | EUn | ex | CZ12 | cDXHP | SWHC046-01 | ExAnte2019 | IOU workpaper | 2019-11-06 | Cap-Tons | 1 |  |  | 138.8831 | 0 | 44.3082 | -227.4811 | 0 | 34.3967 | [6 empty] | DEER:HVAC_Split-Package_HP | Annual | FALSE
Any | SWHC046AA | EUn | ex | CZ13 | cDXHP | SWHC046-01 | ExAnte2019 | IOU workpaper | 2019-11-06 | Cap-Tons | 1 |  |  | 232.2114 | 0 | 35.5453 | -174.4844 | 0 | 27.2321 | [6 empty] | DEER:HVAC_Split-Package_HP | Annual | FALSE
Any | SWHC046AA | EUn | ex | CZ14 | cDXHP | SWHC046-01 | ExAnte2019 | IOU workpaper | 2019-11-06 | Cap-Tons | 1 |  |  | 210.7253 | 0 | 38.6585 | -199.761 | 0 | 29.5124 | [6 empty] | DEER:HVAC_Split-Package_HP | Annual | FALSE
Any | SWHC046AA | EUn | ex | CZ15 | cDXHP | SWHC046-01 | ExAnte2019 | IOU workpaper | 2019-11-06 | Cap-Tons | 1 |  |  | 509.8991 | 0 | 5.3791 | 3.2317 | 0 | 4.2406 | [6 empty] | DEER:HVAC_Split-Package_HP | Annual | FALSE
Any | SWHC046AA | EUn | ex | CZ16 | cDXHP | SWHC046-01 | ExAnte2019 | IOU workpaper | 2019-11-06 | Cap-Tons | 1 |  |  | -382.7582 | 0 | 103.931 | -705.4932 | 0 | 83.1046 | [6 empty] | DEER:HVAC_Split-Package_HP | Annual | FALSE
Any | SWHC046AA | Gro | ex | CZ01 | cDXHP | SWHC046-01 | ExAnte2019 | IOU workpaper | 2019-11-06 | Cap-Tons | 1 |  |  | -1940.4109 | 0 | 498.6997 | -3081.3985 | 0 | 433.0788 | [6 empty] | DEER:HVAC_Split-Package_HP | Annual | FALSE
Any | SWHC046AA | Gro | ex | CZ02 | cDXHP | SWHC046-01 | ExAnte2019 | IOU workpaper | 2019-11-06 | Cap-Tons | 1 |  |  | -459.6961 | 0 | 166.9628 | -1228.9047 | 0 | 148.339 | [6 empty] | DEER:HVAC_Split-Package_HP | Annual | FALSE
Any | SWHC046AA | Gro | ex | CZ03 | cDXHP | SWHC046-01 | ExAnte2019 | IOU workpaper | 2019-11-06 | Cap-Tons | 1 |  |  | -455.4285 | 0 | 217.0709 | -1379.8395 | 0 | 198.2532 | [6 empty] | DEER:HVAC_Split-Package_HP | Annual | FALSE
Any | SWHC046AA | Gro | ex | CZ04 | cDXHP | SWHC046-01 | ExAnte2019 | IOU workpaper | 2019-11-06 | Cap-Tons | 1 |  |  | -276.3106 | 0 | 145.9138 | -1047.4989 | 0 | 133.0212 | [6 empty] | DEER:HVAC_Split-Package_HP | Annual | FALSE
Any | SWHC046AA | Gro | ex | CZ05 | cDXHP | SWHC046-01 | ExAnte2019 | IOU workpaper | 2019-11-06 | Cap-Tons | 1 |  |  | -645.9504 | 0 | 258.5784 | -1649.4772 | 0 | 233.5836 | [6 empty] | DEER:HVAC_Split-Package_HP | Annual | FALSE
Any | SWHC046AA | Gro | ex | CZ06 | cDXHP | SWHC046-01 | ExAnte2019 | IOU workpaper | 2019-11-06 | Cap-Tons | 1 |  |  | 54.9097 | 0 | 93.3525 | -750.2568 | 0 | 93.8253 | [6 empty] | DEER:HVAC_Split-Package_HP | Annual | FALSE
Any | SWHC046AA | Gro | ex | CZ07 | cDXHP | SWHC046-01 | ExAnte2019 | IOU workpaper | 2019-11-06 | Cap-Tons | 1 |  |  | 227.8912 | 0 | 104.8152 | -774.9558 | 0 | 107.1506 | [6 empty] | DEER:HVAC_Split-Package_HP | Annual | FALSE
Any | SWHC046AA | Gro | ex | CZ08 | cDXHP | SWHC046-01 | ExAnte2019 | IOU workpaper | 2019-11-06 | Cap-Tons | 1 |  |  | 169.3229 | 0 | 77.3451 | -616.4272 | 0 | 76.7267 | [6 empty] | DEER:HVAC_Split-Package_HP | Annual | FALSE
Any | SWHC046AA | Gro | ex | CZ09 | cDXHP | SWHC046-01 | ExAnte2019 | IOU workpaper | 2019-11-06 | Cap-Tons | 1 |  |  | 195.7836 | 0 | 69.3385 | -605.3593 | 0 | 69.9341 | [6 empty] | DEER:HVAC_Split-Package_HP | Annual | FALSE
Any | SWHC046AA | Gro | ex | CZ10 | cDXHP | SWHC046-01 | ExAnte2019 | IOU workpaper | 2019-11-06 | Cap-Tons | 1 |  |  | 177.6651 | 0 | 78.3937 | -647.5727 | 0 | 75.4472 | [6 empty] | DEER:HVAC_Split-Package_HP | Annual | FALSE
Any | SWHC046AA | Gro | ex | CZ11 | cDXHP | SWHC046-01 | ExAnte2019 | IOU workpaper | 2019-11-06 | Cap-Tons | 1 |  |  | -92.9043 | 0 | 116.2667 | -920.0678 | 0 | 106.5647 | [6 empty] | DEER:HVAC_Split-Package_HP | Annual | FALSE
Any | SWHC046AA | Gro | ex | CZ12 | cDXHP | SWHC046-01 | ExAnte2019 | IOU workpaper | 2019-11-06 | Cap-Tons | 1 |  |  | -132.7133 | 0 | 111.9752 | -933.3518 | 0 | 103.7323 | [6 empty] | DEER:HVAC_Split-Package_HP | Annual | FALSE
Any | SWHC046AA | Gro | ex | CZ13 | cDXHP | SWHC046-01 | ExAnte2019 | IOU workpaper | 2019-11-06 | Cap-Tons | 1 |  |  | 28.5272 | 0 | 101.5605 | -822.9368 | 0 | 93.4344 | [6 empty] | DEER:HVAC_Split-Package_HP | Annual | FALSE
Any | SWHC046AA | Gro | ex | CZ14 | cDXHP | SWHC046-01 | ExAnte2019 | IOU workpaper | 2019-11-06 | Cap-Tons | 1 |  |  | -58.9115 | 0 | 107.2807 | -895.7778 | 0 | 98.4901 | [6 empty] | DEER:HVAC_Split-Package_HP | Annual | FALSE
Any | SWHC046AA | Gro | ex | CZ15 | cDXHP | SWHC046-01 | ExAnte2019 | IOU workpaper | 2019-11-06 | Cap-Tons | 1 |  |  | 689.0211 | 0 | 23.5178 | -248.9684 | 0 | 26.7272 | [6 empty] | DEER:HVAC_Split-Package_HP | Annual | FALSE
Any | SWHC046AA | Gro | ex | CZ16 | cDXHP | SWHC046-01 | ExAnte2019 | IOU workpaper | 2019-11-06 | Cap-Tons | 1 |  |  | -2022.789 | 0 | 355.5057 | -2983.4392 | 0 | 311.2109 | [6 empty] | DEER:HVAC_Split-Package_HP | Annual | FALSE
Any | SWHC046AA | Hsp | ex | CZ01 | cDXHP | SWHC046-01 | ExAnte2019 | IOU workpaper | 2019-11-06 | Cap-Tons | 1 |  |  | 355.4743 | 0 | 70.7311 | -397.5054 | 0 | 45.4195 | [6 empty] | DEER:HVAC_Split-Package_HP | Annual | FALSE
Any | SWHC046AA | Hsp | ex | CZ02 | cDXHP | SWHC046-01 | ExAnte2019 | IOU workpaper | 2019-11-06 | Cap-Tons | 1 |  |  | 537.8031 | 0 | 45.9755 | -241.6692 | 0 | 28.8291 | [6 empty] | DEER:HVAC_Split-Package_HP | Annual | FALSE
Any | SWHC046AA | Hsp | ex | CZ03 | cDXHP | SWHC046-01 | ExAnte2019 | IOU workpaper | 2019-11-06 | Cap-Tons | 1 |  |  | 550.9922 | 0 | 33.3436 | -184.2666 | 0 | 21.8097 | [6 empty] | DEER:HVAC_Split-Package_HP | Annual | FALSE
Any | SWHC046AA | Hsp | ex | CZ04 | cDXHP | SWHC046-01 | ExAnte2019 | IOU workpaper | 2019-11-06 | Cap-Tons | 1 |  |  | 589.9618 | 0 | 34.0745 | -181.4635 | 0 | 21.7356 | [6 empty] | DEER:HVAC_Split-Package_HP | Annual | FALSE
Any | SWHC046AA | Hsp | ex | CZ05 | cDXHP | SWHC046-01 | ExAnte2019 | IOU workpaper | 2019-11-06 | Cap-Tons | 1 |  |  | 526.226 | 0 | 37.6952 | -199.1459 | 0 | 23.2995 | [6 empty] | DEER:HVAC_Split-Package_HP | Annual | FALSE
Any | SWHC046AA | Hsp | ex | CZ06 | cDXHP | SWHC046-01 | ExAnte2019 | IOU workpaper | 2019-11-06 | Cap-Tons | 1 |  |  | 702.9542 | 0 | 15.8174 | -72.3674 | 0 | 10.0851 | [6 empty] | DEER:HVAC_Split-Package_HP | Annual | FALSE
Any | SWHC046AA | Hsp | ex | CZ07 | cDXHP | SWHC046-01 | ExAnte2019 | IOU workpaper | 2019-11-06 | Cap-Tons | 1 |  |  | 712.2113 | 0 | 6.4923 | -25.4348 | 0 | 4.3186 | [6 empty] | DEER:HVAC_Split-Package_HP | Annual | FALSE
Any | SWHC046AA | Hsp | ex | CZ08 | cDXHP | SWHC046-01 | ExAnte2019 | IOU workpaper | 2019-11-06 | Cap-Tons | 1 |  |  | 749.2633 | 0 | 11.7674 | -45.3052 | 0 | 7.587 | [6 empty] | DEER:HVAC_Split-Package_HP | Annual | FALSE
Any | SWHC046AA | Hsp | ex | CZ09 | cDXHP | SWHC046-01 | ExAnte2019 | IOU workpaper | 2019-11-06 | Cap-Tons | 1 |  |  | 743.014 | 0 | 16.5796 | -71.094 | 0 | 10.6498 | [6 empty] | DEER:HVAC_Split-Package_HP | Annual | FALSE
Any | SWHC046AA | Hsp | ex | CZ10 | cDXHP | SWHC046-01 | ExAnte2019 | IOU workpaper | 2019-11-06 | Cap-Tons | 1 |  |  | 759.928 | 0 | 20.3993 | -85.0974 | 0 | 12.5185 | [6 empty] | DEER:HVAC_Split-Package_HP | Annual | FALSE
Any | SWHC046AA | Hsp | ex | CZ11 | cDXHP | SWHC046-01 | ExAnte2019 | IOU workpaper | 2019-11-06 | Cap-Tons | 1 |  |  | 628.8518 | 0 | 45.3031 | -227.7232 | 0 | 29.9311 | [6 empty] | DEER:HVAC_Split-Package_HP | Annual | FALSE
Any | SWHC046AA | Hsp | ex | CZ12 | cDXHP | SWHC046-01 | ExAnte2019 | IOU workpaper | 2019-11-06 | Cap-Tons | 1 |  |  | 603.2988 | 0 | 42.417 | -220.7848 | 0 | 27.9848 | [6 empty] | DEER:HVAC_Split-Package_HP | Annual | FALSE
Any | SWHC046AA | Hsp | ex | CZ13 | cDXHP | SWHC046-01 | ExAnte2019 | IOU workpaper | 2019-11-06 | Cap-Tons | 1 |  |  | 671.6959 | 0 | 39.8061 | -196.5894 | 0 | 26.101 | [6 empty] | DEER:HVAC_Split-Package_HP | Annual | FALSE
Any | SWHC046AA | Hsp | ex | CZ14 | cDXHP | SWHC046-01 | ExAnte2019 | IOU workpaper | 2019-11-06 | Cap-Tons | 1 |  |  | 593.3762 | 0 | 50.8561 | -259.8567 | 0 | 33.0552 | [6 empty] | DEER:HVAC_Split-Package_HP | Annual | FALSE
Any | SWHC046AA | Hsp | ex | CZ15 | cDXHP | SWHC046-01 | ExAnte2019 | IOU workpaper | 2019-11-06 | Cap-Tons | 1 |  |  | 959.5193 | 0 | 7.2066 | 11.4694 | 0 | 4.4925 | [6 empty] | DEER:HVAC_Split-Package_HP | Annual | FALSE
Any | SWHC046AA | Hsp | ex | CZ16 | cDXHP | SWHC046-01 | ExAnte2019 | IOU workpaper | 2019-11-06 | Cap-Tons | 1 |  |  | 50.5566 | 0 | 114.8814 | -700.814 | 0 | 78.3639 | [6 empty] | DEER:HVAC_Split-Package_HP | Annual | FALSE
Any | SWHC046AA | Htl | ex | CZ01 | cDXHP | SWHC046-01 | ExAnte2019 | IOU workpaper | 2019-11-06 | Cap-Tons | 1 |  |  | -758.5683 | 0 | 213.9277 | -1349.6358 | 0 | 187.7433 | [6 empty] | DEER:HVAC_Split-Package_HP | Annual | FALSE
Any | SWHC046AA | Htl | ex | CZ02 | cDXHP | SWHC046-01 | ExAnte2019 | IOU workpaper | 2019-11-06 | Cap-Tons | 1 |  |  | -300.9357 | 0 | 131.6374 | -834.5329 | 0 | 105.4776 | [6 empty] | DEER:HVAC_Split-Package_HP | Annual | FALSE
Any | SWHC046AA | Htl | ex | CZ03 | cDXHP | SWHC046-01 | ExAnte2019 | IOU workpaper | 2019-11-06 | Cap-Tons | 1 |  |  | -156.5921 | 0 | 115.134 | -719.7627 | 0 | 102.2811 | [6 empty] | DEER:HVAC_Split-Package_HP | Annual | FALSE
Any | SWHC046AA | Htl | ex | CZ04 | cDXHP | SWHC046-01 | ExAnte2019 | IOU workpaper | 2019-11-06 | Cap-Tons | 1 |  |  | -122.4804 | 0 | 94.493 | -645.1524 | 0 | 76.0346 | [6 empty] | DEER:HVAC_Split-Package_HP | Annual | FALSE
Any | SWHC046AA | Htl | ex | CZ05 | cDXHP | SWHC046-01 | ExAnte2019 | IOU workpaper | 2019-11-06 | Cap-Tons | 1 |  |  | -266.8659 | 0 | 124.4552 | -761.7879 | 0 | 107.543 | [6 empty] | DEER:HVAC_Split-Package_HP | Annual | FALSE
Any | SWHC046AA | Htl | ex | CZ06 | cDXHP | SWHC046-01 | ExAnte2019 | IOU workpaper | 2019-11-06 | Cap-Tons | 1 |  |  | 219.0181 | 0 | 56.2671 | -344.4175 | 0 | 48.6508 | [6 empty] | DEER:HVAC_Split-Package_HP | Annual | FALSE
Any | SWHC046AA | Htl | ex | CZ07 | cDXHP | SWHC046-01 | ExAnte2019 | IOU workpaper | 2019-11-06 | Cap-Tons | 1 |  |  | 270.1588 | 0 | 38.3454 | -254.1377 | 0 | 33.8329 | [6 empty] | DEER:HVAC_Split-Package_HP | Annual | FALSE
Any | SWHC046AA | Htl | ex | CZ08 | cDXHP | SWHC046-01 | ExAnte2019 | IOU workpaper | 2019-11-06 | Cap-Tons | 1 |  |  | 331.6059 | 0 | 45.8624 | -254.4776 | 0 | 36.7589 | [6 empty] | DEER:HVAC_Split-Package_HP | Annual | FALSE
Any | SWHC046AA | Htl | ex | CZ09 | cDXHP | SWHC046-01 | ExAnte2019 | IOU workpaper | 2019-11-06 | Cap-Tons | 1 |  |  | 323.2263 | 0 | 50.652 | -300.2643 | 0 | 41.7389 | [6 empty] | DEER:HVAC_Split-Package_HP | Annual | FALSE
Any | SWHC046AA | Htl | ex | CZ10 | cDXHP | SWHC046-01 | ExAnte2019 | IOU workpaper | 2019-11-06 | Cap-Tons | 1 |  |  | 315.8364 | 0 | 59.1159 | -325.0599 | 0 | 47.2689 | [6 empty] | DEER:HVAC_Split-Package_HP | Annual | FALSE
Any | SWHC046AA | Htl | ex | CZ11 | cDXHP | SWHC046-01 | ExAnte2019 | IOU workpaper | 2019-11-06 | Cap-Tons | 1 |  |  | 98.3672 | 0 | 100.6202 | -571.2608 | 0 | 83.0016 | [6 empty] | DEER:HVAC_Split-Package_HP | Annual | FALSE
Any | SWHC046AA | Htl | ex | CZ12 | cDXHP | SWHC046-01 | ExAnte2019 | IOU workpaper | 2019-11-06 | Cap-Tons | 1 |  |  | 9.8296 | 0 | 106.5357 | -613.7041 | 0 | 86.5399 | [6 empty] | DEER:HVAC_Split-Package_HP | Annual | FALSE
Any | SWHC046AA | Htl | ex | CZ13 | cDXHP | SWHC046-01 | ExAnte2019 | IOU workpaper | 2019-11-06 | Cap-Tons | 1 |  |  | 161.1881 | 0 | 89.6339 | -510.4116 | 0 | 73.7062 | [6 empty] | DEER:HVAC_Split-Package_HP | Annual | FALSE
Any | SWHC046AA | Htl | ex | CZ14 | cDXHP | SWHC046-01 | ExAnte2019 | IOU workpaper | 2019-11-06 | Cap-Tons | 1 |  |  | 54.4039 | 0 | 104.0214 | -614.0421 | 0 | 85.8162 | [6 empty] | DEER:HVAC_Split-Package_HP | Annual | FALSE
Any | SWHC046AA | Htl | ex | CZ15 | cDXHP | SWHC046-01 | ExAnte2019 | IOU workpaper | 2019-11-06 | Cap-Tons | 1 |  |  | 727.6563 | 0 | 19.9024 | -97.6853 | 0 | 17.9051 | [6 empty] | DEER:HVAC_Split-Package_HP | Annual | FALSE
Any | SWHC046AA | Htl | ex | CZ16 | cDXHP | SWHC046-01 | ExAnte2019 | IOU workpaper | 2019-11-06 | Cap-Tons | 1 |  |  | -1197.6216 | 0 | 234.5768 | -1796.977 | 0 | 204.4398 | [6 empty] | DEER:HVAC_Split-Package_HP | Annual | FALSE
Any | SWHC046AA | MBT | ex | CZ01 | cDXHP | SWHC046-01 | ExAnte2019 | IOU workpaper | 2019-11-06 | Cap-Tons | 1 |  |  | -88.2184 | 0 | 56.6708 | -313.2554 | 0 | 44.9865 | [6 empty] | DEER:HVAC_Split-Package_HP | Annual | FALSE
Any | SWHC046AA | MBT | ex | CZ02 | cDXHP | SWHC046-01 | ExAnte2019 | IOU workpaper | 2019-11-06 | Cap-Tons | 1 |  |  | 103.2132 | 0 | 31.3183 | -156.5125 | 0 | 23.185 | [6 empty] | DEER:HVAC_Split-Package_HP | Annual | FALSE
Any | SWHC046AA | MBT | ex | CZ03 | cDXHP | SWHC046-01 | ExAnte2019 | IOU workpaper | 2019-11-06 | Cap-Tons | 1 |  |  | 99.8341 | 0 | 26.3635 | -140.1551 | 0 | 21.2771 | [6 empty] | DEER:HVAC_Split-Package_HP | Annual | FALSE
Any | SWHC046AA | MBT | ex | CZ04 | cDXHP | SWHC046-01 | ExAnte2019 | IOU workpaper | 2019-11-06 | Cap-Tons | 1 |  |  | 147.0507 | 0 | 21.3719 | -103.3466 | 0 | 16.0587 | [6 empty] | DEER:HVAC_Split-Package_HP | Annual | FALSE
Any | SWHC046AA | MBT | ex | CZ05 | cDXHP | SWHC046-01 | ExAnte2019 | IOU workpaper | 2019-11-06 | Cap-Tons | 1 |  |  | 84.0418 | 0 | 26.8734 | -144.04 | 0 | 21.2422 | [6 empty] | DEER:HVAC_Split-Package_HP | Annual | FALSE
Any | SWHC046AA | MBT | ex | CZ06 | cDXHP | SWHC046-01 | ExAnte2019 | IOU workpaper | 2019-11-06 | Cap-Tons | 1 |  |  | 226.916 | 0 | 11.5264 | -47.3042 | 0 | 8.9229 | [6 empty] | DEER:HVAC_Split-Package_HP | Annual | FALSE
Any | SWHC046AA | MBT | ex | CZ07 | cDXHP | SWHC046-01 | ExAnte2019 | IOU workpaper | 2019-11-06 | Cap-Tons | 1 |  |  | 209.3935 | 0 | 8.1941 | -33.0704 | 0 | 6.2076 | [6 empty] | DEER:HVAC_Split-Package_HP | Annual | FALSE
Any | SWHC046AA | MBT | ex | CZ08 | cDXHP | SWHC046-01 | ExAnte2019 | IOU workpaper | 2019-11-06 | Cap-Tons | 1 |  |  | 258.7246 | 0 | 10.1407 | -37.6732 | 0 | 7.7425 | [6 empty] | DEER:HVAC_Split-Package_HP | Annual | FALSE
Any | SWHC046AA | MBT | ex | CZ09 | cDXHP | SWHC046-01 | ExAnte2019 | IOU workpaper | 2019-11-06 | Cap-Tons | 1 |  |  | 287.1294 | 0 | 11.9689 | -45.9082 | 0 | 8.362 | [6 empty] | DEER:HVAC_Split-Package_HP | Annual | FALSE
Any | SWHC046AA | MBT | ex | CZ10 | cDXHP | SWHC046-01 | ExAnte2019 | IOU workpaper | 2019-11-06 | Cap-Tons | 1 |  |  | 288.9772 | 0 | 12.3246 | -42.2158 | 0 | 8.5696 | [6 empty] | DEER:HVAC_Split-Package_HP | Annual | FALSE
Any | SWHC046AA | MBT | ex | CZ11 | cDXHP | SWHC046-01 | ExAnte2019 | IOU workpaper | 2019-11-06 | Cap-Tons | 1 |  |  | 245.0965 | 0 | 24.5241 | -109.0863 | 0 | 17.784 | [6 empty] | DEER:HVAC_Split-Package_HP | Annual | FALSE
Any | SWHC046AA | MBT | ex | CZ12 | cDXHP | SWHC046-01 | ExAnte2019 | IOU workpaper | 2019-11-06 | Cap-Tons | 1 |  |  | 196.8665 | 0 | 26.1403 | -126.8885 | 0 | 19.2498 | [6 empty] | DEER:HVAC_Split-Package_HP | Annual | FALSE
Any | SWHC046AA | MBT | ex | CZ13 | cDXHP | SWHC046-01 | ExAnte2019 | IOU workpaper | 2019-11-06 | Cap-Tons | 1 |  |  | 260.7599 | 0 | 22.1766 | -96.7809 | 0 | 15.8512 | [6 empty] | DEER:HVAC_Split-Package_HP | Annual | FALSE
Any | SWHC046AA | MBT | ex | CZ14 | cDXHP | SWHC046-01 | ExAnte2019 | IOU workpaper | 2019-11-06 | Cap-Tons | 1 |  |  | 241.8684 | 0 | 25.4715 | -117.3449 | 0 | 18.3007 | [6 empty] | DEER:HVAC_Split-Package_HP | Annual | FALSE
Any | SWHC046AA | MBT | ex | CZ15 | cDXHP | SWHC046-01 | ExAnte2019 | IOU workpaper | 2019-11-06 | Cap-Tons | 1 |  |  | 444.6508 | 0 | 3.5754 | 12.1762 | 0 | 2.4316 | [6 empty] | DEER:HVAC_Split-Package_HP | Annual | FALSE
Any | SWHC046AA | MBT | ex | CZ16 | cDXHP | SWHC046-01 | ExAnte2019 | IOU workpaper | 2019-11-06 | Cap-Tons | 1 |  |  | -218.5732 | 0 | 74.6573 | -505.4166 | 0 | 58.644 | [6 empty] | DEER:HVAC_Split-Package_HP | Annual | FALSE
Any | SWHC046AA | MLI | ex | CZ01 | cDXHP | SWHC046-01 | ExAnte2019 | IOU workpaper | 2019-11-06 | Cap-Tons | 1 |  |  | -375.3747 | 0 | 85.2439 | -632.3892 | 0 | 76.4701 | [6 empty] | DEER:HVAC_Split-Package_HP | Annual | FALSE
Any | SWHC046AA | MLI | ex | CZ02 | cDXHP | SWHC046-01 | ExAnte2019 | IOU workpaper | 2019-11-06 | Cap-Tons | 1 |  |  | -88.2576 | 0 | 53.4407 | -380.5111 | 0 | 47.0928 | [6 empty] | DEER:HVAC_Split-Package_HP | Annual | FALSE
Any | SWHC046AA | MLI | ex | CZ03 | cDXHP | SWHC046-01 | ExAnte2019 | IOU workpaper | 2019-11-06 | Cap-Tons | 1 |  |  | -40.4477 | 0 | 43.0572 | -309.2946 | 0 | 39.2945 | [6 empty] | DEER:HVAC_Split-Package_HP | Annual | FALSE
Any | SWHC046AA | MLI | ex | CZ04 | cDXHP | SWHC046-01 | ExAnte2019 | IOU workpaper | 2019-11-06 | Cap-Tons | 1 |  |  | -14.2035 | 0 | 39.4363 | -300.5622 | 0 | 35.4327 | [6 empty] | DEER:HVAC_Split-Package_HP | Annual | FALSE
Any | SWHC046AA | MLI | ex | CZ05 | cDXHP | SWHC046-01 | ExAnte2019 | IOU workpaper | 2019-11-06 | Cap-Tons | 1 |  |  | -76.9501 | 0 | 47.0937 | -344.9062 | 0 | 42.9187 | [6 empty] | DEER:HVAC_Split-Package_HP | Annual | FALSE
Any | SWHC046AA | MLI | ex | CZ06 | cDXHP | SWHC046-01 | ExAnte2019 | IOU workpaper | 2019-11-06 | Cap-Tons | 1 |  |  | 159.7272 | 0 | 21.0378 | -149.3131 | 0 | 19.8727 | [6 empty] | DEER:HVAC_Split-Package_HP | Annual | FALSE
Any | SWHC046AA | MLI | ex | CZ07 | cDXHP | SWHC046-01 | ExAnte2019 | IOU workpaper | 2019-11-06 | Cap-Tons | 1 |  |  | 194.3148 | 0 | 13.4738 | -97.1802 | 0 | 12.7535 | [6 empty] | DEER:HVAC_Split-Package_HP | Annual | FALSE
Any | SWHC046AA | MLI | ex | CZ08 | cDXHP | SWHC046-01 | ExAnte2019 | IOU workpaper | 2019-11-06 | Cap-Tons | 1 |  |  | 217.3391 | 0 | 19.5146 | -113.4233 | 0 | 18.0787 | [6 empty] | DEER:HVAC_Split-Package_HP | Annual | FALSE
Any | SWHC046AA | MLI | ex | CZ09 | cDXHP | SWHC046-01 | ExAnte2019 | IOU workpaper | 2019-11-06 | Cap-Tons | 1 |  |  | 230.6393 | 0 | 20.7838 | -124.3629 | 0 | 19.5929 | [6 empty] | DEER:HVAC_Split-Package_HP | Annual | FALSE
Any | SWHC046AA | MLI | ex | CZ10 | cDXHP | SWHC046-01 | ExAnte2019 | IOU workpaper | 2019-11-06 | Cap-Tons | 1 |  |  | 224.7751 | 0 | 21.4038 | -129.6273 | 0 | 19.6893 | [6 empty] | DEER:HVAC_Split-Package_HP | Annual | FALSE
Any | SWHC046AA | MLI | ex | CZ11 | cDXHP | SWHC046-01 | ExAnte2019 | IOU workpaper | 2019-11-06 | Cap-Tons | 1 |  |  | 87.2155 | 0 | 41.5702 | -272.4267 | 0 | 38.3782 | [6 empty] | DEER:HVAC_Split-Package_HP | Annual | FALSE
Any | SWHC046AA | MLI | ex | CZ12 | cDXHP | SWHC046-01 | ExAnte2019 | IOU workpaper | 2019-11-06 | Cap-Tons | 1 |  |  | 47.6061 | 0 | 42.8338 | -289.5703 | 0 | 38.8695 | [6 empty] | DEER:HVAC_Split-Package_HP | Annual | FALSE
Any | SWHC046AA | MLI | ex | CZ13 | cDXHP | SWHC046-01 | ExAnte2019 | IOU workpaper | 2019-11-06 | Cap-Tons | 1 |  |  | 135.2593 | 0 | 34.9396 | -226.5297 | 0 | 32.01 | [6 empty] | DEER:HVAC_Split-Package_HP | Annual | FALSE
Any | SWHC046AA | MLI | ex | CZ14 | cDXHP | SWHC046-01 | ExAnte2019 | IOU workpaper | 2019-11-06 | Cap-Tons | 1 |  |  | 58.8446 | 0 | 44.7599 | -307.4948 | 0 | 41.0983 | [6 empty] | DEER:HVAC_Split-Package_HP | Annual | FALSE
Any | SWHC046AA | MLI | ex | CZ15 | cDXHP | SWHC046-01 | ExAnte2019 | IOU workpaper | 2019-11-06 | Cap-Tons | 1 |  |  | 404.1515 | 0 | 5.7225 | -12.9203 | 0 | 5.7189 | [6 empty] | DEER:HVAC_Split-Package_HP | Annual | FALSE
Any | SWHC046AA | MLI | ex | CZ16 | cDXHP | SWHC046-01 | ExAnte2019 | IOU workpaper | 2019-11-06 | Cap-Tons | 1 |  |  | -578.0375 | 0 | 102.2424 | -852.1763 | 0 | 92.5014 | [6 empty] | DEER:HVAC_Split-Package_HP | Annual | FALSE
Any | SWHC046AA | Mtl | ex | CZ01 | cDXHP | SWHC046-01 | ExAnte2019 | IOU workpaper | 2019-11-06 | Cap-Tons | 1 |  |  | 265.6305 | 0 | 100.095 | -519.3933 | 0 | 61.8844 | [6 empty] | DEER:HVAC_Split-Package_HP | Annual | FALSE
Any | SWHC046AA | Mtl | ex | CZ02 | cDXHP | SWHC046-01 | ExAnte2019 | IOU workpaper | 2019-11-06 | Cap-Tons | 1 |  |  | 339.1651 | 0 | 98.0947 | -430.7372 | 0 | 60.884 | [6 empty] | DEER:HVAC_Split-Package_HP | Annual | FALSE
Any | SWHC046AA | Mtl | ex | CZ03 | cDXHP | SWHC046-01 | ExAnte2019 | IOU workpaper | 2019-11-06 | Cap-Tons | 1 |  |  | 490.4084 | 0 | 48.5143 | -251.0867 | 0 | 29.682 | [6 empty] | DEER:HVAC_Split-Package_HP | Annual | FALSE
Any | SWHC046AA | Mtl | ex | CZ04 | cDXHP | SWHC046-01 | ExAnte2019 | IOU workpaper | 2019-11-06 | Cap-Tons | 1 |  |  | 423.3453 | 0 | 72.401 | -328.5515 | 0 | 44.9927 | [6 empty] | DEER:HVAC_Split-Package_HP | Annual | FALSE
Any | SWHC046AA | Mtl | ex | CZ05 | cDXHP | SWHC046-01 | ExAnte2019 | IOU workpaper | 2019-11-06 | Cap-Tons | 1 |  |  | 449.0691 | 0 | 58.781 | -298.9886 | 0 | 35.6694 | [6 empty] | DEER:HVAC_Split-Package_HP | Annual | FALSE
Any | SWHC046AA | Mtl | ex | CZ06 | cDXHP | SWHC046-01 | ExAnte2019 | IOU workpaper | 2019-11-06 | Cap-Tons | 1 |  |  | 699.3842 | 0 | 17.9393 | -60.9084 | 0 | 9.2233 | [6 empty] | DEER:HVAC_Split-Package_HP | Annual | FALSE
Any | SWHC046AA | Mtl | ex | CZ07 | cDXHP | SWHC046-01 | ExAnte2019 | IOU workpaper | 2019-11-06 | Cap-Tons | 1 |  |  | 711.333 | 0 | 5.8341 | -4.1599 | 0 | 2.3557 | [6 empty] | DEER:HVAC_Split-Package_HP | Annual | FALSE
Any | SWHC046AA | Mtl | ex | CZ08 | cDXHP | SWHC046-01 | ExAnte2019 | IOU workpaper | 2019-11-06 | Cap-Tons | 1 |  |  | 643.6826 | 0 | 19.7436 | -58.0433 | 0 | 9.9012 | [6 empty] | DEER:HVAC_Split-Package_HP | Annual | FALSE
Any | SWHC046AA | Mtl | ex | CZ09 | cDXHP | SWHC046-01 | ExAnte2019 | IOU workpaper | 2019-11-06 | Cap-Tons | 1 |  |  | 722.2893 | 0 | 21.0691 | -73.3256 | 0 | 11.0068 | [6 empty] | DEER:HVAC_Split-Package_HP | Annual | FALSE
Any | SWHC046AA | Mtl | ex | CZ10 | cDXHP | SWHC046-01 | ExAnte2019 | IOU workpaper | 2019-11-06 | Cap-Tons | 1 |  |  | 698.8387 | 0 | 34.7949 | -130.1182 | 0 | 19.606 | [6 empty] | DEER:HVAC_Split-Package_HP | Annual | FALSE
Any | SWHC046AA | Mtl | ex | CZ11 | cDXHP | SWHC046-01 | ExAnte2019 | IOU workpaper | 2019-11-06 | Cap-Tons | 1 |  |  | 589.3972 | 0 | 64.0643 | -297.856 | 0 | 41.1641 | [6 empty] | DEER:HVAC_Split-Package_HP | Annual | FALSE
Any | SWHC046AA | Mtl | ex | CZ12 | cDXHP | SWHC046-01 | ExAnte2019 | IOU workpaper | 2019-11-06 | Cap-Tons | 1 |  |  | 501.4138 | 0 | 69.4345 | -315.7183 | 0 | 43.5229 | [6 empty] | DEER:HVAC_Split-Package_HP | Annual | FALSE
Any | SWHC046AA | Mtl | ex | CZ13 | cDXHP | SWHC046-01 | ExAnte2019 | IOU workpaper | 2019-11-06 | Cap-Tons | 1 |  |  | 623.1141 | 0 | 55.6996 | -254.9481 | 0 | 35.0851 | [6 empty] | DEER:HVAC_Split-Package_HP | Annual | FALSE
Any | SWHC046AA | Mtl | ex | CZ14 | cDXHP | SWHC046-01 | ExAnte2019 | IOU workpaper | 2019-11-06 | Cap-Tons | 1 |  |  | 529.9869 | 0 | 70.2387 | -340.6272 | 0 | 44.9842 | [6 empty] | DEER:HVAC_Split-Package_HP | Annual | FALSE
Any | SWHC046AA | Mtl | ex | CZ15 | cDXHP | SWHC046-01 | ExAnte2019 | IOU workpaper | 2019-11-06 | Cap-Tons | 1 |  |  | 1028.4132 | 0 | 7.3545 | 11.3996 | 0 | 4.0167 | [6 empty] | DEER:HVAC_Split-Package_HP | Annual | FALSE
Any | SWHC046AA | Mtl | ex | CZ16 | cDXHP | SWHC046-01 | ExAnte2019 | IOU workpaper | 2019-11-06 | Cap-Tons | 1 |  |  | -19.1685 | 0 | 139.8866 | -823.1124 | 0 | 95.6445 | [6 empty] | DEER:HVAC_Split-Package_HP | Annual | FALSE
Any | SWHC046AA | Nrs | ex | CZ01 | cDXHP | SWHC046-01 | ExAnte2019 | IOU workpaper | 2019-11-06 | Cap-Tons | 1 |  |  | -45.8263 | 0 | 118.0545 | -737.2862 | 0 | 98.3797 | [6 empty] | DEER:HVAC_Split-Package_HP | Annual | FALSE
Any | SWHC046AA | Nrs | ex | CZ02 | cDXHP | SWHC046-01 | ExAnte2019 | IOU workpaper | 2019-11-06 | Cap-Tons | 1 |  |  | 203.1663 | 0 | 84.5949 | -520.5768 | 0 | 70.6505 | [6 empty] | DEER:HVAC_Split-Package_HP | Annual | FALSE
Any | SWHC046AA | Nrs | ex | CZ03 | cDXHP | SWHC046-01 | ExAnte2019 | IOU workpaper | 2019-11-06 | Cap-Tons | 1 |  |  | 250.5688 | 0 | 66.3628 | -423.4718 | 0 | 57.1375 | [6 empty] | DEER:HVAC_Split-Package_HP | Annual | FALSE
Any | SWHC046AA | Nrs | ex | CZ04 | cDXHP | SWHC046-01 | ExAnte2019 | IOU workpaper | 2019-11-06 | Cap-Tons | 1 |  |  | 304.4332 | 0 | 63.3813 | -412.8733 | 0 | 54.2068 | [6 empty] | DEER:HVAC_Split-Package_HP | Annual | FALSE
Any | SWHC046AA | Nrs | ex | CZ05 | cDXHP | SWHC046-01 | ExAnte2019 | IOU workpaper | 2019-11-06 | Cap-Tons | 1 |  |  | 141.0686 | 0 | 76.4688 | -467.9665 | 0 | 63.0557 | [6 empty] | DEER:HVAC_Split-Package_HP | Annual | FALSE
Any | SWHC046AA | Nrs | ex | CZ06 | cDXHP | SWHC046-01 | ExAnte2019 | IOU workpaper | 2019-11-06 | Cap-Tons | 1 |  |  | 465.3748 | 0 | 38.7568 | -247.6718 | 0 | 34.0465 | [6 empty] | DEER:HVAC_Split-Package_HP | Annual | FALSE
Any | SWHC046AA | Nrs | ex | CZ07 | cDXHP | SWHC046-01 | ExAnte2019 | IOU workpaper | 2019-11-06 | Cap-Tons | 1 |  |  | 464.7028 | 0 | 24.7135 | -163.0582 | 0 | 20.941 | [6 empty] | DEER:HVAC_Split-Package_HP | Annual | FALSE
Any | SWHC046AA | Nrs | ex | CZ08 | cDXHP | SWHC046-01 | ExAnte2019 | IOU workpaper | 2019-11-06 | Cap-Tons | 1 |  |  | 534.1063 | 0 | 31.8659 | -199.4599 | 0 | 28.2311 | [6 empty] | DEER:HVAC_Split-Package_HP | Annual | FALSE
Any | SWHC046AA | Nrs | ex | CZ09 | cDXHP | SWHC046-01 | ExAnte2019 | IOU workpaper | 2019-11-06 | Cap-Tons | 1 |  |  | 516.571 | 0 | 37.2895 | -229.2572 | 0 | 32.5847 | [6 empty] | DEER:HVAC_Split-Package_HP | Annual | FALSE
Any | SWHC046AA | Nrs | ex | CZ10 | cDXHP | SWHC046-01 | ExAnte2019 | IOU workpaper | 2019-11-06 | Cap-Tons | 1 |  |  | 508.3568 | 0 | 44.5634 | -262.1826 | 0 | 37.9883 | [6 empty] | DEER:HVAC_Split-Package_HP | Annual | FALSE
Any | SWHC046AA | Nrs | ex | CZ11 | cDXHP | SWHC046-01 | ExAnte2019 | IOU workpaper | 2019-11-06 | Cap-Tons | 1 |  |  | 325.9207 | 0 | 68.8689 | -399.1878 | 0 | 55.9492 | [6 empty] | DEER:HVAC_Split-Package_HP | Annual | FALSE
Any | SWHC046AA | Nrs | ex | CZ12 | cDXHP | SWHC046-01 | ExAnte2019 | IOU workpaper | 2019-11-06 | Cap-Tons | 1 |  |  | 331.7911 | 0 | 70.2639 | -424.3933 | 0 | 58.9386 | [6 empty] | DEER:HVAC_Split-Package_HP | Annual | FALSE
Any | SWHC046AA | Nrs | ex | CZ13 | cDXHP | SWHC046-01 | ExAnte2019 | IOU workpaper | 2019-11-06 | Cap-Tons | 1 |  |  | 425.1698 | 0 | 62.115 | -365.4533 | 0 | 51.8056 | [6 empty] | DEER:HVAC_Split-Package_HP | Annual | FALSE
Any | SWHC046AA | Nrs | ex | CZ14 | cDXHP | SWHC046-01 | ExAnte2019 | IOU workpaper | 2019-11-06 | Cap-Tons | 1 |  |  | 265.3031 | 0 | 75.2428 | -451.9881 | 0 | 60.9043 | [6 empty] | DEER:HVAC_Split-Package_HP | Annual | FALSE
Any | SWHC046AA | Nrs | ex | CZ15 | cDXHP | SWHC046-01 | ExAnte2019 | IOU workpaper | 2019-11-06 | Cap-Tons | 1 |  |  | 714.5962 | 0 | 17.6111 | -73.0579 | 0 | 14.4196 | [6 empty] | DEER:HVAC_Split-Package_HP | Annual | FALSE
Any | SWHC046AA | Nrs | ex | CZ16 | cDXHP | SWHC046-01 | ExAnte2019 | IOU workpaper | 2019-11-06 | Cap-Tons | 1 |  |  | -340.5262 | 0 | 148.4119 | -1043.3151 | 0 | 121.508 | [6 empty] | DEER:HVAC_Split-Package_HP | Annual | FALSE
Any | SWHC046AA | OfL | ex | CZ01 | cDXHP | SWHC046-01 | ExAnte2019 | IOU workpaper | 2019-11-06 | Cap-Tons | 1 |  |  | 197.2095 | 0 | 10.5844 | -57.3854 | 0 | 6.9236 | [6 empty] | DEER:HVAC_Split-Package_HP | Annual | FALSE
Any | SWHC046AA | OfL | ex | CZ02 | cDXHP | SWHC046-01 | ExAnte2019 | IOU workpaper | 2019-11-06 | Cap-Tons | 1 |  |  | 242.9287 | 0 | 6.9733 | -19.1068 | 0 | 4.2548 | [6 empty] | DEER:HVAC_Split-Package_HP | Annual | FALSE
Any | SWHC046AA | OfL | ex | CZ03 | cDXHP | SWHC046-01 | ExAnte2019 | IOU workpaper | 2019-11-06 | Cap-Tons | 1 |  |  | 217.7812 | 0 | 4.6388 | -21.7157 | 0 | 3.3668 | [6 empty] | DEER:HVAC_Split-Package_HP | Annual | FALSE
Any | SWHC046AA | OfL | ex | CZ04 | cDXHP | SWHC046-01 | ExAnte2019 | IOU workpaper | 2019-11-06 | Cap-Tons | 1 |  |  | 240.3695 | 0 | 5.8165 | -17.6978 | 0 | 4.2423 | [6 empty] | DEER:HVAC_Split-Package_HP | Annual | FALSE
Any | SWHC046AA | OfL | ex | CZ05 | cDXHP | SWHC046-01 | ExAnte2019 | IOU workpaper | 2019-11-06 | Cap-Tons | 1 |  |  | 218.1356 | 0 | 4.6398 | -21.0379 | 0 | 3.3646 | [6 empty] | DEER:HVAC_Split-Package_HP | Annual | FALSE
Any | SWHC046AA | OfL | ex | CZ06 | cDXHP | SWHC046-01 | ExAnte2019 | IOU workpaper | 2019-11-06 | Cap-Tons | 1 |  |  | 293.5206 | 0 | 1.1681 | 10.7521 | 0 | 0.8704 | [6 empty] | DEER:HVAC_Split-Package_HP | Annual | FALSE
Any | SWHC046AA | OfL | ex | CZ07 | cDXHP | SWHC046-01 | ExAnte2019 | IOU workpaper | 2019-11-06 | Cap-Tons | 1 |  |  | 260.8274 | 0 | 0.3463 | 13.1329 | 0 | 0.1986 | [6 empty] | DEER:HVAC_Split-Package_HP | Annual | FALSE
Any | SWHC046AA | OfL | ex | CZ08 | cDXHP | SWHC046-01 | ExAnte2019 | IOU workpaper | 2019-11-06 | Cap-Tons | 1 |  |  | 293.3443 | 0 | 1.2314 | 16.559 | 0 | 0.8544 | [6 empty] | DEER:HVAC_Split-Package_HP | Annual | FALSE
Any | SWHC046AA | OfL | ex | CZ09 | cDXHP | SWHC046-01 | ExAnte2019 | IOU workpaper | 2019-11-06 | Cap-Tons | 1 |  |  | 315.4334 | 0 | 1.8418 | 9.7721 | 0 | 1.3507 | [6 empty] | DEER:HVAC_Split-Package_HP | Annual | FALSE
Any | SWHC046AA | OfL | ex | CZ10 | cDXHP | SWHC046-01 | ExAnte2019 | IOU workpaper | 2019-11-06 | Cap-Tons | 1 |  |  | 318.464 | 0 | 1.4645 | 17.3406 | 0 | 0.8771 | [6 empty] | DEER:HVAC_Split-Package_HP | Annual | FALSE
Any | SWHC046AA | OfL | ex | CZ11 | cDXHP | SWHC046-01 | ExAnte2019 | IOU workpaper | 2019-11-06 | Cap-Tons | 1 |  |  | 302.1928 | 0 | 6.486 | -15.5998 | 0 | 4.5087 | [6 empty] | DEER:HVAC_Split-Package_HP | Annual | FALSE
Any | SWHC046AA | OfL | ex | CZ12 | cDXHP | SWHC046-01 | ExAnte2019 | IOU workpaper | 2019-11-06 | Cap-Tons | 1 |  |  | 275.0526 | 0 | 6.2619 | -17.9445 | 0 | 4.2078 | [6 empty] | DEER:HVAC_Split-Package_HP | Annual | FALSE
Any | SWHC046AA | OfL | ex | CZ13 | cDXHP | SWHC046-01 | ExAnte2019 | IOU workpaper | 2019-11-06 | Cap-Tons | 1 |  |  | 311.3265 | 0 | 5.562 | -10.8013 | 0 | 3.805 | [6 empty] | DEER:HVAC_Split-Package_HP | Annual | FALSE
Any | SWHC046AA | OfL | ex | CZ14 | cDXHP | SWHC046-01 | ExAnte2019 | IOU workpaper | 2019-11-06 | Cap-Tons | 1 |  |  | 313.9719 | 0 | 6.1475 | -12.3141 | 0 | 4.2189 | [6 empty] | DEER:HVAC_Split-Package_HP | Annual | FALSE
Any | SWHC046AA | OfL | ex | CZ15 | cDXHP | SWHC046-01 | ExAnte2019 | IOU workpaper | 2019-11-06 | Cap-Tons | 1 |  |  | 423.2642 | 0 | 0.2962 | 36.6496 | 0 | 0.1947 | [6 empty] | DEER:HVAC_Split-Package_HP | Annual | FALSE
Any | SWHC046AA | OfL | ex | CZ16 | cDXHP | SWHC046-01 | ExAnte2019 | IOU workpaper | 2019-11-06 | Cap-Tons | 1 |  |  | 111.6355 | 0 | 25.5295 | -163.396 | 0 | 18.5739 | [6 empty] | DEER:HVAC_Split-Package_HP | Annual | FALSE
Any | SWHC046AA | OfS | ex | CZ01 | cDXHP | SWHC046-01 | ExAnte2019 | IOU workpaper | 2019-11-06 | Cap-Tons | 1 |  |  | 4.8512 | 0 | 37.5437 | -253.9818 | 0 | 32.3334 | [6 empty] | DEER:HVAC_Split-Package_HP | Annual | FALSE
Any | SWHC046AA | OfS | ex | CZ02 | cDXHP | SWHC046-01 | ExAnte2019 | IOU workpaper | 2019-11-06 | Cap-Tons | 1 |  |  | 131.9237 | 0 | 23.3521 | -141.9516 | 0 | 19.4617 | [6 empty] | DEER:HVAC_Split-Package_HP | Annual | FALSE
Any | SWHC046AA | OfS | ex | CZ03 | cDXHP | SWHC046-01 | ExAnte2019 | IOU workpaper | 2019-11-06 | Cap-Tons | 1 |  |  | 120.8027 | 0 | 18.8855 | -126.808 | 0 | 17.2196 | [6 empty] | DEER:HVAC_Split-Package_HP | Annual | FALSE
Any | SWHC046AA | OfS | ex | CZ04 | cDXHP | SWHC046-01 | ExAnte2019 | IOU workpaper | 2019-11-06 | Cap-Tons | 1 |  |  | 146.2493 | 0 | 19.7367 | -125.8946 | 0 | 17.8149 | [6 empty] | DEER:HVAC_Split-Package_HP | Annual | FALSE
Any | SWHC046AA | OfS | ex | CZ05 | cDXHP | SWHC046-01 | ExAnte2019 | IOU workpaper | 2019-11-06 | Cap-Tons | 1 |  |  | 113.0013 | 0 | 19.2381 | -133.9003 | 0 | 17.5633 | [6 empty] | DEER:HVAC_Split-Package_HP | Annual | FALSE
Any | SWHC046AA | OfS | ex | CZ06 | cDXHP | SWHC046-01 | ExAnte2019 | IOU workpaper | 2019-11-06 | Cap-Tons | 1 |  |  | 249.131 | 0 | 7.4281 | -38.8583 | 0 | 6.9701 | [6 empty] | DEER:HVAC_Split-Package_HP | Annual | FALSE
Any | SWHC046AA | OfS | ex | CZ07 | cDXHP | SWHC046-01 | ExAnte2019 | IOU workpaper | 2019-11-06 | Cap-Tons | 1 |  |  | 240.0076 | 0 | 4.0497 | -18.6371 | 0 | 3.7038 | [6 empty] | DEER:HVAC_Split-Package_HP | Annual | FALSE
Any | SWHC046AA | OfS | ex | CZ08 | cDXHP | SWHC046-01 | ExAnte2019 | IOU workpaper | 2019-11-06 | Cap-Tons | 1 |  |  | 260.8784 | 0 | 7.477 | -29.5694 | 0 | 6.8204 | [6 empty] | DEER:HVAC_Split-Package_HP | Annual | FALSE
Any | SWHC046AA | OfS | ex | CZ09 | cDXHP | SWHC046-01 | ExAnte2019 | IOU workpaper | 2019-11-06 | Cap-Tons | 1 |  |  | 272.8591 | 0 | 8.7307 | -42.1865 | 0 | 8.0753 | [6 empty] | DEER:HVAC_Split-Package_HP | Annual | FALSE
Any | SWHC046AA | OfS | ex | CZ10 | cDXHP | SWHC046-01 | ExAnte2019 | IOU workpaper | 2019-11-06 | Cap-Tons | 1 |  |  | 286.3709 | 0 | 7.4048 | -28.3759 | 0 | 6.4273 | [6 empty] | DEER:HVAC_Split-Package_HP | Annual | FALSE
Any | SWHC046AA | OfS | ex | CZ11 | cDXHP | SWHC046-01 | ExAnte2019 | IOU workpaper | 2019-11-06 | Cap-Tons | 1 |  |  | 220.9361 | 0 | 18.7811 | -104.8694 | 0 | 16.386 | [6 empty] | DEER:HVAC_Split-Package_HP | Annual | FALSE
Any | SWHC046AA | OfS | ex | CZ12 | cDXHP | SWHC046-01 | ExAnte2019 | IOU workpaper | 2019-11-06 | Cap-Tons | 1 |  |  | 189.5028 | 0 | 19.3646 | -114.6016 | 0 | 16.6943 | [6 empty] | DEER:HVAC_Split-Package_HP | Annual | FALSE
Any | SWHC046AA | OfS | ex | CZ13 | cDXHP | SWHC046-01 | ExAnte2019 | IOU workpaper | 2019-11-06 | Cap-Tons | 1 |  |  | 239.2764 | 0 | 16.1964 | -90.1537 | 0 | 14.0682 | [6 empty] | DEER:HVAC_Split-Package_HP | Annual | FALSE
Any | SWHC046AA | OfS | ex | CZ14 | cDXHP | SWHC046-01 | ExAnte2019 | IOU workpaper | 2019-11-06 | Cap-Tons | 1 |  |  | 232.8045 | 0 | 17.2154 | -99.1135 | 0 | 14.9101 | [6 empty] | DEER:HVAC_Split-Package_HP | Annual | FALSE
Any | SWHC046AA | OfS | ex | CZ15 | cDXHP | SWHC046-01 | ExAnte2019 | IOU workpaper | 2019-11-06 | Cap-Tons | 1 |  |  | 407.5107 | 0 | 1.9353 | 20.8951 | 0 | 1.8127 | [6 empty] | DEER:HVAC_Split-Package_HP | Annual | FALSE
Any | SWHC046AA | OfS | ex | CZ16 | cDXHP | SWHC046-01 | ExAnte2019 | IOU workpaper | 2019-11-06 | Cap-Tons | 1 |  |  | -119.0074 | 0 | 53.2704 | -395.1716 | 0 | 45.2503 | [6 empty] | DEER:HVAC_Split-Package_HP | Annual | FALSE
Any | SWHC046AA | RFF | ex | CZ01 | cDXHP | SWHC046-01 | ExAnte2019 | IOU workpaper | 2019-11-06 | Cap-Tons | 1 |  |  | -457.0987 | 0 | 179.9072 | -857.223 | 0 | 113.0401 | [6 empty] | DEER:HVAC_Split-Package_HP | Annual | FALSE
Any | SWHC046AA | RFF | ex | CZ02 | cDXHP | SWHC046-01 | ExAnte2019 | IOU workpaper | 2019-11-06 | Cap-Tons | 1 |  |  | -120.3617 | 0 | 114.5099 | -537.3484 | 0 | 75.2353 | [6 empty] | DEER:HVAC_Split-Package_HP | Annual | FALSE
Any | SWHC046AA | RFF | ex | CZ03 | cDXHP | SWHC046-01 | ExAnte2019 | IOU workpaper | 2019-11-06 | Cap-Tons | 1 |  |  | -20.5367 | 0 | 84.3096 | -390.9139 | 0 | 53.2537 | [6 empty] | DEER:HVAC_Split-Package_HP | Annual | FALSE
Any | SWHC046AA | RFF | ex | CZ04 | cDXHP | SWHC046-01 | ExAnte2019 | IOU workpaper | 2019-11-06 | Cap-Tons | 1 |  |  | 29.3567 | 0 | 82.0879 | -387.9413 | 0 | 54.9838 | [6 empty] | DEER:HVAC_Split-Package_HP | Annual | FALSE
Any | SWHC046AA | RFF | ex | CZ05 | cDXHP | SWHC046-01 | ExAnte2019 | IOU workpaper | 2019-11-06 | Cap-Tons | 1 |  |  | -45.2265 | 0 | 90.9051 | -409.6385 | 0 | 55.1439 | [6 empty] | DEER:HVAC_Split-Package_HP | Annual | FALSE
Any | SWHC046AA | RFF | ex | CZ06 | cDXHP | SWHC046-01 | ExAnte2019 | IOU workpaper | 2019-11-06 | Cap-Tons | 1 |  |  | 265.7114 | 0 | 33.7403 | -139.9364 | 0 | 20.599 | [6 empty] | DEER:HVAC_Split-Package_HP | Annual | FALSE
Any | SWHC046AA | RFF | ex | CZ07 | cDXHP | SWHC046-01 | ExAnte2019 | IOU workpaper | 2019-11-06 | Cap-Tons | 1 |  |  | 286.5507 | 0 | 18.7441 | -65.2237 | 0 | 10.0191 | [6 empty] | DEER:HVAC_Split-Package_HP | Annual | FALSE
Any | SWHC046AA | RFF | ex | CZ08 | cDXHP | SWHC046-01 | ExAnte2019 | IOU workpaper | 2019-11-06 | Cap-Tons | 1 |  |  | 294.0448 | 0 | 31.7862 | -113.7902 | 0 | 18.9126 | [6 empty] | DEER:HVAC_Split-Package_HP | Annual | FALSE
Any | SWHC046AA | RFF | ex | CZ09 | cDXHP | SWHC046-01 | ExAnte2019 | IOU workpaper | 2019-11-06 | Cap-Tons | 1 |  |  | 346.4614 | 0 | 33.1681 | -148.2518 | 0 | 21.5013 | [6 empty] | DEER:HVAC_Split-Package_HP | Annual | FALSE
Any | SWHC046AA | RFF | ex | CZ10 | cDXHP | SWHC046-01 | ExAnte2019 | IOU workpaper | 2019-11-06 | Cap-Tons | 1 |  |  | 342.9282 | 0 | 38.0589 | -144.8214 | 0 | 22.4568 | [6 empty] | DEER:HVAC_Split-Package_HP | Annual | FALSE
Any | SWHC046AA | RFF | ex | CZ11 | cDXHP | SWHC046-01 | ExAnte2019 | IOU workpaper | 2019-11-06 | Cap-Tons | 1 |  |  | 180.0427 | 0 | 75.4467 | -367.9949 | 0 | 52.1895 | [6 empty] | DEER:HVAC_Split-Package_HP | Annual | FALSE
Any | SWHC046AA | RFF | ex | CZ12 | cDXHP | SWHC046-01 | ExAnte2019 | IOU workpaper | 2019-11-06 | Cap-Tons | 1 |  |  | 92.1737 | 0 | 82.3601 | -393.2567 | 0 | 55.2423 | [6 empty] | DEER:HVAC_Split-Package_HP | Annual | FALSE
Any | SWHC046AA | RFF | ex | CZ13 | cDXHP | SWHC046-01 | ExAnte2019 | IOU workpaper | 2019-11-06 | Cap-Tons | 1 |  |  | 226.6626 | 0 | 67.1832 | -319.7569 | 0 | 45.7044 | [6 empty] | DEER:HVAC_Split-Package_HP | Annual | FALSE
Any | SWHC046AA | RFF | ex | CZ14 | cDXHP | SWHC046-01 | ExAnte2019 | IOU workpaper | 2019-11-06 | Cap-Tons | 1 |  |  | 179.4795 | 0 | 75.945 | -374.4983 | 0 | 51.1078 | [6 empty] | DEER:HVAC_Split-Package_HP | Annual | FALSE
Any | SWHC046AA | RFF | ex | CZ15 | cDXHP | SWHC046-01 | ExAnte2019 | IOU workpaper | 2019-11-06 | Cap-Tons | 1 |  |  | 684.5587 | 0 | 8.4917 | 10.0802 | 0 | 5.1057 | [6 empty] | DEER:HVAC_Split-Package_HP | Annual | FALSE
Any | SWHC046AA | RFF | ex | CZ16 | cDXHP | SWHC046-01 | ExAnte2019 | IOU workpaper | 2019-11-06 | Cap-Tons | 1 |  |  | -821.4192 | 0 | 196.8169 | -1226.6125 | 0 | 140.2735 | [6 empty] | DEER:HVAC_Split-Package_HP | Annual | FALSE
Any | SWHC046AA | RSD | ex | CZ01 | cDXHP | SWHC046-01 | ExAnte2019 | IOU workpaper | 2019-11-06 | Cap-Tons | 1 |  |  | -116.7975 | 0 | 89.1205 | -409.2628 | 0 | 52.9608 | [6 empty] | DEER:HVAC_Split-Package_HP | Annual | FALSE
Any | SWHC046AA | RSD | ex | CZ02 | cDXHP | SWHC046-01 | ExAnte2019 | IOU workpaper | 2019-11-06 | Cap-Tons | 1 |  |  | 155.1602 | 0 | 45.5936 | -162.3778 | 0 | 24.4443 | [6 empty] | DEER:HVAC_Split-Package_HP | Annual | FALSE
Any | SWHC046AA | RSD | ex | CZ03 | cDXHP | SWHC046-01 | ExAnte2019 | IOU workpaper | 2019-11-06 | Cap-Tons | 1 |  |  | 149.1408 | 0 | 30.3011 | -85.1183 | 0 | 11.3868 | [6 empty] | DEER:HVAC_Split-Package_HP | Annual | FALSE
Any | SWHC046AA | RSD | ex | CZ04 | cDXHP | SWHC046-01 | ExAnte2019 | IOU workpaper | 2019-11-06 | Cap-Tons | 1 |  |  | 236.568 | 0 | 25.6295 | -74.6659 | 0 | 12.6414 | [6 empty] | DEER:HVAC_Split-Package_HP | Annual | FALSE
Any | SWHC046AA | RSD | ex | CZ05 | cDXHP | SWHC046-01 | ExAnte2019 | IOU workpaper | 2019-11-06 | Cap-Tons | 1 |  |  | 160.6103 | 0 | 27.0262 | -69.567 | 0 | 9.6614 | [6 empty] | DEER:HVAC_Split-Package_HP | Annual | FALSE
Any | SWHC046AA | RSD | ex | CZ06 | cDXHP | SWHC046-01 | ExAnte2019 | IOU workpaper | 2019-11-06 | Cap-Tons | 1 |  |  | 266.7985 | 0 | 7.4998 | 9.568 | 0 | 2.0453 | [6 empty] | DEER:HVAC_Split-Package_HP | Annual | FALSE
Any | SWHC046AA | RSD | ex | CZ07 | cDXHP | SWHC046-01 | ExAnte2019 | IOU workpaper | 2019-11-06 | Cap-Tons | 1 |  |  | 214.207 | 0 | 2.4652 | 21.9576 | 0 | 0.4072 | [6 empty] | DEER:HVAC_Split-Package_HP | Annual | FALSE
Any | SWHC046AA | RSD | ex | CZ08 | cDXHP | SWHC046-01 | ExAnte2019 | IOU workpaper | 2019-11-06 | Cap-Tons | 1 |  |  | 315.2199 | 0 | 6.2964 | 15.1694 | 0 | 1.986 | [6 empty] | DEER:HVAC_Split-Package_HP | Annual | FALSE
Any | SWHC046AA | RSD | ex | CZ09 | cDXHP | SWHC046-01 | ExAnte2019 | IOU workpaper | 2019-11-06 | Cap-Tons | 1 |  |  | 374.7671 | 0 | 8.5648 | -1.0831 | 0 | 3.1009 | [6 empty] | DEER:HVAC_Split-Package_HP | Annual | FALSE
Any | SWHC046AA | RSD | ex | CZ10 | cDXHP | SWHC046-01 | ExAnte2019 | IOU workpaper | 2019-11-06 | Cap-Tons | 1 |  |  | 391.9431 | 0 | 10.3174 | 7.9389 | 0 | 2.9212 | [6 empty] | DEER:HVAC_Split-Package_HP | Annual | FALSE
Any | SWHC046AA | RSD | ex | CZ11 | cDXHP | SWHC046-01 | ExAnte2019 | IOU workpaper | 2019-11-06 | Cap-Tons | 1 |  |  | 338.5588 | 0 | 33.1194 | -108.9683 | 0 | 16.6058 | [6 empty] | DEER:HVAC_Split-Package_HP | Annual | FALSE
Any | SWHC046AA | RSD | ex | CZ12 | cDXHP | SWHC046-01 | ExAnte2019 | IOU workpaper | 2019-11-06 | Cap-Tons | 1 |  |  | 271.8556 | 0 | 35.6247 | -111.8152 | 0 | 16.6912 | [6 empty] | DEER:HVAC_Split-Package_HP | Annual | FALSE
Any | SWHC046AA | RSD | ex | CZ13 | cDXHP | SWHC046-01 | ExAnte2019 | IOU workpaper | 2019-11-06 | Cap-Tons | 1 |  |  | 354.2866 | 0 | 30.6108 | -93.0772 | 0 | 14.7248 | [6 empty] | DEER:HVAC_Split-Package_HP | Annual | FALSE
Any | SWHC046AA | RSD | ex | CZ14 | cDXHP | SWHC046-01 | ExAnte2019 | IOU workpaper | 2019-11-06 | Cap-Tons | 1 |  |  | 350.6842 | 0 | 31.8303 | -102.5473 | 0 | 15.63 | [6 empty] | DEER:HVAC_Split-Package_HP | Annual | FALSE
Any | SWHC046AA | RSD | ex | CZ15 | cDXHP | SWHC046-01 | ExAnte2019 | IOU workpaper | 2019-11-06 | Cap-Tons | 1 |  |  | 606.1411 | 0 | 1.4347 | 46.9823 | 0 | 0.2738 | [6 empty] | DEER:HVAC_Split-Package_HP | Annual | FALSE
Any | SWHC046AA | RSD | ex | CZ16 | cDXHP | SWHC046-01 | ExAnte2019 | IOU workpaper | 2019-11-06 | Cap-Tons | 1 |  |  | -381.6036 | 0 | 138.7485 | -693.1093 | 0 | 83.9227 | [6 empty] | DEER:HVAC_Split-Package_HP | Annual | FALSE
Any | SWHC046AA | Rt3 | ex | CZ01 | cDXHP | SWHC046-01 | ExAnte2019 | IOU workpaper | 2019-11-06 | Cap-Tons | 1 |  |  | 236.0561 | 0 | 33.0958 | -115.7754 | 0 | 15.9077 | [6 empty] | DEER:HVAC_Split-Package_HP | Annual | FALSE
Any | SWHC046AA | Rt3 | ex | CZ02 | cDXHP | SWHC046-01 | ExAnte2019 | IOU workpaper | 2019-11-06 | Cap-Tons | 1 |  |  | 359.6835 | 0 | 16.2592 | -40.9809 | 0 | 7.9369 | [6 empty] | DEER:HVAC_Split-Package_HP | Annual | FALSE
Any | SWHC046AA | Rt3 | ex | CZ03 | cDXHP | SWHC046-01 | ExAnte2019 | IOU workpaper | 2019-11-06 | Cap-Tons | 1 |  |  | 287.0066 | 0 | 11.4772 | -27.8498 | 0 | 5.261 | [6 empty] | DEER:HVAC_Split-Package_HP | Annual | FALSE
Any | SWHC046AA | Rt3 | ex | CZ04 | cDXHP | SWHC046-01 | ExAnte2019 | IOU workpaper | 2019-11-06 | Cap-Tons | 1 |  |  | 381.1381 | 0 | 8.9297 | -10.19 | 0 | 4.2893 | [6 empty] | DEER:HVAC_Split-Package_HP | Annual | FALSE
Any | SWHC046AA | Rt3 | ex | CZ05 | cDXHP | SWHC046-01 | ExAnte2019 | IOU workpaper | 2019-11-06 | Cap-Tons | 1 |  |  | 292.347 | 0 | 9.0683 | -17.1092 | 0 | 3.9525 | [6 empty] | DEER:HVAC_Split-Package_HP | Annual | FALSE
Any | SWHC046AA | Rt3 | ex | CZ06 | cDXHP | SWHC046-01 | ExAnte2019 | IOU workpaper | 2019-11-06 | Cap-Tons | 1 |  |  | 389.213 | 0 | 2.1061 | 23.6824 | 0 | 0.8682 | [6 empty] | DEER:HVAC_Split-Package_HP | Annual | FALSE
Any | SWHC046AA | Rt3 | ex | CZ07 | cDXHP | SWHC046-01 | ExAnte2019 | IOU workpaper | 2019-11-06 | Cap-Tons | 1 |  |  | 319.5407 | 0 | 0.5056 | 26.5202 | 0 | 0.1265 | [6 empty] | DEER:HVAC_Split-Package_HP | Annual | FALSE
Any | SWHC046AA | Rt3 | ex | CZ08 | cDXHP | SWHC046-01 | ExAnte2019 | IOU workpaper | 2019-11-06 | Cap-Tons | 1 |  |  | 426.9838 | 0 | 1.535 | 27.8327 | 0 | 0.6559 | [6 empty] | DEER:HVAC_Split-Package_HP | Annual | FALSE
Any | SWHC046AA | Rt3 | ex | CZ09 | cDXHP | SWHC046-01 | ExAnte2019 | IOU workpaper | 2019-11-06 | Cap-Tons | 1 |  |  | 493.2693 | 0 | 2.6159 | 15.4164 | 0 | 1.3548 | [6 empty] | DEER:HVAC_Split-Package_HP | Annual | FALSE
Any | SWHC046AA | Rt3 | ex | CZ10 | cDXHP | SWHC046-01 | ExAnte2019 | IOU workpaper | 2019-11-06 | Cap-Tons | 1 |  |  | 496.139 | 0 | 2.8657 | 20.4657 | 0 | 1.3736 | [6 empty] | DEER:HVAC_Split-Package_HP | Annual | FALSE
Any | SWHC046AA | Rt3 | ex | CZ11 | cDXHP | SWHC046-01 | ExAnte2019 | IOU workpaper | 2019-11-06 | Cap-Tons | 1 |  |  | 469.1185 | 0 | 15.3392 | -46.4393 | 0 | 9.2343 | [6 empty] | DEER:HVAC_Split-Package_HP | Annual | FALSE
Any | SWHC046AA | Rt3 | ex | CZ12 | cDXHP | SWHC046-01 | ExAnte2019 | IOU workpaper | 2019-11-06 | Cap-Tons | 1 |  |  | 427.0006 | 0 | 14.7278 | -43.7338 | 0 | 8.2987 | [6 empty] | DEER:HVAC_Split-Package_HP | Annual | FALSE
Any | SWHC046AA | Rt3 | ex | CZ13 | cDXHP | SWHC046-01 | ExAnte2019 | IOU workpaper | 2019-11-06 | Cap-Tons | 1 |  |  | 482.8636 | 0 | 12.9968 | -33.2105 | 0 | 7.5231 | [6 empty] | DEER:HVAC_Split-Package_HP | Annual | FALSE
Any | SWHC046AA | Rt3 | ex | CZ14 | cDXHP | SWHC046-01 | ExAnte2019 | IOU workpaper | 2019-11-06 | Cap-Tons | 1 |  |  | 482.3606 | 0 | 14.6664 | -42.1272 | 0 | 8.6935 | [6 empty] | DEER:HVAC_Split-Package_HP | Annual | FALSE
Any | SWHC046AA | Rt3 | ex | CZ15 | cDXHP | SWHC046-01 | ExAnte2019 | IOU workpaper | 2019-11-06 | Cap-Tons | 1 |  |  | 654.4671 | 0 | 0.4647 | 46.5381 | 0 | 0.2588 | [6 empty] | DEER:HVAC_Split-Package_HP | Annual | FALSE
Any | SWHC046AA | Rt3 | ex | CZ16 | cDXHP | SWHC046-01 | ExAnte2019 | IOU workpaper | 2019-11-06 | Cap-Tons | 1 |  |  | -39.4731 | 0 | 82.5931 | -435.943 | 0 | 52.2828 | [6 empty] | DEER:HVAC_Split-Package_HP | Annual | FALSE
Any | SWHC046AA | RtL | ex | CZ01 | cDXHP | SWHC046-01 | ExAnte2019 | IOU workpaper | 2019-11-06 | Cap-Tons | 1 |  |  | 52.249 | 0 | 66.9323 | -273.9947 | 0 | 40.1395 | [6 empty] | DEER:HVAC_Split-Package_HP | Annual | FALSE
Any | SWHC046AA | RtL | ex | CZ02 | cDXHP | SWHC046-01 | ExAnte2019 | IOU workpaper | 2019-11-06 | Cap-Tons | 1 |  |  | 305.5872 | 0 | 34.0011 | -120.1618 | 0 | 19.7449 | [6 empty] | DEER:HVAC_Split-Package_HP | Annual | FALSE
Any | SWHC046AA | RtL | ex | CZ03 | cDXHP | SWHC046-01 | ExAnte2019 | IOU workpaper | 2019-11-06 | Cap-Tons | 1 |  |  | 190.4154 | 0 | 30.2788 | -119.2156 | 0 | 19.0304 | [6 empty] | DEER:HVAC_Split-Package_HP | Annual | FALSE
Any | SWHC046AA | RtL | ex | CZ04 | cDXHP | SWHC046-01 | ExAnte2019 | IOU workpaper | 2019-11-06 | Cap-Tons | 1 |  |  | 332.0187 | 0 | 23.2298 | -71.992 | 0 | 14.2049 | [6 empty] | DEER:HVAC_Split-Package_HP | Annual | FALSE
Any | SWHC046AA | RtL | ex | CZ05 | cDXHP | SWHC046-01 | ExAnte2019 | IOU workpaper | 2019-11-06 | Cap-Tons | 1 |  |  | 190.6311 | 0 | 31.5253 | -124.8392 | 0 | 19.6129 | [6 empty] | DEER:HVAC_Split-Package_HP | Annual | FALSE
Any | SWHC046AA | RtL | ex | CZ06 | cDXHP | SWHC046-01 | ExAnte2019 | IOU workpaper | 2019-11-06 | Cap-Tons | 1 |  |  | 335.1875 | 0 | 14.106 | -36.6664 | 0 | 9.5971 | [6 empty] | DEER:HVAC_Split-Package_HP | Annual | FALSE
Any | SWHC046AA | RtL | ex | CZ07 | cDXHP | SWHC046-01 | ExAnte2019 | IOU workpaper | 2019-11-06 | Cap-Tons | 1 |  |  | 292.4433 | 0 | 9.401 | -22.033 | 0 | 6.6278 | [6 empty] | DEER:HVAC_Split-Package_HP | Annual | FALSE
Any | SWHC046AA | RtL | ex | CZ08 | cDXHP | SWHC046-01 | ExAnte2019 | IOU workpaper | 2019-11-06 | Cap-Tons | 1 |  |  | 421.05 | 0 | 9.6871 | -17.1425 | 0 | 6.6427 | [6 empty] | DEER:HVAC_Split-Package_HP | Annual | FALSE
Any | SWHC046AA | RtL | ex | CZ09 | cDXHP | SWHC046-01 | ExAnte2019 | IOU workpaper | 2019-11-06 | Cap-Tons | 1 |  |  | 491.2294 | 0 | 10.9247 | -32.5328 | 0 | 7.6643 | [6 empty] | DEER:HVAC_Split-Package_HP | Annual | FALSE
Any | SWHC046AA | RtL | ex | CZ10 | cDXHP | SWHC046-01 | ExAnte2019 | IOU workpaper | 2019-11-06 | Cap-Tons | 1 |  |  | 500.2548 | 0 | 10.8482 | -20.125 | 0 | 6.9179 | [6 empty] | DEER:HVAC_Split-Package_HP | Annual | FALSE
Any | SWHC046AA | RtL | ex | CZ11 | cDXHP | SWHC046-01 | ExAnte2019 | IOU workpaper | 2019-11-06 | Cap-Tons | 1 |  |  | 477.1946 | 0 | 27.3072 | -98.4071 | 0 | 17.1902 | [6 empty] | DEER:HVAC_Split-Package_HP | Annual | FALSE
Any | SWHC046AA | RtL | ex | CZ12 | cDXHP | SWHC046-01 | ExAnte2019 | IOU workpaper | 2019-11-06 | Cap-Tons | 1 |  |  | 416.3198 | 0 | 27.193 | -98.7958 | 0 | 16.6899 | [6 empty] | DEER:HVAC_Split-Package_HP | Annual | FALSE
Any | SWHC046AA | RtL | ex | CZ13 | cDXHP | SWHC046-01 | ExAnte2019 | IOU workpaper | 2019-11-06 | Cap-Tons | 1 |  |  | 499.8592 | 0 | 23.6441 | -78.7521 | 0 | 14.4896 | [6 empty] | DEER:HVAC_Split-Package_HP | Annual | FALSE
Any | SWHC046AA | RtL | ex | CZ14 | cDXHP | SWHC046-01 | ExAnte2019 | IOU workpaper | 2019-11-06 | Cap-Tons | 1 |  |  | 475.9587 | 0 | 28.2291 | -104.6841 | 0 | 17.92 | [6 empty] | DEER:HVAC_Split-Package_HP | Annual | FALSE
Any | SWHC046AA | RtL | ex | CZ15 | cDXHP | SWHC046-01 | ExAnte2019 | IOU workpaper | 2019-11-06 | Cap-Tons | 1 |  |  | 724.8159 | 0 | 2.7272 | 31.8873 | 0 | 2.0557 | [6 empty] | DEER:HVAC_Split-Package_HP | Annual | FALSE
Any | SWHC046AA | RtL | ex | CZ16 | cDXHP | SWHC046-01 | ExAnte2019 | IOU workpaper | 2019-11-06 | Cap-Tons | 1 |  |  | -208.0484 | 0 | 123.1347 | -639.2463 | 0 | 74.8701 | [6 empty] | DEER:HVAC_Split-Package_HP | Annual | FALSE
Any | SWHC046AA | RtS | ex | CZ01 | cDXHP | SWHC046-01 | ExAnte2019 | IOU workpaper | 2019-11-06 | Cap-Tons | 1 |  |  | -238.9473 | 0 | 115.8857 | -616.2001 | 0 | 85.5753 | [6 empty] | DEER:HVAC_Split-Package_HP | Annual | FALSE
Any | SWHC046AA | RtS | ex | CZ02 | cDXHP | SWHC046-01 | ExAnte2019 | IOU workpaper | 2019-11-06 | Cap-Tons | 1 |  |  | 112.8293 | 0 | 57.0433 | -304.0822 | 0 | 42.8115 | [6 empty] | DEER:HVAC_Split-Package_HP | Annual | FALSE
Any | SWHC046AA | RtS | ex | CZ03 | cDXHP | SWHC046-01 | ExAnte2019 | IOU workpaper | 2019-11-06 | Cap-Tons | 1 |  |  | 61.7562 | 0 | 54.2799 | -290.333 | 0 | 40.7998 | [6 empty] | DEER:HVAC_Split-Package_HP | Annual | FALSE
Any | SWHC046AA | RtS | ex | CZ04 | cDXHP | SWHC046-01 | ExAnte2019 | IOU workpaper | 2019-11-06 | Cap-Tons | 1 |  |  | 208.4889 | 0 | 40.7633 | -211.5073 | 0 | 31.376 | [6 empty] | DEER:HVAC_Split-Package_HP | Annual | FALSE
Any | SWHC046AA | RtS | ex | CZ05 | cDXHP | SWHC046-01 | ExAnte2019 | IOU workpaper | 2019-11-06 | Cap-Tons | 1 |  |  | 97.3789 | 0 | 48.5556 | -257.603 | 0 | 36.3474 | [6 empty] | DEER:HVAC_Split-Package_HP | Annual | FALSE
Any | SWHC046AA | RtS | ex | CZ06 | cDXHP | SWHC046-01 | ExAnte2019 | IOU workpaper | 2019-11-06 | Cap-Tons | 1 |  |  | 318.6299 | 0 | 19.9729 | -92.2481 | 0 | 15.6478 | [6 empty] | DEER:HVAC_Split-Package_HP | Annual | FALSE
Any | SWHC046AA | RtS | ex | CZ07 | cDXHP | SWHC046-01 | ExAnte2019 | IOU workpaper | 2019-11-06 | Cap-Tons | 1 |  |  | 302.5135 | 0 | 12.9077 | -55.5494 | 0 | 9.6647 | [6 empty] | DEER:HVAC_Split-Package_HP | Annual | FALSE
Any | SWHC046AA | RtS | ex | CZ08 | cDXHP | SWHC046-01 | ExAnte2019 | IOU workpaper | 2019-11-06 | Cap-Tons | 1 |  |  | 369.585 | 0 | 15.186 | -67.7497 | 0 | 12.1307 | [6 empty] | DEER:HVAC_Split-Package_HP | Annual | FALSE
Any | SWHC046AA | RtS | ex | CZ09 | cDXHP | SWHC046-01 | ExAnte2019 | IOU workpaper | 2019-11-06 | Cap-Tons | 1 |  |  | 392.4671 | 0 | 17.5723 | -93.5054 | 0 | 14.5747 | [6 empty] | DEER:HVAC_Split-Package_HP | Annual | FALSE
Any | SWHC046AA | RtS | ex | CZ10 | cDXHP | SWHC046-01 | ExAnte2019 | IOU workpaper | 2019-11-06 | Cap-Tons | 1 |  |  | 416.2637 | 0 | 16.679 | -73.1623 | 0 | 12.7936 | [6 empty] | DEER:HVAC_Split-Package_HP | Annual | FALSE
Any | SWHC046AA | RtS | ex | CZ11 | cDXHP | SWHC046-01 | ExAnte2019 | IOU workpaper | 2019-11-06 | Cap-Tons | 1 |  |  | 265.6878 | 0 | 44.2122 | -244.2578 | 0 | 36.1329 | [6 empty] | DEER:HVAC_Split-Package_HP | Annual | FALSE
Any | SWHC046AA | RtS | ex | CZ12 | cDXHP | SWHC046-01 | ExAnte2019 | IOU workpaper | 2019-11-06 | Cap-Tons | 1 |  |  | 215.7522 | 0 | 47.4541 | -260.4273 | 0 | 37.6889 | [6 empty] | DEER:HVAC_Split-Package_HP | Annual | FALSE
Any | SWHC046AA | RtS | ex | CZ13 | cDXHP | SWHC046-01 | ExAnte2019 | IOU workpaper | 2019-11-06 | Cap-Tons | 1 |  |  | 301.7367 | 0 | 39.022 | -211.7647 | 0 | 31.4614 | [6 empty] | DEER:HVAC_Split-Package_HP | Annual | FALSE
Any | SWHC046AA | RtS | ex | CZ14 | cDXHP | SWHC046-01 | ExAnte2019 | IOU workpaper | 2019-11-06 | Cap-Tons | 1 |  |  | 294.9227 | 0 | 40.3563 | -223.1026 | 0 | 32.6468 | [6 empty] | DEER:HVAC_Split-Package_HP | Annual | FALSE
Any | SWHC046AA | RtS | ex | CZ15 | cDXHP | SWHC046-01 | ExAnte2019 | IOU workpaper | 2019-11-06 | Cap-Tons | 1 |  |  | 608.8913 | 0 | 3.7681 | 17.2172 | 0 | 3.2183 | [6 empty] | DEER:HVAC_Split-Package_HP | Annual | FALSE
Any | SWHC046AA | RtS | ex | CZ16 | cDXHP | SWHC046-01 | ExAnte2019 | IOU workpaper | 2019-11-06 | Cap-Tons | 1 |  |  | -609.2666 | 0 | 144.2291 | -970.8964 | 0 | 112.7024 | [6 empty] | DEER:HVAC_Split-Package_HP | Annual | FALSE
Any | SWHC046AA | SCn | ex | CZ01 | cDXHP | SWHC046-01 | ExAnte2019 | IOU workpaper | 2019-11-06 | Cap-Tons | 1 |  |  | -559.7939 | 0 | 143.772 | -924.0727 | 0 | 124.6599 | [6 empty] | DEER:HVAC_Split-Package_HP | Annual | FALSE
Any | SWHC046AA | SCn | ex | CZ02 | cDXHP | SWHC046-01 | ExAnte2019 | IOU workpaper | 2019-11-06 | Cap-Tons | 1 |  |  | -333.1375 | 0 | 98.1892 | -649.6345 | 0 | 81.9207 | [6 empty] | DEER:HVAC_Split-Package_HP | Annual | FALSE
Any | SWHC046AA | SCn | ex | CZ03 | cDXHP | SWHC046-01 | ExAnte2019 | IOU workpaper | 2019-11-06 | Cap-Tons | 1 |  |  | -136.5357 | 0 | 75.6369 | -499.9394 | 0 | 65.8008 | [6 empty] | DEER:HVAC_Split-Package_HP | Annual | FALSE
Any | SWHC046AA | SCn | ex | CZ04 | cDXHP | SWHC046-01 | ExAnte2019 | IOU workpaper | 2019-11-06 | Cap-Tons | 1 |  |  | -233.5501 | 0 | 76.7945 | -538.8058 | 0 | 64.091 | [6 empty] | DEER:HVAC_Split-Package_HP | Annual | FALSE
Any | SWHC046AA | SCn | ex | CZ05 | cDXHP | SWHC046-01 | ExAnte2019 | IOU workpaper | 2019-11-06 | Cap-Tons | 1 |  |  | -132.1873 | 0 | 75.9753 | -505.9747 | 0 | 65.3421 | [6 empty] | DEER:HVAC_Split-Package_HP | Annual | FALSE
Any | SWHC046AA | SCn | ex | CZ06 | cDXHP | SWHC046-01 | ExAnte2019 | IOU workpaper | 2019-11-06 | Cap-Tons | 1 |  |  | 121.9617 | 0 | 40.139 | -266.6548 | 0 | 35.9886 | [6 empty] | DEER:HVAC_Split-Package_HP | Annual | FALSE
Any | SWHC046AA | SCn | ex | CZ07 | cDXHP | SWHC046-01 | ExAnte2019 | IOU workpaper | 2019-11-06 | Cap-Tons | 1 |  |  | 174.8696 | 0 | 30.3878 | -203.4498 | 0 | 26.6314 | [6 empty] | DEER:HVAC_Split-Package_HP | Annual | FALSE
Any | SWHC046AA | SCn | ex | CZ08 | cDXHP | SWHC046-01 | ExAnte2019 | IOU workpaper | 2019-11-06 | Cap-Tons | 1 |  |  | 164.1889 | 0 | 39.9307 | -241.782 | 0 | 35.2224 | [6 empty] | DEER:HVAC_Split-Package_HP | Annual | FALSE
Any | SWHC046AA | SCn | ex | CZ09 | cDXHP | SWHC046-01 | ExAnte2019 | IOU workpaper | 2019-11-06 | Cap-Tons | 1 |  |  | 202.8535 | 0 | 41.1585 | -253.8713 | 0 | 37.4889 | [6 empty] | DEER:HVAC_Split-Package_HP | Annual | FALSE
Any | SWHC046AA | SCn | ex | CZ10 | cDXHP | SWHC046-01 | ExAnte2019 | IOU workpaper | 2019-11-06 | Cap-Tons | 1 |  |  | 178.0594 | 0 | 44.5115 | -269.0128 | 0 | 38.4043 | [6 empty] | DEER:HVAC_Split-Package_HP | Annual | FALSE
Any | SWHC046AA | SCn | ex | CZ11 | cDXHP | SWHC046-01 | ExAnte2019 | IOU workpaper | 2019-11-06 | Cap-Tons | 1 |  |  | -26.3131 | 0 | 82.2244 | -507.0501 | 0 | 72.3395 | [6 empty] | DEER:HVAC_Split-Package_HP | Annual | FALSE
Any | SWHC046AA | SCn | ex | CZ12 | cDXHP | SWHC046-01 | ExAnte2019 | IOU workpaper | 2019-11-06 | Cap-Tons | 1 |  |  | -107.9814 | 0 | 89.0404 | -545.5793 | 0 | 77.0498 | [6 empty] | DEER:HVAC_Split-Package_HP | Annual | FALSE
Any | SWHC046AA | SCn | ex | CZ13 | cDXHP | SWHC046-01 | ExAnte2019 | IOU workpaper | 2019-11-06 | Cap-Tons | 1 |  |  | 38.0106 | 0 | 69.9561 | -430.4555 | 0 | 61.0169 | [6 empty] | DEER:HVAC_Split-Package_HP | Annual | FALSE
Any | SWHC046AA | SCn | ex | CZ14 | cDXHP | SWHC046-01 | ExAnte2019 | IOU workpaper | 2019-11-06 | Cap-Tons | 1 |  |  | -67.4363 | 0 | 83.6506 | -549.6964 | 0 | 73.5145 | [6 empty] | DEER:HVAC_Split-Package_HP | Annual | FALSE
Any | SWHC046AA | SCn | ex | CZ15 | cDXHP | SWHC046-01 | ExAnte2019 | IOU workpaper | 2019-11-06 | Cap-Tons | 1 |  |  | 526.203 | 0 | 10.9609 | -48.9507 | 0 | 10.2752 | [6 empty] | DEER:HVAC_Split-Package_HP | Annual | FALSE
Any | SWHC046AA | SCn | ex | CZ16 | cDXHP | SWHC046-01 | ExAnte2019 | IOU workpaper | 2019-11-06 | Cap-Tons | 1 |  |  | -815.025 | 0 | 159.8648 | -1185.8824 | 0 | 138.6229 | [6 empty] | DEER:HVAC_Split-Package_HP | Annual | FALSE
Any | SWHC046AB | Asm | ex | CZ01 | cDXHP | SWHC046-01 | ExAnte2019 | IOU workpaper | 2019-11-06 | Cap-Tons | 1 |  |  | -751.1363 | 0 | 165.1862 | -1073.9852 | 0 | 154.7297 | [6 empty] | DEER:HVAC_Split-Package_HP | Annual | FALSE
Any | SWHC046AB | Asm | ex | CZ02 | cDXHP | SWHC046-01 | ExAnte2019 | IOU workpaper | 2019-11-06 | Cap-Tons | 1 |  |  | -232.001 | 0 | 100.62 | -551.7594 | 0 | 93.7418 | [6 empty] | DEER:HVAC_Split-Package_HP | Annual | FALSE
Any | SWHC046AB | Asm | ex | CZ03 | cDXHP | SWHC046-01 | ExAnte2019 | IOU workpaper | 2019-11-06 | Cap-Tons | 1 |  |  | -120.9677 | 0 | 74.4427 | -439.4716 | 0 | 62.3368 | [6 empty] | DEER:HVAC_Split-Package_HP | Annual | FALSE
Any | SWHC046AB | Asm | ex | CZ04 | cDXHP | SWHC046-01 | ExAnte2019 | IOU workpaper | 2019-11-06 | Cap-Tons | 1 |  |  | -10.1183 | 0 | 67.8584 | -393.1978 | 0 | 63.9993 | [6 empty] | DEER:HVAC_Split-Package_HP | Annual | FALSE
Any | SWHC046AB | Asm | ex | CZ05 | cDXHP | SWHC046-01 | ExAnte2019 | IOU workpaper | 2019-11-06 | Cap-Tons | 1 |  |  | -118.6392 | 0 | 73.7344 | -444.4747 | 0 | 63.6624 | [6 empty] | DEER:HVAC_Split-Package_HP | Annual | FALSE
Any | SWHC046AB | Asm | ex | CZ06 | cDXHP | SWHC046-01 | ExAnte2019 | IOU workpaper | 2019-11-06 | Cap-Tons | 1 |  |  | 198.5085 | 0 | 30.8886 | -146.6493 | 0 | 24.143 | [6 empty] | DEER:HVAC_Split-Package_HP | Annual | FALSE
Any | SWHC046AB | Asm | ex | CZ07 | cDXHP | SWHC046-01 | ExAnte2019 | IOU workpaper | 2019-11-06 | Cap-Tons | 1 |  |  | 193.302 | 0 | 23.3258 | -117.473 | 0 | 17.8704 | [6 empty] | DEER:HVAC_Split-Package_HP | Annual | FALSE
Any | SWHC046AB | Asm | ex | CZ08 | cDXHP | SWHC046-01 | ExAnte2019 | IOU workpaper | 2019-11-06 | Cap-Tons | 1 |  |  | 240.2745 | 0 | 29.2602 | -127.6699 | 0 | 24.3913 | [6 empty] | DEER:HVAC_Split-Package_HP | Annual | FALSE
Any | SWHC046AB | Asm | ex | CZ09 | cDXHP | SWHC046-01 | ExAnte2019 | IOU workpaper | 2019-11-06 | Cap-Tons | 1 |  |  | 279.9989 | 0 | 29.3259 | -109.0633 | 0 | 19.8361 | [6 empty] | DEER:HVAC_Split-Package_HP | Annual | FALSE
Any | SWHC046AB | Asm | ex | CZ10 | cDXHP | SWHC046-01 | ExAnte2019 | IOU workpaper | 2019-11-06 | Cap-Tons | 1 |  |  | 280.8339 | 0 | 36.0968 | -139.3418 | 0 | 26.4323 | [6 empty] | DEER:HVAC_Split-Package_HP | Annual | FALSE
Any | SWHC046AB | Asm | ex | CZ11 | cDXHP | SWHC046-01 | ExAnte2019 | IOU workpaper | 2019-11-06 | Cap-Tons | 1 |  |  | 167.8511 | 0 | 66.1786 | -289.0357 | 0 | 46.9503 | [6 empty] | DEER:HVAC_Split-Package_HP | Annual | FALSE
Any | SWHC046AB | Asm | ex | CZ12 | cDXHP | SWHC046-01 | ExAnte2019 | IOU workpaper | 2019-11-06 | Cap-Tons | 1 |  |  | 55.4874 | 0 | 72.6119 | -355.199 | 0 | 55.7135 | [6 empty] | DEER:HVAC_Split-Package_HP | Annual | FALSE
Any | SWHC046AB | Asm | ex | CZ13 | cDXHP | SWHC046-01 | ExAnte2019 | IOU workpaper | 2019-11-06 | Cap-Tons | 1 |  |  | 204.2221 | 0 | 60.4795 | -254.9093 | 0 | 41.9838 | [6 empty] | DEER:HVAC_Split-Package_HP | Annual | FALSE
Any | SWHC046AB | Asm | ex | CZ14 | cDXHP | SWHC046-01 | ExAnte2019 | IOU workpaper | 2019-11-06 | Cap-Tons | 1 |  |  | 180.4148 | 0 | 64.1548 | -283.7359 | 0 | 45.1161 | [6 empty] | DEER:HVAC_Split-Package_HP | Annual | FALSE
Any | SWHC046AB | Asm | ex | CZ15 | cDXHP | SWHC046-01 | ExAnte2019 | IOU workpaper | 2019-11-06 | Cap-Tons | 1 |  |  | 600.2236 | 0 | 10.5585 | 28.6952 | 0 | 7.2331 | [6 empty] | DEER:HVAC_Split-Package_HP | Annual | FALSE
Any | SWHC046AB | Asm | ex | CZ16 | cDXHP | SWHC046-01 | ExAnte2019 | IOU workpaper | 2019-11-06 | Cap-Tons | 1 |  |  | -910.3068 | 0 | 185.0324 | -1260.5989 | 0 | 155.8883 | [6 empty] | DEER:HVAC_Split-Package_HP | Annual | FALSE
Any | SWHC046AB | Com | ex | CZ01 | cDXHP | SWHC046-01 | ExAnte2019 | IOU workpaper | 2019-11-06 | Cap-Tons | 1 |  |  | -239.7037 | 0 | 108.9076 | -648.7746 | 0 | 88.8896 | [6 empty] | DEER:HVAC_Split-Package_HP | Annual | FALSE
Any | SWHC046AB | Com | ex | CZ02 | cDXHP | SWHC046-01 | ExAnte2019 | IOU workpaper | 2019-11-06 | Cap-Tons | 1 |  |  | 68.114 | 0 | 58.3118 | -323.153 | 0 | 46.1928 | [6 empty] | DEER:HVAC_Split-Package_HP | Annual | FALSE
Any | SWHC046AB | Com | ex | CZ03 | cDXHP | SWHC046-01 | ExAnte2019 | IOU workpaper | 2019-11-06 | Cap-Tons | 1 |  |  | 110.1384 | 0 | 39.661 | -223.2161 | 0 | 32.5964 | [6 empty] | DEER:HVAC_Split-Package_HP | Annual | FALSE
Any | SWHC046AB | Com | ex | CZ04 | cDXHP | SWHC046-01 | ExAnte2019 | IOU workpaper | 2019-11-06 | Cap-Tons | 1 |  |  | 161.8772 | 0 | 34.6379 | -185.5165 | 0 | 28.2247 | [6 empty] | DEER:HVAC_Split-Package_HP | Annual | FALSE
Any | SWHC046AB | Com | ex | CZ05 | cDXHP | SWHC046-01 | ExAnte2019 | IOU workpaper | 2019-11-06 | Cap-Tons | 1 |  |  | 80.8262 | 0 | 54.8262 | -309.6029 | 0 | 44.4716 | [6 empty] | DEER:HVAC_Split-Package_HP | Annual | FALSE
Any | SWHC046AB | Com | ex | CZ06 | cDXHP | SWHC046-01 | ExAnte2019 | IOU workpaper | 2019-11-06 | Cap-Tons | 1 |  |  | 293.3117 | 0 | 21.3905 | -97.3231 | 0 | 18.05 | [6 empty] | DEER:HVAC_Split-Package_HP | Annual | FALSE
Any | SWHC046AB | Com | ex | CZ07 | cDXHP | SWHC046-01 | ExAnte2019 | IOU workpaper | 2019-11-06 | Cap-Tons | 1 |  |  | 301.5408 | 0 | 17.0299 | -80.5135 | 0 | 15.0278 | [6 empty] | DEER:HVAC_Split-Package_HP | Annual | FALSE
Any | SWHC046AB | Com | ex | CZ08 | cDXHP | SWHC046-01 | ExAnte2019 | IOU workpaper | 2019-11-06 | Cap-Tons | 1 |  |  | 311.5513 | 0 | 20.3094 | -82.199 | 0 | 17.3246 | [6 empty] | DEER:HVAC_Split-Package_HP | Annual | FALSE
Any | SWHC046AB | Com | ex | CZ09 | cDXHP | SWHC046-01 | ExAnte2019 | IOU workpaper | 2019-11-06 | Cap-Tons | 1 |  |  | 357.2467 | 0 | 19.7073 | -83.495 | 0 | 16.475 | [6 empty] | DEER:HVAC_Split-Package_HP | Annual | FALSE
Any | SWHC046AB | Com | ex | CZ10 | cDXHP | SWHC046-01 | ExAnte2019 | IOU workpaper | 2019-11-06 | Cap-Tons | 1 |  |  | 316.5607 | 0 | 26.7268 | -119.7443 | 0 | 22.0327 | [6 empty] | DEER:HVAC_Split-Package_HP | Annual | FALSE
Any | SWHC046AB | Com | ex | CZ11 | cDXHP | SWHC046-01 | ExAnte2019 | IOU workpaper | 2019-11-06 | Cap-Tons | 1 |  |  | 214.7313 | 0 | 49.0219 | -255.7684 | 0 | 39.9038 | [6 empty] | DEER:HVAC_Split-Package_HP | Annual | FALSE
Any | SWHC046AB | Com | ex | CZ12 | cDXHP | SWHC046-01 | ExAnte2019 | IOU workpaper | 2019-11-06 | Cap-Tons | 1 |  |  | 179.0775 | 0 | 45.7873 | -244.459 | 0 | 37.0031 | [6 empty] | DEER:HVAC_Split-Package_HP | Annual | FALSE
Any | SWHC046AB | Com | ex | CZ13 | cDXHP | SWHC046-01 | ExAnte2019 | IOU workpaper | 2019-11-06 | Cap-Tons | 1 |  |  | 263.8656 | 0 | 40.8867 | -204.111 | 0 | 32.9536 | [6 empty] | DEER:HVAC_Split-Package_HP | Annual | FALSE
Any | SWHC046AB | Com | ex | CZ14 | cDXHP | SWHC046-01 | ExAnte2019 | IOU workpaper | 2019-11-06 | Cap-Tons | 1 |  |  | 237.7691 | 0 | 44.5953 | -231.5299 | 0 | 35.2504 | [6 empty] | DEER:HVAC_Split-Package_HP | Annual | FALSE
Any | SWHC046AB | Com | ex | CZ15 | cDXHP | SWHC046-01 | ExAnte2019 | IOU workpaper | 2019-11-06 | Cap-Tons | 1 |  |  | 613.3054 | 0 | 6.8258 | 39.7984 | 0 | 5.6552 | [6 empty] | DEER:HVAC_Split-Package_HP | Annual | FALSE
Any | SWHC046AB | Com | ex | CZ16 | cDXHP | SWHC046-01 | ExAnte2019 | IOU workpaper | 2019-11-06 | Cap-Tons | 1 |  |  | -535.5768 | 0 | 130.4065 | -917.317 | 0 | 106.027 | [6 empty] | DEER:HVAC_Split-Package_HP | Annual | FALSE
Any | SWHC046AB | ECC | ex | CZ01 | cDXHP | SWHC046-01 | ExAnte2019 | IOU workpaper | 2019-11-06 | Cap-Tons | 1 |  |  | -94.1455 | 0 | 68.0044 | -353.5208 | 0 | 48.6955 | [6 empty] | DEER:HVAC_Split-Package_HP | Annual | FALSE
Any | SWHC046AB | ECC | ex | CZ02 | cDXHP | SWHC046-01 | ExAnte2019 | IOU workpaper | 2019-11-06 | Cap-Tons | 1 |  |  | 102.2794 | 0 | 37.9542 | -169.5872 | 0 | 25.5984 | [6 empty] | DEER:HVAC_Split-Package_HP | Annual | FALSE
Any | SWHC046AB | ECC | ex | CZ03 | cDXHP | SWHC046-01 | ExAnte2019 | IOU workpaper | 2019-11-06 | Cap-Tons | 1 |  |  | 106.3798 | 0 | 28.9687 | -141.9765 | 0 | 20.8845 | [6 empty] | DEER:HVAC_Split-Package_HP | Annual | FALSE
Any | SWHC046AB | ECC | ex | CZ04 | cDXHP | SWHC046-01 | ExAnte2019 | IOU workpaper | 2019-11-06 | Cap-Tons | 1 |  |  | 149.3486 | 0 | 26.1759 | -113.7589 | 0 | 18.2532 | [6 empty] | DEER:HVAC_Split-Package_HP | Annual | FALSE
Any | SWHC046AB | ECC | ex | CZ05 | cDXHP | SWHC046-01 | ExAnte2019 | IOU workpaper | 2019-11-06 | Cap-Tons | 1 |  |  | 98.9029 | 0 | 29.033 | -142.7461 | 0 | 20.8146 | [6 empty] | DEER:HVAC_Split-Package_HP | Annual | FALSE
Any | SWHC046AB | ECC | ex | CZ06 | cDXHP | SWHC046-01 | ExAnte2019 | IOU workpaper | 2019-11-06 | Cap-Tons | 1 |  |  | 260.116 | 0 | 9.3762 | -16.1234 | 0 | 6.5068 | [6 empty] | DEER:HVAC_Split-Package_HP | Annual | FALSE
Any | SWHC046AB | ECC | ex | CZ07 | cDXHP | SWHC046-01 | ExAnte2019 | IOU workpaper | 2019-11-06 | Cap-Tons | 1 |  |  | 243.4796 | 0 | 5.4497 | -0.2137 | 0 | 3.6729 | [6 empty] | DEER:HVAC_Split-Package_HP | Annual | FALSE
Any | SWHC046AB | ECC | ex | CZ08 | cDXHP | SWHC046-01 | ExAnte2019 | IOU workpaper | 2019-11-06 | Cap-Tons | 1 |  |  | 283.1269 | 0 | 8.5813 | 1.4125 | 0 | 5.791 | [6 empty] | DEER:HVAC_Split-Package_HP | Annual | FALSE
Any | SWHC046AB | ECC | ex | CZ09 | cDXHP | SWHC046-01 | ExAnte2019 | IOU workpaper | 2019-11-06 | Cap-Tons | 1 |  |  | 301.1468 | 0 | 10.0941 | -18.1297 | 0 | 7.2408 | [6 empty] | DEER:HVAC_Split-Package_HP | Annual | FALSE
Any | SWHC046AB | ECC | ex | CZ10 | cDXHP | SWHC046-01 | ExAnte2019 | IOU workpaper | 2019-11-06 | Cap-Tons | 1 |  |  | 311.955 | 0 | 11.6262 | -14.0611 | 0 | 7.8241 | [6 empty] | DEER:HVAC_Split-Package_HP | Annual | FALSE
Any | SWHC046AB | ECC | ex | CZ11 | cDXHP | SWHC046-01 | ExAnte2019 | IOU workpaper | 2019-11-06 | Cap-Tons | 1 |  |  | 220.4998 | 0 | 31.6669 | -123.5837 | 0 | 23.454 | [6 empty] | DEER:HVAC_Split-Package_HP | Annual | FALSE
Any | SWHC046AB | ECC | ex | CZ12 | cDXHP | SWHC046-01 | ExAnte2019 | IOU workpaper | 2019-11-06 | Cap-Tons | 1 |  |  | 172.7224 | 0 | 33.1986 | -137.5848 | 0 | 23.922 | [6 empty] | DEER:HVAC_Split-Package_HP | Annual | FALSE
Any | SWHC046AB | ECC | ex | CZ13 | cDXHP | SWHC046-01 | ExAnte2019 | IOU workpaper | 2019-11-06 | Cap-Tons | 1 |  |  | 247.6591 | 0 | 27.1826 | -97.0272 | 0 | 19.9271 | [6 empty] | DEER:HVAC_Split-Package_HP | Annual | FALSE
Any | SWHC046AB | ECC | ex | CZ14 | cDXHP | SWHC046-01 | ExAnte2019 | IOU workpaper | 2019-11-06 | Cap-Tons | 1 |  |  | 233.2313 | 0 | 28.6533 | -116.1709 | 0 | 21.0061 | [6 empty] | DEER:HVAC_Split-Package_HP | Annual | FALSE
Any | SWHC046AB | ECC | ex | CZ15 | cDXHP | SWHC046-01 | ExAnte2019 | IOU workpaper | 2019-11-06 | Cap-Tons | 1 |  |  | 492.8542 | 0 | 2.683 | 62.0213 | 0 | 1.9488 | [6 empty] | DEER:HVAC_Split-Package_HP | Annual | FALSE
Any | SWHC046AB | ECC | ex | CZ16 | cDXHP | SWHC046-01 | ExAnte2019 | IOU workpaper | 2019-11-06 | Cap-Tons | 1 |  |  | -288.3267 | 0 | 87.5876 | -565.9915 | 0 | 66.1622 | [6 empty] | DEER:HVAC_Split-Package_HP | Annual | FALSE
Any | SWHC046AB | EPr | ex | CZ01 | cDXHP | SWHC046-01 | ExAnte2019 | IOU workpaper | 2019-11-06 | Cap-Tons | 1 |  |  | -326.398 | 0 | 87.5052 | -500.253 | 0 | 73.0443 | [6 empty] | DEER:HVAC_Split-Package_HP | Annual | FALSE
Any | SWHC046AB | EPr | ex | CZ02 | cDXHP | SWHC046-01 | ExAnte2019 | IOU workpaper | 2019-11-06 | Cap-Tons | 1 |  |  | -91.7652 | 0 | 47.5438 | -259.8215 | 0 | 34.673 | [6 empty] | DEER:HVAC_Split-Package_HP | Annual | FALSE
Any | SWHC046AB | EPr | ex | CZ03 | cDXHP | SWHC046-01 | ExAnte2019 | IOU workpaper | 2019-11-06 | Cap-Tons | 1 |  |  | -57.9324 | 0 | 42.2165 | -224.8982 | 0 | 33.4829 | [6 empty] | DEER:HVAC_Split-Package_HP | Annual | FALSE
Any | SWHC046AB | EPr | ex | CZ04 | cDXHP | SWHC046-01 | ExAnte2019 | IOU workpaper | 2019-11-06 | Cap-Tons | 1 |  |  | -13.0311 | 0 | 33.8884 | -183.4433 | 0 | 25.0375 | [6 empty] | DEER:HVAC_Split-Package_HP | Annual | FALSE
Any | SWHC046AB | EPr | ex | CZ05 | cDXHP | SWHC046-01 | ExAnte2019 | IOU workpaper | 2019-11-06 | Cap-Tons | 1 |  |  | -75.2641 | 0 | 41.3539 | -227.3528 | 0 | 33.6022 | [6 empty] | DEER:HVAC_Split-Package_HP | Annual | FALSE
Any | SWHC046AB | EPr | ex | CZ06 | cDXHP | SWHC046-01 | ExAnte2019 | IOU workpaper | 2019-11-06 | Cap-Tons | 1 |  |  | 90.8257 | 0 | 17.1175 | -74.3143 | 0 | 12.9685 | [6 empty] | DEER:HVAC_Split-Package_HP | Annual | FALSE
Any | SWHC046AB | EPr | ex | CZ07 | cDXHP | SWHC046-01 | ExAnte2019 | IOU workpaper | 2019-11-06 | Cap-Tons | 1 |  |  | 90.1284 | 0 | 13.029 | -56.4504 | 0 | 9.4707 | [6 empty] | DEER:HVAC_Split-Package_HP | Annual | FALSE
Any | SWHC046AB | EPr | ex | CZ08 | cDXHP | SWHC046-01 | ExAnte2019 | IOU workpaper | 2019-11-06 | Cap-Tons | 1 |  |  | 121.148 | 0 | 14.4759 | -54.3665 | 0 | 10.7278 | [6 empty] | DEER:HVAC_Split-Package_HP | Annual | FALSE
Any | SWHC046AB | EPr | ex | CZ09 | cDXHP | SWHC046-01 | ExAnte2019 | IOU workpaper | 2019-11-06 | Cap-Tons | 1 |  |  | 133.3672 | 0 | 16.3635 | -76.1132 | 0 | 13.0531 | [6 empty] | DEER:HVAC_Split-Package_HP | Annual | FALSE
Any | SWHC046AB | EPr | ex | CZ10 | cDXHP | SWHC046-01 | ExAnte2019 | IOU workpaper | 2019-11-06 | Cap-Tons | 1 |  |  | 147.9005 | 0 | 16.7206 | -54.6165 | 0 | 12.3904 | [6 empty] | DEER:HVAC_Split-Package_HP | Annual | FALSE
Any | SWHC046AB | EPr | ex | CZ11 | cDXHP | SWHC046-01 | ExAnte2019 | IOU workpaper | 2019-11-06 | Cap-Tons | 1 |  |  | 25.7897 | 0 | 37.9268 | -182.5012 | 0 | 29.1757 | [6 empty] | DEER:HVAC_Split-Package_HP | Annual | FALSE
Any | SWHC046AB | EPr | ex | CZ12 | cDXHP | SWHC046-01 | ExAnte2019 | IOU workpaper | 2019-11-06 | Cap-Tons | 1 |  |  | -17.7246 | 0 | 41.0296 | -208.6116 | 0 | 30.6814 | [6 empty] | DEER:HVAC_Split-Package_HP | Annual | FALSE
Any | SWHC046AB | EPr | ex | CZ13 | cDXHP | SWHC046-01 | ExAnte2019 | IOU workpaper | 2019-11-06 | Cap-Tons | 1 |  |  | 50.9537 | 0 | 33.3074 | -157.1399 | 0 | 25.4859 | [6 empty] | DEER:HVAC_Split-Package_HP | Annual | FALSE
Any | SWHC046AB | EPr | ex | CZ14 | cDXHP | SWHC046-01 | ExAnte2019 | IOU workpaper | 2019-11-06 | Cap-Tons | 1 |  |  | 54.7023 | 0 | 33.6089 | -169.4329 | 0 | 26.3116 | [6 empty] | DEER:HVAC_Split-Package_HP | Annual | FALSE
Any | SWHC046AB | EPr | ex | CZ15 | cDXHP | SWHC046-01 | ExAnte2019 | IOU workpaper | 2019-11-06 | Cap-Tons | 1 |  |  | 289.0312 | 0 | 4.358 | 21.2465 | 0 | 3.5453 | [6 empty] | DEER:HVAC_Split-Package_HP | Annual | FALSE
Any | SWHC046AB | EPr | ex | CZ16 | cDXHP | SWHC046-01 | ExAnte2019 | IOU workpaper | 2019-11-06 | Cap-Tons | 1 |  |  | -522.9473 | 0 | 106.5569 | -706.055 | 0 | 84.5069 | [6 empty] | DEER:HVAC_Split-Package_HP | Annual | FALSE
Any | SWHC046AB | ERC | ex | CZ01 | cDXHP | SWHC046-01 | ExAnte2019 | IOU workpaper | 2019-11-06 | Cap-Tons | 1 |  |  | -614.4865 | 0 | 130.1902 | -758.6635 | 0 | 110.19 | [6 empty] | DEER:HVAC_Split-Package_HP | Annual | FALSE
Any | SWHC046AB | ERC | ex | CZ02 | cDXHP | SWHC046-01 | ExAnte2019 | IOU workpaper | 2019-11-06 | Cap-Tons | 1 |  |  | -326.2434 | 0 | 81.2592 | -461.9303 | 0 | 68.8517 | [6 empty] | DEER:HVAC_Split-Package_HP | Annual | FALSE
Any | SWHC046AB | ERC | ex | CZ03 | cDXHP | SWHC046-01 | ExAnte2019 | IOU workpaper | 2019-11-06 | Cap-Tons | 1 |  |  | -197.8903 | 0 | 62.3777 | -320.026 | 0 | 53.4192 | [6 empty] | DEER:HVAC_Split-Package_HP | Annual | FALSE
Any | SWHC046AB | ERC | ex | CZ04 | cDXHP | SWHC046-01 | ExAnte2019 | IOU workpaper | 2019-11-06 | Cap-Tons | 1 |  |  | -192.3784 | 0 | 57.1078 | -323.4455 | 0 | 49.5264 | [6 empty] | DEER:HVAC_Split-Package_HP | Annual | FALSE
Any | SWHC046AB | ERC | ex | CZ05 | cDXHP | SWHC046-01 | ExAnte2019 | IOU workpaper | 2019-11-06 | Cap-Tons | 1 |  |  | -270.8199 | 0 | 70.1693 | -386.7748 | 0 | 61.6431 | [6 empty] | DEER:HVAC_Split-Package_HP | Annual | FALSE
Any | SWHC046AB | ERC | ex | CZ06 | cDXHP | SWHC046-01 | ExAnte2019 | IOU workpaper | 2019-11-06 | Cap-Tons | 1 |  |  | -18.0887 | 0 | 29.6069 | -137.3335 | 0 | 26.3065 | [6 empty] | DEER:HVAC_Split-Package_HP | Annual | FALSE
Any | SWHC046AB | ERC | ex | CZ07 | cDXHP | SWHC046-01 | ExAnte2019 | IOU workpaper | 2019-11-06 | Cap-Tons | 1 |  |  | 14.2586 | 0 | 19.2459 | -80.6627 | 0 | 16.3875 | [6 empty] | DEER:HVAC_Split-Package_HP | Annual | FALSE
Any | SWHC046AB | ERC | ex | CZ08 | cDXHP | SWHC046-01 | ExAnte2019 | IOU workpaper | 2019-11-06 | Cap-Tons | 1 |  |  | 19.7995 | 0 | 25.7548 | -106.3162 | 0 | 22.3748 | [6 empty] | DEER:HVAC_Split-Package_HP | Annual | FALSE
Any | SWHC046AB | ERC | ex | CZ09 | cDXHP | SWHC046-01 | ExAnte2019 | IOU workpaper | 2019-11-06 | Cap-Tons | 1 |  |  | 35.4039 | 0 | 25.3393 | -115.0304 | 0 | 22.146 | [6 empty] | DEER:HVAC_Split-Package_HP | Annual | FALSE
Any | SWHC046AB | ERC | ex | CZ10 | cDXHP | SWHC046-01 | ExAnte2019 | IOU workpaper | 2019-11-06 | Cap-Tons | 1 |  |  | 16.8034 | 0 | 29.1391 | -135.25 | 0 | 25.3466 | [6 empty] | DEER:HVAC_Split-Package_HP | Annual | FALSE
Any | SWHC046AB | ERC | ex | CZ11 | cDXHP | SWHC046-01 | ExAnte2019 | IOU workpaper | 2019-11-06 | Cap-Tons | 1 |  |  | -131.2694 | 0 | 54.3288 | -294.1795 | 0 | 46.8416 | [6 empty] | DEER:HVAC_Split-Package_HP | Annual | FALSE
Any | SWHC046AB | ERC | ex | CZ12 | cDXHP | SWHC046-01 | ExAnte2019 | IOU workpaper | 2019-11-06 | Cap-Tons | 1 |  |  | -190.7942 | 0 | 61.6617 | -338.4717 | 0 | 52.7245 | [6 empty] | DEER:HVAC_Split-Package_HP | Annual | FALSE
Any | SWHC046AB | ERC | ex | CZ13 | cDXHP | SWHC046-01 | ExAnte2019 | IOU workpaper | 2019-11-06 | Cap-Tons | 1 |  |  | -91.0137 | 0 | 48.0507 | -253.839 | 0 | 41.3822 | [6 empty] | DEER:HVAC_Split-Package_HP | Annual | FALSE
Any | SWHC046AB | ERC | ex | CZ14 | cDXHP | SWHC046-01 | ExAnte2019 | IOU workpaper | 2019-11-06 | Cap-Tons | 1 |  |  | -115.3211 | 0 | 50.0178 | -287.3885 | 0 | 43.658 | [6 empty] | DEER:HVAC_Split-Package_HP | Annual | FALSE
Any | SWHC046AB | ERC | ex | CZ15 | cDXHP | SWHC046-01 | ExAnte2019 | IOU workpaper | 2019-11-06 | Cap-Tons | 1 |  |  | 212.0219 | 0 | 7.5889 | 11.3524 | 0 | 6.6956 | [6 empty] | DEER:HVAC_Split-Package_HP | Annual | FALSE
Any | SWHC046AB | ERC | ex | CZ16 | cDXHP | SWHC046-01 | ExAnte2019 | IOU workpaper | 2019-11-06 | Cap-Tons | 1 |  |  | -899.9337 | 0 | 143.9248 | -1053.9898 | 0 | 123.4207 | [6 empty] | DEER:HVAC_Split-Package_HP | Annual | FALSE
Any | SWHC046AB | ESe | ex | CZ01 | cDXHP | SWHC046-01 | ExAnte2019 | IOU workpaper | 2019-11-06 | Cap-Tons | 1 |  |  | -252.9822 | 0 | 80.1273 | -442.0563 | 0 | 62.7269 | [6 empty] | DEER:HVAC_Split-Package_HP | Annual | FALSE
Any | SWHC046AB | ESe | ex | CZ02 | cDXHP | SWHC046-01 | ExAnte2019 | IOU workpaper | 2019-11-06 | Cap-Tons | 1 |  |  | -60.4572 | 0 | 47.2619 | -250.1986 | 0 | 34.0965 | [6 empty] | DEER:HVAC_Split-Package_HP | Annual | FALSE
Any | SWHC046AB | ESe | ex | CZ03 | cDXHP | SWHC046-01 | ExAnte2019 | IOU workpaper | 2019-11-06 | Cap-Tons | 1 |  |  | 3.9406 | 0 | 33.4515 | -176.0978 | 0 | 26.0715 | [6 empty] | DEER:HVAC_Split-Package_HP | Annual | FALSE
Any | SWHC046AB | ESe | ex | CZ04 | cDXHP | SWHC046-01 | ExAnte2019 | IOU workpaper | 2019-11-06 | Cap-Tons | 1 |  |  | 32.5513 | 0 | 30.2418 | -153.7341 | 0 | 22.1893 | [6 empty] | DEER:HVAC_Split-Package_HP | Annual | FALSE
Any | SWHC046AB | ESe | ex | CZ05 | cDXHP | SWHC046-01 | ExAnte2019 | IOU workpaper | 2019-11-06 | Cap-Tons | 1 |  |  | 3.499 | 0 | 32.3342 | -171.6775 | 0 | 25.4133 | [6 empty] | DEER:HVAC_Split-Package_HP | Annual | FALSE
Any | SWHC046AB | ESe | ex | CZ06 | cDXHP | SWHC046-01 | ExAnte2019 | IOU workpaper | 2019-11-06 | Cap-Tons | 1 |  |  | 146.1758 | 0 | 13.0742 | -47.7603 | 0 | 9.5407 | [6 empty] | DEER:HVAC_Split-Package_HP | Annual | FALSE
Any | SWHC046AB | ESe | ex | CZ07 | cDXHP | SWHC046-01 | ExAnte2019 | IOU workpaper | 2019-11-06 | Cap-Tons | 1 |  |  | 147.8066 | 0 | 8.9345 | -26.7679 | 0 | 6.3435 | [6 empty] | DEER:HVAC_Split-Package_HP | Annual | FALSE
Any | SWHC046AB | ESe | ex | CZ08 | cDXHP | SWHC046-01 | ExAnte2019 | IOU workpaper | 2019-11-06 | Cap-Tons | 1 |  |  | 166.9355 | 0 | 12.0835 | -31.2787 | 0 | 8.7281 | [6 empty] | DEER:HVAC_Split-Package_HP | Annual | FALSE
Any | SWHC046AB | ESe | ex | CZ09 | cDXHP | SWHC046-01 | ExAnte2019 | IOU workpaper | 2019-11-06 | Cap-Tons | 1 |  |  | 174.7566 | 0 | 13.5568 | -49.5488 | 0 | 10.2491 | [6 empty] | DEER:HVAC_Split-Package_HP | Annual | FALSE
Any | SWHC046AB | ESe | ex | CZ10 | cDXHP | SWHC046-01 | ExAnte2019 | IOU workpaper | 2019-11-06 | Cap-Tons | 1 |  |  | 167.6004 | 0 | 17.2237 | -62.1684 | 0 | 12.5318 | [6 empty] | DEER:HVAC_Split-Package_HP | Annual | FALSE
Any | SWHC046AB | ESe | ex | CZ11 | cDXHP | SWHC046-01 | ExAnte2019 | IOU workpaper | 2019-11-06 | Cap-Tons | 1 |  |  | 44.3962 | 0 | 40.5054 | -192.8758 | 0 | 31.3022 | [6 empty] | DEER:HVAC_Split-Package_HP | Annual | FALSE
Any | SWHC046AB | ESe | ex | CZ12 | cDXHP | SWHC046-01 | ExAnte2019 | IOU workpaper | 2019-11-06 | Cap-Tons | 1 |  |  | -1.0471 | 0 | 42.211 | -213.8599 | 0 | 31.8856 | [6 empty] | DEER:HVAC_Split-Package_HP | Annual | FALSE
Any | SWHC046AB | ESe | ex | CZ13 | cDXHP | SWHC046-01 | ExAnte2019 | IOU workpaper | 2019-11-06 | Cap-Tons | 1 |  |  | 77.4978 | 0 | 34.8774 | -159.5734 | 0 | 26.7312 | [6 empty] | DEER:HVAC_Split-Package_HP | Annual | FALSE
Any | SWHC046AB | ESe | ex | CZ14 | cDXHP | SWHC046-01 | ExAnte2019 | IOU workpaper | 2019-11-06 | Cap-Tons | 1 |  |  | 63.2328 | 0 | 36.3587 | -180.6807 | 0 | 28.0487 | [6 empty] | DEER:HVAC_Split-Package_HP | Annual | FALSE
Any | SWHC046AB | ESe | ex | CZ15 | cDXHP | SWHC046-01 | ExAnte2019 | IOU workpaper | 2019-11-06 | Cap-Tons | 1 |  |  | 318.4715 | 0 | 4.7462 | 27.1876 | 0 | 3.7009 | [6 empty] | DEER:HVAC_Split-Package_HP | Annual | FALSE
Any | SWHC046AB | ESe | ex | CZ16 | cDXHP | SWHC046-01 | ExAnte2019 | IOU workpaper | 2019-11-06 | Cap-Tons | 1 |  |  | -459.9309 | 0 | 97.5708 | -659.1423 | 0 | 76.8982 | [6 empty] | DEER:HVAC_Split-Package_HP | Annual | FALSE
Any | SWHC046AB | EUn | ex | CZ01 | cDXHP | SWHC046-01 | ExAnte2019 | IOU workpaper | 2019-11-06 | Cap-Tons | 1 |  |  | -174.1147 | 0 | 85.1494 | -483.7781 | 0 | 70.0776 | [6 empty] | DEER:HVAC_Split-Package_HP | Annual | FALSE
Any | SWHC046AB | EUn | ex | CZ02 | cDXHP | SWHC046-01 | ExAnte2019 | IOU workpaper | 2019-11-06 | Cap-Tons | 1 |  |  | 52.8702 | 0 | 53.0085 | -265.9329 | 0 | 40.3197 | [6 empty] | DEER:HVAC_Split-Package_HP | Annual | FALSE
Any | SWHC046AB | EUn | ex | CZ03 | cDXHP | SWHC046-01 | ExAnte2019 | IOU workpaper | 2019-11-06 | Cap-Tons | 1 |  |  | 70.5938 | 0 | 42.1639 | -224.605 | 0 | 34.8283 | [6 empty] | DEER:HVAC_Split-Package_HP | Annual | FALSE
Any | SWHC046AB | EUn | ex | CZ04 | cDXHP | SWHC046-01 | ExAnte2019 | IOU workpaper | 2019-11-06 | Cap-Tons | 1 |  |  | 115.4648 | 0 | 38.6966 | -196.7443 | 0 | 30.482 | [6 empty] | DEER:HVAC_Split-Package_HP | Annual | FALSE
Any | SWHC046AB | EUn | ex | CZ05 | cDXHP | SWHC046-01 | ExAnte2019 | IOU workpaper | 2019-11-06 | Cap-Tons | 1 |  |  | 50.7451 | 0 | 43.297 | -230.329 | 0 | 35.9621 | [6 empty] | DEER:HVAC_Split-Package_HP | Annual | FALSE
Any | SWHC046AB | EUn | ex | CZ06 | cDXHP | SWHC046-01 | ExAnte2019 | IOU workpaper | 2019-11-06 | Cap-Tons | 1 |  |  | 264.7546 | 0 | 17.8795 | -65.1314 | 0 | 14.1231 | [6 empty] | DEER:HVAC_Split-Package_HP | Annual | FALSE
Any | SWHC046AB | EUn | ex | CZ07 | cDXHP | SWHC046-01 | ExAnte2019 | IOU workpaper | 2019-11-06 | Cap-Tons | 1 |  |  | 252.5259 | 0 | 12.6754 | -42.7962 | 0 | 9.8936 | [6 empty] | DEER:HVAC_Split-Package_HP | Annual | FALSE
Any | SWHC046AB | EUn | ex | CZ08 | cDXHP | SWHC046-01 | ExAnte2019 | IOU workpaper | 2019-11-06 | Cap-Tons | 1 |  |  | 293.4948 | 0 | 17.2027 | -45.1945 | 0 | 13.3477 | [6 empty] | DEER:HVAC_Split-Package_HP | Annual | FALSE
Any | SWHC046AB | EUn | ex | CZ09 | cDXHP | SWHC046-01 | ExAnte2019 | IOU workpaper | 2019-11-06 | Cap-Tons | 1 |  |  | 315.0229 | 0 | 18.2215 | -61.9618 | 0 | 14.1713 | [6 empty] | DEER:HVAC_Split-Package_HP | Annual | FALSE
Any | SWHC046AB | EUn | ex | CZ10 | cDXHP | SWHC046-01 | ExAnte2019 | IOU workpaper | 2019-11-06 | Cap-Tons | 1 |  |  | 331.2732 | 0 | 19.5843 | -54.2139 | 0 | 14.4735 | [6 empty] | DEER:HVAC_Split-Package_HP | Annual | FALSE
Any | SWHC046AB | EUn | ex | CZ11 | cDXHP | SWHC046-01 | ExAnte2019 | IOU workpaper | 2019-11-06 | Cap-Tons | 1 |  |  | 232.2638 | 0 | 41.1938 | -174.5403 | 0 | 32.0582 | [6 empty] | DEER:HVAC_Split-Package_HP | Annual | FALSE
Any | SWHC046AB | EUn | ex | CZ12 | cDXHP | SWHC046-01 | ExAnte2019 | IOU workpaper | 2019-11-06 | Cap-Tons | 1 |  |  | 167.0982 | 0 | 44.3082 | -199.266 | 0 | 34.3967 | [6 empty] | DEER:HVAC_Split-Package_HP | Annual | FALSE
Any | SWHC046AB | EUn | ex | CZ13 | cDXHP | SWHC046-01 | ExAnte2019 | IOU workpaper | 2019-11-06 | Cap-Tons | 1 |  |  | 265.9739 | 0 | 35.5453 | -140.7219 | 0 | 27.2321 | [6 empty] | DEER:HVAC_Split-Package_HP | Annual | FALSE
Any | SWHC046AB | EUn | ex | CZ14 | cDXHP | SWHC046-01 | ExAnte2019 | IOU workpaper | 2019-11-06 | Cap-Tons | 1 |  |  | 241.8368 | 0 | 38.6585 | -168.6494 | 0 | 29.5124 | [6 empty] | DEER:HVAC_Split-Package_HP | Annual | FALSE
Any | SWHC046AB | EUn | ex | CZ15 | cDXHP | SWHC046-01 | ExAnte2019 | IOU workpaper | 2019-11-06 | Cap-Tons | 1 |  |  | 557.2084 | 0 | 5.3791 | 50.541 | 0 | 4.2406 | [6 empty] | DEER:HVAC_Split-Package_HP | Annual | FALSE
Any | SWHC046AB | EUn | ex | CZ16 | cDXHP | SWHC046-01 | ExAnte2019 | IOU workpaper | 2019-11-06 | Cap-Tons | 1 |  |  | -370.537 | 0 | 103.931 | -693.272 | 0 | 83.1046 | [6 empty] | DEER:HVAC_Split-Package_HP | Annual | FALSE
Any | SWHC046AB | Gro | ex | CZ01 | cDXHP | SWHC046-01 | ExAnte2019 | IOU workpaper | 2019-11-06 | Cap-Tons | 1 |  |  | -1939.9109 | 0 | 498.6997 | -3080.8985 | 0 | 433.0788 | [6 empty] | DEER:HVAC_Split-Package_HP | Annual | FALSE
Any | SWHC046AB | Gro | ex | CZ02 | cDXHP | SWHC046-01 | ExAnte2019 | IOU workpaper | 2019-11-06 | Cap-Tons | 1 |  |  | -446.6855 | 0 | 166.9628 | -1215.8942 | 0 | 148.339 | [6 empty] | DEER:HVAC_Split-Package_HP | Annual | FALSE
Any | SWHC046AB | Gro | ex | CZ03 | cDXHP | SWHC046-01 | ExAnte2019 | IOU workpaper | 2019-11-06 | Cap-Tons | 1 |  |  | -449.6049 | 0 | 217.0709 | -1374.0158 | 0 | 198.2532 | [6 empty] | DEER:HVAC_Split-Package_HP | Annual | FALSE
Any | SWHC046AB | Gro | ex | CZ04 | cDXHP | SWHC046-01 | ExAnte2019 | IOU workpaper | 2019-11-06 | Cap-Tons | 1 |  |  | -260.7051 | 0 | 145.9138 | -1031.8935 | 0 | 133.0212 | [6 empty] | DEER:HVAC_Split-Package_HP | Annual | FALSE
Any | SWHC046AB | Gro | ex | CZ05 | cDXHP | SWHC046-01 | ExAnte2019 | IOU workpaper | 2019-11-06 | Cap-Tons | 1 |  |  | -640.4265 | 0 | 258.5784 | -1643.9532 | 0 | 233.5836 | [6 empty] | DEER:HVAC_Split-Package_HP | Annual | FALSE
Any | SWHC046AB | Gro | ex | CZ06 | cDXHP | SWHC046-01 | ExAnte2019 | IOU workpaper | 2019-11-06 | Cap-Tons | 1 |  |  | 71.3814 | 0 | 93.3525 | -733.7851 | 0 | 93.8253 | [6 empty] | DEER:HVAC_Split-Package_HP | Annual | FALSE
Any | SWHC046AB | Gro | ex | CZ07 | cDXHP | SWHC046-01 | ExAnte2019 | IOU workpaper | 2019-11-06 | Cap-Tons | 1 |  |  | 245.3739 | 0 | 104.8152 | -757.4731 | 0 | 107.1506 | [6 empty] | DEER:HVAC_Split-Package_HP | Annual | FALSE
Any | SWHC046AB | Gro | ex | CZ08 | cDXHP | SWHC046-01 | ExAnte2019 | IOU workpaper | 2019-11-06 | Cap-Tons | 1 |  |  | 190.9792 | 0 | 77.3451 | -594.7709 | 0 | 76.7267 | [6 empty] | DEER:HVAC_Split-Package_HP | Annual | FALSE
Any | SWHC046AB | Gro | ex | CZ09 | cDXHP | SWHC046-01 | ExAnte2019 | IOU workpaper | 2019-11-06 | Cap-Tons | 1 |  |  | 216.9451 | 0 | 69.3385 | -584.1978 | 0 | 69.9341 | [6 empty] | DEER:HVAC_Split-Package_HP | Annual | FALSE
Any | SWHC046AB | Gro | ex | CZ10 | cDXHP | SWHC046-01 | ExAnte2019 | IOU workpaper | 2019-11-06 | Cap-Tons | 1 |  |  | 201.7143 | 0 | 78.3937 | -623.5234 | 0 | 75.4472 | [6 empty] | DEER:HVAC_Split-Package_HP | Annual | FALSE
Any | SWHC046AB | Gro | ex | CZ11 | cDXHP | SWHC046-01 | ExAnte2019 | IOU workpaper | 2019-11-06 | Cap-Tons | 1 |  |  | -66.5497 | 0 | 116.2667 | -893.7132 | 0 | 106.5647 | [6 empty] | DEER:HVAC_Split-Package_HP | Annual | FALSE
Any | SWHC046AB | Gro | ex | CZ12 | cDXHP | SWHC046-01 | ExAnte2019 | IOU workpaper | 2019-11-06 | Cap-Tons | 1 |  |  | -114.5248 | 0 | 111.9752 | -915.1633 | 0 | 103.7323 | [6 empty] | DEER:HVAC_Split-Package_HP | Annual | FALSE
Any | SWHC046AB | Gro | ex | CZ13 | cDXHP | SWHC046-01 | ExAnte2019 | IOU workpaper | 2019-11-06 | Cap-Tons | 1 |  |  | 56.4234 | 0 | 101.5605 | -795.0406 | 0 | 93.4344 | [6 empty] | DEER:HVAC_Split-Package_HP | Annual | FALSE
Any | SWHC046AB | Gro | ex | CZ14 | cDXHP | SWHC046-01 | ExAnte2019 | IOU workpaper | 2019-11-06 | Cap-Tons | 1 |  |  | -34.0014 | 0 | 107.2807 | -870.8676 | 0 | 98.4901 | [6 empty] | DEER:HVAC_Split-Package_HP | Annual | FALSE
Any | SWHC046AB | Gro | ex | CZ15 | cDXHP | SWHC046-01 | ExAnte2019 | IOU workpaper | 2019-11-06 | Cap-Tons | 1 |  |  | 733.6193 | 0 | 23.5178 | -204.3702 | 0 | 26.7272 | [6 empty] | DEER:HVAC_Split-Package_HP | Annual | FALSE
Any | SWHC046AB | Gro | ex | CZ16 | cDXHP | SWHC046-01 | ExAnte2019 | IOU workpaper | 2019-11-06 | Cap-Tons | 1 |  |  | -2011.0672 | 0 | 355.5057 | -2971.7175 | 0 | 311.2109 | [6 empty] | DEER:HVAC_Split-Package_HP | Annual | FALSE
Any | SWHC046AB | Hsp | ex | CZ01 | cDXHP | SWHC046-01 | ExAnte2019 | IOU workpaper | 2019-11-06 | Cap-Tons | 1 |  |  | 356.4364 | 0 | 70.7311 | -396.5433 | 0 | 45.4195 | [6 empty] | DEER:HVAC_Split-Package_HP | Annual | FALSE
Any | SWHC046AB | Hsp | ex | CZ02 | cDXHP | SWHC046-01 | ExAnte2019 | IOU workpaper | 2019-11-06 | Cap-Tons | 1 |  |  | 552.8428 | 0 | 45.9755 | -226.6296 | 0 | 28.8291 | [6 empty] | DEER:HVAC_Split-Package_HP | Annual | FALSE
Any | SWHC046AB | Hsp | ex | CZ03 | cDXHP | SWHC046-01 | ExAnte2019 | IOU workpaper | 2019-11-06 | Cap-Tons | 1 |  |  | 557.744 | 0 | 33.3436 | -177.5149 | 0 | 21.8097 | [6 empty] | DEER:HVAC_Split-Package_HP | Annual | FALSE
Any | SWHC046AB | Hsp | ex | CZ04 | cDXHP | SWHC046-01 | ExAnte2019 | IOU workpaper | 2019-11-06 | Cap-Tons | 1 |  |  | 607.5947 | 0 | 34.0745 | -163.8307 | 0 | 21.7356 | [6 empty] | DEER:HVAC_Split-Package_HP | Annual | FALSE
Any | SWHC046AB | Hsp | ex | CZ05 | cDXHP | SWHC046-01 | ExAnte2019 | IOU workpaper | 2019-11-06 | Cap-Tons | 1 |  |  | 532.7452 | 0 | 37.6952 | -192.6267 | 0 | 23.2995 | [6 empty] | DEER:HVAC_Split-Package_HP | Annual | FALSE
Any | SWHC046AB | Hsp | ex | CZ06 | cDXHP | SWHC046-01 | ExAnte2019 | IOU workpaper | 2019-11-06 | Cap-Tons | 1 |  |  | 724.2161 | 0 | 15.8174 | -51.1055 | 0 | 10.0851 | [6 empty] | DEER:HVAC_Split-Package_HP | Annual | FALSE
Any | SWHC046AB | Hsp | ex | CZ07 | cDXHP | SWHC046-01 | ExAnte2019 | IOU workpaper | 2019-11-06 | Cap-Tons | 1 |  |  | 731.1863 | 0 | 6.4923 | -6.4598 | 0 | 4.3186 | [6 empty] | DEER:HVAC_Split-Package_HP | Annual | FALSE
Any | SWHC046AB | Hsp | ex | CZ08 | cDXHP | SWHC046-01 | ExAnte2019 | IOU workpaper | 2019-11-06 | Cap-Tons | 1 |  |  | 775.6826 | 0 | 11.7674 | -18.8859 | 0 | 7.587 | [6 empty] | DEER:HVAC_Split-Package_HP | Annual | FALSE
Any | SWHC046AB | Hsp | ex | CZ09 | cDXHP | SWHC046-01 | ExAnte2019 | IOU workpaper | 2019-11-06 | Cap-Tons | 1 |  |  | 772.3666 | 0 | 16.5796 | -41.7414 | 0 | 10.6498 | [6 empty] | DEER:HVAC_Split-Package_HP | Annual | FALSE
Any | SWHC046AB | Hsp | ex | CZ10 | cDXHP | SWHC046-01 | ExAnte2019 | IOU workpaper | 2019-11-06 | Cap-Tons | 1 |  |  | 789.7509 | 0 | 20.3993 | -55.2745 | 0 | 12.5185 | [6 empty] | DEER:HVAC_Split-Package_HP | Annual | FALSE
Any | SWHC046AB | Hsp | ex | CZ11 | cDXHP | SWHC046-01 | ExAnte2019 | IOU workpaper | 2019-11-06 | Cap-Tons | 1 |  |  | 662.202 | 0 | 45.3031 | -194.373 | 0 | 29.9311 | [6 empty] | DEER:HVAC_Split-Package_HP | Annual | FALSE
Any | SWHC046AB | Hsp | ex | CZ12 | cDXHP | SWHC046-01 | ExAnte2019 | IOU workpaper | 2019-11-06 | Cap-Tons | 1 |  |  | 627.3873 | 0 | 42.417 | -196.6963 | 0 | 27.9848 | [6 empty] | DEER:HVAC_Split-Package_HP | Annual | FALSE
Any | SWHC046AB | Hsp | ex | CZ13 | cDXHP | SWHC046-01 | ExAnte2019 | IOU workpaper | 2019-11-06 | Cap-Tons | 1 |  |  | 706.8431 | 0 | 39.8061 | -161.4422 | 0 | 26.101 | [6 empty] | DEER:HVAC_Split-Package_HP | Annual | FALSE
Any | SWHC046AB | Hsp | ex | CZ14 | cDXHP | SWHC046-01 | ExAnte2019 | IOU workpaper | 2019-11-06 | Cap-Tons | 1 |  |  | 626.3006 | 0 | 50.8561 | -226.9323 | 0 | 33.0552 | [6 empty] | DEER:HVAC_Split-Package_HP | Annual | FALSE
Any | SWHC046AB | Hsp | ex | CZ15 | cDXHP | SWHC046-01 | ExAnte2019 | IOU workpaper | 2019-11-06 | Cap-Tons | 1 |  |  | 1023.0727 | 0 | 7.2066 | 75.0228 | 0 | 4.4925 | [6 empty] | DEER:HVAC_Split-Package_HP | Annual | FALSE
Any | SWHC046AB | Hsp | ex | CZ16 | cDXHP | SWHC046-01 | ExAnte2019 | IOU workpaper | 2019-11-06 | Cap-Tons | 1 |  |  | 62.3394 | 0 | 114.8814 | -689.0312 | 0 | 78.3639 | [6 empty] | DEER:HVAC_Split-Package_HP | Annual | FALSE
Any | SWHC046AB | Htl | ex | CZ01 | cDXHP | SWHC046-01 | ExAnte2019 | IOU workpaper | 2019-11-06 | Cap-Tons | 1 |  |  | -757.222 | 0 | 213.9277 | -1348.2896 | 0 | 187.7433 | [6 empty] | DEER:HVAC_Split-Package_HP | Annual | FALSE
Any | SWHC046AB | Htl | ex | CZ02 | cDXHP | SWHC046-01 | ExAnte2019 | IOU workpaper | 2019-11-06 | Cap-Tons | 1 |  |  | -278.0189 | 0 | 131.6374 | -811.6161 | 0 | 105.4776 | [6 empty] | DEER:HVAC_Split-Package_HP | Annual | FALSE
Any | SWHC046AB | Htl | ex | CZ03 | cDXHP | SWHC046-01 | ExAnte2019 | IOU workpaper | 2019-11-06 | Cap-Tons | 1 |  |  | -148.6101 | 0 | 115.134 | -711.7807 | 0 | 102.2811 | [6 empty] | DEER:HVAC_Split-Package_HP | Annual | FALSE
Any | SWHC046AB | Htl | ex | CZ04 | cDXHP | SWHC046-01 | ExAnte2019 | IOU workpaper | 2019-11-06 | Cap-Tons | 1 |  |  | -97.8282 | 0 | 94.493 | -620.5003 | 0 | 76.0346 | [6 empty] | DEER:HVAC_Split-Package_HP | Annual | FALSE
Any | SWHC046AB | Htl | ex | CZ05 | cDXHP | SWHC046-01 | ExAnte2019 | IOU workpaper | 2019-11-06 | Cap-Tons | 1 |  |  | -258.7847 | 0 | 124.4552 | -753.7067 | 0 | 107.543 | [6 empty] | DEER:HVAC_Split-Package_HP | Annual | FALSE
Any | SWHC046AB | Htl | ex | CZ06 | cDXHP | SWHC046-01 | ExAnte2019 | IOU workpaper | 2019-11-06 | Cap-Tons | 1 |  |  | 242.4019 | 0 | 56.2671 | -321.0338 | 0 | 48.6508 | [6 empty] | DEER:HVAC_Split-Package_HP | Annual | FALSE
Any | SWHC046AB | Htl | ex | CZ07 | cDXHP | SWHC046-01 | ExAnte2019 | IOU workpaper | 2019-11-06 | Cap-Tons | 1 |  |  | 289.7618 | 0 | 38.3454 | -234.5347 | 0 | 33.8329 | [6 empty] | DEER:HVAC_Split-Package_HP | Annual | FALSE
Any | SWHC046AB | Htl | ex | CZ08 | cDXHP | SWHC046-01 | ExAnte2019 | IOU workpaper | 2019-11-06 | Cap-Tons | 1 |  |  | 366.9326 | 0 | 45.8624 | -219.1508 | 0 | 36.7589 | [6 empty] | DEER:HVAC_Split-Package_HP | Annual | FALSE
Any | SWHC046AB | Htl | ex | CZ09 | cDXHP | SWHC046-01 | ExAnte2019 | IOU workpaper | 2019-11-06 | Cap-Tons | 1 |  |  | 355.4132 | 0 | 50.652 | -268.0773 | 0 | 41.7389 | [6 empty] | DEER:HVAC_Split-Package_HP | Annual | FALSE
Any | SWHC046AB | Htl | ex | CZ10 | cDXHP | SWHC046-01 | ExAnte2019 | IOU workpaper | 2019-11-06 | Cap-Tons | 1 |  |  | 354.1101 | 0 | 59.1159 | -286.7861 | 0 | 47.2689 | [6 empty] | DEER:HVAC_Split-Package_HP | Annual | FALSE
Any | SWHC046AB | Htl | ex | CZ11 | cDXHP | SWHC046-01 | ExAnte2019 | IOU workpaper | 2019-11-06 | Cap-Tons | 1 |  |  | 138.8337 | 0 | 100.6202 | -530.7943 | 0 | 83.0016 | [6 empty] | DEER:HVAC_Split-Package_HP | Annual | FALSE
Any | SWHC046AB | Htl | ex | CZ12 | cDXHP | SWHC046-01 | ExAnte2019 | IOU workpaper | 2019-11-06 | Cap-Tons | 1 |  |  | 42.0026 | 0 | 106.5357 | -581.531 | 0 | 86.5399 | [6 empty] | DEER:HVAC_Split-Package_HP | Annual | FALSE
Any | SWHC046AB | Htl | ex | CZ13 | cDXHP | SWHC046-01 | ExAnte2019 | IOU workpaper | 2019-11-06 | Cap-Tons | 1 |  |  | 202.7573 | 0 | 89.6339 | -468.8424 | 0 | 73.7062 | [6 empty] | DEER:HVAC_Split-Package_HP | Annual | FALSE
Any | SWHC046AB | Htl | ex | CZ14 | cDXHP | SWHC046-01 | ExAnte2019 | IOU workpaper | 2019-11-06 | Cap-Tons | 1 |  |  | 93.6552 | 0 | 104.0214 | -574.7908 | 0 | 85.8162 | [6 empty] | DEER:HVAC_Split-Package_HP | Annual | FALSE
Any | SWHC046AB | Htl | ex | CZ15 | cDXHP | SWHC046-01 | ExAnte2019 | IOU workpaper | 2019-11-06 | Cap-Tons | 1 |  |  | 792.3347 | 0 | 19.9024 | -33.007 | 0 | 17.9051 | [6 empty] | DEER:HVAC_Split-Package_HP | Annual | FALSE
Any | SWHC046AB | Htl | ex | CZ16 | cDXHP | SWHC046-01 | ExAnte2019 | IOU workpaper | 2019-11-06 | Cap-Tons | 1 |  |  | -1183.2884 | 0 | 234.5768 | -1782.6439 | 0 | 204.4398 | [6 empty] | DEER:HVAC_Split-Package_HP | Annual | FALSE
Any | SWHC046AB | MBT | ex | CZ01 | cDXHP | SWHC046-01 | ExAnte2019 | IOU workpaper | 2019-11-06 | Cap-Tons | 1 |  |  | -83.4109 | 0 | 56.6708 | -308.4478 | 0 | 44.9865 | [6 empty] | DEER:HVAC_Split-Package_HP | Annual | FALSE
Any | SWHC046AB | MBT | ex | CZ02 | cDXHP | SWHC046-01 | ExAnte2019 | IOU workpaper | 2019-11-06 | Cap-Tons | 1 |  |  | 122.1372 | 0 | 31.3183 | -137.5884 | 0 | 23.185 | [6 empty] | DEER:HVAC_Split-Package_HP | Annual | FALSE
Any | SWHC046AB | MBT | ex | CZ03 | cDXHP | SWHC046-01 | ExAnte2019 | IOU workpaper | 2019-11-06 | Cap-Tons | 1 |  |  | 111.576 | 0 | 26.3635 | -128.4132 | 0 | 21.2771 | [6 empty] | DEER:HVAC_Split-Package_HP | Annual | FALSE
Any | SWHC046AB | MBT | ex | CZ04 | cDXHP | SWHC046-01 | ExAnte2019 | IOU workpaper | 2019-11-06 | Cap-Tons | 1 |  |  | 168.061 | 0 | 21.3719 | -82.3363 | 0 | 16.0587 | [6 empty] | DEER:HVAC_Split-Package_HP | Annual | FALSE
Any | SWHC046AB | MBT | ex | CZ05 | cDXHP | SWHC046-01 | ExAnte2019 | IOU workpaper | 2019-11-06 | Cap-Tons | 1 |  |  | 96.6439 | 0 | 26.8734 | -131.4379 | 0 | 21.2422 | [6 empty] | DEER:HVAC_Split-Package_HP | Annual | FALSE
Any | SWHC046AB | MBT | ex | CZ06 | cDXHP | SWHC046-01 | ExAnte2019 | IOU workpaper | 2019-11-06 | Cap-Tons | 1 |  |  | 250.4329 | 0 | 11.5264 | -23.7873 | 0 | 8.9229 | [6 empty] | DEER:HVAC_Split-Package_HP | Annual | FALSE
Any | SWHC046AB | MBT | ex | CZ07 | cDXHP | SWHC046-01 | ExAnte2019 | IOU workpaper | 2019-11-06 | Cap-Tons | 1 |  |  | 230.0625 | 0 | 8.1941 | -12.4014 | 0 | 6.2076 | [6 empty] | DEER:HVAC_Split-Package_HP | Annual | FALSE
Any | SWHC046AB | MBT | ex | CZ08 | cDXHP | SWHC046-01 | ExAnte2019 | IOU workpaper | 2019-11-06 | Cap-Tons | 1 |  |  | 285.6027 | 0 | 10.1407 | -10.7951 | 0 | 7.7425 | [6 empty] | DEER:HVAC_Split-Package_HP | Annual | FALSE
Any | SWHC046AB | MBT | ex | CZ09 | cDXHP | SWHC046-01 | ExAnte2019 | IOU workpaper | 2019-11-06 | Cap-Tons | 1 |  |  | 310.6704 | 0 | 11.9689 | -22.3673 | 0 | 8.362 | [6 empty] | DEER:HVAC_Split-Package_HP | Annual | FALSE
Any | SWHC046AB | MBT | ex | CZ10 | cDXHP | SWHC046-01 | ExAnte2019 | IOU workpaper | 2019-11-06 | Cap-Tons | 1 |  |  | 316.5932 | 0 | 12.3246 | -14.5998 | 0 | 8.5696 | [6 empty] | DEER:HVAC_Split-Package_HP | Annual | FALSE
Any | SWHC046AB | MBT | ex | CZ11 | cDXHP | SWHC046-01 | ExAnte2019 | IOU workpaper | 2019-11-06 | Cap-Tons | 1 |  |  | 270.0304 | 0 | 24.5241 | -84.1523 | 0 | 17.784 | [6 empty] | DEER:HVAC_Split-Package_HP | Annual | FALSE
Any | SWHC046AB | MBT | ex | CZ12 | cDXHP | SWHC046-01 | ExAnte2019 | IOU workpaper | 2019-11-06 | Cap-Tons | 1 |  |  | 218.7385 | 0 | 26.1403 | -105.0165 | 0 | 19.2498 | [6 empty] | DEER:HVAC_Split-Package_HP | Annual | FALSE
Any | SWHC046AB | MBT | ex | CZ13 | cDXHP | SWHC046-01 | ExAnte2019 | IOU workpaper | 2019-11-06 | Cap-Tons | 1 |  |  | 287.1424 | 0 | 22.1766 | -70.3983 | 0 | 15.8512 | [6 empty] | DEER:HVAC_Split-Package_HP | Annual | FALSE
Any | SWHC046AB | MBT | ex | CZ14 | cDXHP | SWHC046-01 | ExAnte2019 | IOU workpaper | 2019-11-06 | Cap-Tons | 1 |  |  | 267.7279 | 0 | 25.4715 | -91.4854 | 0 | 18.3007 | [6 empty] | DEER:HVAC_Split-Package_HP | Annual | FALSE
Any | SWHC046AB | MBT | ex | CZ15 | cDXHP | SWHC046-01 | ExAnte2019 | IOU workpaper | 2019-11-06 | Cap-Tons | 1 |  |  | 483.9861 | 0 | 3.5754 | 51.5116 | 0 | 2.4316 | [6 empty] | DEER:HVAC_Split-Package_HP | Annual | FALSE
Any | SWHC046AB | MBT | ex | CZ16 | cDXHP | SWHC046-01 | ExAnte2019 | IOU workpaper | 2019-11-06 | Cap-Tons | 1 |  |  | -205.5257 | 0 | 74.6573 | -492.3691 | 0 | 58.644 | [6 empty] | DEER:HVAC_Split-Package_HP | Annual | FALSE
Any | SWHC046AB | MLI | ex | CZ01 | cDXHP | SWHC046-01 | ExAnte2019 | IOU workpaper | 2019-11-06 | Cap-Tons | 1 |  |  | -374.1757 | 0 | 85.2439 | -631.1902 | 0 | 76.4701 | [6 empty] | DEER:HVAC_Split-Package_HP | Annual | FALSE
Any | SWHC046AB | MLI | ex | CZ02 | cDXHP | SWHC046-01 | ExAnte2019 | IOU workpaper | 2019-11-06 | Cap-Tons | 1 |  |  | -77.7206 | 0 | 53.4407 | -369.9742 | 0 | 47.0928 | [6 empty] | DEER:HVAC_Split-Package_HP | Annual | FALSE
Any | SWHC046AB | MLI | ex | CZ03 | cDXHP | SWHC046-01 | ExAnte2019 | IOU workpaper | 2019-11-06 | Cap-Tons | 1 |  |  | -36.4578 | 0 | 43.0572 | -305.3047 | 0 | 39.2945 | [6 empty] | DEER:HVAC_Split-Package_HP | Annual | FALSE
Any | SWHC046AB | MLI | ex | CZ04 | cDXHP | SWHC046-01 | ExAnte2019 | IOU workpaper | 2019-11-06 | Cap-Tons | 1 |  |  | -3.2763 | 0 | 39.4363 | -289.6349 | 0 | 35.4327 | [6 empty] | DEER:HVAC_Split-Package_HP | Annual | FALSE
Any | SWHC046AB | MLI | ex | CZ05 | cDXHP | SWHC046-01 | ExAnte2019 | IOU workpaper | 2019-11-06 | Cap-Tons | 1 |  |  | -72.8163 | 0 | 47.0937 | -340.7723 | 0 | 42.9187 | [6 empty] | DEER:HVAC_Split-Package_HP | Annual | FALSE
Any | SWHC046AB | MLI | ex | CZ06 | cDXHP | SWHC046-01 | ExAnte2019 | IOU workpaper | 2019-11-06 | Cap-Tons | 1 |  |  | 171.6571 | 0 | 21.0378 | -137.3832 | 0 | 19.8727 | [6 empty] | DEER:HVAC_Split-Package_HP | Annual | FALSE
Any | SWHC046AB | MLI | ex | CZ07 | cDXHP | SWHC046-01 | ExAnte2019 | IOU workpaper | 2019-11-06 | Cap-Tons | 1 |  |  | 203.8068 | 0 | 13.4738 | -87.6882 | 0 | 12.7535 | [6 empty] | DEER:HVAC_Split-Package_HP | Annual | FALSE
Any | SWHC046AB | MLI | ex | CZ08 | cDXHP | SWHC046-01 | ExAnte2019 | IOU workpaper | 2019-11-06 | Cap-Tons | 1 |  |  | 234.0607 | 0 | 19.5146 | -96.7018 | 0 | 18.0787 | [6 empty] | DEER:HVAC_Split-Package_HP | Annual | FALSE
Any | SWHC046AB | MLI | ex | CZ09 | cDXHP | SWHC046-01 | ExAnte2019 | IOU workpaper | 2019-11-06 | Cap-Tons | 1 |  |  | 246.4018 | 0 | 20.7838 | -108.6004 | 0 | 19.5929 | [6 empty] | DEER:HVAC_Split-Package_HP | Annual | FALSE
Any | SWHC046AB | MLI | ex | CZ10 | cDXHP | SWHC046-01 | ExAnte2019 | IOU workpaper | 2019-11-06 | Cap-Tons | 1 |  |  | 243.5286 | 0 | 21.4038 | -110.8739 | 0 | 19.6893 | [6 empty] | DEER:HVAC_Split-Package_HP | Annual | FALSE
Any | SWHC046AB | MLI | ex | CZ11 | cDXHP | SWHC046-01 | ExAnte2019 | IOU workpaper | 2019-11-06 | Cap-Tons | 1 |  |  | 105.8711 | 0 | 41.5702 | -253.7712 | 0 | 38.3782 | [6 empty] | DEER:HVAC_Split-Package_HP | Annual | FALSE
Any | SWHC046AB | MLI | ex | CZ12 | cDXHP | SWHC046-01 | ExAnte2019 | IOU workpaper | 2019-11-06 | Cap-Tons | 1 |  |  | 62.1827 | 0 | 42.8338 | -274.9937 | 0 | 38.8695 | [6 empty] | DEER:HVAC_Split-Package_HP | Annual | FALSE
Any | SWHC046AB | MLI | ex | CZ13 | cDXHP | SWHC046-01 | ExAnte2019 | IOU workpaper | 2019-11-06 | Cap-Tons | 1 |  |  | 155.6522 | 0 | 34.9396 | -206.1368 | 0 | 32.01 | [6 empty] | DEER:HVAC_Split-Package_HP | Annual | FALSE
Any | SWHC046AB | MLI | ex | CZ14 | cDXHP | SWHC046-01 | ExAnte2019 | IOU workpaper | 2019-11-06 | Cap-Tons | 1 |  |  | 78.557 | 0 | 44.7599 | -287.7824 | 0 | 41.0983 | [6 empty] | DEER:HVAC_Split-Package_HP | Annual | FALSE
Any | SWHC046AB | MLI | ex | CZ15 | cDXHP | SWHC046-01 | ExAnte2019 | IOU workpaper | 2019-11-06 | Cap-Tons | 1 |  |  | 439.4535 | 0 | 5.7225 | 22.3817 | 0 | 5.7189 | [6 empty] | DEER:HVAC_Split-Package_HP | Annual | FALSE
Any | SWHC046AB | MLI | ex | CZ16 | cDXHP | SWHC046-01 | ExAnte2019 | IOU workpaper | 2019-11-06 | Cap-Tons | 1 |  |  | -571.5446 | 0 | 102.2424 | -845.6834 | 0 | 92.5014 | [6 empty] | DEER:HVAC_Split-Package_HP | Annual | FALSE
Any | SWHC046AB | Mtl | ex | CZ01 | cDXHP | SWHC046-01 | ExAnte2019 | IOU workpaper | 2019-11-06 | Cap-Tons | 1 |  |  | 267.5298 | 0 | 100.095 | -517.4939 | 0 | 61.8844 | [6 empty] | DEER:HVAC_Split-Package_HP | Annual | FALSE
Any | SWHC046AB | Mtl | ex | CZ02 | cDXHP | SWHC046-01 | ExAnte2019 | IOU workpaper | 2019-11-06 | Cap-Tons | 1 |  |  | 365.5459 | 0 | 98.0947 | -404.3564 | 0 | 60.884 | [6 empty] | DEER:HVAC_Split-Package_HP | Annual | FALSE
Any | SWHC046AB | Mtl | ex | CZ03 | cDXHP | SWHC046-01 | ExAnte2019 | IOU workpaper | 2019-11-06 | Cap-Tons | 1 |  |  | 499.3772 | 0 | 48.5143 | -242.1179 | 0 | 29.682 | [6 empty] | DEER:HVAC_Split-Package_HP | Annual | FALSE
Any | SWHC046AB | Mtl | ex | CZ04 | cDXHP | SWHC046-01 | ExAnte2019 | IOU workpaper | 2019-11-06 | Cap-Tons | 1 |  |  | 453.0554 | 0 | 72.401 | -298.8413 | 0 | 44.9927 | [6 empty] | DEER:HVAC_Split-Package_HP | Annual | FALSE
Any | SWHC046AB | Mtl | ex | CZ05 | cDXHP | SWHC046-01 | ExAnte2019 | IOU workpaper | 2019-11-06 | Cap-Tons | 1 |  |  | 458.1525 | 0 | 58.781 | -289.9052 | 0 | 35.6694 | [6 empty] | DEER:HVAC_Split-Package_HP | Annual | FALSE
Any | SWHC046AB | Mtl | ex | CZ06 | cDXHP | SWHC046-01 | ExAnte2019 | IOU workpaper | 2019-11-06 | Cap-Tons | 1 |  |  | 726.485 | 0 | 17.9393 | -33.8076 | 0 | 9.2233 | [6 empty] | DEER:HVAC_Split-Package_HP | Annual | FALSE
Any | SWHC046AB | Mtl | ex | CZ07 | cDXHP | SWHC046-01 | ExAnte2019 | IOU workpaper | 2019-11-06 | Cap-Tons | 1 |  |  | 735.4284 | 0 | 5.8341 | 19.9355 | 0 | 2.3557 | [6 empty] | DEER:HVAC_Split-Package_HP | Annual | FALSE
Any | SWHC046AB | Mtl | ex | CZ08 | cDXHP | SWHC046-01 | ExAnte2019 | IOU workpaper | 2019-11-06 | Cap-Tons | 1 |  |  | 685.99 | 0 | 19.7436 | -15.7359 | 0 | 9.9012 | [6 empty] | DEER:HVAC_Split-Package_HP | Annual | FALSE
Any | SWHC046AB | Mtl | ex | CZ09 | cDXHP | SWHC046-01 | ExAnte2019 | IOU workpaper | 2019-11-06 | Cap-Tons | 1 |  |  | 761.0782 | 0 | 21.0691 | -34.5367 | 0 | 11.0068 | [6 empty] | DEER:HVAC_Split-Package_HP | Annual | FALSE
Any | SWHC046AB | Mtl | ex | CZ10 | cDXHP | SWHC046-01 | ExAnte2019 | IOU workpaper | 2019-11-06 | Cap-Tons | 1 |  |  | 740.9613 | 0 | 34.7949 | -87.9957 | 0 | 19.606 | [6 empty] | DEER:HVAC_Split-Package_HP | Annual | FALSE
Any | SWHC046AB | Mtl | ex | CZ11 | cDXHP | SWHC046-01 | ExAnte2019 | IOU workpaper | 2019-11-06 | Cap-Tons | 1 |  |  | 633.006 | 0 | 64.0643 | -254.2472 | 0 | 41.1641 | [6 empty] | DEER:HVAC_Split-Package_HP | Annual | FALSE
Any | SWHC046AB | Mtl | ex | CZ12 | cDXHP | SWHC046-01 | ExAnte2019 | IOU workpaper | 2019-11-06 | Cap-Tons | 1 |  |  | 536.2929 | 0 | 69.4345 | -280.8392 | 0 | 43.5229 | [6 empty] | DEER:HVAC_Split-Package_HP | Annual | FALSE
Any | SWHC046AB | Mtl | ex | CZ13 | cDXHP | SWHC046-01 | ExAnte2019 | IOU workpaper | 2019-11-06 | Cap-Tons | 1 |  |  | 668.7497 | 0 | 55.6996 | -209.3125 | 0 | 35.0851 | [6 empty] | DEER:HVAC_Split-Package_HP | Annual | FALSE
Any | SWHC046AB | Mtl | ex | CZ14 | cDXHP | SWHC046-01 | ExAnte2019 | IOU workpaper | 2019-11-06 | Cap-Tons | 1 |  |  | 573.0105 | 0 | 70.2387 | -297.6036 | 0 | 44.9842 | [6 empty] | DEER:HVAC_Split-Package_HP | Annual | FALSE
Any | SWHC046AB | Mtl | ex | CZ15 | cDXHP | SWHC046-01 | ExAnte2019 | IOU workpaper | 2019-11-06 | Cap-Tons | 1 |  |  | 1098.6809 | 0 | 7.3545 | 81.6673 | 0 | 4.0167 | [6 empty] | DEER:HVAC_Split-Package_HP | Annual | FALSE
Any | SWHC046AB | Mtl | ex | CZ16 | cDXHP | SWHC046-01 | ExAnte2019 | IOU workpaper | 2019-11-06 | Cap-Tons | 1 |  |  | -4.684 | 0 | 139.8866 | -808.6279 | 0 | 95.6445 | [6 empty] | DEER:HVAC_Split-Package_HP | Annual | FALSE
Any | SWHC046AB | Nrs | ex | CZ01 | cDXHP | SWHC046-01 | ExAnte2019 | IOU workpaper | 2019-11-06 | Cap-Tons | 1 |  |  | -44.6297 | 0 | 118.0545 | -736.0897 | 0 | 98.3797 | [6 empty] | DEER:HVAC_Split-Package_HP | Annual | FALSE
Any | SWHC046AB | Nrs | ex | CZ02 | cDXHP | SWHC046-01 | ExAnte2019 | IOU workpaper | 2019-11-06 | Cap-Tons | 1 |  |  | 218.2701 | 0 | 84.5949 | -505.473 | 0 | 70.6505 | [6 empty] | DEER:HVAC_Split-Package_HP | Annual | FALSE
Any | SWHC046AB | Nrs | ex | CZ03 | cDXHP | SWHC046-01 | ExAnte2019 | IOU workpaper | 2019-11-06 | Cap-Tons | 1 |  |  | 257.3395 | 0 | 66.3628 | -416.7011 | 0 | 57.1375 | [6 empty] | DEER:HVAC_Split-Package_HP | Annual | FALSE
Any | SWHC046AB | Nrs | ex | CZ04 | cDXHP | SWHC046-01 | ExAnte2019 | IOU workpaper | 2019-11-06 | Cap-Tons | 1 |  |  | 321.7602 | 0 | 63.3813 | -395.5462 | 0 | 54.2068 | [6 empty] | DEER:HVAC_Split-Package_HP | Annual | FALSE
Any | SWHC046AB | Nrs | ex | CZ05 | cDXHP | SWHC046-01 | ExAnte2019 | IOU workpaper | 2019-11-06 | Cap-Tons | 1 |  |  | 148.2012 | 0 | 76.4688 | -460.8339 | 0 | 63.0557 | [6 empty] | DEER:HVAC_Split-Package_HP | Annual | FALSE
Any | SWHC046AB | Nrs | ex | CZ06 | cDXHP | SWHC046-01 | ExAnte2019 | IOU workpaper | 2019-11-06 | Cap-Tons | 1 |  |  | 485.0109 | 0 | 38.7568 | -228.0356 | 0 | 34.0465 | [6 empty] | DEER:HVAC_Split-Package_HP | Annual | FALSE
Any | SWHC046AB | Nrs | ex | CZ07 | cDXHP | SWHC046-01 | ExAnte2019 | IOU workpaper | 2019-11-06 | Cap-Tons | 1 |  |  | 481.1226 | 0 | 24.7135 | -146.6385 | 0 | 20.941 | [6 empty] | DEER:HVAC_Split-Package_HP | Annual | FALSE
Any | SWHC046AB | Nrs | ex | CZ08 | cDXHP | SWHC046-01 | ExAnte2019 | IOU workpaper | 2019-11-06 | Cap-Tons | 1 |  |  | 558.3976 | 0 | 31.8659 | -175.1687 | 0 | 28.2311 | [6 empty] | DEER:HVAC_Split-Package_HP | Annual | FALSE
Any | SWHC046AB | Nrs | ex | CZ09 | cDXHP | SWHC046-01 | ExAnte2019 | IOU workpaper | 2019-11-06 | Cap-Tons | 1 |  |  | 544.073 | 0 | 37.2895 | -201.7552 | 0 | 32.5847 | [6 empty] | DEER:HVAC_Split-Package_HP | Annual | FALSE
Any | SWHC046AB | Nrs | ex | CZ10 | cDXHP | SWHC046-01 | ExAnte2019 | IOU workpaper | 2019-11-06 | Cap-Tons | 1 |  |  | 536.8867 | 0 | 44.5634 | -233.6527 | 0 | 37.9883 | [6 empty] | DEER:HVAC_Split-Package_HP | Annual | FALSE
Any | SWHC046AB | Nrs | ex | CZ11 | cDXHP | SWHC046-01 | ExAnte2019 | IOU workpaper | 2019-11-06 | Cap-Tons | 1 |  |  | 357.6071 | 0 | 68.8689 | -367.5015 | 0 | 55.9492 | [6 empty] | DEER:HVAC_Split-Package_HP | Annual | FALSE
Any | SWHC046AB | Nrs | ex | CZ12 | cDXHP | SWHC046-01 | ExAnte2019 | IOU workpaper | 2019-11-06 | Cap-Tons | 1 |  |  | 355.0496 | 0 | 70.2639 | -401.1347 | 0 | 58.9386 | [6 empty] | DEER:HVAC_Split-Package_HP | Annual | FALSE
Any | SWHC046AB | Nrs | ex | CZ13 | cDXHP | SWHC046-01 | ExAnte2019 | IOU workpaper | 2019-11-06 | Cap-Tons | 1 |  |  | 457.9537 | 0 | 62.115 | -332.6695 | 0 | 51.8056 | [6 empty] | DEER:HVAC_Split-Package_HP | Annual | FALSE
Any | SWHC046AB | Nrs | ex | CZ14 | cDXHP | SWHC046-01 | ExAnte2019 | IOU workpaper | 2019-11-06 | Cap-Tons | 1 |  |  | 297.1204 | 0 | 75.2428 | -420.1708 | 0 | 60.9043 | [6 empty] | DEER:HVAC_Split-Package_HP | Annual | FALSE
Any | SWHC046AB | Nrs | ex | CZ15 | cDXHP | SWHC046-01 | ExAnte2019 | IOU workpaper | 2019-11-06 | Cap-Tons | 1 |  |  | 774.2911 | 0 | 17.6111 | -13.3631 | 0 | 14.4196 | [6 empty] | DEER:HVAC_Split-Package_HP | Annual | FALSE
Any | SWHC046AB | Nrs | ex | CZ16 | cDXHP | SWHC046-01 | ExAnte2019 | IOU workpaper | 2019-11-06 | Cap-Tons | 1 |  |  | -330.565 | 0 | 148.4119 | -1033.354 | 0 | 121.508 | [6 empty] | DEER:HVAC_Split-Package_HP | Annual | FALSE
Any | SWHC046AB | OfL | ex | CZ01 | cDXHP | SWHC046-01 | ExAnte2019 | IOU workpaper | 2019-11-06 | Cap-Tons | 1 |  |  | 200.7073 | 0 | 10.5844 | -53.8876 | 0 | 6.9236 | [6 empty] | DEER:HVAC_Split-Package_HP | Annual | FALSE
Any | SWHC046AB | OfL | ex | CZ02 | cDXHP | SWHC046-01 | ExAnte2019 | IOU workpaper | 2019-11-06 | Cap-Tons | 1 |  |  | 264.2278 | 0 | 6.9733 | 2.1922 | 0 | 4.2548 | [6 empty] | DEER:HVAC_Split-Package_HP | Annual | FALSE
Any | SWHC046AB | OfL | ex | CZ03 | cDXHP | SWHC046-01 | ExAnte2019 | IOU workpaper | 2019-11-06 | Cap-Tons | 1 |  |  | 227.6914 | 0 | 4.6388 | -11.8055 | 0 | 3.3668 | [6 empty] | DEER:HVAC_Split-Package_HP | Annual | FALSE
Any | SWHC046AB | OfL | ex | CZ04 | cDXHP | SWHC046-01 | ExAnte2019 | IOU workpaper | 2019-11-06 | Cap-Tons | 1 |  |  | 262.5914 | 0 | 5.8165 | 4.5242 | 0 | 4.2423 | [6 empty] | DEER:HVAC_Split-Package_HP | Annual | FALSE
Any | SWHC046AB | OfL | ex | CZ05 | cDXHP | SWHC046-01 | ExAnte2019 | IOU workpaper | 2019-11-06 | Cap-Tons | 1 |  |  | 229.3424 | 0 | 4.6398 | -9.8311 | 0 | 3.3646 | [6 empty] | DEER:HVAC_Split-Package_HP | Annual | FALSE
Any | SWHC046AB | OfL | ex | CZ06 | cDXHP | SWHC046-01 | ExAnte2019 | IOU workpaper | 2019-11-06 | Cap-Tons | 1 |  |  | 315.0943 | 0 | 1.1681 | 32.3258 | 0 | 0.8704 | [6 empty] | DEER:HVAC_Split-Package_HP | Annual | FALSE
Any | SWHC046AB | OfL | ex | CZ07 | cDXHP | SWHC046-01 | ExAnte2019 | IOU workpaper | 2019-11-06 | Cap-Tons | 1 |  |  | 279.3717 | 0 | 0.3463 | 31.6773 | 0 | 0.1986 | [6 empty] | DEER:HVAC_Split-Package_HP | Annual | FALSE
Any | SWHC046AB | OfL | ex | CZ08 | cDXHP | SWHC046-01 | ExAnte2019 | IOU workpaper | 2019-11-06 | Cap-Tons | 1 |  |  | 321.815 | 0 | 1.2314 | 45.0297 | 0 | 0.8544 | [6 empty] | DEER:HVAC_Split-Package_HP | Annual | FALSE
Any | SWHC046AB | OfL | ex | CZ09 | cDXHP | SWHC046-01 | ExAnte2019 | IOU workpaper | 2019-11-06 | Cap-Tons | 1 |  |  | 340.9982 | 0 | 1.8418 | 35.337 | 0 | 1.3507 | [6 empty] | DEER:HVAC_Split-Package_HP | Annual | FALSE
Any | SWHC046AB | OfL | ex | CZ10 | cDXHP | SWHC046-01 | ExAnte2019 | IOU workpaper | 2019-11-06 | Cap-Tons | 1 |  |  | 348.5871 | 0 | 1.4645 | 47.4636 | 0 | 0.8771 | [6 empty] | DEER:HVAC_Split-Package_HP | Annual | FALSE
Any | SWHC046AB | OfL | ex | CZ11 | cDXHP | SWHC046-01 | ExAnte2019 | IOU workpaper | 2019-11-06 | Cap-Tons | 1 |  |  | 329.9551 | 0 | 6.486 | 12.1625 | 0 | 4.5087 | [6 empty] | DEER:HVAC_Split-Package_HP | Annual | FALSE
Any | SWHC046AB | OfL | ex | CZ12 | cDXHP | SWHC046-01 | ExAnte2019 | IOU workpaper | 2019-11-06 | Cap-Tons | 1 |  |  | 299.1942 | 0 | 6.2619 | 6.1971 | 0 | 4.2078 | [6 empty] | DEER:HVAC_Split-Package_HP | Annual | FALSE
Any | SWHC046AB | OfL | ex | CZ13 | cDXHP | SWHC046-01 | ExAnte2019 | IOU workpaper | 2019-11-06 | Cap-Tons | 1 |  |  | 340.0271 | 0 | 5.562 | 17.8993 | 0 | 3.805 | [6 empty] | DEER:HVAC_Split-Package_HP | Annual | FALSE
Any | SWHC046AB | OfL | ex | CZ14 | cDXHP | SWHC046-01 | ExAnte2019 | IOU workpaper | 2019-11-06 | Cap-Tons | 1 |  |  | 342.5938 | 0 | 6.1475 | 16.3078 | 0 | 4.2189 | [6 empty] | DEER:HVAC_Split-Package_HP | Annual | FALSE
Any | SWHC046AB | OfL | ex | CZ15 | cDXHP | SWHC046-01 | ExAnte2019 | IOU workpaper | 2019-11-06 | Cap-Tons | 1 |  |  | 466.3133 | 0 | 0.2962 | 79.6987 | 0 | 0.1947 | [6 empty] | DEER:HVAC_Split-Package_HP | Annual | FALSE
Any | SWHC046AB | OfL | ex | CZ16 | cDXHP | SWHC046-01 | ExAnte2019 | IOU workpaper | 2019-11-06 | Cap-Tons | 1 |  |  | 124.5766 | 0 | 25.5295 | -150.4549 | 0 | 18.5739 | [6 empty] | DEER:HVAC_Split-Package_HP | Annual | FALSE
Any | SWHC046AB | OfS | ex | CZ01 | cDXHP | SWHC046-01 | ExAnte2019 | IOU workpaper | 2019-11-06 | Cap-Tons | 1 |  |  | 7.7822 | 0 | 37.5437 | -251.0509 | 0 | 32.3334 | [6 empty] | DEER:HVAC_Split-Package_HP | Annual | FALSE
Any | SWHC046AB | OfS | ex | CZ02 | cDXHP | SWHC046-01 | ExAnte2019 | IOU workpaper | 2019-11-06 | Cap-Tons | 1 |  |  | 150.3611 | 0 | 23.3521 | -123.5142 | 0 | 19.4617 | [6 empty] | DEER:HVAC_Split-Package_HP | Annual | FALSE
Any | SWHC046AB | OfS | ex | CZ03 | cDXHP | SWHC046-01 | ExAnte2019 | IOU workpaper | 2019-11-06 | Cap-Tons | 1 |  |  | 129.1444 | 0 | 18.8855 | -118.4664 | 0 | 17.2196 | [6 empty] | DEER:HVAC_Split-Package_HP | Annual | FALSE
Any | SWHC046AB | OfS | ex | CZ04 | cDXHP | SWHC046-01 | ExAnte2019 | IOU workpaper | 2019-11-06 | Cap-Tons | 1 |  |  | 165.2591 | 0 | 19.7367 | -106.8847 | 0 | 17.8149 | [6 empty] | DEER:HVAC_Split-Package_HP | Annual | FALSE
Any | SWHC046AB | OfS | ex | CZ05 | cDXHP | SWHC046-01 | ExAnte2019 | IOU workpaper | 2019-11-06 | Cap-Tons | 1 |  |  | 122.435 | 0 | 19.2381 | -124.4666 | 0 | 17.5633 | [6 empty] | DEER:HVAC_Split-Package_HP | Annual | FALSE
Any | SWHC046AB | OfS | ex | CZ06 | cDXHP | SWHC046-01 | ExAnte2019 | IOU workpaper | 2019-11-06 | Cap-Tons | 1 |  |  | 268.1246 | 0 | 7.4281 | -19.8647 | 0 | 6.9701 | [6 empty] | DEER:HVAC_Split-Package_HP | Annual | FALSE
Any | SWHC046AB | OfS | ex | CZ07 | cDXHP | SWHC046-01 | ExAnte2019 | IOU workpaper | 2019-11-06 | Cap-Tons | 1 |  |  | 256.0843 | 0 | 4.0497 | -2.5605 | 0 | 3.7038 | [6 empty] | DEER:HVAC_Split-Package_HP | Annual | FALSE
Any | SWHC046AB | OfS | ex | CZ08 | cDXHP | SWHC046-01 | ExAnte2019 | IOU workpaper | 2019-11-06 | Cap-Tons | 1 |  |  | 285.9444 | 0 | 7.477 | -4.5035 | 0 | 6.8204 | [6 empty] | DEER:HVAC_Split-Package_HP | Annual | FALSE
Any | SWHC046AB | OfS | ex | CZ09 | cDXHP | SWHC046-01 | ExAnte2019 | IOU workpaper | 2019-11-06 | Cap-Tons | 1 |  |  | 295.7998 | 0 | 8.7307 | -19.2458 | 0 | 8.0753 | [6 empty] | DEER:HVAC_Split-Package_HP | Annual | FALSE
Any | SWHC046AB | OfS | ex | CZ10 | cDXHP | SWHC046-01 | ExAnte2019 | IOU workpaper | 2019-11-06 | Cap-Tons | 1 |  |  | 313.4292 | 0 | 7.4048 | -1.3176 | 0 | 6.4273 | [6 empty] | DEER:HVAC_Split-Package_HP | Annual | FALSE
Any | SWHC046AB | OfS | ex | CZ11 | cDXHP | SWHC046-01 | ExAnte2019 | IOU workpaper | 2019-11-06 | Cap-Tons | 1 |  |  | 246.6277 | 0 | 18.7811 | -79.1778 | 0 | 16.386 | [6 empty] | DEER:HVAC_Split-Package_HP | Annual | FALSE
Any | SWHC046AB | OfS | ex | CZ12 | cDXHP | SWHC046-01 | ExAnte2019 | IOU workpaper | 2019-11-06 | Cap-Tons | 1 |  |  | 211.3041 | 0 | 19.3646 | -92.8003 | 0 | 16.6943 | [6 empty] | DEER:HVAC_Split-Package_HP | Annual | FALSE
Any | SWHC046AB | OfS | ex | CZ13 | cDXHP | SWHC046-01 | ExAnte2019 | IOU workpaper | 2019-11-06 | Cap-Tons | 1 |  |  | 265.8033 | 0 | 16.1964 | -63.6269 | 0 | 14.0682 | [6 empty] | DEER:HVAC_Split-Package_HP | Annual | FALSE
Any | SWHC046AB | OfS | ex | CZ14 | cDXHP | SWHC046-01 | ExAnte2019 | IOU workpaper | 2019-11-06 | Cap-Tons | 1 |  |  | 259.3213 | 0 | 17.2154 | -72.5966 | 0 | 14.9101 | [6 empty] | DEER:HVAC_Split-Package_HP | Annual | FALSE
Any | SWHC046AB | OfS | ex | CZ15 | cDXHP | SWHC046-01 | ExAnte2019 | IOU workpaper | 2019-11-06 | Cap-Tons | 1 |  |  | 449.1767 | 0 | 1.9353 | 62.5611 | 0 | 1.8127 | [6 empty] | DEER:HVAC_Split-Package_HP | Annual | FALSE
Any | SWHC046AB | OfS | ex | CZ16 | cDXHP | SWHC046-01 | ExAnte2019 | IOU workpaper | 2019-11-06 | Cap-Tons | 1 |  |  | -107.1512 | 0 | 53.2704 | -383.3154 | 0 | 45.2503 | [6 empty] | DEER:HVAC_Split-Package_HP | Annual | FALSE
Any | SWHC046AB | RFF | ex | CZ01 | cDXHP | SWHC046-01 | ExAnte2019 | IOU workpaper | 2019-11-06 | Cap-Tons | 1 |  |  | -454.4129 | 0 | 179.9072 | -854.5372 | 0 | 113.0401 | [6 empty] | DEER:HVAC_Split-Package_HP | Annual | FALSE
Any | SWHC046AB | RFF | ex | CZ02 | cDXHP | SWHC046-01 | ExAnte2019 | IOU workpaper | 2019-11-06 | Cap-Tons | 1 |  |  | -88.9185 | 0 | 114.5099 | -505.9051 | 0 | 75.2353 | [6 empty] | DEER:HVAC_Split-Package_HP | Annual | FALSE
Any | SWHC046AB | RFF | ex | CZ03 | cDXHP | SWHC046-01 | ExAnte2019 | IOU workpaper | 2019-11-06 | Cap-Tons | 1 |  |  | -7.7932 | 0 | 84.3096 | -378.1705 | 0 | 53.2537 | [6 empty] | DEER:HVAC_Split-Package_HP | Annual | FALSE
Any | SWHC046AB | RFF | ex | CZ04 | cDXHP | SWHC046-01 | ExAnte2019 | IOU workpaper | 2019-11-06 | Cap-Tons | 1 |  |  | 63.9429 | 0 | 82.0879 | -353.355 | 0 | 54.9838 | [6 empty] | DEER:HVAC_Split-Package_HP | Annual | FALSE
Any | SWHC046AB | RFF | ex | CZ05 | cDXHP | SWHC046-01 | ExAnte2019 | IOU workpaper | 2019-11-06 | Cap-Tons | 1 |  |  | -32.5213 | 0 | 90.9051 | -396.9333 | 0 | 55.1439 | [6 empty] | DEER:HVAC_Split-Package_HP | Annual | FALSE
Any | SWHC046AB | RFF | ex | CZ06 | cDXHP | SWHC046-01 | ExAnte2019 | IOU workpaper | 2019-11-06 | Cap-Tons | 1 |  |  | 296.0807 | 0 | 33.7403 | -109.5672 | 0 | 20.599 | [6 empty] | DEER:HVAC_Split-Package_HP | Annual | FALSE
Any | SWHC046AB | RFF | ex | CZ07 | cDXHP | SWHC046-01 | ExAnte2019 | IOU workpaper | 2019-11-06 | Cap-Tons | 1 |  |  | 314.9236 | 0 | 18.7441 | -36.8508 | 0 | 10.0191 | [6 empty] | DEER:HVAC_Split-Package_HP | Annual | FALSE
Any | SWHC046AB | RFF | ex | CZ08 | cDXHP | SWHC046-01 | ExAnte2019 | IOU workpaper | 2019-11-06 | Cap-Tons | 1 |  |  | 339.2096 | 0 | 31.7862 | -68.6255 | 0 | 18.9126 | [6 empty] | DEER:HVAC_Split-Package_HP | Annual | FALSE
Any | SWHC046AB | RFF | ex | CZ09 | cDXHP | SWHC046-01 | ExAnte2019 | IOU workpaper | 2019-11-06 | Cap-Tons | 1 |  |  | 384.4116 | 0 | 33.1681 | -110.3016 | 0 | 21.5013 | [6 empty] | DEER:HVAC_Split-Package_HP | Annual | FALSE
Any | SWHC046AB | RFF | ex | CZ10 | cDXHP | SWHC046-01 | ExAnte2019 | IOU workpaper | 2019-11-06 | Cap-Tons | 1 |  |  | 389.7409 | 0 | 38.0589 | -98.0087 | 0 | 22.4568 | [6 empty] | DEER:HVAC_Split-Package_HP | Annual | FALSE
Any | SWHC046AB | RFF | ex | CZ11 | cDXHP | SWHC046-01 | ExAnte2019 | IOU workpaper | 2019-11-06 | Cap-Tons | 1 |  |  | 225.3471 | 0 | 75.4467 | -322.6905 | 0 | 52.1895 | [6 empty] | DEER:HVAC_Split-Package_HP | Annual | FALSE
Any | SWHC046AB | RFF | ex | CZ12 | cDXHP | SWHC046-01 | ExAnte2019 | IOU workpaper | 2019-11-06 | Cap-Tons | 1 |  |  | 130.2742 | 0 | 82.3601 | -355.1562 | 0 | 55.2423 | [6 empty] | DEER:HVAC_Split-Package_HP | Annual | FALSE
Any | SWHC046AB | RFF | ex | CZ13 | cDXHP | SWHC046-01 | ExAnte2019 | IOU workpaper | 2019-11-06 | Cap-Tons | 1 |  |  | 275.1968 | 0 | 67.1832 | -271.2226 | 0 | 45.7044 | [6 empty] | DEER:HVAC_Split-Package_HP | Annual | FALSE
Any | SWHC046AB | RFF | ex | CZ14 | cDXHP | SWHC046-01 | ExAnte2019 | IOU workpaper | 2019-11-06 | Cap-Tons | 1 |  |  | 223.8121 | 0 | 75.945 | -330.1658 | 0 | 51.1078 | [6 empty] | DEER:HVAC_Split-Package_HP | Annual | FALSE
Any | SWHC046AB | RFF | ex | CZ15 | cDXHP | SWHC046-01 | ExAnte2019 | IOU workpaper | 2019-11-06 | Cap-Tons | 1 |  |  | 756.2193 | 0 | 8.4917 | 81.7408 | 0 | 5.1057 | [6 empty] | DEER:HVAC_Split-Package_HP | Annual | FALSE
Any | SWHC046AB | RFF | ex | CZ16 | cDXHP | SWHC046-01 | ExAnte2019 | IOU workpaper | 2019-11-06 | Cap-Tons | 1 |  |  | -803.2677 | 0 | 196.8169 | -1208.4611 | 0 | 140.2735 | [6 empty] | DEER:HVAC_Split-Package_HP | Annual | FALSE
Any | SWHC046AB | RSD | ex | CZ01 | cDXHP | SWHC046-01 | ExAnte2019 | IOU workpaper | 2019-11-06 | Cap-Tons | 1 |  |  | -113.0531 | 0 | 89.1205 | -405.5184 | 0 | 52.9608 | [6 empty] | DEER:HVAC_Split-Package_HP | Annual | FALSE
Any | SWHC046AB | RSD | ex | CZ02 | cDXHP | SWHC046-01 | ExAnte2019 | IOU workpaper | 2019-11-06 | Cap-Tons | 1 |  |  | 187.0329 | 0 | 45.5936 | -130.5052 | 0 | 24.4443 | [6 empty] | DEER:HVAC_Split-Package_HP | Annual | FALSE
Any | SWHC046AB | RSD | ex | CZ03 | cDXHP | SWHC046-01 | ExAnte2019 | IOU workpaper | 2019-11-06 | Cap-Tons | 1 |  |  | 166.4707 | 0 | 30.3011 | -67.7883 | 0 | 11.3868 | [6 empty] | DEER:HVAC_Split-Package_HP | Annual | FALSE
Any | SWHC046AB | RSD | ex | CZ04 | cDXHP | SWHC046-01 | ExAnte2019 | IOU workpaper | 2019-11-06 | Cap-Tons | 1 |  |  | 272.5559 | 0 | 25.6295 | -38.678 | 0 | 12.6414 | [6 empty] | DEER:HVAC_Split-Package_HP | Annual | FALSE
Any | SWHC046AB | RSD | ex | CZ05 | cDXHP | SWHC046-01 | ExAnte2019 | IOU workpaper | 2019-11-06 | Cap-Tons | 1 |  |  | 177.9137 | 0 | 27.0262 | -52.2635 | 0 | 9.6614 | [6 empty] | DEER:HVAC_Split-Package_HP | Annual | FALSE
Any | SWHC046AB | RSD | ex | CZ06 | cDXHP | SWHC046-01 | ExAnte2019 | IOU workpaper | 2019-11-06 | Cap-Tons | 1 |  |  | 302.1362 | 0 | 7.4998 | 44.9057 | 0 | 2.0453 | [6 empty] | DEER:HVAC_Split-Package_HP | Annual | FALSE
Any | SWHC046AB | RSD | ex | CZ07 | cDXHP | SWHC046-01 | ExAnte2019 | IOU workpaper | 2019-11-06 | Cap-Tons | 1 |  |  | 247.2368 | 0 | 2.4652 | 54.9874 | 0 | 0.4072 | [6 empty] | DEER:HVAC_Split-Package_HP | Annual | FALSE
Any | SWHC046AB | RSD | ex | CZ08 | cDXHP | SWHC046-01 | ExAnte2019 | IOU workpaper | 2019-11-06 | Cap-Tons | 1 |  |  | 358.0521 | 0 | 6.2964 | 58.0016 | 0 | 1.986 | [6 empty] | DEER:HVAC_Split-Package_HP | Annual | FALSE
Any | SWHC046AB | RSD | ex | CZ09 | cDXHP | SWHC046-01 | ExAnte2019 | IOU workpaper | 2019-11-06 | Cap-Tons | 1 |  |  | 411.2941 | 0 | 8.5648 | 35.4439 | 0 | 3.1009 | [6 empty] | DEER:HVAC_Split-Package_HP | Annual | FALSE
Any | SWHC046AB | RSD | ex | CZ10 | cDXHP | SWHC046-01 | ExAnte2019 | IOU workpaper | 2019-11-06 | Cap-Tons | 1 |  |  | 435.8169 | 0 | 10.3174 | 51.8127 | 0 | 2.9212 | [6 empty] | DEER:HVAC_Split-Package_HP | Annual | FALSE
Any | SWHC046AB | RSD | ex | CZ11 | cDXHP | SWHC046-01 | ExAnte2019 | IOU workpaper | 2019-11-06 | Cap-Tons | 1 |  |  | 379.116 | 0 | 33.1194 | -68.4111 | 0 | 16.6058 | [6 empty] | DEER:HVAC_Split-Package_HP | Annual | FALSE
Any | SWHC046AB | RSD | ex | CZ12 | cDXHP | SWHC046-01 | ExAnte2019 | IOU workpaper | 2019-11-06 | Cap-Tons | 1 |  |  | 308.5466 | 0 | 35.6247 | -75.1241 | 0 | 16.6912 | [6 empty] | DEER:HVAC_Split-Package_HP | Annual | FALSE
Any | SWHC046AB | RSD | ex | CZ13 | cDXHP | SWHC046-01 | ExAnte2019 | IOU workpaper | 2019-11-06 | Cap-Tons | 1 |  |  | 397.1084 | 0 | 30.6108 | -50.2554 | 0 | 14.7248 | [6 empty] | DEER:HVAC_Split-Package_HP | Annual | FALSE
Any | SWHC046AB | RSD | ex | CZ14 | cDXHP | SWHC046-01 | ExAnte2019 | IOU workpaper | 2019-11-06 | Cap-Tons | 1 |  |  | 390.4817 | 0 | 31.8303 | -62.7498 | 0 | 15.63 | [6 empty] | DEER:HVAC_Split-Package_HP | Annual | FALSE
Any | SWHC046AB | RSD | ex | CZ15 | cDXHP | SWHC046-01 | ExAnte2019 | IOU workpaper | 2019-11-06 | Cap-Tons | 1 |  |  | 665.2168 | 0 | 1.4347 | 106.058 | 0 | 0.2738 | [6 empty] | DEER:HVAC_Split-Package_HP | Annual | FALSE
Any | SWHC046AB | RSD | ex | CZ16 | cDXHP | SWHC046-01 | ExAnte2019 | IOU workpaper | 2019-11-06 | Cap-Tons | 1 |  |  | -362.9228 | 0 | 138.7485 | -674.4284 | 0 | 83.9227 | [6 empty] | DEER:HVAC_Split-Package_HP | Annual | FALSE
Any | SWHC046AB | Rt3 | ex | CZ01 | cDXHP | SWHC046-01 | ExAnte2019 | IOU workpaper | 2019-11-06 | Cap-Tons | 1 |  |  | 241.916 | 0 | 33.0958 | -109.9155 | 0 | 15.9077 | [6 empty] | DEER:HVAC_Split-Package_HP | Annual | FALSE
Any | SWHC046AB | Rt3 | ex | CZ02 | cDXHP | SWHC046-01 | ExAnte2019 | IOU workpaper | 2019-11-06 | Cap-Tons | 1 |  |  | 390.0874 | 0 | 16.2592 | -10.5771 | 0 | 7.9369 | [6 empty] | DEER:HVAC_Split-Package_HP | Annual | FALSE
Any | SWHC046AB | Rt3 | ex | CZ03 | cDXHP | SWHC046-01 | ExAnte2019 | IOU workpaper | 2019-11-06 | Cap-Tons | 1 |  |  | 306.195 | 0 | 11.4772 | -8.6614 | 0 | 5.261 | [6 empty] | DEER:HVAC_Split-Package_HP | Annual | FALSE
Any | SWHC046AB | Rt3 | ex | CZ04 | cDXHP | SWHC046-01 | ExAnte2019 | IOU workpaper | 2019-11-06 | Cap-Tons | 1 |  |  | 414.1383 | 0 | 8.9297 | 22.8103 | 0 | 4.2893 | [6 empty] | DEER:HVAC_Split-Package_HP | Annual | FALSE
Any | SWHC046AB | Rt3 | ex | CZ05 | cDXHP | SWHC046-01 | ExAnte2019 | IOU workpaper | 2019-11-06 | Cap-Tons | 1 |  |  | 311.9073 | 0 | 9.0683 | 2.451 | 0 | 3.9525 | [6 empty] | DEER:HVAC_Split-Package_HP | Annual | FALSE
Any | SWHC046AB | Rt3 | ex | CZ06 | cDXHP | SWHC046-01 | ExAnte2019 | IOU workpaper | 2019-11-06 | Cap-Tons | 1 |  |  | 429.5843 | 0 | 2.1061 | 64.0536 | 0 | 0.8682 | [6 empty] | DEER:HVAC_Split-Package_HP | Annual | FALSE
Any | SWHC046AB | Rt3 | ex | CZ07 | cDXHP | SWHC046-01 | ExAnte2019 | IOU workpaper | 2019-11-06 | Cap-Tons | 1 |  |  | 357.2742 | 0 | 0.5056 | 64.2536 | 0 | 0.1265 | [6 empty] | DEER:HVAC_Split-Package_HP | Annual | FALSE
Any | SWHC046AB | Rt3 | ex | CZ08 | cDXHP | SWHC046-01 | ExAnte2019 | IOU workpaper | 2019-11-06 | Cap-Tons | 1 |  |  | 469.3667 | 0 | 1.535 | 70.2155 | 0 | 0.6559 | [6 empty] | DEER:HVAC_Split-Package_HP | Annual | FALSE
Any | SWHC046AB | Rt3 | ex | CZ09 | cDXHP | SWHC046-01 | ExAnte2019 | IOU workpaper | 2019-11-06 | Cap-Tons | 1 |  |  | 528.9888 | 0 | 2.6159 | 51.1358 | 0 | 1.3548 | [6 empty] | DEER:HVAC_Split-Package_HP | Annual | FALSE
Any | SWHC046AB | Rt3 | ex | CZ10 | cDXHP | SWHC046-01 | ExAnte2019 | IOU workpaper | 2019-11-06 | Cap-Tons | 1 |  |  | 538.4389 | 0 | 2.8657 | 62.7657 | 0 | 1.3736 | [6 empty] | DEER:HVAC_Split-Package_HP | Annual | FALSE
Any | SWHC046AB | Rt3 | ex | CZ11 | cDXHP | SWHC046-01 | ExAnte2019 | IOU workpaper | 2019-11-06 | Cap-Tons | 1 |  |  | 507.7714 | 0 | 15.3392 | -7.7865 | 0 | 9.2343 | [6 empty] | DEER:HVAC_Split-Package_HP | Annual | FALSE
Any | SWHC046AB | Rt3 | ex | CZ12 | cDXHP | SWHC046-01 | ExAnte2019 | IOU workpaper | 2019-11-06 | Cap-Tons | 1 |  |  | 461.6556 | 0 | 14.7278 | -9.0788 | 0 | 8.2987 | [6 empty] | DEER:HVAC_Split-Package_HP | Annual | FALSE
Any | SWHC046AB | Rt3 | ex | CZ13 | cDXHP | SWHC046-01 | ExAnte2019 | IOU workpaper | 2019-11-06 | Cap-Tons | 1 |  |  | 523.7902 | 0 | 12.9968 | 7.7161 | 0 | 7.5231 | [6 empty] | DEER:HVAC_Split-Package_HP | Annual | FALSE
Any | SWHC046AB | Rt3 | ex | CZ14 | cDXHP | SWHC046-01 | ExAnte2019 | IOU workpaper | 2019-11-06 | Cap-Tons | 1 |  |  | 521.18 | 0 | 14.6664 | -3.3078 | 0 | 8.6935 | [6 empty] | DEER:HVAC_Split-Package_HP | Annual | FALSE
Any | SWHC046AB | Rt3 | ex | CZ15 | cDXHP | SWHC046-01 | ExAnte2019 | IOU workpaper | 2019-11-06 | Cap-Tons | 1 |  |  | 713.6487 | 0 | 0.4647 | 105.7197 | 0 | 0.2588 | [6 empty] | DEER:HVAC_Split-Package_HP | Annual | FALSE
Any | SWHC046AB | Rt3 | ex | CZ16 | cDXHP | SWHC046-01 | ExAnte2019 | IOU workpaper | 2019-11-06 | Cap-Tons | 1 |  |  | -17.6282 | 0 | 82.5931 | -414.0982 | 0 | 52.2828 | [6 empty] | DEER:HVAC_Split-Package_HP | Annual | FALSE
Any | SWHC046AB | RtL | ex | CZ01 | cDXHP | SWHC046-01 | ExAnte2019 | IOU workpaper | 2019-11-06 | Cap-Tons | 1 |  |  | 62.5551 | 0 | 66.9323 | -263.6887 | 0 | 40.1395 | [6 empty] | DEER:HVAC_Split-Package_HP | Annual | FALSE
Any | SWHC046AB | RtL | ex | CZ02 | cDXHP | SWHC046-01 | ExAnte2019 | IOU workpaper | 2019-11-06 | Cap-Tons | 1 |  |  | 338.241 | 0 | 34.0011 | -87.508 | 0 | 19.7449 | [6 empty] | DEER:HVAC_Split-Package_HP | Annual | FALSE
Any | SWHC046AB | RtL | ex | CZ03 | cDXHP | SWHC046-01 | ExAnte2019 | IOU workpaper | 2019-11-06 | Cap-Tons | 1 |  |  | 215.1074 | 0 | 30.2788 | -94.5236 | 0 | 19.0304 | [6 empty] | DEER:HVAC_Split-Package_HP | Annual | FALSE
Any | SWHC046AB | RtL | ex | CZ04 | cDXHP | SWHC046-01 | ExAnte2019 | IOU workpaper | 2019-11-06 | Cap-Tons | 1 |  |  | 369.3256 | 0 | 23.2298 | -34.6852 | 0 | 14.2049 | [6 empty] | DEER:HVAC_Split-Package_HP | Annual | FALSE
Any | SWHC046AB | RtL | ex | CZ05 | cDXHP | SWHC046-01 | ExAnte2019 | IOU workpaper | 2019-11-06 | Cap-Tons | 1 |  |  | 215.5828 | 0 | 31.5253 | -99.8876 | 0 | 19.6129 | [6 empty] | DEER:HVAC_Split-Package_HP | Annual | FALSE
Any | SWHC046AB | RtL | ex | CZ06 | cDXHP | SWHC046-01 | ExAnte2019 | IOU workpaper | 2019-11-06 | Cap-Tons | 1 |  |  | 382.3348 | 0 | 14.106 | 10.481 | 0 | 9.5971 | [6 empty] | DEER:HVAC_Split-Package_HP | Annual | FALSE
Any | SWHC046AB | RtL | ex | CZ07 | cDXHP | SWHC046-01 | ExAnte2019 | IOU workpaper | 2019-11-06 | Cap-Tons | 1 |  |  | 336.2717 | 0 | 9.401 | 21.7954 | 0 | 6.6278 | [6 empty] | DEER:HVAC_Split-Package_HP | Annual | FALSE
Any | SWHC046AB | RtL | ex | CZ08 | cDXHP | SWHC046-01 | ExAnte2019 | IOU workpaper | 2019-11-06 | Cap-Tons | 1 |  |  | 465.0297 | 0 | 9.6871 | 26.8372 | 0 | 6.6427 | [6 empty] | DEER:HVAC_Split-Package_HP | Annual | FALSE
Any | SWHC046AB | RtL | ex | CZ09 | cDXHP | SWHC046-01 | ExAnte2019 | IOU workpaper | 2019-11-06 | Cap-Tons | 1 |  |  | 528.9253 | 0 | 10.9247 | 5.1631 | 0 | 7.6643 | [6 empty] | DEER:HVAC_Split-Package_HP | Annual | FALSE
Any | SWHC046AB | RtL | ex | CZ10 | cDXHP | SWHC046-01 | ExAnte2019 | IOU workpaper | 2019-11-06 | Cap-Tons | 1 |  |  | 545.159 | 0 | 10.8482 | 24.7791 | 0 | 6.9179 | [6 empty] | DEER:HVAC_Split-Package_HP | Annual | FALSE
Any | SWHC046AB | RtL | ex | CZ11 | cDXHP | SWHC046-01 | ExAnte2019 | IOU workpaper | 2019-11-06 | Cap-Tons | 1 |  |  | 518.8315 | 0 | 27.3072 | -56.7702 | 0 | 17.1902 | [6 empty] | DEER:HVAC_Split-Package_HP | Annual | FALSE
Any | SWHC046AB | RtL | ex | CZ12 | cDXHP | SWHC046-01 | ExAnte2019 | IOU workpaper | 2019-11-06 | Cap-Tons | 1 |  |  | 453.4839 | 0 | 27.193 | -61.6317 | 0 | 16.6899 | [6 empty] | DEER:HVAC_Split-Package_HP | Annual | FALSE
Any | SWHC046AB | RtL | ex | CZ13 | cDXHP | SWHC046-01 | ExAnte2019 | IOU workpaper | 2019-11-06 | Cap-Tons | 1 |  |  | 543.6962 | 0 | 23.6441 | -34.9151 | 0 | 14.4896 | [6 empty] | DEER:HVAC_Split-Package_HP | Annual | FALSE
Any | SWHC046AB | RtL | ex | CZ14 | cDXHP | SWHC046-01 | ExAnte2019 | IOU workpaper | 2019-11-06 | Cap-Tons | 1 |  |  | 517.4425 | 0 | 28.2291 | -63.2002 | 0 | 17.92 | [6 empty] | DEER:HVAC_Split-Package_HP | Annual | FALSE
Any | SWHC046AB | RtL | ex | CZ15 | cDXHP | SWHC046-01 | ExAnte2019 | IOU workpaper | 2019-11-06 | Cap-Tons | 1 |  |  | 786.4088 | 0 | 2.7272 | 93.4802 | 0 | 2.0557 | [6 empty] | DEER:HVAC_Split-Package_HP | Annual | FALSE
Any | SWHC046AB | RtL | ex | CZ16 | cDXHP | SWHC046-01 | ExAnte2019 | IOU workpaper | 2019-11-06 | Cap-Tons | 1 |  |  | -184.2296 | 0 | 123.1347 | -615.4275 | 0 | 74.8701 | [6 empty] | DEER:HVAC_Split-Package_HP | Annual | FALSE
Any | SWHC046AB | RtS | ex | CZ01 | cDXHP | SWHC046-01 | ExAnte2019 | IOU workpaper | 2019-11-06 | Cap-Tons | 1 |  |  | -235.9604 | 0 | 115.8857 | -613.2133 | 0 | 85.5753 | [6 empty] | DEER:HVAC_Split-Package_HP | Annual | FALSE
Any | SWHC046AB | RtS | ex | CZ02 | cDXHP | SWHC046-01 | ExAnte2019 | IOU workpaper | 2019-11-06 | Cap-Tons | 1 |  |  | 137.4608 | 0 | 57.0433 | -279.4507 | 0 | 42.8115 | [6 empty] | DEER:HVAC_Split-Package_HP | Annual | FALSE
Any | SWHC046AB | RtS | ex | CZ03 | cDXHP | SWHC046-01 | ExAnte2019 | IOU workpaper | 2019-11-06 | Cap-Tons | 1 |  |  | 73.8283 | 0 | 54.2799 | -278.2608 | 0 | 40.7998 | [6 empty] | DEER:HVAC_Split-Package_HP | Annual | FALSE
Any | SWHC046AB | RtS | ex | CZ04 | cDXHP | SWHC046-01 | ExAnte2019 | IOU workpaper | 2019-11-06 | Cap-Tons | 1 |  |  | 234.5609 | 0 | 40.7633 | -185.4354 | 0 | 31.376 | [6 empty] | DEER:HVAC_Split-Package_HP | Annual | FALSE
Any | SWHC046AB | RtS | ex | CZ05 | cDXHP | SWHC046-01 | ExAnte2019 | IOU workpaper | 2019-11-06 | Cap-Tons | 1 |  |  | 109.8101 | 0 | 48.5556 | -245.1719 | 0 | 36.3474 | [6 empty] | DEER:HVAC_Split-Package_HP | Annual | FALSE
Any | SWHC046AB | RtS | ex | CZ06 | cDXHP | SWHC046-01 | ExAnte2019 | IOU workpaper | 2019-11-06 | Cap-Tons | 1 |  |  | 348.4175 | 0 | 19.9729 | -62.4605 | 0 | 15.6478 | [6 empty] | DEER:HVAC_Split-Package_HP | Annual | FALSE
Any | SWHC046AB | RtS | ex | CZ07 | cDXHP | SWHC046-01 | ExAnte2019 | IOU workpaper | 2019-11-06 | Cap-Tons | 1 |  |  | 328.9395 | 0 | 12.9077 | -29.1235 | 0 | 9.6647 | [6 empty] | DEER:HVAC_Split-Package_HP | Annual | FALSE
Any | SWHC046AB | RtS | ex | CZ08 | cDXHP | SWHC046-01 | ExAnte2019 | IOU workpaper | 2019-11-06 | Cap-Tons | 1 |  |  | 403.0219 | 0 | 15.186 | -34.3128 | 0 | 12.1307 | [6 empty] | DEER:HVAC_Split-Package_HP | Annual | FALSE
Any | SWHC046AB | RtS | ex | CZ09 | cDXHP | SWHC046-01 | ExAnte2019 | IOU workpaper | 2019-11-06 | Cap-Tons | 1 |  |  | 422.1766 | 0 | 17.5723 | -63.7958 | 0 | 14.5747 | [6 empty] | DEER:HVAC_Split-Package_HP | Annual | FALSE
Any | SWHC046AB | RtS | ex | CZ10 | cDXHP | SWHC046-01 | ExAnte2019 | IOU workpaper | 2019-11-06 | Cap-Tons | 1 |  |  | 452.3686 | 0 | 16.679 | -37.0574 | 0 | 12.7936 | [6 empty] | DEER:HVAC_Split-Package_HP | Annual | FALSE
Any | SWHC046AB | RtS | ex | CZ11 | cDXHP | SWHC046-01 | ExAnte2019 | IOU workpaper | 2019-11-06 | Cap-Tons | 1 |  |  | 300.9259 | 0 | 44.2122 | -209.0197 | 0 | 36.1329 | [6 empty] | DEER:HVAC_Split-Package_HP | Annual | FALSE
Any | SWHC046AB | RtS | ex | CZ12 | cDXHP | SWHC046-01 | ExAnte2019 | IOU workpaper | 2019-11-06 | Cap-Tons | 1 |  |  | 246.0669 | 0 | 47.4541 | -230.1126 | 0 | 37.6889 | [6 empty] | DEER:HVAC_Split-Package_HP | Annual | FALSE
Any | SWHC046AB | RtS | ex | CZ13 | cDXHP | SWHC046-01 | ExAnte2019 | IOU workpaper | 2019-11-06 | Cap-Tons | 1 |  |  | 338.8064 | 0 | 39.022 | -174.695 | 0 | 31.4614 | [6 empty] | DEER:HVAC_Split-Package_HP | Annual | FALSE
Any | SWHC046AB | RtS | ex | CZ14 | cDXHP | SWHC046-01 | ExAnte2019 | IOU workpaper | 2019-11-06 | Cap-Tons | 1 |  |  | 330.5086 | 0 | 40.3563 | -187.5166 | 0 | 32.6468 | [6 empty] | DEER:HVAC_Split-Package_HP | Annual | FALSE
Any | SWHC046AB | RtS | ex | CZ15 | cDXHP | SWHC046-01 | ExAnte2019 | IOU workpaper | 2019-11-06 | Cap-Tons | 1 |  |  | 665.4466 | 0 | 3.7681 | 73.7725 | 0 | 3.2183 | [6 empty] | DEER:HVAC_Split-Package_HP | Annual | FALSE
Any | SWHC046AB | RtS | ex | CZ16 | cDXHP | SWHC046-01 | ExAnte2019 | IOU workpaper | 2019-11-06 | Cap-Tons | 1 |  |  | -592.4696 | 0 | 144.2291 | -954.0994 | 0 | 112.7024 | [6 empty] | DEER:HVAC_Split-Package_HP | Annual | FALSE
Any | SWHC046AB | SCn | ex | CZ01 | cDXHP | SWHC046-01 | ExAnte2019 | IOU workpaper | 2019-11-06 | Cap-Tons | 1 |  |  | -558.7837 | 0 | 143.772 | -923.0625 | 0 | 124.6599 | [6 empty] | DEER:HVAC_Split-Package_HP | Annual | FALSE
Any | SWHC046AB | SCn | ex | CZ02 | cDXHP | SWHC046-01 | ExAnte2019 | IOU workpaper | 2019-11-06 | Cap-Tons | 1 |  |  | -326.9362 | 0 | 98.1892 | -643.4333 | 0 | 81.9207 | [6 empty] | DEER:HVAC_Split-Package_HP | Annual | FALSE
Any | SWHC046AB | SCn | ex | CZ03 | cDXHP | SWHC046-01 | ExAnte2019 | IOU workpaper | 2019-11-06 | Cap-Tons | 1 |  |  | -134.883 | 0 | 75.6369 | -498.2868 | 0 | 65.8008 | [6 empty] | DEER:HVAC_Split-Package_HP | Annual | FALSE
Any | SWHC046AB | SCn | ex | CZ04 | cDXHP | SWHC046-01 | ExAnte2019 | IOU workpaper | 2019-11-06 | Cap-Tons | 1 |  |  | -226.6795 | 0 | 76.7945 | -531.9353 | 0 | 64.091 | [6 empty] | DEER:HVAC_Split-Package_HP | Annual | FALSE
Any | SWHC046AB | SCn | ex | CZ05 | cDXHP | SWHC046-01 | ExAnte2019 | IOU workpaper | 2019-11-06 | Cap-Tons | 1 |  |  | -130.4488 | 0 | 75.9753 | -504.2362 | 0 | 65.3421 | [6 empty] | DEER:HVAC_Split-Package_HP | Annual | FALSE
Any | SWHC046AB | SCn | ex | CZ06 | cDXHP | SWHC046-01 | ExAnte2019 | IOU workpaper | 2019-11-06 | Cap-Tons | 1 |  |  | 128.7075 | 0 | 40.139 | -259.909 | 0 | 35.9886 | [6 empty] | DEER:HVAC_Split-Package_HP | Annual | FALSE
Any | SWHC046AB | SCn | ex | CZ07 | cDXHP | SWHC046-01 | ExAnte2019 | IOU workpaper | 2019-11-06 | Cap-Tons | 1 |  |  | 179.8971 | 0 | 30.3878 | -198.4223 | 0 | 26.6314 | [6 empty] | DEER:HVAC_Split-Package_HP | Annual | FALSE
Any | SWHC046AB | SCn | ex | CZ08 | cDXHP | SWHC046-01 | ExAnte2019 | IOU workpaper | 2019-11-06 | Cap-Tons | 1 |  |  | 177.3768 | 0 | 39.9307 | -228.5941 | 0 | 35.2224 | [6 empty] | DEER:HVAC_Split-Package_HP | Annual | FALSE
Any | SWHC046AB | SCn | ex | CZ09 | cDXHP | SWHC046-01 | ExAnte2019 | IOU workpaper | 2019-11-06 | Cap-Tons | 1 |  |  | 216.303 | 0 | 41.1585 | -240.4219 | 0 | 37.4889 | [6 empty] | DEER:HVAC_Split-Package_HP | Annual | FALSE
Any | SWHC046AB | SCn | ex | CZ10 | cDXHP | SWHC046-01 | ExAnte2019 | IOU workpaper | 2019-11-06 | Cap-Tons | 1 |  |  | 195.4384 | 0 | 44.5115 | -251.6338 | 0 | 38.4043 | [6 empty] | DEER:HVAC_Split-Package_HP | Annual | FALSE
Any | SWHC046AB | SCn | ex | CZ11 | cDXHP | SWHC046-01 | ExAnte2019 | IOU workpaper | 2019-11-06 | Cap-Tons | 1 |  |  | -7.0119 | 0 | 82.2244 | -487.7489 | 0 | 72.3395 | [6 empty] | DEER:HVAC_Split-Package_HP | Annual | FALSE
Any | SWHC046AB | SCn | ex | CZ12 | cDXHP | SWHC046-01 | ExAnte2019 | IOU workpaper | 2019-11-06 | Cap-Tons | 1 |  |  | -94.9213 | 0 | 89.0404 | -532.5192 | 0 | 77.0498 | [6 empty] | DEER:HVAC_Split-Package_HP | Annual | FALSE
Any | SWHC046AB | SCn | ex | CZ13 | cDXHP | SWHC046-01 | ExAnte2019 | IOU workpaper | 2019-11-06 | Cap-Tons | 1 |  |  | 59.3406 | 0 | 69.9561 | -409.1254 | 0 | 61.0169 | [6 empty] | DEER:HVAC_Split-Package_HP | Annual | FALSE
Any | SWHC046AB | SCn | ex | CZ14 | cDXHP | SWHC046-01 | ExAnte2019 | IOU workpaper | 2019-11-06 | Cap-Tons | 1 |  |  | -46.7944 | 0 | 83.6506 | -529.0546 | 0 | 73.5145 | [6 empty] | DEER:HVAC_Split-Package_HP | Annual | FALSE
Any | SWHC046AB | SCn | ex | CZ15 | cDXHP | SWHC046-01 | ExAnte2019 | IOU workpaper | 2019-11-06 | Cap-Tons | 1 |  |  | 563.4196 | 0 | 10.9609 | -11.7342 | 0 | 10.2752 | [6 empty] | DEER:HVAC_Split-Package_HP | Annual | FALSE
Any | SWHC046AB | SCn | ex | CZ16 | cDXHP | SWHC046-01 | ExAnte2019 | IOU workpaper | 2019-11-06 | Cap-Tons | 1 |  |  | -810.7542 | 0 | 159.8648 | -1181.6116 | 0 | 138.6229 | [6 empty] | DEER:HVAC_Split-Package_HP | Annual | FALSE
Any | SWHC046AC | Asm | new | CZ01 | cDXHP | SWHC046-01 | ExAnte2019 | IOU workpaper | 2019-11-06 | Cap-Tons | 1 |  |  | 0 | 0 | 0 | -943.715 | 0 | 170.848 | [6 empty] | DEER:HVAC_Split-Package_HP | Annual | FALSE
Any | SWHC046AC | Asm | new | CZ02 | cDXHP | SWHC046-01 | ExAnte2019 | IOU workpaper | 2019-11-06 | Cap-Tons | 1 |  |  | 0 | 0 | 0 | -542.4643 | 0 | 103.565 | [6 empty] | DEER:HVAC_Split-Package_HP | Annual | FALSE
Any | SWHC046AC | Asm | new | CZ03 | cDXHP | SWHC046-01 | ExAnte2019 | IOU workpaper | 2019-11-06 | Cap-Tons | 1 |  |  | 0 | 0 | 0 | -372.5861 | 0 | 78.2364 | [6 empty] | DEER:HVAC_Split-Package_HP | Annual | FALSE
Any | SWHC046AC | Asm | new | CZ04 | cDXHP | SWHC046-01 | ExAnte2019 | IOU workpaper | 2019-11-06 | Cap-Tons | 1 |  |  | 0 | 0 | 0 | -320.8844 | 0 | 70.3479 | [6 empty] | DEER:HVAC_Split-Package_HP | Annual | FALSE
Any | SWHC046AC | Asm | new | CZ05 | cDXHP | SWHC046-01 | ExAnte2019 | IOU workpaper | 2019-11-06 | Cap-Tons | 1 |  |  | 0 | 0 | 0 | -371.821 | 0 | 77.3501 | [6 empty] | DEER:HVAC_Split-Package_HP | Annual | FALSE
Any | SWHC046AC | Asm | new | CZ06 | cDXHP | SWHC046-01 | ExAnte2019 | IOU workpaper | 2019-11-06 | Cap-Tons | 1 |  |  | 0 | 0 | 0 | -99.7823 | 0 | 33.0894 | [6 empty] | DEER:HVAC_Split-Package_HP | Annual | FALSE
Any | SWHC046AC | Asm | new | CZ07 | cDXHP | SWHC046-01 | ExAnte2019 | IOU workpaper | 2019-11-06 | Cap-Tons | 1 |  |  | 0 | 0 | 0 | -59.4499 | 0 | 25.4255 | [6 empty] | DEER:HVAC_Split-Package_HP | Annual | FALSE
Any | SWHC046AC | Asm | new | CZ08 | cDXHP | SWHC046-01 | ExAnte2019 | IOU workpaper | 2019-11-06 | Cap-Tons | 1 |  |  | 0 | 0 | 0 | -89.3134 | 0 | 32.2643 | [6 empty] | DEER:HVAC_Split-Package_HP | Annual | FALSE
Any | SWHC046AC | Asm | new | CZ09 | cDXHP | SWHC046-01 | ExAnte2019 | IOU workpaper | 2019-11-06 | Cap-Tons | 1 |  |  | 0 | 0 | 0 | -103.1189 | 0 | 32.8555 | [6 empty] | DEER:HVAC_Split-Package_HP | Annual | FALSE
Any | SWHC046AC | Asm | new | CZ10 | cDXHP | SWHC046-01 | ExAnte2019 | IOU workpaper | 2019-11-06 | Cap-Tons | 1 |  |  | 0 | 0 | 0 | -139.3446 | 0 | 39.9592 | [6 empty] | DEER:HVAC_Split-Package_HP | Annual | FALSE
Any | SWHC046AC | Asm | new | CZ11 | cDXHP | SWHC046-01 | ExAnte2019 | IOU workpaper | 2019-11-06 | Cap-Tons | 1 |  |  | 0 | 0 | 0 | -351.4468 | 0 | 71.3809 | [6 empty] | DEER:HVAC_Split-Package_HP | Annual | FALSE
Any | SWHC046AC | Asm | new | CZ12 | cDXHP | SWHC046-01 | ExAnte2019 | IOU workpaper | 2019-11-06 | Cap-Tons | 1 |  |  | 0 | 0 | 0 | -382.8843 | 0 | 77.6866 | [6 empty] | DEER:HVAC_Split-Package_HP | Annual | FALSE
Any | SWHC046AC | Asm | new | CZ13 | cDXHP | SWHC046-01 | ExAnte2019 | IOU workpaper | 2019-11-06 | Cap-Tons | 1 |  |  | 0 | 0 | 0 | -307.4314 | 0 | 65.6123 | [6 empty] | DEER:HVAC_Split-Package_HP | Annual | FALSE
Any | SWHC046AC | Asm | new | CZ14 | cDXHP | SWHC046-01 | ExAnte2019 | IOU workpaper | 2019-11-06 | Cap-Tons | 1 |  |  | 0 | 0 | 0 | -340.4981 | 0 | 69.4062 | [6 empty] | DEER:HVAC_Split-Package_HP | Annual | FALSE
Any | SWHC046AC | Asm | new | CZ15 | cDXHP | SWHC046-01 | ExAnte2019 | IOU workpaper | 2019-11-06 | Cap-Tons | 1 |  |  | 0 | 0 | 0 | 42.9276 | 0 | 12.5575 | [6 empty] | DEER:HVAC_Split-Package_HP | Annual | FALSE
Any | SWHC046AC | Asm | new | CZ16 | cDXHP | SWHC046-01 | ExAnte2019 | IOU workpaper | 2019-11-06 | Cap-Tons | 1 |  |  | 0 | 0 | 0 | -1290.046 | 0 | 189.083 | [6 empty] | DEER:HVAC_Split-Package_HP | Annual | FALSE
Any | SWHC046AC | Com | new | CZ01 | cDXHP | SWHC046-01 | ExAnte2019 | IOU workpaper | 2019-11-06 | Cap-Tons | 1 |  |  | 0 | 0 | 0 | -649.6528 | 0 | 113.9172 | [6 empty] | DEER:HVAC_Split-Package_HP | Annual | FALSE
Any | SWHC046AC | Com | new | CZ02 | cDXHP | SWHC046-01 | ExAnte2019 | IOU workpaper | 2019-11-06 | Cap-Tons | 1 |  |  | 0 | 0 | 0 | -322.8788 | 0 | 61.5905 | [6 empty] | DEER:HVAC_Split-Package_HP | Annual | FALSE
Any | SWHC046AC | Com | new | CZ03 | cDXHP | SWHC046-01 | ExAnte2019 | IOU workpaper | 2019-11-06 | Cap-Tons | 1 |  |  | 0 | 0 | 0 | -180.4818 | 0 | 42.2318 | [6 empty] | DEER:HVAC_Split-Package_HP | Annual | FALSE
Any | SWHC046AC | Com | new | CZ04 | cDXHP | SWHC046-01 | ExAnte2019 | IOU workpaper | 2019-11-06 | Cap-Tons | 1 |  |  | 0 | 0 | 0 | -161.4587 | 0 | 36.6611 | [6 empty] | DEER:HVAC_Split-Package_HP | Annual | FALSE
Any | SWHC046AC | Com | new | CZ05 | cDXHP | SWHC046-01 | ExAnte2019 | IOU workpaper | 2019-11-06 | Cap-Tons | 1 |  |  | 0 | 0 | 0 | -267.6894 | 0 | 57.9325 | [6 empty] | DEER:HVAC_Split-Package_HP | Annual | FALSE
Any | SWHC046AC | Com | new | CZ06 | cDXHP | SWHC046-01 | ExAnte2019 | IOU workpaper | 2019-11-06 | Cap-Tons | 1 |  |  | 0 | 0 | 0 | -43.5379 | 0 | 22.9105 | [6 empty] | DEER:HVAC_Split-Package_HP | Annual | FALSE
Any | SWHC046AC | Com | new | CZ07 | cDXHP | SWHC046-01 | ExAnte2019 | IOU workpaper | 2019-11-06 | Cap-Tons | 1 |  |  | 0 | 0 | 0 | -11.7765 | 0 | 18.4075 | [6 empty] | DEER:HVAC_Split-Package_HP | Annual | FALSE
Any | SWHC046AC | Com | new | CZ08 | cDXHP | SWHC046-01 | ExAnte2019 | IOU workpaper | 2019-11-06 | Cap-Tons | 1 |  |  | 0 | 0 | 0 | -39.0795 | 0 | 22.1392 | [6 empty] | DEER:HVAC_Split-Package_HP | Annual | FALSE
Any | SWHC046AC | Com | new | CZ09 | cDXHP | SWHC046-01 | ExAnte2019 | IOU workpaper | 2019-11-06 | Cap-Tons | 1 |  |  | 0 | 0 | 0 | -37.2124 | 0 | 21.7753 | [6 empty] | DEER:HVAC_Split-Package_HP | Annual | FALSE
Any | SWHC046AC | Com | new | CZ10 | cDXHP | SWHC046-01 | ExAnte2019 | IOU workpaper | 2019-11-06 | Cap-Tons | 1 |  |  | 0 | 0 | 0 | -88.8978 | 0 | 29.4904 | [6 empty] | DEER:HVAC_Split-Package_HP | Annual | FALSE
Any | SWHC046AC | Com | new | CZ11 | cDXHP | SWHC046-01 | ExAnte2019 | IOU workpaper | 2019-11-06 | Cap-Tons | 1 |  |  | 0 | 0 | 0 | -240.3547 | 0 | 51.7274 | [6 empty] | DEER:HVAC_Split-Package_HP | Annual | FALSE
Any | SWHC046AC | Com | new | CZ12 | cDXHP | SWHC046-01 | ExAnte2019 | IOU workpaper | 2019-11-06 | Cap-Tons | 1 |  |  | 0 | 0 | 0 | -228.3608 | 0 | 48.8834 | [6 empty] | DEER:HVAC_Split-Package_HP | Annual | FALSE
Any | SWHC046AC | Com | new | CZ13 | cDXHP | SWHC046-01 | ExAnte2019 | IOU workpaper | 2019-11-06 | Cap-Tons | 1 |  |  | 0 | 0 | 0 | -186.4915 | 0 | 44.1317 | [6 empty] | DEER:HVAC_Split-Package_HP | Annual | FALSE
Any | SWHC046AC | Com | new | CZ14 | cDXHP | SWHC046-01 | ExAnte2019 | IOU workpaper | 2019-11-06 | Cap-Tons | 1 |  |  | 0 | 0 | 0 | -218.9545 | 0 | 47.5408 | [6 empty] | DEER:HVAC_Split-Package_HP | Annual | FALSE
Any | SWHC046AC | Com | new | CZ15 | cDXHP | SWHC046-01 | ExAnte2019 | IOU workpaper | 2019-11-06 | Cap-Tons | 1 |  |  | 0 | 0 | 0 | 75.222 | 0 | 8.0636 | [6 empty] | DEER:HVAC_Split-Package_HP | Annual | FALSE
Any | SWHC046AC | Com | new | CZ16 | cDXHP | SWHC046-01 | ExAnte2019 | IOU workpaper | 2019-11-06 | Cap-Tons | 1 |  |  | 0 | 0 | 0 | -946.9746 | 0 | 133.4351 | [6 empty] | DEER:HVAC_Split-Package_HP | Annual | FALSE
Any | SWHC046AC | ECC | new | CZ01 | cDXHP | SWHC046-01 | ExAnte2019 | IOU workpaper | 2019-11-06 | Cap-Tons | 1 |  |  | 0 | 0 | 0 | -397.708 | 0 | 72.0202 | [6 empty] | DEER:HVAC_Split-Package_HP | Annual | FALSE
Any | SWHC046AC | ECC | new | CZ02 | cDXHP | SWHC046-01 | ExAnte2019 | IOU workpaper | 2019-11-06 | Cap-Tons | 1 |  |  | 0 | 0 | 0 | -193.1964 | 0 | 40.5526 | [6 empty] | DEER:HVAC_Split-Package_HP | Annual | FALSE
Any | SWHC046AC | ECC | new | CZ03 | cDXHP | SWHC046-01 | ExAnte2019 | IOU workpaper | 2019-11-06 | Cap-Tons | 1 |  |  | 0 | 0 | 0 | -126.122 | 0 | 31.2714 | [6 empty] | DEER:HVAC_Split-Package_HP | Annual | FALSE
Any | SWHC046AC | ECC | new | CZ04 | cDXHP | SWHC046-01 | ExAnte2019 | IOU workpaper | 2019-11-06 | Cap-Tons | 1 |  |  | 0 | 0 | 0 | -110.4685 | 0 | 28.0396 | [6 empty] | DEER:HVAC_Split-Package_HP | Annual | FALSE
Any | SWHC046AC | ECC | new | CZ05 | cDXHP | SWHC046-01 | ExAnte2019 | IOU workpaper | 2019-11-06 | Cap-Tons | 1 |  |  | 0 | 0 | 0 | -134.4809 | 0 | 31.2089 | [6 empty] | DEER:HVAC_Split-Package_HP | Annual | FALSE
Any | SWHC046AC | ECC | new | CZ06 | cDXHP | SWHC046-01 | ExAnte2019 | IOU workpaper | 2019-11-06 | Cap-Tons | 1 |  |  | 0 | 0 | 0 | 10.7195 | 0 | 10.3507 | [6 empty] | DEER:HVAC_Split-Package_HP | Annual | FALSE
Any | SWHC046AC | ECC | new | CZ07 | cDXHP | SWHC046-01 | ExAnte2019 | IOU workpaper | 2019-11-06 | Cap-Tons | 1 |  |  | 0 | 0 | 0 | 32.1748 | 0 | 6.1637 | [6 empty] | DEER:HVAC_Split-Package_HP | Annual | FALSE
Any | SWHC046AC | ECC | new | CZ08 | cDXHP | SWHC046-01 | ExAnte2019 | IOU workpaper | 2019-11-06 | Cap-Tons | 1 |  |  | 0 | 0 | 0 | 19.3446 | 0 | 9.5312 | [6 empty] | DEER:HVAC_Split-Package_HP | Annual | FALSE
Any | SWHC046AC | ECC | new | CZ09 | cDXHP | SWHC046-01 | ExAnte2019 | IOU workpaper | 2019-11-06 | Cap-Tons | 1 |  |  | 0 | 0 | 0 | 4.4865 | 0 | 11.4229 | [6 empty] | DEER:HVAC_Split-Package_HP | Annual | FALSE
Any | SWHC046AC | ECC | new | CZ10 | cDXHP | SWHC046-01 | ExAnte2019 | IOU workpaper | 2019-11-06 | Cap-Tons | 1 |  |  | 0 | 0 | 0 | -1.6266 | 0 | 12.8409 | [6 empty] | DEER:HVAC_Split-Package_HP | Annual | FALSE
Any | SWHC046AC | ECC | new | CZ11 | cDXHP | SWHC046-01 | ExAnte2019 | IOU workpaper | 2019-11-06 | Cap-Tons | 1 |  |  | 0 | 0 | 0 | -132.4577 | 0 | 33.3053 | [6 empty] | DEER:HVAC_Split-Package_HP | Annual | FALSE
Any | SWHC046AC | ECC | new | CZ12 | cDXHP | SWHC046-01 | ExAnte2019 | IOU workpaper | 2019-11-06 | Cap-Tons | 1 |  |  | 0 | 0 | 0 | -145.7618 | 0 | 34.8597 | [6 empty] | DEER:HVAC_Split-Package_HP | Annual | FALSE
Any | SWHC046AC | ECC | new | CZ13 | cDXHP | SWHC046-01 | ExAnte2019 | IOU workpaper | 2019-11-06 | Cap-Tons | 1 |  |  | 0 | 0 | 0 | -102.3054 | 0 | 29.0488 | [6 empty] | DEER:HVAC_Split-Package_HP | Annual | FALSE
Any | SWHC046AC | ECC | new | CZ14 | cDXHP | SWHC046-01 | ExAnte2019 | IOU workpaper | 2019-11-06 | Cap-Tons | 1 |  |  | 0 | 0 | 0 | -123.5787 | 0 | 30.6499 | [6 empty] | DEER:HVAC_Split-Package_HP | Annual | FALSE
Any | SWHC046AC | ECC | new | CZ15 | cDXHP | SWHC046-01 | ExAnte2019 | IOU workpaper | 2019-11-06 | Cap-Tons | 1 |  |  | 0 | 0 | 0 | 78.9484 | 0 | 3.2825 | [6 empty] | DEER:HVAC_Split-Package_HP | Annual | FALSE
Any | SWHC046AC | ECC | new | CZ16 | cDXHP | SWHC046-01 | ExAnte2019 | IOU workpaper | 2019-11-06 | Cap-Tons | 1 |  |  | 0 | 0 | 0 | -638.0793 | 0 | 90.6794 | [6 empty] | DEER:HVAC_Split-Package_HP | Annual | FALSE
Any | SWHC046AC | EPr | new | CZ01 | cDXHP | SWHC046-01 | ExAnte2019 | IOU workpaper | 2019-11-06 | Cap-Tons | 1 |  |  | 0 | 0 | 0 | -530.7729 | 0 | 90.6057 | [6 empty] | DEER:HVAC_Split-Package_HP | Annual | FALSE
Any | SWHC046AC | EPr | new | CZ02 | cDXHP | SWHC046-01 | ExAnte2019 | IOU workpaper | 2019-11-06 | Cap-Tons | 1 |  |  | 0 | 0 | 0 | -295.342 | 0 | 50.5666 | [6 empty] | DEER:HVAC_Split-Package_HP | Annual | FALSE
Any | SWHC046AC | EPr | new | CZ03 | cDXHP | SWHC046-01 | ExAnte2019 | IOU workpaper | 2019-11-06 | Cap-Tons | 1 |  |  | 0 | 0 | 0 | -221.5207 | 0 | 44.2835 | [6 empty] | DEER:HVAC_Split-Package_HP | Annual | FALSE
Any | SWHC046AC | EPr | new | CZ04 | cDXHP | SWHC046-01 | ExAnte2019 | IOU workpaper | 2019-11-06 | Cap-Tons | 1 |  |  | 0 | 0 | 0 | -187.134 | 0 | 35.9169 | [6 empty] | DEER:HVAC_Split-Package_HP | Annual | FALSE
Any | SWHC046AC | EPr | new | CZ05 | cDXHP | SWHC046-01 | ExAnte2019 | IOU workpaper | 2019-11-06 | Cap-Tons | 1 |  |  | 0 | 0 | 0 | -226.8453 | 0 | 43.2929 | [6 empty] | DEER:HVAC_Split-Package_HP | Annual | FALSE
Any | SWHC046AC | EPr | new | CZ06 | cDXHP | SWHC046-01 | ExAnte2019 | IOU workpaper | 2019-11-06 | Cap-Tons | 1 |  |  | 0 | 0 | 0 | -56.7156 | 0 | 18.3216 | [6 empty] | DEER:HVAC_Split-Package_HP | Annual | FALSE
Any | SWHC046AC | EPr | new | CZ07 | cDXHP | SWHC046-01 | ExAnte2019 | IOU workpaper | 2019-11-06 | Cap-Tons | 1 |  |  | 0 | 0 | 0 | -34.4739 | 0 | 14.1455 | [6 empty] | DEER:HVAC_Split-Package_HP | Annual | FALSE
Any | SWHC046AC | EPr | new | CZ08 | cDXHP | SWHC046-01 | ExAnte2019 | IOU workpaper | 2019-11-06 | Cap-Tons | 1 |  |  | 0 | 0 | 0 | -42.3968 | 0 | 15.6024 | [6 empty] | DEER:HVAC_Split-Package_HP | Annual | FALSE
Any | SWHC046AC | EPr | new | CZ09 | cDXHP | SWHC046-01 | ExAnte2019 | IOU workpaper | 2019-11-06 | Cap-Tons | 1 |  |  | 0 | 0 | 0 | -59.4116 | 0 | 18.1502 | [6 empty] | DEER:HVAC_Split-Package_HP | Annual | FALSE
Any | SWHC046AC | EPr | new | CZ10 | cDXHP | SWHC046-01 | ExAnte2019 | IOU workpaper | 2019-11-06 | Cap-Tons | 1 |  |  | 0 | 0 | 0 | -56.0954 | 0 | 17.8359 | [6 empty] | DEER:HVAC_Split-Package_HP | Annual | FALSE
Any | SWHC046AC | EPr | new | CZ11 | cDXHP | SWHC046-01 | ExAnte2019 | IOU workpaper | 2019-11-06 | Cap-Tons | 1 |  |  | 0 | 0 | 0 | -196.7249 | 0 | 39.4411 | [6 empty] | DEER:HVAC_Split-Package_HP | Annual | FALSE
Any | SWHC046AC | EPr | new | CZ12 | cDXHP | SWHC046-01 | ExAnte2019 | IOU workpaper | 2019-11-06 | Cap-Tons | 1 |  |  | 0 | 0 | 0 | -222.7331 | 0 | 42.968 | [6 empty] | DEER:HVAC_Split-Package_HP | Annual | FALSE
Any | SWHC046AC | EPr | new | CZ13 | cDXHP | SWHC046-01 | ExAnte2019 | IOU workpaper | 2019-11-06 | Cap-Tons | 1 |  |  | 0 | 0 | 0 | -167.7665 | 0 | 35.0093 | [6 empty] | DEER:HVAC_Split-Package_HP | Annual | FALSE
Any | SWHC046AC | EPr | new | CZ14 | cDXHP | SWHC046-01 | ExAnte2019 | IOU workpaper | 2019-11-06 | Cap-Tons | 1 |  |  | 0 | 0 | 0 | -179.9922 | 0 | 35.6516 | [6 empty] | DEER:HVAC_Split-Package_HP | Annual | FALSE
Any | SWHC046AC | EPr | new | CZ15 | cDXHP | SWHC046-01 | ExAnte2019 | IOU workpaper | 2019-11-06 | Cap-Tons | 1 |  |  | 0 | 0 | 0 | 34.4114 | 0 | 5.1616 | [6 empty] | DEER:HVAC_Split-Package_HP | Annual | FALSE
Any | SWHC046AC | EPr | new | CZ16 | cDXHP | SWHC046-01 | ExAnte2019 | IOU workpaper | 2019-11-06 | Cap-Tons | 1 |  |  | 0 | 0 | 0 | -781.0205 | 0 | 109.1812 | [6 empty] | DEER:HVAC_Split-Package_HP | Annual | FALSE
Any | SWHC046AC | ERC | new | CZ01 | cDXHP | SWHC046-01 | ExAnte2019 | IOU workpaper | 2019-11-06 | Cap-Tons | 1 |  |  | 0 | 0 | 0 | -840.6297 | 0 | 132.9105 | [6 empty] | DEER:HVAC_Split-Package_HP | Annual | FALSE
Any | SWHC046AC | ERC | new | CZ02 | cDXHP | SWHC046-01 | ExAnte2019 | IOU workpaper | 2019-11-06 | Cap-Tons | 1 |  |  | 0 | 0 | 0 | -515.5087 | 0 | 82.8714 | [6 empty] | DEER:HVAC_Split-Package_HP | Annual | FALSE
Any | SWHC046AC | ERC | new | CZ03 | cDXHP | SWHC046-01 | ExAnte2019 | IOU workpaper | 2019-11-06 | Cap-Tons | 1 |  |  | 0 | 0 | 0 | -339.4667 | 0 | 64.0724 | [6 empty] | DEER:HVAC_Split-Package_HP | Annual | FALSE
Any | SWHC046AC | ERC | new | CZ04 | cDXHP | SWHC046-01 | ExAnte2019 | IOU workpaper | 2019-11-06 | Cap-Tons | 1 |  |  | 0 | 0 | 0 | -341.6733 | 0 | 57.3437 | [6 empty] | DEER:HVAC_Split-Package_HP | Annual | FALSE
Any | SWHC046AC | ERC | new | CZ05 | cDXHP | SWHC046-01 | ExAnte2019 | IOU workpaper | 2019-11-06 | Cap-Tons | 1 |  |  | 0 | 0 | 0 | -414.5451 | 0 | 71.6541 | [6 empty] | DEER:HVAC_Split-Package_HP | Annual | FALSE
Any | SWHC046AC | ERC | new | CZ06 | cDXHP | SWHC046-01 | ExAnte2019 | IOU workpaper | 2019-11-06 | Cap-Tons | 1 |  |  | 0 | 0 | 0 | -136.8173 | 0 | 30.4744 | [6 empty] | DEER:HVAC_Split-Package_HP | Annual | FALSE
Any | SWHC046AC | ERC | new | CZ07 | cDXHP | SWHC046-01 | ExAnte2019 | IOU workpaper | 2019-11-06 | Cap-Tons | 1 |  |  | 0 | 0 | 0 | -74.0881 | 0 | 19.9824 | [6 empty] | DEER:HVAC_Split-Package_HP | Annual | FALSE
Any | SWHC046AC | ERC | new | CZ08 | cDXHP | SWHC046-01 | ExAnte2019 | IOU workpaper | 2019-11-06 | Cap-Tons | 1 |  |  | 0 | 0 | 0 | -113.133 | 0 | 27.0235 | [6 empty] | DEER:HVAC_Split-Package_HP | Annual | FALSE
Any | SWHC046AC | ERC | new | CZ09 | cDXHP | SWHC046-01 | ExAnte2019 | IOU workpaper | 2019-11-06 | Cap-Tons | 1 |  |  | 0 | 0 | 0 | -117.5666 | 0 | 26.9481 | [6 empty] | DEER:HVAC_Split-Package_HP | Annual | FALSE
Any | SWHC046AC | ERC | new | CZ10 | cDXHP | SWHC046-01 | ExAnte2019 | IOU workpaper | 2019-11-06 | Cap-Tons | 1 |  |  | 0 | 0 | 0 | -144.4601 | 0 | 30.2927 | [6 empty] | DEER:HVAC_Split-Package_HP | Annual | FALSE
Any | SWHC046AC | ERC | new | CZ11 | cDXHP | SWHC046-01 | ExAnte2019 | IOU workpaper | 2019-11-06 | Cap-Tons | 1 |  |  | 0 | 0 | 0 | -322.0654 | 0 | 55.4819 | [6 empty] | DEER:HVAC_Split-Package_HP | Annual | FALSE
Any | SWHC046AC | ERC | new | CZ12 | cDXHP | SWHC046-01 | ExAnte2019 | IOU workpaper | 2019-11-06 | Cap-Tons | 1 |  |  | 0 | 0 | 0 | -368.93 | 0 | 62.5443 | [6 empty] | DEER:HVAC_Split-Package_HP | Annual | FALSE
Any | SWHC046AC | ERC | new | CZ13 | cDXHP | SWHC046-01 | ExAnte2019 | IOU workpaper | 2019-11-06 | Cap-Tons | 1 |  |  | 0 | 0 | 0 | -279.644 | 0 | 49.9268 | [6 empty] | DEER:HVAC_Split-Package_HP | Annual | FALSE
Any | SWHC046AC | ERC | new | CZ14 | cDXHP | SWHC046-01 | ExAnte2019 | IOU workpaper | 2019-11-06 | Cap-Tons | 1 |  |  | 0 | 0 | 0 | -313.3949 | 0 | 52.0345 | [6 empty] | DEER:HVAC_Split-Package_HP | Annual | FALSE
Any | SWHC046AC | ERC | new | CZ15 | cDXHP | SWHC046-01 | ExAnte2019 | IOU workpaper | 2019-11-06 | Cap-Tons | 1 |  |  | 0 | 0 | 0 | 9.8886 | 0 | 8.3568 | [6 empty] | DEER:HVAC_Split-Package_HP | Annual | FALSE
Any | SWHC046AC | ERC | new | CZ16 | cDXHP | SWHC046-01 | ExAnte2019 | IOU workpaper | 2019-11-06 | Cap-Tons | 1 |  |  | 0 | 0 | 0 | -1123.5025 | 0 | 146.2976 | [6 empty] | DEER:HVAC_Split-Package_HP | Annual | FALSE
Any | SWHC046AC | ESe | new | CZ01 | cDXHP | SWHC046-01 | ExAnte2019 | IOU workpaper | 2019-11-06 | Cap-Tons | 1 |  |  | 0 | 0 | 0 | -507.2975 | 0 | 83.3021 | [6 empty] | DEER:HVAC_Split-Package_HP | Annual | FALSE
Any | SWHC046AC | ESe | new | CZ02 | cDXHP | SWHC046-01 | ExAnte2019 | IOU workpaper | 2019-11-06 | Cap-Tons | 1 |  |  | 0 | 0 | 0 | -294.1919 | 0 | 50.6527 | [6 empty] | DEER:HVAC_Split-Package_HP | Annual | FALSE
Any | SWHC046AC | ESe | new | CZ03 | cDXHP | SWHC046-01 | ExAnte2019 | IOU workpaper | 2019-11-06 | Cap-Tons | 1 |  |  | 0 | 0 | 0 | -176.5996 | 0 | 35.3734 | [6 empty] | DEER:HVAC_Split-Package_HP | Annual | FALSE
Any | SWHC046AC | ESe | new | CZ04 | cDXHP | SWHC046-01 | ExAnte2019 | IOU workpaper | 2019-11-06 | Cap-Tons | 1 |  |  | 0 | 0 | 0 | -162.6078 | 0 | 32.3162 | [6 empty] | DEER:HVAC_Split-Package_HP | Annual | FALSE
Any | SWHC046AC | ESe | new | CZ05 | cDXHP | SWHC046-01 | ExAnte2019 | IOU workpaper | 2019-11-06 | Cap-Tons | 1 |  |  | 0 | 0 | 0 | -179.0807 | 0 | 34.0628 | [6 empty] | DEER:HVAC_Split-Package_HP | Annual | FALSE
Any | SWHC046AC | ESe | new | CZ06 | cDXHP | SWHC046-01 | ExAnte2019 | IOU workpaper | 2019-11-06 | Cap-Tons | 1 |  |  | 0 | 0 | 0 | -31.9716 | 0 | 14.0859 | [6 empty] | DEER:HVAC_Split-Package_HP | Annual | FALSE
Any | SWHC046AC | ESe | new | CZ07 | cDXHP | SWHC046-01 | ExAnte2019 | IOU workpaper | 2019-11-06 | Cap-Tons | 1 |  |  | 0 | 0 | 0 | -6.081 | 0 | 9.7622 | [6 empty] | DEER:HVAC_Split-Package_HP | Annual | FALSE
Any | SWHC046AC | ESe | new | CZ08 | cDXHP | SWHC046-01 | ExAnte2019 | IOU workpaper | 2019-11-06 | Cap-Tons | 1 |  |  | 0 | 0 | 0 | -21.5232 | 0 | 13.1647 | [6 empty] | DEER:HVAC_Split-Package_HP | Annual | FALSE
Any | SWHC046AC | ESe | new | CZ09 | cDXHP | SWHC046-01 | ExAnte2019 | IOU workpaper | 2019-11-06 | Cap-Tons | 1 |  |  | 0 | 0 | 0 | -36.4099 | 0 | 15.0388 | [6 empty] | DEER:HVAC_Split-Package_HP | Annual | FALSE
Any | SWHC046AC | ESe | new | CZ10 | cDXHP | SWHC046-01 | ExAnte2019 | IOU workpaper | 2019-11-06 | Cap-Tons | 1 |  |  | 0 | 0 | 0 | -58.7965 | 0 | 18.7719 | [6 empty] | DEER:HVAC_Split-Package_HP | Annual | FALSE
Any | SWHC046AC | ESe | new | CZ11 | cDXHP | SWHC046-01 | ExAnte2019 | IOU workpaper | 2019-11-06 | Cap-Tons | 1 |  |  | 0 | 0 | 0 | -214.5435 | 0 | 42.1609 | [6 empty] | DEER:HVAC_Split-Package_HP | Annual | FALSE
Any | SWHC046AC | ESe | new | CZ12 | cDXHP | SWHC046-01 | ExAnte2019 | IOU workpaper | 2019-11-06 | Cap-Tons | 1 |  |  | 0 | 0 | 0 | -236.4385 | 0 | 44.716 | [6 empty] | DEER:HVAC_Split-Package_HP | Annual | FALSE
Any | SWHC046AC | ESe | new | CZ13 | cDXHP | SWHC046-01 | ExAnte2019 | IOU workpaper | 2019-11-06 | Cap-Tons | 1 |  |  | 0 | 0 | 0 | -177.4156 | 0 | 36.9942 | [6 empty] | DEER:HVAC_Split-Package_HP | Annual | FALSE
Any | SWHC046AC | ESe | new | CZ14 | cDXHP | SWHC046-01 | ExAnte2019 | IOU workpaper | 2019-11-06 | Cap-Tons | 1 |  |  | 0 | 0 | 0 | -200.235 | 0 | 38.7337 | [6 empty] | DEER:HVAC_Split-Package_HP | Annual | FALSE
Any | SWHC046AC | ESe | new | CZ15 | cDXHP | SWHC046-01 | ExAnte2019 | IOU workpaper | 2019-11-06 | Cap-Tons | 1 |  |  | 0 | 0 | 0 | 39.6821 | 0 | 5.6003 | [6 empty] | DEER:HVAC_Split-Package_HP | Annual | FALSE
Any | SWHC046AC | ESe | new | CZ16 | cDXHP | SWHC046-01 | ExAnte2019 | IOU workpaper | 2019-11-06 | Cap-Tons | 1 |  |  | 0 | 0 | 0 | -742.2837 | 0 | 100.256 | [6 empty] | DEER:HVAC_Split-Package_HP | Annual | FALSE
Any | SWHC046AC | EUn | new | CZ01 | cDXHP | SWHC046-01 | ExAnte2019 | IOU workpaper | 2019-11-06 | Cap-Tons | 1 |  |  | 0 | 0 | 0 | -505.1161 | 0 | 89.3643 | [6 empty] | DEER:HVAC_Split-Package_HP | Annual | FALSE
Any | SWHC046AC | EUn | new | CZ02 | cDXHP | SWHC046-01 | ExAnte2019 | IOU workpaper | 2019-11-06 | Cap-Tons | 1 |  |  | 0 | 0 | 0 | -286.787 | 0 | 55.5966 | [6 empty] | DEER:HVAC_Split-Package_HP | Annual | FALSE
Any | SWHC046AC | EUn | new | CZ03 | cDXHP | SWHC046-01 | ExAnte2019 | IOU workpaper | 2019-11-06 | Cap-Tons | 1 |  |  | 0 | 0 | 0 | -198.2445 | 0 | 44.819 | [6 empty] | DEER:HVAC_Split-Package_HP | Annual | FALSE
Any | SWHC046AC | EUn | new | CZ04 | cDXHP | SWHC046-01 | ExAnte2019 | IOU workpaper | 2019-11-06 | Cap-Tons | 1 |  |  | 0 | 0 | 0 | -186.641 | 0 | 40.8704 | [6 empty] | DEER:HVAC_Split-Package_HP | Annual | FALSE
Any | SWHC046AC | EUn | new | CZ05 | cDXHP | SWHC046-01 | ExAnte2019 | IOU workpaper | 2019-11-06 | Cap-Tons | 1 |  |  | 0 | 0 | 0 | -217.4398 | 0 | 45.8593 | [6 empty] | DEER:HVAC_Split-Package_HP | Annual | FALSE
Any | SWHC046AC | EUn | new | CZ06 | cDXHP | SWHC046-01 | ExAnte2019 | IOU workpaper | 2019-11-06 | Cap-Tons | 1 |  |  | 0 | 0 | 0 | -30.2683 | 0 | 19.218 | [6 empty] | DEER:HVAC_Split-Package_HP | Annual | FALSE
Any | SWHC046AC | EUn | new | CZ07 | cDXHP | SWHC046-01 | ExAnte2019 | IOU workpaper | 2019-11-06 | Cap-Tons | 1 |  |  | 0 | 0 | 0 | -0.3294 | 0 | 13.818 | [6 empty] | DEER:HVAC_Split-Package_HP | Annual | FALSE
Any | SWHC046AC | EUn | new | CZ08 | cDXHP | SWHC046-01 | ExAnte2019 | IOU workpaper | 2019-11-06 | Cap-Tons | 1 |  |  | 0 | 0 | 0 | -20.7435 | 0 | 18.5528 | [6 empty] | DEER:HVAC_Split-Package_HP | Annual | FALSE
Any | SWHC046AC | EUn | new | CZ09 | cDXHP | SWHC046-01 | ExAnte2019 | IOU workpaper | 2019-11-06 | Cap-Tons | 1 |  |  | 0 | 0 | 0 | -34.5008 | 0 | 20.0445 | [6 empty] | DEER:HVAC_Split-Package_HP | Annual | FALSE
Any | SWHC046AC | EUn | new | CZ10 | cDXHP | SWHC046-01 | ExAnte2019 | IOU workpaper | 2019-11-06 | Cap-Tons | 1 |  |  | 0 | 0 | 0 | -39.5609 | 0 | 21.2458 | [6 empty] | DEER:HVAC_Split-Package_HP | Annual | FALSE
Any | SWHC046AC | EUn | new | CZ11 | cDXHP | SWHC046-01 | ExAnte2019 | IOU workpaper | 2019-11-06 | Cap-Tons | 1 |  |  | 0 | 0 | 0 | -182.5436 | 0 | 43.0312 | [6 empty] | DEER:HVAC_Split-Package_HP | Annual | FALSE
Any | SWHC046AC | EUn | new | CZ12 | cDXHP | SWHC046-01 | ExAnte2019 | IOU workpaper | 2019-11-06 | Cap-Tons | 1 |  |  | 0 | 0 | 0 | -203.1873 | 0 | 46.1227 | [6 empty] | DEER:HVAC_Split-Package_HP | Annual | FALSE
Any | SWHC046AC | EUn | new | CZ13 | cDXHP | SWHC046-01 | ExAnte2019 | IOU workpaper | 2019-11-06 | Cap-Tons | 1 |  |  | 0 | 0 | 0 | -145.544 | 0 | 37.8126 | [6 empty] | DEER:HVAC_Split-Package_HP | Annual | FALSE
Any | SWHC046AC | EUn | new | CZ14 | cDXHP | SWHC046-01 | ExAnte2019 | IOU workpaper | 2019-11-06 | Cap-Tons | 1 |  |  | 0 | 0 | 0 | -179.0615 | 0 | 40.9415 | [6 empty] | DEER:HVAC_Split-Package_HP | Annual | FALSE
Any | SWHC046AC | EUn | new | CZ15 | cDXHP | SWHC046-01 | ExAnte2019 | IOU workpaper | 2019-11-06 | Cap-Tons | 1 |  |  | 0 | 0 | 0 | 73.9983 | 0 | 6.2616 | [6 empty] | DEER:HVAC_Split-Package_HP | Annual | FALSE
Any | SWHC046AC | EUn | new | CZ16 | cDXHP | SWHC046-01 | ExAnte2019 | IOU workpaper | 2019-11-06 | Cap-Tons | 1 |  |  | 0 | 0 | 0 | -769.2701 | 0 | 107.3707 | [6 empty] | DEER:HVAC_Split-Package_HP | Annual | FALSE
Any | SWHC046AC | Gro | new | CZ01 | cDXHP | SWHC046-01 | ExAnte2019 | IOU workpaper | 2019-11-06 | Cap-Tons | 1 |  |  | 0 | 0 | 0 | -2986.1614 | 0 | 495.8101 | [6 empty] | DEER:HVAC_Split-Package_HP | Annual | FALSE
Any | SWHC046AC | Gro | new | CZ02 | cDXHP | SWHC046-01 | ExAnte2019 | IOU workpaper | 2019-11-06 | Cap-Tons | 1 |  |  | 0 | 0 | 0 | -928.5706 | 0 | 167.0243 | [6 empty] | DEER:HVAC_Split-Package_HP | Annual | FALSE
Any | SWHC046AC | Gro | new | CZ03 | cDXHP | SWHC046-01 | ExAnte2019 | IOU workpaper | 2019-11-06 | Cap-Tons | 1 |  |  | 0 | 0 | 0 | -1121.4323 | 0 | 220.7772 | [6 empty] | DEER:HVAC_Split-Package_HP | Annual | FALSE
Any | SWHC046AC | Gro | new | CZ04 | cDXHP | SWHC046-01 | ExAnte2019 | IOU workpaper | 2019-11-06 | Cap-Tons | 1 |  |  | 0 | 0 | 0 | -739.9474 | 0 | 145.9162 | [6 empty] | DEER:HVAC_Split-Package_HP | Annual | FALSE
Any | SWHC046AC | Gro | new | CZ05 | cDXHP | SWHC046-01 | ExAnte2019 | IOU workpaper | 2019-11-06 | Cap-Tons | 1 |  |  | 0 | 0 | 0 | -1375.4232 | 0 | 259.3173 | [6 empty] | DEER:HVAC_Split-Package_HP | Annual | FALSE
Any | SWHC046AC | Gro | new | CZ06 | cDXHP | SWHC046-01 | ExAnte2019 | IOU workpaper | 2019-11-06 | Cap-Tons | 1 |  |  | 0 | 0 | 0 | -402.3098 | 0 | 94.083 | [6 empty] | DEER:HVAC_Split-Package_HP | Annual | FALSE
Any | SWHC046AC | Gro | new | CZ07 | cDXHP | SWHC046-01 | ExAnte2019 | IOU workpaper | 2019-11-06 | Cap-Tons | 1 |  |  | 0 | 0 | 0 | -423.4874 | 0 | 107.6528 | [6 empty] | DEER:HVAC_Split-Package_HP | Annual | FALSE
Any | SWHC046AC | Gro | new | CZ08 | cDXHP | SWHC046-01 | ExAnte2019 | IOU workpaper | 2019-11-06 | Cap-Tons | 1 |  |  | 0 | 0 | 0 | -292.9504 | 0 | 78.4697 | [6 empty] | DEER:HVAC_Split-Package_HP | Annual | FALSE
Any | SWHC046AC | Gro | new | CZ09 | cDXHP | SWHC046-01 | ExAnte2019 | IOU workpaper | 2019-11-06 | Cap-Tons | 1 |  |  | 0 | 0 | 0 | -270.511 | 0 | 71.7977 | [6 empty] | DEER:HVAC_Split-Package_HP | Annual | FALSE
Any | SWHC046AC | Gro | new | CZ10 | cDXHP | SWHC046-01 | ExAnte2019 | IOU workpaper | 2019-11-06 | Cap-Tons | 1 |  |  | 0 | 0 | 0 | -331.9477 | 0 | 80.3919 | [6 empty] | DEER:HVAC_Split-Package_HP | Annual | FALSE
Any | SWHC046AC | Gro | new | CZ11 | cDXHP | SWHC046-01 | ExAnte2019 | IOU workpaper | 2019-11-06 | Cap-Tons | 1 |  |  | 0 | 0 | 0 | -596.824 | 0 | 111.9016 | [6 empty] | DEER:HVAC_Split-Package_HP | Annual | FALSE
Any | SWHC046AC | Gro | new | CZ12 | cDXHP | SWHC046-01 | ExAnte2019 | IOU workpaper | 2019-11-06 | Cap-Tons | 1 |  |  | 0 | 0 | 0 | -611.061 | 0 | 113.6307 | [6 empty] | DEER:HVAC_Split-Package_HP | Annual | FALSE
Any | SWHC046AC | Gro | new | CZ13 | cDXHP | SWHC046-01 | ExAnte2019 | IOU workpaper | 2019-11-06 | Cap-Tons | 1 |  |  | 0 | 0 | 0 | -526.5662 | 0 | 103.0754 | [6 empty] | DEER:HVAC_Split-Package_HP | Annual | FALSE
Any | SWHC046AC | Gro | new | CZ14 | cDXHP | SWHC046-01 | ExAnte2019 | IOU workpaper | 2019-11-06 | Cap-Tons | 1 |  |  | 0 | 0 | 0 | -585.8388 | 0 | 109.7289 | [6 empty] | DEER:HVAC_Split-Package_HP | Annual | FALSE
Any | SWHC046AC | Gro | new | CZ15 | cDXHP | SWHC046-01 | ExAnte2019 | IOU workpaper | 2019-11-06 | Cap-Tons | 1 |  |  | 0 | 0 | 0 | 40.1048 | 0 | 25.6488 | [6 empty] | DEER:HVAC_Split-Package_HP | Annual | FALSE
Any | SWHC046AC | Gro | new | CZ16 | cDXHP | SWHC046-01 | ExAnte2019 | IOU workpaper | 2019-11-06 | Cap-Tons | 1 |  |  | 0 | 0 | 0 | -2280.8902 | 0 | 344.6283 | [6 empty] | DEER:HVAC_Split-Package_HP | Annual | FALSE
Any | SWHC046AC | Hsp | new | CZ01 | cDXHP | SWHC046-01 | ExAnte2019 | IOU workpaper | 2019-11-06 | Cap-Tons | 1 |  |  | 0 | 0 | 0 | -380.4235 | 0 | 82.6661 | [6 empty] | DEER:HVAC_Split-Package_HP | Annual | FALSE
Any | SWHC046AC | Hsp | new | CZ02 | cDXHP | SWHC046-01 | ExAnte2019 | IOU workpaper | 2019-11-06 | Cap-Tons | 1 |  |  | 0 | 0 | 0 | -193.7968 | 0 | 53.4514 | [6 empty] | DEER:HVAC_Split-Package_HP | Annual | FALSE
Any | SWHC046AC | Hsp | new | CZ03 | cDXHP | SWHC046-01 | ExAnte2019 | IOU workpaper | 2019-11-06 | Cap-Tons | 1 |  |  | 0 | 0 | 0 | -99.4003 | 0 | 40.3883 | [6 empty] | DEER:HVAC_Split-Package_HP | Annual | FALSE
Any | SWHC046AC | Hsp | new | CZ04 | cDXHP | SWHC046-01 | ExAnte2019 | IOU workpaper | 2019-11-06 | Cap-Tons | 1 |  |  | 0 | 0 | 0 | -109.738 | 0 | 39.9783 | [6 empty] | DEER:HVAC_Split-Package_HP | Annual | FALSE
Any | SWHC046AC | Hsp | new | CZ05 | cDXHP | SWHC046-01 | ExAnte2019 | IOU workpaper | 2019-11-06 | Cap-Tons | 1 |  |  | 0 | 0 | 0 | -136.6667 | 0 | 45.3315 | [6 empty] | DEER:HVAC_Split-Package_HP | Annual | FALSE
Any | SWHC046AC | Hsp | new | CZ06 | cDXHP | SWHC046-01 | ExAnte2019 | IOU workpaper | 2019-11-06 | Cap-Tons | 1 |  |  | 0 | 0 | 0 | 39.2196 | 0 | 19.6284 | [6 empty] | DEER:HVAC_Split-Package_HP | Annual | FALSE
Any | SWHC046AC | Hsp | new | CZ07 | cDXHP | SWHC046-01 | ExAnte2019 | IOU workpaper | 2019-11-06 | Cap-Tons | 1 |  |  | 0 | 0 | 0 | 101.2626 | 0 | 8.8971 | [6 empty] | DEER:HVAC_Split-Package_HP | Annual | FALSE
Any | SWHC046AC | Hsp | new | CZ08 | cDXHP | SWHC046-01 | ExAnte2019 | IOU workpaper | 2019-11-06 | Cap-Tons | 1 |  |  | 0 | 0 | 0 | 74.0494 | 0 | 14.9149 | [6 empty] | DEER:HVAC_Split-Package_HP | Annual | FALSE
Any | SWHC046AC | Hsp | new | CZ09 | cDXHP | SWHC046-01 | ExAnte2019 | IOU workpaper | 2019-11-06 | Cap-Tons | 1 |  |  | 0 | 0 | 0 | 39.5999 | 0 | 20.4589 | [6 empty] | DEER:HVAC_Split-Package_HP | Annual | FALSE
Any | SWHC046AC | Hsp | new | CZ10 | cDXHP | SWHC046-01 | ExAnte2019 | IOU workpaper | 2019-11-06 | Cap-Tons | 1 |  |  | 0 | 0 | 0 | 16.8799 | 0 | 24.6273 | [6 empty] | DEER:HVAC_Split-Package_HP | Annual | FALSE
Any | SWHC046AC | Hsp | new | CZ11 | cDXHP | SWHC046-01 | ExAnte2019 | IOU workpaper | 2019-11-06 | Cap-Tons | 1 |  |  | 0 | 0 | 0 | -167.5811 | 0 | 51.4601 | [6 empty] | DEER:HVAC_Split-Package_HP | Annual | FALSE
Any | SWHC046AC | Hsp | new | CZ12 | cDXHP | SWHC046-01 | ExAnte2019 | IOU workpaper | 2019-11-06 | Cap-Tons | 1 |  |  | 0 | 0 | 0 | -150.53 | 0 | 48.7415 | [6 empty] | DEER:HVAC_Split-Package_HP | Annual | FALSE
Any | SWHC046AC | Hsp | new | CZ13 | cDXHP | SWHC046-01 | ExAnte2019 | IOU workpaper | 2019-11-06 | Cap-Tons | 1 |  |  | 0 | 0 | 0 | -120.7044 | 0 | 45.539 | [6 empty] | DEER:HVAC_Split-Package_HP | Annual | FALSE
Any | SWHC046AC | Hsp | new | CZ14 | cDXHP | SWHC046-01 | ExAnte2019 | IOU workpaper | 2019-11-06 | Cap-Tons | 1 |  |  | 0 | 0 | 0 | -218.0325 | 0 | 57.1257 | [6 empty] | DEER:HVAC_Split-Package_HP | Annual | FALSE
Any | SWHC046AC | Hsp | new | CZ15 | cDXHP | SWHC046-01 | ExAnte2019 | IOU workpaper | 2019-11-06 | Cap-Tons | 1 |  |  | 0 | 0 | 0 | 139.6868 | 0 | 9.1517 | [6 empty] | DEER:HVAC_Split-Package_HP | Annual | FALSE
Any | SWHC046AC | Hsp | new | CZ16 | cDXHP | SWHC046-01 | ExAnte2019 | IOU workpaper | 2019-11-06 | Cap-Tons | 1 |  |  | 0 | 0 | 0 | -777.8345 | 0 | 124.1237 | [6 empty] | DEER:HVAC_Split-Package_HP | Annual | FALSE
Any | SWHC046AC | Htl | new | CZ01 | cDXHP | SWHC046-01 | ExAnte2019 | IOU workpaper | 2019-11-06 | Cap-Tons | 1 |  |  | 0 | 0 | 0 | -1286.4679 | 0 | 223.0052 | [6 empty] | DEER:HVAC_Split-Package_HP | Annual | FALSE
Any | SWHC046AC | Htl | new | CZ02 | cDXHP | SWHC046-01 | ExAnte2019 | IOU workpaper | 2019-11-06 | Cap-Tons | 1 |  |  | 0 | 0 | 0 | -835.2448 | 0 | 140.5848 | [6 empty] | DEER:HVAC_Split-Package_HP | Annual | FALSE
Any | SWHC046AC | Htl | new | CZ03 | cDXHP | SWHC046-01 | ExAnte2019 | IOU workpaper | 2019-11-06 | Cap-Tons | 1 |  |  | 0 | 0 | 0 | -598.6833 | 0 | 121.7653 | [6 empty] | DEER:HVAC_Split-Package_HP | Annual | FALSE
Any | SWHC046AC | Htl | new | CZ04 | cDXHP | SWHC046-01 | ExAnte2019 | IOU workpaper | 2019-11-06 | Cap-Tons | 1 |  |  | 0 | 0 | 0 | -588.2757 | 0 | 102.1093 | [6 empty] | DEER:HVAC_Split-Package_HP | Annual | FALSE
Any | SWHC046AC | Htl | new | CZ05 | cDXHP | SWHC046-01 | ExAnte2019 | IOU workpaper | 2019-11-06 | Cap-Tons | 1 |  |  | 0 | 0 | 0 | -679.8856 | 0 | 131.1452 | [6 empty] | DEER:HVAC_Split-Package_HP | Annual | FALSE
Any | SWHC046AC | Htl | new | CZ06 | cDXHP | SWHC046-01 | ExAnte2019 | IOU workpaper | 2019-11-06 | Cap-Tons | 1 |  |  | 0 | 0 | 0 | -214.6915 | 0 | 60.4898 | [6 empty] | DEER:HVAC_Split-Package_HP | Annual | FALSE
Any | SWHC046AC | Htl | new | CZ07 | cDXHP | SWHC046-01 | ExAnte2019 | IOU workpaper | 2019-11-06 | Cap-Tons | 1 |  |  | 0 | 0 | 0 | -103.6072 | 0 | 42.0976 | [6 empty] | DEER:HVAC_Split-Package_HP | Annual | FALSE
Any | SWHC046AC | Htl | new | CZ08 | cDXHP | SWHC046-01 | ExAnte2019 | IOU workpaper | 2019-11-06 | Cap-Tons | 1 |  |  | 0 | 0 | 0 | -151.7208 | 0 | 49.3754 | [6 empty] | DEER:HVAC_Split-Package_HP | Annual | FALSE
Any | SWHC046AC | Htl | new | CZ09 | cDXHP | SWHC046-01 | ExAnte2019 | IOU workpaper | 2019-11-06 | Cap-Tons | 1 |  |  | 0 | 0 | 0 | -189.7382 | 0 | 53.9673 | [6 empty] | DEER:HVAC_Split-Package_HP | Annual | FALSE
Any | SWHC046AC | Htl | new | CZ10 | cDXHP | SWHC046-01 | ExAnte2019 | IOU workpaper | 2019-11-06 | Cap-Tons | 1 |  |  | 0 | 0 | 0 | -237.6887 | 0 | 63.0422 | [6 empty] | DEER:HVAC_Split-Package_HP | Annual | FALSE
Any | SWHC046AC | Htl | new | CZ11 | cDXHP | SWHC046-01 | ExAnte2019 | IOU workpaper | 2019-11-06 | Cap-Tons | 1 |  |  | 0 | 0 | 0 | -525.2641 | 0 | 104.898 | [6 empty] | DEER:HVAC_Split-Package_HP | Annual | FALSE
Any | SWHC046AC | Htl | new | CZ12 | cDXHP | SWHC046-01 | ExAnte2019 | IOU workpaper | 2019-11-06 | Cap-Tons | 1 |  |  | 0 | 0 | 0 | -563.0277 | 0 | 111.6115 | [6 empty] | DEER:HVAC_Split-Package_HP | Annual | FALSE
Any | SWHC046AC | Htl | new | CZ13 | cDXHP | SWHC046-01 | ExAnte2019 | IOU workpaper | 2019-11-06 | Cap-Tons | 1 |  |  | 0 | 0 | 0 | -444.0417 | 0 | 93.8127 | [6 empty] | DEER:HVAC_Split-Package_HP | Annual | FALSE
Any | SWHC046AC | Htl | new | CZ14 | cDXHP | SWHC046-01 | ExAnte2019 | IOU workpaper | 2019-11-06 | Cap-Tons | 1 |  |  | 0 | 0 | 0 | -575.2703 | 0 | 108.3606 | [6 empty] | DEER:HVAC_Split-Package_HP | Annual | FALSE
Any | SWHC046AC | Htl | new | CZ15 | cDXHP | SWHC046-01 | ExAnte2019 | IOU workpaper | 2019-11-06 | Cap-Tons | 1 |  |  | 0 | 0 | 0 | 29.8074 | 0 | 23.571 | [6 empty] | DEER:HVAC_Split-Package_HP | Annual | FALSE
Any | SWHC046AC | Htl | new | CZ16 | cDXHP | SWHC046-01 | ExAnte2019 | IOU workpaper | 2019-11-06 | Cap-Tons | 1 |  |  | 0 | 0 | 0 | -1786.6961 | 0 | 241.3107 | [6 empty] | DEER:HVAC_Split-Package_HP | Annual | FALSE
Any | SWHC046AC | MBT | new | CZ01 | cDXHP | SWHC046-01 | ExAnte2019 | IOU workpaper | 2019-11-06 | Cap-Tons | 1 |  |  | 0 | 0 | 0 | -309.1304 | 0 | 59.5441 | [6 empty] | DEER:HVAC_Split-Package_HP | Annual | FALSE
Any | SWHC046AC | MBT | new | CZ02 | cDXHP | SWHC046-01 | ExAnte2019 | IOU workpaper | 2019-11-06 | Cap-Tons | 1 |  |  | 0 | 0 | 0 | -150.3772 | 0 | 32.8151 | [6 empty] | DEER:HVAC_Split-Package_HP | Annual | FALSE
Any | SWHC046AC | MBT | new | CZ03 | cDXHP | SWHC046-01 | ExAnte2019 | IOU workpaper | 2019-11-06 | Cap-Tons | 1 |  |  | 0 | 0 | 0 | -96.9948 | 0 | 28.1629 | [6 empty] | DEER:HVAC_Split-Package_HP | Annual | FALSE
Any | SWHC046AC | MBT | new | CZ04 | cDXHP | SWHC046-01 | ExAnte2019 | IOU workpaper | 2019-11-06 | Cap-Tons | 1 |  |  | 0 | 0 | 0 | -78.5888 | 0 | 22.6372 | [6 empty] | DEER:HVAC_Split-Package_HP | Annual | FALSE
Any | SWHC046AC | MBT | new | CZ05 | cDXHP | SWHC046-01 | ExAnte2019 | IOU workpaper | 2019-11-06 | Cap-Tons | 1 |  |  | 0 | 0 | 0 | -104.7998 | 0 | 28.6502 | [6 empty] | DEER:HVAC_Split-Package_HP | Annual | FALSE
Any | SWHC046AC | MBT | new | CZ06 | cDXHP | SWHC046-01 | ExAnte2019 | IOU workpaper | 2019-11-06 | Cap-Tons | 1 |  |  | 0 | 0 | 0 | 7.064 | 0 | 12.5579 | [6 empty] | DEER:HVAC_Split-Package_HP | Annual | FALSE
Any | SWHC046AC | MBT | new | CZ07 | cDXHP | SWHC046-01 | ExAnte2019 | IOU workpaper | 2019-11-06 | Cap-Tons | 1 |  |  | 0 | 0 | 0 | 24.298 | 0 | 9.0858 | [6 empty] | DEER:HVAC_Split-Package_HP | Annual | FALSE
Any | SWHC046AC | MBT | new | CZ08 | cDXHP | SWHC046-01 | ExAnte2019 | IOU workpaper | 2019-11-06 | Cap-Tons | 1 |  |  | 0 | 0 | 0 | 13.3027 | 0 | 10.7817 | [6 empty] | DEER:HVAC_Split-Package_HP | Annual | FALSE
Any | SWHC046AC | MBT | new | CZ09 | cDXHP | SWHC046-01 | ExAnte2019 | IOU workpaper | 2019-11-06 | Cap-Tons | 1 |  |  | 0 | 0 | 0 | -1.873 | 0 | 13.2121 | [6 empty] | DEER:HVAC_Split-Package_HP | Annual | FALSE
Any | SWHC046AC | MBT | new | CZ10 | cDXHP | SWHC046-01 | ExAnte2019 | IOU workpaper | 2019-11-06 | Cap-Tons | 1 |  |  | 0 | 0 | 0 | -1.2546 | 0 | 13.3647 | [6 empty] | DEER:HVAC_Split-Package_HP | Annual | FALSE
Any | SWHC046AC | MBT | new | CZ11 | cDXHP | SWHC046-01 | ExAnte2019 | IOU workpaper | 2019-11-06 | Cap-Tons | 1 |  |  | 0 | 0 | 0 | -85.375 | 0 | 26.1645 | [6 empty] | DEER:HVAC_Split-Package_HP | Annual | FALSE
Any | SWHC046AC | MBT | new | CZ12 | cDXHP | SWHC046-01 | ExAnte2019 | IOU workpaper | 2019-11-06 | Cap-Tons | 1 |  |  | 0 | 0 | 0 | -102.7225 | 0 | 27.7123 | [6 empty] | DEER:HVAC_Split-Package_HP | Annual | FALSE
Any | SWHC046AC | MBT | new | CZ13 | cDXHP | SWHC046-01 | ExAnte2019 | IOU workpaper | 2019-11-06 | Cap-Tons | 1 |  |  | 0 | 0 | 0 | -69.3685 | 0 | 23.7578 | [6 empty] | DEER:HVAC_Split-Package_HP | Annual | FALSE
Any | SWHC046AC | MBT | new | CZ14 | cDXHP | SWHC046-01 | ExAnte2019 | IOU workpaper | 2019-11-06 | Cap-Tons | 1 |  |  | 0 | 0 | 0 | -97.0858 | 0 | 27.153 | [6 empty] | DEER:HVAC_Split-Package_HP | Annual | FALSE
Any | SWHC046AC | MBT | new | CZ15 | cDXHP | SWHC046-01 | ExAnte2019 | IOU workpaper | 2019-11-06 | Cap-Tons | 1 |  |  | 0 | 0 | 0 | 70.5334 | 0 | 4.2406 | [6 empty] | DEER:HVAC_Split-Package_HP | Annual | FALSE
Any | SWHC046AC | MBT | new | CZ16 | cDXHP | SWHC046-01 | ExAnte2019 | IOU workpaper | 2019-11-06 | Cap-Tons | 1 |  |  | 0 | 0 | 0 | -540.4992 | 0 | 77.4249 | [6 empty] | DEER:HVAC_Split-Package_HP | Annual | FALSE
Any | SWHC046AC | MLI | new | CZ01 | cDXHP | SWHC046-01 | ExAnte2019 | IOU workpaper | 2019-11-06 | Cap-Tons | 1 |  |  | 0 | 0 | 0 | -645.4983 | 0 | 89.1956 | [6 empty] | DEER:HVAC_Split-Package_HP | Annual | FALSE
Any | SWHC046AC | MLI | new | CZ02 | cDXHP | SWHC046-01 | ExAnte2019 | IOU workpaper | 2019-11-06 | Cap-Tons | 1 |  |  | 0 | 0 | 0 | -374.5979 | 0 | 56.3522 | [6 empty] | DEER:HVAC_Split-Package_HP | Annual | FALSE
Any | SWHC046AC | MLI | new | CZ03 | cDXHP | SWHC046-01 | ExAnte2019 | IOU workpaper | 2019-11-06 | Cap-Tons | 1 |  |  | 0 | 0 | 0 | -281.3538 | 0 | 45.8279 | [6 empty] | DEER:HVAC_Split-Package_HP | Annual | FALSE
Any | SWHC046AC | MLI | new | CZ04 | cDXHP | SWHC046-01 | ExAnte2019 | IOU workpaper | 2019-11-06 | Cap-Tons | 1 |  |  | 0 | 0 | 0 | -276.3775 | 0 | 41.9715 | [6 empty] | DEER:HVAC_Split-Package_HP | Annual | FALSE
Any | SWHC046AC | MLI | new | CZ05 | cDXHP | SWHC046-01 | ExAnte2019 | IOU workpaper | 2019-11-06 | Cap-Tons | 1 |  |  | 0 | 0 | 0 | -328.7906 | 0 | 49.7348 | [6 empty] | DEER:HVAC_Split-Package_HP | Annual | FALSE
Any | SWHC046AC | MLI | new | CZ06 | cDXHP | SWHC046-01 | ExAnte2019 | IOU workpaper | 2019-11-06 | Cap-Tons | 1 |  |  | 0 | 0 | 0 | -104.0058 | 0 | 22.5601 | [6 empty] | DEER:HVAC_Split-Package_HP | Annual | FALSE
Any | SWHC046AC | MLI | new | CZ07 | cDXHP | SWHC046-01 | ExAnte2019 | IOU workpaper | 2019-11-06 | Cap-Tons | 1 |  |  | 0 | 0 | 0 | -48.1442 | 0 | 14.748 | [6 empty] | DEER:HVAC_Split-Package_HP | Annual | FALSE
Any | SWHC046AC | MLI | new | CZ08 | cDXHP | SWHC046-01 | ExAnte2019 | IOU workpaper | 2019-11-06 | Cap-Tons | 1 |  |  | 0 | 0 | 0 | -65.2063 | 0 | 20.7165 | [6 empty] | DEER:HVAC_Split-Package_HP | Annual | FALSE
Any | SWHC046AC | MLI | new | CZ09 | cDXHP | SWHC046-01 | ExAnte2019 | IOU workpaper | 2019-11-06 | Cap-Tons | 1 |  |  | 0 | 0 | 0 | -71.095 | 0 | 22.2383 | [6 empty] | DEER:HVAC_Split-Package_HP | Annual | FALSE
Any | SWHC046AC | MLI | new | CZ10 | cDXHP | SWHC046-01 | ExAnte2019 | IOU workpaper | 2019-11-06 | Cap-Tons | 1 |  |  | 0 | 0 | 0 | -80.9135 | 0 | 22.7522 | [6 empty] | DEER:HVAC_Split-Package_HP | Annual | FALSE
Any | SWHC046AC | MLI | new | CZ11 | cDXHP | SWHC046-01 | ExAnte2019 | IOU workpaper | 2019-11-06 | Cap-Tons | 1 |  |  | 0 | 0 | 0 | -232.6958 | 0 | 43.4683 | [6 empty] | DEER:HVAC_Split-Package_HP | Annual | FALSE
Any | SWHC046AC | MLI | new | CZ12 | cDXHP | SWHC046-01 | ExAnte2019 | IOU workpaper | 2019-11-06 | Cap-Tons | 1 |  |  | 0 | 0 | 0 | -253.7337 | 0 | 44.9241 | [6 empty] | DEER:HVAC_Split-Package_HP | Annual | FALSE
Any | SWHC046AC | MLI | new | CZ13 | cDXHP | SWHC046-01 | ExAnte2019 | IOU workpaper | 2019-11-06 | Cap-Tons | 1 |  |  | 0 | 0 | 0 | -182.789 | 0 | 36.7709 | [6 empty] | DEER:HVAC_Split-Package_HP | Annual | FALSE
Any | SWHC046AC | MLI | new | CZ14 | cDXHP | SWHC046-01 | ExAnte2019 | IOU workpaper | 2019-11-06 | Cap-Tons | 1 |  |  | 0 | 0 | 0 | -267.2315 | 0 | 46.5987 | [6 empty] | DEER:HVAC_Split-Package_HP | Annual | FALSE
Any | SWHC046AC | MLI | new | CZ15 | cDXHP | SWHC046-01 | ExAnte2019 | IOU workpaper | 2019-11-06 | Cap-Tons | 1 |  |  | 0 | 0 | 0 | 49.5533 | 0 | 6.4582 | [6 empty] | DEER:HVAC_Split-Package_HP | Annual | FALSE
Any | SWHC046AC | MLI | new | CZ16 | cDXHP | SWHC046-01 | ExAnte2019 | IOU workpaper | 2019-11-06 | Cap-Tons | 1 |  |  | 0 | 0 | 0 | -876.6366 | 0 | 105.6113 | [6 empty] | DEER:HVAC_Split-Package_HP | Annual | FALSE
Any | SWHC046AC | Mtl | new | CZ01 | cDXHP | SWHC046-01 | ExAnte2019 | IOU workpaper | 2019-11-06 | Cap-Tons | 1 |  |  | 0 | 0 | 0 | -559.2316 | 0 | 110.1401 | [6 empty] | DEER:HVAC_Split-Package_HP | Annual | FALSE
Any | SWHC046AC | Mtl | new | CZ02 | cDXHP | SWHC046-01 | ExAnte2019 | IOU workpaper | 2019-11-06 | Cap-Tons | 1 |  |  | 0 | 0 | 0 | -497.7631 | 0 | 102.0328 | [6 empty] | DEER:HVAC_Split-Package_HP | Annual | FALSE
Any | SWHC046AC | Mtl | new | CZ03 | cDXHP | SWHC046-01 | ExAnte2019 | IOU workpaper | 2019-11-06 | Cap-Tons | 1 |  |  | 0 | 0 | 0 | -183.7011 | 0 | 54.962 | [6 empty] | DEER:HVAC_Split-Package_HP | Annual | FALSE
Any | SWHC046AC | Mtl | new | CZ04 | cDXHP | SWHC046-01 | ExAnte2019 | IOU workpaper | 2019-11-06 | Cap-Tons | 1 |  |  | 0 | 0 | 0 | -345.8705 | 0 | 76.0718 | [6 empty] | DEER:HVAC_Split-Package_HP | Annual | FALSE
Any | SWHC046AC | Mtl | new | CZ05 | cDXHP | SWHC046-01 | ExAnte2019 | IOU workpaper | 2019-11-06 | Cap-Tons | 1 |  |  | 0 | 0 | 0 | -263.4536 | 0 | 66.0154 | [6 empty] | DEER:HVAC_Split-Package_HP | Annual | FALSE
Any | SWHC046AC | Mtl | new | CZ06 | cDXHP | SWHC046-01 | ExAnte2019 | IOU workpaper | 2019-11-06 | Cap-Tons | 1 |  |  | 0 | 0 | 0 | 38.7309 | 0 | 20.91 | [6 empty] | DEER:HVAC_Split-Package_HP | Annual | FALSE
Any | SWHC046AC | Mtl | new | CZ07 | cDXHP | SWHC046-01 | ExAnte2019 | IOU workpaper | 2019-11-06 | Cap-Tons | 1 |  |  | 0 | 0 | 0 | 118.2473 | 0 | 7.3941 | [6 empty] | DEER:HVAC_Split-Package_HP | Annual | FALSE
Any | SWHC046AC | Mtl | new | CZ08 | cDXHP | SWHC046-01 | ExAnte2019 | IOU workpaper | 2019-11-06 | Cap-Tons | 1 |  |  | 0 | 0 | 0 | 43.842 | 0 | 22.4081 | [6 empty] | DEER:HVAC_Split-Package_HP | Annual | FALSE
Any | SWHC046AC | Mtl | new | CZ09 | cDXHP | SWHC046-01 | ExAnte2019 | IOU workpaper | 2019-11-06 | Cap-Tons | 1 |  |  | 0 | 0 | 0 | 17.7185 | 0 | 24.8391 | [6 empty] | DEER:HVAC_Split-Package_HP | Annual | FALSE
Any | SWHC046AC | Mtl | new | CZ10 | cDXHP | SWHC046-01 | ExAnte2019 | IOU workpaper | 2019-11-06 | Cap-Tons | 1 |  |  | 0 | 0 | 0 | -60.6871 | 0 | 38.5989 | [6 empty] | DEER:HVAC_Split-Package_HP | Annual | FALSE
Any | SWHC046AC | Mtl | new | CZ11 | cDXHP | SWHC046-01 | ExAnte2019 | IOU workpaper | 2019-11-06 | Cap-Tons | 1 |  |  | 0 | 0 | 0 | -270.9807 | 0 | 68.6856 | [6 empty] | DEER:HVAC_Split-Package_HP | Annual | FALSE
Any | SWHC046AC | Mtl | new | CZ12 | cDXHP | SWHC046-01 | ExAnte2019 | IOU workpaper | 2019-11-06 | Cap-Tons | 1 |  |  | 0 | 0 | 0 | -300.7128 | 0 | 73.9884 | [6 empty] | DEER:HVAC_Split-Package_HP | Annual | FALSE
Any | SWHC046AC | Mtl | new | CZ13 | cDXHP | SWHC046-01 | ExAnte2019 | IOU workpaper | 2019-11-06 | Cap-Tons | 1 |  |  | 0 | 0 | 0 | -208.6247 | 0 | 60.5494 | [6 empty] | DEER:HVAC_Split-Package_HP | Annual | FALSE
Any | SWHC046AC | Mtl | new | CZ14 | cDXHP | SWHC046-01 | ExAnte2019 | IOU workpaper | 2019-11-06 | Cap-Tons | 1 |  |  | 0 | 0 | 0 | -340.4447 | 0 | 76.0762 | [6 empty] | DEER:HVAC_Split-Package_HP | Annual | FALSE
Any | SWHC046AC | Mtl | new | CZ15 | cDXHP | SWHC046-01 | ExAnte2019 | IOU workpaper | 2019-11-06 | Cap-Tons | 1 |  |  | 0 | 0 | 0 | 147.5775 | 0 | 9.279 | [6 empty] | DEER:HVAC_Split-Package_HP | Annual | FALSE
Any | SWHC046AC | Mtl | new | CZ16 | cDXHP | SWHC046-01 | ExAnte2019 | IOU workpaper | 2019-11-06 | Cap-Tons | 1 |  |  | 0 | 0 | 0 | -960.9082 | 0 | 148.0978 | [6 empty] | DEER:HVAC_Split-Package_HP | Annual | FALSE
Any | SWHC046AC | Nrs | new | CZ01 | cDXHP | SWHC046-01 | ExAnte2019 | IOU workpaper | 2019-11-06 | Cap-Tons | 1 |  |  | 0 | 0 | 0 | -642.812 | 0 | 126.6776 | [6 empty] | DEER:HVAC_Split-Package_HP | Annual | FALSE
Any | SWHC046AC | Nrs | new | CZ02 | cDXHP | SWHC046-01 | ExAnte2019 | IOU workpaper | 2019-11-06 | Cap-Tons | 1 |  |  | 0 | 0 | 0 | -420.6149 | 0 | 90.6884 | [6 empty] | DEER:HVAC_Split-Package_HP | Annual | FALSE
Any | SWHC046AC | Nrs | new | CZ03 | cDXHP | SWHC046-01 | ExAnte2019 | IOU workpaper | 2019-11-06 | Cap-Tons | 1 |  |  | 0 | 0 | 0 | -285.9725 | 0 | 72.2678 | [6 empty] | DEER:HVAC_Split-Package_HP | Annual | FALSE
Any | SWHC046AC | Nrs | new | CZ04 | cDXHP | SWHC046-01 | ExAnte2019 | IOU workpaper | 2019-11-06 | Cap-Tons | 1 |  |  | 0 | 0 | 0 | -288.9456 | 0 | 68.4142 | [6 empty] | DEER:HVAC_Split-Package_HP | Annual | FALSE
Any | SWHC046AC | Nrs | new | CZ05 | cDXHP | SWHC046-01 | ExAnte2019 | IOU workpaper | 2019-11-06 | Cap-Tons | 1 |  |  | 0 | 0 | 0 | -358.3073 | 0 | 82.7415 | [6 empty] | DEER:HVAC_Split-Package_HP | Annual | FALSE
Any | SWHC046AC | Nrs | new | CZ06 | cDXHP | SWHC046-01 | ExAnte2019 | IOU workpaper | 2019-11-06 | Cap-Tons | 1 |  |  | 0 | 0 | 0 | -100.8623 | 0 | 42.6138 | [6 empty] | DEER:HVAC_Split-Package_HP | Annual | FALSE
Any | SWHC046AC | Nrs | new | CZ07 | cDXHP | SWHC046-01 | ExAnte2019 | IOU workpaper | 2019-11-06 | Cap-Tons | 1 |  |  | 0 | 0 | 0 | -14.7143 | 0 | 27.9242 | [6 empty] | DEER:HVAC_Split-Package_HP | Annual | FALSE
Any | SWHC046AC | Nrs | new | CZ08 | cDXHP | SWHC046-01 | ExAnte2019 | IOU workpaper | 2019-11-06 | Cap-Tons | 1 |  |  | 0 | 0 | 0 | -53.584 | 0 | 35.2939 | [6 empty] | DEER:HVAC_Split-Package_HP | Annual | FALSE
Any | SWHC046AC | Nrs | new | CZ09 | cDXHP | SWHC046-01 | ExAnte2019 | IOU workpaper | 2019-11-06 | Cap-Tons | 1 |  |  | 0 | 0 | 0 | -90.0721 | 0 | 41.1808 | [6 empty] | DEER:HVAC_Split-Package_HP | Annual | FALSE
Any | SWHC046AC | Nrs | new | CZ10 | cDXHP | SWHC046-01 | ExAnte2019 | IOU workpaper | 2019-11-06 | Cap-Tons | 1 |  |  | 0 | 0 | 0 | -132.6699 | 0 | 48.542 | [6 empty] | DEER:HVAC_Split-Package_HP | Annual | FALSE
Any | SWHC046AC | Nrs | new | CZ11 | cDXHP | SWHC046-01 | ExAnte2019 | IOU workpaper | 2019-11-06 | Cap-Tons | 1 |  |  | 0 | 0 | 0 | -309.5338 | 0 | 73.91 | [6 empty] | DEER:HVAC_Split-Package_HP | Annual | FALSE
Any | SWHC046AC | Nrs | new | CZ12 | cDXHP | SWHC046-01 | ExAnte2019 | IOU workpaper | 2019-11-06 | Cap-Tons | 1 |  |  | 0 | 0 | 0 | -314.7419 | 0 | 75.4793 | [6 empty] | DEER:HVAC_Split-Package_HP | Annual | FALSE
Any | SWHC046AC | Nrs | new | CZ13 | cDXHP | SWHC046-01 | ExAnte2019 | IOU workpaper | 2019-11-06 | Cap-Tons | 1 |  |  | 0 | 0 | 0 | -256.5304 | 0 | 66.8418 | [6 empty] | DEER:HVAC_Split-Package_HP | Annual | FALSE
Any | SWHC046AC | Nrs | new | CZ14 | cDXHP | SWHC046-01 | ExAnte2019 | IOU workpaper | 2019-11-06 | Cap-Tons | 1 |  |  | 0 | 0 | 0 | -365.5794 | 0 | 80.4712 | [6 empty] | DEER:HVAC_Split-Package_HP | Annual | FALSE
Any | SWHC046AC | Nrs | new | CZ15 | cDXHP | SWHC046-01 | ExAnte2019 | IOU workpaper | 2019-11-06 | Cap-Tons | 1 |  |  | 0 | 0 | 0 | 60.2984 | 0 | 20.4289 | [6 empty] | DEER:HVAC_Split-Package_HP | Annual | FALSE
Any | SWHC046AC | Nrs | new | CZ16 | cDXHP | SWHC046-01 | ExAnte2019 | IOU workpaper | 2019-11-06 | Cap-Tons | 1 |  |  | 0 | 0 | 0 | -980.5867 | 0 | 155.9112 | [6 empty] | DEER:HVAC_Split-Package_HP | Annual | FALSE
Any | SWHC046AC | OfL | new | CZ01 | cDXHP | SWHC046-01 | ExAnte2019 | IOU workpaper | 2019-11-06 | Cap-Tons | 1 |  |  | 0 | 0 | 0 | -24.9824 | 0 | 11.9098 | [6 empty] | DEER:HVAC_Split-Package_HP | Annual | FALSE
Any | SWHC046AC | OfL | new | CZ02 | cDXHP | SWHC046-01 | ExAnte2019 | IOU workpaper | 2019-11-06 | Cap-Tons | 1 |  |  | 0 | 0 | 0 | 18.1791 | 0 | 7.5068 | [6 empty] | DEER:HVAC_Split-Package_HP | Annual | FALSE
Any | SWHC046AC | OfL | new | CZ03 | cDXHP | SWHC046-01 | ExAnte2019 | IOU workpaper | 2019-11-06 | Cap-Tons | 1 |  |  | 0 | 0 | 0 | 26.273 | 0 | 5.358 | [6 empty] | DEER:HVAC_Split-Package_HP | Annual | FALSE
Any | SWHC046AC | OfL | new | CZ04 | cDXHP | SWHC046-01 | ExAnte2019 | IOU workpaper | 2019-11-06 | Cap-Tons | 1 |  |  | 0 | 0 | 0 | 27.9891 | 0 | 6.2077 | [6 empty] | DEER:HVAC_Split-Package_HP | Annual | FALSE
Any | SWHC046AC | OfL | new | CZ05 | cDXHP | SWHC046-01 | ExAnte2019 | IOU workpaper | 2019-11-06 | Cap-Tons | 1 |  |  | 0 | 0 | 0 | 26.2577 | 0 | 5.2667 | [6 empty] | DEER:HVAC_Split-Package_HP | Annual | FALSE
Any | SWHC046AC | OfL | new | CZ06 | cDXHP | SWHC046-01 | ExAnte2019 | IOU workpaper | 2019-11-06 | Cap-Tons | 1 |  |  | 0 | 0 | 0 | 64.0492 | 0 | 1.3906 | [6 empty] | DEER:HVAC_Split-Package_HP | Annual | FALSE
Any | SWHC046AC | OfL | new | CZ07 | cDXHP | SWHC046-01 | ExAnte2019 | IOU workpaper | 2019-11-06 | Cap-Tons | 1 |  |  | 0 | 0 | 0 | 65.6426 | 0 | 0.4495 | [6 empty] | DEER:HVAC_Split-Package_HP | Annual | FALSE
Any | SWHC046AC | OfL | new | CZ08 | cDXHP | SWHC046-01 | ExAnte2019 | IOU workpaper | 2019-11-06 | Cap-Tons | 1 |  |  | 0 | 0 | 0 | 67.5383 | 0 | 1.4132 | [6 empty] | DEER:HVAC_Split-Package_HP | Annual | FALSE
Any | SWHC046AC | OfL | new | CZ09 | cDXHP | SWHC046-01 | ExAnte2019 | IOU workpaper | 2019-11-06 | Cap-Tons | 1 |  |  | 0 | 0 | 0 | 60.6268 | 0 | 2.1665 | [6 empty] | DEER:HVAC_Split-Package_HP | Annual | FALSE
Any | SWHC046AC | OfL | new | CZ10 | cDXHP | SWHC046-01 | ExAnte2019 | IOU workpaper | 2019-11-06 | Cap-Tons | 1 |  |  | 0 | 0 | 0 | 67.3565 | 0 | 1.7069 | [6 empty] | DEER:HVAC_Split-Package_HP | Annual | FALSE
Any | SWHC046AC | OfL | new | CZ11 | cDXHP | SWHC046-01 | ExAnte2019 | IOU workpaper | 2019-11-06 | Cap-Tons | 1 |  |  | 0 | 0 | 0 | 30.3396 | 0 | 7.1872 | [6 empty] | DEER:HVAC_Split-Package_HP | Annual | FALSE
Any | SWHC046AC | OfL | new | CZ12 | cDXHP | SWHC046-01 | ExAnte2019 | IOU workpaper | 2019-11-06 | Cap-Tons | 1 |  |  | 0 | 0 | 0 | 25.9643 | 0 | 6.8839 | [6 empty] | DEER:HVAC_Split-Package_HP | Annual | FALSE
Any | SWHC046AC | OfL | new | CZ13 | cDXHP | SWHC046-01 | ExAnte2019 | IOU workpaper | 2019-11-06 | Cap-Tons | 1 |  |  | 0 | 0 | 0 | 36.5167 | 0 | 6.2105 | [6 empty] | DEER:HVAC_Split-Package_HP | Annual | FALSE
Any | SWHC046AC | OfL | new | CZ14 | cDXHP | SWHC046-01 | ExAnte2019 | IOU workpaper | 2019-11-06 | Cap-Tons | 1 |  |  | 0 | 0 | 0 | 32.5417 | 0 | 6.7343 | [6 empty] | DEER:HVAC_Split-Package_HP | Annual | FALSE
Any | SWHC046AC | OfL | new | CZ15 | cDXHP | SWHC046-01 | ExAnte2019 | IOU workpaper | 2019-11-06 | Cap-Tons | 1 |  |  | 0 | 0 | 0 | 94.0206 | 0 | 0.3902 | [6 empty] | DEER:HVAC_Split-Package_HP | Annual | FALSE
Any | SWHC046AC | OfL | new | CZ16 | cDXHP | SWHC046-01 | ExAnte2019 | IOU workpaper | 2019-11-06 | Cap-Tons | 1 |  |  | 0 | 0 | 0 | -154.3175 | 0 | 27.4575 | [6 empty] | DEER:HVAC_Split-Package_HP | Annual | FALSE
Any | SWHC046AC | OfS | new | CZ01 | cDXHP | SWHC046-01 | ExAnte2019 | IOU workpaper | 2019-11-06 | Cap-Tons | 1 |  |  | 0 | 0 | 0 | -226.5489 | 0 | 40.1156 | [6 empty] | DEER:HVAC_Split-Package_HP | Annual | FALSE
Any | SWHC046AC | OfS | new | CZ02 | cDXHP | SWHC046-01 | ExAnte2019 | IOU workpaper | 2019-11-06 | Cap-Tons | 1 |  |  | 0 | 0 | 0 | -106.6333 | 0 | 24.1237 | [6 empty] | DEER:HVAC_Split-Package_HP | Annual | FALSE
Any | SWHC046AC | OfS | new | CZ03 | cDXHP | SWHC046-01 | ExAnte2019 | IOU workpaper | 2019-11-06 | Cap-Tons | 1 |  |  | 0 | 0 | 0 | -76.0044 | 0 | 20.4787 | [6 empty] | DEER:HVAC_Split-Package_HP | Annual | FALSE
Any | SWHC046AC | OfS | new | CZ04 | cDXHP | SWHC046-01 | ExAnte2019 | IOU workpaper | 2019-11-06 | Cap-Tons | 1 |  |  | 0 | 0 | 0 | -76.5193 | 0 | 20.341 | [6 empty] | DEER:HVAC_Split-Package_HP | Annual | FALSE
Any | SWHC046AC | OfS | new | CZ05 | cDXHP | SWHC046-01 | ExAnte2019 | IOU workpaper | 2019-11-06 | Cap-Tons | 1 |  |  | 0 | 0 | 0 | -84.5034 | 0 | 20.6746 | [6 empty] | DEER:HVAC_Split-Package_HP | Annual | FALSE
Any | SWHC046AC | OfS | new | CZ06 | cDXHP | SWHC046-01 | ExAnte2019 | IOU workpaper | 2019-11-06 | Cap-Tons | 1 |  |  | 0 | 0 | 0 | 16.6808 | 0 | 8.1443 | [6 empty] | DEER:HVAC_Split-Package_HP | Annual | FALSE
Any | SWHC046AC | OfS | new | CZ07 | cDXHP | SWHC046-01 | ExAnte2019 | IOU workpaper | 2019-11-06 | Cap-Tons | 1 |  |  | 0 | 0 | 0 | 36.4928 | 0 | 4.583 | [6 empty] | DEER:HVAC_Split-Package_HP | Annual | FALSE
Any | SWHC046AC | OfS | new | CZ08 | cDXHP | SWHC046-01 | ExAnte2019 | IOU workpaper | 2019-11-06 | Cap-Tons | 1 |  |  | 0 | 0 | 0 | 24.4513 | 0 | 7.9501 | [6 empty] | DEER:HVAC_Split-Package_HP | Annual | FALSE
Any | SWHC046AC | OfS | new | CZ09 | cDXHP | SWHC046-01 | ExAnte2019 | IOU workpaper | 2019-11-06 | Cap-Tons | 1 |  |  | 0 | 0 | 0 | 13.3048 | 0 | 9.5106 | [6 empty] | DEER:HVAC_Split-Package_HP | Annual | FALSE
Any | SWHC046AC | OfS | new | CZ10 | cDXHP | SWHC046-01 | ExAnte2019 | IOU workpaper | 2019-11-06 | Cap-Tons | 1 |  |  | 0 | 0 | 0 | 24.1085 | 0 | 7.9945 | [6 empty] | DEER:HVAC_Split-Package_HP | Annual | FALSE
Any | SWHC046AC | OfS | new | CZ11 | cDXHP | SWHC046-01 | ExAnte2019 | IOU workpaper | 2019-11-06 | Cap-Tons | 1 |  |  | 0 | 0 | 0 | -57.8723 | 0 | 19.8369 | [6 empty] | DEER:HVAC_Split-Package_HP | Annual | FALSE
Any | SWHC046AC | OfS | new | CZ12 | cDXHP | SWHC046-01 | ExAnte2019 | IOU workpaper | 2019-11-06 | Cap-Tons | 1 |  |  | 0 | 0 | 0 | -69.0634 | 0 | 20.3486 | [6 empty] | DEER:HVAC_Split-Package_HP | Annual | FALSE
Any | SWHC046AC | OfS | new | CZ13 | cDXHP | SWHC046-01 | ExAnte2019 | IOU workpaper | 2019-11-06 | Cap-Tons | 1 |  |  | 0 | 0 | 0 | -41.2328 | 0 | 17.2708 | [6 empty] | DEER:HVAC_Split-Package_HP | Annual | FALSE
Any | SWHC046AC | OfS | new | CZ14 | cDXHP | SWHC046-01 | ExAnte2019 | IOU workpaper | 2019-11-06 | Cap-Tons | 1 |  |  | 0 | 0 | 0 | -51.7436 | 0 | 18.149 | [6 empty] | DEER:HVAC_Split-Package_HP | Annual | FALSE
Any | SWHC046AC | OfS | new | CZ15 | cDXHP | SWHC046-01 | ExAnte2019 | IOU workpaper | 2019-11-06 | Cap-Tons | 1 |  |  | 0 | 0 | 0 | 81.3129 | 0 | 2.2471 | [6 empty] | DEER:HVAC_Split-Package_HP | Annual | FALSE
Any | SWHC046AC | OfS | new | CZ16 | cDXHP | SWHC046-01 | ExAnte2019 | IOU workpaper | 2019-11-06 | Cap-Tons | 1 |  |  | 0 | 0 | 0 | -393.6138 | 0 | 55.8165 | [6 empty] | DEER:HVAC_Split-Package_HP | Annual | FALSE
Any | SWHC046AC | RFF | new | CZ01 | cDXHP | SWHC046-01 | ExAnte2019 | IOU workpaper | 2019-11-06 | Cap-Tons | 1 |  |  | 0 | 0 | 0 | -1097.9616 | 0 | 187.1819 | [6 empty] | DEER:HVAC_Split-Package_HP | Annual | FALSE
Any | SWHC046AC | RFF | new | CZ02 | cDXHP | SWHC046-01 | ExAnte2019 | IOU workpaper | 2019-11-06 | Cap-Tons | 1 |  |  | 0 | 0 | 0 | -639.2583 | 0 | 118.3912 | [6 empty] | DEER:HVAC_Split-Package_HP | Annual | FALSE
Any | SWHC046AC | RFF | new | CZ03 | cDXHP | SWHC046-01 | ExAnte2019 | IOU workpaper | 2019-11-06 | Cap-Tons | 1 |  |  | 0 | 0 | 0 | -440.3711 | 0 | 89.3108 | [6 empty] | DEER:HVAC_Split-Package_HP | Annual | FALSE
Any | SWHC046AC | RFF | new | CZ04 | cDXHP | SWHC046-01 | ExAnte2019 | IOU workpaper | 2019-11-06 | Cap-Tons | 1 |  |  | 0 | 0 | 0 | -420.9414 | 0 | 84.7234 | [6 empty] | DEER:HVAC_Split-Package_HP | Annual | FALSE
Any | SWHC046AC | RFF | new | CZ05 | cDXHP | SWHC046-01 | ExAnte2019 | IOU workpaper | 2019-11-06 | Cap-Tons | 1 |  |  | 0 | 0 | 0 | -494.2186 | 0 | 95.9204 | [6 empty] | DEER:HVAC_Split-Package_HP | Annual | FALSE
Any | SWHC046AC | RFF | new | CZ06 | cDXHP | SWHC046-01 | ExAnte2019 | IOU workpaper | 2019-11-06 | Cap-Tons | 1 |  |  | 0 | 0 | 0 | -108.9126 | 0 | 36.469 | [6 empty] | DEER:HVAC_Split-Package_HP | Annual | FALSE
Any | SWHC046AC | RFF | new | CZ07 | cDXHP | SWHC046-01 | ExAnte2019 | IOU workpaper | 2019-11-06 | Cap-Tons | 1 |  |  | 0 | 0 | 0 | -17.2815 | 0 | 20.8639 | [6 empty] | DEER:HVAC_Split-Package_HP | Annual | FALSE
Any | SWHC046AC | RFF | new | CZ08 | cDXHP | SWHC046-01 | ExAnte2019 | IOU workpaper | 2019-11-06 | Cap-Tons | 1 |  |  | 0 | 0 | 0 | -88.6809 | 0 | 34.8643 | [6 empty] | DEER:HVAC_Split-Package_HP | Annual | FALSE
Any | SWHC046AC | RFF | new | CZ09 | cDXHP | SWHC046-01 | ExAnte2019 | IOU workpaper | 2019-11-06 | Cap-Tons | 1 |  |  | 0 | 0 | 0 | -112.4042 | 0 | 36.9401 | [6 empty] | DEER:HVAC_Split-Package_HP | Annual | FALSE
Any | SWHC046AC | RFF | new | CZ10 | cDXHP | SWHC046-01 | ExAnte2019 | IOU workpaper | 2019-11-06 | Cap-Tons | 1 |  |  | 0 | 0 | 0 | -133.6109 | 0 | 41.4355 | [6 empty] | DEER:HVAC_Split-Package_HP | Annual | FALSE
Any | SWHC046AC | RFF | new | CZ11 | cDXHP | SWHC046-01 | ExAnte2019 | IOU workpaper | 2019-11-06 | Cap-Tons | 1 |  |  | 0 | 0 | 0 | -399.6146 | 0 | 79.8754 | [6 empty] | DEER:HVAC_Split-Package_HP | Annual | FALSE
Any | SWHC046AC | RFF | new | CZ12 | cDXHP | SWHC046-01 | ExAnte2019 | IOU workpaper | 2019-11-06 | Cap-Tons | 1 |  |  | 0 | 0 | 0 | -436.0587 | 0 | 86.5446 | [6 empty] | DEER:HVAC_Split-Package_HP | Annual | FALSE
Any | SWHC046AC | RFF | new | CZ13 | cDXHP | SWHC046-01 | ExAnte2019 | IOU workpaper | 2019-11-06 | Cap-Tons | 1 |  |  | 0 | 0 | 0 | -334.7297 | 0 | 71.599 | [6 empty] | DEER:HVAC_Split-Package_HP | Annual | FALSE
Any | SWHC046AC | RFF | new | CZ14 | cDXHP | SWHC046-01 | ExAnte2019 | IOU workpaper | 2019-11-06 | Cap-Tons | 1 |  |  | 0 | 0 | 0 | -414.8207 | 0 | 80.6942 | [6 empty] | DEER:HVAC_Split-Package_HP | Annual | FALSE
Any | SWHC046AC | RFF | new | CZ15 | cDXHP | SWHC046-01 | ExAnte2019 | IOU workpaper | 2019-11-06 | Cap-Tons | 1 |  |  | 0 | 0 | 0 | 90.1029 | 0 | 10.2242 | [6 empty] | DEER:HVAC_Split-Package_HP | Annual | FALSE
Any | SWHC046AC | RFF | new | CZ16 | cDXHP | SWHC046-01 | ExAnte2019 | IOU workpaper | 2019-11-06 | Cap-Tons | 1 |  |  | 0 | 0 | 0 | -1473.4655 | 0 | 201.9524 | [6 empty] | DEER:HVAC_Split-Package_HP | Annual | FALSE
Any | SWHC046AC | RSD | new | CZ01 | cDXHP | SWHC046-01 | ExAnte2019 | IOU workpaper | 2019-11-06 | Cap-Tons | 1 |  |  | 0 | 0 | 0 | -466.4887 | 0 | 94.1921 | [6 empty] | DEER:HVAC_Split-Package_HP | Annual | FALSE
Any | SWHC046AC | RSD | new | CZ02 | cDXHP | SWHC046-01 | ExAnte2019 | IOU workpaper | 2019-11-06 | Cap-Tons | 1 |  |  | 0 | 0 | 0 | -191.1642 | 0 | 48.2361 | [6 empty] | DEER:HVAC_Split-Package_HP | Annual | FALSE
Any | SWHC046AC | RSD | new | CZ03 | cDXHP | SWHC046-01 | ExAnte2019 | IOU workpaper | 2019-11-06 | Cap-Tons | 1 |  |  | 0 | 0 | 0 | -106.8167 | 0 | 32.9648 | [6 empty] | DEER:HVAC_Split-Package_HP | Annual | FALSE
Any | SWHC046AC | RSD | new | CZ04 | cDXHP | SWHC046-01 | ExAnte2019 | IOU workpaper | 2019-11-06 | Cap-Tons | 1 |  |  | 0 | 0 | 0 | -64.8108 | 0 | 27.6052 | [6 empty] | DEER:HVAC_Split-Package_HP | Annual | FALSE
Any | SWHC046AC | RSD | new | CZ05 | cDXHP | SWHC046-01 | ExAnte2019 | IOU workpaper | 2019-11-06 | Cap-Tons | 1 |  |  | 0 | 0 | 0 | -88.7089 | 0 | 29.5383 | [6 empty] | DEER:HVAC_Split-Package_HP | Annual | FALSE
Any | SWHC046AC | RSD | new | CZ06 | cDXHP | SWHC046-01 | ExAnte2019 | IOU workpaper | 2019-11-06 | Cap-Tons | 1 |  |  | 0 | 0 | 0 | 42.1718 | 0 | 8.5935 | [6 empty] | DEER:HVAC_Split-Package_HP | Annual | FALSE
Any | SWHC046AC | RSD | new | CZ07 | cDXHP | SWHC046-01 | ExAnte2019 | IOU workpaper | 2019-11-06 | Cap-Tons | 1 |  |  | 0 | 0 | 0 | 68.9803 | 0 | 3.0636 | [6 empty] | DEER:HVAC_Split-Package_HP | Annual | FALSE
Any | SWHC046AC | RSD | new | CZ08 | cDXHP | SWHC046-01 | ExAnte2019 | IOU workpaper | 2019-11-06 | Cap-Tons | 1 |  |  | 0 | 0 | 0 | 54.1693 | 0 | 7.5072 | [6 empty] | DEER:HVAC_Split-Package_HP | Annual | FALSE
Any | SWHC046AC | RSD | new | CZ09 | cDXHP | SWHC046-01 | ExAnte2019 | IOU workpaper | 2019-11-06 | Cap-Tons | 1 |  |  | 0 | 0 | 0 | 31.7294 | 0 | 10.3213 | [6 empty] | DEER:HVAC_Split-Package_HP | Annual | FALSE
Any | SWHC046AC | RSD | new | CZ10 | cDXHP | SWHC046-01 | ExAnte2019 | IOU workpaper | 2019-11-06 | Cap-Tons | 1 |  |  | 0 | 0 | 0 | 28.9051 | 0 | 12.1759 | [6 empty] | DEER:HVAC_Split-Package_HP | Annual | FALSE
Any | SWHC046AC | RSD | new | CZ11 | cDXHP | SWHC046-01 | ExAnte2019 | IOU workpaper | 2019-11-06 | Cap-Tons | 1 |  |  | 0 | 0 | 0 | -126.9894 | 0 | 36.7162 | [6 empty] | DEER:HVAC_Split-Package_HP | Annual | FALSE
Any | SWHC046AC | RSD | new | CZ12 | cDXHP | SWHC046-01 | ExAnte2019 | IOU workpaper | 2019-11-06 | Cap-Tons | 1 |  |  | 0 | 0 | 0 | -138.6424 | 0 | 39.0123 | [6 empty] | DEER:HVAC_Split-Package_HP | Annual | FALSE
Any | SWHC046AC | RSD | new | CZ13 | cDXHP | SWHC046-01 | ExAnte2019 | IOU workpaper | 2019-11-06 | Cap-Tons | 1 |  |  | 0 | 0 | 0 | -104.0922 | 0 | 34.1588 | [6 empty] | DEER:HVAC_Split-Package_HP | Annual | FALSE
Any | SWHC046AC | RSD | new | CZ14 | cDXHP | SWHC046-01 | ExAnte2019 | IOU workpaper | 2019-11-06 | Cap-Tons | 1 |  |  | 0 | 0 | 0 | -119.9673 | 0 | 35.4606 | [6 empty] | DEER:HVAC_Split-Package_HP | Annual | FALSE
Any | SWHC046AC | RSD | new | CZ15 | cDXHP | SWHC046-01 | ExAnte2019 | IOU workpaper | 2019-11-06 | Cap-Tons | 1 |  |  | 0 | 0 | 0 | 109.4445 | 0 | 2.0847 | [6 empty] | DEER:HVAC_Split-Package_HP | Annual | FALSE
Any | SWHC046AC | RSD | new | CZ16 | cDXHP | SWHC046-01 | ExAnte2019 | IOU workpaper | 2019-11-06 | Cap-Tons | 1 |  |  | 0 | 0 | 0 | -921.4244 | 0 | 142.4729 | [6 empty] | DEER:HVAC_Split-Package_HP | Annual | FALSE
Any | SWHC046AC | Rt3 | new | CZ01 | cDXHP | SWHC046-01 | ExAnte2019 | IOU workpaper | 2019-11-06 | Cap-Tons | 1 |  |  | 0 | 0 | 0 | -142.2179 | 0 | 36.661 | [6 empty] | DEER:HVAC_Split-Package_HP | Annual | FALSE
Any | SWHC046AC | Rt3 | new | CZ02 | cDXHP | SWHC046-01 | ExAnte2019 | IOU workpaper | 2019-11-06 | Cap-Tons | 1 |  |  | 0 | 0 | 0 | -15.4193 | 0 | 17.9293 | [6 empty] | DEER:HVAC_Split-Package_HP | Annual | FALSE
Any | SWHC046AC | Rt3 | new | CZ03 | cDXHP | SWHC046-01 | ExAnte2019 | IOU workpaper | 2019-11-06 | Cap-Tons | 1 |  |  | 0 | 0 | 0 | 15.1207 | 0 | 13.0906 | [6 empty] | DEER:HVAC_Split-Package_HP | Annual | FALSE
Any | SWHC046AC | Rt3 | new | CZ04 | cDXHP | SWHC046-01 | ExAnte2019 | IOU workpaper | 2019-11-06 | Cap-Tons | 1 |  |  | 0 | 0 | 0 | 39.395 | 0 | 10.0497 | [6 empty] | DEER:HVAC_Split-Package_HP | Annual | FALSE
Any | SWHC046AC | Rt3 | new | CZ05 | cDXHP | SWHC046-01 | ExAnte2019 | IOU workpaper | 2019-11-06 | Cap-Tons | 1 |  |  | 0 | 0 | 0 | 31.0485 | 0 | 10.3636 | [6 empty] | DEER:HVAC_Split-Package_HP | Annual | FALSE
Any | SWHC046AC | Rt3 | new | CZ06 | cDXHP | SWHC046-01 | ExAnte2019 | IOU workpaper | 2019-11-06 | Cap-Tons | 1 |  |  | 0 | 0 | 0 | 96.621 | 0 | 2.5206 | [6 empty] | DEER:HVAC_Split-Package_HP | Annual | FALSE
Any | SWHC046AC | Rt3 | new | CZ07 | cDXHP | SWHC046-01 | ExAnte2019 | IOU workpaper | 2019-11-06 | Cap-Tons | 1 |  |  | 0 | 0 | 0 | 103.1361 | 0 | 0.6536 | [6 empty] | DEER:HVAC_Split-Package_HP | Annual | FALSE
Any | SWHC046AC | Rt3 | new | CZ08 | cDXHP | SWHC046-01 | ExAnte2019 | IOU workpaper | 2019-11-06 | Cap-Tons | 1 |  |  | 0 | 0 | 0 | 97.992 | 0 | 1.8994 | [6 empty] | DEER:HVAC_Split-Package_HP | Annual | FALSE
Any | SWHC046AC | Rt3 | new | CZ09 | cDXHP | SWHC046-01 | ExAnte2019 | IOU workpaper | 2019-11-06 | Cap-Tons | 1 |  |  | 0 | 0 | 0 | 84.699 | 0 | 3.2896 | [6 empty] | DEER:HVAC_Split-Package_HP | Annual | FALSE
Any | SWHC046AC | Rt3 | new | CZ10 | cDXHP | SWHC046-01 | ExAnte2019 | IOU workpaper | 2019-11-06 | Cap-Tons | 1 |  |  | 0 | 0 | 0 | 89.3596 | 0 | 3.503 | [6 empty] | DEER:HVAC_Split-Package_HP | Annual | FALSE
Any | SWHC046AC | Rt3 | new | CZ11 | cDXHP | SWHC046-01 | ExAnte2019 | IOU workpaper | 2019-11-06 | Cap-Tons | 1 |  |  | 0 | 0 | 0 | -1.6715 | 0 | 17.4541 | [6 empty] | DEER:HVAC_Split-Package_HP | Annual | FALSE
Any | SWHC046AC | Rt3 | new | CZ12 | cDXHP | SWHC046-01 | ExAnte2019 | IOU workpaper | 2019-11-06 | Cap-Tons | 1 |  |  | 0 | 0 | 0 | -2.2085 | 0 | 16.6947 | [6 empty] | DEER:HVAC_Split-Package_HP | Annual | FALSE
Any | SWHC046AC | Rt3 | new | CZ13 | cDXHP | SWHC046-01 | ExAnte2019 | IOU workpaper | 2019-11-06 | Cap-Tons | 1 |  |  | 0 | 0 | 0 | 16.8552 | 0 | 14.9476 | [6 empty] | DEER:HVAC_Split-Package_HP | Annual | FALSE
Any | SWHC046AC | Rt3 | new | CZ14 | cDXHP | SWHC046-01 | ExAnte2019 | IOU workpaper | 2019-11-06 | Cap-Tons | 1 |  |  | 0 | 0 | 0 | 3.7615 | 0 | 16.7006 | [6 empty] | DEER:HVAC_Split-Package_HP | Annual | FALSE
Any | SWHC046AC | Rt3 | new | CZ15 | cDXHP | SWHC046-01 | ExAnte2019 | IOU workpaper | 2019-11-06 | Cap-Tons | 1 |  |  | 0 | 0 | 0 | 130.871 | 0 | 0.682 | [6 empty] | DEER:HVAC_Split-Package_HP | Annual | FALSE
Any | SWHC046AC | Rt3 | new | CZ16 | cDXHP | SWHC046-01 | ExAnte2019 | IOU workpaper | 2019-11-06 | Cap-Tons | 1 |  |  | 0 | 0 | 0 | -566.991 | 0 | 86.7979 | [6 empty] | DEER:HVAC_Split-Package_HP | Annual | FALSE
Any | SWHC046AC | RtL | new | CZ01 | cDXHP | SWHC046-01 | ExAnte2019 | IOU workpaper | 2019-11-06 | Cap-Tons | 1 |  |  | 0 | 0 | 0 | -342.0848 | 0 | 71.5895 | [6 empty] | DEER:HVAC_Split-Package_HP | Annual | FALSE
Any | SWHC046AC | RtL | new | CZ02 | cDXHP | SWHC046-01 | ExAnte2019 | IOU workpaper | 2019-11-06 | Cap-Tons | 1 |  |  | 0 | 0 | 0 | -118.3929 | 0 | 36.557 | [6 empty] | DEER:HVAC_Split-Package_HP | Annual | FALSE
Any | SWHC046AC | RtL | new | CZ03 | cDXHP | SWHC046-01 | ExAnte2019 | IOU workpaper | 2019-11-06 | Cap-Tons | 1 |  |  | 0 | 0 | 0 | -87.1834 | 0 | 32.8496 | [6 empty] | DEER:HVAC_Split-Package_HP | Annual | FALSE
Any | SWHC046AC | RtL | new | CZ04 | cDXHP | SWHC046-01 | ExAnte2019 | IOU workpaper | 2019-11-06 | Cap-Tons | 1 |  |  | 0 | 0 | 0 | -36.0164 | 0 | 24.9454 | [6 empty] | DEER:HVAC_Split-Package_HP | Annual | FALSE
Any | SWHC046AC | RtL | new | CZ05 | cDXHP | SWHC046-01 | ExAnte2019 | IOU workpaper | 2019-11-06 | Cap-Tons | 1 |  |  | 0 | 0 | 0 | -94.9674 | 0 | 34.1183 | [6 empty] | DEER:HVAC_Split-Package_HP | Annual | FALSE
Any | SWHC046AC | RtL | new | CZ06 | cDXHP | SWHC046-01 | ExAnte2019 | IOU workpaper | 2019-11-06 | Cap-Tons | 1 |  |  | 0 | 0 | 0 | 36.7035 | 0 | 15.4169 | [6 empty] | DEER:HVAC_Split-Package_HP | Annual | FALSE
Any | SWHC046AC | RtL | new | CZ07 | cDXHP | SWHC046-01 | ExAnte2019 | IOU workpaper | 2019-11-06 | Cap-Tons | 1 |  |  | 0 | 0 | 0 | 62.0952 | 0 | 10.4527 | [6 empty] | DEER:HVAC_Split-Package_HP | Annual | FALSE
Any | SWHC046AC | RtL | new | CZ08 | cDXHP | SWHC046-01 | ExAnte2019 | IOU workpaper | 2019-11-06 | Cap-Tons | 1 |  |  | 0 | 0 | 0 | 54.8735 | 0 | 11.0225 | [6 empty] | DEER:HVAC_Split-Package_HP | Annual | FALSE
Any | SWHC046AC | RtL | new | CZ09 | cDXHP | SWHC046-01 | ExAnte2019 | IOU workpaper | 2019-11-06 | Cap-Tons | 1 |  |  | 0 | 0 | 0 | 38.8667 | 0 | 12.7668 | [6 empty] | DEER:HVAC_Split-Package_HP | Annual | FALSE
Any | SWHC046AC | RtL | new | CZ10 | cDXHP | SWHC046-01 | ExAnte2019 | IOU workpaper | 2019-11-06 | Cap-Tons | 1 |  |  | 0 | 0 | 0 | 46.6812 | 0 | 12.4298 | [6 empty] | DEER:HVAC_Split-Package_HP | Annual | FALSE
Any | SWHC046AC | RtL | new | CZ11 | cDXHP | SWHC046-01 | ExAnte2019 | IOU workpaper | 2019-11-06 | Cap-Tons | 1 |  |  | 0 | 0 | 0 | -72.0894 | 0 | 30.4298 | [6 empty] | DEER:HVAC_Split-Package_HP | Annual | FALSE
Any | SWHC046AC | RtL | new | CZ12 | cDXHP | SWHC046-01 | ExAnte2019 | IOU workpaper | 2019-11-06 | Cap-Tons | 1 |  |  | 0 | 0 | 0 | -73.8502 | 0 | 30.0012 | [6 empty] | DEER:HVAC_Split-Package_HP | Annual | FALSE
Any | SWHC046AC | RtL | new | CZ13 | cDXHP | SWHC046-01 | ExAnte2019 | IOU workpaper | 2019-11-06 | Cap-Tons | 1 |  |  | 0 | 0 | 0 | -43.5542 | 0 | 26.608 | [6 empty] | DEER:HVAC_Split-Package_HP | Annual | FALSE
Any | SWHC046AC | RtL | new | CZ14 | cDXHP | SWHC046-01 | ExAnte2019 | IOU workpaper | 2019-11-06 | Cap-Tons | 1 |  |  | 0 | 0 | 0 | -79.081 | 0 | 31.4024 | [6 empty] | DEER:HVAC_Split-Package_HP | Annual | FALSE
Any | SWHC046AC | RtL | new | CZ15 | cDXHP | SWHC046-01 | ExAnte2019 | IOU workpaper | 2019-11-06 | Cap-Tons | 1 |  |  | 0 | 0 | 0 | 125.3749 | 0 | 3.5079 | [6 empty] | DEER:HVAC_Split-Package_HP | Annual | FALSE
Any | SWHC046AC | RtL | new | CZ16 | cDXHP | SWHC046-01 | ExAnte2019 | IOU workpaper | 2019-11-06 | Cap-Tons | 1 |  |  | 0 | 0 | 0 | -870.9037 | 0 | 128.2122 | [6 empty] | DEER:HVAC_Split-Package_HP | Annual | FALSE
Any | SWHC046AC | RtS | new | CZ01 | cDXHP | SWHC046-01 | ExAnte2019 | IOU workpaper | 2019-11-06 | Cap-Tons | 1 |  |  | 0 | 0 | 0 | -700.0246 | 0 | 121.9177 | [6 empty] | DEER:HVAC_Split-Package_HP | Annual | FALSE
Any | SWHC046AC | RtS | new | CZ02 | cDXHP | SWHC046-01 | ExAnte2019 | IOU workpaper | 2019-11-06 | Cap-Tons | 1 |  |  | 0 | 0 | 0 | -300.6211 | 0 | 60.4102 | [6 empty] | DEER:HVAC_Split-Package_HP | Annual | FALSE
Any | SWHC046AC | RtS | new | CZ03 | cDXHP | SWHC046-01 | ExAnte2019 | IOU workpaper | 2019-11-06 | Cap-Tons | 1 |  |  | 0 | 0 | 0 | -274.499 | 0 | 57.9439 | [6 empty] | DEER:HVAC_Split-Package_HP | Annual | FALSE
Any | SWHC046AC | RtS | new | CZ04 | cDXHP | SWHC046-01 | ExAnte2019 | IOU workpaper | 2019-11-06 | Cap-Tons | 1 |  |  | 0 | 0 | 0 | -173.1761 | 0 | 43.2901 | [6 empty] | DEER:HVAC_Split-Package_HP | Annual | FALSE
Any | SWHC046AC | RtS | new | CZ05 | cDXHP | SWHC046-01 | ExAnte2019 | IOU workpaper | 2019-11-06 | Cap-Tons | 1 |  |  | 0 | 0 | 0 | -235.6473 | 0 | 52.0788 | [6 empty] | DEER:HVAC_Split-Package_HP | Annual | FALSE
Any | SWHC046AC | RtS | new | CZ06 | cDXHP | SWHC046-01 | ExAnte2019 | IOU workpaper | 2019-11-06 | Cap-Tons | 1 |  |  | 0 | 0 | 0 | -27.2607 | 0 | 21.8186 | [6 empty] | DEER:HVAC_Split-Package_HP | Annual | FALSE
Any | SWHC046AC | RtS | new | CZ07 | cDXHP | SWHC046-01 | ExAnte2019 | IOU workpaper | 2019-11-06 | Cap-Tons | 1 |  |  | 0 | 0 | 0 | 13.1197 | 0 | 14.3439 | [6 empty] | DEER:HVAC_Split-Package_HP | Annual | FALSE
Any | SWHC046AC | RtS | new | CZ08 | cDXHP | SWHC046-01 | ExAnte2019 | IOU workpaper | 2019-11-06 | Cap-Tons | 1 |  |  | 0 | 0 | 0 | -1.4693 | 0 | 16.9082 | [6 empty] | DEER:HVAC_Split-Package_HP | Annual | FALSE
Any | SWHC046AC | RtS | new | CZ09 | cDXHP | SWHC046-01 | ExAnte2019 | IOU workpaper | 2019-11-06 | Cap-Tons | 1 |  |  | 0 | 0 | 0 | -22.0306 | 0 | 19.8241 | [6 empty] | DEER:HVAC_Split-Package_HP | Annual | FALSE
Any | SWHC046AC | RtS | new | CZ10 | cDXHP | SWHC046-01 | ExAnte2019 | IOU workpaper | 2019-11-06 | Cap-Tons | 1 |  |  | 0 | 0 | 0 | -9.8345 | 0 | 18.6774 | [6 empty] | DEER:HVAC_Split-Package_HP | Annual | FALSE
Any | SWHC046AC | RtS | new | CZ11 | cDXHP | SWHC046-01 | ExAnte2019 | IOU workpaper | 2019-11-06 | Cap-Tons | 1 |  |  | 0 | 0 | 0 | -205.3688 | 0 | 47.6175 | [6 empty] | DEER:HVAC_Split-Package_HP | Annual | FALSE
Any | SWHC046AC | RtS | new | CZ12 | cDXHP | SWHC046-01 | ExAnte2019 | IOU workpaper | 2019-11-06 | Cap-Tons | 1 |  |  | 0 | 0 | 0 | -226.6396 | 0 | 50.5926 | [6 empty] | DEER:HVAC_Split-Package_HP | Annual | FALSE
Any | SWHC046AC | RtS | new | CZ13 | cDXHP | SWHC046-01 | ExAnte2019 | IOU workpaper | 2019-11-06 | Cap-Tons | 1 |  |  | 0 | 0 | 0 | -165.0166 | 0 | 42.2469 | [6 empty] | DEER:HVAC_Split-Package_HP | Annual | FALSE
Any | SWHC046AC | RtS | new | CZ14 | cDXHP | SWHC046-01 | ExAnte2019 | IOU workpaper | 2019-11-06 | Cap-Tons | 1 |  |  | 0 | 0 | 0 | -179.2009 | 0 | 43.5608 | [6 empty] | DEER:HVAC_Split-Package_HP | Annual | FALSE
Any | SWHC046AC | RtS | new | CZ15 | cDXHP | SWHC046-01 | ExAnte2019 | IOU workpaper | 2019-11-06 | Cap-Tons | 1 |  |  | 0 | 0 | 0 | 102.2331 | 0 | 4.6833 | [6 empty] | DEER:HVAC_Split-Package_HP | Annual | FALSE
Any | SWHC046AC | RtS | new | CZ16 | cDXHP | SWHC046-01 | ExAnte2019 | IOU workpaper | 2019-11-06 | Cap-Tons | 1 |  |  | 0 | 0 | 0 | -1123.6195 | 0 | 148.5408 | [6 empty] | DEER:HVAC_Split-Package_HP | Annual | FALSE
Any | SWHC046AC | SCn | new | CZ01 | cDXHP | SWHC046-01 | ExAnte2019 | IOU workpaper | 2019-11-06 | Cap-Tons | 1 |  |  | 0 | 0 | 0 | -941.0003 | 0 | 151.7013 | [6 empty] | DEER:HVAC_Split-Package_HP | Annual | FALSE
Any | SWHC046AC | SCn | new | CZ02 | cDXHP | SWHC046-01 | ExAnte2019 | IOU workpaper | 2019-11-06 | Cap-Tons | 1 |  |  | 0 | 0 | 0 | -761.913 | 0 | 108.561 | [6 empty] | DEER:HVAC_Split-Package_HP | Annual | FALSE
Any | SWHC046AC | SCn | new | CZ03 | cDXHP | SWHC046-01 | ExAnte2019 | IOU workpaper | 2019-11-06 | Cap-Tons | 1 |  |  | 0 | 0 | 0 | -472.2294 | 0 | 80.8528 | [6 empty] | DEER:HVAC_Split-Package_HP | Annual | FALSE
Any | SWHC046AC | SCn | new | CZ04 | cDXHP | SWHC046-01 | ExAnte2019 | IOU workpaper | 2019-11-06 | Cap-Tons | 1 |  |  | 0 | 0 | 0 | -602.9431 | 0 | 85.2131 | [6 empty] | DEER:HVAC_Split-Package_HP | Annual | FALSE
Any | SWHC046AC | SCn | new | CZ05 | cDXHP | SWHC046-01 | ExAnte2019 | IOU workpaper | 2019-11-06 | Cap-Tons | 1 |  |  | 0 | 0 | 0 | -483.0885 | 0 | 79.7346 | [6 empty] | DEER:HVAC_Split-Package_HP | Annual | FALSE
Any | SWHC046AC | SCn | new | CZ06 | cDXHP | SWHC046-01 | ExAnte2019 | IOU workpaper | 2019-11-06 | Cap-Tons | 1 |  |  | 0 | 0 | 0 | -223.3789 | 0 | 43.12 | [6 empty] | DEER:HVAC_Split-Package_HP | Annual | FALSE
Any | SWHC046AC | SCn | new | CZ07 | cDXHP | SWHC046-01 | ExAnte2019 | IOU workpaper | 2019-11-06 | Cap-Tons | 1 |  |  | 0 | 0 | 0 | -150.0916 | 0 | 33.3389 | [6 empty] | DEER:HVAC_Split-Package_HP | Annual | FALSE
Any | SWHC046AC | SCn | new | CZ08 | cDXHP | SWHC046-01 | ExAnte2019 | IOU workpaper | 2019-11-06 | Cap-Tons | 1 |  |  | 0 | 0 | 0 | -208.576 | 0 | 45.1714 | [6 empty] | DEER:HVAC_Split-Package_HP | Annual | FALSE
Any | SWHC046AC | SCn | new | CZ09 | cDXHP | SWHC046-01 | ExAnte2019 | IOU workpaper | 2019-11-06 | Cap-Tons | 1 |  |  | 0 | 0 | 0 | -205.7364 | 0 | 46.3428 | [6 empty] | DEER:HVAC_Split-Package_HP | Annual | FALSE
Any | SWHC046AC | SCn | new | CZ10 | cDXHP | SWHC046-01 | ExAnte2019 | IOU workpaper | 2019-11-06 | Cap-Tons | 1 |  |  | 0 | 0 | 0 | -235.436 | 0 | 50.5704 | [6 empty] | DEER:HVAC_Split-Package_HP | Annual | FALSE
Any | SWHC046AC | SCn | new | CZ11 | cDXHP | SWHC046-01 | ExAnte2019 | IOU workpaper | 2019-11-06 | Cap-Tons | 1 |  |  | 0 | 0 | 0 | -509.8609 | 0 | 89.3304 | [6 empty] | DEER:HVAC_Split-Package_HP | Annual | FALSE
Any | SWHC046AC | SCn | new | CZ12 | cDXHP | SWHC046-01 | ExAnte2019 | IOU workpaper | 2019-11-06 | Cap-Tons | 1 |  |  | 0 | 0 | 0 | -576.8641 | 0 | 97.8121 | [6 empty] | DEER:HVAC_Split-Package_HP | Annual | FALSE
Any | SWHC046AC | SCn | new | CZ13 | cDXHP | SWHC046-01 | ExAnte2019 | IOU workpaper | 2019-11-06 | Cap-Tons | 1 |  |  | 0 | 0 | 0 | -427.9369 | 0 | 78.9867 | [6 empty] | DEER:HVAC_Split-Package_HP | Annual | FALSE
Any | SWHC046AC | SCn | new | CZ14 | cDXHP | SWHC046-01 | ExAnte2019 | IOU workpaper | 2019-11-06 | Cap-Tons | 1 |  |  | 0 | 0 | 0 | -562.2614 | 0 | 92.8405 | [6 empty] | DEER:HVAC_Split-Package_HP | Annual | FALSE
Any | SWHC046AC | SCn | new | CZ15 | cDXHP | SWHC046-01 | ExAnte2019 | IOU workpaper | 2019-11-06 | Cap-Tons | 1 |  |  | 0 | 0 | 0 | 37.3905 | 0 | 13.4192 | [6 empty] | DEER:HVAC_Split-Package_HP | Annual | FALSE
Any | SWHC046AC | SCn | new | CZ16 | cDXHP | SWHC046-01 | ExAnte2019 | IOU workpaper | 2019-11-06 | Cap-Tons | 1 |  |  | 0 | 0 | 0 | -1268.4753 | 0 | 164.379 | [6 empty] | DEER:HVAC_Split-Package_HP | Annual | FALSE
Any | SWHC046AD | Asm | new | CZ01 | cDXHP | SWHC046-01 | ExAnte2019 | IOU workpaper | 2019-11-06 | Cap-Tons | 1 |  |  | 0 | 0 | 0 | -793.0642 | 0 | 170.848 | [6 empty] | DEER:HVAC_Split-Package_HP | Annual | FALSE
Any | SWHC046AD | Asm | new | CZ02 | cDXHP | SWHC046-01 | ExAnte2019 | IOU workpaper | 2019-11-06 | Cap-Tons | 1 |  |  | 0 | 0 | 0 | -411.9794 | 0 | 103.565 | [6 empty] | DEER:HVAC_Split-Package_HP | Annual | FALSE
Any | SWHC046AD | Asm | new | CZ03 | cDXHP | SWHC046-01 | ExAnte2019 | IOU workpaper | 2019-11-06 | Cap-Tons | 1 |  |  | 0 | 0 | 0 | -208.846 | 0 | 78.2364 | [6 empty] | DEER:HVAC_Split-Package_HP | Annual | FALSE
Any | SWHC046AD | Asm | new | CZ04 | cDXHP | SWHC046-01 | ExAnte2019 | IOU workpaper | 2019-11-06 | Cap-Tons | 1 |  |  | 0 | 0 | 0 | -197.56 | 0 | 70.3479 | [6 empty] | DEER:HVAC_Split-Package_HP | Annual | FALSE
Any | SWHC046AD | Asm | new | CZ05 | cDXHP | SWHC046-01 | ExAnte2019 | IOU workpaper | 2019-11-06 | Cap-Tons | 1 |  |  | 0 | 0 | 0 | -221.3333 | 0 | 77.3501 | [6 empty] | DEER:HVAC_Split-Package_HP | Annual | FALSE
Any | SWHC046AD | Asm | new | CZ06 | cDXHP | SWHC046-01 | ExAnte2019 | IOU workpaper | 2019-11-06 | Cap-Tons | 1 |  |  | 0 | 0 | 0 | 6.5061 | 0 | 33.0894 | [6 empty] | DEER:HVAC_Split-Package_HP | Annual | FALSE
Any | SWHC046AD | Asm | new | CZ07 | cDXHP | SWHC046-01 | ExAnte2019 | IOU workpaper | 2019-11-06 | Cap-Tons | 1 |  |  | 0 | 0 | 0 | 31.2659 | 0 | 25.4255 | [6 empty] | DEER:HVAC_Split-Package_HP | Annual | FALSE
Any | SWHC046AD | Asm | new | CZ08 | cDXHP | SWHC046-01 | ExAnte2019 | IOU workpaper | 2019-11-06 | Cap-Tons | 1 |  |  | 0 | 0 | 0 | 12.6568 | 0 | 32.2643 | [6 empty] | DEER:HVAC_Split-Package_HP | Annual | FALSE
Any | SWHC046AD | Asm | new | CZ09 | cDXHP | SWHC046-01 | ExAnte2019 | IOU workpaper | 2019-11-06 | Cap-Tons | 1 |  |  | 0 | 0 | 0 | 49.2333 | 0 | 32.8555 | [6 empty] | DEER:HVAC_Split-Package_HP | Annual | FALSE
Any | SWHC046AD | Asm | new | CZ10 | cDXHP | SWHC046-01 | ExAnte2019 | IOU workpaper | 2019-11-06 | Cap-Tons | 1 |  |  | 0 | 0 | 0 | 23.1491 | 0 | 39.9592 | [6 empty] | DEER:HVAC_Split-Package_HP | Annual | FALSE
Any | SWHC046AD | Asm | new | CZ11 | cDXHP | SWHC046-01 | ExAnte2019 | IOU workpaper | 2019-11-06 | Cap-Tons | 1 |  |  | 0 | 0 | 0 | -134.9317 | 0 | 71.3809 | [6 empty] | DEER:HVAC_Split-Package_HP | Annual | FALSE
Any | SWHC046AD | Asm | new | CZ12 | cDXHP | SWHC046-01 | ExAnte2019 | IOU workpaper | 2019-11-06 | Cap-Tons | 1 |  |  | 0 | 0 | 0 | -177.4803 | 0 | 77.6866 | [6 empty] | DEER:HVAC_Split-Package_HP | Annual | FALSE
Any | SWHC046AD | Asm | new | CZ13 | cDXHP | SWHC046-01 | ExAnte2019 | IOU workpaper | 2019-11-06 | Cap-Tons | 1 |  |  | 0 | 0 | 0 | -97.0167 | 0 | 65.6123 | [6 empty] | DEER:HVAC_Split-Package_HP | Annual | FALSE
Any | SWHC046AD | Asm | new | CZ14 | cDXHP | SWHC046-01 | ExAnte2019 | IOU workpaper | 2019-11-06 | Cap-Tons | 1 |  |  | 0 | 0 | 0 | -127.1153 | 0 | 69.4062 | [6 empty] | DEER:HVAC_Split-Package_HP | Annual | FALSE
Any | SWHC046AD | Asm | new | CZ15 | cDXHP | SWHC046-01 | ExAnte2019 | IOU workpaper | 2019-11-06 | Cap-Tons | 1 |  |  | 0 | 0 | 0 | 215.1299 | 0 | 12.5575 | [6 empty] | DEER:HVAC_Split-Package_HP | Annual | FALSE
Any | SWHC046AD | Asm | new | CZ16 | cDXHP | SWHC046-01 | ExAnte2019 | IOU workpaper | 2019-11-06 | Cap-Tons | 1 |  |  | 0 | 0 | 0 | -1021.3071 | 0 | 189.083 | [6 empty] | DEER:HVAC_Split-Package_HP | Annual | FALSE
Any | SWHC046AD | Com | new | CZ01 | cDXHP | SWHC046-01 | ExAnte2019 | IOU workpaper | 2019-11-06 | Cap-Tons | 1 |  |  | 0 | 0 | 0 | -390.0181 | 0 | 113.9172 | [6 empty] | DEER:HVAC_Split-Package_HP | Annual | FALSE
Any | SWHC046AD | Com | new | CZ02 | cDXHP | SWHC046-01 | ExAnte2019 | IOU workpaper | 2019-11-06 | Cap-Tons | 1 |  |  | 0 | 0 | 0 | -127.6341 | 0 | 61.5905 | [6 empty] | DEER:HVAC_Split-Package_HP | Annual | FALSE
Any | SWHC046AD | Com | new | CZ03 | cDXHP | SWHC046-01 | ExAnte2019 | IOU workpaper | 2019-11-06 | Cap-Tons | 1 |  |  | 0 | 0 | 0 | -29.2537 | 0 | 42.2318 | [6 empty] | DEER:HVAC_Split-Package_HP | Annual | FALSE
Any | SWHC046AD | Com | new | CZ04 | cDXHP | SWHC046-01 | ExAnte2019 | IOU workpaper | 2019-11-06 | Cap-Tons | 1 |  |  | 0 | 0 | 0 | -21.216 | 0 | 36.6611 | [6 empty] | DEER:HVAC_Split-Package_HP | Annual | FALSE
Any | SWHC046AD | Com | new | CZ05 | cDXHP | SWHC046-01 | ExAnte2019 | IOU workpaper | 2019-11-06 | Cap-Tons | 1 |  |  | 0 | 0 | 0 | -80.3564 | 0 | 57.9325 | [6 empty] | DEER:HVAC_Split-Package_HP | Annual | FALSE
Any | SWHC046AD | Com | new | CZ06 | cDXHP | SWHC046-01 | ExAnte2019 | IOU workpaper | 2019-11-06 | Cap-Tons | 1 |  |  | 0 | 0 | 0 | 74.6062 | 0 | 22.9105 | [6 empty] | DEER:HVAC_Split-Package_HP | Annual | FALSE
Any | SWHC046AD | Com | new | CZ07 | cDXHP | SWHC046-01 | ExAnte2019 | IOU workpaper | 2019-11-06 | Cap-Tons | 1 |  |  | 0 | 0 | 0 | 102.5729 | 0 | 18.4075 | [6 empty] | DEER:HVAC_Split-Package_HP | Annual | FALSE
Any | SWHC046AD | Com | new | CZ08 | cDXHP | SWHC046-01 | ExAnte2019 | IOU workpaper | 2019-11-06 | Cap-Tons | 1 |  |  | 0 | 0 | 0 | 85.2678 | 0 | 22.1392 | [6 empty] | DEER:HVAC_Split-Package_HP | Annual | FALSE
Any | SWHC046AD | Com | new | CZ09 | cDXHP | SWHC046-01 | ExAnte2019 | IOU workpaper | 2019-11-06 | Cap-Tons | 1 |  |  | 0 | 0 | 0 | 120.3121 | 0 | 21.7753 | [6 empty] | DEER:HVAC_Split-Package_HP | Annual | FALSE
Any | SWHC046AD | Com | new | CZ10 | cDXHP | SWHC046-01 | ExAnte2019 | IOU workpaper | 2019-11-06 | Cap-Tons | 1 |  |  | 0 | 0 | 0 | 74.0465 | 0 | 29.4904 | [6 empty] | DEER:HVAC_Split-Package_HP | Annual | FALSE
Any | SWHC046AD | Com | new | CZ11 | cDXHP | SWHC046-01 | ExAnte2019 | IOU workpaper | 2019-11-06 | Cap-Tons | 1 |  |  | 0 | 0 | 0 | -47.3262 | 0 | 51.7274 | [6 empty] | DEER:HVAC_Split-Package_HP | Annual | FALSE
Any | SWHC046AD | Com | new | CZ12 | cDXHP | SWHC046-01 | ExAnte2019 | IOU workpaper | 2019-11-06 | Cap-Tons | 1 |  |  | 0 | 0 | 0 | -46.715 | 0 | 48.8834 | [6 empty] | DEER:HVAC_Split-Package_HP | Annual | FALSE
Any | SWHC046AD | Com | new | CZ13 | cDXHP | SWHC046-01 | ExAnte2019 | IOU workpaper | 2019-11-06 | Cap-Tons | 1 |  |  | 0 | 0 | 0 | -2.4804 | 0 | 44.1317 | [6 empty] | DEER:HVAC_Split-Package_HP | Annual | FALSE
Any | SWHC046AD | Com | new | CZ14 | cDXHP | SWHC046-01 | ExAnte2019 | IOU workpaper | 2019-11-06 | Cap-Tons | 1 |  |  | 0 | 0 | 0 | -27.7459 | 0 | 47.5408 | [6 empty] | DEER:HVAC_Split-Package_HP | Annual | FALSE
Any | SWHC046AD | Com | new | CZ15 | cDXHP | SWHC046-01 | ExAnte2019 | IOU workpaper | 2019-11-06 | Cap-Tons | 1 |  |  | 0 | 0 | 0 | 236.7506 | 0 | 8.0636 | [6 empty] | DEER:HVAC_Split-Package_HP | Annual | FALSE
Any | SWHC046AD | Com | new | CZ16 | cDXHP | SWHC046-01 | ExAnte2019 | IOU workpaper | 2019-11-06 | Cap-Tons | 1 |  |  | 0 | 0 | 0 | -696.8651 | 0 | 133.4351 | [6 empty] | DEER:HVAC_Split-Package_HP | Annual | FALSE
Any | SWHC046AD | ECC | new | CZ01 | cDXHP | SWHC046-01 | ExAnte2019 | IOU workpaper | 2019-11-06 | Cap-Tons | 1 |  |  | 0 | 0 | 0 | -193.3321 | 0 | 72.0202 | [6 empty] | DEER:HVAC_Split-Package_HP | Annual | FALSE
Any | SWHC046AD | ECC | new | CZ02 | cDXHP | SWHC046-01 | ExAnte2019 | IOU workpaper | 2019-11-06 | Cap-Tons | 1 |  |  | 0 | 0 | 0 | -54.3773 | 0 | 40.5526 | [6 empty] | DEER:HVAC_Split-Package_HP | Annual | FALSE
Any | SWHC046AD | ECC | new | CZ03 | cDXHP | SWHC046-01 | ExAnte2019 | IOU workpaper | 2019-11-06 | Cap-Tons | 1 |  |  | 0 | 0 | 0 | -0.2666 | 0 | 31.2714 | [6 empty] | DEER:HVAC_Split-Package_HP | Annual | FALSE
Any | SWHC046AD | ECC | new | CZ04 | cDXHP | SWHC046-01 | ExAnte2019 | IOU workpaper | 2019-11-06 | Cap-Tons | 1 |  |  | 0 | 0 | 0 | 0.892 | 0 | 28.0396 | [6 empty] | DEER:HVAC_Split-Package_HP | Annual | FALSE
Any | SWHC046AD | ECC | new | CZ05 | cDXHP | SWHC046-01 | ExAnte2019 | IOU workpaper | 2019-11-06 | Cap-Tons | 1 |  |  | 0 | 0 | 0 | -8.8323 | 0 | 31.2089 | [6 empty] | DEER:HVAC_Split-Package_HP | Annual | FALSE
Any | SWHC046AD | ECC | new | CZ06 | cDXHP | SWHC046-01 | ExAnte2019 | IOU workpaper | 2019-11-06 | Cap-Tons | 1 |  |  | 0 | 0 | 0 | 90.0814 | 0 | 10.3507 | [6 empty] | DEER:HVAC_Split-Package_HP | Annual | FALSE
Any | SWHC046AD | ECC | new | CZ07 | cDXHP | SWHC046-01 | ExAnte2019 | IOU workpaper | 2019-11-06 | Cap-Tons | 1 |  |  | 0 | 0 | 0 | 97.5381 | 0 | 6.1637 | [6 empty] | DEER:HVAC_Split-Package_HP | Annual | FALSE
Any | SWHC046AD | ECC | new | CZ08 | cDXHP | SWHC046-01 | ExAnte2019 | IOU workpaper | 2019-11-06 | Cap-Tons | 1 |  |  | 0 | 0 | 0 | 91.26 | 0 | 9.5312 | [6 empty] | DEER:HVAC_Split-Package_HP | Annual | FALSE
Any | SWHC046AD | ECC | new | CZ09 | cDXHP | SWHC046-01 | ExAnte2019 | IOU workpaper | 2019-11-06 | Cap-Tons | 1 |  |  | 0 | 0 | 0 | 109.8668 | 0 | 11.4229 | [6 empty] | DEER:HVAC_Split-Package_HP | Annual | FALSE
Any | SWHC046AD | ECC | new | CZ10 | cDXHP | SWHC046-01 | ExAnte2019 | IOU workpaper | 2019-11-06 | Cap-Tons | 1 |  |  | 0 | 0 | 0 | 100.1816 | 0 | 12.8409 | [6 empty] | DEER:HVAC_Split-Package_HP | Annual | FALSE
Any | SWHC046AD | ECC | new | CZ11 | cDXHP | SWHC046-01 | ExAnte2019 | IOU workpaper | 2019-11-06 | Cap-Tons | 1 |  |  | 0 | 0 | 0 | -3.9286 | 0 | 33.3053 | [6 empty] | DEER:HVAC_Split-Package_HP | Annual | FALSE
Any | SWHC046AD | ECC | new | CZ12 | cDXHP | SWHC046-01 | ExAnte2019 | IOU workpaper | 2019-11-06 | Cap-Tons | 1 |  |  | 0 | 0 | 0 | -19.3367 | 0 | 34.8597 | [6 empty] | DEER:HVAC_Split-Package_HP | Annual | FALSE
Any | SWHC046AD | ECC | new | CZ13 | cDXHP | SWHC046-01 | ExAnte2019 | IOU workpaper | 2019-11-06 | Cap-Tons | 1 |  |  | 0 | 0 | 0 | 18.3098 | 0 | 29.0488 | [6 empty] | DEER:HVAC_Split-Package_HP | Annual | FALSE
Any | SWHC046AD | ECC | new | CZ14 | cDXHP | SWHC046-01 | ExAnte2019 | IOU workpaper | 2019-11-06 | Cap-Tons | 1 |  |  | 0 | 0 | 0 | 8.0035 | 0 | 30.6499 | [6 empty] | DEER:HVAC_Split-Package_HP | Annual | FALSE
Any | SWHC046AD | ECC | new | CZ15 | cDXHP | SWHC046-01 | ExAnte2019 | IOU workpaper | 2019-11-06 | Cap-Tons | 1 |  |  | 0 | 0 | 0 | 179.0801 | 0 | 3.2825 | [6 empty] | DEER:HVAC_Split-Package_HP | Annual | FALSE
Any | SWHC046AD | ECC | new | CZ16 | cDXHP | SWHC046-01 | ExAnte2019 | IOU workpaper | 2019-11-06 | Cap-Tons | 1 |  |  | 0 | 0 | 0 | -447.2088 | 0 | 90.6794 | [6 empty] | DEER:HVAC_Split-Package_HP | Annual | FALSE
Any | SWHC046AD | EPr | new | CZ01 | cDXHP | SWHC046-01 | ExAnte2019 | IOU workpaper | 2019-11-06 | Cap-Tons | 1 |  |  | 0 | 0 | 0 | -390.0604 | 0 | 90.6057 | [6 empty] | DEER:HVAC_Split-Package_HP | Annual | FALSE
Any | SWHC046AD | EPr | new | CZ02 | cDXHP | SWHC046-01 | ExAnte2019 | IOU workpaper | 2019-11-06 | Cap-Tons | 1 |  |  | 0 | 0 | 0 | -184.4641 | 0 | 50.5666 | [6 empty] | DEER:HVAC_Split-Package_HP | Annual | FALSE
Any | SWHC046AD | EPr | new | CZ03 | cDXHP | SWHC046-01 | ExAnte2019 | IOU workpaper | 2019-11-06 | Cap-Tons | 1 |  |  | 0 | 0 | 0 | -124.6774 | 0 | 44.2835 | [6 empty] | DEER:HVAC_Split-Package_HP | Annual | FALSE
Any | SWHC046AD | EPr | new | CZ04 | cDXHP | SWHC046-01 | ExAnte2019 | IOU workpaper | 2019-11-06 | Cap-Tons | 1 |  |  | 0 | 0 | 0 | -100.6278 | 0 | 35.9169 | [6 empty] | DEER:HVAC_Split-Package_HP | Annual | FALSE
Any | SWHC046AD | EPr | new | CZ05 | cDXHP | SWHC046-01 | ExAnte2019 | IOU workpaper | 2019-11-06 | Cap-Tons | 1 |  |  | 0 | 0 | 0 | -139.3111 | 0 | 43.2929 | [6 empty] | DEER:HVAC_Split-Package_HP | Annual | FALSE
Any | SWHC046AD | EPr | new | CZ06 | cDXHP | SWHC046-01 | ExAnte2019 | IOU workpaper | 2019-11-06 | Cap-Tons | 1 |  |  | 0 | 0 | 0 | -3.0485 | 0 | 18.3216 | [6 empty] | DEER:HVAC_Split-Package_HP | Annual | FALSE
Any | SWHC046AD | EPr | new | CZ07 | cDXHP | SWHC046-01 | ExAnte2019 | IOU workpaper | 2019-11-06 | Cap-Tons | 1 |  |  | 0 | 0 | 0 | 13.5984 | 0 | 14.1455 | [6 empty] | DEER:HVAC_Split-Package_HP | Annual | FALSE
Any | SWHC046AD | EPr | new | CZ08 | cDXHP | SWHC046-01 | ExAnte2019 | IOU workpaper | 2019-11-06 | Cap-Tons | 1 |  |  | 0 | 0 | 0 | 14.4093 | 0 | 15.6024 | [6 empty] | DEER:HVAC_Split-Package_HP | Annual | FALSE
Any | SWHC046AD | EPr | new | CZ09 | cDXHP | SWHC046-01 | ExAnte2019 | IOU workpaper | 2019-11-06 | Cap-Tons | 1 |  |  | 0 | 0 | 0 | 22.6687 | 0 | 18.1502 | [6 empty] | DEER:HVAC_Split-Package_HP | Annual | FALSE
Any | SWHC046AD | EPr | new | CZ10 | cDXHP | SWHC046-01 | ExAnte2019 | IOU workpaper | 2019-11-06 | Cap-Tons | 1 |  |  | 0 | 0 | 0 | 18.1613 | 0 | 17.8359 | [6 empty] | DEER:HVAC_Split-Package_HP | Annual | FALSE
Any | SWHC046AD | EPr | new | CZ11 | cDXHP | SWHC046-01 | ExAnte2019 | IOU workpaper | 2019-11-06 | Cap-Tons | 1 |  |  | 0 | 0 | 0 | -103.3157 | 0 | 39.4411 | [6 empty] | DEER:HVAC_Split-Package_HP | Annual | FALSE
Any | SWHC046AD | EPr | new | CZ12 | cDXHP | SWHC046-01 | ExAnte2019 | IOU workpaper | 2019-11-06 | Cap-Tons | 1 |  |  | 0 | 0 | 0 | -124.9945 | 0 | 42.968 | [6 empty] | DEER:HVAC_Split-Package_HP | Annual | FALSE
Any | SWHC046AD | EPr | new | CZ13 | cDXHP | SWHC046-01 | ExAnte2019 | IOU workpaper | 2019-11-06 | Cap-Tons | 1 |  |  | 0 | 0 | 0 | -78.1242 | 0 | 35.0093 | [6 empty] | DEER:HVAC_Split-Package_HP | Annual | FALSE
Any | SWHC046AD | EPr | new | CZ14 | cDXHP | SWHC046-01 | ExAnte2019 | IOU workpaper | 2019-11-06 | Cap-Tons | 1 |  |  | 0 | 0 | 0 | -88.7425 | 0 | 35.6516 | [6 empty] | DEER:HVAC_Split-Package_HP | Annual | FALSE
Any | SWHC046AD | EPr | new | CZ15 | cDXHP | SWHC046-01 | ExAnte2019 | IOU workpaper | 2019-11-06 | Cap-Tons | 1 |  |  | 0 | 0 | 0 | 103.3664 | 0 | 5.1616 | [6 empty] | DEER:HVAC_Split-Package_HP | Annual | FALSE
Any | SWHC046AD | EPr | new | CZ16 | cDXHP | SWHC046-01 | ExAnte2019 | IOU workpaper | 2019-11-06 | Cap-Tons | 1 |  |  | 0 | 0 | 0 | -622.2738 | 0 | 109.1812 | [6 empty] | DEER:HVAC_Split-Package_HP | Annual | FALSE
Any | SWHC046AD | ERC | new | CZ01 | cDXHP | SWHC046-01 | ExAnte2019 | IOU workpaper | 2019-11-06 | Cap-Tons | 1 |  |  | 0 | 0 | 0 | -720.3759 | 0 | 132.9105 | [6 empty] | DEER:HVAC_Split-Package_HP | Annual | FALSE
Any | SWHC046AD | ERC | new | CZ02 | cDXHP | SWHC046-01 | ExAnte2019 | IOU workpaper | 2019-11-06 | Cap-Tons | 1 |  |  | 0 | 0 | 0 | -436.4353 | 0 | 82.8714 | [6 empty] | DEER:HVAC_Split-Package_HP | Annual | FALSE
Any | SWHC046AD | ERC | new | CZ03 | cDXHP | SWHC046-01 | ExAnte2019 | IOU workpaper | 2019-11-06 | Cap-Tons | 1 |  |  | 0 | 0 | 0 | -277.7281 | 0 | 64.0724 | [6 empty] | DEER:HVAC_Split-Package_HP | Annual | FALSE
Any | SWHC046AD | ERC | new | CZ04 | cDXHP | SWHC046-01 | ExAnte2019 | IOU workpaper | 2019-11-06 | Cap-Tons | 1 |  |  | 0 | 0 | 0 | -288.6224 | 0 | 57.3437 | [6 empty] | DEER:HVAC_Split-Package_HP | Annual | FALSE
Any | SWHC046AD | ERC | new | CZ05 | cDXHP | SWHC046-01 | ExAnte2019 | IOU workpaper | 2019-11-06 | Cap-Tons | 1 |  |  | 0 | 0 | 0 | -365.8963 | 0 | 71.6541 | [6 empty] | DEER:HVAC_Split-Package_HP | Annual | FALSE
Any | SWHC046AD | ERC | new | CZ06 | cDXHP | SWHC046-01 | ExAnte2019 | IOU workpaper | 2019-11-06 | Cap-Tons | 1 |  |  | 0 | 0 | 0 | -115.6379 | 0 | 30.4744 | [6 empty] | DEER:HVAC_Split-Package_HP | Annual | FALSE
Any | SWHC046AD | ERC | new | CZ07 | cDXHP | SWHC046-01 | ExAnte2019 | IOU workpaper | 2019-11-06 | Cap-Tons | 1 |  |  | 0 | 0 | 0 | -59.8284 | 0 | 19.9824 | [6 empty] | DEER:HVAC_Split-Package_HP | Annual | FALSE
Any | SWHC046AD | ERC | new | CZ08 | cDXHP | SWHC046-01 | ExAnte2019 | IOU workpaper | 2019-11-06 | Cap-Tons | 1 |  |  | 0 | 0 | 0 | -85.027 | 0 | 27.0235 | [6 empty] | DEER:HVAC_Split-Package_HP | Annual | FALSE
Any | SWHC046AD | ERC | new | CZ09 | cDXHP | SWHC046-01 | ExAnte2019 | IOU workpaper | 2019-11-06 | Cap-Tons | 1 |  |  | 0 | 0 | 0 | -66.7264 | 0 | 26.9481 | [6 empty] | DEER:HVAC_Split-Package_HP | Annual | FALSE
Any | SWHC046AD | ERC | new | CZ10 | cDXHP | SWHC046-01 | ExAnte2019 | IOU workpaper | 2019-11-06 | Cap-Tons | 1 |  |  | 0 | 0 | 0 | -96.9586 | 0 | 30.2927 | [6 empty] | DEER:HVAC_Split-Package_HP | Annual | FALSE
Any | SWHC046AD | ERC | new | CZ11 | cDXHP | SWHC046-01 | ExAnte2019 | IOU workpaper | 2019-11-06 | Cap-Tons | 1 |  |  | 0 | 0 | 0 | -258.2866 | 0 | 55.4819 | [6 empty] | DEER:HVAC_Split-Package_HP | Annual | FALSE
Any | SWHC046AD | ERC | new | CZ12 | cDXHP | SWHC046-01 | ExAnte2019 | IOU workpaper | 2019-11-06 | Cap-Tons | 1 |  |  | 0 | 0 | 0 | -300.8725 | 0 | 62.5443 | [6 empty] | DEER:HVAC_Split-Package_HP | Annual | FALSE
Any | SWHC046AD | ERC | new | CZ13 | cDXHP | SWHC046-01 | ExAnte2019 | IOU workpaper | 2019-11-06 | Cap-Tons | 1 |  |  | 0 | 0 | 0 | -220.008 | 0 | 49.9268 | [6 empty] | DEER:HVAC_Split-Package_HP | Annual | FALSE
Any | SWHC046AD | ERC | new | CZ14 | cDXHP | SWHC046-01 | ExAnte2019 | IOU workpaper | 2019-11-06 | Cap-Tons | 1 |  |  | 0 | 0 | 0 | -251.7523 | 0 | 52.0345 | [6 empty] | DEER:HVAC_Split-Package_HP | Annual | FALSE
Any | SWHC046AD | ERC | new | CZ15 | cDXHP | SWHC046-01 | ExAnte2019 | IOU workpaper | 2019-11-06 | Cap-Tons | 1 |  |  | 0 | 0 | 0 | 45.2073 | 0 | 8.3568 | [6 empty] | DEER:HVAC_Split-Package_HP | Annual | FALSE
Any | SWHC046AD | ERC | new | CZ16 | cDXHP | SWHC046-01 | ExAnte2019 | IOU workpaper | 2019-11-06 | Cap-Tons | 1 |  |  | 0 | 0 | 0 | -1008.369 | 0 | 146.2976 | [6 empty] | DEER:HVAC_Split-Package_HP | Annual | FALSE
Any | SWHC046AD | ESe | new | CZ01 | cDXHP | SWHC046-01 | ExAnte2019 | IOU workpaper | 2019-11-06 | Cap-Tons | 1 |  |  | 0 | 0 | 0 | -338.471 | 0 | 83.3021 | [6 empty] | DEER:HVAC_Split-Package_HP | Annual | FALSE
Any | SWHC046AD | ESe | new | CZ02 | cDXHP | SWHC046-01 | ExAnte2019 | IOU workpaper | 2019-11-06 | Cap-Tons | 1 |  |  | 0 | 0 | 0 | -169.0685 | 0 | 50.6527 | [6 empty] | DEER:HVAC_Split-Package_HP | Annual | FALSE
Any | SWHC046AD | ESe | new | CZ03 | cDXHP | SWHC046-01 | ExAnte2019 | IOU workpaper | 2019-11-06 | Cap-Tons | 1 |  |  | 0 | 0 | 0 | -75.1429 | 0 | 35.3734 | [6 empty] | DEER:HVAC_Split-Package_HP | Annual | FALSE
Any | SWHC046AD | ESe | new | CZ04 | cDXHP | SWHC046-01 | ExAnte2019 | IOU workpaper | 2019-11-06 | Cap-Tons | 1 |  |  | 0 | 0 | 0 | -70.1441 | 0 | 32.3162 | [6 empty] | DEER:HVAC_Split-Package_HP | Annual | FALSE
Any | SWHC046AD | ESe | new | CZ05 | cDXHP | SWHC046-01 | ExAnte2019 | IOU workpaper | 2019-11-06 | Cap-Tons | 1 |  |  | 0 | 0 | 0 | -80.1396 | 0 | 34.0628 | [6 empty] | DEER:HVAC_Split-Package_HP | Annual | FALSE
Any | SWHC046AD | ESe | new | CZ06 | cDXHP | SWHC046-01 | ExAnte2019 | IOU workpaper | 2019-11-06 | Cap-Tons | 1 |  |  | 0 | 0 | 0 | 30.0847 | 0 | 14.0859 | [6 empty] | DEER:HVAC_Split-Package_HP | Annual | FALSE
Any | SWHC046AD | ESe | new | CZ07 | cDXHP | SWHC046-01 | ExAnte2019 | IOU workpaper | 2019-11-06 | Cap-Tons | 1 |  |  | 0 | 0 | 0 | 46.4099 | 0 | 9.7622 | [6 empty] | DEER:HVAC_Split-Package_HP | Annual | FALSE
Any | SWHC046AD | ESe | new | CZ08 | cDXHP | SWHC046-01 | ExAnte2019 | IOU workpaper | 2019-11-06 | Cap-Tons | 1 |  |  | 0 | 0 | 0 | 36.0649 | 0 | 13.1647 | [6 empty] | DEER:HVAC_Split-Package_HP | Annual | FALSE
Any | SWHC046AD | ESe | new | CZ09 | cDXHP | SWHC046-01 | ExAnte2019 | IOU workpaper | 2019-11-06 | Cap-Tons | 1 |  |  | 0 | 0 | 0 | 44.452 | 0 | 15.0388 | [6 empty] | DEER:HVAC_Split-Package_HP | Annual | FALSE
Any | SWHC046AD | ESe | new | CZ10 | cDXHP | SWHC046-01 | ExAnte2019 | IOU workpaper | 2019-11-06 | Cap-Tons | 1 |  |  | 0 | 0 | 0 | 26.9696 | 0 | 18.7719 | [6 empty] | DEER:HVAC_Split-Package_HP | Annual | FALSE
Any | SWHC046AD | ESe | new | CZ11 | cDXHP | SWHC046-01 | ExAnte2019 | IOU workpaper | 2019-11-06 | Cap-Tons | 1 |  |  | 0 | 0 | 0 | -108.0134 | 0 | 42.1609 | [6 empty] | DEER:HVAC_Split-Package_HP | Annual | FALSE
Any | SWHC046AD | ESe | new | CZ12 | cDXHP | SWHC046-01 | ExAnte2019 | IOU workpaper | 2019-11-06 | Cap-Tons | 1 |  |  | 0 | 0 | 0 | -126.34 | 0 | 44.716 | [6 empty] | DEER:HVAC_Split-Package_HP | Annual | FALSE
Any | SWHC046AD | ESe | new | CZ13 | cDXHP | SWHC046-01 | ExAnte2019 | IOU workpaper | 2019-11-06 | Cap-Tons | 1 |  |  | 0 | 0 | 0 | -77.674 | 0 | 36.9942 | [6 empty] | DEER:HVAC_Split-Package_HP | Annual | FALSE
Any | SWHC046AD | ESe | new | CZ14 | cDXHP | SWHC046-01 | ExAnte2019 | IOU workpaper | 2019-11-06 | Cap-Tons | 1 |  |  | 0 | 0 | 0 | -93.5043 | 0 | 38.7337 | [6 empty] | DEER:HVAC_Split-Package_HP | Annual | FALSE
Any | SWHC046AD | ESe | new | CZ15 | cDXHP | SWHC046-01 | ExAnte2019 | IOU workpaper | 2019-11-06 | Cap-Tons | 1 |  |  | 0 | 0 | 0 | 110.8333 | 0 | 5.6003 | [6 empty] | DEER:HVAC_Split-Package_HP | Annual | FALSE
Any | SWHC046AD | ESe | new | CZ16 | cDXHP | SWHC046-01 | ExAnte2019 | IOU workpaper | 2019-11-06 | Cap-Tons | 1 |  |  | 0 | 0 | 0 | -577.9723 | 0 | 100.256 | [6 empty] | DEER:HVAC_Split-Package_HP | Annual | FALSE
Any | SWHC046AD | EUn | new | CZ01 | cDXHP | SWHC046-01 | ExAnte2019 | IOU workpaper | 2019-11-06 | Cap-Tons | 1 |  |  | 0 | 0 | 0 | -287.4443 | 0 | 89.3643 | [6 empty] | DEER:HVAC_Split-Package_HP | Annual | FALSE
Any | SWHC046AD | EUn | new | CZ02 | cDXHP | SWHC046-01 | ExAnte2019 | IOU workpaper | 2019-11-06 | Cap-Tons | 1 |  |  | 0 | 0 | 0 | -131.752 | 0 | 55.5966 | [6 empty] | DEER:HVAC_Split-Package_HP | Annual | FALSE
Any | SWHC046AD | EUn | new | CZ03 | cDXHP | SWHC046-01 | ExAnte2019 | IOU workpaper | 2019-11-06 | Cap-Tons | 1 |  |  | 0 | 0 | 0 | -53.4947 | 0 | 44.819 | [6 empty] | DEER:HVAC_Split-Package_HP | Annual | FALSE
Any | SWHC046AD | EUn | new | CZ04 | cDXHP | SWHC046-01 | ExAnte2019 | IOU workpaper | 2019-11-06 | Cap-Tons | 1 |  |  | 0 | 0 | 0 | -57.8628 | 0 | 40.8704 | [6 empty] | DEER:HVAC_Split-Package_HP | Annual | FALSE
Any | SWHC046AD | EUn | new | CZ05 | cDXHP | SWHC046-01 | ExAnte2019 | IOU workpaper | 2019-11-06 | Cap-Tons | 1 |  |  | 0 | 0 | 0 | -75.5074 | 0 | 45.8593 | [6 empty] | DEER:HVAC_Split-Package_HP | Annual | FALSE
Any | SWHC046AD | EUn | new | CZ06 | cDXHP | SWHC046-01 | ExAnte2019 | IOU workpaper | 2019-11-06 | Cap-Tons | 1 |  |  | 0 | 0 | 0 | 68.2206 | 0 | 19.218 | [6 empty] | DEER:HVAC_Split-Package_HP | Annual | FALSE
Any | SWHC046AD | EUn | new | CZ07 | cDXHP | SWHC046-01 | ExAnte2019 | IOU workpaper | 2019-11-06 | Cap-Tons | 1 |  |  | 0 | 0 | 0 | 84.7596 | 0 | 13.818 | [6 empty] | DEER:HVAC_Split-Package_HP | Annual | FALSE
Any | SWHC046AD | EUn | new | CZ08 | cDXHP | SWHC046-01 | ExAnte2019 | IOU workpaper | 2019-11-06 | Cap-Tons | 1 |  |  | 0 | 0 | 0 | 72.5964 | 0 | 18.5528 | [6 empty] | DEER:HVAC_Split-Package_HP | Annual | FALSE
Any | SWHC046AD | EUn | new | CZ09 | cDXHP | SWHC046-01 | ExAnte2019 | IOU workpaper | 2019-11-06 | Cap-Tons | 1 |  |  | 0 | 0 | 0 | 93.8849 | 0 | 20.0445 | [6 empty] | DEER:HVAC_Split-Package_HP | Annual | FALSE
Any | SWHC046AD | EUn | new | CZ10 | cDXHP | SWHC046-01 | ExAnte2019 | IOU workpaper | 2019-11-06 | Cap-Tons | 1 |  |  | 0 | 0 | 0 | 86.2296 | 0 | 21.2458 | [6 empty] | DEER:HVAC_Split-Package_HP | Annual | FALSE
Any | SWHC046AD | EUn | new | CZ11 | cDXHP | SWHC046-01 | ExAnte2019 | IOU workpaper | 2019-11-06 | Cap-Tons | 1 |  |  | 0 | 0 | 0 | -28.6123 | 0 | 43.0312 | [6 empty] | DEER:HVAC_Split-Package_HP | Annual | FALSE
Any | SWHC046AD | EUn | new | CZ12 | cDXHP | SWHC046-01 | ExAnte2019 | IOU workpaper | 2019-11-06 | Cap-Tons | 1 |  |  | 0 | 0 | 0 | -56.0982 | 0 | 46.1227 | [6 empty] | DEER:HVAC_Split-Package_HP | Annual | FALSE
Any | SWHC046AD | EUn | new | CZ13 | cDXHP | SWHC046-01 | ExAnte2019 | IOU workpaper | 2019-11-06 | Cap-Tons | 1 |  |  | 0 | 0 | 0 | 0.1712 | 0 | 37.8126 | [6 empty] | DEER:HVAC_Split-Package_HP | Annual | FALSE
Any | SWHC046AD | EUn | new | CZ14 | cDXHP | SWHC046-01 | ExAnte2019 | IOU workpaper | 2019-11-06 | Cap-Tons | 1 |  |  | 0 | 0 | 0 | -22.22 | 0 | 40.9415 | [6 empty] | DEER:HVAC_Split-Package_HP | Annual | FALSE
Any | SWHC046AD | EUn | new | CZ15 | cDXHP | SWHC046-01 | ExAnte2019 | IOU workpaper | 2019-11-06 | Cap-Tons | 1 |  |  | 0 | 0 | 0 | 200.7657 | 0 | 6.2616 | [6 empty] | DEER:HVAC_Split-Package_HP | Annual | FALSE
Any | SWHC046AD | EUn | new | CZ16 | cDXHP | SWHC046-01 | ExAnte2019 | IOU workpaper | 2019-11-06 | Cap-Tons | 1 |  |  | 0 | 0 | 0 | -551.1349 | 0 | 107.3707 | [6 empty] | DEER:HVAC_Split-Package_HP | Annual | FALSE
Any | SWHC046AD | Gro | new | CZ01 | cDXHP | SWHC046-01 | ExAnte2019 | IOU workpaper | 2019-11-06 | Cap-Tons | 1 |  |  | 0 | 0 | 0 | -2269.243 | 0 | 495.8101 | [6 empty] | DEER:HVAC_Split-Package_HP | Annual | FALSE
Any | SWHC046AD | Gro | new | CZ02 | cDXHP | SWHC046-01 | ExAnte2019 | IOU workpaper | 2019-11-06 | Cap-Tons | 1 |  |  | 0 | 0 | 0 | -476.6596 | 0 | 167.0243 | [6 empty] | DEER:HVAC_Split-Package_HP | Annual | FALSE
Any | SWHC046AD | Gro | new | CZ03 | cDXHP | SWHC046-01 | ExAnte2019 | IOU workpaper | 2019-11-06 | Cap-Tons | 1 |  |  | 0 | 0 | 0 | -670.6759 | 0 | 220.7772 | [6 empty] | DEER:HVAC_Split-Package_HP | Annual | FALSE
Any | SWHC046AD | Gro | new | CZ04 | cDXHP | SWHC046-01 | ExAnte2019 | IOU workpaper | 2019-11-06 | Cap-Tons | 1 |  |  | 0 | 0 | 0 | -304.0892 | 0 | 145.9162 | [6 empty] | DEER:HVAC_Split-Package_HP | Annual | FALSE
Any | SWHC046AD | Gro | new | CZ05 | cDXHP | SWHC046-01 | ExAnte2019 | IOU workpaper | 2019-11-06 | Cap-Tons | 1 |  |  | 0 | 0 | 0 | -867.8528 | 0 | 259.3173 | [6 empty] | DEER:HVAC_Split-Package_HP | Annual | FALSE
Any | SWHC046AD | Gro | new | CZ06 | cDXHP | SWHC046-01 | ExAnte2019 | IOU workpaper | 2019-11-06 | Cap-Tons | 1 |  |  | 0 | 0 | 0 | -96.6448 | 0 | 94.083 | [6 empty] | DEER:HVAC_Split-Package_HP | Annual | FALSE
Any | SWHC046AD | Gro | new | CZ07 | cDXHP | SWHC046-01 | ExAnte2019 | IOU workpaper | 2019-11-06 | Cap-Tons | 1 |  |  | 0 | 0 | 0 | -43.7334 | 0 | 107.6528 | [6 empty] | DEER:HVAC_Split-Package_HP | Annual | FALSE
Any | SWHC046AD | Gro | new | CZ08 | cDXHP | SWHC046-01 | ExAnte2019 | IOU workpaper | 2019-11-06 | Cap-Tons | 1 |  |  | 0 | 0 | 0 | 93.2738 | 0 | 78.4697 | [6 empty] | DEER:HVAC_Split-Package_HP | Annual | FALSE
Any | SWHC046AD | Gro | new | CZ09 | cDXHP | SWHC046-01 | ExAnte2019 | IOU workpaper | 2019-11-06 | Cap-Tons | 1 |  |  | 0 | 0 | 0 | 115.0216 | 0 | 71.7977 | [6 empty] | DEER:HVAC_Split-Package_HP | Annual | FALSE
Any | SWHC046AD | Gro | new | CZ10 | cDXHP | SWHC046-01 | ExAnte2019 | IOU workpaper | 2019-11-06 | Cap-Tons | 1 |  |  | 0 | 0 | 0 | 74.8292 | 0 | 80.3919 | [6 empty] | DEER:HVAC_Split-Package_HP | Annual | FALSE
Any | SWHC046AD | Gro | new | CZ11 | cDXHP | SWHC046-01 | ExAnte2019 | IOU workpaper | 2019-11-06 | Cap-Tons | 1 |  |  | 0 | 0 | 0 | -191.0814 | 0 | 111.9016 | [6 empty] | DEER:HVAC_Split-Package_HP | Annual | FALSE
Any | SWHC046AD | Gro | new | CZ12 | cDXHP | SWHC046-01 | ExAnte2019 | IOU workpaper | 2019-11-06 | Cap-Tons | 1 |  |  | 0 | 0 | 0 | -192.3363 | 0 | 113.6307 | [6 empty] | DEER:HVAC_Split-Package_HP | Annual | FALSE
Any | SWHC046AD | Gro | new | CZ13 | cDXHP | SWHC046-01 | ExAnte2019 | IOU workpaper | 2019-11-06 | Cap-Tons | 1 |  |  | 0 | 0 | 0 | -108.7923 | 0 | 103.0754 | [6 empty] | DEER:HVAC_Split-Package_HP | Annual | FALSE
Any | SWHC046AD | Gro | new | CZ14 | cDXHP | SWHC046-01 | ExAnte2019 | IOU workpaper | 2019-11-06 | Cap-Tons | 1 |  |  | 0 | 0 | 0 | -162.4185 | 0 | 109.7289 | [6 empty] | DEER:HVAC_Split-Package_HP | Annual | FALSE
Any | SWHC046AD | Gro | new | CZ15 | cDXHP | SWHC046-01 | ExAnte2019 | IOU workpaper | 2019-11-06 | Cap-Tons | 1 |  |  | 0 | 0 | 0 | 385.8418 | 0 | 25.6488 | [6 empty] | DEER:HVAC_Split-Package_HP | Annual | FALSE
Any | SWHC046AD | Gro | new | CZ16 | cDXHP | SWHC046-01 | ExAnte2019 | IOU workpaper | 2019-11-06 | Cap-Tons | 1 |  |  | 0 | 0 | 0 | -1786.0393 | 0 | 344.6283 | [6 empty] | DEER:HVAC_Split-Package_HP | Annual | FALSE
Any | SWHC046AD | Hsp | new | CZ01 | cDXHP | SWHC046-01 | ExAnte2019 | IOU workpaper | 2019-11-06 | Cap-Tons | 1 |  |  | 0 | 0 | 0 | 85.7009 | 0 | 82.6661 | [6 empty] | DEER:HVAC_Split-Package_HP | Annual | FALSE
Any | SWHC046AD | Hsp | new | CZ02 | cDXHP | SWHC046-01 | ExAnte2019 | IOU workpaper | 2019-11-06 | Cap-Tons | 1 |  |  | 0 | 0 | 0 | 212.2283 | 0 | 53.4514 | [6 empty] | DEER:HVAC_Split-Package_HP | Annual | FALSE
Any | SWHC046AD | Hsp | new | CZ03 | cDXHP | SWHC046-01 | ExAnte2019 | IOU workpaper | 2019-11-06 | Cap-Tons | 1 |  |  | 0 | 0 | 0 | 269.9172 | 0 | 40.3883 | [6 empty] | DEER:HVAC_Split-Package_HP | Annual | FALSE
Any | SWHC046AD | Hsp | new | CZ04 | cDXHP | SWHC046-01 | ExAnte2019 | IOU workpaper | 2019-11-06 | Cap-Tons | 1 |  |  | 0 | 0 | 0 | 257.3466 | 0 | 39.9783 | [6 empty] | DEER:HVAC_Split-Package_HP | Annual | FALSE
Any | SWHC046AD | Hsp | new | CZ05 | cDXHP | SWHC046-01 | ExAnte2019 | IOU workpaper | 2019-11-06 | Cap-Tons | 1 |  |  | 0 | 0 | 0 | 244.6417 | 0 | 45.3315 | [6 empty] | DEER:HVAC_Split-Package_HP | Annual | FALSE
Any | SWHC046AD | Hsp | new | CZ06 | cDXHP | SWHC046-01 | ExAnte2019 | IOU workpaper | 2019-11-06 | Cap-Tons | 1 |  |  | 0 | 0 | 0 | 351.5061 | 0 | 19.6284 | [6 empty] | DEER:HVAC_Split-Package_HP | Annual | FALSE
Any | SWHC046AD | Hsp | new | CZ07 | cDXHP | SWHC046-01 | ExAnte2019 | IOU workpaper | 2019-11-06 | Cap-Tons | 1 |  |  | 0 | 0 | 0 | 383.1782 | 0 | 8.8971 | [6 empty] | DEER:HVAC_Split-Package_HP | Annual | FALSE
Any | SWHC046AD | Hsp | new | CZ08 | cDXHP | SWHC046-01 | ExAnte2019 | IOU workpaper | 2019-11-06 | Cap-Tons | 1 |  |  | 0 | 0 | 0 | 381.0031 | 0 | 14.9149 | [6 empty] | DEER:HVAC_Split-Package_HP | Annual | FALSE
Any | SWHC046AD | Hsp | new | CZ09 | cDXHP | SWHC046-01 | ExAnte2019 | IOU workpaper | 2019-11-06 | Cap-Tons | 1 |  |  | 0 | 0 | 0 | 364.6307 | 0 | 20.4589 | [6 empty] | DEER:HVAC_Split-Package_HP | Annual | FALSE
Any | SWHC046AD | Hsp | new | CZ10 | cDXHP | SWHC046-01 | ExAnte2019 | IOU workpaper | 2019-11-06 | Cap-Tons | 1 |  |  | 0 | 0 | 0 | 364.3412 | 0 | 24.6273 | [6 empty] | DEER:HVAC_Split-Package_HP | Annual | FALSE
Any | SWHC046AD | Hsp | new | CZ11 | cDXHP | SWHC046-01 | ExAnte2019 | IOU workpaper | 2019-11-06 | Cap-Tons | 1 |  |  | 0 | 0 | 0 | 223.1178 | 0 | 51.4601 | [6 empty] | DEER:HVAC_Split-Package_HP | Annual | FALSE
Any | SWHC046AD | Hsp | new | CZ12 | cDXHP | SWHC046-01 | ExAnte2019 | IOU workpaper | 2019-11-06 | Cap-Tons | 1 |  |  | 0 | 0 | 0 | 237.7641 | 0 | 48.7415 | [6 empty] | DEER:HVAC_Split-Package_HP | Annual | FALSE
Any | SWHC046AD | Hsp | new | CZ13 | cDXHP | SWHC046-01 | ExAnte2019 | IOU workpaper | 2019-11-06 | Cap-Tons | 1 |  |  | 0 | 0 | 0 | 259.0968 | 0 | 45.539 | [6 empty] | DEER:HVAC_Split-Package_HP | Annual | FALSE
Any | SWHC046AD | Hsp | new | CZ14 | cDXHP | SWHC046-01 | ExAnte2019 | IOU workpaper | 2019-11-06 | Cap-Tons | 1 |  |  | 0 | 0 | 0 | 185.5654 | 0 | 57.1257 | [6 empty] | DEER:HVAC_Split-Package_HP | Annual | FALSE
Any | SWHC046AD | Hsp | new | CZ15 | cDXHP | SWHC046-01 | ExAnte2019 | IOU workpaper | 2019-11-06 | Cap-Tons | 1 |  |  | 0 | 0 | 0 | 446.4779 | 0 | 9.1517 | [6 empty] | DEER:HVAC_Split-Package_HP | Annual | FALSE
Any | SWHC046AD | Hsp | new | CZ16 | cDXHP | SWHC046-01 | ExAnte2019 | IOU workpaper | 2019-11-06 | Cap-Tons | 1 |  |  | 0 | 0 | 0 | -286.8706 | 0 | 124.1237 | [6 empty] | DEER:HVAC_Split-Package_HP | Annual | FALSE
Any | SWHC046AD | Htl | new | CZ01 | cDXHP | SWHC046-01 | ExAnte2019 | IOU workpaper | 2019-11-06 | Cap-Tons | 1 |  |  | 0 | 0 | 0 | -940.0925 | 0 | 223.0052 | [6 empty] | DEER:HVAC_Split-Package_HP | Annual | FALSE
Any | SWHC046AD | Htl | new | CZ02 | cDXHP | SWHC046-01 | ExAnte2019 | IOU workpaper | 2019-11-06 | Cap-Tons | 1 |  |  | 0 | 0 | 0 | -510.2855 | 0 | 140.5848 | [6 empty] | DEER:HVAC_Split-Package_HP | Annual | FALSE
Any | SWHC046AD | Htl | new | CZ03 | cDXHP | SWHC046-01 | ExAnte2019 | IOU workpaper | 2019-11-06 | Cap-Tons | 1 |  |  | 0 | 0 | 0 | -325.6463 | 0 | 121.7653 | [6 empty] | DEER:HVAC_Split-Package_HP | Annual | FALSE
Any | SWHC046AD | Htl | new | CZ04 | cDXHP | SWHC046-01 | ExAnte2019 | IOU workpaper | 2019-11-06 | Cap-Tons | 1 |  |  | 0 | 0 | 0 | -308.1216 | 0 | 102.1093 | [6 empty] | DEER:HVAC_Split-Package_HP | Annual | FALSE
Any | SWHC046AD | Htl | new | CZ05 | cDXHP | SWHC046-01 | ExAnte2019 | IOU workpaper | 2019-11-06 | Cap-Tons | 1 |  |  | 0 | 0 | 0 | -420.3633 | 0 | 131.1452 | [6 empty] | DEER:HVAC_Split-Package_HP | Annual | FALSE
Any | SWHC046AD | Htl | new | CZ06 | cDXHP | SWHC046-01 | ExAnte2019 | IOU workpaper | 2019-11-06 | Cap-Tons | 1 |  |  | 0 | 0 | 0 | -7.4283 | 0 | 60.4898 | [6 empty] | DEER:HVAC_Split-Package_HP | Annual | FALSE
Any | SWHC046AD | Htl | new | CZ07 | cDXHP | SWHC046-01 | ExAnte2019 | IOU workpaper | 2019-11-06 | Cap-Tons | 1 |  |  | 0 | 0 | 0 | 77.0205 | 0 | 42.0976 | [6 empty] | DEER:HVAC_Split-Package_HP | Annual | FALSE
Any | SWHC046AD | Htl | new | CZ08 | cDXHP | SWHC046-01 | ExAnte2019 | IOU workpaper | 2019-11-06 | Cap-Tons | 1 |  |  | 0 | 0 | 0 | 64.8802 | 0 | 49.3754 | [6 empty] | DEER:HVAC_Split-Package_HP | Annual | FALSE
Any | SWHC046AD | Htl | new | CZ09 | cDXHP | SWHC046-01 | ExAnte2019 | IOU workpaper | 2019-11-06 | Cap-Tons | 1 |  |  | 0 | 0 | 0 | 69.1992 | 0 | 53.9673 | [6 empty] | DEER:HVAC_Split-Package_HP | Annual | FALSE
Any | SWHC046AD | Htl | new | CZ10 | cDXHP | SWHC046-01 | ExAnte2019 | IOU workpaper | 2019-11-06 | Cap-Tons | 1 |  |  | 0 | 0 | 0 | 26.4983 | 0 | 63.0422 | [6 empty] | DEER:HVAC_Split-Package_HP | Annual | FALSE
Any | SWHC046AD | Htl | new | CZ11 | cDXHP | SWHC046-01 | ExAnte2019 | IOU workpaper | 2019-11-06 | Cap-Tons | 1 |  |  | 0 | 0 | 0 | -229.0459 | 0 | 104.898 | [6 empty] | DEER:HVAC_Split-Package_HP | Annual | FALSE
Any | SWHC046AD | Htl | new | CZ12 | cDXHP | SWHC046-01 | ExAnte2019 | IOU workpaper | 2019-11-06 | Cap-Tons | 1 |  |  | 0 | 0 | 0 | -261.2885 | 0 | 111.6115 | [6 empty] | DEER:HVAC_Split-Package_HP | Annual | FALSE
Any | SWHC046AD | Htl | new | CZ13 | cDXHP | SWHC046-01 | ExAnte2019 | IOU workpaper | 2019-11-06 | Cap-Tons | 1 |  |  | 0 | 0 | 0 | -154.9509 | 0 | 93.8127 | [6 empty] | DEER:HVAC_Split-Package_HP | Annual | FALSE
Any | SWHC046AD | Htl | new | CZ14 | cDXHP | SWHC046-01 | ExAnte2019 | IOU workpaper | 2019-11-06 | Cap-Tons | 1 |  |  | 0 | 0 | 0 | -272.126 | 0 | 108.3606 | [6 empty] | DEER:HVAC_Split-Package_HP | Annual | FALSE
Any | SWHC046AD | Htl | new | CZ15 | cDXHP | SWHC046-01 | ExAnte2019 | IOU workpaper | 2019-11-06 | Cap-Tons | 1 |  |  | 0 | 0 | 0 | 295.9693 | 0 | 23.571 | [6 empty] | DEER:HVAC_Split-Package_HP | Annual | FALSE
Any | SWHC046AD | Htl | new | CZ16 | cDXHP | SWHC046-01 | ExAnte2019 | IOU workpaper | 2019-11-06 | Cap-Tons | 1 |  |  | 0 | 0 | 0 | -1422.9682 | 0 | 241.3107 | [6 empty] | DEER:HVAC_Split-Package_HP | Annual | FALSE
Any | SWHC046AD | MBT | new | CZ01 | cDXHP | SWHC046-01 | ExAnte2019 | IOU workpaper | 2019-11-06 | Cap-Tons | 1 |  |  | 0 | 0 | 0 | -170.5457 | 0 | 59.5441 | [6 empty] | DEER:HVAC_Split-Package_HP | Annual | FALSE
Any | SWHC046AD | MBT | new | CZ02 | cDXHP | SWHC046-01 | ExAnte2019 | IOU workpaper | 2019-11-06 | Cap-Tons | 1 |  |  | 0 | 0 | 0 | -36.2145 | 0 | 32.8151 | [6 empty] | DEER:HVAC_Split-Package_HP | Annual | FALSE
Any | SWHC046AD | MBT | new | CZ03 | cDXHP | SWHC046-01 | ExAnte2019 | IOU workpaper | 2019-11-06 | Cap-Tons | 1 |  |  | 0 | 0 | 0 | -3.7096 | 0 | 28.1629 | [6 empty] | DEER:HVAC_Split-Package_HP | Annual | FALSE
Any | SWHC046AD | MBT | new | CZ04 | cDXHP | SWHC046-01 | ExAnte2019 | IOU workpaper | 2019-11-06 | Cap-Tons | 1 |  |  | 0 | 0 | 0 | 9.9703 | 0 | 22.6372 | [6 empty] | DEER:HVAC_Split-Package_HP | Annual | FALSE
Any | SWHC046AD | MBT | new | CZ05 | cDXHP | SWHC046-01 | ExAnte2019 | IOU workpaper | 2019-11-06 | Cap-Tons | 1 |  |  | 0 | 0 | 0 | -17.4942 | 0 | 28.6502 | [6 empty] | DEER:HVAC_Split-Package_HP | Annual | FALSE
Any | SWHC046AD | MBT | new | CZ06 | cDXHP | SWHC046-01 | ExAnte2019 | IOU workpaper | 2019-11-06 | Cap-Tons | 1 |  |  | 0 | 0 | 0 | 71.1204 | 0 | 12.5579 | [6 empty] | DEER:HVAC_Split-Package_HP | Annual | FALSE
Any | SWHC046AD | MBT | new | CZ07 | cDXHP | SWHC046-01 | ExAnte2019 | IOU workpaper | 2019-11-06 | Cap-Tons | 1 |  |  | 0 | 0 | 0 | 75.1117 | 0 | 9.0858 | [6 empty] | DEER:HVAC_Split-Package_HP | Annual | FALSE
Any | SWHC046AD | MBT | new | CZ08 | cDXHP | SWHC046-01 | ExAnte2019 | IOU workpaper | 2019-11-06 | Cap-Tons | 1 |  |  | 0 | 0 | 0 | 84.2821 | 0 | 10.7817 | [6 empty] | DEER:HVAC_Split-Package_HP | Annual | FALSE
Any | SWHC046AD | MBT | new | CZ09 | cDXHP | SWHC046-01 | ExAnte2019 | IOU workpaper | 2019-11-06 | Cap-Tons | 1 |  |  | 0 | 0 | 0 | 109.6241 | 0 | 13.2121 | [6 empty] | DEER:HVAC_Split-Package_HP | Annual | FALSE
Any | SWHC046AD | MBT | new | CZ10 | cDXHP | SWHC046-01 | ExAnte2019 | IOU workpaper | 2019-11-06 | Cap-Tons | 1 |  |  | 0 | 0 | 0 | 101.3317 | 0 | 13.3647 | [6 empty] | DEER:HVAC_Split-Package_HP | Annual | FALSE
Any | SWHC046AD | MBT | new | CZ11 | cDXHP | SWHC046-01 | ExAnte2019 | IOU workpaper | 2019-11-06 | Cap-Tons | 1 |  |  | 0 | 0 | 0 | 47.0585 | 0 | 26.1645 | [6 empty] | DEER:HVAC_Split-Package_HP | Annual | FALSE
Any | SWHC046AD | MBT | new | CZ12 | cDXHP | SWHC046-01 | ExAnte2019 | IOU workpaper | 2019-11-06 | Cap-Tons | 1 |  |  | 0 | 0 | 0 | 22.6818 | 0 | 27.7123 | [6 empty] | DEER:HVAC_Split-Package_HP | Annual | FALSE
Any | SWHC046AD | MBT | new | CZ13 | cDXHP | SWHC046-01 | ExAnte2019 | IOU workpaper | 2019-11-06 | Cap-Tons | 1 |  |  | 0 | 0 | 0 | 59.2214 | 0 | 23.7578 | [6 empty] | DEER:HVAC_Split-Package_HP | Annual | FALSE
Any | SWHC046AD | MBT | new | CZ14 | cDXHP | SWHC046-01 | ExAnte2019 | IOU workpaper | 2019-11-06 | Cap-Tons | 1 |  |  | 0 | 0 | 0 | 41.144 | 0 | 27.153 | [6 empty] | DEER:HVAC_Split-Package_HP | Annual | FALSE
Any | SWHC046AD | MBT | new | CZ15 | cDXHP | SWHC046-01 | ExAnte2019 | IOU workpaper | 2019-11-06 | Cap-Tons | 1 |  |  | 0 | 0 | 0 | 186.0392 | 0 | 4.2406 | [6 empty] | DEER:HVAC_Split-Package_HP | Annual | FALSE
Any | SWHC046AD | MBT | new | CZ16 | cDXHP | SWHC046-01 | ExAnte2019 | IOU workpaper | 2019-11-06 | Cap-Tons | 1 |  |  | 0 | 0 | 0 | -357.7624 | 0 | 77.4249 | [6 empty] | DEER:HVAC_Split-Package_HP | Annual | FALSE
Any | SWHC046AD | MLI | new | CZ01 | cDXHP | SWHC046-01 | ExAnte2019 | IOU workpaper | 2019-11-06 | Cap-Tons | 1 |  |  | 0 | 0 | 0 | -483.2349 | 0 | 89.1956 | [6 empty] | DEER:HVAC_Split-Package_HP | Annual | FALSE
Any | SWHC046AD | MLI | new | CZ02 | cDXHP | SWHC046-01 | ExAnte2019 | IOU workpaper | 2019-11-06 | Cap-Tons | 1 |  |  | 0 | 0 | 0 | -230.2047 | 0 | 56.3522 | [6 empty] | DEER:HVAC_Split-Package_HP | Annual | FALSE
Any | SWHC046AD | MLI | new | CZ03 | cDXHP | SWHC046-01 | ExAnte2019 | IOU workpaper | 2019-11-06 | Cap-Tons | 1 |  |  | 0 | 0 | 0 | -145.9589 | 0 | 45.8279 | [6 empty] | DEER:HVAC_Split-Package_HP | Annual | FALSE
Any | SWHC046AD | MLI | new | CZ04 | cDXHP | SWHC046-01 | ExAnte2019 | IOU workpaper | 2019-11-06 | Cap-Tons | 1 |  |  | 0 | 0 | 0 | -145.3057 | 0 | 41.9715 | [6 empty] | DEER:HVAC_Split-Package_HP | Annual | FALSE
Any | SWHC046AD | MLI | new | CZ05 | cDXHP | SWHC046-01 | ExAnte2019 | IOU workpaper | 2019-11-06 | Cap-Tons | 1 |  |  | 0 | 0 | 0 | -192.7987 | 0 | 49.7348 | [6 empty] | DEER:HVAC_Split-Package_HP | Annual | FALSE
Any | SWHC046AD | MLI | new | CZ06 | cDXHP | SWHC046-01 | ExAnte2019 | IOU workpaper | 2019-11-06 | Cap-Tons | 1 |  |  | 0 | 0 | 0 | 10.4198 | 0 | 22.5601 | [6 empty] | DEER:HVAC_Split-Package_HP | Annual | FALSE
Any | SWHC046AD | MLI | new | CZ07 | cDXHP | SWHC046-01 | ExAnte2019 | IOU workpaper | 2019-11-06 | Cap-Tons | 1 |  |  | 0 | 0 | 0 | 61.4866 | 0 | 14.748 | [6 empty] | DEER:HVAC_Split-Package_HP | Annual | FALSE
Any | SWHC046AD | MLI | new | CZ08 | cDXHP | SWHC046-01 | ExAnte2019 | IOU workpaper | 2019-11-06 | Cap-Tons | 1 |  |  | 0 | 0 | 0 | 46.805 | 0 | 20.7165 | [6 empty] | DEER:HVAC_Split-Package_HP | Annual | FALSE
Any | SWHC046AD | MLI | new | CZ09 | cDXHP | SWHC046-01 | ExAnte2019 | IOU workpaper | 2019-11-06 | Cap-Tons | 1 |  |  | 0 | 0 | 0 | 55.8632 | 0 | 22.2383 | [6 empty] | DEER:HVAC_Split-Package_HP | Annual | FALSE
Any | SWHC046AD | MLI | new | CZ10 | cDXHP | SWHC046-01 | ExAnte2019 | IOU workpaper | 2019-11-06 | Cap-Tons | 1 |  |  | 0 | 0 | 0 | 41.2106 | 0 | 22.7522 | [6 empty] | DEER:HVAC_Split-Package_HP | Annual | FALSE
Any | SWHC046AD | MLI | new | CZ11 | cDXHP | SWHC046-01 | ExAnte2019 | IOU workpaper | 2019-11-06 | Cap-Tons | 1 |  |  | 0 | 0 | 0 | -103.2831 | 0 | 43.4683 | [6 empty] | DEER:HVAC_Split-Package_HP | Annual | FALSE
Any | SWHC046AD | MLI | new | CZ12 | cDXHP | SWHC046-01 | ExAnte2019 | IOU workpaper | 2019-11-06 | Cap-Tons | 1 |  |  | 0 | 0 | 0 | -119.2665 | 0 | 44.9241 | [6 empty] | DEER:HVAC_Split-Package_HP | Annual | FALSE
Any | SWHC046AD | MLI | new | CZ13 | cDXHP | SWHC046-01 | ExAnte2019 | IOU workpaper | 2019-11-06 | Cap-Tons | 1 |  |  | 0 | 0 | 0 | -57.7509 | 0 | 36.7709 | [6 empty] | DEER:HVAC_Split-Package_HP | Annual | FALSE
Any | SWHC046AD | MLI | new | CZ14 | cDXHP | SWHC046-01 | ExAnte2019 | IOU workpaper | 2019-11-06 | Cap-Tons | 1 |  |  | 0 | 0 | 0 | -138.3636 | 0 | 46.5987 | [6 empty] | DEER:HVAC_Split-Package_HP | Annual | FALSE
Any | SWHC046AD | MLI | new | CZ15 | cDXHP | SWHC046-01 | ExAnte2019 | IOU workpaper | 2019-11-06 | Cap-Tons | 1 |  |  | 0 | 0 | 0 | 155.9098 | 0 | 6.4582 | [6 empty] | DEER:HVAC_Split-Package_HP | Annual | FALSE
Any | SWHC046AD | MLI | new | CZ16 | cDXHP | SWHC046-01 | ExAnte2019 | IOU workpaper | 2019-11-06 | Cap-Tons | 1 |  |  | 0 | 0 | 0 | -724.529 | 0 | 105.6113 | [6 empty] | DEER:HVAC_Split-Package_HP | Annual | FALSE
Any | SWHC046AD | Mtl | new | CZ01 | cDXHP | SWHC046-01 | ExAnte2019 | IOU workpaper | 2019-11-06 | Cap-Tons | 1 |  |  | 0 | 0 | 0 | -24.3086 | 0 | 110.1401 | [6 empty] | DEER:HVAC_Split-Package_HP | Annual | FALSE
Any | SWHC046AD | Mtl | new | CZ02 | cDXHP | SWHC046-01 | ExAnte2019 | IOU workpaper | 2019-11-06 | Cap-Tons | 1 |  |  | 0 | 0 | 0 | -21.0217 | 0 | 102.0328 | [6 empty] | DEER:HVAC_Split-Package_HP | Annual | FALSE
Any | SWHC046AD | Mtl | new | CZ03 | cDXHP | SWHC046-01 | ExAnte2019 | IOU workpaper | 2019-11-06 | Cap-Tons | 1 |  |  | 0 | 0 | 0 | 208.5649 | 0 | 54.962 | [6 empty] | DEER:HVAC_Split-Package_HP | Annual | FALSE
Any | SWHC046AD | Mtl | new | CZ04 | cDXHP | SWHC046-01 | ExAnte2019 | IOU workpaper | 2019-11-06 | Cap-Tons | 1 |  |  | 0 | 0 | 0 | 63.3571 | 0 | 76.0718 | [6 empty] | DEER:HVAC_Split-Package_HP | Annual | FALSE
Any | SWHC046AD | Mtl | new | CZ05 | cDXHP | SWHC046-01 | ExAnte2019 | IOU workpaper | 2019-11-06 | Cap-Tons | 1 |  |  | 0 | 0 | 0 | 156.5903 | 0 | 66.0154 | [6 empty] | DEER:HVAC_Split-Package_HP | Annual | FALSE
Any | SWHC046AD | Mtl | new | CZ06 | cDXHP | SWHC046-01 | ExAnte2019 | IOU workpaper | 2019-11-06 | Cap-Tons | 1 |  |  | 0 | 0 | 0 | 334.8188 | 0 | 20.91 | [6 empty] | DEER:HVAC_Split-Package_HP | Annual | FALSE
Any | SWHC046AD | Mtl | new | CZ07 | cDXHP | SWHC046-01 | ExAnte2019 | IOU workpaper | 2019-11-06 | Cap-Tons | 1 |  |  | 0 | 0 | 0 | 370.6178 | 0 | 7.3941 | [6 empty] | DEER:HVAC_Split-Package_HP | Annual | FALSE
Any | SWHC046AD | Mtl | new | CZ08 | cDXHP | SWHC046-01 | ExAnte2019 | IOU workpaper | 2019-11-06 | Cap-Tons | 1 |  |  | 0 | 0 | 0 | 294.5836 | 0 | 22.4081 | [6 empty] | DEER:HVAC_Split-Package_HP | Annual | FALSE
Any | SWHC046AD | Mtl | new | CZ09 | cDXHP | SWHC046-01 | ExAnte2019 | IOU workpaper | 2019-11-06 | Cap-Tons | 1 |  |  | 0 | 0 | 0 | 335.1806 | 0 | 24.8391 | [6 empty] | DEER:HVAC_Split-Package_HP | Annual | FALSE
Any | SWHC046AD | Mtl | new | CZ10 | cDXHP | SWHC046-01 | ExAnte2019 | IOU workpaper | 2019-11-06 | Cap-Tons | 1 |  |  | 0 | 0 | 0 | 290.1875 | 0 | 38.5989 | [6 empty] | DEER:HVAC_Split-Package_HP | Annual | FALSE
Any | SWHC046AD | Mtl | new | CZ11 | cDXHP | SWHC046-01 | ExAnte2019 | IOU workpaper | 2019-11-06 | Cap-Tons | 1 |  |  | 0 | 0 | 0 | 148.0752 | 0 | 68.6856 | [6 empty] | DEER:HVAC_Split-Package_HP | Annual | FALSE
Any | SWHC046AD | Mtl | new | CZ12 | cDXHP | SWHC046-01 | ExAnte2019 | IOU workpaper | 2019-11-06 | Cap-Tons | 1 |  |  | 0 | 0 | 0 | 113.484 | 0 | 73.9884 | [6 empty] | DEER:HVAC_Split-Package_HP | Annual | FALSE
Any | SWHC046AD | Mtl | new | CZ13 | cDXHP | SWHC046-01 | ExAnte2019 | IOU workpaper | 2019-11-06 | Cap-Tons | 1 |  |  | 0 | 0 | 0 | 189.8641 | 0 | 60.5494 | [6 empty] | DEER:HVAC_Split-Package_HP | Annual | FALSE
Any | SWHC046AD | Mtl | new | CZ14 | cDXHP | SWHC046-01 | ExAnte2019 | IOU workpaper | 2019-11-06 | Cap-Tons | 1 |  |  | 0 | 0 | 0 | 93.0701 | 0 | 76.0762 | [6 empty] | DEER:HVAC_Split-Package_HP | Annual | FALSE
Any | SWHC046AD | Mtl | new | CZ15 | cDXHP | SWHC046-01 | ExAnte2019 | IOU workpaper | 2019-11-06 | Cap-Tons | 1 |  |  | 0 | 0 | 0 | 474.0945 | 0 | 9.279 | [6 empty] | DEER:HVAC_Split-Package_HP | Annual | FALSE
Any | SWHC046AD | Mtl | new | CZ16 | cDXHP | SWHC046-01 | ExAnte2019 | IOU workpaper | 2019-11-06 | Cap-Tons | 1 |  |  | 0 | 0 | 0 | -411.8369 | 0 | 148.0978 | [6 empty] | DEER:HVAC_Split-Package_HP | Annual | FALSE
Any | SWHC046AD | Nrs | new | CZ01 | cDXHP | SWHC046-01 | ExAnte2019 | IOU workpaper | 2019-11-06 | Cap-Tons | 1 |  |  | 0 | 0 | 0 | -266.5151 | 0 | 126.6776 | [6 empty] | DEER:HVAC_Split-Package_HP | Annual | FALSE
Any | SWHC046AD | Nrs | new | CZ02 | cDXHP | SWHC046-01 | ExAnte2019 | IOU workpaper | 2019-11-06 | Cap-Tons | 1 |  |  | 0 | 0 | 0 | -79.3798 | 0 | 90.6884 | [6 empty] | DEER:HVAC_Split-Package_HP | Annual | FALSE
Any | SWHC046AD | Nrs | new | CZ03 | cDXHP | SWHC046-01 | ExAnte2019 | IOU workpaper | 2019-11-06 | Cap-Tons | 1 |  |  | 0 | 0 | 0 | 25.4559 | 0 | 72.2678 | [6 empty] | DEER:HVAC_Split-Package_HP | Annual | FALSE
Any | SWHC046AD | Nrs | new | CZ04 | cDXHP | SWHC046-01 | ExAnte2019 | IOU workpaper | 2019-11-06 | Cap-Tons | 1 |  |  | 0 | 0 | 0 | 23.0443 | 0 | 68.4142 | [6 empty] | DEER:HVAC_Split-Package_HP | Annual | FALSE
Any | SWHC046AD | Nrs | new | CZ05 | cDXHP | SWHC046-01 | ExAnte2019 | IOU workpaper | 2019-11-06 | Cap-Tons | 1 |  |  | 0 | 0 | 0 | -63.5648 | 0 | 82.7415 | [6 empty] | DEER:HVAC_Split-Package_HP | Annual | FALSE
Any | SWHC046AD | Nrs | new | CZ06 | cDXHP | SWHC046-01 | ExAnte2019 | IOU workpaper | 2019-11-06 | Cap-Tons | 1 |  |  | 0 | 0 | 0 | 172.9988 | 0 | 42.6138 | [6 empty] | DEER:HVAC_Split-Package_HP | Annual | FALSE
Any | SWHC046AD | Nrs | new | CZ07 | cDXHP | SWHC046-01 | ExAnte2019 | IOU workpaper | 2019-11-06 | Cap-Tons | 1 |  |  | 0 | 0 | 0 | 222.5055 | 0 | 27.9242 | [6 empty] | DEER:HVAC_Split-Package_HP | Annual | FALSE
Any | SWHC046AD | Nrs | new | CZ08 | cDXHP | SWHC046-01 | ExAnte2019 | IOU workpaper | 2019-11-06 | Cap-Tons | 1 |  |  | 0 | 0 | 0 | 224.0662 | 0 | 35.2939 | [6 empty] | DEER:HVAC_Split-Package_HP | Annual | FALSE
Any | SWHC046AD | Nrs | new | CZ09 | cDXHP | SWHC046-01 | ExAnte2019 | IOU workpaper | 2019-11-06 | Cap-Tons | 1 |  |  | 0 | 0 | 0 | 201.9051 | 0 | 41.1808 | [6 empty] | DEER:HVAC_Split-Package_HP | Annual | FALSE
Any | SWHC046AD | Nrs | new | CZ10 | cDXHP | SWHC046-01 | ExAnte2019 | IOU workpaper | 2019-11-06 | Cap-Tons | 1 |  |  | 0 | 0 | 0 | 173.9825 | 0 | 48.542 | [6 empty] | DEER:HVAC_Split-Package_HP | Annual | FALSE
Any | SWHC046AD | Nrs | new | CZ11 | cDXHP | SWHC046-01 | ExAnte2019 | IOU workpaper | 2019-11-06 | Cap-Tons | 1 |  |  | 0 | 0 | 0 | -2.7303 | 0 | 73.91 | [6 empty] | DEER:HVAC_Split-Package_HP | Annual | FALSE
Any | SWHC046AD | Nrs | new | CZ12 | cDXHP | SWHC046-01 | ExAnte2019 | IOU workpaper | 2019-11-06 | Cap-Tons | 1 |  |  | 0 | 0 | 0 | 14.6365 | 0 | 75.4793 | [6 empty] | DEER:HVAC_Split-Package_HP | Annual | FALSE
Any | SWHC046AD | Nrs | new | CZ13 | cDXHP | SWHC046-01 | ExAnte2019 | IOU workpaper | 2019-11-06 | Cap-Tons | 1 |  |  | 0 | 0 | 0 | 68.8695 | 0 | 66.8418 | [6 empty] | DEER:HVAC_Split-Package_HP | Annual | FALSE
Any | SWHC046AD | Nrs | new | CZ14 | cDXHP | SWHC046-01 | ExAnte2019 | IOU workpaper | 2019-11-06 | Cap-Tons | 1 |  |  | 0 | 0 | 0 | -61.2336 | 0 | 80.4712 | [6 empty] | DEER:HVAC_Split-Package_HP | Annual | FALSE
Any | SWHC046AD | Nrs | new | CZ15 | cDXHP | SWHC046-01 | ExAnte2019 | IOU workpaper | 2019-11-06 | Cap-Tons | 1 |  |  | 0 | 0 | 0 | 322.8486 | 0 | 20.4289 | [6 empty] | DEER:HVAC_Split-Package_HP | Annual | FALSE
Any | SWHC046AD | Nrs | new | CZ16 | cDXHP | SWHC046-01 | ExAnte2019 | IOU workpaper | 2019-11-06 | Cap-Tons | 1 |  |  | 0 | 0 | 0 | -598.1256 | 0 | 155.9112 | [6 empty] | DEER:HVAC_Split-Package_HP | Annual | FALSE
Any | SWHC046AD | OfL | new | CZ01 | cDXHP | SWHC046-01 | ExAnte2019 | IOU workpaper | 2019-11-06 | Cap-Tons | 1 |  |  | 0 | 0 | 0 | 98.9567 | 0 | 11.9098 | [6 empty] | DEER:HVAC_Split-Package_HP | Annual | FALSE
Any | SWHC046AD | OfL | new | CZ02 | cDXHP | SWHC046-01 | ExAnte2019 | IOU workpaper | 2019-11-06 | Cap-Tons | 1 |  |  | 0 | 0 | 0 | 99.5407 | 0 | 7.5068 | [6 empty] | DEER:HVAC_Split-Package_HP | Annual | FALSE
Any | SWHC046AD | OfL | new | CZ03 | cDXHP | SWHC046-01 | ExAnte2019 | IOU workpaper | 2019-11-06 | Cap-Tons | 1 |  |  | 0 | 0 | 0 | 110.7479 | 0 | 5.358 | [6 empty] | DEER:HVAC_Split-Package_HP | Annual | FALSE
Any | SWHC046AD | OfL | new | CZ04 | cDXHP | SWHC046-01 | ExAnte2019 | IOU workpaper | 2019-11-06 | Cap-Tons | 1 |  |  | 0 | 0 | 0 | 97.7912 | 0 | 6.2077 | [6 empty] | DEER:HVAC_Split-Package_HP | Annual | FALSE
Any | SWHC046AD | OfL | new | CZ05 | cDXHP | SWHC046-01 | ExAnte2019 | IOU workpaper | 2019-11-06 | Cap-Tons | 1 |  |  | 0 | 0 | 0 | 106.3111 | 0 | 5.2667 | [6 empty] | DEER:HVAC_Split-Package_HP | Annual | FALSE
Any | SWHC046AD | OfL | new | CZ06 | cDXHP | SWHC046-01 | ExAnte2019 | IOU workpaper | 2019-11-06 | Cap-Tons | 1 |  |  | 0 | 0 | 0 | 129.331 | 0 | 1.3906 | [6 empty] | DEER:HVAC_Split-Package_HP | Annual | FALSE
Any | SWHC046AD | OfL | new | CZ07 | cDXHP | SWHC046-01 | ExAnte2019 | IOU workpaper | 2019-11-06 | Cap-Tons | 1 |  |  | 0 | 0 | 0 | 120.5725 | 0 | 0.4495 | [6 empty] | DEER:HVAC_Split-Package_HP | Annual | FALSE
Any | SWHC046AD | OfL | new | CZ08 | cDXHP | SWHC046-01 | ExAnte2019 | IOU workpaper | 2019-11-06 | Cap-Tons | 1 |  |  | 0 | 0 | 0 | 122.0345 | 0 | 1.4132 | [6 empty] | DEER:HVAC_Split-Package_HP | Annual | FALSE
Any | SWHC046AD | OfL | new | CZ09 | cDXHP | SWHC046-01 | ExAnte2019 | IOU workpaper | 2019-11-06 | Cap-Tons | 1 |  |  | 0 | 0 | 0 | 138.9095 | 0 | 2.1665 | [6 empty] | DEER:HVAC_Split-Package_HP | Annual | FALSE
Any | SWHC046AD | OfL | new | CZ10 | cDXHP | SWHC046-01 | ExAnte2019 | IOU workpaper | 2019-11-06 | Cap-Tons | 1 |  |  | 0 | 0 | 0 | 134.8721 | 0 | 1.7069 | [6 empty] | DEER:HVAC_Split-Package_HP | Annual | FALSE
Any | SWHC046AD | OfL | new | CZ11 | cDXHP | SWHC046-01 | ExAnte2019 | IOU workpaper | 2019-11-06 | Cap-Tons | 1 |  |  | 0 | 0 | 0 | 119.5585 | 0 | 7.1872 | [6 empty] | DEER:HVAC_Split-Package_HP | Annual | FALSE
Any | SWHC046AD | OfL | new | CZ12 | cDXHP | SWHC046-01 | ExAnte2019 | IOU workpaper | 2019-11-06 | Cap-Tons | 1 |  |  | 0 | 0 | 0 | 110.7768 | 0 | 6.8839 | [6 empty] | DEER:HVAC_Split-Package_HP | Annual | FALSE
Any | SWHC046AD | OfL | new | CZ13 | cDXHP | SWHC046-01 | ExAnte2019 | IOU workpaper | 2019-11-06 | Cap-Tons | 1 |  |  | 0 | 0 | 0 | 121.8927 | 0 | 6.2105 | [6 empty] | DEER:HVAC_Split-Package_HP | Annual | FALSE
Any | SWHC046AD | OfL | new | CZ14 | cDXHP | SWHC046-01 | ExAnte2019 | IOU workpaper | 2019-11-06 | Cap-Tons | 1 |  |  | 0 | 0 | 0 | 124.9624 | 0 | 6.7343 | [6 empty] | DEER:HVAC_Split-Package_HP | Annual | FALSE
Any | SWHC046AD | OfL | new | CZ15 | cDXHP | SWHC046-01 | ExAnte2019 | IOU workpaper | 2019-11-06 | Cap-Tons | 1 |  |  | 0 | 0 | 0 | 168.3047 | 0 | 0.3902 | [6 empty] | DEER:HVAC_Split-Package_HP | Annual | FALSE
Any | SWHC046AD | OfL | new | CZ16 | cDXHP | SWHC046-01 | ExAnte2019 | IOU workpaper | 2019-11-06 | Cap-Tons | 1 |  |  | 0 | 0 | 0 | -28.5201 | 0 | 27.4575 | [6 empty] | DEER:HVAC_Split-Package_HP | Annual | FALSE
Any | SWHC046AD | OfS | new | CZ01 | cDXHP | SWHC046-01 | ExAnte2019 | IOU workpaper | 2019-11-06 | Cap-Tons | 1 |  |  | 0 | 0 | 0 | -93.0058 | 0 | 40.1156 | [6 empty] | DEER:HVAC_Split-Package_HP | Annual | FALSE
Any | SWHC046AD | OfS | new | CZ02 | cDXHP | SWHC046-01 | ExAnte2019 | IOU workpaper | 2019-11-06 | Cap-Tons | 1 |  |  | 0 | 0 | 0 | -7.1135 | 0 | 24.1237 | [6 empty] | DEER:HVAC_Split-Package_HP | Annual | FALSE
Any | SWHC046AD | OfS | new | CZ03 | cDXHP | SWHC046-01 | ExAnte2019 | IOU workpaper | 2019-11-06 | Cap-Tons | 1 |  |  | 0 | 0 | 0 | 19.7307 | 0 | 20.4787 | [6 empty] | DEER:HVAC_Split-Package_HP | Annual | FALSE
Any | SWHC046AD | OfS | new | CZ04 | cDXHP | SWHC046-01 | ExAnte2019 | IOU workpaper | 2019-11-06 | Cap-Tons | 1 |  |  | 0 | 0 | 0 | 9.6527 | 0 | 20.341 | [6 empty] | DEER:HVAC_Split-Package_HP | Annual | FALSE
Any | SWHC046AD | OfS | new | CZ05 | cDXHP | SWHC046-01 | ExAnte2019 | IOU workpaper | 2019-11-06 | Cap-Tons | 1 |  |  | 0 | 0 | 0 | 6.5599 | 0 | 20.6746 | [6 empty] | DEER:HVAC_Split-Package_HP | Annual | FALSE
Any | SWHC046AD | OfS | new | CZ06 | cDXHP | SWHC046-01 | ExAnte2019 | IOU workpaper | 2019-11-06 | Cap-Tons | 1 |  |  | 0 | 0 | 0 | 94.2122 | 0 | 8.1443 | [6 empty] | DEER:HVAC_Split-Package_HP | Annual | FALSE
Any | SWHC046AD | OfS | new | CZ07 | cDXHP | SWHC046-01 | ExAnte2019 | IOU workpaper | 2019-11-06 | Cap-Tons | 1 |  |  | 0 | 0 | 0 | 105.6327 | 0 | 4.583 | [6 empty] | DEER:HVAC_Split-Package_HP | Annual | FALSE
Any | SWHC046AD | OfS | new | CZ08 | cDXHP | SWHC046-01 | ExAnte2019 | IOU workpaper | 2019-11-06 | Cap-Tons | 1 |  |  | 0 | 0 | 0 | 95.6971 | 0 | 7.9501 | [6 empty] | DEER:HVAC_Split-Package_HP | Annual | FALSE
Any | SWHC046AD | OfS | new | CZ09 | cDXHP | SWHC046-01 | ExAnte2019 | IOU workpaper | 2019-11-06 | Cap-Tons | 1 |  |  | 0 | 0 | 0 | 103.195 | 0 | 9.5106 | [6 empty] | DEER:HVAC_Split-Package_HP | Annual | FALSE
Any | SWHC046AD | OfS | new | CZ10 | cDXHP | SWHC046-01 | ExAnte2019 | IOU workpaper | 2019-11-06 | Cap-Tons | 1 |  |  | 0 | 0 | 0 | 106.4455 | 0 | 7.9945 | [6 empty] | DEER:HVAC_Split-Package_HP | Annual | FALSE
Any | SWHC046AD | OfS | new | CZ11 | cDXHP | SWHC046-01 | ExAnte2019 | IOU workpaper | 2019-11-06 | Cap-Tons | 1 |  |  | 0 | 0 | 0 | 41.2741 | 0 | 19.8369 | [6 empty] | DEER:HVAC_Split-Package_HP | Annual | FALSE
Any | SWHC046AD | OfS | new | CZ12 | cDXHP | SWHC046-01 | ExAnte2019 | IOU workpaper | 2019-11-06 | Cap-Tons | 1 |  |  | 0 | 0 | 0 | 28.7274 | 0 | 20.3486 | [6 empty] | DEER:HVAC_Split-Package_HP | Annual | FALSE
Any | SWHC046AD | OfS | new | CZ13 | cDXHP | SWHC046-01 | ExAnte2019 | IOU workpaper | 2019-11-06 | Cap-Tons | 1 |  |  | 0 | 0 | 0 | 54.3688 | 0 | 17.2708 | [6 empty] | DEER:HVAC_Split-Package_HP | Annual | FALSE
Any | SWHC046AD | OfS | new | CZ14 | cDXHP | SWHC046-01 | ExAnte2019 | IOU workpaper | 2019-11-06 | Cap-Tons | 1 |  |  | 0 | 0 | 0 | 48.2898 | 0 | 18.149 | [6 empty] | DEER:HVAC_Split-Package_HP | Annual | FALSE
Any | SWHC046AD | OfS | new | CZ15 | cDXHP | SWHC046-01 | ExAnte2019 | IOU workpaper | 2019-11-06 | Cap-Tons | 1 |  |  | 0 | 0 | 0 | 160.055 | 0 | 2.2471 | [6 empty] | DEER:HVAC_Split-Package_HP | Annual | FALSE
Any | SWHC046AD | OfS | new | CZ16 | cDXHP | SWHC046-01 | ExAnte2019 | IOU workpaper | 2019-11-06 | Cap-Tons | 1 |  |  | 0 | 0 | 0 | -264.0696 | 0 | 55.8165 | [6 empty] | DEER:HVAC_Split-Package_HP | Annual | FALSE
Any | SWHC046AD | RFF | new | CZ01 | cDXHP | SWHC046-01 | ExAnte2019 | IOU workpaper | 2019-11-06 | Cap-Tons | 1 |  |  | 0 | 0 | 0 | -643.5995 | 0 | 187.1819 | [6 empty] | DEER:HVAC_Split-Package_HP | Annual | FALSE
Any | SWHC046AD | RFF | new | CZ02 | cDXHP | SWHC046-01 | ExAnte2019 | IOU workpaper | 2019-11-06 | Cap-Tons | 1 |  |  | 0 | 0 | 0 | -343.4087 | 0 | 118.3912 | [6 empty] | DEER:HVAC_Split-Package_HP | Annual | FALSE
Any | SWHC046AD | RFF | new | CZ03 | cDXHP | SWHC046-01 | ExAnte2019 | IOU workpaper | 2019-11-06 | Cap-Tons | 1 |  |  | 0 | 0 | 0 | -182.0517 | 0 | 89.3108 | [6 empty] | DEER:HVAC_Split-Package_HP | Annual | FALSE
Any | SWHC046AD | RFF | new | CZ04 | cDXHP | SWHC046-01 | ExAnte2019 | IOU workpaper | 2019-11-06 | Cap-Tons | 1 |  |  | 0 | 0 | 0 | -195.1888 | 0 | 84.7234 | [6 empty] | DEER:HVAC_Split-Package_HP | Annual | FALSE
Any | SWHC046AD | RFF | new | CZ05 | cDXHP | SWHC046-01 | ExAnte2019 | IOU workpaper | 2019-11-06 | Cap-Tons | 1 |  |  | 0 | 0 | 0 | -215.8202 | 0 | 95.9204 | [6 empty] | DEER:HVAC_Split-Package_HP | Annual | FALSE
Any | SWHC046AD | RFF | new | CZ06 | cDXHP | SWHC046-01 | ExAnte2019 | IOU workpaper | 2019-11-06 | Cap-Tons | 1 |  |  | 0 | 0 | 0 | 38.7737 | 0 | 36.469 | [6 empty] | DEER:HVAC_Split-Package_HP | Annual | FALSE
Any | SWHC046AD | RFF | new | CZ07 | cDXHP | SWHC046-01 | ExAnte2019 | IOU workpaper | 2019-11-06 | Cap-Tons | 1 |  |  | 0 | 0 | 0 | 90.6755 | 0 | 20.8639 | [6 empty] | DEER:HVAC_Split-Package_HP | Annual | FALSE
Any | SWHC046AD | RFF | new | CZ08 | cDXHP | SWHC046-01 | ExAnte2019 | IOU workpaper | 2019-11-06 | Cap-Tons | 1 |  |  | 0 | 0 | 0 | 35.4033 | 0 | 34.8643 | [6 empty] | DEER:HVAC_Split-Package_HP | Annual | FALSE
Any | SWHC046AD | RFF | new | CZ09 | cDXHP | SWHC046-01 | ExAnte2019 | IOU workpaper | 2019-11-06 | Cap-Tons | 1 |  |  | 0 | 0 | 0 | 78.8436 | 0 | 36.9401 | [6 empty] | DEER:HVAC_Split-Package_HP | Annual | FALSE
Any | SWHC046AD | RFF | new | CZ10 | cDXHP | SWHC046-01 | ExAnte2019 | IOU workpaper | 2019-11-06 | Cap-Tons | 1 |  |  | 0 | 0 | 0 | 57.0993 | 0 | 41.4355 | [6 empty] | DEER:HVAC_Split-Package_HP | Annual | FALSE
Any | SWHC046AD | RFF | new | CZ11 | cDXHP | SWHC046-01 | ExAnte2019 | IOU workpaper | 2019-11-06 | Cap-Tons | 1 |  |  | 0 | 0 | 0 | -142.905 | 0 | 79.8754 | [6 empty] | DEER:HVAC_Split-Package_HP | Annual | FALSE
Any | SWHC046AD | RFF | new | CZ12 | cDXHP | SWHC046-01 | ExAnte2019 | IOU workpaper | 2019-11-06 | Cap-Tons | 1 |  |  | 0 | 0 | 0 | -182.9286 | 0 | 86.5446 | [6 empty] | DEER:HVAC_Split-Package_HP | Annual | FALSE
Any | SWHC046AD | RFF | new | CZ13 | cDXHP | SWHC046-01 | ExAnte2019 | IOU workpaper | 2019-11-06 | Cap-Tons | 1 |  |  | 0 | 0 | 0 | -93.1374 | 0 | 71.599 | [6 empty] | DEER:HVAC_Split-Package_HP | Annual | FALSE
Any | SWHC046AD | RFF | new | CZ14 | cDXHP | SWHC046-01 | ExAnte2019 | IOU workpaper | 2019-11-06 | Cap-Tons | 1 |  |  | 0 | 0 | 0 | -150.4435 | 0 | 80.6942 | [6 empty] | DEER:HVAC_Split-Package_HP | Annual | FALSE
Any | SWHC046AD | RFF | new | CZ15 | cDXHP | SWHC046-01 | ExAnte2019 | IOU workpaper | 2019-11-06 | Cap-Tons | 1 |  |  | 0 | 0 | 0 | 264.3841 | 0 | 10.2242 | [6 empty] | DEER:HVAC_Split-Package_HP | Annual | FALSE
Any | SWHC046AD | RFF | new | CZ16 | cDXHP | SWHC046-01 | ExAnte2019 | IOU workpaper | 2019-11-06 | Cap-Tons | 1 |  |  | 0 | 0 | 0 | -1062.0348 | 0 | 201.9524 | [6 empty] | DEER:HVAC_Split-Package_HP | Annual | FALSE
Any | SWHC046AD | RSD | new | CZ01 | cDXHP | SWHC046-01 | ExAnte2019 | IOU workpaper | 2019-11-06 | Cap-Tons | 1 |  |  | 0 | 0 | 0 | -152.9044 | 0 | 94.1921 | [6 empty] | DEER:HVAC_Split-Package_HP | Annual | FALSE
Any | SWHC046AD | RSD | new | CZ02 | cDXHP | SWHC046-01 | ExAnte2019 | IOU workpaper | 2019-11-06 | Cap-Tons | 1 |  |  | 0 | 0 | 0 | -22.9775 | 0 | 48.2361 | [6 empty] | DEER:HVAC_Split-Package_HP | Annual | FALSE
Any | SWHC046AD | RSD | new | CZ03 | cDXHP | SWHC046-01 | ExAnte2019 | IOU workpaper | 2019-11-06 | Cap-Tons | 1 |  |  | 0 | 0 | 0 | 26.105 | 0 | 32.9648 | [6 empty] | DEER:HVAC_Split-Package_HP | Annual | FALSE
Any | SWHC046AD | RSD | new | CZ04 | cDXHP | SWHC046-01 | ExAnte2019 | IOU workpaper | 2019-11-06 | Cap-Tons | 1 |  |  | 0 | 0 | 0 | 47.5173 | 0 | 27.6052 | [6 empty] | DEER:HVAC_Split-Package_HP | Annual | FALSE
Any | SWHC046AD | RSD | new | CZ05 | cDXHP | SWHC046-01 | ExAnte2019 | IOU workpaper | 2019-11-06 | Cap-Tons | 1 |  |  | 0 | 0 | 0 | 36.8589 | 0 | 29.5383 | [6 empty] | DEER:HVAC_Split-Package_HP | Annual | FALSE
Any | SWHC046AD | RSD | new | CZ06 | cDXHP | SWHC046-01 | ExAnte2019 | IOU workpaper | 2019-11-06 | Cap-Tons | 1 |  |  | 0 | 0 | 0 | 77.7911 | 0 | 8.5935 | [6 empty] | DEER:HVAC_Split-Package_HP | Annual | FALSE
Any | SWHC046AD | RSD | new | CZ07 | cDXHP | SWHC046-01 | ExAnte2019 | IOU workpaper | 2019-11-06 | Cap-Tons | 1 |  |  | 0 | 0 | 0 | 62.5099 | 0 | 3.0636 | [6 empty] | DEER:HVAC_Split-Package_HP | Annual | FALSE
Any | SWHC046AD | RSD | new | CZ08 | cDXHP | SWHC046-01 | ExAnte2019 | IOU workpaper | 2019-11-06 | Cap-Tons | 1 |  |  | 0 | 0 | 0 | 91.2141 | 0 | 7.5072 | [6 empty] | DEER:HVAC_Split-Package_HP | Annual | FALSE
Any | SWHC046AD | RSD | new | CZ09 | cDXHP | SWHC046-01 | ExAnte2019 | IOU workpaper | 2019-11-06 | Cap-Tons | 1 |  |  | 0 | 0 | 0 | 145.283 | 0 | 10.3213 | [6 empty] | DEER:HVAC_Split-Package_HP | Annual | FALSE
Any | SWHC046AD | RSD | new | CZ10 | cDXHP | SWHC046-01 | ExAnte2019 | IOU workpaper | 2019-11-06 | Cap-Tons | 1 |  |  | 0 | 0 | 0 | 142.533 | 0 | 12.1759 | [6 empty] | DEER:HVAC_Split-Package_HP | Annual | FALSE
Any | SWHC046AD | RSD | new | CZ11 | cDXHP | SWHC046-01 | ExAnte2019 | IOU workpaper | 2019-11-06 | Cap-Tons | 1 |  |  | 0 | 0 | 0 | 67.5562 | 0 | 36.7162 | [6 empty] | DEER:HVAC_Split-Package_HP | Annual | FALSE
Any | SWHC046AD | RSD | new | CZ12 | cDXHP | SWHC046-01 | ExAnte2019 | IOU workpaper | 2019-11-06 | Cap-Tons | 1 |  |  | 0 | 0 | 0 | 38.9149 | 0 | 39.0123 | [6 empty] | DEER:HVAC_Split-Package_HP | Annual | FALSE
Any | SWHC046AD | RSD | new | CZ13 | cDXHP | SWHC046-01 | ExAnte2019 | IOU workpaper | 2019-11-06 | Cap-Tons | 1 |  |  | 0 | 0 | 0 | 82.1073 | 0 | 34.1588 | [6 empty] | DEER:HVAC_Split-Package_HP | Annual | FALSE
Any | SWHC046AD | RSD | new | CZ14 | cDXHP | SWHC046-01 | ExAnte2019 | IOU workpaper | 2019-11-06 | Cap-Tons | 1 |  |  | 0 | 0 | 0 | 71.6496 | 0 | 35.4606 | [6 empty] | DEER:HVAC_Split-Package_HP | Annual | FALSE
Any | SWHC046AD | RSD | new | CZ15 | cDXHP | SWHC046-01 | ExAnte2019 | IOU workpaper | 2019-11-06 | Cap-Tons | 1 |  |  | 0 | 0 | 0 | 252.9173 | 0 | 2.0847 | [6 empty] | DEER:HVAC_Split-Package_HP | Annual | FALSE
Any | SWHC046AD | RSD | new | CZ16 | cDXHP | SWHC046-01 | ExAnte2019 | IOU workpaper | 2019-11-06 | Cap-Tons | 1 |  |  | 0 | 0 | 0 | -590.4605 | 0 | 142.4729 | [6 empty] | DEER:HVAC_Split-Package_HP | Annual | FALSE
Any | SWHC046AD | Rt3 | new | CZ01 | cDXHP | SWHC046-01 | ExAnte2019 | IOU workpaper | 2019-11-06 | Cap-Tons | 1 |  |  | 0 | 0 | 0 | 84.073 | 0 | 36.661 | [6 empty] | DEER:HVAC_Split-Package_HP | Annual | FALSE
Any | SWHC046AD | Rt3 | new | CZ02 | cDXHP | SWHC046-01 | ExAnte2019 | IOU workpaper | 2019-11-06 | Cap-Tons | 1 |  |  | 0 | 0 | 0 | 134.4514 | 0 | 17.9293 | [6 empty] | DEER:HVAC_Split-Package_HP | Annual | FALSE
Any | SWHC046AD | Rt3 | new | CZ03 | cDXHP | SWHC046-01 | ExAnte2019 | IOU workpaper | 2019-11-06 | Cap-Tons | 1 |  |  | 0 | 0 | 0 | 127.2038 | 0 | 13.0906 | [6 empty] | DEER:HVAC_Split-Package_HP | Annual | FALSE
Any | SWHC046AD | Rt3 | new | CZ04 | cDXHP | SWHC046-01 | ExAnte2019 | IOU workpaper | 2019-11-06 | Cap-Tons | 1 |  |  | 0 | 0 | 0 | 157.4232 | 0 | 10.0497 | [6 empty] | DEER:HVAC_Split-Package_HP | Annual | FALSE
Any | SWHC046AD | Rt3 | new | CZ05 | cDXHP | SWHC046-01 | ExAnte2019 | IOU workpaper | 2019-11-06 | Cap-Tons | 1 |  |  | 0 | 0 | 0 | 133.1519 | 0 | 10.3636 | [6 empty] | DEER:HVAC_Split-Package_HP | Annual | FALSE
Any | SWHC046AD | Rt3 | new | CZ06 | cDXHP | SWHC046-01 | ExAnte2019 | IOU workpaper | 2019-11-06 | Cap-Tons | 1 |  |  | 0 | 0 | 0 | 147.2261 | 0 | 2.5206 | [6 empty] | DEER:HVAC_Split-Package_HP | Annual | FALSE
Any | SWHC046AD | Rt3 | new | CZ07 | cDXHP | SWHC046-01 | ExAnte2019 | IOU workpaper | 2019-11-06 | Cap-Tons | 1 |  |  | 0 | 0 | 0 | 118.9992 | 0 | 0.6536 | [6 empty] | DEER:HVAC_Split-Package_HP | Annual | FALSE
Any | SWHC046AD | Rt3 | new | CZ08 | cDXHP | SWHC046-01 | ExAnte2019 | IOU workpaper | 2019-11-06 | Cap-Tons | 1 |  |  | 0 | 0 | 0 | 169.9515 | 0 | 1.8994 | [6 empty] | DEER:HVAC_Split-Package_HP | Annual | FALSE
Any | SWHC046AD | Rt3 | new | CZ09 | cDXHP | SWHC046-01 | ExAnte2019 | IOU workpaper | 2019-11-06 | Cap-Tons | 1 |  |  | 0 | 0 | 0 | 219.6395 | 0 | 3.2896 | [6 empty] | DEER:HVAC_Split-Package_HP | Annual | FALSE
Any | SWHC046AD | Rt3 | new | CZ10 | cDXHP | SWHC046-01 | ExAnte2019 | IOU workpaper | 2019-11-06 | Cap-Tons | 1 |  |  | 0 | 0 | 0 | 212.3453 | 0 | 3.503 | [6 empty] | DEER:HVAC_Split-Package_HP | Annual | FALSE
Any | SWHC046AD | Rt3 | new | CZ11 | cDXHP | SWHC046-01 | ExAnte2019 | IOU workpaper | 2019-11-06 | Cap-Tons | 1 |  |  | 0 | 0 | 0 | 172.7414 | 0 | 17.4541 | [6 empty] | DEER:HVAC_Split-Package_HP | Annual | FALSE
Any | SWHC046AD | Rt3 | new | CZ12 | cDXHP | SWHC046-01 | ExAnte2019 | IOU workpaper | 2019-11-06 | Cap-Tons | 1 |  |  | 0 | 0 | 0 | 159.3367 | 0 | 16.6947 | [6 empty] | DEER:HVAC_Split-Package_HP | Annual | FALSE
Any | SWHC046AD | Rt3 | new | CZ13 | cDXHP | SWHC046-01 | ExAnte2019 | IOU workpaper | 2019-11-06 | Cap-Tons | 1 |  |  | 0 | 0 | 0 | 181.1114 | 0 | 14.9476 | [6 empty] | DEER:HVAC_Split-Package_HP | Annual | FALSE
Any | SWHC046AD | Rt3 | new | CZ14 | cDXHP | SWHC046-01 | ExAnte2019 | IOU workpaper | 2019-11-06 | Cap-Tons | 1 |  |  | 0 | 0 | 0 | 181.3276 | 0 | 16.7006 | [6 empty] | DEER:HVAC_Split-Package_HP | Annual | FALSE
Any | SWHC046AD | Rt3 | new | CZ15 | cDXHP | SWHC046-01 | ExAnte2019 | IOU workpaper | 2019-11-06 | Cap-Tons | 1 |  |  | 0 | 0 | 0 | 273.4734 | 0 | 0.682 | [6 empty] | DEER:HVAC_Split-Package_HP | Annual | FALSE
Any | SWHC046AD | Rt3 | new | CZ16 | cDXHP | SWHC046-01 | ExAnte2019 | IOU workpaper | 2019-11-06 | Cap-Tons | 1 |  |  | 0 | 0 | 0 | -295.3144 | 0 | 86.7979 | [6 empty] | DEER:HVAC_Split-Package_HP | Annual | FALSE
Any | SWHC046AD | RtL | new | CZ01 | cDXHP | SWHC046-01 | ExAnte2019 | IOU workpaper | 2019-11-06 | Cap-Tons | 1 |  |  | 0 | 0 | 0 | -96.8139 | 0 | 71.5895 | [6 empty] | DEER:HVAC_Split-Package_HP | Annual | FALSE
Any | SWHC046AD | RtL | new | CZ02 | cDXHP | SWHC046-01 | ExAnte2019 | IOU workpaper | 2019-11-06 | Cap-Tons | 1 |  |  | 0 | 0 | 0 | 66.5433 | 0 | 36.557 | [6 empty] | DEER:HVAC_Split-Package_HP | Annual | FALSE
Any | SWHC046AD | RtL | new | CZ03 | cDXHP | SWHC046-01 | ExAnte2019 | IOU workpaper | 2019-11-06 | Cap-Tons | 1 |  |  | 0 | 0 | 0 | 26.8344 | 0 | 32.8496 | [6 empty] | DEER:HVAC_Split-Package_HP | Annual | FALSE
Any | SWHC046AD | RtL | new | CZ04 | cDXHP | SWHC046-01 | ExAnte2019 | IOU workpaper | 2019-11-06 | Cap-Tons | 1 |  |  | 0 | 0 | 0 | 98.8082 | 0 | 24.9454 | [6 empty] | DEER:HVAC_Split-Package_HP | Annual | FALSE
Any | SWHC046AD | RtL | new | CZ05 | cDXHP | SWHC046-01 | ExAnte2019 | IOU workpaper | 2019-11-06 | Cap-Tons | 1 |  |  | 0 | 0 | 0 | 21.4593 | 0 | 34.1183 | [6 empty] | DEER:HVAC_Split-Package_HP | Annual | FALSE
Any | SWHC046AD | RtL | new | CZ06 | cDXHP | SWHC046-01 | ExAnte2019 | IOU workpaper | 2019-11-06 | Cap-Tons | 1 |  |  | 0 | 0 | 0 | 86.8909 | 0 | 15.4169 | [6 empty] | DEER:HVAC_Split-Package_HP | Annual | FALSE
Any | SWHC046AD | RtL | new | CZ07 | cDXHP | SWHC046-01 | ExAnte2019 | IOU workpaper | 2019-11-06 | Cap-Tons | 1 |  |  | 0 | 0 | 0 | 73.9169 | 0 | 10.4527 | [6 empty] | DEER:HVAC_Split-Package_HP | Annual | FALSE
Any | SWHC046AD | RtL | new | CZ08 | cDXHP | SWHC046-01 | ExAnte2019 | IOU workpaper | 2019-11-06 | Cap-Tons | 1 |  |  | 0 | 0 | 0 | 150.3071 | 0 | 11.0225 | [6 empty] | DEER:HVAC_Split-Package_HP | Annual | FALSE
Any | SWHC046AD | RtL | new | CZ09 | cDXHP | SWHC046-01 | ExAnte2019 | IOU workpaper | 2019-11-06 | Cap-Tons | 1 |  |  | 0 | 0 | 0 | 203.3911 | 0 | 12.7668 | [6 empty] | DEER:HVAC_Split-Package_HP | Annual | FALSE
Any | SWHC046AD | RtL | new | CZ10 | cDXHP | SWHC046-01 | ExAnte2019 | IOU workpaper | 2019-11-06 | Cap-Tons | 1 |  |  | 0 | 0 | 0 | 198.5532 | 0 | 12.4298 | [6 empty] | DEER:HVAC_Split-Package_HP | Annual | FALSE
Any | SWHC046AD | RtL | new | CZ11 | cDXHP | SWHC046-01 | ExAnte2019 | IOU workpaper | 2019-11-06 | Cap-Tons | 1 |  |  | 0 | 0 | 0 | 146.0974 | 0 | 30.4298 | [6 empty] | DEER:HVAC_Split-Package_HP | Annual | FALSE
Any | SWHC046AD | RtL | new | CZ12 | cDXHP | SWHC046-01 | ExAnte2019 | IOU workpaper | 2019-11-06 | Cap-Tons | 1 |  |  | 0 | 0 | 0 | 123.9742 | 0 | 30.0012 | [6 empty] | DEER:HVAC_Split-Package_HP | Annual | FALSE
Any | SWHC046AD | RtL | new | CZ13 | cDXHP | SWHC046-01 | ExAnte2019 | IOU workpaper | 2019-11-06 | Cap-Tons | 1 |  |  | 0 | 0 | 0 | 165.3081 | 0 | 26.608 | [6 empty] | DEER:HVAC_Split-Package_HP | Annual | FALSE
Any | SWHC046AD | RtL | new | CZ14 | cDXHP | SWHC046-01 | ExAnte2019 | IOU workpaper | 2019-11-06 | Cap-Tons | 1 |  |  | 0 | 0 | 0 | 141.6975 | 0 | 31.4024 | [6 empty] | DEER:HVAC_Split-Package_HP | Annual | FALSE
Any | SWHC046AD | RtL | new | CZ15 | cDXHP | SWHC046-01 | ExAnte2019 | IOU workpaper | 2019-11-06 | Cap-Tons | 1 |  |  | 0 | 0 | 0 | 313.3872 | 0 | 3.5079 | [6 empty] | DEER:HVAC_Split-Package_HP | Annual | FALSE
Any | SWHC046AD | RtL | new | CZ16 | cDXHP | SWHC046-01 | ExAnte2019 | IOU workpaper | 2019-11-06 | Cap-Tons | 1 |  |  | 0 | 0 | 0 | -498.2198 | 0 | 128.2122 | [6 empty] | DEER:HVAC_Split-Package_HP | Annual | FALSE
Any | SWHC046AD | RtS | new | CZ01 | cDXHP | SWHC046-01 | ExAnte2019 | IOU workpaper | 2019-11-06 | Cap-Tons | 1 |  |  | 0 | 0 | 0 | -410.8512 | 0 | 121.9177 | [6 empty] | DEER:HVAC_Split-Package_HP | Annual | FALSE
Any | SWHC046AD | RtS | new | CZ02 | cDXHP | SWHC046-01 | ExAnte2019 | IOU workpaper | 2019-11-06 | Cap-Tons | 1 |  |  | 0 | 0 | 0 | -105.0423 | 0 | 60.4102 | [6 empty] | DEER:HVAC_Split-Package_HP | Annual | FALSE
Any | SWHC046AD | RtS | new | CZ03 | cDXHP | SWHC046-01 | ExAnte2019 | IOU workpaper | 2019-11-06 | Cap-Tons | 1 |  |  | 0 | 0 | 0 | -95.8117 | 0 | 57.9439 | [6 empty] | DEER:HVAC_Split-Package_HP | Annual | FALSE
Any | SWHC046AD | RtS | new | CZ04 | cDXHP | SWHC046-01 | ExAnte2019 | IOU workpaper | 2019-11-06 | Cap-Tons | 1 |  |  | 0 | 0 | 0 | -7.9118 | 0 | 43.2901 | [6 empty] | DEER:HVAC_Split-Package_HP | Annual | FALSE
Any | SWHC046AD | RtS | new | CZ05 | cDXHP | SWHC046-01 | ExAnte2019 | IOU workpaper | 2019-11-06 | Cap-Tons | 1 |  |  | 0 | 0 | 0 | -64.4807 | 0 | 52.0788 | [6 empty] | DEER:HVAC_Split-Package_HP | Annual | FALSE
Any | SWHC046AD | RtS | new | CZ06 | cDXHP | SWHC046-01 | ExAnte2019 | IOU workpaper | 2019-11-06 | Cap-Tons | 1 |  |  | 0 | 0 | 0 | 87.0675 | 0 | 21.8186 | [6 empty] | DEER:HVAC_Split-Package_HP | Annual | FALSE
Any | SWHC046AD | RtS | new | CZ07 | cDXHP | SWHC046-01 | ExAnte2019 | IOU workpaper | 2019-11-06 | Cap-Tons | 1 |  |  | 0 | 0 | 0 | 105.0508 | 0 | 14.3439 | [6 empty] | DEER:HVAC_Split-Package_HP | Annual | FALSE
Any | SWHC046AD | RtS | new | CZ08 | cDXHP | SWHC046-01 | ExAnte2019 | IOU workpaper | 2019-11-06 | Cap-Tons | 1 |  |  | 0 | 0 | 0 | 124.548 | 0 | 16.9082 | [6 empty] | DEER:HVAC_Split-Package_HP | Annual | FALSE
Any | SWHC046AD | RtS | new | CZ09 | cDXHP | SWHC046-01 | ExAnte2019 | IOU workpaper | 2019-11-06 | Cap-Tons | 1 |  |  | 0 | 0 | 0 | 143.0835 | 0 | 19.8241 | [6 empty] | DEER:HVAC_Split-Package_HP | Annual | FALSE
Any | SWHC046AD | RtS | new | CZ10 | cDXHP | SWHC046-01 | ExAnte2019 | IOU workpaper | 2019-11-06 | Cap-Tons | 1 |  |  | 0 | 0 | 0 | 148.2905 | 0 | 18.6774 | [6 empty] | DEER:HVAC_Split-Package_HP | Annual | FALSE
Any | SWHC046AD | RtS | new | CZ11 | cDXHP | SWHC046-01 | ExAnte2019 | IOU workpaper | 2019-11-06 | Cap-Tons | 1 |  |  | 0 | 0 | 0 | -13.4906 | 0 | 47.6175 | [6 empty] | DEER:HVAC_Split-Package_HP | Annual | FALSE
Any | SWHC046AD | RtS | new | CZ12 | cDXHP | SWHC046-01 | ExAnte2019 | IOU workpaper | 2019-11-06 | Cap-Tons | 1 |  |  | 0 | 0 | 0 | -36.4288 | 0 | 50.5926 | [6 empty] | DEER:HVAC_Split-Package_HP | Annual | FALSE
Any | SWHC046AD | RtS | new | CZ13 | cDXHP | SWHC046-01 | ExAnte2019 | IOU workpaper | 2019-11-06 | Cap-Tons | 1 |  |  | 0 | 0 | 0 | 20.8742 | 0 | 42.2469 | [6 empty] | DEER:HVAC_Split-Package_HP | Annual | FALSE
Any | SWHC046AD | RtS | new | CZ14 | cDXHP | SWHC046-01 | ExAnte2019 | IOU workpaper | 2019-11-06 | Cap-Tons | 1 |  |  | 0 | 0 | 0 | 13.1028 | 0 | 43.5608 | [6 empty] | DEER:HVAC_Split-Package_HP | Annual | FALSE
Any | SWHC046AD | RtS | new | CZ15 | cDXHP | SWHC046-01 | ExAnte2019 | IOU workpaper | 2019-11-06 | Cap-Tons | 1 |  |  | 0 | 0 | 0 | 255.4848 | 0 | 4.6833 | [6 empty] | DEER:HVAC_Split-Package_HP | Annual | FALSE
Any | SWHC046AD | RtS | new | CZ16 | cDXHP | SWHC046-01 | ExAnte2019 | IOU workpaper | 2019-11-06 | Cap-Tons | 1 |  |  | 0 | 0 | 0 | -841.5162 | 0 | 148.5408 | [6 empty] | DEER:HVAC_Split-Package_HP | Annual | FALSE
Any | SWHC046AD | SCn | new | CZ01 | cDXHP | SWHC046-01 | ExAnte2019 | IOU workpaper | 2019-11-06 | Cap-Tons | 1 |  |  | 0 | 0 | 0 | -709.399 | 0 | 151.7013 | [6 empty] | DEER:HVAC_Split-Package_HP | Annual | FALSE
Any | SWHC046AD | SCn | new | CZ02 | cDXHP | SWHC046-01 | ExAnte2019 | IOU workpaper | 2019-11-06 | Cap-Tons | 1 |  |  | 0 | 0 | 0 | -528.6349 | 0 | 108.561 | [6 empty] | DEER:HVAC_Split-Package_HP | Annual | FALSE
Any | SWHC046AD | SCn | new | CZ03 | cDXHP | SWHC046-01 | ExAnte2019 | IOU workpaper | 2019-11-06 | Cap-Tons | 1 |  |  | 0 | 0 | 0 | -263.4388 | 0 | 80.8528 | [6 empty] | DEER:HVAC_Split-Package_HP | Annual | FALSE
Any | SWHC046AD | SCn | new | CZ04 | cDXHP | SWHC046-01 | ExAnte2019 | IOU workpaper | 2019-11-06 | Cap-Tons | 1 |  |  | 0 | 0 | 0 | -383.4484 | 0 | 85.2131 | [6 empty] | DEER:HVAC_Split-Package_HP | Annual | FALSE
Any | SWHC046AD | SCn | new | CZ05 | cDXHP | SWHC046-01 | ExAnte2019 | IOU workpaper | 2019-11-06 | Cap-Tons | 1 |  |  | 0 | 0 | 0 | -284.8863 | 0 | 79.7346 | [6 empty] | DEER:HVAC_Split-Package_HP | Annual | FALSE
Any | SWHC046AD | SCn | new | CZ06 | cDXHP | SWHC046-01 | ExAnte2019 | IOU workpaper | 2019-11-06 | Cap-Tons | 1 |  |  | 0 | 0 | 0 | -43.3878 | 0 | 43.12 | [6 empty] | DEER:HVAC_Split-Package_HP | Annual | FALSE
Any | SWHC046AD | SCn | new | CZ07 | cDXHP | SWHC046-01 | ExAnte2019 | IOU workpaper | 2019-11-06 | Cap-Tons | 1 |  |  | 0 | 0 | 0 | 24.926 | 0 | 33.3389 | [6 empty] | DEER:HVAC_Split-Package_HP | Annual | FALSE
Any | SWHC046AD | SCn | new | CZ08 | cDXHP | SWHC046-01 | ExAnte2019 | IOU workpaper | 2019-11-06 | Cap-Tons | 1 |  |  | 0 | 0 | 0 | -31.6601 | 0 | 45.1714 | [6 empty] | DEER:HVAC_Split-Package_HP | Annual | FALSE
Any | SWHC046AD | SCn | new | CZ09 | cDXHP | SWHC046-01 | ExAnte2019 | IOU workpaper | 2019-11-06 | Cap-Tons | 1 |  |  | 0 | 0 | 0 | -10.5589 | 0 | 46.3428 | [6 empty] | DEER:HVAC_Split-Package_HP | Annual | FALSE
Any | SWHC046AD | SCn | new | CZ10 | cDXHP | SWHC046-01 | ExAnte2019 | IOU workpaper | 2019-11-06 | Cap-Tons | 1 |  |  | 0 | 0 | 0 | -28.3648 | 0 | 50.5704 | [6 empty] | DEER:HVAC_Split-Package_HP | Annual | FALSE
Any | SWHC046AD | SCn | new | CZ11 | cDXHP | SWHC046-01 | ExAnte2019 | IOU workpaper | 2019-11-06 | Cap-Tons | 1 |  |  | 0 | 0 | 0 | -297.9085 | 0 | 89.3304 | [6 empty] | DEER:HVAC_Split-Package_HP | Annual | FALSE
Any | SWHC046AD | SCn | new | CZ12 | cDXHP | SWHC046-01 | ExAnte2019 | IOU workpaper | 2019-11-06 | Cap-Tons | 1 |  |  | 0 | 0 | 0 | -346.742 | 0 | 97.8121 | [6 empty] | DEER:HVAC_Split-Package_HP | Annual | FALSE
Any | SWHC046AD | SCn | new | CZ13 | cDXHP | SWHC046-01 | ExAnte2019 | IOU workpaper | 2019-11-06 | Cap-Tons | 1 |  |  | 0 | 0 | 0 | -218.5876 | 0 | 78.9867 | [6 empty] | DEER:HVAC_Split-Package_HP | Annual | FALSE
Any | SWHC046AD | SCn | new | CZ14 | cDXHP | SWHC046-01 | ExAnte2019 | IOU workpaper | 2019-11-06 | Cap-Tons | 1 |  |  | 0 | 0 | 0 | -355.4808 | 0 | 92.8405 | [6 empty] | DEER:HVAC_Split-Package_HP | Annual | FALSE
Any | SWHC046AD | SCn | new | CZ15 | cDXHP | SWHC046-01 | ExAnte2019 | IOU workpaper | 2019-11-06 | Cap-Tons | 1 |  |  | 0 | 0 | 0 | 217.3872 | 0 | 13.4192 | [6 empty] | DEER:HVAC_Split-Package_HP | Annual | FALSE
Any | SWHC046AD | SCn | new | CZ16 | cDXHP | SWHC046-01 | ExAnte2019 | IOU workpaper | 2019-11-06 | Cap-Tons | 1 |  |  | 0 | 0 | 0 | -1022.4249 | 0 | 164.379 | [6 empty] | DEER:HVAC_Split-Package_HP | Annual | FALSE
Any | SWHC046AE | Asm | new | CZ01 | cDXHP | SWHC046-01 | ExAnte2019 | IOU workpaper | 2019-11-06 | Cap-Tons | 1 |  |  | 0 | 0 | 0 | -728.0913 | 0 | 170.848 | [6 empty] | DEER:HVAC_Split-Package_HP | Annual | FALSE
Any | SWHC046AE | Asm | new | CZ02 | cDXHP | SWHC046-01 | ExAnte2019 | IOU workpaper | 2019-11-06 | Cap-Tons | 1 |  |  | 0 | 0 | 0 | -330.6131 | 0 | 103.565 | [6 empty] | DEER:HVAC_Split-Package_HP | Annual | FALSE
Any | SWHC046AE | Asm | new | CZ03 | cDXHP | SWHC046-01 | ExAnte2019 | IOU workpaper | 2019-11-06 | Cap-Tons | 1 |  |  | 0 | 0 | 0 | -153.5497 | 0 | 78.2364 | [6 empty] | DEER:HVAC_Split-Package_HP | Annual | FALSE
Any | SWHC046AE | Asm | new | CZ04 | cDXHP | SWHC046-01 | ExAnte2019 | IOU workpaper | 2019-11-06 | Cap-Tons | 1 |  |  | 0 | 0 | 0 | -119.0855 | 0 | 70.3479 | [6 empty] | DEER:HVAC_Split-Package_HP | Annual | FALSE
Any | SWHC046AE | Asm | new | CZ05 | cDXHP | SWHC046-01 | ExAnte2019 | IOU workpaper | 2019-11-06 | Cap-Tons | 1 |  |  | 0 | 0 | 0 | -166.7312 | 0 | 77.3501 | [6 empty] | DEER:HVAC_Split-Package_HP | Annual | FALSE
Any | SWHC046AE | Asm | new | CZ06 | cDXHP | SWHC046-01 | ExAnte2019 | IOU workpaper | 2019-11-06 | Cap-Tons | 1 |  |  | 0 | 0 | 0 | 78.1944 | 0 | 33.0894 | [6 empty] | DEER:HVAC_Split-Package_HP | Annual | FALSE
Any | SWHC046AE | Asm | new | CZ07 | cDXHP | SWHC046-01 | ExAnte2019 | IOU workpaper | 2019-11-06 | Cap-Tons | 1 |  |  | 0 | 0 | 0 | 90.54 | 0 | 25.4255 | [6 empty] | DEER:HVAC_Split-Package_HP | Annual | FALSE
Any | SWHC046AE | Asm | new | CZ08 | cDXHP | SWHC046-01 | ExAnte2019 | IOU workpaper | 2019-11-06 | Cap-Tons | 1 |  |  | 0 | 0 | 0 | 99.2127 | 0 | 32.2643 | [6 empty] | DEER:HVAC_Split-Package_HP | Annual | FALSE
Any | SWHC046AE | Asm | new | CZ09 | cDXHP | SWHC046-01 | ExAnte2019 | IOU workpaper | 2019-11-06 | Cap-Tons | 1 |  |  | 0 | 0 | 0 | 135.5386 | 0 | 32.8555 | [6 empty] | DEER:HVAC_Split-Package_HP | Annual | FALSE
Any | SWHC046AE | Asm | new | CZ10 | cDXHP | SWHC046-01 | ExAnte2019 | IOU workpaper | 2019-11-06 | Cap-Tons | 1 |  |  | 0 | 0 | 0 | 126.2453 | 0 | 39.9592 | [6 empty] | DEER:HVAC_Split-Package_HP | Annual | FALSE
Any | SWHC046AE | Asm | new | CZ11 | cDXHP | SWHC046-01 | ExAnte2019 | IOU workpaper | 2019-11-06 | Cap-Tons | 1 |  |  | 0 | 0 | 0 | -9.4615 | 0 | 71.3809 | [6 empty] | DEER:HVAC_Split-Package_HP | Annual | FALSE
Any | SWHC046AE | Asm | new | CZ12 | cDXHP | SWHC046-01 | ExAnte2019 | IOU workpaper | 2019-11-06 | Cap-Tons | 1 |  |  | 0 | 0 | 0 | -78.3102 | 0 | 77.6866 | [6 empty] | DEER:HVAC_Split-Package_HP | Annual | FALSE
Any | SWHC046AE | Asm | new | CZ13 | cDXHP | SWHC046-01 | ExAnte2019 | IOU workpaper | 2019-11-06 | Cap-Tons | 1 |  |  | 0 | 0 | 0 | 35.3195 | 0 | 65.6123 | [6 empty] | DEER:HVAC_Split-Package_HP | Annual | FALSE
Any | SWHC046AE | Asm | new | CZ14 | cDXHP | SWHC046-01 | ExAnte2019 | IOU workpaper | 2019-11-06 | Cap-Tons | 1 |  |  | 0 | 0 | 0 | 0.965 | 0 | 69.4062 | [6 empty] | DEER:HVAC_Split-Package_HP | Annual | FALSE
Any | SWHC046AE | Asm | new | CZ15 | cDXHP | SWHC046-01 | ExAnte2019 | IOU workpaper | 2019-11-06 | Cap-Tons | 1 |  |  | 0 | 0 | 0 | 395.2924 | 0 | 12.5575 | [6 empty] | DEER:HVAC_Split-Package_HP | Annual | FALSE
Any | SWHC046AE | Asm | new | CZ16 | cDXHP | SWHC046-01 | ExAnte2019 | IOU workpaper | 2019-11-06 | Cap-Tons | 1 |  |  | 0 | 0 | 0 | -927.8843 | 0 | 189.083 | [6 empty] | DEER:HVAC_Split-Package_HP | Annual | FALSE
Any | SWHC046AE | Com | new | CZ01 | cDXHP | SWHC046-01 | ExAnte2019 | IOU workpaper | 2019-11-06 | Cap-Tons | 1 |  |  | 0 | 0 | 0 | -332.931 | 0 | 113.9172 | [6 empty] | DEER:HVAC_Split-Package_HP | Annual | FALSE
Any | SWHC046AE | Com | new | CZ02 | cDXHP | SWHC046-01 | ExAnte2019 | IOU workpaper | 2019-11-06 | Cap-Tons | 1 |  |  | 0 | 0 | 0 | -65.3085 | 0 | 61.5905 | [6 empty] | DEER:HVAC_Split-Package_HP | Annual | FALSE
Any | SWHC046AE | Com | new | CZ03 | cDXHP | SWHC046-01 | ExAnte2019 | IOU workpaper | 2019-11-06 | Cap-Tons | 1 |  |  | 0 | 0 | 0 | 7.4898 | 0 | 42.2318 | [6 empty] | DEER:HVAC_Split-Package_HP | Annual | FALSE
Any | SWHC046AE | Com | new | CZ04 | cDXHP | SWHC046-01 | ExAnte2019 | IOU workpaper | 2019-11-06 | Cap-Tons | 1 |  |  | 0 | 0 | 0 | 34.3517 | 0 | 36.6611 | [6 empty] | DEER:HVAC_Split-Package_HP | Annual | FALSE
Any | SWHC046AE | Com | new | CZ05 | cDXHP | SWHC046-01 | ExAnte2019 | IOU workpaper | 2019-11-06 | Cap-Tons | 1 |  |  | 0 | 0 | 0 | -35.3472 | 0 | 57.9325 | [6 empty] | DEER:HVAC_Split-Package_HP | Annual | FALSE
Any | SWHC046AE | Com | new | CZ06 | cDXHP | SWHC046-01 | ExAnte2019 | IOU workpaper | 2019-11-06 | Cap-Tons | 1 |  |  | 0 | 0 | 0 | 133.5921 | 0 | 22.9105 | [6 empty] | DEER:HVAC_Split-Package_HP | Annual | FALSE
Any | SWHC046AE | Com | new | CZ07 | cDXHP | SWHC046-01 | ExAnte2019 | IOU workpaper | 2019-11-06 | Cap-Tons | 1 |  |  | 0 | 0 | 0 | 148.6945 | 0 | 18.4075 | [6 empty] | DEER:HVAC_Split-Package_HP | Annual | FALSE
Any | SWHC046AE | Com | new | CZ08 | cDXHP | SWHC046-01 | ExAnte2019 | IOU workpaper | 2019-11-06 | Cap-Tons | 1 |  |  | 0 | 0 | 0 | 150.2173 | 0 | 22.1392 | [6 empty] | DEER:HVAC_Split-Package_HP | Annual | FALSE
Any | SWHC046AE | Com | new | CZ09 | cDXHP | SWHC046-01 | ExAnte2019 | IOU workpaper | 2019-11-06 | Cap-Tons | 1 |  |  | 0 | 0 | 0 | 187.4964 | 0 | 21.7753 | [6 empty] | DEER:HVAC_Split-Package_HP | Annual | FALSE
Any | SWHC046AE | Com | new | CZ10 | cDXHP | SWHC046-01 | ExAnte2019 | IOU workpaper | 2019-11-06 | Cap-Tons | 1 |  |  | 0 | 0 | 0 | 151.9869 | 0 | 29.4904 | [6 empty] | DEER:HVAC_Split-Package_HP | Annual | FALSE
Any | SWHC046AE | Com | new | CZ11 | cDXHP | SWHC046-01 | ExAnte2019 | IOU workpaper | 2019-11-06 | Cap-Tons | 1 |  |  | 0 | 0 | 0 | 44.6631 | 0 | 51.7274 | [6 empty] | DEER:HVAC_Split-Package_HP | Annual | FALSE
Any | SWHC046AE | Com | new | CZ12 | cDXHP | SWHC046-01 | ExAnte2019 | IOU workpaper | 2019-11-06 | Cap-Tons | 1 |  |  | 0 | 0 | 0 | 27.471 | 0 | 48.8834 | [6 empty] | DEER:HVAC_Split-Package_HP | Annual | FALSE
Any | SWHC046AE | Com | new | CZ13 | cDXHP | SWHC046-01 | ExAnte2019 | IOU workpaper | 2019-11-06 | Cap-Tons | 1 |  |  | 0 | 0 | 0 | 96.2307 | 0 | 44.1317 | [6 empty] | DEER:HVAC_Split-Package_HP | Annual | FALSE
Any | SWHC046AE | Com | new | CZ14 | cDXHP | SWHC046-01 | ExAnte2019 | IOU workpaper | 2019-11-06 | Cap-Tons | 1 |  |  | 0 | 0 | 0 | 72.5543 | 0 | 47.5408 | [6 empty] | DEER:HVAC_Split-Package_HP | Annual | FALSE
Any | SWHC046AE | Com | new | CZ15 | cDXHP | SWHC046-01 | ExAnte2019 | IOU workpaper | 2019-11-06 | Cap-Tons | 1 |  |  | 0 | 0 | 0 | 394.9047 | 0 | 8.0636 | [6 empty] | DEER:HVAC_Split-Package_HP | Annual | FALSE
Any | SWHC046AE | Com | new | CZ16 | cDXHP | SWHC046-01 | ExAnte2019 | IOU workpaper | 2019-11-06 | Cap-Tons | 1 |  |  | 0 | 0 | 0 | -614.2417 | 0 | 133.4351 | [6 empty] | DEER:HVAC_Split-Package_HP | Annual | FALSE
Any | SWHC046AE | ECC | new | CZ01 | cDXHP | SWHC046-01 | ExAnte2019 | IOU workpaper | 2019-11-06 | Cap-Tons | 1 |  |  | 0 | 0 | 0 | -150.7353 | 0 | 72.0202 | [6 empty] | DEER:HVAC_Split-Package_HP | Annual | FALSE
Any | SWHC046AE | ECC | new | CZ02 | cDXHP | SWHC046-01 | ExAnte2019 | IOU workpaper | 2019-11-06 | Cap-Tons | 1 |  |  | 0 | 0 | 0 | 1.7965 | 0 | 40.5526 | [6 empty] | DEER:HVAC_Split-Package_HP | Annual | FALSE
Any | SWHC046AE | ECC | new | CZ03 | cDXHP | SWHC046-01 | ExAnte2019 | IOU workpaper | 2019-11-06 | Cap-Tons | 1 |  |  | 0 | 0 | 0 | 30.4419 | 0 | 31.2714 | [6 empty] | DEER:HVAC_Split-Package_HP | Annual | FALSE
Any | SWHC046AE | ECC | new | CZ04 | cDXHP | SWHC046-01 | ExAnte2019 | IOU workpaper | 2019-11-06 | Cap-Tons | 1 |  |  | 0 | 0 | 0 | 52.1704 | 0 | 28.0396 | [6 empty] | DEER:HVAC_Split-Package_HP | Annual | FALSE
Any | SWHC046AE | ECC | new | CZ05 | cDXHP | SWHC046-01 | ExAnte2019 | IOU workpaper | 2019-11-06 | Cap-Tons | 1 |  |  | 0 | 0 | 0 | 21.5782 | 0 | 31.2089 | [6 empty] | DEER:HVAC_Split-Package_HP | Annual | FALSE
Any | SWHC046AE | ECC | new | CZ06 | cDXHP | SWHC046-01 | ExAnte2019 | IOU workpaper | 2019-11-06 | Cap-Tons | 1 |  |  | 0 | 0 | 0 | 134.2285 | 0 | 10.3507 | [6 empty] | DEER:HVAC_Split-Package_HP | Annual | FALSE
Any | SWHC046AE | ECC | new | CZ07 | cDXHP | SWHC046-01 | ExAnte2019 | IOU workpaper | 2019-11-06 | Cap-Tons | 1 |  |  | 0 | 0 | 0 | 130.7315 | 0 | 6.1637 | [6 empty] | DEER:HVAC_Split-Package_HP | Annual | FALSE
Any | SWHC046AE | ECC | new | CZ08 | cDXHP | SWHC046-01 | ExAnte2019 | IOU workpaper | 2019-11-06 | Cap-Tons | 1 |  |  | 0 | 0 | 0 | 149.347 | 0 | 9.5312 | [6 empty] | DEER:HVAC_Split-Package_HP | Annual | FALSE
Any | SWHC046AE | ECC | new | CZ09 | cDXHP | SWHC046-01 | ExAnte2019 | IOU workpaper | 2019-11-06 | Cap-Tons | 1 |  |  | 0 | 0 | 0 | 167.3461 | 0 | 11.4229 | [6 empty] | DEER:HVAC_Split-Package_HP | Annual | FALSE
Any | SWHC046AE | ECC | new | CZ10 | cDXHP | SWHC046-01 | ExAnte2019 | IOU workpaper | 2019-11-06 | Cap-Tons | 1 |  |  | 0 | 0 | 0 | 171.9483 | 0 | 12.8409 | [6 empty] | DEER:HVAC_Split-Package_HP | Annual | FALSE
Any | SWHC046AE | ECC | new | CZ11 | cDXHP | SWHC046-01 | ExAnte2019 | IOU workpaper | 2019-11-06 | Cap-Tons | 1 |  |  | 0 | 0 | 0 | 82.0374 | 0 | 33.3053 | [6 empty] | DEER:HVAC_Split-Package_HP | Annual | FALSE
Any | SWHC046AE | ECC | new | CZ12 | cDXHP | SWHC046-01 | ExAnte2019 | IOU workpaper | 2019-11-06 | Cap-Tons | 1 |  |  | 0 | 0 | 0 | 51.5114 | 0 | 34.8597 | [6 empty] | DEER:HVAC_Split-Package_HP | Annual | FALSE
Any | SWHC046AE | ECC | new | CZ13 | cDXHP | SWHC046-01 | ExAnte2019 | IOU workpaper | 2019-11-06 | Cap-Tons | 1 |  |  | 0 | 0 | 0 | 106.806 | 0 | 29.0488 | [6 empty] | DEER:HVAC_Split-Package_HP | Annual | FALSE
Any | SWHC046AE | ECC | new | CZ14 | cDXHP | SWHC046-01 | ExAnte2019 | IOU workpaper | 2019-11-06 | Cap-Tons | 1 |  |  | 0 | 0 | 0 | 93.6896 | 0 | 30.6499 | [6 empty] | DEER:HVAC_Split-Package_HP | Annual | FALSE
Any | SWHC046AE | ECC | new | CZ15 | cDXHP | SWHC046-01 | ExAnte2019 | IOU workpaper | 2019-11-06 | Cap-Tons | 1 |  |  | 0 | 0 | 0 | 316.7689 | 0 | 3.2825 | [6 empty] | DEER:HVAC_Split-Package_HP | Annual | FALSE
Any | SWHC046AE | ECC | new | CZ16 | cDXHP | SWHC046-01 | ExAnte2019 | IOU workpaper | 2019-11-06 | Cap-Tons | 1 |  |  | 0 | 0 | 0 | -382.3451 | 0 | 90.6794 | [6 empty] | DEER:HVAC_Split-Package_HP | Annual | FALSE
Any | SWHC046AE | EPr | new | CZ01 | cDXHP | SWHC046-01 | ExAnte2019 | IOU workpaper | 2019-11-06 | Cap-Tons | 1 |  |  | 0 | 0 | 0 | -349.9544 | 0 | 90.6057 | [6 empty] | DEER:HVAC_Split-Package_HP | Annual | FALSE
Any | SWHC046AE | EPr | new | CZ02 | cDXHP | SWHC046-01 | ExAnte2019 | IOU workpaper | 2019-11-06 | Cap-Tons | 1 |  |  | 0 | 0 | 0 | -140.8759 | 0 | 50.5666 | [6 empty] | DEER:HVAC_Split-Package_HP | Annual | FALSE
Any | SWHC046AE | EPr | new | CZ03 | cDXHP | SWHC046-01 | ExAnte2019 | IOU workpaper | 2019-11-06 | Cap-Tons | 1 |  |  | 0 | 0 | 0 | -94.2977 | 0 | 44.2835 | [6 empty] | DEER:HVAC_Split-Package_HP | Annual | FALSE
Any | SWHC046AE | EPr | new | CZ04 | cDXHP | SWHC046-01 | ExAnte2019 | IOU workpaper | 2019-11-06 | Cap-Tons | 1 |  |  | 0 | 0 | 0 | -62.3401 | 0 | 35.9169 | [6 empty] | DEER:HVAC_Split-Package_HP | Annual | FALSE
Any | SWHC046AE | EPr | new | CZ05 | cDXHP | SWHC046-01 | ExAnte2019 | IOU workpaper | 2019-11-06 | Cap-Tons | 1 |  |  | 0 | 0 | 0 | -110.1839 | 0 | 43.2929 | [6 empty] | DEER:HVAC_Split-Package_HP | Annual | FALSE
Any | SWHC046AE | EPr | new | CZ06 | cDXHP | SWHC046-01 | ExAnte2019 | IOU workpaper | 2019-11-06 | Cap-Tons | 1 |  |  | 0 | 0 | 0 | 28.3125 | 0 | 18.3216 | [6 empty] | DEER:HVAC_Split-Package_HP | Annual | FALSE
Any | SWHC046AE | EPr | new | CZ07 | cDXHP | SWHC046-01 | ExAnte2019 | IOU workpaper | 2019-11-06 | Cap-Tons | 1 |  |  | 0 | 0 | 0 | 37.5753 | 0 | 14.1455 | [6 empty] | DEER:HVAC_Split-Package_HP | Annual | FALSE
Any | SWHC046AE | EPr | new | CZ08 | cDXHP | SWHC046-01 | ExAnte2019 | IOU workpaper | 2019-11-06 | Cap-Tons | 1 |  |  | 0 | 0 | 0 | 50.7641 | 0 | 15.6024 | [6 empty] | DEER:HVAC_Split-Package_HP | Annual | FALSE
Any | SWHC046AE | EPr | new | CZ09 | cDXHP | SWHC046-01 | ExAnte2019 | IOU workpaper | 2019-11-06 | Cap-Tons | 1 |  |  | 0 | 0 | 0 | 59.0976 | 0 | 18.1502 | [6 empty] | DEER:HVAC_Split-Package_HP | Annual | FALSE
Any | SWHC046AE | EPr | new | CZ10 | cDXHP | SWHC046-01 | ExAnte2019 | IOU workpaper | 2019-11-06 | Cap-Tons | 1 |  |  | 0 | 0 | 0 | 63.6611 | 0 | 17.8359 | [6 empty] | DEER:HVAC_Split-Package_HP | Annual | FALSE
Any | SWHC046AE | EPr | new | CZ11 | cDXHP | SWHC046-01 | ExAnte2019 | IOU workpaper | 2019-11-06 | Cap-Tons | 1 |  |  | 0 | 0 | 0 | -49.2085 | 0 | 39.4411 | [6 empty] | DEER:HVAC_Split-Package_HP | Annual | FALSE
Any | SWHC046AE | EPr | new | CZ12 | cDXHP | SWHC046-01 | ExAnte2019 | IOU workpaper | 2019-11-06 | Cap-Tons | 1 |  |  | 0 | 0 | 0 | -75.9329 | 0 | 42.968 | [6 empty] | DEER:HVAC_Split-Package_HP | Annual | FALSE
Any | SWHC046AE | EPr | new | CZ13 | cDXHP | SWHC046-01 | ExAnte2019 | IOU workpaper | 2019-11-06 | Cap-Tons | 1 |  |  | 0 | 0 | 0 | -20.4518 | 0 | 35.0093 | [6 empty] | DEER:HVAC_Split-Package_HP | Annual | FALSE
Any | SWHC046AE | EPr | new | CZ14 | cDXHP | SWHC046-01 | ExAnte2019 | IOU workpaper | 2019-11-06 | Cap-Tons | 1 |  |  | 0 | 0 | 0 | -32.9272 | 0 | 35.6516 | [6 empty] | DEER:HVAC_Split-Package_HP | Annual | FALSE
Any | SWHC046AE | EPr | new | CZ15 | cDXHP | SWHC046-01 | ExAnte2019 | IOU workpaper | 2019-11-06 | Cap-Tons | 1 |  |  | 0 | 0 | 0 | 189.022 | 0 | 5.1616 | [6 empty] | DEER:HVAC_Split-Package_HP | Annual | FALSE
Any | SWHC046AE | EPr | new | CZ16 | cDXHP | SWHC046-01 | ExAnte2019 | IOU workpaper | 2019-11-06 | Cap-Tons | 1 |  |  | 0 | 0 | 0 | -562.2049 | 0 | 109.1812 | [6 empty] | DEER:HVAC_Split-Package_HP | Annual | FALSE
Any | SWHC046AE | ERC | new | CZ01 | cDXHP | SWHC046-01 | ExAnte2019 | IOU workpaper | 2019-11-06 | Cap-Tons | 1 |  |  | 0 | 0 | 0 | -670.7538 | 0 | 132.9105 | [6 empty] | DEER:HVAC_Split-Package_HP | Annual | FALSE
Any | SWHC046AE | ERC | new | CZ02 | cDXHP | SWHC046-01 | ExAnte2019 | IOU workpaper | 2019-11-06 | Cap-Tons | 1 |  |  | 0 | 0 | 0 | -388.9782 | 0 | 82.8714 | [6 empty] | DEER:HVAC_Split-Package_HP | Annual | FALSE
Any | SWHC046AE | ERC | new | CZ03 | cDXHP | SWHC046-01 | ExAnte2019 | IOU workpaper | 2019-11-06 | Cap-Tons | 1 |  |  | 0 | 0 | 0 | -244.6768 | 0 | 64.0724 | [6 empty] | DEER:HVAC_Split-Package_HP | Annual | FALSE
Any | SWHC046AE | ERC | new | CZ04 | cDXHP | SWHC046-01 | ExAnte2019 | IOU workpaper | 2019-11-06 | Cap-Tons | 1 |  |  | 0 | 0 | 0 | -248.5779 | 0 | 57.3437 | [6 empty] | DEER:HVAC_Split-Package_HP | Annual | FALSE
Any | SWHC046AE | ERC | new | CZ05 | cDXHP | SWHC046-01 | ExAnte2019 | IOU workpaper | 2019-11-06 | Cap-Tons | 1 |  |  | 0 | 0 | 0 | -328.3905 | 0 | 71.6541 | [6 empty] | DEER:HVAC_Split-Package_HP | Annual | FALSE
Any | SWHC046AE | ERC | new | CZ06 | cDXHP | SWHC046-01 | ExAnte2019 | IOU workpaper | 2019-11-06 | Cap-Tons | 1 |  |  | 0 | 0 | 0 | -79.7958 | 0 | 30.4744 | [6 empty] | DEER:HVAC_Split-Package_HP | Annual | FALSE
Any | SWHC046AE | ERC | new | CZ07 | cDXHP | SWHC046-01 | ExAnte2019 | IOU workpaper | 2019-11-06 | Cap-Tons | 1 |  |  | 0 | 0 | 0 | -32.678 | 0 | 19.9824 | [6 empty] | DEER:HVAC_Split-Package_HP | Annual | FALSE
Any | SWHC046AE | ERC | new | CZ08 | cDXHP | SWHC046-01 | ExAnte2019 | IOU workpaper | 2019-11-06 | Cap-Tons | 1 |  |  | 0 | 0 | 0 | -45.9144 | 0 | 27.0235 | [6 empty] | DEER:HVAC_Split-Package_HP | Annual | FALSE
Any | SWHC046AE | ERC | new | CZ09 | cDXHP | SWHC046-01 | ExAnte2019 | IOU workpaper | 2019-11-06 | Cap-Tons | 1 |  |  | 0 | 0 | 0 | -30.0373 | 0 | 26.9481 | [6 empty] | DEER:HVAC_Split-Package_HP | Annual | FALSE
Any | SWHC046AE | ERC | new | CZ10 | cDXHP | SWHC046-01 | ExAnte2019 | IOU workpaper | 2019-11-06 | Cap-Tons | 1 |  |  | 0 | 0 | 0 | -51.4462 | 0 | 30.2927 | [6 empty] | DEER:HVAC_Split-Package_HP | Annual | FALSE
Any | SWHC046AE | ERC | new | CZ11 | cDXHP | SWHC046-01 | ExAnte2019 | IOU workpaper | 2019-11-06 | Cap-Tons | 1 |  |  | 0 | 0 | 0 | -201.259 | 0 | 55.4819 | [6 empty] | DEER:HVAC_Split-Package_HP | Annual | FALSE
Any | SWHC046AE | ERC | new | CZ12 | cDXHP | SWHC046-01 | ExAnte2019 | IOU workpaper | 2019-11-06 | Cap-Tons | 1 |  |  | 0 | 0 | 0 | -250.8076 | 0 | 62.5443 | [6 empty] | DEER:HVAC_Split-Package_HP | Annual | FALSE
Any | SWHC046AE | ERC | new | CZ13 | cDXHP | SWHC046-01 | ExAnte2019 | IOU workpaper | 2019-11-06 | Cap-Tons | 1 |  |  | 0 | 0 | 0 | -160.9245 | 0 | 49.9268 | [6 empty] | DEER:HVAC_Split-Package_HP | Annual | FALSE
Any | SWHC046AE | ERC | new | CZ14 | cDXHP | SWHC046-01 | ExAnte2019 | IOU workpaper | 2019-11-06 | Cap-Tons | 1 |  |  | 0 | 0 | 0 | -193.5005 | 0 | 52.0345 | [6 empty] | DEER:HVAC_Split-Package_HP | Annual | FALSE
Any | SWHC046AE | ERC | new | CZ15 | cDXHP | SWHC046-01 | ExAnte2019 | IOU workpaper | 2019-11-06 | Cap-Tons | 1 |  |  | 0 | 0 | 0 | 133.749 | 0 | 8.3568 | [6 empty] | DEER:HVAC_Split-Package_HP | Annual | FALSE
Any | SWHC046AE | ERC | new | CZ16 | cDXHP | SWHC046-01 | ExAnte2019 | IOU workpaper | 2019-11-06 | Cap-Tons | 1 |  |  | 0 | 0 | 0 | -939.1598 | 0 | 146.2976 | [6 empty] | DEER:HVAC_Split-Package_HP | Annual | FALSE
Any | SWHC046AE | ESe | new | CZ01 | cDXHP | SWHC046-01 | ExAnte2019 | IOU workpaper | 2019-11-06 | Cap-Tons | 1 |  |  | 0 | 0 | 0 | -295.4992 | 0 | 83.3021 | [6 empty] | DEER:HVAC_Split-Package_HP | Annual | FALSE
Any | SWHC046AE | ESe | new | CZ02 | cDXHP | SWHC046-01 | ExAnte2019 | IOU workpaper | 2019-11-06 | Cap-Tons | 1 |  |  | 0 | 0 | 0 | -124.5177 | 0 | 50.6527 | [6 empty] | DEER:HVAC_Split-Package_HP | Annual | FALSE
Any | SWHC046AE | ESe | new | CZ03 | cDXHP | SWHC046-01 | ExAnte2019 | IOU workpaper | 2019-11-06 | Cap-Tons | 1 |  |  | 0 | 0 | 0 | -46.4799 | 0 | 35.3734 | [6 empty] | DEER:HVAC_Split-Package_HP | Annual | FALSE
Any | SWHC046AE | ESe | new | CZ04 | cDXHP | SWHC046-01 | ExAnte2019 | IOU workpaper | 2019-11-06 | Cap-Tons | 1 |  |  | 0 | 0 | 0 | -29.6811 | 0 | 32.3162 | [6 empty] | DEER:HVAC_Split-Package_HP | Annual | FALSE
Any | SWHC046AE | ESe | new | CZ05 | cDXHP | SWHC046-01 | ExAnte2019 | IOU workpaper | 2019-11-06 | Cap-Tons | 1 |  |  | 0 | 0 | 0 | -50.8732 | 0 | 34.0628 | [6 empty] | DEER:HVAC_Split-Package_HP | Annual | FALSE
Any | SWHC046AE | ESe | new | CZ06 | cDXHP | SWHC046-01 | ExAnte2019 | IOU workpaper | 2019-11-06 | Cap-Tons | 1 |  |  | 0 | 0 | 0 | 64.1933 | 0 | 14.0859 | [6 empty] | DEER:HVAC_Split-Package_HP | Annual | FALSE
Any | SWHC046AE | ESe | new | CZ07 | cDXHP | SWHC046-01 | ExAnte2019 | IOU workpaper | 2019-11-06 | Cap-Tons | 1 |  |  | 0 | 0 | 0 | 72.9543 | 0 | 9.7622 | [6 empty] | DEER:HVAC_Split-Package_HP | Annual | FALSE
Any | SWHC046AE | ESe | new | CZ08 | cDXHP | SWHC046-01 | ExAnte2019 | IOU workpaper | 2019-11-06 | Cap-Tons | 1 |  |  | 0 | 0 | 0 | 79.2576 | 0 | 13.1647 | [6 empty] | DEER:HVAC_Split-Package_HP | Annual | FALSE
Any | SWHC046AE | ESe | new | CZ09 | cDXHP | SWHC046-01 | ExAnte2019 | IOU workpaper | 2019-11-06 | Cap-Tons | 1 |  |  | 0 | 0 | 0 | 87.314 | 0 | 15.0388 | [6 empty] | DEER:HVAC_Split-Package_HP | Annual | FALSE
Any | SWHC046AE | ESe | new | CZ10 | cDXHP | SWHC046-01 | ExAnte2019 | IOU workpaper | 2019-11-06 | Cap-Tons | 1 |  |  | 0 | 0 | 0 | 77.6141 | 0 | 18.7719 | [6 empty] | DEER:HVAC_Split-Package_HP | Annual | FALSE
Any | SWHC046AE | ESe | new | CZ11 | cDXHP | SWHC046-01 | ExAnte2019 | IOU workpaper | 2019-11-06 | Cap-Tons | 1 |  |  | 0 | 0 | 0 | -46.7531 | 0 | 42.1609 | [6 empty] | DEER:HVAC_Split-Package_HP | Annual | FALSE
Any | SWHC046AE | ESe | new | CZ12 | cDXHP | SWHC046-01 | ExAnte2019 | IOU workpaper | 2019-11-06 | Cap-Tons | 1 |  |  | 0 | 0 | 0 | -73.6703 | 0 | 44.716 | [6 empty] | DEER:HVAC_Split-Package_HP | Annual | FALSE
Any | SWHC046AE | ESe | new | CZ13 | cDXHP | SWHC046-01 | ExAnte2019 | IOU workpaper | 2019-11-06 | Cap-Tons | 1 |  |  | 0 | 0 | 0 | -12.856 | 0 | 36.9942 | [6 empty] | DEER:HVAC_Split-Package_HP | Annual | FALSE
Any | SWHC046AE | ESe | new | CZ14 | cDXHP | SWHC046-01 | ExAnte2019 | IOU workpaper | 2019-11-06 | Cap-Tons | 1 |  |  | 0 | 0 | 0 | -30.7747 | 0 | 38.7337 | [6 empty] | DEER:HVAC_Split-Package_HP | Annual | FALSE
Any | SWHC046AE | ESe | new | CZ15 | cDXHP | SWHC046-01 | ExAnte2019 | IOU workpaper | 2019-11-06 | Cap-Tons | 1 |  |  | 0 | 0 | 0 | 207.4661 | 0 | 5.6003 | [6 empty] | DEER:HVAC_Split-Package_HP | Annual | FALSE
Any | SWHC046AE | ESe | new | CZ16 | cDXHP | SWHC046-01 | ExAnte2019 | IOU workpaper | 2019-11-06 | Cap-Tons | 1 |  |  | 0 | 0 | 0 | -518.3599 | 0 | 100.256 | [6 empty] | DEER:HVAC_Split-Package_HP | Annual | FALSE
Any | SWHC046AE | EUn | new | CZ01 | cDXHP | SWHC046-01 | ExAnte2019 | IOU workpaper | 2019-11-06 | Cap-Tons | 1 |  |  | 0 | 0 | 0 | -243.6096 | 0 | 89.3643 | [6 empty] | DEER:HVAC_Split-Package_HP | Annual | FALSE
Any | SWHC046AE | EUn | new | CZ02 | cDXHP | SWHC046-01 | ExAnte2019 | IOU workpaper | 2019-11-06 | Cap-Tons | 1 |  |  | 0 | 0 | 0 | -66.5761 | 0 | 55.5966 | [6 empty] | DEER:HVAC_Split-Package_HP | Annual | FALSE
Any | SWHC046AE | EUn | new | CZ03 | cDXHP | SWHC046-01 | ExAnte2019 | IOU workpaper | 2019-11-06 | Cap-Tons | 1 |  |  | 0 | 0 | 0 | -16.8964 | 0 | 44.819 | [6 empty] | DEER:HVAC_Split-Package_HP | Annual | FALSE
Any | SWHC046AE | EUn | new | CZ04 | cDXHP | SWHC046-01 | ExAnte2019 | IOU workpaper | 2019-11-06 | Cap-Tons | 1 |  |  | 0 | 0 | 0 | 2.4512 | 0 | 40.8704 | [6 empty] | DEER:HVAC_Split-Package_HP | Annual | FALSE
Any | SWHC046AE | EUn | new | CZ05 | cDXHP | SWHC046-01 | ExAnte2019 | IOU workpaper | 2019-11-06 | Cap-Tons | 1 |  |  | 0 | 0 | 0 | -38.322 | 0 | 45.8593 | [6 empty] | DEER:HVAC_Split-Package_HP | Annual | FALSE
Any | SWHC046AE | EUn | new | CZ06 | cDXHP | SWHC046-01 | ExAnte2019 | IOU workpaper | 2019-11-06 | Cap-Tons | 1 |  |  | 0 | 0 | 0 | 121.621 | 0 | 19.218 | [6 empty] | DEER:HVAC_Split-Package_HP | Annual | FALSE
Any | SWHC046AE | EUn | new | CZ07 | cDXHP | SWHC046-01 | ExAnte2019 | IOU workpaper | 2019-11-06 | Cap-Tons | 1 |  |  | 0 | 0 | 0 | 125.9443 | 0 | 13.818 | [6 empty] | DEER:HVAC_Split-Package_HP | Annual | FALSE
Any | SWHC046AE | EUn | new | CZ08 | cDXHP | SWHC046-01 | ExAnte2019 | IOU workpaper | 2019-11-06 | Cap-Tons | 1 |  |  | 0 | 0 | 0 | 140.8594 | 0 | 18.5528 | [6 empty] | DEER:HVAC_Split-Package_HP | Annual | FALSE
Any | SWHC046AE | EUn | new | CZ09 | cDXHP | SWHC046-01 | ExAnte2019 | IOU workpaper | 2019-11-06 | Cap-Tons | 1 |  |  | 0 | 0 | 0 | 161.3624 | 0 | 20.0445 | [6 empty] | DEER:HVAC_Split-Package_HP | Annual | FALSE
Any | SWHC046AE | EUn | new | CZ10 | cDXHP | SWHC046-01 | ExAnte2019 | IOU workpaper | 2019-11-06 | Cap-Tons | 1 |  |  | 0 | 0 | 0 | 169.4146 | 0 | 21.2458 | [6 empty] | DEER:HVAC_Split-Package_HP | Annual | FALSE
Any | SWHC046AE | EUn | new | CZ11 | cDXHP | SWHC046-01 | ExAnte2019 | IOU workpaper | 2019-11-06 | Cap-Tons | 1 |  |  | 0 | 0 | 0 | 69.4163 | 0 | 43.0312 | [6 empty] | DEER:HVAC_Split-Package_HP | Annual | FALSE
Any | SWHC046AE | EUn | new | CZ12 | cDXHP | SWHC046-01 | ExAnte2019 | IOU workpaper | 2019-11-06 | Cap-Tons | 1 |  |  | 0 | 0 | 0 | 24.7738 | 0 | 46.1227 | [6 empty] | DEER:HVAC_Split-Package_HP | Annual | FALSE
Any | SWHC046AE | EUn | new | CZ13 | cDXHP | SWHC046-01 | ExAnte2019 | IOU workpaper | 2019-11-06 | Cap-Tons | 1 |  |  | 0 | 0 | 0 | 100.1734 | 0 | 37.8126 | [6 empty] | DEER:HVAC_Split-Package_HP | Annual | FALSE
Any | SWHC046AE | EUn | new | CZ14 | cDXHP | SWHC046-01 | ExAnte2019 | IOU workpaper | 2019-11-06 | Cap-Tons | 1 |  |  | 0 | 0 | 0 | 76.4051 | 0 | 40.9415 | [6 empty] | DEER:HVAC_Split-Package_HP | Annual | FALSE
Any | SWHC046AE | EUn | new | CZ15 | cDXHP | SWHC046-01 | ExAnte2019 | IOU workpaper | 2019-11-06 | Cap-Tons | 1 |  |  | 0 | 0 | 0 | 352.8479 | 0 | 6.2616 | [6 empty] | DEER:HVAC_Split-Package_HP | Annual | FALSE
Any | SWHC046AE | EUn | new | CZ16 | cDXHP | SWHC046-01 | ExAnte2019 | IOU workpaper | 2019-11-06 | Cap-Tons | 1 |  |  | 0 | 0 | 0 | -477.9126 | 0 | 107.3707 | [6 empty] | DEER:HVAC_Split-Package_HP | Annual | FALSE
Any | SWHC046AE | Gro | new | CZ01 | cDXHP | SWHC046-01 | ExAnte2019 | IOU workpaper | 2019-11-06 | Cap-Tons | 1 |  |  | 0 | 0 | 0 | -2077.7283 | 0 | 495.8101 | [6 empty] | DEER:HVAC_Split-Package_HP | Annual | FALSE
Any | SWHC046AE | Gro | new | CZ02 | cDXHP | SWHC046-01 | ExAnte2019 | IOU workpaper | 2019-11-06 | Cap-Tons | 1 |  |  | 0 | 0 | 0 | -407.7677 | 0 | 167.0243 | [6 empty] | DEER:HVAC_Split-Package_HP | Annual | FALSE
Any | SWHC046AE | Gro | new | CZ03 | cDXHP | SWHC046-01 | ExAnte2019 | IOU workpaper | 2019-11-06 | Cap-Tons | 1 |  |  | 0 | 0 | 0 | -558.9599 | 0 | 220.7772 | [6 empty] | DEER:HVAC_Split-Package_HP | Annual | FALSE
Any | SWHC046AE | Gro | new | CZ04 | cDXHP | SWHC046-01 | ExAnte2019 | IOU workpaper | 2019-11-06 | Cap-Tons | 1 |  |  | 0 | 0 | 0 | -238.5572 | 0 | 145.9162 | [6 empty] | DEER:HVAC_Split-Package_HP | Annual | FALSE
Any | SWHC046AE | Gro | new | CZ05 | cDXHP | SWHC046-01 | ExAnte2019 | IOU workpaper | 2019-11-06 | Cap-Tons | 1 |  |  | 0 | 0 | 0 | -744.4934 | 0 | 259.3173 | [6 empty] | DEER:HVAC_Split-Package_HP | Annual | FALSE
Any | SWHC046AE | Gro | new | CZ06 | cDXHP | SWHC046-01 | ExAnte2019 | IOU workpaper | 2019-11-06 | Cap-Tons | 1 |  |  | 0 | 0 | 0 | -1.3893 | 0 | 94.083 | [6 empty] | DEER:HVAC_Split-Package_HP | Annual | FALSE
Any | SWHC046AE | Gro | new | CZ07 | cDXHP | SWHC046-01 | ExAnte2019 | IOU workpaper | 2019-11-06 | Cap-Tons | 1 |  |  | 0 | 0 | 0 | 57.0839 | 0 | 107.6528 | [6 empty] | DEER:HVAC_Split-Package_HP | Annual | FALSE
Any | SWHC046AE | Gro | new | CZ08 | cDXHP | SWHC046-01 | ExAnte2019 | IOU workpaper | 2019-11-06 | Cap-Tons | 1 |  |  | 0 | 0 | 0 | 155.8041 | 0 | 78.4697 | [6 empty] | DEER:HVAC_Split-Package_HP | Annual | FALSE
Any | SWHC046AE | Gro | new | CZ09 | cDXHP | SWHC046-01 | ExAnte2019 | IOU workpaper | 2019-11-06 | Cap-Tons | 1 |  |  | 0 | 0 | 0 | 181.7521 | 0 | 71.7977 | [6 empty] | DEER:HVAC_Split-Package_HP | Annual | FALSE
Any | SWHC046AE | Gro | new | CZ10 | cDXHP | SWHC046-01 | ExAnte2019 | IOU workpaper | 2019-11-06 | Cap-Tons | 1 |  |  | 0 | 0 | 0 | 157.0173 | 0 | 80.3919 | [6 empty] | DEER:HVAC_Split-Package_HP | Annual | FALSE
Any | SWHC046AE | Gro | new | CZ11 | cDXHP | SWHC046-01 | ExAnte2019 | IOU workpaper | 2019-11-06 | Cap-Tons | 1 |  |  | 0 | 0 | 0 | -103.7279 | 0 | 111.9016 | [6 empty] | DEER:HVAC_Split-Package_HP | Annual | FALSE
Any | SWHC046AE | Gro | new | CZ12 | cDXHP | SWHC046-01 | ExAnte2019 | IOU workpaper | 2019-11-06 | Cap-Tons | 1 |  |  | 0 | 0 | 0 | -117.247 | 0 | 113.6307 | [6 empty] | DEER:HVAC_Split-Package_HP | Annual | FALSE
Any | SWHC046AE | Gro | new | CZ13 | cDXHP | SWHC046-01 | ExAnte2019 | IOU workpaper | 2019-11-06 | Cap-Tons | 1 |  |  | 0 | 0 | 0 | -1.0111 | 0 | 103.0754 | [6 empty] | DEER:HVAC_Split-Package_HP | Annual | FALSE
Any | SWHC046AE | Gro | new | CZ14 | cDXHP | SWHC046-01 | ExAnte2019 | IOU workpaper | 2019-11-06 | Cap-Tons | 1 |  |  | 0 | 0 | 0 | -71.7995 | 0 | 109.7289 | [6 empty] | DEER:HVAC_Split-Package_HP | Annual | FALSE
Any | SWHC046AE | Gro | new | CZ15 | cDXHP | SWHC046-01 | ExAnte2019 | IOU workpaper | 2019-11-06 | Cap-Tons | 1 |  |  | 0 | 0 | 0 | 544.1055 | 0 | 25.6488 | [6 empty] | DEER:HVAC_Split-Package_HP | Annual | FALSE
Any | SWHC046AE | Gro | new | CZ16 | cDXHP | SWHC046-01 | ExAnte2019 | IOU workpaper | 2019-11-06 | Cap-Tons | 1 |  |  | 0 | 0 | 0 | -1621.6924 | 0 | 344.6283 | [6 empty] | DEER:HVAC_Split-Package_HP | Annual | FALSE
Any | SWHC046AE | Hsp | new | CZ01 | cDXHP | SWHC046-01 | ExAnte2019 | IOU workpaper | 2019-11-06 | Cap-Tons | 1 |  |  | 0 | 0 | 0 | 155.9398 | 0 | 82.6661 | [6 empty] | DEER:HVAC_Split-Package_HP | Annual | FALSE
Any | SWHC046AE | Hsp | new | CZ02 | cDXHP | SWHC046-01 | ExAnte2019 | IOU workpaper | 2019-11-06 | Cap-Tons | 1 |  |  | 0 | 0 | 0 | 275.3126 | 0 | 53.4514 | [6 empty] | DEER:HVAC_Split-Package_HP | Annual | FALSE
Any | SWHC046AE | Hsp | new | CZ03 | cDXHP | SWHC046-01 | ExAnte2019 | IOU workpaper | 2019-11-06 | Cap-Tons | 1 |  |  | 0 | 0 | 0 | 316.9344 | 0 | 40.3883 | [6 empty] | DEER:HVAC_Split-Package_HP | Annual | FALSE
Any | SWHC046AE | Hsp | new | CZ04 | cDXHP | SWHC046-01 | ExAnte2019 | IOU workpaper | 2019-11-06 | Cap-Tons | 1 |  |  | 0 | 0 | 0 | 317.5557 | 0 | 39.9783 | [6 empty] | DEER:HVAC_Split-Package_HP | Annual | FALSE
Any | SWHC046AE | Hsp | new | CZ05 | cDXHP | SWHC046-01 | ExAnte2019 | IOU workpaper | 2019-11-06 | Cap-Tons | 1 |  |  | 0 | 0 | 0 | 292.8751 | 0 | 45.3315 | [6 empty] | DEER:HVAC_Split-Package_HP | Annual | FALSE
Any | SWHC046AE | Hsp | new | CZ06 | cDXHP | SWHC046-01 | ExAnte2019 | IOU workpaper | 2019-11-06 | Cap-Tons | 1 |  |  | 0 | 0 | 0 | 411.4824 | 0 | 19.6284 | [6 empty] | DEER:HVAC_Split-Package_HP | Annual | FALSE
Any | SWHC046AE | Hsp | new | CZ07 | cDXHP | SWHC046-01 | ExAnte2019 | IOU workpaper | 2019-11-06 | Cap-Tons | 1 |  |  | 0 | 0 | 0 | 426.5811 | 0 | 8.8971 | [6 empty] | DEER:HVAC_Split-Package_HP | Annual | FALSE
Any | SWHC046AE | Hsp | new | CZ08 | cDXHP | SWHC046-01 | ExAnte2019 | IOU workpaper | 2019-11-06 | Cap-Tons | 1 |  |  | 0 | 0 | 0 | 446.6963 | 0 | 14.9149 | [6 empty] | DEER:HVAC_Split-Package_HP | Annual | FALSE
Any | SWHC046AE | Hsp | new | CZ09 | cDXHP | SWHC046-01 | ExAnte2019 | IOU workpaper | 2019-11-06 | Cap-Tons | 1 |  |  | 0 | 0 | 0 | 444.3419 | 0 | 20.4589 | [6 empty] | DEER:HVAC_Split-Package_HP | Annual | FALSE
Any | SWHC046AE | Hsp | new | CZ10 | cDXHP | SWHC046-01 | ExAnte2019 | IOU workpaper | 2019-11-06 | Cap-Tons | 1 |  |  | 0 | 0 | 0 | 453.0774 | 0 | 24.6273 | [6 empty] | DEER:HVAC_Split-Package_HP | Annual | FALSE
Any | SWHC046AE | Hsp | new | CZ11 | cDXHP | SWHC046-01 | ExAnte2019 | IOU workpaper | 2019-11-06 | Cap-Tons | 1 |  |  | 0 | 0 | 0 | 335.0864 | 0 | 51.4601 | [6 empty] | DEER:HVAC_Split-Package_HP | Annual | FALSE
Any | SWHC046AE | Hsp | new | CZ12 | cDXHP | SWHC046-01 | ExAnte2019 | IOU workpaper | 2019-11-06 | Cap-Tons | 1 |  |  | 0 | 0 | 0 | 323.8796 | 0 | 48.7415 | [6 empty] | DEER:HVAC_Split-Package_HP | Annual | FALSE
Any | SWHC046AE | Hsp | new | CZ13 | cDXHP | SWHC046-01 | ExAnte2019 | IOU workpaper | 2019-11-06 | Cap-Tons | 1 |  |  | 0 | 0 | 0 | 377.3536 | 0 | 45.539 | [6 empty] | DEER:HVAC_Split-Package_HP | Annual | FALSE
Any | SWHC046AE | Hsp | new | CZ14 | cDXHP | SWHC046-01 | ExAnte2019 | IOU workpaper | 2019-11-06 | Cap-Tons | 1 |  |  | 0 | 0 | 0 | 302.4101 | 0 | 57.1257 | [6 empty] | DEER:HVAC_Split-Package_HP | Annual | FALSE
Any | SWHC046AE | Hsp | new | CZ15 | cDXHP | SWHC046-01 | ExAnte2019 | IOU workpaper | 2019-11-06 | Cap-Tons | 1 |  |  | 0 | 0 | 0 | 648.8999 | 0 | 9.1517 | [6 empty] | DEER:HVAC_Split-Package_HP | Annual | FALSE
Any | SWHC046AE | Hsp | new | CZ16 | cDXHP | SWHC046-01 | ExAnte2019 | IOU workpaper | 2019-11-06 | Cap-Tons | 1 |  |  | 0 | 0 | 0 | -182.3245 | 0 | 124.1237 | [6 empty] | DEER:HVAC_Split-Package_HP | Annual | FALSE
Any | SWHC046AE | Htl | new | CZ01 | cDXHP | SWHC046-01 | ExAnte2019 | IOU workpaper | 2019-11-06 | Cap-Tons | 1 |  |  | 0 | 0 | 0 | -845.084 | 0 | 223.0052 | [6 empty] | DEER:HVAC_Split-Package_HP | Annual | FALSE
Any | SWHC046AE | Htl | new | CZ02 | cDXHP | SWHC046-01 | ExAnte2019 | IOU workpaper | 2019-11-06 | Cap-Tons | 1 |  |  | 0 | 0 | 0 | -410.1287 | 0 | 140.5848 | [6 empty] | DEER:HVAC_Split-Package_HP | Annual | FALSE
Any | SWHC046AE | Htl | new | CZ03 | cDXHP | SWHC046-01 | ExAnte2019 | IOU workpaper | 2019-11-06 | Cap-Tons | 1 |  |  | 0 | 0 | 0 | -256.343 | 0 | 121.7653 | [6 empty] | DEER:HVAC_Split-Package_HP | Annual | FALSE
Any | SWHC046AE | Htl | new | CZ04 | cDXHP | SWHC046-01 | ExAnte2019 | IOU workpaper | 2019-11-06 | Cap-Tons | 1 |  |  | 0 | 0 | 0 | -220.0182 | 0 | 102.1093 | [6 empty] | DEER:HVAC_Split-Package_HP | Annual | FALSE
Any | SWHC046AE | Htl | new | CZ05 | cDXHP | SWHC046-01 | ExAnte2019 | IOU workpaper | 2019-11-06 | Cap-Tons | 1 |  |  | 0 | 0 | 0 | -352.7527 | 0 | 131.1452 | [6 empty] | DEER:HVAC_Split-Package_HP | Annual | FALSE
Any | SWHC046AE | Htl | new | CZ06 | cDXHP | SWHC046-01 | ExAnte2019 | IOU workpaper | 2019-11-06 | Cap-Tons | 1 |  |  | 0 | 0 | 0 | 64.4681 | 0 | 60.4898 | [6 empty] | DEER:HVAC_Split-Package_HP | Annual | FALSE
Any | SWHC046AE | Htl | new | CZ07 | cDXHP | SWHC046-01 | ExAnte2019 | IOU workpaper | 2019-11-06 | Cap-Tons | 1 |  |  | 0 | 0 | 0 | 131.8701 | 0 | 42.0976 | [6 empty] | DEER:HVAC_Split-Package_HP | Annual | FALSE
Any | SWHC046AE | Htl | new | CZ08 | cDXHP | SWHC046-01 | ExAnte2019 | IOU workpaper | 2019-11-06 | Cap-Tons | 1 |  |  | 0 | 0 | 0 | 153.8634 | 0 | 49.3754 | [6 empty] | DEER:HVAC_Split-Package_HP | Annual | FALSE
Any | SWHC046AE | Htl | new | CZ09 | cDXHP | SWHC046-01 | ExAnte2019 | IOU workpaper | 2019-11-06 | Cap-Tons | 1 |  |  | 0 | 0 | 0 | 157.8082 | 0 | 53.9673 | [6 empty] | DEER:HVAC_Split-Package_HP | Annual | FALSE
Any | SWHC046AE | Htl | new | CZ10 | cDXHP | SWHC046-01 | ExAnte2019 | IOU workpaper | 2019-11-06 | Cap-Tons | 1 |  |  | 0 | 0 | 0 | 137.0637 | 0 | 63.0422 | [6 empty] | DEER:HVAC_Split-Package_HP | Annual | FALSE
Any | SWHC046AE | Htl | new | CZ11 | cDXHP | SWHC046-01 | ExAnte2019 | IOU workpaper | 2019-11-06 | Cap-Tons | 1 |  |  | 0 | 0 | 0 | -92.5148 | 0 | 104.898 | [6 empty] | DEER:HVAC_Split-Package_HP | Annual | FALSE
Any | SWHC046AE | Htl | new | CZ12 | cDXHP | SWHC046-01 | ExAnte2019 | IOU workpaper | 2019-11-06 | Cap-Tons | 1 |  |  | 0 | 0 | 0 | -146.7346 | 0 | 111.6115 | [6 empty] | DEER:HVAC_Split-Package_HP | Annual | FALSE
Any | SWHC046AE | Htl | new | CZ13 | cDXHP | SWHC046-01 | ExAnte2019 | IOU workpaper | 2019-11-06 | Cap-Tons | 1 |  |  | 0 | 0 | 0 | -13.5983 | 0 | 93.8127 | [6 empty] | DEER:HVAC_Split-Package_HP | Annual | FALSE
Any | SWHC046AE | Htl | new | CZ14 | cDXHP | SWHC046-01 | ExAnte2019 | IOU workpaper | 2019-11-06 | Cap-Tons | 1 |  |  | 0 | 0 | 0 | -128.7225 | 0 | 108.3606 | [6 empty] | DEER:HVAC_Split-Package_HP | Annual | FALSE
Any | SWHC046AE | Htl | new | CZ15 | cDXHP | SWHC046-01 | ExAnte2019 | IOU workpaper | 2019-11-06 | Cap-Tons | 1 |  |  | 0 | 0 | 0 | 498.3435 | 0 | 23.571 | [6 empty] | DEER:HVAC_Split-Package_HP | Annual | FALSE
Any | SWHC046AE | Htl | new | CZ16 | cDXHP | SWHC046-01 | ExAnte2019 | IOU workpaper | 2019-11-06 | Cap-Tons | 1 |  |  | 0 | 0 | 0 | -1291.6846 | 0 | 241.3107 | [6 empty] | DEER:HVAC_Split-Package_HP | Annual | FALSE
Any | SWHC046AE | MBT | new | CZ01 | cDXHP | SWHC046-01 | ExAnte2019 | IOU workpaper | 2019-11-06 | Cap-Tons | 1 |  |  | 0 | 0 | 0 | -144.2451 | 0 | 59.5441 | [6 empty] | DEER:HVAC_Split-Package_HP | Annual | FALSE
Any | SWHC046AE | MBT | new | CZ02 | cDXHP | SWHC046-01 | ExAnte2019 | IOU workpaper | 2019-11-06 | Cap-Tons | 1 |  |  | 0 | 0 | 0 | 13.6676 | 0 | 32.8151 | [6 empty] | DEER:HVAC_Split-Package_HP | Annual | FALSE
Any | SWHC046AE | MBT | new | CZ03 | cDXHP | SWHC046-01 | ExAnte2019 | IOU workpaper | 2019-11-06 | Cap-Tons | 1 |  |  | 0 | 0 | 0 | 25.1139 | 0 | 28.1629 | [6 empty] | DEER:HVAC_Split-Package_HP | Annual | FALSE
Any | SWHC046AE | MBT | new | CZ04 | cDXHP | SWHC046-01 | ExAnte2019 | IOU workpaper | 2019-11-06 | Cap-Tons | 1 |  |  | 0 | 0 | 0 | 57.8206 | 0 | 22.6372 | [6 empty] | DEER:HVAC_Split-Package_HP | Annual | FALSE
Any | SWHC046AE | MBT | new | CZ05 | cDXHP | SWHC046-01 | ExAnte2019 | IOU workpaper | 2019-11-06 | Cap-Tons | 1 |  |  | 0 | 0 | 0 | 12.0776 | 0 | 28.6502 | [6 empty] | DEER:HVAC_Split-Package_HP | Annual | FALSE
Any | SWHC046AE | MBT | new | CZ06 | cDXHP | SWHC046-01 | ExAnte2019 | IOU workpaper | 2019-11-06 | Cap-Tons | 1 |  |  | 0 | 0 | 0 | 120.9584 | 0 | 12.5579 | [6 empty] | DEER:HVAC_Split-Package_HP | Annual | FALSE
Any | SWHC046AE | MBT | new | CZ07 | cDXHP | SWHC046-01 | ExAnte2019 | IOU workpaper | 2019-11-06 | Cap-Tons | 1 |  |  | 0 | 0 | 0 | 114.7324 | 0 | 9.0858 | [6 empty] | DEER:HVAC_Split-Package_HP | Annual | FALSE
Any | SWHC046AE | MBT | new | CZ08 | cDXHP | SWHC046-01 | ExAnte2019 | IOU workpaper | 2019-11-06 | Cap-Tons | 1 |  |  | 0 | 0 | 0 | 142.9605 | 0 | 10.7817 | [6 empty] | DEER:HVAC_Split-Package_HP | Annual | FALSE
Any | SWHC046AE | MBT | new | CZ09 | cDXHP | SWHC046-01 | ExAnte2019 | IOU workpaper | 2019-11-06 | Cap-Tons | 1 |  |  | 0 | 0 | 0 | 168.5056 | 0 | 13.2121 | [6 empty] | DEER:HVAC_Split-Package_HP | Annual | FALSE
Any | SWHC046AE | MBT | new | CZ10 | cDXHP | SWHC046-01 | ExAnte2019 | IOU workpaper | 2019-11-06 | Cap-Tons | 1 |  |  | 0 | 0 | 0 | 171.8953 | 0 | 13.3647 | [6 empty] | DEER:HVAC_Split-Package_HP | Annual | FALSE
Any | SWHC046AE | MBT | new | CZ11 | cDXHP | SWHC046-01 | ExAnte2019 | IOU workpaper | 2019-11-06 | Cap-Tons | 1 |  |  | 0 | 0 | 0 | 122.3391 | 0 | 26.1645 | [6 empty] | DEER:HVAC_Split-Package_HP | Annual | FALSE
Any | SWHC046AE | MBT | new | CZ12 | cDXHP | SWHC046-01 | ExAnte2019 | IOU workpaper | 2019-11-06 | Cap-Tons | 1 |  |  | 0 | 0 | 0 | 85.4959 | 0 | 27.7123 | [6 empty] | DEER:HVAC_Split-Package_HP | Annual | FALSE
Any | SWHC046AE | MBT | new | CZ13 | cDXHP | SWHC046-01 | ExAnte2019 | IOU workpaper | 2019-11-06 | Cap-Tons | 1 |  |  | 0 | 0 | 0 | 137.3648 | 0 | 23.7578 | [6 empty] | DEER:HVAC_Split-Package_HP | Annual | FALSE
Any | SWHC046AE | MBT | new | CZ14 | cDXHP | SWHC046-01 | ExAnte2019 | IOU workpaper | 2019-11-06 | Cap-Tons | 1 |  |  | 0 | 0 | 0 | 123.6847 | 0 | 27.153 | [6 empty] | DEER:HVAC_Split-Package_HP | Annual | FALSE
Any | SWHC046AE | MBT | new | CZ15 | cDXHP | SWHC046-01 | ExAnte2019 | IOU workpaper | 2019-11-06 | Cap-Tons | 1 |  |  | 0 | 0 | 0 | 312.0298 | 0 | 4.2406 | [6 empty] | DEER:HVAC_Split-Package_HP | Annual | FALSE
Any | SWHC046AE | MBT | new | CZ16 | cDXHP | SWHC046-01 | ExAnte2019 | IOU workpaper | 2019-11-06 | Cap-Tons | 1 |  |  | 0 | 0 | 0 | -297.0365 | 0 | 77.4249 | [6 empty] | DEER:HVAC_Split-Package_HP | Annual | FALSE
Any | SWHC046AE | MLI | new | CZ01 | cDXHP | SWHC046-01 | ExAnte2019 | IOU workpaper | 2019-11-06 | Cap-Tons | 1 |  |  | 0 | 0 | 0 | -440.3232 | 0 | 89.1956 | [6 empty] | DEER:HVAC_Split-Package_HP | Annual | FALSE
Any | SWHC046AE | MLI | new | CZ02 | cDXHP | SWHC046-01 | ExAnte2019 | IOU workpaper | 2019-11-06 | Cap-Tons | 1 |  |  | 0 | 0 | 0 | -184.6001 | 0 | 56.3522 | [6 empty] | DEER:HVAC_Split-Package_HP | Annual | FALSE
Any | SWHC046AE | MLI | new | CZ03 | cDXHP | SWHC046-01 | ExAnte2019 | IOU workpaper | 2019-11-06 | Cap-Tons | 1 |  |  | 0 | 0 | 0 | -116.1036 | 0 | 45.8279 | [6 empty] | DEER:HVAC_Split-Package_HP | Annual | FALSE
Any | SWHC046AE | MLI | new | CZ04 | cDXHP | SWHC046-01 | ExAnte2019 | IOU workpaper | 2019-11-06 | Cap-Tons | 1 |  |  | 0 | 0 | 0 | -105.4029 | 0 | 41.9715 | [6 empty] | DEER:HVAC_Split-Package_HP | Annual | FALSE
Any | SWHC046AE | MLI | new | CZ05 | cDXHP | SWHC046-01 | ExAnte2019 | IOU workpaper | 2019-11-06 | Cap-Tons | 1 |  |  | 0 | 0 | 0 | -162.3769 | 0 | 49.7348 | [6 empty] | DEER:HVAC_Split-Package_HP | Annual | FALSE
Any | SWHC046AE | MLI | new | CZ06 | cDXHP | SWHC046-01 | ExAnte2019 | IOU workpaper | 2019-11-06 | Cap-Tons | 1 |  |  | 0 | 0 | 0 | 45.7519 | 0 | 22.5601 | [6 empty] | DEER:HVAC_Split-Package_HP | Annual | FALSE
Any | SWHC046AE | MLI | new | CZ07 | cDXHP | SWHC046-01 | ExAnte2019 | IOU workpaper | 2019-11-06 | Cap-Tons | 1 |  |  | 0 | 0 | 0 | 87.8424 | 0 | 14.748 | [6 empty] | DEER:HVAC_Split-Package_HP | Annual | FALSE
Any | SWHC046AE | MLI | new | CZ08 | cDXHP | SWHC046-01 | ExAnte2019 | IOU workpaper | 2019-11-06 | Cap-Tons | 1 |  |  | 0 | 0 | 0 | 90.9067 | 0 | 20.7165 | [6 empty] | DEER:HVAC_Split-Package_HP | Annual | FALSE
Any | SWHC046AE | MLI | new | CZ09 | cDXHP | SWHC046-01 | ExAnte2019 | IOU workpaper | 2019-11-06 | Cap-Tons | 1 |  |  | 0 | 0 | 0 | 101.6473 | 0 | 22.2383 | [6 empty] | DEER:HVAC_Split-Package_HP | Annual | FALSE
Any | SWHC046AE | MLI | new | CZ10 | cDXHP | SWHC046-01 | ExAnte2019 | IOU workpaper | 2019-11-06 | Cap-Tons | 1 |  |  | 0 | 0 | 0 | 97.5006 | 0 | 22.7522 | [6 empty] | DEER:HVAC_Split-Package_HP | Annual | FALSE
Any | SWHC046AE | MLI | new | CZ11 | cDXHP | SWHC046-01 | ExAnte2019 | IOU workpaper | 2019-11-06 | Cap-Tons | 1 |  |  | 0 | 0 | 0 | -37.9901 | 0 | 43.4683 | [6 empty] | DEER:HVAC_Split-Package_HP | Annual | FALSE
Any | SWHC046AE | MLI | new | CZ12 | cDXHP | SWHC046-01 | ExAnte2019 | IOU workpaper | 2019-11-06 | Cap-Tons | 1 |  |  | 0 | 0 | 0 | -65.7285 | 0 | 44.9241 | [6 empty] | DEER:HVAC_Split-Package_HP | Annual | FALSE
Any | SWHC046AE | MLI | new | CZ13 | cDXHP | SWHC046-01 | ExAnte2019 | IOU workpaper | 2019-11-06 | Cap-Tons | 1 |  |  | 0 | 0 | 0 | 10.8344 | 0 | 36.7709 | [6 empty] | DEER:HVAC_Split-Package_HP | Annual | FALSE
Any | SWHC046AE | MLI | new | CZ14 | cDXHP | SWHC046-01 | ExAnte2019 | IOU workpaper | 2019-11-06 | Cap-Tons | 1 |  |  | 0 | 0 | 0 | -64.597 | 0 | 46.5987 | [6 empty] | DEER:HVAC_Split-Package_HP | Annual | FALSE
Any | SWHC046AE | MLI | new | CZ15 | cDXHP | SWHC046-01 | ExAnte2019 | IOU workpaper | 2019-11-06 | Cap-Tons | 1 |  |  | 0 | 0 | 0 | 267.3931 | 0 | 6.4582 | [6 empty] | DEER:HVAC_Split-Package_HP | Annual | FALSE
Any | SWHC046AE | MLI | new | CZ16 | cDXHP | SWHC046-01 | ExAnte2019 | IOU workpaper | 2019-11-06 | Cap-Tons | 1 |  |  | 0 | 0 | 0 | -666.3706 | 0 | 105.6113 | [6 empty] | DEER:HVAC_Split-Package_HP | Annual | FALSE
Any | SWHC046AE | Mtl | new | CZ01 | cDXHP | SWHC046-01 | ExAnte2019 | IOU workpaper | 2019-11-06 | Cap-Tons | 1 |  |  | 0 | 0 | 0 | 61.3311 | 0 | 110.1401 | [6 empty] | DEER:HVAC_Split-Package_HP | Annual | FALSE
Any | SWHC046AE | Mtl | new | CZ02 | cDXHP | SWHC046-01 | ExAnte2019 | IOU workpaper | 2019-11-06 | Cap-Tons | 1 |  |  | 0 | 0 | 0 | 84.2066 | 0 | 102.0328 | [6 empty] | DEER:HVAC_Split-Package_HP | Annual | FALSE
Any | SWHC046AE | Mtl | new | CZ03 | cDXHP | SWHC046-01 | ExAnte2019 | IOU workpaper | 2019-11-06 | Cap-Tons | 1 |  |  | 0 | 0 | 0 | 267.9854 | 0 | 54.962 | [6 empty] | DEER:HVAC_Split-Package_HP | Annual | FALSE
Any | SWHC046AE | Mtl | new | CZ04 | cDXHP | SWHC046-01 | ExAnte2019 | IOU workpaper | 2019-11-06 | Cap-Tons | 1 |  |  | 0 | 0 | 0 | 160.8814 | 0 | 76.0718 | [6 empty] | DEER:HVAC_Split-Package_HP | Annual | FALSE
Any | SWHC046AE | Mtl | new | CZ05 | cDXHP | SWHC046-01 | ExAnte2019 | IOU workpaper | 2019-11-06 | Cap-Tons | 1 |  |  | 0 | 0 | 0 | 223.2974 | 0 | 66.0154 | [6 empty] | DEER:HVAC_Split-Package_HP | Annual | FALSE
Any | SWHC046AE | Mtl | new | CZ06 | cDXHP | SWHC046-01 | ExAnte2019 | IOU workpaper | 2019-11-06 | Cap-Tons | 1 |  |  | 0 | 0 | 0 | 403.3887 | 0 | 20.91 | [6 empty] | DEER:HVAC_Split-Package_HP | Annual | FALSE
Any | SWHC046AE | Mtl | new | CZ07 | cDXHP | SWHC046-01 | ExAnte2019 | IOU workpaper | 2019-11-06 | Cap-Tons | 1 |  |  | 0 | 0 | 0 | 417.8778 | 0 | 7.3941 | [6 empty] | DEER:HVAC_Split-Package_HP | Annual | FALSE
Any | SWHC046AE | Mtl | new | CZ08 | cDXHP | SWHC046-01 | ExAnte2019 | IOU workpaper | 2019-11-06 | Cap-Tons | 1 |  |  | 0 | 0 | 0 | 386.8995 | 0 | 22.4081 | [6 empty] | DEER:HVAC_Split-Package_HP | Annual | FALSE
Any | SWHC046AE | Mtl | new | CZ09 | cDXHP | SWHC046-01 | ExAnte2019 | IOU workpaper | 2019-11-06 | Cap-Tons | 1 |  |  | 0 | 0 | 0 | 433.4445 | 0 | 24.8391 | [6 empty] | DEER:HVAC_Split-Package_HP | Annual | FALSE
Any | SWHC046AE | Mtl | new | CZ10 | cDXHP | SWHC046-01 | ExAnte2019 | IOU workpaper | 2019-11-06 | Cap-Tons | 1 |  |  | 0 | 0 | 0 | 409.2567 | 0 | 38.5989 | [6 empty] | DEER:HVAC_Split-Package_HP | Annual | FALSE
Any | SWHC046AE | Mtl | new | CZ11 | cDXHP | SWHC046-01 | ExAnte2019 | IOU workpaper | 2019-11-06 | Cap-Tons | 1 |  |  | 0 | 0 | 0 | 293.7526 | 0 | 68.6856 | [6 empty] | DEER:HVAC_Split-Package_HP | Annual | FALSE
Any | SWHC046AE | Mtl | new | CZ12 | cDXHP | SWHC046-01 | ExAnte2019 | IOU workpaper | 2019-11-06 | Cap-Tons | 1 |  |  | 0 | 0 | 0 | 232.9993 | 0 | 73.9884 | [6 empty] | DEER:HVAC_Split-Package_HP | Annual | FALSE
Any | SWHC046AE | Mtl | new | CZ13 | cDXHP | SWHC046-01 | ExAnte2019 | IOU workpaper | 2019-11-06 | Cap-Tons | 1 |  |  | 0 | 0 | 0 | 340.6889 | 0 | 60.5494 | [6 empty] | DEER:HVAC_Split-Package_HP | Annual | FALSE
Any | SWHC046AE | Mtl | new | CZ14 | cDXHP | SWHC046-01 | ExAnte2019 | IOU workpaper | 2019-11-06 | Cap-Tons | 1 |  |  | 0 | 0 | 0 | 246.3971 | 0 | 76.0762 | [6 empty] | DEER:HVAC_Split-Package_HP | Annual | FALSE
Any | SWHC046AE | Mtl | new | CZ15 | cDXHP | SWHC046-01 | ExAnte2019 | IOU workpaper | 2019-11-06 | Cap-Tons | 1 |  |  | 0 | 0 | 0 | 697.6869 | 0 | 9.279 | [6 empty] | DEER:HVAC_Split-Package_HP | Annual | FALSE
Any | SWHC046AE | Mtl | new | CZ16 | cDXHP | SWHC046-01 | ExAnte2019 | IOU workpaper | 2019-11-06 | Cap-Tons | 1 |  |  | 0 | 0 | 0 | -290.0652 | 0 | 148.0978 | [6 empty] | DEER:HVAC_Split-Package_HP | Annual | FALSE
Any | SWHC046AE | Nrs | new | CZ01 | cDXHP | SWHC046-01 | ExAnte2019 | IOU workpaper | 2019-11-06 | Cap-Tons | 1 |  |  | 0 | 0 | 0 | -197.0286 | 0 | 126.6776 | [6 empty] | DEER:HVAC_Split-Package_HP | Annual | FALSE
Any | SWHC046AE | Nrs | new | CZ02 | cDXHP | SWHC046-01 | ExAnte2019 | IOU workpaper | 2019-11-06 | Cap-Tons | 1 |  |  | 0 | 0 | 0 | -11.4088 | 0 | 90.6884 | [6 empty] | DEER:HVAC_Split-Package_HP | Annual | FALSE
Any | SWHC046AE | Nrs | new | CZ03 | cDXHP | SWHC046-01 | ExAnte2019 | IOU workpaper | 2019-11-06 | Cap-Tons | 1 |  |  | 0 | 0 | 0 | 77.9963 | 0 | 72.2678 | [6 empty] | DEER:HVAC_Split-Package_HP | Annual | FALSE
Any | SWHC046AE | Nrs | new | CZ04 | cDXHP | SWHC046-01 | ExAnte2019 | IOU workpaper | 2019-11-06 | Cap-Tons | 1 |  |  | 0 | 0 | 0 | 86.3985 | 0 | 68.4142 | [6 empty] | DEER:HVAC_Split-Package_HP | Annual | FALSE
Any | SWHC046AE | Nrs | new | CZ05 | cDXHP | SWHC046-01 | ExAnte2019 | IOU workpaper | 2019-11-06 | Cap-Tons | 1 |  |  | 0 | 0 | 0 | -12.2674 | 0 | 82.7415 | [6 empty] | DEER:HVAC_Split-Package_HP | Annual | FALSE
Any | SWHC046AE | Nrs | new | CZ06 | cDXHP | SWHC046-01 | ExAnte2019 | IOU workpaper | 2019-11-06 | Cap-Tons | 1 |  |  | 0 | 0 | 0 | 236.5377 | 0 | 42.6138 | [6 empty] | DEER:HVAC_Split-Package_HP | Annual | FALSE
Any | SWHC046AE | Nrs | new | CZ07 | cDXHP | SWHC046-01 | ExAnte2019 | IOU workpaper | 2019-11-06 | Cap-Tons | 1 |  |  | 0 | 0 | 0 | 266.1618 | 0 | 27.9242 | [6 empty] | DEER:HVAC_Split-Package_HP | Annual | FALSE
Any | SWHC046AE | Nrs | new | CZ08 | cDXHP | SWHC046-01 | ExAnte2019 | IOU workpaper | 2019-11-06 | Cap-Tons | 1 |  |  | 0 | 0 | 0 | 288.3904 | 0 | 35.2939 | [6 empty] | DEER:HVAC_Split-Package_HP | Annual | FALSE
Any | SWHC046AE | Nrs | new | CZ09 | cDXHP | SWHC046-01 | ExAnte2019 | IOU workpaper | 2019-11-06 | Cap-Tons | 1 |  |  | 0 | 0 | 0 | 277.2053 | 0 | 41.1808 | [6 empty] | DEER:HVAC_Split-Package_HP | Annual | FALSE
Any | SWHC046AE | Nrs | new | CZ10 | cDXHP | SWHC046-01 | ExAnte2019 | IOU workpaper | 2019-11-06 | Cap-Tons | 1 |  |  | 0 | 0 | 0 | 259.7946 | 0 | 48.542 | [6 empty] | DEER:HVAC_Split-Package_HP | Annual | FALSE
Any | SWHC046AE | Nrs | new | CZ11 | cDXHP | SWHC046-01 | ExAnte2019 | IOU workpaper | 2019-11-06 | Cap-Tons | 1 |  |  | 0 | 0 | 0 | 98.1806 | 0 | 73.91 | [6 empty] | DEER:HVAC_Split-Package_HP | Annual | FALSE
Any | SWHC046AE | Nrs | new | CZ12 | cDXHP | SWHC046-01 | ExAnte2019 | IOU workpaper | 2019-11-06 | Cap-Tons | 1 |  |  | 0 | 0 | 0 | 99.7073 | 0 | 75.4793 | [6 empty] | DEER:HVAC_Split-Package_HP | Annual | FALSE
Any | SWHC046AE | Nrs | new | CZ13 | cDXHP | SWHC046-01 | ExAnte2019 | IOU workpaper | 2019-11-06 | Cap-Tons | 1 |  |  | 0 | 0 | 0 | 180.1403 | 0 | 66.8418 | [6 empty] | DEER:HVAC_Split-Package_HP | Annual | FALSE
Any | SWHC046AE | Nrs | new | CZ14 | cDXHP | SWHC046-01 | ExAnte2019 | IOU workpaper | 2019-11-06 | Cap-Tons | 1 |  |  | 0 | 0 | 0 | 47.1392 | 0 | 80.4712 | [6 empty] | DEER:HVAC_Split-Package_HP | Annual | FALSE
Any | SWHC046AE | Nrs | new | CZ15 | cDXHP | SWHC046-01 | ExAnte2019 | IOU workpaper | 2019-11-06 | Cap-Tons | 1 |  |  | 0 | 0 | 0 | 498.4417 | 0 | 20.4289 | [6 empty] | DEER:HVAC_Split-Package_HP | Annual | FALSE
Any | SWHC046AE | Nrs | new | CZ16 | cDXHP | SWHC046-01 | ExAnte2019 | IOU workpaper | 2019-11-06 | Cap-Tons | 1 |  |  | 0 | 0 | 0 | -500.5477 | 0 | 155.9112 | [6 empty] | DEER:HVAC_Split-Package_HP | Annual | FALSE
Any | SWHC046AE | OfL | new | CZ01 | cDXHP | SWHC046-01 | ExAnte2019 | IOU workpaper | 2019-11-06 | Cap-Tons | 1 |  |  | 0 | 0 | 0 | 111.0414 | 0 | 11.9098 | [6 empty] | DEER:HVAC_Split-Package_HP | Annual | FALSE
Any | SWHC046AE | OfL | new | CZ02 | cDXHP | SWHC046-01 | ExAnte2019 | IOU workpaper | 2019-11-06 | Cap-Tons | 1 |  |  | 0 | 0 | 0 | 145.0835 | 0 | 7.5068 | [6 empty] | DEER:HVAC_Split-Package_HP | Annual | FALSE
Any | SWHC046AE | OfL | new | CZ03 | cDXHP | SWHC046-01 | ExAnte2019 | IOU workpaper | 2019-11-06 | Cap-Tons | 1 |  |  | 0 | 0 | 0 | 129.3471 | 0 | 5.358 | [6 empty] | DEER:HVAC_Split-Package_HP | Annual | FALSE
Any | SWHC046AE | OfL | new | CZ04 | cDXHP | SWHC046-01 | ExAnte2019 | IOU workpaper | 2019-11-06 | Cap-Tons | 1 |  |  | 0 | 0 | 0 | 143.0745 | 0 | 6.2077 | [6 empty] | DEER:HVAC_Split-Package_HP | Annual | FALSE
Any | SWHC046AE | OfL | new | CZ05 | cDXHP | SWHC046-01 | ExAnte2019 | IOU workpaper | 2019-11-06 | Cap-Tons | 1 |  |  | 0 | 0 | 0 | 126.5597 | 0 | 5.2667 | [6 empty] | DEER:HVAC_Split-Package_HP | Annual | FALSE
Any | SWHC046AE | OfL | new | CZ06 | cDXHP | SWHC046-01 | ExAnte2019 | IOU workpaper | 2019-11-06 | Cap-Tons | 1 |  |  | 0 | 0 | 0 | 173.5334 | 0 | 1.3906 | [6 empty] | DEER:HVAC_Split-Package_HP | Annual | FALSE
Any | SWHC046AE | OfL | new | CZ07 | cDXHP | SWHC046-01 | ExAnte2019 | IOU workpaper | 2019-11-06 | Cap-Tons | 1 |  |  | 0 | 0 | 0 | 153.6851 | 0 | 0.4495 | [6 empty] | DEER:HVAC_Split-Package_HP | Annual | FALSE
Any | SWHC046AE | OfL | new | CZ08 | cDXHP | SWHC046-01 | ExAnte2019 | IOU workpaper | 2019-11-06 | Cap-Tons | 1 |  |  | 0 | 0 | 0 | 181.085 | 0 | 1.4132 | [6 empty] | DEER:HVAC_Split-Package_HP | Annual | FALSE
Any | SWHC046AE | OfL | new | CZ09 | cDXHP | SWHC046-01 | ExAnte2019 | IOU workpaper | 2019-11-06 | Cap-Tons | 1 |  |  | 0 | 0 | 0 | 198.2131 | 0 | 2.1665 | [6 empty] | DEER:HVAC_Split-Package_HP | Annual | FALSE
Any | SWHC046AE | OfL | new | CZ10 | cDXHP | SWHC046-01 | ExAnte2019 | IOU workpaper | 2019-11-06 | Cap-Tons | 1 |  |  | 0 | 0 | 0 | 206.0407 | 0 | 1.7069 | [6 empty] | DEER:HVAC_Split-Package_HP | Annual | FALSE
Any | SWHC046AE | OfL | new | CZ11 | cDXHP | SWHC046-01 | ExAnte2019 | IOU workpaper | 2019-11-06 | Cap-Tons | 1 |  |  | 0 | 0 | 0 | 193.0483 | 0 | 7.1872 | [6 empty] | DEER:HVAC_Split-Package_HP | Annual | FALSE
Any | SWHC046AE | OfL | new | CZ12 | cDXHP | SWHC046-01 | ExAnte2019 | IOU workpaper | 2019-11-06 | Cap-Tons | 1 |  |  | 0 | 0 | 0 | 168.9297 | 0 | 6.8839 | [6 empty] | DEER:HVAC_Split-Package_HP | Annual | FALSE
Any | SWHC046AE | OfL | new | CZ13 | cDXHP | SWHC046-01 | ExAnte2019 | IOU workpaper | 2019-11-06 | Cap-Tons | 1 |  |  | 0 | 0 | 0 | 197.0197 | 0 | 6.2105 | [6 empty] | DEER:HVAC_Split-Package_HP | Annual | FALSE
Any | SWHC046AE | OfL | new | CZ14 | cDXHP | SWHC046-01 | ExAnte2019 | IOU workpaper | 2019-11-06 | Cap-Tons | 1 |  |  | 0 | 0 | 0 | 204.6452 | 0 | 6.7343 | [6 empty] | DEER:HVAC_Split-Package_HP | Annual | FALSE
Any | SWHC046AE | OfL | new | CZ15 | cDXHP | SWHC046-01 | ExAnte2019 | IOU workpaper | 2019-11-06 | Cap-Tons | 1 |  |  | 0 | 0 | 0 | 298.2257 | 0 | 0.3902 | [6 empty] | DEER:HVAC_Split-Package_HP | Annual | FALSE
Any | SWHC046AE | OfL | new | CZ16 | cDXHP | SWHC046-01 | ExAnte2019 | IOU workpaper | 2019-11-06 | Cap-Tons | 1 |  |  | 0 | 0 | 0 | 12.3473 | 0 | 27.4575 | [6 empty] | DEER:HVAC_Split-Package_HP | Annual | FALSE
Any | SWHC046AE | OfS | new | CZ01 | cDXHP | SWHC046-01 | ExAnte2019 | IOU workpaper | 2019-11-06 | Cap-Tons | 1 |  |  | 0 | 0 | 0 | -68.8381 | 0 | 40.1156 | [6 empty] | DEER:HVAC_Split-Package_HP | Annual | FALSE
Any | SWHC046AE | OfS | new | CZ02 | cDXHP | SWHC046-01 | ExAnte2019 | IOU workpaper | 2019-11-06 | Cap-Tons | 1 |  |  | 0 | 0 | 0 | 40.3402 | 0 | 24.1237 | [6 empty] | DEER:HVAC_Split-Package_HP | Annual | FALSE
Any | SWHC046AE | OfS | new | CZ03 | cDXHP | SWHC046-01 | ExAnte2019 | IOU workpaper | 2019-11-06 | Cap-Tons | 1 |  |  | 0 | 0 | 0 | 44.1685 | 0 | 20.4787 | [6 empty] | DEER:HVAC_Split-Package_HP | Annual | FALSE
Any | SWHC046AE | OfS | new | CZ04 | cDXHP | SWHC046-01 | ExAnte2019 | IOU workpaper | 2019-11-06 | Cap-Tons | 1 |  |  | 0 | 0 | 0 | 55.3769 | 0 | 20.341 | [6 empty] | DEER:HVAC_Split-Package_HP | Annual | FALSE
Any | SWHC046AE | OfS | new | CZ05 | cDXHP | SWHC046-01 | ExAnte2019 | IOU workpaper | 2019-11-06 | Cap-Tons | 1 |  |  | 0 | 0 | 0 | 32.2998 | 0 | 20.6746 | [6 empty] | DEER:HVAC_Split-Package_HP | Annual | FALSE
Any | SWHC046AE | OfS | new | CZ06 | cDXHP | SWHC046-01 | ExAnte2019 | IOU workpaper | 2019-11-06 | Cap-Tons | 1 |  |  | 0 | 0 | 0 | 138.1022 | 0 | 8.1443 | [6 empty] | DEER:HVAC_Split-Package_HP | Annual | FALSE
Any | SWHC046AE | OfS | new | CZ07 | cDXHP | SWHC046-01 | ExAnte2019 | IOU workpaper | 2019-11-06 | Cap-Tons | 1 |  |  | 0 | 0 | 0 | 138.7233 | 0 | 4.583 | [6 empty] | DEER:HVAC_Split-Package_HP | Annual | FALSE
Any | SWHC046AE | OfS | new | CZ08 | cDXHP | SWHC046-01 | ExAnte2019 | IOU workpaper | 2019-11-06 | Cap-Tons | 1 |  |  | 0 | 0 | 0 | 152.0938 | 0 | 7.9501 | [6 empty] | DEER:HVAC_Split-Package_HP | Annual | FALSE
Any | SWHC046AE | OfS | new | CZ09 | cDXHP | SWHC046-01 | ExAnte2019 | IOU workpaper | 2019-11-06 | Cap-Tons | 1 |  |  | 0 | 0 | 0 | 160.909 | 0 | 9.5106 | [6 empty] | DEER:HVAC_Split-Package_HP | Annual | FALSE
Any | SWHC046AE | OfS | new | CZ10 | cDXHP | SWHC046-01 | ExAnte2019 | IOU workpaper | 2019-11-06 | Cap-Tons | 1 |  |  | 0 | 0 | 0 | 175.2903 | 0 | 7.9945 | [6 empty] | DEER:HVAC_Split-Package_HP | Annual | FALSE
Any | SWHC046AE | OfS | new | CZ11 | cDXHP | SWHC046-01 | ExAnte2019 | IOU workpaper | 2019-11-06 | Cap-Tons | 1 |  |  | 0 | 0 | 0 | 114.4659 | 0 | 19.8369 | [6 empty] | DEER:HVAC_Split-Package_HP | Annual | FALSE
Any | SWHC046AE | OfS | new | CZ12 | cDXHP | SWHC046-01 | ExAnte2019 | IOU workpaper | 2019-11-06 | Cap-Tons | 1 |  |  | 0 | 0 | 0 | 88.0438 | 0 | 20.3486 | [6 empty] | DEER:HVAC_Split-Package_HP | Annual | FALSE
Any | SWHC046AE | OfS | new | CZ13 | cDXHP | SWHC046-01 | ExAnte2019 | IOU workpaper | 2019-11-06 | Cap-Tons | 1 |  |  | 0 | 0 | 0 | 129.716 | 0 | 17.2708 | [6 empty] | DEER:HVAC_Split-Package_HP | Annual | FALSE
Any | SWHC046AE | OfS | new | CZ14 | cDXHP | SWHC046-01 | ExAnte2019 | IOU workpaper | 2019-11-06 | Cap-Tons | 1 |  |  | 0 | 0 | 0 | 126.9398 | 0 | 18.149 | [6 empty] | DEER:HVAC_Split-Package_HP | Annual | FALSE
Any | SWHC046AE | OfS | new | CZ15 | cDXHP | SWHC046-01 | ExAnte2019 | IOU workpaper | 2019-11-06 | Cap-Tons | 1 |  |  | 0 | 0 | 0 | 287.9025 | 0 | 2.2471 | [6 empty] | DEER:HVAC_Split-Package_HP | Annual | FALSE
Any | SWHC046AE | OfS | new | CZ16 | cDXHP | SWHC046-01 | ExAnte2019 | IOU workpaper | 2019-11-06 | Cap-Tons | 1 |  |  | 0 | 0 | 0 | -214.271 | 0 | 55.8165 | [6 empty] | DEER:HVAC_Split-Package_HP | Annual | FALSE
Any | SWHC046AE | RFF | new | CZ01 | cDXHP | SWHC046-01 | ExAnte2019 | IOU workpaper | 2019-11-06 | Cap-Tons | 1 |  |  | 0 | 0 | 0 | -540.5421 | 0 | 187.1819 | [6 empty] | DEER:HVAC_Split-Package_HP | Annual | FALSE
Any | SWHC046AE | RFF | new | CZ02 | cDXHP | SWHC046-01 | ExAnte2019 | IOU workpaper | 2019-11-06 | Cap-Tons | 1 |  |  | 0 | 0 | 0 | -228.8809 | 0 | 118.3912 | [6 empty] | DEER:HVAC_Split-Package_HP | Annual | FALSE
Any | SWHC046AE | RFF | new | CZ03 | cDXHP | SWHC046-01 | ExAnte2019 | IOU workpaper | 2019-11-06 | Cap-Tons | 1 |  |  | 0 | 0 | 0 | -112.2682 | 0 | 89.3108 | [6 empty] | DEER:HVAC_Split-Package_HP | Annual | FALSE
Any | SWHC046AE | RFF | new | CZ04 | cDXHP | SWHC046-01 | ExAnte2019 | IOU workpaper | 2019-11-06 | Cap-Tons | 1 |  |  | 0 | 0 | 0 | -90.4549 | 0 | 84.7234 | [6 empty] | DEER:HVAC_Split-Package_HP | Annual | FALSE
Any | SWHC046AE | RFF | new | CZ05 | cDXHP | SWHC046-01 | ExAnte2019 | IOU workpaper | 2019-11-06 | Cap-Tons | 1 |  |  | 0 | 0 | 0 | -143.984 | 0 | 95.9204 | [6 empty] | DEER:HVAC_Split-Package_HP | Annual | FALSE
Any | SWHC046AE | RFF | new | CZ06 | cDXHP | SWHC046-01 | ExAnte2019 | IOU workpaper | 2019-11-06 | Cap-Tons | 1 |  |  | 0 | 0 | 0 | 120.5927 | 0 | 36.469 | [6 empty] | DEER:HVAC_Split-Package_HP | Annual | FALSE
Any | SWHC046AE | RFF | new | CZ07 | cDXHP | SWHC046-01 | ExAnte2019 | IOU workpaper | 2019-11-06 | Cap-Tons | 1 |  |  | 0 | 0 | 0 | 154.8703 | 0 | 20.8639 | [6 empty] | DEER:HVAC_Split-Package_HP | Annual | FALSE
Any | SWHC046AE | RFF | new | CZ08 | cDXHP | SWHC046-01 | ExAnte2019 | IOU workpaper | 2019-11-06 | Cap-Tons | 1 |  |  | 0 | 0 | 0 | 144.4195 | 0 | 34.8643 | [6 empty] | DEER:HVAC_Split-Package_HP | Annual | FALSE
Any | SWHC046AE | RFF | new | CZ09 | cDXHP | SWHC046-01 | ExAnte2019 | IOU workpaper | 2019-11-06 | Cap-Tons | 1 |  |  | 0 | 0 | 0 | 182.4602 | 0 | 36.9401 | [6 empty] | DEER:HVAC_Split-Package_HP | Annual | FALSE
Any | SWHC046AE | RFF | new | CZ10 | cDXHP | SWHC046-01 | ExAnte2019 | IOU workpaper | 2019-11-06 | Cap-Tons | 1 |  |  | 0 | 0 | 0 | 186.3953 | 0 | 41.4355 | [6 empty] | DEER:HVAC_Split-Package_HP | Annual | FALSE
Any | SWHC046AE | RFF | new | CZ11 | cDXHP | SWHC046-01 | ExAnte2019 | IOU workpaper | 2019-11-06 | Cap-Tons | 1 |  |  | 0 | 0 | 0 | 7.8268 | 0 | 79.8754 | [6 empty] | DEER:HVAC_Split-Package_HP | Annual | FALSE
Any | SWHC046AE | RFF | new | CZ12 | cDXHP | SWHC046-01 | ExAnte2019 | IOU workpaper | 2019-11-06 | Cap-Tons | 1 |  |  | 0 | 0 | 0 | -53.6309 | 0 | 86.5446 | [6 empty] | DEER:HVAC_Split-Package_HP | Annual | FALSE
Any | SWHC046AE | RFF | new | CZ13 | cDXHP | SWHC046-01 | ExAnte2019 | IOU workpaper | 2019-11-06 | Cap-Tons | 1 |  |  | 0 | 0 | 0 | 66.7186 | 0 | 71.599 | [6 empty] | DEER:HVAC_Split-Package_HP | Annual | FALSE
Any | SWHC046AE | RFF | new | CZ14 | cDXHP | SWHC046-01 | ExAnte2019 | IOU workpaper | 2019-11-06 | Cap-Tons | 1 |  |  | 0 | 0 | 0 | 3.676 | 0 | 80.6942 | [6 empty] | DEER:HVAC_Split-Package_HP | Annual | FALSE
Any | SWHC046AE | RFF | new | CZ15 | cDXHP | SWHC046-01 | ExAnte2019 | IOU workpaper | 2019-11-06 | Cap-Tons | 1 |  |  | 0 | 0 | 0 | 492.5532 | 0 | 10.2242 | [6 empty] | DEER:HVAC_Split-Package_HP | Annual | FALSE
Any | SWHC046AE | RFF | new | CZ16 | cDXHP | SWHC046-01 | ExAnte2019 | IOU workpaper | 2019-11-06 | Cap-Tons | 1 |  |  | 0 | 0 | 0 | -922.7422 | 0 | 201.9524 | [6 empty] | DEER:HVAC_Split-Package_HP | Annual | FALSE
Any | SWHC046AE | RSD | new | CZ01 | cDXHP | SWHC046-01 | ExAnte2019 | IOU workpaper | 2019-11-06 | Cap-Tons | 1 |  |  | 0 | 0 | 0 | -105.2268 | 0 | 94.1921 | [6 empty] | DEER:HVAC_Split-Package_HP | Annual | FALSE
Any | SWHC046AE | RSD | new | CZ02 | cDXHP | SWHC046-01 | ExAnte2019 | IOU workpaper | 2019-11-06 | Cap-Tons | 1 |  |  | 0 | 0 | 0 | 60.8934 | 0 | 48.2361 | [6 empty] | DEER:HVAC_Split-Package_HP | Annual | FALSE
Any | SWHC046AE | RSD | new | CZ03 | cDXHP | SWHC046-01 | ExAnte2019 | IOU workpaper | 2019-11-06 | Cap-Tons | 1 |  |  | 0 | 0 | 0 | 72.8006 | 0 | 32.9648 | [6 empty] | DEER:HVAC_Split-Package_HP | Annual | FALSE
Any | SWHC046AE | RSD | new | CZ04 | cDXHP | SWHC046-01 | ExAnte2019 | IOU workpaper | 2019-11-06 | Cap-Tons | 1 |  |  | 0 | 0 | 0 | 131.8776 | 0 | 27.6052 | [6 empty] | DEER:HVAC_Split-Package_HP | Annual | FALSE
Any | SWHC046AE | RSD | new | CZ05 | cDXHP | SWHC046-01 | ExAnte2019 | IOU workpaper | 2019-11-06 | Cap-Tons | 1 |  |  | 0 | 0 | 0 | 79.33 | 0 | 29.5383 | [6 empty] | DEER:HVAC_Split-Package_HP | Annual | FALSE
Any | SWHC046AE | RSD | new | CZ06 | cDXHP | SWHC046-01 | ExAnte2019 | IOU workpaper | 2019-11-06 | Cap-Tons | 1 |  |  | 0 | 0 | 0 | 146.9535 | 0 | 8.5935 | [6 empty] | DEER:HVAC_Split-Package_HP | Annual | FALSE
Any | SWHC046AE | RSD | new | CZ07 | cDXHP | SWHC046-01 | ExAnte2019 | IOU workpaper | 2019-11-06 | Cap-Tons | 1 |  |  | 0 | 0 | 0 | 116.3654 | 0 | 3.0636 | [6 empty] | DEER:HVAC_Split-Package_HP | Annual | FALSE
Any | SWHC046AE | RSD | new | CZ08 | cDXHP | SWHC046-01 | ExAnte2019 | IOU workpaper | 2019-11-06 | Cap-Tons | 1 |  |  | 0 | 0 | 0 | 183.1235 | 0 | 7.5072 | [6 empty] | DEER:HVAC_Split-Package_HP | Annual | FALSE
Any | SWHC046AE | RSD | new | CZ09 | cDXHP | SWHC046-01 | ExAnte2019 | IOU workpaper | 2019-11-06 | Cap-Tons | 1 |  |  | 0 | 0 | 0 | 231.3938 | 0 | 10.3213 | [6 empty] | DEER:HVAC_Split-Package_HP | Annual | FALSE
Any | SWHC046AE | RSD | new | CZ10 | cDXHP | SWHC046-01 | ExAnte2019 | IOU workpaper | 2019-11-06 | Cap-Tons | 1 |  |  | 0 | 0 | 0 | 251.8181 | 0 | 12.1759 | [6 empty] | DEER:HVAC_Split-Package_HP | Annual | FALSE
Any | SWHC046AE | RSD | new | CZ11 | cDXHP | SWHC046-01 | ExAnte2019 | IOU workpaper | 2019-11-06 | Cap-Tons | 1 |  |  | 0 | 0 | 0 | 194.8844 | 0 | 36.7162 | [6 empty] | DEER:HVAC_Split-Package_HP | Annual | FALSE
Any | SWHC046AE | RSD | new | CZ12 | cDXHP | SWHC046-01 | ExAnte2019 | IOU workpaper | 2019-11-06 | Cap-Tons | 1 |  |  | 0 | 0 | 0 | 147.1204 | 0 | 39.0123 | [6 empty] | DEER:HVAC_Split-Package_HP | Annual | FALSE
Any | SWHC046AE | RSD | new | CZ13 | cDXHP | SWHC046-01 | ExAnte2019 | IOU workpaper | 2019-11-06 | Cap-Tons | 1 |  |  | 0 | 0 | 0 | 215.3508 | 0 | 34.1588 | [6 empty] | DEER:HVAC_Split-Package_HP | Annual | FALSE
Any | SWHC046AE | RSD | new | CZ14 | cDXHP | SWHC046-01 | ExAnte2019 | IOU workpaper | 2019-11-06 | Cap-Tons | 1 |  |  | 0 | 0 | 0 | 200.5087 | 0 | 35.4606 | [6 empty] | DEER:HVAC_Split-Package_HP | Annual | FALSE
Any | SWHC046AE | RSD | new | CZ15 | cDXHP | SWHC046-01 | ExAnte2019 | IOU workpaper | 2019-11-06 | Cap-Tons | 1 |  |  | 0 | 0 | 0 | 441.2202 | 0 | 2.0847 | [6 empty] | DEER:HVAC_Split-Package_HP | Annual | FALSE
Any | SWHC046AE | RSD | new | CZ16 | cDXHP | SWHC046-01 | ExAnte2019 | IOU workpaper | 2019-11-06 | Cap-Tons | 1 |  |  | 0 | 0 | 0 | -478.7585 | 0 | 142.4729 | [6 empty] | DEER:HVAC_Split-Package_HP | Annual | FALSE
Any | SWHC046AE | Rt3 | new | CZ01 | cDXHP | SWHC046-01 | ExAnte2019 | IOU workpaper | 2019-11-06 | Cap-Tons | 1 |  |  | 0 | 0 | 0 | 110.4184 | 0 | 36.661 | [6 empty] | DEER:HVAC_Split-Package_HP | Annual | FALSE
Any | SWHC046AE | Rt3 | new | CZ02 | cDXHP | SWHC046-01 | ExAnte2019 | IOU workpaper | 2019-11-06 | Cap-Tons | 1 |  |  | 0 | 0 | 0 | 204.3319 | 0 | 17.9293 | [6 empty] | DEER:HVAC_Split-Package_HP | Annual | FALSE
Any | SWHC046AE | Rt3 | new | CZ03 | cDXHP | SWHC046-01 | ExAnte2019 | IOU workpaper | 2019-11-06 | Cap-Tons | 1 |  |  | 0 | 0 | 0 | 160.8137 | 0 | 13.0906 | [6 empty] | DEER:HVAC_Split-Package_HP | Annual | FALSE
Any | SWHC046AE | Rt3 | new | CZ04 | cDXHP | SWHC046-01 | ExAnte2019 | IOU workpaper | 2019-11-06 | Cap-Tons | 1 |  |  | 0 | 0 | 0 | 226.5211 | 0 | 10.0497 | [6 empty] | DEER:HVAC_Split-Package_HP | Annual | FALSE
Any | SWHC046AE | Rt3 | new | CZ05 | cDXHP | SWHC046-01 | ExAnte2019 | IOU workpaper | 2019-11-06 | Cap-Tons | 1 |  |  | 0 | 0 | 0 | 164.2181 | 0 | 10.3636 | [6 empty] | DEER:HVAC_Split-Package_HP | Annual | FALSE
Any | SWHC046AE | Rt3 | new | CZ06 | cDXHP | SWHC046-01 | ExAnte2019 | IOU workpaper | 2019-11-06 | Cap-Tons | 1 |  |  | 0 | 0 | 0 | 221.4259 | 0 | 2.5206 | [6 empty] | DEER:HVAC_Split-Package_HP | Annual | FALSE
Any | SWHC046AE | Rt3 | new | CZ07 | cDXHP | SWHC046-01 | ExAnte2019 | IOU workpaper | 2019-11-06 | Cap-Tons | 1 |  |  | 0 | 0 | 0 | 178.5884 | 0 | 0.6536 | [6 empty] | DEER:HVAC_Split-Package_HP | Annual | FALSE
Any | SWHC046AE | Rt3 | new | CZ08 | cDXHP | SWHC046-01 | ExAnte2019 | IOU workpaper | 2019-11-06 | Cap-Tons | 1 |  |  | 0 | 0 | 0 | 257.2762 | 0 | 1.8994 | [6 empty] | DEER:HVAC_Split-Package_HP | Annual | FALSE
Any | SWHC046AE | Rt3 | new | CZ09 | cDXHP | SWHC046-01 | ExAnte2019 | IOU workpaper | 2019-11-06 | Cap-Tons | 1 |  |  | 0 | 0 | 0 | 303.1685 | 0 | 3.2896 | [6 empty] | DEER:HVAC_Split-Package_HP | Annual | FALSE
Any | SWHC046AE | Rt3 | new | CZ10 | cDXHP | SWHC046-01 | ExAnte2019 | IOU workpaper | 2019-11-06 | Cap-Tons | 1 |  |  | 0 | 0 | 0 | 315.5508 | 0 | 3.503 | [6 empty] | DEER:HVAC_Split-Package_HP | Annual | FALSE
Any | SWHC046AE | Rt3 | new | CZ11 | cDXHP | SWHC046-01 | ExAnte2019 | IOU workpaper | 2019-11-06 | Cap-Tons | 1 |  |  | 0 | 0 | 0 | 286.2263 | 0 | 17.4541 | [6 empty] | DEER:HVAC_Split-Package_HP | Annual | FALSE
Any | SWHC046AE | Rt3 | new | CZ12 | cDXHP | SWHC046-01 | ExAnte2019 | IOU workpaper | 2019-11-06 | Cap-Tons | 1 |  |  | 0 | 0 | 0 | 251.4075 | 0 | 16.6947 | [6 empty] | DEER:HVAC_Split-Package_HP | Annual | FALSE
Any | SWHC046AE | Rt3 | new | CZ13 | cDXHP | SWHC046-01 | ExAnte2019 | IOU workpaper | 2019-11-06 | Cap-Tons | 1 |  |  | 0 | 0 | 0 | 297.5679 | 0 | 14.9476 | [6 empty] | DEER:HVAC_Split-Package_HP | Annual | FALSE
Any | SWHC046AE | Rt3 | new | CZ14 | cDXHP | SWHC046-01 | ExAnte2019 | IOU workpaper | 2019-11-06 | Cap-Tons | 1 |  |  | 0 | 0 | 0 | 298.5327 | 0 | 16.7006 | [6 empty] | DEER:HVAC_Split-Package_HP | Annual | FALSE
Any | SWHC046AE | Rt3 | new | CZ15 | cDXHP | SWHC046-01 | ExAnte2019 | IOU workpaper | 2019-11-06 | Cap-Tons | 1 |  |  | 0 | 0 | 0 | 459.5707 | 0 | 0.682 | [6 empty] | DEER:HVAC_Split-Package_HP | Annual | FALSE
Any | SWHC046AE | Rt3 | new | CZ16 | cDXHP | SWHC046-01 | ExAnte2019 | IOU workpaper | 2019-11-06 | Cap-Tons | 1 |  |  | 0 | 0 | 0 | -205.7578 | 0 | 86.7979 | [6 empty] | DEER:HVAC_Split-Package_HP | Annual | FALSE
Any | SWHC046AE | RtL | new | CZ01 | cDXHP | SWHC046-01 | ExAnte2019 | IOU workpaper | 2019-11-06 | Cap-Tons | 1 |  |  | 0 | 0 | 0 | -58.984 | 0 | 71.5895 | [6 empty] | DEER:HVAC_Split-Package_HP | Annual | FALSE
Any | SWHC046AE | RtL | new | CZ02 | cDXHP | SWHC046-01 | ExAnte2019 | IOU workpaper | 2019-11-06 | Cap-Tons | 1 |  |  | 0 | 0 | 0 | 143.2497 | 0 | 36.557 | [6 empty] | DEER:HVAC_Split-Package_HP | Annual | FALSE
Any | SWHC046AE | RtL | new | CZ03 | cDXHP | SWHC046-01 | ExAnte2019 | IOU workpaper | 2019-11-06 | Cap-Tons | 1 |  |  | 0 | 0 | 0 | 72.1725 | 0 | 32.8496 | [6 empty] | DEER:HVAC_Split-Package_HP | Annual | FALSE
Any | SWHC046AE | RtL | new | CZ04 | cDXHP | SWHC046-01 | ExAnte2019 | IOU workpaper | 2019-11-06 | Cap-Tons | 1 |  |  | 0 | 0 | 0 | 175.4215 | 0 | 24.9454 | [6 empty] | DEER:HVAC_Split-Package_HP | Annual | FALSE
Any | SWHC046AE | RtL | new | CZ05 | cDXHP | SWHC046-01 | ExAnte2019 | IOU workpaper | 2019-11-06 | Cap-Tons | 1 |  |  | 0 | 0 | 0 | 68.9654 | 0 | 34.1183 | [6 empty] | DEER:HVAC_Split-Package_HP | Annual | FALSE
Any | SWHC046AE | RtL | new | CZ06 | cDXHP | SWHC046-01 | ExAnte2019 | IOU workpaper | 2019-11-06 | Cap-Tons | 1 |  |  | 0 | 0 | 0 | 169.0236 | 0 | 15.4169 | [6 empty] | DEER:HVAC_Split-Package_HP | Annual | FALSE
Any | SWHC046AE | RtL | new | CZ07 | cDXHP | SWHC046-01 | ExAnte2019 | IOU workpaper | 2019-11-06 | Cap-Tons | 1 |  |  | 0 | 0 | 0 | 144.2059 | 0 | 10.4527 | [6 empty] | DEER:HVAC_Split-Package_HP | Annual | FALSE
Any | SWHC046AE | RtL | new | CZ08 | cDXHP | SWHC046-01 | ExAnte2019 | IOU workpaper | 2019-11-06 | Cap-Tons | 1 |  |  | 0 | 0 | 0 | 241.0102 | 0 | 11.0225 | [6 empty] | DEER:HVAC_Split-Package_HP | Annual | FALSE
Any | SWHC046AE | RtL | new | CZ09 | cDXHP | SWHC046-01 | ExAnte2019 | IOU workpaper | 2019-11-06 | Cap-Tons | 1 |  |  | 0 | 0 | 0 | 291.0471 | 0 | 12.7668 | [6 empty] | DEER:HVAC_Split-Package_HP | Annual | FALSE
Any | SWHC046AE | RtL | new | CZ10 | cDXHP | SWHC046-01 | ExAnte2019 | IOU workpaper | 2019-11-06 | Cap-Tons | 1 |  |  | 0 | 0 | 0 | 307.211 | 0 | 12.4298 | [6 empty] | DEER:HVAC_Split-Package_HP | Annual | FALSE
Any | SWHC046AE | RtL | new | CZ11 | cDXHP | SWHC046-01 | ExAnte2019 | IOU workpaper | 2019-11-06 | Cap-Tons | 1 |  |  | 0 | 0 | 0 | 270.9107 | 0 | 30.4298 | [6 empty] | DEER:HVAC_Split-Package_HP | Annual | FALSE
Any | SWHC046AE | RtL | new | CZ12 | cDXHP | SWHC046-01 | ExAnte2019 | IOU workpaper | 2019-11-06 | Cap-Tons | 1 |  |  | 0 | 0 | 0 | 224.0571 | 0 | 30.0012 | [6 empty] | DEER:HVAC_Split-Package_HP | Annual | FALSE
Any | SWHC046AE | RtL | new | CZ13 | cDXHP | SWHC046-01 | ExAnte2019 | IOU workpaper | 2019-11-06 | Cap-Tons | 1 |  |  | 0 | 0 | 0 | 292.8222 | 0 | 26.608 | [6 empty] | DEER:HVAC_Split-Package_HP | Annual | FALSE
Any | SWHC046AE | RtL | new | CZ14 | cDXHP | SWHC046-01 | ExAnte2019 | IOU workpaper | 2019-11-06 | Cap-Tons | 1 |  |  | 0 | 0 | 0 | 271.0494 | 0 | 31.4024 | [6 empty] | DEER:HVAC_Split-Package_HP | Annual | FALSE
Any | SWHC046AE | RtL | new | CZ15 | cDXHP | SWHC046-01 | ExAnte2019 | IOU workpaper | 2019-11-06 | Cap-Tons | 1 |  |  | 0 | 0 | 0 | 508.4455 | 0 | 3.5079 | [6 empty] | DEER:HVAC_Split-Package_HP | Annual | FALSE
Any | SWHC046AE | RtL | new | CZ16 | cDXHP | SWHC046-01 | ExAnte2019 | IOU workpaper | 2019-11-06 | Cap-Tons | 1 |  |  | 0 | 0 | 0 | -385.7334 | 0 | 128.2122 | [6 empty] | DEER:HVAC_Split-Package_HP | Annual | FALSE
Any | SWHC046AE | RtS | new | CZ01 | cDXHP | SWHC046-01 | ExAnte2019 | IOU workpaper | 2019-11-06 | Cap-Tons | 1 |  |  | 0 | 0 | 0 | -347.3426 | 0 | 121.9177 | [6 empty] | DEER:HVAC_Split-Package_HP | Annual | FALSE
Any | SWHC046AE | RtS | new | CZ02 | cDXHP | SWHC046-01 | ExAnte2019 | IOU workpaper | 2019-11-06 | Cap-Tons | 1 |  |  | 0 | 0 | 0 | -27.6332 | 0 | 60.4102 | [6 empty] | DEER:HVAC_Split-Package_HP | Annual | FALSE
Any | SWHC046AE | RtS | new | CZ03 | cDXHP | SWHC046-01 | ExAnte2019 | IOU workpaper | 2019-11-06 | Cap-Tons | 1 |  |  | 0 | 0 | 0 | -47.236 | 0 | 57.9439 | [6 empty] | DEER:HVAC_Split-Package_HP | Annual | FALSE
Any | SWHC046AE | RtS | new | CZ04 | cDXHP | SWHC046-01 | ExAnte2019 | IOU workpaper | 2019-11-06 | Cap-Tons | 1 |  |  | 0 | 0 | 0 | 63.5835 | 0 | 43.2901 | [6 empty] | DEER:HVAC_Split-Package_HP | Annual | FALSE
Any | SWHC046AE | RtS | new | CZ05 | cDXHP | SWHC046-01 | ExAnte2019 | IOU workpaper | 2019-11-06 | Cap-Tons | 1 |  |  | 0 | 0 | 0 | -19.1699 | 0 | 52.0788 | [6 empty] | DEER:HVAC_Split-Package_HP | Annual | FALSE
Any | SWHC046AE | RtS | new | CZ06 | cDXHP | SWHC046-01 | ExAnte2019 | IOU workpaper | 2019-11-06 | Cap-Tons | 1 |  |  | 0 | 0 | 0 | 156.91 | 0 | 21.8186 | [6 empty] | DEER:HVAC_Split-Package_HP | Annual | FALSE
Any | SWHC046AE | RtS | new | CZ07 | cDXHP | SWHC046-01 | ExAnte2019 | IOU workpaper | 2019-11-06 | Cap-Tons | 1 |  |  | 0 | 0 | 0 | 159.2442 | 0 | 14.3439 | [6 empty] | DEER:HVAC_Split-Package_HP | Annual | FALSE
Any | SWHC046AE | RtS | new | CZ08 | cDXHP | SWHC046-01 | ExAnte2019 | IOU workpaper | 2019-11-06 | Cap-Tons | 1 |  |  | 0 | 0 | 0 | 203.7295 | 0 | 16.9082 | [6 empty] | DEER:HVAC_Split-Package_HP | Annual | FALSE
Any | SWHC046AE | RtS | new | CZ09 | cDXHP | SWHC046-01 | ExAnte2019 | IOU workpaper | 2019-11-06 | Cap-Tons | 1 |  |  | 0 | 0 | 0 | 222.3488 | 0 | 19.8241 | [6 empty] | DEER:HVAC_Split-Package_HP | Annual | FALSE
Any | SWHC046AE | RtS | new | CZ10 | cDXHP | SWHC046-01 | ExAnte2019 | IOU workpaper | 2019-11-06 | Cap-Tons | 1 |  |  | 0 | 0 | 0 | 246.499 | 0 | 18.6774 | [6 empty] | DEER:HVAC_Split-Package_HP | Annual | FALSE
Any | SWHC046AE | RtS | new | CZ11 | cDXHP | SWHC046-01 | ExAnte2019 | IOU workpaper | 2019-11-06 | Cap-Tons | 1 |  |  | 0 | 0 | 0 | 100.3729 | 0 | 47.6175 | [6 empty] | DEER:HVAC_Split-Package_HP | Annual | FALSE
Any | SWHC046AE | RtS | new | CZ12 | cDXHP | SWHC046-01 | ExAnte2019 | IOU workpaper | 2019-11-06 | Cap-Tons | 1 |  |  | 0 | 0 | 0 | 59.0791 | 0 | 50.5926 | [6 empty] | DEER:HVAC_Split-Package_HP | Annual | FALSE
Any | SWHC046AE | RtS | new | CZ13 | cDXHP | SWHC046-01 | ExAnte2019 | IOU workpaper | 2019-11-06 | Cap-Tons | 1 |  |  | 0 | 0 | 0 | 138.7429 | 0 | 42.2469 | [6 empty] | DEER:HVAC_Split-Package_HP | Annual | FALSE
Any | SWHC046AE | RtS | new | CZ14 | cDXHP | SWHC046-01 | ExAnte2019 | IOU workpaper | 2019-11-06 | Cap-Tons | 1 |  |  | 0 | 0 | 0 | 130.2357 | 0 | 43.5608 | [6 empty] | DEER:HVAC_Split-Package_HP | Annual | FALSE
Any | SWHC046AE | RtS | new | CZ15 | cDXHP | SWHC046-01 | ExAnte2019 | IOU workpaper | 2019-11-06 | Cap-Tons | 1 |  |  | 0 | 0 | 0 | 434.8033 | 0 | 4.6833 | [6 empty] | DEER:HVAC_Split-Package_HP | Annual | FALSE
Any | SWHC046AE | RtS | new | CZ16 | cDXHP | SWHC046-01 | ExAnte2019 | IOU workpaper | 2019-11-06 | Cap-Tons | 1 |  |  | 0 | 0 | 0 | -738.2723 | 0 | 148.5408 | [6 empty] | DEER:HVAC_Split-Package_HP | Annual | FALSE
Any | SWHC046AE | SCn | new | CZ01 | cDXHP | SWHC046-01 | ExAnte2019 | IOU workpaper | 2019-11-06 | Cap-Tons | 1 |  |  | 0 | 0 | 0 | -632.002 | 0 | 151.7013 | [6 empty] | DEER:HVAC_Split-Package_HP | Annual | FALSE
Any | SWHC046AE | SCn | new | CZ02 | cDXHP | SWHC046-01 | ExAnte2019 | IOU workpaper | 2019-11-06 | Cap-Tons | 1 |  |  | 0 | 0 | 0 | -475.0432 | 0 | 108.561 | [6 empty] | DEER:HVAC_Split-Package_HP | Annual | FALSE
Any | SWHC046AE | SCn | new | CZ03 | cDXHP | SWHC046-01 | ExAnte2019 | IOU workpaper | 2019-11-06 | Cap-Tons | 1 |  |  | 0 | 0 | 0 | -217.1042 | 0 | 80.8528 | [6 empty] | DEER:HVAC_Split-Package_HP | Annual | FALSE
Any | SWHC046AE | SCn | new | CZ04 | cDXHP | SWHC046-01 | ExAnte2019 | IOU workpaper | 2019-11-06 | Cap-Tons | 1 |  |  | 0 | 0 | 0 | -336.468 | 0 | 85.2131 | [6 empty] | DEER:HVAC_Split-Package_HP | Annual | FALSE
Any | SWHC046AE | SCn | new | CZ05 | cDXHP | SWHC046-01 | ExAnte2019 | IOU workpaper | 2019-11-06 | Cap-Tons | 1 |  |  | 0 | 0 | 0 | -230.8406 | 0 | 79.7346 | [6 empty] | DEER:HVAC_Split-Package_HP | Annual | FALSE
Any | SWHC046AE | SCn | new | CZ06 | cDXHP | SWHC046-01 | ExAnte2019 | IOU workpaper | 2019-11-06 | Cap-Tons | 1 |  |  | 0 | 0 | 0 | -6.6912 | 0 | 43.12 | [6 empty] | DEER:HVAC_Split-Package_HP | Annual | FALSE
Any | SWHC046AE | SCn | new | CZ07 | cDXHP | SWHC046-01 | ExAnte2019 | IOU workpaper | 2019-11-06 | Cap-Tons | 1 |  |  | 0 | 0 | 0 | 51.4464 | 0 | 33.3389 | [6 empty] | DEER:HVAC_Split-Package_HP | Annual | FALSE
Any | SWHC046AE | SCn | new | CZ08 | cDXHP | SWHC046-01 | ExAnte2019 | IOU workpaper | 2019-11-06 | Cap-Tons | 1 |  |  | 0 | 0 | 0 | 10.1961 | 0 | 45.1714 | [6 empty] | DEER:HVAC_Split-Package_HP | Annual | FALSE
Any | SWHC046AE | SCn | new | CZ09 | cDXHP | SWHC046-01 | ExAnte2019 | IOU workpaper | 2019-11-06 | Cap-Tons | 1 |  |  | 0 | 0 | 0 | 34.55 | 0 | 46.3428 | [6 empty] | DEER:HVAC_Split-Package_HP | Annual | FALSE
Any | SWHC046AE | SCn | new | CZ10 | cDXHP | SWHC046-01 | ExAnte2019 | IOU workpaper | 2019-11-06 | Cap-Tons | 1 |  |  | 0 | 0 | 0 | 30.2882 | 0 | 50.5704 | [6 empty] | DEER:HVAC_Split-Package_HP | Annual | FALSE
Any | SWHC046AE | SCn | new | CZ11 | cDXHP | SWHC046-01 | ExAnte2019 | IOU workpaper | 2019-11-06 | Cap-Tons | 1 |  |  | 0 | 0 | 0 | -212.7327 | 0 | 89.3304 | [6 empty] | DEER:HVAC_Split-Package_HP | Annual | FALSE
Any | SWHC046AE | SCn | new | CZ12 | cDXHP | SWHC046-01 | ExAnte2019 | IOU workpaper | 2019-11-06 | Cap-Tons | 1 |  |  | 0 | 0 | 0 | -278.3739 | 0 | 97.8121 | [6 empty] | DEER:HVAC_Split-Package_HP | Annual | FALSE
Any | SWHC046AE | SCn | new | CZ13 | cDXHP | SWHC046-01 | ExAnte2019 | IOU workpaper | 2019-11-06 | Cap-Tons | 1 |  |  | 0 | 0 | 0 | -112.6071 | 0 | 78.9867 | [6 empty] | DEER:HVAC_Split-Package_HP | Annual | FALSE
Any | SWHC046AE | SCn | new | CZ14 | cDXHP | SWHC046-01 | ExAnte2019 | IOU workpaper | 2019-11-06 | Cap-Tons | 1 |  |  | 0 | 0 | 0 | -254.9335 | 0 | 92.8405 | [6 empty] | DEER:HVAC_Split-Package_HP | Annual | FALSE
Any | SWHC046AE | SCn | new | CZ15 | cDXHP | SWHC046-01 | ExAnte2019 | IOU workpaper | 2019-11-06 | Cap-Tons | 1 |  |  | 0 | 0 | 0 | 345.5429 | 0 | 13.4192 | [6 empty] | DEER:HVAC_Split-Package_HP | Annual | FALSE
Any | SWHC046AE | SCn | new | CZ16 | cDXHP | SWHC046-01 | ExAnte2019 | IOU workpaper | 2019-11-06 | Cap-Tons | 1 |  |  | 0 | 0 | 0 | -943.3545 | 0 | 164.379 | [6 empty] | DEER:HVAC_Split-Package_HP | Annual | FALSE
Any | SWHC046AF | Asm | new | CZ01 | cDXHP | SWHC046-01 | ExAnte2019 | IOU workpaper | 2019-11-06 | Cap-Tons | 1 |  |  | 0 | 0 | 0 | -675.6741 | 0 | 170.848 | [6 empty] | DEER:HVAC_Split-Package_HP | Annual | FALSE
Any | SWHC046AF | Asm | new | CZ02 | cDXHP | SWHC046-01 | ExAnte2019 | IOU workpaper | 2019-11-06 | Cap-Tons | 1 |  |  | 0 | 0 | 0 | -268.9936 | 0 | 103.565 | [6 empty] | DEER:HVAC_Split-Package_HP | Annual | FALSE
Any | SWHC046AF | Asm | new | CZ03 | cDXHP | SWHC046-01 | ExAnte2019 | IOU workpaper | 2019-11-06 | Cap-Tons | 1 |  |  | 0 | 0 | 0 | -121.5187 | 0 | 78.2364 | [6 empty] | DEER:HVAC_Split-Package_HP | Annual | FALSE
Any | SWHC046AF | Asm | new | CZ04 | cDXHP | SWHC046-01 | ExAnte2019 | IOU workpaper | 2019-11-06 | Cap-Tons | 1 |  |  | 0 | 0 | 0 | -65.0967 | 0 | 70.3479 | [6 empty] | DEER:HVAC_Split-Package_HP | Annual | FALSE
Any | SWHC046AF | Asm | new | CZ05 | cDXHP | SWHC046-01 | ExAnte2019 | IOU workpaper | 2019-11-06 | Cap-Tons | 1 |  |  | 0 | 0 | 0 | -133.6769 | 0 | 77.3501 | [6 empty] | DEER:HVAC_Split-Package_HP | Annual | FALSE
Any | SWHC046AF | Asm | new | CZ06 | cDXHP | SWHC046-01 | ExAnte2019 | IOU workpaper | 2019-11-06 | Cap-Tons | 1 |  |  | 0 | 0 | 0 | 114.9142 | 0 | 33.0894 | [6 empty] | DEER:HVAC_Split-Package_HP | Annual | FALSE
Any | SWHC046AF | Asm | new | CZ07 | cDXHP | SWHC046-01 | ExAnte2019 | IOU workpaper | 2019-11-06 | Cap-Tons | 1 |  |  | 0 | 0 | 0 | 120.0774 | 0 | 25.4255 | [6 empty] | DEER:HVAC_Split-Package_HP | Annual | FALSE
Any | SWHC046AF | Asm | new | CZ08 | cDXHP | SWHC046-01 | ExAnte2019 | IOU workpaper | 2019-11-06 | Cap-Tons | 1 |  |  | 0 | 0 | 0 | 150.0407 | 0 | 32.2643 | [6 empty] | DEER:HVAC_Split-Package_HP | Annual | FALSE
Any | SWHC046AF | Asm | new | CZ09 | cDXHP | SWHC046-01 | ExAnte2019 | IOU workpaper | 2019-11-06 | Cap-Tons | 1 |  |  | 0 | 0 | 0 | 181.7439 | 0 | 32.8555 | [6 empty] | DEER:HVAC_Split-Package_HP | Annual | FALSE
Any | SWHC046AF | Asm | new | CZ10 | cDXHP | SWHC046-01 | ExAnte2019 | IOU workpaper | 2019-11-06 | Cap-Tons | 1 |  |  | 0 | 0 | 0 | 182.621 | 0 | 39.9592 | [6 empty] | DEER:HVAC_Split-Package_HP | Annual | FALSE
Any | SWHC046AF | Asm | new | CZ11 | cDXHP | SWHC046-01 | ExAnte2019 | IOU workpaper | 2019-11-06 | Cap-Tons | 1 |  |  | 0 | 0 | 0 | 55.1741 | 0 | 71.3809 | [6 empty] | DEER:HVAC_Split-Package_HP | Annual | FALSE
Any | SWHC046AF | Asm | new | CZ12 | cDXHP | SWHC046-01 | ExAnte2019 | IOU workpaper | 2019-11-06 | Cap-Tons | 1 |  |  | 0 | 0 | 0 | -19.3274 | 0 | 77.6866 | [6 empty] | DEER:HVAC_Split-Package_HP | Annual | FALSE
Any | SWHC046AF | Asm | new | CZ13 | cDXHP | SWHC046-01 | ExAnte2019 | IOU workpaper | 2019-11-06 | Cap-Tons | 1 |  |  | 0 | 0 | 0 | 99.4786 | 0 | 65.6123 | [6 empty] | DEER:HVAC_Split-Package_HP | Annual | FALSE
Any | SWHC046AF | Asm | new | CZ14 | cDXHP | SWHC046-01 | ExAnte2019 | IOU workpaper | 2019-11-06 | Cap-Tons | 1 |  |  | 0 | 0 | 0 | 65.7529 | 0 | 69.4062 | [6 empty] | DEER:HVAC_Split-Package_HP | Annual | FALSE
Any | SWHC046AF | Asm | new | CZ15 | cDXHP | SWHC046-01 | ExAnte2019 | IOU workpaper | 2019-11-06 | Cap-Tons | 1 |  |  | 0 | 0 | 0 | 469.9134 | 0 | 12.5575 | [6 empty] | DEER:HVAC_Split-Package_HP | Annual | FALSE
Any | SWHC046AF | Asm | new | CZ16 | cDXHP | SWHC046-01 | ExAnte2019 | IOU workpaper | 2019-11-06 | Cap-Tons | 1 |  |  | 0 | 0 | 0 | -853.401 | 0 | 189.083 | [6 empty] | DEER:HVAC_Split-Package_HP | Annual | FALSE
Any | SWHC046AF | Com | new | CZ01 | cDXHP | SWHC046-01 | ExAnte2019 | IOU workpaper | 2019-11-06 | Cap-Tons | 1 |  |  | 0 | 0 | 0 | -299.4406 | 0 | 113.9172 | [6 empty] | DEER:HVAC_Split-Package_HP | Annual | FALSE
Any | SWHC046AF | Com | new | CZ02 | cDXHP | SWHC046-01 | ExAnte2019 | IOU workpaper | 2019-11-06 | Cap-Tons | 1 |  |  | 0 | 0 | 0 | -24.9015 | 0 | 61.5905 | [6 empty] | DEER:HVAC_Split-Package_HP | Annual | FALSE
Any | SWHC046AF | Com | new | CZ03 | cDXHP | SWHC046-01 | ExAnte2019 | IOU workpaper | 2019-11-06 | Cap-Tons | 1 |  |  | 0 | 0 | 0 | 29.7379 | 0 | 42.2318 | [6 empty] | DEER:HVAC_Split-Package_HP | Annual | FALSE
Any | SWHC046AF | Com | new | CZ04 | cDXHP | SWHC046-01 | ExAnte2019 | IOU workpaper | 2019-11-06 | Cap-Tons | 1 |  |  | 0 | 0 | 0 | 70.2071 | 0 | 36.6611 | [6 empty] | DEER:HVAC_Split-Package_HP | Annual | FALSE
Any | SWHC046AF | Com | new | CZ05 | cDXHP | SWHC046-01 | ExAnte2019 | IOU workpaper | 2019-11-06 | Cap-Tons | 1 |  |  | 0 | 0 | 0 | -8.1441 | 0 | 57.9325 | [6 empty] | DEER:HVAC_Split-Package_HP | Annual | FALSE
Any | SWHC046AF | Com | new | CZ06 | cDXHP | SWHC046-01 | ExAnte2019 | IOU workpaper | 2019-11-06 | Cap-Tons | 1 |  |  | 0 | 0 | 0 | 168.2272 | 0 | 22.9105 | [6 empty] | DEER:HVAC_Split-Package_HP | Annual | FALSE
Any | SWHC046AF | Com | new | CZ07 | cDXHP | SWHC046-01 | ExAnte2019 | IOU workpaper | 2019-11-06 | Cap-Tons | 1 |  |  | 0 | 0 | 0 | 177.0466 | 0 | 18.4075 | [6 empty] | DEER:HVAC_Split-Package_HP | Annual | FALSE
Any | SWHC046AF | Com | new | CZ08 | cDXHP | SWHC046-01 | ExAnte2019 | IOU workpaper | 2019-11-06 | Cap-Tons | 1 |  |  | 0 | 0 | 0 | 190.2054 | 0 | 22.1392 | [6 empty] | DEER:HVAC_Split-Package_HP | Annual | FALSE
Any | SWHC046AF | Com | new | CZ09 | cDXHP | SWHC046-01 | ExAnte2019 | IOU workpaper | 2019-11-06 | Cap-Tons | 1 |  |  | 0 | 0 | 0 | 225.568 | 0 | 21.7753 | [6 empty] | DEER:HVAC_Split-Package_HP | Annual | FALSE
Any | SWHC046AF | Com | new | CZ10 | cDXHP | SWHC046-01 | ExAnte2019 | IOU workpaper | 2019-11-06 | Cap-Tons | 1 |  |  | 0 | 0 | 0 | 195.4415 | 0 | 29.4904 | [6 empty] | DEER:HVAC_Split-Package_HP | Annual | FALSE
Any | SWHC046AF | Com | new | CZ11 | cDXHP | SWHC046-01 | ExAnte2019 | IOU workpaper | 2019-11-06 | Cap-Tons | 1 |  |  | 0 | 0 | 0 | 95.6766 | 0 | 51.7274 | [6 empty] | DEER:HVAC_Split-Package_HP | Annual | FALSE
Any | SWHC046AF | Com | new | CZ12 | cDXHP | SWHC046-01 | ExAnte2019 | IOU workpaper | 2019-11-06 | Cap-Tons | 1 |  |  | 0 | 0 | 0 | 70.518 | 0 | 48.8834 | [6 empty] | DEER:HVAC_Split-Package_HP | Annual | FALSE
Any | SWHC046AF | Com | new | CZ13 | cDXHP | SWHC046-01 | ExAnte2019 | IOU workpaper | 2019-11-06 | Cap-Tons | 1 |  |  | 0 | 0 | 0 | 146.7173 | 0 | 44.1317 | [6 empty] | DEER:HVAC_Split-Package_HP | Annual | FALSE
Any | SWHC046AF | Com | new | CZ14 | cDXHP | SWHC046-01 | ExAnte2019 | IOU workpaper | 2019-11-06 | Cap-Tons | 1 |  |  | 0 | 0 | 0 | 125.0354 | 0 | 47.5408 | [6 empty] | DEER:HVAC_Split-Package_HP | Annual | FALSE
Any | SWHC046AF | Com | new | CZ15 | cDXHP | SWHC046-01 | ExAnte2019 | IOU workpaper | 2019-11-06 | Cap-Tons | 1 |  |  | 0 | 0 | 0 | 461.4005 | 0 | 8.0636 | [6 empty] | DEER:HVAC_Split-Package_HP | Annual | FALSE
Any | SWHC046AF | Com | new | CZ16 | cDXHP | SWHC046-01 | ExAnte2019 | IOU workpaper | 2019-11-06 | Cap-Tons | 1 |  |  | 0 | 0 | 0 | -559.5383 | 0 | 133.4351 | [6 empty] | DEER:HVAC_Split-Package_HP | Annual | FALSE
Any | SWHC046AF | ECC | new | CZ01 | cDXHP | SWHC046-01 | ExAnte2019 | IOU workpaper | 2019-11-06 | Cap-Tons | 1 |  |  | 0 | 0 | 0 | -131.5263 | 0 | 72.0202 | [6 empty] | DEER:HVAC_Split-Package_HP | Annual | FALSE
Any | SWHC046AF | ECC | new | CZ02 | cDXHP | SWHC046-01 | ExAnte2019 | IOU workpaper | 2019-11-06 | Cap-Tons | 1 |  |  | 0 | 0 | 0 | 34.544 | 0 | 40.5526 | [6 empty] | DEER:HVAC_Split-Package_HP | Annual | FALSE
Any | SWHC046AF | ECC | new | CZ03 | cDXHP | SWHC046-01 | ExAnte2019 | IOU workpaper | 2019-11-06 | Cap-Tons | 1 |  |  | 0 | 0 | 0 | 46.5358 | 0 | 31.2714 | [6 empty] | DEER:HVAC_Split-Package_HP | Annual | FALSE
Any | SWHC046AF | ECC | new | CZ04 | cDXHP | SWHC046-01 | ExAnte2019 | IOU workpaper | 2019-11-06 | Cap-Tons | 1 |  |  | 0 | 0 | 0 | 82.9112 | 0 | 28.0396 | [6 empty] | DEER:HVAC_Split-Package_HP | Annual | FALSE
Any | SWHC046AF | ECC | new | CZ05 | cDXHP | SWHC046-01 | ExAnte2019 | IOU workpaper | 2019-11-06 | Cap-Tons | 1 |  |  | 0 | 0 | 0 | 38.2057 | 0 | 31.2089 | [6 empty] | DEER:HVAC_Split-Package_HP | Annual | FALSE
Any | SWHC046AF | ECC | new | CZ06 | cDXHP | SWHC046-01 | ExAnte2019 | IOU workpaper | 2019-11-06 | Cap-Tons | 1 |  |  | 0 | 0 | 0 | 159.6069 | 0 | 10.3507 | [6 empty] | DEER:HVAC_Split-Package_HP | Annual | FALSE
Any | SWHC046AF | ECC | new | CZ07 | cDXHP | SWHC046-01 | ExAnte2019 | IOU workpaper | 2019-11-06 | Cap-Tons | 1 |  |  | 0 | 0 | 0 | 151.3921 | 0 | 6.1637 | [6 empty] | DEER:HVAC_Split-Package_HP | Annual | FALSE
Any | SWHC046AF | ECC | new | CZ08 | cDXHP | SWHC046-01 | ExAnte2019 | IOU workpaper | 2019-11-06 | Cap-Tons | 1 |  |  | 0 | 0 | 0 | 183.4801 | 0 | 9.5312 | [6 empty] | DEER:HVAC_Split-Package_HP | Annual | FALSE
Any | SWHC046AF | ECC | new | CZ09 | cDXHP | SWHC046-01 | ExAnte2019 | IOU workpaper | 2019-11-06 | Cap-Tons | 1 |  |  | 0 | 0 | 0 | 198.9096 | 0 | 11.4229 | [6 empty] | DEER:HVAC_Split-Package_HP | Annual | FALSE
Any | SWHC046AF | ECC | new | CZ10 | cDXHP | SWHC046-01 | ExAnte2019 | IOU workpaper | 2019-11-06 | Cap-Tons | 1 |  |  | 0 | 0 | 0 | 209.3688 | 0 | 12.8409 | [6 empty] | DEER:HVAC_Split-Package_HP | Annual | FALSE
Any | SWHC046AF | ECC | new | CZ11 | cDXHP | SWHC046-01 | ExAnte2019 | IOU workpaper | 2019-11-06 | Cap-Tons | 1 |  |  | 0 | 0 | 0 | 127.3314 | 0 | 33.3053 | [6 empty] | DEER:HVAC_Split-Package_HP | Annual | FALSE
Any | SWHC046AF | ECC | new | CZ12 | cDXHP | SWHC046-01 | ExAnte2019 | IOU workpaper | 2019-11-06 | Cap-Tons | 1 |  |  | 0 | 0 | 0 | 90.6928 | 0 | 34.8597 | [6 empty] | DEER:HVAC_Split-Package_HP | Annual | FALSE
Any | SWHC046AF | ECC | new | CZ13 | cDXHP | SWHC046-01 | ExAnte2019 | IOU workpaper | 2019-11-06 | Cap-Tons | 1 |  |  | 0 | 0 | 0 | 152.6316 | 0 | 29.0488 | [6 empty] | DEER:HVAC_Split-Package_HP | Annual | FALSE
Any | SWHC046AF | ECC | new | CZ14 | cDXHP | SWHC046-01 | ExAnte2019 | IOU workpaper | 2019-11-06 | Cap-Tons | 1 |  |  | 0 | 0 | 0 | 137.7413 | 0 | 30.6499 | [6 empty] | DEER:HVAC_Split-Package_HP | Annual | FALSE
Any | SWHC046AF | ECC | new | CZ15 | cDXHP | SWHC046-01 | ExAnte2019 | IOU workpaper | 2019-11-06 | Cap-Tons | 1 |  |  | 0 | 0 | 0 | 375.15 | 0 | 3.2825 | [6 empty] | DEER:HVAC_Split-Package_HP | Annual | FALSE
Any | SWHC046AF | ECC | new | CZ16 | cDXHP | SWHC046-01 | ExAnte2019 | IOU workpaper | 2019-11-06 | Cap-Tons | 1 |  |  | 0 | 0 | 0 | -342.7116 | 0 | 90.6794 | [6 empty] | DEER:HVAC_Split-Package_HP | Annual | FALSE
Any | SWHC046AF | EPr | new | CZ01 | cDXHP | SWHC046-01 | ExAnte2019 | IOU workpaper | 2019-11-06 | Cap-Tons | 1 |  |  | 0 | 0 | 0 | -324.2262 | 0 | 90.6057 | [6 empty] | DEER:HVAC_Split-Package_HP | Annual | FALSE
Any | SWHC046AF | EPr | new | CZ02 | cDXHP | SWHC046-01 | ExAnte2019 | IOU workpaper | 2019-11-06 | Cap-Tons | 1 |  |  | 0 | 0 | 0 | -113.3791 | 0 | 50.5666 | [6 empty] | DEER:HVAC_Split-Package_HP | Annual | FALSE
Any | SWHC046AF | EPr | new | CZ03 | cDXHP | SWHC046-01 | ExAnte2019 | IOU workpaper | 2019-11-06 | Cap-Tons | 1 |  |  | 0 | 0 | 0 | -77.3336 | 0 | 44.2835 | [6 empty] | DEER:HVAC_Split-Package_HP | Annual | FALSE
Any | SWHC046AF | EPr | new | CZ04 | cDXHP | SWHC046-01 | ExAnte2019 | IOU workpaper | 2019-11-06 | Cap-Tons | 1 |  |  | 0 | 0 | 0 | -38.0031 | 0 | 35.9169 | [6 empty] | DEER:HVAC_Split-Package_HP | Annual | FALSE
Any | SWHC046AF | EPr | new | CZ05 | cDXHP | SWHC046-01 | ExAnte2019 | IOU workpaper | 2019-11-06 | Cap-Tons | 1 |  |  | 0 | 0 | 0 | -92.2131 | 0 | 43.2929 | [6 empty] | DEER:HVAC_Split-Package_HP | Annual | FALSE
Any | SWHC046AF | EPr | new | CZ06 | cDXHP | SWHC046-01 | ExAnte2019 | IOU workpaper | 2019-11-06 | Cap-Tons | 1 |  |  | 0 | 0 | 0 | 46.7604 | 0 | 18.3216 | [6 empty] | DEER:HVAC_Split-Package_HP | Annual | FALSE
Any | SWHC046AF | EPr | new | CZ07 | cDXHP | SWHC046-01 | ExAnte2019 | IOU workpaper | 2019-11-06 | Cap-Tons | 1 |  |  | 0 | 0 | 0 | 52.1167 | 0 | 14.1455 | [6 empty] | DEER:HVAC_Split-Package_HP | Annual | FALSE
Any | SWHC046AF | EPr | new | CZ08 | cDXHP | SWHC046-01 | ExAnte2019 | IOU workpaper | 2019-11-06 | Cap-Tons | 1 |  |  | 0 | 0 | 0 | 73.3973 | 0 | 15.6024 | [6 empty] | DEER:HVAC_Split-Package_HP | Annual | FALSE
Any | SWHC046AF | EPr | new | CZ09 | cDXHP | SWHC046-01 | ExAnte2019 | IOU workpaper | 2019-11-06 | Cap-Tons | 1 |  |  | 0 | 0 | 0 | 80.4168 | 0 | 18.1502 | [6 empty] | DEER:HVAC_Split-Package_HP | Annual | FALSE
Any | SWHC046AF | EPr | new | CZ10 | cDXHP | SWHC046-01 | ExAnte2019 | IOU workpaper | 2019-11-06 | Cap-Tons | 1 |  |  | 0 | 0 | 0 | 89.1389 | 0 | 17.8359 | [6 empty] | DEER:HVAC_Split-Package_HP | Annual | FALSE
Any | SWHC046AF | EPr | new | CZ11 | cDXHP | SWHC046-01 | ExAnte2019 | IOU workpaper | 2019-11-06 | Cap-Tons | 1 |  |  | 0 | 0 | 0 | -17.3189 | 0 | 39.4411 | [6 empty] | DEER:HVAC_Split-Package_HP | Annual | FALSE
Any | SWHC046AF | EPr | new | CZ12 | cDXHP | SWHC046-01 | ExAnte2019 | IOU workpaper | 2019-11-06 | Cap-Tons | 1 |  |  | 0 | 0 | 0 | -46.5779 | 0 | 42.968 | [6 empty] | DEER:HVAC_Split-Package_HP | Annual | FALSE
Any | SWHC046AF | EPr | new | CZ13 | cDXHP | SWHC046-01 | ExAnte2019 | IOU workpaper | 2019-11-06 | Cap-Tons | 1 |  |  | 0 | 0 | 0 | 11.912 | 0 | 35.0093 | [6 empty] | DEER:HVAC_Split-Package_HP | Annual | FALSE
Any | SWHC046AF | EPr | new | CZ14 | cDXHP | SWHC046-01 | ExAnte2019 | IOU workpaper | 2019-11-06 | Cap-Tons | 1 |  |  | 0 | 0 | 0 | -0.7004 | 0 | 35.6516 | [6 empty] | DEER:HVAC_Split-Package_HP | Annual | FALSE
Any | SWHC046AF | EPr | new | CZ15 | cDXHP | SWHC046-01 | ExAnte2019 | IOU workpaper | 2019-11-06 | Cap-Tons | 1 |  |  | 0 | 0 | 0 | 227.3359 | 0 | 5.1616 | [6 empty] | DEER:HVAC_Split-Package_HP | Annual | FALSE
Any | SWHC046AF | EPr | new | CZ16 | cDXHP | SWHC046-01 | ExAnte2019 | IOU workpaper | 2019-11-06 | Cap-Tons | 1 |  |  | 0 | 0 | 0 | -523.1999 | 0 | 109.1812 | [6 empty] | DEER:HVAC_Split-Package_HP | Annual | FALSE
Any | SWHC046AF | ERC | new | CZ01 | cDXHP | SWHC046-01 | ExAnte2019 | IOU workpaper | 2019-11-06 | Cap-Tons | 1 |  |  | 0 | 0 | 0 | -631.3038 | 0 | 132.9105 | [6 empty] | DEER:HVAC_Split-Package_HP | Annual | FALSE
Any | SWHC046AF | ERC | new | CZ02 | cDXHP | SWHC046-01 | ExAnte2019 | IOU workpaper | 2019-11-06 | Cap-Tons | 1 |  |  | 0 | 0 | 0 | -352.0392 | 0 | 82.8714 | [6 empty] | DEER:HVAC_Split-Package_HP | Annual | FALSE
Any | SWHC046AF | ERC | new | CZ03 | cDXHP | SWHC046-01 | ExAnte2019 | IOU workpaper | 2019-11-06 | Cap-Tons | 1 |  |  | 0 | 0 | 0 | -220.1035 | 0 | 64.0724 | [6 empty] | DEER:HVAC_Split-Package_HP | Annual | FALSE
Any | SWHC046AF | ERC | new | CZ04 | cDXHP | SWHC046-01 | ExAnte2019 | IOU workpaper | 2019-11-06 | Cap-Tons | 1 |  |  | 0 | 0 | 0 | -217.8164 | 0 | 57.3437 | [6 empty] | DEER:HVAC_Split-Package_HP | Annual | FALSE
Any | SWHC046AF | ERC | new | CZ05 | cDXHP | SWHC046-01 | ExAnte2019 | IOU workpaper | 2019-11-06 | Cap-Tons | 1 |  |  | 0 | 0 | 0 | -297.8537 | 0 | 71.6541 | [6 empty] | DEER:HVAC_Split-Package_HP | Annual | FALSE
Any | SWHC046AF | ERC | new | CZ06 | cDXHP | SWHC046-01 | ExAnte2019 | IOU workpaper | 2019-11-06 | Cap-Tons | 1 |  |  | 0 | 0 | 0 | -55.2698 | 0 | 30.4744 | [6 empty] | DEER:HVAC_Split-Package_HP | Annual | FALSE
Any | SWHC046AF | ERC | new | CZ07 | cDXHP | SWHC046-01 | ExAnte2019 | IOU workpaper | 2019-11-06 | Cap-Tons | 1 |  |  | 0 | 0 | 0 | -14.0071 | 0 | 19.9824 | [6 empty] | DEER:HVAC_Split-Package_HP | Annual | FALSE
Any | SWHC046AF | ERC | new | CZ08 | cDXHP | SWHC046-01 | ExAnte2019 | IOU workpaper | 2019-11-06 | Cap-Tons | 1 |  |  | 0 | 0 | 0 | -18.8397 | 0 | 27.0235 | [6 empty] | DEER:HVAC_Split-Package_HP | Annual | FALSE
Any | SWHC046AF | ERC | new | CZ09 | cDXHP | SWHC046-01 | ExAnte2019 | IOU workpaper | 2019-11-06 | Cap-Tons | 1 |  |  | 0 | 0 | 0 | -6.0053 | 0 | 26.9481 | [6 empty] | DEER:HVAC_Split-Package_HP | Annual | FALSE
Any | SWHC046AF | ERC | new | CZ10 | cDXHP | SWHC046-01 | ExAnte2019 | IOU workpaper | 2019-11-06 | Cap-Tons | 1 |  |  | 0 | 0 | 0 | -22.7834 | 0 | 30.2927 | [6 empty] | DEER:HVAC_Split-Package_HP | Annual | FALSE
Any | SWHC046AF | ERC | new | CZ11 | cDXHP | SWHC046-01 | ExAnte2019 | IOU workpaper | 2019-11-06 | Cap-Tons | 1 |  |  | 0 | 0 | 0 | -164.1212 | 0 | 55.4819 | [6 empty] | DEER:HVAC_Split-Package_HP | Annual | FALSE
Any | SWHC046AF | ERC | new | CZ12 | cDXHP | SWHC046-01 | ExAnte2019 | IOU workpaper | 2019-11-06 | Cap-Tons | 1 |  |  | 0 | 0 | 0 | -216.2726 | 0 | 62.5443 | [6 empty] | DEER:HVAC_Split-Package_HP | Annual | FALSE
Any | SWHC046AF | ERC | new | CZ13 | cDXHP | SWHC046-01 | ExAnte2019 | IOU workpaper | 2019-11-06 | Cap-Tons | 1 |  |  | 0 | 0 | 0 | -124.0101 | 0 | 49.9268 | [6 empty] | DEER:HVAC_Split-Package_HP | Annual | FALSE
Any | SWHC046AF | ERC | new | CZ14 | cDXHP | SWHC046-01 | ExAnte2019 | IOU workpaper | 2019-11-06 | Cap-Tons | 1 |  |  | 0 | 0 | 0 | -155.7772 | 0 | 52.0345 | [6 empty] | DEER:HVAC_Split-Package_HP | Annual | FALSE
Any | SWHC046AF | ERC | new | CZ15 | cDXHP | SWHC046-01 | ExAnte2019 | IOU workpaper | 2019-11-06 | Cap-Tons | 1 |  |  | 0 | 0 | 0 | 175.0554 | 0 | 8.3568 | [6 empty] | DEER:HVAC_Split-Package_HP | Annual | FALSE
Any | SWHC046AF | ERC | new | CZ16 | cDXHP | SWHC046-01 | ExAnte2019 | IOU workpaper | 2019-11-06 | Cap-Tons | 1 |  |  | 0 | 0 | 0 | -886.4733 | 0 | 146.2976 | [6 empty] | DEER:HVAC_Split-Package_HP | Annual | FALSE
Any | SWHC046AF | ESe | new | CZ01 | cDXHP | SWHC046-01 | ExAnte2019 | IOU workpaper | 2019-11-06 | Cap-Tons | 1 |  |  | 0 | 0 | 0 | -272.0868 | 0 | 83.3021 | [6 empty] | DEER:HVAC_Split-Package_HP | Annual | FALSE
Any | SWHC046AF | ESe | new | CZ02 | cDXHP | SWHC046-01 | ExAnte2019 | IOU workpaper | 2019-11-06 | Cap-Tons | 1 |  |  | 0 | 0 | 0 | -96.9866 | 0 | 50.6527 | [6 empty] | DEER:HVAC_Split-Package_HP | Annual | FALSE
Any | SWHC046AF | ESe | new | CZ03 | cDXHP | SWHC046-01 | ExAnte2019 | IOU workpaper | 2019-11-06 | Cap-Tons | 1 |  |  | 0 | 0 | 0 | -30.9824 | 0 | 35.3734 | [6 empty] | DEER:HVAC_Split-Package_HP | Annual | FALSE
Any | SWHC046AF | ESe | new | CZ04 | cDXHP | SWHC046-01 | ExAnte2019 | IOU workpaper | 2019-11-06 | Cap-Tons | 1 |  |  | 0 | 0 | 0 | -4.4218 | 0 | 32.3162 | [6 empty] | DEER:HVAC_Split-Package_HP | Annual | FALSE
Any | SWHC046AF | ESe | new | CZ05 | cDXHP | SWHC046-01 | ExAnte2019 | IOU workpaper | 2019-11-06 | Cap-Tons | 1 |  |  | 0 | 0 | 0 | -34.4678 | 0 | 34.0628 | [6 empty] | DEER:HVAC_Split-Package_HP | Annual | FALSE
Any | SWHC046AF | ESe | new | CZ06 | cDXHP | SWHC046-01 | ExAnte2019 | IOU workpaper | 2019-11-06 | Cap-Tons | 1 |  |  | 0 | 0 | 0 | 83.7679 | 0 | 14.0859 | [6 empty] | DEER:HVAC_Split-Package_HP | Annual | FALSE
Any | SWHC046AF | ESe | new | CZ07 | cDXHP | SWHC046-01 | ExAnte2019 | IOU workpaper | 2019-11-06 | Cap-Tons | 1 |  |  | 0 | 0 | 0 | 89.0558 | 0 | 9.7622 | [6 empty] | DEER:HVAC_Split-Package_HP | Annual | FALSE
Any | SWHC046AF | ESe | new | CZ08 | cDXHP | SWHC046-01 | ExAnte2019 | IOU workpaper | 2019-11-06 | Cap-Tons | 1 |  |  | 0 | 0 | 0 | 105.5487 | 0 | 13.1647 | [6 empty] | DEER:HVAC_Split-Package_HP | Annual | FALSE
Any | SWHC046AF | ESe | new | CZ09 | cDXHP | SWHC046-01 | ExAnte2019 | IOU workpaper | 2019-11-06 | Cap-Tons | 1 |  |  | 0 | 0 | 0 | 111.8354 | 0 | 15.0388 | [6 empty] | DEER:HVAC_Split-Package_HP | Annual | FALSE
Any | SWHC046AF | ESe | new | CZ10 | cDXHP | SWHC046-01 | ExAnte2019 | IOU workpaper | 2019-11-06 | Cap-Tons | 1 |  |  | 0 | 0 | 0 | 105.2862 | 0 | 18.7719 | [6 empty] | DEER:HVAC_Split-Package_HP | Annual | FALSE
Any | SWHC046AF | ESe | new | CZ11 | cDXHP | SWHC046-01 | ExAnte2019 | IOU workpaper | 2019-11-06 | Cap-Tons | 1 |  |  | 0 | 0 | 0 | -10.9645 | 0 | 42.1609 | [6 empty] | DEER:HVAC_Split-Package_HP | Annual | FALSE
Any | SWHC046AF | ESe | new | CZ12 | cDXHP | SWHC046-01 | ExAnte2019 | IOU workpaper | 2019-11-06 | Cap-Tons | 1 |  |  | 0 | 0 | 0 | -42.3761 | 0 | 44.716 | [6 empty] | DEER:HVAC_Split-Package_HP | Annual | FALSE
Any | SWHC046AF | ESe | new | CZ13 | cDXHP | SWHC046-01 | ExAnte2019 | IOU workpaper | 2019-11-06 | Cap-Tons | 1 |  |  | 0 | 0 | 0 | 23.2664 | 0 | 36.9942 | [6 empty] | DEER:HVAC_Split-Package_HP | Annual | FALSE
Any | SWHC046AF | ESe | new | CZ14 | cDXHP | SWHC046-01 | ExAnte2019 | IOU workpaper | 2019-11-06 | Cap-Tons | 1 |  |  | 0 | 0 | 0 | 4.5884 | 0 | 38.7337 | [6 empty] | DEER:HVAC_Split-Package_HP | Annual | FALSE
Any | SWHC046AF | ESe | new | CZ15 | cDXHP | SWHC046-01 | ExAnte2019 | IOU workpaper | 2019-11-06 | Cap-Tons | 1 |  |  | 0 | 0 | 0 | 250.839 | 0 | 5.6003 | [6 empty] | DEER:HVAC_Split-Package_HP | Annual | FALSE
Any | SWHC046AF | ESe | new | CZ16 | cDXHP | SWHC046-01 | ExAnte2019 | IOU workpaper | 2019-11-06 | Cap-Tons | 1 |  |  | 0 | 0 | 0 | -480.2164 | 0 | 100.256 | [6 empty] | DEER:HVAC_Split-Package_HP | Annual | FALSE
Any | SWHC046AF | EUn | new | CZ01 | cDXHP | SWHC046-01 | ExAnte2019 | IOU workpaper | 2019-11-06 | Cap-Tons | 1 |  |  | 0 | 0 | 0 | -217.7169 | 0 | 89.3643 | [6 empty] | DEER:HVAC_Split-Package_HP | Annual | FALSE
Any | SWHC046AF | EUn | new | CZ02 | cDXHP | SWHC046-01 | ExAnte2019 | IOU workpaper | 2019-11-06 | Cap-Tons | 1 |  |  | 0 | 0 | 0 | -25.2952 | 0 | 55.5966 | [6 empty] | DEER:HVAC_Split-Package_HP | Annual | FALSE
Any | SWHC046AF | EUn | new | CZ03 | cDXHP | SWHC046-01 | ExAnte2019 | IOU workpaper | 2019-11-06 | Cap-Tons | 1 |  |  | 0 | 0 | 0 | 4.9972 | 0 | 44.819 | [6 empty] | DEER:HVAC_Split-Package_HP | Annual | FALSE
Any | SWHC046AF | EUn | new | CZ04 | cDXHP | SWHC046-01 | ExAnte2019 | IOU workpaper | 2019-11-06 | Cap-Tons | 1 |  |  | 0 | 0 | 0 | 40.8412 | 0 | 40.8704 | [6 empty] | DEER:HVAC_Split-Package_HP | Annual | FALSE
Any | SWHC046AF | EUn | new | CZ05 | cDXHP | SWHC046-01 | ExAnte2019 | IOU workpaper | 2019-11-06 | Cap-Tons | 1 |  |  | 0 | 0 | 0 | -15.2634 | 0 | 45.8593 | [6 empty] | DEER:HVAC_Split-Package_HP | Annual | FALSE
Any | SWHC046AF | EUn | new | CZ06 | cDXHP | SWHC046-01 | ExAnte2019 | IOU workpaper | 2019-11-06 | Cap-Tons | 1 |  |  | 0 | 0 | 0 | 152.3467 | 0 | 19.218 | [6 empty] | DEER:HVAC_Split-Package_HP | Annual | FALSE
Any | SWHC046AF | EUn | new | CZ07 | cDXHP | SWHC046-01 | ExAnte2019 | IOU workpaper | 2019-11-06 | Cap-Tons | 1 |  |  | 0 | 0 | 0 | 150.7672 | 0 | 13.818 | [6 empty] | DEER:HVAC_Split-Package_HP | Annual | FALSE
Any | SWHC046AF | EUn | new | CZ08 | cDXHP | SWHC046-01 | ExAnte2019 | IOU workpaper | 2019-11-06 | Cap-Tons | 1 |  |  | 0 | 0 | 0 | 181.6172 | 0 | 18.5528 | [6 empty] | DEER:HVAC_Split-Package_HP | Annual | FALSE
Any | SWHC046AF | EUn | new | CZ09 | cDXHP | SWHC046-01 | ExAnte2019 | IOU workpaper | 2019-11-06 | Cap-Tons | 1 |  |  | 0 | 0 | 0 | 198.7643 | 0 | 20.0445 | [6 empty] | DEER:HVAC_Split-Package_HP | Annual | FALSE
Any | SWHC046AF | EUn | new | CZ10 | cDXHP | SWHC046-01 | ExAnte2019 | IOU workpaper | 2019-11-06 | Cap-Tons | 1 |  |  | 0 | 0 | 0 | 213.7845 | 0 | 21.2458 | [6 empty] | DEER:HVAC_Split-Package_HP | Annual | FALSE
Any | SWHC046AF | EUn | new | CZ11 | cDXHP | SWHC046-01 | ExAnte2019 | IOU workpaper | 2019-11-06 | Cap-Tons | 1 |  |  | 0 | 0 | 0 | 121.8355 | 0 | 43.0312 | [6 empty] | DEER:HVAC_Split-Package_HP | Annual | FALSE
Any | SWHC046AF | EUn | new | CZ12 | cDXHP | SWHC046-01 | ExAnte2019 | IOU workpaper | 2019-11-06 | Cap-Tons | 1 |  |  | 0 | 0 | 0 | 71.7035 | 0 | 46.1227 | [6 empty] | DEER:HVAC_Split-Package_HP | Annual | FALSE
Any | SWHC046AF | EUn | new | CZ13 | cDXHP | SWHC046-01 | ExAnte2019 | IOU workpaper | 2019-11-06 | Cap-Tons | 1 |  |  | 0 | 0 | 0 | 152.735 | 0 | 37.8126 | [6 empty] | DEER:HVAC_Split-Package_HP | Annual | FALSE
Any | SWHC046AF | EUn | new | CZ14 | cDXHP | SWHC046-01 | ExAnte2019 | IOU workpaper | 2019-11-06 | Cap-Tons | 1 |  |  | 0 | 0 | 0 | 127.9739 | 0 | 40.9415 | [6 empty] | DEER:HVAC_Split-Package_HP | Annual | FALSE
Any | SWHC046AF | EUn | new | CZ15 | cDXHP | SWHC046-01 | ExAnte2019 | IOU workpaper | 2019-11-06 | Cap-Tons | 1 |  |  | 0 | 0 | 0 | 416.616 | 0 | 6.2616 | [6 empty] | DEER:HVAC_Split-Package_HP | Annual | FALSE
Any | SWHC046AF | EUn | new | CZ16 | cDXHP | SWHC046-01 | ExAnte2019 | IOU workpaper | 2019-11-06 | Cap-Tons | 1 |  |  | 0 | 0 | 0 | -431.2927 | 0 | 107.3707 | [6 empty] | DEER:HVAC_Split-Package_HP | Annual | FALSE
Any | SWHC046AF | Gro | new | CZ01 | cDXHP | SWHC046-01 | ExAnte2019 | IOU workpaper | 2019-11-06 | Cap-Tons | 1 |  |  | 0 | 0 | 0 | -1942.2254 | 0 | 495.8101 | [6 empty] | DEER:HVAC_Split-Package_HP | Annual | FALSE
Any | SWHC046AF | Gro | new | CZ02 | cDXHP | SWHC046-01 | ExAnte2019 | IOU workpaper | 2019-11-06 | Cap-Tons | 1 |  |  | 0 | 0 | 0 | -343.4977 | 0 | 167.0243 | [6 empty] | DEER:HVAC_Split-Package_HP | Annual | FALSE
Any | SWHC046AF | Gro | new | CZ03 | cDXHP | SWHC046-01 | ExAnte2019 | IOU workpaper | 2019-11-06 | Cap-Tons | 1 |  |  | 0 | 0 | 0 | -491.4354 | 0 | 220.7772 | [6 empty] | DEER:HVAC_Split-Package_HP | Annual | FALSE
Any | SWHC046AF | Gro | new | CZ04 | cDXHP | SWHC046-01 | ExAnte2019 | IOU workpaper | 2019-11-06 | Cap-Tons | 1 |  |  | 0 | 0 | 0 | -178.5148 | 0 | 145.9162 | [6 empty] | DEER:HVAC_Split-Package_HP | Annual | FALSE
Any | SWHC046AF | Gro | new | CZ05 | cDXHP | SWHC046-01 | ExAnte2019 | IOU workpaper | 2019-11-06 | Cap-Tons | 1 |  |  | 0 | 0 | 0 | -667.1805 | 0 | 259.3173 | [6 empty] | DEER:HVAC_Split-Package_HP | Annual | FALSE
Any | SWHC046AF | Gro | new | CZ06 | cDXHP | SWHC046-01 | ExAnte2019 | IOU workpaper | 2019-11-06 | Cap-Tons | 1 |  |  | 0 | 0 | 0 | 42.6765 | 0 | 94.083 | [6 empty] | DEER:HVAC_Split-Package_HP | Annual | FALSE
Any | SWHC046AF | Gro | new | CZ07 | cDXHP | SWHC046-01 | ExAnte2019 | IOU workpaper | 2019-11-06 | Cap-Tons | 1 |  |  | 0 | 0 | 0 | 106.0769 | 0 | 107.6528 | [6 empty] | DEER:HVAC_Split-Package_HP | Annual | FALSE
Any | SWHC046AF | Gro | new | CZ08 | cDXHP | SWHC046-01 | ExAnte2019 | IOU workpaper | 2019-11-06 | Cap-Tons | 1 |  |  | 0 | 0 | 0 | 204.6932 | 0 | 78.4697 | [6 empty] | DEER:HVAC_Split-Package_HP | Annual | FALSE
Any | SWHC046AF | Gro | new | CZ09 | cDXHP | SWHC046-01 | ExAnte2019 | IOU workpaper | 2019-11-06 | Cap-Tons | 1 |  |  | 0 | 0 | 0 | 229.3051 | 0 | 71.7977 | [6 empty] | DEER:HVAC_Split-Package_HP | Annual | FALSE
Any | SWHC046AF | Gro | new | CZ10 | cDXHP | SWHC046-01 | ExAnte2019 | IOU workpaper | 2019-11-06 | Cap-Tons | 1 |  |  | 0 | 0 | 0 | 210.3419 | 0 | 80.3919 | [6 empty] | DEER:HVAC_Split-Package_HP | Annual | FALSE
Any | SWHC046AF | Gro | new | CZ11 | cDXHP | SWHC046-01 | ExAnte2019 | IOU workpaper | 2019-11-06 | Cap-Tons | 1 |  |  | 0 | 0 | 0 | -36.5212 | 0 | 111.9016 | [6 empty] | DEER:HVAC_Split-Package_HP | Annual | FALSE
Any | SWHC046AF | Gro | new | CZ12 | cDXHP | SWHC046-01 | ExAnte2019 | IOU workpaper | 2019-11-06 | Cap-Tons | 1 |  |  | 0 | 0 | 0 | -60.1128 | 0 | 113.6307 | [6 empty] | DEER:HVAC_Split-Package_HP | Annual | FALSE
Any | SWHC046AF | Gro | new | CZ13 | cDXHP | SWHC046-01 | ExAnte2019 | IOU workpaper | 2019-11-06 | Cap-Tons | 1 |  |  | 0 | 0 | 0 | 64.8069 | 0 | 103.0754 | [6 empty] | DEER:HVAC_Split-Package_HP | Annual | FALSE
Any | SWHC046AF | Gro | new | CZ14 | cDXHP | SWHC046-01 | ExAnte2019 | IOU workpaper | 2019-11-06 | Cap-Tons | 1 |  |  | 0 | 0 | 0 | -5.3612 | 0 | 109.7289 | [6 empty] | DEER:HVAC_Split-Package_HP | Annual | FALSE
Any | SWHC046AF | Gro | new | CZ15 | cDXHP | SWHC046-01 | ExAnte2019 | IOU workpaper | 2019-11-06 | Cap-Tons | 1 |  |  | 0 | 0 | 0 | 609.965 | 0 | 25.6488 | [6 empty] | DEER:HVAC_Split-Package_HP | Annual | FALSE
Any | SWHC046AF | Gro | new | CZ16 | cDXHP | SWHC046-01 | ExAnte2019 | IOU workpaper | 2019-11-06 | Cap-Tons | 1 |  |  | 0 | 0 | 0 | -1507.3202 | 0 | 344.6283 | [6 empty] | DEER:HVAC_Split-Package_HP | Annual | FALSE
Any | SWHC046AF | Hsp | new | CZ01 | cDXHP | SWHC046-01 | ExAnte2019 | IOU workpaper | 2019-11-06 | Cap-Tons | 1 |  |  | 0 | 0 | 0 | 174.5306 | 0 | 82.6661 | [6 empty] | DEER:HVAC_Split-Package_HP | Annual | FALSE
Any | SWHC046AF | Hsp | new | CZ02 | cDXHP | SWHC046-01 | ExAnte2019 | IOU workpaper | 2019-11-06 | Cap-Tons | 1 |  |  | 0 | 0 | 0 | 305.6465 | 0 | 53.4514 | [6 empty] | DEER:HVAC_Split-Package_HP | Annual | FALSE
Any | SWHC046AF | Hsp | new | CZ03 | cDXHP | SWHC046-01 | ExAnte2019 | IOU workpaper | 2019-11-06 | Cap-Tons | 1 |  |  | 0 | 0 | 0 | 332.4649 | 0 | 40.3883 | [6 empty] | DEER:HVAC_Split-Package_HP | Annual | FALSE
Any | SWHC046AF | Hsp | new | CZ04 | cDXHP | SWHC046-01 | ExAnte2019 | IOU workpaper | 2019-11-06 | Cap-Tons | 1 |  |  | 0 | 0 | 0 | 348.1926 | 0 | 39.9783 | [6 empty] | DEER:HVAC_Split-Package_HP | Annual | FALSE
Any | SWHC046AF | Hsp | new | CZ05 | cDXHP | SWHC046-01 | ExAnte2019 | IOU workpaper | 2019-11-06 | Cap-Tons | 1 |  |  | 0 | 0 | 0 | 308.9777 | 0 | 45.3315 | [6 empty] | DEER:HVAC_Split-Package_HP | Annual | FALSE
Any | SWHC046AF | Hsp | new | CZ06 | cDXHP | SWHC046-01 | ExAnte2019 | IOU workpaper | 2019-11-06 | Cap-Tons | 1 |  |  | 0 | 0 | 0 | 440.0499 | 0 | 19.6284 | [6 empty] | DEER:HVAC_Split-Package_HP | Annual | FALSE
Any | SWHC046AF | Hsp | new | CZ07 | cDXHP | SWHC046-01 | ExAnte2019 | IOU workpaper | 2019-11-06 | Cap-Tons | 1 |  |  | 0 | 0 | 0 | 449.5973 | 0 | 8.8971 | [6 empty] | DEER:HVAC_Split-Package_HP | Annual | FALSE
Any | SWHC046AF | Hsp | new | CZ08 | cDXHP | SWHC046-01 | ExAnte2019 | IOU workpaper | 2019-11-06 | Cap-Tons | 1 |  |  | 0 | 0 | 0 | 481.4967 | 0 | 14.9149 | [6 empty] | DEER:HVAC_Split-Package_HP | Annual | FALSE
Any | SWHC046AF | Hsp | new | CZ09 | cDXHP | SWHC046-01 | ExAnte2019 | IOU workpaper | 2019-11-06 | Cap-Tons | 1 |  |  | 0 | 0 | 0 | 484.383 | 0 | 20.4589 | [6 empty] | DEER:HVAC_Split-Package_HP | Annual | FALSE
Any | SWHC046AF | Hsp | new | CZ10 | cDXHP | SWHC046-01 | ExAnte2019 | IOU workpaper | 2019-11-06 | Cap-Tons | 1 |  |  | 0 | 0 | 0 | 495.1987 | 0 | 24.6273 | [6 empty] | DEER:HVAC_Split-Package_HP | Annual | FALSE
Any | SWHC046AF | Hsp | new | CZ11 | cDXHP | SWHC046-01 | ExAnte2019 | IOU workpaper | 2019-11-06 | Cap-Tons | 1 |  |  | 0 | 0 | 0 | 390.457 | 0 | 51.4601 | [6 empty] | DEER:HVAC_Split-Package_HP | Annual | FALSE
Any | SWHC046AF | Hsp | new | CZ12 | cDXHP | SWHC046-01 | ExAnte2019 | IOU workpaper | 2019-11-06 | Cap-Tons | 1 |  |  | 0 | 0 | 0 | 365.3668 | 0 | 48.7415 | [6 empty] | DEER:HVAC_Split-Package_HP | Annual | FALSE
Any | SWHC046AF | Hsp | new | CZ13 | cDXHP | SWHC046-01 | ExAnte2019 | IOU workpaper | 2019-11-06 | Cap-Tons | 1 |  |  | 0 | 0 | 0 | 432.5192 | 0 | 45.539 | [6 empty] | DEER:HVAC_Split-Package_HP | Annual | FALSE
Any | SWHC046AF | Hsp | new | CZ14 | cDXHP | SWHC046-01 | ExAnte2019 | IOU workpaper | 2019-11-06 | Cap-Tons | 1 |  |  | 0 | 0 | 0 | 359.1472 | 0 | 57.1257 | [6 empty] | DEER:HVAC_Split-Package_HP | Annual | FALSE
Any | SWHC046AF | Hsp | new | CZ15 | cDXHP | SWHC046-01 | ExAnte2019 | IOU workpaper | 2019-11-06 | Cap-Tons | 1 |  |  | 0 | 0 | 0 | 732.6495 | 0 | 9.1517 | [6 empty] | DEER:HVAC_Split-Package_HP | Annual | FALSE
Any | SWHC046AF | Hsp | new | CZ16 | cDXHP | SWHC046-01 | ExAnte2019 | IOU workpaper | 2019-11-06 | Cap-Tons | 1 |  |  | 0 | 0 | 0 | -134.6534 | 0 | 124.1237 | [6 empty] | DEER:HVAC_Split-Package_HP | Annual | FALSE
Any | SWHC046AF | Htl | new | CZ01 | cDXHP | SWHC046-01 | ExAnte2019 | IOU workpaper | 2019-11-06 | Cap-Tons | 1 |  |  | 0 | 0 | 0 | -779.752 | 0 | 223.0052 | [6 empty] | DEER:HVAC_Split-Package_HP | Annual | FALSE
Any | SWHC046AF | Htl | new | CZ02 | cDXHP | SWHC046-01 | ExAnte2019 | IOU workpaper | 2019-11-06 | Cap-Tons | 1 |  |  | 0 | 0 | 0 | -340.9765 | 0 | 140.5848 | [6 empty] | DEER:HVAC_Split-Package_HP | Annual | FALSE
Any | SWHC046AF | Htl | new | CZ03 | cDXHP | SWHC046-01 | ExAnte2019 | IOU workpaper | 2019-11-06 | Cap-Tons | 1 |  |  | 0 | 0 | 0 | -213.6637 | 0 | 121.7653 | [6 empty] | DEER:HVAC_Split-Package_HP | Annual | FALSE
Any | SWHC046AF | Htl | new | CZ04 | cDXHP | SWHC046-01 | ExAnte2019 | IOU workpaper | 2019-11-06 | Cap-Tons | 1 |  |  | 0 | 0 | 0 | -159.5275 | 0 | 102.1093 | [6 empty] | DEER:HVAC_Split-Package_HP | Annual | FALSE
Any | SWHC046AF | Htl | new | CZ05 | cDXHP | SWHC046-01 | ExAnte2019 | IOU workpaper | 2019-11-06 | Cap-Tons | 1 |  |  | 0 | 0 | 0 | -307.2098 | 0 | 131.1452 | [6 empty] | DEER:HVAC_Split-Package_HP | Annual | FALSE
Any | SWHC046AF | Htl | new | CZ06 | cDXHP | SWHC046-01 | ExAnte2019 | IOU workpaper | 2019-11-06 | Cap-Tons | 1 |  |  | 0 | 0 | 0 | 108.0901 | 0 | 60.4898 | [6 empty] | DEER:HVAC_Split-Package_HP | Annual | FALSE
Any | SWHC046AF | Htl | new | CZ07 | cDXHP | SWHC046-01 | ExAnte2019 | IOU workpaper | 2019-11-06 | Cap-Tons | 1 |  |  | 0 | 0 | 0 | 165.0997 | 0 | 42.0976 | [6 empty] | DEER:HVAC_Split-Package_HP | Annual | FALSE
Any | SWHC046AF | Htl | new | CZ08 | cDXHP | SWHC046-01 | ExAnte2019 | IOU workpaper | 2019-11-06 | Cap-Tons | 1 |  |  | 0 | 0 | 0 | 210.497 | 0 | 49.3754 | [6 empty] | DEER:HVAC_Split-Package_HP | Annual | FALSE
Any | SWHC046AF | Htl | new | CZ09 | cDXHP | SWHC046-01 | ExAnte2019 | IOU workpaper | 2019-11-06 | Cap-Tons | 1 |  |  | 0 | 0 | 0 | 212.676 | 0 | 53.9673 | [6 empty] | DEER:HVAC_Split-Package_HP | Annual | FALSE
Any | SWHC046AF | Htl | new | CZ10 | cDXHP | SWHC046-01 | ExAnte2019 | IOU workpaper | 2019-11-06 | Cap-Tons | 1 |  |  | 0 | 0 | 0 | 202.0247 | 0 | 63.0422 | [6 empty] | DEER:HVAC_Split-Package_HP | Annual | FALSE
Any | SWHC046AF | Htl | new | CZ11 | cDXHP | SWHC046-01 | ExAnte2019 | IOU workpaper | 2019-11-06 | Cap-Tons | 1 |  |  | 0 | 0 | 0 | -9.9561 | 0 | 104.898 | [6 empty] | DEER:HVAC_Split-Package_HP | Annual | FALSE
Any | SWHC046AF | Htl | new | CZ12 | cDXHP | SWHC046-01 | ExAnte2019 | IOU workpaper | 2019-11-06 | Cap-Tons | 1 |  |  | 0 | 0 | 0 | -75.2145 | 0 | 111.6115 | [6 empty] | DEER:HVAC_Split-Package_HP | Annual | FALSE
Any | SWHC046AF | Htl | new | CZ13 | cDXHP | SWHC046-01 | ExAnte2019 | IOU workpaper | 2019-11-06 | Cap-Tons | 1 |  |  | 0 | 0 | 0 | 66.0532 | 0 | 93.8127 | [6 empty] | DEER:HVAC_Split-Package_HP | Annual | FALSE
Any | SWHC046AF | Htl | new | CZ14 | cDXHP | SWHC046-01 | ExAnte2019 | IOU workpaper | 2019-11-06 | Cap-Tons | 1 |  |  | 0 | 0 | 0 | -45.2958 | 0 | 108.3606 | [6 empty] | DEER:HVAC_Split-Package_HP | Annual | FALSE
Any | SWHC046AF | Htl | new | CZ15 | cDXHP | SWHC046-01 | ExAnte2019 | IOU workpaper | 2019-11-06 | Cap-Tons | 1 |  |  | 0 | 0 | 0 | 589.9293 | 0 | 23.571 | [6 empty] | DEER:HVAC_Split-Package_HP | Annual | FALSE
Any | SWHC046AF | Htl | new | CZ16 | cDXHP | SWHC046-01 | ExAnte2019 | IOU workpaper | 2019-11-06 | Cap-Tons | 1 |  |  | 0 | 0 | 0 | -1199.5992 | 0 | 241.3107 | [6 empty] | DEER:HVAC_Split-Package_HP | Annual | FALSE
Any | SWHC046AF | MBT | new | CZ01 | cDXHP | SWHC046-01 | ExAnte2019 | IOU workpaper | 2019-11-06 | Cap-Tons | 1 |  |  | 0 | 0 | 0 | -123.7312 | 0 | 59.5441 | [6 empty] | DEER:HVAC_Split-Package_HP | Annual | FALSE
Any | SWHC046AF | MBT | new | CZ02 | cDXHP | SWHC046-01 | ExAnte2019 | IOU workpaper | 2019-11-06 | Cap-Tons | 1 |  |  | 0 | 0 | 0 | 45.5081 | 0 | 32.8151 | [6 empty] | DEER:HVAC_Split-Package_HP | Annual | FALSE
Any | SWHC046AF | MBT | new | CZ03 | cDXHP | SWHC046-01 | ExAnte2019 | IOU workpaper | 2019-11-06 | Cap-Tons | 1 |  |  | 0 | 0 | 0 | 45.7542 | 0 | 28.1629 | [6 empty] | DEER:HVAC_Split-Package_HP | Annual | FALSE
Any | SWHC046AF | MBT | new | CZ04 | cDXHP | SWHC046-01 | ExAnte2019 | IOU workpaper | 2019-11-06 | Cap-Tons | 1 |  |  | 0 | 0 | 0 | 89.5656 | 0 | 22.6372 | [6 empty] | DEER:HVAC_Split-Package_HP | Annual | FALSE
Any | SWHC046AF | MBT | new | CZ05 | cDXHP | SWHC046-01 | ExAnte2019 | IOU workpaper | 2019-11-06 | Cap-Tons | 1 |  |  | 0 | 0 | 0 | 34.0712 | 0 | 28.6502 | [6 empty] | DEER:HVAC_Split-Package_HP | Annual | FALSE
Any | SWHC046AF | MBT | new | CZ06 | cDXHP | SWHC046-01 | ExAnte2019 | IOU workpaper | 2019-11-06 | Cap-Tons | 1 |  |  | 0 | 0 | 0 | 152.1919 | 0 | 12.5579 | [6 empty] | DEER:HVAC_Split-Package_HP | Annual | FALSE
Any | SWHC046AF | MBT | new | CZ07 | cDXHP | SWHC046-01 | ExAnte2019 | IOU workpaper | 2019-11-06 | Cap-Tons | 1 |  |  | 0 | 0 | 0 | 141.1172 | 0 | 9.0858 | [6 empty] | DEER:HVAC_Split-Package_HP | Annual | FALSE
Any | SWHC046AF | MBT | new | CZ08 | cDXHP | SWHC046-01 | ExAnte2019 | IOU workpaper | 2019-11-06 | Cap-Tons | 1 |  |  | 0 | 0 | 0 | 178.6409 | 0 | 10.7817 | [6 empty] | DEER:HVAC_Split-Package_HP | Annual | FALSE
Any | SWHC046AF | MBT | new | CZ09 | cDXHP | SWHC046-01 | ExAnte2019 | IOU workpaper | 2019-11-06 | Cap-Tons | 1 |  |  | 0 | 0 | 0 | 200.9867 | 0 | 13.2121 | [6 empty] | DEER:HVAC_Split-Package_HP | Annual | FALSE
Any | SWHC046AF | MBT | new | CZ10 | cDXHP | SWHC046-01 | ExAnte2019 | IOU workpaper | 2019-11-06 | Cap-Tons | 1 |  |  | 0 | 0 | 0 | 209.5636 | 0 | 13.3647 | [6 empty] | DEER:HVAC_Split-Package_HP | Annual | FALSE
Any | SWHC046AF | MBT | new | CZ11 | cDXHP | SWHC046-01 | ExAnte2019 | IOU workpaper | 2019-11-06 | Cap-Tons | 1 |  |  | 0 | 0 | 0 | 161.1134 | 0 | 26.1645 | [6 empty] | DEER:HVAC_Split-Package_HP | Annual | FALSE
Any | SWHC046AF | MBT | new | CZ12 | cDXHP | SWHC046-01 | ExAnte2019 | IOU workpaper | 2019-11-06 | Cap-Tons | 1 |  |  | 0 | 0 | 0 | 120.1758 | 0 | 27.7123 | [6 empty] | DEER:HVAC_Split-Package_HP | Annual | FALSE
Any | SWHC046AF | MBT | new | CZ13 | cDXHP | SWHC046-01 | ExAnte2019 | IOU workpaper | 2019-11-06 | Cap-Tons | 1 |  |  | 0 | 0 | 0 | 176.954 | 0 | 23.7578 | [6 empty] | DEER:HVAC_Split-Package_HP | Annual | FALSE
Any | SWHC046AF | MBT | new | CZ14 | cDXHP | SWHC046-01 | ExAnte2019 | IOU workpaper | 2019-11-06 | Cap-Tons | 1 |  |  | 0 | 0 | 0 | 164.0811 | 0 | 27.153 | [6 empty] | DEER:HVAC_Split-Package_HP | Annual | FALSE
Any | SWHC046AF | MBT | new | CZ15 | cDXHP | SWHC046-01 | ExAnte2019 | IOU workpaper | 2019-11-06 | Cap-Tons | 1 |  |  | 0 | 0 | 0 | 364.2827 | 0 | 4.2406 | [6 empty] | DEER:HVAC_Split-Package_HP | Annual | FALSE
Any | SWHC046AF | MBT | new | CZ16 | cDXHP | SWHC046-01 | ExAnte2019 | IOU workpaper | 2019-11-06 | Cap-Tons | 1 |  |  | 0 | 0 | 0 | -258.8938 | 0 | 77.4249 | [6 empty] | DEER:HVAC_Split-Package_HP | Annual | FALSE
Any | SWHC046AF | MLI | new | CZ01 | cDXHP | SWHC046-01 | ExAnte2019 | IOU workpaper | 2019-11-06 | Cap-Tons | 1 |  |  | 0 | 0 | 0 | -410.2113 | 0 | 89.1956 | [6 empty] | DEER:HVAC_Split-Package_HP | Annual | FALSE
Any | SWHC046AF | MLI | new | CZ02 | cDXHP | SWHC046-01 | ExAnte2019 | IOU workpaper | 2019-11-06 | Cap-Tons | 1 |  |  | 0 | 0 | 0 | -152.9437 | 0 | 56.3522 | [6 empty] | DEER:HVAC_Split-Package_HP | Annual | FALSE
Any | SWHC046AF | MLI | new | CZ03 | cDXHP | SWHC046-01 | ExAnte2019 | IOU workpaper | 2019-11-06 | Cap-Tons | 1 |  |  | 0 | 0 | 0 | -97.2349 | 0 | 45.8279 | [6 empty] | DEER:HVAC_Split-Package_HP | Annual | FALSE
Any | SWHC046AF | MLI | new | CZ04 | cDXHP | SWHC046-01 | ExAnte2019 | IOU workpaper | 2019-11-06 | Cap-Tons | 1 |  |  | 0 | 0 | 0 | -77.9908 | 0 | 41.9715 | [6 empty] | DEER:HVAC_Split-Package_HP | Annual | FALSE
Any | SWHC046AF | MLI | new | CZ05 | cDXHP | SWHC046-01 | ExAnte2019 | IOU workpaper | 2019-11-06 | Cap-Tons | 1 |  |  | 0 | 0 | 0 | -141.4732 | 0 | 49.7348 | [6 empty] | DEER:HVAC_Split-Package_HP | Annual | FALSE
Any | SWHC046AF | MLI | new | CZ06 | cDXHP | SWHC046-01 | ExAnte2019 | IOU workpaper | 2019-11-06 | Cap-Tons | 1 |  |  | 0 | 0 | 0 | 67.2151 | 0 | 22.5601 | [6 empty] | DEER:HVAC_Split-Package_HP | Annual | FALSE
Any | SWHC046AF | MLI | new | CZ07 | cDXHP | SWHC046-01 | ExAnte2019 | IOU workpaper | 2019-11-06 | Cap-Tons | 1 |  |  | 0 | 0 | 0 | 103.4147 | 0 | 14.748 | [6 empty] | DEER:HVAC_Split-Package_HP | Annual | FALSE
Any | SWHC046AF | MLI | new | CZ08 | cDXHP | SWHC046-01 | ExAnte2019 | IOU workpaper | 2019-11-06 | Cap-Tons | 1 |  |  | 0 | 0 | 0 | 117.8404 | 0 | 20.7165 | [6 empty] | DEER:HVAC_Split-Package_HP | Annual | FALSE
Any | SWHC046AF | MLI | new | CZ09 | cDXHP | SWHC046-01 | ExAnte2019 | IOU workpaper | 2019-11-06 | Cap-Tons | 1 |  |  | 0 | 0 | 0 | 128.1545 | 0 | 22.2383 | [6 empty] | DEER:HVAC_Split-Package_HP | Annual | FALSE
Any | SWHC046AF | MLI | new | CZ10 | cDXHP | SWHC046-01 | ExAnte2019 | IOU workpaper | 2019-11-06 | Cap-Tons | 1 |  |  | 0 | 0 | 0 | 128.1222 | 0 | 22.7522 | [6 empty] | DEER:HVAC_Split-Package_HP | Annual | FALSE
Any | SWHC046AF | MLI | new | CZ11 | cDXHP | SWHC046-01 | ExAnte2019 | IOU workpaper | 2019-11-06 | Cap-Tons | 1 |  |  | 0 | 0 | 0 | 0.1972 | 0 | 43.4683 | [6 empty] | DEER:HVAC_Split-Package_HP | Annual | FALSE
Any | SWHC046AF | MLI | new | CZ12 | cDXHP | SWHC046-01 | ExAnte2019 | IOU workpaper | 2019-11-06 | Cap-Tons | 1 |  |  | 0 | 0 | 0 | -32.7801 | 0 | 44.9241 | [6 empty] | DEER:HVAC_Split-Package_HP | Annual | FALSE
Any | SWHC046AF | MLI | new | CZ13 | cDXHP | SWHC046-01 | ExAnte2019 | IOU workpaper | 2019-11-06 | Cap-Tons | 1 |  |  | 0 | 0 | 0 | 48.3794 | 0 | 36.7709 | [6 empty] | DEER:HVAC_Split-Package_HP | Annual | FALSE
Any | SWHC046AF | MLI | new | CZ14 | cDXHP | SWHC046-01 | ExAnte2019 | IOU workpaper | 2019-11-06 | Cap-Tons | 1 |  |  | 0 | 0 | 0 | -23.3819 | 0 | 46.5987 | [6 empty] | DEER:HVAC_Split-Package_HP | Annual | FALSE
Any | SWHC046AF | MLI | new | CZ15 | cDXHP | SWHC046-01 | ExAnte2019 | IOU workpaper | 2019-11-06 | Cap-Tons | 1 |  |  | 0 | 0 | 0 | 313.9702 | 0 | 6.4582 | [6 empty] | DEER:HVAC_Split-Package_HP | Annual | FALSE
Any | SWHC046AF | MLI | new | CZ16 | cDXHP | SWHC046-01 | ExAnte2019 | IOU workpaper | 2019-11-06 | Cap-Tons | 1 |  |  | 0 | 0 | 0 | -620.7328 | 0 | 105.6113 | [6 empty] | DEER:HVAC_Split-Package_HP | Annual | FALSE
Any | SWHC046AF | Mtl | new | CZ01 | cDXHP | SWHC046-01 | ExAnte2019 | IOU workpaper | 2019-11-06 | Cap-Tons | 1 |  |  | 0 | 0 | 0 | 87.273 | 0 | 110.1401 | [6 empty] | DEER:HVAC_Split-Package_HP | Annual | FALSE
Any | SWHC046AF | Mtl | new | CZ02 | cDXHP | SWHC046-01 | ExAnte2019 | IOU workpaper | 2019-11-06 | Cap-Tons | 1 |  |  | 0 | 0 | 0 | 137.4183 | 0 | 102.0328 | [6 empty] | DEER:HVAC_Split-Package_HP | Annual | FALSE
Any | SWHC046AF | Mtl | new | CZ03 | cDXHP | SWHC046-01 | ExAnte2019 | IOU workpaper | 2019-11-06 | Cap-Tons | 1 |  |  | 0 | 0 | 0 | 289.1269 | 0 | 54.962 | [6 empty] | DEER:HVAC_Split-Package_HP | Annual | FALSE
Any | SWHC046AF | Mtl | new | CZ04 | cDXHP | SWHC046-01 | ExAnte2019 | IOU workpaper | 2019-11-06 | Cap-Tons | 1 |  |  | 0 | 0 | 0 | 212.7552 | 0 | 76.0718 | [6 empty] | DEER:HVAC_Split-Package_HP | Annual | FALSE
Any | SWHC046AF | Mtl | new | CZ05 | cDXHP | SWHC046-01 | ExAnte2019 | IOU workpaper | 2019-11-06 | Cap-Tons | 1 |  |  | 0 | 0 | 0 | 247.3463 | 0 | 66.0154 | [6 empty] | DEER:HVAC_Split-Package_HP | Annual | FALSE
Any | SWHC046AF | Mtl | new | CZ06 | cDXHP | SWHC046-01 | ExAnte2019 | IOU workpaper | 2019-11-06 | Cap-Tons | 1 |  |  | 0 | 0 | 0 | 438.8976 | 0 | 20.91 | [6 empty] | DEER:HVAC_Split-Package_HP | Annual | FALSE
Any | SWHC046AF | Mtl | new | CZ07 | cDXHP | SWHC046-01 | ExAnte2019 | IOU workpaper | 2019-11-06 | Cap-Tons | 1 |  |  | 0 | 0 | 0 | 446.4328 | 0 | 7.3941 | [6 empty] | DEER:HVAC_Split-Package_HP | Annual | FALSE
Any | SWHC046AF | Mtl | new | CZ08 | cDXHP | SWHC046-01 | ExAnte2019 | IOU workpaper | 2019-11-06 | Cap-Tons | 1 |  |  | 0 | 0 | 0 | 442.227 | 0 | 22.4081 | [6 empty] | DEER:HVAC_Split-Package_HP | Annual | FALSE
Any | SWHC046AF | Mtl | new | CZ09 | cDXHP | SWHC046-01 | ExAnte2019 | IOU workpaper | 2019-11-06 | Cap-Tons | 1 |  |  | 0 | 0 | 0 | 485.8586 | 0 | 24.8391 | [6 empty] | DEER:HVAC_Split-Package_HP | Annual | FALSE
Any | SWHC046AF | Mtl | new | CZ10 | cDXHP | SWHC046-01 | ExAnte2019 | IOU workpaper | 2019-11-06 | Cap-Tons | 1 |  |  | 0 | 0 | 0 | 468.5238 | 0 | 38.5989 | [6 empty] | DEER:HVAC_Split-Package_HP | Annual | FALSE
Any | SWHC046AF | Mtl | new | CZ11 | cDXHP | SWHC046-01 | ExAnte2019 | IOU workpaper | 2019-11-06 | Cap-Tons | 1 |  |  | 0 | 0 | 0 | 365.0813 | 0 | 68.6856 | [6 empty] | DEER:HVAC_Split-Package_HP | Annual | FALSE
Any | SWHC046AF | Mtl | new | CZ12 | cDXHP | SWHC046-01 | ExAnte2019 | IOU workpaper | 2019-11-06 | Cap-Tons | 1 |  |  | 0 | 0 | 0 | 292.1885 | 0 | 73.9884 | [6 empty] | DEER:HVAC_Split-Package_HP | Annual | FALSE
Any | SWHC046AF | Mtl | new | CZ13 | cDXHP | SWHC046-01 | ExAnte2019 | IOU workpaper | 2019-11-06 | Cap-Tons | 1 |  |  | 0 | 0 | 0 | 411.4392 | 0 | 60.5494 | [6 empty] | DEER:HVAC_Split-Package_HP | Annual | FALSE
Any | SWHC046AF | Mtl | new | CZ14 | cDXHP | SWHC046-01 | ExAnte2019 | IOU workpaper | 2019-11-06 | Cap-Tons | 1 |  |  | 0 | 0 | 0 | 320.2841 | 0 | 76.0762 | [6 empty] | DEER:HVAC_Split-Package_HP | Annual | FALSE
Any | SWHC046AF | Mtl | new | CZ15 | cDXHP | SWHC046-01 | ExAnte2019 | IOU workpaper | 2019-11-06 | Cap-Tons | 1 |  |  | 0 | 0 | 0 | 790.7876 | 0 | 9.279 | [6 empty] | DEER:HVAC_Split-Package_HP | Annual | FALSE
Any | SWHC046AF | Mtl | new | CZ16 | cDXHP | SWHC046-01 | ExAnte2019 | IOU workpaper | 2019-11-06 | Cap-Tons | 1 |  |  | 0 | 0 | 0 | -231.1921 | 0 | 148.0978 | [6 empty] | DEER:HVAC_Split-Package_HP | Annual | FALSE
Any | SWHC046AF | Nrs | new | CZ01 | cDXHP | SWHC046-01 | ExAnte2019 | IOU workpaper | 2019-11-06 | Cap-Tons | 1 |  |  | 0 | 0 | 0 | -161.1345 | 0 | 126.6776 | [6 empty] | DEER:HVAC_Split-Package_HP | Annual | FALSE
Any | SWHC046AF | Nrs | new | CZ02 | cDXHP | SWHC046-01 | ExAnte2019 | IOU workpaper | 2019-11-06 | Cap-Tons | 1 |  |  | 0 | 0 | 0 | 32.6122 | 0 | 90.6884 | [6 empty] | DEER:HVAC_Split-Package_HP | Annual | FALSE
Any | SWHC046AF | Nrs | new | CZ03 | cDXHP | SWHC046-01 | ExAnte2019 | IOU workpaper | 2019-11-06 | Cap-Tons | 1 |  |  | 0 | 0 | 0 | 104.6751 | 0 | 72.2678 | [6 empty] | DEER:HVAC_Split-Package_HP | Annual | FALSE
Any | SWHC046AF | Nrs | new | CZ04 | cDXHP | SWHC046-01 | ExAnte2019 | IOU workpaper | 2019-11-06 | Cap-Tons | 1 |  |  | 0 | 0 | 0 | 126.9094 | 0 | 68.4142 | [6 empty] | DEER:HVAC_Split-Package_HP | Annual | FALSE
Any | SWHC046AF | Nrs | new | CZ05 | cDXHP | SWHC046-01 | ExAnte2019 | IOU workpaper | 2019-11-06 | Cap-Tons | 1 |  |  | 0 | 0 | 0 | 17.66 | 0 | 82.7415 | [6 empty] | DEER:HVAC_Split-Package_HP | Annual | FALSE
Any | SWHC046AF | Nrs | new | CZ06 | cDXHP | SWHC046-01 | ExAnte2019 | IOU workpaper | 2019-11-06 | Cap-Tons | 1 |  |  | 0 | 0 | 0 | 270.6455 | 0 | 42.6138 | [6 empty] | DEER:HVAC_Split-Package_HP | Annual | FALSE
Any | SWHC046AF | Nrs | new | CZ07 | cDXHP | SWHC046-01 | ExAnte2019 | IOU workpaper | 2019-11-06 | Cap-Tons | 1 |  |  | 0 | 0 | 0 | 291.4501 | 0 | 27.9242 | [6 empty] | DEER:HVAC_Split-Package_HP | Annual | FALSE
Any | SWHC046AF | Nrs | new | CZ08 | cDXHP | SWHC046-01 | ExAnte2019 | IOU workpaper | 2019-11-06 | Cap-Tons | 1 |  |  | 0 | 0 | 0 | 327.1694 | 0 | 35.2939 | [6 empty] | DEER:HVAC_Split-Package_HP | Annual | FALSE
Any | SWHC046AF | Nrs | new | CZ09 | cDXHP | SWHC046-01 | ExAnte2019 | IOU workpaper | 2019-11-06 | Cap-Tons | 1 |  |  | 0 | 0 | 0 | 321.7658 | 0 | 41.1808 | [6 empty] | DEER:HVAC_Split-Package_HP | Annual | FALSE
Any | SWHC046AF | Nrs | new | CZ10 | cDXHP | SWHC046-01 | ExAnte2019 | IOU workpaper | 2019-11-06 | Cap-Tons | 1 |  |  | 0 | 0 | 0 | 308.1624 | 0 | 48.542 | [6 empty] | DEER:HVAC_Split-Package_HP | Annual | FALSE
Any | SWHC046AF | Nrs | new | CZ11 | cDXHP | SWHC046-01 | ExAnte2019 | IOU workpaper | 2019-11-06 | Cap-Tons | 1 |  |  | 0 | 0 | 0 | 159.4967 | 0 | 73.91 | [6 empty] | DEER:HVAC_Split-Package_HP | Annual | FALSE
Any | SWHC046AF | Nrs | new | CZ12 | cDXHP | SWHC046-01 | ExAnte2019 | IOU workpaper | 2019-11-06 | Cap-Tons | 1 |  |  | 0 | 0 | 0 | 149.7354 | 0 | 75.4793 | [6 empty] | DEER:HVAC_Split-Package_HP | Annual | FALSE
Any | SWHC046AF | Nrs | new | CZ13 | cDXHP | SWHC046-01 | ExAnte2019 | IOU workpaper | 2019-11-06 | Cap-Tons | 1 |  |  | 0 | 0 | 0 | 240.0475 | 0 | 66.8418 | [6 empty] | DEER:HVAC_Split-Package_HP | Annual | FALSE
Any | SWHC046AF | Nrs | new | CZ14 | cDXHP | SWHC046-01 | ExAnte2019 | IOU workpaper | 2019-11-06 | Cap-Tons | 1 |  |  | 0 | 0 | 0 | 111.1982 | 0 | 80.4712 | [6 empty] | DEER:HVAC_Split-Package_HP | Annual | FALSE
Any | SWHC046AF | Nrs | new | CZ15 | cDXHP | SWHC046-01 | ExAnte2019 | IOU workpaper | 2019-11-06 | Cap-Tons | 1 |  |  | 0 | 0 | 0 | 580.9159 | 0 | 20.4289 | [6 empty] | DEER:HVAC_Split-Package_HP | Annual | FALSE
Any | SWHC046AF | Nrs | new | CZ16 | cDXHP | SWHC046-01 | ExAnte2019 | IOU workpaper | 2019-11-06 | Cap-Tons | 1 |  |  | 0 | 0 | 0 | -441.7581 | 0 | 155.9112 | [6 empty] | DEER:HVAC_Split-Package_HP | Annual | FALSE
Any | SWHC046AF | OfL | new | CZ01 | cDXHP | SWHC046-01 | ExAnte2019 | IOU workpaper | 2019-11-06 | Cap-Tons | 1 |  |  | 0 | 0 | 0 | 117.5351 | 0 | 11.9098 | [6 empty] | DEER:HVAC_Split-Package_HP | Annual | FALSE
Any | SWHC046AF | OfL | new | CZ02 | cDXHP | SWHC046-01 | ExAnte2019 | IOU workpaper | 2019-11-06 | Cap-Tons | 1 |  |  | 0 | 0 | 0 | 172.1837 | 0 | 7.5068 | [6 empty] | DEER:HVAC_Split-Package_HP | Annual | FALSE
Any | SWHC046AF | OfL | new | CZ03 | cDXHP | SWHC046-01 | ExAnte2019 | IOU workpaper | 2019-11-06 | Cap-Tons | 1 |  |  | 0 | 0 | 0 | 142.0102 | 0 | 5.358 | [6 empty] | DEER:HVAC_Split-Package_HP | Annual | FALSE
Any | SWHC046AF | OfL | new | CZ04 | cDXHP | SWHC046-01 | ExAnte2019 | IOU workpaper | 2019-11-06 | Cap-Tons | 1 |  |  | 0 | 0 | 0 | 170.9361 | 0 | 6.2077 | [6 empty] | DEER:HVAC_Split-Package_HP | Annual | FALSE
Any | SWHC046AF | OfL | new | CZ05 | cDXHP | SWHC046-01 | ExAnte2019 | IOU workpaper | 2019-11-06 | Cap-Tons | 1 |  |  | 0 | 0 | 0 | 140.9092 | 0 | 5.2667 | [6 empty] | DEER:HVAC_Split-Package_HP | Annual | FALSE
Any | SWHC046AF | OfL | new | CZ06 | cDXHP | SWHC046-01 | ExAnte2019 | IOU workpaper | 2019-11-06 | Cap-Tons | 1 |  |  | 0 | 0 | 0 | 199.718 | 0 | 1.3906 | [6 empty] | DEER:HVAC_Split-Package_HP | Annual | FALSE
Any | SWHC046AF | OfL | new | CZ07 | cDXHP | SWHC046-01 | ExAnte2019 | IOU workpaper | 2019-11-06 | Cap-Tons | 1 |  |  | 0 | 0 | 0 | 175.4329 | 0 | 0.4495 | [6 empty] | DEER:HVAC_Split-Package_HP | Annual | FALSE
Any | SWHC046AF | OfL | new | CZ08 | cDXHP | SWHC046-01 | ExAnte2019 | IOU workpaper | 2019-11-06 | Cap-Tons | 1 |  |  | 0 | 0 | 0 | 215.2386 | 0 | 1.4132 | [6 empty] | DEER:HVAC_Split-Package_HP | Annual | FALSE
Any | SWHC046AF | OfL | new | CZ09 | cDXHP | SWHC046-01 | ExAnte2019 | IOU workpaper | 2019-11-06 | Cap-Tons | 1 |  |  | 0 | 0 | 0 | 229.7397 | 0 | 2.1665 | [6 empty] | DEER:HVAC_Split-Package_HP | Annual | FALSE
Any | SWHC046AF | OfL | new | CZ10 | cDXHP | SWHC046-01 | ExAnte2019 | IOU workpaper | 2019-11-06 | Cap-Tons | 1 |  |  | 0 | 0 | 0 | 243.1693 | 0 | 1.7069 | [6 empty] | DEER:HVAC_Split-Package_HP | Annual | FALSE
Any | SWHC046AF | OfL | new | CZ11 | cDXHP | SWHC046-01 | ExAnte2019 | IOU workpaper | 2019-11-06 | Cap-Tons | 1 |  |  | 0 | 0 | 0 | 229.2911 | 0 | 7.1872 | [6 empty] | DEER:HVAC_Split-Package_HP | Annual | FALSE
Any | SWHC046AF | OfL | new | CZ12 | cDXHP | SWHC046-01 | ExAnte2019 | IOU workpaper | 2019-11-06 | Cap-Tons | 1 |  |  | 0 | 0 | 0 | 200.0251 | 0 | 6.8839 | [6 empty] | DEER:HVAC_Split-Package_HP | Annual | FALSE
Any | SWHC046AF | OfL | new | CZ13 | cDXHP | SWHC046-01 | ExAnte2019 | IOU workpaper | 2019-11-06 | Cap-Tons | 1 |  |  | 0 | 0 | 0 | 234.103 | 0 | 6.2105 | [6 empty] | DEER:HVAC_Split-Package_HP | Annual | FALSE
Any | SWHC046AF | OfL | new | CZ14 | cDXHP | SWHC046-01 | ExAnte2019 | IOU workpaper | 2019-11-06 | Cap-Tons | 1 |  |  | 0 | 0 | 0 | 242.0024 | 0 | 6.7343 | [6 empty] | DEER:HVAC_Split-Package_HP | Annual | FALSE
Any | SWHC046AF | OfL | new | CZ15 | cDXHP | SWHC046-01 | ExAnte2019 | IOU workpaper | 2019-11-06 | Cap-Tons | 1 |  |  | 0 | 0 | 0 | 352.4817 | 0 | 0.3902 | [6 empty] | DEER:HVAC_Split-Package_HP | Annual | FALSE
Any | SWHC046AF | OfL | new | CZ16 | cDXHP | SWHC046-01 | ExAnte2019 | IOU workpaper | 2019-11-06 | Cap-Tons | 1 |  |  | 0 | 0 | 0 | 36.309 | 0 | 27.4575 | [6 empty] | DEER:HVAC_Split-Package_HP | Annual | FALSE
Any | SWHC046AF | OfS | new | CZ01 | cDXHP | SWHC046-01 | ExAnte2019 | IOU workpaper | 2019-11-06 | Cap-Tons | 1 |  |  | 0 | 0 | 0 | -53.7774 | 0 | 40.1156 | [6 empty] | DEER:HVAC_Split-Package_HP | Annual | FALSE
Any | SWHC046AF | OfS | new | CZ02 | cDXHP | SWHC046-01 | ExAnte2019 | IOU workpaper | 2019-11-06 | Cap-Tons | 1 |  |  | 0 | 0 | 0 | 69.6394 | 0 | 24.1237 | [6 empty] | DEER:HVAC_Split-Package_HP | Annual | FALSE
Any | SWHC046AF | OfS | new | CZ03 | cDXHP | SWHC046-01 | ExAnte2019 | IOU workpaper | 2019-11-06 | Cap-Tons | 1 |  |  | 0 | 0 | 0 | 59.7963 | 0 | 20.4787 | [6 empty] | DEER:HVAC_Split-Package_HP | Annual | FALSE
Any | SWHC046AF | OfS | new | CZ04 | cDXHP | SWHC046-01 | ExAnte2019 | IOU workpaper | 2019-11-06 | Cap-Tons | 1 |  |  | 0 | 0 | 0 | 84.2886 | 0 | 20.341 | [6 empty] | DEER:HVAC_Split-Package_HP | Annual | FALSE
Any | SWHC046AF | OfS | new | CZ05 | cDXHP | SWHC046-01 | ExAnte2019 | IOU workpaper | 2019-11-06 | Cap-Tons | 1 |  |  | 0 | 0 | 0 | 49.5749 | 0 | 20.6746 | [6 empty] | DEER:HVAC_Split-Package_HP | Annual | FALSE
Any | SWHC046AF | OfS | new | CZ06 | cDXHP | SWHC046-01 | ExAnte2019 | IOU workpaper | 2019-11-06 | Cap-Tons | 1 |  |  | 0 | 0 | 0 | 163.2558 | 0 | 8.1443 | [6 empty] | DEER:HVAC_Split-Package_HP | Annual | FALSE
Any | SWHC046AF | OfS | new | CZ07 | cDXHP | SWHC046-01 | ExAnte2019 | IOU workpaper | 2019-11-06 | Cap-Tons | 1 |  |  | 0 | 0 | 0 | 158.794 | 0 | 4.583 | [6 empty] | DEER:HVAC_Split-Package_HP | Annual | FALSE
Any | SWHC046AF | OfS | new | CZ08 | cDXHP | SWHC046-01 | ExAnte2019 | IOU workpaper | 2019-11-06 | Cap-Tons | 1 |  |  | 0 | 0 | 0 | 184.4075 | 0 | 7.9501 | [6 empty] | DEER:HVAC_Split-Package_HP | Annual | FALSE
Any | SWHC046AF | OfS | new | CZ09 | cDXHP | SWHC046-01 | ExAnte2019 | IOU workpaper | 2019-11-06 | Cap-Tons | 1 |  |  | 0 | 0 | 0 | 191.797 | 0 | 9.5106 | [6 empty] | DEER:HVAC_Split-Package_HP | Annual | FALSE
Any | SWHC046AF | OfS | new | CZ10 | cDXHP | SWHC046-01 | ExAnte2019 | IOU workpaper | 2019-11-06 | Cap-Tons | 1 |  |  | 0 | 0 | 0 | 210.7701 | 0 | 7.9945 | [6 empty] | DEER:HVAC_Split-Package_HP | Annual | FALSE
Any | SWHC046AF | OfS | new | CZ11 | cDXHP | SWHC046-01 | ExAnte2019 | IOU workpaper | 2019-11-06 | Cap-Tons | 1 |  |  | 0 | 0 | 0 | 152.6225 | 0 | 19.8369 | [6 empty] | DEER:HVAC_Split-Package_HP | Annual | FALSE
Any | SWHC046AF | OfS | new | CZ12 | cDXHP | SWHC046-01 | ExAnte2019 | IOU workpaper | 2019-11-06 | Cap-Tons | 1 |  |  | 0 | 0 | 0 | 120.8471 | 0 | 20.3486 | [6 empty] | DEER:HVAC_Split-Package_HP | Annual | FALSE
Any | SWHC046AF | OfS | new | CZ13 | cDXHP | SWHC046-01 | ExAnte2019 | IOU workpaper | 2019-11-06 | Cap-Tons | 1 |  |  | 0 | 0 | 0 | 167.8919 | 0 | 17.2708 | [6 empty] | DEER:HVAC_Split-Package_HP | Annual | FALSE
Any | SWHC046AF | OfS | new | CZ14 | cDXHP | SWHC046-01 | ExAnte2019 | IOU workpaper | 2019-11-06 | Cap-Tons | 1 |  |  | 0 | 0 | 0 | 165.8754 | 0 | 18.149 | [6 empty] | DEER:HVAC_Split-Package_HP | Annual | FALSE
Any | SWHC046AF | OfS | new | CZ15 | cDXHP | SWHC046-01 | ExAnte2019 | IOU workpaper | 2019-11-06 | Cap-Tons | 1 |  |  | 0 | 0 | 0 | 341.0649 | 0 | 2.2471 | [6 empty] | DEER:HVAC_Split-Package_HP | Annual | FALSE
Any | SWHC046AF | OfS | new | CZ16 | cDXHP | SWHC046-01 | ExAnte2019 | IOU workpaper | 2019-11-06 | Cap-Tons | 1 |  |  | 0 | 0 | 0 | -181.0401 | 0 | 55.8165 | [6 empty] | DEER:HVAC_Split-Package_HP | Annual | FALSE
Any | SWHC046AF | RFF | new | CZ01 | cDXHP | SWHC046-01 | ExAnte2019 | IOU workpaper | 2019-11-06 | Cap-Tons | 1 |  |  | 0 | 0 | 0 | -495.0635 | 0 | 187.1819 | [6 empty] | DEER:HVAC_Split-Package_HP | Annual | FALSE
Any | SWHC046AF | RFF | new | CZ02 | cDXHP | SWHC046-01 | ExAnte2019 | IOU workpaper | 2019-11-06 | Cap-Tons | 1 |  |  | 0 | 0 | 0 | -163.2242 | 0 | 118.3912 | [6 empty] | DEER:HVAC_Split-Package_HP | Annual | FALSE
Any | SWHC046AF | RFF | new | CZ03 | cDXHP | SWHC046-01 | ExAnte2019 | IOU workpaper | 2019-11-06 | Cap-Tons | 1 |  |  | 0 | 0 | 0 | -78.7715 | 0 | 89.3108 | [6 empty] | DEER:HVAC_Split-Package_HP | Annual | FALSE
Any | SWHC046AF | RFF | new | CZ04 | cDXHP | SWHC046-01 | ExAnte2019 | IOU workpaper | 2019-11-06 | Cap-Tons | 1 |  |  | 0 | 0 | 0 | -29.2811 | 0 | 84.7234 | [6 empty] | DEER:HVAC_Split-Package_HP | Annual | FALSE
Any | SWHC046AF | RFF | new | CZ05 | cDXHP | SWHC046-01 | ExAnte2019 | IOU workpaper | 2019-11-06 | Cap-Tons | 1 |  |  | 0 | 0 | 0 | -109.3235 | 0 | 95.9204 | [6 empty] | DEER:HVAC_Split-Package_HP | Annual | FALSE
Any | SWHC046AF | RFF | new | CZ06 | cDXHP | SWHC046-01 | ExAnte2019 | IOU workpaper | 2019-11-06 | Cap-Tons | 1 |  |  | 0 | 0 | 0 | 163.2935 | 0 | 36.469 | [6 empty] | DEER:HVAC_Split-Package_HP | Annual | FALSE
Any | SWHC046AF | RFF | new | CZ07 | cDXHP | SWHC046-01 | ExAnte2019 | IOU workpaper | 2019-11-06 | Cap-Tons | 1 |  |  | 0 | 0 | 0 | 190.2726 | 0 | 20.8639 | [6 empty] | DEER:HVAC_Split-Package_HP | Annual | FALSE
Any | SWHC046AF | RFF | new | CZ08 | cDXHP | SWHC046-01 | ExAnte2019 | IOU workpaper | 2019-11-06 | Cap-Tons | 1 |  |  | 0 | 0 | 0 | 206.444 | 0 | 34.8643 | [6 empty] | DEER:HVAC_Split-Package_HP | Annual | FALSE
Any | SWHC046AF | RFF | new | CZ09 | cDXHP | SWHC046-01 | ExAnte2019 | IOU workpaper | 2019-11-06 | Cap-Tons | 1 |  |  | 0 | 0 | 0 | 237.8168 | 0 | 36.9401 | [6 empty] | DEER:HVAC_Split-Package_HP | Annual | FALSE
Any | SWHC046AF | RFF | new | CZ10 | cDXHP | SWHC046-01 | ExAnte2019 | IOU workpaper | 2019-11-06 | Cap-Tons | 1 |  |  | 0 | 0 | 0 | 253.1973 | 0 | 41.4355 | [6 empty] | DEER:HVAC_Split-Package_HP | Annual | FALSE
Any | SWHC046AF | RFF | new | CZ11 | cDXHP | SWHC046-01 | ExAnte2019 | IOU workpaper | 2019-11-06 | Cap-Tons | 1 |  |  | 0 | 0 | 0 | 86.6564 | 0 | 79.8754 | [6 empty] | DEER:HVAC_Split-Package_HP | Annual | FALSE
Any | SWHC046AF | RFF | new | CZ12 | cDXHP | SWHC046-01 | ExAnte2019 | IOU workpaper | 2019-11-06 | Cap-Tons | 1 |  |  | 0 | 0 | 0 | 14.8715 | 0 | 86.5446 | [6 empty] | DEER:HVAC_Split-Package_HP | Annual | FALSE
Any | SWHC046AF | RFF | new | CZ13 | cDXHP | SWHC046-01 | ExAnte2019 | IOU workpaper | 2019-11-06 | Cap-Tons | 1 |  |  | 0 | 0 | 0 | 145.8214 | 0 | 71.599 | [6 empty] | DEER:HVAC_Split-Package_HP | Annual | FALSE
Any | SWHC046AF | RFF | new | CZ14 | cDXHP | SWHC046-01 | ExAnte2019 | IOU workpaper | 2019-11-06 | Cap-Tons | 1 |  |  | 0 | 0 | 0 | 82.4481 | 0 | 80.6942 | [6 empty] | DEER:HVAC_Split-Package_HP | Annual | FALSE
Any | SWHC046AF | RFF | new | CZ15 | cDXHP | SWHC046-01 | ExAnte2019 | IOU workpaper | 2019-11-06 | Cap-Tons | 1 |  |  | 0 | 0 | 0 | 588.2248 | 0 | 10.2242 | [6 empty] | DEER:HVAC_Split-Package_HP | Annual | FALSE
Any | SWHC046AF | RFF | new | CZ16 | cDXHP | SWHC046-01 | ExAnte2019 | IOU workpaper | 2019-11-06 | Cap-Tons | 1 |  |  | 0 | 0 | 0 | -842.4838 | 0 | 201.9524 | [6 empty] | DEER:HVAC_Split-Package_HP | Annual | FALSE
Any | SWHC046AF | RSD | new | CZ01 | cDXHP | SWHC046-01 | ExAnte2019 | IOU workpaper | 2019-11-06 | Cap-Tons | 1 |  |  | 0 | 0 | 0 | -84.8219 | 0 | 94.1921 | [6 empty] | DEER:HVAC_Split-Package_HP | Annual | FALSE
Any | SWHC046AF | RSD | new | CZ02 | cDXHP | SWHC046-01 | ExAnte2019 | IOU workpaper | 2019-11-06 | Cap-Tons | 1 |  |  | 0 | 0 | 0 | 108.6472 | 0 | 48.2361 | [6 empty] | DEER:HVAC_Split-Package_HP | Annual | FALSE
Any | SWHC046AF | RSD | new | CZ03 | cDXHP | SWHC046-01 | ExAnte2019 | IOU workpaper | 2019-11-06 | Cap-Tons | 1 |  |  | 0 | 0 | 0 | 96.7686 | 0 | 32.9648 | [6 empty] | DEER:HVAC_Split-Package_HP | Annual | FALSE
Any | SWHC046AF | RSD | new | CZ04 | cDXHP | SWHC046-01 | ExAnte2019 | IOU workpaper | 2019-11-06 | Cap-Tons | 1 |  |  | 0 | 0 | 0 | 180.2599 | 0 | 27.6052 | [6 empty] | DEER:HVAC_Split-Package_HP | Annual | FALSE
Any | SWHC046AF | RSD | new | CZ05 | cDXHP | SWHC046-01 | ExAnte2019 | IOU workpaper | 2019-11-06 | Cap-Tons | 1 |  |  | 0 | 0 | 0 | 102.7407 | 0 | 29.5383 | [6 empty] | DEER:HVAC_Split-Package_HP | Annual | FALSE
Any | SWHC046AF | RSD | new | CZ06 | cDXHP | SWHC046-01 | ExAnte2019 | IOU workpaper | 2019-11-06 | Cap-Tons | 1 |  |  | 0 | 0 | 0 | 188.7131 | 0 | 8.5935 | [6 empty] | DEER:HVAC_Split-Package_HP | Annual | FALSE
Any | SWHC046AF | RSD | new | CZ07 | cDXHP | SWHC046-01 | ExAnte2019 | IOU workpaper | 2019-11-06 | Cap-Tons | 1 |  |  | 0 | 0 | 0 | 153.591 | 0 | 3.0636 | [6 empty] | DEER:HVAC_Split-Package_HP | Annual | FALSE
Any | SWHC046AF | RSD | new | CZ08 | cDXHP | SWHC046-01 | ExAnte2019 | IOU workpaper | 2019-11-06 | Cap-Tons | 1 |  |  | 0 | 0 | 0 | 237.7189 | 0 | 7.5072 | [6 empty] | DEER:HVAC_Split-Package_HP | Annual | FALSE
Any | SWHC046AF | RSD | new | CZ09 | cDXHP | SWHC046-01 | ExAnte2019 | IOU workpaper | 2019-11-06 | Cap-Tons | 1 |  |  | 0 | 0 | 0 | 278.9325 | 0 | 10.3213 | [6 empty] | DEER:HVAC_Split-Package_HP | Annual | FALSE
Any | SWHC046AF | RSD | new | CZ10 | cDXHP | SWHC046-01 | ExAnte2019 | IOU workpaper | 2019-11-06 | Cap-Tons | 1 |  |  | 0 | 0 | 0 | 309.1514 | 0 | 12.1759 | [6 empty] | DEER:HVAC_Split-Package_HP | Annual | FALSE
Any | SWHC046AF | RSD | new | CZ11 | cDXHP | SWHC046-01 | ExAnte2019 | IOU workpaper | 2019-11-06 | Cap-Tons | 1 |  |  | 0 | 0 | 0 | 255.3778 | 0 | 36.7162 | [6 empty] | DEER:HVAC_Split-Package_HP | Annual | FALSE
Any | SWHC046AF | RSD | new | CZ12 | cDXHP | SWHC046-01 | ExAnte2019 | IOU workpaper | 2019-11-06 | Cap-Tons | 1 |  |  | 0 | 0 | 0 | 200.6602 | 0 | 39.0123 | [6 empty] | DEER:HVAC_Split-Package_HP | Annual | FALSE
Any | SWHC046AF | RSD | new | CZ13 | cDXHP | SWHC046-01 | ExAnte2019 | IOU workpaper | 2019-11-06 | Cap-Tons | 1 |  |  | 0 | 0 | 0 | 277.1374 | 0 | 34.1588 | [6 empty] | DEER:HVAC_Split-Package_HP | Annual | FALSE
Any | SWHC046AF | RSD | new | CZ14 | cDXHP | SWHC046-01 | ExAnte2019 | IOU workpaper | 2019-11-06 | Cap-Tons | 1 |  |  | 0 | 0 | 0 | 260.7162 | 0 | 35.4606 | [6 empty] | DEER:HVAC_Split-Package_HP | Annual | FALSE
Any | SWHC046AF | RSD | new | CZ15 | cDXHP | SWHC046-01 | ExAnte2019 | IOU workpaper | 2019-11-06 | Cap-Tons | 1 |  |  | 0 | 0 | 0 | 520.6039 | 0 | 2.0847 | [6 empty] | DEER:HVAC_Split-Package_HP | Annual | FALSE
Any | SWHC046AF | RSD | new | CZ16 | cDXHP | SWHC046-01 | ExAnte2019 | IOU workpaper | 2019-11-06 | Cap-Tons | 1 |  |  | 0 | 0 | 0 | -421.181 | 0 | 142.4729 | [6 empty] | DEER:HVAC_Split-Package_HP | Annual | FALSE
Any | SWHC046AF | Rt3 | new | CZ01 | cDXHP | SWHC046-01 | ExAnte2019 | IOU workpaper | 2019-11-06 | Cap-Tons | 1 |  |  | 0 | 0 | 0 | 122.8551 | 0 | 36.661 | [6 empty] | DEER:HVAC_Split-Package_HP | Annual | FALSE
Any | SWHC046AF | Rt3 | new | CZ02 | cDXHP | SWHC046-01 | ExAnte2019 | IOU workpaper | 2019-11-06 | Cap-Tons | 1 |  |  | 0 | 0 | 0 | 244.8207 | 0 | 17.9293 | [6 empty] | DEER:HVAC_Split-Package_HP | Annual | FALSE
Any | SWHC046AF | Rt3 | new | CZ03 | cDXHP | SWHC046-01 | ExAnte2019 | IOU workpaper | 2019-11-06 | Cap-Tons | 1 |  |  | 0 | 0 | 0 | 185.1268 | 0 | 13.0906 | [6 empty] | DEER:HVAC_Split-Package_HP | Annual | FALSE
Any | SWHC046AF | Rt3 | new | CZ04 | cDXHP | SWHC046-01 | ExAnte2019 | IOU workpaper | 2019-11-06 | Cap-Tons | 1 |  |  | 0 | 0 | 0 | 268.5167 | 0 | 10.0497 | [6 empty] | DEER:HVAC_Split-Package_HP | Annual | FALSE
Any | SWHC046AF | Rt3 | new | CZ05 | cDXHP | SWHC046-01 | ExAnte2019 | IOU workpaper | 2019-11-06 | Cap-Tons | 1 |  |  | 0 | 0 | 0 | 188.5084 | 0 | 10.3636 | [6 empty] | DEER:HVAC_Split-Package_HP | Annual | FALSE
Any | SWHC046AF | Rt3 | new | CZ06 | cDXHP | SWHC046-01 | ExAnte2019 | IOU workpaper | 2019-11-06 | Cap-Tons | 1 |  |  | 0 | 0 | 0 | 269.9204 | 0 | 2.5206 | [6 empty] | DEER:HVAC_Split-Package_HP | Annual | FALSE
Any | SWHC046AF | Rt3 | new | CZ07 | cDXHP | SWHC046-01 | ExAnte2019 | IOU workpaper | 2019-11-06 | Cap-Tons | 1 |  |  | 0 | 0 | 0 | 222.6247 | 0 | 0.6536 | [6 empty] | DEER:HVAC_Split-Package_HP | Annual | FALSE
Any | SWHC046AF | Rt3 | new | CZ08 | cDXHP | SWHC046-01 | ExAnte2019 | IOU workpaper | 2019-11-06 | Cap-Tons | 1 |  |  | 0 | 0 | 0 | 309.9934 | 0 | 1.8994 | [6 empty] | DEER:HVAC_Split-Package_HP | Annual | FALSE
Any | SWHC046AF | Rt3 | new | CZ09 | cDXHP | SWHC046-01 | ExAnte2019 | IOU workpaper | 2019-11-06 | Cap-Tons | 1 |  |  | 0 | 0 | 0 | 348.4476 | 0 | 3.2896 | [6 empty] | DEER:HVAC_Split-Package_HP | Annual | FALSE
Any | SWHC046AF | Rt3 | new | CZ10 | cDXHP | SWHC046-01 | ExAnte2019 | IOU workpaper | 2019-11-06 | Cap-Tons | 1 |  |  | 0 | 0 | 0 | 369.1733 | 0 | 3.503 | [6 empty] | DEER:HVAC_Split-Package_HP | Annual | FALSE
Any | SWHC046AF | Rt3 | new | CZ11 | cDXHP | SWHC046-01 | ExAnte2019 | IOU workpaper | 2019-11-06 | Cap-Tons | 1 |  |  | 0 | 0 | 0 | 339.7358 | 0 | 17.4541 | [6 empty] | DEER:HVAC_Split-Package_HP | Annual | FALSE
Any | SWHC046AF | Rt3 | new | CZ12 | cDXHP | SWHC046-01 | ExAnte2019 | IOU workpaper | 2019-11-06 | Cap-Tons | 1 |  |  | 0 | 0 | 0 | 298.504 | 0 | 16.6947 | [6 empty] | DEER:HVAC_Split-Package_HP | Annual | FALSE
Any | SWHC046AF | Rt3 | new | CZ13 | cDXHP | SWHC046-01 | ExAnte2019 | IOU workpaper | 2019-11-06 | Cap-Tons | 1 |  |  | 0 | 0 | 0 | 352.8548 | 0 | 14.9476 | [6 empty] | DEER:HVAC_Split-Package_HP | Annual | FALSE
Any | SWHC046AF | Rt3 | new | CZ14 | cDXHP | SWHC046-01 | ExAnte2019 | IOU workpaper | 2019-11-06 | Cap-Tons | 1 |  |  | 0 | 0 | 0 | 352.3497 | 0 | 16.7006 | [6 empty] | DEER:HVAC_Split-Package_HP | Annual | FALSE
Any | SWHC046AF | Rt3 | new | CZ15 | cDXHP | SWHC046-01 | ExAnte2019 | IOU workpaper | 2019-11-06 | Cap-Tons | 1 |  |  | 0 | 0 | 0 | 536.1256 | 0 | 0.682 | [6 empty] | DEER:HVAC_Split-Package_HP | Annual | FALSE
Any | SWHC046AF | Rt3 | new | CZ16 | cDXHP | SWHC046-01 | ExAnte2019 | IOU workpaper | 2019-11-06 | Cap-Tons | 1 |  |  | 0 | 0 | 0 | -155.5853 | 0 | 86.7979 | [6 empty] | DEER:HVAC_Split-Package_HP | Annual | FALSE
Any | SWHC046AF | RtL | new | CZ01 | cDXHP | SWHC046-01 | ExAnte2019 | IOU workpaper | 2019-11-06 | Cap-Tons | 1 |  |  | 0 | 0 | 0 | -33.686 | 0 | 71.5895 | [6 empty] | DEER:HVAC_Split-Package_HP | Annual | FALSE
Any | SWHC046AF | RtL | new | CZ02 | cDXHP | SWHC046-01 | ExAnte2019 | IOU workpaper | 2019-11-06 | Cap-Tons | 1 |  |  | 0 | 0 | 0 | 190.7813 | 0 | 36.557 | [6 empty] | DEER:HVAC_Split-Package_HP | Annual | FALSE
Any | SWHC046AF | RtL | new | CZ03 | cDXHP | SWHC046-01 | ExAnte2019 | IOU workpaper | 2019-11-06 | Cap-Tons | 1 |  |  | 0 | 0 | 0 | 107.5977 | 0 | 32.8496 | [6 empty] | DEER:HVAC_Split-Package_HP | Annual | FALSE
Any | SWHC046AF | RtL | new | CZ04 | cDXHP | SWHC046-01 | ExAnte2019 | IOU workpaper | 2019-11-06 | Cap-Tons | 1 |  |  | 0 | 0 | 0 | 225.8458 | 0 | 24.9454 | [6 empty] | DEER:HVAC_Split-Package_HP | Annual | FALSE
Any | SWHC046AF | RtL | new | CZ05 | cDXHP | SWHC046-01 | ExAnte2019 | IOU workpaper | 2019-11-06 | Cap-Tons | 1 |  |  | 0 | 0 | 0 | 105.1936 | 0 | 34.1183 | [6 empty] | DEER:HVAC_Split-Package_HP | Annual | FALSE
Any | SWHC046AF | RtL | new | CZ06 | cDXHP | SWHC046-01 | ExAnte2019 | IOU workpaper | 2019-11-06 | Cap-Tons | 1 |  |  | 0 | 0 | 0 | 228.8808 | 0 | 15.4169 | [6 empty] | DEER:HVAC_Split-Package_HP | Annual | FALSE
Any | SWHC046AF | RtL | new | CZ07 | cDXHP | SWHC046-01 | ExAnte2019 | IOU workpaper | 2019-11-06 | Cap-Tons | 1 |  |  | 0 | 0 | 0 | 198.3767 | 0 | 10.4527 | [6 empty] | DEER:HVAC_Split-Package_HP | Annual | FALSE
Any | SWHC046AF | RtL | new | CZ08 | cDXHP | SWHC046-01 | ExAnte2019 | IOU workpaper | 2019-11-06 | Cap-Tons | 1 |  |  | 0 | 0 | 0 | 298.2031 | 0 | 11.0225 | [6 empty] | DEER:HVAC_Split-Package_HP | Annual | FALSE
Any | SWHC046AF | RtL | new | CZ09 | cDXHP | SWHC046-01 | ExAnte2019 | IOU workpaper | 2019-11-06 | Cap-Tons | 1 |  |  | 0 | 0 | 0 | 341.3557 | 0 | 12.7668 | [6 empty] | DEER:HVAC_Split-Package_HP | Annual | FALSE
Any | SWHC046AF | RtL | new | CZ10 | cDXHP | SWHC046-01 | ExAnte2019 | IOU workpaper | 2019-11-06 | Cap-Tons | 1 |  |  | 0 | 0 | 0 | 366.6445 | 0 | 12.4298 | [6 empty] | DEER:HVAC_Split-Package_HP | Annual | FALSE
Any | SWHC046AF | RtL | new | CZ11 | cDXHP | SWHC046-01 | ExAnte2019 | IOU workpaper | 2019-11-06 | Cap-Tons | 1 |  |  | 0 | 0 | 0 | 331.7199 | 0 | 30.4298 | [6 empty] | DEER:HVAC_Split-Package_HP | Annual | FALSE
Any | SWHC046AF | RtL | new | CZ12 | cDXHP | SWHC046-01 | ExAnte2019 | IOU workpaper | 2019-11-06 | Cap-Tons | 1 |  |  | 0 | 0 | 0 | 277.6735 | 0 | 30.0012 | [6 empty] | DEER:HVAC_Split-Package_HP | Annual | FALSE
Any | SWHC046AF | RtL | new | CZ13 | cDXHP | SWHC046-01 | ExAnte2019 | IOU workpaper | 2019-11-06 | Cap-Tons | 1 |  |  | 0 | 0 | 0 | 354.9363 | 0 | 26.608 | [6 empty] | DEER:HVAC_Split-Package_HP | Annual | FALSE
Any | SWHC046AF | RtL | new | CZ14 | cDXHP | SWHC046-01 | ExAnte2019 | IOU workpaper | 2019-11-06 | Cap-Tons | 1 |  |  | 0 | 0 | 0 | 332.4 | 0 | 31.4024 | [6 empty] | DEER:HVAC_Split-Package_HP | Annual | FALSE
Any | SWHC046AF | RtL | new | CZ15 | cDXHP | SWHC046-01 | ExAnte2019 | IOU workpaper | 2019-11-06 | Cap-Tons | 1 |  |  | 0 | 0 | 0 | 590.0827 | 0 | 3.5079 | [6 empty] | DEER:HVAC_Split-Package_HP | Annual | FALSE
Any | SWHC046AF | RtL | new | CZ16 | cDXHP | SWHC046-01 | ExAnte2019 | IOU workpaper | 2019-11-06 | Cap-Tons | 1 |  |  | 0 | 0 | 0 | -324.7736 | 0 | 128.2122 | [6 empty] | DEER:HVAC_Split-Package_HP | Annual | FALSE
Any | SWHC046AF | RtS | new | CZ01 | cDXHP | SWHC046-01 | ExAnte2019 | IOU workpaper | 2019-11-06 | Cap-Tons | 1 |  |  | 0 | 0 | 0 | -312.8556 | 0 | 121.9177 | [6 empty] | DEER:HVAC_Split-Package_HP | Annual | FALSE
Any | SWHC046AF | RtS | new | CZ02 | cDXHP | SWHC046-01 | ExAnte2019 | IOU workpaper | 2019-11-06 | Cap-Tons | 1 |  |  | 0 | 0 | 0 | 19.2182 | 0 | 60.4102 | [6 empty] | DEER:HVAC_Split-Package_HP | Annual | FALSE
Any | SWHC046AF | RtS | new | CZ03 | cDXHP | SWHC046-01 | ExAnte2019 | IOU workpaper | 2019-11-06 | Cap-Tons | 1 |  |  | 0 | 0 | 0 | -18.6965 | 0 | 57.9439 | [6 empty] | DEER:HVAC_Split-Package_HP | Annual | FALSE
Any | SWHC046AF | RtS | new | CZ04 | cDXHP | SWHC046-01 | ExAnte2019 | IOU workpaper | 2019-11-06 | Cap-Tons | 1 |  |  | 0 | 0 | 0 | 107.2298 | 0 | 43.2901 | [6 empty] | DEER:HVAC_Split-Package_HP | Annual | FALSE
Any | SWHC046AF | RtS | new | CZ05 | cDXHP | SWHC046-01 | ExAnte2019 | IOU workpaper | 2019-11-06 | Cap-Tons | 1 |  |  | 0 | 0 | 0 | 8.2864 | 0 | 52.0788 | [6 empty] | DEER:HVAC_Split-Package_HP | Annual | FALSE
Any | SWHC046AF | RtS | new | CZ06 | cDXHP | SWHC046-01 | ExAnte2019 | IOU workpaper | 2019-11-06 | Cap-Tons | 1 |  |  | 0 | 0 | 0 | 198.1154 | 0 | 21.8186 | [6 empty] | DEER:HVAC_Split-Package_HP | Annual | FALSE
Any | SWHC046AF | RtS | new | CZ07 | cDXHP | SWHC046-01 | ExAnte2019 | IOU workpaper | 2019-11-06 | Cap-Tons | 1 |  |  | 0 | 0 | 0 | 193.5382 | 0 | 14.3439 | [6 empty] | DEER:HVAC_Split-Package_HP | Annual | FALSE
Any | SWHC046AF | RtS | new | CZ08 | cDXHP | SWHC046-01 | ExAnte2019 | IOU workpaper | 2019-11-06 | Cap-Tons | 1 |  |  | 0 | 0 | 0 | 249.6699 | 0 | 16.9082 | [6 empty] | DEER:HVAC_Split-Package_HP | Annual | FALSE
Any | SWHC046AF | RtS | new | CZ09 | cDXHP | SWHC046-01 | ExAnte2019 | IOU workpaper | 2019-11-06 | Cap-Tons | 1 |  |  | 0 | 0 | 0 | 264.9693 | 0 | 19.8241 | [6 empty] | DEER:HVAC_Split-Package_HP | Annual | FALSE
Any | SWHC046AF | RtS | new | CZ10 | cDXHP | SWHC046-01 | ExAnte2019 | IOU workpaper | 2019-11-06 | Cap-Tons | 1 |  |  | 0 | 0 | 0 | 296.7874 | 0 | 18.6774 | [6 empty] | DEER:HVAC_Split-Package_HP | Annual | FALSE
Any | SWHC046AF | RtS | new | CZ11 | cDXHP | SWHC046-01 | ExAnte2019 | IOU workpaper | 2019-11-06 | Cap-Tons | 1 |  |  | 0 | 0 | 0 | 159.551 | 0 | 47.6175 | [6 empty] | DEER:HVAC_Split-Package_HP | Annual | FALSE
Any | SWHC046AF | RtS | new | CZ12 | cDXHP | SWHC046-01 | ExAnte2019 | IOU workpaper | 2019-11-06 | Cap-Tons | 1 |  |  | 0 | 0 | 0 | 111.4219 | 0 | 50.5926 | [6 empty] | DEER:HVAC_Split-Package_HP | Annual | FALSE
Any | SWHC046AF | RtS | new | CZ13 | cDXHP | SWHC046-01 | ExAnte2019 | IOU workpaper | 2019-11-06 | Cap-Tons | 1 |  |  | 0 | 0 | 0 | 197.8116 | 0 | 42.2469 | [6 empty] | DEER:HVAC_Split-Package_HP | Annual | FALSE
Any | SWHC046AF | RtS | new | CZ14 | cDXHP | SWHC046-01 | ExAnte2019 | IOU workpaper | 2019-11-06 | Cap-Tons | 1 |  |  | 0 | 0 | 0 | 188.8832 | 0 | 43.5608 | [6 empty] | DEER:HVAC_Split-Package_HP | Annual | FALSE
Any | SWHC046AF | RtS | new | CZ15 | cDXHP | SWHC046-01 | ExAnte2019 | IOU workpaper | 2019-11-06 | Cap-Tons | 1 |  |  | 0 | 0 | 0 | 508.5941 | 0 | 4.6833 | [6 empty] | DEER:HVAC_Split-Package_HP | Annual | FALSE
Any | SWHC046AF | RtS | new | CZ16 | cDXHP | SWHC046-01 | ExAnte2019 | IOU workpaper | 2019-11-06 | Cap-Tons | 1 |  |  | 0 | 0 | 0 | -671.0217 | 0 | 148.5408 | [6 empty] | DEER:HVAC_Split-Package_HP | Annual | FALSE
Any | SWHC046AF | SCn | new | CZ01 | cDXHP | SWHC046-01 | ExAnte2019 | IOU workpaper | 2019-11-06 | Cap-Tons | 1 |  |  | 0 | 0 | 0 | -585.9916 | 0 | 151.7013 | [6 empty] | DEER:HVAC_Split-Package_HP | Annual | FALSE
Any | SWHC046AF | SCn | new | CZ02 | cDXHP | SWHC046-01 | ExAnte2019 | IOU workpaper | 2019-11-06 | Cap-Tons | 1 |  |  | 0 | 0 | 0 | -435.1716 | 0 | 108.561 | [6 empty] | DEER:HVAC_Split-Package_HP | Annual | FALSE
Any | SWHC046AF | SCn | new | CZ03 | cDXHP | SWHC046-01 | ExAnte2019 | IOU workpaper | 2019-11-06 | Cap-Tons | 1 |  |  | 0 | 0 | 0 | -192.1212 | 0 | 80.8528 | [6 empty] | DEER:HVAC_Split-Package_HP | Annual | FALSE
Any | SWHC046AF | SCn | new | CZ04 | cDXHP | SWHC046-01 | ExAnte2019 | IOU workpaper | 2019-11-06 | Cap-Tons | 1 |  |  | 0 | 0 | 0 | -303.2891 | 0 | 85.2131 | [6 empty] | DEER:HVAC_Split-Package_HP | Annual | FALSE
Any | SWHC046AF | SCn | new | CZ05 | cDXHP | SWHC046-01 | ExAnte2019 | IOU workpaper | 2019-11-06 | Cap-Tons | 1 |  |  | 0 | 0 | 0 | -205.6312 | 0 | 79.7346 | [6 empty] | DEER:HVAC_Split-Package_HP | Annual | FALSE
Any | SWHC046AF | SCn | new | CZ06 | cDXHP | SWHC046-01 | ExAnte2019 | IOU workpaper | 2019-11-06 | Cap-Tons | 1 |  |  | 0 | 0 | 0 | 13.5349 | 0 | 43.12 | [6 empty] | DEER:HVAC_Split-Package_HP | Annual | FALSE
Any | SWHC046AF | SCn | new | CZ07 | cDXHP | SWHC046-01 | ExAnte2019 | IOU workpaper | 2019-11-06 | Cap-Tons | 1 |  |  | 0 | 0 | 0 | 66.1297 | 0 | 33.3389 | [6 empty] | DEER:HVAC_Split-Package_HP | Annual | FALSE
Any | SWHC046AF | SCn | new | CZ08 | cDXHP | SWHC046-01 | ExAnte2019 | IOU workpaper | 2019-11-06 | Cap-Tons | 1 |  |  | 0 | 0 | 0 | 39.89 | 0 | 45.1714 | [6 empty] | DEER:HVAC_Split-Package_HP | Annual | FALSE
Any | SWHC046AF | SCn | new | CZ09 | cDXHP | SWHC046-01 | ExAnte2019 | IOU workpaper | 2019-11-06 | Cap-Tons | 1 |  |  | 0 | 0 | 0 | 65.4996 | 0 | 46.3428 | [6 empty] | DEER:HVAC_Split-Package_HP | Annual | FALSE
Any | SWHC046AF | SCn | new | CZ10 | cDXHP | SWHC046-01 | ExAnte2019 | IOU workpaper | 2019-11-06 | Cap-Tons | 1 |  |  | 0 | 0 | 0 | 67.4392 | 0 | 50.5704 | [6 empty] | DEER:HVAC_Split-Package_HP | Annual | FALSE
Any | SWHC046AF | SCn | new | CZ11 | cDXHP | SWHC046-01 | ExAnte2019 | IOU workpaper | 2019-11-06 | Cap-Tons | 1 |  |  | 0 | 0 | 0 | -158.8754 | 0 | 89.3304 | [6 empty] | DEER:HVAC_Split-Package_HP | Annual | FALSE
Any | SWHC046AF | SCn | new | CZ12 | cDXHP | SWHC046-01 | ExAnte2019 | IOU workpaper | 2019-11-06 | Cap-Tons | 1 |  |  | 0 | 0 | 0 | -231.9443 | 0 | 97.8121 | [6 empty] | DEER:HVAC_Split-Package_HP | Annual | FALSE
Any | SWHC046AF | SCn | new | CZ13 | cDXHP | SWHC046-01 | ExAnte2019 | IOU workpaper | 2019-11-06 | Cap-Tons | 1 |  |  | 0 | 0 | 0 | -60.4565 | 0 | 78.9867 | [6 empty] | DEER:HVAC_Split-Package_HP | Annual | FALSE
Any | SWHC046AF | SCn | new | CZ14 | cDXHP | SWHC046-01 | ExAnte2019 | IOU workpaper | 2019-11-06 | Cap-Tons | 1 |  |  | 0 | 0 | 0 | -197.1303 | 0 | 92.8405 | [6 empty] | DEER:HVAC_Split-Package_HP | Annual | FALSE
Any | SWHC046AF | SCn | new | CZ15 | cDXHP | SWHC046-01 | ExAnte2019 | IOU workpaper | 2019-11-06 | Cap-Tons | 1 |  |  | 0 | 0 | 0 | 399.0325 | 0 | 13.4192 | [6 empty] | DEER:HVAC_Split-Package_HP | Annual | FALSE
Any | SWHC046AF | SCn | new | CZ16 | cDXHP | SWHC046-01 | ExAnte2019 | IOU workpaper | 2019-11-06 | Cap-Tons | 1 |  |  | 0 | 0 | 0 | -881.6184 | 0 | 164.379 | [6 empty] | DEER:HVAC_Split-Package_HP | Annual | FALSE
Any | SWHC046AG | Asm | new | CZ01 | cDXHP | SWHC046-01 | ExAnte2019 | IOU workpaper | 2019-11-06 | Cap-Tons | 1 |  |  | 0 | 0 | 0 | -886.3516 | 0 | 170.8495 | [6 empty] | DEER:HVAC_Split-Package_HP | Annual | FALSE
Any | SWHC046AG | Asm | new | CZ02 | cDXHP | SWHC046-01 | ExAnte2019 | IOU workpaper | 2019-11-06 | Cap-Tons | 1 |  |  | 0 | 0 | 0 | -511.9854 | 0 | 103.5703 | [6 empty] | DEER:HVAC_Split-Package_HP | Annual | FALSE
Any | SWHC046AG | Asm | new | CZ03 | cDXHP | SWHC046-01 | ExAnte2019 | IOU workpaper | 2019-11-06 | Cap-Tons | 1 |  |  | 0 | 0 | 0 | -349.2768 | 0 | 78.2394 | [6 empty] | DEER:HVAC_Split-Package_HP | Annual | FALSE
Any | SWHC046AG | Asm | new | CZ04 | cDXHP | SWHC046-01 | ExAnte2019 | IOU workpaper | 2019-11-06 | Cap-Tons | 1 |  |  | 0 | 0 | 0 | -302.4132 | 0 | 70.3511 | [6 empty] | DEER:HVAC_Split-Package_HP | Annual | FALSE
Any | SWHC046AG | Asm | new | CZ05 | cDXHP | SWHC046-01 | ExAnte2019 | IOU workpaper | 2019-11-06 | Cap-Tons | 1 |  |  | 0 | 0 | 0 | -349.1555 | 0 | 77.3544 | [6 empty] | DEER:HVAC_Split-Package_HP | Annual | FALSE
Any | SWHC046AG | Asm | new | CZ06 | cDXHP | SWHC046-01 | ExAnte2019 | IOU workpaper | 2019-11-06 | Cap-Tons | 1 |  |  | 0 | 0 | 0 | -92.5247 | 0 | 33.0922 | [6 empty] | DEER:HVAC_Split-Package_HP | Annual | FALSE
Any | SWHC046AG | Asm | new | CZ07 | cDXHP | SWHC046-01 | ExAnte2019 | IOU workpaper | 2019-11-06 | Cap-Tons | 1 |  |  | 0 | 0 | 0 | -54.0099 | 0 | 25.428 | [6 empty] | DEER:HVAC_Split-Package_HP | Annual | FALSE
Any | SWHC046AG | Asm | new | CZ08 | cDXHP | SWHC046-01 | ExAnte2019 | IOU workpaper | 2019-11-06 | Cap-Tons | 1 |  |  | 0 | 0 | 0 | -84.084 | 0 | 32.2682 | [6 empty] | DEER:HVAC_Split-Package_HP | Annual | FALSE
Any | SWHC046AG | Asm | new | CZ09 | cDXHP | SWHC046-01 | ExAnte2019 | IOU workpaper | 2019-11-06 | Cap-Tons | 1 |  |  | 0 | 0 | 0 | -99.9698 | 0 | 32.857 | [6 empty] | DEER:HVAC_Split-Package_HP | Annual | FALSE
Any | SWHC046AG | Asm | new | CZ10 | cDXHP | SWHC046-01 | ExAnte2019 | IOU workpaper | 2019-11-06 | Cap-Tons | 1 |  |  | 0 | 0 | 0 | -133.9839 | 0 | 39.9616 | [6 empty] | DEER:HVAC_Split-Package_HP | Annual | FALSE
Any | SWHC046AG | Asm | new | CZ11 | cDXHP | SWHC046-01 | ExAnte2019 | IOU workpaper | 2019-11-06 | Cap-Tons | 1 |  |  | 0 | 0 | 0 | -332.6304 | 0 | 71.382 | [6 empty] | DEER:HVAC_Split-Package_HP | Annual | FALSE
Any | SWHC046AG | Asm | new | CZ12 | cDXHP | SWHC046-01 | ExAnte2019 | IOU workpaper | 2019-11-06 | Cap-Tons | 1 |  |  | 0 | 0 | 0 | -361.7849 | 0 | 77.6881 | [6 empty] | DEER:HVAC_Split-Package_HP | Annual | FALSE
Any | SWHC046AG | Asm | new | CZ13 | cDXHP | SWHC046-01 | ExAnte2019 | IOU workpaper | 2019-11-06 | Cap-Tons | 1 |  |  | 0 | 0 | 0 | -291.7858 | 0 | 65.6133 | [6 empty] | DEER:HVAC_Split-Package_HP | Annual | FALSE
Any | SWHC046AG | Asm | new | CZ14 | cDXHP | SWHC046-01 | ExAnte2019 | IOU workpaper | 2019-11-06 | Cap-Tons | 1 |  |  | 0 | 0 | 0 | -321.7013 | 0 | 69.407 | [6 empty] | DEER:HVAC_Split-Package_HP | Annual | FALSE
Any | SWHC046AG | Asm | new | CZ15 | cDXHP | SWHC046-01 | ExAnte2019 | IOU workpaper | 2019-11-06 | Cap-Tons | 1 |  |  | 0 | 0 | 0 | 29.3101 | 0 | 12.5579 | [6 empty] | DEER:HVAC_Split-Package_HP | Annual | FALSE
Any | SWHC046AG | Asm | new | CZ16 | cDXHP | SWHC046-01 | ExAnte2019 | IOU workpaper | 2019-11-06 | Cap-Tons | 1 |  |  | 0 | 0 | 0 | -1226.9935 | 0 | 189.0835 | [6 empty] | DEER:HVAC_Split-Package_HP | Annual | FALSE
Any | SWHC046AG | Com | new | CZ01 | cDXHP | SWHC046-01 | ExAnte2019 | IOU workpaper | 2019-11-06 | Cap-Tons | 1 |  |  | 0 | 0 | 0 | -609.3998 | 0 | 113.9213 | [6 empty] | DEER:HVAC_Split-Package_HP | Annual | FALSE
Any | SWHC046AG | Com | new | CZ02 | cDXHP | SWHC046-01 | ExAnte2019 | IOU workpaper | 2019-11-06 | Cap-Tons | 1 |  |  | 0 | 0 | 0 | -303.5105 | 0 | 61.5798 | [6 empty] | DEER:HVAC_Split-Package_HP | Annual | FALSE
Any | SWHC046AG | Com | new | CZ03 | cDXHP | SWHC046-01 | ExAnte2019 | IOU workpaper | 2019-11-06 | Cap-Tons | 1 |  |  | 0 | 0 | 0 | -167.7735 | 0 | 42.2353 | [6 empty] | DEER:HVAC_Split-Package_HP | Annual | FALSE
Any | SWHC046AG | Com | new | CZ04 | cDXHP | SWHC046-01 | ExAnte2019 | IOU workpaper | 2019-11-06 | Cap-Tons | 1 |  |  | 0 | 0 | 0 | -151.5667 | 0 | 36.6558 | [6 empty] | DEER:HVAC_Split-Package_HP | Annual | FALSE
Any | SWHC046AG | Com | new | CZ05 | cDXHP | SWHC046-01 | ExAnte2019 | IOU workpaper | 2019-11-06 | Cap-Tons | 1 |  |  | 0 | 0 | 0 | -249.6018 | 0 | 57.9396 | [6 empty] | DEER:HVAC_Split-Package_HP | Annual | FALSE
Any | SWHC046AG | Com | new | CZ06 | cDXHP | SWHC046-01 | ExAnte2019 | IOU workpaper | 2019-11-06 | Cap-Tons | 1 |  |  | 0 | 0 | 0 | -38.8547 | 0 | 22.9138 | [6 empty] | DEER:HVAC_Split-Package_HP | Annual | FALSE
Any | SWHC046AG | Com | new | CZ07 | cDXHP | SWHC046-01 | ExAnte2019 | IOU workpaper | 2019-11-06 | Cap-Tons | 1 |  |  | 0 | 0 | 0 | -8.1049 | 0 | 18.4116 | [6 empty] | DEER:HVAC_Split-Package_HP | Annual | FALSE
Any | SWHC046AG | Com | new | CZ08 | cDXHP | SWHC046-01 | ExAnte2019 | IOU workpaper | 2019-11-06 | Cap-Tons | 1 |  |  | 0 | 0 | 0 | -35.2385 | 0 | 22.1301 | [6 empty] | DEER:HVAC_Split-Package_HP | Annual | FALSE
Any | SWHC046AG | Com | new | CZ09 | cDXHP | SWHC046-01 | ExAnte2019 | IOU workpaper | 2019-11-06 | Cap-Tons | 1 |  |  | 0 | 0 | 0 | -35.0927 | 0 | 21.765 | [6 empty] | DEER:HVAC_Split-Package_HP | Annual | FALSE
Any | SWHC046AG | Com | new | CZ10 | cDXHP | SWHC046-01 | ExAnte2019 | IOU workpaper | 2019-11-06 | Cap-Tons | 1 |  |  | 0 | 0 | 0 | -83.8589 | 0 | 29.4802 | [6 empty] | DEER:HVAC_Split-Package_HP | Annual | FALSE
Any | SWHC046AG | Com | new | CZ11 | cDXHP | SWHC046-01 | ExAnte2019 | IOU workpaper | 2019-11-06 | Cap-Tons | 1 |  |  | 0 | 0 | 0 | -226.6079 | 0 | 51.7105 | [6 empty] | DEER:HVAC_Split-Package_HP | Annual | FALSE
Any | SWHC046AG | Com | new | CZ12 | cDXHP | SWHC046-01 | ExAnte2019 | IOU workpaper | 2019-11-06 | Cap-Tons | 1 |  |  | 0 | 0 | 0 | -214.1579 | 0 | 48.8696 | [6 empty] | DEER:HVAC_Split-Package_HP | Annual | FALSE
Any | SWHC046AG | Com | new | CZ13 | cDXHP | SWHC046-01 | ExAnte2019 | IOU workpaper | 2019-11-06 | Cap-Tons | 1 |  |  | 0 | 0 | 0 | -175.2952 | 0 | 44.1165 | [6 empty] | DEER:HVAC_Split-Package_HP | Annual | FALSE
Any | SWHC046AG | Com | new | CZ14 | cDXHP | SWHC046-01 | ExAnte2019 | IOU workpaper | 2019-11-06 | Cap-Tons | 1 |  |  | 0 | 0 | 0 | -207.1464 | 0 | 47.5232 | [6 empty] | DEER:HVAC_Split-Package_HP | Annual | FALSE
Any | SWHC046AG | Com | new | CZ15 | cDXHP | SWHC046-01 | ExAnte2019 | IOU workpaper | 2019-11-06 | Cap-Tons | 1 |  |  | 0 | 0 | 0 | 63.1532 | 0 | 8.0599 | [6 empty] | DEER:HVAC_Split-Package_HP | Annual | FALSE
Any | SWHC046AG | Com | new | CZ16 | cDXHP | SWHC046-01 | ExAnte2019 | IOU workpaper | 2019-11-06 | Cap-Tons | 1 |  |  | 0 | 0 | 0 | -899.4716 | 0 | 133.4361 | [6 empty] | DEER:HVAC_Split-Package_HP | Annual | FALSE
Any | SWHC046AG | ECC | new | CZ01 | cDXHP | SWHC046-01 | ExAnte2019 | IOU workpaper | 2019-11-06 | Cap-Tons | 1 |  |  | 0 | 0 | 0 | -372.5506 | 0 | 72.0237 | [6 empty] | DEER:HVAC_Split-Package_HP | Annual | FALSE
Any | SWHC046AG | ECC | new | CZ02 | cDXHP | SWHC046-01 | ExAnte2019 | IOU workpaper | 2019-11-06 | Cap-Tons | 1 |  |  | 0 | 0 | 0 | -182.1396 | 0 | 40.5579 | [6 empty] | DEER:HVAC_Split-Package_HP | Annual | FALSE
Any | SWHC046AG | ECC | new | CZ03 | cDXHP | SWHC046-01 | ExAnte2019 | IOU workpaper | 2019-11-06 | Cap-Tons | 1 |  |  | 0 | 0 | 0 | -117.203 | 0 | 31.2752 | [6 empty] | DEER:HVAC_Split-Package_HP | Annual | FALSE
Any | SWHC046AG | ECC | new | CZ04 | cDXHP | SWHC046-01 | ExAnte2019 | IOU workpaper | 2019-11-06 | Cap-Tons | 1 |  |  | 0 | 0 | 0 | -104.3505 | 0 | 28.0432 | [6 empty] | DEER:HVAC_Split-Package_HP | Annual | FALSE
Any | SWHC046AG | ECC | new | CZ05 | cDXHP | SWHC046-01 | ExAnte2019 | IOU workpaper | 2019-11-06 | Cap-Tons | 1 |  |  | 0 | 0 | 0 | -125.5181 | 0 | 31.2146 | [6 empty] | DEER:HVAC_Split-Package_HP | Annual | FALSE
Any | SWHC046AG | ECC | new | CZ06 | cDXHP | SWHC046-01 | ExAnte2019 | IOU workpaper | 2019-11-06 | Cap-Tons | 1 |  |  | 0 | 0 | 0 | 10.8125 | 0 | 10.353 | [6 empty] | DEER:HVAC_Split-Package_HP | Annual | FALSE
Any | SWHC046AG | ECC | new | CZ07 | cDXHP | SWHC046-01 | ExAnte2019 | IOU workpaper | 2019-11-06 | Cap-Tons | 1 |  |  | 0 | 0 | 0 | 31.8155 | 0 | 6.1659 | [6 empty] | DEER:HVAC_Split-Package_HP | Annual | FALSE
Any | SWHC046AG | ECC | new | CZ08 | cDXHP | SWHC046-01 | ExAnte2019 | IOU workpaper | 2019-11-06 | Cap-Tons | 1 |  |  | 0 | 0 | 0 | 17.9129 | 0 | 9.5343 | [6 empty] | DEER:HVAC_Split-Package_HP | Annual | FALSE
Any | SWHC046AG | ECC | new | CZ09 | cDXHP | SWHC046-01 | ExAnte2019 | IOU workpaper | 2019-11-06 | Cap-Tons | 1 |  |  | 0 | 0 | 0 | 2.4334 | 0 | 11.4252 | [6 empty] | DEER:HVAC_Split-Package_HP | Annual | FALSE
Any | SWHC046AG | ECC | new | CZ10 | cDXHP | SWHC046-01 | ExAnte2019 | IOU workpaper | 2019-11-06 | Cap-Tons | 1 |  |  | 0 | 0 | 0 | -3.154 | 0 | 12.8435 | [6 empty] | DEER:HVAC_Split-Package_HP | Annual | FALSE
Any | SWHC046AG | ECC | new | CZ11 | cDXHP | SWHC046-01 | ExAnte2019 | IOU workpaper | 2019-11-06 | Cap-Tons | 1 |  |  | 0 | 0 | 0 | -125.9639 | 0 | 33.3072 | [6 empty] | DEER:HVAC_Split-Package_HP | Annual | FALSE
Any | SWHC046AG | ECC | new | CZ12 | cDXHP | SWHC046-01 | ExAnte2019 | IOU workpaper | 2019-11-06 | Cap-Tons | 1 |  |  | 0 | 0 | 0 | -137.6855 | 0 | 34.8624 | [6 empty] | DEER:HVAC_Split-Package_HP | Annual | FALSE
Any | SWHC046AG | ECC | new | CZ13 | cDXHP | SWHC046-01 | ExAnte2019 | IOU workpaper | 2019-11-06 | Cap-Tons | 1 |  |  | 0 | 0 | 0 | -97.8614 | 0 | 29.0512 | [6 empty] | DEER:HVAC_Split-Package_HP | Annual | FALSE
Any | SWHC046AG | ECC | new | CZ14 | cDXHP | SWHC046-01 | ExAnte2019 | IOU workpaper | 2019-11-06 | Cap-Tons | 1 |  |  | 0 | 0 | 0 | -118.3365 | 0 | 30.6518 | [6 empty] | DEER:HVAC_Split-Package_HP | Annual | FALSE
Any | SWHC046AG | ECC | new | CZ15 | cDXHP | SWHC046-01 | ExAnte2019 | IOU workpaper | 2019-11-06 | Cap-Tons | 1 |  |  | 0 | 0 | 0 | 65.8173 | 0 | 3.283 | [6 empty] | DEER:HVAC_Split-Package_HP | Annual | FALSE
Any | SWHC046AG | ECC | new | CZ16 | cDXHP | SWHC046-01 | ExAnte2019 | IOU workpaper | 2019-11-06 | Cap-Tons | 1 |  |  | 0 | 0 | 0 | -606.0809 | 0 | 90.68 | [6 empty] | DEER:HVAC_Split-Package_HP | Annual | FALSE
Any | SWHC046AG | EPr | new | CZ01 | cDXHP | SWHC046-01 | ExAnte2019 | IOU workpaper | 2019-11-06 | Cap-Tons | 1 |  |  | 0 | 0 | 0 | -500.0988 | 0 | 90.6075 | [6 empty] | DEER:HVAC_Split-Package_HP | Annual | FALSE
Any | SWHC046AG | EPr | new | CZ02 | cDXHP | SWHC046-01 | ExAnte2019 | IOU workpaper | 2019-11-06 | Cap-Tons | 1 |  |  | 0 | 0 | 0 | -279.4478 | 0 | 50.5711 | [6 empty] | DEER:HVAC_Split-Package_HP | Annual | FALSE
Any | SWHC046AG | EPr | new | CZ03 | cDXHP | SWHC046-01 | ExAnte2019 | IOU workpaper | 2019-11-06 | Cap-Tons | 1 |  |  | 0 | 0 | 0 | -207.8222 | 0 | 44.2861 | [6 empty] | DEER:HVAC_Split-Package_HP | Annual | FALSE
Any | SWHC046AG | EPr | new | CZ04 | cDXHP | SWHC046-01 | ExAnte2019 | IOU workpaper | 2019-11-06 | Cap-Tons | 1 |  |  | 0 | 0 | 0 | -176.7914 | 0 | 35.9198 | [6 empty] | DEER:HVAC_Split-Package_HP | Annual | FALSE
Any | SWHC046AG | EPr | new | CZ05 | cDXHP | SWHC046-01 | ExAnte2019 | IOU workpaper | 2019-11-06 | Cap-Tons | 1 |  |  | 0 | 0 | 0 | -213.609 | 0 | 43.2969 | [6 empty] | DEER:HVAC_Split-Package_HP | Annual | FALSE
Any | SWHC046AG | EPr | new | CZ06 | cDXHP | SWHC046-01 | ExAnte2019 | IOU workpaper | 2019-11-06 | Cap-Tons | 1 |  |  | 0 | 0 | 0 | -52.5785 | 0 | 18.3243 | [6 empty] | DEER:HVAC_Split-Package_HP | Annual | FALSE
Any | SWHC046AG | EPr | new | CZ07 | cDXHP | SWHC046-01 | ExAnte2019 | IOU workpaper | 2019-11-06 | Cap-Tons | 1 |  |  | 0 | 0 | 0 | -31.1342 | 0 | 14.1476 | [6 empty] | DEER:HVAC_Split-Package_HP | Annual | FALSE
Any | SWHC046AG | EPr | new | CZ08 | cDXHP | SWHC046-01 | ExAnte2019 | IOU workpaper | 2019-11-06 | Cap-Tons | 1 |  |  | 0 | 0 | 0 | -40.1538 | 0 | 15.6058 | [6 empty] | DEER:HVAC_Split-Package_HP | Annual | FALSE
Any | SWHC046AG | EPr | new | CZ09 | cDXHP | SWHC046-01 | ExAnte2019 | IOU workpaper | 2019-11-06 | Cap-Tons | 1 |  |  | 0 | 0 | 0 | -57.2013 | 0 | 18.1516 | [6 empty] | DEER:HVAC_Split-Package_HP | Annual | FALSE
Any | SWHC046AG | EPr | new | CZ10 | cDXHP | SWHC046-01 | ExAnte2019 | IOU workpaper | 2019-11-06 | Cap-Tons | 1 |  |  | 0 | 0 | 0 | -54.2336 | 0 | 17.8383 | [6 empty] | DEER:HVAC_Split-Package_HP | Annual | FALSE
Any | SWHC046AG | EPr | new | CZ11 | cDXHP | SWHC046-01 | ExAnte2019 | IOU workpaper | 2019-11-06 | Cap-Tons | 1 |  |  | 0 | 0 | 0 | -186.9426 | 0 | 39.4424 | [6 empty] | DEER:HVAC_Split-Package_HP | Annual | FALSE
Any | SWHC046AG | EPr | new | CZ12 | cDXHP | SWHC046-01 | ExAnte2019 | IOU workpaper | 2019-11-06 | Cap-Tons | 1 |  |  | 0 | 0 | 0 | -210.4806 | 0 | 42.9701 | [6 empty] | DEER:HVAC_Split-Package_HP | Annual | FALSE
Any | SWHC046AG | EPr | new | CZ13 | cDXHP | SWHC046-01 | ExAnte2019 | IOU workpaper | 2019-11-06 | Cap-Tons | 1 |  |  | 0 | 0 | 0 | -160.2029 | 0 | 35.0111 | [6 empty] | DEER:HVAC_Split-Package_HP | Annual | FALSE
Any | SWHC046AG | EPr | new | CZ14 | cDXHP | SWHC046-01 | ExAnte2019 | IOU workpaper | 2019-11-06 | Cap-Tons | 1 |  |  | 0 | 0 | 0 | -171.1886 | 0 | 35.6528 | [6 empty] | DEER:HVAC_Split-Package_HP | Annual | FALSE
Any | SWHC046AG | EPr | new | CZ15 | cDXHP | SWHC046-01 | ExAnte2019 | IOU workpaper | 2019-11-06 | Cap-Tons | 1 |  |  | 0 | 0 | 0 | 24.2176 | 0 | 5.1621 | [6 empty] | DEER:HVAC_Split-Package_HP | Annual | FALSE
Any | SWHC046AG | EPr | new | CZ16 | cDXHP | SWHC046-01 | ExAnte2019 | IOU workpaper | 2019-11-06 | Cap-Tons | 1 |  |  | 0 | 0 | 0 | -742.8323 | 0 | 109.1819 | [6 empty] | DEER:HVAC_Split-Package_HP | Annual | FALSE
Any | SWHC046AG | ERC | new | CZ01 | cDXHP | SWHC046-01 | ExAnte2019 | IOU workpaper | 2019-11-06 | Cap-Tons | 1 |  |  | 0 | 0 | 0 | -796.1043 | 0 | 132.9112 | [6 empty] | DEER:HVAC_Split-Package_HP | Annual | FALSE
Any | SWHC046AG | ERC | new | CZ02 | cDXHP | SWHC046-01 | ExAnte2019 | IOU workpaper | 2019-11-06 | Cap-Tons | 1 |  |  | 0 | 0 | 0 | -488.9254 | 0 | 82.8738 | [6 empty] | DEER:HVAC_Split-Package_HP | Annual | FALSE
Any | SWHC046AG | ERC | new | CZ03 | cDXHP | SWHC046-01 | ExAnte2019 | IOU workpaper | 2019-11-06 | Cap-Tons | 1 |  |  | 0 | 0 | 0 | -319.3831 | 0 | 64.0743 | [6 empty] | DEER:HVAC_Split-Package_HP | Annual | FALSE
Any | SWHC046AG | ERC | new | CZ04 | cDXHP | SWHC046-01 | ExAnte2019 | IOU workpaper | 2019-11-06 | Cap-Tons | 1 |  |  | 0 | 0 | 0 | -324.1881 | 0 | 57.3458 | [6 empty] | DEER:HVAC_Split-Package_HP | Annual | FALSE
Any | SWHC046AG | ERC | new | CZ05 | cDXHP | SWHC046-01 | ExAnte2019 | IOU workpaper | 2019-11-06 | Cap-Tons | 1 |  |  | 0 | 0 | 0 | -391.7908 | 0 | 71.6575 | [6 empty] | DEER:HVAC_Split-Package_HP | Annual | FALSE
Any | SWHC046AG | ERC | new | CZ06 | cDXHP | SWHC046-01 | ExAnte2019 | IOU workpaper | 2019-11-06 | Cap-Tons | 1 |  |  | 0 | 0 | 0 | -128.4249 | 0 | 30.4767 | [6 empty] | DEER:HVAC_Split-Package_HP | Annual | FALSE
Any | SWHC046AG | ERC | new | CZ07 | cDXHP | SWHC046-01 | ExAnte2019 | IOU workpaper | 2019-11-06 | Cap-Tons | 1 |  |  | 0 | 0 | 0 | -68.8214 | 0 | 19.9844 | [6 empty] | DEER:HVAC_Split-Package_HP | Annual | FALSE
Any | SWHC046AG | ERC | new | CZ08 | cDXHP | SWHC046-01 | ExAnte2019 | IOU workpaper | 2019-11-06 | Cap-Tons | 1 |  |  | 0 | 0 | 0 | -106.8481 | 0 | 27.0257 | [6 empty] | DEER:HVAC_Split-Package_HP | Annual | FALSE
Any | SWHC046AG | ERC | new | CZ09 | cDXHP | SWHC046-01 | ExAnte2019 | IOU workpaper | 2019-11-06 | Cap-Tons | 1 |  |  | 0 | 0 | 0 | -112.105 | 0 | 26.9494 | [6 empty] | DEER:HVAC_Split-Package_HP | Annual | FALSE
Any | SWHC046AG | ERC | new | CZ10 | cDXHP | SWHC046-01 | ExAnte2019 | IOU workpaper | 2019-11-06 | Cap-Tons | 1 |  |  | 0 | 0 | 0 | -137.977 | 0 | 30.2945 | [6 empty] | DEER:HVAC_Split-Package_HP | Annual | FALSE
Any | SWHC046AG | ERC | new | CZ11 | cDXHP | SWHC046-01 | ExAnte2019 | IOU workpaper | 2019-11-06 | Cap-Tons | 1 |  |  | 0 | 0 | 0 | -307.0387 | 0 | 55.4827 | [6 empty] | DEER:HVAC_Split-Package_HP | Annual | FALSE
Any | SWHC046AG | ERC | new | CZ12 | cDXHP | SWHC046-01 | ExAnte2019 | IOU workpaper | 2019-11-06 | Cap-Tons | 1 |  |  | 0 | 0 | 0 | -350.1797 | 0 | 62.5458 | [6 empty] | DEER:HVAC_Split-Package_HP | Annual | FALSE
Any | SWHC046AG | ERC | new | CZ13 | cDXHP | SWHC046-01 | ExAnte2019 | IOU workpaper | 2019-11-06 | Cap-Tons | 1 |  |  | 0 | 0 | 0 | -267.3589 | 0 | 49.9279 | [6 empty] | DEER:HVAC_Split-Package_HP | Annual | FALSE
Any | SWHC046AG | ERC | new | CZ14 | cDXHP | SWHC046-01 | ExAnte2019 | IOU workpaper | 2019-11-06 | Cap-Tons | 1 |  |  | 0 | 0 | 0 | -298.6594 | 0 | 52.0353 | [6 empty] | DEER:HVAC_Split-Package_HP | Annual | FALSE
Any | SWHC046AG | ERC | new | CZ15 | cDXHP | SWHC046-01 | ExAnte2019 | IOU workpaper | 2019-11-06 | Cap-Tons | 1 |  |  | 0 | 0 | 0 | -0.4239 | 0 | 8.3573 | [6 empty] | DEER:HVAC_Split-Package_HP | Annual | FALSE
Any | SWHC046AG | ERC | new | CZ16 | cDXHP | SWHC046-01 | ExAnte2019 | IOU workpaper | 2019-11-06 | Cap-Tons | 1 |  |  | 0 | 0 | 0 | -1072.0498 | 0 | 146.298 | [6 empty] | DEER:HVAC_Split-Package_HP | Annual | FALSE
Any | SWHC046AG | ESe | new | CZ01 | cDXHP | SWHC046-01 | ExAnte2019 | IOU workpaper | 2019-11-06 | Cap-Tons | 1 |  |  | 0 | 0 | 0 | -477.8163 | 0 | 83.3038 | [6 empty] | DEER:HVAC_Split-Package_HP | Annual | FALSE
Any | SWHC046AG | ESe | new | CZ02 | cDXHP | SWHC046-01 | ExAnte2019 | IOU workpaper | 2019-11-06 | Cap-Tons | 1 |  |  | 0 | 0 | 0 | -278.1403 | 0 | 50.6571 | [6 empty] | DEER:HVAC_Split-Package_HP | Annual | FALSE
Any | SWHC046AG | ESe | new | CZ03 | cDXHP | SWHC046-01 | ExAnte2019 | IOU workpaper | 2019-11-06 | Cap-Tons | 1 |  |  | 0 | 0 | 0 | -165.6237 | 0 | 35.3761 | [6 empty] | DEER:HVAC_Split-Package_HP | Annual | FALSE
Any | SWHC046AG | ESe | new | CZ04 | cDXHP | SWHC046-01 | ExAnte2019 | IOU workpaper | 2019-11-06 | Cap-Tons | 1 |  |  | 0 | 0 | 0 | -153.7019 | 0 | 32.3191 | [6 empty] | DEER:HVAC_Split-Package_HP | Annual | FALSE
Any | SWHC046AG | ESe | new | CZ05 | cDXHP | SWHC046-01 | ExAnte2019 | IOU workpaper | 2019-11-06 | Cap-Tons | 1 |  |  | 0 | 0 | 0 | -168.6098 | 0 | 34.0673 | [6 empty] | DEER:HVAC_Split-Package_HP | Annual | FALSE
Any | SWHC046AG | ESe | new | CZ06 | cDXHP | SWHC046-01 | ExAnte2019 | IOU workpaper | 2019-11-06 | Cap-Tons | 1 |  |  | 0 | 0 | 0 | -29.6631 | 0 | 14.0888 | [6 empty] | DEER:HVAC_Split-Package_HP | Annual | FALSE
Any | SWHC046AG | ESe | new | CZ07 | cDXHP | SWHC046-01 | ExAnte2019 | IOU workpaper | 2019-11-06 | Cap-Tons | 1 |  |  | 0 | 0 | 0 | -4.6685 | 0 | 9.7649 | [6 empty] | DEER:HVAC_Split-Package_HP | Annual | FALSE
Any | SWHC046AG | ESe | new | CZ08 | cDXHP | SWHC046-01 | ExAnte2019 | IOU workpaper | 2019-11-06 | Cap-Tons | 1 |  |  | 0 | 0 | 0 | -20.7971 | 0 | 13.1671 | [6 empty] | DEER:HVAC_Split-Package_HP | Annual | FALSE
Any | SWHC046AG | ESe | new | CZ09 | cDXHP | SWHC046-01 | ExAnte2019 | IOU workpaper | 2019-11-06 | Cap-Tons | 1 |  |  | 0 | 0 | 0 | -35.8913 | 0 | 15.0407 | [6 empty] | DEER:HVAC_Split-Package_HP | Annual | FALSE
Any | SWHC046AG | ESe | new | CZ10 | cDXHP | SWHC046-01 | ExAnte2019 | IOU workpaper | 2019-11-06 | Cap-Tons | 1 |  |  | 0 | 0 | 0 | -56.9897 | 0 | 18.7741 | [6 empty] | DEER:HVAC_Split-Package_HP | Annual | FALSE
Any | SWHC046AG | ESe | new | CZ11 | cDXHP | SWHC046-01 | ExAnte2019 | IOU workpaper | 2019-11-06 | Cap-Tons | 1 |  |  | 0 | 0 | 0 | -204.4711 | 0 | 42.163 | [6 empty] | DEER:HVAC_Split-Package_HP | Annual | FALSE
Any | SWHC046AG | ESe | new | CZ12 | cDXHP | SWHC046-01 | ExAnte2019 | IOU workpaper | 2019-11-06 | Cap-Tons | 1 |  |  | 0 | 0 | 0 | -223.6751 | 0 | 44.7191 | [6 empty] | DEER:HVAC_Split-Package_HP | Annual | FALSE
Any | SWHC046AG | ESe | new | CZ13 | cDXHP | SWHC046-01 | ExAnte2019 | IOU workpaper | 2019-11-06 | Cap-Tons | 1 |  |  | 0 | 0 | 0 | -169.7658 | 0 | 36.9962 | [6 empty] | DEER:HVAC_Split-Package_HP | Annual | FALSE
Any | SWHC046AG | ESe | new | CZ14 | cDXHP | SWHC046-01 | ExAnte2019 | IOU workpaper | 2019-11-06 | Cap-Tons | 1 |  |  | 0 | 0 | 0 | -190.6342 | 0 | 38.7351 | [6 empty] | DEER:HVAC_Split-Package_HP | Annual | FALSE
Any | SWHC046AG | ESe | new | CZ15 | cDXHP | SWHC046-01 | ExAnte2019 | IOU workpaper | 2019-11-06 | Cap-Tons | 1 |  |  | 0 | 0 | 0 | 27.9866 | 0 | 5.6009 | [6 empty] | DEER:HVAC_Split-Package_HP | Annual | FALSE
Any | SWHC046AG | ESe | new | CZ16 | cDXHP | SWHC046-01 | ExAnte2019 | IOU workpaper | 2019-11-06 | Cap-Tons | 1 |  |  | 0 | 0 | 0 | -705.633 | 0 | 100.2565 | [6 empty] | DEER:HVAC_Split-Package_HP | Annual | FALSE
Any | SWHC046AG | EUn | new | CZ01 | cDXHP | SWHC046-01 | ExAnte2019 | IOU workpaper | 2019-11-06 | Cap-Tons | 1 |  |  | 0 | 0 | 0 | -473.946 | 0 | 89.3689 | [6 empty] | DEER:HVAC_Split-Package_HP | Annual | FALSE
Any | SWHC046AG | EUn | new | CZ02 | cDXHP | SWHC046-01 | ExAnte2019 | IOU workpaper | 2019-11-06 | Cap-Tons | 1 |  |  | 0 | 0 | 0 | -270.8096 | 0 | 55.6047 | [6 empty] | DEER:HVAC_Split-Package_HP | Annual | FALSE
Any | SWHC046AG | EUn | new | CZ03 | cDXHP | SWHC046-01 | ExAnte2019 | IOU workpaper | 2019-11-06 | Cap-Tons | 1 |  |  | 0 | 0 | 0 | -185.0101 | 0 | 44.8245 | [6 empty] | DEER:HVAC_Split-Package_HP | Annual | FALSE
Any | SWHC046AG | EUn | new | CZ04 | cDXHP | SWHC046-01 | ExAnte2019 | IOU workpaper | 2019-11-06 | Cap-Tons | 1 |  |  | 0 | 0 | 0 | -176.415 | 0 | 40.8772 | [6 empty] | DEER:HVAC_Split-Package_HP | Annual | FALSE
Any | SWHC046AG | EUn | new | CZ05 | cDXHP | SWHC046-01 | ExAnte2019 | IOU workpaper | 2019-11-06 | Cap-Tons | 1 |  |  | 0 | 0 | 0 | -203.8541 | 0 | 45.8668 | [6 empty] | DEER:HVAC_Split-Package_HP | Annual | FALSE
Any | SWHC046AG | EUn | new | CZ06 | cDXHP | SWHC046-01 | ExAnte2019 | IOU workpaper | 2019-11-06 | Cap-Tons | 1 |  |  | 0 | 0 | 0 | -27.5464 | 0 | 19.2223 | [6 empty] | DEER:HVAC_Split-Package_HP | Annual | FALSE
Any | SWHC046AG | EUn | new | CZ07 | cDXHP | SWHC046-01 | ExAnte2019 | IOU workpaper | 2019-11-06 | Cap-Tons | 1 |  |  | 0 | 0 | 0 | 1.5217 | 0 | 13.8217 | [6 empty] | DEER:HVAC_Split-Package_HP | Annual | FALSE
Any | SWHC046AG | EUn | new | CZ08 | cDXHP | SWHC046-01 | ExAnte2019 | IOU workpaper | 2019-11-06 | Cap-Tons | 1 |  |  | 0 | 0 | 0 | -19.5126 | 0 | 18.5573 | [6 empty] | DEER:HVAC_Split-Package_HP | Annual | FALSE
Any | SWHC046AG | EUn | new | CZ09 | cDXHP | SWHC046-01 | ExAnte2019 | IOU workpaper | 2019-11-06 | Cap-Tons | 1 |  |  | 0 | 0 | 0 | -34.0493 | 0 | 20.0475 | [6 empty] | DEER:HVAC_Split-Package_HP | Annual | FALSE
Any | SWHC046AG | EUn | new | CZ10 | cDXHP | SWHC046-01 | ExAnte2019 | IOU workpaper | 2019-11-06 | Cap-Tons | 1 |  |  | 0 | 0 | 0 | -38.7303 | 0 | 21.2498 | [6 empty] | DEER:HVAC_Split-Package_HP | Annual | FALSE
Any | SWHC046AG | EUn | new | CZ11 | cDXHP | SWHC046-01 | ExAnte2019 | IOU workpaper | 2019-11-06 | Cap-Tons | 1 |  |  | 0 | 0 | 0 | -172.9642 | 0 | 43.0346 | [6 empty] | DEER:HVAC_Split-Package_HP | Annual | FALSE
Any | SWHC046AG | EUn | new | CZ12 | cDXHP | SWHC046-01 | ExAnte2019 | IOU workpaper | 2019-11-06 | Cap-Tons | 1 |  |  | 0 | 0 | 0 | -191.6275 | 0 | 46.1267 | [6 empty] | DEER:HVAC_Split-Package_HP | Annual | FALSE
Any | SWHC046AG | EUn | new | CZ13 | cDXHP | SWHC046-01 | ExAnte2019 | IOU workpaper | 2019-11-06 | Cap-Tons | 1 |  |  | 0 | 0 | 0 | -138.2582 | 0 | 37.8155 | [6 empty] | DEER:HVAC_Split-Package_HP | Annual | FALSE
Any | SWHC046AG | EUn | new | CZ14 | cDXHP | SWHC046-01 | ExAnte2019 | IOU workpaper | 2019-11-06 | Cap-Tons | 1 |  |  | 0 | 0 | 0 | -170.8087 | 0 | 40.9443 | [6 empty] | DEER:HVAC_Split-Package_HP | Annual | FALSE
Any | SWHC046AG | EUn | new | CZ15 | cDXHP | SWHC046-01 | ExAnte2019 | IOU workpaper | 2019-11-06 | Cap-Tons | 1 |  |  | 0 | 0 | 0 | 61.5019 | 0 | 6.2621 | [6 empty] | DEER:HVAC_Split-Package_HP | Annual | FALSE
Any | SWHC046AG | EUn | new | CZ16 | cDXHP | SWHC046-01 | ExAnte2019 | IOU workpaper | 2019-11-06 | Cap-Tons | 1 |  |  | 0 | 0 | 0 | -731.6606 | 0 | 107.372 | [6 empty] | DEER:HVAC_Split-Package_HP | Annual | FALSE
Any | SWHC046AG | Gro | new | CZ01 | cDXHP | SWHC046-01 | ExAnte2019 | IOU workpaper | 2019-11-06 | Cap-Tons | 1 |  |  | 0 | 0 | 0 | -2816.4029 | 0 | 495.8139 | [6 empty] | DEER:HVAC_Split-Package_HP | Annual | FALSE
Any | SWHC046AG | Gro | new | CZ02 | cDXHP | SWHC046-01 | ExAnte2019 | IOU workpaper | 2019-11-06 | Cap-Tons | 1 |  |  | 0 | 0 | 0 | -864.1422 | 0 | 166.7271 | [6 empty] | DEER:HVAC_Split-Package_HP | Annual | FALSE
Any | SWHC046AG | Gro | new | CZ03 | cDXHP | SWHC046-01 | ExAnte2019 | IOU workpaper | 2019-11-06 | Cap-Tons | 1 |  |  | 0 | 0 | 0 | -1051.018 | 0 | 220.784 | [6 empty] | DEER:HVAC_Split-Package_HP | Annual | FALSE
Any | SWHC046AG | Gro | new | CZ04 | cDXHP | SWHC046-01 | ExAnte2019 | IOU workpaper | 2019-11-06 | Cap-Tons | 1 |  |  | 0 | 0 | 0 | -683.889 | 0 | 145.6467 | [6 empty] | DEER:HVAC_Split-Package_HP | Annual | FALSE
Any | SWHC046AG | Gro | new | CZ05 | cDXHP | SWHC046-01 | ExAnte2019 | IOU workpaper | 2019-11-06 | Cap-Tons | 1 |  |  | 0 | 0 | 0 | -1289.0945 | 0 | 259.3241 | [6 empty] | DEER:HVAC_Split-Package_HP | Annual | FALSE
Any | SWHC046AG | Gro | new | CZ06 | cDXHP | SWHC046-01 | ExAnte2019 | IOU workpaper | 2019-11-06 | Cap-Tons | 1 |  |  | 0 | 0 | 0 | -375.5387 | 0 | 94.0896 | [6 empty] | DEER:HVAC_Split-Package_HP | Annual | FALSE
Any | SWHC046AG | Gro | new | CZ07 | cDXHP | SWHC046-01 | ExAnte2019 | IOU workpaper | 2019-11-06 | Cap-Tons | 1 |  |  | 0 | 0 | 0 | -389.9943 | 0 | 107.6816 | [6 empty] | DEER:HVAC_Split-Package_HP | Annual | FALSE
Any | SWHC046AG | Gro | new | CZ08 | cDXHP | SWHC046-01 | ExAnte2019 | IOU workpaper | 2019-11-06 | Cap-Tons | 1 |  |  | 0 | 0 | 0 | -259.804 | 0 | 78.2483 | [6 empty] | DEER:HVAC_Split-Package_HP | Annual | FALSE
Any | SWHC046AG | Gro | new | CZ09 | cDXHP | SWHC046-01 | ExAnte2019 | IOU workpaper | 2019-11-06 | Cap-Tons | 1 |  |  | 0 | 0 | 0 | -239.4852 | 0 | 71.553 | [6 empty] | DEER:HVAC_Split-Package_HP | Annual | FALSE
Any | SWHC046AG | Gro | new | CZ10 | cDXHP | SWHC046-01 | ExAnte2019 | IOU workpaper | 2019-11-06 | Cap-Tons | 1 |  |  | 0 | 0 | 0 | -297.2706 | 0 | 80.1494 | [6 empty] | DEER:HVAC_Split-Package_HP | Annual | FALSE
Any | SWHC046AG | Gro | new | CZ11 | cDXHP | SWHC046-01 | ExAnte2019 | IOU workpaper | 2019-11-06 | Cap-Tons | 1 |  |  | 0 | 0 | 0 | -556.4333 | 0 | 111.6264 | [6 empty] | DEER:HVAC_Split-Package_HP | Annual | FALSE
Any | SWHC046AG | Gro | new | CZ12 | cDXHP | SWHC046-01 | ExAnte2019 | IOU workpaper | 2019-11-06 | Cap-Tons | 1 |  |  | 0 | 0 | 0 | -562.5638 | 0 | 113.3425 | [6 empty] | DEER:HVAC_Split-Package_HP | Annual | FALSE
Any | SWHC046AG | Gro | new | CZ13 | cDXHP | SWHC046-01 | ExAnte2019 | IOU workpaper | 2019-11-06 | Cap-Tons | 1 |  |  | 0 | 0 | 0 | -481.4383 | 0 | 102.8094 | [6 empty] | DEER:HVAC_Split-Package_HP | Annual | FALSE
Any | SWHC046AG | Gro | new | CZ14 | cDXHP | SWHC046-01 | ExAnte2019 | IOU workpaper | 2019-11-06 | Cap-Tons | 1 |  |  | 0 | 0 | 0 | -545.4642 | 0 | 109.4773 | [6 empty] | DEER:HVAC_Split-Package_HP | Annual | FALSE
Any | SWHC046AG | Gro | new | CZ15 | cDXHP | SWHC046-01 | ExAnte2019 | IOU workpaper | 2019-11-06 | Cap-Tons | 1 |  |  | 0 | 0 | 0 | 47.0547 | 0 | 25.5129 | [6 empty] | DEER:HVAC_Split-Package_HP | Annual | FALSE
Any | SWHC046AG | Gro | new | CZ16 | cDXHP | SWHC046-01 | ExAnte2019 | IOU workpaper | 2019-11-06 | Cap-Tons | 1 |  |  | 0 | 0 | 0 | -2158.1028 | 0 | 344.6307 | [6 empty] | DEER:HVAC_Split-Package_HP | Annual | FALSE
Any | SWHC046AG | Hsp | new | CZ01 | cDXHP | SWHC046-01 | ExAnte2019 | IOU workpaper | 2019-11-06 | Cap-Tons | 1 |  |  | 0 | 0 | 0 | -349.3488 | 0 | 82.6705 | [6 empty] | DEER:HVAC_Split-Package_HP | Annual | FALSE
Any | SWHC046AG | Hsp | new | CZ02 | cDXHP | SWHC046-01 | ExAnte2019 | IOU workpaper | 2019-11-06 | Cap-Tons | 1 |  |  | 0 | 0 | 0 | -177.5006 | 0 | 53.46 | [6 empty] | DEER:HVAC_Split-Package_HP | Annual | FALSE
Any | SWHC046AG | Hsp | new | CZ03 | cDXHP | SWHC046-01 | ExAnte2019 | IOU workpaper | 2019-11-06 | Cap-Tons | 1 |  |  | 0 | 0 | 0 | -86.2925 | 0 | 40.3935 | [6 empty] | DEER:HVAC_Split-Package_HP | Annual | FALSE
Any | SWHC046AG | Hsp | new | CZ04 | cDXHP | SWHC046-01 | ExAnte2019 | IOU workpaper | 2019-11-06 | Cap-Tons | 1 |  |  | 0 | 0 | 0 | -98.8476 | 0 | 39.9847 | [6 empty] | DEER:HVAC_Split-Package_HP | Annual | FALSE
Any | SWHC046AG | Hsp | new | CZ05 | cDXHP | SWHC046-01 | ExAnte2019 | IOU workpaper | 2019-11-06 | Cap-Tons | 1 |  |  | 0 | 0 | 0 | -121.3427 | 0 | 45.3414 | [6 empty] | DEER:HVAC_Split-Package_HP | Annual | FALSE
Any | SWHC046AG | Hsp | new | CZ06 | cDXHP | SWHC046-01 | ExAnte2019 | IOU workpaper | 2019-11-06 | Cap-Tons | 1 |  |  | 0 | 0 | 0 | 41.8015 | 0 | 19.6341 | [6 empty] | DEER:HVAC_Split-Package_HP | Annual | FALSE
Any | SWHC046AG | Hsp | new | CZ07 | cDXHP | SWHC046-01 | ExAnte2019 | IOU workpaper | 2019-11-06 | Cap-Tons | 1 |  |  | 0 | 0 | 0 | 100.9969 | 0 | 8.9004 | [6 empty] | DEER:HVAC_Split-Package_HP | Annual | FALSE
Any | SWHC046AG | Hsp | new | CZ08 | cDXHP | SWHC046-01 | ExAnte2019 | IOU workpaper | 2019-11-06 | Cap-Tons | 1 |  |  | 0 | 0 | 0 | 73.0221 | 0 | 14.9207 | [6 empty] | DEER:HVAC_Split-Package_HP | Annual | FALSE
Any | SWHC046AG | Hsp | new | CZ09 | cDXHP | SWHC046-01 | ExAnte2019 | IOU workpaper | 2019-11-06 | Cap-Tons | 1 |  |  | 0 | 0 | 0 | 39.1312 | 0 | 20.4632 | [6 empty] | DEER:HVAC_Split-Package_HP | Annual | FALSE
Any | SWHC046AG | Hsp | new | CZ10 | cDXHP | SWHC046-01 | ExAnte2019 | IOU workpaper | 2019-11-06 | Cap-Tons | 1 |  |  | 0 | 0 | 0 | 17.9115 | 0 | 24.6327 | [6 empty] | DEER:HVAC_Split-Package_HP | Annual | FALSE
Any | SWHC046AG | Hsp | new | CZ11 | cDXHP | SWHC046-01 | ExAnte2019 | IOU workpaper | 2019-11-06 | Cap-Tons | 1 |  |  | 0 | 0 | 0 | -156.6845 | 0 | 51.4632 | [6 empty] | DEER:HVAC_Split-Package_HP | Annual | FALSE
Any | SWHC046AG | Hsp | new | CZ12 | cDXHP | SWHC046-01 | ExAnte2019 | IOU workpaper | 2019-11-06 | Cap-Tons | 1 |  |  | 0 | 0 | 0 | -138.0578 | 0 | 48.746 | [6 empty] | DEER:HVAC_Split-Package_HP | Annual | FALSE
Any | SWHC046AG | Hsp | new | CZ13 | cDXHP | SWHC046-01 | ExAnte2019 | IOU workpaper | 2019-11-06 | Cap-Tons | 1 |  |  | 0 | 0 | 0 | -111.9038 | 0 | 45.542 | [6 empty] | DEER:HVAC_Split-Package_HP | Annual | FALSE
Any | SWHC046AG | Hsp | new | CZ14 | cDXHP | SWHC046-01 | ExAnte2019 | IOU workpaper | 2019-11-06 | Cap-Tons | 1 |  |  | 0 | 0 | 0 | -206.0239 | 0 | 57.1296 | [6 empty] | DEER:HVAC_Split-Package_HP | Annual | FALSE
Any | SWHC046AG | Hsp | new | CZ15 | cDXHP | SWHC046-01 | ExAnte2019 | IOU workpaper | 2019-11-06 | Cap-Tons | 1 |  |  | 0 | 0 | 0 | 122.2889 | 0 | 9.154 | [6 empty] | DEER:HVAC_Split-Package_HP | Annual | FALSE
Any | SWHC046AG | Hsp | new | CZ16 | cDXHP | SWHC046-01 | ExAnte2019 | IOU workpaper | 2019-11-06 | Cap-Tons | 1 |  |  | 0 | 0 | 0 | -730.5954 | 0 | 124.1252 | [6 empty] | DEER:HVAC_Split-Package_HP | Annual | FALSE
Any | SWHC046AG | Htl | new | CZ01 | cDXHP | SWHC046-01 | ExAnte2019 | IOU workpaper | 2019-11-06 | Cap-Tons | 1 |  |  | 0 | 0 | 0 | -1208.9166 | 0 | 223.0096 | [6 empty] | DEER:HVAC_Split-Package_HP | Annual | FALSE
Any | SWHC046AG | Htl | new | CZ02 | cDXHP | SWHC046-01 | ExAnte2019 | IOU workpaper | 2019-11-06 | Cap-Tons | 1 |  |  | 0 | 0 | 0 | -787.9709 | 0 | 140.5977 | [6 empty] | DEER:HVAC_Split-Package_HP | Annual | FALSE
Any | SWHC046AG | Htl | new | CZ03 | cDXHP | SWHC046-01 | ExAnte2019 | IOU workpaper | 2019-11-06 | Cap-Tons | 1 |  |  | 0 | 0 | 0 | -558.6969 | 0 | 121.7735 | [6 empty] | DEER:HVAC_Split-Package_HP | Annual | FALSE
Any | SWHC046AG | Htl | new | CZ04 | cDXHP | SWHC046-01 | ExAnte2019 | IOU workpaper | 2019-11-06 | Cap-Tons | 1 |  |  | 0 | 0 | 0 | -555.532 | 0 | 102.1176 | [6 empty] | DEER:HVAC_Split-Package_HP | Annual | FALSE
Any | SWHC046AG | Htl | new | CZ05 | cDXHP | SWHC046-01 | ExAnte2019 | IOU workpaper | 2019-11-06 | Cap-Tons | 1 |  |  | 0 | 0 | 0 | -636.4168 | 0 | 131.1556 | [6 empty] | DEER:HVAC_Split-Package_HP | Annual | FALSE
Any | SWHC046AG | Htl | new | CZ06 | cDXHP | SWHC046-01 | ExAnte2019 | IOU workpaper | 2019-11-06 | Cap-Tons | 1 |  |  | 0 | 0 | 0 | -198.4216 | 0 | 60.4969 | [6 empty] | DEER:HVAC_Split-Package_HP | Annual | FALSE
Any | SWHC046AG | Htl | new | CZ07 | cDXHP | SWHC046-01 | ExAnte2019 | IOU workpaper | 2019-11-06 | Cap-Tons | 1 |  |  | 0 | 0 | 0 | -92.9144 | 0 | 42.1042 | [6 empty] | DEER:HVAC_Split-Package_HP | Annual | FALSE
Any | SWHC046AG | Htl | new | CZ08 | cDXHP | SWHC046-01 | ExAnte2019 | IOU workpaper | 2019-11-06 | Cap-Tons | 1 |  |  | 0 | 0 | 0 | -140.9442 | 0 | 49.3835 | [6 empty] | DEER:HVAC_Split-Package_HP | Annual | FALSE
Any | SWHC046AG | Htl | new | CZ09 | cDXHP | SWHC046-01 | ExAnte2019 | IOU workpaper | 2019-11-06 | Cap-Tons | 1 |  |  | 0 | 0 | 0 | -179.6448 | 0 | 53.9728 | [6 empty] | DEER:HVAC_Split-Package_HP | Annual | FALSE
Any | SWHC046AG | Htl | new | CZ10 | cDXHP | SWHC046-01 | ExAnte2019 | IOU workpaper | 2019-11-06 | Cap-Tons | 1 |  |  | 0 | 0 | 0 | -224.1053 | 0 | 63.0489 | [6 empty] | DEER:HVAC_Split-Package_HP | Annual | FALSE
Any | SWHC046AG | Htl | new | CZ11 | cDXHP | SWHC046-01 | ExAnte2019 | IOU workpaper | 2019-11-06 | Cap-Tons | 1 |  |  | 0 | 0 | 0 | -494.6229 | 0 | 104.9011 | [6 empty] | DEER:HVAC_Split-Package_HP | Annual | FALSE
Any | SWHC046AG | Htl | new | CZ12 | cDXHP | SWHC046-01 | ExAnte2019 | IOU workpaper | 2019-11-06 | Cap-Tons | 1 |  |  | 0 | 0 | 0 | -529.2815 | 0 | 111.6169 | [6 empty] | DEER:HVAC_Split-Package_HP | Annual | FALSE
Any | SWHC046AG | Htl | new | CZ13 | cDXHP | SWHC046-01 | ExAnte2019 | IOU workpaper | 2019-11-06 | Cap-Tons | 1 |  |  | 0 | 0 | 0 | -418.3719 | 0 | 93.8156 | [6 empty] | DEER:HVAC_Split-Package_HP | Annual | FALSE
Any | SWHC046AG | Htl | new | CZ14 | cDXHP | SWHC046-01 | ExAnte2019 | IOU workpaper | 2019-11-06 | Cap-Tons | 1 |  |  | 0 | 0 | 0 | -543.4223 | 0 | 108.3647 | [6 empty] | DEER:HVAC_Split-Package_HP | Annual | FALSE
Any | SWHC046AG | Htl | new | CZ15 | cDXHP | SWHC046-01 | ExAnte2019 | IOU workpaper | 2019-11-06 | Cap-Tons | 1 |  |  | 0 | 0 | 0 | 16.2668 | 0 | 23.5726 | [6 empty] | DEER:HVAC_Split-Package_HP | Annual | FALSE
Any | SWHC046AG | Htl | new | CZ16 | cDXHP | SWHC046-01 | ExAnte2019 | IOU workpaper | 2019-11-06 | Cap-Tons | 1 |  |  | 0 | 0 | 0 | -1703.7548 | 0 | 241.3126 | [6 empty] | DEER:HVAC_Split-Package_HP | Annual | FALSE
Any | SWHC046AG | MBT | new | CZ01 | cDXHP | SWHC046-01 | ExAnte2019 | IOU workpaper | 2019-11-06 | Cap-Tons | 1 |  |  | 0 | 0 | 0 | -288.976 | 0 | 59.5501 | [6 empty] | DEER:HVAC_Split-Package_HP | Annual | FALSE
Any | SWHC046AG | MBT | new | CZ02 | cDXHP | SWHC046-01 | ExAnte2019 | IOU workpaper | 2019-11-06 | Cap-Tons | 1 |  |  | 0 | 0 | 0 | -141.4892 | 0 | 32.8205 | [6 empty] | DEER:HVAC_Split-Package_HP | Annual | FALSE
Any | SWHC046AG | MBT | new | CZ03 | cDXHP | SWHC046-01 | ExAnte2019 | IOU workpaper | 2019-11-06 | Cap-Tons | 1 |  |  | 0 | 0 | 0 | -89.6213 | 0 | 28.1691 | [6 empty] | DEER:HVAC_Split-Package_HP | Annual | FALSE
Any | SWHC046AG | MBT | new | CZ04 | cDXHP | SWHC046-01 | ExAnte2019 | IOU workpaper | 2019-11-06 | Cap-Tons | 1 |  |  | 0 | 0 | 0 | -73.5739 | 0 | 22.6416 | [6 empty] | DEER:HVAC_Split-Package_HP | Annual | FALSE
Any | SWHC046AG | MBT | new | CZ05 | cDXHP | SWHC046-01 | ExAnte2019 | IOU workpaper | 2019-11-06 | Cap-Tons | 1 |  |  | 0 | 0 | 0 | -97.4412 | 0 | 28.6579 | [6 empty] | DEER:HVAC_Split-Package_HP | Annual | FALSE
Any | SWHC046AG | MBT | new | CZ06 | cDXHP | SWHC046-01 | ExAnte2019 | IOU workpaper | 2019-11-06 | Cap-Tons | 1 |  |  | 0 | 0 | 0 | 8.3188 | 0 | 12.5615 | [6 empty] | DEER:HVAC_Split-Package_HP | Annual | FALSE
Any | SWHC046AG | MBT | new | CZ07 | cDXHP | SWHC046-01 | ExAnte2019 | IOU workpaper | 2019-11-06 | Cap-Tons | 1 |  |  | 0 | 0 | 0 | 24.8187 | 0 | 9.0892 | [6 empty] | DEER:HVAC_Split-Package_HP | Annual | FALSE
Any | SWHC046AG | MBT | new | CZ08 | cDXHP | SWHC046-01 | ExAnte2019 | IOU workpaper | 2019-11-06 | Cap-Tons | 1 |  |  | 0 | 0 | 0 | 13.0724 | 0 | 10.7855 | [6 empty] | DEER:HVAC_Split-Package_HP | Annual | FALSE
Any | SWHC046AG | MBT | new | CZ09 | cDXHP | SWHC046-01 | ExAnte2019 | IOU workpaper | 2019-11-06 | Cap-Tons | 1 |  |  | 0 | 0 | 0 | -2.6975 | 0 | 13.2159 | [6 empty] | DEER:HVAC_Split-Package_HP | Annual | FALSE
Any | SWHC046AG | MBT | new | CZ10 | cDXHP | SWHC046-01 | ExAnte2019 | IOU workpaper | 2019-11-06 | Cap-Tons | 1 |  |  | 0 | 0 | 0 | -1.6625 | 0 | 13.3681 | [6 empty] | DEER:HVAC_Split-Package_HP | Annual | FALSE
Any | SWHC046AG | MBT | new | CZ11 | cDXHP | SWHC046-01 | ExAnte2019 | IOU workpaper | 2019-11-06 | Cap-Tons | 1 |  |  | 0 | 0 | 0 | -80.765 | 0 | 26.1667 | [6 empty] | DEER:HVAC_Split-Package_HP | Annual | FALSE
Any | SWHC046AG | MBT | new | CZ12 | cDXHP | SWHC046-01 | ExAnte2019 | IOU workpaper | 2019-11-06 | Cap-Tons | 1 |  |  | 0 | 0 | 0 | -96.3339 | 0 | 27.7152 | [6 empty] | DEER:HVAC_Split-Package_HP | Annual | FALSE
Any | SWHC046AG | MBT | new | CZ13 | cDXHP | SWHC046-01 | ExAnte2019 | IOU workpaper | 2019-11-06 | Cap-Tons | 1 |  |  | 0 | 0 | 0 | -65.5008 | 0 | 23.7597 | [6 empty] | DEER:HVAC_Split-Package_HP | Annual | FALSE
Any | SWHC046AG | MBT | new | CZ14 | cDXHP | SWHC046-01 | ExAnte2019 | IOU workpaper | 2019-11-06 | Cap-Tons | 1 |  |  | 0 | 0 | 0 | -93.1927 | 0 | 27.1551 | [6 empty] | DEER:HVAC_Split-Package_HP | Annual | FALSE
Any | SWHC046AG | MBT | new | CZ15 | cDXHP | SWHC046-01 | ExAnte2019 | IOU workpaper | 2019-11-06 | Cap-Tons | 1 |  |  | 0 | 0 | 0 | 59.8184 | 0 | 4.2416 | [6 empty] | DEER:HVAC_Split-Package_HP | Annual | FALSE
Any | SWHC046AG | MBT | new | CZ16 | cDXHP | SWHC046-01 | ExAnte2019 | IOU workpaper | 2019-11-06 | Cap-Tons | 1 |  |  | 0 | 0 | 0 | -515.5497 | 0 | 77.4262 | [6 empty] | DEER:HVAC_Split-Package_HP | Annual | FALSE
Any | SWHC046AG | MLI | new | CZ01 | cDXHP | SWHC046-01 | ExAnte2019 | IOU workpaper | 2019-11-06 | Cap-Tons | 1 |  |  | 0 | 0 | 0 | -611.4493 | 0 | 89.1962 | [6 empty] | DEER:HVAC_Split-Package_HP | Annual | FALSE
Any | SWHC046AG | MLI | new | CZ02 | cDXHP | SWHC046-01 | ExAnte2019 | IOU workpaper | 2019-11-06 | Cap-Tons | 1 |  |  | 0 | 0 | 0 | -354.6754 | 0 | 56.3546 | [6 empty] | DEER:HVAC_Split-Package_HP | Annual | FALSE
Any | SWHC046AG | MLI | new | CZ03 | cDXHP | SWHC046-01 | ExAnte2019 | IOU workpaper | 2019-11-06 | Cap-Tons | 1 |  |  | 0 | 0 | 0 | -265.0931 | 0 | 45.8295 | [6 empty] | DEER:HVAC_Split-Package_HP | Annual | FALSE
Any | SWHC046AG | MLI | new | CZ04 | cDXHP | SWHC046-01 | ExAnte2019 | IOU workpaper | 2019-11-06 | Cap-Tons | 1 |  |  | 0 | 0 | 0 | -262.399 | 0 | 41.9732 | [6 empty] | DEER:HVAC_Split-Package_HP | Annual | FALSE
Any | SWHC046AG | MLI | new | CZ05 | cDXHP | SWHC046-01 | ExAnte2019 | IOU workpaper | 2019-11-06 | Cap-Tons | 1 |  |  | 0 | 0 | 0 | -310.646 | 0 | 49.7375 | [6 empty] | DEER:HVAC_Split-Package_HP | Annual | FALSE
Any | SWHC046AG | MLI | new | CZ06 | cDXHP | SWHC046-01 | ExAnte2019 | IOU workpaper | 2019-11-06 | Cap-Tons | 1 |  |  | 0 | 0 | 0 | -97.8212 | 0 | 22.5617 | [6 empty] | DEER:HVAC_Split-Package_HP | Annual | FALSE
Any | SWHC046AG | MLI | new | CZ07 | cDXHP | SWHC046-01 | ExAnte2019 | IOU workpaper | 2019-11-06 | Cap-Tons | 1 |  |  | 0 | 0 | 0 | -44.1916 | 0 | 14.7493 | [6 empty] | DEER:HVAC_Split-Package_HP | Annual | FALSE
Any | SWHC046AG | MLI | new | CZ08 | cDXHP | SWHC046-01 | ExAnte2019 | IOU workpaper | 2019-11-06 | Cap-Tons | 1 |  |  | 0 | 0 | 0 | -60.5364 | 0 | 20.7185 | [6 empty] | DEER:HVAC_Split-Package_HP | Annual | FALSE
Any | SWHC046AG | MLI | new | CZ09 | cDXHP | SWHC046-01 | ExAnte2019 | IOU workpaper | 2019-11-06 | Cap-Tons | 1 |  |  | 0 | 0 | 0 | -67.0892 | 0 | 22.2397 | [6 empty] | DEER:HVAC_Split-Package_HP | Annual | FALSE
Any | SWHC046AG | MLI | new | CZ10 | cDXHP | SWHC046-01 | ExAnte2019 | IOU workpaper | 2019-11-06 | Cap-Tons | 1 |  |  | 0 | 0 | 0 | -76.3543 | 0 | 22.7538 | [6 empty] | DEER:HVAC_Split-Package_HP | Annual | FALSE
Any | SWHC046AG | MLI | new | CZ11 | cDXHP | SWHC046-01 | ExAnte2019 | IOU workpaper | 2019-11-06 | Cap-Tons | 1 |  |  | 0 | 0 | 0 | -220.0071 | 0 | 43.4691 | [6 empty] | DEER:HVAC_Split-Package_HP | Annual | FALSE
Any | SWHC046AG | MLI | new | CZ12 | cDXHP | SWHC046-01 | ExAnte2019 | IOU workpaper | 2019-11-06 | Cap-Tons | 1 |  |  | 0 | 0 | 0 | -239.2751 | 0 | 44.9258 | [6 empty] | DEER:HVAC_Split-Package_HP | Annual | FALSE
Any | SWHC046AG | MLI | new | CZ13 | cDXHP | SWHC046-01 | ExAnte2019 | IOU workpaper | 2019-11-06 | Cap-Tons | 1 |  |  | 0 | 0 | 0 | -172.7135 | 0 | 36.7715 | [6 empty] | DEER:HVAC_Split-Package_HP | Annual | FALSE
Any | SWHC046AG | MLI | new | CZ14 | cDXHP | SWHC046-01 | ExAnte2019 | IOU workpaper | 2019-11-06 | Cap-Tons | 1 |  |  | 0 | 0 | 0 | -254.1869 | 0 | 46.6009 | [6 empty] | DEER:HVAC_Split-Package_HP | Annual | FALSE
Any | SWHC046AG | MLI | new | CZ15 | cDXHP | SWHC046-01 | ExAnte2019 | IOU workpaper | 2019-11-06 | Cap-Tons | 1 |  |  | 0 | 0 | 0 | 40.4706 | 0 | 6.4602 | [6 empty] | DEER:HVAC_Split-Package_HP | Annual | FALSE
Any | SWHC046AG | MLI | new | CZ16 | cDXHP | SWHC046-01 | ExAnte2019 | IOU workpaper | 2019-11-06 | Cap-Tons | 1 |  |  | 0 | 0 | 0 | -835.2911 | 0 | 105.6131 | [6 empty] | DEER:HVAC_Split-Package_HP | Annual | FALSE
Any | SWHC046AG | Mtl | new | CZ01 | cDXHP | SWHC046-01 | ExAnte2019 | IOU workpaper | 2019-11-06 | Cap-Tons | 1 |  |  | 0 | 0 | 0 | -518.0199 | 0 | 110.1453 | [6 empty] | DEER:HVAC_Split-Package_HP | Annual | FALSE
Any | SWHC046AG | Mtl | new | CZ02 | cDXHP | SWHC046-01 | ExAnte2019 | IOU workpaper | 2019-11-06 | Cap-Tons | 1 |  |  | 0 | 0 | 0 | -466.8387 | 0 | 102.051 | [6 empty] | DEER:HVAC_Split-Package_HP | Annual | FALSE
Any | SWHC046AG | Mtl | new | CZ03 | cDXHP | SWHC046-01 | ExAnte2019 | IOU workpaper | 2019-11-06 | Cap-Tons | 1 |  |  | 0 | 0 | 0 | -165.7684 | 0 | 54.9672 | [6 empty] | DEER:HVAC_Split-Package_HP | Annual | FALSE
Any | SWHC046AG | Mtl | new | CZ04 | cDXHP | SWHC046-01 | ExAnte2019 | IOU workpaper | 2019-11-06 | Cap-Tons | 1 |  |  | 0 | 0 | 0 | -324.6883 | 0 | 76.0815 | [6 empty] | DEER:HVAC_Split-Package_HP | Annual | FALSE
Any | SWHC046AG | Mtl | new | CZ05 | cDXHP | SWHC046-01 | ExAnte2019 | IOU workpaper | 2019-11-06 | Cap-Tons | 1 |  |  | 0 | 0 | 0 | -240.956 | 0 | 66.0253 | [6 empty] | DEER:HVAC_Split-Package_HP | Annual | FALSE
Any | SWHC046AG | Mtl | new | CZ06 | cDXHP | SWHC046-01 | ExAnte2019 | IOU workpaper | 2019-11-06 | Cap-Tons | 1 |  |  | 0 | 0 | 0 | 41.2257 | 0 | 20.9138 | [6 empty] | DEER:HVAC_Split-Package_HP | Annual | FALSE
Any | SWHC046AG | Mtl | new | CZ07 | cDXHP | SWHC046-01 | ExAnte2019 | IOU workpaper | 2019-11-06 | Cap-Tons | 1 |  |  | 0 | 0 | 0 | 116.844 | 0 | 7.3958 | [6 empty] | DEER:HVAC_Split-Package_HP | Annual | FALSE
Any | SWHC046AG | Mtl | new | CZ08 | cDXHP | SWHC046-01 | ExAnte2019 | IOU workpaper | 2019-11-06 | Cap-Tons | 1 |  |  | 0 | 0 | 0 | 44.8365 | 0 | 22.4135 | [6 empty] | DEER:HVAC_Split-Package_HP | Annual | FALSE
Any | SWHC046AG | Mtl | new | CZ09 | cDXHP | SWHC046-01 | ExAnte2019 | IOU workpaper | 2019-11-06 | Cap-Tons | 1 |  |  | 0 | 0 | 0 | 17.6475 | 0 | 24.8429 | [6 empty] | DEER:HVAC_Split-Package_HP | Annual | FALSE
Any | SWHC046AG | Mtl | new | CZ10 | cDXHP | SWHC046-01 | ExAnte2019 | IOU workpaper | 2019-11-06 | Cap-Tons | 1 |  |  | 0 | 0 | 0 | -55.7701 | 0 | 38.6048 | [6 empty] | DEER:HVAC_Split-Package_HP | Annual | FALSE
Any | SWHC046AG | Mtl | new | CZ11 | cDXHP | SWHC046-01 | ExAnte2019 | IOU workpaper | 2019-11-06 | Cap-Tons | 1 |  |  | 0 | 0 | 0 | -254.0512 | 0 | 68.6905 | [6 empty] | DEER:HVAC_Split-Package_HP | Annual | FALSE
Any | SWHC046AG | Mtl | new | CZ12 | cDXHP | SWHC046-01 | ExAnte2019 | IOU workpaper | 2019-11-06 | Cap-Tons | 1 |  |  | 0 | 0 | 0 | -280.6689 | 0 | 73.9932 | [6 empty] | DEER:HVAC_Split-Package_HP | Annual | FALSE
Any | SWHC046AG | Mtl | new | CZ13 | cDXHP | SWHC046-01 | ExAnte2019 | IOU workpaper | 2019-11-06 | Cap-Tons | 1 |  |  | 0 | 0 | 0 | -195.4623 | 0 | 60.5526 | [6 empty] | DEER:HVAC_Split-Package_HP | Annual | FALSE
Any | SWHC046AG | Mtl | new | CZ14 | cDXHP | SWHC046-01 | ExAnte2019 | IOU workpaper | 2019-11-06 | Cap-Tons | 1 |  |  | 0 | 0 | 0 | -321.2227 | 0 | 76.0801 | [6 empty] | DEER:HVAC_Split-Package_HP | Annual | FALSE
Any | SWHC046AG | Mtl | new | CZ15 | cDXHP | SWHC046-01 | ExAnte2019 | IOU workpaper | 2019-11-06 | Cap-Tons | 1 |  |  | 0 | 0 | 0 | 129.8121 | 0 | 9.2801 | [6 empty] | DEER:HVAC_Split-Package_HP | Annual | FALSE
Any | SWHC046AG | Mtl | new | CZ16 | cDXHP | SWHC046-01 | ExAnte2019 | IOU workpaper | 2019-11-06 | Cap-Tons | 1 |  |  | 0 | 0 | 0 | -904.2389 | 0 | 148.0988 | [6 empty] | DEER:HVAC_Split-Package_HP | Annual | FALSE
Any | SWHC046AG | Nrs | new | CZ01 | cDXHP | SWHC046-01 | ExAnte2019 | IOU workpaper | 2019-11-06 | Cap-Tons | 1 |  |  | 0 | 0 | 0 | -597.084 | 0 | 126.6811 | [6 empty] | DEER:HVAC_Split-Package_HP | Annual | FALSE
Any | SWHC046AG | Nrs | new | CZ02 | cDXHP | SWHC046-01 | ExAnte2019 | IOU workpaper | 2019-11-06 | Cap-Tons | 1 |  |  | 0 | 0 | 0 | -391.5555 | 0 | 90.6964 | [6 empty] | DEER:HVAC_Split-Package_HP | Annual | FALSE
Any | SWHC046AG | Nrs | new | CZ03 | cDXHP | SWHC046-01 | ExAnte2019 | IOU workpaper | 2019-11-06 | Cap-Tons | 1 |  |  | 0 | 0 | 0 | -262.1546 | 0 | 72.2748 | [6 empty] | DEER:HVAC_Split-Package_HP | Annual | FALSE
Any | SWHC046AG | Nrs | new | CZ04 | cDXHP | SWHC046-01 | ExAnte2019 | IOU workpaper | 2019-11-06 | Cap-Tons | 1 |  |  | 0 | 0 | 0 | -268.5339 | 0 | 68.4209 | [6 empty] | DEER:HVAC_Split-Package_HP | Annual | FALSE
Any | SWHC046AG | Nrs | new | CZ05 | cDXHP | SWHC046-01 | ExAnte2019 | IOU workpaper | 2019-11-06 | Cap-Tons | 1 |  |  | 0 | 0 | 0 | -330.3831 | 0 | 82.7513 | [6 empty] | DEER:HVAC_Split-Package_HP | Annual | FALSE
Any | SWHC046AG | Nrs | new | CZ06 | cDXHP | SWHC046-01 | ExAnte2019 | IOU workpaper | 2019-11-06 | Cap-Tons | 1 |  |  | 0 | 0 | 0 | -89.8733 | 0 | 42.62 | [6 empty] | DEER:HVAC_Split-Package_HP | Annual | FALSE
Any | SWHC046AG | Nrs | new | CZ07 | cDXHP | SWHC046-01 | ExAnte2019 | IOU workpaper | 2019-11-06 | Cap-Tons | 1 |  |  | 0 | 0 | 0 | -8.0835 | 0 | 27.9287 | [6 empty] | DEER:HVAC_Split-Package_HP | Annual | FALSE
Any | SWHC046AG | Nrs | new | CZ08 | cDXHP | SWHC046-01 | ExAnte2019 | IOU workpaper | 2019-11-06 | Cap-Tons | 1 |  |  | 0 | 0 | 0 | -47.0529 | 0 | 35.2997 | [6 empty] | DEER:HVAC_Split-Package_HP | Annual | FALSE
Any | SWHC046AG | Nrs | new | CZ09 | cDXHP | SWHC046-01 | ExAnte2019 | IOU workpaper | 2019-11-06 | Cap-Tons | 1 |  |  | 0 | 0 | 0 | -83.7375 | 0 | 41.1854 | [6 empty] | DEER:HVAC_Split-Package_HP | Annual | FALSE
Any | SWHC046AG | Nrs | new | CZ10 | cDXHP | SWHC046-01 | ExAnte2019 | IOU workpaper | 2019-11-06 | Cap-Tons | 1 |  |  | 0 | 0 | 0 | -123.9924 | 0 | 48.5475 | [6 empty] | DEER:HVAC_Split-Package_HP | Annual | FALSE
Any | SWHC046AG | Nrs | new | CZ11 | cDXHP | SWHC046-01 | ExAnte2019 | IOU workpaper | 2019-11-06 | Cap-Tons | 1 |  |  | 0 | 0 | 0 | -291.3789 | 0 | 73.9133 | [6 empty] | DEER:HVAC_Split-Package_HP | Annual | FALSE
Any | SWHC046AG | Nrs | new | CZ12 | cDXHP | SWHC046-01 | ExAnte2019 | IOU workpaper | 2019-11-06 | Cap-Tons | 1 |  |  | 0 | 0 | 0 | -293.6586 | 0 | 75.4842 | [6 empty] | DEER:HVAC_Split-Package_HP | Annual | FALSE
Any | SWHC046AG | Nrs | new | CZ13 | cDXHP | SWHC046-01 | ExAnte2019 | IOU workpaper | 2019-11-06 | Cap-Tons | 1 |  |  | 0 | 0 | 0 | -241.4562 | 0 | 66.8445 | [6 empty] | DEER:HVAC_Split-Package_HP | Annual | FALSE
Any | SWHC046AG | Nrs | new | CZ14 | cDXHP | SWHC046-01 | ExAnte2019 | IOU workpaper | 2019-11-06 | Cap-Tons | 1 |  |  | 0 | 0 | 0 | -345.0991 | 0 | 80.4743 | [6 empty] | DEER:HVAC_Split-Package_HP | Annual | FALSE
Any | SWHC046AG | Nrs | new | CZ15 | cDXHP | SWHC046-01 | ExAnte2019 | IOU workpaper | 2019-11-06 | Cap-Tons | 1 |  |  | 0 | 0 | 0 | 43.6235 | 0 | 20.4302 | [6 empty] | DEER:HVAC_Split-Package_HP | Annual | FALSE
Any | SWHC046AG | Nrs | new | CZ16 | cDXHP | SWHC046-01 | ExAnte2019 | IOU workpaper | 2019-11-06 | Cap-Tons | 1 |  |  | 0 | 0 | 0 | -924.2902 | 0 | 155.9127 | [6 empty] | DEER:HVAC_Split-Package_HP | Annual | FALSE
Any | SWHC046AG | OfL | new | CZ01 | cDXHP | SWHC046-01 | ExAnte2019 | IOU workpaper | 2019-11-06 | Cap-Tons | 1 |  |  | 0 | 0 | 0 | -20.5832 | 0 | 11.9138 | [6 empty] | DEER:HVAC_Split-Package_HP | Annual | FALSE
Any | SWHC046AG | OfL | new | CZ02 | cDXHP | SWHC046-01 | ExAnte2019 | IOU workpaper | 2019-11-06 | Cap-Tons | 1 |  |  | 0 | 0 | 0 | 18.0156 | 0 | 7.5098 | [6 empty] | DEER:HVAC_Split-Package_HP | Annual | FALSE
Any | SWHC046AG | OfL | new | CZ03 | cDXHP | SWHC046-01 | ExAnte2019 | IOU workpaper | 2019-11-06 | Cap-Tons | 1 |  |  | 0 | 0 | 0 | 26.2768 | 0 | 5.3599 | [6 empty] | DEER:HVAC_Split-Package_HP | Annual | FALSE
Any | SWHC046AG | OfL | new | CZ04 | cDXHP | SWHC046-01 | ExAnte2019 | IOU workpaper | 2019-11-06 | Cap-Tons | 1 |  |  | 0 | 0 | 0 | 27.0058 | 0 | 6.2101 | [6 empty] | DEER:HVAC_Split-Package_HP | Annual | FALSE
Any | SWHC046AG | OfL | new | CZ05 | cDXHP | SWHC046-01 | ExAnte2019 | IOU workpaper | 2019-11-06 | Cap-Tons | 1 |  |  | 0 | 0 | 0 | 25.7971 | 0 | 5.2696 | [6 empty] | DEER:HVAC_Split-Package_HP | Annual | FALSE
Any | SWHC046AG | OfL | new | CZ06 | cDXHP | SWHC046-01 | ExAnte2019 | IOU workpaper | 2019-11-06 | Cap-Tons | 1 |  |  | 0 | 0 | 0 | 60.6826 | 0 | 1.3918 | [6 empty] | DEER:HVAC_Split-Package_HP | Annual | FALSE
Any | SWHC046AG | OfL | new | CZ07 | cDXHP | SWHC046-01 | ExAnte2019 | IOU workpaper | 2019-11-06 | Cap-Tons | 1 |  |  | 0 | 0 | 0 | 62.8755 | 0 | 0.4502 | [6 empty] | DEER:HVAC_Split-Package_HP | Annual | FALSE
Any | SWHC046AG | OfL | new | CZ08 | cDXHP | SWHC046-01 | ExAnte2019 | IOU workpaper | 2019-11-06 | Cap-Tons | 1 |  |  | 0 | 0 | 0 | 63.5251 | 0 | 1.415 | [6 empty] | DEER:HVAC_Split-Package_HP | Annual | FALSE
Any | SWHC046AG | OfL | new | CZ09 | cDXHP | SWHC046-01 | ExAnte2019 | IOU workpaper | 2019-11-06 | Cap-Tons | 1 |  |  | 0 | 0 | 0 | 56.0774 | 0 | 2.1676 | [6 empty] | DEER:HVAC_Split-Package_HP | Annual | FALSE
Any | SWHC046AG | OfL | new | CZ10 | cDXHP | SWHC046-01 | ExAnte2019 | IOU workpaper | 2019-11-06 | Cap-Tons | 1 |  |  | 0 | 0 | 0 | 63.0498 | 0 | 1.7083 | [6 empty] | DEER:HVAC_Split-Package_HP | Annual | FALSE
Any | SWHC046AG | OfL | new | CZ11 | cDXHP | SWHC046-01 | ExAnte2019 | IOU workpaper | 2019-11-06 | Cap-Tons | 1 |  |  | 0 | 0 | 0 | 28.034 | 0 | 7.1883 | [6 empty] | DEER:HVAC_Split-Package_HP | Annual | FALSE
Any | SWHC046AG | OfL | new | CZ12 | cDXHP | SWHC046-01 | ExAnte2019 | IOU workpaper | 2019-11-06 | Cap-Tons | 1 |  |  | 0 | 0 | 0 | 25.1091 | 0 | 6.8855 | [6 empty] | DEER:HVAC_Split-Package_HP | Annual | FALSE
Any | SWHC046AG | OfL | new | CZ13 | cDXHP | SWHC046-01 | ExAnte2019 | IOU workpaper | 2019-11-06 | Cap-Tons | 1 |  |  | 0 | 0 | 0 | 34.5156 | 0 | 6.2113 | [6 empty] | DEER:HVAC_Split-Package_HP | Annual | FALSE
Any | SWHC046AG | OfL | new | CZ14 | cDXHP | SWHC046-01 | ExAnte2019 | IOU workpaper | 2019-11-06 | Cap-Tons | 1 |  |  | 0 | 0 | 0 | 28.3159 | 0 | 6.7351 | [6 empty] | DEER:HVAC_Split-Package_HP | Annual | FALSE
Any | SWHC046AG | OfL | new | CZ15 | cDXHP | SWHC046-01 | ExAnte2019 | IOU workpaper | 2019-11-06 | Cap-Tons | 1 |  |  | 0 | 0 | 0 | 82.6536 | 0 | 0.3904 | [6 empty] | DEER:HVAC_Split-Package_HP | Annual | FALSE
Any | SWHC046AG | OfL | new | CZ16 | cDXHP | SWHC046-01 | ExAnte2019 | IOU workpaper | 2019-11-06 | Cap-Tons | 1 |  |  | 0 | 0 | 0 | -146.1976 | 0 | 27.4581 | [6 empty] | DEER:HVAC_Split-Package_HP | Annual | FALSE
Any | SWHC046AG | OfS | new | CZ01 | cDXHP | SWHC046-01 | ExAnte2019 | IOU workpaper | 2019-11-06 | Cap-Tons | 1 |  |  | 0 | 0 | 0 | -211.5555 | 0 | 40.1204 | [6 empty] | DEER:HVAC_Split-Package_HP | Annual | FALSE
Any | SWHC046AG | OfS | new | CZ02 | cDXHP | SWHC046-01 | ExAnte2019 | IOU workpaper | 2019-11-06 | Cap-Tons | 1 |  |  | 0 | 0 | 0 | -100.4587 | 0 | 24.1292 | [6 empty] | DEER:HVAC_Split-Package_HP | Annual | FALSE
Any | SWHC046AG | OfS | new | CZ03 | cDXHP | SWHC046-01 | ExAnte2019 | IOU workpaper | 2019-11-06 | Cap-Tons | 1 |  |  | 0 | 0 | 0 | -70.3114 | 0 | 20.4827 | [6 empty] | DEER:HVAC_Split-Package_HP | Annual | FALSE
Any | SWHC046AG | OfS | new | CZ04 | cDXHP | SWHC046-01 | ExAnte2019 | IOU workpaper | 2019-11-06 | Cap-Tons | 1 |  |  | 0 | 0 | 0 | -72.2881 | 0 | 20.3453 | [6 empty] | DEER:HVAC_Split-Package_HP | Annual | FALSE
Any | SWHC046AG | OfS | new | CZ05 | cDXHP | SWHC046-01 | ExAnte2019 | IOU workpaper | 2019-11-06 | Cap-Tons | 1 |  |  | 0 | 0 | 0 | -79.0071 | 0 | 20.6815 | [6 empty] | DEER:HVAC_Split-Package_HP | Annual | FALSE
Any | SWHC046AG | OfS | new | CZ06 | cDXHP | SWHC046-01 | ExAnte2019 | IOU workpaper | 2019-11-06 | Cap-Tons | 1 |  |  | 0 | 0 | 0 | 15.9293 | 0 | 8.1476 | [6 empty] | DEER:HVAC_Split-Package_HP | Annual | FALSE
Any | SWHC046AG | OfS | new | CZ07 | cDXHP | SWHC046-01 | ExAnte2019 | IOU workpaper | 2019-11-06 | Cap-Tons | 1 |  |  | 0 | 0 | 0 | 35.3849 | 0 | 4.5857 | [6 empty] | DEER:HVAC_Split-Package_HP | Annual | FALSE
Any | SWHC046AG | OfS | new | CZ08 | cDXHP | SWHC046-01 | ExAnte2019 | IOU workpaper | 2019-11-06 | Cap-Tons | 1 |  |  | 0 | 0 | 0 | 22.8956 | 0 | 7.9537 | [6 empty] | DEER:HVAC_Split-Package_HP | Annual | FALSE
Any | SWHC046AG | OfS | new | CZ09 | cDXHP | SWHC046-01 | ExAnte2019 | IOU workpaper | 2019-11-06 | Cap-Tons | 1 |  |  | 0 | 0 | 0 | 11.5235 | 0 | 9.5136 | [6 empty] | DEER:HVAC_Split-Package_HP | Annual | FALSE
Any | SWHC046AG | OfS | new | CZ10 | cDXHP | SWHC046-01 | ExAnte2019 | IOU workpaper | 2019-11-06 | Cap-Tons | 1 |  |  | 0 | 0 | 0 | 22.0766 | 0 | 7.9974 | [6 empty] | DEER:HVAC_Split-Package_HP | Annual | FALSE
Any | SWHC046AG | OfS | new | CZ11 | cDXHP | SWHC046-01 | ExAnte2019 | IOU workpaper | 2019-11-06 | Cap-Tons | 1 |  |  | 0 | 0 | 0 | -55.4465 | 0 | 19.8393 | [6 empty] | DEER:HVAC_Split-Package_HP | Annual | FALSE
Any | SWHC046AG | OfS | new | CZ12 | cDXHP | SWHC046-01 | ExAnte2019 | IOU workpaper | 2019-11-06 | Cap-Tons | 1 |  |  | 0 | 0 | 0 | -64.9022 | 0 | 20.3511 | [6 empty] | DEER:HVAC_Split-Package_HP | Annual | FALSE
Any | SWHC046AG | OfS | new | CZ13 | cDXHP | SWHC046-01 | ExAnte2019 | IOU workpaper | 2019-11-06 | Cap-Tons | 1 |  |  | 0 | 0 | 0 | -39.0887 | 0 | 17.2728 | [6 empty] | DEER:HVAC_Split-Package_HP | Annual | FALSE
Any | SWHC046AG | OfS | new | CZ14 | cDXHP | SWHC046-01 | ExAnte2019 | IOU workpaper | 2019-11-06 | Cap-Tons | 1 |  |  | 0 | 0 | 0 | -51.5061 | 0 | 18.1516 | [6 empty] | DEER:HVAC_Split-Package_HP | Annual | FALSE
Any | SWHC046AG | OfS | new | CZ15 | cDXHP | SWHC046-01 | ExAnte2019 | IOU workpaper | 2019-11-06 | Cap-Tons | 1 |  |  | 0 | 0 | 0 | 70.3882 | 0 | 2.248 | [6 empty] | DEER:HVAC_Split-Package_HP | Annual | FALSE
Any | SWHC046AG | OfS | new | CZ16 | cDXHP | SWHC046-01 | ExAnte2019 | IOU workpaper | 2019-11-06 | Cap-Tons | 1 |  |  | 0 | 0 | 0 | -373.7446 | 0 | 55.8174 | [6 empty] | DEER:HVAC_Split-Package_HP | Annual | FALSE
Any | SWHC046AG | RFF | new | CZ01 | cDXHP | SWHC046-01 | ExAnte2019 | IOU workpaper | 2019-11-06 | Cap-Tons | 1 |  |  | 0 | 0 | 0 | -1031.7504 | 0 | 187.184 | [6 empty] | DEER:HVAC_Split-Package_HP | Annual | FALSE
Any | SWHC046AG | RFF | new | CZ02 | cDXHP | SWHC046-01 | ExAnte2019 | IOU workpaper | 2019-11-06 | Cap-Tons | 1 |  |  | 0 | 0 | 0 | -600.9394 | 0 | 118.3994 | [6 empty] | DEER:HVAC_Split-Package_HP | Annual | FALSE
Any | SWHC046AG | RFF | new | CZ03 | cDXHP | SWHC046-01 | ExAnte2019 | IOU workpaper | 2019-11-06 | Cap-Tons | 1 |  |  | 0 | 0 | 0 | -411.4132 | 0 | 89.3157 | [6 empty] | DEER:HVAC_Split-Package_HP | Annual | FALSE
Any | SWHC046AG | RFF | new | CZ04 | cDXHP | SWHC046-01 | ExAnte2019 | IOU workpaper | 2019-11-06 | Cap-Tons | 1 |  |  | 0 | 0 | 0 | -395.3167 | 0 | 84.7314 | [6 empty] | DEER:HVAC_Split-Package_HP | Annual | FALSE
Any | SWHC046AG | RFF | new | CZ05 | cDXHP | SWHC046-01 | ExAnte2019 | IOU workpaper | 2019-11-06 | Cap-Tons | 1 |  |  | 0 | 0 | 0 | -462.8082 | 0 | 95.9295 | [6 empty] | DEER:HVAC_Split-Package_HP | Annual | FALSE
Any | SWHC046AG | RFF | new | CZ06 | cDXHP | SWHC046-01 | ExAnte2019 | IOU workpaper | 2019-11-06 | Cap-Tons | 1 |  |  | 0 | 0 | 0 | -99.4527 | 0 | 36.4725 | [6 empty] | DEER:HVAC_Split-Package_HP | Annual | FALSE
Any | SWHC046AG | RFF | new | CZ07 | cDXHP | SWHC046-01 | ExAnte2019 | IOU workpaper | 2019-11-06 | Cap-Tons | 1 |  |  | 0 | 0 | 0 | -12.5274 | 0 | 20.8664 | [6 empty] | DEER:HVAC_Split-Package_HP | Annual | FALSE
Any | SWHC046AG | RFF | new | CZ08 | cDXHP | SWHC046-01 | ExAnte2019 | IOU workpaper | 2019-11-06 | Cap-Tons | 1 |  |  | 0 | 0 | 0 | -80.8275 | 0 | 34.8682 | [6 empty] | DEER:HVAC_Split-Package_HP | Annual | FALSE
Any | SWHC046AG | RFF | new | CZ09 | cDXHP | SWHC046-01 | ExAnte2019 | IOU workpaper | 2019-11-06 | Cap-Tons | 1 |  |  | 0 | 0 | 0 | -106.3515 | 0 | 36.9437 | [6 empty] | DEER:HVAC_Split-Package_HP | Annual | FALSE
Any | SWHC046AG | RFF | new | CZ10 | cDXHP | SWHC046-01 | ExAnte2019 | IOU workpaper | 2019-11-06 | Cap-Tons | 1 |  |  | 0 | 0 | 0 | -125.9705 | 0 | 41.4386 | [6 empty] | DEER:HVAC_Split-Package_HP | Annual | FALSE
Any | SWHC046AG | RFF | new | CZ11 | cDXHP | SWHC046-01 | ExAnte2019 | IOU workpaper | 2019-11-06 | Cap-Tons | 1 |  |  | 0 | 0 | 0 | -375.8077 | 0 | 79.8781 | [6 empty] | DEER:HVAC_Split-Package_HP | Annual | FALSE
Any | SWHC046AG | RFF | new | CZ12 | cDXHP | SWHC046-01 | ExAnte2019 | IOU workpaper | 2019-11-06 | Cap-Tons | 1 |  |  | 0 | 0 | 0 | -409.6733 | 0 | 86.5469 | [6 empty] | DEER:HVAC_Split-Package_HP | Annual | FALSE
Any | SWHC046AG | RFF | new | CZ13 | cDXHP | SWHC046-01 | ExAnte2019 | IOU workpaper | 2019-11-06 | Cap-Tons | 1 |  |  | 0 | 0 | 0 | -315.6207 | 0 | 71.6004 | [6 empty] | DEER:HVAC_Split-Package_HP | Annual | FALSE
Any | SWHC046AG | RFF | new | CZ14 | cDXHP | SWHC046-01 | ExAnte2019 | IOU workpaper | 2019-11-06 | Cap-Tons | 1 |  |  | 0 | 0 | 0 | -390.1293 | 0 | 80.6956 | [6 empty] | DEER:HVAC_Split-Package_HP | Annual | FALSE
Any | SWHC046AG | RFF | new | CZ15 | cDXHP | SWHC046-01 | ExAnte2019 | IOU workpaper | 2019-11-06 | Cap-Tons | 1 |  |  | 0 | 0 | 0 | 75.0516 | 0 | 10.2248 | [6 empty] | DEER:HVAC_Split-Package_HP | Annual | FALSE
Any | SWHC046AG | RFF | new | CZ16 | cDXHP | SWHC046-01 | ExAnte2019 | IOU workpaper | 2019-11-06 | Cap-Tons | 1 |  |  | 0 | 0 | 0 | -1400.8187 | 0 | 201.9534 | [6 empty] | DEER:HVAC_Split-Package_HP | Annual | FALSE
Any | SWHC046AG | RSD | new | CZ01 | cDXHP | SWHC046-01 | ExAnte2019 | IOU workpaper | 2019-11-06 | Cap-Tons | 1 |  |  | 0 | 0 | 0 | -435.211 | 0 | 94.1945 | [6 empty] | DEER:HVAC_Split-Package_HP | Annual | FALSE
Any | SWHC046AG | RSD | new | CZ02 | cDXHP | SWHC046-01 | ExAnte2019 | IOU workpaper | 2019-11-06 | Cap-Tons | 1 |  |  | 0 | 0 | 0 | -179.2085 | 0 | 48.2393 | [6 empty] | DEER:HVAC_Split-Package_HP | Annual | FALSE
Any | SWHC046AG | RSD | new | CZ03 | cDXHP | SWHC046-01 | ExAnte2019 | IOU workpaper | 2019-11-06 | Cap-Tons | 1 |  |  | 0 | 0 | 0 | -99.2973 | 0 | 32.9684 | [6 empty] | DEER:HVAC_Split-Package_HP | Annual | FALSE
Any | SWHC046AG | RSD | new | CZ04 | cDXHP | SWHC046-01 | ExAnte2019 | IOU workpaper | 2019-11-06 | Cap-Tons | 1 |  |  | 0 | 0 | 0 | -60.369 | 0 | 27.6088 | [6 empty] | DEER:HVAC_Split-Package_HP | Annual | FALSE
Any | SWHC046AG | RSD | new | CZ05 | cDXHP | SWHC046-01 | ExAnte2019 | IOU workpaper | 2019-11-06 | Cap-Tons | 1 |  |  | 0 | 0 | 0 | -82.5173 | 0 | 29.5455 | [6 empty] | DEER:HVAC_Split-Package_HP | Annual | FALSE
Any | SWHC046AG | RSD | new | CZ06 | cDXHP | SWHC046-01 | ExAnte2019 | IOU workpaper | 2019-11-06 | Cap-Tons | 1 |  |  | 0 | 0 | 0 | 41.8582 | 0 | 8.5949 | [6 empty] | DEER:HVAC_Split-Package_HP | Annual | FALSE
Any | SWHC046AG | RSD | new | CZ07 | cDXHP | SWHC046-01 | ExAnte2019 | IOU workpaper | 2019-11-06 | Cap-Tons | 1 |  |  | 0 | 0 | 0 | 67.3311 | 0 | 3.0666 | [6 empty] | DEER:HVAC_Split-Package_HP | Annual | FALSE
Any | SWHC046AG | RSD | new | CZ08 | cDXHP | SWHC046-01 | ExAnte2019 | IOU workpaper | 2019-11-06 | Cap-Tons | 1 |  |  | 0 | 0 | 0 | 51.7466 | 0 | 7.5086 | [6 empty] | DEER:HVAC_Split-Package_HP | Annual | FALSE
Any | SWHC046AG | RSD | new | CZ09 | cDXHP | SWHC046-01 | ExAnte2019 | IOU workpaper | 2019-11-06 | Cap-Tons | 1 |  |  | 0 | 0 | 0 | 27.1852 | 0 | 10.3238 | [6 empty] | DEER:HVAC_Split-Package_HP | Annual | FALSE
Any | SWHC046AG | RSD | new | CZ10 | cDXHP | SWHC046-01 | ExAnte2019 | IOU workpaper | 2019-11-06 | Cap-Tons | 1 |  |  | 0 | 0 | 0 | 24.578 | 0 | 12.1773 | [6 empty] | DEER:HVAC_Split-Package_HP | Annual | FALSE
Any | SWHC046AG | RSD | new | CZ11 | cDXHP | SWHC046-01 | ExAnte2019 | IOU workpaper | 2019-11-06 | Cap-Tons | 1 |  |  | 0 | 0 | 0 | -120.657 | 0 | 36.7179 | [6 empty] | DEER:HVAC_Split-Package_HP | Annual | FALSE
Any | SWHC046AG | RSD | new | CZ12 | cDXHP | SWHC046-01 | ExAnte2019 | IOU workpaper | 2019-11-06 | Cap-Tons | 1 |  |  | 0 | 0 | 0 | -131.0964 | 0 | 39.0151 | [6 empty] | DEER:HVAC_Split-Package_HP | Annual | FALSE
Any | SWHC046AG | RSD | new | CZ13 | cDXHP | SWHC046-01 | ExAnte2019 | IOU workpaper | 2019-11-06 | Cap-Tons | 1 |  |  | 0 | 0 | 0 | -100.0809 | 0 | 34.1595 | [6 empty] | DEER:HVAC_Split-Package_HP | Annual | FALSE
Any | SWHC046AG | RSD | new | CZ14 | cDXHP | SWHC046-01 | ExAnte2019 | IOU workpaper | 2019-11-06 | Cap-Tons | 1 |  |  | 0 | 0 | 0 | -112.9004 | 0 | 35.4611 | [6 empty] | DEER:HVAC_Split-Package_HP | Annual | FALSE
Any | SWHC046AG | RSD | new | CZ15 | cDXHP | SWHC046-01 | ExAnte2019 | IOU workpaper | 2019-11-06 | Cap-Tons | 1 |  |  | 0 | 0 | 0 | 91.5622 | 0 | 2.085 | [6 empty] | DEER:HVAC_Split-Package_HP | Annual | FALSE
Any | SWHC046AG | RSD | new | CZ16 | cDXHP | SWHC046-01 | ExAnte2019 | IOU workpaper | 2019-11-06 | Cap-Tons | 1 |  |  | 0 | 0 | 0 | -874.1368 | 0 | 142.4735 | [6 empty] | DEER:HVAC_Split-Package_HP | Annual | FALSE
Any | SWHC046AG | Rt3 | new | CZ01 | cDXHP | SWHC046-01 | ExAnte2019 | IOU workpaper | 2019-11-06 | Cap-Tons | 1 |  |  | 0 | 0 | 0 | -129.1475 | 0 | 36.6687 | [6 empty] | DEER:HVAC_Split-Package_HP | Annual | FALSE
Any | SWHC046AG | Rt3 | new | CZ02 | cDXHP | SWHC046-01 | ExAnte2019 | IOU workpaper | 2019-11-06 | Cap-Tons | 1 |  |  | 0 | 0 | 0 | -12.2093 | 0 | 17.9331 | [6 empty] | DEER:HVAC_Split-Package_HP | Annual | FALSE
Any | SWHC046AG | Rt3 | new | CZ03 | cDXHP | SWHC046-01 | ExAnte2019 | IOU workpaper | 2019-11-06 | Cap-Tons | 1 |  |  | 0 | 0 | 0 | 16.9517 | 0 | 13.0947 | [6 empty] | DEER:HVAC_Split-Package_HP | Annual | FALSE
Any | SWHC046AG | Rt3 | new | CZ04 | cDXHP | SWHC046-01 | ExAnte2019 | IOU workpaper | 2019-11-06 | Cap-Tons | 1 |  |  | 0 | 0 | 0 | 39.2434 | 0 | 10.0529 | [6 empty] | DEER:HVAC_Split-Package_HP | Annual | FALSE
Any | SWHC046AG | Rt3 | new | CZ05 | cDXHP | SWHC046-01 | ExAnte2019 | IOU workpaper | 2019-11-06 | Cap-Tons | 1 |  |  | 0 | 0 | 0 | 31.4887 | 0 | 10.3714 | [6 empty] | DEER:HVAC_Split-Package_HP | Annual | FALSE
Any | SWHC046AG | Rt3 | new | CZ06 | cDXHP | SWHC046-01 | ExAnte2019 | IOU workpaper | 2019-11-06 | Cap-Tons | 1 |  |  | 0 | 0 | 0 | 94.8257 | 0 | 2.5226 | [6 empty] | DEER:HVAC_Split-Package_HP | Annual | FALSE
Any | SWHC046AG | Rt3 | new | CZ07 | cDXHP | SWHC046-01 | ExAnte2019 | IOU workpaper | 2019-11-06 | Cap-Tons | 1 |  |  | 0 | 0 | 0 | 101.2732 | 0 | 0.6547 | [6 empty] | DEER:HVAC_Split-Package_HP | Annual | FALSE
Any | SWHC046AG | Rt3 | new | CZ08 | cDXHP | SWHC046-01 | ExAnte2019 | IOU workpaper | 2019-11-06 | Cap-Tons | 1 |  |  | 0 | 0 | 0 | 94.2338 | 0 | 1.901 | [6 empty] | DEER:HVAC_Split-Package_HP | Annual | FALSE
Any | SWHC046AG | Rt3 | new | CZ09 | cDXHP | SWHC046-01 | ExAnte2019 | IOU workpaper | 2019-11-06 | Cap-Tons | 1 |  |  | 0 | 0 | 0 | 79.0357 | 0 | 3.291 | [6 empty] | DEER:HVAC_Split-Package_HP | Annual | FALSE
Any | SWHC046AG | Rt3 | new | CZ10 | cDXHP | SWHC046-01 | ExAnte2019 | IOU workpaper | 2019-11-06 | Cap-Tons | 1 |  |  | 0 | 0 | 0 | 84.0553 | 0 | 3.5053 | [6 empty] | DEER:HVAC_Split-Package_HP | Annual | FALSE
Any | SWHC046AG | Rt3 | new | CZ11 | cDXHP | SWHC046-01 | ExAnte2019 | IOU workpaper | 2019-11-06 | Cap-Tons | 1 |  |  | 0 | 0 | 0 | -0.9007 | 0 | 17.4556 | [6 empty] | DEER:HVAC_Split-Package_HP | Annual | FALSE
Any | SWHC046AG | Rt3 | new | CZ12 | cDXHP | SWHC046-01 | ExAnte2019 | IOU workpaper | 2019-11-06 | Cap-Tons | 1 |  |  | 0 | 0 | 0 | -0.592 | 0 | 16.6964 | [6 empty] | DEER:HVAC_Split-Package_HP | Annual | FALSE
Any | SWHC046AG | Rt3 | new | CZ13 | cDXHP | SWHC046-01 | ExAnte2019 | IOU workpaper | 2019-11-06 | Cap-Tons | 1 |  |  | 0 | 0 | 0 | 16.7601 | 0 | 14.9491 | [6 empty] | DEER:HVAC_Split-Package_HP | Annual | FALSE
Any | SWHC046AG | Rt3 | new | CZ14 | cDXHP | SWHC046-01 | ExAnte2019 | IOU workpaper | 2019-11-06 | Cap-Tons | 1 |  |  | 0 | 0 | 0 | 3.0672 | 0 | 16.7019 | [6 empty] | DEER:HVAC_Split-Package_HP | Annual | FALSE
Any | SWHC046AG | Rt3 | new | CZ15 | cDXHP | SWHC046-01 | ExAnte2019 | IOU workpaper | 2019-11-06 | Cap-Tons | 1 |  |  | 0 | 0 | 0 | 115.8697 | 0 | 0.6822 | [6 empty] | DEER:HVAC_Split-Package_HP | Annual | FALSE
Any | SWHC046AG | Rt3 | new | CZ16 | cDXHP | SWHC046-01 | ExAnte2019 | IOU workpaper | 2019-11-06 | Cap-Tons | 1 |  |  | 0 | 0 | 0 | -536.104 | 0 | 86.7988 | [6 empty] | DEER:HVAC_Split-Package_HP | Annual | FALSE
Any | SWHC046AG | RtL | new | CZ01 | cDXHP | SWHC046-01 | ExAnte2019 | IOU workpaper | 2019-11-06 | Cap-Tons | 1 |  |  | 0 | 0 | 0 | -317.4402 | 0 | 71.6035 | [6 empty] | DEER:HVAC_Split-Package_HP | Annual | FALSE
Any | SWHC046AG | RtL | new | CZ02 | cDXHP | SWHC046-01 | ExAnte2019 | IOU workpaper | 2019-11-06 | Cap-Tons | 1 |  |  | 0 | 0 | 0 | -109.0924 | 0 | 36.5647 | [6 empty] | DEER:HVAC_Split-Package_HP | Annual | FALSE
Any | SWHC046AG | RtL | new | CZ03 | cDXHP | SWHC046-01 | ExAnte2019 | IOU workpaper | 2019-11-06 | Cap-Tons | 1 |  |  | 0 | 0 | 0 | -79.2009 | 0 | 32.858 | [6 empty] | DEER:HVAC_Split-Package_HP | Annual | FALSE
Any | SWHC046AG | RtL | new | CZ04 | cDXHP | SWHC046-01 | ExAnte2019 | IOU workpaper | 2019-11-06 | Cap-Tons | 1 |  |  | 0 | 0 | 0 | -31.37 | 0 | 24.9526 | [6 empty] | DEER:HVAC_Split-Package_HP | Annual | FALSE
Any | SWHC046AG | RtL | new | CZ05 | cDXHP | SWHC046-01 | ExAnte2019 | IOU workpaper | 2019-11-06 | Cap-Tons | 1 |  |  | 0 | 0 | 0 | -86.8899 | 0 | 34.1352 | [6 empty] | DEER:HVAC_Split-Package_HP | Annual | FALSE
Any | SWHC046AG | RtL | new | CZ06 | cDXHP | SWHC046-01 | ExAnte2019 | IOU workpaper | 2019-11-06 | Cap-Tons | 1 |  |  | 0 | 0 | 0 | 39.5644 | 0 | 15.4249 | [6 empty] | DEER:HVAC_Split-Package_HP | Annual | FALSE
Any | SWHC046AG | RtL | new | CZ07 | cDXHP | SWHC046-01 | ExAnte2019 | IOU workpaper | 2019-11-06 | Cap-Tons | 1 |  |  | 0 | 0 | 0 | 63.1515 | 0 | 10.4589 | [6 empty] | DEER:HVAC_Split-Package_HP | Annual | FALSE
Any | SWHC046AG | RtL | new | CZ08 | cDXHP | SWHC046-01 | ExAnte2019 | IOU workpaper | 2019-11-06 | Cap-Tons | 1 |  |  | 0 | 0 | 0 | 53.7703 | 0 | 11.0267 | [6 empty] | DEER:HVAC_Split-Package_HP | Annual | FALSE
Any | SWHC046AG | RtL | new | CZ09 | cDXHP | SWHC046-01 | ExAnte2019 | IOU workpaper | 2019-11-06 | Cap-Tons | 1 |  |  | 0 | 0 | 0 | 35.8445 | 0 | 12.7696 | [6 empty] | DEER:HVAC_Split-Package_HP | Annual | FALSE
Any | SWHC046AG | RtL | new | CZ10 | cDXHP | SWHC046-01 | ExAnte2019 | IOU workpaper | 2019-11-06 | Cap-Tons | 1 |  |  | 0 | 0 | 0 | 43.7263 | 0 | 12.4355 | [6 empty] | DEER:HVAC_Split-Package_HP | Annual | FALSE
Any | SWHC046AG | RtL | new | CZ11 | cDXHP | SWHC046-01 | ExAnte2019 | IOU workpaper | 2019-11-06 | Cap-Tons | 1 |  |  | 0 | 0 | 0 | -67.4368 | 0 | 30.4314 | [6 empty] | DEER:HVAC_Split-Package_HP | Annual | FALSE
Any | SWHC046AG | RtL | new | CZ12 | cDXHP | SWHC046-01 | ExAnte2019 | IOU workpaper | 2019-11-06 | Cap-Tons | 1 |  |  | 0 | 0 | 0 | -67.9158 | 0 | 30.005 | [6 empty] | DEER:HVAC_Split-Package_HP | Annual | FALSE
Any | SWHC046AG | RtL | new | CZ13 | cDXHP | SWHC046-01 | ExAnte2019 | IOU workpaper | 2019-11-06 | Cap-Tons | 1 |  |  | 0 | 0 | 0 | -40.4546 | 0 | 26.6119 | [6 empty] | DEER:HVAC_Split-Package_HP | Annual | FALSE
Any | SWHC046AG | RtL | new | CZ14 | cDXHP | SWHC046-01 | ExAnte2019 | IOU workpaper | 2019-11-06 | Cap-Tons | 1 |  |  | 0 | 0 | 0 | -74.9637 | 0 | 31.4064 | [6 empty] | DEER:HVAC_Split-Package_HP | Annual | FALSE
Any | SWHC046AG | RtL | new | CZ15 | cDXHP | SWHC046-01 | ExAnte2019 | IOU workpaper | 2019-11-06 | Cap-Tons | 1 |  |  | 0 | 0 | 0 | 109.2076 | 0 | 3.5088 | [6 empty] | DEER:HVAC_Split-Package_HP | Annual | FALSE
Any | SWHC046AG | RtL | new | CZ16 | cDXHP | SWHC046-01 | ExAnte2019 | IOU workpaper | 2019-11-06 | Cap-Tons | 1 |  |  | 0 | 0 | 0 | -827.3481 | 0 | 128.2152 | [6 empty] | DEER:HVAC_Split-Package_HP | Annual | FALSE
Any | SWHC046AG | RtS | new | CZ01 | cDXHP | SWHC046-01 | ExAnte2019 | IOU workpaper | 2019-11-06 | Cap-Tons | 1 |  |  | 0 | 0 | 0 | -656.25 | 0 | 121.9224 | [6 empty] | DEER:HVAC_Split-Package_HP | Annual | FALSE
Any | SWHC046AG | RtS | new | CZ02 | cDXHP | SWHC046-01 | ExAnte2019 | IOU workpaper | 2019-11-06 | Cap-Tons | 1 |  |  | 0 | 0 | 0 | -281.9232 | 0 | 60.4157 | [6 empty] | DEER:HVAC_Split-Package_HP | Annual | FALSE
Any | SWHC046AG | RtS | new | CZ03 | cDXHP | SWHC046-01 | ExAnte2019 | IOU workpaper | 2019-11-06 | Cap-Tons | 1 |  |  | 0 | 0 | 0 | -256.0733 | 0 | 57.9485 | [6 empty] | DEER:HVAC_Split-Package_HP | Annual | FALSE
Any | SWHC046AG | RtS | new | CZ04 | cDXHP | SWHC046-01 | ExAnte2019 | IOU workpaper | 2019-11-06 | Cap-Tons | 1 |  |  | 0 | 0 | 0 | -161.4033 | 0 | 43.2936 | [6 empty] | DEER:HVAC_Split-Package_HP | Annual | FALSE
Any | SWHC046AG | RtS | new | CZ05 | cDXHP | SWHC046-01 | ExAnte2019 | IOU workpaper | 2019-11-06 | Cap-Tons | 1 |  |  | 0 | 0 | 0 | -219.585 | 0 | 52.0859 | [6 empty] | DEER:HVAC_Split-Package_HP | Annual | FALSE
Any | SWHC046AG | RtS | new | CZ06 | cDXHP | SWHC046-01 | ExAnte2019 | IOU workpaper | 2019-11-06 | Cap-Tons | 1 |  |  | 0 | 0 | 0 | -22.5859 | 0 | 21.8224 | [6 empty] | DEER:HVAC_Split-Package_HP | Annual | FALSE
Any | SWHC046AG | RtS | new | CZ07 | cDXHP | SWHC046-01 | ExAnte2019 | IOU workpaper | 2019-11-06 | Cap-Tons | 1 |  |  | 0 | 0 | 0 | 16.0258 | 0 | 14.3471 | [6 empty] | DEER:HVAC_Split-Package_HP | Annual | FALSE
Any | SWHC046AG | RtS | new | CZ08 | cDXHP | SWHC046-01 | ExAnte2019 | IOU workpaper | 2019-11-06 | Cap-Tons | 1 |  |  | 0 | 0 | 0 | 0.1021 | 0 | 16.9104 | [6 empty] | DEER:HVAC_Split-Package_HP | Annual | FALSE
Any | SWHC046AG | RtS | new | CZ09 | cDXHP | SWHC046-01 | ExAnte2019 | IOU workpaper | 2019-11-06 | Cap-Tons | 1 |  |  | 0 | 0 | 0 | -21.5337 | 0 | 19.826 | [6 empty] | DEER:HVAC_Split-Package_HP | Annual | FALSE
Any | SWHC046AG | RtS | new | CZ10 | cDXHP | SWHC046-01 | ExAnte2019 | IOU workpaper | 2019-11-06 | Cap-Tons | 1 |  |  | 0 | 0 | 0 | -9.6267 | 0 | 18.6797 | [6 empty] | DEER:HVAC_Split-Package_HP | Annual | FALSE
Any | SWHC046AG | RtS | new | CZ11 | cDXHP | SWHC046-01 | ExAnte2019 | IOU workpaper | 2019-11-06 | Cap-Tons | 1 |  |  | 0 | 0 | 0 | -193.1046 | 0 | 47.6188 | [6 empty] | DEER:HVAC_Split-Package_HP | Annual | FALSE
Any | SWHC046AG | RtS | new | CZ12 | cDXHP | SWHC046-01 | ExAnte2019 | IOU workpaper | 2019-11-06 | Cap-Tons | 1 |  |  | 0 | 0 | 0 | -212.4045 | 0 | 50.5942 | [6 empty] | DEER:HVAC_Split-Package_HP | Annual | FALSE
Any | SWHC046AG | RtS | new | CZ13 | cDXHP | SWHC046-01 | ExAnte2019 | IOU workpaper | 2019-11-06 | Cap-Tons | 1 |  |  | 0 | 0 | 0 | -154.88 | 0 | 42.2485 | [6 empty] | DEER:HVAC_Split-Package_HP | Annual | FALSE
Any | SWHC046AG | RtS | new | CZ14 | cDXHP | SWHC046-01 | ExAnte2019 | IOU workpaper | 2019-11-06 | Cap-Tons | 1 |  |  | 0 | 0 | 0 | -169.8299 | 0 | 43.5627 | [6 empty] | DEER:HVAC_Split-Package_HP | Annual | FALSE
Any | SWHC046AG | RtS | new | CZ15 | cDXHP | SWHC046-01 | ExAnte2019 | IOU workpaper | 2019-11-06 | Cap-Tons | 1 |  |  | 0 | 0 | 0 | 88.6154 | 0 | 4.6844 | [6 empty] | DEER:HVAC_Split-Package_HP | Annual | FALSE
Any | SWHC046AG | RtS | new | CZ16 | cDXHP | SWHC046-01 | ExAnte2019 | IOU workpaper | 2019-11-06 | Cap-Tons | 1 |  |  | 0 | 0 | 0 | -1068.4592 | 0 | 148.5422 | [6 empty] | DEER:HVAC_Split-Package_HP | Annual | FALSE
Any | SWHC046AG | SCn | new | CZ01 | cDXHP | SWHC046-01 | ExAnte2019 | IOU workpaper | 2019-11-06 | Cap-Tons | 1 |  |  | 0 | 0 | 0 | -885.8792 | 0 | 151.7014 | [6 empty] | DEER:HVAC_Split-Package_HP | Annual | FALSE
Any | SWHC046AG | SCn | new | CZ02 | cDXHP | SWHC046-01 | ExAnte2019 | IOU workpaper | 2019-11-06 | Cap-Tons | 1 |  |  | 0 | 0 | 0 | -724.8311 | 0 | 108.5613 | [6 empty] | DEER:HVAC_Split-Package_HP | Annual | FALSE
Any | SWHC046AG | SCn | new | CZ03 | cDXHP | SWHC046-01 | ExAnte2019 | IOU workpaper | 2019-11-06 | Cap-Tons | 1 |  |  | 0 | 0 | 0 | -443.6748 | 0 | 80.8529 | [6 empty] | DEER:HVAC_Split-Package_HP | Annual | FALSE
Any | SWHC046AG | SCn | new | CZ04 | cDXHP | SWHC046-01 | ExAnte2019 | IOU workpaper | 2019-11-06 | Cap-Tons | 1 |  |  | 0 | 0 | 0 | -574.7156 | 0 | 85.2132 | [6 empty] | DEER:HVAC_Split-Package_HP | Annual | FALSE
Any | SWHC046AG | SCn | new | CZ05 | cDXHP | SWHC046-01 | ExAnte2019 | IOU workpaper | 2019-11-06 | Cap-Tons | 1 |  |  | 0 | 0 | 0 | -454.4277 | 0 | 79.7345 | [6 empty] | DEER:HVAC_Split-Package_HP | Annual | FALSE
Any | SWHC046AG | SCn | new | CZ06 | cDXHP | SWHC046-01 | ExAnte2019 | IOU workpaper | 2019-11-06 | Cap-Tons | 1 |  |  | 0 | 0 | 0 | -209.594 | 0 | 43.1201 | [6 empty] | DEER:HVAC_Split-Package_HP | Annual | FALSE
Any | SWHC046AG | SCn | new | CZ07 | cDXHP | SWHC046-01 | ExAnte2019 | IOU workpaper | 2019-11-06 | Cap-Tons | 1 |  |  | 0 | 0 | 0 | -139.5362 | 0 | 33.3388 | [6 empty] | DEER:HVAC_Split-Package_HP | Annual | FALSE
Any | SWHC046AG | SCn | new | CZ08 | cDXHP | SWHC046-01 | ExAnte2019 | IOU workpaper | 2019-11-06 | Cap-Tons | 1 |  |  | 0 | 0 | 0 | -196.4729 | 0 | 45.1714 | [6 empty] | DEER:HVAC_Split-Package_HP | Annual | FALSE
Any | SWHC046AG | SCn | new | CZ09 | cDXHP | SWHC046-01 | ExAnte2019 | IOU workpaper | 2019-11-06 | Cap-Tons | 1 |  |  | 0 | 0 | 0 | -194.3722 | 0 | 46.3429 | [6 empty] | DEER:HVAC_Split-Package_HP | Annual | FALSE
Any | SWHC046AG | SCn | new | CZ10 | cDXHP | SWHC046-01 | ExAnte2019 | IOU workpaper | 2019-11-06 | Cap-Tons | 1 |  |  | 0 | 0 | 0 | -223.3083 | 0 | 50.5703 | [6 empty] | DEER:HVAC_Split-Package_HP | Annual | FALSE
Any | SWHC046AG | SCn | new | CZ11 | cDXHP | SWHC046-01 | ExAnte2019 | IOU workpaper | 2019-11-06 | Cap-Tons | 1 |  |  | 0 | 0 | 0 | -481.1155 | 0 | 89.3305 | [6 empty] | DEER:HVAC_Split-Package_HP | Annual | FALSE
Any | SWHC046AG | SCn | new | CZ12 | cDXHP | SWHC046-01 | ExAnte2019 | IOU workpaper | 2019-11-06 | Cap-Tons | 1 |  |  | 0 | 0 | 0 | -545.1374 | 0 | 97.8122 | [6 empty] | DEER:HVAC_Split-Package_HP | Annual | FALSE
Any | SWHC046AG | SCn | new | CZ13 | cDXHP | SWHC046-01 | ExAnte2019 | IOU workpaper | 2019-11-06 | Cap-Tons | 1 |  |  | 0 | 0 | 0 | -404.3991 | 0 | 78.9867 | [6 empty] | DEER:HVAC_Split-Package_HP | Annual | FALSE
Any | SWHC046AG | SCn | new | CZ14 | cDXHP | SWHC046-01 | ExAnte2019 | IOU workpaper | 2019-11-06 | Cap-Tons | 1 |  |  | 0 | 0 | 0 | -532.6043 | 0 | 92.8407 | [6 empty] | DEER:HVAC_Split-Package_HP | Annual | FALSE
Any | SWHC046AG | SCn | new | CZ15 | cDXHP | SWHC046-01 | ExAnte2019 | IOU workpaper | 2019-11-06 | Cap-Tons | 1 |  |  | 0 | 0 | 0 | 27.7873 | 0 | 13.4192 | [6 empty] | DEER:HVAC_Split-Package_HP | Annual | FALSE
Any | SWHC046AG | SCn | new | CZ16 | cDXHP | SWHC046-01 | ExAnte2019 | IOU workpaper | 2019-11-06 | Cap-Tons | 1 |  |  | 0 | 0 | 0 | -1203.7207 | 0 | 164.3771 | [6 empty] | DEER:HVAC_Split-Package_HP | Annual | FALSE
Any | SWHC046AH | Asm | new | CZ01 | cDXHP | SWHC046-01 | ExAnte2019 | IOU workpaper | 2019-11-06 | Cap-Tons | 1 |  |  | 0 | 0 | 0 | -678.0778 | 0 | 170.8495 | [6 empty] | DEER:HVAC_Split-Package_HP | Annual | FALSE
Any | SWHC046AH | Asm | new | CZ02 | cDXHP | SWHC046-01 | ExAnte2019 | IOU workpaper | 2019-11-06 | Cap-Tons | 1 |  |  | 0 | 0 | 0 | -304.1612 | 0 | 103.5703 | [6 empty] | DEER:HVAC_Split-Package_HP | Annual | FALSE
Any | SWHC046AH | Asm | new | CZ03 | cDXHP | SWHC046-01 | ExAnte2019 | IOU workpaper | 2019-11-06 | Cap-Tons | 1 |  |  | 0 | 0 | 0 | -136.931 | 0 | 78.2394 | [6 empty] | DEER:HVAC_Split-Package_HP | Annual | FALSE
Any | SWHC046AH | Asm | new | CZ04 | cDXHP | SWHC046-01 | ExAnte2019 | IOU workpaper | 2019-11-06 | Cap-Tons | 1 |  |  | 0 | 0 | 0 | -103.8283 | 0 | 70.3511 | [6 empty] | DEER:HVAC_Split-Package_HP | Annual | FALSE
Any | SWHC046AH | Asm | new | CZ05 | cDXHP | SWHC046-01 | ExAnte2019 | IOU workpaper | 2019-11-06 | Cap-Tons | 1 |  |  | 0 | 0 | 0 | -149.812 | 0 | 77.3544 | [6 empty] | DEER:HVAC_Split-Package_HP | Annual | FALSE
Any | SWHC046AH | Asm | new | CZ06 | cDXHP | SWHC046-01 | ExAnte2019 | IOU workpaper | 2019-11-06 | Cap-Tons | 1 |  |  | 0 | 0 | 0 | 81.9008 | 0 | 33.0922 | [6 empty] | DEER:HVAC_Split-Package_HP | Annual | FALSE
Any | SWHC046AH | Asm | new | CZ07 | cDXHP | SWHC046-01 | ExAnte2019 | IOU workpaper | 2019-11-06 | Cap-Tons | 1 |  |  | 0 | 0 | 0 | 93.0322 | 0 | 25.428 | [6 empty] | DEER:HVAC_Split-Package_HP | Annual | FALSE
Any | SWHC046AH | Asm | new | CZ08 | cDXHP | SWHC046-01 | ExAnte2019 | IOU workpaper | 2019-11-06 | Cap-Tons | 1 |  |  | 0 | 0 | 0 | 102.1446 | 0 | 32.2682 | [6 empty] | DEER:HVAC_Split-Package_HP | Annual | FALSE
Any | SWHC046AH | Asm | new | CZ09 | cDXHP | SWHC046-01 | ExAnte2019 | IOU workpaper | 2019-11-06 | Cap-Tons | 1 |  |  | 0 | 0 | 0 | 134.7647 | 0 | 32.857 | [6 empty] | DEER:HVAC_Split-Package_HP | Annual | FALSE
Any | SWHC046AH | Asm | new | CZ10 | cDXHP | SWHC046-01 | ExAnte2019 | IOU workpaper | 2019-11-06 | Cap-Tons | 1 |  |  | 0 | 0 | 0 | 127.3937 | 0 | 39.9616 | [6 empty] | DEER:HVAC_Split-Package_HP | Annual | FALSE
Any | SWHC046AH | Asm | new | CZ11 | cDXHP | SWHC046-01 | ExAnte2019 | IOU workpaper | 2019-11-06 | Cap-Tons | 1 |  |  | 0 | 0 | 0 | 1.8481 | 0 | 71.382 | [6 empty] | DEER:HVAC_Split-Package_HP | Annual | FALSE
Any | SWHC046AH | Asm | new | CZ12 | cDXHP | SWHC046-01 | ExAnte2019 | IOU workpaper | 2019-11-06 | Cap-Tons | 1 |  |  | 0 | 0 | 0 | -64.7761 | 0 | 77.6881 | [6 empty] | DEER:HVAC_Split-Package_HP | Annual | FALSE
Any | SWHC046AH | Asm | new | CZ13 | cDXHP | SWHC046-01 | ExAnte2019 | IOU workpaper | 2019-11-06 | Cap-Tons | 1 |  |  | 0 | 0 | 0 | 43.4845 | 0 | 65.6133 | [6 empty] | DEER:HVAC_Split-Package_HP | Annual | FALSE
Any | SWHC046AH | Asm | new | CZ14 | cDXHP | SWHC046-01 | ExAnte2019 | IOU workpaper | 2019-11-06 | Cap-Tons | 1 |  |  | 0 | 0 | 0 | 12.5654 | 0 | 69.407 | [6 empty] | DEER:HVAC_Split-Package_HP | Annual | FALSE
Any | SWHC046AH | Asm | new | CZ15 | cDXHP | SWHC046-01 | ExAnte2019 | IOU workpaper | 2019-11-06 | Cap-Tons | 1 |  |  | 0 | 0 | 0 | 380.2737 | 0 | 12.5579 | [6 empty] | DEER:HVAC_Split-Package_HP | Annual | FALSE
Any | SWHC046AH | Asm | new | CZ16 | cDXHP | SWHC046-01 | ExAnte2019 | IOU workpaper | 2019-11-06 | Cap-Tons | 1 |  |  | 0 | 0 | 0 | -875.5918 | 0 | 189.0835 | [6 empty] | DEER:HVAC_Split-Package_HP | Annual | FALSE
Any | SWHC046AH | Com | new | CZ01 | cDXHP | SWHC046-01 | ExAnte2019 | IOU workpaper | 2019-11-06 | Cap-Tons | 1 |  |  | 0 | 0 | 0 | -302.0137 | 0 | 113.9213 | [6 empty] | DEER:HVAC_Split-Package_HP | Annual | FALSE
Any | SWHC046AH | Com | new | CZ02 | cDXHP | SWHC046-01 | ExAnte2019 | IOU workpaper | 2019-11-06 | Cap-Tons | 1 |  |  | 0 | 0 | 0 | -51.224 | 0 | 61.5798 | [6 empty] | DEER:HVAC_Split-Package_HP | Annual | FALSE
Any | SWHC046AH | Com | new | CZ03 | cDXHP | SWHC046-01 | ExAnte2019 | IOU workpaper | 2019-11-06 | Cap-Tons | 1 |  |  | 0 | 0 | 0 | 16.4581 | 0 | 42.2353 | [6 empty] | DEER:HVAC_Split-Package_HP | Annual | FALSE
Any | SWHC046AH | Com | new | CZ04 | cDXHP | SWHC046-01 | ExAnte2019 | IOU workpaper | 2019-11-06 | Cap-Tons | 1 |  |  | 0 | 0 | 0 | 41.2449 | 0 | 36.6558 | [6 empty] | DEER:HVAC_Split-Package_HP | Annual | FALSE
Any | SWHC046AH | Com | new | CZ05 | cDXHP | SWHC046-01 | ExAnte2019 | IOU workpaper | 2019-11-06 | Cap-Tons | 1 |  |  | 0 | 0 | 0 | -22.6043 | 0 | 57.9396 | [6 empty] | DEER:HVAC_Split-Package_HP | Annual | FALSE
Any | SWHC046AH | Com | new | CZ06 | cDXHP | SWHC046-01 | ExAnte2019 | IOU workpaper | 2019-11-06 | Cap-Tons | 1 |  |  | 0 | 0 | 0 | 136.2555 | 0 | 22.9138 | [6 empty] | DEER:HVAC_Split-Package_HP | Annual | FALSE
Any | SWHC046AH | Com | new | CZ07 | cDXHP | SWHC046-01 | ExAnte2019 | IOU workpaper | 2019-11-06 | Cap-Tons | 1 |  |  | 0 | 0 | 0 | 150.9059 | 0 | 18.4116 | [6 empty] | DEER:HVAC_Split-Package_HP | Annual | FALSE
Any | SWHC046AH | Com | new | CZ08 | cDXHP | SWHC046-01 | ExAnte2019 | IOU workpaper | 2019-11-06 | Cap-Tons | 1 |  |  | 0 | 0 | 0 | 152.3692 | 0 | 22.1301 | [6 empty] | DEER:HVAC_Split-Package_HP | Annual | FALSE
Any | SWHC046AH | Com | new | CZ09 | cDXHP | SWHC046-01 | ExAnte2019 | IOU workpaper | 2019-11-06 | Cap-Tons | 1 |  |  | 0 | 0 | 0 | 187.6931 | 0 | 21.765 | [6 empty] | DEER:HVAC_Split-Package_HP | Annual | FALSE
Any | SWHC046AH | Com | new | CZ10 | cDXHP | SWHC046-01 | ExAnte2019 | IOU workpaper | 2019-11-06 | Cap-Tons | 1 |  |  | 0 | 0 | 0 | 154.519 | 0 | 29.4802 | [6 empty] | DEER:HVAC_Split-Package_HP | Annual | FALSE
Any | SWHC046AH | Com | new | CZ11 | cDXHP | SWHC046-01 | ExAnte2019 | IOU workpaper | 2019-11-06 | Cap-Tons | 1 |  |  | 0 | 0 | 0 | 54.085 | 0 | 51.7105 | [6 empty] | DEER:HVAC_Split-Package_HP | Annual | FALSE
Any | SWHC046AH | Com | new | CZ12 | cDXHP | SWHC046-01 | ExAnte2019 | IOU workpaper | 2019-11-06 | Cap-Tons | 1 |  |  | 0 | 0 | 0 | 37.4114 | 0 | 48.8696 | [6 empty] | DEER:HVAC_Split-Package_HP | Annual | FALSE
Any | SWHC046AH | Com | new | CZ13 | cDXHP | SWHC046-01 | ExAnte2019 | IOU workpaper | 2019-11-06 | Cap-Tons | 1 |  |  | 0 | 0 | 0 | 103.3466 | 0 | 44.1165 | [6 empty] | DEER:HVAC_Split-Package_HP | Annual | FALSE
Any | SWHC046AH | Com | new | CZ14 | cDXHP | SWHC046-01 | ExAnte2019 | IOU workpaper | 2019-11-06 | Cap-Tons | 1 |  |  | 0 | 0 | 0 | 80.1464 | 0 | 47.5232 | [6 empty] | DEER:HVAC_Split-Package_HP | Annual | FALSE
Any | SWHC046AH | Com | new | CZ15 | cDXHP | SWHC046-01 | ExAnte2019 | IOU workpaper | 2019-11-06 | Cap-Tons | 1 |  |  | 0 | 0 | 0 | 382.1127 | 0 | 8.0599 | [6 empty] | DEER:HVAC_Split-Package_HP | Annual | FALSE
Any | SWHC046AH | Com | new | CZ16 | cDXHP | SWHC046-01 | ExAnte2019 | IOU workpaper | 2019-11-06 | Cap-Tons | 1 |  |  | 0 | 0 | 0 | -577.2426 | 0 | 133.4361 | [6 empty] | DEER:HVAC_Split-Package_HP | Annual | FALSE
Any | SWHC046AH | ECC | new | CZ01 | cDXHP | SWHC046-01 | ExAnte2019 | IOU workpaper | 2019-11-06 | Cap-Tons | 1 |  |  | 0 | 0 | 0 | -134.2085 | 0 | 72.0237 | [6 empty] | DEER:HVAC_Split-Package_HP | Annual | FALSE
Any | SWHC046AH | ECC | new | CZ02 | cDXHP | SWHC046-01 | ExAnte2019 | IOU workpaper | 2019-11-06 | Cap-Tons | 1 |  |  | 0 | 0 | 0 | 8.0349 | 0 | 40.5579 | [6 empty] | DEER:HVAC_Split-Package_HP | Annual | FALSE
Any | SWHC046AH | ECC | new | CZ03 | cDXHP | SWHC046-01 | ExAnte2019 | IOU workpaper | 2019-11-06 | Cap-Tons | 1 |  |  | 0 | 0 | 0 | 35.6742 | 0 | 31.2752 | [6 empty] | DEER:HVAC_Split-Package_HP | Annual | FALSE
Any | SWHC046AH | ECC | new | CZ04 | cDXHP | SWHC046-01 | ExAnte2019 | IOU workpaper | 2019-11-06 | Cap-Tons | 1 |  |  | 0 | 0 | 0 | 55.143 | 0 | 28.0432 | [6 empty] | DEER:HVAC_Split-Package_HP | Annual | FALSE
Any | SWHC046AH | ECC | new | CZ05 | cDXHP | SWHC046-01 | ExAnte2019 | IOU workpaper | 2019-11-06 | Cap-Tons | 1 |  |  | 0 | 0 | 0 | 26.7027 | 0 | 31.2146 | [6 empty] | DEER:HVAC_Split-Package_HP | Annual | FALSE
Any | SWHC046AH | ECC | new | CZ06 | cDXHP | SWHC046-01 | ExAnte2019 | IOU workpaper | 2019-11-06 | Cap-Tons | 1 |  |  | 0 | 0 | 0 | 133.0081 | 0 | 10.353 | [6 empty] | DEER:HVAC_Split-Package_HP | Annual | FALSE
Any | SWHC046AH | ECC | new | CZ07 | cDXHP | SWHC046-01 | ExAnte2019 | IOU workpaper | 2019-11-06 | Cap-Tons | 1 |  |  | 0 | 0 | 0 | 129.5366 | 0 | 6.1659 | [6 empty] | DEER:HVAC_Split-Package_HP | Annual | FALSE
Any | SWHC046AH | ECC | new | CZ08 | cDXHP | SWHC046-01 | ExAnte2019 | IOU workpaper | 2019-11-06 | Cap-Tons | 1 |  |  | 0 | 0 | 0 | 146.7092 | 0 | 9.5343 | [6 empty] | DEER:HVAC_Split-Package_HP | Annual | FALSE
Any | SWHC046AH | ECC | new | CZ09 | cDXHP | SWHC046-01 | ExAnte2019 | IOU workpaper | 2019-11-06 | Cap-Tons | 1 |  |  | 0 | 0 | 0 | 163.8807 | 0 | 11.4252 | [6 empty] | DEER:HVAC_Split-Package_HP | Annual | FALSE
Any | SWHC046AH | ECC | new | CZ10 | cDXHP | SWHC046-01 | ExAnte2019 | IOU workpaper | 2019-11-06 | Cap-Tons | 1 |  |  | 0 | 0 | 0 | 168.7261 | 0 | 12.8435 | [6 empty] | DEER:HVAC_Split-Package_HP | Annual | FALSE
Any | SWHC046AH | ECC | new | CZ11 | cDXHP | SWHC046-01 | ExAnte2019 | IOU workpaper | 2019-11-06 | Cap-Tons | 1 |  |  | 0 | 0 | 0 | 85.0853 | 0 | 33.3072 | [6 empty] | DEER:HVAC_Split-Package_HP | Annual | FALSE
Any | SWHC046AH | ECC | new | CZ12 | cDXHP | SWHC046-01 | ExAnte2019 | IOU workpaper | 2019-11-06 | Cap-Tons | 1 |  |  | 0 | 0 | 0 | 55.7727 | 0 | 34.8624 | [6 empty] | DEER:HVAC_Split-Package_HP | Annual | FALSE
Any | SWHC046AH | ECC | new | CZ13 | cDXHP | SWHC046-01 | ExAnte2019 | IOU workpaper | 2019-11-06 | Cap-Tons | 1 |  |  | 0 | 0 | 0 | 108.0177 | 0 | 29.0512 | [6 empty] | DEER:HVAC_Split-Package_HP | Annual | FALSE
Any | SWHC046AH | ECC | new | CZ14 | cDXHP | SWHC046-01 | ExAnte2019 | IOU workpaper | 2019-11-06 | Cap-Tons | 1 |  |  | 0 | 0 | 0 | 95.6706 | 0 | 30.6518 | [6 empty] | DEER:HVAC_Split-Package_HP | Annual | FALSE
Any | SWHC046AH | ECC | new | CZ15 | cDXHP | SWHC046-01 | ExAnte2019 | IOU workpaper | 2019-11-06 | Cap-Tons | 1 |  |  | 0 | 0 | 0 | 303.2423 | 0 | 3.283 | [6 empty] | DEER:HVAC_Split-Package_HP | Annual | FALSE
Any | SWHC046AH | ECC | new | CZ16 | cDXHP | SWHC046-01 | ExAnte2019 | IOU workpaper | 2019-11-06 | Cap-Tons | 1 |  |  | 0 | 0 | 0 | -359.1424 | 0 | 90.68 | [6 empty] | DEER:HVAC_Split-Package_HP | Annual | FALSE
Any | SWHC046AH | EPr | new | CZ01 | cDXHP | SWHC046-01 | ExAnte2019 | IOU workpaper | 2019-11-06 | Cap-Tons | 1 |  |  | 0 | 0 | 0 | -326.3451 | 0 | 90.6075 | [6 empty] | DEER:HVAC_Split-Package_HP | Annual | FALSE
Any | SWHC046AH | EPr | new | CZ02 | cDXHP | SWHC046-01 | ExAnte2019 | IOU workpaper | 2019-11-06 | Cap-Tons | 1 |  |  | 0 | 0 | 0 | -129.8787 | 0 | 50.5711 | [6 empty] | DEER:HVAC_Split-Package_HP | Annual | FALSE
Any | SWHC046AH | EPr | new | CZ03 | cDXHP | SWHC046-01 | ExAnte2019 | IOU workpaper | 2019-11-06 | Cap-Tons | 1 |  |  | 0 | 0 | 0 | -84.6637 | 0 | 44.2861 | [6 empty] | DEER:HVAC_Split-Package_HP | Annual | FALSE
Any | SWHC046AH | EPr | new | CZ04 | cDXHP | SWHC046-01 | ExAnte2019 | IOU workpaper | 2019-11-06 | Cap-Tons | 1 |  |  | 0 | 0 | 0 | -55.3578 | 0 | 35.9198 | [6 empty] | DEER:HVAC_Split-Package_HP | Annual | FALSE
Any | SWHC046AH | EPr | new | CZ05 | cDXHP | SWHC046-01 | ExAnte2019 | IOU workpaper | 2019-11-06 | Cap-Tons | 1 |  |  | 0 | 0 | 0 | -100.7323 | 0 | 43.2969 | [6 empty] | DEER:HVAC_Split-Package_HP | Annual | FALSE
Any | SWHC046AH | EPr | new | CZ06 | cDXHP | SWHC046-01 | ExAnte2019 | IOU workpaper | 2019-11-06 | Cap-Tons | 1 |  |  | 0 | 0 | 0 | 30.6959 | 0 | 18.3243 | [6 empty] | DEER:HVAC_Split-Package_HP | Annual | FALSE
Any | SWHC046AH | EPr | new | CZ07 | cDXHP | SWHC046-01 | ExAnte2019 | IOU workpaper | 2019-11-06 | Cap-Tons | 1 |  |  | 0 | 0 | 0 | 39.4191 | 0 | 14.1476 | [6 empty] | DEER:HVAC_Split-Package_HP | Annual | FALSE
Any | SWHC046AH | EPr | new | CZ08 | cDXHP | SWHC046-01 | ExAnte2019 | IOU workpaper | 2019-11-06 | Cap-Tons | 1 |  |  | 0 | 0 | 0 | 51.4692 | 0 | 15.6058 | [6 empty] | DEER:HVAC_Split-Package_HP | Annual | FALSE
Any | SWHC046AH | EPr | new | CZ09 | cDXHP | SWHC046-01 | ExAnte2019 | IOU workpaper | 2019-11-06 | Cap-Tons | 1 |  |  | 0 | 0 | 0 | 59.6566 | 0 | 18.1516 | [6 empty] | DEER:HVAC_Split-Package_HP | Annual | FALSE
Any | SWHC046AH | EPr | new | CZ10 | cDXHP | SWHC046-01 | ExAnte2019 | IOU workpaper | 2019-11-06 | Cap-Tons | 1 |  |  | 0 | 0 | 0 | 63.6792 | 0 | 17.8383 | [6 empty] | DEER:HVAC_Split-Package_HP | Annual | FALSE
Any | SWHC046AH | EPr | new | CZ11 | cDXHP | SWHC046-01 | ExAnte2019 | IOU workpaper | 2019-11-06 | Cap-Tons | 1 |  |  | 0 | 0 | 0 | -42.8878 | 0 | 39.4424 | [6 empty] | DEER:HVAC_Split-Package_HP | Annual | FALSE
Any | SWHC046AH | EPr | new | CZ12 | cDXHP | SWHC046-01 | ExAnte2019 | IOU workpaper | 2019-11-06 | Cap-Tons | 1 |  |  | 0 | 0 | 0 | -67.6911 | 0 | 42.9701 | [6 empty] | DEER:HVAC_Split-Package_HP | Annual | FALSE
Any | SWHC046AH | EPr | new | CZ13 | cDXHP | SWHC046-01 | ExAnte2019 | IOU workpaper | 2019-11-06 | Cap-Tons | 1 |  |  | 0 | 0 | 0 | -16.196 | 0 | 35.0111 | [6 empty] | DEER:HVAC_Split-Package_HP | Annual | FALSE
Any | SWHC046AH | EPr | new | CZ14 | cDXHP | SWHC046-01 | ExAnte2019 | IOU workpaper | 2019-11-06 | Cap-Tons | 1 |  |  | 0 | 0 | 0 | -27.1736 | 0 | 35.6528 | [6 empty] | DEER:HVAC_Split-Package_HP | Annual | FALSE
Any | SWHC046AH | EPr | new | CZ15 | cDXHP | SWHC046-01 | ExAnte2019 | IOU workpaper | 2019-11-06 | Cap-Tons | 1 |  |  | 0 | 0 | 0 | 178.362 | 0 | 5.1621 | [6 empty] | DEER:HVAC_Split-Package_HP | Annual | FALSE
Any | SWHC046AH | EPr | new | CZ16 | cDXHP | SWHC046-01 | ExAnte2019 | IOU workpaper | 2019-11-06 | Cap-Tons | 1 |  |  | 0 | 0 | 0 | -531.7141 | 0 | 109.1819 | [6 empty] | DEER:HVAC_Split-Package_HP | Annual | FALSE
Any | SWHC046AH | ERC | new | CZ01 | cDXHP | SWHC046-01 | ExAnte2019 | IOU workpaper | 2019-11-06 | Cap-Tons | 1 |  |  | 0 | 0 | 0 | -633.6302 | 0 | 132.9112 | [6 empty] | DEER:HVAC_Split-Package_HP | Annual | FALSE
Any | SWHC046AH | ERC | new | CZ02 | cDXHP | SWHC046-01 | ExAnte2019 | IOU workpaper | 2019-11-06 | Cap-Tons | 1 |  |  | 0 | 0 | 0 | -367.1001 | 0 | 82.8738 | [6 empty] | DEER:HVAC_Split-Package_HP | Annual | FALSE
Any | SWHC046AH | ERC | new | CZ03 | cDXHP | SWHC046-01 | ExAnte2019 | IOU workpaper | 2019-11-06 | Cap-Tons | 1 |  |  | 0 | 0 | 0 | -228.4575 | 0 | 64.0743 | [6 empty] | DEER:HVAC_Split-Package_HP | Annual | FALSE
Any | SWHC046AH | ERC | new | CZ04 | cDXHP | SWHC046-01 | ExAnte2019 | IOU workpaper | 2019-11-06 | Cap-Tons | 1 |  |  | 0 | 0 | 0 | -234.2063 | 0 | 57.3458 | [6 empty] | DEER:HVAC_Split-Package_HP | Annual | FALSE
Any | SWHC046AH | ERC | new | CZ05 | cDXHP | SWHC046-01 | ExAnte2019 | IOU workpaper | 2019-11-06 | Cap-Tons | 1 |  |  | 0 | 0 | 0 | -309.3846 | 0 | 71.6575 | [6 empty] | DEER:HVAC_Split-Package_HP | Annual | FALSE
Any | SWHC046AH | ERC | new | CZ06 | cDXHP | SWHC046-01 | ExAnte2019 | IOU workpaper | 2019-11-06 | Cap-Tons | 1 |  |  | 0 | 0 | 0 | -73.0312 | 0 | 30.4767 | [6 empty] | DEER:HVAC_Split-Package_HP | Annual | FALSE
Any | SWHC046AH | ERC | new | CZ07 | cDXHP | SWHC046-01 | ExAnte2019 | IOU workpaper | 2019-11-06 | Cap-Tons | 1 |  |  | 0 | 0 | 0 | -28.7198 | 0 | 19.9844 | [6 empty] | DEER:HVAC_Split-Package_HP | Annual | FALSE
Any | SWHC046AH | ERC | new | CZ08 | cDXHP | SWHC046-01 | ExAnte2019 | IOU workpaper | 2019-11-06 | Cap-Tons | 1 |  |  | 0 | 0 | 0 | -41.2065 | 0 | 27.0257 | [6 empty] | DEER:HVAC_Split-Package_HP | Annual | FALSE
Any | SWHC046AH | ERC | new | CZ09 | cDXHP | SWHC046-01 | ExAnte2019 | IOU workpaper | 2019-11-06 | Cap-Tons | 1 |  |  | 0 | 0 | 0 | -26.2542 | 0 | 26.9494 | [6 empty] | DEER:HVAC_Split-Package_HP | Annual | FALSE
Any | SWHC046AH | ERC | new | CZ10 | cDXHP | SWHC046-01 | ExAnte2019 | IOU workpaper | 2019-11-06 | Cap-Tons | 1 |  |  | 0 | 0 | 0 | -46.8564 | 0 | 30.2945 | [6 empty] | DEER:HVAC_Split-Package_HP | Annual | FALSE
Any | SWHC046AH | ERC | new | CZ11 | cDXHP | SWHC046-01 | ExAnte2019 | IOU workpaper | 2019-11-06 | Cap-Tons | 1 |  |  | 0 | 0 | 0 | -189.6086 | 0 | 55.4827 | [6 empty] | DEER:HVAC_Split-Package_HP | Annual | FALSE
Any | SWHC046AH | ERC | new | CZ12 | cDXHP | SWHC046-01 | ExAnte2019 | IOU workpaper | 2019-11-06 | Cap-Tons | 1 |  |  | 0 | 0 | 0 | -235.8837 | 0 | 62.5458 | [6 empty] | DEER:HVAC_Split-Package_HP | Annual | FALSE
Any | SWHC046AH | ERC | new | CZ13 | cDXHP | SWHC046-01 | ExAnte2019 | IOU workpaper | 2019-11-06 | Cap-Tons | 1 |  |  | 0 | 0 | 0 | -151.8314 | 0 | 49.9279 | [6 empty] | DEER:HVAC_Split-Package_HP | Annual | FALSE
Any | SWHC046AH | ERC | new | CZ14 | cDXHP | SWHC046-01 | ExAnte2019 | IOU workpaper | 2019-11-06 | Cap-Tons | 1 |  |  | 0 | 0 | 0 | -181.7225 | 0 | 52.0353 | [6 empty] | DEER:HVAC_Split-Package_HP | Annual | FALSE
Any | SWHC046AH | ERC | new | CZ15 | cDXHP | SWHC046-01 | ExAnte2019 | IOU workpaper | 2019-11-06 | Cap-Tons | 1 |  |  | 0 | 0 | 0 | 122.9196 | 0 | 8.3573 | [6 empty] | DEER:HVAC_Split-Package_HP | Annual | FALSE
Any | SWHC046AH | ERC | new | CZ16 | cDXHP | SWHC046-01 | ExAnte2019 | IOU workpaper | 2019-11-06 | Cap-Tons | 1 |  |  | 0 | 0 | 0 | -894.913 | 0 | 146.298 | [6 empty] | DEER:HVAC_Split-Package_HP | Annual | FALSE
Any | SWHC046AH | ESe | new | CZ01 | cDXHP | SWHC046-01 | ExAnte2019 | IOU workpaper | 2019-11-06 | Cap-Tons | 1 |  |  | 0 | 0 | 0 | -274.1548 | 0 | 83.3038 | [6 empty] | DEER:HVAC_Split-Package_HP | Annual | FALSE
Any | SWHC046AH | ESe | new | CZ02 | cDXHP | SWHC046-01 | ExAnte2019 | IOU workpaper | 2019-11-06 | Cap-Tons | 1 |  |  | 0 | 0 | 0 | -113.5718 | 0 | 50.6571 | [6 empty] | DEER:HVAC_Split-Package_HP | Annual | FALSE
Any | SWHC046AH | ESe | new | CZ03 | cDXHP | SWHC046-01 | ExAnte2019 | IOU workpaper | 2019-11-06 | Cap-Tons | 1 |  |  | 0 | 0 | 0 | -39.1734 | 0 | 35.3761 | [6 empty] | DEER:HVAC_Split-Package_HP | Annual | FALSE
Any | SWHC046AH | ESe | new | CZ04 | cDXHP | SWHC046-01 | ExAnte2019 | IOU workpaper | 2019-11-06 | Cap-Tons | 1 |  |  | 0 | 0 | 0 | -23.9706 | 0 | 32.3191 | [6 empty] | DEER:HVAC_Split-Package_HP | Annual | FALSE
Any | SWHC046AH | ESe | new | CZ05 | cDXHP | SWHC046-01 | ExAnte2019 | IOU workpaper | 2019-11-06 | Cap-Tons | 1 |  |  | 0 | 0 | 0 | -44.0123 | 0 | 34.0673 | [6 empty] | DEER:HVAC_Split-Package_HP | Annual | FALSE
Any | SWHC046AH | ESe | new | CZ06 | cDXHP | SWHC046-01 | ExAnte2019 | IOU workpaper | 2019-11-06 | Cap-Tons | 1 |  |  | 0 | 0 | 0 | 64.951 | 0 | 14.0888 | [6 empty] | DEER:HVAC_Split-Package_HP | Annual | FALSE
Any | SWHC046AH | ESe | new | CZ07 | cDXHP | SWHC046-01 | ExAnte2019 | IOU workpaper | 2019-11-06 | Cap-Tons | 1 |  |  | 0 | 0 | 0 | 73.2053 | 0 | 9.7649 | [6 empty] | DEER:HVAC_Split-Package_HP | Annual | FALSE
Any | SWHC046AH | ESe | new | CZ08 | cDXHP | SWHC046-01 | ExAnte2019 | IOU workpaper | 2019-11-06 | Cap-Tons | 1 |  |  | 0 | 0 | 0 | 78.5347 | 0 | 13.1671 | [6 empty] | DEER:HVAC_Split-Package_HP | Annual | FALSE
Any | SWHC046AH | ESe | new | CZ09 | cDXHP | SWHC046-01 | ExAnte2019 | IOU workpaper | 2019-11-06 | Cap-Tons | 1 |  |  | 0 | 0 | 0 | 86.1897 | 0 | 15.0407 | [6 empty] | DEER:HVAC_Split-Package_HP | Annual | FALSE
Any | SWHC046AH | ESe | new | CZ10 | cDXHP | SWHC046-01 | ExAnte2019 | IOU workpaper | 2019-11-06 | Cap-Tons | 1 |  |  | 0 | 0 | 0 | 77.311 | 0 | 18.7741 | [6 empty] | DEER:HVAC_Split-Package_HP | Annual | FALSE
Any | SWHC046AH | ESe | new | CZ11 | cDXHP | SWHC046-01 | ExAnte2019 | IOU workpaper | 2019-11-06 | Cap-Tons | 1 |  |  | 0 | 0 | 0 | -40.5288 | 0 | 42.163 | [6 empty] | DEER:HVAC_Split-Package_HP | Annual | FALSE
Any | SWHC046AH | ESe | new | CZ12 | cDXHP | SWHC046-01 | ExAnte2019 | IOU workpaper | 2019-11-06 | Cap-Tons | 1 |  |  | 0 | 0 | 0 | -65.1493 | 0 | 44.7191 | [6 empty] | DEER:HVAC_Split-Package_HP | Annual | FALSE
Any | SWHC046AH | ESe | new | CZ13 | cDXHP | SWHC046-01 | ExAnte2019 | IOU workpaper | 2019-11-06 | Cap-Tons | 1 |  |  | 0 | 0 | 0 | -8.7996 | 0 | 36.9962 | [6 empty] | DEER:HVAC_Split-Package_HP | Annual | FALSE
Any | SWHC046AH | ESe | new | CZ14 | cDXHP | SWHC046-01 | ExAnte2019 | IOU workpaper | 2019-11-06 | Cap-Tons | 1 |  |  | 0 | 0 | 0 | -24.7023 | 0 | 38.7351 | [6 empty] | DEER:HVAC_Split-Package_HP | Annual | FALSE
Any | SWHC046AH | ESe | new | CZ15 | cDXHP | SWHC046-01 | ExAnte2019 | IOU workpaper | 2019-11-06 | Cap-Tons | 1 |  |  | 0 | 0 | 0 | 195.1988 | 0 | 5.6009 | [6 empty] | DEER:HVAC_Split-Package_HP | Annual | FALSE
Any | SWHC046AH | ESe | new | CZ16 | cDXHP | SWHC046-01 | ExAnte2019 | IOU workpaper | 2019-11-06 | Cap-Tons | 1 |  |  | 0 | 0 | 0 | -489.8407 | 0 | 100.2565 | [6 empty] | DEER:HVAC_Split-Package_HP | Annual | FALSE
Any | SWHC046AH | EUn | new | CZ01 | cDXHP | SWHC046-01 | ExAnte2019 | IOU workpaper | 2019-11-06 | Cap-Tons | 1 |  |  | 0 | 0 | 0 | -220.9654 | 0 | 89.3689 | [6 empty] | DEER:HVAC_Split-Package_HP | Annual | FALSE
Any | SWHC046AH | EUn | new | CZ02 | cDXHP | SWHC046-01 | ExAnte2019 | IOU workpaper | 2019-11-06 | Cap-Tons | 1 |  |  | 0 | 0 | 0 | -55.6781 | 0 | 55.6047 | [6 empty] | DEER:HVAC_Split-Package_HP | Annual | FALSE
Any | SWHC046AH | EUn | new | CZ03 | cDXHP | SWHC046-01 | ExAnte2019 | IOU workpaper | 2019-11-06 | Cap-Tons | 1 |  |  | 0 | 0 | 0 | -7.9698 | 0 | 44.8245 | [6 empty] | DEER:HVAC_Split-Package_HP | Annual | FALSE
Any | SWHC046AH | EUn | new | CZ04 | cDXHP | SWHC046-01 | ExAnte2019 | IOU workpaper | 2019-11-06 | Cap-Tons | 1 |  |  | 0 | 0 | 0 | 9.1613 | 0 | 40.8772 | [6 empty] | DEER:HVAC_Split-Package_HP | Annual | FALSE
Any | SWHC046AH | EUn | new | CZ05 | cDXHP | SWHC046-01 | ExAnte2019 | IOU workpaper | 2019-11-06 | Cap-Tons | 1 |  |  | 0 | 0 | 0 | -29.0049 | 0 | 45.8668 | [6 empty] | DEER:HVAC_Split-Package_HP | Annual | FALSE
Any | SWHC046AH | EUn | new | CZ06 | cDXHP | SWHC046-01 | ExAnte2019 | IOU workpaper | 2019-11-06 | Cap-Tons | 1 |  |  | 0 | 0 | 0 | 122.4182 | 0 | 19.2223 | [6 empty] | DEER:HVAC_Split-Package_HP | Annual | FALSE
Any | SWHC046AH | EUn | new | CZ07 | cDXHP | SWHC046-01 | ExAnte2019 | IOU workpaper | 2019-11-06 | Cap-Tons | 1 |  |  | 0 | 0 | 0 | 126.3218 | 0 | 13.8217 | [6 empty] | DEER:HVAC_Split-Package_HP | Annual | FALSE
Any | SWHC046AH | EUn | new | CZ08 | cDXHP | SWHC046-01 | ExAnte2019 | IOU workpaper | 2019-11-06 | Cap-Tons | 1 |  |  | 0 | 0 | 0 | 140.34 | 0 | 18.5573 | [6 empty] | DEER:HVAC_Split-Package_HP | Annual | FALSE
Any | SWHC046AH | EUn | new | CZ09 | cDXHP | SWHC046-01 | ExAnte2019 | IOU workpaper | 2019-11-06 | Cap-Tons | 1 |  |  | 0 | 0 | 0 | 159.8029 | 0 | 20.0475 | [6 empty] | DEER:HVAC_Split-Package_HP | Annual | FALSE
Any | SWHC046AH | EUn | new | CZ10 | cDXHP | SWHC046-01 | ExAnte2019 | IOU workpaper | 2019-11-06 | Cap-Tons | 1 |  |  | 0 | 0 | 0 | 167.9222 | 0 | 21.2498 | [6 empty] | DEER:HVAC_Split-Package_HP | Annual | FALSE
Any | SWHC046AH | EUn | new | CZ11 | cDXHP | SWHC046-01 | ExAnte2019 | IOU workpaper | 2019-11-06 | Cap-Tons | 1 |  |  | 0 | 0 | 0 | 74.9851 | 0 | 43.0346 | [6 empty] | DEER:HVAC_Split-Package_HP | Annual | FALSE
Any | SWHC046AH | EUn | new | CZ12 | cDXHP | SWHC046-01 | ExAnte2019 | IOU workpaper | 2019-11-06 | Cap-Tons | 1 |  |  | 0 | 0 | 0 | 32.0684 | 0 | 46.1267 | [6 empty] | DEER:HVAC_Split-Package_HP | Annual | FALSE
Any | SWHC046AH | EUn | new | CZ13 | cDXHP | SWHC046-01 | ExAnte2019 | IOU workpaper | 2019-11-06 | Cap-Tons | 1 |  |  | 0 | 0 | 0 | 103.6651 | 0 | 37.8155 | [6 empty] | DEER:HVAC_Split-Package_HP | Annual | FALSE
Any | SWHC046AH | EUn | new | CZ14 | cDXHP | SWHC046-01 | ExAnte2019 | IOU workpaper | 2019-11-06 | Cap-Tons | 1 |  |  | 0 | 0 | 0 | 80.8415 | 0 | 40.9443 | [6 empty] | DEER:HVAC_Split-Package_HP | Annual | FALSE
Any | SWHC046AH | EUn | new | CZ15 | cDXHP | SWHC046-01 | ExAnte2019 | IOU workpaper | 2019-11-06 | Cap-Tons | 1 |  |  | 0 | 0 | 0 | 339.7503 | 0 | 6.2621 | [6 empty] | DEER:HVAC_Split-Package_HP | Annual | FALSE
Any | SWHC046AH | EUn | new | CZ16 | cDXHP | SWHC046-01 | ExAnte2019 | IOU workpaper | 2019-11-06 | Cap-Tons | 1 |  |  | 0 | 0 | 0 | -449.534 | 0 | 107.372 | [6 empty] | DEER:HVAC_Split-Package_HP | Annual | FALSE
Any | SWHC046AH | Gro | new | CZ01 | cDXHP | SWHC046-01 | ExAnte2019 | IOU workpaper | 2019-11-06 | Cap-Tons | 1 |  |  | 0 | 0 | 0 | -1932.3306 | 0 | 495.8139 | [6 empty] | DEER:HVAC_Split-Package_HP | Annual | FALSE
Any | SWHC046AH | Gro | new | CZ02 | cDXHP | SWHC046-01 | ExAnte2019 | IOU workpaper | 2019-11-06 | Cap-Tons | 1 |  |  | 0 | 0 | 0 | -353.3668 | 0 | 166.7271 | [6 empty] | DEER:HVAC_Split-Package_HP | Annual | FALSE
Any | SWHC046AH | Gro | new | CZ03 | cDXHP | SWHC046-01 | ExAnte2019 | IOU workpaper | 2019-11-06 | Cap-Tons | 1 |  |  | 0 | 0 | 0 | -500.3328 | 0 | 220.784 | [6 empty] | DEER:HVAC_Split-Package_HP | Annual | FALSE
Any | SWHC046AH | Gro | new | CZ04 | cDXHP | SWHC046-01 | ExAnte2019 | IOU workpaper | 2019-11-06 | Cap-Tons | 1 |  |  | 0 | 0 | 0 | -190.7447 | 0 | 145.6467 | [6 empty] | DEER:HVAC_Split-Package_HP | Annual | FALSE
Any | SWHC046AH | Gro | new | CZ05 | cDXHP | SWHC046-01 | ExAnte2019 | IOU workpaper | 2019-11-06 | Cap-Tons | 1 |  |  | 0 | 0 | 0 | -674.6415 | 0 | 259.3241 | [6 empty] | DEER:HVAC_Split-Package_HP | Annual | FALSE
Any | SWHC046AH | Gro | new | CZ06 | cDXHP | SWHC046-01 | ExAnte2019 | IOU workpaper | 2019-11-06 | Cap-Tons | 1 |  |  | 0 | 0 | 0 | 20.7933 | 0 | 94.0896 | [6 empty] | DEER:HVAC_Split-Package_HP | Annual | FALSE
Any | SWHC046AH | Gro | new | CZ07 | cDXHP | SWHC046-01 | ExAnte2019 | IOU workpaper | 2019-11-06 | Cap-Tons | 1 |  |  | 0 | 0 | 0 | 86.1711 | 0 | 107.6816 | [6 empty] | DEER:HVAC_Split-Package_HP | Annual | FALSE
Any | SWHC046AH | Gro | new | CZ08 | cDXHP | SWHC046-01 | ExAnte2019 | IOU workpaper | 2019-11-06 | Cap-Tons | 1 |  |  | 0 | 0 | 0 | 185.2581 | 0 | 78.2483 | [6 empty] | DEER:HVAC_Split-Package_HP | Annual | FALSE
Any | SWHC046AH | Gro | new | CZ09 | cDXHP | SWHC046-01 | ExAnte2019 | IOU workpaper | 2019-11-06 | Cap-Tons | 1 |  |  | 0 | 0 | 0 | 209.3481 | 0 | 71.553 | [6 empty] | DEER:HVAC_Split-Package_HP | Annual | FALSE
Any | SWHC046AH | Gro | new | CZ10 | cDXHP | SWHC046-01 | ExAnte2019 | IOU workpaper | 2019-11-06 | Cap-Tons | 1 |  |  | 0 | 0 | 0 | 187.272 | 0 | 80.1494 | [6 empty] | DEER:HVAC_Split-Package_HP | Annual | FALSE
Any | SWHC046AH | Gro | new | CZ11 | cDXHP | SWHC046-01 | ExAnte2019 | IOU workpaper | 2019-11-06 | Cap-Tons | 1 |  |  | 0 | 0 | 0 | -69.4552 | 0 | 111.6264 | [6 empty] | DEER:HVAC_Split-Package_HP | Annual | FALSE
Any | SWHC046AH | Gro | new | CZ12 | cDXHP | SWHC046-01 | ExAnte2019 | IOU workpaper | 2019-11-06 | Cap-Tons | 1 |  |  | 0 | 0 | 0 | -75.3274 | 0 | 113.3425 | [6 empty] | DEER:HVAC_Split-Package_HP | Annual | FALSE
Any | SWHC046AH | Gro | new | CZ13 | cDXHP | SWHC046-01 | ExAnte2019 | IOU workpaper | 2019-11-06 | Cap-Tons | 1 |  |  | 0 | 0 | 0 | 38.0213 | 0 | 102.8094 | [6 empty] | DEER:HVAC_Split-Package_HP | Annual | FALSE
Any | SWHC046AH | Gro | new | CZ14 | cDXHP | SWHC046-01 | ExAnte2019 | IOU workpaper | 2019-11-06 | Cap-Tons | 1 |  |  | 0 | 0 | 0 | -37.5289 | 0 | 109.4773 | [6 empty] | DEER:HVAC_Split-Package_HP | Annual | FALSE
Any | SWHC046AH | Gro | new | CZ15 | cDXHP | SWHC046-01 | ExAnte2019 | IOU workpaper | 2019-11-06 | Cap-Tons | 1 |  |  | 0 | 0 | 0 | 550.3601 | 0 | 25.5129 | [6 empty] | DEER:HVAC_Split-Package_HP | Annual | FALSE
Any | SWHC046AH | Gro | new | CZ16 | cDXHP | SWHC046-01 | ExAnte2019 | IOU workpaper | 2019-11-06 | Cap-Tons | 1 |  |  | 0 | 0 | 0 | -1527.635 | 0 | 344.6307 | [6 empty] | DEER:HVAC_Split-Package_HP | Annual | FALSE
Any | SWHC046AH | Hsp | new | CZ01 | cDXHP | SWHC046-01 | ExAnte2019 | IOU workpaper | 2019-11-06 | Cap-Tons | 1 |  |  | 0 | 0 | 0 | 173.6889 | 0 | 82.6705 | [6 empty] | DEER:HVAC_Split-Package_HP | Annual | FALSE
Any | SWHC046AH | Hsp | new | CZ02 | cDXHP | SWHC046-01 | ExAnte2019 | IOU workpaper | 2019-11-06 | Cap-Tons | 1 |  |  | 0 | 0 | 0 | 282.9951 | 0 | 53.46 | [6 empty] | DEER:HVAC_Split-Package_HP | Annual | FALSE
Any | SWHC046AH | Hsp | new | CZ03 | cDXHP | SWHC046-01 | ExAnte2019 | IOU workpaper | 2019-11-06 | Cap-Tons | 1 |  |  | 0 | 0 | 0 | 323.5498 | 0 | 40.3935 | [6 empty] | DEER:HVAC_Split-Package_HP | Annual | FALSE
Any | SWHC046AH | Hsp | new | CZ04 | cDXHP | SWHC046-01 | ExAnte2019 | IOU workpaper | 2019-11-06 | Cap-Tons | 1 |  |  | 0 | 0 | 0 | 322.1325 | 0 | 39.9847 | [6 empty] | DEER:HVAC_Split-Package_HP | Annual | FALSE
Any | SWHC046AH | Hsp | new | CZ05 | cDXHP | SWHC046-01 | ExAnte2019 | IOU workpaper | 2019-11-06 | Cap-Tons | 1 |  |  | 0 | 0 | 0 | 300.4959 | 0 | 45.3414 | [6 empty] | DEER:HVAC_Split-Package_HP | Annual | FALSE
Any | SWHC046AH | Hsp | new | CZ06 | cDXHP | SWHC046-01 | ExAnte2019 | IOU workpaper | 2019-11-06 | Cap-Tons | 1 |  |  | 0 | 0 | 0 | 410.7272 | 0 | 19.6341 | [6 empty] | DEER:HVAC_Split-Package_HP | Annual | FALSE
Any | SWHC046AH | Hsp | new | CZ07 | cDXHP | SWHC046-01 | ExAnte2019 | IOU workpaper | 2019-11-06 | Cap-Tons | 1 |  |  | 0 | 0 | 0 | 424.777 | 0 | 8.9004 | [6 empty] | DEER:HVAC_Split-Package_HP | Annual | FALSE
Any | SWHC046AH | Hsp | new | CZ08 | cDXHP | SWHC046-01 | ExAnte2019 | IOU workpaper | 2019-11-06 | Cap-Tons | 1 |  |  | 0 | 0 | 0 | 443.224 | 0 | 14.9207 | [6 empty] | DEER:HVAC_Split-Package_HP | Annual | FALSE
Any | SWHC046AH | Hsp | new | CZ09 | cDXHP | SWHC046-01 | ExAnte2019 | IOU workpaper | 2019-11-06 | Cap-Tons | 1 |  |  | 0 | 0 | 0 | 440.5557 | 0 | 20.4632 | [6 empty] | DEER:HVAC_Split-Package_HP | Annual | FALSE
Any | SWHC046AH | Hsp | new | CZ10 | cDXHP | SWHC046-01 | ExAnte2019 | IOU workpaper | 2019-11-06 | Cap-Tons | 1 |  |  | 0 | 0 | 0 | 449.9799 | 0 | 24.6327 | [6 empty] | DEER:HVAC_Split-Package_HP | Annual | FALSE
Any | SWHC046AH | Hsp | new | CZ11 | cDXHP | SWHC046-01 | ExAnte2019 | IOU workpaper | 2019-11-06 | Cap-Tons | 1 |  |  | 0 | 0 | 0 | 338.6156 | 0 | 51.4632 | [6 empty] | DEER:HVAC_Split-Package_HP | Annual | FALSE
Any | SWHC046AH | Hsp | new | CZ12 | cDXHP | SWHC046-01 | ExAnte2019 | IOU workpaper | 2019-11-06 | Cap-Tons | 1 |  |  | 0 | 0 | 0 | 328.9783 | 0 | 48.746 | [6 empty] | DEER:HVAC_Split-Package_HP | Annual | FALSE
Any | SWHC046AH | Hsp | new | CZ13 | cDXHP | SWHC046-01 | ExAnte2019 | IOU workpaper | 2019-11-06 | Cap-Tons | 1 |  |  | 0 | 0 | 0 | 379.1859 | 0 | 45.542 | [6 empty] | DEER:HVAC_Split-Package_HP | Annual | FALSE
Any | SWHC046AH | Hsp | new | CZ14 | cDXHP | SWHC046-01 | ExAnte2019 | IOU workpaper | 2019-11-06 | Cap-Tons | 1 |  |  | 0 | 0 | 0 | 306.1267 | 0 | 57.1296 | [6 empty] | DEER:HVAC_Split-Package_HP | Annual | FALSE
Any | SWHC046AH | Hsp | new | CZ15 | cDXHP | SWHC046-01 | ExAnte2019 | IOU workpaper | 2019-11-06 | Cap-Tons | 1 |  |  | 0 | 0 | 0 | 630.0573 | 0 | 9.154 | [6 empty] | DEER:HVAC_Split-Package_HP | Annual | FALSE
Any | SWHC046AH | Hsp | new | CZ16 | cDXHP | SWHC046-01 | ExAnte2019 | IOU workpaper | 2019-11-06 | Cap-Tons | 1 |  |  | 0 | 0 | 0 | -152.6364 | 0 | 124.1252 | [6 empty] | DEER:HVAC_Split-Package_HP | Annual | FALSE
Any | SWHC046AH | Htl | new | CZ01 | cDXHP | SWHC046-01 | ExAnte2019 | IOU workpaper | 2019-11-06 | Cap-Tons | 1 |  |  | 0 | 0 | 0 | -781.2224 | 0 | 223.0096 | [6 empty] | DEER:HVAC_Split-Package_HP | Annual | FALSE
Any | SWHC046AH | Htl | new | CZ02 | cDXHP | SWHC046-01 | ExAnte2019 | IOU workpaper | 2019-11-06 | Cap-Tons | 1 |  |  | 0 | 0 | 0 | -374.3459 | 0 | 140.5977 | [6 empty] | DEER:HVAC_Split-Package_HP | Annual | FALSE
Any | SWHC046AH | Htl | new | CZ03 | cDXHP | SWHC046-01 | ExAnte2019 | IOU workpaper | 2019-11-06 | Cap-Tons | 1 |  |  | 0 | 0 | 0 | -224.7759 | 0 | 121.7735 | [6 empty] | DEER:HVAC_Split-Package_HP | Annual | FALSE
Any | SWHC046AH | Htl | new | CZ04 | cDXHP | SWHC046-01 | ExAnte2019 | IOU workpaper | 2019-11-06 | Cap-Tons | 1 |  |  | 0 | 0 | 0 | -195.6645 | 0 | 102.1176 | [6 empty] | DEER:HVAC_Split-Package_HP | Annual | FALSE
Any | SWHC046AH | Htl | new | CZ05 | cDXHP | SWHC046-01 | ExAnte2019 | IOU workpaper | 2019-11-06 | Cap-Tons | 1 |  |  | 0 | 0 | 0 | -318.482 | 0 | 131.1556 | [6 empty] | DEER:HVAC_Split-Package_HP | Annual | FALSE
Any | SWHC046AH | Htl | new | CZ06 | cDXHP | SWHC046-01 | ExAnte2019 | IOU workpaper | 2019-11-06 | Cap-Tons | 1 |  |  | 0 | 0 | 0 | 76.0857 | 0 | 60.4969 | [6 empty] | DEER:HVAC_Split-Package_HP | Annual | FALSE
Any | SWHC046AH | Htl | new | CZ07 | cDXHP | SWHC046-01 | ExAnte2019 | IOU workpaper | 2019-11-06 | Cap-Tons | 1 |  |  | 0 | 0 | 0 | 139.3635 | 0 | 42.1042 | [6 empty] | DEER:HVAC_Split-Package_HP | Annual | FALSE
Any | SWHC046AH | Htl | new | CZ08 | cDXHP | SWHC046-01 | ExAnte2019 | IOU workpaper | 2019-11-06 | Cap-Tons | 1 |  |  | 0 | 0 | 0 | 160.2085 | 0 | 49.3835 | [6 empty] | DEER:HVAC_Split-Package_HP | Annual | FALSE
Any | SWHC046AH | Htl | new | CZ09 | cDXHP | SWHC046-01 | ExAnte2019 | IOU workpaper | 2019-11-06 | Cap-Tons | 1 |  |  | 0 | 0 | 0 | 162.9586 | 0 | 53.9728 | [6 empty] | DEER:HVAC_Split-Package_HP | Annual | FALSE
Any | SWHC046AH | Htl | new | CZ10 | cDXHP | SWHC046-01 | ExAnte2019 | IOU workpaper | 2019-11-06 | Cap-Tons | 1 |  |  | 0 | 0 | 0 | 144.8399 | 0 | 63.0489 | [6 empty] | DEER:HVAC_Split-Package_HP | Annual | FALSE
Any | SWHC046AH | Htl | new | CZ11 | cDXHP | SWHC046-01 | ExAnte2019 | IOU workpaper | 2019-11-06 | Cap-Tons | 1 |  |  | 0 | 0 | 0 | -70.2381 | 0 | 104.9011 | [6 empty] | DEER:HVAC_Split-Package_HP | Annual | FALSE
Any | SWHC046AH | Htl | new | CZ12 | cDXHP | SWHC046-01 | ExAnte2019 | IOU workpaper | 2019-11-06 | Cap-Tons | 1 |  |  | 0 | 0 | 0 | -122.3 | 0 | 111.6169 | [6 empty] | DEER:HVAC_Split-Package_HP | Annual | FALSE
Any | SWHC046AH | Htl | new | CZ13 | cDXHP | SWHC046-01 | ExAnte2019 | IOU workpaper | 2019-11-06 | Cap-Tons | 1 |  |  | 0 | 0 | 0 | 3.9473 | 0 | 93.8156 | [6 empty] | DEER:HVAC_Split-Package_HP | Annual | FALSE
Any | SWHC046AH | Htl | new | CZ14 | cDXHP | SWHC046-01 | ExAnte2019 | IOU workpaper | 2019-11-06 | Cap-Tons | 1 |  |  | 0 | 0 | 0 | -105.2084 | 0 | 108.3647 | [6 empty] | DEER:HVAC_Split-Package_HP | Annual | FALSE
Any | SWHC046AH | Htl | new | CZ15 | cDXHP | SWHC046-01 | ExAnte2019 | IOU workpaper | 2019-11-06 | Cap-Tons | 1 |  |  | 0 | 0 | 0 | 483.1782 | 0 | 23.5726 | [6 empty] | DEER:HVAC_Split-Package_HP | Annual | FALSE
Any | SWHC046AH | Htl | new | CZ16 | cDXHP | SWHC046-01 | ExAnte2019 | IOU workpaper | 2019-11-06 | Cap-Tons | 1 |  |  | 0 | 0 | 0 | -1221.3844 | 0 | 241.3126 | [6 empty] | DEER:HVAC_Split-Package_HP | Annual | FALSE
Any | SWHC046AH | MBT | new | CZ01 | cDXHP | SWHC046-01 | ExAnte2019 | IOU workpaper | 2019-11-06 | Cap-Tons | 1 |  |  | 0 | 0 | 0 | -129.0768 | 0 | 59.5501 | [6 empty] | DEER:HVAC_Split-Package_HP | Annual | FALSE
Any | SWHC046AH | MBT | new | CZ02 | cDXHP | SWHC046-01 | ExAnte2019 | IOU workpaper | 2019-11-06 | Cap-Tons | 1 |  |  | 0 | 0 | 0 | 19.4119 | 0 | 32.8205 | [6 empty] | DEER:HVAC_Split-Package_HP | Annual | FALSE
Any | SWHC046AH | MBT | new | CZ03 | cDXHP | SWHC046-01 | ExAnte2019 | IOU workpaper | 2019-11-06 | Cap-Tons | 1 |  |  | 0 | 0 | 0 | 29.9696 | 0 | 28.1691 | [6 empty] | DEER:HVAC_Split-Package_HP | Annual | FALSE
Any | SWHC046AH | MBT | new | CZ04 | cDXHP | SWHC046-01 | ExAnte2019 | IOU workpaper | 2019-11-06 | Cap-Tons | 1 |  |  | 0 | 0 | 0 | 60.678 | 0 | 22.6416 | [6 empty] | DEER:HVAC_Split-Package_HP | Annual | FALSE
Any | SWHC046AH | MBT | new | CZ05 | cDXHP | SWHC046-01 | ExAnte2019 | IOU workpaper | 2019-11-06 | Cap-Tons | 1 |  |  | 0 | 0 | 0 | 16.8498 | 0 | 28.6579 | [6 empty] | DEER:HVAC_Split-Package_HP | Annual | FALSE
Any | SWHC046AH | MBT | new | CZ06 | cDXHP | SWHC046-01 | ExAnte2019 | IOU workpaper | 2019-11-06 | Cap-Tons | 1 |  |  | 0 | 0 | 0 | 120.9446 | 0 | 12.5615 | [6 empty] | DEER:HVAC_Split-Package_HP | Annual | FALSE
Any | SWHC046AH | MBT | new | CZ07 | cDXHP | SWHC046-01 | ExAnte2019 | IOU workpaper | 2019-11-06 | Cap-Tons | 1 |  |  | 0 | 0 | 0 | 114.2611 | 0 | 9.0892 | [6 empty] | DEER:HVAC_Split-Package_HP | Annual | FALSE
Any | SWHC046AH | MBT | new | CZ08 | cDXHP | SWHC046-01 | ExAnte2019 | IOU workpaper | 2019-11-06 | Cap-Tons | 1 |  |  | 0 | 0 | 0 | 141.6377 | 0 | 10.7855 | [6 empty] | DEER:HVAC_Split-Package_HP | Annual | FALSE
Any | SWHC046AH | MBT | new | CZ09 | cDXHP | SWHC046-01 | ExAnte2019 | IOU workpaper | 2019-11-06 | Cap-Tons | 1 |  |  | 0 | 0 | 0 | 166.1696 | 0 | 13.2159 | [6 empty] | DEER:HVAC_Split-Package_HP | Annual | FALSE
Any | SWHC046AH | MBT | new | CZ10 | cDXHP | SWHC046-01 | ExAnte2019 | IOU workpaper | 2019-11-06 | Cap-Tons | 1 |  |  | 0 | 0 | 0 | 170.0353 | 0 | 13.3681 | [6 empty] | DEER:HVAC_Split-Package_HP | Annual | FALSE
Any | SWHC046AH | MBT | new | CZ11 | cDXHP | SWHC046-01 | ExAnte2019 | IOU workpaper | 2019-11-06 | Cap-Tons | 1 |  |  | 0 | 0 | 0 | 124.2782 | 0 | 26.1667 | [6 empty] | DEER:HVAC_Split-Package_HP | Annual | FALSE
Any | SWHC046AH | MBT | new | CZ12 | cDXHP | SWHC046-01 | ExAnte2019 | IOU workpaper | 2019-11-06 | Cap-Tons | 1 |  |  | 0 | 0 | 0 | 89.1482 | 0 | 27.7152 | [6 empty] | DEER:HVAC_Split-Package_HP | Annual | FALSE
Any | SWHC046AH | MBT | new | CZ13 | cDXHP | SWHC046-01 | ExAnte2019 | IOU workpaper | 2019-11-06 | Cap-Tons | 1 |  |  | 0 | 0 | 0 | 138.6062 | 0 | 23.7597 | [6 empty] | DEER:HVAC_Split-Package_HP | Annual | FALSE
Any | SWHC046AH | MBT | new | CZ14 | cDXHP | SWHC046-01 | ExAnte2019 | IOU workpaper | 2019-11-06 | Cap-Tons | 1 |  |  | 0 | 0 | 0 | 124.799 | 0 | 27.1551 | [6 empty] | DEER:HVAC_Split-Package_HP | Annual | FALSE
Any | SWHC046AH | MBT | new | CZ15 | cDXHP | SWHC046-01 | ExAnte2019 | IOU workpaper | 2019-11-06 | Cap-Tons | 1 |  |  | 0 | 0 | 0 | 300.8051 | 0 | 4.2416 | [6 empty] | DEER:HVAC_Split-Package_HP | Annual | FALSE
Any | SWHC046AH | MBT | new | CZ16 | cDXHP | SWHC046-01 | ExAnte2019 | IOU workpaper | 2019-11-06 | Cap-Tons | 1 |  |  | 0 | 0 | 0 | -278.016 | 0 | 77.4262 | [6 empty] | DEER:HVAC_Split-Package_HP | Annual | FALSE
Any | SWHC046AH | MLI | new | CZ01 | cDXHP | SWHC046-01 | ExAnte2019 | IOU workpaper | 2019-11-06 | Cap-Tons | 1 |  |  | 0 | 0 | 0 | -411.6864 | 0 | 89.1962 | [6 empty] | DEER:HVAC_Split-Package_HP | Annual | FALSE
Any | SWHC046AH | MLI | new | CZ02 | cDXHP | SWHC046-01 | ExAnte2019 | IOU workpaper | 2019-11-06 | Cap-Tons | 1 |  |  | 0 | 0 | 0 | -168.2897 | 0 | 56.3546 | [6 empty] | DEER:HVAC_Split-Package_HP | Annual | FALSE
Any | SWHC046AH | MLI | new | CZ03 | cDXHP | SWHC046-01 | ExAnte2019 | IOU workpaper | 2019-11-06 | Cap-Tons | 1 |  |  | 0 | 0 | 0 | -102.7115 | 0 | 45.8295 | [6 empty] | DEER:HVAC_Split-Package_HP | Annual | FALSE
Any | SWHC046AH | MLI | new | CZ04 | cDXHP | SWHC046-01 | ExAnte2019 | IOU workpaper | 2019-11-06 | Cap-Tons | 1 |  |  | 0 | 0 | 0 | -93.9054 | 0 | 41.9732 | [6 empty] | DEER:HVAC_Split-Package_HP | Annual | FALSE
Any | SWHC046AH | MLI | new | CZ05 | cDXHP | SWHC046-01 | ExAnte2019 | IOU workpaper | 2019-11-06 | Cap-Tons | 1 |  |  | 0 | 0 | 0 | -147.2059 | 0 | 49.7375 | [6 empty] | DEER:HVAC_Split-Package_HP | Annual | FALSE
Any | SWHC046AH | MLI | new | CZ06 | cDXHP | SWHC046-01 | ExAnte2019 | IOU workpaper | 2019-11-06 | Cap-Tons | 1 |  |  | 0 | 0 | 0 | 50.648 | 0 | 22.5617 | [6 empty] | DEER:HVAC_Split-Package_HP | Annual | FALSE
Any | SWHC046AH | MLI | new | CZ07 | cDXHP | SWHC046-01 | ExAnte2019 | IOU workpaper | 2019-11-06 | Cap-Tons | 1 |  |  | 0 | 0 | 0 | 90.8775 | 0 | 14.7493 | [6 empty] | DEER:HVAC_Split-Package_HP | Annual | FALSE
Any | SWHC046AH | MLI | new | CZ08 | cDXHP | SWHC046-01 | ExAnte2019 | IOU workpaper | 2019-11-06 | Cap-Tons | 1 |  |  | 0 | 0 | 0 | 94.3552 | 0 | 20.7185 | [6 empty] | DEER:HVAC_Split-Package_HP | Annual | FALSE
Any | SWHC046AH | MLI | new | CZ09 | cDXHP | SWHC046-01 | ExAnte2019 | IOU workpaper | 2019-11-06 | Cap-Tons | 1 |  |  | 0 | 0 | 0 | 104.3325 | 0 | 22.2397 | [6 empty] | DEER:HVAC_Split-Package_HP | Annual | FALSE
Any | SWHC046AH | MLI | new | CZ10 | cDXHP | SWHC046-01 | ExAnte2019 | IOU workpaper | 2019-11-06 | Cap-Tons | 1 |  |  | 0 | 0 | 0 | 100.6078 | 0 | 22.7538 | [6 empty] | DEER:HVAC_Split-Package_HP | Annual | FALSE
Any | SWHC046AH | MLI | new | CZ11 | cDXHP | SWHC046-01 | ExAnte2019 | IOU workpaper | 2019-11-06 | Cap-Tons | 1 |  |  | 0 | 0 | 0 | -27.7173 | 0 | 43.4691 | [6 empty] | DEER:HVAC_Split-Package_HP | Annual | FALSE
Any | SWHC046AH | MLI | new | CZ12 | cDXHP | SWHC046-01 | ExAnte2019 | IOU workpaper | 2019-11-06 | Cap-Tons | 1 |  |  | 0 | 0 | 0 | -54.0484 | 0 | 44.9258 | [6 empty] | DEER:HVAC_Split-Package_HP | Annual | FALSE
Any | SWHC046AH | MLI | new | CZ13 | cDXHP | SWHC046-01 | ExAnte2019 | IOU workpaper | 2019-11-06 | Cap-Tons | 1 |  |  | 0 | 0 | 0 | 18.5831 | 0 | 36.7715 | [6 empty] | DEER:HVAC_Split-Package_HP | Annual | FALSE
Any | SWHC046AH | MLI | new | CZ14 | cDXHP | SWHC046-01 | ExAnte2019 | IOU workpaper | 2019-11-06 | Cap-Tons | 1 |  |  | 0 | 0 | 0 | -54.0264 | 0 | 46.6009 | [6 empty] | DEER:HVAC_Split-Package_HP | Annual | FALSE
Any | SWHC046AH | MLI | new | CZ15 | cDXHP | SWHC046-01 | ExAnte2019 | IOU workpaper | 2019-11-06 | Cap-Tons | 1 |  |  | 0 | 0 | 0 | 258.0017 | 0 | 6.4602 | [6 empty] | DEER:HVAC_Split-Package_HP | Annual | FALSE
Any | SWHC046AH | MLI | new | CZ16 | cDXHP | SWHC046-01 | ExAnte2019 | IOU workpaper | 2019-11-06 | Cap-Tons | 1 |  |  | 0 | 0 | 0 | -630.5605 | 0 | 105.6131 | [6 empty] | DEER:HVAC_Split-Package_HP | Annual | FALSE
Any | SWHC046AH | Mtl | new | CZ01 | cDXHP | SWHC046-01 | ExAnte2019 | IOU workpaper | 2019-11-06 | Cap-Tons | 1 |  |  | 0 | 0 | 0 | 85.4166 | 0 | 110.1453 | [6 empty] | DEER:HVAC_Split-Package_HP | Annual | FALSE
Any | SWHC046AH | Mtl | new | CZ02 | cDXHP | SWHC046-01 | ExAnte2019 | IOU workpaper | 2019-11-06 | Cap-Tons | 1 |  |  | 0 | 0 | 0 | 101.4485 | 0 | 102.051 | [6 empty] | DEER:HVAC_Split-Package_HP | Annual | FALSE
Any | SWHC046AH | Mtl | new | CZ03 | cDXHP | SWHC046-01 | ExAnte2019 | IOU workpaper | 2019-11-06 | Cap-Tons | 1 |  |  | 0 | 0 | 0 | 277.1131 | 0 | 54.9672 | [6 empty] | DEER:HVAC_Split-Package_HP | Annual | FALSE
Any | SWHC046AH | Mtl | new | CZ04 | cDXHP | SWHC046-01 | ExAnte2019 | IOU workpaper | 2019-11-06 | Cap-Tons | 1 |  |  | 0 | 0 | 0 | 172.1817 | 0 | 76.0815 | [6 empty] | DEER:HVAC_Split-Package_HP | Annual | FALSE
Any | SWHC046AH | Mtl | new | CZ05 | cDXHP | SWHC046-01 | ExAnte2019 | IOU workpaper | 2019-11-06 | Cap-Tons | 1 |  |  | 0 | 0 | 0 | 235.1378 | 0 | 66.0253 | [6 empty] | DEER:HVAC_Split-Package_HP | Annual | FALSE
Any | SWHC046AH | Mtl | new | CZ06 | cDXHP | SWHC046-01 | ExAnte2019 | IOU workpaper | 2019-11-06 | Cap-Tons | 1 |  |  | 0 | 0 | 0 | 401.957 | 0 | 20.9138 | [6 empty] | DEER:HVAC_Split-Package_HP | Annual | FALSE
Any | SWHC046AH | Mtl | new | CZ07 | cDXHP | SWHC046-01 | ExAnte2019 | IOU workpaper | 2019-11-06 | Cap-Tons | 1 |  |  | 0 | 0 | 0 | 414.8602 | 0 | 7.3958 | [6 empty] | DEER:HVAC_Split-Package_HP | Annual | FALSE
Any | SWHC046AH | Mtl | new | CZ08 | cDXHP | SWHC046-01 | ExAnte2019 | IOU workpaper | 2019-11-06 | Cap-Tons | 1 |  |  | 0 | 0 | 0 | 384.2154 | 0 | 22.4135 | [6 empty] | DEER:HVAC_Split-Package_HP | Annual | FALSE
Any | SWHC046AH | Mtl | new | CZ09 | cDXHP | SWHC046-01 | ExAnte2019 | IOU workpaper | 2019-11-06 | Cap-Tons | 1 |  |  | 0 | 0 | 0 | 429.1616 | 0 | 24.8429 | [6 empty] | DEER:HVAC_Split-Package_HP | Annual | FALSE
Any | SWHC046AH | Mtl | new | CZ10 | cDXHP | SWHC046-01 | ExAnte2019 | IOU workpaper | 2019-11-06 | Cap-Tons | 1 |  |  | 0 | 0 | 0 | 408.1526 | 0 | 38.6048 | [6 empty] | DEER:HVAC_Split-Package_HP | Annual | FALSE
Any | SWHC046AH | Mtl | new | CZ11 | cDXHP | SWHC046-01 | ExAnte2019 | IOU workpaper | 2019-11-06 | Cap-Tons | 1 |  |  | 0 | 0 | 0 | 301.513 | 0 | 68.6905 | [6 empty] | DEER:HVAC_Split-Package_HP | Annual | FALSE
Any | SWHC046AH | Mtl | new | CZ12 | cDXHP | SWHC046-01 | ExAnte2019 | IOU workpaper | 2019-11-06 | Cap-Tons | 1 |  |  | 0 | 0 | 0 | 242.9036 | 0 | 73.9932 | [6 empty] | DEER:HVAC_Split-Package_HP | Annual | FALSE
Any | SWHC046AH | Mtl | new | CZ13 | cDXHP | SWHC046-01 | ExAnte2019 | IOU workpaper | 2019-11-06 | Cap-Tons | 1 |  |  | 0 | 0 | 0 | 345.2201 | 0 | 60.5526 | [6 empty] | DEER:HVAC_Split-Package_HP | Annual | FALSE
Any | SWHC046AH | Mtl | new | CZ14 | cDXHP | SWHC046-01 | ExAnte2019 | IOU workpaper | 2019-11-06 | Cap-Tons | 1 |  |  | 0 | 0 | 0 | 255.7756 | 0 | 76.0801 | [6 empty] | DEER:HVAC_Split-Package_HP | Annual | FALSE
Any | SWHC046AH | Mtl | new | CZ15 | cDXHP | SWHC046-01 | ExAnte2019 | IOU workpaper | 2019-11-06 | Cap-Tons | 1 |  |  | 0 | 0 | 0 | 678.3642 | 0 | 9.2801 | [6 empty] | DEER:HVAC_Split-Package_HP | Annual | FALSE
Any | SWHC046AH | Mtl | new | CZ16 | cDXHP | SWHC046-01 | ExAnte2019 | IOU workpaper | 2019-11-06 | Cap-Tons | 1 |  |  | 0 | 0 | 0 | -252.8099 | 0 | 148.0988 | [6 empty] | DEER:HVAC_Split-Package_HP | Annual | FALSE
Any | SWHC046AH | Nrs | new | CZ01 | cDXHP | SWHC046-01 | ExAnte2019 | IOU workpaper | 2019-11-06 | Cap-Tons | 1 |  |  | 0 | 0 | 0 | -162.3301 | 0 | 126.6811 | [6 empty] | DEER:HVAC_Split-Package_HP | Annual | FALSE
Any | SWHC046AH | Nrs | new | CZ02 | cDXHP | SWHC046-01 | ExAnte2019 | IOU workpaper | 2019-11-06 | Cap-Tons | 1 |  |  | 0 | 0 | 0 | 10.1111 | 0 | 90.6964 | [6 empty] | DEER:HVAC_Split-Package_HP | Annual | FALSE
Any | SWHC046AH | Nrs | new | CZ03 | cDXHP | SWHC046-01 | ExAnte2019 | IOU workpaper | 2019-11-06 | Cap-Tons | 1 |  |  | 0 | 0 | 0 | 95.7579 | 0 | 72.2748 | [6 empty] | DEER:HVAC_Split-Package_HP | Annual | FALSE
Any | SWHC046AH | Nrs | new | CZ04 | cDXHP | SWHC046-01 | ExAnte2019 | IOU workpaper | 2019-11-06 | Cap-Tons | 1 |  |  | 0 | 0 | 0 | 101.4546 | 0 | 68.4209 | [6 empty] | DEER:HVAC_Split-Package_HP | Annual | FALSE
Any | SWHC046AH | Nrs | new | CZ05 | cDXHP | SWHC046-01 | ExAnte2019 | IOU workpaper | 2019-11-06 | Cap-Tons | 1 |  |  | 0 | 0 | 0 | 8.3109 | 0 | 82.7513 | [6 empty] | DEER:HVAC_Split-Package_HP | Annual | FALSE
Any | SWHC046AH | Nrs | new | CZ06 | cDXHP | SWHC046-01 | ExAnte2019 | IOU workpaper | 2019-11-06 | Cap-Tons | 1 |  |  | 0 | 0 | 0 | 244.0308 | 0 | 42.62 | [6 empty] | DEER:HVAC_Split-Package_HP | Annual | FALSE
Any | SWHC046AH | Nrs | new | CZ07 | cDXHP | SWHC046-01 | ExAnte2019 | IOU workpaper | 2019-11-06 | Cap-Tons | 1 |  |  | 0 | 0 | 0 | 270.2988 | 0 | 27.9287 | [6 empty] | DEER:HVAC_Split-Package_HP | Annual | FALSE
Any | SWHC046AH | Nrs | new | CZ08 | cDXHP | SWHC046-01 | ExAnte2019 | IOU workpaper | 2019-11-06 | Cap-Tons | 1 |  |  | 0 | 0 | 0 | 292.2222 | 0 | 35.2997 | [6 empty] | DEER:HVAC_Split-Package_HP | Annual | FALSE
Any | SWHC046AH | Nrs | new | CZ09 | cDXHP | SWHC046-01 | ExAnte2019 | IOU workpaper | 2019-11-06 | Cap-Tons | 1 |  |  | 0 | 0 | 0 | 280.268 | 0 | 41.1854 | [6 empty] | DEER:HVAC_Split-Package_HP | Annual | FALSE
Any | SWHC046AH | Nrs | new | CZ10 | cDXHP | SWHC046-01 | ExAnte2019 | IOU workpaper | 2019-11-06 | Cap-Tons | 1 |  |  | 0 | 0 | 0 | 264.525 | 0 | 48.5475 | [6 empty] | DEER:HVAC_Split-Package_HP | Annual | FALSE
Any | SWHC046AH | Nrs | new | CZ11 | cDXHP | SWHC046-01 | ExAnte2019 | IOU workpaper | 2019-11-06 | Cap-Tons | 1 |  |  | 0 | 0 | 0 | 110.2224 | 0 | 73.9133 | [6 empty] | DEER:HVAC_Split-Package_HP | Annual | FALSE
Any | SWHC046AH | Nrs | new | CZ12 | cDXHP | SWHC046-01 | ExAnte2019 | IOU workpaper | 2019-11-06 | Cap-Tons | 1 |  |  | 0 | 0 | 0 | 114.5509 | 0 | 75.4842 | [6 empty] | DEER:HVAC_Split-Package_HP | Annual | FALSE
Any | SWHC046AH | Nrs | new | CZ13 | cDXHP | SWHC046-01 | ExAnte2019 | IOU workpaper | 2019-11-06 | Cap-Tons | 1 |  |  | 0 | 0 | 0 | 189.5523 | 0 | 66.8445 | [6 empty] | DEER:HVAC_Split-Package_HP | Annual | FALSE
Any | SWHC046AH | Nrs | new | CZ14 | cDXHP | SWHC046-01 | ExAnte2019 | IOU workpaper | 2019-11-06 | Cap-Tons | 1 |  |  | 0 | 0 | 0 | 61.1266 | 0 | 80.4743 | [6 empty] | DEER:HVAC_Split-Package_HP | Annual | FALSE
Any | SWHC046AH | Nrs | new | CZ15 | cDXHP | SWHC046-01 | ExAnte2019 | IOU workpaper | 2019-11-06 | Cap-Tons | 1 |  |  | 0 | 0 | 0 | 480.1409 | 0 | 20.4302 | [6 empty] | DEER:HVAC_Split-Package_HP | Annual | FALSE
Any | SWHC046AH | Nrs | new | CZ16 | cDXHP | SWHC046-01 | ExAnte2019 | IOU workpaper | 2019-11-06 | Cap-Tons | 1 |  |  | 0 | 0 | 0 | -456.8984 | 0 | 155.9127 | [6 empty] | DEER:HVAC_Split-Package_HP | Annual | FALSE
Any | SWHC046AH | OfL | new | CZ01 | cDXHP | SWHC046-01 | ExAnte2019 | IOU workpaper | 2019-11-06 | Cap-Tons | 1 |  |  | 0 | 0 | 0 | 113.6493 | 0 | 11.9138 | [6 empty] | DEER:HVAC_Split-Package_HP | Annual | FALSE
Any | SWHC046AH | OfL | new | CZ02 | cDXHP | SWHC046-01 | ExAnte2019 | IOU workpaper | 2019-11-06 | Cap-Tons | 1 |  |  | 0 | 0 | 0 | 143.768 | 0 | 7.5098 | [6 empty] | DEER:HVAC_Split-Package_HP | Annual | FALSE
Any | SWHC046AH | OfL | new | CZ03 | cDXHP | SWHC046-01 | ExAnte2019 | IOU workpaper | 2019-11-06 | Cap-Tons | 1 |  |  | 0 | 0 | 0 | 128.6184 | 0 | 5.3599 | [6 empty] | DEER:HVAC_Split-Package_HP | Annual | FALSE
Any | SWHC046AH | OfL | new | CZ04 | cDXHP | SWHC046-01 | ExAnte2019 | IOU workpaper | 2019-11-06 | Cap-Tons | 1 |  |  | 0 | 0 | 0 | 141.3482 | 0 | 6.2101 | [6 empty] | DEER:HVAC_Split-Package_HP | Annual | FALSE
Any | SWHC046AH | OfL | new | CZ05 | cDXHP | SWHC046-01 | ExAnte2019 | IOU workpaper | 2019-11-06 | Cap-Tons | 1 |  |  | 0 | 0 | 0 | 125.3908 | 0 | 5.2696 | [6 empty] | DEER:HVAC_Split-Package_HP | Annual | FALSE
Any | SWHC046AH | OfL | new | CZ06 | cDXHP | SWHC046-01 | ExAnte2019 | IOU workpaper | 2019-11-06 | Cap-Tons | 1 |  |  | 0 | 0 | 0 | 169.9749 | 0 | 1.3918 | [6 empty] | DEER:HVAC_Split-Package_HP | Annual | FALSE
Any | SWHC046AH | OfL | new | CZ07 | cDXHP | SWHC046-01 | ExAnte2019 | IOU workpaper | 2019-11-06 | Cap-Tons | 1 |  |  | 0 | 0 | 0 | 150.8356 | 0 | 0.4502 | [6 empty] | DEER:HVAC_Split-Package_HP | Annual | FALSE
Any | SWHC046AH | OfL | new | CZ08 | cDXHP | SWHC046-01 | ExAnte2019 | IOU workpaper | 2019-11-06 | Cap-Tons | 1 |  |  | 0 | 0 | 0 | 176.8765 | 0 | 1.415 | [6 empty] | DEER:HVAC_Split-Package_HP | Annual | FALSE
Any | SWHC046AH | OfL | new | CZ09 | cDXHP | SWHC046-01 | ExAnte2019 | IOU workpaper | 2019-11-06 | Cap-Tons | 1 |  |  | 0 | 0 | 0 | 193.3691 | 0 | 2.1676 | [6 empty] | DEER:HVAC_Split-Package_HP | Annual | FALSE
Any | SWHC046AH | OfL | new | CZ10 | cDXHP | SWHC046-01 | ExAnte2019 | IOU workpaper | 2019-11-06 | Cap-Tons | 1 |  |  | 0 | 0 | 0 | 201.4502 | 0 | 1.7083 | [6 empty] | DEER:HVAC_Split-Package_HP | Annual | FALSE
Any | SWHC046AH | OfL | new | CZ11 | cDXHP | SWHC046-01 | ExAnte2019 | IOU workpaper | 2019-11-06 | Cap-Tons | 1 |  |  | 0 | 0 | 0 | 189.7965 | 0 | 7.1883 | [6 empty] | DEER:HVAC_Split-Package_HP | Annual | FALSE
Any | SWHC046AH | OfL | new | CZ12 | cDXHP | SWHC046-01 | ExAnte2019 | IOU workpaper | 2019-11-06 | Cap-Tons | 1 |  |  | 0 | 0 | 0 | 167.0857 | 0 | 6.8855 | [6 empty] | DEER:HVAC_Split-Package_HP | Annual | FALSE
Any | SWHC046AH | OfL | new | CZ13 | cDXHP | SWHC046-01 | ExAnte2019 | IOU workpaper | 2019-11-06 | Cap-Tons | 1 |  |  | 0 | 0 | 0 | 194.1202 | 0 | 6.2113 | [6 empty] | DEER:HVAC_Split-Package_HP | Annual | FALSE
Any | SWHC046AH | OfL | new | CZ14 | cDXHP | SWHC046-01 | ExAnte2019 | IOU workpaper | 2019-11-06 | Cap-Tons | 1 |  |  | 0 | 0 | 0 | 199.5247 | 0 | 6.7351 | [6 empty] | DEER:HVAC_Split-Package_HP | Annual | FALSE
Any | SWHC046AH | OfL | new | CZ15 | cDXHP | SWHC046-01 | ExAnte2019 | IOU workpaper | 2019-11-06 | Cap-Tons | 1 |  |  | 0 | 0 | 0 | 286.8003 | 0 | 0.3904 | [6 empty] | DEER:HVAC_Split-Package_HP | Annual | FALSE
Any | SWHC046AH | OfL | new | CZ16 | cDXHP | SWHC046-01 | ExAnte2019 | IOU workpaper | 2019-11-06 | Cap-Tons | 1 |  |  | 0 | 0 | 0 | 16.9848 | 0 | 27.4581 | [6 empty] | DEER:HVAC_Split-Package_HP | Annual | FALSE
Any | SWHC046AH | OfS | new | CZ01 | cDXHP | SWHC046-01 | ExAnte2019 | IOU workpaper | 2019-11-06 | Cap-Tons | 1 |  |  | 0 | 0 | 0 | -57.1555 | 0 | 40.1204 | [6 empty] | DEER:HVAC_Split-Package_HP | Annual | FALSE
Any | SWHC046AH | OfS | new | CZ02 | cDXHP | SWHC046-01 | ExAnte2019 | IOU workpaper | 2019-11-06 | Cap-Tons | 1 |  |  | 0 | 0 | 0 | 44.4566 | 0 | 24.1292 | [6 empty] | DEER:HVAC_Split-Package_HP | Annual | FALSE
Any | SWHC046AH | OfS | new | CZ03 | cDXHP | SWHC046-01 | ExAnte2019 | IOU workpaper | 2019-11-06 | Cap-Tons | 1 |  |  | 0 | 0 | 0 | 48.3607 | 0 | 20.4827 | [6 empty] | DEER:HVAC_Split-Package_HP | Annual | FALSE
Any | SWHC046AH | OfS | new | CZ04 | cDXHP | SWHC046-01 | ExAnte2019 | IOU workpaper | 2019-11-06 | Cap-Tons | 1 |  |  | 0 | 0 | 0 | 58.2896 | 0 | 20.3453 | [6 empty] | DEER:HVAC_Split-Package_HP | Annual | FALSE
Any | SWHC046AH | OfS | new | CZ05 | cDXHP | SWHC046-01 | ExAnte2019 | IOU workpaper | 2019-11-06 | Cap-Tons | 1 |  |  | 0 | 0 | 0 | 36.3439 | 0 | 20.6815 | [6 empty] | DEER:HVAC_Split-Package_HP | Annual | FALSE
Any | SWHC046AH | OfS | new | CZ06 | cDXHP | SWHC046-01 | ExAnte2019 | IOU workpaper | 2019-11-06 | Cap-Tons | 1 |  |  | 0 | 0 | 0 | 136.7978 | 0 | 8.1476 | [6 empty] | DEER:HVAC_Split-Package_HP | Annual | FALSE
Any | SWHC046AH | OfS | new | CZ07 | cDXHP | SWHC046-01 | ExAnte2019 | IOU workpaper | 2019-11-06 | Cap-Tons | 1 |  |  | 0 | 0 | 0 | 137.2392 | 0 | 4.5857 | [6 empty] | DEER:HVAC_Split-Package_HP | Annual | FALSE
Any | SWHC046AH | OfS | new | CZ08 | cDXHP | SWHC046-01 | ExAnte2019 | IOU workpaper | 2019-11-06 | Cap-Tons | 1 |  |  | 0 | 0 | 0 | 150.0023 | 0 | 7.9537 | [6 empty] | DEER:HVAC_Split-Package_HP | Annual | FALSE
Any | SWHC046AH | OfS | new | CZ09 | cDXHP | SWHC046-01 | ExAnte2019 | IOU workpaper | 2019-11-06 | Cap-Tons | 1 |  |  | 0 | 0 | 0 | 158.462 | 0 | 9.5136 | [6 empty] | DEER:HVAC_Split-Package_HP | Annual | FALSE
Any | SWHC046AH | OfS | new | CZ10 | cDXHP | SWHC046-01 | ExAnte2019 | IOU workpaper | 2019-11-06 | Cap-Tons | 1 |  |  | 0 | 0 | 0 | 172.5838 | 0 | 7.9974 | [6 empty] | DEER:HVAC_Split-Package_HP | Annual | FALSE
Any | SWHC046AH | OfS | new | CZ11 | cDXHP | SWHC046-01 | ExAnte2019 | IOU workpaper | 2019-11-06 | Cap-Tons | 1 |  |  | 0 | 0 | 0 | 115.3968 | 0 | 19.8393 | [6 empty] | DEER:HVAC_Split-Package_HP | Annual | FALSE
Any | SWHC046AH | OfS | new | CZ12 | cDXHP | SWHC046-01 | ExAnte2019 | IOU workpaper | 2019-11-06 | Cap-Tons | 1 |  |  | 0 | 0 | 0 | 90.5294 | 0 | 20.3511 | [6 empty] | DEER:HVAC_Split-Package_HP | Annual | FALSE
Any | SWHC046AH | OfS | new | CZ13 | cDXHP | SWHC046-01 | ExAnte2019 | IOU workpaper | 2019-11-06 | Cap-Tons | 1 |  |  | 0 | 0 | 0 | 130.4027 | 0 | 17.2728 | [6 empty] | DEER:HVAC_Split-Package_HP | Annual | FALSE
Any | SWHC046AH | OfS | new | CZ14 | cDXHP | SWHC046-01 | ExAnte2019 | IOU workpaper | 2019-11-06 | Cap-Tons | 1 |  |  | 0 | 0 | 0 | 125.8348 | 0 | 18.1516 | [6 empty] | DEER:HVAC_Split-Package_HP | Annual | FALSE
Any | SWHC046AH | OfS | new | CZ15 | cDXHP | SWHC046-01 | ExAnte2019 | IOU workpaper | 2019-11-06 | Cap-Tons | 1 |  |  | 0 | 0 | 0 | 276.8291 | 0 | 2.248 | [6 empty] | DEER:HVAC_Split-Package_HP | Annual | FALSE
Any | SWHC046AH | OfS | new | CZ16 | cDXHP | SWHC046-01 | ExAnte2019 | IOU workpaper | 2019-11-06 | Cap-Tons | 1 |  |  | 0 | 0 | 0 | -198.7842 | 0 | 55.8174 | [6 empty] | DEER:HVAC_Split-Package_HP | Annual | FALSE
Any | SWHC046AH | RFF | new | CZ01 | cDXHP | SWHC046-01 | ExAnte2019 | IOU workpaper | 2019-11-06 | Cap-Tons | 1 |  |  | 0 | 0 | 0 | -497.6557 | 0 | 187.184 | [6 empty] | DEER:HVAC_Split-Package_HP | Annual | FALSE
Any | SWHC046AH | RFF | new | CZ02 | cDXHP | SWHC046-01 | ExAnte2019 | IOU workpaper | 2019-11-06 | Cap-Tons | 1 |  |  | 0 | 0 | 0 | -205.4969 | 0 | 118.3994 | [6 empty] | DEER:HVAC_Split-Package_HP | Annual | FALSE
Any | SWHC046AH | RFF | new | CZ03 | cDXHP | SWHC046-01 | ExAnte2019 | IOU workpaper | 2019-11-06 | Cap-Tons | 1 |  |  | 0 | 0 | 0 | -95.227 | 0 | 89.3157 | [6 empty] | DEER:HVAC_Split-Package_HP | Annual | FALSE
Any | SWHC046AH | RFF | new | CZ04 | cDXHP | SWHC046-01 | ExAnte2019 | IOU workpaper | 2019-11-06 | Cap-Tons | 1 |  |  | 0 | 0 | 0 | -75.2992 | 0 | 84.7314 | [6 empty] | DEER:HVAC_Split-Package_HP | Annual | FALSE
Any | SWHC046AH | RFF | new | CZ05 | cDXHP | SWHC046-01 | ExAnte2019 | IOU workpaper | 2019-11-06 | Cap-Tons | 1 |  |  | 0 | 0 | 0 | -125.8377 | 0 | 95.9295 | [6 empty] | DEER:HVAC_Split-Package_HP | Annual | FALSE
Any | SWHC046AH | RFF | new | CZ06 | cDXHP | SWHC046-01 | ExAnte2019 | IOU workpaper | 2019-11-06 | Cap-Tons | 1 |  |  | 0 | 0 | 0 | 124.7076 | 0 | 36.4725 | [6 empty] | DEER:HVAC_Split-Package_HP | Annual | FALSE
Any | SWHC046AH | RFF | new | CZ07 | cDXHP | SWHC046-01 | ExAnte2019 | IOU workpaper | 2019-11-06 | Cap-Tons | 1 |  |  | 0 | 0 | 0 | 156.0904 | 0 | 20.8664 | [6 empty] | DEER:HVAC_Split-Package_HP | Annual | FALSE
Any | SWHC046AH | RFF | new | CZ08 | cDXHP | SWHC046-01 | ExAnte2019 | IOU workpaper | 2019-11-06 | Cap-Tons | 1 |  |  | 0 | 0 | 0 | 147.2774 | 0 | 34.8682 | [6 empty] | DEER:HVAC_Split-Package_HP | Annual | FALSE
Any | SWHC046AH | RFF | new | CZ09 | cDXHP | SWHC046-01 | ExAnte2019 | IOU workpaper | 2019-11-06 | Cap-Tons | 1 |  |  | 0 | 0 | 0 | 183.3894 | 0 | 36.9437 | [6 empty] | DEER:HVAC_Split-Package_HP | Annual | FALSE
Any | SWHC046AH | RFF | new | CZ10 | cDXHP | SWHC046-01 | ExAnte2019 | IOU workpaper | 2019-11-06 | Cap-Tons | 1 |  |  | 0 | 0 | 0 | 187.8223 | 0 | 41.4386 | [6 empty] | DEER:HVAC_Split-Package_HP | Annual | FALSE
Any | SWHC046AH | RFF | new | CZ11 | cDXHP | SWHC046-01 | ExAnte2019 | IOU workpaper | 2019-11-06 | Cap-Tons | 1 |  |  | 0 | 0 | 0 | 22.0793 | 0 | 79.8781 | [6 empty] | DEER:HVAC_Split-Package_HP | Annual | FALSE
Any | SWHC046AH | RFF | new | CZ12 | cDXHP | SWHC046-01 | ExAnte2019 | IOU workpaper | 2019-11-06 | Cap-Tons | 1 |  |  | 0 | 0 | 0 | -38.0338 | 0 | 86.5469 | [6 empty] | DEER:HVAC_Split-Package_HP | Annual | FALSE
Any | SWHC046AH | RFF | new | CZ13 | cDXHP | SWHC046-01 | ExAnte2019 | IOU workpaper | 2019-11-06 | Cap-Tons | 1 |  |  | 0 | 0 | 0 | 76.6588 | 0 | 71.6004 | [6 empty] | DEER:HVAC_Split-Package_HP | Annual | FALSE
Any | SWHC046AH | RFF | new | CZ14 | cDXHP | SWHC046-01 | ExAnte2019 | IOU workpaper | 2019-11-06 | Cap-Tons | 1 |  |  | 0 | 0 | 0 | 18.4807 | 0 | 80.6956 | [6 empty] | DEER:HVAC_Split-Package_HP | Annual | FALSE
Any | SWHC046AH | RFF | new | CZ15 | cDXHP | SWHC046-01 | ExAnte2019 | IOU workpaper | 2019-11-06 | Cap-Tons | 1 |  |  | 0 | 0 | 0 | 475.9561 | 0 | 10.2248 | [6 empty] | DEER:HVAC_Split-Package_HP | Annual | FALSE
Any | SWHC046AH | RFF | new | CZ16 | cDXHP | SWHC046-01 | ExAnte2019 | IOU workpaper | 2019-11-06 | Cap-Tons | 1 |  |  | 0 | 0 | 0 | -869.4097 | 0 | 201.9534 | [6 empty] | DEER:HVAC_Split-Package_HP | Annual | FALSE
Any | SWHC046AH | RSD | new | CZ01 | cDXHP | SWHC046-01 | ExAnte2019 | IOU workpaper | 2019-11-06 | Cap-Tons | 1 |  |  | 0 | 0 | 0 | -89.6044 | 0 | 94.1945 | [6 empty] | DEER:HVAC_Split-Package_HP | Annual | FALSE
Any | SWHC046AH | RSD | new | CZ02 | cDXHP | SWHC046-01 | ExAnte2019 | IOU workpaper | 2019-11-06 | Cap-Tons | 1 |  |  | 0 | 0 | 0 | 64.9944 | 0 | 48.2393 | [6 empty] | DEER:HVAC_Split-Package_HP | Annual | FALSE
Any | SWHC046AH | RSD | new | CZ03 | cDXHP | SWHC046-01 | ExAnte2019 | IOU workpaper | 2019-11-06 | Cap-Tons | 1 |  |  | 0 | 0 | 0 | 73.5273 | 0 | 32.9684 | [6 empty] | DEER:HVAC_Split-Package_HP | Annual | FALSE
Any | SWHC046AH | RSD | new | CZ04 | cDXHP | SWHC046-01 | ExAnte2019 | IOU workpaper | 2019-11-06 | Cap-Tons | 1 |  |  | 0 | 0 | 0 | 131.3895 | 0 | 27.6088 | [6 empty] | DEER:HVAC_Split-Package_HP | Annual | FALSE
Any | SWHC046AH | RSD | new | CZ05 | cDXHP | SWHC046-01 | ExAnte2019 | IOU workpaper | 2019-11-06 | Cap-Tons | 1 |  |  | 0 | 0 | 0 | 79.1696 | 0 | 29.5455 | [6 empty] | DEER:HVAC_Split-Package_HP | Annual | FALSE
Any | SWHC046AH | RSD | new | CZ06 | cDXHP | SWHC046-01 | ExAnte2019 | IOU workpaper | 2019-11-06 | Cap-Tons | 1 |  |  | 0 | 0 | 0 | 144.6749 | 0 | 8.5949 | [6 empty] | DEER:HVAC_Split-Package_HP | Annual | FALSE
Any | SWHC046AH | RSD | new | CZ07 | cDXHP | SWHC046-01 | ExAnte2019 | IOU workpaper | 2019-11-06 | Cap-Tons | 1 |  |  | 0 | 0 | 0 | 113.932 | 0 | 3.0666 | [6 empty] | DEER:HVAC_Split-Package_HP | Annual | FALSE
Any | SWHC046AH | RSD | new | CZ08 | cDXHP | SWHC046-01 | ExAnte2019 | IOU workpaper | 2019-11-06 | Cap-Tons | 1 |  |  | 0 | 0 | 0 | 179.053 | 0 | 7.5086 | [6 empty] | DEER:HVAC_Split-Package_HP | Annual | FALSE
Any | SWHC046AH | RSD | new | CZ09 | cDXHP | SWHC046-01 | ExAnte2019 | IOU workpaper | 2019-11-06 | Cap-Tons | 1 |  |  | 0 | 0 | 0 | 224.7065 | 0 | 10.3238 | [6 empty] | DEER:HVAC_Split-Package_HP | Annual | FALSE
Any | SWHC046AH | RSD | new | CZ10 | cDXHP | SWHC046-01 | ExAnte2019 | IOU workpaper | 2019-11-06 | Cap-Tons | 1 |  |  | 0 | 0 | 0 | 244.7792 | 0 | 12.1773 | [6 empty] | DEER:HVAC_Split-Package_HP | Annual | FALSE
Any | SWHC046AH | RSD | new | CZ11 | cDXHP | SWHC046-01 | ExAnte2019 | IOU workpaper | 2019-11-06 | Cap-Tons | 1 |  |  | 0 | 0 | 0 | 195.0723 | 0 | 36.7179 | [6 empty] | DEER:HVAC_Split-Package_HP | Annual | FALSE
Any | SWHC046AH | RSD | new | CZ12 | cDXHP | SWHC046-01 | ExAnte2019 | IOU workpaper | 2019-11-06 | Cap-Tons | 1 |  |  | 0 | 0 | 0 | 147.7883 | 0 | 39.0151 | [6 empty] | DEER:HVAC_Split-Package_HP | Annual | FALSE
Any | SWHC046AH | RSD | new | CZ13 | cDXHP | SWHC046-01 | ExAnte2019 | IOU workpaper | 2019-11-06 | Cap-Tons | 1 |  |  | 0 | 0 | 0 | 213.3002 | 0 | 34.1595 | [6 empty] | DEER:HVAC_Split-Package_HP | Annual | FALSE
Any | SWHC046AH | RSD | new | CZ14 | cDXHP | SWHC046-01 | ExAnte2019 | IOU workpaper | 2019-11-06 | Cap-Tons | 1 |  |  | 0 | 0 | 0 | 201.5804 | 0 | 35.4611 | [6 empty] | DEER:HVAC_Split-Package_HP | Annual | FALSE
Any | SWHC046AH | RSD | new | CZ15 | cDXHP | SWHC046-01 | ExAnte2019 | IOU workpaper | 2019-11-06 | Cap-Tons | 1 |  |  | 0 | 0 | 0 | 422.8345 | 0 | 2.085 | [6 empty] | DEER:HVAC_Split-Package_HP | Annual | FALSE
Any | SWHC046AH | RSD | new | CZ16 | cDXHP | SWHC046-01 | ExAnte2019 | IOU workpaper | 2019-11-06 | Cap-Tons | 1 |  |  | 0 | 0 | 0 | -448.8198 | 0 | 142.4735 | [6 empty] | DEER:HVAC_Split-Package_HP | Annual | FALSE
Any | SWHC046AH | Rt3 | new | CZ01 | cDXHP | SWHC046-01 | ExAnte2019 | IOU workpaper | 2019-11-06 | Cap-Tons | 1 |  |  | 0 | 0 | 0 | 116.6842 | 0 | 36.6687 | [6 empty] | DEER:HVAC_Split-Package_HP | Annual | FALSE
Any | SWHC046AH | Rt3 | new | CZ02 | cDXHP | SWHC046-01 | ExAnte2019 | IOU workpaper | 2019-11-06 | Cap-Tons | 1 |  |  | 0 | 0 | 0 | 204.2498 | 0 | 17.9331 | [6 empty] | DEER:HVAC_Split-Package_HP | Annual | FALSE
Any | SWHC046AH | Rt3 | new | CZ03 | cDXHP | SWHC046-01 | ExAnte2019 | IOU workpaper | 2019-11-06 | Cap-Tons | 1 |  |  | 0 | 0 | 0 | 160.1081 | 0 | 13.0947 | [6 empty] | DEER:HVAC_Split-Package_HP | Annual | FALSE
Any | SWHC046AH | Rt3 | new | CZ04 | cDXHP | SWHC046-01 | ExAnte2019 | IOU workpaper | 2019-11-06 | Cap-Tons | 1 |  |  | 0 | 0 | 0 | 224.5106 | 0 | 10.0529 | [6 empty] | DEER:HVAC_Split-Package_HP | Annual | FALSE
Any | SWHC046AH | Rt3 | new | CZ05 | cDXHP | SWHC046-01 | ExAnte2019 | IOU workpaper | 2019-11-06 | Cap-Tons | 1 |  |  | 0 | 0 | 0 | 162.5744 | 0 | 10.3714 | [6 empty] | DEER:HVAC_Split-Package_HP | Annual | FALSE
Any | SWHC046AH | Rt3 | new | CZ06 | cDXHP | SWHC046-01 | ExAnte2019 | IOU workpaper | 2019-11-06 | Cap-Tons | 1 |  |  | 0 | 0 | 0 | 219.1085 | 0 | 2.5226 | [6 empty] | DEER:HVAC_Split-Package_HP | Annual | FALSE
Any | SWHC046AH | Rt3 | new | CZ07 | cDXHP | SWHC046-01 | ExAnte2019 | IOU workpaper | 2019-11-06 | Cap-Tons | 1 |  |  | 0 | 0 | 0 | 176.5664 | 0 | 0.6547 | [6 empty] | DEER:HVAC_Split-Package_HP | Annual | FALSE
Any | SWHC046AH | Rt3 | new | CZ08 | cDXHP | SWHC046-01 | ExAnte2019 | IOU workpaper | 2019-11-06 | Cap-Tons | 1 |  |  | 0 | 0 | 0 | 253.1393 | 0 | 1.901 | [6 empty] | DEER:HVAC_Split-Package_HP | Annual | FALSE
Any | SWHC046AH | Rt3 | new | CZ09 | cDXHP | SWHC046-01 | ExAnte2019 | IOU workpaper | 2019-11-06 | Cap-Tons | 1 |  |  | 0 | 0 | 0 | 296.8885 | 0 | 3.291 | [6 empty] | DEER:HVAC_Split-Package_HP | Annual | FALSE
Any | SWHC046AH | Rt3 | new | CZ10 | cDXHP | SWHC046-01 | ExAnte2019 | IOU workpaper | 2019-11-06 | Cap-Tons | 1 |  |  | 0 | 0 | 0 | 309.5599 | 0 | 3.5053 | [6 empty] | DEER:HVAC_Split-Package_HP | Annual | FALSE
Any | SWHC046AH | Rt3 | new | CZ11 | cDXHP | SWHC046-01 | ExAnte2019 | IOU workpaper | 2019-11-06 | Cap-Tons | 1 |  |  | 0 | 0 | 0 | 284.2665 | 0 | 17.4556 | [6 empty] | DEER:HVAC_Split-Package_HP | Annual | FALSE
Any | SWHC046AH | Rt3 | new | CZ12 | cDXHP | SWHC046-01 | ExAnte2019 | IOU workpaper | 2019-11-06 | Cap-Tons | 1 |  |  | 0 | 0 | 0 | 250.1777 | 0 | 16.6964 | [6 empty] | DEER:HVAC_Split-Package_HP | Annual | FALSE
Any | SWHC046AH | Rt3 | new | CZ13 | cDXHP | SWHC046-01 | ExAnte2019 | IOU workpaper | 2019-11-06 | Cap-Tons | 1 |  |  | 0 | 0 | 0 | 294.9319 | 0 | 14.9491 | [6 empty] | DEER:HVAC_Split-Package_HP | Annual | FALSE
Any | SWHC046AH | Rt3 | new | CZ14 | cDXHP | SWHC046-01 | ExAnte2019 | IOU workpaper | 2019-11-06 | Cap-Tons | 1 |  |  | 0 | 0 | 0 | 295.1923 | 0 | 16.7019 | [6 empty] | DEER:HVAC_Split-Package_HP | Annual | FALSE
Any | SWHC046AH | Rt3 | new | CZ15 | cDXHP | SWHC046-01 | ExAnte2019 | IOU workpaper | 2019-11-06 | Cap-Tons | 1 |  |  | 0 | 0 | 0 | 444.4482 | 0 | 0.6822 | [6 empty] | DEER:HVAC_Split-Package_HP | Annual | FALSE
Any | SWHC046AH | Rt3 | new | CZ16 | cDXHP | SWHC046-01 | ExAnte2019 | IOU workpaper | 2019-11-06 | Cap-Tons | 1 |  |  | 0 | 0 | 0 | -186.7598 | 0 | 86.7988 | [6 empty] | DEER:HVAC_Split-Package_HP | Annual | FALSE
Any | SWHC046AH | RtL | new | CZ01 | cDXHP | SWHC046-01 | ExAnte2019 | IOU workpaper | 2019-11-06 | Cap-Tons | 1 |  |  | 0 | 0 | 0 | -44.7411 | 0 | 71.6035 | [6 empty] | DEER:HVAC_Split-Package_HP | Annual | FALSE
Any | SWHC046AH | RtL | new | CZ02 | cDXHP | SWHC046-01 | ExAnte2019 | IOU workpaper | 2019-11-06 | Cap-Tons | 1 |  |  | 0 | 0 | 0 | 147.1547 | 0 | 36.5647 | [6 empty] | DEER:HVAC_Split-Package_HP | Annual | FALSE
Any | SWHC046AH | RtL | new | CZ03 | cDXHP | SWHC046-01 | ExAnte2019 | IOU workpaper | 2019-11-06 | Cap-Tons | 1 |  |  | 0 | 0 | 0 | 75.5403 | 0 | 32.858 | [6 empty] | DEER:HVAC_Split-Package_HP | Annual | FALSE
Any | SWHC046AH | RtL | new | CZ04 | cDXHP | SWHC046-01 | ExAnte2019 | IOU workpaper | 2019-11-06 | Cap-Tons | 1 |  |  | 0 | 0 | 0 | 176.6307 | 0 | 24.9526 | [6 empty] | DEER:HVAC_Split-Package_HP | Annual | FALSE
Any | SWHC046AH | RtL | new | CZ05 | cDXHP | SWHC046-01 | ExAnte2019 | IOU workpaper | 2019-11-06 | Cap-Tons | 1 |  |  | 0 | 0 | 0 | 72.1866 | 0 | 34.1352 | [6 empty] | DEER:HVAC_Split-Package_HP | Annual | FALSE
Any | SWHC046AH | RtL | new | CZ06 | cDXHP | SWHC046-01 | ExAnte2019 | IOU workpaper | 2019-11-06 | Cap-Tons | 1 |  |  | 0 | 0 | 0 | 169.934 | 0 | 15.4249 | [6 empty] | DEER:HVAC_Split-Package_HP | Annual | FALSE
Any | SWHC046AH | RtL | new | CZ07 | cDXHP | SWHC046-01 | ExAnte2019 | IOU workpaper | 2019-11-06 | Cap-Tons | 1 |  |  | 0 | 0 | 0 | 143.9896 | 0 | 10.4589 | [6 empty] | DEER:HVAC_Split-Package_HP | Annual | FALSE
Any | SWHC046AH | RtL | new | CZ08 | cDXHP | SWHC046-01 | ExAnte2019 | IOU workpaper | 2019-11-06 | Cap-Tons | 1 |  |  | 0 | 0 | 0 | 238.5602 | 0 | 11.0267 | [6 empty] | DEER:HVAC_Split-Package_HP | Annual | FALSE
Any | SWHC046AH | RtL | new | CZ09 | cDXHP | SWHC046-01 | ExAnte2019 | IOU workpaper | 2019-11-06 | Cap-Tons | 1 |  |  | 0 | 0 | 0 | 286.3975 | 0 | 12.7696 | [6 empty] | DEER:HVAC_Split-Package_HP | Annual | FALSE
Any | SWHC046AH | RtL | new | CZ10 | cDXHP | SWHC046-01 | ExAnte2019 | IOU workpaper | 2019-11-06 | Cap-Tons | 1 |  |  | 0 | 0 | 0 | 302.4949 | 0 | 12.4355 | [6 empty] | DEER:HVAC_Split-Package_HP | Annual | FALSE
Any | SWHC046AH | RtL | new | CZ11 | cDXHP | SWHC046-01 | ExAnte2019 | IOU workpaper | 2019-11-06 | Cap-Tons | 1 |  |  | 0 | 0 | 0 | 271.2399 | 0 | 30.4314 | [6 empty] | DEER:HVAC_Split-Package_HP | Annual | FALSE
Any | SWHC046AH | RtL | new | CZ12 | cDXHP | SWHC046-01 | ExAnte2019 | IOU workpaper | 2019-11-06 | Cap-Tons | 1 |  |  | 0 | 0 | 0 | 225.5376 | 0 | 30.005 | [6 empty] | DEER:HVAC_Split-Package_HP | Annual | FALSE
Any | SWHC046AH | RtL | new | CZ13 | cDXHP | SWHC046-01 | ExAnte2019 | IOU workpaper | 2019-11-06 | Cap-Tons | 1 |  |  | 0 | 0 | 0 | 291.875 | 0 | 26.6119 | [6 empty] | DEER:HVAC_Split-Package_HP | Annual | FALSE
Any | SWHC046AH | RtL | new | CZ14 | cDXHP | SWHC046-01 | ExAnte2019 | IOU workpaper | 2019-11-06 | Cap-Tons | 1 |  |  | 0 | 0 | 0 | 270.77 | 0 | 31.4064 | [6 empty] | DEER:HVAC_Split-Package_HP | Annual | FALSE
Any | SWHC046AH | RtL | new | CZ15 | cDXHP | SWHC046-01 | ExAnte2019 | IOU workpaper | 2019-11-06 | Cap-Tons | 1 |  |  | 0 | 0 | 0 | 491.877 | 0 | 3.5088 | [6 empty] | DEER:HVAC_Split-Package_HP | Annual | FALSE
Any | SWHC046AH | RtL | new | CZ16 | cDXHP | SWHC046-01 | ExAnte2019 | IOU workpaper | 2019-11-06 | Cap-Tons | 1 |  |  | 0 | 0 | 0 | -358.3321 | 0 | 128.2152 | [6 empty] | DEER:HVAC_Split-Package_HP | Annual | FALSE
Any | SWHC046AH | RtS | new | CZ01 | cDXHP | SWHC046-01 | ExAnte2019 | IOU workpaper | 2019-11-06 | Cap-Tons | 1 |  |  | 0 | 0 | 0 | -316.1625 | 0 | 121.9224 | [6 empty] | DEER:HVAC_Split-Package_HP | Annual | FALSE
Any | SWHC046AH | RtS | new | CZ02 | cDXHP | SWHC046-01 | ExAnte2019 | IOU workpaper | 2019-11-06 | Cap-Tons | 1 |  |  | 0 | 0 | 0 | -14.9812 | 0 | 60.4157 | [6 empty] | DEER:HVAC_Split-Package_HP | Annual | FALSE
Any | SWHC046AH | RtS | new | CZ03 | cDXHP | SWHC046-01 | ExAnte2019 | IOU workpaper | 2019-11-06 | Cap-Tons | 1 |  |  | 0 | 0 | 0 | -34.8118 | 0 | 57.9485 | [6 empty] | DEER:HVAC_Split-Package_HP | Annual | FALSE
Any | SWHC046AH | RtS | new | CZ04 | cDXHP | SWHC046-01 | ExAnte2019 | IOU workpaper | 2019-11-06 | Cap-Tons | 1 |  |  | 0 | 0 | 0 | 71.1893 | 0 | 43.2936 | [6 empty] | DEER:HVAC_Split-Package_HP | Annual | FALSE
Any | SWHC046AH | RtS | new | CZ05 | cDXHP | SWHC046-01 | ExAnte2019 | IOU workpaper | 2019-11-06 | Cap-Tons | 1 |  |  | 0 | 0 | 0 | -8.5492 | 0 | 52.0859 | [6 empty] | DEER:HVAC_Split-Package_HP | Annual | FALSE
Any | SWHC046AH | RtS | new | CZ06 | cDXHP | SWHC046-01 | ExAnte2019 | IOU workpaper | 2019-11-06 | Cap-Tons | 1 |  |  | 0 | 0 | 0 | 159.4211 | 0 | 21.8224 | [6 empty] | DEER:HVAC_Split-Package_HP | Annual | FALSE
Any | SWHC046AH | RtS | new | CZ07 | cDXHP | SWHC046-01 | ExAnte2019 | IOU workpaper | 2019-11-06 | Cap-Tons | 1 |  |  | 0 | 0 | 0 | 160.564 | 0 | 14.3471 | [6 empty] | DEER:HVAC_Split-Package_HP | Annual | FALSE
Any | SWHC046AH | RtS | new | CZ08 | cDXHP | SWHC046-01 | ExAnte2019 | IOU workpaper | 2019-11-06 | Cap-Tons | 1 |  |  | 0 | 0 | 0 | 203.7052 | 0 | 16.9104 | [6 empty] | DEER:HVAC_Split-Package_HP | Annual | FALSE
Any | SWHC046AH | RtS | new | CZ09 | cDXHP | SWHC046-01 | ExAnte2019 | IOU workpaper | 2019-11-06 | Cap-Tons | 1 |  |  | 0 | 0 | 0 | 220.9976 | 0 | 19.826 | [6 empty] | DEER:HVAC_Split-Package_HP | Annual | FALSE
Any | SWHC046AH | RtS | new | CZ10 | cDXHP | SWHC046-01 | ExAnte2019 | IOU workpaper | 2019-11-06 | Cap-Tons | 1 |  |  | 0 | 0 | 0 | 244.6975 | 0 | 18.6797 | [6 empty] | DEER:HVAC_Split-Package_HP | Annual | FALSE
Any | SWHC046AH | RtS | new | CZ11 | cDXHP | SWHC046-01 | ExAnte2019 | IOU workpaper | 2019-11-06 | Cap-Tons | 1 |  |  | 0 | 0 | 0 | 108.4188 | 0 | 47.6188 | [6 empty] | DEER:HVAC_Split-Package_HP | Annual | FALSE
Any | SWHC046AH | RtS | new | CZ12 | cDXHP | SWHC046-01 | ExAnte2019 | IOU workpaper | 2019-11-06 | Cap-Tons | 1 |  |  | 0 | 0 | 0 | 68.4181 | 0 | 50.5942 | [6 empty] | DEER:HVAC_Split-Package_HP | Annual | FALSE
Any | SWHC046AH | RtS | new | CZ13 | cDXHP | SWHC046-01 | ExAnte2019 | IOU workpaper | 2019-11-06 | Cap-Tons | 1 |  |  | 0 | 0 | 0 | 144.7141 | 0 | 42.2485 | [6 empty] | DEER:HVAC_Split-Package_HP | Annual | FALSE
Any | SWHC046AH | RtS | new | CZ14 | cDXHP | SWHC046-01 | ExAnte2019 | IOU workpaper | 2019-11-06 | Cap-Tons | 1 |  |  | 0 | 0 | 0 | 135.6944 | 0 | 43.5627 | [6 empty] | DEER:HVAC_Split-Package_HP | Annual | FALSE
Any | SWHC046AH | RtS | new | CZ15 | cDXHP | SWHC046-01 | ExAnte2019 | IOU workpaper | 2019-11-06 | Cap-Tons | 1 |  |  | 0 | 0 | 0 | 420.7782 | 0 | 4.6844 | [6 empty] | DEER:HVAC_Split-Package_HP | Annual | FALSE
Any | SWHC046AH | RtS | new | CZ16 | cDXHP | SWHC046-01 | ExAnte2019 | IOU workpaper | 2019-11-06 | Cap-Tons | 1 |  |  | 0 | 0 | 0 | -695.2426 | 0 | 148.5422 | [6 empty] | DEER:HVAC_Split-Package_HP | Annual | FALSE
Any | SWHC046AH | SCn | new | CZ01 | cDXHP | SWHC046-01 | ExAnte2019 | IOU workpaper | 2019-11-06 | Cap-Tons | 1 |  |  | 0 | 0 | 0 | -587.2065 | 0 | 151.7014 | [6 empty] | DEER:HVAC_Split-Package_HP | Annual | FALSE
Any | SWHC046AH | SCn | new | CZ02 | cDXHP | SWHC046-01 | ExAnte2019 | IOU workpaper | 2019-11-06 | Cap-Tons | 1 |  |  | 0 | 0 | 0 | -444.6367 | 0 | 108.5613 | [6 empty] | DEER:HVAC_Split-Package_HP | Annual | FALSE
Any | SWHC046AH | SCn | new | CZ03 | cDXHP | SWHC046-01 | ExAnte2019 | IOU workpaper | 2019-11-06 | Cap-Tons | 1 |  |  | 0 | 0 | 0 | -194.3241 | 0 | 80.8529 | [6 empty] | DEER:HVAC_Split-Package_HP | Annual | FALSE
Any | SWHC046AH | SCn | new | CZ04 | cDXHP | SWHC046-01 | ExAnte2019 | IOU workpaper | 2019-11-06 | Cap-Tons | 1 |  |  | 0 | 0 | 0 | -313.751 | 0 | 85.2132 | [6 empty] | DEER:HVAC_Split-Package_HP | Annual | FALSE
Any | SWHC046AH | SCn | new | CZ05 | cDXHP | SWHC046-01 | ExAnte2019 | IOU workpaper | 2019-11-06 | Cap-Tons | 1 |  |  | 0 | 0 | 0 | -207.9374 | 0 | 79.7345 | [6 empty] | DEER:HVAC_Split-Package_HP | Annual | FALSE
Any | SWHC046AH | SCn | new | CZ06 | cDXHP | SWHC046-01 | ExAnte2019 | IOU workpaper | 2019-11-06 | Cap-Tons | 1 |  |  | 0 | 0 | 0 | 4.2598 | 0 | 43.1201 | [6 empty] | DEER:HVAC_Split-Package_HP | Annual | FALSE
Any | SWHC046AH | SCn | new | CZ07 | cDXHP | SWHC046-01 | ExAnte2019 | IOU workpaper | 2019-11-06 | Cap-Tons | 1 |  |  | 0 | 0 | 0 | 59.6288 | 0 | 33.3388 | [6 empty] | DEER:HVAC_Split-Package_HP | Annual | FALSE
Any | SWHC046AH | SCn | new | CZ08 | cDXHP | SWHC046-01 | ExAnte2019 | IOU workpaper | 2019-11-06 | Cap-Tons | 1 |  |  | 0 | 0 | 0 | 19.5599 | 0 | 45.1714 | [6 empty] | DEER:HVAC_Split-Package_HP | Annual | FALSE
Any | SWHC046AH | SCn | new | CZ09 | cDXHP | SWHC046-01 | ExAnte2019 | IOU workpaper | 2019-11-06 | Cap-Tons | 1 |  |  | 0 | 0 | 0 | 43.0846 | 0 | 46.3429 | [6 empty] | DEER:HVAC_Split-Package_HP | Annual | FALSE
Any | SWHC046AH | SCn | new | CZ10 | cDXHP | SWHC046-01 | ExAnte2019 | IOU workpaper | 2019-11-06 | Cap-Tons | 1 |  |  | 0 | 0 | 0 | 38.8678 | 0 | 50.5703 | [6 empty] | DEER:HVAC_Split-Package_HP | Annual | FALSE
Any | SWHC046AH | SCn | new | CZ11 | cDXHP | SWHC046-01 | ExAnte2019 | IOU workpaper | 2019-11-06 | Cap-Tons | 1 |  |  | 0 | 0 | 0 | -189.4574 | 0 | 89.3305 | [6 empty] | DEER:HVAC_Split-Package_HP | Annual | FALSE
Any | SWHC046AH | SCn | new | CZ12 | cDXHP | SWHC046-01 | ExAnte2019 | IOU workpaper | 2019-11-06 | Cap-Tons | 1 |  |  | 0 | 0 | 0 | -252.9089 | 0 | 97.8122 | [6 empty] | DEER:HVAC_Split-Package_HP | Annual | FALSE
Any | SWHC046AH | SCn | new | CZ13 | cDXHP | SWHC046-01 | ExAnte2019 | IOU workpaper | 2019-11-06 | Cap-Tons | 1 |  |  | 0 | 0 | 0 | -94.8513 | 0 | 78.9867 | [6 empty] | DEER:HVAC_Split-Package_HP | Annual | FALSE
Any | SWHC046AH | SCn | new | CZ14 | cDXHP | SWHC046-01 | ExAnte2019 | IOU workpaper | 2019-11-06 | Cap-Tons | 1 |  |  | 0 | 0 | 0 | -230.4949 | 0 | 92.8407 | [6 empty] | DEER:HVAC_Split-Package_HP | Annual | FALSE
Any | SWHC046AH | SCn | new | CZ15 | cDXHP | SWHC046-01 | ExAnte2019 | IOU workpaper | 2019-11-06 | Cap-Tons | 1 |  |  | 0 | 0 | 0 | 335.1369 | 0 | 13.4192 | [6 empty] | DEER:HVAC_Split-Package_HP | Annual | FALSE
Any | SWHC046AH | SCn | new | CZ16 | cDXHP | SWHC046-01 | ExAnte2019 | IOU workpaper | 2019-11-06 | Cap-Tons | 1 |  |  | 0 | 0 | 0 | -888.2752 | 0 | 164.3771 | [6 empty] | DEER:HVAC_Split-Package_HP | Annual | FALSE
Any | SWHC046AI | Asm | new | CZ01 | cDXHP | SWHC046-01 | ExAnte2019 | IOU workpaper | 2019-11-06 | Cap-Tons | 1 |  |  | 0 | 0 | 0 | -637.3832 | 0 | 170.8495 | [6 empty] | DEER:HVAC_Split-Package_HP | Annual | FALSE
Any | SWHC046AI | Asm | new | CZ02 | cDXHP | SWHC046-01 | ExAnte2019 | IOU workpaper | 2019-11-06 | Cap-Tons | 1 |  |  | 0 | 0 | 0 | -249.7457 | 0 | 103.5703 | [6 empty] | DEER:HVAC_Split-Package_HP | Annual | FALSE
Any | SWHC046AI | Asm | new | CZ03 | cDXHP | SWHC046-01 | ExAnte2019 | IOU workpaper | 2019-11-06 | Cap-Tons | 1 |  |  | 0 | 0 | 0 | -109.433 | 0 | 78.2394 | [6 empty] | DEER:HVAC_Split-Package_HP | Annual | FALSE
Any | SWHC046AI | Asm | new | CZ04 | cDXHP | SWHC046-01 | ExAnte2019 | IOU workpaper | 2019-11-06 | Cap-Tons | 1 |  |  | 0 | 0 | 0 | -54.5072 | 0 | 70.3511 | [6 empty] | DEER:HVAC_Split-Package_HP | Annual | FALSE
Any | SWHC046AI | Asm | new | CZ05 | cDXHP | SWHC046-01 | ExAnte2019 | IOU workpaper | 2019-11-06 | Cap-Tons | 1 |  |  | 0 | 0 | 0 | -121.4433 | 0 | 77.3544 | [6 empty] | DEER:HVAC_Split-Package_HP | Annual | FALSE
Any | SWHC046AI | Asm | new | CZ06 | cDXHP | SWHC046-01 | ExAnte2019 | IOU workpaper | 2019-11-06 | Cap-Tons | 1 |  |  | 0 | 0 | 0 | 116.9146 | 0 | 33.0922 | [6 empty] | DEER:HVAC_Split-Package_HP | Annual | FALSE
Any | SWHC046AI | Asm | new | CZ07 | cDXHP | SWHC046-01 | ExAnte2019 | IOU workpaper | 2019-11-06 | Cap-Tons | 1 |  |  | 0 | 0 | 0 | 121.3387 | 0 | 25.428 | [6 empty] | DEER:HVAC_Split-Package_HP | Annual | FALSE
Any | SWHC046AI | Asm | new | CZ08 | cDXHP | SWHC046-01 | ExAnte2019 | IOU workpaper | 2019-11-06 | Cap-Tons | 1 |  |  | 0 | 0 | 0 | 151.0493 | 0 | 32.2682 | [6 empty] | DEER:HVAC_Split-Package_HP | Annual | FALSE
Any | SWHC046AI | Asm | new | CZ09 | cDXHP | SWHC046-01 | ExAnte2019 | IOU workpaper | 2019-11-06 | Cap-Tons | 1 |  |  | 0 | 0 | 0 | 179.2518 | 0 | 32.857 | [6 empty] | DEER:HVAC_Split-Package_HP | Annual | FALSE
Any | SWHC046AI | Asm | new | CZ10 | cDXHP | SWHC046-01 | ExAnte2019 | IOU workpaper | 2019-11-06 | Cap-Tons | 1 |  |  | 0 | 0 | 0 | 181.5603 | 0 | 39.9616 | [6 empty] | DEER:HVAC_Split-Package_HP | Annual | FALSE
Any | SWHC046AI | Asm | new | CZ11 | cDXHP | SWHC046-01 | ExAnte2019 | IOU workpaper | 2019-11-06 | Cap-Tons | 1 |  |  | 0 | 0 | 0 | 62.1453 | 0 | 71.382 | [6 empty] | DEER:HVAC_Split-Package_HP | Annual | FALSE
Any | SWHC046AI | Asm | new | CZ12 | cDXHP | SWHC046-01 | ExAnte2019 | IOU workpaper | 2019-11-06 | Cap-Tons | 1 |  |  | 0 | 0 | 0 | -10.3901 | 0 | 77.6881 | [6 empty] | DEER:HVAC_Split-Package_HP | Annual | FALSE
Any | SWHC046AI | Asm | new | CZ13 | cDXHP | SWHC046-01 | ExAnte2019 | IOU workpaper | 2019-11-06 | Cap-Tons | 1 |  |  | 0 | 0 | 0 | 103.8953 | 0 | 65.6133 | [6 empty] | DEER:HVAC_Split-Package_HP | Annual | FALSE
Any | SWHC046AI | Asm | new | CZ14 | cDXHP | SWHC046-01 | ExAnte2019 | IOU workpaper | 2019-11-06 | Cap-Tons | 1 |  |  | 0 | 0 | 0 | 73.1316 | 0 | 69.407 | [6 empty] | DEER:HVAC_Split-Package_HP | Annual | FALSE
Any | SWHC046AI | Asm | new | CZ15 | cDXHP | SWHC046-01 | ExAnte2019 | IOU workpaper | 2019-11-06 | Cap-Tons | 1 |  |  | 0 | 0 | 0 | 454.2025 | 0 | 12.5579 | [6 empty] | DEER:HVAC_Split-Package_HP | Annual | FALSE
Any | SWHC046AI | Asm | new | CZ16 | cDXHP | SWHC046-01 | ExAnte2019 | IOU workpaper | 2019-11-06 | Cap-Tons | 1 |  |  | 0 | 0 | 0 | -814.3359 | 0 | 189.0835 | [6 empty] | DEER:HVAC_Split-Package_HP | Annual | FALSE
Any | SWHC046AI | Com | new | CZ01 | cDXHP | SWHC046-01 | ExAnte2019 | IOU workpaper | 2019-11-06 | Cap-Tons | 1 |  |  | 0 | 0 | 0 | -275.641 | 0 | 113.9213 | [6 empty] | DEER:HVAC_Split-Package_HP | Annual | FALSE
Any | SWHC046AI | Com | new | CZ02 | cDXHP | SWHC046-01 | ExAnte2019 | IOU workpaper | 2019-11-06 | Cap-Tons | 1 |  |  | 0 | 0 | 0 | -14.7321 | 0 | 61.5798 | [6 empty] | DEER:HVAC_Split-Package_HP | Annual | FALSE
Any | SWHC046AI | Com | new | CZ03 | cDXHP | SWHC046-01 | ExAnte2019 | IOU workpaper | 2019-11-06 | Cap-Tons | 1 |  |  | 0 | 0 | 0 | 36.1727 | 0 | 42.2353 | [6 empty] | DEER:HVAC_Split-Package_HP | Annual | FALSE
Any | SWHC046AI | Com | new | CZ04 | cDXHP | SWHC046-01 | ExAnte2019 | IOU workpaper | 2019-11-06 | Cap-Tons | 1 |  |  | 0 | 0 | 0 | 74.7791 | 0 | 36.6558 | [6 empty] | DEER:HVAC_Split-Package_HP | Annual | FALSE
Any | SWHC046AI | Com | new | CZ05 | cDXHP | SWHC046-01 | ExAnte2019 | IOU workpaper | 2019-11-06 | Cap-Tons | 1 |  |  | 0 | 0 | 0 | 1.1212 | 0 | 57.9396 | [6 empty] | DEER:HVAC_Split-Package_HP | Annual | FALSE
Any | SWHC046AI | Com | new | CZ06 | cDXHP | SWHC046-01 | ExAnte2019 | IOU workpaper | 2019-11-06 | Cap-Tons | 1 |  |  | 0 | 0 | 0 | 169.5318 | 0 | 22.9138 | [6 empty] | DEER:HVAC_Split-Package_HP | Annual | FALSE
Any | SWHC046AI | Com | new | CZ07 | cDXHP | SWHC046-01 | ExAnte2019 | IOU workpaper | 2019-11-06 | Cap-Tons | 1 |  |  | 0 | 0 | 0 | 178.1827 | 0 | 18.4116 | [6 empty] | DEER:HVAC_Split-Package_HP | Annual | FALSE
Any | SWHC046AI | Com | new | CZ08 | cDXHP | SWHC046-01 | ExAnte2019 | IOU workpaper | 2019-11-06 | Cap-Tons | 1 |  |  | 0 | 0 | 0 | 190.9567 | 0 | 22.1301 | [6 empty] | DEER:HVAC_Split-Package_HP | Annual | FALSE
Any | SWHC046AI | Com | new | CZ09 | cDXHP | SWHC046-01 | ExAnte2019 | IOU workpaper | 2019-11-06 | Cap-Tons | 1 |  |  | 0 | 0 | 0 | 224.393 | 0 | 21.765 | [6 empty] | DEER:HVAC_Split-Package_HP | Annual | FALSE
Any | SWHC046AI | Com | new | CZ10 | cDXHP | SWHC046-01 | ExAnte2019 | IOU workpaper | 2019-11-06 | Cap-Tons | 1 |  |  | 0 | 0 | 0 | 196.0982 | 0 | 29.4802 | [6 empty] | DEER:HVAC_Split-Package_HP | Annual | FALSE
Any | SWHC046AI | Com | new | CZ11 | cDXHP | SWHC046-01 | ExAnte2019 | IOU workpaper | 2019-11-06 | Cap-Tons | 1 |  |  | 0 | 0 | 0 | 101.559 | 0 | 51.7105 | [6 empty] | DEER:HVAC_Split-Package_HP | Annual | FALSE
Any | SWHC046AI | Com | new | CZ12 | cDXHP | SWHC046-01 | ExAnte2019 | IOU workpaper | 2019-11-06 | Cap-Tons | 1 |  |  | 0 | 0 | 0 | 77.2911 | 0 | 48.8696 | [6 empty] | DEER:HVAC_Split-Package_HP | Annual | FALSE
Any | SWHC046AI | Com | new | CZ13 | cDXHP | SWHC046-01 | ExAnte2019 | IOU workpaper | 2019-11-06 | Cap-Tons | 1 |  |  | 0 | 0 | 0 | 150.9825 | 0 | 44.1165 | [6 empty] | DEER:HVAC_Split-Package_HP | Annual | FALSE
Any | SWHC046AI | Com | new | CZ14 | cDXHP | SWHC046-01 | ExAnte2019 | IOU workpaper | 2019-11-06 | Cap-Tons | 1 |  |  | 0 | 0 | 0 | 129.4053 | 0 | 47.5232 | [6 empty] | DEER:HVAC_Split-Package_HP | Annual | FALSE
Any | SWHC046AI | Com | new | CZ15 | cDXHP | SWHC046-01 | ExAnte2019 | IOU workpaper | 2019-11-06 | Cap-Tons | 1 |  |  | 0 | 0 | 0 | 448.0963 | 0 | 8.0599 | [6 empty] | DEER:HVAC_Split-Package_HP | Annual | FALSE
Any | SWHC046AI | Com | new | CZ16 | cDXHP | SWHC046-01 | ExAnte2019 | IOU workpaper | 2019-11-06 | Cap-Tons | 1 |  |  | 0 | 0 | 0 | -531.9406 | 0 | 133.4361 | [6 empty] | DEER:HVAC_Split-Package_HP | Annual | FALSE
Any | SWHC046AI | ECC | new | CZ01 | cDXHP | SWHC046-01 | ExAnte2019 | IOU workpaper | 2019-11-06 | Cap-Tons | 1 |  |  | 0 | 0 | 0 | -118.8569 | 0 | 72.0237 | [6 empty] | DEER:HVAC_Split-Package_HP | Annual | FALSE
Any | SWHC046AI | ECC | new | CZ02 | cDXHP | SWHC046-01 | ExAnte2019 | IOU workpaper | 2019-11-06 | Cap-Tons | 1 |  |  | 0 | 0 | 0 | 38.5608 | 0 | 40.5579 | [6 empty] | DEER:HVAC_Split-Package_HP | Annual | FALSE
Any | SWHC046AI | ECC | new | CZ03 | cDXHP | SWHC046-01 | ExAnte2019 | IOU workpaper | 2019-11-06 | Cap-Tons | 1 |  |  | 0 | 0 | 0 | 50.1527 | 0 | 31.2752 | [6 empty] | DEER:HVAC_Split-Package_HP | Annual | FALSE
Any | SWHC046AI | ECC | new | CZ04 | cDXHP | SWHC046-01 | ExAnte2019 | IOU workpaper | 2019-11-06 | Cap-Tons | 1 |  |  | 0 | 0 | 0 | 84.3564 | 0 | 28.0432 | [6 empty] | DEER:HVAC_Split-Package_HP | Annual | FALSE
Any | SWHC046AI | ECC | new | CZ05 | cDXHP | SWHC046-01 | ExAnte2019 | IOU workpaper | 2019-11-06 | Cap-Tons | 1 |  |  | 0 | 0 | 0 | 41.6996 | 0 | 31.2146 | [6 empty] | DEER:HVAC_Split-Package_HP | Annual | FALSE
Any | SWHC046AI | ECC | new | CZ06 | cDXHP | SWHC046-01 | ExAnte2019 | IOU workpaper | 2019-11-06 | Cap-Tons | 1 |  |  | 0 | 0 | 0 | 157.8766 | 0 | 10.353 | [6 empty] | DEER:HVAC_Split-Package_HP | Annual | FALSE
Any | SWHC046AI | ECC | new | CZ07 | cDXHP | SWHC046-01 | ExAnte2019 | IOU workpaper | 2019-11-06 | Cap-Tons | 1 |  |  | 0 | 0 | 0 | 149.9222 | 0 | 6.1659 | [6 empty] | DEER:HVAC_Split-Package_HP | Annual | FALSE
Any | SWHC046AI | ECC | new | CZ08 | cDXHP | SWHC046-01 | ExAnte2019 | IOU workpaper | 2019-11-06 | Cap-Tons | 1 |  |  | 0 | 0 | 0 | 180.3651 | 0 | 9.5343 | [6 empty] | DEER:HVAC_Split-Package_HP | Annual | FALSE
Any | SWHC046AI | ECC | new | CZ09 | cDXHP | SWHC046-01 | ExAnte2019 | IOU workpaper | 2019-11-06 | Cap-Tons | 1 |  |  | 0 | 0 | 0 | 194.8355 | 0 | 11.4252 | [6 empty] | DEER:HVAC_Split-Package_HP | Annual | FALSE
Any | SWHC046AI | ECC | new | CZ10 | cDXHP | SWHC046-01 | ExAnte2019 | IOU workpaper | 2019-11-06 | Cap-Tons | 1 |  |  | 0 | 0 | 0 | 205.4757 | 0 | 12.8435 | [6 empty] | DEER:HVAC_Split-Package_HP | Annual | FALSE
Any | SWHC046AI | ECC | new | CZ11 | cDXHP | SWHC046-01 | ExAnte2019 | IOU workpaper | 2019-11-06 | Cap-Tons | 1 |  |  | 0 | 0 | 0 | 128.3233 | 0 | 33.3072 | [6 empty] | DEER:HVAC_Split-Package_HP | Annual | FALSE
Any | SWHC046AI | ECC | new | CZ12 | cDXHP | SWHC046-01 | ExAnte2019 | IOU workpaper | 2019-11-06 | Cap-Tons | 1 |  |  | 0 | 0 | 0 | 92.9663 | 0 | 34.8624 | [6 empty] | DEER:HVAC_Split-Package_HP | Annual | FALSE
Any | SWHC046AI | ECC | new | CZ13 | cDXHP | SWHC046-01 | ExAnte2019 | IOU workpaper | 2019-11-06 | Cap-Tons | 1 |  |  | 0 | 0 | 0 | 152.1572 | 0 | 29.0512 | [6 empty] | DEER:HVAC_Split-Package_HP | Annual | FALSE
Any | SWHC046AI | ECC | new | CZ14 | cDXHP | SWHC046-01 | ExAnte2019 | IOU workpaper | 2019-11-06 | Cap-Tons | 1 |  |  | 0 | 0 | 0 | 137.7783 | 0 | 30.6518 | [6 empty] | DEER:HVAC_Split-Package_HP | Annual | FALSE
Any | SWHC046AI | ECC | new | CZ15 | cDXHP | SWHC046-01 | ExAnte2019 | IOU workpaper | 2019-11-06 | Cap-Tons | 1 |  |  | 0 | 0 | 0 | 361.4432 | 0 | 3.283 | [6 empty] | DEER:HVAC_Split-Package_HP | Annual | FALSE
Any | SWHC046AI | ECC | new | CZ16 | cDXHP | SWHC046-01 | ExAnte2019 | IOU workpaper | 2019-11-06 | Cap-Tons | 1 |  |  | 0 | 0 | 0 | -325.6026 | 0 | 90.68 | [6 empty] | DEER:HVAC_Split-Package_HP | Annual | FALSE
Any | SWHC046AI | EPr | new | CZ01 | cDXHP | SWHC046-01 | ExAnte2019 | IOU workpaper | 2019-11-06 | Cap-Tons | 1 |  |  | 0 | 0 | 0 | -306.1142 | 0 | 90.6075 | [6 empty] | DEER:HVAC_Split-Package_HP | Annual | FALSE
Any | SWHC046AI | EPr | new | CZ02 | cDXHP | SWHC046-01 | ExAnte2019 | IOU workpaper | 2019-11-06 | Cap-Tons | 1 |  |  | 0 | 0 | 0 | -105.3914 | 0 | 50.5711 | [6 empty] | DEER:HVAC_Split-Package_HP | Annual | FALSE
Any | SWHC046AI | EPr | new | CZ03 | cDXHP | SWHC046-01 | ExAnte2019 | IOU workpaper | 2019-11-06 | Cap-Tons | 1 |  |  | 0 | 0 | 0 | -70.1959 | 0 | 44.2861 | [6 empty] | DEER:HVAC_Split-Package_HP | Annual | FALSE
Any | SWHC046AI | EPr | new | CZ04 | cDXHP | SWHC046-01 | ExAnte2019 | IOU workpaper | 2019-11-06 | Cap-Tons | 1 |  |  | 0 | 0 | 0 | -33.1219 | 0 | 35.9198 | [6 empty] | DEER:HVAC_Split-Package_HP | Annual | FALSE
Any | SWHC046AI | EPr | new | CZ05 | cDXHP | SWHC046-01 | ExAnte2019 | IOU workpaper | 2019-11-06 | Cap-Tons | 1 |  |  | 0 | 0 | 0 | -85.2652 | 0 | 43.2969 | [6 empty] | DEER:HVAC_Split-Package_HP | Annual | FALSE
Any | SWHC046AI | EPr | new | CZ06 | cDXHP | SWHC046-01 | ExAnte2019 | IOU workpaper | 2019-11-06 | Cap-Tons | 1 |  |  | 0 | 0 | 0 | 48.1476 | 0 | 18.3243 | [6 empty] | DEER:HVAC_Split-Package_HP | Annual | FALSE
Any | SWHC046AI | EPr | new | CZ07 | cDXHP | SWHC046-01 | ExAnte2019 | IOU workpaper | 2019-11-06 | Cap-Tons | 1 |  |  | 0 | 0 | 0 | 53.239 | 0 | 14.1476 | [6 empty] | DEER:HVAC_Split-Package_HP | Annual | FALSE
Any | SWHC046AI | EPr | new | CZ08 | cDXHP | SWHC046-01 | ExAnte2019 | IOU workpaper | 2019-11-06 | Cap-Tons | 1 |  |  | 0 | 0 | 0 | 73.2414 | 0 | 15.6058 | [6 empty] | DEER:HVAC_Split-Package_HP | Annual | FALSE
Any | SWHC046AI | EPr | new | CZ09 | cDXHP | SWHC046-01 | ExAnte2019 | IOU workpaper | 2019-11-06 | Cap-Tons | 1 |  |  | 0 | 0 | 0 | 79.9055 | 0 | 18.1516 | [6 empty] | DEER:HVAC_Split-Package_HP | Annual | FALSE
Any | SWHC046AI | EPr | new | CZ10 | cDXHP | SWHC046-01 | ExAnte2019 | IOU workpaper | 2019-11-06 | Cap-Tons | 1 |  |  | 0 | 0 | 0 | 88.1502 | 0 | 17.8383 | [6 empty] | DEER:HVAC_Split-Package_HP | Annual | FALSE
Any | SWHC046AI | EPr | new | CZ11 | cDXHP | SWHC046-01 | ExAnte2019 | IOU workpaper | 2019-11-06 | Cap-Tons | 1 |  |  | 0 | 0 | 0 | -13.5 | 0 | 39.4424 | [6 empty] | DEER:HVAC_Split-Package_HP | Annual | FALSE
Any | SWHC046AI | EPr | new | CZ12 | cDXHP | SWHC046-01 | ExAnte2019 | IOU workpaper | 2019-11-06 | Cap-Tons | 1 |  |  | 0 | 0 | 0 | -40.8747 | 0 | 42.9701 | [6 empty] | DEER:HVAC_Split-Package_HP | Annual | FALSE
Any | SWHC046AI | EPr | new | CZ13 | cDXHP | SWHC046-01 | ExAnte2019 | IOU workpaper | 2019-11-06 | Cap-Tons | 1 |  |  | 0 | 0 | 0 | 14.0669 | 0 | 35.0111 | [6 empty] | DEER:HVAC_Split-Package_HP | Annual | FALSE
Any | SWHC046AI | EPr | new | CZ14 | cDXHP | SWHC046-01 | ExAnte2019 | IOU workpaper | 2019-11-06 | Cap-Tons | 1 |  |  | 0 | 0 | 0 | 2.7353 | 0 | 35.6528 | [6 empty] | DEER:HVAC_Split-Package_HP | Annual | FALSE
Any | SWHC046AI | EPr | new | CZ15 | cDXHP | SWHC046-01 | ExAnte2019 | IOU workpaper | 2019-11-06 | Cap-Tons | 1 |  |  | 0 | 0 | 0 | 216.3634 | 0 | 5.1621 | [6 empty] | DEER:HVAC_Split-Package_HP | Annual | FALSE
Any | SWHC046AI | EPr | new | CZ16 | cDXHP | SWHC046-01 | ExAnte2019 | IOU workpaper | 2019-11-06 | Cap-Tons | 1 |  |  | 0 | 0 | 0 | -500.1176 | 0 | 109.1819 | [6 empty] | DEER:HVAC_Split-Package_HP | Annual | FALSE
Any | SWHC046AI | ERC | new | CZ01 | cDXHP | SWHC046-01 | ExAnte2019 | IOU workpaper | 2019-11-06 | Cap-Tons | 1 |  |  | 0 | 0 | 0 | -602.852 | 0 | 132.9112 | [6 empty] | DEER:HVAC_Split-Package_HP | Annual | FALSE
Any | SWHC046AI | ERC | new | CZ02 | cDXHP | SWHC046-01 | ExAnte2019 | IOU workpaper | 2019-11-06 | Cap-Tons | 1 |  |  | 0 | 0 | 0 | -335.6392 | 0 | 82.8738 | [6 empty] | DEER:HVAC_Split-Package_HP | Annual | FALSE
Any | SWHC046AI | ERC | new | CZ03 | cDXHP | SWHC046-01 | ExAnte2019 | IOU workpaper | 2019-11-06 | Cap-Tons | 1 |  |  | 0 | 0 | 0 | -207.938 | 0 | 64.0743 | [6 empty] | DEER:HVAC_Split-Package_HP | Annual | FALSE
Any | SWHC046AI | ERC | new | CZ04 | cDXHP | SWHC046-01 | ExAnte2019 | IOU workpaper | 2019-11-06 | Cap-Tons | 1 |  |  | 0 | 0 | 0 | -207.2372 | 0 | 57.3458 | [6 empty] | DEER:HVAC_Split-Package_HP | Annual | FALSE
Any | SWHC046AI | ERC | new | CZ05 | cDXHP | SWHC046-01 | ExAnte2019 | IOU workpaper | 2019-11-06 | Cap-Tons | 1 |  |  | 0 | 0 | 0 | -283.6666 | 0 | 71.6575 | [6 empty] | DEER:HVAC_Split-Package_HP | Annual | FALSE
Any | SWHC046AI | ERC | new | CZ06 | cDXHP | SWHC046-01 | ExAnte2019 | IOU workpaper | 2019-11-06 | Cap-Tons | 1 |  |  | 0 | 0 | 0 | -50.4775 | 0 | 30.4767 | [6 empty] | DEER:HVAC_Split-Package_HP | Annual | FALSE
Any | SWHC046AI | ERC | new | CZ07 | cDXHP | SWHC046-01 | ExAnte2019 | IOU workpaper | 2019-11-06 | Cap-Tons | 1 |  |  | 0 | 0 | 0 | -11.2672 | 0 | 19.9844 | [6 empty] | DEER:HVAC_Split-Package_HP | Annual | FALSE
Any | SWHC046AI | ERC | new | CZ08 | cDXHP | SWHC046-01 | ExAnte2019 | IOU workpaper | 2019-11-06 | Cap-Tons | 1 |  |  | 0 | 0 | 0 | -15.8625 | 0 | 27.0257 | [6 empty] | DEER:HVAC_Split-Package_HP | Annual | FALSE
Any | SWHC046AI | ERC | new | CZ09 | cDXHP | SWHC046-01 | ExAnte2019 | IOU workpaper | 2019-11-06 | Cap-Tons | 1 |  |  | 0 | 0 | 0 | -3.9681 | 0 | 26.9494 | [6 empty] | DEER:HVAC_Split-Package_HP | Annual | FALSE
Any | SWHC046AI | ERC | new | CZ10 | cDXHP | SWHC046-01 | ExAnte2019 | IOU workpaper | 2019-11-06 | Cap-Tons | 1 |  |  | 0 | 0 | 0 | -20.1888 | 0 | 30.2945 | [6 empty] | DEER:HVAC_Split-Package_HP | Annual | FALSE
Any | SWHC046AI | ERC | new | CZ11 | cDXHP | SWHC046-01 | ExAnte2019 | IOU workpaper | 2019-11-06 | Cap-Tons | 1 |  |  | 0 | 0 | 0 | -156.2635 | 0 | 55.4827 | [6 empty] | DEER:HVAC_Split-Package_HP | Annual | FALSE
Any | SWHC046AI | ERC | new | CZ12 | cDXHP | SWHC046-01 | ExAnte2019 | IOU workpaper | 2019-11-06 | Cap-Tons | 1 |  |  | 0 | 0 | 0 | -205.4628 | 0 | 62.5458 | [6 empty] | DEER:HVAC_Split-Package_HP | Annual | FALSE
Any | SWHC046AI | ERC | new | CZ13 | cDXHP | SWHC046-01 | ExAnte2019 | IOU workpaper | 2019-11-06 | Cap-Tons | 1 |  |  | 0 | 0 | 0 | -118.2026 | 0 | 49.9279 | [6 empty] | DEER:HVAC_Split-Package_HP | Annual | FALSE
Any | SWHC046AI | ERC | new | CZ14 | cDXHP | SWHC046-01 | ExAnte2019 | IOU workpaper | 2019-11-06 | Cap-Tons | 1 |  |  | 0 | 0 | 0 | -147.6973 | 0 | 52.0353 | [6 empty] | DEER:HVAC_Split-Package_HP | Annual | FALSE
Any | SWHC046AI | ERC | new | CZ15 | cDXHP | SWHC046-01 | ExAnte2019 | IOU workpaper | 2019-11-06 | Cap-Tons | 1 |  |  | 0 | 0 | 0 | 163.6858 | 0 | 8.3573 | [6 empty] | DEER:HVAC_Split-Package_HP | Annual | FALSE
Any | SWHC046AI | ERC | new | CZ16 | cDXHP | SWHC046-01 | ExAnte2019 | IOU workpaper | 2019-11-06 | Cap-Tons | 1 |  |  | 0 | 0 | 0 | -852.8076 | 0 | 146.298 | [6 empty] | DEER:HVAC_Split-Package_HP | Annual | FALSE
Any | SWHC046AI | ESe | new | CZ01 | cDXHP | SWHC046-01 | ExAnte2019 | IOU workpaper | 2019-11-06 | Cap-Tons | 1 |  |  | 0 | 0 | 0 | -255.7108 | 0 | 83.3038 | [6 empty] | DEER:HVAC_Split-Package_HP | Annual | FALSE
Any | SWHC046AI | ESe | new | CZ02 | cDXHP | SWHC046-01 | ExAnte2019 | IOU workpaper | 2019-11-06 | Cap-Tons | 1 |  |  | 0 | 0 | 0 | -89.0686 | 0 | 50.6571 | [6 empty] | DEER:HVAC_Split-Package_HP | Annual | FALSE
Any | SWHC046AI | ESe | new | CZ03 | cDXHP | SWHC046-01 | ExAnte2019 | IOU workpaper | 2019-11-06 | Cap-Tons | 1 |  |  | 0 | 0 | 0 | -25.6665 | 0 | 35.3761 | [6 empty] | DEER:HVAC_Split-Package_HP | Annual | FALSE
Any | SWHC046AI | ESe | new | CZ04 | cDXHP | SWHC046-01 | ExAnte2019 | IOU workpaper | 2019-11-06 | Cap-Tons | 1 |  |  | 0 | 0 | 0 | -0.5998 | 0 | 32.3191 | [6 empty] | DEER:HVAC_Split-Package_HP | Annual | FALSE
Any | SWHC046AI | ESe | new | CZ05 | cDXHP | SWHC046-01 | ExAnte2019 | IOU workpaper | 2019-11-06 | Cap-Tons | 1 |  |  | 0 | 0 | 0 | -29.5505 | 0 | 34.0673 | [6 empty] | DEER:HVAC_Split-Package_HP | Annual | FALSE
Any | SWHC046AI | ESe | new | CZ06 | cDXHP | SWHC046-01 | ExAnte2019 | IOU workpaper | 2019-11-06 | Cap-Tons | 1 |  |  | 0 | 0 | 0 | 83.7725 | 0 | 14.0888 | [6 empty] | DEER:HVAC_Split-Package_HP | Annual | FALSE
Any | SWHC046AI | ESe | new | CZ07 | cDXHP | SWHC046-01 | ExAnte2019 | IOU workpaper | 2019-11-06 | Cap-Tons | 1 |  |  | 0 | 0 | 0 | 88.825 | 0 | 9.7649 | [6 empty] | DEER:HVAC_Split-Package_HP | Annual | FALSE
Any | SWHC046AI | ESe | new | CZ08 | cDXHP | SWHC046-01 | ExAnte2019 | IOU workpaper | 2019-11-06 | Cap-Tons | 1 |  |  | 0 | 0 | 0 | 104.1075 | 0 | 13.1671 | [6 empty] | DEER:HVAC_Split-Package_HP | Annual | FALSE
Any | SWHC046AI | ESe | new | CZ09 | cDXHP | SWHC046-01 | ExAnte2019 | IOU workpaper | 2019-11-06 | Cap-Tons | 1 |  |  | 0 | 0 | 0 | 109.8456 | 0 | 15.0407 | [6 empty] | DEER:HVAC_Split-Package_HP | Annual | FALSE
Any | SWHC046AI | ESe | new | CZ10 | cDXHP | SWHC046-01 | ExAnte2019 | IOU workpaper | 2019-11-06 | Cap-Tons | 1 |  |  | 0 | 0 | 0 | 103.9133 | 0 | 18.7741 | [6 empty] | DEER:HVAC_Split-Package_HP | Annual | FALSE
Any | SWHC046AI | ESe | new | CZ11 | cDXHP | SWHC046-01 | ExAnte2019 | IOU workpaper | 2019-11-06 | Cap-Tons | 1 |  |  | 0 | 0 | 0 | -7.483 | 0 | 42.163 | [6 empty] | DEER:HVAC_Split-Package_HP | Annual | FALSE
Any | SWHC046AI | ESe | new | CZ12 | cDXHP | SWHC046-01 | ExAnte2019 | IOU workpaper | 2019-11-06 | Cap-Tons | 1 |  |  | 0 | 0 | 0 | -36.5748 | 0 | 44.7191 | [6 empty] | DEER:HVAC_Split-Package_HP | Annual | FALSE
Any | SWHC046AI | ESe | new | CZ13 | cDXHP | SWHC046-01 | ExAnte2019 | IOU workpaper | 2019-11-06 | Cap-Tons | 1 |  |  | 0 | 0 | 0 | 25.0467 | 0 | 36.9962 | [6 empty] | DEER:HVAC_Split-Package_HP | Annual | FALSE
Any | SWHC046AI | ESe | new | CZ14 | cDXHP | SWHC046-01 | ExAnte2019 | IOU workpaper | 2019-11-06 | Cap-Tons | 1 |  |  | 0 | 0 | 0 | 8.0783 | 0 | 38.7351 | [6 empty] | DEER:HVAC_Split-Package_HP | Annual | FALSE
Any | SWHC046AI | ESe | new | CZ15 | cDXHP | SWHC046-01 | ExAnte2019 | IOU workpaper | 2019-11-06 | Cap-Tons | 1 |  |  | 0 | 0 | 0 | 238.2347 | 0 | 5.6009 | [6 empty] | DEER:HVAC_Split-Package_HP | Annual | FALSE
Any | SWHC046AI | ESe | new | CZ16 | cDXHP | SWHC046-01 | ExAnte2019 | IOU workpaper | 2019-11-06 | Cap-Tons | 1 |  |  | 0 | 0 | 0 | -458.7326 | 0 | 100.2565 | [6 empty] | DEER:HVAC_Split-Package_HP | Annual | FALSE
Any | SWHC046AI | EUn | new | CZ01 | cDXHP | SWHC046-01 | ExAnte2019 | IOU workpaper | 2019-11-06 | Cap-Tons | 1 |  |  | 0 | 0 | 0 | -200.3813 | 0 | 89.3689 | [6 empty] | DEER:HVAC_Split-Package_HP | Annual | FALSE
Any | SWHC046AI | EUn | new | CZ02 | cDXHP | SWHC046-01 | ExAnte2019 | IOU workpaper | 2019-11-06 | Cap-Tons | 1 |  |  | 0 | 0 | 0 | -17.7794 | 0 | 55.6047 | [6 empty] | DEER:HVAC_Split-Package_HP | Annual | FALSE
Any | SWHC046AI | EUn | new | CZ03 | cDXHP | SWHC046-01 | ExAnte2019 | IOU workpaper | 2019-11-06 | Cap-Tons | 1 |  |  | 0 | 0 | 0 | 11.3684 | 0 | 44.8245 | [6 empty] | DEER:HVAC_Split-Package_HP | Annual | FALSE
Any | SWHC046AI | EUn | new | CZ04 | cDXHP | SWHC046-01 | ExAnte2019 | IOU workpaper | 2019-11-06 | Cap-Tons | 1 |  |  | 0 | 0 | 0 | 45.0711 | 0 | 40.8772 | [6 empty] | DEER:HVAC_Split-Package_HP | Annual | FALSE
Any | SWHC046AI | EUn | new | CZ05 | cDXHP | SWHC046-01 | ExAnte2019 | IOU workpaper | 2019-11-06 | Cap-Tons | 1 |  |  | 0 | 0 | 0 | -8.6446 | 0 | 45.8668 | [6 empty] | DEER:HVAC_Split-Package_HP | Annual | FALSE
Any | SWHC046AI | EUn | new | CZ06 | cDXHP | SWHC046-01 | ExAnte2019 | IOU workpaper | 2019-11-06 | Cap-Tons | 1 |  |  | 0 | 0 | 0 | 152.0732 | 0 | 19.2223 | [6 empty] | DEER:HVAC_Split-Package_HP | Annual | FALSE
Any | SWHC046AI | EUn | new | CZ07 | cDXHP | SWHC046-01 | ExAnte2019 | IOU workpaper | 2019-11-06 | Cap-Tons | 1 |  |  | 0 | 0 | 0 | 150.4225 | 0 | 13.8217 | [6 empty] | DEER:HVAC_Split-Package_HP | Annual | FALSE
Any | SWHC046AI | EUn | new | CZ08 | cDXHP | SWHC046-01 | ExAnte2019 | IOU workpaper | 2019-11-06 | Cap-Tons | 1 |  |  | 0 | 0 | 0 | 180.0306 | 0 | 18.5573 | [6 empty] | DEER:HVAC_Split-Package_HP | Annual | FALSE
Any | SWHC046AI | EUn | new | CZ09 | cDXHP | SWHC046-01 | ExAnte2019 | IOU workpaper | 2019-11-06 | Cap-Tons | 1 |  |  | 0 | 0 | 0 | 196.0302 | 0 | 20.0475 | [6 empty] | DEER:HVAC_Split-Package_HP | Annual | FALSE
Any | SWHC046AI | EUn | new | CZ10 | cDXHP | SWHC046-01 | ExAnte2019 | IOU workpaper | 2019-11-06 | Cap-Tons | 1 |  |  | 0 | 0 | 0 | 211.0768 | 0 | 21.2498 | [6 empty] | DEER:HVAC_Split-Package_HP | Annual | FALSE
Any | SWHC046AI | EUn | new | CZ11 | cDXHP | SWHC046-01 | ExAnte2019 | IOU workpaper | 2019-11-06 | Cap-Tons | 1 |  |  | 0 | 0 | 0 | 124.6567 | 0 | 43.0346 | [6 empty] | DEER:HVAC_Split-Package_HP | Annual | FALSE
Any | SWHC046AI | EUn | new | CZ12 | cDXHP | SWHC046-01 | ExAnte2019 | IOU workpaper | 2019-11-06 | Cap-Tons | 1 |  |  | 0 | 0 | 0 | 76.2061 | 0 | 46.1267 | [6 empty] | DEER:HVAC_Split-Package_HP | Annual | FALSE
Any | SWHC046AI | EUn | new | CZ13 | cDXHP | SWHC046-01 | ExAnte2019 | IOU workpaper | 2019-11-06 | Cap-Tons | 1 |  |  | 0 | 0 | 0 | 153.9502 | 0 | 37.8155 | [6 empty] | DEER:HVAC_Split-Package_HP | Annual | FALSE
Any | SWHC046AI | EUn | new | CZ14 | cDXHP | SWHC046-01 | ExAnte2019 | IOU workpaper | 2019-11-06 | Cap-Tons | 1 |  |  | 0 | 0 | 0 | 129.7285 | 0 | 40.9443 | [6 empty] | DEER:HVAC_Split-Package_HP | Annual | FALSE
Any | SWHC046AI | EUn | new | CZ15 | cDXHP | SWHC046-01 | ExAnte2019 | IOU workpaper | 2019-11-06 | Cap-Tons | 1 |  |  | 0 | 0 | 0 | 403.1403 | 0 | 6.2621 | [6 empty] | DEER:HVAC_Split-Package_HP | Annual | FALSE
Any | SWHC046AI | EUn | new | CZ16 | cDXHP | SWHC046-01 | ExAnte2019 | IOU workpaper | 2019-11-06 | Cap-Tons | 1 |  |  | 0 | 0 | 0 | -410.3007 | 0 | 107.372 | [6 empty] | DEER:HVAC_Split-Package_HP | Annual | FALSE
Any | SWHC046AI | Gro | new | CZ01 | cDXHP | SWHC046-01 | ExAnte2019 | IOU workpaper | 2019-11-06 | Cap-Tons | 1 |  |  | 0 | 0 | 0 | -1828.0176 | 0 | 495.8139 | [6 empty] | DEER:HVAC_Split-Package_HP | Annual | FALSE
Any | SWHC046AI | Gro | new | CZ02 | cDXHP | SWHC046-01 | ExAnte2019 | IOU workpaper | 2019-11-06 | Cap-Tons | 1 |  |  | 0 | 0 | 0 | -300.4442 | 0 | 166.7271 | [6 empty] | DEER:HVAC_Split-Package_HP | Annual | FALSE
Any | SWHC046AI | Gro | new | CZ03 | cDXHP | SWHC046-01 | ExAnte2019 | IOU workpaper | 2019-11-06 | Cap-Tons | 1 |  |  | 0 | 0 | 0 | -447.0552 | 0 | 220.784 | [6 empty] | DEER:HVAC_Split-Package_HP | Annual | FALSE
Any | SWHC046AI | Gro | new | CZ04 | cDXHP | SWHC046-01 | ExAnte2019 | IOU workpaper | 2019-11-06 | Cap-Tons | 1 |  |  | 0 | 0 | 0 | -140.3839 | 0 | 145.6467 | [6 empty] | DEER:HVAC_Split-Package_HP | Annual | FALSE
Any | SWHC046AI | Gro | new | CZ05 | cDXHP | SWHC046-01 | ExAnte2019 | IOU workpaper | 2019-11-06 | Cap-Tons | 1 |  |  | 0 | 0 | 0 | -613.9227 | 0 | 259.3241 | [6 empty] | DEER:HVAC_Split-Package_HP | Annual | FALSE
Any | SWHC046AI | Gro | new | CZ06 | cDXHP | SWHC046-01 | ExAnte2019 | IOU workpaper | 2019-11-06 | Cap-Tons | 1 |  |  | 0 | 0 | 0 | 58.7686 | 0 | 94.0896 | [6 empty] | DEER:HVAC_Split-Package_HP | Annual | FALSE
Any | SWHC046AI | Gro | new | CZ07 | cDXHP | SWHC046-01 | ExAnte2019 | IOU workpaper | 2019-11-06 | Cap-Tons | 1 |  |  | 0 | 0 | 0 | 128.2061 | 0 | 107.6816 | [6 empty] | DEER:HVAC_Split-Package_HP | Annual | FALSE
Any | SWHC046AI | Gro | new | CZ08 | cDXHP | SWHC046-01 | ExAnte2019 | IOU workpaper | 2019-11-06 | Cap-Tons | 1 |  |  | 0 | 0 | 0 | 228.6774 | 0 | 78.2483 | [6 empty] | DEER:HVAC_Split-Package_HP | Annual | FALSE
Any | SWHC046AI | Gro | new | CZ09 | cDXHP | SWHC046-01 | ExAnte2019 | IOU workpaper | 2019-11-06 | Cap-Tons | 1 |  |  | 0 | 0 | 0 | 251.7458 | 0 | 71.553 | [6 empty] | DEER:HVAC_Split-Package_HP | Annual | FALSE
Any | SWHC046AI | Gro | new | CZ10 | cDXHP | SWHC046-01 | ExAnte2019 | IOU workpaper | 2019-11-06 | Cap-Tons | 1 |  |  | 0 | 0 | 0 | 235.0097 | 0 | 80.1494 | [6 empty] | DEER:HVAC_Split-Package_HP | Annual | FALSE
Any | SWHC046AI | Gro | new | CZ11 | cDXHP | SWHC046-01 | ExAnte2019 | IOU workpaper | 2019-11-06 | Cap-Tons | 1 |  |  | 0 | 0 | 0 | -10.6 | 0 | 111.6264 | [6 empty] | DEER:HVAC_Split-Package_HP | Annual | FALSE
Any | SWHC046AI | Gro | new | CZ12 | cDXHP | SWHC046-01 | ExAnte2019 | IOU workpaper | 2019-11-06 | Cap-Tons | 1 |  |  | 0 | 0 | 0 | -26.3036 | 0 | 113.3425 | [6 empty] | DEER:HVAC_Split-Package_HP | Annual | FALSE
Any | SWHC046AI | Gro | new | CZ13 | cDXHP | SWHC046-01 | ExAnte2019 | IOU workpaper | 2019-11-06 | Cap-Tons | 1 |  |  | 0 | 0 | 0 | 96.5565 | 0 | 102.8094 | [6 empty] | DEER:HVAC_Split-Package_HP | Annual | FALSE
Any | SWHC046AI | Gro | new | CZ14 | cDXHP | SWHC046-01 | ExAnte2019 | IOU workpaper | 2019-11-06 | Cap-Tons | 1 |  |  | 0 | 0 | 0 | 20.7263 | 0 | 109.4773 | [6 empty] | DEER:HVAC_Split-Package_HP | Annual | FALSE
Any | SWHC046AI | Gro | new | CZ15 | cDXHP | SWHC046-01 | ExAnte2019 | IOU workpaper | 2019-11-06 | Cap-Tons | 1 |  |  | 0 | 0 | 0 | 614.0718 | 0 | 25.5129 | [6 empty] | DEER:HVAC_Split-Package_HP | Annual | FALSE
Any | SWHC046AI | Gro | new | CZ16 | cDXHP | SWHC046-01 | ExAnte2019 | IOU workpaper | 2019-11-06 | Cap-Tons | 1 |  |  | 0 | 0 | 0 | -1436.7784 | 0 | 344.6307 | [6 empty] | DEER:HVAC_Split-Package_HP | Annual | FALSE
Any | SWHC046AI | Hsp | new | CZ01 | cDXHP | SWHC046-01 | ExAnte2019 | IOU workpaper | 2019-11-06 | Cap-Tons | 1 |  |  | 0 | 0 | 0 | 188.1655 | 0 | 82.6705 | [6 empty] | DEER:HVAC_Split-Package_HP | Annual | FALSE
Any | SWHC046AI | Hsp | new | CZ02 | cDXHP | SWHC046-01 | ExAnte2019 | IOU workpaper | 2019-11-06 | Cap-Tons | 1 |  |  | 0 | 0 | 0 | 310.5232 | 0 | 53.46 | [6 empty] | DEER:HVAC_Split-Package_HP | Annual | FALSE
Any | SWHC046AI | Hsp | new | CZ03 | cDXHP | SWHC046-01 | ExAnte2019 | IOU workpaper | 2019-11-06 | Cap-Tons | 1 |  |  | 0 | 0 | 0 | 337.1805 | 0 | 40.3935 | [6 empty] | DEER:HVAC_Split-Package_HP | Annual | FALSE
Any | SWHC046AI | Hsp | new | CZ04 | cDXHP | SWHC046-01 | ExAnte2019 | IOU workpaper | 2019-11-06 | Cap-Tons | 1 |  |  | 0 | 0 | 0 | 350.6306 | 0 | 39.9847 | [6 empty] | DEER:HVAC_Split-Package_HP | Annual | FALSE
Any | SWHC046AI | Hsp | new | CZ05 | cDXHP | SWHC046-01 | ExAnte2019 | IOU workpaper | 2019-11-06 | Cap-Tons | 1 |  |  | 0 | 0 | 0 | 314.4728 | 0 | 45.3414 | [6 empty] | DEER:HVAC_Split-Package_HP | Annual | FALSE
Any | SWHC046AI | Hsp | new | CZ06 | cDXHP | SWHC046-01 | ExAnte2019 | IOU workpaper | 2019-11-06 | Cap-Tons | 1 |  |  | 0 | 0 | 0 | 438.4041 | 0 | 19.6341 | [6 empty] | DEER:HVAC_Split-Package_HP | Annual | FALSE
Any | SWHC046AI | Hsp | new | CZ07 | cDXHP | SWHC046-01 | ExAnte2019 | IOU workpaper | 2019-11-06 | Cap-Tons | 1 |  |  | 0 | 0 | 0 | 447.4326 | 0 | 8.9004 | [6 empty] | DEER:HVAC_Split-Package_HP | Annual | FALSE
Any | SWHC046AI | Hsp | new | CZ08 | cDXHP | SWHC046-01 | ExAnte2019 | IOU workpaper | 2019-11-06 | Cap-Tons | 1 |  |  | 0 | 0 | 0 | 477.3228 | 0 | 14.9207 | [6 empty] | DEER:HVAC_Split-Package_HP | Annual | FALSE
Any | SWHC046AI | Hsp | new | CZ09 | cDXHP | SWHC046-01 | ExAnte2019 | IOU workpaper | 2019-11-06 | Cap-Tons | 1 |  |  | 0 | 0 | 0 | 479.5942 | 0 | 20.4632 | [6 empty] | DEER:HVAC_Split-Package_HP | Annual | FALSE
Any | SWHC046AI | Hsp | new | CZ10 | cDXHP | SWHC046-01 | ExAnte2019 | IOU workpaper | 2019-11-06 | Cap-Tons | 1 |  |  | 0 | 0 | 0 | 490.8968 | 0 | 24.6327 | [6 empty] | DEER:HVAC_Split-Package_HP | Annual | FALSE
Any | SWHC046AI | Hsp | new | CZ11 | cDXHP | SWHC046-01 | ExAnte2019 | IOU workpaper | 2019-11-06 | Cap-Tons | 1 |  |  | 0 | 0 | 0 | 390.9258 | 0 | 51.4632 | [6 empty] | DEER:HVAC_Split-Package_HP | Annual | FALSE
Any | SWHC046AI | Hsp | new | CZ12 | cDXHP | SWHC046-01 | ExAnte2019 | IOU workpaper | 2019-11-06 | Cap-Tons | 1 |  |  | 0 | 0 | 0 | 367.8034 | 0 | 48.746 | [6 empty] | DEER:HVAC_Split-Package_HP | Annual | FALSE
Any | SWHC046AI | Hsp | new | CZ13 | cDXHP | SWHC046-01 | ExAnte2019 | IOU workpaper | 2019-11-06 | Cap-Tons | 1 |  |  | 0 | 0 | 0 | 431.8547 | 0 | 45.542 | [6 empty] | DEER:HVAC_Split-Package_HP | Annual | FALSE
Any | SWHC046AI | Hsp | new | CZ14 | cDXHP | SWHC046-01 | ExAnte2019 | IOU workpaper | 2019-11-06 | Cap-Tons | 1 |  |  | 0 | 0 | 0 | 359.3823 | 0 | 57.1296 | [6 empty] | DEER:HVAC_Split-Package_HP | Annual | FALSE
Any | SWHC046AI | Hsp | new | CZ15 | cDXHP | SWHC046-01 | ExAnte2019 | IOU workpaper | 2019-11-06 | Cap-Tons | 1 |  |  | 0 | 0 | 0 | 713.3333 | 0 | 9.154 | [6 empty] | DEER:HVAC_Split-Package_HP | Annual | FALSE
Any | SWHC046AI | Hsp | new | CZ16 | cDXHP | SWHC046-01 | ExAnte2019 | IOU workpaper | 2019-11-06 | Cap-Tons | 1 |  |  | 0 | 0 | 0 | -112.8794 | 0 | 124.1252 | [6 empty] | DEER:HVAC_Split-Package_HP | Annual | FALSE
Any | SWHC046AI | Htl | new | CZ01 | cDXHP | SWHC046-01 | ExAnte2019 | IOU workpaper | 2019-11-06 | Cap-Tons | 1 |  |  | 0 | 0 | 0 | -730.8263 | 0 | 223.0096 | [6 empty] | DEER:HVAC_Split-Package_HP | Annual | FALSE
Any | SWHC046AI | Htl | new | CZ02 | cDXHP | SWHC046-01 | ExAnte2019 | IOU workpaper | 2019-11-06 | Cap-Tons | 1 |  |  | 0 | 0 | 0 | -314.5826 | 0 | 140.5977 | [6 empty] | DEER:HVAC_Split-Package_HP | Annual | FALSE
Any | SWHC046AI | Htl | new | CZ03 | cDXHP | SWHC046-01 | ExAnte2019 | IOU workpaper | 2019-11-06 | Cap-Tons | 1 |  |  | 0 | 0 | 0 | -189.9134 | 0 | 121.7735 | [6 empty] | DEER:HVAC_Split-Package_HP | Annual | FALSE
Any | SWHC046AI | Htl | new | CZ04 | cDXHP | SWHC046-01 | ExAnte2019 | IOU workpaper | 2019-11-06 | Cap-Tons | 1 |  |  | 0 | 0 | 0 | -141.9797 | 0 | 102.1176 | [6 empty] | DEER:HVAC_Split-Package_HP | Annual | FALSE
Any | SWHC046AI | Htl | new | CZ05 | cDXHP | SWHC046-01 | ExAnte2019 | IOU workpaper | 2019-11-06 | Cap-Tons | 1 |  |  | 0 | 0 | 0 | -281.4104 | 0 | 131.1556 | [6 empty] | DEER:HVAC_Split-Package_HP | Annual | FALSE
Any | SWHC046AI | Htl | new | CZ06 | cDXHP | SWHC046-01 | ExAnte2019 | IOU workpaper | 2019-11-06 | Cap-Tons | 1 |  |  | 0 | 0 | 0 | 115.9662 | 0 | 60.4969 | [6 empty] | DEER:HVAC_Split-Package_HP | Annual | FALSE
Any | SWHC046AI | Htl | new | CZ07 | cDXHP | SWHC046-01 | ExAnte2019 | IOU workpaper | 2019-11-06 | Cap-Tons | 1 |  |  | 0 | 0 | 0 | 170.1002 | 0 | 42.1042 | [6 empty] | DEER:HVAC_Split-Package_HP | Annual | FALSE
Any | SWHC046AI | Htl | new | CZ08 | cDXHP | SWHC046-01 | ExAnte2019 | IOU workpaper | 2019-11-06 | Cap-Tons | 1 |  |  | 0 | 0 | 0 | 213.8745 | 0 | 49.3835 | [6 empty] | DEER:HVAC_Split-Package_HP | Annual | FALSE
Any | SWHC046AI | Htl | new | CZ09 | cDXHP | SWHC046-01 | ExAnte2019 | IOU workpaper | 2019-11-06 | Cap-Tons | 1 |  |  | 0 | 0 | 0 | 214.4877 | 0 | 53.9728 | [6 empty] | DEER:HVAC_Split-Package_HP | Annual | FALSE
Any | SWHC046AI | Htl | new | CZ10 | cDXHP | SWHC046-01 | ExAnte2019 | IOU workpaper | 2019-11-06 | Cap-Tons | 1 |  |  | 0 | 0 | 0 | 205.9069 | 0 | 63.0489 | [6 empty] | DEER:HVAC_Split-Package_HP | Annual | FALSE
Any | SWHC046AI | Htl | new | CZ11 | cDXHP | SWHC046-01 | ExAnte2019 | IOU workpaper | 2019-11-06 | Cap-Tons | 1 |  |  | 0 | 0 | 0 | 5.0452 | 0 | 104.9011 | [6 empty] | DEER:HVAC_Split-Package_HP | Annual | FALSE
Any | SWHC046AI | Htl | new | CZ12 | cDXHP | SWHC046-01 | ExAnte2019 | IOU workpaper | 2019-11-06 | Cap-Tons | 1 |  |  | 0 | 0 | 0 | -58.0493 | 0 | 111.6169 | [6 empty] | DEER:HVAC_Split-Package_HP | Annual | FALSE
Any | SWHC046AI | Htl | new | CZ13 | cDXHP | SWHC046-01 | ExAnte2019 | IOU workpaper | 2019-11-06 | Cap-Tons | 1 |  |  | 0 | 0 | 0 | 77.3808 | 0 | 93.8156 | [6 empty] | DEER:HVAC_Split-Package_HP | Annual | FALSE
Any | SWHC046AI | Htl | new | CZ14 | cDXHP | SWHC046-01 | ExAnte2019 | IOU workpaper | 2019-11-06 | Cap-Tons | 1 |  |  | 0 | 0 | 0 | -29.463 | 0 | 108.3647 | [6 empty] | DEER:HVAC_Split-Package_HP | Annual | FALSE
Any | SWHC046AI | Htl | new | CZ15 | cDXHP | SWHC046-01 | ExAnte2019 | IOU workpaper | 2019-11-06 | Cap-Tons | 1 |  |  | 0 | 0 | 0 | 573.1576 | 0 | 23.5726 | [6 empty] | DEER:HVAC_Split-Package_HP | Annual | FALSE
Any | SWHC046AI | Htl | new | CZ16 | cDXHP | SWHC046-01 | ExAnte2019 | IOU workpaper | 2019-11-06 | Cap-Tons | 1 |  |  | 0 | 0 | 0 | -1146.7553 | 0 | 241.3126 | [6 empty] | DEER:HVAC_Split-Package_HP | Annual | FALSE
Any | SWHC046AI | MBT | new | CZ01 | cDXHP | SWHC046-01 | ExAnte2019 | IOU workpaper | 2019-11-06 | Cap-Tons | 1 |  |  | 0 | 0 | 0 | -112.1574 | 0 | 59.5501 | [6 empty] | DEER:HVAC_Split-Package_HP | Annual | FALSE
Any | SWHC046AI | MBT | new | CZ02 | cDXHP | SWHC046-01 | ExAnte2019 | IOU workpaper | 2019-11-06 | Cap-Tons | 1 |  |  | 0 | 0 | 0 | 49.27 | 0 | 32.8205 | [6 empty] | DEER:HVAC_Split-Package_HP | Annual | FALSE
Any | SWHC046AI | MBT | new | CZ03 | cDXHP | SWHC046-01 | ExAnte2019 | IOU workpaper | 2019-11-06 | Cap-Tons | 1 |  |  | 0 | 0 | 0 | 49.0018 | 0 | 28.1691 | [6 empty] | DEER:HVAC_Split-Package_HP | Annual | FALSE
Any | SWHC046AI | MBT | new | CZ04 | cDXHP | SWHC046-01 | ExAnte2019 | IOU workpaper | 2019-11-06 | Cap-Tons | 1 |  |  | 0 | 0 | 0 | 91.06 | 0 | 22.6416 | [6 empty] | DEER:HVAC_Split-Package_HP | Annual | FALSE
Any | SWHC046AI | MBT | new | CZ05 | cDXHP | SWHC046-01 | ExAnte2019 | IOU workpaper | 2019-11-06 | Cap-Tons | 1 |  |  | 0 | 0 | 0 | 37.1932 | 0 | 28.6579 | [6 empty] | DEER:HVAC_Split-Package_HP | Annual | FALSE
Any | SWHC046AI | MBT | new | CZ06 | cDXHP | SWHC046-01 | ExAnte2019 | IOU workpaper | 2019-11-06 | Cap-Tons | 1 |  |  | 0 | 0 | 0 | 151.5109 | 0 | 12.5615 | [6 empty] | DEER:HVAC_Split-Package_HP | Annual | FALSE
Any | SWHC046AI | MBT | new | CZ07 | cDXHP | SWHC046-01 | ExAnte2019 | IOU workpaper | 2019-11-06 | Cap-Tons | 1 |  |  | 0 | 0 | 0 | 140.1993 | 0 | 9.0892 | [6 empty] | DEER:HVAC_Split-Package_HP | Annual | FALSE
Any | SWHC046AI | MBT | new | CZ08 | cDXHP | SWHC046-01 | ExAnte2019 | IOU workpaper | 2019-11-06 | Cap-Tons | 1 |  |  | 0 | 0 | 0 | 176.7255 | 0 | 10.7855 | [6 empty] | DEER:HVAC_Split-Package_HP | Annual | FALSE
Any | SWHC046AI | MBT | new | CZ09 | cDXHP | SWHC046-01 | ExAnte2019 | IOU workpaper | 2019-11-06 | Cap-Tons | 1 |  |  | 0 | 0 | 0 | 197.9431 | 0 | 13.2159 | [6 empty] | DEER:HVAC_Split-Package_HP | Annual | FALSE
Any | SWHC046AI | MBT | new | CZ10 | cDXHP | SWHC046-01 | ExAnte2019 | IOU workpaper | 2019-11-06 | Cap-Tons | 1 |  |  | 0 | 0 | 0 | 206.9703 | 0 | 13.3681 | [6 empty] | DEER:HVAC_Split-Package_HP | Annual | FALSE
Any | SWHC046AI | MBT | new | CZ11 | cDXHP | SWHC046-01 | ExAnte2019 | IOU workpaper | 2019-11-06 | Cap-Tons | 1 |  |  | 0 | 0 | 0 | 161.4486 | 0 | 26.1667 | [6 empty] | DEER:HVAC_Split-Package_HP | Annual | FALSE
Any | SWHC046AI | MBT | new | CZ12 | cDXHP | SWHC046-01 | ExAnte2019 | IOU workpaper | 2019-11-06 | Cap-Tons | 1 |  |  | 0 | 0 | 0 | 122.1682 | 0 | 27.7152 | [6 empty] | DEER:HVAC_Split-Package_HP | Annual | FALSE
Any | SWHC046AI | MBT | new | CZ13 | cDXHP | SWHC046-01 | ExAnte2019 | IOU workpaper | 2019-11-06 | Cap-Tons | 1 |  |  | 0 | 0 | 0 | 176.8129 | 0 | 23.7597 | [6 empty] | DEER:HVAC_Split-Package_HP | Annual | FALSE
Any | SWHC046AI | MBT | new | CZ14 | cDXHP | SWHC046-01 | ExAnte2019 | IOU workpaper | 2019-11-06 | Cap-Tons | 1 |  |  | 0 | 0 | 0 | 163.5075 | 0 | 27.1551 | [6 empty] | DEER:HVAC_Split-Package_HP | Annual | FALSE
Any | SWHC046AI | MBT | new | CZ15 | cDXHP | SWHC046-01 | ExAnte2019 | IOU workpaper | 2019-11-06 | Cap-Tons | 1 |  |  | 0 | 0 | 0 | 352.8398 | 0 | 4.2416 | [6 empty] | DEER:HVAC_Split-Package_HP | Annual | FALSE
Any | SWHC046AI | MBT | new | CZ16 | cDXHP | SWHC046-01 | ExAnte2019 | IOU workpaper | 2019-11-06 | Cap-Tons | 1 |  |  | 0 | 0 | 0 | -245.0076 | 0 | 77.4262 | [6 empty] | DEER:HVAC_Split-Package_HP | Annual | FALSE
Any | SWHC046AI | MLI | new | CZ01 | cDXHP | SWHC046-01 | ExAnte2019 | IOU workpaper | 2019-11-06 | Cap-Tons | 1 |  |  | 0 | 0 | 0 | -388.2402 | 0 | 89.1962 | [6 empty] | DEER:HVAC_Split-Package_HP | Annual | FALSE
Any | SWHC046AI | MLI | new | CZ02 | cDXHP | SWHC046-01 | ExAnte2019 | IOU workpaper | 2019-11-06 | Cap-Tons | 1 |  |  | 0 | 0 | 0 | -140.9003 | 0 | 56.3546 | [6 empty] | DEER:HVAC_Split-Package_HP | Annual | FALSE
Any | SWHC046AI | MLI | new | CZ03 | cDXHP | SWHC046-01 | ExAnte2019 | IOU workpaper | 2019-11-06 | Cap-Tons | 1 |  |  | 0 | 0 | 0 | -87.1364 | 0 | 45.8295 | [6 empty] | DEER:HVAC_Split-Package_HP | Annual | FALSE
Any | SWHC046AI | MLI | new | CZ04 | cDXHP | SWHC046-01 | ExAnte2019 | IOU workpaper | 2019-11-06 | Cap-Tons | 1 |  |  | 0 | 0 | 0 | -69.6602 | 0 | 41.9732 | [6 empty] | DEER:HVAC_Split-Package_HP | Annual | FALSE
Any | SWHC046AI | MLI | new | CZ05 | cDXHP | SWHC046-01 | ExAnte2019 | IOU workpaper | 2019-11-06 | Cap-Tons | 1 |  |  | 0 | 0 | 0 | -130.0217 | 0 | 49.7375 | [6 empty] | DEER:HVAC_Split-Package_HP | Annual | FALSE
Any | SWHC046AI | MLI | new | CZ06 | cDXHP | SWHC046-01 | ExAnte2019 | IOU workpaper | 2019-11-06 | Cap-Tons | 1 |  |  | 0 | 0 | 0 | 70.4511 | 0 | 22.5617 | [6 empty] | DEER:HVAC_Split-Package_HP | Annual | FALSE
Any | SWHC046AI | MLI | new | CZ07 | cDXHP | SWHC046-01 | ExAnte2019 | IOU workpaper | 2019-11-06 | Cap-Tons | 1 |  |  | 0 | 0 | 0 | 105.4193 | 0 | 14.7493 | [6 empty] | DEER:HVAC_Split-Package_HP | Annual | FALSE
Any | SWHC046AI | MLI | new | CZ08 | cDXHP | SWHC046-01 | ExAnte2019 | IOU workpaper | 2019-11-06 | Cap-Tons | 1 |  |  | 0 | 0 | 0 | 119.7725 | 0 | 20.7185 | [6 empty] | DEER:HVAC_Split-Package_HP | Annual | FALSE
Any | SWHC046AI | MLI | new | CZ09 | cDXHP | SWHC046-01 | ExAnte2019 | IOU workpaper | 2019-11-06 | Cap-Tons | 1 |  |  | 0 | 0 | 0 | 129.1825 | 0 | 22.2397 | [6 empty] | DEER:HVAC_Split-Package_HP | Annual | FALSE
Any | SWHC046AI | MLI | new | CZ10 | cDXHP | SWHC046-01 | ExAnte2019 | IOU workpaper | 2019-11-06 | Cap-Tons | 1 |  |  | 0 | 0 | 0 | 129.5338 | 0 | 22.7538 | [6 empty] | DEER:HVAC_Split-Package_HP | Annual | FALSE
Any | SWHC046AI | MLI | new | CZ11 | cDXHP | SWHC046-01 | ExAnte2019 | IOU workpaper | 2019-11-06 | Cap-Tons | 1 |  |  | 0 | 0 | 0 | 7.0642 | 0 | 43.4691 | [6 empty] | DEER:HVAC_Split-Package_HP | Annual | FALSE
Any | SWHC046AI | MLI | new | CZ12 | cDXHP | SWHC046-01 | ExAnte2019 | IOU workpaper | 2019-11-06 | Cap-Tons | 1 |  |  | 0 | 0 | 0 | -24.494 | 0 | 44.9258 | [6 empty] | DEER:HVAC_Split-Package_HP | Annual | FALSE
Any | SWHC046AI | MLI | new | CZ13 | cDXHP | SWHC046-01 | ExAnte2019 | IOU workpaper | 2019-11-06 | Cap-Tons | 1 |  |  | 0 | 0 | 0 | 53.3553 | 0 | 36.7715 | [6 empty] | DEER:HVAC_Split-Package_HP | Annual | FALSE
Any | SWHC046AI | MLI | new | CZ14 | cDXHP | SWHC046-01 | ExAnte2019 | IOU workpaper | 2019-11-06 | Cap-Tons | 1 |  |  | 0 | 0 | 0 | -16.6159 | 0 | 46.6009 | [6 empty] | DEER:HVAC_Split-Package_HP | Annual | FALSE
Any | SWHC046AI | MLI | new | CZ15 | cDXHP | SWHC046-01 | ExAnte2019 | IOU workpaper | 2019-11-06 | Cap-Tons | 1 |  |  | 0 | 0 | 0 | 304.0766 | 0 | 6.4602 | [6 empty] | DEER:HVAC_Split-Package_HP | Annual | FALSE
Any | SWHC046AI | MLI | new | CZ16 | cDXHP | SWHC046-01 | ExAnte2019 | IOU workpaper | 2019-11-06 | Cap-Tons | 1 |  |  | 0 | 0 | 0 | -593.7017 | 0 | 105.6131 | [6 empty] | DEER:HVAC_Split-Package_HP | Annual | FALSE
Any | SWHC046AI | Mtl | new | CZ01 | cDXHP | SWHC046-01 | ExAnte2019 | IOU workpaper | 2019-11-06 | Cap-Tons | 1 |  |  | 0 | 0 | 0 | 105.7291 | 0 | 110.1453 | [6 empty] | DEER:HVAC_Split-Package_HP | Annual | FALSE
Any | SWHC046AI | Mtl | new | CZ02 | cDXHP | SWHC046-01 | ExAnte2019 | IOU workpaper | 2019-11-06 | Cap-Tons | 1 |  |  | 0 | 0 | 0 | 149.565 | 0 | 102.051 | [6 empty] | DEER:HVAC_Split-Package_HP | Annual | FALSE
Any | SWHC046AI | Mtl | new | CZ03 | cDXHP | SWHC046-01 | ExAnte2019 | IOU workpaper | 2019-11-06 | Cap-Tons | 1 |  |  | 0 | 0 | 0 | 295.6765 | 0 | 54.9672 | [6 empty] | DEER:HVAC_Split-Package_HP | Annual | FALSE
Any | SWHC046AI | Mtl | new | CZ04 | cDXHP | SWHC046-01 | ExAnte2019 | IOU workpaper | 2019-11-06 | Cap-Tons | 1 |  |  | 0 | 0 | 0 | 220.2321 | 0 | 76.0815 | [6 empty] | DEER:HVAC_Split-Package_HP | Annual | FALSE
Any | SWHC046AI | Mtl | new | CZ05 | cDXHP | SWHC046-01 | ExAnte2019 | IOU workpaper | 2019-11-06 | Cap-Tons | 1 |  |  | 0 | 0 | 0 | 255.9575 | 0 | 66.0253 | [6 empty] | DEER:HVAC_Split-Package_HP | Annual | FALSE
Any | SWHC046AI | Mtl | new | CZ06 | cDXHP | SWHC046-01 | ExAnte2019 | IOU workpaper | 2019-11-06 | Cap-Tons | 1 |  |  | 0 | 0 | 0 | 436.6045 | 0 | 20.9138 | [6 empty] | DEER:HVAC_Split-Package_HP | Annual | FALSE
Any | SWHC046AI | Mtl | new | CZ07 | cDXHP | SWHC046-01 | ExAnte2019 | IOU workpaper | 2019-11-06 | Cap-Tons | 1 |  |  | 0 | 0 | 0 | 443.194 | 0 | 7.3958 | [6 empty] | DEER:HVAC_Split-Package_HP | Annual | FALSE
Any | SWHC046AI | Mtl | new | CZ08 | cDXHP | SWHC046-01 | ExAnte2019 | IOU workpaper | 2019-11-06 | Cap-Tons | 1 |  |  | 0 | 0 | 0 | 438.666 | 0 | 22.4135 | [6 empty] | DEER:HVAC_Split-Package_HP | Annual | FALSE
Any | SWHC046AI | Mtl | new | CZ09 | cDXHP | SWHC046-01 | ExAnte2019 | IOU workpaper | 2019-11-06 | Cap-Tons | 1 |  |  | 0 | 0 | 0 | 480.5162 | 0 | 24.8429 | [6 empty] | DEER:HVAC_Split-Package_HP | Annual | FALSE
Any | SWHC046AI | Mtl | new | CZ10 | cDXHP | SWHC046-01 | ExAnte2019 | IOU workpaper | 2019-11-06 | Cap-Tons | 1 |  |  | 0 | 0 | 0 | 465.6341 | 0 | 38.6048 | [6 empty] | DEER:HVAC_Split-Package_HP | Annual | FALSE
Any | SWHC046AI | Mtl | new | CZ11 | cDXHP | SWHC046-01 | ExAnte2019 | IOU workpaper | 2019-11-06 | Cap-Tons | 1 |  |  | 0 | 0 | 0 | 368.8648 | 0 | 68.6905 | [6 empty] | DEER:HVAC_Split-Package_HP | Annual | FALSE
Any | SWHC046AI | Mtl | new | CZ12 | cDXHP | SWHC046-01 | ExAnte2019 | IOU workpaper | 2019-11-06 | Cap-Tons | 1 |  |  | 0 | 0 | 0 | 298.2325 | 0 | 73.9932 | [6 empty] | DEER:HVAC_Split-Package_HP | Annual | FALSE
Any | SWHC046AI | Mtl | new | CZ13 | cDXHP | SWHC046-01 | ExAnte2019 | IOU workpaper | 2019-11-06 | Cap-Tons | 1 |  |  | 0 | 0 | 0 | 412.7405 | 0 | 60.5526 | [6 empty] | DEER:HVAC_Split-Package_HP | Annual | FALSE
Any | SWHC046AI | Mtl | new | CZ14 | cDXHP | SWHC046-01 | ExAnte2019 | IOU workpaper | 2019-11-06 | Cap-Tons | 1 |  |  | 0 | 0 | 0 | 325.1409 | 0 | 76.0801 | [6 empty] | DEER:HVAC_Split-Package_HP | Annual | FALSE
Any | SWHC046AI | Mtl | new | CZ15 | cDXHP | SWHC046-01 | ExAnte2019 | IOU workpaper | 2019-11-06 | Cap-Tons | 1 |  |  | 0 | 0 | 0 | 771.0322 | 0 | 9.2801 | [6 empty] | DEER:HVAC_Split-Package_HP | Annual | FALSE
Any | SWHC046AI | Mtl | new | CZ16 | cDXHP | SWHC046-01 | ExAnte2019 | IOU workpaper | 2019-11-06 | Cap-Tons | 1 |  |  | 0 | 0 | 0 | -203.6516 | 0 | 148.0988 | [6 empty] | DEER:HVAC_Split-Package_HP | Annual | FALSE
Any | SWHC046AI | Nrs | new | CZ01 | cDXHP | SWHC046-01 | ExAnte2019 | IOU workpaper | 2019-11-06 | Cap-Tons | 1 |  |  | 0 | 0 | 0 | -134.5222 | 0 | 126.6811 | [6 empty] | DEER:HVAC_Split-Package_HP | Annual | FALSE
Any | SWHC046AI | Nrs | new | CZ02 | cDXHP | SWHC046-01 | ExAnte2019 | IOU workpaper | 2019-11-06 | Cap-Tons | 1 |  |  | 0 | 0 | 0 | 48.1475 | 0 | 90.6964 | [6 empty] | DEER:HVAC_Split-Package_HP | Annual | FALSE
Any | SWHC046AI | Nrs | new | CZ03 | cDXHP | SWHC046-01 | ExAnte2019 | IOU workpaper | 2019-11-06 | Cap-Tons | 1 |  |  | 0 | 0 | 0 | 117.9687 | 0 | 72.2748 | [6 empty] | DEER:HVAC_Split-Package_HP | Annual | FALSE
Any | SWHC046AI | Nrs | new | CZ04 | cDXHP | SWHC046-01 | ExAnte2019 | IOU workpaper | 2019-11-06 | Cap-Tons | 1 |  |  | 0 | 0 | 0 | 137.4181 | 0 | 68.4209 | [6 empty] | DEER:HVAC_Split-Package_HP | Annual | FALSE
Any | SWHC046AI | Nrs | new | CZ05 | cDXHP | SWHC046-01 | ExAnte2019 | IOU workpaper | 2019-11-06 | Cap-Tons | 1 |  |  | 0 | 0 | 0 | 33.0926 | 0 | 82.7513 | [6 empty] | DEER:HVAC_Split-Package_HP | Annual | FALSE
Any | SWHC046AI | Nrs | new | CZ06 | cDXHP | SWHC046-01 | ExAnte2019 | IOU workpaper | 2019-11-06 | Cap-Tons | 1 |  |  | 0 | 0 | 0 | 275.4944 | 0 | 42.62 | [6 empty] | DEER:HVAC_Split-Package_HP | Annual | FALSE
Any | SWHC046AI | Nrs | new | CZ07 | cDXHP | SWHC046-01 | ExAnte2019 | IOU workpaper | 2019-11-06 | Cap-Tons | 1 |  |  | 0 | 0 | 0 | 293.9874 | 0 | 27.9287 | [6 empty] | DEER:HVAC_Split-Package_HP | Annual | FALSE
Any | SWHC046AI | Nrs | new | CZ08 | cDXHP | SWHC046-01 | ExAnte2019 | IOU workpaper | 2019-11-06 | Cap-Tons | 1 |  |  | 0 | 0 | 0 | 328.7415 | 0 | 35.2997 | [6 empty] | DEER:HVAC_Split-Package_HP | Annual | FALSE
Any | SWHC046AI | Nrs | new | CZ09 | cDXHP | SWHC046-01 | ExAnte2019 | IOU workpaper | 2019-11-06 | Cap-Tons | 1 |  |  | 0 | 0 | 0 | 322.1609 | 0 | 41.1854 | [6 empty] | DEER:HVAC_Split-Package_HP | Annual | FALSE
Any | SWHC046AI | Nrs | new | CZ10 | cDXHP | SWHC046-01 | ExAnte2019 | IOU workpaper | 2019-11-06 | Cap-Tons | 1 |  |  | 0 | 0 | 0 | 309.7475 | 0 | 48.5475 | [6 empty] | DEER:HVAC_Split-Package_HP | Annual | FALSE
Any | SWHC046AI | Nrs | new | CZ11 | cDXHP | SWHC046-01 | ExAnte2019 | IOU workpaper | 2019-11-06 | Cap-Tons | 1 |  |  | 0 | 0 | 0 | 166.4679 | 0 | 73.9133 | [6 empty] | DEER:HVAC_Split-Package_HP | Annual | FALSE
Any | SWHC046AI | Nrs | new | CZ12 | cDXHP | SWHC046-01 | ExAnte2019 | IOU workpaper | 2019-11-06 | Cap-Tons | 1 |  |  | 0 | 0 | 0 | 159.6021 | 0 | 75.4842 | [6 empty] | DEER:HVAC_Split-Package_HP | Annual | FALSE
Any | SWHC046AI | Nrs | new | CZ13 | cDXHP | SWHC046-01 | ExAnte2019 | IOU workpaper | 2019-11-06 | Cap-Tons | 1 |  |  | 0 | 0 | 0 | 245.0159 | 0 | 66.8445 | [6 empty] | DEER:HVAC_Split-Package_HP | Annual | FALSE
Any | SWHC046AI | Nrs | new | CZ14 | cDXHP | SWHC046-01 | ExAnte2019 | IOU workpaper | 2019-11-06 | Cap-Tons | 1 |  |  | 0 | 0 | 0 | 119.5849 | 0 | 80.4743 | [6 empty] | DEER:HVAC_Split-Package_HP | Annual | FALSE
Any | SWHC046AI | Nrs | new | CZ15 | cDXHP | SWHC046-01 | ExAnte2019 | IOU workpaper | 2019-11-06 | Cap-Tons | 1 |  |  | 0 | 0 | 0 | 561.2781 | 0 | 20.4302 | [6 empty] | DEER:HVAC_Split-Package_HP | Annual | FALSE
Any | SWHC046AI | Nrs | new | CZ16 | cDXHP | SWHC046-01 | ExAnte2019 | IOU workpaper | 2019-11-06 | Cap-Tons | 1 |  |  | 0 | 0 | 0 | -409.0717 | 0 | 155.9127 | [6 empty] | DEER:HVAC_Split-Package_HP | Annual | FALSE
Any | SWHC046AI | OfL | new | CZ01 | cDXHP | SWHC046-01 | ExAnte2019 | IOU workpaper | 2019-11-06 | Cap-Tons | 1 |  |  | 0 | 0 | 0 | 119.5261 | 0 | 11.9138 | [6 empty] | DEER:HVAC_Split-Package_HP | Annual | FALSE
Any | SWHC046AI | OfL | new | CZ02 | cDXHP | SWHC046-01 | ExAnte2019 | IOU workpaper | 2019-11-06 | Cap-Tons | 1 |  |  | 0 | 0 | 0 | 170.4822 | 0 | 7.5098 | [6 empty] | DEER:HVAC_Split-Package_HP | Annual | FALSE
Any | SWHC046AI | OfL | new | CZ03 | cDXHP | SWHC046-01 | ExAnte2019 | IOU workpaper | 2019-11-06 | Cap-Tons | 1 |  |  | 0 | 0 | 0 | 141.0017 | 0 | 5.3599 | [6 empty] | DEER:HVAC_Split-Package_HP | Annual | FALSE
Any | SWHC046AI | OfL | new | CZ04 | cDXHP | SWHC046-01 | ExAnte2019 | IOU workpaper | 2019-11-06 | Cap-Tons | 1 |  |  | 0 | 0 | 0 | 168.8533 | 0 | 6.2101 | [6 empty] | DEER:HVAC_Split-Package_HP | Annual | FALSE
Any | SWHC046AI | OfL | new | CZ05 | cDXHP | SWHC046-01 | ExAnte2019 | IOU workpaper | 2019-11-06 | Cap-Tons | 1 |  |  | 0 | 0 | 0 | 139.4496 | 0 | 5.2696 | [6 empty] | DEER:HVAC_Split-Package_HP | Annual | FALSE
Any | SWHC046AI | OfL | new | CZ06 | cDXHP | SWHC046-01 | ExAnte2019 | IOU workpaper | 2019-11-06 | Cap-Tons | 1 |  |  | 0 | 0 | 0 | 196.09 | 0 | 1.3918 | [6 empty] | DEER:HVAC_Split-Package_HP | Annual | FALSE
Any | SWHC046AI | OfL | new | CZ07 | cDXHP | SWHC046-01 | ExAnte2019 | IOU workpaper | 2019-11-06 | Cap-Tons | 1 |  |  | 0 | 0 | 0 | 172.5682 | 0 | 0.4502 | [6 empty] | DEER:HVAC_Split-Package_HP | Annual | FALSE
Any | SWHC046AI | OfL | new | CZ08 | cDXHP | SWHC046-01 | ExAnte2019 | IOU workpaper | 2019-11-06 | Cap-Tons | 1 |  |  | 0 | 0 | 0 | 210.9596 | 0 | 1.415 | [6 empty] | DEER:HVAC_Split-Package_HP | Annual | FALSE
Any | SWHC046AI | OfL | new | CZ09 | cDXHP | SWHC046-01 | ExAnte2019 | IOU workpaper | 2019-11-06 | Cap-Tons | 1 |  |  | 0 | 0 | 0 | 224.7809 | 0 | 2.1676 | [6 empty] | DEER:HVAC_Split-Package_HP | Annual | FALSE
Any | SWHC046AI | OfL | new | CZ10 | cDXHP | SWHC046-01 | ExAnte2019 | IOU workpaper | 2019-11-06 | Cap-Tons | 1 |  |  | 0 | 0 | 0 | 238.5008 | 0 | 1.7083 | [6 empty] | DEER:HVAC_Split-Package_HP | Annual | FALSE
Any | SWHC046AI | OfL | new | CZ11 | cDXHP | SWHC046-01 | ExAnte2019 | IOU workpaper | 2019-11-06 | Cap-Tons | 1 |  |  | 0 | 0 | 0 | 225.6084 | 0 | 7.1883 | [6 empty] | DEER:HVAC_Split-Package_HP | Annual | FALSE
Any | SWHC046AI | OfL | new | CZ12 | cDXHP | SWHC046-01 | ExAnte2019 | IOU workpaper | 2019-11-06 | Cap-Tons | 1 |  |  | 0 | 0 | 0 | 197.8033 | 0 | 6.8855 | [6 empty] | DEER:HVAC_Split-Package_HP | Annual | FALSE
Any | SWHC046AI | OfL | new | CZ13 | cDXHP | SWHC046-01 | ExAnte2019 | IOU workpaper | 2019-11-06 | Cap-Tons | 1 |  |  | 0 | 0 | 0 | 230.859 | 0 | 6.2113 | [6 empty] | DEER:HVAC_Split-Package_HP | Annual | FALSE
Any | SWHC046AI | OfL | new | CZ14 | cDXHP | SWHC046-01 | ExAnte2019 | IOU workpaper | 2019-11-06 | Cap-Tons | 1 |  |  | 0 | 0 | 0 | 236.4597 | 0 | 6.7351 | [6 empty] | DEER:HVAC_Split-Package_HP | Annual | FALSE
Any | SWHC046AI | OfL | new | CZ15 | cDXHP | SWHC046-01 | ExAnte2019 | IOU workpaper | 2019-11-06 | Cap-Tons | 1 |  |  | 0 | 0 | 0 | 341.037 | 0 | 0.3904 | [6 empty] | DEER:HVAC_Split-Package_HP | Annual | FALSE
Any | SWHC046AI | OfL | new | CZ16 | cDXHP | SWHC046-01 | ExAnte2019 | IOU workpaper | 2019-11-06 | Cap-Tons | 1 |  |  | 0 | 0 | 0 | 39.0797 | 0 | 27.4581 | [6 empty] | DEER:HVAC_Split-Package_HP | Annual | FALSE
Any | SWHC046AI | OfS | new | CZ01 | cDXHP | SWHC046-01 | ExAnte2019 | IOU workpaper | 2019-11-06 | Cap-Tons | 1 |  |  | 0 | 0 | 0 | -44.8331 | 0 | 40.1204 | [6 empty] | DEER:HVAC_Split-Package_HP | Annual | FALSE
Any | SWHC046AI | OfS | new | CZ02 | cDXHP | SWHC046-01 | ExAnte2019 | IOU workpaper | 2019-11-06 | Cap-Tons | 1 |  |  | 0 | 0 | 0 | 72.0987 | 0 | 24.1292 | [6 empty] | DEER:HVAC_Split-Package_HP | Annual | FALSE
Any | SWHC046AI | OfS | new | CZ03 | cDXHP | SWHC046-01 | ExAnte2019 | IOU workpaper | 2019-11-06 | Cap-Tons | 1 |  |  | 0 | 0 | 0 | 62.6056 | 0 | 20.4827 | [6 empty] | DEER:HVAC_Split-Package_HP | Annual | FALSE
Any | SWHC046AI | OfS | new | CZ04 | cDXHP | SWHC046-01 | ExAnte2019 | IOU workpaper | 2019-11-06 | Cap-Tons | 1 |  |  | 0 | 0 | 0 | 85.7638 | 0 | 20.3453 | [6 empty] | DEER:HVAC_Split-Package_HP | Annual | FALSE
Any | SWHC046AI | OfS | new | CZ05 | cDXHP | SWHC046-01 | ExAnte2019 | IOU workpaper | 2019-11-06 | Cap-Tons | 1 |  |  | 0 | 0 | 0 | 52.1747 | 0 | 20.6815 | [6 empty] | DEER:HVAC_Split-Package_HP | Annual | FALSE
Any | SWHC046AI | OfS | new | CZ06 | cDXHP | SWHC046-01 | ExAnte2019 | IOU workpaper | 2019-11-06 | Cap-Tons | 1 |  |  | 0 | 0 | 0 | 161.4077 | 0 | 8.1476 | [6 empty] | DEER:HVAC_Split-Package_HP | Annual | FALSE
Any | SWHC046AI | OfS | new | CZ07 | cDXHP | SWHC046-01 | ExAnte2019 | IOU workpaper | 2019-11-06 | Cap-Tons | 1 |  |  | 0 | 0 | 0 | 157.0297 | 0 | 4.5857 | [6 empty] | DEER:HVAC_Split-Package_HP | Annual | FALSE
Any | SWHC046AI | OfS | new | CZ08 | cDXHP | SWHC046-01 | ExAnte2019 | IOU workpaper | 2019-11-06 | Cap-Tons | 1 |  |  | 0 | 0 | 0 | 181.7805 | 0 | 7.9537 | [6 empty] | DEER:HVAC_Split-Package_HP | Annual | FALSE
Any | SWHC046AI | OfS | new | CZ09 | cDXHP | SWHC046-01 | ExAnte2019 | IOU workpaper | 2019-11-06 | Cap-Tons | 1 |  |  | 0 | 0 | 0 | 188.6955 | 0 | 9.5136 | [6 empty] | DEER:HVAC_Split-Package_HP | Annual | FALSE
Any | SWHC046AI | OfS | new | CZ10 | cDXHP | SWHC046-01 | ExAnte2019 | IOU workpaper | 2019-11-06 | Cap-Tons | 1 |  |  | 0 | 0 | 0 | 207.5355 | 0 | 7.9974 | [6 empty] | DEER:HVAC_Split-Package_HP | Annual | FALSE
Any | SWHC046AI | OfS | new | CZ11 | cDXHP | SWHC046-01 | ExAnte2019 | IOU workpaper | 2019-11-06 | Cap-Tons | 1 |  |  | 0 | 0 | 0 | 152.1041 | 0 | 19.8393 | [6 empty] | DEER:HVAC_Split-Package_HP | Annual | FALSE
Any | SWHC046AI | OfS | new | CZ12 | cDXHP | SWHC046-01 | ExAnte2019 | IOU workpaper | 2019-11-06 | Cap-Tons | 1 |  |  | 0 | 0 | 0 | 121.9219 | 0 | 20.3511 | [6 empty] | DEER:HVAC_Split-Package_HP | Annual | FALSE
Any | SWHC046AI | OfS | new | CZ13 | cDXHP | SWHC046-01 | ExAnte2019 | IOU workpaper | 2019-11-06 | Cap-Tons | 1 |  |  | 0 | 0 | 0 | 167.3782 | 0 | 17.2728 | [6 empty] | DEER:HVAC_Split-Package_HP | Annual | FALSE
Any | SWHC046AI | OfS | new | CZ14 | cDXHP | SWHC046-01 | ExAnte2019 | IOU workpaper | 2019-11-06 | Cap-Tons | 1 |  |  | 0 | 0 | 0 | 163.4051 | 0 | 18.1516 | [6 empty] | DEER:HVAC_Split-Package_HP | Annual | FALSE
Any | SWHC046AI | OfS | new | CZ15 | cDXHP | SWHC046-01 | ExAnte2019 | IOU workpaper | 2019-11-06 | Cap-Tons | 1 |  |  | 0 | 0 | 0 | 329.8345 | 0 | 2.248 | [6 empty] | DEER:HVAC_Split-Package_HP | Annual | FALSE
Any | SWHC046AI | OfS | new | CZ16 | cDXHP | SWHC046-01 | ExAnte2019 | IOU workpaper | 2019-11-06 | Cap-Tons | 1 |  |  | 0 | 0 | 0 | -169.8987 | 0 | 55.8174 | [6 empty] | DEER:HVAC_Split-Package_HP | Annual | FALSE
Any | SWHC046AI | RFF | new | CZ01 | cDXHP | SWHC046-01 | ExAnte2019 | IOU workpaper | 2019-11-06 | Cap-Tons | 1 |  |  | 0 | 0 | 0 | -462.2268 | 0 | 187.184 | [6 empty] | DEER:HVAC_Split-Package_HP | Annual | FALSE
Any | SWHC046AI | RFF | new | CZ02 | cDXHP | SWHC046-01 | ExAnte2019 | IOU workpaper | 2019-11-06 | Cap-Tons | 1 |  |  | 0 | 0 | 0 | -146.2826 | 0 | 118.3994 | [6 empty] | DEER:HVAC_Split-Package_HP | Annual | FALSE
Any | SWHC046AI | RFF | new | CZ03 | cDXHP | SWHC046-01 | ExAnte2019 | IOU workpaper | 2019-11-06 | Cap-Tons | 1 |  |  | 0 | 0 | 0 | -66.2969 | 0 | 89.3157 | [6 empty] | DEER:HVAC_Split-Package_HP | Annual | FALSE
Any | SWHC046AI | RFF | new | CZ04 | cDXHP | SWHC046-01 | ExAnte2019 | IOU workpaper | 2019-11-06 | Cap-Tons | 1 |  |  | 0 | 0 | 0 | -18.7262 | 0 | 84.7314 | [6 empty] | DEER:HVAC_Split-Package_HP | Annual | FALSE
Any | SWHC046AI | RFF | new | CZ05 | cDXHP | SWHC046-01 | ExAnte2019 | IOU workpaper | 2019-11-06 | Cap-Tons | 1 |  |  | 0 | 0 | 0 | -96.0422 | 0 | 95.9295 | [6 empty] | DEER:HVAC_Split-Package_HP | Annual | FALSE
Any | SWHC046AI | RFF | new | CZ06 | cDXHP | SWHC046-01 | ExAnte2019 | IOU workpaper | 2019-11-06 | Cap-Tons | 1 |  |  | 0 | 0 | 0 | 165.6498 | 0 | 36.4725 | [6 empty] | DEER:HVAC_Split-Package_HP | Annual | FALSE
Any | SWHC046AI | RFF | new | CZ07 | cDXHP | SWHC046-01 | ExAnte2019 | IOU workpaper | 2019-11-06 | Cap-Tons | 1 |  |  | 0 | 0 | 0 | 190.6503 | 0 | 20.8664 | [6 empty] | DEER:HVAC_Split-Package_HP | Annual | FALSE
Any | SWHC046AI | RFF | new | CZ08 | cDXHP | SWHC046-01 | ExAnte2019 | IOU workpaper | 2019-11-06 | Cap-Tons | 1 |  |  | 0 | 0 | 0 | 207.6017 | 0 | 34.8682 | [6 empty] | DEER:HVAC_Split-Package_HP | Annual | FALSE
Any | SWHC046AI | RFF | new | CZ09 | cDXHP | SWHC046-01 | ExAnte2019 | IOU workpaper | 2019-11-06 | Cap-Tons | 1 |  |  | 0 | 0 | 0 | 236.7915 | 0 | 36.9437 | [6 empty] | DEER:HVAC_Split-Package_HP | Annual | FALSE
Any | SWHC046AI | RFF | new | CZ10 | cDXHP | SWHC046-01 | ExAnte2019 | IOU workpaper | 2019-11-06 | Cap-Tons | 1 |  |  | 0 | 0 | 0 | 252.5403 | 0 | 41.4386 | [6 empty] | DEER:HVAC_Split-Package_HP | Annual | FALSE
Any | SWHC046AI | RFF | new | CZ11 | cDXHP | SWHC046-01 | ExAnte2019 | IOU workpaper | 2019-11-06 | Cap-Tons | 1 |  |  | 0 | 0 | 0 | 95.922 | 0 | 79.8781 | [6 empty] | DEER:HVAC_Split-Package_HP | Annual | FALSE
Any | SWHC046AI | RFF | new | CZ12 | cDXHP | SWHC046-01 | ExAnte2019 | IOU workpaper | 2019-11-06 | Cap-Tons | 1 |  |  | 0 | 0 | 0 | 25.4582 | 0 | 86.5469 | [6 empty] | DEER:HVAC_Split-Package_HP | Annual | FALSE
Any | SWHC046AI | RFF | new | CZ13 | cDXHP | SWHC046-01 | ExAnte2019 | IOU workpaper | 2019-11-06 | Cap-Tons | 1 |  |  | 0 | 0 | 0 | 151.5584 | 0 | 71.6004 | [6 empty] | DEER:HVAC_Split-Package_HP | Annual | FALSE
Any | SWHC046AI | RFF | new | CZ14 | cDXHP | SWHC046-01 | ExAnte2019 | IOU workpaper | 2019-11-06 | Cap-Tons | 1 |  |  | 0 | 0 | 0 | 92.2137 | 0 | 80.6956 | [6 empty] | DEER:HVAC_Split-Package_HP | Annual | FALSE
Any | SWHC046AI | RFF | new | CZ15 | cDXHP | SWHC046-01 | ExAnte2019 | IOU workpaper | 2019-11-06 | Cap-Tons | 1 |  |  | 0 | 0 | 0 | 571.1032 | 0 | 10.2248 | [6 empty] | DEER:HVAC_Split-Package_HP | Annual | FALSE
Any | SWHC046AI | RFF | new | CZ16 | cDXHP | SWHC046-01 | ExAnte2019 | IOU workpaper | 2019-11-06 | Cap-Tons | 1 |  |  | 0 | 0 | 0 | -802.7848 | 0 | 201.9534 | [6 empty] | DEER:HVAC_Split-Package_HP | Annual | FALSE
Any | SWHC046AI | RSD | new | CZ01 | cDXHP | SWHC046-01 | ExAnte2019 | IOU workpaper | 2019-11-06 | Cap-Tons | 1 |  |  | 0 | 0 | 0 | -72.9154 | 0 | 94.1945 | [6 empty] | DEER:HVAC_Split-Package_HP | Annual | FALSE
Any | SWHC046AI | RSD | new | CZ02 | cDXHP | SWHC046-01 | ExAnte2019 | IOU workpaper | 2019-11-06 | Cap-Tons | 1 |  |  | 0 | 0 | 0 | 110.7284 | 0 | 48.2393 | [6 empty] | DEER:HVAC_Split-Package_HP | Annual | FALSE
Any | SWHC046AI | RSD | new | CZ03 | cDXHP | SWHC046-01 | ExAnte2019 | IOU workpaper | 2019-11-06 | Cap-Tons | 1 |  |  | 0 | 0 | 0 | 96.5282 | 0 | 32.9684 | [6 empty] | DEER:HVAC_Split-Package_HP | Annual | FALSE
Any | SWHC046AI | RSD | new | CZ04 | cDXHP | SWHC046-01 | ExAnte2019 | IOU workpaper | 2019-11-06 | Cap-Tons | 1 |  |  | 0 | 0 | 0 | 178.7598 | 0 | 27.6088 | [6 empty] | DEER:HVAC_Split-Package_HP | Annual | FALSE
Any | SWHC046AI | RSD | new | CZ05 | cDXHP | SWHC046-01 | ExAnte2019 | IOU workpaper | 2019-11-06 | Cap-Tons | 1 |  |  | 0 | 0 | 0 | 101.7608 | 0 | 29.5455 | [6 empty] | DEER:HVAC_Split-Package_HP | Annual | FALSE
Any | SWHC046AI | RSD | new | CZ06 | cDXHP | SWHC046-01 | ExAnte2019 | IOU workpaper | 2019-11-06 | Cap-Tons | 1 |  |  | 0 | 0 | 0 | 186.2332 | 0 | 8.5949 | [6 empty] | DEER:HVAC_Split-Package_HP | Annual | FALSE
Any | SWHC046AI | RSD | new | CZ07 | cDXHP | SWHC046-01 | ExAnte2019 | IOU workpaper | 2019-11-06 | Cap-Tons | 1 |  |  | 0 | 0 | 0 | 151.1149 | 0 | 3.0666 | [6 empty] | DEER:HVAC_Split-Package_HP | Annual | FALSE
Any | SWHC046AI | RSD | new | CZ08 | cDXHP | SWHC046-01 | ExAnte2019 | IOU workpaper | 2019-11-06 | Cap-Tons | 1 |  |  | 0 | 0 | 0 | 233.462 | 0 | 7.5086 | [6 empty] | DEER:HVAC_Split-Package_HP | Annual | FALSE
Any | SWHC046AI | RSD | new | CZ09 | cDXHP | SWHC046-01 | ExAnte2019 | IOU workpaper | 2019-11-06 | Cap-Tons | 1 |  |  | 0 | 0 | 0 | 271.9266 | 0 | 10.3238 | [6 empty] | DEER:HVAC_Split-Package_HP | Annual | FALSE
Any | SWHC046AI | RSD | new | CZ10 | cDXHP | SWHC046-01 | ExAnte2019 | IOU workpaper | 2019-11-06 | Cap-Tons | 1 |  |  | 0 | 0 | 0 | 301.7865 | 0 | 12.1773 | [6 empty] | DEER:HVAC_Split-Package_HP | Annual | FALSE
Any | SWHC046AI | RSD | new | CZ11 | cDXHP | SWHC046-01 | ExAnte2019 | IOU workpaper | 2019-11-06 | Cap-Tons | 1 |  |  | 0 | 0 | 0 | 253.8349 | 0 | 36.7179 | [6 empty] | DEER:HVAC_Split-Package_HP | Annual | FALSE
Any | SWHC046AI | RSD | new | CZ12 | cDXHP | SWHC046-01 | ExAnte2019 | IOU workpaper | 2019-11-06 | Cap-Tons | 1 |  |  | 0 | 0 | 0 | 199.7142 | 0 | 39.0151 | [6 empty] | DEER:HVAC_Split-Package_HP | Annual | FALSE
Any | SWHC046AI | RSD | new | CZ13 | cDXHP | SWHC046-01 | ExAnte2019 | IOU workpaper | 2019-11-06 | Cap-Tons | 1 |  |  | 0 | 0 | 0 | 273.6401 | 0 | 34.1595 | [6 empty] | DEER:HVAC_Split-Package_HP | Annual | FALSE
Any | SWHC046AI | RSD | new | CZ14 | cDXHP | SWHC046-01 | ExAnte2019 | IOU workpaper | 2019-11-06 | Cap-Tons | 1 |  |  | 0 | 0 | 0 | 260.1279 | 0 | 35.4611 | [6 empty] | DEER:HVAC_Split-Package_HP | Annual | FALSE
Any | SWHC046AI | RSD | new | CZ15 | cDXHP | SWHC046-01 | ExAnte2019 | IOU workpaper | 2019-11-06 | Cap-Tons | 1 |  |  | 0 | 0 | 0 | 502.174 | 0 | 2.085 | [6 empty] | DEER:HVAC_Split-Package_HP | Annual | FALSE
Any | SWHC046AI | RSD | new | CZ16 | cDXHP | SWHC046-01 | ExAnte2019 | IOU workpaper | 2019-11-06 | Cap-Tons | 1 |  |  | 0 | 0 | 0 | -399.3093 | 0 | 142.4735 | [6 empty] | DEER:HVAC_Split-Package_HP | Annual | FALSE
Any | SWHC046AI | Rt3 | new | CZ01 | cDXHP | SWHC046-01 | ExAnte2019 | IOU workpaper | 2019-11-06 | Cap-Tons | 1 |  |  | 0 | 0 | 0 | 127.6002 | 0 | 36.6687 | [6 empty] | DEER:HVAC_Split-Package_HP | Annual | FALSE
Any | SWHC046AI | Rt3 | new | CZ02 | cDXHP | SWHC046-01 | ExAnte2019 | IOU workpaper | 2019-11-06 | Cap-Tons | 1 |  |  | 0 | 0 | 0 | 243.956 | 0 | 17.9331 | [6 empty] | DEER:HVAC_Split-Package_HP | Annual | FALSE
Any | SWHC046AI | Rt3 | new | CZ03 | cDXHP | SWHC046-01 | ExAnte2019 | IOU workpaper | 2019-11-06 | Cap-Tons | 1 |  |  | 0 | 0 | 0 | 183.9337 | 0 | 13.0947 | [6 empty] | DEER:HVAC_Split-Package_HP | Annual | FALSE
Any | SWHC046AI | Rt3 | new | CZ04 | cDXHP | SWHC046-01 | ExAnte2019 | IOU workpaper | 2019-11-06 | Cap-Tons | 1 |  |  | 0 | 0 | 0 | 266.0953 | 0 | 10.0529 | [6 empty] | DEER:HVAC_Split-Package_HP | Annual | FALSE
Any | SWHC046AI | Rt3 | new | CZ05 | cDXHP | SWHC046-01 | ExAnte2019 | IOU workpaper | 2019-11-06 | Cap-Tons | 1 |  |  | 0 | 0 | 0 | 186.4903 | 0 | 10.3714 | [6 empty] | DEER:HVAC_Split-Package_HP | Annual | FALSE
Any | SWHC046AI | Rt3 | new | CZ06 | cDXHP | SWHC046-01 | ExAnte2019 | IOU workpaper | 2019-11-06 | Cap-Tons | 1 |  |  | 0 | 0 | 0 | 267.5242 | 0 | 2.5226 | [6 empty] | DEER:HVAC_Split-Package_HP | Annual | FALSE
Any | SWHC046AI | Rt3 | new | CZ07 | cDXHP | SWHC046-01 | ExAnte2019 | IOU workpaper | 2019-11-06 | Cap-Tons | 1 |  |  | 0 | 0 | 0 | 220.5903 | 0 | 0.6547 | [6 empty] | DEER:HVAC_Split-Package_HP | Annual | FALSE
Any | SWHC046AI | Rt3 | new | CZ08 | cDXHP | SWHC046-01 | ExAnte2019 | IOU workpaper | 2019-11-06 | Cap-Tons | 1 |  |  | 0 | 0 | 0 | 305.7931 | 0 | 1.901 | [6 empty] | DEER:HVAC_Split-Package_HP | Annual | FALSE
Any | SWHC046AI | Rt3 | new | CZ09 | cDXHP | SWHC046-01 | ExAnte2019 | IOU workpaper | 2019-11-06 | Cap-Tons | 1 |  |  | 0 | 0 | 0 | 342.0383 | 0 | 3.291 | [6 empty] | DEER:HVAC_Split-Package_HP | Annual | FALSE
Any | SWHC046AI | Rt3 | new | CZ10 | cDXHP | SWHC046-01 | ExAnte2019 | IOU workpaper | 2019-11-06 | Cap-Tons | 1 |  |  | 0 | 0 | 0 | 363.0489 | 0 | 3.5053 | [6 empty] | DEER:HVAC_Split-Package_HP | Annual | FALSE
Any | SWHC046AI | Rt3 | new | CZ11 | cDXHP | SWHC046-01 | ExAnte2019 | IOU workpaper | 2019-11-06 | Cap-Tons | 1 |  |  | 0 | 0 | 0 | 336.8324 | 0 | 17.4556 | [6 empty] | DEER:HVAC_Split-Package_HP | Annual | FALSE
Any | SWHC046AI | Rt3 | new | CZ12 | cDXHP | SWHC046-01 | ExAnte2019 | IOU workpaper | 2019-11-06 | Cap-Tons | 1 |  |  | 0 | 0 | 0 | 296.4689 | 0 | 16.6964 | [6 empty] | DEER:HVAC_Split-Package_HP | Annual | FALSE
Any | SWHC046AI | Rt3 | new | CZ13 | cDXHP | SWHC046-01 | ExAnte2019 | IOU workpaper | 2019-11-06 | Cap-Tons | 1 |  |  | 0 | 0 | 0 | 349.4888 | 0 | 14.9491 | [6 empty] | DEER:HVAC_Split-Package_HP | Annual | FALSE
Any | SWHC046AI | Rt3 | new | CZ14 | cDXHP | SWHC046-01 | ExAnte2019 | IOU workpaper | 2019-11-06 | Cap-Tons | 1 |  |  | 0 | 0 | 0 | 348.111 | 0 | 16.7019 | [6 empty] | DEER:HVAC_Split-Package_HP | Annual | FALSE
Any | SWHC046AI | Rt3 | new | CZ15 | cDXHP | SWHC046-01 | ExAnte2019 | IOU workpaper | 2019-11-06 | Cap-Tons | 1 |  |  | 0 | 0 | 0 | 520.975 | 0 | 0.6822 | [6 empty] | DEER:HVAC_Split-Package_HP | Annual | FALSE
Any | SWHC046AI | Rt3 | new | CZ16 | cDXHP | SWHC046-01 | ExAnte2019 | IOU workpaper | 2019-11-06 | Cap-Tons | 1 |  |  | 0 | 0 | 0 | -141.9941 | 0 | 86.7988 | [6 empty] | DEER:HVAC_Split-Package_HP | Annual | FALSE
Any | SWHC046AI | RtL | new | CZ01 | cDXHP | SWHC046-01 | ExAnte2019 | IOU workpaper | 2019-11-06 | Cap-Tons | 1 |  |  | 0 | 0 | 0 | -22.9654 | 0 | 71.6035 | [6 empty] | DEER:HVAC_Split-Package_HP | Annual | FALSE
Any | SWHC046AI | RtL | new | CZ02 | cDXHP | SWHC046-01 | ExAnte2019 | IOU workpaper | 2019-11-06 | Cap-Tons | 1 |  |  | 0 | 0 | 0 | 192.8865 | 0 | 36.5647 | [6 empty] | DEER:HVAC_Split-Package_HP | Annual | FALSE
Any | SWHC046AI | RtL | new | CZ03 | cDXHP | SWHC046-01 | ExAnte2019 | IOU workpaper | 2019-11-06 | Cap-Tons | 1 |  |  | 0 | 0 | 0 | 109.372 | 0 | 32.858 | [6 empty] | DEER:HVAC_Split-Package_HP | Annual | FALSE
Any | SWHC046AI | RtL | new | CZ04 | cDXHP | SWHC046-01 | ExAnte2019 | IOU workpaper | 2019-11-06 | Cap-Tons | 1 |  |  | 0 | 0 | 0 | 225.8192 | 0 | 24.9526 | [6 empty] | DEER:HVAC_Split-Package_HP | Annual | FALSE
Any | SWHC046AI | RtL | new | CZ05 | cDXHP | SWHC046-01 | ExAnte2019 | IOU workpaper | 2019-11-06 | Cap-Tons | 1 |  |  | 0 | 0 | 0 | 106.7612 | 0 | 34.1352 | [6 empty] | DEER:HVAC_Split-Package_HP | Annual | FALSE
Any | SWHC046AI | RtL | new | CZ06 | cDXHP | SWHC046-01 | ExAnte2019 | IOU workpaper | 2019-11-06 | Cap-Tons | 1 |  |  | 0 | 0 | 0 | 229.0148 | 0 | 15.4249 | [6 empty] | DEER:HVAC_Split-Package_HP | Annual | FALSE
Any | SWHC046AI | RtL | new | CZ07 | cDXHP | SWHC046-01 | ExAnte2019 | IOU workpaper | 2019-11-06 | Cap-Tons | 1 |  |  | 0 | 0 | 0 | 197.6414 | 0 | 10.4589 | [6 empty] | DEER:HVAC_Split-Package_HP | Annual | FALSE
Any | SWHC046AI | RtL | new | CZ08 | cDXHP | SWHC046-01 | ExAnte2019 | IOU workpaper | 2019-11-06 | Cap-Tons | 1 |  |  | 0 | 0 | 0 | 295.1768 | 0 | 11.0267 | [6 empty] | DEER:HVAC_Split-Package_HP | Annual | FALSE
Any | SWHC046AI | RtL | new | CZ09 | cDXHP | SWHC046-01 | ExAnte2019 | IOU workpaper | 2019-11-06 | Cap-Tons | 1 |  |  | 0 | 0 | 0 | 336.0347 | 0 | 12.7696 | [6 empty] | DEER:HVAC_Split-Package_HP | Annual | FALSE
Any | SWHC046AI | RtL | new | CZ10 | cDXHP | SWHC046-01 | ExAnte2019 | IOU workpaper | 2019-11-06 | Cap-Tons | 1 |  |  | 0 | 0 | 0 | 361.3079 | 0 | 12.4355 | [6 empty] | DEER:HVAC_Split-Package_HP | Annual | FALSE
Any | SWHC046AI | RtL | new | CZ11 | cDXHP | SWHC046-01 | ExAnte2019 | IOU workpaper | 2019-11-06 | Cap-Tons | 1 |  |  | 0 | 0 | 0 | 330.3616 | 0 | 30.4314 | [6 empty] | DEER:HVAC_Split-Package_HP | Annual | FALSE
Any | SWHC046AI | RtL | new | CZ12 | cDXHP | SWHC046-01 | ExAnte2019 | IOU workpaper | 2019-11-06 | Cap-Tons | 1 |  |  | 0 | 0 | 0 | 277.6034 | 0 | 30.005 | [6 empty] | DEER:HVAC_Split-Package_HP | Annual | FALSE
Any | SWHC046AI | RtL | new | CZ13 | cDXHP | SWHC046-01 | ExAnte2019 | IOU workpaper | 2019-11-06 | Cap-Tons | 1 |  |  | 0 | 0 | 0 | 352.6293 | 0 | 26.6119 | [6 empty] | DEER:HVAC_Split-Package_HP | Annual | FALSE
Any | SWHC046AI | RtL | new | CZ14 | cDXHP | SWHC046-01 | ExAnte2019 | IOU workpaper | 2019-11-06 | Cap-Tons | 1 |  |  | 0 | 0 | 0 | 330.3503 | 0 | 31.4064 | [6 empty] | DEER:HVAC_Split-Package_HP | Annual | FALSE
Any | SWHC046AI | RtL | new | CZ15 | cDXHP | SWHC046-01 | ExAnte2019 | IOU workpaper | 2019-11-06 | Cap-Tons | 1 |  |  | 0 | 0 | 0 | 573.3197 | 0 | 3.5088 | [6 empty] | DEER:HVAC_Split-Package_HP | Annual | FALSE
Any | SWHC046AI | RtL | new | CZ16 | cDXHP | SWHC046-01 | ExAnte2019 | IOU workpaper | 2019-11-06 | Cap-Tons | 1 |  |  | 0 | 0 | 0 | -304.7721 | 0 | 128.2152 | [6 empty] | DEER:HVAC_Split-Package_HP | Annual | FALSE
Any | SWHC046AI | RtS | new | CZ01 | cDXHP | SWHC046-01 | ExAnte2019 | IOU workpaper | 2019-11-06 | Cap-Tons | 1 |  |  | 0 | 0 | 0 | -288.9743 | 0 | 121.9224 | [6 empty] | DEER:HVAC_Split-Package_HP | Annual | FALSE
Any | SWHC046AI | RtS | new | CZ02 | cDXHP | SWHC046-01 | ExAnte2019 | IOU workpaper | 2019-11-06 | Cap-Tons | 1 |  |  | 0 | 0 | 0 | 28.096 | 0 | 60.4157 | [6 empty] | DEER:HVAC_Split-Package_HP | Annual | FALSE
Any | SWHC046AI | RtS | new | CZ03 | cDXHP | SWHC046-01 | ExAnte2019 | IOU workpaper | 2019-11-06 | Cap-Tons | 1 |  |  | 0 | 0 | 0 | -9.6395 | 0 | 57.9485 | [6 empty] | DEER:HVAC_Split-Package_HP | Annual | FALSE
Any | SWHC046AI | RtS | new | CZ04 | cDXHP | SWHC046-01 | ExAnte2019 | IOU workpaper | 2019-11-06 | Cap-Tons | 1 |  |  | 0 | 0 | 0 | 112.1751 | 0 | 43.2936 | [6 empty] | DEER:HVAC_Split-Package_HP | Annual | FALSE
Any | SWHC046AI | RtS | new | CZ05 | cDXHP | SWHC046-01 | ExAnte2019 | IOU workpaper | 2019-11-06 | Cap-Tons | 1 |  |  | 0 | 0 | 0 | 15.8884 | 0 | 52.0859 | [6 empty] | DEER:HVAC_Split-Package_HP | Annual | FALSE
Any | SWHC046AI | RtS | new | CZ06 | cDXHP | SWHC046-01 | ExAnte2019 | IOU workpaper | 2019-11-06 | Cap-Tons | 1 |  |  | 0 | 0 | 0 | 199.3708 | 0 | 21.8224 | [6 empty] | DEER:HVAC_Split-Package_HP | Annual | FALSE
Any | SWHC046AI | RtS | new | CZ07 | cDXHP | SWHC046-01 | ExAnte2019 | IOU workpaper | 2019-11-06 | Cap-Tons | 1 |  |  | 0 | 0 | 0 | 194.0902 | 0 | 14.3471 | [6 empty] | DEER:HVAC_Split-Package_HP | Annual | FALSE
Any | SWHC046AI | RtS | new | CZ08 | cDXHP | SWHC046-01 | ExAnte2019 | IOU workpaper | 2019-11-06 | Cap-Tons | 1 |  |  | 0 | 0 | 0 | 248.6263 | 0 | 16.9104 | [6 empty] | DEER:HVAC_Split-Package_HP | Annual | FALSE
Any | SWHC046AI | RtS | new | CZ09 | cDXHP | SWHC046-01 | ExAnte2019 | IOU workpaper | 2019-11-06 | Cap-Tons | 1 |  |  | 0 | 0 | 0 | 262.3868 | 0 | 19.826 | [6 empty] | DEER:HVAC_Split-Package_HP | Annual | FALSE
Any | SWHC046AI | RtS | new | CZ10 | cDXHP | SWHC046-01 | ExAnte2019 | IOU workpaper | 2019-11-06 | Cap-Tons | 1 |  |  | 0 | 0 | 0 | 293.8902 | 0 | 18.6797 | [6 empty] | DEER:HVAC_Split-Package_HP | Annual | FALSE
Any | SWHC046AI | RtS | new | CZ11 | cDXHP | SWHC046-01 | ExAnte2019 | IOU workpaper | 2019-11-06 | Cap-Tons | 1 |  |  | 0 | 0 | 0 | 164.3078 | 0 | 47.6188 | [6 empty] | DEER:HVAC_Split-Package_HP | Annual | FALSE
Any | SWHC046AI | RtS | new | CZ12 | cDXHP | SWHC046-01 | ExAnte2019 | IOU workpaper | 2019-11-06 | Cap-Tons | 1 |  |  | 0 | 0 | 0 | 117.4889 | 0 | 50.5942 | [6 empty] | DEER:HVAC_Split-Package_HP | Annual | FALSE
Any | SWHC046AI | RtS | new | CZ13 | cDXHP | SWHC046-01 | ExAnte2019 | IOU workpaper | 2019-11-06 | Cap-Tons | 1 |  |  | 0 | 0 | 0 | 201.0362 | 0 | 42.2485 | [6 empty] | DEER:HVAC_Split-Package_HP | Annual | FALSE
Any | SWHC046AI | RtS | new | CZ14 | cDXHP | SWHC046-01 | ExAnte2019 | IOU workpaper | 2019-11-06 | Cap-Tons | 1 |  |  | 0 | 0 | 0 | 191.3439 | 0 | 43.5627 | [6 empty] | DEER:HVAC_Split-Package_HP | Annual | FALSE
Any | SWHC046AI | RtS | new | CZ15 | cDXHP | SWHC046-01 | ExAnte2019 | IOU workpaper | 2019-11-06 | Cap-Tons | 1 |  |  | 0 | 0 | 0 | 494.2739 | 0 | 4.6844 | [6 empty] | DEER:HVAC_Split-Package_HP | Annual | FALSE
Any | SWHC046AI | RtS | new | CZ16 | cDXHP | SWHC046-01 | ExAnte2019 | IOU workpaper | 2019-11-06 | Cap-Tons | 1 |  |  | 0 | 0 | 0 | -638.865 | 0 | 148.5422 | [6 empty] | DEER:HVAC_Split-Package_HP | Annual | FALSE
Any | SWHC046AI | SCn | new | CZ01 | cDXHP | SWHC046-01 | ExAnte2019 | IOU workpaper | 2019-11-06 | Cap-Tons | 1 |  |  | 0 | 0 | 0 | -551.6376 | 0 | 151.7014 | [6 empty] | DEER:HVAC_Split-Package_HP | Annual | FALSE
Any | SWHC046AI | SCn | new | CZ02 | cDXHP | SWHC046-01 | ExAnte2019 | IOU workpaper | 2019-11-06 | Cap-Tons | 1 |  |  | 0 | 0 | 0 | -412.2147 | 0 | 108.5613 | [6 empty] | DEER:HVAC_Split-Package_HP | Annual | FALSE
Any | SWHC046AI | SCn | new | CZ03 | cDXHP | SWHC046-01 | ExAnte2019 | IOU workpaper | 2019-11-06 | Cap-Tons | 1 |  |  | 0 | 0 | 0 | -174.7128 | 0 | 80.8529 | [6 empty] | DEER:HVAC_Split-Package_HP | Annual | FALSE
Any | SWHC046AI | SCn | new | CZ04 | cDXHP | SWHC046-01 | ExAnte2019 | IOU workpaper | 2019-11-06 | Cap-Tons | 1 |  |  | 0 | 0 | 0 | -286.267 | 0 | 85.2132 | [6 empty] | DEER:HVAC_Split-Package_HP | Annual | FALSE
Any | SWHC046AI | SCn | new | CZ05 | cDXHP | SWHC046-01 | ExAnte2019 | IOU workpaper | 2019-11-06 | Cap-Tons | 1 |  |  | 0 | 0 | 0 | -188.1081 | 0 | 79.7345 | [6 empty] | DEER:HVAC_Split-Package_HP | Annual | FALSE
Any | SWHC046AI | SCn | new | CZ06 | cDXHP | SWHC046-01 | ExAnte2019 | IOU workpaper | 2019-11-06 | Cap-Tons | 1 |  |  | 0 | 0 | 0 | 21.5705 | 0 | 43.1201 | [6 empty] | DEER:HVAC_Split-Package_HP | Annual | FALSE
Any | SWHC046AI | SCn | new | CZ07 | cDXHP | SWHC046-01 | ExAnte2019 | IOU workpaper | 2019-11-06 | Cap-Tons | 1 |  |  | 0 | 0 | 0 | 72.1797 | 0 | 33.3388 | [6 empty] | DEER:HVAC_Split-Package_HP | Annual | FALSE
Any | SWHC046AI | SCn | new | CZ08 | cDXHP | SWHC046-01 | ExAnte2019 | IOU workpaper | 2019-11-06 | Cap-Tons | 1 |  |  | 0 | 0 | 0 | 46.1759 | 0 | 45.1714 | [6 empty] | DEER:HVAC_Split-Package_HP | Annual | FALSE
Any | SWHC046AI | SCn | new | CZ09 | cDXHP | SWHC046-01 | ExAnte2019 | IOU workpaper | 2019-11-06 | Cap-Tons | 1 |  |  | 0 | 0 | 0 | 70.7229 | 0 | 46.3429 | [6 empty] | DEER:HVAC_Split-Package_HP | Annual | FALSE
Any | SWHC046AI | SCn | new | CZ10 | cDXHP | SWHC046-01 | ExAnte2019 | IOU workpaper | 2019-11-06 | Cap-Tons | 1 |  |  | 0 | 0 | 0 | 72.5917 | 0 | 50.5703 | [6 empty] | DEER:HVAC_Split-Package_HP | Annual | FALSE
Any | SWHC046AI | SCn | new | CZ11 | cDXHP | SWHC046-01 | ExAnte2019 | IOU workpaper | 2019-11-06 | Cap-Tons | 1 |  |  | 0 | 0 | 0 | -142.2776 | 0 | 89.3305 | [6 empty] | DEER:HVAC_Split-Package_HP | Annual | FALSE
Any | SWHC046AI | SCn | new | CZ12 | cDXHP | SWHC046-01 | ExAnte2019 | IOU workpaper | 2019-11-06 | Cap-Tons | 1 |  |  | 0 | 0 | 0 | -213.3868 | 0 | 97.8122 | [6 empty] | DEER:HVAC_Split-Package_HP | Annual | FALSE
Any | SWHC046AI | SCn | new | CZ13 | cDXHP | SWHC046-01 | ExAnte2019 | IOU workpaper | 2019-11-06 | Cap-Tons | 1 |  |  | 0 | 0 | 0 | -48.2864 | 0 | 78.9867 | [6 empty] | DEER:HVAC_Split-Package_HP | Annual | FALSE
Any | SWHC046AI | SCn | new | CZ14 | cDXHP | SWHC046-01 | ExAnte2019 | IOU workpaper | 2019-11-06 | Cap-Tons | 1 |  |  | 0 | 0 | 0 | -179.7256 | 0 | 92.8407 | [6 empty] | DEER:HVAC_Split-Package_HP | Annual | FALSE
Any | SWHC046AI | SCn | new | CZ15 | cDXHP | SWHC046-01 | ExAnte2019 | IOU workpaper | 2019-11-06 | Cap-Tons | 1 |  |  | 0 | 0 | 0 | 387.6791 | 0 | 13.4192 | [6 empty] | DEER:HVAC_Split-Package_HP | Annual | FALSE
Any | SWHC046AI | SCn | new | CZ16 | cDXHP | SWHC046-01 | ExAnte2019 | IOU workpaper | 2019-11-06 | Cap-Tons | 1 |  |  | 0 | 0 | 0 | -839.747 | 0 | 164.3771 | [6 empty] | DEER:HVAC_Split-Package_HP | Annual | FALSE
Any | SWHC046AJ | Asm | new | CZ01 | cDXHP | SWHC046-01 | ExAnte2019 | IOU workpaper | 2019-11-06 | Cap-Tons | 1 |  |  | 0 | 0 | 0 | -610.2645 | 0 | 170.8495 | [6 empty] | DEER:HVAC_Split-Package_HP | Annual | FALSE
Any | SWHC046AJ | Asm | new | CZ02 | cDXHP | SWHC046-01 | ExAnte2019 | IOU workpaper | 2019-11-06 | Cap-Tons | 1 |  |  | 0 | 0 | 0 | -206.9445 | 0 | 103.5703 | [6 empty] | DEER:HVAC_Split-Package_HP | Annual | FALSE
Any | SWHC046AJ | Asm | new | CZ03 | cDXHP | SWHC046-01 | ExAnte2019 | IOU workpaper | 2019-11-06 | Cap-Tons | 1 |  |  | 0 | 0 | 0 | -88.4932 | 0 | 78.2394 | [6 empty] | DEER:HVAC_Split-Package_HP | Annual | FALSE
Any | SWHC046AJ | Asm | new | CZ04 | cDXHP | SWHC046-01 | ExAnte2019 | IOU workpaper | 2019-11-06 | Cap-Tons | 1 |  |  | 0 | 0 | 0 | -14.2768 | 0 | 70.3511 | [6 empty] | DEER:HVAC_Split-Package_HP | Annual | FALSE
Any | SWHC046AJ | Asm | new | CZ05 | cDXHP | SWHC046-01 | ExAnte2019 | IOU workpaper | 2019-11-06 | Cap-Tons | 1 |  |  | 0 | 0 | 0 | -99.8476 | 0 | 77.3544 | [6 empty] | DEER:HVAC_Split-Package_HP | Annual | FALSE
Any | SWHC046AJ | Asm | new | CZ06 | cDXHP | SWHC046-01 | ExAnte2019 | IOU workpaper | 2019-11-06 | Cap-Tons | 1 |  |  | 0 | 0 | 0 | 146.7162 | 0 | 33.0922 | [6 empty] | DEER:HVAC_Split-Package_HP | Annual | FALSE
Any | SWHC046AJ | Asm | new | CZ07 | cDXHP | SWHC046-01 | ExAnte2019 | IOU workpaper | 2019-11-06 | Cap-Tons | 1 |  |  | 0 | 0 | 0 | 145.5456 | 0 | 25.428 | [6 empty] | DEER:HVAC_Split-Package_HP | Annual | FALSE
Any | SWHC046AJ | Asm | new | CZ08 | cDXHP | SWHC046-01 | ExAnte2019 | IOU workpaper | 2019-11-06 | Cap-Tons | 1 |  |  | 0 | 0 | 0 | 193.0286 | 0 | 32.2682 | [6 empty] | DEER:HVAC_Split-Package_HP | Annual | FALSE
Any | SWHC046AJ | Asm | new | CZ09 | cDXHP | SWHC046-01 | ExAnte2019 | IOU workpaper | 2019-11-06 | Cap-Tons | 1 |  |  | 0 | 0 | 0 | 217.4634 | 0 | 32.857 | [6 empty] | DEER:HVAC_Split-Package_HP | Annual | FALSE
Any | SWHC046AJ | Asm | new | CZ10 | cDXHP | SWHC046-01 | ExAnte2019 | IOU workpaper | 2019-11-06 | Cap-Tons | 1 |  |  | 0 | 0 | 0 | 227.9956 | 0 | 39.9616 | [6 empty] | DEER:HVAC_Split-Package_HP | Annual | FALSE
Any | SWHC046AJ | Asm | new | CZ11 | cDXHP | SWHC046-01 | ExAnte2019 | IOU workpaper | 2019-11-06 | Cap-Tons | 1 |  |  | 0 | 0 | 0 | 112.3858 | 0 | 71.382 | [6 empty] | DEER:HVAC_Split-Package_HP | Annual | FALSE
Any | SWHC046AJ | Asm | new | CZ12 | cDXHP | SWHC046-01 | ExAnte2019 | IOU workpaper | 2019-11-06 | Cap-Tons | 1 |  |  | 0 | 0 | 0 | 34.3967 | 0 | 77.6881 | [6 empty] | DEER:HVAC_Split-Package_HP | Annual | FALSE
Any | SWHC046AJ | Asm | new | CZ13 | cDXHP | SWHC046-01 | ExAnte2019 | IOU workpaper | 2019-11-06 | Cap-Tons | 1 |  |  | 0 | 0 | 0 | 154.6918 | 0 | 65.6133 | [6 empty] | DEER:HVAC_Split-Package_HP | Annual | FALSE
Any | SWHC046AJ | Asm | new | CZ14 | cDXHP | SWHC046-01 | ExAnte2019 | IOU workpaper | 2019-11-06 | Cap-Tons | 1 |  |  | 0 | 0 | 0 | 123.7016 | 0 | 69.407 | [6 empty] | DEER:HVAC_Split-Package_HP | Annual | FALSE
Any | SWHC046AJ | Asm | new | CZ15 | cDXHP | SWHC046-01 | ExAnte2019 | IOU workpaper | 2019-11-06 | Cap-Tons | 1 |  |  | 0 | 0 | 0 | 519.3716 | 0 | 12.5579 | [6 empty] | DEER:HVAC_Split-Package_HP | Annual | FALSE
Any | SWHC046AJ | Asm | new | CZ16 | cDXHP | SWHC046-01 | ExAnte2019 | IOU workpaper | 2019-11-06 | Cap-Tons | 1 |  |  | 0 | 0 | 0 | -770.1047 | 0 | 189.0835 | [6 empty] | DEER:HVAC_Split-Package_HP | Annual | FALSE
Any | SWHC046AJ | Com | new | CZ01 | cDXHP | SWHC046-01 | ExAnte2019 | IOU workpaper | 2019-11-06 | Cap-Tons | 1 |  |  | 0 | 0 | 0 | -257.7132 | 0 | 113.9213 | [6 empty] | DEER:HVAC_Split-Package_HP | Annual | FALSE
Any | SWHC046AJ | Com | new | CZ02 | cDXHP | SWHC046-01 | ExAnte2019 | IOU workpaper | 2019-11-06 | Cap-Tons | 1 |  |  | 0 | 0 | 0 | 14.6765 | 0 | 61.5798 | [6 empty] | DEER:HVAC_Split-Package_HP | Annual | FALSE
Any | SWHC046AJ | Com | new | CZ03 | cDXHP | SWHC046-01 | ExAnte2019 | IOU workpaper | 2019-11-06 | Cap-Tons | 1 |  |  | 0 | 0 | 0 | 51.7381 | 0 | 42.2353 | [6 empty] | DEER:HVAC_Split-Package_HP | Annual | FALSE
Any | SWHC046AJ | Com | new | CZ04 | cDXHP | SWHC046-01 | ExAnte2019 | IOU workpaper | 2019-11-06 | Cap-Tons | 1 |  |  | 0 | 0 | 0 | 102.7899 | 0 | 36.6558 | [6 empty] | DEER:HVAC_Split-Package_HP | Annual | FALSE
Any | SWHC046AJ | Com | new | CZ05 | cDXHP | SWHC046-01 | ExAnte2019 | IOU workpaper | 2019-11-06 | Cap-Tons | 1 |  |  | 0 | 0 | 0 | 19.5196 | 0 | 57.9396 | [6 empty] | DEER:HVAC_Split-Package_HP | Annual | FALSE
Any | SWHC046AJ | Com | new | CZ06 | cDXHP | SWHC046-01 | ExAnte2019 | IOU workpaper | 2019-11-06 | Cap-Tons | 1 |  |  | 0 | 0 | 0 | 198.0581 | 0 | 22.9138 | [6 empty] | DEER:HVAC_Split-Package_HP | Annual | FALSE
Any | SWHC046AJ | Com | new | CZ07 | cDXHP | SWHC046-01 | ExAnte2019 | IOU workpaper | 2019-11-06 | Cap-Tons | 1 |  |  | 0 | 0 | 0 | 201.5955 | 0 | 18.4116 | [6 empty] | DEER:HVAC_Split-Package_HP | Annual | FALSE
Any | SWHC046AJ | Com | new | CZ08 | cDXHP | SWHC046-01 | ExAnte2019 | IOU workpaper | 2019-11-06 | Cap-Tons | 1 |  |  | 0 | 0 | 0 | 224.1698 | 0 | 22.1301 | [6 empty] | DEER:HVAC_Split-Package_HP | Annual | FALSE
Any | SWHC046AJ | Com | new | CZ09 | cDXHP | SWHC046-01 | ExAnte2019 | IOU workpaper | 2019-11-06 | Cap-Tons | 1 |  |  | 0 | 0 | 0 | 255.951 | 0 | 21.765 | [6 empty] | DEER:HVAC_Split-Package_HP | Annual | FALSE
Any | SWHC046AJ | Com | new | CZ10 | cDXHP | SWHC046-01 | ExAnte2019 | IOU workpaper | 2019-11-06 | Cap-Tons | 1 |  |  | 0 | 0 | 0 | 231.6036 | 0 | 29.4802 | [6 empty] | DEER:HVAC_Split-Package_HP | Annual | FALSE
Any | SWHC046AJ | Com | new | CZ11 | cDXHP | SWHC046-01 | ExAnte2019 | IOU workpaper | 2019-11-06 | Cap-Tons | 1 |  |  | 0 | 0 | 0 | 141.0158 | 0 | 51.7105 | [6 empty] | DEER:HVAC_Split-Package_HP | Annual | FALSE
Any | SWHC046AJ | Com | new | CZ12 | cDXHP | SWHC046-01 | ExAnte2019 | IOU workpaper | 2019-11-06 | Cap-Tons | 1 |  |  | 0 | 0 | 0 | 110.2884 | 0 | 48.8696 | [6 empty] | DEER:HVAC_Split-Package_HP | Annual | FALSE
Any | SWHC046AJ | Com | new | CZ13 | cDXHP | SWHC046-01 | ExAnte2019 | IOU workpaper | 2019-11-06 | Cap-Tons | 1 |  |  | 0 | 0 | 0 | 191.1173 | 0 | 44.1165 | [6 empty] | DEER:HVAC_Split-Package_HP | Annual | FALSE
Any | SWHC046AJ | Com | new | CZ14 | cDXHP | SWHC046-01 | ExAnte2019 | IOU workpaper | 2019-11-06 | Cap-Tons | 1 |  |  | 0 | 0 | 0 | 170.6931 | 0 | 47.5232 | [6 empty] | DEER:HVAC_Split-Package_HP | Annual | FALSE
Any | SWHC046AJ | Com | new | CZ15 | cDXHP | SWHC046-01 | ExAnte2019 | IOU workpaper | 2019-11-06 | Cap-Tons | 1 |  |  | 0 | 0 | 0 | 506.3426 | 0 | 8.0599 | [6 empty] | DEER:HVAC_Split-Package_HP | Annual | FALSE
Any | SWHC046AJ | Com | new | CZ16 | cDXHP | SWHC046-01 | ExAnte2019 | IOU workpaper | 2019-11-06 | Cap-Tons | 1 |  |  | 0 | 0 | 0 | -498.9479 | 0 | 133.4361 | [6 empty] | DEER:HVAC_Split-Package_HP | Annual | FALSE
Any | SWHC046AJ | ECC | new | CZ01 | cDXHP | SWHC046-01 | ExAnte2019 | IOU workpaper | 2019-11-06 | Cap-Tons | 1 |  |  | 0 | 0 | 0 | -108.1905 | 0 | 72.0237 | [6 empty] | DEER:HVAC_Split-Package_HP | Annual | FALSE
Any | SWHC046AJ | ECC | new | CZ02 | cDXHP | SWHC046-01 | ExAnte2019 | IOU workpaper | 2019-11-06 | Cap-Tons | 1 |  |  | 0 | 0 | 0 | 63.976 | 0 | 40.5579 | [6 empty] | DEER:HVAC_Split-Package_HP | Annual | FALSE
Any | SWHC046AJ | ECC | new | CZ03 | cDXHP | SWHC046-01 | ExAnte2019 | IOU workpaper | 2019-11-06 | Cap-Tons | 1 |  |  | 0 | 0 | 0 | 61.7733 | 0 | 31.2752 | [6 empty] | DEER:HVAC_Split-Package_HP | Annual | FALSE
Any | SWHC046AJ | ECC | new | CZ04 | cDXHP | SWHC046-01 | ExAnte2019 | IOU workpaper | 2019-11-06 | Cap-Tons | 1 |  |  | 0 | 0 | 0 | 109.1409 | 0 | 28.0432 | [6 empty] | DEER:HVAC_Split-Package_HP | Annual | FALSE
Any | SWHC046AJ | ECC | new | CZ05 | cDXHP | SWHC046-01 | ExAnte2019 | IOU workpaper | 2019-11-06 | Cap-Tons | 1 |  |  | 0 | 0 | 0 | 53.7695 | 0 | 31.2146 | [6 empty] | DEER:HVAC_Split-Package_HP | Annual | FALSE
Any | SWHC046AJ | ECC | new | CZ06 | cDXHP | SWHC046-01 | ExAnte2019 | IOU workpaper | 2019-11-06 | Cap-Tons | 1 |  |  | 0 | 0 | 0 | 179.5848 | 0 | 10.353 | [6 empty] | DEER:HVAC_Split-Package_HP | Annual | FALSE
Any | SWHC046AJ | ECC | new | CZ07 | cDXHP | SWHC046-01 | ExAnte2019 | IOU workpaper | 2019-11-06 | Cap-Tons | 1 |  |  | 0 | 0 | 0 | 167.8277 | 0 | 6.1659 | [6 empty] | DEER:HVAC_Split-Package_HP | Annual | FALSE
Any | SWHC046AJ | ECC | new | CZ08 | cDXHP | SWHC046-01 | ExAnte2019 | IOU workpaper | 2019-11-06 | Cap-Tons | 1 |  |  | 0 | 0 | 0 | 209.9084 | 0 | 9.5343 | [6 empty] | DEER:HVAC_Split-Package_HP | Annual | FALSE
Any | SWHC046AJ | ECC | new | CZ09 | cDXHP | SWHC046-01 | ExAnte2019 | IOU workpaper | 2019-11-06 | Cap-Tons | 1 |  |  | 0 | 0 | 0 | 221.8765 | 0 | 11.4252 | [6 empty] | DEER:HVAC_Split-Package_HP | Annual | FALSE
Any | SWHC046AJ | ECC | new | CZ10 | cDXHP | SWHC046-01 | ExAnte2019 | IOU workpaper | 2019-11-06 | Cap-Tons | 1 |  |  | 0 | 0 | 0 | 237.6186 | 0 | 12.8435 | [6 empty] | DEER:HVAC_Split-Package_HP | Annual | FALSE
Any | SWHC046AJ | ECC | new | CZ11 | cDXHP | SWHC046-01 | ExAnte2019 | IOU workpaper | 2019-11-06 | Cap-Tons | 1 |  |  | 0 | 0 | 0 | 165.1639 | 0 | 33.3072 | [6 empty] | DEER:HVAC_Split-Package_HP | Annual | FALSE
Any | SWHC046AJ | ECC | new | CZ12 | cDXHP | SWHC046-01 | ExAnte2019 | IOU workpaper | 2019-11-06 | Cap-Tons | 1 |  |  | 0 | 0 | 0 | 124.4875 | 0 | 34.8624 | [6 empty] | DEER:HVAC_Split-Package_HP | Annual | FALSE
Any | SWHC046AJ | ECC | new | CZ13 | cDXHP | SWHC046-01 | ExAnte2019 | IOU workpaper | 2019-11-06 | Cap-Tons | 1 |  |  | 0 | 0 | 0 | 190.0852 | 0 | 29.0512 | [6 empty] | DEER:HVAC_Split-Package_HP | Annual | FALSE
Any | SWHC046AJ | ECC | new | CZ14 | cDXHP | SWHC046-01 | ExAnte2019 | IOU workpaper | 2019-11-06 | Cap-Tons | 1 |  |  | 0 | 0 | 0 | 173.7012 | 0 | 30.6518 | [6 empty] | DEER:HVAC_Split-Package_HP | Annual | FALSE
Any | SWHC046AJ | ECC | new | CZ15 | cDXHP | SWHC046-01 | ExAnte2019 | IOU workpaper | 2019-11-06 | Cap-Tons | 1 |  |  | 0 | 0 | 0 | 413.0301 | 0 | 3.283 | [6 empty] | DEER:HVAC_Split-Package_HP | Annual | FALSE
Any | SWHC046AJ | ECC | new | CZ16 | cDXHP | SWHC046-01 | ExAnte2019 | IOU workpaper | 2019-11-06 | Cap-Tons | 1 |  |  | 0 | 0 | 0 | -300.4978 | 0 | 90.68 | [6 empty] | DEER:HVAC_Split-Package_HP | Annual | FALSE
Any | SWHC046AJ | EPr | new | CZ01 | cDXHP | SWHC046-01 | ExAnte2019 | IOU workpaper | 2019-11-06 | Cap-Tons | 1 |  |  | 0 | 0 | 0 | -292.3771 | 0 | 90.6075 | [6 empty] | DEER:HVAC_Split-Package_HP | Annual | FALSE
Any | SWHC046AJ | EPr | new | CZ02 | cDXHP | SWHC046-01 | ExAnte2019 | IOU workpaper | 2019-11-06 | Cap-Tons | 1 |  |  | 0 | 0 | 0 | -85.9513 | 0 | 50.5711 | [6 empty] | DEER:HVAC_Split-Package_HP | Annual | FALSE
Any | SWHC046AJ | EPr | new | CZ03 | cDXHP | SWHC046-01 | ExAnte2019 | IOU workpaper | 2019-11-06 | Cap-Tons | 1 |  |  | 0 | 0 | 0 | -59.2643 | 0 | 44.2861 | [6 empty] | DEER:HVAC_Split-Package_HP | Annual | FALSE
Any | SWHC046AJ | EPr | new | CZ04 | cDXHP | SWHC046-01 | ExAnte2019 | IOU workpaper | 2019-11-06 | Cap-Tons | 1 |  |  | 0 | 0 | 0 | -14.9812 | 0 | 35.9198 | [6 empty] | DEER:HVAC_Split-Package_HP | Annual | FALSE
Any | SWHC046AJ | EPr | new | CZ05 | cDXHP | SWHC046-01 | ExAnte2019 | IOU workpaper | 2019-11-06 | Cap-Tons | 1 |  |  | 0 | 0 | 0 | -73.4511 | 0 | 43.2969 | [6 empty] | DEER:HVAC_Split-Package_HP | Annual | FALSE
Any | SWHC046AJ | EPr | new | CZ06 | cDXHP | SWHC046-01 | ExAnte2019 | IOU workpaper | 2019-11-06 | Cap-Tons | 1 |  |  | 0 | 0 | 0 | 62.8889 | 0 | 18.3243 | [6 empty] | DEER:HVAC_Split-Package_HP | Annual | FALSE
Any | SWHC046AJ | EPr | new | CZ07 | cDXHP | SWHC046-01 | ExAnte2019 | IOU workpaper | 2019-11-06 | Cap-Tons | 1 |  |  | 0 | 0 | 0 | 64.9648 | 0 | 14.1476 | [6 empty] | DEER:HVAC_Split-Package_HP | Annual | FALSE
Any | SWHC046AJ | EPr | new | CZ08 | cDXHP | SWHC046-01 | ExAnte2019 | IOU workpaper | 2019-11-06 | Cap-Tons | 1 |  |  | 0 | 0 | 0 | 91.9265 | 0 | 15.6058 | [6 empty] | DEER:HVAC_Split-Package_HP | Annual | FALSE
Any | SWHC046AJ | EPr | new | CZ09 | cDXHP | SWHC046-01 | ExAnte2019 | IOU workpaper | 2019-11-06 | Cap-Tons | 1 |  |  | 0 | 0 | 0 | 97.0756 | 0 | 18.1516 | [6 empty] | DEER:HVAC_Split-Package_HP | Annual | FALSE
Any | SWHC046AJ | EPr | new | CZ10 | cDXHP | SWHC046-01 | ExAnte2019 | IOU workpaper | 2019-11-06 | Cap-Tons | 1 |  |  | 0 | 0 | 0 | 109.1213 | 0 | 17.8383 | [6 empty] | DEER:HVAC_Split-Package_HP | Annual | FALSE
Any | SWHC046AJ | EPr | new | CZ11 | cDXHP | SWHC046-01 | ExAnte2019 | IOU workpaper | 2019-11-06 | Cap-Tons | 1 |  |  | 0 | 0 | 0 | 10.6875 | 0 | 39.4424 | [6 empty] | DEER:HVAC_Split-Package_HP | Annual | FALSE
Any | SWHC046AJ | EPr | new | CZ12 | cDXHP | SWHC046-01 | ExAnte2019 | IOU workpaper | 2019-11-06 | Cap-Tons | 1 |  |  | 0 | 0 | 0 | -19.001 | 0 | 42.9701 | [6 empty] | DEER:HVAC_Split-Package_HP | Annual | FALSE
Any | SWHC046AJ | EPr | new | CZ13 | cDXHP | SWHC046-01 | ExAnte2019 | IOU workpaper | 2019-11-06 | Cap-Tons | 1 |  |  | 0 | 0 | 0 | 39.3413 | 0 | 35.0111 | [6 empty] | DEER:HVAC_Split-Package_HP | Annual | FALSE
Any | SWHC046AJ | EPr | new | CZ14 | cDXHP | SWHC046-01 | ExAnte2019 | IOU workpaper | 2019-11-06 | Cap-Tons | 1 |  |  | 0 | 0 | 0 | 27.5278 | 0 | 35.6528 | [6 empty] | DEER:HVAC_Split-Package_HP | Annual | FALSE
Any | SWHC046AJ | EPr | new | CZ15 | cDXHP | SWHC046-01 | ExAnte2019 | IOU workpaper | 2019-11-06 | Cap-Tons | 1 |  |  | 0 | 0 | 0 | 249.8957 | 0 | 5.1621 | [6 empty] | DEER:HVAC_Split-Package_HP | Annual | FALSE
Any | SWHC046AJ | EPr | new | CZ16 | cDXHP | SWHC046-01 | ExAnte2019 | IOU workpaper | 2019-11-06 | Cap-Tons | 1 |  |  | 0 | 0 | 0 | -477.7543 | 0 | 109.1819 | [6 empty] | DEER:HVAC_Split-Package_HP | Annual | FALSE
Any | SWHC046AJ | ERC | new | CZ01 | cDXHP | SWHC046-01 | ExAnte2019 | IOU workpaper | 2019-11-06 | Cap-Tons | 1 |  |  | 0 | 0 | 0 | -582.1905 | 0 | 132.9112 | [6 empty] | DEER:HVAC_Split-Package_HP | Annual | FALSE
Any | SWHC046AJ | ERC | new | CZ02 | cDXHP | SWHC046-01 | ExAnte2019 | IOU workpaper | 2019-11-06 | Cap-Tons | 1 |  |  | 0 | 0 | 0 | -311.9069 | 0 | 82.8738 | [6 empty] | DEER:HVAC_Split-Package_HP | Annual | FALSE
Any | SWHC046AJ | ERC | new | CZ03 | cDXHP | SWHC046-01 | ExAnte2019 | IOU workpaper | 2019-11-06 | Cap-Tons | 1 |  |  | 0 | 0 | 0 | -192.8301 | 0 | 64.0743 | [6 empty] | DEER:HVAC_Split-Package_HP | Annual | FALSE
Any | SWHC046AJ | ERC | new | CZ04 | cDXHP | SWHC046-01 | ExAnte2019 | IOU workpaper | 2019-11-06 | Cap-Tons | 1 |  |  | 0 | 0 | 0 | -186.1952 | 0 | 57.3458 | [6 empty] | DEER:HVAC_Split-Package_HP | Annual | FALSE
Any | SWHC046AJ | ERC | new | CZ05 | cDXHP | SWHC046-01 | ExAnte2019 | IOU workpaper | 2019-11-06 | Cap-Tons | 1 |  |  | 0 | 0 | 0 | -264.5294 | 0 | 71.6575 | [6 empty] | DEER:HVAC_Split-Package_HP | Annual | FALSE
Any | SWHC046AJ | ERC | new | CZ06 | cDXHP | SWHC046-01 | ExAnte2019 | IOU workpaper | 2019-11-06 | Cap-Tons | 1 |  |  | 0 | 0 | 0 | -31.9554 | 0 | 30.4767 | [6 empty] | DEER:HVAC_Split-Package_HP | Annual | FALSE
Any | SWHC046AJ | ERC | new | CZ07 | cDXHP | SWHC046-01 | ExAnte2019 | IOU workpaper | 2019-11-06 | Cap-Tons | 1 |  |  | 0 | 0 | 0 | 3.3034 | 0 | 19.9844 | [6 empty] | DEER:HVAC_Split-Package_HP | Annual | FALSE
Any | SWHC046AJ | ERC | new | CZ08 | cDXHP | SWHC046-01 | ExAnte2019 | IOU workpaper | 2019-11-06 | Cap-Tons | 1 |  |  | 0 | 0 | 0 | 5.3259 | 0 | 27.0257 | [6 empty] | DEER:HVAC_Split-Package_HP | Annual | FALSE
Any | SWHC046AJ | ERC | new | CZ09 | cDXHP | SWHC046-01 | ExAnte2019 | IOU workpaper | 2019-11-06 | Cap-Tons | 1 |  |  | 0 | 0 | 0 | 14.4913 | 0 | 26.9494 | [6 empty] | DEER:HVAC_Split-Package_HP | Annual | FALSE
Any | SWHC046AJ | ERC | new | CZ10 | cDXHP | SWHC046-01 | ExAnte2019 | IOU workpaper | 2019-11-06 | Cap-Tons | 1 |  |  | 0 | 0 | 0 | 1.9722 | 0 | 30.2945 | [6 empty] | DEER:HVAC_Split-Package_HP | Annual | FALSE
Any | SWHC046AJ | ERC | new | CZ11 | cDXHP | SWHC046-01 | ExAnte2019 | IOU workpaper | 2019-11-06 | Cap-Tons | 1 |  |  | 0 | 0 | 0 | -129.5553 | 0 | 55.4827 | [6 empty] | DEER:HVAC_Split-Package_HP | Annual | FALSE
Any | SWHC046AJ | ERC | new | CZ12 | cDXHP | SWHC046-01 | ExAnte2019 | IOU workpaper | 2019-11-06 | Cap-Tons | 1 |  |  | 0 | 0 | 0 | -181.6016 | 0 | 62.5458 | [6 empty] | DEER:HVAC_Split-Package_HP | Annual | FALSE
Any | SWHC046AJ | ERC | new | CZ13 | cDXHP | SWHC046-01 | ExAnte2019 | IOU workpaper | 2019-11-06 | Cap-Tons | 1 |  |  | 0 | 0 | 0 | -90.8514 | 0 | 49.9279 | [6 empty] | DEER:HVAC_Split-Package_HP | Annual | FALSE
Any | SWHC046AJ | ERC | new | CZ14 | cDXHP | SWHC046-01 | ExAnte2019 | IOU workpaper | 2019-11-06 | Cap-Tons | 1 |  |  | 0 | 0 | 0 | -120.312 | 0 | 52.0353 | [6 empty] | DEER:HVAC_Split-Package_HP | Annual | FALSE
Any | SWHC046AJ | ERC | new | CZ15 | cDXHP | SWHC046-01 | ExAnte2019 | IOU workpaper | 2019-11-06 | Cap-Tons | 1 |  |  | 0 | 0 | 0 | 199.4997 | 0 | 8.3573 | [6 empty] | DEER:HVAC_Split-Package_HP | Annual | FALSE
Any | SWHC046AJ | ERC | new | CZ16 | cDXHP | SWHC046-01 | ExAnte2019 | IOU workpaper | 2019-11-06 | Cap-Tons | 1 |  |  | 0 | 0 | 0 | -823.554 | 0 | 146.298 | [6 empty] | DEER:HVAC_Split-Package_HP | Annual | FALSE
Any | SWHC046AJ | ESe | new | CZ01 | cDXHP | SWHC046-01 | ExAnte2019 | IOU workpaper | 2019-11-06 | Cap-Tons | 1 |  |  | 0 | 0 | 0 | -243.1537 | 0 | 83.3038 | [6 empty] | DEER:HVAC_Split-Package_HP | Annual | FALSE
Any | SWHC046AJ | ESe | new | CZ02 | cDXHP | SWHC046-01 | ExAnte2019 | IOU workpaper | 2019-11-06 | Cap-Tons | 1 |  |  | 0 | 0 | 0 | -69.6283 | 0 | 50.6571 | [6 empty] | DEER:HVAC_Split-Package_HP | Annual | FALSE
Any | SWHC046AJ | ESe | new | CZ03 | cDXHP | SWHC046-01 | ExAnte2019 | IOU workpaper | 2019-11-06 | Cap-Tons | 1 |  |  | 0 | 0 | 0 | -15.1987 | 0 | 35.3761 | [6 empty] | DEER:HVAC_Split-Package_HP | Annual | FALSE
Any | SWHC046AJ | ESe | new | CZ04 | cDXHP | SWHC046-01 | ExAnte2019 | IOU workpaper | 2019-11-06 | Cap-Tons | 1 |  |  | 0 | 0 | 0 | 18.7133 | 0 | 32.3191 | [6 empty] | DEER:HVAC_Split-Package_HP | Annual | FALSE
Any | SWHC046AJ | ESe | new | CZ05 | cDXHP | SWHC046-01 | ExAnte2019 | IOU workpaper | 2019-11-06 | Cap-Tons | 1 |  |  | 0 | 0 | 0 | -18.1976 | 0 | 34.0673 | [6 empty] | DEER:HVAC_Split-Package_HP | Annual | FALSE
Any | SWHC046AJ | ESe | new | CZ06 | cDXHP | SWHC046-01 | ExAnte2019 | IOU workpaper | 2019-11-06 | Cap-Tons | 1 |  |  | 0 | 0 | 0 | 99.9187 | 0 | 14.0888 | [6 empty] | DEER:HVAC_Split-Package_HP | Annual | FALSE
Any | SWHC046AJ | ESe | new | CZ07 | cDXHP | SWHC046-01 | ExAnte2019 | IOU workpaper | 2019-11-06 | Cap-Tons | 1 |  |  | 0 | 0 | 0 | 102.3349 | 0 | 9.7649 | [6 empty] | DEER:HVAC_Split-Package_HP | Annual | FALSE
Any | SWHC046AJ | ESe | new | CZ08 | cDXHP | SWHC046-01 | ExAnte2019 | IOU workpaper | 2019-11-06 | Cap-Tons | 1 |  |  | 0 | 0 | 0 | 126.2805 | 0 | 13.1671 | [6 empty] | DEER:HVAC_Split-Package_HP | Annual | FALSE
Any | SWHC046AJ | ESe | new | CZ09 | cDXHP | SWHC046-01 | ExAnte2019 | IOU workpaper | 2019-11-06 | Cap-Tons | 1 |  |  | 0 | 0 | 0 | 130.2016 | 0 | 15.0407 | [6 empty] | DEER:HVAC_Split-Package_HP | Annual | FALSE
Any | SWHC046AJ | ESe | new | CZ10 | cDXHP | SWHC046-01 | ExAnte2019 | IOU workpaper | 2019-11-06 | Cap-Tons | 1 |  |  | 0 | 0 | 0 | 126.7305 | 0 | 18.7741 | [6 empty] | DEER:HVAC_Split-Package_HP | Annual | FALSE
Any | SWHC046AJ | ESe | new | CZ11 | cDXHP | SWHC046-01 | ExAnte2019 | IOU workpaper | 2019-11-06 | Cap-Tons | 1 |  |  | 0 | 0 | 0 | 19.7695 | 0 | 42.163 | [6 empty] | DEER:HVAC_Split-Package_HP | Annual | FALSE
Any | SWHC046AJ | ESe | new | CZ12 | cDXHP | SWHC046-01 | ExAnte2019 | IOU workpaper | 2019-11-06 | Cap-Tons | 1 |  |  | 0 | 0 | 0 | -13.2785 | 0 | 44.7191 | [6 empty] | DEER:HVAC_Split-Package_HP | Annual | FALSE
Any | SWHC046AJ | ESe | new | CZ13 | cDXHP | SWHC046-01 | ExAnte2019 | IOU workpaper | 2019-11-06 | Cap-Tons | 1 |  |  | 0 | 0 | 0 | 53.3705 | 0 | 36.9962 | [6 empty] | DEER:HVAC_Split-Package_HP | Annual | FALSE
Any | SWHC046AJ | ESe | new | CZ14 | cDXHP | SWHC046-01 | ExAnte2019 | IOU workpaper | 2019-11-06 | Cap-Tons | 1 |  |  | 0 | 0 | 0 | 35.2186 | 0 | 38.7351 | [6 empty] | DEER:HVAC_Split-Package_HP | Annual | FALSE
Any | SWHC046AJ | ESe | new | CZ15 | cDXHP | SWHC046-01 | ExAnte2019 | IOU workpaper | 2019-11-06 | Cap-Tons | 1 |  |  | 0 | 0 | 0 | 276.2228 | 0 | 5.6009 | [6 empty] | DEER:HVAC_Split-Package_HP | Annual | FALSE
Any | SWHC046AJ | ESe | new | CZ16 | cDXHP | SWHC046-01 | ExAnte2019 | IOU workpaper | 2019-11-06 | Cap-Tons | 1 |  |  | 0 | 0 | 0 | -436.5153 | 0 | 100.2565 | [6 empty] | DEER:HVAC_Split-Package_HP | Annual | FALSE
Any | SWHC046AJ | EUn | new | CZ01 | cDXHP | SWHC046-01 | ExAnte2019 | IOU workpaper | 2019-11-06 | Cap-Tons | 1 |  |  | 0 | 0 | 0 | -186.1851 | 0 | 89.3689 | [6 empty] | DEER:HVAC_Split-Package_HP | Annual | FALSE
Any | SWHC046AJ | EUn | new | CZ02 | cDXHP | SWHC046-01 | ExAnte2019 | IOU workpaper | 2019-11-06 | Cap-Tons | 1 |  |  | 0 | 0 | 0 | 13.2918 | 0 | 55.6047 | [6 empty] | DEER:HVAC_Split-Package_HP | Annual | FALSE
Any | SWHC046AJ | EUn | new | CZ03 | cDXHP | SWHC046-01 | ExAnte2019 | IOU workpaper | 2019-11-06 | Cap-Tons | 1 |  |  | 0 | 0 | 0 | 26.5828 | 0 | 44.8245 | [6 empty] | DEER:HVAC_Split-Package_HP | Annual | FALSE
Any | SWHC046AJ | EUn | new | CZ04 | cDXHP | SWHC046-01 | ExAnte2019 | IOU workpaper | 2019-11-06 | Cap-Tons | 1 |  |  | 0 | 0 | 0 | 75.072 | 0 | 40.8772 | [6 empty] | DEER:HVAC_Split-Package_HP | Annual | FALSE
Any | SWHC046AJ | EUn | new | CZ05 | cDXHP | SWHC046-01 | ExAnte2019 | IOU workpaper | 2019-11-06 | Cap-Tons | 1 |  |  | 0 | 0 | 0 | 7.3676 | 0 | 45.8668 | [6 empty] | DEER:HVAC_Split-Package_HP | Annual | FALSE
Any | SWHC046AJ | EUn | new | CZ06 | cDXHP | SWHC046-01 | ExAnte2019 | IOU workpaper | 2019-11-06 | Cap-Tons | 1 |  |  | 0 | 0 | 0 | 177.6029 | 0 | 19.2223 | [6 empty] | DEER:HVAC_Split-Package_HP | Annual | FALSE
Any | SWHC046AJ | EUn | new | CZ07 | cDXHP | SWHC046-01 | ExAnte2019 | IOU workpaper | 2019-11-06 | Cap-Tons | 1 |  |  | 0 | 0 | 0 | 171.2845 | 0 | 13.8217 | [6 empty] | DEER:HVAC_Split-Package_HP | Annual | FALSE
Any | SWHC046AJ | EUn | new | CZ08 | cDXHP | SWHC046-01 | ExAnte2019 | IOU workpaper | 2019-11-06 | Cap-Tons | 1 |  |  | 0 | 0 | 0 | 214.4812 | 0 | 18.5573 | [6 empty] | DEER:HVAC_Split-Package_HP | Annual | FALSE
Any | SWHC046AJ | EUn | new | CZ09 | cDXHP | SWHC046-01 | ExAnte2019 | IOU workpaper | 2019-11-06 | Cap-Tons | 1 |  |  | 0 | 0 | 0 | 227.3205 | 0 | 20.0475 | [6 empty] | DEER:HVAC_Split-Package_HP | Annual | FALSE
Any | SWHC046AJ | EUn | new | CZ10 | cDXHP | SWHC046-01 | ExAnte2019 | IOU workpaper | 2019-11-06 | Cap-Tons | 1 |  |  | 0 | 0 | 0 | 248.4918 | 0 | 21.2498 | [6 empty] | DEER:HVAC_Split-Package_HP | Annual | FALSE
Any | SWHC046AJ | EUn | new | CZ11 | cDXHP | SWHC046-01 | ExAnte2019 | IOU workpaper | 2019-11-06 | Cap-Tons | 1 |  |  | 0 | 0 | 0 | 166.6819 | 0 | 43.0346 | [6 empty] | DEER:HVAC_Split-Package_HP | Annual | FALSE
Any | SWHC046AJ | EUn | new | CZ12 | cDXHP | SWHC046-01 | ExAnte2019 | IOU workpaper | 2019-11-06 | Cap-Tons | 1 |  |  | 0 | 0 | 0 | 113.2789 | 0 | 46.1267 | [6 empty] | DEER:HVAC_Split-Package_HP | Annual | FALSE
Any | SWHC046AJ | EUn | new | CZ13 | cDXHP | SWHC046-01 | ExAnte2019 | IOU workpaper | 2019-11-06 | Cap-Tons | 1 |  |  | 0 | 0 | 0 | 196.8833 | 0 | 37.8155 | [6 empty] | DEER:HVAC_Split-Package_HP | Annual | FALSE
Any | SWHC046AJ | EUn | new | CZ14 | cDXHP | SWHC046-01 | ExAnte2019 | IOU workpaper | 2019-11-06 | Cap-Tons | 1 |  |  | 0 | 0 | 0 | 171.1068 | 0 | 40.9443 | [6 empty] | DEER:HVAC_Split-Package_HP | Annual | FALSE
Any | SWHC046AJ | EUn | new | CZ15 | cDXHP | SWHC046-01 | ExAnte2019 | IOU workpaper | 2019-11-06 | Cap-Tons | 1 |  |  | 0 | 0 | 0 | 459.1865 | 0 | 6.2621 | [6 empty] | DEER:HVAC_Split-Package_HP | Annual | FALSE
Any | SWHC046AJ | EUn | new | CZ16 | cDXHP | SWHC046-01 | ExAnte2019 | IOU workpaper | 2019-11-06 | Cap-Tons | 1 |  |  | 0 | 0 | 0 | -381.134 | 0 | 107.372 | [6 empty] | DEER:HVAC_Split-Package_HP | Annual | FALSE
Any | SWHC046AJ | Gro | new | CZ01 | cDXHP | SWHC046-01 | ExAnte2019 | IOU workpaper | 2019-11-06 | Cap-Tons | 1 |  |  | 0 | 0 | 0 | -1759.7889 | 0 | 495.8139 | [6 empty] | DEER:HVAC_Split-Package_HP | Annual | FALSE
Any | SWHC046AJ | Gro | new | CZ02 | cDXHP | SWHC046-01 | ExAnte2019 | IOU workpaper | 2019-11-06 | Cap-Tons | 1 |  |  | 0 | 0 | 0 | -262.1997 | 0 | 166.7271 | [6 empty] | DEER:HVAC_Split-Package_HP | Annual | FALSE
Any | SWHC046AJ | Gro | new | CZ03 | cDXHP | SWHC046-01 | ExAnte2019 | IOU workpaper | 2019-11-06 | Cap-Tons | 1 |  |  | 0 | 0 | 0 | -410.7126 | 0 | 220.784 | [6 empty] | DEER:HVAC_Split-Package_HP | Annual | FALSE
Any | SWHC046AJ | Gro | new | CZ04 | cDXHP | SWHC046-01 | ExAnte2019 | IOU workpaper | 2019-11-06 | Cap-Tons | 1 |  |  | 0 | 0 | 0 | -103.1254 | 0 | 145.6467 | [6 empty] | DEER:HVAC_Split-Package_HP | Annual | FALSE
Any | SWHC046AJ | Gro | new | CZ05 | cDXHP | SWHC046-01 | ExAnte2019 | IOU workpaper | 2019-11-06 | Cap-Tons | 1 |  |  | 0 | 0 | 0 | -572.8352 | 0 | 259.3241 | [6 empty] | DEER:HVAC_Split-Package_HP | Annual | FALSE
Any | SWHC046AJ | Gro | new | CZ06 | cDXHP | SWHC046-01 | ExAnte2019 | IOU workpaper | 2019-11-06 | Cap-Tons | 1 |  |  | 0 | 0 | 0 | 87.8362 | 0 | 94.0896 | [6 empty] | DEER:HVAC_Split-Package_HP | Annual | FALSE
Any | SWHC046AJ | Gro | new | CZ07 | cDXHP | SWHC046-01 | ExAnte2019 | IOU workpaper | 2019-11-06 | Cap-Tons | 1 |  |  | 0 | 0 | 0 | 160.2046 | 0 | 107.6816 | [6 empty] | DEER:HVAC_Split-Package_HP | Annual | FALSE
Any | SWHC046AJ | Gro | new | CZ08 | cDXHP | SWHC046-01 | ExAnte2019 | IOU workpaper | 2019-11-06 | Cap-Tons | 1 |  |  | 0 | 0 | 0 | 263.038 | 0 | 78.2483 | [6 empty] | DEER:HVAC_Split-Package_HP | Annual | FALSE
Any | SWHC046AJ | Gro | new | CZ09 | cDXHP | SWHC046-01 | ExAnte2019 | IOU workpaper | 2019-11-06 | Cap-Tons | 1 |  |  | 0 | 0 | 0 | 285.4433 | 0 | 71.553 | [6 empty] | DEER:HVAC_Split-Package_HP | Annual | FALSE
Any | SWHC046AJ | Gro | new | CZ10 | cDXHP | SWHC046-01 | ExAnte2019 | IOU workpaper | 2019-11-06 | Cap-Tons | 1 |  |  | 0 | 0 | 0 | 273.1171 | 0 | 80.1494 | [6 empty] | DEER:HVAC_Split-Package_HP | Annual | FALSE
Any | SWHC046AJ | Gro | new | CZ11 | cDXHP | SWHC046-01 | ExAnte2019 | IOU workpaper | 2019-11-06 | Cap-Tons | 1 |  |  | 0 | 0 | 0 | 35.2094 | 0 | 111.6264 | [6 empty] | DEER:HVAC_Split-Package_HP | Annual | FALSE
Any | SWHC046AJ | Gro | new | CZ12 | cDXHP | SWHC046-01 | ExAnte2019 | IOU workpaper | 2019-11-06 | Cap-Tons | 1 |  |  | 0 | 0 | 0 | 10.989 | 0 | 113.3425 | [6 empty] | DEER:HVAC_Split-Package_HP | Annual | FALSE
Any | SWHC046AJ | Gro | new | CZ13 | cDXHP | SWHC046-01 | ExAnte2019 | IOU workpaper | 2019-11-06 | Cap-Tons | 1 |  |  | 0 | 0 | 0 | 142.9426 | 0 | 102.8094 | [6 empty] | DEER:HVAC_Split-Package_HP | Annual | FALSE
Any | SWHC046AJ | Gro | new | CZ14 | cDXHP | SWHC046-01 | ExAnte2019 | IOU workpaper | 2019-11-06 | Cap-Tons | 1 |  |  | 0 | 0 | 0 | 66.132 | 0 | 109.4773 | [6 empty] | DEER:HVAC_Split-Package_HP | Annual | FALSE
Any | SWHC046AJ | Gro | new | CZ15 | cDXHP | SWHC046-01 | ExAnte2019 | IOU workpaper | 2019-11-06 | Cap-Tons | 1 |  |  | 0 | 0 | 0 | 669.0181 | 0 | 25.5129 | [6 empty] | DEER:HVAC_Split-Package_HP | Annual | FALSE
Any | SWHC046AJ | Gro | new | CZ16 | cDXHP | SWHC046-01 | ExAnte2019 | IOU workpaper | 2019-11-06 | Cap-Tons | 1 |  |  | 0 | 0 | 0 | -1374.395 | 0 | 344.6307 | [6 empty] | DEER:HVAC_Split-Package_HP | Annual | FALSE
Any | SWHC046AJ | Hsp | new | CZ01 | cDXHP | SWHC046-01 | ExAnte2019 | IOU workpaper | 2019-11-06 | Cap-Tons | 1 |  |  | 0 | 0 | 0 | 197.8559 | 0 | 82.6705 | [6 empty] | DEER:HVAC_Split-Package_HP | Annual | FALSE
Any | SWHC046AJ | Hsp | new | CZ02 | cDXHP | SWHC046-01 | ExAnte2019 | IOU workpaper | 2019-11-06 | Cap-Tons | 1 |  |  | 0 | 0 | 0 | 332.8227 | 0 | 53.46 | [6 empty] | DEER:HVAC_Split-Package_HP | Annual | FALSE
Any | SWHC046AJ | Hsp | new | CZ03 | cDXHP | SWHC046-01 | ExAnte2019 | IOU workpaper | 2019-11-06 | Cap-Tons | 1 |  |  | 0 | 0 | 0 | 347.8285 | 0 | 40.3935 | [6 empty] | DEER:HVAC_Split-Package_HP | Annual | FALSE
Any | SWHC046AJ | Hsp | new | CZ04 | cDXHP | SWHC046-01 | ExAnte2019 | IOU workpaper | 2019-11-06 | Cap-Tons | 1 |  |  | 0 | 0 | 0 | 374.3074 | 0 | 39.9847 | [6 empty] | DEER:HVAC_Split-Package_HP | Annual | FALSE
Any | SWHC046AJ | Hsp | new | CZ05 | cDXHP | SWHC046-01 | ExAnte2019 | IOU workpaper | 2019-11-06 | Cap-Tons | 1 |  |  | 0 | 0 | 0 | 325.2545 | 0 | 45.3414 | [6 empty] | DEER:HVAC_Split-Package_HP | Annual | FALSE
Any | SWHC046AJ | Hsp | new | CZ06 | cDXHP | SWHC046-01 | ExAnte2019 | IOU workpaper | 2019-11-06 | Cap-Tons | 1 |  |  | 0 | 0 | 0 | 462.3146 | 0 | 19.6341 | [6 empty] | DEER:HVAC_Split-Package_HP | Annual | FALSE
Any | SWHC046AJ | Hsp | new | CZ07 | cDXHP | SWHC046-01 | ExAnte2019 | IOU workpaper | 2019-11-06 | Cap-Tons | 1 |  |  | 0 | 0 | 0 | 467.289 | 0 | 8.9004 | [6 empty] | DEER:HVAC_Split-Package_HP | Annual | FALSE
Any | SWHC046AJ | Hsp | new | CZ08 | cDXHP | SWHC046-01 | ExAnte2019 | IOU workpaper | 2019-11-06 | Cap-Tons | 1 |  |  | 0 | 0 | 0 | 507.0864 | 0 | 14.9207 | [6 empty] | DEER:HVAC_Split-Package_HP | Annual | FALSE
Any | SWHC046AJ | Hsp | new | CZ09 | cDXHP | SWHC046-01 | ExAnte2019 | IOU workpaper | 2019-11-06 | Cap-Tons | 1 |  |  | 0 | 0 | 0 | 513.5158 | 0 | 20.4632 | [6 empty] | DEER:HVAC_Split-Package_HP | Annual | FALSE
Any | SWHC046AJ | Hsp | new | CZ10 | cDXHP | SWHC046-01 | ExAnte2019 | IOU workpaper | 2019-11-06 | Cap-Tons | 1 |  |  | 0 | 0 | 0 | 526.332 | 0 | 24.6327 | [6 empty] | DEER:HVAC_Split-Package_HP | Annual | FALSE
Any | SWHC046AJ | Hsp | new | CZ11 | cDXHP | SWHC046-01 | ExAnte2019 | IOU workpaper | 2019-11-06 | Cap-Tons | 1 |  |  | 0 | 0 | 0 | 435.0541 | 0 | 51.4632 | [6 empty] | DEER:HVAC_Split-Package_HP | Annual | FALSE
Any | SWHC046AJ | Hsp | new | CZ12 | cDXHP | SWHC046-01 | ExAnte2019 | IOU workpaper | 2019-11-06 | Cap-Tons | 1 |  |  | 0 | 0 | 0 | 400.2542 | 0 | 48.746 | [6 empty] | DEER:HVAC_Split-Package_HP | Annual | FALSE
Any | SWHC046AJ | Hsp | new | CZ13 | cDXHP | SWHC046-01 | ExAnte2019 | IOU workpaper | 2019-11-06 | Cap-Tons | 1 |  |  | 0 | 0 | 0 | 476.7367 | 0 | 45.542 | [6 empty] | DEER:HVAC_Split-Package_HP | Annual | FALSE
Any | SWHC046AJ | Hsp | new | CZ14 | cDXHP | SWHC046-01 | ExAnte2019 | IOU workpaper | 2019-11-06 | Cap-Tons | 1 |  |  | 0 | 0 | 0 | 404.0267 | 0 | 57.1296 | [6 empty] | DEER:HVAC_Split-Package_HP | Annual | FALSE
Any | SWHC046AJ | Hsp | new | CZ15 | cDXHP | SWHC046-01 | ExAnte2019 | IOU workpaper | 2019-11-06 | Cap-Tons | 1 |  |  | 0 | 0 | 0 | 786.9791 | 0 | 9.154 | [6 empty] | DEER:HVAC_Split-Package_HP | Annual | FALSE
Any | SWHC046AJ | Hsp | new | CZ16 | cDXHP | SWHC046-01 | ExAnte2019 | IOU workpaper | 2019-11-06 | Cap-Tons | 1 |  |  | 0 | 0 | 0 | -83.654 | 0 | 124.1252 | [6 empty] | DEER:HVAC_Split-Package_HP | Annual | FALSE
Any | SWHC046AJ | Htl | new | CZ01 | cDXHP | SWHC046-01 | ExAnte2019 | IOU workpaper | 2019-11-06 | Cap-Tons | 1 |  |  | 0 | 0 | 0 | -697.5642 | 0 | 223.0096 | [6 empty] | DEER:HVAC_Split-Package_HP | Annual | FALSE
Any | SWHC046AJ | Htl | new | CZ02 | cDXHP | SWHC046-01 | ExAnte2019 | IOU workpaper | 2019-11-06 | Cap-Tons | 1 |  |  | 0 | 0 | 0 | -268.7132 | 0 | 140.5977 | [6 empty] | DEER:HVAC_Split-Package_HP | Annual | FALSE
Any | SWHC046AJ | Htl | new | CZ03 | cDXHP | SWHC046-01 | ExAnte2019 | IOU workpaper | 2019-11-06 | Cap-Tons | 1 |  |  | 0 | 0 | 0 | -164.9632 | 0 | 121.7735 | [6 empty] | DEER:HVAC_Split-Package_HP | Annual | FALSE
Any | SWHC046AJ | Htl | new | CZ04 | cDXHP | SWHC046-01 | ExAnte2019 | IOU workpaper | 2019-11-06 | Cap-Tons | 1 |  |  | 0 | 0 | 0 | -99.5193 | 0 | 102.1176 | [6 empty] | DEER:HVAC_Split-Package_HP | Annual | FALSE
Any | SWHC046AJ | Htl | new | CZ05 | cDXHP | SWHC046-01 | ExAnte2019 | IOU workpaper | 2019-11-06 | Cap-Tons | 1 |  |  | 0 | 0 | 0 | -255.0019 | 0 | 131.1556 | [6 empty] | DEER:HVAC_Split-Package_HP | Annual | FALSE
Any | SWHC046AJ | Htl | new | CZ06 | cDXHP | SWHC046-01 | ExAnte2019 | IOU workpaper | 2019-11-06 | Cap-Tons | 1 |  |  | 0 | 0 | 0 | 148.5234 | 0 | 60.4969 | [6 empty] | DEER:HVAC_Split-Package_HP | Annual | FALSE
Any | SWHC046AJ | Htl | new | CZ07 | cDXHP | SWHC046-01 | ExAnte2019 | IOU workpaper | 2019-11-06 | Cap-Tons | 1 |  |  | 0 | 0 | 0 | 195.4935 | 0 | 42.1042 | [6 empty] | DEER:HVAC_Split-Package_HP | Annual | FALSE
Any | SWHC046AJ | Htl | new | CZ08 | cDXHP | SWHC046-01 | ExAnte2019 | IOU workpaper | 2019-11-06 | Cap-Tons | 1 |  |  | 0 | 0 | 0 | 259.2807 | 0 | 49.3835 | [6 empty] | DEER:HVAC_Split-Package_HP | Annual | FALSE
Any | SWHC046AJ | Htl | new | CZ09 | cDXHP | SWHC046-01 | ExAnte2019 | IOU workpaper | 2019-11-06 | Cap-Tons | 1 |  |  | 0 | 0 | 0 | 257.7027 | 0 | 53.9728 | [6 empty] | DEER:HVAC_Split-Package_HP | Annual | FALSE
Any | SWHC046AJ | Htl | new | CZ10 | cDXHP | SWHC046-01 | ExAnte2019 | IOU workpaper | 2019-11-06 | Cap-Tons | 1 |  |  | 0 | 0 | 0 | 257.1777 | 0 | 63.0489 | [6 empty] | DEER:HVAC_Split-Package_HP | Annual | FALSE
Any | SWHC046AJ | Htl | new | CZ11 | cDXHP | SWHC046-01 | ExAnte2019 | IOU workpaper | 2019-11-06 | Cap-Tons | 1 |  |  | 0 | 0 | 0 | 66.337 | 0 | 104.9011 | [6 empty] | DEER:HVAC_Split-Package_HP | Annual | FALSE
Any | SWHC046AJ | Htl | new | CZ12 | cDXHP | SWHC046-01 | ExAnte2019 | IOU workpaper | 2019-11-06 | Cap-Tons | 1 |  |  | 0 | 0 | 0 | -6.5569 | 0 | 111.6169 | [6 empty] | DEER:HVAC_Split-Package_HP | Annual | FALSE
Any | SWHC046AJ | Htl | new | CZ13 | cDXHP | SWHC046-01 | ExAnte2019 | IOU workpaper | 2019-11-06 | Cap-Tons | 1 |  |  | 0 | 0 | 0 | 137.8433 | 0 | 93.8156 | [6 empty] | DEER:HVAC_Split-Package_HP | Annual | FALSE
Any | SWHC046AJ | Htl | new | CZ14 | cDXHP | SWHC046-01 | ExAnte2019 | IOU workpaper | 2019-11-06 | Cap-Tons | 1 |  |  | 0 | 0 | 0 | 31.9292 | 0 | 108.3647 | [6 empty] | DEER:HVAC_Split-Package_HP | Annual | FALSE
Any | SWHC046AJ | Htl | new | CZ15 | cDXHP | SWHC046-01 | ExAnte2019 | IOU workpaper | 2019-11-06 | Cap-Tons | 1 |  |  | 0 | 0 | 0 | 651.8847 | 0 | 23.5726 | [6 empty] | DEER:HVAC_Split-Package_HP | Annual | FALSE
Any | SWHC046AJ | Htl | new | CZ16 | cDXHP | SWHC046-01 | ExAnte2019 | IOU workpaper | 2019-11-06 | Cap-Tons | 1 |  |  | 0 | 0 | 0 | -1093.9098 | 0 | 241.3126 | [6 empty] | DEER:HVAC_Split-Package_HP | Annual | FALSE
Any | SWHC046AJ | MBT | new | CZ01 | cDXHP | SWHC046-01 | ExAnte2019 | IOU workpaper | 2019-11-06 | Cap-Tons | 1 |  |  | 0 | 0 | 0 | -99.8944 | 0 | 59.5501 | [6 empty] | DEER:HVAC_Split-Package_HP | Annual | FALSE
Any | SWHC046AJ | MBT | new | CZ02 | cDXHP | SWHC046-01 | ExAnte2019 | IOU workpaper | 2019-11-06 | Cap-Tons | 1 |  |  | 0 | 0 | 0 | 74.2759 | 0 | 32.8205 | [6 empty] | DEER:HVAC_Split-Package_HP | Annual | FALSE
Any | SWHC046AJ | MBT | new | CZ03 | cDXHP | SWHC046-01 | ExAnte2019 | IOU workpaper | 2019-11-06 | Cap-Tons | 1 |  |  | 0 | 0 | 0 | 64.6755 | 0 | 28.1691 | [6 empty] | DEER:HVAC_Split-Package_HP | Annual | FALSE
Any | SWHC046AJ | MBT | new | CZ04 | cDXHP | SWHC046-01 | ExAnte2019 | IOU workpaper | 2019-11-06 | Cap-Tons | 1 |  |  | 0 | 0 | 0 | 117.0097 | 0 | 22.6416 | [6 empty] | DEER:HVAC_Split-Package_HP | Annual | FALSE
Any | SWHC046AJ | MBT | new | CZ05 | cDXHP | SWHC046-01 | ExAnte2019 | IOU workpaper | 2019-11-06 | Cap-Tons | 1 |  |  | 0 | 0 | 0 | 53.9998 | 0 | 28.6579 | [6 empty] | DEER:HVAC_Split-Package_HP | Annual | FALSE
Any | SWHC046AJ | MBT | new | CZ06 | cDXHP | SWHC046-01 | ExAnte2019 | IOU workpaper | 2019-11-06 | Cap-Tons | 1 |  |  | 0 | 0 | 0 | 178.1619 | 0 | 12.5615 | [6 empty] | DEER:HVAC_Split-Package_HP | Annual | FALSE
Any | SWHC046AJ | MBT | new | CZ07 | cDXHP | SWHC046-01 | ExAnte2019 | IOU workpaper | 2019-11-06 | Cap-Tons | 1 |  |  | 0 | 0 | 0 | 162.9069 | 0 | 9.0892 | [6 empty] | DEER:HVAC_Split-Package_HP | Annual | FALSE
Any | SWHC046AJ | MBT | new | CZ08 | cDXHP | SWHC046-01 | ExAnte2019 | IOU workpaper | 2019-11-06 | Cap-Tons | 1 |  |  | 0 | 0 | 0 | 207.4526 | 0 | 10.7855 | [6 empty] | DEER:HVAC_Split-Package_HP | Annual | FALSE
Any | SWHC046AJ | MBT | new | CZ09 | cDXHP | SWHC046-01 | ExAnte2019 | IOU workpaper | 2019-11-06 | Cap-Tons | 1 |  |  | 0 | 0 | 0 | 225.6357 | 0 | 13.2159 | [6 empty] | DEER:HVAC_Split-Package_HP | Annual | FALSE
Any | SWHC046AJ | MBT | new | CZ10 | cDXHP | SWHC046-01 | ExAnte2019 | IOU workpaper | 2019-11-06 | Cap-Tons | 1 |  |  | 0 | 0 | 0 | 239.2304 | 0 | 13.3681 | [6 empty] | DEER:HVAC_Split-Package_HP | Annual | FALSE
Any | SWHC046AJ | MBT | new | CZ11 | cDXHP | SWHC046-01 | ExAnte2019 | IOU workpaper | 2019-11-06 | Cap-Tons | 1 |  |  | 0 | 0 | 0 | 193.2458 | 0 | 26.1667 | [6 empty] | DEER:HVAC_Split-Package_HP | Annual | FALSE
Any | SWHC046AJ | MBT | new | CZ12 | cDXHP | SWHC046-01 | ExAnte2019 | IOU workpaper | 2019-11-06 | Cap-Tons | 1 |  |  | 0 | 0 | 0 | 150.2333 | 0 | 27.7152 | [6 empty] | DEER:HVAC_Split-Package_HP | Annual | FALSE
Any | SWHC046AJ | MBT | new | CZ13 | cDXHP | SWHC046-01 | ExAnte2019 | IOU workpaper | 2019-11-06 | Cap-Tons | 1 |  |  | 0 | 0 | 0 | 209.7022 | 0 | 23.7597 | [6 empty] | DEER:HVAC_Split-Package_HP | Annual | FALSE
Any | SWHC046AJ | MBT | new | CZ14 | cDXHP | SWHC046-01 | ExAnte2019 | IOU workpaper | 2019-11-06 | Cap-Tons | 1 |  |  | 0 | 0 | 0 | 196.6068 | 0 | 27.1551 | [6 empty] | DEER:HVAC_Split-Package_HP | Annual | FALSE
Any | SWHC046AJ | MBT | new | CZ15 | cDXHP | SWHC046-01 | ExAnte2019 | IOU workpaper | 2019-11-06 | Cap-Tons | 1 |  |  | 0 | 0 | 0 | 398.9171 | 0 | 4.2416 | [6 empty] | DEER:HVAC_Split-Package_HP | Annual | FALSE
Any | SWHC046AJ | MBT | new | CZ16 | cDXHP | SWHC046-01 | ExAnte2019 | IOU workpaper | 2019-11-06 | Cap-Tons | 1 |  |  | 0 | 0 | 0 | -219.6349 | 0 | 77.4262 | [6 empty] | DEER:HVAC_Split-Package_HP | Annual | FALSE
Any | SWHC046AJ | MLI | new | CZ01 | cDXHP | SWHC046-01 | ExAnte2019 | IOU workpaper | 2019-11-06 | Cap-Tons | 1 |  |  | 0 | 0 | 0 | -372.5474 | 0 | 89.1962 | [6 empty] | DEER:HVAC_Split-Package_HP | Annual | FALSE
Any | SWHC046AJ | MLI | new | CZ02 | cDXHP | SWHC046-01 | ExAnte2019 | IOU workpaper | 2019-11-06 | Cap-Tons | 1 |  |  | 0 | 0 | 0 | -119.8518 | 0 | 56.3546 | [6 empty] | DEER:HVAC_Split-Package_HP | Annual | FALSE
Any | SWHC046AJ | MLI | new | CZ03 | cDXHP | SWHC046-01 | ExAnte2019 | IOU workpaper | 2019-11-06 | Cap-Tons | 1 |  |  | 0 | 0 | 0 | -75.8362 | 0 | 45.8295 | [6 empty] | DEER:HVAC_Split-Package_HP | Annual | FALSE
Any | SWHC046AJ | MLI | new | CZ04 | cDXHP | SWHC046-01 | ExAnte2019 | IOU workpaper | 2019-11-06 | Cap-Tons | 1 |  |  | 0 | 0 | 0 | -50.5567 | 0 | 41.9732 | [6 empty] | DEER:HVAC_Split-Package_HP | Annual | FALSE
Any | SWHC046AJ | MLI | new | CZ05 | cDXHP | SWHC046-01 | ExAnte2019 | IOU workpaper | 2019-11-06 | Cap-Tons | 1 |  |  | 0 | 0 | 0 | -117.6203 | 0 | 49.7375 | [6 empty] | DEER:HVAC_Split-Package_HP | Annual | FALSE
Any | SWHC046AJ | MLI | new | CZ06 | cDXHP | SWHC046-01 | ExAnte2019 | IOU workpaper | 2019-11-06 | Cap-Tons | 1 |  |  | 0 | 0 | 0 | 86.7696 | 0 | 22.5617 | [6 empty] | DEER:HVAC_Split-Package_HP | Annual | FALSE
Any | SWHC046AJ | MLI | new | CZ07 | cDXHP | SWHC046-01 | ExAnte2019 | IOU workpaper | 2019-11-06 | Cap-Tons | 1 |  |  | 0 | 0 | 0 | 117.5479 | 0 | 14.7493 | [6 empty] | DEER:HVAC_Split-Package_HP | Annual | FALSE
Any | SWHC046AJ | MLI | new | CZ08 | cDXHP | SWHC046-01 | ExAnte2019 | IOU workpaper | 2019-11-06 | Cap-Tons | 1 |  |  | 0 | 0 | 0 | 141.1916 | 0 | 20.7185 | [6 empty] | DEER:HVAC_Split-Package_HP | Annual | FALSE
Any | SWHC046AJ | MLI | new | CZ09 | cDXHP | SWHC046-01 | ExAnte2019 | IOU workpaper | 2019-11-06 | Cap-Tons | 1 |  |  | 0 | 0 | 0 | 149.9885 | 0 | 22.2397 | [6 empty] | DEER:HVAC_Split-Package_HP | Annual | FALSE
Any | SWHC046AJ | MLI | new | CZ10 | cDXHP | SWHC046-01 | ExAnte2019 | IOU workpaper | 2019-11-06 | Cap-Tons | 1 |  |  | 0 | 0 | 0 | 153.9331 | 0 | 22.7538 | [6 empty] | DEER:HVAC_Split-Package_HP | Annual | FALSE
Any | SWHC046AJ | MLI | new | CZ11 | cDXHP | SWHC046-01 | ExAnte2019 | IOU workpaper | 2019-11-06 | Cap-Tons | 1 |  |  | 0 | 0 | 0 | 35.3471 | 0 | 43.4691 | [6 empty] | DEER:HVAC_Split-Package_HP | Annual | FALSE
Any | SWHC046AJ | MLI | new | CZ12 | cDXHP | SWHC046-01 | ExAnte2019 | IOU workpaper | 2019-11-06 | Cap-Tons | 1 |  |  | 0 | 0 | 0 | -0.8476 | 0 | 44.9258 | [6 empty] | DEER:HVAC_Split-Package_HP | Annual | FALSE
Any | SWHC046AJ | MLI | new | CZ13 | cDXHP | SWHC046-01 | ExAnte2019 | IOU workpaper | 2019-11-06 | Cap-Tons | 1 |  |  | 0 | 0 | 0 | 82.1183 | 0 | 36.7715 | [6 empty] | DEER:HVAC_Split-Package_HP | Annual | FALSE
Any | SWHC046AJ | MLI | new | CZ14 | cDXHP | SWHC046-01 | ExAnte2019 | IOU workpaper | 2019-11-06 | Cap-Tons | 1 |  |  | 0 | 0 | 0 | 13.6957 | 0 | 46.6009 | [6 empty] | DEER:HVAC_Split-Package_HP | Annual | FALSE
Any | SWHC046AJ | MLI | new | CZ15 | cDXHP | SWHC046-01 | ExAnte2019 | IOU workpaper | 2019-11-06 | Cap-Tons | 1 |  |  | 0 | 0 | 0 | 344.6378 | 0 | 6.4602 | [6 empty] | DEER:HVAC_Split-Package_HP | Annual | FALSE
Any | SWHC046AJ | MLI | new | CZ16 | cDXHP | SWHC046-01 | ExAnte2019 | IOU workpaper | 2019-11-06 | Cap-Tons | 1 |  |  | 0 | 0 | 0 | -567.7195 | 0 | 105.6131 | [6 empty] | DEER:HVAC_Split-Package_HP | Annual | FALSE
Any | SWHC046AJ | Mtl | new | CZ01 | cDXHP | SWHC046-01 | ExAnte2019 | IOU workpaper | 2019-11-06 | Cap-Tons | 1 |  |  | 0 | 0 | 0 | 119.4404 | 0 | 110.1453 | [6 empty] | DEER:HVAC_Split-Package_HP | Annual | FALSE
Any | SWHC046AJ | Mtl | new | CZ02 | cDXHP | SWHC046-01 | ExAnte2019 | IOU workpaper | 2019-11-06 | Cap-Tons | 1 |  |  | 0 | 0 | 0 | 188.397 | 0 | 102.051 | [6 empty] | DEER:HVAC_Split-Package_HP | Annual | FALSE
Any | SWHC046AJ | Mtl | new | CZ03 | cDXHP | SWHC046-01 | ExAnte2019 | IOU workpaper | 2019-11-06 | Cap-Tons | 1 |  |  | 0 | 0 | 0 | 310.1864 | 0 | 54.9672 | [6 empty] | DEER:HVAC_Split-Package_HP | Annual | FALSE
Any | SWHC046AJ | Mtl | new | CZ04 | cDXHP | SWHC046-01 | ExAnte2019 | IOU workpaper | 2019-11-06 | Cap-Tons | 1 |  |  | 0 | 0 | 0 | 259.9875 | 0 | 76.0815 | [6 empty] | DEER:HVAC_Split-Package_HP | Annual | FALSE
Any | SWHC046AJ | Mtl | new | CZ05 | cDXHP | SWHC046-01 | ExAnte2019 | IOU workpaper | 2019-11-06 | Cap-Tons | 1 |  |  | 0 | 0 | 0 | 271.9709 | 0 | 66.0253 | [6 empty] | DEER:HVAC_Split-Package_HP | Annual | FALSE
Any | SWHC046AJ | Mtl | new | CZ06 | cDXHP | SWHC046-01 | ExAnte2019 | IOU workpaper | 2019-11-06 | Cap-Tons | 1 |  |  | 0 | 0 | 0 | 466.7318 | 0 | 20.9138 | [6 empty] | DEER:HVAC_Split-Package_HP | Annual | FALSE
Any | SWHC046AJ | Mtl | new | CZ07 | cDXHP | SWHC046-01 | ExAnte2019 | IOU workpaper | 2019-11-06 | Cap-Tons | 1 |  |  | 0 | 0 | 0 | 468.2066 | 0 | 7.3958 | [6 empty] | DEER:HVAC_Split-Package_HP | Annual | FALSE
Any | SWHC046AJ | Mtl | new | CZ08 | cDXHP | SWHC046-01 | ExAnte2019 | IOU workpaper | 2019-11-06 | Cap-Tons | 1 |  |  | 0 | 0 | 0 | 486.386 | 0 | 22.4135 | [6 empty] | DEER:HVAC_Split-Package_HP | Annual | FALSE
Any | SWHC046AJ | Mtl | new | CZ09 | cDXHP | SWHC046-01 | ExAnte2019 | IOU workpaper | 2019-11-06 | Cap-Tons | 1 |  |  | 0 | 0 | 0 | 525.3437 | 0 | 24.8429 | [6 empty] | DEER:HVAC_Split-Package_HP | Annual | FALSE
Any | SWHC046AJ | Mtl | new | CZ10 | cDXHP | SWHC046-01 | ExAnte2019 | IOU workpaper | 2019-11-06 | Cap-Tons | 1 |  |  | 0 | 0 | 0 | 515.3421 | 0 | 38.6048 | [6 empty] | DEER:HVAC_Split-Package_HP | Annual | FALSE
Any | SWHC046AJ | Mtl | new | CZ11 | cDXHP | SWHC046-01 | ExAnte2019 | IOU workpaper | 2019-11-06 | Cap-Tons | 1 |  |  | 0 | 0 | 0 | 425.6533 | 0 | 68.6905 | [6 empty] | DEER:HVAC_Split-Package_HP | Annual | FALSE
Any | SWHC046AJ | Mtl | new | CZ12 | cDXHP | SWHC046-01 | ExAnte2019 | IOU workpaper | 2019-11-06 | Cap-Tons | 1 |  |  | 0 | 0 | 0 | 344.4269 | 0 | 73.9932 | [6 empty] | DEER:HVAC_Split-Package_HP | Annual | FALSE
Any | SWHC046AJ | Mtl | new | CZ13 | cDXHP | SWHC046-01 | ExAnte2019 | IOU workpaper | 2019-11-06 | Cap-Tons | 1 |  |  | 0 | 0 | 0 | 470.2575 | 0 | 60.5526 | [6 empty] | DEER:HVAC_Split-Package_HP | Annual | FALSE
Any | SWHC046AJ | Mtl | new | CZ14 | cDXHP | SWHC046-01 | ExAnte2019 | IOU workpaper | 2019-11-06 | Cap-Tons | 1 |  |  | 0 | 0 | 0 | 383.299 | 0 | 76.0801 | [6 empty] | DEER:HVAC_Split-Package_HP | Annual | FALSE
Any | SWHC046AJ | Mtl | new | CZ15 | cDXHP | SWHC046-01 | ExAnte2019 | IOU workpaper | 2019-11-06 | Cap-Tons | 1 |  |  | 0 | 0 | 0 | 853.0529 | 0 | 9.2801 | [6 empty] | DEER:HVAC_Split-Package_HP | Annual | FALSE
Any | SWHC046AJ | Mtl | new | CZ16 | cDXHP | SWHC046-01 | ExAnte2019 | IOU workpaper | 2019-11-06 | Cap-Tons | 1 |  |  | 0 | 0 | 0 | -167.4675 | 0 | 148.0988 | [6 empty] | DEER:HVAC_Split-Package_HP | Annual | FALSE
Any | SWHC046AJ | Nrs | new | CZ01 | cDXHP | SWHC046-01 | ExAnte2019 | IOU workpaper | 2019-11-06 | Cap-Tons | 1 |  |  | 0 | 0 | 0 | -116.0489 | 0 | 126.6811 | [6 empty] | DEER:HVAC_Split-Package_HP | Annual | FALSE
Any | SWHC046AJ | Nrs | new | CZ02 | cDXHP | SWHC046-01 | ExAnte2019 | IOU workpaper | 2019-11-06 | Cap-Tons | 1 |  |  | 0 | 0 | 0 | 77.3325 | 0 | 90.6964 | [6 empty] | DEER:HVAC_Split-Package_HP | Annual | FALSE
Any | SWHC046AJ | Nrs | new | CZ03 | cDXHP | SWHC046-01 | ExAnte2019 | IOU workpaper | 2019-11-06 | Cap-Tons | 1 |  |  | 0 | 0 | 0 | 134.2591 | 0 | 72.2748 | [6 empty] | DEER:HVAC_Split-Package_HP | Annual | FALSE
Any | SWHC046AJ | Nrs | new | CZ04 | cDXHP | SWHC046-01 | ExAnte2019 | IOU workpaper | 2019-11-06 | Cap-Tons | 1 |  |  | 0 | 0 | 0 | 165.8701 | 0 | 68.4209 | [6 empty] | DEER:HVAC_Split-Package_HP | Annual | FALSE
Any | SWHC046AJ | Nrs | new | CZ05 | cDXHP | SWHC046-01 | ExAnte2019 | IOU workpaper | 2019-11-06 | Cap-Tons | 1 |  |  | 0 | 0 | 0 | 51.1472 | 0 | 82.7513 | [6 empty] | DEER:HVAC_Split-Package_HP | Annual | FALSE
Any | SWHC046AJ | Nrs | new | CZ06 | cDXHP | SWHC046-01 | ExAnte2019 | IOU workpaper | 2019-11-06 | Cap-Tons | 1 |  |  | 0 | 0 | 0 | 301.4166 | 0 | 42.62 | [6 empty] | DEER:HVAC_Split-Package_HP | Annual | FALSE
Any | SWHC046AJ | Nrs | new | CZ07 | cDXHP | SWHC046-01 | ExAnte2019 | IOU workpaper | 2019-11-06 | Cap-Tons | 1 |  |  | 0 | 0 | 0 | 313.8063 | 0 | 27.9287 | [6 empty] | DEER:HVAC_Split-Package_HP | Annual | FALSE
Any | SWHC046AJ | Nrs | new | CZ08 | cDXHP | SWHC046-01 | ExAnte2019 | IOU workpaper | 2019-11-06 | Cap-Tons | 1 |  |  | 0 | 0 | 0 | 359.4542 | 0 | 35.2997 | [6 empty] | DEER:HVAC_Split-Package_HP | Annual | FALSE
Any | SWHC046AJ | Nrs | new | CZ09 | cDXHP | SWHC046-01 | ExAnte2019 | IOU workpaper | 2019-11-06 | Cap-Tons | 1 |  |  | 0 | 0 | 0 | 357.333 | 0 | 41.1854 | [6 empty] | DEER:HVAC_Split-Package_HP | Annual | FALSE
Any | SWHC046AJ | Nrs | new | CZ10 | cDXHP | SWHC046-01 | ExAnte2019 | IOU workpaper | 2019-11-06 | Cap-Tons | 1 |  |  | 0 | 0 | 0 | 347.5118 | 0 | 48.5475 | [6 empty] | DEER:HVAC_Split-Package_HP | Annual | FALSE
Any | SWHC046AJ | Nrs | new | CZ11 | cDXHP | SWHC046-01 | ExAnte2019 | IOU workpaper | 2019-11-06 | Cap-Tons | 1 |  |  | 0 | 0 | 0 | 212.5419 | 0 | 73.9133 | [6 empty] | DEER:HVAC_Split-Package_HP | Annual | FALSE
Any | SWHC046AJ | Nrs | new | CZ12 | cDXHP | SWHC046-01 | ExAnte2019 | IOU workpaper | 2019-11-06 | Cap-Tons | 1 |  |  | 0 | 0 | 0 | 195.7994 | 0 | 75.4842 | [6 empty] | DEER:HVAC_Split-Package_HP | Annual | FALSE
Any | SWHC046AJ | Nrs | new | CZ13 | cDXHP | SWHC046-01 | ExAnte2019 | IOU workpaper | 2019-11-06 | Cap-Tons | 1 |  |  | 0 | 0 | 0 | 290.8788 | 0 | 66.8445 | [6 empty] | DEER:HVAC_Split-Package_HP | Annual | FALSE
Any | SWHC046AJ | Nrs | new | CZ14 | cDXHP | SWHC046-01 | ExAnte2019 | IOU workpaper | 2019-11-06 | Cap-Tons | 1 |  |  | 0 | 0 | 0 | 167.217 | 0 | 80.4743 | [6 empty] | DEER:HVAC_Split-Package_HP | Annual | FALSE
Any | SWHC046AJ | Nrs | new | CZ15 | cDXHP | SWHC046-01 | ExAnte2019 | IOU workpaper | 2019-11-06 | Cap-Tons | 1 |  |  | 0 | 0 | 0 | 632.358 | 0 | 20.4302 | [6 empty] | DEER:HVAC_Split-Package_HP | Annual | FALSE
Any | SWHC046AJ | Nrs | new | CZ16 | cDXHP | SWHC046-01 | ExAnte2019 | IOU workpaper | 2019-11-06 | Cap-Tons | 1 |  |  | 0 | 0 | 0 | -375.0259 | 0 | 155.9127 | [6 empty] | DEER:HVAC_Split-Package_HP | Annual | FALSE
Any | SWHC046AJ | OfL | new | CZ01 | cDXHP | SWHC046-01 | ExAnte2019 | IOU workpaper | 2019-11-06 | Cap-Tons | 1 |  |  | 0 | 0 | 0 | 124.2729 | 0 | 11.9138 | [6 empty] | DEER:HVAC_Split-Package_HP | Annual | FALSE
Any | SWHC046AJ | OfL | new | CZ02 | cDXHP | SWHC046-01 | ExAnte2019 | IOU workpaper | 2019-11-06 | Cap-Tons | 1 |  |  | 0 | 0 | 0 | 193.9267 | 0 | 7.5098 | [6 empty] | DEER:HVAC_Split-Package_HP | Annual | FALSE
Any | SWHC046AJ | OfL | new | CZ03 | cDXHP | SWHC046-01 | ExAnte2019 | IOU workpaper | 2019-11-06 | Cap-Tons | 1 |  |  | 0 | 0 | 0 | 151.7913 | 0 | 5.3599 | [6 empty] | DEER:HVAC_Split-Package_HP | Annual | FALSE
Any | SWHC046AJ | OfL | new | CZ04 | cDXHP | SWHC046-01 | ExAnte2019 | IOU workpaper | 2019-11-06 | Cap-Tons | 1 |  |  | 0 | 0 | 0 | 193.023 | 0 | 6.2101 | [6 empty] | DEER:HVAC_Split-Package_HP | Annual | FALSE
Any | SWHC046AJ | OfL | new | CZ05 | cDXHP | SWHC046-01 | ExAnte2019 | IOU workpaper | 2019-11-06 | Cap-Tons | 1 |  |  | 0 | 0 | 0 | 151.72 | 0 | 5.2696 | [6 empty] | DEER:HVAC_Split-Package_HP | Annual | FALSE
Any | SWHC046AJ | OfL | new | CZ06 | cDXHP | SWHC046-01 | ExAnte2019 | IOU workpaper | 2019-11-06 | Cap-Tons | 1 |  |  | 0 | 0 | 0 | 219.2459 | 0 | 1.3918 | [6 empty] | DEER:HVAC_Split-Package_HP | Annual | FALSE
Any | SWHC046AJ | OfL | new | CZ07 | cDXHP | SWHC046-01 | ExAnte2019 | IOU workpaper | 2019-11-06 | Cap-Tons | 1 |  |  | 0 | 0 | 0 | 191.8707 | 0 | 0.4502 | [6 empty] | DEER:HVAC_Split-Package_HP | Annual | FALSE
Any | SWHC046AJ | OfL | new | CZ08 | cDXHP | SWHC046-01 | ExAnte2019 | IOU workpaper | 2019-11-06 | Cap-Tons | 1 |  |  | 0 | 0 | 0 | 241.1963 | 0 | 1.415 | [6 empty] | DEER:HVAC_Split-Package_HP | Annual | FALSE
Any | SWHC046AJ | OfL | new | CZ09 | cDXHP | SWHC046-01 | ExAnte2019 | IOU workpaper | 2019-11-06 | Cap-Tons | 1 |  |  | 0 | 0 | 0 | 252.6095 | 0 | 2.1676 | [6 empty] | DEER:HVAC_Split-Package_HP | Annual | FALSE
Any | SWHC046AJ | OfL | new | CZ10 | cDXHP | SWHC046-01 | ExAnte2019 | IOU workpaper | 2019-11-06 | Cap-Tons | 1 |  |  | 0 | 0 | 0 | 271.3691 | 0 | 1.7083 | [6 empty] | DEER:HVAC_Split-Package_HP | Annual | FALSE
Any | SWHC046AJ | OfL | new | CZ11 | cDXHP | SWHC046-01 | ExAnte2019 | IOU workpaper | 2019-11-06 | Cap-Tons | 1 |  |  | 0 | 0 | 0 | 257.1033 | 0 | 7.1883 | [6 empty] | DEER:HVAC_Split-Package_HP | Annual | FALSE
Any | SWHC046AJ | OfL | new | CZ12 | cDXHP | SWHC046-01 | ExAnte2019 | IOU workpaper | 2019-11-06 | Cap-Tons | 1 |  |  | 0 | 0 | 0 | 224.8119 | 0 | 6.8855 | [6 empty] | DEER:HVAC_Split-Package_HP | Annual | FALSE
Any | SWHC046AJ | OfL | new | CZ13 | cDXHP | SWHC046-01 | ExAnte2019 | IOU workpaper | 2019-11-06 | Cap-Tons | 1 |  |  | 0 | 0 | 0 | 263.2444 | 0 | 6.2113 | [6 empty] | DEER:HVAC_Split-Package_HP | Annual | FALSE
Any | SWHC046AJ | OfL | new | CZ14 | cDXHP | SWHC046-01 | ExAnte2019 | IOU workpaper | 2019-11-06 | Cap-Tons | 1 |  |  | 0 | 0 | 0 | 268.9598 | 0 | 6.7351 | [6 empty] | DEER:HVAC_Split-Package_HP | Annual | FALSE
Any | SWHC046AJ | OfL | new | CZ15 | cDXHP | SWHC046-01 | ExAnte2019 | IOU workpaper | 2019-11-06 | Cap-Tons | 1 |  |  | 0 | 0 | 0 | 389.2246 | 0 | 0.3904 | [6 empty] | DEER:HVAC_Split-Package_HP | Annual | FALSE
Any | SWHC046AJ | OfL | new | CZ16 | cDXHP | SWHC046-01 | ExAnte2019 | IOU workpaper | 2019-11-06 | Cap-Tons | 1 |  |  | 0 | 0 | 0 | 57.2754 | 0 | 27.4581 | [6 empty] | DEER:HVAC_Split-Package_HP | Annual | FALSE
Any | SWHC046AJ | OfS | new | CZ01 | cDXHP | SWHC046-01 | ExAnte2019 | IOU workpaper | 2019-11-06 | Cap-Tons | 1 |  |  | 0 | 0 | 0 | -35.995 | 0 | 40.1204 | [6 empty] | DEER:HVAC_Split-Package_HP | Annual | FALSE
Any | SWHC046AJ | OfS | new | CZ02 | cDXHP | SWHC046-01 | ExAnte2019 | IOU workpaper | 2019-11-06 | Cap-Tons | 1 |  |  | 0 | 0 | 0 | 95.3864 | 0 | 24.1292 | [6 empty] | DEER:HVAC_Split-Package_HP | Annual | FALSE
Any | SWHC046AJ | OfS | new | CZ03 | cDXHP | SWHC046-01 | ExAnte2019 | IOU workpaper | 2019-11-06 | Cap-Tons | 1 |  |  | 0 | 0 | 0 | 74.1984 | 0 | 20.4827 | [6 empty] | DEER:HVAC_Split-Package_HP | Annual | FALSE
Any | SWHC046AJ | OfS | new | CZ04 | cDXHP | SWHC046-01 | ExAnte2019 | IOU workpaper | 2019-11-06 | Cap-Tons | 1 |  |  | 0 | 0 | 0 | 109.0717 | 0 | 20.3453 | [6 empty] | DEER:HVAC_Split-Package_HP | Annual | FALSE
Any | SWHC046AJ | OfS | new | CZ05 | cDXHP | SWHC046-01 | ExAnte2019 | IOU workpaper | 2019-11-06 | Cap-Tons | 1 |  |  | 0 | 0 | 0 | 65.1294 | 0 | 20.6815 | [6 empty] | DEER:HVAC_Split-Package_HP | Annual | FALSE
Any | SWHC046AJ | OfS | new | CZ06 | cDXHP | SWHC046-01 | ExAnte2019 | IOU workpaper | 2019-11-06 | Cap-Tons | 1 |  |  | 0 | 0 | 0 | 182.8595 | 0 | 8.1476 | [6 empty] | DEER:HVAC_Split-Package_HP | Annual | FALSE
Any | SWHC046AJ | OfS | new | CZ07 | cDXHP | SWHC046-01 | ExAnte2019 | IOU workpaper | 2019-11-06 | Cap-Tons | 1 |  |  | 0 | 0 | 0 | 174.4023 | 0 | 4.5857 | [6 empty] | DEER:HVAC_Split-Package_HP | Annual | FALSE
Any | SWHC046AJ | OfS | new | CZ08 | cDXHP | SWHC046-01 | ExAnte2019 | IOU workpaper | 2019-11-06 | Cap-Tons | 1 |  |  | 0 | 0 | 0 | 209.6105 | 0 | 7.9537 | [6 empty] | DEER:HVAC_Split-Package_HP | Annual | FALSE
Any | SWHC046AJ | OfS | new | CZ09 | cDXHP | SWHC046-01 | ExAnte2019 | IOU workpaper | 2019-11-06 | Cap-Tons | 1 |  |  | 0 | 0 | 0 | 215.0607 | 0 | 9.5136 | [6 empty] | DEER:HVAC_Split-Package_HP | Annual | FALSE
Any | SWHC046AJ | OfS | new | CZ10 | cDXHP | SWHC046-01 | ExAnte2019 | IOU workpaper | 2019-11-06 | Cap-Tons | 1 |  |  | 0 | 0 | 0 | 238.1909 | 0 | 7.9974 | [6 empty] | DEER:HVAC_Split-Package_HP | Annual | FALSE
Any | SWHC046AJ | OfS | new | CZ11 | cDXHP | SWHC046-01 | ExAnte2019 | IOU workpaper | 2019-11-06 | Cap-Tons | 1 |  |  | 0 | 0 | 0 | 183.6089 | 0 | 19.8393 | [6 empty] | DEER:HVAC_Split-Package_HP | Annual | FALSE
Any | SWHC046AJ | OfS | new | CZ12 | cDXHP | SWHC046-01 | ExAnte2019 | IOU workpaper | 2019-11-06 | Cap-Tons | 1 |  |  | 0 | 0 | 0 | 148.7325 | 0 | 20.3511 | [6 empty] | DEER:HVAC_Split-Package_HP | Annual | FALSE
Any | SWHC046AJ | OfS | new | CZ13 | cDXHP | SWHC046-01 | ExAnte2019 | IOU workpaper | 2019-11-06 | Cap-Tons | 1 |  |  | 0 | 0 | 0 | 199.314 | 0 | 17.2728 | [6 empty] | DEER:HVAC_Split-Package_HP | Annual | FALSE
Any | SWHC046AJ | OfS | new | CZ14 | cDXHP | SWHC046-01 | ExAnte2019 | IOU workpaper | 2019-11-06 | Cap-Tons | 1 |  |  | 0 | 0 | 0 | 195.7416 | 0 | 18.1516 | [6 empty] | DEER:HVAC_Split-Package_HP | Annual | FALSE
Any | SWHC046AJ | OfS | new | CZ15 | cDXHP | SWHC046-01 | ExAnte2019 | IOU workpaper | 2019-11-06 | Cap-Tons | 1 |  |  | 0 | 0 | 0 | 376.822 | 0 | 2.248 | [6 empty] | DEER:HVAC_Split-Package_HP | Annual | FALSE
Any | SWHC046AJ | OfS | new | CZ16 | cDXHP | SWHC046-01 | ExAnte2019 | IOU workpaper | 2019-11-06 | Cap-Tons | 1 |  |  | 0 | 0 | 0 | -147.5808 | 0 | 55.8174 | [6 empty] | DEER:HVAC_Split-Package_HP | Annual | FALSE
Any | SWHC046AJ | RFF | new | CZ01 | cDXHP | SWHC046-01 | ExAnte2019 | IOU workpaper | 2019-11-06 | Cap-Tons | 1 |  |  | 0 | 0 | 0 | -438.4959 | 0 | 187.184 | [6 empty] | DEER:HVAC_Split-Package_HP | Annual | FALSE
Any | SWHC046AJ | RFF | new | CZ02 | cDXHP | SWHC046-01 | ExAnte2019 | IOU workpaper | 2019-11-06 | Cap-Tons | 1 |  |  | 0 | 0 | 0 | -98.6292 | 0 | 118.3994 | [6 empty] | DEER:HVAC_Split-Package_HP | Annual | FALSE
Any | SWHC046AJ | RFF | new | CZ03 | cDXHP | SWHC046-01 | ExAnte2019 | IOU workpaper | 2019-11-06 | Cap-Tons | 1 |  |  | 0 | 0 | 0 | -44.1098 | 0 | 89.3157 | [6 empty] | DEER:HVAC_Split-Package_HP | Annual | FALSE
Any | SWHC046AJ | RFF | new | CZ04 | cDXHP | SWHC046-01 | ExAnte2019 | IOU workpaper | 2019-11-06 | Cap-Tons | 1 |  |  | 0 | 0 | 0 | 28.0019 | 0 | 84.7314 | [6 empty] | DEER:HVAC_Split-Package_HP | Annual | FALSE
Any | SWHC046AJ | RFF | new | CZ05 | cDXHP | SWHC046-01 | ExAnte2019 | IOU workpaper | 2019-11-06 | Cap-Tons | 1 |  |  | 0 | 0 | 0 | -73.3165 | 0 | 95.9295 | [6 empty] | DEER:HVAC_Split-Package_HP | Annual | FALSE
Any | SWHC046AJ | RFF | new | CZ06 | cDXHP | SWHC046-01 | ExAnte2019 | IOU workpaper | 2019-11-06 | Cap-Tons | 1 |  |  | 0 | 0 | 0 | 200.6797 | 0 | 36.4725 | [6 empty] | DEER:HVAC_Split-Package_HP | Annual | FALSE
Any | SWHC046AJ | RFF | new | CZ07 | cDXHP | SWHC046-01 | ExAnte2019 | IOU workpaper | 2019-11-06 | Cap-Tons | 1 |  |  | 0 | 0 | 0 | 220.7152 | 0 | 20.8664 | [6 empty] | DEER:HVAC_Split-Package_HP | Annual | FALSE
Any | SWHC046AJ | RFF | new | CZ08 | cDXHP | SWHC046-01 | ExAnte2019 | IOU workpaper | 2019-11-06 | Cap-Tons | 1 |  |  | 0 | 0 | 0 | 259.9023 | 0 | 34.8682 | [6 empty] | DEER:HVAC_Split-Package_HP | Annual | FALSE
Any | SWHC046AJ | RFF | new | CZ09 | cDXHP | SWHC046-01 | ExAnte2019 | IOU workpaper | 2019-11-06 | Cap-Tons | 1 |  |  | 0 | 0 | 0 | 282.7443 | 0 | 36.9437 | [6 empty] | DEER:HVAC_Split-Package_HP | Annual | FALSE
Any | SWHC046AJ | RFF | new | CZ10 | cDXHP | SWHC046-01 | ExAnte2019 | IOU workpaper | 2019-11-06 | Cap-Tons | 1 |  |  | 0 | 0 | 0 | 308.4497 | 0 | 41.4386 | [6 empty] | DEER:HVAC_Split-Package_HP | Annual | FALSE
Any | SWHC046AJ | RFF | new | CZ11 | cDXHP | SWHC046-01 | ExAnte2019 | IOU workpaper | 2019-11-06 | Cap-Tons | 1 |  |  | 0 | 0 | 0 | 157.7005 | 0 | 79.8781 | [6 empty] | DEER:HVAC_Split-Package_HP | Annual | FALSE
Any | SWHC046AJ | RFF | new | CZ12 | cDXHP | SWHC046-01 | ExAnte2019 | IOU workpaper | 2019-11-06 | Cap-Tons | 1 |  |  | 0 | 0 | 0 | 78.0192 | 0 | 86.5469 | [6 empty] | DEER:HVAC_Split-Package_HP | Annual | FALSE
Any | SWHC046AJ | RFF | new | CZ13 | cDXHP | SWHC046-01 | ExAnte2019 | IOU workpaper | 2019-11-06 | Cap-Tons | 1 |  |  | 0 | 0 | 0 | 214.8815 | 0 | 71.6004 | [6 empty] | DEER:HVAC_Split-Package_HP | Annual | FALSE
Any | SWHC046AJ | RFF | new | CZ14 | cDXHP | SWHC046-01 | ExAnte2019 | IOU workpaper | 2019-11-06 | Cap-Tons | 1 |  |  | 0 | 0 | 0 | 153.8546 | 0 | 80.6956 | [6 empty] | DEER:HVAC_Split-Package_HP | Annual | FALSE
Any | SWHC046AJ | RFF | new | CZ15 | cDXHP | SWHC046-01 | ExAnte2019 | IOU workpaper | 2019-11-06 | Cap-Tons | 1 |  |  | 0 | 0 | 0 | 655.261 | 0 | 10.2248 | [6 empty] | DEER:HVAC_Split-Package_HP | Annual | FALSE
Any | SWHC046AJ | RFF | new | CZ16 | cDXHP | SWHC046-01 | ExAnte2019 | IOU workpaper | 2019-11-06 | Cap-Tons | 1 |  |  | 0 | 0 | 0 | -754.0952 | 0 | 201.9534 | [6 empty] | DEER:HVAC_Split-Package_HP | Annual | FALSE
Any | SWHC046AJ | RSD | new | CZ01 | cDXHP | SWHC046-01 | ExAnte2019 | IOU workpaper | 2019-11-06 | Cap-Tons | 1 |  |  | 0 | 0 | 0 | -60.9509 | 0 | 94.1945 | [6 empty] | DEER:HVAC_Split-Package_HP | Annual | FALSE
Any | SWHC046AJ | RSD | new | CZ02 | cDXHP | SWHC046-01 | ExAnte2019 | IOU workpaper | 2019-11-06 | Cap-Tons | 1 |  |  | 0 | 0 | 0 | 149.8154 | 0 | 48.2393 | [6 empty] | DEER:HVAC_Split-Package_HP | Annual | FALSE
Any | SWHC046AJ | RSD | new | CZ03 | cDXHP | SWHC046-01 | ExAnte2019 | IOU workpaper | 2019-11-06 | Cap-Tons | 1 |  |  | 0 | 0 | 0 | 116.2237 | 0 | 32.9684 | [6 empty] | DEER:HVAC_Split-Package_HP | Annual | FALSE
Any | SWHC046AJ | RSD | new | CZ04 | cDXHP | SWHC046-01 | ExAnte2019 | IOU workpaper | 2019-11-06 | Cap-Tons | 1 |  |  | 0 | 0 | 0 | 220.0793 | 0 | 27.6088 | [6 empty] | DEER:HVAC_Split-Package_HP | Annual | FALSE
Any | SWHC046AJ | RSD | new | CZ05 | cDXHP | SWHC046-01 | ExAnte2019 | IOU workpaper | 2019-11-06 | Cap-Tons | 1 |  |  | 0 | 0 | 0 | 121.2064 | 0 | 29.5455 | [6 empty] | DEER:HVAC_Split-Package_HP | Annual | FALSE
Any | SWHC046AJ | RSD | new | CZ06 | cDXHP | SWHC046-01 | ExAnte2019 | IOU workpaper | 2019-11-06 | Cap-Tons | 1 |  |  | 0 | 0 | 0 | 223.0128 | 0 | 8.5949 | [6 empty] | DEER:HVAC_Split-Package_HP | Annual | FALSE
Any | SWHC046AJ | RSD | new | CZ07 | cDXHP | SWHC046-01 | ExAnte2019 | IOU workpaper | 2019-11-06 | Cap-Tons | 1 |  |  | 0 | 0 | 0 | 184.1282 | 0 | 3.0666 | [6 empty] | DEER:HVAC_Split-Package_HP | Annual | FALSE
Any | SWHC046AJ | RSD | new | CZ08 | cDXHP | SWHC046-01 | ExAnte2019 | IOU workpaper | 2019-11-06 | Cap-Tons | 1 |  |  | 0 | 0 | 0 | 281.6737 | 0 | 7.5086 | [6 empty] | DEER:HVAC_Split-Package_HP | Annual | FALSE
Any | SWHC046AJ | RSD | new | CZ09 | cDXHP | SWHC046-01 | ExAnte2019 | IOU workpaper | 2019-11-06 | Cap-Tons | 1 |  |  | 0 | 0 | 0 | 313.6477 | 0 | 10.3238 | [6 empty] | DEER:HVAC_Split-Package_HP | Annual | FALSE
Any | SWHC046AJ | RSD | new | CZ10 | cDXHP | SWHC046-01 | ExAnte2019 | IOU workpaper | 2019-11-06 | Cap-Tons | 1 |  |  | 0 | 0 | 0 | 352.2001 | 0 | 12.1773 | [6 empty] | DEER:HVAC_Split-Package_HP | Annual | FALSE
Any | SWHC046AJ | RSD | new | CZ11 | cDXHP | SWHC046-01 | ExAnte2019 | IOU workpaper | 2019-11-06 | Cap-Tons | 1 |  |  | 0 | 0 | 0 | 304.7234 | 0 | 36.7179 | [6 empty] | DEER:HVAC_Split-Package_HP | Annual | FALSE
Any | SWHC046AJ | RSD | new | CZ12 | cDXHP | SWHC046-01 | ExAnte2019 | IOU workpaper | 2019-11-06 | Cap-Tons | 1 |  |  | 0 | 0 | 0 | 244.6175 | 0 | 39.0151 | [6 empty] | DEER:HVAC_Split-Package_HP | Annual | FALSE
Any | SWHC046AJ | RSD | new | CZ13 | cDXHP | SWHC046-01 | ExAnte2019 | IOU workpaper | 2019-11-06 | Cap-Tons | 1 |  |  | 0 | 0 | 0 | 326.1497 | 0 | 34.1595 | [6 empty] | DEER:HVAC_Split-Package_HP | Annual | FALSE
Any | SWHC046AJ | RSD | new | CZ14 | cDXHP | SWHC046-01 | ExAnte2019 | IOU workpaper | 2019-11-06 | Cap-Tons | 1 |  |  | 0 | 0 | 0 | 310.8804 | 0 | 35.4611 | [6 empty] | DEER:HVAC_Split-Package_HP | Annual | FALSE
Any | SWHC046AJ | RSD | new | CZ15 | cDXHP | SWHC046-01 | ExAnte2019 | IOU workpaper | 2019-11-06 | Cap-Tons | 1 |  |  | 0 | 0 | 0 | 572.6534 | 0 | 2.085 | [6 empty] | DEER:HVAC_Split-Package_HP | Annual | FALSE
Any | SWHC046AJ | RSD | new | CZ16 | cDXHP | SWHC046-01 | ExAnte2019 | IOU workpaper | 2019-11-06 | Cap-Tons | 1 |  |  | 0 | 0 | 0 | -361.5334 | 0 | 142.4735 | [6 empty] | DEER:HVAC_Split-Package_HP | Annual | FALSE
Any | SWHC046AJ | Rt3 | new | CZ01 | cDXHP | SWHC046-01 | ExAnte2019 | IOU workpaper | 2019-11-06 | Cap-Tons | 1 |  |  | 0 | 0 | 0 | 136.1281 | 0 | 36.6687 | [6 empty] | DEER:HVAC_Split-Package_HP | Annual | FALSE
Any | SWHC046AJ | Rt3 | new | CZ02 | cDXHP | SWHC046-01 | ExAnte2019 | IOU workpaper | 2019-11-06 | Cap-Tons | 1 |  |  | 0 | 0 | 0 | 278.6415 | 0 | 17.9331 | [6 empty] | DEER:HVAC_Split-Package_HP | Annual | FALSE
Any | SWHC046AJ | Rt3 | new | CZ03 | cDXHP | SWHC046-01 | ExAnte2019 | IOU workpaper | 2019-11-06 | Cap-Tons | 1 |  |  | 0 | 0 | 0 | 204.7324 | 0 | 13.0947 | [6 empty] | DEER:HVAC_Split-Package_HP | Annual | FALSE
Any | SWHC046AJ | Rt3 | new | CZ04 | cDXHP | SWHC046-01 | ExAnte2019 | IOU workpaper | 2019-11-06 | Cap-Tons | 1 |  |  | 0 | 0 | 0 | 302.7368 | 0 | 10.0529 | [6 empty] | DEER:HVAC_Split-Package_HP | Annual | FALSE
Any | SWHC046AJ | Rt3 | new | CZ05 | cDXHP | SWHC046-01 | ExAnte2019 | IOU workpaper | 2019-11-06 | Cap-Tons | 1 |  |  | 0 | 0 | 0 | 207.4568 | 0 | 10.3714 | [6 empty] | DEER:HVAC_Split-Package_HP | Annual | FALSE
Any | SWHC046AJ | Rt3 | new | CZ06 | cDXHP | SWHC046-01 | ExAnte2019 | IOU workpaper | 2019-11-06 | Cap-Tons | 1 |  |  | 0 | 0 | 0 | 310.493 | 0 | 2.5226 | [6 empty] | DEER:HVAC_Split-Package_HP | Annual | FALSE
Any | SWHC046AJ | Rt3 | new | CZ07 | cDXHP | SWHC046-01 | ExAnte2019 | IOU workpaper | 2019-11-06 | Cap-Tons | 1 |  |  | 0 | 0 | 0 | 259.7065 | 0 | 0.6547 | [6 empty] | DEER:HVAC_Split-Package_HP | Annual | FALSE
Any | SWHC046AJ | Rt3 | new | CZ08 | cDXHP | SWHC046-01 | ExAnte2019 | IOU workpaper | 2019-11-06 | Cap-Tons | 1 |  |  | 0 | 0 | 0 | 352.5402 | 0 | 1.901 | [6 empty] | DEER:HVAC_Split-Package_HP | Annual | FALSE
Any | SWHC046AJ | Rt3 | new | CZ09 | cDXHP | SWHC046-01 | ExAnte2019 | IOU workpaper | 2019-11-06 | Cap-Tons | 1 |  |  | 0 | 0 | 0 | 382.0653 | 0 | 3.291 | [6 empty] | DEER:HVAC_Split-Package_HP | Annual | FALSE
Any | SWHC046AJ | Rt3 | new | CZ10 | cDXHP | SWHC046-01 | ExAnte2019 | IOU workpaper | 2019-11-06 | Cap-Tons | 1 |  |  | 0 | 0 | 0 | 410.4837 | 0 | 3.5053 | [6 empty] | DEER:HVAC_Split-Package_HP | Annual | FALSE
Any | SWHC046AJ | Rt3 | new | CZ11 | cDXHP | SWHC046-01 | ExAnte2019 | IOU workpaper | 2019-11-06 | Cap-Tons | 1 |  |  | 0 | 0 | 0 | 382.8218 | 0 | 17.4556 | [6 empty] | DEER:HVAC_Split-Package_HP | Annual | FALSE
Any | SWHC046AJ | Rt3 | new | CZ12 | cDXHP | SWHC046-01 | ExAnte2019 | IOU workpaper | 2019-11-06 | Cap-Tons | 1 |  |  | 0 | 0 | 0 | 336.9883 | 0 | 16.6964 | [6 empty] | DEER:HVAC_Split-Package_HP | Annual | FALSE
Any | SWHC046AJ | Rt3 | new | CZ13 | cDXHP | SWHC046-01 | ExAnte2019 | IOU workpaper | 2019-11-06 | Cap-Tons | 1 |  |  | 0 | 0 | 0 | 397.4127 | 0 | 14.9491 | [6 empty] | DEER:HVAC_Split-Package_HP | Annual | FALSE
Any | SWHC046AJ | Rt3 | new | CZ14 | cDXHP | SWHC046-01 | ExAnte2019 | IOU workpaper | 2019-11-06 | Cap-Tons | 1 |  |  | 0 | 0 | 0 | 394.4489 | 0 | 16.7019 | [6 empty] | DEER:HVAC_Split-Package_HP | Annual | FALSE
Any | SWHC046AJ | Rt3 | new | CZ15 | cDXHP | SWHC046-01 | ExAnte2019 | IOU workpaper | 2019-11-06 | Cap-Tons | 1 |  |  | 0 | 0 | 0 | 588.9662 | 0 | 0.6822 | [6 empty] | DEER:HVAC_Split-Package_HP | Annual | FALSE
Any | SWHC046AJ | Rt3 | new | CZ16 | cDXHP | SWHC046-01 | ExAnte2019 | IOU workpaper | 2019-11-06 | Cap-Tons | 1 |  |  | 0 | 0 | 0 | -106.3821 | 0 | 86.7988 | [6 empty] | DEER:HVAC_Split-Package_HP | Annual | FALSE
Any | SWHC046AJ | RtL | new | CZ01 | cDXHP | SWHC046-01 | ExAnte2019 | IOU workpaper | 2019-11-06 | Cap-Tons | 1 |  |  | 0 | 0 | 0 | -6.3312 | 0 | 71.6035 | [6 empty] | DEER:HVAC_Split-Package_HP | Annual | FALSE
Any | SWHC046AJ | RtL | new | CZ02 | cDXHP | SWHC046-01 | ExAnte2019 | IOU workpaper | 2019-11-06 | Cap-Tons | 1 |  |  | 0 | 0 | 0 | 232.141 | 0 | 36.5647 | [6 empty] | DEER:HVAC_Split-Package_HP | Annual | FALSE
Any | SWHC046AJ | RtL | new | CZ03 | cDXHP | SWHC046-01 | ExAnte2019 | IOU workpaper | 2019-11-06 | Cap-Tons | 1 |  |  | 0 | 0 | 0 | 138.2099 | 0 | 32.858 | [6 empty] | DEER:HVAC_Split-Package_HP | Annual | FALSE
Any | SWHC046AJ | RtL | new | CZ04 | cDXHP | SWHC046-01 | ExAnte2019 | IOU workpaper | 2019-11-06 | Cap-Tons | 1 |  |  | 0 | 0 | 0 | 268.5814 | 0 | 24.9526 | [6 empty] | DEER:HVAC_Split-Package_HP | Annual | FALSE
Any | SWHC046AJ | RtL | new | CZ05 | cDXHP | SWHC046-01 | ExAnte2019 | IOU workpaper | 2019-11-06 | Cap-Tons | 1 |  |  | 0 | 0 | 0 | 136.2129 | 0 | 34.1352 | [6 empty] | DEER:HVAC_Split-Package_HP | Annual | FALSE
Any | SWHC046AJ | RtL | new | CZ06 | cDXHP | SWHC046-01 | ExAnte2019 | IOU workpaper | 2019-11-06 | Cap-Tons | 1 |  |  | 0 | 0 | 0 | 280.9231 | 0 | 15.4249 | [6 empty] | DEER:HVAC_Split-Package_HP | Annual | FALSE
Any | SWHC046AJ | RtL | new | CZ07 | cDXHP | SWHC046-01 | ExAnte2019 | IOU workpaper | 2019-11-06 | Cap-Tons | 1 |  |  | 0 | 0 | 0 | 244.9237 | 0 | 10.4589 | [6 empty] | DEER:HVAC_Split-Package_HP | Annual | FALSE
Any | SWHC046AJ | RtL | new | CZ08 | cDXHP | SWHC046-01 | ExAnte2019 | IOU workpaper | 2019-11-06 | Cap-Tons | 1 |  |  | 0 | 0 | 0 | 345.0503 | 0 | 11.0267 | [6 empty] | DEER:HVAC_Split-Package_HP | Annual | FALSE
Any | SWHC046AJ | RtL | new | CZ09 | cDXHP | SWHC046-01 | ExAnte2019 | IOU workpaper | 2019-11-06 | Cap-Tons | 1 |  |  | 0 | 0 | 0 | 379.6311 | 0 | 12.7696 | [6 empty] | DEER:HVAC_Split-Package_HP | Annual | FALSE
Any | SWHC046AJ | RtL | new | CZ10 | cDXHP | SWHC046-01 | ExAnte2019 | IOU workpaper | 2019-11-06 | Cap-Tons | 1 |  |  | 0 | 0 | 0 | 413.0989 | 0 | 12.4355 | [6 empty] | DEER:HVAC_Split-Package_HP | Annual | FALSE
Any | SWHC046AJ | RtL | new | CZ11 | cDXHP | SWHC046-01 | ExAnte2019 | IOU workpaper | 2019-11-06 | Cap-Tons | 1 |  |  | 0 | 0 | 0 | 381.6024 | 0 | 30.4314 | [6 empty] | DEER:HVAC_Split-Package_HP | Annual | FALSE
Any | SWHC046AJ | RtL | new | CZ12 | cDXHP | SWHC046-01 | ExAnte2019 | IOU workpaper | 2019-11-06 | Cap-Tons | 1 |  |  | 0 | 0 | 0 | 322.6796 | 0 | 30.005 | [6 empty] | DEER:HVAC_Split-Package_HP | Annual | FALSE
Any | SWHC046AJ | RtL | new | CZ13 | cDXHP | SWHC046-01 | ExAnte2019 | IOU workpaper | 2019-11-06 | Cap-Tons | 1 |  |  | 0 | 0 | 0 | 405.5748 | 0 | 26.6119 | [6 empty] | DEER:HVAC_Split-Package_HP | Annual | FALSE
Any | SWHC046AJ | RtL | new | CZ14 | cDXHP | SWHC046-01 | ExAnte2019 | IOU workpaper | 2019-11-06 | Cap-Tons | 1 |  |  | 0 | 0 | 0 | 381.9359 | 0 | 31.4064 | [6 empty] | DEER:HVAC_Split-Package_HP | Annual | FALSE
Any | SWHC046AJ | RtL | new | CZ15 | cDXHP | SWHC046-01 | ExAnte2019 | IOU workpaper | 2019-11-06 | Cap-Tons | 1 |  |  | 0 | 0 | 0 | 645.5523 | 0 | 3.5088 | [6 empty] | DEER:HVAC_Split-Package_HP | Annual | FALSE
Any | SWHC046AJ | RtL | new | CZ16 | cDXHP | SWHC046-01 | ExAnte2019 | IOU workpaper | 2019-11-06 | Cap-Tons | 1 |  |  | 0 | 0 | 0 | -262.8824 | 0 | 128.2152 | [6 empty] | DEER:HVAC_Split-Package_HP | Annual | FALSE
Any | SWHC046AJ | RtS | new | CZ01 | cDXHP | SWHC046-01 | ExAnte2019 | IOU workpaper | 2019-11-06 | Cap-Tons | 1 |  |  | 0 | 0 | 0 | -270.4442 | 0 | 121.9224 | [6 empty] | DEER:HVAC_Split-Package_HP | Annual | FALSE
Any | SWHC046AJ | RtS | new | CZ02 | cDXHP | SWHC046-01 | ExAnte2019 | IOU workpaper | 2019-11-06 | Cap-Tons | 1 |  |  | 0 | 0 | 0 | 63.4675 | 0 | 60.4157 | [6 empty] | DEER:HVAC_Split-Package_HP | Annual | FALSE
Any | SWHC046AJ | RtS | new | CZ03 | cDXHP | SWHC046-01 | ExAnte2019 | IOU workpaper | 2019-11-06 | Cap-Tons | 1 |  |  | 0 | 0 | 0 | 10.1334 | 0 | 57.9485 | [6 empty] | DEER:HVAC_Split-Package_HP | Annual | FALSE
Any | SWHC046AJ | RtS | new | CZ04 | cDXHP | SWHC046-01 | ExAnte2019 | IOU workpaper | 2019-11-06 | Cap-Tons | 1 |  |  | 0 | 0 | 0 | 146.5472 | 0 | 43.2936 | [6 empty] | DEER:HVAC_Split-Package_HP | Annual | FALSE
Any | SWHC046AJ | RtS | new | CZ05 | cDXHP | SWHC046-01 | ExAnte2019 | IOU workpaper | 2019-11-06 | Cap-Tons | 1 |  |  | 0 | 0 | 0 | 35.277 | 0 | 52.0859 | [6 empty] | DEER:HVAC_Split-Package_HP | Annual | FALSE
Any | SWHC046AJ | RtS | new | CZ06 | cDXHP | SWHC046-01 | ExAnte2019 | IOU workpaper | 2019-11-06 | Cap-Tons | 1 |  |  | 0 | 0 | 0 | 233.9069 | 0 | 21.8224 | [6 empty] | DEER:HVAC_Split-Package_HP | Annual | FALSE
Any | SWHC046AJ | RtS | new | CZ07 | cDXHP | SWHC046-01 | ExAnte2019 | IOU workpaper | 2019-11-06 | Cap-Tons | 1 |  |  | 0 | 0 | 0 | 223.294 | 0 | 14.3471 | [6 empty] | DEER:HVAC_Split-Package_HP | Annual | FALSE
Any | SWHC046AJ | RtS | new | CZ08 | cDXHP | SWHC046-01 | ExAnte2019 | IOU workpaper | 2019-11-06 | Cap-Tons | 1 |  |  | 0 | 0 | 0 | 287.7631 | 0 | 16.9104 | [6 empty] | DEER:HVAC_Split-Package_HP | Annual | FALSE
Any | SWHC046AJ | RtS | new | CZ09 | cDXHP | SWHC046-01 | ExAnte2019 | IOU workpaper | 2019-11-06 | Cap-Tons | 1 |  |  | 0 | 0 | 0 | 298.2211 | 0 | 19.826 | [6 empty] | DEER:HVAC_Split-Package_HP | Annual | FALSE
Any | SWHC046AJ | RtS | new | CZ10 | cDXHP | SWHC046-01 | ExAnte2019 | IOU workpaper | 2019-11-06 | Cap-Tons | 1 |  |  | 0 | 0 | 0 | 336.7637 | 0 | 18.6797 | [6 empty] | DEER:HVAC_Split-Package_HP | Annual | FALSE
Any | SWHC046AJ | RtS | new | CZ11 | cDXHP | SWHC046-01 | ExAnte2019 | IOU workpaper | 2019-11-06 | Cap-Tons | 1 |  |  | 0 | 0 | 0 | 211.4407 | 0 | 47.6188 | [6 empty] | DEER:HVAC_Split-Package_HP | Annual | FALSE
Any | SWHC046AJ | RtS | new | CZ12 | cDXHP | SWHC046-01 | ExAnte2019 | IOU workpaper | 2019-11-06 | Cap-Tons | 1 |  |  | 0 | 0 | 0 | 158.5748 | 0 | 50.5942 | [6 empty] | DEER:HVAC_Split-Package_HP | Annual | FALSE
Any | SWHC046AJ | RtS | new | CZ13 | cDXHP | SWHC046-01 | ExAnte2019 | IOU workpaper | 2019-11-06 | Cap-Tons | 1 |  |  | 0 | 0 | 0 | 248.9722 | 0 | 42.2485 | [6 empty] | DEER:HVAC_Split-Package_HP | Annual | FALSE
Any | SWHC046AJ | RtS | new | CZ14 | cDXHP | SWHC046-01 | ExAnte2019 | IOU workpaper | 2019-11-06 | Cap-Tons | 1 |  |  | 0 | 0 | 0 | 238.4884 | 0 | 43.5627 | [6 empty] | DEER:HVAC_Split-Package_HP | Annual | FALSE
Any | SWHC046AJ | RtS | new | CZ15 | cDXHP | SWHC046-01 | ExAnte2019 | IOU workpaper | 2019-11-06 | Cap-Tons | 1 |  |  | 0 | 0 | 0 | 559.3653 | 0 | 4.6844 | [6 empty] | DEER:HVAC_Split-Package_HP | Annual | FALSE
Any | SWHC046AJ | RtS | new | CZ16 | cDXHP | SWHC046-01 | ExAnte2019 | IOU workpaper | 2019-11-06 | Cap-Tons | 1 |  |  | 0 | 0 | 0 | -597.1509 | 0 | 148.5422 | [6 empty] | DEER:HVAC_Split-Package_HP | Annual | FALSE
Any | SWHC046AJ | SCn | new | CZ01 | cDXHP | SWHC046-01 | ExAnte2019 | IOU workpaper | 2019-11-06 | Cap-Tons | 1 |  |  | 0 | 0 | 0 | -528.0854 | 0 | 151.7014 | [6 empty] | DEER:HVAC_Split-Package_HP | Annual | FALSE
Any | SWHC046AJ | SCn | new | CZ02 | cDXHP | SWHC046-01 | ExAnte2019 | IOU workpaper | 2019-11-06 | Cap-Tons | 1 |  |  | 0 | 0 | 0 | -389.1494 | 0 | 108.5613 | [6 empty] | DEER:HVAC_Split-Package_HP | Annual | FALSE
Any | SWHC046AJ | SCn | new | CZ03 | cDXHP | SWHC046-01 | ExAnte2019 | IOU workpaper | 2019-11-06 | Cap-Tons | 1 |  |  | 0 | 0 | 0 | -161.4296 | 0 | 80.8529 | [6 empty] | DEER:HVAC_Split-Package_HP | Annual | FALSE
Any | SWHC046AJ | SCn | new | CZ04 | cDXHP | SWHC046-01 | ExAnte2019 | IOU workpaper | 2019-11-06 | Cap-Tons | 1 |  |  | 0 | 0 | 0 | -266.237 | 0 | 85.2132 | [6 empty] | DEER:HVAC_Split-Package_HP | Annual | FALSE
Any | SWHC046AJ | SCn | new | CZ05 | cDXHP | SWHC046-01 | ExAnte2019 | IOU workpaper | 2019-11-06 | Cap-Tons | 1 |  |  | 0 | 0 | 0 | -174.6375 | 0 | 79.7345 | [6 empty] | DEER:HVAC_Split-Package_HP | Annual | FALSE
Any | SWHC046AJ | SCn | new | CZ06 | cDXHP | SWHC046-01 | ExAnte2019 | IOU workpaper | 2019-11-06 | Cap-Tons | 1 |  |  | 0 | 0 | 0 | 34.7051 | 0 | 43.1201 | [6 empty] | DEER:HVAC_Split-Package_HP | Annual | FALSE
Any | SWHC046AJ | SCn | new | CZ07 | cDXHP | SWHC046-01 | ExAnte2019 | IOU workpaper | 2019-11-06 | Cap-Tons | 1 |  |  | 0 | 0 | 0 | 81.6883 | 0 | 33.3388 | [6 empty] | DEER:HVAC_Split-Package_HP | Annual | FALSE
Any | SWHC046AJ | SCn | new | CZ08 | cDXHP | SWHC046-01 | ExAnte2019 | IOU workpaper | 2019-11-06 | Cap-Tons | 1 |  |  | 0 | 0 | 0 | 67.455 | 0 | 45.1714 | [6 empty] | DEER:HVAC_Split-Package_HP | Annual | FALSE
Any | SWHC046AJ | SCn | new | CZ09 | cDXHP | SWHC046-01 | ExAnte2019 | IOU workpaper | 2019-11-06 | Cap-Tons | 1 |  |  | 0 | 0 | 0 | 92.7302 | 0 | 46.3429 | [6 empty] | DEER:HVAC_Split-Package_HP | Annual | FALSE
Any | SWHC046AJ | SCn | new | CZ10 | cDXHP | SWHC046-01 | ExAnte2019 | IOU workpaper | 2019-11-06 | Cap-Tons | 1 |  |  | 0 | 0 | 0 | 99.9183 | 0 | 50.5703 | [6 empty] | DEER:HVAC_Split-Package_HP | Annual | FALSE
Any | SWHC046AJ | SCn | new | CZ11 | cDXHP | SWHC046-01 | ExAnte2019 | IOU workpaper | 2019-11-06 | Cap-Tons | 1 |  |  | 0 | 0 | 0 | -105.5006 | 0 | 89.3305 | [6 empty] | DEER:HVAC_Split-Package_HP | Annual | FALSE
Any | SWHC046AJ | SCn | new | CZ12 | cDXHP | SWHC046-01 | ExAnte2019 | IOU workpaper | 2019-11-06 | Cap-Tons | 1 |  |  | 0 | 0 | 0 | -183.5928 | 0 | 97.8122 | [6 empty] | DEER:HVAC_Split-Package_HP | Annual | FALSE
Any | SWHC046AJ | SCn | new | CZ13 | cDXHP | SWHC046-01 | ExAnte2019 | IOU workpaper | 2019-11-06 | Cap-Tons | 1 |  |  | 0 | 0 | 0 | -11.2131 | 0 | 78.9867 | [6 empty] | DEER:HVAC_Split-Package_HP | Annual | FALSE
Any | SWHC046AJ | SCn | new | CZ14 | cDXHP | SWHC046-01 | ExAnte2019 | IOU workpaper | 2019-11-06 | Cap-Tons | 1 |  |  | 0 | 0 | 0 | -140.0333 | 0 | 92.8407 | [6 empty] | DEER:HVAC_Split-Package_HP | Annual | FALSE
Any | SWHC046AJ | SCn | new | CZ15 | cDXHP | SWHC046-01 | ExAnte2019 | IOU workpaper | 2019-11-06 | Cap-Tons | 1 |  |  | 0 | 0 | 0 | 433.6443 | 0 | 13.4192 | [6 empty] | DEER:HVAC_Split-Package_HP | Annual | FALSE
Any | SWHC046AJ | SCn | new | CZ16 | cDXHP | SWHC046-01 | ExAnte2019 | IOU workpaper | 2019-11-06 | Cap-Tons | 1 |  |  | 0 | 0 | 0 | -806.8116 | 0 | 164.3771 | [6 empty] | DEER:HVAC_Split-Package_HP | Annual | FALSE
Any | SWHC046AK | Asm | new | CZ01 | cDXHP | SWHC046-01 | ExAnte2019 | IOU workpaper | 2019-11-06 | Cap-Tons | 1 |  |  | 0 | 0 | 0 | -1146.3563 | 0 | 154.4701 | [6 empty] | DEER:HVAC_Split-Package_HP | Annual | FALSE
Any | SWHC046AK | Asm | new | CZ02 | cDXHP | SWHC046-01 | ExAnte2019 | IOU workpaper | 2019-11-06 | Cap-Tons | 1 |  |  | 0 | 0 | 0 | -542.9345 | 0 | 92.0485 | [6 empty] | DEER:HVAC_Split-Package_HP | Annual | FALSE
Any | SWHC046AK | Asm | new | CZ03 | cDXHP | SWHC046-01 | ExAnte2019 | IOU workpaper | 2019-11-06 | Cap-Tons | 1 |  |  | 0 | 0 | 0 | -483.4048 | 0 | 62.2362 | [6 empty] | DEER:HVAC_Split-Package_HP | Annual | FALSE
Any | SWHC046AK | Asm | new | CZ04 | cDXHP | SWHC046-01 | ExAnte2019 | IOU workpaper | 2019-11-06 | Cap-Tons | 1 |  |  | 0 | 0 | 0 | -380.9119 | 0 | 63.0329 | [6 empty] | DEER:HVAC_Split-Package_HP | Annual | FALSE
Any | SWHC046AK | Asm | new | CZ05 | cDXHP | SWHC046-01 | ExAnte2019 | IOU workpaper | 2019-11-06 | Cap-Tons | 1 |  |  | 0 | 0 | 0 | -486.1175 | 0 | 63.5455 | [6 empty] | DEER:HVAC_Split-Package_HP | Annual | FALSE
Any | SWHC046AK | Asm | new | CZ06 | cDXHP | SWHC046-01 | ExAnte2019 | IOU workpaper | 2019-11-06 | Cap-Tons | 1 |  |  | 0 | 0 | 0 | -183.3168 | 0 | 24.0615 | [6 empty] | DEER:HVAC_Split-Package_HP | Annual | FALSE
Any | SWHC046AK | Asm | new | CZ07 | cDXHP | SWHC046-01 | ExAnte2019 | IOU workpaper | 2019-11-06 | Cap-Tons | 1 |  |  | 0 | 0 | 0 | -147.7072 | 0 | 17.7981 | [6 empty] | DEER:HVAC_Split-Package_HP | Annual | FALSE
Any | SWHC046AK | Asm | new | CZ08 | cDXHP | SWHC046-01 | ExAnte2019 | IOU workpaper | 2019-11-06 | Cap-Tons | 1 |  |  | 0 | 0 | 0 | -177.179 | 0 | 24.9831 | [6 empty] | DEER:HVAC_Split-Package_HP | Annual | FALSE
Any | SWHC046AK | Asm | new | CZ09 | cDXHP | SWHC046-01 | ExAnte2019 | IOU workpaper | 2019-11-06 | Cap-Tons | 1 |  |  | 0 | 0 | 0 | -150.3062 | 0 | 19.7542 | [6 empty] | DEER:HVAC_Split-Package_HP | Annual | FALSE
Any | SWHC046AK | Asm | new | CZ10 | cDXHP | SWHC046-01 | ExAnte2019 | IOU workpaper | 2019-11-06 | Cap-Tons | 1 |  |  | 0 | 0 | 0 | -186.8583 | 0 | 25.9572 | [6 empty] | DEER:HVAC_Split-Package_HP | Annual | FALSE
Any | SWHC046AK | Asm | new | CZ11 | cDXHP | SWHC046-01 | ExAnte2019 | IOU workpaper | 2019-11-06 | Cap-Tons | 1 |  |  | 0 | 0 | 0 | -346.5169 | 0 | 46.2894 | [6 empty] | DEER:HVAC_Split-Package_HP | Annual | FALSE
Any | SWHC046AK | Asm | new | CZ12 | cDXHP | SWHC046-01 | ExAnte2019 | IOU workpaper | 2019-11-06 | Cap-Tons | 1 |  |  | 0 | 0 | 0 | -411.235 | 0 | 55.1538 | [6 empty] | DEER:HVAC_Split-Package_HP | Annual | FALSE
Any | SWHC046AK | Asm | new | CZ13 | cDXHP | SWHC046-01 | ExAnte2019 | IOU workpaper | 2019-11-06 | Cap-Tons | 1 |  |  | 0 | 0 | 0 | -312.149 | 0 | 41.5295 | [6 empty] | DEER:HVAC_Split-Package_HP | Annual | FALSE
Any | SWHC046AK | Asm | new | CZ14 | cDXHP | SWHC046-01 | ExAnte2019 | IOU workpaper | 2019-11-06 | Cap-Tons | 1 |  |  | 0 | 0 | 0 | -340.7269 | 0 | 44.8153 | [6 empty] | DEER:HVAC_Split-Package_HP | Annual | FALSE
Any | SWHC046AK | Asm | new | CZ15 | cDXHP | SWHC046-01 | ExAnte2019 | IOU workpaper | 2019-11-06 | Cap-Tons | 1 |  |  | 0 | 0 | 0 | -29.021 | 0 | 7.3993 | [6 empty] | DEER:HVAC_Split-Package_HP | Annual | FALSE
Any | SWHC046AK | Asm | new | CZ16 | cDXHP | SWHC046-01 | ExAnte2019 | IOU workpaper | 2019-11-06 | Cap-Tons | 1 |  |  | 0 | 0 | 0 | -1350.6853 | 0 | 155.7993 | [6 empty] | DEER:HVAC_Split-Package_HP | Annual | FALSE
Any | SWHC046AK | Com | new | CZ01 | cDXHP | SWHC046-01 | ExAnte2019 | IOU workpaper | 2019-11-06 | Cap-Tons | 1 |  |  | 0 | 0 | 0 | -694.2737 | 0 | 89.0017 | [6 empty] | DEER:HVAC_Split-Package_HP | Annual | FALSE
Any | SWHC046AK | Com | new | CZ02 | cDXHP | SWHC046-01 | ExAnte2019 | IOU workpaper | 2019-11-06 | Cap-Tons | 1 |  |  | 0 | 0 | 0 | -359.5759 | 0 | 45.7786 | [6 empty] | DEER:HVAC_Split-Package_HP | Annual | FALSE
Any | SWHC046AK | Com | new | CZ03 | cDXHP | SWHC046-01 | ExAnte2019 | IOU workpaper | 2019-11-06 | Cap-Tons | 1 |  |  | 0 | 0 | 0 | -248.1777 | 0 | 32.4905 | [6 empty] | DEER:HVAC_Split-Package_HP | Annual | FALSE
Any | SWHC046AK | Com | new | CZ04 | cDXHP | SWHC046-01 | ExAnte2019 | IOU workpaper | 2019-11-06 | Cap-Tons | 1 |  |  | 0 | 0 | 0 | -216.846 | 0 | 27.9792 | [6 empty] | DEER:HVAC_Split-Package_HP | Annual | FALSE
Any | SWHC046AK | Com | new | CZ05 | cDXHP | SWHC046-01 | ExAnte2019 | IOU workpaper | 2019-11-06 | Cap-Tons | 1 |  |  | 0 | 0 | 0 | -339.1281 | 0 | 44.152 | [6 empty] | DEER:HVAC_Split-Package_HP | Annual | FALSE
Any | SWHC046AK | Com | new | CZ06 | cDXHP | SWHC046-01 | ExAnte2019 | IOU workpaper | 2019-11-06 | Cap-Tons | 1 |  |  | 0 | 0 | 0 | -128.5782 | 0 | 17.8055 | [6 empty] | DEER:HVAC_Split-Package_HP | Annual | FALSE
Any | SWHC046AK | Com | new | CZ07 | cDXHP | SWHC046-01 | ExAnte2019 | IOU workpaper | 2019-11-06 | Cap-Tons | 1 |  |  | 0 | 0 | 0 | -106.7244 | 0 | 14.8489 | [6 empty] | DEER:HVAC_Split-Package_HP | Annual | FALSE
Any | SWHC046AK | Com | new | CZ08 | cDXHP | SWHC046-01 | ExAnte2019 | IOU workpaper | 2019-11-06 | Cap-Tons | 1 |  |  | 0 | 0 | 0 | -118.2403 | 0 | 17.3123 | [6 empty] | DEER:HVAC_Split-Package_HP | Annual | FALSE
Any | SWHC046AK | Com | new | CZ09 | cDXHP | SWHC046-01 | ExAnte2019 | IOU workpaper | 2019-11-06 | Cap-Tons | 1 |  |  | 0 | 0 | 0 | -117.8375 | 0 | 16.3497 | [6 empty] | DEER:HVAC_Split-Package_HP | Annual | FALSE
Any | SWHC046AK | Com | new | CZ10 | cDXHP | SWHC046-01 | ExAnte2019 | IOU workpaper | 2019-11-06 | Cap-Tons | 1 |  |  | 0 | 0 | 0 | -157.7665 | 0 | 21.8078 | [6 empty] | DEER:HVAC_Split-Package_HP | Annual | FALSE
Any | SWHC046AK | Com | new | CZ11 | cDXHP | SWHC046-01 | ExAnte2019 | IOU workpaper | 2019-11-06 | Cap-Tons | 1 |  |  | 0 | 0 | 0 | -301.5531 | 0 | 39.3311 | [6 empty] | DEER:HVAC_Split-Package_HP | Annual | FALSE
Any | SWHC046AK | Com | new | CZ12 | cDXHP | SWHC046-01 | ExAnte2019 | IOU workpaper | 2019-11-06 | Cap-Tons | 1 |  |  | 0 | 0 | 0 | -285.2728 | 0 | 36.6702 | [6 empty] | DEER:HVAC_Split-Package_HP | Annual | FALSE
Any | SWHC046AK | Com | new | CZ13 | cDXHP | SWHC046-01 | ExAnte2019 | IOU workpaper | 2019-11-06 | Cap-Tons | 1 |  |  | 0 | 0 | 0 | -249.1235 | 0 | 32.6343 | [6 empty] | DEER:HVAC_Split-Package_HP | Annual | FALSE
Any | SWHC046AK | Com | new | CZ14 | cDXHP | SWHC046-01 | ExAnte2019 | IOU workpaper | 2019-11-06 | Cap-Tons | 1 |  |  | 0 | 0 | 0 | -278.3108 | 0 | 34.9025 | [6 empty] | DEER:HVAC_Split-Package_HP | Annual | FALSE
Any | SWHC046AK | Com | new | CZ15 | cDXHP | SWHC046-01 | ExAnte2019 | IOU workpaper | 2019-11-06 | Cap-Tons | 1 |  |  | 0 | 0 | 0 | -13.3412 | 0 | 5.6497 | [6 empty] | DEER:HVAC_Split-Package_HP | Annual | FALSE
Any | SWHC046AK | Com | new | CZ16 | cDXHP | SWHC046-01 | ExAnte2019 | IOU workpaper | 2019-11-06 | Cap-Tons | 1 |  |  | 0 | 0 | 0 | -974.4461 | 0 | 105.3696 | [6 empty] | DEER:HVAC_Split-Package_HP | Annual | FALSE
Any | SWHC046AK | ECC | new | CZ01 | cDXHP | SWHC046-01 | ExAnte2019 | IOU workpaper | 2019-11-06 | Cap-Tons | 1 |  |  | 0 | 0 | 0 | -379.4016 | 0 | 48.5625 | [6 empty] | DEER:HVAC_Split-Package_HP | Annual | FALSE
Any | SWHC046AK | ECC | new | CZ02 | cDXHP | SWHC046-01 | ExAnte2019 | IOU workpaper | 2019-11-06 | Cap-Tons | 1 |  |  | 0 | 0 | 0 | -201.1531 | 0 | 25.4874 | [6 empty] | DEER:HVAC_Split-Package_HP | Annual | FALSE
Any | SWHC046AK | ECC | new | CZ03 | cDXHP | SWHC046-01 | ExAnte2019 | IOU workpaper | 2019-11-06 | Cap-Tons | 1 |  |  | 0 | 0 | 0 | -160.4855 | 0 | 20.8177 | [6 empty] | DEER:HVAC_Split-Package_HP | Annual | FALSE
Any | SWHC046AK | ECC | new | CZ04 | cDXHP | SWHC046-01 | ExAnte2019 | IOU workpaper | 2019-11-06 | Cap-Tons | 1 |  |  | 0 | 0 | 0 | -143.9932 | 0 | 18.1781 | [6 empty] | DEER:HVAC_Split-Package_HP | Annual | FALSE
Any | SWHC046AK | ECC | new | CZ05 | cDXHP | SWHC046-01 | ExAnte2019 | IOU workpaper | 2019-11-06 | Cap-Tons | 1 |  |  | 0 | 0 | 0 | -161.6799 | 0 | 20.7499 | [6 empty] | DEER:HVAC_Split-Package_HP | Annual | FALSE
Any | SWHC046AK | ECC | new | CZ06 | cDXHP | SWHC046-01 | ExAnte2019 | IOU workpaper | 2019-11-06 | Cap-Tons | 1 |  |  | 0 | 0 | 0 | -39.1069 | 0 | 6.4808 | [6 empty] | DEER:HVAC_Split-Package_HP | Annual | FALSE
Any | SWHC046AK | ECC | new | CZ07 | cDXHP | SWHC046-01 | ExAnte2019 | IOU workpaper | 2019-11-06 | Cap-Tons | 1 |  |  | 0 | 0 | 0 | -18.9311 | 0 | 3.6529 | [6 empty] | DEER:HVAC_Split-Package_HP | Annual | FALSE
Any | SWHC046AK | ECC | new | CZ08 | cDXHP | SWHC046-01 | ExAnte2019 | IOU workpaper | 2019-11-06 | Cap-Tons | 1 |  |  | 0 | 0 | 0 | -27.9388 | 0 | 5.824 | [6 empty] | DEER:HVAC_Split-Package_HP | Annual | FALSE
Any | SWHC046AK | ECC | new | CZ09 | cDXHP | SWHC046-01 | ExAnte2019 | IOU workpaper | 2019-11-06 | Cap-Tons | 1 |  |  | 0 | 0 | 0 | -45.5106 | 0 | 7.217 | [6 empty] | DEER:HVAC_Split-Package_HP | Annual | FALSE
Any | SWHC046AK | ECC | new | CZ10 | cDXHP | SWHC046-01 | ExAnte2019 | IOU workpaper | 2019-11-06 | Cap-Tons | 1 |  |  | 0 | 0 | 0 | -46.3294 | 0 | 7.7985 | [6 empty] | DEER:HVAC_Split-Package_HP | Annual | FALSE
Any | SWHC046AK | ECC | new | CZ11 | cDXHP | SWHC046-01 | ExAnte2019 | IOU workpaper | 2019-11-06 | Cap-Tons | 1 |  |  | 0 | 0 | 0 | -164.2559 | 0 | 23.3304 | [6 empty] | DEER:HVAC_Split-Package_HP | Annual | FALSE
Any | SWHC046AK | ECC | new | CZ12 | cDXHP | SWHC046-01 | ExAnte2019 | IOU workpaper | 2019-11-06 | Cap-Tons | 1 |  |  | 0 | 0 | 0 | -174.8699 | 0 | 23.7967 | [6 empty] | DEER:HVAC_Split-Package_HP | Annual | FALSE
Any | SWHC046AK | ECC | new | CZ13 | cDXHP | SWHC046-01 | ExAnte2019 | IOU workpaper | 2019-11-06 | Cap-Tons | 1 |  |  | 0 | 0 | 0 | -138.2817 | 0 | 19.8382 | [6 empty] | DEER:HVAC_Split-Package_HP | Annual | FALSE
Any | SWHC046AK | ECC | new | CZ14 | cDXHP | SWHC046-01 | ExAnte2019 | IOU workpaper | 2019-11-06 | Cap-Tons | 1 |  |  | 0 | 0 | 0 | -155.4012 | 0 | 20.9123 | [6 empty] | DEER:HVAC_Split-Package_HP | Annual | FALSE
Any | SWHC046AK | ECC | new | CZ15 | cDXHP | SWHC046-01 | ExAnte2019 | IOU workpaper | 2019-11-06 | Cap-Tons | 1 |  |  | 0 | 0 | 0 | 16.7864 | 0 | 1.9383 | [6 empty] | DEER:HVAC_Split-Package_HP | Annual | FALSE
Any | SWHC046AK | ECC | new | CZ16 | cDXHP | SWHC046-01 | ExAnte2019 | IOU workpaper | 2019-11-06 | Cap-Tons | 1 |  |  | 0 | 0 | 0 | -611.1201 | 0 | 66.0583 | [6 empty] | DEER:HVAC_Split-Package_HP | Annual | FALSE
Any | SWHC046AK | EPr | new | CZ01 | cDXHP | SWHC046-01 | ExAnte2019 | IOU workpaper | 2019-11-06 | Cap-Tons | 1 |  |  | 0 | 0 | 0 | -534.0264 | 0 | 72.9321 | [6 empty] | DEER:HVAC_Split-Package_HP | Annual | FALSE
Any | SWHC046AK | EPr | new | CZ02 | cDXHP | SWHC046-01 | ExAnte2019 | IOU workpaper | 2019-11-06 | Cap-Tons | 1 |  |  | 0 | 0 | 0 | -288.8987 | 0 | 34.8916 | [6 empty] | DEER:HVAC_Split-Package_HP | Annual | FALSE
Any | SWHC046AK | EPr | new | CZ03 | cDXHP | SWHC046-01 | ExAnte2019 | IOU workpaper | 2019-11-06 | Cap-Tons | 1 |  |  | 0 | 0 | 0 | -245.7809 | 0 | 33.4162 | [6 empty] | DEER:HVAC_Split-Package_HP | Annual | FALSE
Any | SWHC046AK | EPr | new | CZ04 | cDXHP | SWHC046-01 | ExAnte2019 | IOU workpaper | 2019-11-06 | Cap-Tons | 1 |  |  | 0 | 0 | 0 | -209.9752 | 0 | 25.051 | [6 empty] | DEER:HVAC_Split-Package_HP | Annual | FALSE
Any | SWHC046AK | EPr | new | CZ05 | cDXHP | SWHC046-01 | ExAnte2019 | IOU workpaper | 2019-11-06 | Cap-Tons | 1 |  |  | 0 | 0 | 0 | -248.7601 | 0 | 33.5248 | [6 empty] | DEER:HVAC_Split-Package_HP | Annual | FALSE
Any | SWHC046AK | EPr | new | CZ06 | cDXHP | SWHC046-01 | ExAnte2019 | IOU workpaper | 2019-11-06 | Cap-Tons | 1 |  |  | 0 | 0 | 0 | -92.7311 | 0 | 12.9186 | [6 empty] | DEER:HVAC_Split-Package_HP | Annual | FALSE
Any | SWHC046AK | EPr | new | CZ07 | cDXHP | SWHC046-01 | ExAnte2019 | IOU workpaper | 2019-11-06 | Cap-Tons | 1 |  |  | 0 | 0 | 0 | -71.1671 | 0 | 9.4326 | [6 empty] | DEER:HVAC_Split-Package_HP | Annual | FALSE
Any | SWHC046AK | EPr | new | CZ08 | cDXHP | SWHC046-01 | ExAnte2019 | IOU workpaper | 2019-11-06 | Cap-Tons | 1 |  |  | 0 | 0 | 0 | -74.6503 | 0 | 10.7872 | [6 empty] | DEER:HVAC_Split-Package_HP | Annual | FALSE
Any | SWHC046AK | EPr | new | CZ09 | cDXHP | SWHC046-01 | ExAnte2019 | IOU workpaper | 2019-11-06 | Cap-Tons | 1 |  |  | 0 | 0 | 0 | -96.3841 | 0 | 13.0614 | [6 empty] | DEER:HVAC_Split-Package_HP | Annual | FALSE
Any | SWHC046AK | EPr | new | CZ10 | cDXHP | SWHC046-01 | ExAnte2019 | IOU workpaper | 2019-11-06 | Cap-Tons | 1 |  |  | 0 | 0 | 0 | -88.5727 | 0 | 12.6484 | [6 empty] | DEER:HVAC_Split-Package_HP | Annual | FALSE
Any | SWHC046AK | EPr | new | CZ11 | cDXHP | SWHC046-01 | ExAnte2019 | IOU workpaper | 2019-11-06 | Cap-Tons | 1 |  |  | 0 | 0 | 0 | -213.4976 | 0 | 29.0409 | [6 empty] | DEER:HVAC_Split-Package_HP | Annual | FALSE
Any | SWHC046AK | EPr | new | CZ12 | cDXHP | SWHC046-01 | ExAnte2019 | IOU workpaper | 2019-11-06 | Cap-Tons | 1 |  |  | 0 | 0 | 0 | -238.8834 | 0 | 30.6956 | [6 empty] | DEER:HVAC_Split-Package_HP | Annual | FALSE
Any | SWHC046AK | EPr | new | CZ13 | cDXHP | SWHC046-01 | ExAnte2019 | IOU workpaper | 2019-11-06 | Cap-Tons | 1 |  |  | 0 | 0 | 0 | -178.8419 | 0 | 25.624 | [6 empty] | DEER:HVAC_Split-Package_HP | Annual | FALSE
Any | SWHC046AK | EPr | new | CZ14 | cDXHP | SWHC046-01 | ExAnte2019 | IOU workpaper | 2019-11-06 | Cap-Tons | 1 |  |  | 0 | 0 | 0 | -199.7559 | 0 | 26.2296 | [6 empty] | DEER:HVAC_Split-Package_HP | Annual | FALSE
Any | SWHC046AK | EPr | new | CZ15 | cDXHP | SWHC046-01 | ExAnte2019 | IOU workpaper | 2019-11-06 | Cap-Tons | 1 |  |  | 0 | 0 | 0 | -8.3876 | 0 | 3.5631 | [6 empty] | DEER:HVAC_Split-Package_HP | Annual | FALSE
Any | SWHC046AK | EPr | new | CZ16 | cDXHP | SWHC046-01 | ExAnte2019 | IOU workpaper | 2019-11-06 | Cap-Tons | 1 |  |  | 0 | 0 | 0 | -753.0891 | 0 | 84.4166 | [6 empty] | DEER:HVAC_Split-Package_HP | Annual | FALSE
Any | SWHC046AK | ERC | new | CZ01 | cDXHP | SWHC046-01 | ExAnte2019 | IOU workpaper | 2019-11-06 | Cap-Tons | 1 |  |  | 0 | 0 | 0 | -805.5492 | 0 | 110.1162 | [6 empty] | DEER:HVAC_Split-Package_HP | Annual | FALSE
Any | SWHC046AK | ERC | new | CZ02 | cDXHP | SWHC046-01 | ExAnte2019 | IOU workpaper | 2019-11-06 | Cap-Tons | 1 |  |  | 0 | 0 | 0 | -506.6426 | 0 | 69.5869 | [6 empty] | DEER:HVAC_Split-Package_HP | Annual | FALSE
Any | SWHC046AK | ERC | new | CZ03 | cDXHP | SWHC046-01 | ExAnte2019 | IOU workpaper | 2019-11-06 | Cap-Tons | 1 |  |  | 0 | 0 | 0 | -345.3812 | 0 | 53.4289 | [6 empty] | DEER:HVAC_Split-Package_HP | Annual | FALSE
Any | SWHC046AK | ERC | new | CZ04 | cDXHP | SWHC046-01 | ExAnte2019 | IOU workpaper | 2019-11-06 | Cap-Tons | 1 |  |  | 0 | 0 | 0 | -357.7811 | 0 | 49.8915 | [6 empty] | DEER:HVAC_Split-Package_HP | Annual | FALSE
Any | SWHC046AK | ERC | new | CZ05 | cDXHP | SWHC046-01 | ExAnte2019 | IOU workpaper | 2019-11-06 | Cap-Tons | 1 |  |  | 0 | 0 | 0 | -418.7477 | 0 | 61.724 | [6 empty] | DEER:HVAC_Split-Package_HP | Annual | FALSE
Any | SWHC046AK | ERC | new | CZ06 | cDXHP | SWHC046-01 | ExAnte2019 | IOU workpaper | 2019-11-06 | Cap-Tons | 1 |  |  | 0 | 0 | 0 | -158.7672 | 0 | 26.3492 | [6 empty] | DEER:HVAC_Split-Package_HP | Annual | FALSE
Any | SWHC046AK | ERC | new | CZ07 | cDXHP | SWHC046-01 | ExAnte2019 | IOU workpaper | 2019-11-06 | Cap-Tons | 1 |  |  | 0 | 0 | 0 | -95.0867 | 0 | 16.423 | [6 empty] | DEER:HVAC_Split-Package_HP | Annual | FALSE
Any | SWHC046AK | ERC | new | CZ08 | cDXHP | SWHC046-01 | ExAnte2019 | IOU workpaper | 2019-11-06 | Cap-Tons | 1 |  |  | 0 | 0 | 0 | -131.5904 | 0 | 22.7451 | [6 empty] | DEER:HVAC_Split-Package_HP | Annual | FALSE
Any | SWHC046AK | ERC | new | CZ09 | cDXHP | SWHC046-01 | ExAnte2019 | IOU workpaper | 2019-11-06 | Cap-Tons | 1 |  |  | 0 | 0 | 0 | -136.8139 | 0 | 22.2282 | [6 empty] | DEER:HVAC_Split-Package_HP | Annual | FALSE
Any | SWHC046AK | ERC | new | CZ10 | cDXHP | SWHC046-01 | ExAnte2019 | IOU workpaper | 2019-11-06 | Cap-Tons | 1 |  |  | 0 | 0 | 0 | -161.693 | 0 | 25.4458 | [6 empty] | DEER:HVAC_Split-Package_HP | Annual | FALSE
Any | SWHC046AK | ERC | new | CZ11 | cDXHP | SWHC046-01 | ExAnte2019 | IOU workpaper | 2019-11-06 | Cap-Tons | 1 |  |  | 0 | 0 | 0 | -331.4951 | 0 | 46.9039 | [6 empty] | DEER:HVAC_Split-Package_HP | Annual | FALSE
Any | SWHC046AK | ERC | new | CZ12 | cDXHP | SWHC046-01 | ExAnte2019 | IOU workpaper | 2019-11-06 | Cap-Tons | 1 |  |  | 0 | 0 | 0 | -375.9329 | 0 | 52.9718 | [6 empty] | DEER:HVAC_Split-Package_HP | Annual | FALSE
Any | SWHC046AK | ERC | new | CZ13 | cDXHP | SWHC046-01 | ExAnte2019 | IOU workpaper | 2019-11-06 | Cap-Tons | 1 |  |  | 0 | 0 | 0 | -289.3541 | 0 | 41.4797 | [6 empty] | DEER:HVAC_Split-Package_HP | Annual | FALSE
Any | SWHC046AK | ERC | new | CZ14 | cDXHP | SWHC046-01 | ExAnte2019 | IOU workpaper | 2019-11-06 | Cap-Tons | 1 |  |  | 0 | 0 | 0 | -324.796 | 0 | 43.799 | [6 empty] | DEER:HVAC_Split-Package_HP | Annual | FALSE
Any | SWHC046AK | ERC | new | CZ15 | cDXHP | SWHC046-01 | ExAnte2019 | IOU workpaper | 2019-11-06 | Cap-Tons | 1 |  |  | 0 | 0 | 0 | -20.3998 | 0 | 6.7246 | [6 empty] | DEER:HVAC_Split-Package_HP | Annual | FALSE
Any | SWHC046AK | ERC | new | CZ16 | cDXHP | SWHC046-01 | ExAnte2019 | IOU workpaper | 2019-11-06 | Cap-Tons | 1 |  |  | 0 | 0 | 0 | -1116.0868 | 0 | 123.3539 | [6 empty] | DEER:HVAC_Split-Package_HP | Annual | FALSE
Any | SWHC046AK | ESe | new | CZ01 | cDXHP | SWHC046-01 | ExAnte2019 | IOU workpaper | 2019-11-06 | Cap-Tons | 1 |  |  | 0 | 0 | 0 | -472.4353 | 0 | 62.6164 | [6 empty] | DEER:HVAC_Split-Package_HP | Annual | FALSE
Any | SWHC046AK | ESe | new | CZ02 | cDXHP | SWHC046-01 | ExAnte2019 | IOU workpaper | 2019-11-06 | Cap-Tons | 1 |  |  | 0 | 0 | 0 | -279.2605 | 0 | 33.9701 | [6 empty] | DEER:HVAC_Split-Package_HP | Annual | FALSE
Any | SWHC046AK | ESe | new | CZ03 | cDXHP | SWHC046-01 | ExAnte2019 | IOU workpaper | 2019-11-06 | Cap-Tons | 1 |  |  | 0 | 0 | 0 | -194.4469 | 0 | 26.013 | [6 empty] | DEER:HVAC_Split-Package_HP | Annual | FALSE
Any | SWHC046AK | ESe | new | CZ04 | cDXHP | SWHC046-01 | ExAnte2019 | IOU workpaper | 2019-11-06 | Cap-Tons | 1 |  |  | 0 | 0 | 0 | -179.7843 | 0 | 22.1133 | [6 empty] | DEER:HVAC_Split-Package_HP | Annual | FALSE
Any | SWHC046AK | ESe | new | CZ05 | cDXHP | SWHC046-01 | ExAnte2019 | IOU workpaper | 2019-11-06 | Cap-Tons | 1 |  |  | 0 | 0 | 0 | -190.4498 | 0 | 25.3541 | [6 empty] | DEER:HVAC_Split-Package_HP | Annual | FALSE
Any | SWHC046AK | ESe | new | CZ06 | cDXHP | SWHC046-01 | ExAnte2019 | IOU workpaper | 2019-11-06 | Cap-Tons | 1 |  |  | 0 | 0 | 0 | -66.4046 | 0 | 9.5127 | [6 empty] | DEER:HVAC_Split-Package_HP | Annual | FALSE
Any | SWHC046AK | ESe | new | CZ07 | cDXHP | SWHC046-01 | ExAnte2019 | IOU workpaper | 2019-11-06 | Cap-Tons | 1 |  |  | 0 | 0 | 0 | -41.9963 | 0 | 6.3211 | [6 empty] | DEER:HVAC_Split-Package_HP | Annual | FALSE
Any | SWHC046AK | ESe | new | CZ08 | cDXHP | SWHC046-01 | ExAnte2019 | IOU workpaper | 2019-11-06 | Cap-Tons | 1 |  |  | 0 | 0 | 0 | -54.8491 | 0 | 8.7812 | [6 empty] | DEER:HVAC_Split-Package_HP | Annual | FALSE
Any | SWHC046AK | ESe | new | CZ09 | cDXHP | SWHC046-01 | ExAnte2019 | IOU workpaper | 2019-11-06 | Cap-Tons | 1 |  |  | 0 | 0 | 0 | -71.7448 | 0 | 10.222 | [6 empty] | DEER:HVAC_Split-Package_HP | Annual | FALSE
Any | SWHC046AK | ESe | new | CZ10 | cDXHP | SWHC046-01 | ExAnte2019 | IOU workpaper | 2019-11-06 | Cap-Tons | 1 |  |  | 0 | 0 | 0 | -87.3043 | 0 | 12.5049 | [6 empty] | DEER:HVAC_Split-Package_HP | Annual | FALSE
Any | SWHC046AK | ESe | new | CZ11 | cDXHP | SWHC046-01 | ExAnte2019 | IOU workpaper | 2019-11-06 | Cap-Tons | 1 |  |  | 0 | 0 | 0 | -227.4693 | 0 | 31.1402 | [6 empty] | DEER:HVAC_Split-Package_HP | Annual | FALSE
Any | SWHC046AK | ESe | new | CZ12 | cDXHP | SWHC046-01 | ExAnte2019 | IOU workpaper | 2019-11-06 | Cap-Tons | 1 |  |  | 0 | 0 | 0 | -245.8244 | 0 | 31.7749 | [6 empty] | DEER:HVAC_Split-Package_HP | Annual | FALSE
Any | SWHC046AK | ESe | new | CZ13 | cDXHP | SWHC046-01 | ExAnte2019 | IOU workpaper | 2019-11-06 | Cap-Tons | 1 |  |  | 0 | 0 | 0 | -193.9502 | 0 | 26.6575 | [6 empty] | DEER:HVAC_Split-Package_HP | Annual | FALSE
Any | SWHC046AK | ESe | new | CZ14 | cDXHP | SWHC046-01 | ExAnte2019 | IOU workpaper | 2019-11-06 | Cap-Tons | 1 |  |  | 0 | 0 | 0 | -214.07 | 0 | 27.9764 | [6 empty] | DEER:HVAC_Split-Package_HP | Annual | FALSE
Any | SWHC046AK | ESe | new | CZ15 | cDXHP | SWHC046-01 | ExAnte2019 | IOU workpaper | 2019-11-06 | Cap-Tons | 1 |  |  | 0 | 0 | 0 | -7.1767 | 0 | 3.6936 | [6 empty] | DEER:HVAC_Split-Package_HP | Annual | FALSE
Any | SWHC046AK | ESe | new | CZ16 | cDXHP | SWHC046-01 | ExAnte2019 | IOU workpaper | 2019-11-06 | Cap-Tons | 1 |  |  | 0 | 0 | 0 | -704.4604 | 0 | 76.8018 | [6 empty] | DEER:HVAC_Split-Package_HP | Annual | FALSE
Any | SWHC046AK | EUn | new | CZ01 | cDXHP | SWHC046-01 | ExAnte2019 | IOU workpaper | 2019-11-06 | Cap-Tons | 1 |  |  | 0 | 0 | 0 | -517.9573 | 0 | 69.9315 | [6 empty] | DEER:HVAC_Split-Package_HP | Annual | FALSE
Any | SWHC046AK | EUn | new | CZ02 | cDXHP | SWHC046-01 | ExAnte2019 | IOU workpaper | 2019-11-06 | Cap-Tons | 1 |  |  | 0 | 0 | 0 | -306.4554 | 0 | 40.0477 | [6 empty] | DEER:HVAC_Split-Package_HP | Annual | FALSE
Any | SWHC046AK | EUn | new | CZ03 | cDXHP | SWHC046-01 | ExAnte2019 | IOU workpaper | 2019-11-06 | Cap-Tons | 1 |  |  | 0 | 0 | 0 | -249.9464 | 0 | 34.7464 | [6 empty] | DEER:HVAC_Split-Package_HP | Annual | FALSE
Any | SWHC046AK | EUn | new | CZ04 | cDXHP | SWHC046-01 | ExAnte2019 | IOU workpaper | 2019-11-06 | Cap-Tons | 1 |  |  | 0 | 0 | 0 | -234.6429 | 0 | 30.3089 | [6 empty] | DEER:HVAC_Split-Package_HP | Annual | FALSE
Any | SWHC046AK | EUn | new | CZ05 | cDXHP | SWHC046-01 | ExAnte2019 | IOU workpaper | 2019-11-06 | Cap-Tons | 1 |  |  | 0 | 0 | 0 | -256.5536 | 0 | 35.8672 | [6 empty] | DEER:HVAC_Split-Package_HP | Annual | FALSE
Any | SWHC046AK | EUn | new | CZ06 | cDXHP | SWHC046-01 | ExAnte2019 | IOU workpaper | 2019-11-06 | Cap-Tons | 1 |  |  | 0 | 0 | 0 | -93.7866 | 0 | 14.0792 | [6 empty] | DEER:HVAC_Split-Package_HP | Annual | FALSE
Any | SWHC046AK | EUn | new | CZ07 | cDXHP | SWHC046-01 | ExAnte2019 | IOU workpaper | 2019-11-06 | Cap-Tons | 1 |  |  | 0 | 0 | 0 | -66.1913 | 0 | 9.8559 | [6 empty] | DEER:HVAC_Split-Package_HP | Annual | FALSE
Any | SWHC046AK | EUn | new | CZ08 | cDXHP | SWHC046-01 | ExAnte2019 | IOU workpaper | 2019-11-06 | Cap-Tons | 1 |  |  | 0 | 0 | 0 | -81.8776 | 0 | 13.4116 | [6 empty] | DEER:HVAC_Split-Package_HP | Annual | FALSE
Any | SWHC046AK | EUn | new | CZ09 | cDXHP | SWHC046-01 | ExAnte2019 | IOU workpaper | 2019-11-06 | Cap-Tons | 1 |  |  | 0 | 0 | 0 | -95.3649 | 0 | 14.0701 | [6 empty] | DEER:HVAC_Split-Package_HP | Annual | FALSE
Any | SWHC046AK | EUn | new | CZ10 | cDXHP | SWHC046-01 | ExAnte2019 | IOU workpaper | 2019-11-06 | Cap-Tons | 1 |  |  | 0 | 0 | 0 | -93.0477 | 0 | 14.3307 | [6 empty] | DEER:HVAC_Split-Package_HP | Annual | FALSE
Any | SWHC046AK | EUn | new | CZ11 | cDXHP | SWHC046-01 | ExAnte2019 | IOU workpaper | 2019-11-06 | Cap-Tons | 1 |  |  | 0 | 0 | 0 | -222.0298 | 0 | 31.7561 | [6 empty] | DEER:HVAC_Split-Package_HP | Annual | FALSE
Any | SWHC046AK | EUn | new | CZ12 | cDXHP | SWHC046-01 | ExAnte2019 | IOU workpaper | 2019-11-06 | Cap-Tons | 1 |  |  | 0 | 0 | 0 | -244.6041 | 0 | 34.1153 | [6 empty] | DEER:HVAC_Split-Package_HP | Annual | FALSE
Any | SWHC046AK | EUn | new | CZ13 | cDXHP | SWHC046-01 | ExAnte2019 | IOU workpaper | 2019-11-06 | Cap-Tons | 1 |  |  | 0 | 0 | 0 | -187.9082 | 0 | 26.9542 | [6 empty] | DEER:HVAC_Split-Package_HP | Annual | FALSE
Any | SWHC046AK | EUn | new | CZ14 | cDXHP | SWHC046-01 | ExAnte2019 | IOU workpaper | 2019-11-06 | Cap-Tons | 1 |  |  | 0 | 0 | 0 | -214.3307 | 0 | 29.2439 | [6 empty] | DEER:HVAC_Split-Package_HP | Annual | FALSE
Any | SWHC046AK | EUn | new | CZ15 | cDXHP | SWHC046-01 | ExAnte2019 | IOU workpaper | 2019-11-06 | Cap-Tons | 1 |  |  | 0 | 0 | 0 | 0.1115 | 0 | 4.2252 | [6 empty] | DEER:HVAC_Split-Package_HP | Annual | FALSE
Any | SWHC046AK | EUn | new | CZ16 | cDXHP | SWHC046-01 | ExAnte2019 | IOU workpaper | 2019-11-06 | Cap-Tons | 1 |  |  | 0 | 0 | 0 | -746.4904 | 0 | 82.9867 | [6 empty] | DEER:HVAC_Split-Package_HP | Annual | FALSE
Any | SWHC046AK | Gro | new | CZ01 | cDXHP | SWHC046-01 | ExAnte2019 | IOU workpaper | 2019-11-06 | Cap-Tons | 1 |  |  | 0 | 0 | 0 | -3291.7309 | 0 | 439.6634 | [6 empty] | DEER:HVAC_Split-Package_HP | Annual | FALSE
Any | SWHC046AK | Gro | new | CZ02 | cDXHP | SWHC046-01 | ExAnte2019 | IOU workpaper | 2019-11-06 | Cap-Tons | 1 |  |  | 0 | 0 | 0 | -1275.9021 | 0 | 144.7363 | [6 empty] | DEER:HVAC_Split-Package_HP | Annual | FALSE
Any | SWHC046AK | Gro | new | CZ03 | cDXHP | SWHC046-01 | ExAnte2019 | IOU workpaper | 2019-11-06 | Cap-Tons | 1 |  |  | 0 | 0 | 0 | -1463.5352 | 0 | 197.2844 | [6 empty] | DEER:HVAC_Split-Package_HP | Annual | FALSE
Any | SWHC046AK | Gro | new | CZ04 | cDXHP | SWHC046-01 | ExAnte2019 | IOU workpaper | 2019-11-06 | Cap-Tons | 1 |  |  | 0 | 0 | 0 | -1092.6745 | 0 | 130.0058 | [6 empty] | DEER:HVAC_Split-Package_HP | Annual | FALSE
Any | SWHC046AK | Gro | new | CZ05 | cDXHP | SWHC046-01 | ExAnte2019 | IOU workpaper | 2019-11-06 | Cap-Tons | 1 |  |  | 0 | 0 | 0 | -1722.2903 | 0 | 229.3916 | [6 empty] | DEER:HVAC_Split-Package_HP | Annual | FALSE
Any | SWHC046AK | Gro | new | CZ06 | cDXHP | SWHC046-01 | ExAnte2019 | IOU workpaper | 2019-11-06 | Cap-Tons | 1 |  |  | 0 | 0 | 0 | -781.5274 | 0 | 89.5988 | [6 empty] | DEER:HVAC_Split-Package_HP | Annual | FALSE
Any | SWHC046AK | Gro | new | CZ07 | cDXHP | SWHC046-01 | ExAnte2019 | IOU workpaper | 2019-11-06 | Cap-Tons | 1 |  |  | 0 | 0 | 0 | -817.5006 | 0 | 104.7239 | [6 empty] | DEER:HVAC_Split-Package_HP | Annual | FALSE
Any | SWHC046AK | Gro | new | CZ08 | cDXHP | SWHC046-01 | ExAnte2019 | IOU workpaper | 2019-11-06 | Cap-Tons | 1 |  |  | 0 | 0 | 0 | -650.887 | 0 | 74.6975 | [6 empty] | DEER:HVAC_Split-Package_HP | Annual | FALSE
Any | SWHC046AK | Gro | new | CZ09 | cDXHP | SWHC046-01 | ExAnte2019 | IOU workpaper | 2019-11-06 | Cap-Tons | 1 |  |  | 0 | 0 | 0 | -640.705 | 0 | 68.4359 | [6 empty] | DEER:HVAC_Split-Package_HP | Annual | FALSE
Any | SWHC046AK | Gro | new | CZ10 | cDXHP | SWHC046-01 | ExAnte2019 | IOU workpaper | 2019-11-06 | Cap-Tons | 1 |  |  | 0 | 0 | 0 | -681.1898 | 0 | 73.7171 | [6 empty] | DEER:HVAC_Split-Package_HP | Annual | FALSE
Any | SWHC046AK | Gro | new | CZ11 | cDXHP | SWHC046-01 | ExAnte2019 | IOU workpaper | 2019-11-06 | Cap-Tons | 1 |  |  | 0 | 0 | 0 | -943.7766 | 0 | 101.6762 | [6 empty] | DEER:HVAC_Split-Package_HP | Annual | FALSE
Any | SWHC046AK | Gro | new | CZ12 | cDXHP | SWHC046-01 | ExAnte2019 | IOU workpaper | 2019-11-06 | Cap-Tons | 1 |  |  | 0 | 0 | 0 | -972.0729 | 0 | 101.3289 | [6 empty] | DEER:HVAC_Split-Package_HP | Annual | FALSE
Any | SWHC046AK | Gro | new | CZ13 | cDXHP | SWHC046-01 | ExAnte2019 | IOU workpaper | 2019-11-06 | Cap-Tons | 1 |  |  | 0 | 0 | 0 | -856.1385 | 0 | 91.2784 | [6 empty] | DEER:HVAC_Split-Package_HP | Annual | FALSE
Any | SWHC046AK | Gro | new | CZ14 | cDXHP | SWHC046-01 | ExAnte2019 | IOU workpaper | 2019-11-06 | Cap-Tons | 1 |  |  | 0 | 0 | 0 | -934.4681 | 0 | 96.6664 | [6 empty] | DEER:HVAC_Split-Package_HP | Annual | FALSE
Any | SWHC046AK | Gro | new | CZ15 | cDXHP | SWHC046-01 | ExAnte2019 | IOU workpaper | 2019-11-06 | Cap-Tons | 1 |  |  | 0 | 0 | 0 | -267.2981 | 0 | 26.4591 | [6 empty] | DEER:HVAC_Split-Package_HP | Annual | FALSE
Any | SWHC046AK | Gro | new | CZ16 | cDXHP | SWHC046-01 | ExAnte2019 | IOU workpaper | 2019-11-06 | Cap-Tons | 1 |  |  | 0 | 0 | 0 | -3000.6232 | 0 | 301.7267 | [6 empty] | DEER:HVAC_Split-Package_HP | Annual | FALSE
Any | SWHC046AK | Hsp | new | CZ01 | cDXHP | SWHC046-01 | ExAnte2019 | IOU workpaper | 2019-11-06 | Cap-Tons | 1 |  |  | 0 | 0 | 0 | -423.2023 | 0 | 45.0814 | [6 empty] | DEER:HVAC_Split-Package_HP | Annual | FALSE
Any | SWHC046AK | Hsp | new | CZ02 | cDXHP | SWHC046-01 | ExAnte2019 | IOU workpaper | 2019-11-06 | Cap-Tons | 1 |  |  | 0 | 0 | 0 | -257.9924 | 0 | 28.618 | [6 empty] | DEER:HVAC_Split-Package_HP | Annual | FALSE
Any | SWHC046AK | Hsp | new | CZ03 | cDXHP | SWHC046-01 | ExAnte2019 | IOU workpaper | 2019-11-06 | Cap-Tons | 1 |  |  | 0 | 0 | 0 | -196.1952 | 0 | 21.6234 | [6 empty] | DEER:HVAC_Split-Package_HP | Annual | FALSE
Any | SWHC046AK | Hsp | new | CZ04 | cDXHP | SWHC046-01 | ExAnte2019 | IOU workpaper | 2019-11-06 | Cap-Tons | 1 |  |  | 0 | 0 | 0 | -193.5426 | 0 | 21.5661 | [6 empty] | DEER:HVAC_Split-Package_HP | Annual | FALSE
Any | SWHC046AK | Hsp | new | CZ05 | cDXHP | SWHC046-01 | ExAnte2019 | IOU workpaper | 2019-11-06 | Cap-Tons | 1 |  |  | 0 | 0 | 0 | -212.1768 | 0 | 23.1037 | [6 empty] | DEER:HVAC_Split-Package_HP | Annual | FALSE
Any | SWHC046AK | Hsp | new | CZ06 | cDXHP | SWHC046-01 | ExAnte2019 | IOU workpaper | 2019-11-06 | Cap-Tons | 1 |  |  | 0 | 0 | 0 | -77.6861 | 0 | 9.9934 | [6 empty] | DEER:HVAC_Split-Package_HP | Annual | FALSE
Any | SWHC046AK | Hsp | new | CZ07 | cDXHP | SWHC046-01 | ExAnte2019 | IOU workpaper | 2019-11-06 | Cap-Tons | 1 |  |  | 0 | 0 | 0 | -27.3751 | 0 | 4.2672 | [6 empty] | DEER:HVAC_Split-Package_HP | Annual | FALSE
Any | SWHC046AK | Hsp | new | CZ08 | cDXHP | SWHC046-01 | ExAnte2019 | IOU workpaper | 2019-11-06 | Cap-Tons | 1 |  |  | 0 | 0 | 0 | -49.0665 | 0 | 7.5154 | [6 empty] | DEER:HVAC_Split-Package_HP | Annual | FALSE
Any | SWHC046AK | Hsp | new | CZ09 | cDXHP | SWHC046-01 | ExAnte2019 | IOU workpaper | 2019-11-06 | Cap-Tons | 1 |  |  | 0 | 0 | 0 | -76.8262 | 0 | 10.548 | [6 empty] | DEER:HVAC_Split-Package_HP | Annual | FALSE
Any | SWHC046AK | Hsp | new | CZ10 | cDXHP | SWHC046-01 | ExAnte2019 | IOU workpaper | 2019-11-06 | Cap-Tons | 1 |  |  | 0 | 0 | 0 | -91.5916 | 0 | 12.4026 | [6 empty] | DEER:HVAC_Split-Package_HP | Annual | FALSE
Any | SWHC046AK | Hsp | new | CZ11 | cDXHP | SWHC046-01 | ExAnte2019 | IOU workpaper | 2019-11-06 | Cap-Tons | 1 |  |  | 0 | 0 | 0 | -244.2646 | 0 | 29.6874 | [6 empty] | DEER:HVAC_Split-Package_HP | Annual | FALSE
Any | SWHC046AK | Hsp | new | CZ12 | cDXHP | SWHC046-01 | ExAnte2019 | IOU workpaper | 2019-11-06 | Cap-Tons | 1 |  |  | 0 | 0 | 0 | -236.3353 | 0 | 27.7973 | [6 empty] | DEER:HVAC_Split-Package_HP | Annual | FALSE
Any | SWHC046AK | Hsp | new | CZ13 | cDXHP | SWHC046-01 | ExAnte2019 | IOU workpaper | 2019-11-06 | Cap-Tons | 1 |  |  | 0 | 0 | 0 | -211.4484 | 0 | 25.8934 | [6 empty] | DEER:HVAC_Split-Package_HP | Annual | FALSE
Any | SWHC046AK | Hsp | new | CZ14 | cDXHP | SWHC046-01 | ExAnte2019 | IOU workpaper | 2019-11-06 | Cap-Tons | 1 |  |  | 0 | 0 | 0 | -278.0826 | 0 | 32.7911 | [6 empty] | DEER:HVAC_Split-Package_HP | Annual | FALSE
Any | SWHC046AK | Hsp | new | CZ15 | cDXHP | SWHC046-01 | ExAnte2019 | IOU workpaper | 2019-11-06 | Cap-Tons | 1 |  |  | 0 | 0 | 0 | 9.2044 | 0 | 4.4555 | [6 empty] | DEER:HVAC_Split-Package_HP | Annual | FALSE
Any | SWHC046AK | Hsp | new | CZ16 | cDXHP | SWHC046-01 | ExAnte2019 | IOU workpaper | 2019-11-06 | Cap-Tons | 1 |  |  | 0 | 0 | 0 | -744.7938 | 0 | 78.0691 | [6 empty] | DEER:HVAC_Split-Package_HP | Annual | FALSE
Any | SWHC046AK | Htl | new | CZ01 | cDXHP | SWHC046-01 | ExAnte2019 | IOU workpaper | 2019-11-06 | Cap-Tons | 1 |  |  | 0 | 0 | 0 | -1434.5833 | 0 | 187.3794 | [6 empty] | DEER:HVAC_Split-Package_HP | Annual | FALSE
Any | SWHC046AK | Htl | new | CZ02 | cDXHP | SWHC046-01 | ExAnte2019 | IOU workpaper | 2019-11-06 | Cap-Tons | 1 |  |  | 0 | 0 | 0 | -890.8167 | 0 | 104.5951 | [6 empty] | DEER:HVAC_Split-Package_HP | Annual | FALSE
Any | SWHC046AK | Htl | new | CZ03 | cDXHP | SWHC046-01 | ExAnte2019 | IOU workpaper | 2019-11-06 | Cap-Tons | 1 |  |  | 0 | 0 | 0 | -767.3769 | 0 | 102.0275 | [6 empty] | DEER:HVAC_Split-Package_HP | Annual | FALSE
Any | SWHC046AK | Htl | new | CZ04 | cDXHP | SWHC046-01 | ExAnte2019 | IOU workpaper | 2019-11-06 | Cap-Tons | 1 |  |  | 0 | 0 | 0 | -691.2426 | 0 | 75.5046 | [6 empty] | DEER:HVAC_Split-Package_HP | Annual | FALSE
Any | SWHC046AK | Htl | new | CZ05 | cDXHP | SWHC046-01 | ExAnte2019 | IOU workpaper | 2019-11-06 | Cap-Tons | 1 |  |  | 0 | 0 | 0 | -811.3019 | 0 | 107.2411 | [6 empty] | DEER:HVAC_Split-Package_HP | Annual | FALSE
Any | SWHC046AK | Htl | new | CZ06 | cDXHP | SWHC046-01 | ExAnte2019 | IOU workpaper | 2019-11-06 | Cap-Tons | 1 |  |  | 0 | 0 | 0 | -367.4345 | 0 | 48.4703 | [6 empty] | DEER:HVAC_Split-Package_HP | Annual | FALSE
Any | SWHC046AK | Htl | new | CZ07 | cDXHP | SWHC046-01 | ExAnte2019 | IOU workpaper | 2019-11-06 | Cap-Tons | 1 |  |  | 0 | 0 | 0 | -270.7825 | 0 | 33.6708 | [6 empty] | DEER:HVAC_Split-Package_HP | Annual | FALSE
Any | SWHC046AK | Htl | new | CZ08 | cDXHP | SWHC046-01 | ExAnte2019 | IOU workpaper | 2019-11-06 | Cap-Tons | 1 |  |  | 0 | 0 | 0 | -272.1699 | 0 | 37.0812 | [6 empty] | DEER:HVAC_Split-Package_HP | Annual | FALSE
Any | SWHC046AK | Htl | new | CZ09 | cDXHP | SWHC046-01 | ExAnte2019 | IOU workpaper | 2019-11-06 | Cap-Tons | 1 |  |  | 0 | 0 | 0 | -325.0048 | 0 | 41.7772 | [6 empty] | DEER:HVAC_Split-Package_HP | Annual | FALSE
Any | SWHC046AK | Htl | new | CZ10 | cDXHP | SWHC046-01 | ExAnte2019 | IOU workpaper | 2019-11-06 | Cap-Tons | 1 |  |  | 0 | 0 | 0 | -352.4662 | 0 | 47.6979 | [6 empty] | DEER:HVAC_Split-Package_HP | Annual | FALSE
Any | SWHC046AK | Htl | new | CZ11 | cDXHP | SWHC046-01 | ExAnte2019 | IOU workpaper | 2019-11-06 | Cap-Tons | 1 |  |  | 0 | 0 | 0 | -615.0468 | 0 | 83.4381 | [6 empty] | DEER:HVAC_Split-Package_HP | Annual | FALSE
Any | SWHC046AK | Htl | new | CZ12 | cDXHP | SWHC046-01 | ExAnte2019 | IOU workpaper | 2019-11-06 | Cap-Tons | 1 |  |  | 0 | 0 | 0 | -645.3703 | 0 | 86.7708 | [6 empty] | DEER:HVAC_Split-Package_HP | Annual | FALSE
Any | SWHC046AK | Htl | new | CZ13 | cDXHP | SWHC046-01 | ExAnte2019 | IOU workpaper | 2019-11-06 | Cap-Tons | 1 |  |  | 0 | 0 | 0 | -550.9415 | 0 | 74.313 | [6 empty] | DEER:HVAC_Split-Package_HP | Annual | FALSE
Any | SWHC046AK | Htl | new | CZ14 | cDXHP | SWHC046-01 | ExAnte2019 | IOU workpaper | 2019-11-06 | Cap-Tons | 1 |  |  | 0 | 0 | 0 | -660.1764 | 0 | 86.377 | [6 empty] | DEER:HVAC_Split-Package_HP | Annual | FALSE
Any | SWHC046AK | Htl | new | CZ15 | cDXHP | SWHC046-01 | ExAnte2019 | IOU workpaper | 2019-11-06 | Cap-Tons | 1 |  |  | 0 | 0 | 0 | -107.72 | 0 | 18.0152 | [6 empty] | DEER:HVAC_Split-Package_HP | Annual | FALSE
Any | SWHC046AK | Htl | new | CZ16 | cDXHP | SWHC046-01 | ExAnte2019 | IOU workpaper | 2019-11-06 | Cap-Tons | 1 |  |  | 0 | 0 | 0 | -1891.0548 | 0 | 204.1808 | [6 empty] | DEER:HVAC_Split-Package_HP | Annual | FALSE
Any | SWHC046AK | MBT | new | CZ01 | cDXHP | SWHC046-01 | ExAnte2019 | IOU workpaper | 2019-11-06 | Cap-Tons | 1 |  |  | 0 | 0 | 0 | -334.1644 | 0 | 44.8592 | [6 empty] | DEER:HVAC_Split-Package_HP | Annual | FALSE
Any | SWHC046AK | MBT | new | CZ02 | cDXHP | SWHC046-01 | ExAnte2019 | IOU workpaper | 2019-11-06 | Cap-Tons | 1 |  |  | 0 | 0 | 0 | -168.8726 | 0 | 23.0982 | [6 empty] | DEER:HVAC_Split-Package_HP | Annual | FALSE
Any | SWHC046AK | MBT | new | CZ03 | cDXHP | SWHC046-01 | ExAnte2019 | IOU workpaper | 2019-11-06 | Cap-Tons | 1 |  |  | 0 | 0 | 0 | -150.1205 | 0 | 21.219 | [6 empty] | DEER:HVAC_Split-Package_HP | Annual | FALSE
Any | SWHC046AK | MBT | new | CZ04 | cDXHP | SWHC046-01 | ExAnte2019 | IOU workpaper | 2019-11-06 | Cap-Tons | 1 |  |  | 0 | 0 | 0 | -113.1156 | 0 | 16.0113 | [6 empty] | DEER:HVAC_Split-Package_HP | Annual | FALSE
Any | SWHC046AK | MBT | new | CZ05 | cDXHP | SWHC046-01 | ExAnte2019 | IOU workpaper | 2019-11-06 | Cap-Tons | 1 |  |  | 0 | 0 | 0 | -154.1039 | 0 | 21.1736 | [6 empty] | DEER:HVAC_Split-Package_HP | Annual | FALSE
Any | SWHC046AK | MBT | new | CZ06 | cDXHP | SWHC046-01 | ExAnte2019 | IOU workpaper | 2019-11-06 | Cap-Tons | 1 |  |  | 0 | 0 | 0 | -51.5384 | 0 | 8.8853 | [6 empty] | DEER:HVAC_Split-Package_HP | Annual | FALSE
Any | SWHC046AK | MBT | new | CZ07 | cDXHP | SWHC046-01 | ExAnte2019 | IOU workpaper | 2019-11-06 | Cap-Tons | 1 |  |  | 0 | 0 | 0 | -35.8958 | 0 | 6.1751 | [6 empty] | DEER:HVAC_Split-Package_HP | Annual | FALSE
Any | SWHC046AK | MBT | new | CZ08 | cDXHP | SWHC046-01 | ExAnte2019 | IOU workpaper | 2019-11-06 | Cap-Tons | 1 |  |  | 0 | 0 | 0 | -40.8835 | 0 | 7.6598 | [6 empty] | DEER:HVAC_Split-Package_HP | Annual | FALSE
Any | SWHC046AK | MBT | new | CZ09 | cDXHP | SWHC046-01 | ExAnte2019 | IOU workpaper | 2019-11-06 | Cap-Tons | 1 |  |  | 0 | 0 | 0 | -50.2672 | 0 | 8.2957 | [6 empty] | DEER:HVAC_Split-Package_HP | Annual | FALSE
Any | SWHC046AK | MBT | new | CZ10 | cDXHP | SWHC046-01 | ExAnte2019 | IOU workpaper | 2019-11-06 | Cap-Tons | 1 |  |  | 0 | 0 | 0 | -45.7339 | 0 | 8.2902 | [6 empty] | DEER:HVAC_Split-Package_HP | Annual | FALSE
Any | SWHC046AK | MBT | new | CZ11 | cDXHP | SWHC046-01 | ExAnte2019 | IOU workpaper | 2019-11-06 | Cap-Tons | 1 |  |  | 0 | 0 | 0 | -116.894 | 0 | 17.2964 | [6 empty] | DEER:HVAC_Split-Package_HP | Annual | FALSE
Any | SWHC046AK | MBT | new | CZ12 | cDXHP | SWHC046-01 | ExAnte2019 | IOU workpaper | 2019-11-06 | Cap-Tons | 1 |  |  | 0 | 0 | 0 | -135.2772 | 0 | 18.7354 | [6 empty] | DEER:HVAC_Split-Package_HP | Annual | FALSE
Any | SWHC046AK | MBT | new | CZ13 | cDXHP | SWHC046-01 | ExAnte2019 | IOU workpaper | 2019-11-06 | Cap-Tons | 1 |  |  | 0 | 0 | 0 | -103.754 | 0 | 15.4144 | [6 empty] | DEER:HVAC_Split-Package_HP | Annual | FALSE
Any | SWHC046AK | MBT | new | CZ14 | cDXHP | SWHC046-01 | ExAnte2019 | IOU workpaper | 2019-11-06 | Cap-Tons | 1 |  |  | 0 | 0 | 0 | -125.4091 | 0 | 17.8633 | [6 empty] | DEER:HVAC_Split-Package_HP | Annual | FALSE
Any | SWHC046AK | MBT | new | CZ15 | cDXHP | SWHC046-01 | ExAnte2019 | IOU workpaper | 2019-11-06 | Cap-Tons | 1 |  |  | 0 | 0 | 0 | 10.9865 | 0 | 2.4063 | [6 empty] | DEER:HVAC_Split-Package_HP | Annual | FALSE
Any | SWHC046AK | MBT | new | CZ16 | cDXHP | SWHC046-01 | ExAnte2019 | IOU workpaper | 2019-11-06 | Cap-Tons | 1 |  |  | 0 | 0 | 0 | -534.0527 | 0 | 58.5515 | [6 empty] | DEER:HVAC_Split-Package_HP | Annual | FALSE
Any | SWHC046AK | MLI | new | CZ01 | cDXHP | SWHC046-01 | ExAnte2019 | IOU workpaper | 2019-11-06 | Cap-Tons | 1 |  |  | 0 | 0 | 0 | -669.9872 | 0 | 76.3303 | [6 empty] | DEER:HVAC_Split-Package_HP | Annual | FALSE
Any | SWHC046AK | MLI | new | CZ02 | cDXHP | SWHC046-01 | ExAnte2019 | IOU workpaper | 2019-11-06 | Cap-Tons | 1 |  |  | 0 | 0 | 0 | -401.7951 | 0 | 46.5116 | [6 empty] | DEER:HVAC_Split-Package_HP | Annual | FALSE
Any | SWHC046AK | MLI | new | CZ03 | cDXHP | SWHC046-01 | ExAnte2019 | IOU workpaper | 2019-11-06 | Cap-Tons | 1 |  |  | 0 | 0 | 0 | -328.7831 | 0 | 39.1986 | [6 empty] | DEER:HVAC_Split-Package_HP | Annual | FALSE
Any | SWHC046AK | MLI | new | CZ04 | cDXHP | SWHC046-01 | ExAnte2019 | IOU workpaper | 2019-11-06 | Cap-Tons | 1 |  |  | 0 | 0 | 0 | -318.835 | 0 | 35.1047 | [6 empty] | DEER:HVAC_Split-Package_HP | Annual | FALSE
Any | SWHC046AK | MLI | new | CZ05 | cDXHP | SWHC046-01 | ExAnte2019 | IOU workpaper | 2019-11-06 | Cap-Tons | 1 |  |  | 0 | 0 | 0 | -366.0926 | 0 | 42.8291 | [6 empty] | DEER:HVAC_Split-Package_HP | Annual | FALSE
Any | SWHC046AK | MLI | new | CZ06 | cDXHP | SWHC046-01 | ExAnte2019 | IOU workpaper | 2019-11-06 | Cap-Tons | 1 |  |  | 0 | 0 | 0 | -158.8756 | 0 | 19.8216 | [6 empty] | DEER:HVAC_Split-Package_HP | Annual | FALSE
Any | SWHC046AK | MLI | new | CZ07 | cDXHP | SWHC046-01 | ExAnte2019 | IOU workpaper | 2019-11-06 | Cap-Tons | 1 |  |  | 0 | 0 | 0 | -103.2486 | 0 | 12.7068 | [6 empty] | DEER:HVAC_Split-Package_HP | Annual | FALSE
Any | SWHC046AK | MLI | new | CZ08 | cDXHP | SWHC046-01 | ExAnte2019 | IOU workpaper | 2019-11-06 | Cap-Tons | 1 |  |  | 0 | 0 | 0 | -123.3109 | 0 | 18.0425 | [6 empty] | DEER:HVAC_Split-Package_HP | Annual | FALSE
Any | SWHC046AK | MLI | new | CZ09 | cDXHP | SWHC046-01 | ExAnte2019 | IOU workpaper | 2019-11-06 | Cap-Tons | 1 |  |  | 0 | 0 | 0 | -134.1297 | 0 | 19.3328 | [6 empty] | DEER:HVAC_Split-Package_HP | Annual | FALSE
Any | SWHC046AK | MLI | new | CZ10 | cDXHP | SWHC046-01 | ExAnte2019 | IOU workpaper | 2019-11-06 | Cap-Tons | 1 |  |  | 0 | 0 | 0 | -139.506 | 0 | 19.3886 | [6 empty] | DEER:HVAC_Split-Package_HP | Annual | FALSE
Any | SWHC046AK | MLI | new | CZ11 | cDXHP | SWHC046-01 | ExAnte2019 | IOU workpaper | 2019-11-06 | Cap-Tons | 1 |  |  | 0 | 0 | 0 | -288.1238 | 0 | 37.5363 | [6 empty] | DEER:HVAC_Split-Package_HP | Annual | FALSE
Any | SWHC046AK | MLI | new | CZ12 | cDXHP | SWHC046-01 | ExAnte2019 | IOU workpaper | 2019-11-06 | Cap-Tons | 1 |  |  | 0 | 0 | 0 | -306.1547 | 0 | 38.1782 | [6 empty] | DEER:HVAC_Split-Package_HP | Annual | FALSE
Any | SWHC046AK | MLI | new | CZ13 | cDXHP | SWHC046-01 | ExAnte2019 | IOU workpaper | 2019-11-06 | Cap-Tons | 1 |  |  | 0 | 0 | 0 | -240.602 | 0 | 31.3807 | [6 empty] | DEER:HVAC_Split-Package_HP | Annual | FALSE
Any | SWHC046AK | MLI | new | CZ14 | cDXHP | SWHC046-01 | ExAnte2019 | IOU workpaper | 2019-11-06 | Cap-Tons | 1 |  |  | 0 | 0 | 0 | -324.6698 | 0 | 40.3255 | [6 empty] | DEER:HVAC_Split-Package_HP | Annual | FALSE
Any | SWHC046AK | MLI | new | CZ15 | cDXHP | SWHC046-01 | ExAnte2019 | IOU workpaper | 2019-11-06 | Cap-Tons | 1 |  |  | 0 | 0 | 0 | -17.2559 | 0 | 5.6291 | [6 empty] | DEER:HVAC_Split-Package_HP | Annual | FALSE
Any | SWHC046AK | MLI | new | CZ16 | cDXHP | SWHC046-01 | ExAnte2019 | IOU workpaper | 2019-11-06 | Cap-Tons | 1 |  |  | 0 | 0 | 0 | -900.0022 | 0 | 92.379 | [6 empty] | DEER:HVAC_Split-Package_HP | Annual | FALSE
Any | SWHC046AK | Mtl | new | CZ01 | cDXHP | SWHC046-01 | ExAnte2019 | IOU workpaper | 2019-11-06 | Cap-Tons | 1 |  |  | 0 | 0 | 0 | -553.8259 | 0 | 61.5601 | [6 empty] | DEER:HVAC_Split-Package_HP | Annual | FALSE
Any | SWHC046AK | Mtl | new | CZ02 | cDXHP | SWHC046-01 | ExAnte2019 | IOU workpaper | 2019-11-06 | Cap-Tons | 1 |  |  | 0 | 0 | 0 | -447.6536 | 0 | 60.2765 | [6 empty] | DEER:HVAC_Split-Package_HP | Annual | FALSE
Any | SWHC046AK | Mtl | new | CZ03 | cDXHP | SWHC046-01 | ExAnte2019 | IOU workpaper | 2019-11-06 | Cap-Tons | 1 |  |  | 0 | 0 | 0 | -267.8322 | 0 | 29.4896 | [6 empty] | DEER:HVAC_Split-Package_HP | Annual | FALSE
Any | SWHC046AK | Mtl | new | CZ04 | cDXHP | SWHC046-01 | ExAnte2019 | IOU workpaper | 2019-11-06 | Cap-Tons | 1 |  |  | 0 | 0 | 0 | -339.1822 | 0 | 44.1823 | [6 empty] | DEER:HVAC_Split-Package_HP | Annual | FALSE
Any | SWHC046AK | Mtl | new | CZ05 | cDXHP | SWHC046-01 | ExAnte2019 | IOU workpaper | 2019-11-06 | Cap-Tons | 1 |  |  | 0 | 0 | 0 | -318.9757 | 0 | 35.4568 | [6 empty] | DEER:HVAC_Split-Package_HP | Annual | FALSE
Any | SWHC046AK | Mtl | new | CZ06 | cDXHP | SWHC046-01 | ExAnte2019 | IOU workpaper | 2019-11-06 | Cap-Tons | 1 |  |  | 0 | 0 | 0 | -65.9785 | 0 | 9.1498 | [6 empty] | DEER:HVAC_Split-Package_HP | Annual | FALSE
Any | SWHC046AK | Mtl | new | CZ07 | cDXHP | SWHC046-01 | ExAnte2019 | IOU workpaper | 2019-11-06 | Cap-Tons | 1 |  |  | 0 | 0 | 0 | -5.1056 | 0 | 2.3298 | [6 empty] | DEER:HVAC_Split-Package_HP | Annual | FALSE
Any | SWHC046AK | Mtl | new | CZ08 | cDXHP | SWHC046-01 | ExAnte2019 | IOU workpaper | 2019-11-06 | Cap-Tons | 1 |  |  | 0 | 0 | 0 | -65.2549 | 0 | 9.7052 | [6 empty] | DEER:HVAC_Split-Package_HP | Annual | FALSE
Any | SWHC046AK | Mtl | new | CZ09 | cDXHP | SWHC046-01 | ExAnte2019 | IOU workpaper | 2019-11-06 | Cap-Tons | 1 |  |  | 0 | 0 | 0 | -80.7361 | 0 | 10.8776 | [6 empty] | DEER:HVAC_Split-Package_HP | Annual | FALSE
Any | SWHC046AK | Mtl | new | CZ10 | cDXHP | SWHC046-01 | ExAnte2019 | IOU workpaper | 2019-11-06 | Cap-Tons | 1 |  |  | 0 | 0 | 0 | -144.815 | 0 | 19.5658 | [6 empty] | DEER:HVAC_Split-Package_HP | Annual | FALSE
Any | SWHC046AK | Mtl | new | CZ11 | cDXHP | SWHC046-01 | ExAnte2019 | IOU workpaper | 2019-11-06 | Cap-Tons | 1 |  |  | 0 | 0 | 0 | -322.2744 | 0 | 40.6712 | [6 empty] | DEER:HVAC_Split-Package_HP | Annual | FALSE
Any | SWHC046AK | Mtl | new | CZ12 | cDXHP | SWHC046-01 | ExAnte2019 | IOU workpaper | 2019-11-06 | Cap-Tons | 1 |  |  | 0 | 0 | 0 | -339.3953 | 0 | 43.0208 | [6 empty] | DEER:HVAC_Split-Package_HP | Annual | FALSE
Any | SWHC046AK | Mtl | new | CZ13 | cDXHP | SWHC046-01 | ExAnte2019 | IOU workpaper | 2019-11-06 | Cap-Tons | 1 |  |  | 0 | 0 | 0 | -276.8925 | 0 | 34.6495 | [6 empty] | DEER:HVAC_Split-Package_HP | Annual | FALSE
Any | SWHC046AK | Mtl | new | CZ14 | cDXHP | SWHC046-01 | ExAnte2019 | IOU workpaper | 2019-11-06 | Cap-Tons | 1 |  |  | 0 | 0 | 0 | -365.1266 | 0 | 44.3856 | [6 empty] | DEER:HVAC_Split-Package_HP | Annual | FALSE
Any | SWHC046AK | Mtl | new | CZ15 | cDXHP | SWHC046-01 | ExAnte2019 | IOU workpaper | 2019-11-06 | Cap-Tons | 1 |  |  | 0 | 0 | 0 | 6.5108 | 0 | 3.9099 | [6 empty] | DEER:HVAC_Split-Package_HP | Annual | FALSE
Any | SWHC046AK | Mtl | new | CZ16 | cDXHP | SWHC046-01 | ExAnte2019 | IOU workpaper | 2019-11-06 | Cap-Tons | 1 |  |  | 0 | 0 | 0 | -875.2534 | 0 | 95.3584 | [6 empty] | DEER:HVAC_Split-Package_HP | Annual | FALSE
Any | SWHC046AK | Nrs | new | CZ01 | cDXHP | SWHC046-01 | ExAnte2019 | IOU workpaper | 2019-11-06 | Cap-Tons | 1 |  |  | 0 | 0 | 0 | -786.4409 | 0 | 98.106 | [6 empty] | DEER:HVAC_Split-Package_HP | Annual | FALSE
Any | SWHC046AK | Nrs | new | CZ02 | cDXHP | SWHC046-01 | ExAnte2019 | IOU workpaper | 2019-11-06 | Cap-Tons | 1 |  |  | 0 | 0 | 0 | -555.3565 | 0 | 70.462 | [6 empty] | DEER:HVAC_Split-Package_HP | Annual | FALSE
Any | SWHC046AK | Nrs | new | CZ03 | cDXHP | SWHC046-01 | ExAnte2019 | IOU workpaper | 2019-11-06 | Cap-Tons | 1 |  |  | 0 | 0 | 0 | -451.9347 | 0 | 56.9537 | [6 empty] | DEER:HVAC_Split-Package_HP | Annual | FALSE
Any | SWHC046AK | Nrs | new | CZ04 | cDXHP | SWHC046-01 | ExAnte2019 | IOU workpaper | 2019-11-06 | Cap-Tons | 1 |  |  | 0 | 0 | 0 | -439.7634 | 0 | 54.0422 | [6 empty] | DEER:HVAC_Split-Package_HP | Annual | FALSE
Any | SWHC046AK | Nrs | new | CZ05 | cDXHP | SWHC046-01 | ExAnte2019 | IOU workpaper | 2019-11-06 | Cap-Tons | 1 |  |  | 0 | 0 | 0 | -499.1122 | 0 | 62.8059 | [6 empty] | DEER:HVAC_Split-Package_HP | Annual | FALSE
Any | SWHC046AK | Nrs | new | CZ06 | cDXHP | SWHC046-01 | ExAnte2019 | IOU workpaper | 2019-11-06 | Cap-Tons | 1 |  |  | 0 | 0 | 0 | -264.7581 | 0 | 33.9454 | [6 empty] | DEER:HVAC_Split-Package_HP | Annual | FALSE
Any | SWHC046AK | Nrs | new | CZ07 | cDXHP | SWHC046-01 | ExAnte2019 | IOU workpaper | 2019-11-06 | Cap-Tons | 1 |  |  | 0 | 0 | 0 | -173.6164 | 0 | 20.8198 | [6 empty] | DEER:HVAC_Split-Package_HP | Annual | FALSE
Any | SWHC046AK | Nrs | new | CZ08 | cDXHP | SWHC046-01 | ExAnte2019 | IOU workpaper | 2019-11-06 | Cap-Tons | 1 |  |  | 0 | 0 | 0 | -213.3502 | 0 | 28.1423 | [6 empty] | DEER:HVAC_Split-Package_HP | Annual | FALSE
Any | SWHC046AK | Nrs | new | CZ09 | cDXHP | SWHC046-01 | ExAnte2019 | IOU workpaper | 2019-11-06 | Cap-Tons | 1 |  |  | 0 | 0 | 0 | -245.4915 | 0 | 32.5004 | [6 empty] | DEER:HVAC_Split-Package_HP | Annual | FALSE
Any | SWHC046AK | Nrs | new | CZ10 | cDXHP | SWHC046-01 | ExAnte2019 | IOU workpaper | 2019-11-06 | Cap-Tons | 1 |  |  | 0 | 0 | 0 | -280.5521 | 0 | 37.8766 | [6 empty] | DEER:HVAC_Split-Package_HP | Annual | FALSE
Any | SWHC046AK | Nrs | new | CZ11 | cDXHP | SWHC046-01 | ExAnte2019 | IOU workpaper | 2019-11-06 | Cap-Tons | 1 |  |  | 0 | 0 | 0 | -426.7671 | 0 | 55.7478 | [6 empty] | DEER:HVAC_Split-Package_HP | Annual | FALSE
Any | SWHC046AK | Nrs | new | CZ12 | cDXHP | SWHC046-01 | ExAnte2019 | IOU workpaper | 2019-11-06 | Cap-Tons | 1 |  |  | 0 | 0 | 0 | -453.4357 | 0 | 58.7688 | [6 empty] | DEER:HVAC_Split-Package_HP | Annual | FALSE
Any | SWHC046AK | Nrs | new | CZ13 | cDXHP | SWHC046-01 | ExAnte2019 | IOU workpaper | 2019-11-06 | Cap-Tons | 1 |  |  | 0 | 0 | 0 | -391.1572 | 0 | 51.6591 | [6 empty] | DEER:HVAC_Split-Package_HP | Annual | FALSE
Any | SWHC046AK | Nrs | new | CZ14 | cDXHP | SWHC046-01 | ExAnte2019 | IOU workpaper | 2019-11-06 | Cap-Tons | 1 |  |  | 0 | 0 | 0 | -482.3385 | 0 | 60.7101 | [6 empty] | DEER:HVAC_Split-Package_HP | Annual | FALSE
Any | SWHC046AK | Nrs | new | CZ15 | cDXHP | SWHC046-01 | ExAnte2019 | IOU workpaper | 2019-11-06 | Cap-Tons | 1 |  |  | 0 | 0 | 0 | -78.3596 | 0 | 14.6004 | [6 empty] | DEER:HVAC_Split-Package_HP | Annual | FALSE
Any | SWHC046AK | Nrs | new | CZ16 | cDXHP | SWHC046-01 | ExAnte2019 | IOU workpaper | 2019-11-06 | Cap-Tons | 1 |  |  | 0 | 0 | 0 | -1104.7829 | 0 | 121.2635 | [6 empty] | DEER:HVAC_Split-Package_HP | Annual | FALSE
Any | SWHC046AK | OfL | new | CZ01 | cDXHP | SWHC046-01 | ExAnte2019 | IOU workpaper | 2019-11-06 | Cap-Tons | 1 |  |  | 0 | 0 | 0 | -62.2421 | 0 | 6.8855 | [6 empty] | DEER:HVAC_Split-Package_HP | Annual | FALSE
Any | SWHC046AK | OfL | new | CZ02 | cDXHP | SWHC046-01 | ExAnte2019 | IOU workpaper | 2019-11-06 | Cap-Tons | 1 |  |  | 0 | 0 | 0 | -23.1897 | 0 | 4.1772 | [6 empty] | DEER:HVAC_Split-Package_HP | Annual | FALSE
Any | SWHC046AK | OfL | new | CZ03 | cDXHP | SWHC046-01 | ExAnte2019 | IOU workpaper | 2019-11-06 | Cap-Tons | 1 |  |  | 0 | 0 | 0 | -23.8473 | 0 | 3.3458 | [6 empty] | DEER:HVAC_Split-Package_HP | Annual | FALSE
Any | SWHC046AK | OfL | new | CZ04 | cDXHP | SWHC046-01 | ExAnte2019 | IOU workpaper | 2019-11-06 | Cap-Tons | 1 |  |  | 0 | 0 | 0 | -21.4894 | 0 | 4.1779 | [6 empty] | DEER:HVAC_Split-Package_HP | Annual | FALSE
Any | SWHC046AK | OfL | new | CZ05 | cDXHP | SWHC046-01 | ExAnte2019 | IOU workpaper | 2019-11-06 | Cap-Tons | 1 |  |  | 0 | 0 | 0 | -23.2811 | 0 | 3.3458 | [6 empty] | DEER:HVAC_Split-Package_HP | Annual | FALSE
Any | SWHC046AK | OfL | new | CZ06 | cDXHP | SWHC046-01 | ExAnte2019 | IOU workpaper | 2019-11-06 | Cap-Tons | 1 |  |  | 0 | 0 | 0 | 10.1582 | 0 | 0.8638 | [6 empty] | DEER:HVAC_Split-Package_HP | Annual | FALSE
Any | SWHC046AK | OfL | new | CZ07 | cDXHP | SWHC046-01 | ExAnte2019 | IOU workpaper | 2019-11-06 | Cap-Tons | 1 |  |  | 0 | 0 | 0 | 13.2558 | 0 | 0.1967 | [6 empty] | DEER:HVAC_Split-Package_HP | Annual | FALSE
Any | SWHC046AK | OfL | new | CZ08 | cDXHP | SWHC046-01 | ExAnte2019 | IOU workpaper | 2019-11-06 | Cap-Tons | 1 |  |  | 0 | 0 | 0 | 15.3605 | 0 | 0.8491 | [6 empty] | DEER:HVAC_Split-Package_HP | Annual | FALSE
Any | SWHC046AK | OfL | new | CZ09 | cDXHP | SWHC046-01 | ExAnte2019 | IOU workpaper | 2019-11-06 | Cap-Tons | 1 |  |  | 0 | 0 | 0 | 7.5199 | 0 | 1.3335 | [6 empty] | DEER:HVAC_Split-Package_HP | Annual | FALSE
Any | SWHC046AK | OfL | new | CZ10 | cDXHP | SWHC046-01 | ExAnte2019 | IOU workpaper | 2019-11-06 | Cap-Tons | 1 |  |  | 0 | 0 | 0 | 14.8503 | 0 | 0.8621 | [6 empty] | DEER:HVAC_Split-Package_HP | Annual | FALSE
Any | SWHC046AK | OfL | new | CZ11 | cDXHP | SWHC046-01 | ExAnte2019 | IOU workpaper | 2019-11-06 | Cap-Tons | 1 |  |  | 0 | 0 | 0 | -20.2737 | 0 | 4.3987 | [6 empty] | DEER:HVAC_Split-Package_HP | Annual | FALSE
Any | SWHC046AK | OfL | new | CZ12 | cDXHP | SWHC046-01 | ExAnte2019 | IOU workpaper | 2019-11-06 | Cap-Tons | 1 |  |  | 0 | 0 | 0 | -22.481 | 0 | 4.1135 | [6 empty] | DEER:HVAC_Split-Package_HP | Annual | FALSE
Any | SWHC046AK | OfL | new | CZ13 | cDXHP | SWHC046-01 | ExAnte2019 | IOU workpaper | 2019-11-06 | Cap-Tons | 1 |  |  | 0 | 0 | 0 | -15.5416 | 0 | 3.7283 | [6 empty] | DEER:HVAC_Split-Package_HP | Annual | FALSE
Any | SWHC046AK | OfL | new | CZ14 | cDXHP | SWHC046-01 | ExAnte2019 | IOU workpaper | 2019-11-06 | Cap-Tons | 1 |  |  | 0 | 0 | 0 | -16.8597 | 0 | 4.1351 | [6 empty] | DEER:HVAC_Split-Package_HP | Annual | FALSE
Any | SWHC046AK | OfL | new | CZ15 | cDXHP | SWHC046-01 | ExAnte2019 | IOU workpaper | 2019-11-06 | Cap-Tons | 1 |  |  | 0 | 0 | 0 | 34.4738 | 0 | 0.1892 | [6 empty] | DEER:HVAC_Split-Package_HP | Annual | FALSE
Any | SWHC046AK | OfL | new | CZ16 | cDXHP | SWHC046-01 | ExAnte2019 | IOU workpaper | 2019-11-06 | Cap-Tons | 1 |  |  | 0 | 0 | 0 | -174.7895 | 0 | 18.5108 | [6 empty] | DEER:HVAC_Split-Package_HP | Annual | FALSE
Any | SWHC046AK | OfS | new | CZ01 | cDXHP | SWHC046-01 | ExAnte2019 | IOU workpaper | 2019-11-06 | Cap-Tons | 1 |  |  | 0 | 0 | 0 | -270.6651 | 0 | 32.2377 | [6 empty] | DEER:HVAC_Split-Package_HP | Annual | FALSE
Any | SWHC046AK | OfS | new | CZ02 | cDXHP | SWHC046-01 | ExAnte2019 | IOU workpaper | 2019-11-06 | Cap-Tons | 1 |  |  | 0 | 0 | 0 | -152.0428 | 0 | 19.1508 | [6 empty] | DEER:HVAC_Split-Package_HP | Annual | FALSE
Any | SWHC046AK | OfS | new | CZ03 | cDXHP | SWHC046-01 | ExAnte2019 | IOU workpaper | 2019-11-06 | Cap-Tons | 1 |  |  | 0 | 0 | 0 | -135.5495 | 0 | 17.1623 | [6 empty] | DEER:HVAC_Split-Package_HP | Annual | FALSE
Any | SWHC046AK | OfS | new | CZ04 | cDXHP | SWHC046-01 | ExAnte2019 | IOU workpaper | 2019-11-06 | Cap-Tons | 1 |  |  | 0 | 0 | 0 | -135.4221 | 0 | 17.59 | [6 empty] | DEER:HVAC_Split-Package_HP | Annual | FALSE
Any | SWHC046AK | OfS | new | CZ05 | cDXHP | SWHC046-01 | ExAnte2019 | IOU workpaper | 2019-11-06 | Cap-Tons | 1 |  |  | 0 | 0 | 0 | -142.9627 | 0 | 17.5123 | [6 empty] | DEER:HVAC_Split-Package_HP | Annual | FALSE
Any | SWHC046AK | OfS | new | CZ06 | cDXHP | SWHC046-01 | ExAnte2019 | IOU workpaper | 2019-11-06 | Cap-Tons | 1 |  |  | 0 | 0 | 0 | -42.6017 | 0 | 6.9466 | [6 empty] | DEER:HVAC_Split-Package_HP | Annual | FALSE
Any | SWHC046AK | OfS | new | CZ07 | cDXHP | SWHC046-01 | ExAnte2019 | IOU workpaper | 2019-11-06 | Cap-Tons | 1 |  |  | 0 | 0 | 0 | -20.5131 | 0 | 3.686 | [6 empty] | DEER:HVAC_Split-Package_HP | Annual | FALSE
Any | SWHC046AK | OfS | new | CZ08 | cDXHP | SWHC046-01 | ExAnte2019 | IOU workpaper | 2019-11-06 | Cap-Tons | 1 |  |  | 0 | 0 | 0 | -33.9436 | 0 | 6.7599 | [6 empty] | DEER:HVAC_Split-Package_HP | Annual | FALSE
Any | SWHC046AK | OfS | new | CZ09 | cDXHP | SWHC046-01 | ExAnte2019 | IOU workpaper | 2019-11-06 | Cap-Tons | 1 |  |  | 0 | 0 | 0 | -47.3924 | 0 | 7.979 | [6 empty] | DEER:HVAC_Split-Package_HP | Annual | FALSE
Any | SWHC046AK | OfS | new | CZ10 | cDXHP | SWHC046-01 | ExAnte2019 | IOU workpaper | 2019-11-06 | Cap-Tons | 1 |  |  | 0 | 0 | 0 | -33.4331 | 0 | 6.3347 | [6 empty] | DEER:HVAC_Split-Package_HP | Annual | FALSE
Any | SWHC046AK | OfS | new | CZ11 | cDXHP | SWHC046-01 | ExAnte2019 | IOU workpaper | 2019-11-06 | Cap-Tons | 1 |  |  | 0 | 0 | 0 | -113.6765 | 0 | 16.0195 | [6 empty] | DEER:HVAC_Split-Package_HP | Annual | FALSE
Any | SWHC046AK | OfS | new | CZ12 | cDXHP | SWHC046-01 | ExAnte2019 | IOU workpaper | 2019-11-06 | Cap-Tons | 1 |  |  | 0 | 0 | 0 | -123.6578 | 0 | 16.3594 | [6 empty] | DEER:HVAC_Split-Package_HP | Annual | FALSE
Any | SWHC046AK | OfS | new | CZ13 | cDXHP | SWHC046-01 | ExAnte2019 | IOU workpaper | 2019-11-06 | Cap-Tons | 1 |  |  | 0 | 0 | 0 | -98.6661 | 0 | 13.8079 | [6 empty] | DEER:HVAC_Split-Package_HP | Annual | FALSE
Any | SWHC046AK | OfS | new | CZ14 | cDXHP | SWHC046-01 | ExAnte2019 | IOU workpaper | 2019-11-06 | Cap-Tons | 1 |  |  | 0 | 0 | 0 | -107.4719 | 0 | 14.6427 | [6 empty] | DEER:HVAC_Split-Package_HP | Annual | FALSE
Any | SWHC046AK | OfS | new | CZ15 | cDXHP | SWHC046-01 | ExAnte2019 | IOU workpaper | 2019-11-06 | Cap-Tons | 1 |  |  | 0 | 0 | 0 | 17.776 | 0 | 1.7787 | [6 empty] | DEER:HVAC_Split-Package_HP | Annual | FALSE
Any | SWHC046AK | OfS | new | CZ16 | cDXHP | SWHC046-01 | ExAnte2019 | IOU workpaper | 2019-11-06 | Cap-Tons | 1 |  |  | 0 | 0 | 0 | -419.5104 | 0 | 45.1516 | [6 empty] | DEER:HVAC_Split-Package_HP | Annual | FALSE
Any | SWHC046AK | RFF | new | CZ01 | cDXHP | SWHC046-01 | ExAnte2019 | IOU workpaper | 2019-11-06 | Cap-Tons | 1 |  |  | 0 | 0 | 0 | -913.8664 | 0 | 112.7948 | [6 empty] | DEER:HVAC_Split-Package_HP | Annual | FALSE
Any | SWHC046AK | RFF | new | CZ02 | cDXHP | SWHC046-01 | ExAnte2019 | IOU workpaper | 2019-11-06 | Cap-Tons | 1 |  |  | 0 | 0 | 0 | -581.6831 | 0 | 76.4833 | [6 empty] | DEER:HVAC_Split-Package_HP | Annual | FALSE
Any | SWHC046AK | RFF | new | CZ03 | cDXHP | SWHC046-01 | ExAnte2019 | IOU workpaper | 2019-11-06 | Cap-Tons | 1 |  |  | 0 | 0 | 0 | -417.6797 | 0 | 53.1215 | [6 empty] | DEER:HVAC_Split-Package_HP | Annual | FALSE
Any | SWHC046AK | RFF | new | CZ04 | cDXHP | SWHC046-01 | ExAnte2019 | IOU workpaper | 2019-11-06 | Cap-Tons | 1 |  |  | 0 | 0 | 0 | -420.6733 | 0 | 55.7261 | [6 empty] | DEER:HVAC_Split-Package_HP | Annual | FALSE
Any | SWHC046AK | RFF | new | CZ05 | cDXHP | SWHC046-01 | ExAnte2019 | IOU workpaper | 2019-11-06 | Cap-Tons | 1 |  |  | 0 | 0 | 0 | -437.4277 | 0 | 54.9997 | [6 empty] | DEER:HVAC_Split-Package_HP | Annual | FALSE
Any | SWHC046AK | RFF | new | CZ06 | cDXHP | SWHC046-01 | ExAnte2019 | IOU workpaper | 2019-11-06 | Cap-Tons | 1 |  |  | 0 | 0 | 0 | -150.374 | 0 | 20.5297 | [6 empty] | DEER:HVAC_Split-Package_HP | Annual | FALSE
Any | SWHC046AK | RFF | new | CZ07 | cDXHP | SWHC046-01 | ExAnte2019 | IOU workpaper | 2019-11-06 | Cap-Tons | 1 |  |  | 0 | 0 | 0 | -70.2712 | 0 | 9.9702 | [6 empty] | DEER:HVAC_Split-Package_HP | Annual | FALSE
Any | SWHC046AK | RFF | new | CZ08 | cDXHP | SWHC046-01 | ExAnte2019 | IOU workpaper | 2019-11-06 | Cap-Tons | 1 |  |  | 0 | 0 | 0 | -124.5734 | 0 | 19.0914 | [6 empty] | DEER:HVAC_Split-Package_HP | Annual | FALSE
Any | SWHC046AK | RFF | new | CZ09 | cDXHP | SWHC046-01 | ExAnte2019 | IOU workpaper | 2019-11-06 | Cap-Tons | 1 |  |  | 0 | 0 | 0 | -160.0935 | 0 | 21.5002 | [6 empty] | DEER:HVAC_Split-Package_HP | Annual | FALSE
Any | SWHC046AK | RFF | new | CZ10 | cDXHP | SWHC046-01 | ExAnte2019 | IOU workpaper | 2019-11-06 | Cap-Tons | 1 |  |  | 0 | 0 | 0 | -157.6333 | 0 | 22.4516 | [6 empty] | DEER:HVAC_Split-Package_HP | Annual | FALSE
Any | SWHC046AK | RFF | new | CZ11 | cDXHP | SWHC046-01 | ExAnte2019 | IOU workpaper | 2019-11-06 | Cap-Tons | 1 |  |  | 0 | 0 | 0 | -397.0294 | 0 | 52.1532 | [6 empty] | DEER:HVAC_Split-Package_HP | Annual | FALSE
Any | SWHC046AK | RFF | new | CZ12 | cDXHP | SWHC046-01 | ExAnte2019 | IOU workpaper | 2019-11-06 | Cap-Tons | 1 |  |  | 0 | 0 | 0 | -423.5603 | 0 | 55.2716 | [6 empty] | DEER:HVAC_Split-Package_HP | Annual | FALSE
Any | SWHC046AK | RFF | new | CZ13 | cDXHP | SWHC046-01 | ExAnte2019 | IOU workpaper | 2019-11-06 | Cap-Tons | 1 |  |  | 0 | 0 | 0 | -345.4229 | 0 | 45.6767 | [6 empty] | DEER:HVAC_Split-Package_HP | Annual | FALSE
Any | SWHC046AK | RFF | new | CZ14 | cDXHP | SWHC046-01 | ExAnte2019 | IOU workpaper | 2019-11-06 | Cap-Tons | 1 |  |  | 0 | 0 | 0 | -403.2692 | 0 | 51.1089 | [6 empty] | DEER:HVAC_Split-Package_HP | Annual | FALSE
Any | SWHC046AK | RFF | new | CZ15 | cDXHP | SWHC046-01 | ExAnte2019 | IOU workpaper | 2019-11-06 | Cap-Tons | 1 |  |  | 0 | 0 | 0 | 7.0099 | 0 | 5.0968 | [6 empty] | DEER:HVAC_Split-Package_HP | Annual | FALSE
Any | SWHC046AK | RFF | new | CZ16 | cDXHP | SWHC046-01 | ExAnte2019 | IOU workpaper | 2019-11-06 | Cap-Tons | 1 |  |  | 0 | 0 | 0 | -1300.307 | 0 | 140.0856 | [6 empty] | DEER:HVAC_Split-Package_HP | Annual | FALSE
Any | SWHC046AK | RSD | new | CZ01 | cDXHP | SWHC046-01 | ExAnte2019 | IOU workpaper | 2019-11-06 | Cap-Tons | 1 |  |  | 0 | 0 | 0 | -437.5733 | 0 | 52.7615 | [6 empty] | DEER:HVAC_Split-Package_HP | Annual | FALSE
Any | SWHC046AK | RSD | new | CZ02 | cDXHP | SWHC046-01 | ExAnte2019 | IOU workpaper | 2019-11-06 | Cap-Tons | 1 |  |  | 0 | 0 | 0 | -179.4234 | 0 | 25.091 | [6 empty] | DEER:HVAC_Split-Package_HP | Annual | FALSE
Any | SWHC046AK | RSD | new | CZ03 | cDXHP | SWHC046-01 | ExAnte2019 | IOU workpaper | 2019-11-06 | Cap-Tons | 1 |  |  | 0 | 0 | 0 | -91.6158 | 0 | 11.3372 | [6 empty] | DEER:HVAC_Split-Package_HP | Annual | FALSE
Any | SWHC046AK | RSD | new | CZ04 | cDXHP | SWHC046-01 | ExAnte2019 | IOU workpaper | 2019-11-06 | Cap-Tons | 1 |  |  | 0 | 0 | 0 | -94.6452 | 0 | 13.0628 | [6 empty] | DEER:HVAC_Split-Package_HP | Annual | FALSE
Any | SWHC046AK | RSD | new | CZ05 | cDXHP | SWHC046-01 | ExAnte2019 | IOU workpaper | 2019-11-06 | Cap-Tons | 1 |  |  | 0 | 0 | 0 | -75.1143 | 0 | 9.6107 | [6 empty] | DEER:HVAC_Split-Package_HP | Annual | FALSE
Any | SWHC046AK | RSD | new | CZ06 | cDXHP | SWHC046-01 | ExAnte2019 | IOU workpaper | 2019-11-06 | Cap-Tons | 1 |  |  | 0 | 0 | 0 | 9.0741 | 0 | 2.0306 | [6 empty] | DEER:HVAC_Split-Package_HP | Annual | FALSE
Any | SWHC046AK | RSD | new | CZ07 | cDXHP | SWHC046-01 | ExAnte2019 | IOU workpaper | 2019-11-06 | Cap-Tons | 1 |  |  | 0 | 0 | 0 | 22.5743 | 0 | 0.4031 | [6 empty] | DEER:HVAC_Split-Package_HP | Annual | FALSE
Any | SWHC046AK | RSD | new | CZ08 | cDXHP | SWHC046-01 | ExAnte2019 | IOU workpaper | 2019-11-06 | Cap-Tons | 1 |  |  | 0 | 0 | 0 | 14.6778 | 0 | 2.0406 | [6 empty] | DEER:HVAC_Split-Package_HP | Annual | FALSE
Any | SWHC046AK | RSD | new | CZ09 | cDXHP | SWHC046-01 | ExAnte2019 | IOU workpaper | 2019-11-06 | Cap-Tons | 1 |  |  | 0 | 0 | 0 | -1.804 | 0 | 3.0866 | [6 empty] | DEER:HVAC_Split-Package_HP | Annual | FALSE
Any | SWHC046AK | RSD | new | CZ10 | cDXHP | SWHC046-01 | ExAnte2019 | IOU workpaper | 2019-11-06 | Cap-Tons | 1 |  |  | 0 | 0 | 0 | 7.2804 | 0 | 2.9064 | [6 empty] | DEER:HVAC_Split-Package_HP | Annual | FALSE
Any | SWHC046AK | RSD | new | CZ11 | cDXHP | SWHC046-01 | ExAnte2019 | IOU workpaper | 2019-11-06 | Cap-Tons | 1 |  |  | 0 | 0 | 0 | -118.4018 | 0 | 16.5858 | [6 empty] | DEER:HVAC_Split-Package_HP | Annual | FALSE
Any | SWHC046AK | RSD | new | CZ12 | cDXHP | SWHC046-01 | ExAnte2019 | IOU workpaper | 2019-11-06 | Cap-Tons | 1 |  |  | 0 | 0 | 0 | -121.7129 | 0 | 16.756 | [6 empty] | DEER:HVAC_Split-Package_HP | Annual | FALSE
Any | SWHC046AK | RSD | new | CZ13 | cDXHP | SWHC046-01 | ExAnte2019 | IOU workpaper | 2019-11-06 | Cap-Tons | 1 |  |  | 0 | 0 | 0 | -101.48 | 0 | 14.7 | [6 empty] | DEER:HVAC_Split-Package_HP | Annual | FALSE
Any | SWHC046AK | RSD | new | CZ14 | cDXHP | SWHC046-01 | ExAnte2019 | IOU workpaper | 2019-11-06 | Cap-Tons | 1 |  |  | 0 | 0 | 0 | -111.4312 | 0 | 15.6013 | [6 empty] | DEER:HVAC_Split-Package_HP | Annual | FALSE
Any | SWHC046AK | RSD | new | CZ15 | cDXHP | SWHC046-01 | ExAnte2019 | IOU workpaper | 2019-11-06 | Cap-Tons | 1 |  |  | 0 | 0 | 0 | 48.9333 | 0 | 0.2722 | [6 empty] | DEER:HVAC_Split-Package_HP | Annual | FALSE
Any | SWHC046AK | RSD | new | CZ16 | cDXHP | SWHC046-01 | ExAnte2019 | IOU workpaper | 2019-11-06 | Cap-Tons | 1 |  |  | 0 | 0 | 0 | -737.6311 | 0 | 83.821 | [6 empty] | DEER:HVAC_Split-Package_HP | Annual | FALSE
Any | SWHC046AK | Rt3 | new | CZ01 | cDXHP | SWHC046-01 | ExAnte2019 | IOU workpaper | 2019-11-06 | Cap-Tons | 1 |  |  | 0 | 0 | 0 | -124.7306 | 0 | 15.8322 | [6 empty] | DEER:HVAC_Split-Package_HP | Annual | FALSE
Any | SWHC046AK | Rt3 | new | CZ02 | cDXHP | SWHC046-01 | ExAnte2019 | IOU workpaper | 2019-11-06 | Cap-Tons | 1 |  |  | 0 | 0 | 0 | -46.5701 | 0 | 7.8822 | [6 empty] | DEER:HVAC_Split-Package_HP | Annual | FALSE
Any | SWHC046AK | Rt3 | new | CZ03 | cDXHP | SWHC046-01 | ExAnte2019 | IOU workpaper | 2019-11-06 | Cap-Tons | 1 |  |  | 0 | 0 | 0 | -30.6187 | 0 | 5.2318 | [6 empty] | DEER:HVAC_Split-Package_HP | Annual | FALSE
Any | SWHC046AK | Rt3 | new | CZ04 | cDXHP | SWHC046-01 | ExAnte2019 | IOU workpaper | 2019-11-06 | Cap-Tons | 1 |  |  | 0 | 0 | 0 | -13.6809 | 0 | 4.2602 | [6 empty] | DEER:HVAC_Split-Package_HP | Annual | FALSE
Any | SWHC046AK | Rt3 | new | CZ05 | cDXHP | SWHC046-01 | ExAnte2019 | IOU workpaper | 2019-11-06 | Cap-Tons | 1 |  |  | 0 | 0 | 0 | -19.377 | 0 | 3.929 | [6 empty] | DEER:HVAC_Split-Package_HP | Annual | FALSE
Any | SWHC046AK | Rt3 | new | CZ06 | cDXHP | SWHC046-01 | ExAnte2019 | IOU workpaper | 2019-11-06 | Cap-Tons | 1 |  |  | 0 | 0 | 0 | 23.8301 | 0 | 0.8608 | [6 empty] | DEER:HVAC_Split-Package_HP | Annual | FALSE
Any | SWHC046AK | Rt3 | new | CZ07 | cDXHP | SWHC046-01 | ExAnte2019 | IOU workpaper | 2019-11-06 | Cap-Tons | 1 |  |  | 0 | 0 | 0 | 27.2991 | 0 | 0.1254 | [6 empty] | DEER:HVAC_Split-Package_HP | Annual | FALSE
Any | SWHC046AK | Rt3 | new | CZ08 | cDXHP | SWHC046-01 | ExAnte2019 | IOU workpaper | 2019-11-06 | Cap-Tons | 1 |  |  | 0 | 0 | 0 | 27.4405 | 0 | 0.6543 | [6 empty] | DEER:HVAC_Split-Package_HP | Annual | FALSE
Any | SWHC046AK | Rt3 | new | CZ09 | cDXHP | SWHC046-01 | ExAnte2019 | IOU workpaper | 2019-11-06 | Cap-Tons | 1 |  |  | 0 | 0 | 0 | 14.3605 | 0 | 1.3409 | [6 empty] | DEER:HVAC_Split-Package_HP | Annual | FALSE
Any | SWHC046AK | Rt3 | new | CZ10 | cDXHP | SWHC046-01 | ExAnte2019 | IOU workpaper | 2019-11-06 | Cap-Tons | 1 |  |  | 0 | 0 | 0 | 18.7177 | 0 | 1.3599 | [6 empty] | DEER:HVAC_Split-Package_HP | Annual | FALSE
Any | SWHC046AK | Rt3 | new | CZ11 | cDXHP | SWHC046-01 | ExAnte2019 | IOU workpaper | 2019-11-06 | Cap-Tons | 1 |  |  | 0 | 0 | 0 | -53.2214 | 0 | 9.1327 | [6 empty] | DEER:HVAC_Split-Package_HP | Annual | FALSE
Any | SWHC046AK | Rt3 | new | CZ12 | cDXHP | SWHC046-01 | ExAnte2019 | IOU workpaper | 2019-11-06 | Cap-Tons | 1 |  |  | 0 | 0 | 0 | -49.9384 | 0 | 8.2139 | [6 empty] | DEER:HVAC_Split-Package_HP | Annual | FALSE
Any | SWHC046AK | Rt3 | new | CZ13 | cDXHP | SWHC046-01 | ExAnte2019 | IOU workpaper | 2019-11-06 | Cap-Tons | 1 |  |  | 0 | 0 | 0 | -39.2508 | 0 | 7.4402 | [6 empty] | DEER:HVAC_Split-Package_HP | Annual | FALSE
Any | SWHC046AK | Rt3 | new | CZ14 | cDXHP | SWHC046-01 | ExAnte2019 | IOU workpaper | 2019-11-06 | Cap-Tons | 1 |  |  | 0 | 0 | 0 | -48.5661 | 0 | 8.5985 | [6 empty] | DEER:HVAC_Split-Package_HP | Annual | FALSE
Any | SWHC046AK | Rt3 | new | CZ15 | cDXHP | SWHC046-01 | ExAnte2019 | IOU workpaper | 2019-11-06 | Cap-Tons | 1 |  |  | 0 | 0 | 0 | 45.5391 | 0 | 0.2554 | [6 empty] | DEER:HVAC_Split-Package_HP | Annual | FALSE
Any | SWHC046AK | Rt3 | new | CZ16 | cDXHP | SWHC046-01 | ExAnte2019 | IOU workpaper | 2019-11-06 | Cap-Tons | 1 |  |  | 0 | 0 | 0 | -464.155 | 0 | 52.1564 | [6 empty] | DEER:HVAC_Split-Package_HP | Annual | FALSE
Any | SWHC046AK | RtL | new | CZ01 | cDXHP | SWHC046-01 | ExAnte2019 | IOU workpaper | 2019-11-06 | Cap-Tons | 1 |  |  | 0 | 0 | 0 | -293.1194 | 0 | 40.0256 | [6 empty] | DEER:HVAC_Split-Package_HP | Annual | FALSE
Any | SWHC046AK | RtL | new | CZ02 | cDXHP | SWHC046-01 | ExAnte2019 | IOU workpaper | 2019-11-06 | Cap-Tons | 1 |  |  | 0 | 0 | 0 | -130.8442 | 0 | 19.6918 | [6 empty] | DEER:HVAC_Split-Package_HP | Annual | FALSE
Any | SWHC046AK | RtL | new | CZ03 | cDXHP | SWHC046-01 | ExAnte2019 | IOU workpaper | 2019-11-06 | Cap-Tons | 1 |  |  | 0 | 0 | 0 | -128.0736 | 0 | 18.9733 | [6 empty] | DEER:HVAC_Split-Package_HP | Annual | FALSE
Any | SWHC046AK | RtL | new | CZ04 | cDXHP | SWHC046-01 | ExAnte2019 | IOU workpaper | 2019-11-06 | Cap-Tons | 1 |  |  | 0 | 0 | 0 | -79.1843 | 0 | 14.2113 | [6 empty] | DEER:HVAC_Split-Package_HP | Annual | FALSE
Any | SWHC046AK | RtL | new | CZ05 | cDXHP | SWHC046-01 | ExAnte2019 | IOU workpaper | 2019-11-06 | Cap-Tons | 1 |  |  | 0 | 0 | 0 | -134.1477 | 0 | 19.5483 | [6 empty] | DEER:HVAC_Split-Package_HP | Annual | FALSE
Any | SWHC046AK | RtL | new | CZ06 | cDXHP | SWHC046-01 | ExAnte2019 | IOU workpaper | 2019-11-06 | Cap-Tons | 1 |  |  | 0 | 0 | 0 | -40.6556 | 0 | 9.5608 | [6 empty] | DEER:HVAC_Split-Package_HP | Annual | FALSE
Any | SWHC046AK | RtL | new | CZ07 | cDXHP | SWHC046-01 | ExAnte2019 | IOU workpaper | 2019-11-06 | Cap-Tons | 1 |  |  | 0 | 0 | 0 | -24.4394 | 0 | 6.5985 | [6 empty] | DEER:HVAC_Split-Package_HP | Annual | FALSE
Any | SWHC046AK | RtL | new | CZ08 | cDXHP | SWHC046-01 | ExAnte2019 | IOU workpaper | 2019-11-06 | Cap-Tons | 1 |  |  | 0 | 0 | 0 | -20.148 | 0 | 6.6809 | [6 empty] | DEER:HVAC_Split-Package_HP | Annual | FALSE
Any | SWHC046AK | RtL | new | CZ09 | cDXHP | SWHC046-01 | ExAnte2019 | IOU workpaper | 2019-11-06 | Cap-Tons | 1 |  |  | 0 | 0 | 0 | -36.0119 | 0 | 7.6298 | [6 empty] | DEER:HVAC_Split-Package_HP | Annual | FALSE
Any | SWHC046AK | RtL | new | CZ10 | cDXHP | SWHC046-01 | ExAnte2019 | IOU workpaper | 2019-11-06 | Cap-Tons | 1 |  |  | 0 | 0 | 0 | -23.661 | 0 | 6.8912 | [6 empty] | DEER:HVAC_Split-Package_HP | Annual | FALSE
Any | SWHC046AK | RtL | new | CZ11 | cDXHP | SWHC046-01 | ExAnte2019 | IOU workpaper | 2019-11-06 | Cap-Tons | 1 |  |  | 0 | 0 | 0 | -107.9198 | 0 | 17.0823 | [6 empty] | DEER:HVAC_Split-Package_HP | Annual | FALSE
Any | SWHC046AK | RtL | new | CZ12 | cDXHP | SWHC046-01 | ExAnte2019 | IOU workpaper | 2019-11-06 | Cap-Tons | 1 |  |  | 0 | 0 | 0 | -108.1178 | 0 | 16.6054 | [6 empty] | DEER:HVAC_Split-Package_HP | Annual | FALSE
Any | SWHC046AK | RtL | new | CZ13 | cDXHP | SWHC046-01 | ExAnte2019 | IOU workpaper | 2019-11-06 | Cap-Tons | 1 |  |  | 0 | 0 | 0 | -86.8123 | 0 | 14.3964 | [6 empty] | DEER:HVAC_Split-Package_HP | Annual | FALSE
Any | SWHC046AK | RtL | new | CZ14 | cDXHP | SWHC046-01 | ExAnte2019 | IOU workpaper | 2019-11-06 | Cap-Tons | 1 |  |  | 0 | 0 | 0 | -114.7041 | 0 | 17.8156 | [6 empty] | DEER:HVAC_Split-Package_HP | Annual | FALSE
Any | SWHC046AK | RtL | new | CZ15 | cDXHP | SWHC046-01 | ExAnte2019 | IOU workpaper | 2019-11-06 | Cap-Tons | 1 |  |  | 0 | 0 | 0 | 31.4609 | 0 | 2.051 | [6 empty] | DEER:HVAC_Split-Package_HP | Annual | FALSE
Any | SWHC046AK | RtL | new | CZ16 | cDXHP | SWHC046-01 | ExAnte2019 | IOU workpaper | 2019-11-06 | Cap-Tons | 1 |  |  | 0 | 0 | 0 | -677.0751 | 0 | 74.7214 | [6 empty] | DEER:HVAC_Split-Package_HP | Annual | FALSE
Any | SWHC046AK | RtS | new | CZ01 | cDXHP | SWHC046-01 | ExAnte2019 | IOU workpaper | 2019-11-06 | Cap-Tons | 1 |  |  | 0 | 0 | 0 | -650.9118 | 0 | 85.3528 | [6 empty] | DEER:HVAC_Split-Package_HP | Annual | FALSE
Any | SWHC046AK | RtS | new | CZ02 | cDXHP | SWHC046-01 | ExAnte2019 | IOU workpaper | 2019-11-06 | Cap-Tons | 1 |  |  | 0 | 0 | 0 | -321.8504 | 0 | 42.5579 | [6 empty] | DEER:HVAC_Split-Package_HP | Annual | FALSE
Any | SWHC046AK | RtS | new | CZ03 | cDXHP | SWHC046-01 | ExAnte2019 | IOU workpaper | 2019-11-06 | Cap-Tons | 1 |  |  | 0 | 0 | 0 | -301.4444 | 0 | 40.6859 | [6 empty] | DEER:HVAC_Split-Package_HP | Annual | FALSE
Any | SWHC046AK | RtS | new | CZ04 | cDXHP | SWHC046-01 | ExAnte2019 | IOU workpaper | 2019-11-06 | Cap-Tons | 1 |  |  | 0 | 0 | 0 | -222.8577 | 0 | 31.2638 | [6 empty] | DEER:HVAC_Split-Package_HP | Annual | FALSE
Any | SWHC046AK | RtS | new | CZ05 | cDXHP | SWHC046-01 | ExAnte2019 | IOU workpaper | 2019-11-06 | Cap-Tons | 1 |  |  | 0 | 0 | 0 | -265.9979 | 0 | 36.2631 | [6 empty] | DEER:HVAC_Split-Package_HP | Annual | FALSE
Any | SWHC046AK | RtS | new | CZ06 | cDXHP | SWHC046-01 | ExAnte2019 | IOU workpaper | 2019-11-06 | Cap-Tons | 1 |  |  | 0 | 0 | 0 | -91.2731 | 0 | 15.6048 | [6 empty] | DEER:HVAC_Split-Package_HP | Annual | FALSE
Any | SWHC046AK | RtS | new | CZ07 | cDXHP | SWHC046-01 | ExAnte2019 | IOU workpaper | 2019-11-06 | Cap-Tons | 1 |  |  | 0 | 0 | 0 | -47.5696 | 0 | 9.6218 | [6 empty] | DEER:HVAC_Split-Package_HP | Annual | FALSE
Any | SWHC046AK | RtS | new | CZ08 | cDXHP | SWHC046-01 | ExAnte2019 | IOU workpaper | 2019-11-06 | Cap-Tons | 1 |  |  | 0 | 0 | 0 | -69.8197 | 0 | 12.1588 | [6 empty] | DEER:HVAC_Split-Package_HP | Annual | FALSE
Any | SWHC046AK | RtS | new | CZ09 | cDXHP | SWHC046-01 | ExAnte2019 | IOU workpaper | 2019-11-06 | Cap-Tons | 1 |  |  | 0 | 0 | 0 | -97.1806 | 0 | 14.4869 | [6 empty] | DEER:HVAC_Split-Package_HP | Annual | FALSE
Any | SWHC046AK | RtS | new | CZ10 | cDXHP | SWHC046-01 | ExAnte2019 | IOU workpaper | 2019-11-06 | Cap-Tons | 1 |  |  | 0 | 0 | 0 | -76.1158 | 0 | 12.7254 | [6 empty] | DEER:HVAC_Split-Package_HP | Annual | FALSE
Any | SWHC046AK | RtS | new | CZ11 | cDXHP | SWHC046-01 | ExAnte2019 | IOU workpaper | 2019-11-06 | Cap-Tons | 1 |  |  | 0 | 0 | 0 | -259.6264 | 0 | 35.8907 | [6 empty] | DEER:HVAC_Split-Package_HP | Annual | FALSE
Any | SWHC046AK | RtS | new | CZ12 | cDXHP | SWHC046-01 | ExAnte2019 | IOU workpaper | 2019-11-06 | Cap-Tons | 1 |  |  | 0 | 0 | 0 | -275.181 | 0 | 37.4251 | [6 empty] | DEER:HVAC_Split-Package_HP | Annual | FALSE
Any | SWHC046AK | RtS | new | CZ13 | cDXHP | SWHC046-01 | ExAnte2019 | IOU workpaper | 2019-11-06 | Cap-Tons | 1 |  |  | 0 | 0 | 0 | -223.9409 | 0 | 31.24 | [6 empty] | DEER:HVAC_Split-Package_HP | Annual | FALSE
Any | SWHC046AK | RtS | new | CZ14 | cDXHP | SWHC046-01 | ExAnte2019 | IOU workpaper | 2019-11-06 | Cap-Tons | 1 |  |  | 0 | 0 | 0 | -237.5134 | 0 | 32.425 | [6 empty] | DEER:HVAC_Split-Package_HP | Annual | FALSE
Any | SWHC046AK | RtS | new | CZ15 | cDXHP | SWHC046-01 | ExAnte2019 | IOU workpaper | 2019-11-06 | Cap-Tons | 1 |  |  | 0 | 0 | 0 | 18.3807 | 0 | 3.1971 | [6 empty] | DEER:HVAC_Split-Package_HP | Annual | FALSE
Any | SWHC046AK | RtS | new | CZ16 | cDXHP | SWHC046-01 | ExAnte2019 | IOU workpaper | 2019-11-06 | Cap-Tons | 1 |  |  | 0 | 0 | 0 | -1028.4274 | 0 | 112.5622 | [6 empty] | DEER:HVAC_Split-Package_HP | Annual | FALSE
Any | SWHC046AK | SCn | new | CZ01 | cDXHP | SWHC046-01 | ExAnte2019 | IOU workpaper | 2019-11-06 | Cap-Tons | 1 |  |  | 0 | 0 | 0 | -987.1114 | 0 | 124.4145 | [6 empty] | DEER:HVAC_Split-Package_HP | Annual | FALSE
Any | SWHC046AK | SCn | new | CZ02 | cDXHP | SWHC046-01 | ExAnte2019 | IOU workpaper | 2019-11-06 | Cap-Tons | 1 |  |  | 0 | 0 | 0 | -693.4281 | 0 | 82.0223 | [6 empty] | DEER:HVAC_Split-Package_HP | Annual | FALSE
Any | SWHC046AK | SCn | new | CZ03 | cDXHP | SWHC046-01 | ExAnte2019 | IOU workpaper | 2019-11-06 | Cap-Tons | 1 |  |  | 0 | 0 | 0 | -530.4368 | 0 | 65.6425 | [6 empty] | DEER:HVAC_Split-Package_HP | Annual | FALSE
Any | SWHC046AK | SCn | new | CZ04 | cDXHP | SWHC046-01 | ExAnte2019 | IOU workpaper | 2019-11-06 | Cap-Tons | 1 |  |  | 0 | 0 | 0 | -576.0706 | 0 | 64.3251 | [6 empty] | DEER:HVAC_Split-Package_HP | Annual | FALSE
Any | SWHC046AK | SCn | new | CZ05 | cDXHP | SWHC046-01 | ExAnte2019 | IOU workpaper | 2019-11-06 | Cap-Tons | 1 |  |  | 0 | 0 | 0 | -536.565 | 0 | 65.1737 | [6 empty] | DEER:HVAC_Split-Package_HP | Annual | FALSE
Any | SWHC046AK | SCn | new | CZ06 | cDXHP | SWHC046-01 | ExAnte2019 | IOU workpaper | 2019-11-06 | Cap-Tons | 1 |  |  | 0 | 0 | 0 | -280.0601 | 0 | 36.1244 | [6 empty] | DEER:HVAC_Split-Package_HP | Annual | FALSE
Any | SWHC046AK | SCn | new | CZ07 | cDXHP | SWHC046-01 | ExAnte2019 | IOU workpaper | 2019-11-06 | Cap-Tons | 1 |  |  | 0 | 0 | 0 | -214.7408 | 0 | 26.5398 | [6 empty] | DEER:HVAC_Split-Package_HP | Annual | FALSE
Any | SWHC046AK | SCn | new | CZ08 | cDXHP | SWHC046-01 | ExAnte2019 | IOU workpaper | 2019-11-06 | Cap-Tons | 1 |  |  | 0 | 0 | 0 | -257.5034 | 0 | 35.5518 | [6 empty] | DEER:HVAC_Split-Package_HP | Annual | FALSE
Any | SWHC046AK | SCn | new | CZ09 | cDXHP | SWHC046-01 | ExAnte2019 | IOU workpaper | 2019-11-06 | Cap-Tons | 1 |  |  | 0 | 0 | 0 | -271.4114 | 0 | 37.509 | [6 empty] | DEER:HVAC_Split-Package_HP | Annual | FALSE
Any | SWHC046AK | SCn | new | CZ10 | cDXHP | SWHC046-01 | ExAnte2019 | IOU workpaper | 2019-11-06 | Cap-Tons | 1 |  |  | 0 | 0 | 0 | -284.0855 | 0 | 38.1948 | [6 empty] | DEER:HVAC_Split-Package_HP | Annual | FALSE
Any | SWHC046AK | SCn | new | CZ11 | cDXHP | SWHC046-01 | ExAnte2019 | IOU workpaper | 2019-11-06 | Cap-Tons | 1 |  |  | 0 | 0 | 0 | -540.1047 | 0 | 72.0936 | [6 empty] | DEER:HVAC_Split-Package_HP | Annual | FALSE
Any | SWHC046AK | SCn | new | CZ12 | cDXHP | SWHC046-01 | ExAnte2019 | IOU workpaper | 2019-11-06 | Cap-Tons | 1 |  |  | 0 | 0 | 0 | -580.6115 | 0 | 76.8081 | [6 empty] | DEER:HVAC_Split-Package_HP | Annual | FALSE
Any | SWHC046AK | SCn | new | CZ13 | cDXHP | SWHC046-01 | ExAnte2019 | IOU workpaper | 2019-11-06 | Cap-Tons | 1 |  |  | 0 | 0 | 0 | -456.3368 | 0 | 60.7802 | [6 empty] | DEER:HVAC_Split-Package_HP | Annual | FALSE
Any | SWHC046AK | SCn | new | CZ14 | cDXHP | SWHC046-01 | ExAnte2019 | IOU workpaper | 2019-11-06 | Cap-Tons | 1 |  |  | 0 | 0 | 0 | -582.6452 | 0 | 73.3626 | [6 empty] | DEER:HVAC_Split-Package_HP | Annual | FALSE
Any | SWHC046AK | SCn | new | CZ15 | cDXHP | SWHC046-01 | ExAnte2019 | IOU workpaper | 2019-11-06 | Cap-Tons | 1 |  |  | 0 | 0 | 0 | -51.8414 | 0 | 10.2322 | [6 empty] | DEER:HVAC_Split-Package_HP | Annual | FALSE
Any | SWHC046AK | SCn | new | CZ16 | cDXHP | SWHC046-01 | ExAnte2019 | IOU workpaper | 2019-11-06 | Cap-Tons | 1 |  |  | 0 | 0 | 0 | -1256.7507 | 0 | 138.4562 | [6 empty] | DEER:HVAC_Split-Package_HP | Annual | FALSE
Any | SWHC046AL | Asm | new | CZ01 | cDXHP | SWHC046-01 | ExAnte2019 | IOU workpaper | 2019-11-06 | Cap-Tons | 1 |  |  | 0 | 0 | 0 | -1144.5148 | 0 | 154.4701 | [6 empty] | DEER:HVAC_Split-Package_HP | Annual | FALSE
Any | SWHC046AL | Asm | new | CZ02 | cDXHP | SWHC046-01 | ExAnte2019 | IOU workpaper | 2019-11-06 | Cap-Tons | 1 |  |  | 0 | 0 | 0 | -518.3915 | 0 | 92.0485 | [6 empty] | DEER:HVAC_Split-Package_HP | Annual | FALSE
Any | SWHC046AL | Asm | new | CZ03 | cDXHP | SWHC046-01 | ExAnte2019 | IOU workpaper | 2019-11-06 | Cap-Tons | 1 |  |  | 0 | 0 | 0 | -472.7991 | 0 | 62.2362 | [6 empty] | DEER:HVAC_Split-Package_HP | Annual | FALSE
Any | SWHC046AL | Asm | new | CZ04 | cDXHP | SWHC046-01 | ExAnte2019 | IOU workpaper | 2019-11-06 | Cap-Tons | 1 |  |  | 0 | 0 | 0 | -353.597 | 0 | 63.0329 | [6 empty] | DEER:HVAC_Split-Package_HP | Annual | FALSE
Any | SWHC046AL | Asm | new | CZ05 | cDXHP | SWHC046-01 | ExAnte2019 | IOU workpaper | 2019-11-06 | Cap-Tons | 1 |  |  | 0 | 0 | 0 | -475.2419 | 0 | 63.5455 | [6 empty] | DEER:HVAC_Split-Package_HP | Annual | FALSE
Any | SWHC046AL | Asm | new | CZ06 | cDXHP | SWHC046-01 | ExAnte2019 | IOU workpaper | 2019-11-06 | Cap-Tons | 1 |  |  | 0 | 0 | 0 | -158.8793 | 0 | 24.0615 | [6 empty] | DEER:HVAC_Split-Package_HP | Annual | FALSE
Any | SWHC046AL | Asm | new | CZ07 | cDXHP | SWHC046-01 | ExAnte2019 | IOU workpaper | 2019-11-06 | Cap-Tons | 1 |  |  | 0 | 0 | 0 | -127.1944 | 0 | 17.7981 | [6 empty] | DEER:HVAC_Split-Package_HP | Annual | FALSE
Any | SWHC046AL | Asm | new | CZ08 | cDXHP | SWHC046-01 | ExAnte2019 | IOU workpaper | 2019-11-06 | Cap-Tons | 1 |  |  | 0 | 0 | 0 | -142.9752 | 0 | 24.9831 | [6 empty] | DEER:HVAC_Split-Package_HP | Annual | FALSE
Any | SWHC046AL | Asm | new | CZ09 | cDXHP | SWHC046-01 | ExAnte2019 | IOU workpaper | 2019-11-06 | Cap-Tons | 1 |  |  | 0 | 0 | 0 | -119.8446 | 0 | 19.7542 | [6 empty] | DEER:HVAC_Split-Package_HP | Annual | FALSE
Any | SWHC046AL | Asm | new | CZ10 | cDXHP | SWHC046-01 | ExAnte2019 | IOU workpaper | 2019-11-06 | Cap-Tons | 1 |  |  | 0 | 0 | 0 | -150.9325 | 0 | 25.9572 | [6 empty] | DEER:HVAC_Split-Package_HP | Annual | FALSE
Any | SWHC046AL | Asm | new | CZ11 | cDXHP | SWHC046-01 | ExAnte2019 | IOU workpaper | 2019-11-06 | Cap-Tons | 1 |  |  | 0 | 0 | 0 | -311.945 | 0 | 46.2894 | [6 empty] | DEER:HVAC_Split-Package_HP | Annual | FALSE
Any | SWHC046AL | Asm | new | CZ12 | cDXHP | SWHC046-01 | ExAnte2019 | IOU workpaper | 2019-11-06 | Cap-Tons | 1 |  |  | 0 | 0 | 0 | -380.9014 | 0 | 55.1538 | [6 empty] | DEER:HVAC_Split-Package_HP | Annual | FALSE
Any | SWHC046AL | Asm | new | CZ13 | cDXHP | SWHC046-01 | ExAnte2019 | IOU workpaper | 2019-11-06 | Cap-Tons | 1 |  |  | 0 | 0 | 0 | -275.9294 | 0 | 41.5295 | [6 empty] | DEER:HVAC_Split-Package_HP | Annual | FALSE
Any | SWHC046AL | Asm | new | CZ14 | cDXHP | SWHC046-01 | ExAnte2019 | IOU workpaper | 2019-11-06 | Cap-Tons | 1 |  |  | 0 | 0 | 0 | -306.0802 | 0 | 44.8153 | [6 empty] | DEER:HVAC_Split-Package_HP | Annual | FALSE
Any | SWHC046AL | Asm | new | CZ15 | cDXHP | SWHC046-01 | ExAnte2019 | IOU workpaper | 2019-11-06 | Cap-Tons | 1 |  |  | 0 | 0 | 0 | 24.6095 | 0 | 7.3993 | [6 empty] | DEER:HVAC_Split-Package_HP | Annual | FALSE
Any | SWHC046AL | Asm | new | CZ16 | cDXHP | SWHC046-01 | ExAnte2019 | IOU workpaper | 2019-11-06 | Cap-Tons | 1 |  |  | 0 | 0 | 0 | -1336.2928 | 0 | 155.7993 | [6 empty] | DEER:HVAC_Split-Package_HP | Annual | FALSE
Any | SWHC046AL | Com | new | CZ01 | cDXHP | SWHC046-01 | ExAnte2019 | IOU workpaper | 2019-11-06 | Cap-Tons | 1 |  |  | 0 | 0 | 0 | -691.1056 | 0 | 89.0017 | [6 empty] | DEER:HVAC_Split-Package_HP | Annual | FALSE
Any | SWHC046AL | Com | new | CZ02 | cDXHP | SWHC046-01 | ExAnte2019 | IOU workpaper | 2019-11-06 | Cap-Tons | 1 |  |  | 0 | 0 | 0 | -339.8714 | 0 | 45.7786 | [6 empty] | DEER:HVAC_Split-Package_HP | Annual | FALSE
Any | SWHC046AL | Com | new | CZ03 | cDXHP | SWHC046-01 | ExAnte2019 | IOU workpaper | 2019-11-06 | Cap-Tons | 1 |  |  | 0 | 0 | 0 | -237.7241 | 0 | 32.4905 | [6 empty] | DEER:HVAC_Split-Package_HP | Annual | FALSE
Any | SWHC046AL | Com | new | CZ04 | cDXHP | SWHC046-01 | ExAnte2019 | IOU workpaper | 2019-11-06 | Cap-Tons | 1 |  |  | 0 | 0 | 0 | -195.1075 | 0 | 27.9792 | [6 empty] | DEER:HVAC_Split-Package_HP | Annual | FALSE
Any | SWHC046AL | Com | new | CZ05 | cDXHP | SWHC046-01 | ExAnte2019 | IOU workpaper | 2019-11-06 | Cap-Tons | 1 |  |  | 0 | 0 | 0 | -327.8052 | 0 | 44.152 | [6 empty] | DEER:HVAC_Split-Package_HP | Annual | FALSE
Any | SWHC046AL | Com | new | CZ06 | cDXHP | SWHC046-01 | ExAnte2019 | IOU workpaper | 2019-11-06 | Cap-Tons | 1 |  |  | 0 | 0 | 0 | -103.7799 | 0 | 17.8055 | [6 empty] | DEER:HVAC_Split-Package_HP | Annual | FALSE
Any | SWHC046AL | Com | new | CZ07 | cDXHP | SWHC046-01 | ExAnte2019 | IOU workpaper | 2019-11-06 | Cap-Tons | 1 |  |  | 0 | 0 | 0 | -85.6419 | 0 | 14.8489 | [6 empty] | DEER:HVAC_Split-Package_HP | Annual | FALSE
Any | SWHC046AL | Com | new | CZ08 | cDXHP | SWHC046-01 | ExAnte2019 | IOU workpaper | 2019-11-06 | Cap-Tons | 1 |  |  | 0 | 0 | 0 | -89.6709 | 0 | 17.3123 | [6 empty] | DEER:HVAC_Split-Package_HP | Annual | FALSE
Any | SWHC046AL | Com | new | CZ09 | cDXHP | SWHC046-01 | ExAnte2019 | IOU workpaper | 2019-11-06 | Cap-Tons | 1 |  |  | 0 | 0 | 0 | -91.3862 | 0 | 16.3497 | [6 empty] | DEER:HVAC_Split-Package_HP | Annual | FALSE
Any | SWHC046AL | Com | new | CZ10 | cDXHP | SWHC046-01 | ExAnte2019 | IOU workpaper | 2019-11-06 | Cap-Tons | 1 |  |  | 0 | 0 | 0 | -129.0187 | 0 | 21.8078 | [6 empty] | DEER:HVAC_Split-Package_HP | Annual | FALSE
Any | SWHC046AL | Com | new | CZ11 | cDXHP | SWHC046-01 | ExAnte2019 | IOU workpaper | 2019-11-06 | Cap-Tons | 1 |  |  | 0 | 0 | 0 | -272.9719 | 0 | 39.3311 | [6 empty] | DEER:HVAC_Split-Package_HP | Annual | FALSE
Any | SWHC046AL | Com | new | CZ12 | cDXHP | SWHC046-01 | ExAnte2019 | IOU workpaper | 2019-11-06 | Cap-Tons | 1 |  |  | 0 | 0 | 0 | -261.3015 | 0 | 36.6702 | [6 empty] | DEER:HVAC_Split-Package_HP | Annual | FALSE
Any | SWHC046AL | Com | new | CZ13 | cDXHP | SWHC046-01 | ExAnte2019 | IOU workpaper | 2019-11-06 | Cap-Tons | 1 |  |  | 0 | 0 | 0 | -218.6445 | 0 | 32.6343 | [6 empty] | DEER:HVAC_Split-Package_HP | Annual | FALSE
Any | SWHC046AL | Com | new | CZ14 | cDXHP | SWHC046-01 | ExAnte2019 | IOU workpaper | 2019-11-06 | Cap-Tons | 1 |  |  | 0 | 0 | 0 | -247.9235 | 0 | 34.9025 | [6 empty] | DEER:HVAC_Split-Package_HP | Annual | FALSE
Any | SWHC046AL | Com | new | CZ15 | cDXHP | SWHC046-01 | ExAnte2019 | IOU workpaper | 2019-11-06 | Cap-Tons | 1 |  |  | 0 | 0 | 0 | 36.0173 | 0 | 5.6497 | [6 empty] | DEER:HVAC_Split-Package_HP | Annual | FALSE
Any | SWHC046AL | Com | new | CZ16 | cDXHP | SWHC046-01 | ExAnte2019 | IOU workpaper | 2019-11-06 | Cap-Tons | 1 |  |  | 0 | 0 | 0 | -962.2919 | 0 | 105.3696 | [6 empty] | DEER:HVAC_Split-Package_HP | Annual | FALSE
Any | SWHC046AL | ECC | new | CZ01 | cDXHP | SWHC046-01 | ExAnte2019 | IOU workpaper | 2019-11-06 | Cap-Tons | 1 |  |  | 0 | 0 | 0 | -376.974 | 0 | 48.5625 | [6 empty] | DEER:HVAC_Split-Package_HP | Annual | FALSE
Any | SWHC046AL | ECC | new | CZ02 | cDXHP | SWHC046-01 | ExAnte2019 | IOU workpaper | 2019-11-06 | Cap-Tons | 1 |  |  | 0 | 0 | 0 | -182.5501 | 0 | 25.4874 | [6 empty] | DEER:HVAC_Split-Package_HP | Annual | FALSE
Any | SWHC046AL | ECC | new | CZ03 | cDXHP | SWHC046-01 | ExAnte2019 | IOU workpaper | 2019-11-06 | Cap-Tons | 1 |  |  | 0 | 0 | 0 | -152.3103 | 0 | 20.8177 | [6 empty] | DEER:HVAC_Split-Package_HP | Annual | FALSE
Any | SWHC046AL | ECC | new | CZ04 | cDXHP | SWHC046-01 | ExAnte2019 | IOU workpaper | 2019-11-06 | Cap-Tons | 1 |  |  | 0 | 0 | 0 | -124.3975 | 0 | 18.1781 | [6 empty] | DEER:HVAC_Split-Package_HP | Annual | FALSE
Any | SWHC046AL | ECC | new | CZ05 | cDXHP | SWHC046-01 | ExAnte2019 | IOU workpaper | 2019-11-06 | Cap-Tons | 1 |  |  | 0 | 0 | 0 | -153.0928 | 0 | 20.7499 | [6 empty] | DEER:HVAC_Split-Package_HP | Annual | FALSE
Any | SWHC046AL | ECC | new | CZ06 | cDXHP | SWHC046-01 | ExAnte2019 | IOU workpaper | 2019-11-06 | Cap-Tons | 1 |  |  | 0 | 0 | 0 | -19.3997 | 0 | 6.4808 | [6 empty] | DEER:HVAC_Split-Package_HP | Annual | FALSE
Any | SWHC046AL | ECC | new | CZ07 | cDXHP | SWHC046-01 | ExAnte2019 | IOU workpaper | 2019-11-06 | Cap-Tons | 1 |  |  | 0 | 0 | 0 | -1.9238 | 0 | 3.6529 | [6 empty] | DEER:HVAC_Split-Package_HP | Annual | FALSE
Any | SWHC046AL | ECC | new | CZ08 | cDXHP | SWHC046-01 | ExAnte2019 | IOU workpaper | 2019-11-06 | Cap-Tons | 1 |  |  | 0 | 0 | 0 | -1.4422 | 0 | 5.824 | [6 empty] | DEER:HVAC_Split-Package_HP | Annual | FALSE
Any | SWHC046AL | ECC | new | CZ09 | cDXHP | SWHC046-01 | ExAnte2019 | IOU workpaper | 2019-11-06 | Cap-Tons | 1 |  |  | 0 | 0 | 0 | -22.2588 | 0 | 7.217 | [6 empty] | DEER:HVAC_Split-Package_HP | Annual | FALSE
Any | SWHC046AL | ECC | new | CZ10 | cDXHP | SWHC046-01 | ExAnte2019 | IOU workpaper | 2019-11-06 | Cap-Tons | 1 |  |  | 0 | 0 | 0 | -18.8602 | 0 | 7.7985 | [6 empty] | DEER:HVAC_Split-Package_HP | Annual | FALSE
Any | SWHC046AL | ECC | new | CZ11 | cDXHP | SWHC046-01 | ExAnte2019 | IOU workpaper | 2019-11-06 | Cap-Tons | 1 |  |  | 0 | 0 | 0 | -135.4194 | 0 | 23.3304 | [6 empty] | DEER:HVAC_Split-Package_HP | Annual | FALSE
Any | SWHC046AL | ECC | new | CZ12 | cDXHP | SWHC046-01 | ExAnte2019 | IOU workpaper | 2019-11-06 | Cap-Tons | 1 |  |  | 0 | 0 | 0 | -150.3005 | 0 | 23.7967 | [6 empty] | DEER:HVAC_Split-Package_HP | Annual | FALSE
Any | SWHC046AL | ECC | new | CZ13 | cDXHP | SWHC046-01 | ExAnte2019 | IOU workpaper | 2019-11-06 | Cap-Tons | 1 |  |  | 0 | 0 | 0 | -107.9652 | 0 | 19.8382 | [6 empty] | DEER:HVAC_Split-Package_HP | Annual | FALSE
Any | SWHC046AL | ECC | new | CZ14 | cDXHP | SWHC046-01 | ExAnte2019 | IOU workpaper | 2019-11-06 | Cap-Tons | 1 |  |  | 0 | 0 | 0 | -127.6104 | 0 | 20.9123 | [6 empty] | DEER:HVAC_Split-Package_HP | Annual | FALSE
Any | SWHC046AL | ECC | new | CZ15 | cDXHP | SWHC046-01 | ExAnte2019 | IOU workpaper | 2019-11-06 | Cap-Tons | 1 |  |  | 0 | 0 | 0 | 60.4935 | 0 | 1.9383 | [6 empty] | DEER:HVAC_Split-Package_HP | Annual | FALSE
Any | SWHC046AL | ECC | new | CZ16 | cDXHP | SWHC046-01 | ExAnte2019 | IOU workpaper | 2019-11-06 | Cap-Tons | 1 |  |  | 0 | 0 | 0 | -599.8918 | 0 | 66.0583 | [6 empty] | DEER:HVAC_Split-Package_HP | Annual | FALSE
Any | SWHC046AL | EPr | new | CZ01 | cDXHP | SWHC046-01 | ExAnte2019 | IOU workpaper | 2019-11-06 | Cap-Tons | 1 |  |  | 0 | 0 | 0 | -532.2662 | 0 | 72.9321 | [6 empty] | DEER:HVAC_Split-Package_HP | Annual | FALSE
Any | SWHC046AL | EPr | new | CZ02 | cDXHP | SWHC046-01 | ExAnte2019 | IOU workpaper | 2019-11-06 | Cap-Tons | 1 |  |  | 0 | 0 | 0 | -277.4103 | 0 | 34.8916 | [6 empty] | DEER:HVAC_Split-Package_HP | Annual | FALSE
Any | SWHC046AL | EPr | new | CZ03 | cDXHP | SWHC046-01 | ExAnte2019 | IOU workpaper | 2019-11-06 | Cap-Tons | 1 |  |  | 0 | 0 | 0 | -240.419 | 0 | 33.4162 | [6 empty] | DEER:HVAC_Split-Package_HP | Annual | FALSE
Any | SWHC046AL | EPr | new | CZ04 | cDXHP | SWHC046-01 | ExAnte2019 | IOU workpaper | 2019-11-06 | Cap-Tons | 1 |  |  | 0 | 0 | 0 | -197.6496 | 0 | 25.051 | [6 empty] | DEER:HVAC_Split-Package_HP | Annual | FALSE
Any | SWHC046AL | EPr | new | CZ05 | cDXHP | SWHC046-01 | ExAnte2019 | IOU workpaper | 2019-11-06 | Cap-Tons | 1 |  |  | 0 | 0 | 0 | -242.5894 | 0 | 33.5248 | [6 empty] | DEER:HVAC_Split-Package_HP | Annual | FALSE
Any | SWHC046AL | EPr | new | CZ06 | cDXHP | SWHC046-01 | ExAnte2019 | IOU workpaper | 2019-11-06 | Cap-Tons | 1 |  |  | 0 | 0 | 0 | -80.6647 | 0 | 12.9186 | [6 empty] | DEER:HVAC_Split-Package_HP | Annual | FALSE
Any | SWHC046AL | EPr | new | CZ07 | cDXHP | SWHC046-01 | ExAnte2019 | IOU workpaper | 2019-11-06 | Cap-Tons | 1 |  |  | 0 | 0 | 0 | -61.1074 | 0 | 9.4326 | [6 empty] | DEER:HVAC_Split-Package_HP | Annual | FALSE
Any | SWHC046AL | EPr | new | CZ08 | cDXHP | SWHC046-01 | ExAnte2019 | IOU workpaper | 2019-11-06 | Cap-Tons | 1 |  |  | 0 | 0 | 0 | -59.0746 | 0 | 10.7872 | [6 empty] | DEER:HVAC_Split-Package_HP | Annual | FALSE
Any | SWHC046AL | EPr | new | CZ09 | cDXHP | SWHC046-01 | ExAnte2019 | IOU workpaper | 2019-11-06 | Cap-Tons | 1 |  |  | 0 | 0 | 0 | -82.9793 | 0 | 13.0614 | [6 empty] | DEER:HVAC_Split-Package_HP | Annual | FALSE
Any | SWHC046AL | EPr | new | CZ10 | cDXHP | SWHC046-01 | ExAnte2019 | IOU workpaper | 2019-11-06 | Cap-Tons | 1 |  |  | 0 | 0 | 0 | -71.9281 | 0 | 12.6484 | [6 empty] | DEER:HVAC_Split-Package_HP | Annual | FALSE
Any | SWHC046AL | EPr | new | CZ11 | cDXHP | SWHC046-01 | ExAnte2019 | IOU workpaper | 2019-11-06 | Cap-Tons | 1 |  |  | 0 | 0 | 0 | -196.6209 | 0 | 29.0409 | [6 empty] | DEER:HVAC_Split-Package_HP | Annual | FALSE
Any | SWHC046AL | EPr | new | CZ12 | cDXHP | SWHC046-01 | ExAnte2019 | IOU workpaper | 2019-11-06 | Cap-Tons | 1 |  |  | 0 | 0 | 0 | -224.1231 | 0 | 30.6956 | [6 empty] | DEER:HVAC_Split-Package_HP | Annual | FALSE
Any | SWHC046AL | EPr | new | CZ13 | cDXHP | SWHC046-01 | ExAnte2019 | IOU workpaper | 2019-11-06 | Cap-Tons | 1 |  |  | 0 | 0 | 0 | -160.4387 | 0 | 25.624 | [6 empty] | DEER:HVAC_Split-Package_HP | Annual | FALSE
Any | SWHC046AL | EPr | new | CZ14 | cDXHP | SWHC046-01 | ExAnte2019 | IOU workpaper | 2019-11-06 | Cap-Tons | 1 |  |  | 0 | 0 | 0 | -182.5481 | 0 | 26.2296 | [6 empty] | DEER:HVAC_Split-Package_HP | Annual | FALSE
Any | SWHC046AL | EPr | new | CZ15 | cDXHP | SWHC046-01 | ExAnte2019 | IOU workpaper | 2019-11-06 | Cap-Tons | 1 |  |  | 0 | 0 | 0 | 20.0096 | 0 | 3.5631 | [6 empty] | DEER:HVAC_Split-Package_HP | Annual | FALSE
Any | SWHC046AL | EPr | new | CZ16 | cDXHP | SWHC046-01 | ExAnte2019 | IOU workpaper | 2019-11-06 | Cap-Tons | 1 |  |  | 0 | 0 | 0 | -747.2079 | 0 | 84.4166 | [6 empty] | DEER:HVAC_Split-Package_HP | Annual | FALSE
Any | SWHC046AL | ERC | new | CZ01 | cDXHP | SWHC046-01 | ExAnte2019 | IOU workpaper | 2019-11-06 | Cap-Tons | 1 |  |  | 0 | 0 | 0 | -801.815 | 0 | 110.1162 | [6 empty] | DEER:HVAC_Split-Package_HP | Annual | FALSE
Any | SWHC046AL | ERC | new | CZ02 | cDXHP | SWHC046-01 | ExAnte2019 | IOU workpaper | 2019-11-06 | Cap-Tons | 1 |  |  | 0 | 0 | 0 | -493.4778 | 0 | 69.5869 | [6 empty] | DEER:HVAC_Split-Package_HP | Annual | FALSE
Any | SWHC046AL | ERC | new | CZ03 | cDXHP | SWHC046-01 | ExAnte2019 | IOU workpaper | 2019-11-06 | Cap-Tons | 1 |  |  | 0 | 0 | 0 | -336.1377 | 0 | 53.4289 | [6 empty] | DEER:HVAC_Split-Package_HP | Annual | FALSE
Any | SWHC046AL | ERC | new | CZ04 | cDXHP | SWHC046-01 | ExAnte2019 | IOU workpaper | 2019-11-06 | Cap-Tons | 1 |  |  | 0 | 0 | 0 | -342.9069 | 0 | 49.8915 | [6 empty] | DEER:HVAC_Split-Package_HP | Annual | FALSE
Any | SWHC046AL | ERC | new | CZ05 | cDXHP | SWHC046-01 | ExAnte2019 | IOU workpaper | 2019-11-06 | Cap-Tons | 1 |  |  | 0 | 0 | 0 | -407.4323 | 0 | 61.724 | [6 empty] | DEER:HVAC_Split-Package_HP | Annual | FALSE
Any | SWHC046AL | ERC | new | CZ06 | cDXHP | SWHC046-01 | ExAnte2019 | IOU workpaper | 2019-11-06 | Cap-Tons | 1 |  |  | 0 | 0 | 0 | -142.3751 | 0 | 26.3492 | [6 empty] | DEER:HVAC_Split-Package_HP | Annual | FALSE
Any | SWHC046AL | ERC | new | CZ07 | cDXHP | SWHC046-01 | ExAnte2019 | IOU workpaper | 2019-11-06 | Cap-Tons | 1 |  |  | 0 | 0 | 0 | -79.4754 | 0 | 16.423 | [6 empty] | DEER:HVAC_Split-Package_HP | Annual | FALSE
Any | SWHC046AL | ERC | new | CZ08 | cDXHP | SWHC046-01 | ExAnte2019 | IOU workpaper | 2019-11-06 | Cap-Tons | 1 |  |  | 0 | 0 | 0 | -112.5509 | 0 | 22.7451 | [6 empty] | DEER:HVAC_Split-Package_HP | Annual | FALSE
Any | SWHC046AL | ERC | new | CZ09 | cDXHP | SWHC046-01 | ExAnte2019 | IOU workpaper | 2019-11-06 | Cap-Tons | 1 |  |  | 0 | 0 | 0 | -120.9699 | 0 | 22.2282 | [6 empty] | DEER:HVAC_Split-Package_HP | Annual | FALSE
Any | SWHC046AL | ERC | new | CZ10 | cDXHP | SWHC046-01 | ExAnte2019 | IOU workpaper | 2019-11-06 | Cap-Tons | 1 |  |  | 0 | 0 | 0 | -143.0453 | 0 | 25.4458 | [6 empty] | DEER:HVAC_Split-Package_HP | Annual | FALSE
Any | SWHC046AL | ERC | new | CZ11 | cDXHP | SWHC046-01 | ExAnte2019 | IOU workpaper | 2019-11-06 | Cap-Tons | 1 |  |  | 0 | 0 | 0 | -312.7782 | 0 | 46.9039 | [6 empty] | DEER:HVAC_Split-Package_HP | Annual | FALSE
Any | SWHC046AL | ERC | new | CZ12 | cDXHP | SWHC046-01 | ExAnte2019 | IOU workpaper | 2019-11-06 | Cap-Tons | 1 |  |  | 0 | 0 | 0 | -359.8886 | 0 | 52.9718 | [6 empty] | DEER:HVAC_Split-Package_HP | Annual | FALSE
Any | SWHC046AL | ERC | new | CZ13 | cDXHP | SWHC046-01 | ExAnte2019 | IOU workpaper | 2019-11-06 | Cap-Tons | 1 |  |  | 0 | 0 | 0 | -268.6858 | 0 | 41.4797 | [6 empty] | DEER:HVAC_Split-Package_HP | Annual | FALSE
Any | SWHC046AL | ERC | new | CZ14 | cDXHP | SWHC046-01 | ExAnte2019 | IOU workpaper | 2019-11-06 | Cap-Tons | 1 |  |  | 0 | 0 | 0 | -305.9316 | 0 | 43.799 | [6 empty] | DEER:HVAC_Split-Package_HP | Annual | FALSE
Any | SWHC046AL | ERC | new | CZ15 | cDXHP | SWHC046-01 | ExAnte2019 | IOU workpaper | 2019-11-06 | Cap-Tons | 1 |  |  | 0 | 0 | 0 | 11.5549 | 0 | 6.7246 | [6 empty] | DEER:HVAC_Split-Package_HP | Annual | FALSE
Any | SWHC046AL | ERC | new | CZ16 | cDXHP | SWHC046-01 | ExAnte2019 | IOU workpaper | 2019-11-06 | Cap-Tons | 1 |  |  | 0 | 0 | 0 | -1108.6674 | 0 | 123.3539 | [6 empty] | DEER:HVAC_Split-Package_HP | Annual | FALSE
Any | SWHC046AL | ESe | new | CZ01 | cDXHP | SWHC046-01 | ExAnte2019 | IOU workpaper | 2019-11-06 | Cap-Tons | 1 |  |  | 0 | 0 | 0 | -470.671 | 0 | 62.6164 | [6 empty] | DEER:HVAC_Split-Package_HP | Annual | FALSE
Any | SWHC046AL | ESe | new | CZ02 | cDXHP | SWHC046-01 | ExAnte2019 | IOU workpaper | 2019-11-06 | Cap-Tons | 1 |  |  | 0 | 0 | 0 | -267.8219 | 0 | 33.9701 | [6 empty] | DEER:HVAC_Split-Package_HP | Annual | FALSE
Any | SWHC046AL | ESe | new | CZ03 | cDXHP | SWHC046-01 | ExAnte2019 | IOU workpaper | 2019-11-06 | Cap-Tons | 1 |  |  | 0 | 0 | 0 | -188.3779 | 0 | 26.013 | [6 empty] | DEER:HVAC_Split-Package_HP | Annual | FALSE
Any | SWHC046AL | ESe | new | CZ04 | cDXHP | SWHC046-01 | ExAnte2019 | IOU workpaper | 2019-11-06 | Cap-Tons | 1 |  |  | 0 | 0 | 0 | -166.0232 | 0 | 22.1133 | [6 empty] | DEER:HVAC_Split-Package_HP | Annual | FALSE
Any | SWHC046AL | ESe | new | CZ05 | cDXHP | SWHC046-01 | ExAnte2019 | IOU workpaper | 2019-11-06 | Cap-Tons | 1 |  |  | 0 | 0 | 0 | -183.4534 | 0 | 25.3541 | [6 empty] | DEER:HVAC_Split-Package_HP | Annual | FALSE
Any | SWHC046AL | ESe | new | CZ06 | cDXHP | SWHC046-01 | ExAnte2019 | IOU workpaper | 2019-11-06 | Cap-Tons | 1 |  |  | 0 | 0 | 0 | -52.5027 | 0 | 9.5127 | [6 empty] | DEER:HVAC_Split-Package_HP | Annual | FALSE
Any | SWHC046AL | ESe | new | CZ07 | cDXHP | SWHC046-01 | ExAnte2019 | IOU workpaper | 2019-11-06 | Cap-Tons | 1 |  |  | 0 | 0 | 0 | -29.7506 | 0 | 6.3211 | [6 empty] | DEER:HVAC_Split-Package_HP | Annual | FALSE
Any | SWHC046AL | ESe | new | CZ08 | cDXHP | SWHC046-01 | ExAnte2019 | IOU workpaper | 2019-11-06 | Cap-Tons | 1 |  |  | 0 | 0 | 0 | -35.6302 | 0 | 8.7812 | [6 empty] | DEER:HVAC_Split-Package_HP | Annual | FALSE
Any | SWHC046AL | ESe | new | CZ09 | cDXHP | SWHC046-01 | ExAnte2019 | IOU workpaper | 2019-11-06 | Cap-Tons | 1 |  |  | 0 | 0 | 0 | -54.9411 | 0 | 10.222 | [6 empty] | DEER:HVAC_Split-Package_HP | Annual | FALSE
Any | SWHC046AL | ESe | new | CZ10 | cDXHP | SWHC046-01 | ExAnte2019 | IOU workpaper | 2019-11-06 | Cap-Tons | 1 |  |  | 0 | 0 | 0 | -68.871 | 0 | 12.5049 | [6 empty] | DEER:HVAC_Split-Package_HP | Annual | FALSE
Any | SWHC046AL | ESe | new | CZ11 | cDXHP | SWHC046-01 | ExAnte2019 | IOU workpaper | 2019-11-06 | Cap-Tons | 1 |  |  | 0 | 0 | 0 | -208.1954 | 0 | 31.1402 | [6 empty] | DEER:HVAC_Split-Package_HP | Annual | FALSE
Any | SWHC046AL | ESe | new | CZ12 | cDXHP | SWHC046-01 | ExAnte2019 | IOU workpaper | 2019-11-06 | Cap-Tons | 1 |  |  | 0 | 0 | 0 | -230.2803 | 0 | 31.7749 | [6 empty] | DEER:HVAC_Split-Package_HP | Annual | FALSE
Any | SWHC046AL | ESe | new | CZ13 | cDXHP | SWHC046-01 | ExAnte2019 | IOU workpaper | 2019-11-06 | Cap-Tons | 1 |  |  | 0 | 0 | 0 | -172.907 | 0 | 26.6575 | [6 empty] | DEER:HVAC_Split-Package_HP | Annual | FALSE
Any | SWHC046AL | ESe | new | CZ14 | cDXHP | SWHC046-01 | ExAnte2019 | IOU workpaper | 2019-11-06 | Cap-Tons | 1 |  |  | 0 | 0 | 0 | -195.0861 | 0 | 27.9764 | [6 empty] | DEER:HVAC_Split-Package_HP | Annual | FALSE
Any | SWHC046AL | ESe | new | CZ15 | cDXHP | SWHC046-01 | ExAnte2019 | IOU workpaper | 2019-11-06 | Cap-Tons | 1 |  |  | 0 | 0 | 0 | 25.1459 | 0 | 3.6936 | [6 empty] | DEER:HVAC_Split-Package_HP | Annual | FALSE
Any | SWHC046AL | ESe | new | CZ16 | cDXHP | SWHC046-01 | ExAnte2019 | IOU workpaper | 2019-11-06 | Cap-Tons | 1 |  |  | 0 | 0 | 0 | -697.8907 | 0 | 76.8018 | [6 empty] | DEER:HVAC_Split-Package_HP | Annual | FALSE
Any | SWHC046AL | EUn | new | CZ01 | cDXHP | SWHC046-01 | ExAnte2019 | IOU workpaper | 2019-11-06 | Cap-Tons | 1 |  |  | 0 | 0 | 0 | -515.0645 | 0 | 69.9315 | [6 empty] | DEER:HVAC_Split-Package_HP | Annual | FALSE
Any | SWHC046AL | EUn | new | CZ02 | cDXHP | SWHC046-01 | ExAnte2019 | IOU workpaper | 2019-11-06 | Cap-Tons | 1 |  |  | 0 | 0 | 0 | -284.9228 | 0 | 40.0477 | [6 empty] | DEER:HVAC_Split-Package_HP | Annual | FALSE
Any | SWHC046AL | EUn | new | CZ03 | cDXHP | SWHC046-01 | ExAnte2019 | IOU workpaper | 2019-11-06 | Cap-Tons | 1 |  |  | 0 | 0 | 0 | -240.3418 | 0 | 34.7464 | [6 empty] | DEER:HVAC_Split-Package_HP | Annual | FALSE
Any | SWHC046AL | EUn | new | CZ04 | cDXHP | SWHC046-01 | ExAnte2019 | IOU workpaper | 2019-11-06 | Cap-Tons | 1 |  |  | 0 | 0 | 0 | -212.2215 | 0 | 30.3089 | [6 empty] | DEER:HVAC_Split-Package_HP | Annual | FALSE
Any | SWHC046AL | EUn | new | CZ05 | cDXHP | SWHC046-01 | ExAnte2019 | IOU workpaper | 2019-11-06 | Cap-Tons | 1 |  |  | 0 | 0 | 0 | -246.5034 | 0 | 35.8672 | [6 empty] | DEER:HVAC_Split-Package_HP | Annual | FALSE
Any | SWHC046AL | EUn | new | CZ06 | cDXHP | SWHC046-01 | ExAnte2019 | IOU workpaper | 2019-11-06 | Cap-Tons | 1 |  |  | 0 | 0 | 0 | -71.8028 | 0 | 14.0792 | [6 empty] | DEER:HVAC_Split-Package_HP | Annual | FALSE
Any | SWHC046AL | EUn | new | CZ07 | cDXHP | SWHC046-01 | ExAnte2019 | IOU workpaper | 2019-11-06 | Cap-Tons | 1 |  |  | 0 | 0 | 0 | -47.471 | 0 | 9.8559 | [6 empty] | DEER:HVAC_Split-Package_HP | Annual | FALSE
Any | SWHC046AL | EUn | new | CZ08 | cDXHP | SWHC046-01 | ExAnte2019 | IOU workpaper | 2019-11-06 | Cap-Tons | 1 |  |  | 0 | 0 | 0 | -52.1437 | 0 | 13.4116 | [6 empty] | DEER:HVAC_Split-Package_HP | Annual | FALSE
Any | SWHC046AL | EUn | new | CZ09 | cDXHP | SWHC046-01 | ExAnte2019 | IOU workpaper | 2019-11-06 | Cap-Tons | 1 |  |  | 0 | 0 | 0 | -69.3686 | 0 | 14.0701 | [6 empty] | DEER:HVAC_Split-Package_HP | Annual | FALSE
Any | SWHC046AL | EUn | new | CZ10 | cDXHP | SWHC046-01 | ExAnte2019 | IOU workpaper | 2019-11-06 | Cap-Tons | 1 |  |  | 0 | 0 | 0 | -62.1068 | 0 | 14.3307 | [6 empty] | DEER:HVAC_Split-Package_HP | Annual | FALSE
Any | SWHC046AL | EUn | new | CZ11 | cDXHP | SWHC046-01 | ExAnte2019 | IOU workpaper | 2019-11-06 | Cap-Tons | 1 |  |  | 0 | 0 | 0 | -190.0735 | 0 | 31.7561 | [6 empty] | DEER:HVAC_Split-Package_HP | Annual | FALSE
Any | SWHC046AL | EUn | new | CZ12 | cDXHP | SWHC046-01 | ExAnte2019 | IOU workpaper | 2019-11-06 | Cap-Tons | 1 |  |  | 0 | 0 | 0 | -216.7028 | 0 | 34.1153 | [6 empty] | DEER:HVAC_Split-Package_HP | Annual | FALSE
Any | SWHC046AL | EUn | new | CZ13 | cDXHP | SWHC046-01 | ExAnte2019 | IOU workpaper | 2019-11-06 | Cap-Tons | 1 |  |  | 0 | 0 | 0 | -154.5308 | 0 | 26.9542 | [6 empty] | DEER:HVAC_Split-Package_HP | Annual | FALSE
Any | SWHC046AL | EUn | new | CZ14 | cDXHP | SWHC046-01 | ExAnte2019 | IOU workpaper | 2019-11-06 | Cap-Tons | 1 |  |  | 0 | 0 | 0 | -183.2457 | 0 | 29.2439 | [6 empty] | DEER:HVAC_Split-Package_HP | Annual | FALSE
Any | SWHC046AL | EUn | new | CZ15 | cDXHP | SWHC046-01 | ExAnte2019 | IOU workpaper | 2019-11-06 | Cap-Tons | 1 |  |  | 0 | 0 | 0 | 47.1937 | 0 | 4.2252 | [6 empty] | DEER:HVAC_Split-Package_HP | Annual | FALSE
Any | SWHC046AL | EUn | new | CZ16 | cDXHP | SWHC046-01 | ExAnte2019 | IOU workpaper | 2019-11-06 | Cap-Tons | 1 |  |  | 0 | 0 | 0 | -734.0849 | 0 | 82.9867 | [6 empty] | DEER:HVAC_Split-Package_HP | Annual | FALSE
Any | SWHC046AL | Gro | new | CZ01 | cDXHP | SWHC046-01 | ExAnte2019 | IOU workpaper | 2019-11-06 | Cap-Tons | 1 |  |  | 0 | 0 | 0 | -3291.2317 | 0 | 439.6634 | [6 empty] | DEER:HVAC_Split-Package_HP | Annual | FALSE
Any | SWHC046AL | Gro | new | CZ02 | cDXHP | SWHC046-01 | ExAnte2019 | IOU workpaper | 2019-11-06 | Cap-Tons | 1 |  |  | 0 | 0 | 0 | -1263.0221 | 0 | 144.7363 | [6 empty] | DEER:HVAC_Split-Package_HP | Annual | FALSE
Any | SWHC046AL | Gro | new | CZ03 | cDXHP | SWHC046-01 | ExAnte2019 | IOU workpaper | 2019-11-06 | Cap-Tons | 1 |  |  | 0 | 0 | 0 | -1457.7226 | 0 | 197.2844 | [6 empty] | DEER:HVAC_Split-Package_HP | Annual | FALSE
Any | SWHC046AL | Gro | new | CZ04 | cDXHP | SWHC046-01 | ExAnte2019 | IOU workpaper | 2019-11-06 | Cap-Tons | 1 |  |  | 0 | 0 | 0 | -1077.2518 | 0 | 130.0058 | [6 empty] | DEER:HVAC_Split-Package_HP | Annual | FALSE
Any | SWHC046AL | Gro | new | CZ05 | cDXHP | SWHC046-01 | ExAnte2019 | IOU workpaper | 2019-11-06 | Cap-Tons | 1 |  |  | 0 | 0 | 0 | -1716.8468 | 0 | 229.3916 | [6 empty] | DEER:HVAC_Split-Package_HP | Annual | FALSE
Any | SWHC046AL | Gro | new | CZ06 | cDXHP | SWHC046-01 | ExAnte2019 | IOU workpaper | 2019-11-06 | Cap-Tons | 1 |  |  | 0 | 0 | 0 | -765.7912 | 0 | 89.5988 | [6 empty] | DEER:HVAC_Split-Package_HP | Annual | FALSE
Any | SWHC046AL | Gro | new | CZ07 | cDXHP | SWHC046-01 | ExAnte2019 | IOU workpaper | 2019-11-06 | Cap-Tons | 1 |  |  | 0 | 0 | 0 | -800.6478 | 0 | 104.7239 | [6 empty] | DEER:HVAC_Split-Package_HP | Annual | FALSE
Any | SWHC046AL | Gro | new | CZ08 | cDXHP | SWHC046-01 | ExAnte2019 | IOU workpaper | 2019-11-06 | Cap-Tons | 1 |  |  | 0 | 0 | 0 | -629.651 | 0 | 74.6975 | [6 empty] | DEER:HVAC_Split-Package_HP | Annual | FALSE
Any | SWHC046AL | Gro | new | CZ09 | cDXHP | SWHC046-01 | ExAnte2019 | IOU workpaper | 2019-11-06 | Cap-Tons | 1 |  |  | 0 | 0 | 0 | -619.7775 | 0 | 68.4359 | [6 empty] | DEER:HVAC_Split-Package_HP | Annual | FALSE
Any | SWHC046AL | Gro | new | CZ10 | cDXHP | SWHC046-01 | ExAnte2019 | IOU workpaper | 2019-11-06 | Cap-Tons | 1 |  |  | 0 | 0 | 0 | -657.3752 | 0 | 73.7171 | [6 empty] | DEER:HVAC_Split-Package_HP | Annual | FALSE
Any | SWHC046AL | Gro | new | CZ11 | cDXHP | SWHC046-01 | ExAnte2019 | IOU workpaper | 2019-11-06 | Cap-Tons | 1 |  |  | 0 | 0 | 0 | -918.1927 | 0 | 101.6762 | [6 empty] | DEER:HVAC_Split-Package_HP | Annual | FALSE
Any | SWHC046AL | Gro | new | CZ12 | cDXHP | SWHC046-01 | ExAnte2019 | IOU workpaper | 2019-11-06 | Cap-Tons | 1 |  |  | 0 | 0 | 0 | -953.9726 | 0 | 101.3289 | [6 empty] | DEER:HVAC_Split-Package_HP | Annual | FALSE
Any | SWHC046AL | Gro | new | CZ13 | cDXHP | SWHC046-01 | ExAnte2019 | IOU workpaper | 2019-11-06 | Cap-Tons | 1 |  |  | 0 | 0 | 0 | -828.4964 | 0 | 91.2784 | [6 empty] | DEER:HVAC_Split-Package_HP | Annual | FALSE
Any | SWHC046AL | Gro | new | CZ14 | cDXHP | SWHC046-01 | ExAnte2019 | IOU workpaper | 2019-11-06 | Cap-Tons | 1 |  |  | 0 | 0 | 0 | -909.5399 | 0 | 96.6664 | [6 empty] | DEER:HVAC_Split-Package_HP | Annual | FALSE
Any | SWHC046AL | Gro | new | CZ15 | cDXHP | SWHC046-01 | ExAnte2019 | IOU workpaper | 2019-11-06 | Cap-Tons | 1 |  |  | 0 | 0 | 0 | -222.8626 | 0 | 26.4591 | [6 empty] | DEER:HVAC_Split-Package_HP | Annual | FALSE
Any | SWHC046AL | Gro | new | CZ16 | cDXHP | SWHC046-01 | ExAnte2019 | IOU workpaper | 2019-11-06 | Cap-Tons | 1 |  |  | 0 | 0 | 0 | -2989.1482 | 0 | 301.7267 | [6 empty] | DEER:HVAC_Split-Package_HP | Annual | FALSE
Any | SWHC046AL | Hsp | new | CZ01 | cDXHP | SWHC046-01 | ExAnte2019 | IOU workpaper | 2019-11-06 | Cap-Tons | 1 |  |  | 0 | 0 | 0 | -422.2295 | 0 | 45.0814 | [6 empty] | DEER:HVAC_Split-Package_HP | Annual | FALSE
Any | SWHC046AL | Hsp | new | CZ02 | cDXHP | SWHC046-01 | ExAnte2019 | IOU workpaper | 2019-11-06 | Cap-Tons | 1 |  |  | 0 | 0 | 0 | -242.7851 | 0 | 28.618 | [6 empty] | DEER:HVAC_Split-Package_HP | Annual | FALSE
Any | SWHC046AL | Hsp | new | CZ03 | cDXHP | SWHC046-01 | ExAnte2019 | IOU workpaper | 2019-11-06 | Cap-Tons | 1 |  |  | 0 | 0 | 0 | -189.365 | 0 | 21.6234 | [6 empty] | DEER:HVAC_Split-Package_HP | Annual | FALSE
Any | SWHC046AL | Hsp | new | CZ04 | cDXHP | SWHC046-01 | ExAnte2019 | IOU workpaper | 2019-11-06 | Cap-Tons | 1 |  |  | 0 | 0 | 0 | -175.7219 | 0 | 21.5661 | [6 empty] | DEER:HVAC_Split-Package_HP | Annual | FALSE
Any | SWHC046AL | Hsp | new | CZ05 | cDXHP | SWHC046-01 | ExAnte2019 | IOU workpaper | 2019-11-06 | Cap-Tons | 1 |  |  | 0 | 0 | 0 | -205.5715 | 0 | 23.1037 | [6 empty] | DEER:HVAC_Split-Package_HP | Annual | FALSE
Any | SWHC046AL | Hsp | new | CZ06 | cDXHP | SWHC046-01 | ExAnte2019 | IOU workpaper | 2019-11-06 | Cap-Tons | 1 |  |  | 0 | 0 | 0 | -56.4066 | 0 | 9.9934 | [6 empty] | DEER:HVAC_Split-Package_HP | Annual | FALSE
Any | SWHC046AL | Hsp | new | CZ07 | cDXHP | SWHC046-01 | ExAnte2019 | IOU workpaper | 2019-11-06 | Cap-Tons | 1 |  |  | 0 | 0 | 0 | -8.4541 | 0 | 4.2672 | [6 empty] | DEER:HVAC_Split-Package_HP | Annual | FALSE
Any | SWHC046AL | Hsp | new | CZ08 | cDXHP | SWHC046-01 | ExAnte2019 | IOU workpaper | 2019-11-06 | Cap-Tons | 1 |  |  | 0 | 0 | 0 | -22.5512 | 0 | 7.5154 | [6 empty] | DEER:HVAC_Split-Package_HP | Annual | FALSE
Any | SWHC046AL | Hsp | new | CZ09 | cDXHP | SWHC046-01 | ExAnte2019 | IOU workpaper | 2019-11-06 | Cap-Tons | 1 |  |  | 0 | 0 | 0 | -47.4394 | 0 | 10.548 | [6 empty] | DEER:HVAC_Split-Package_HP | Annual | FALSE
Any | SWHC046AL | Hsp | new | CZ10 | cDXHP | SWHC046-01 | ExAnte2019 | IOU workpaper | 2019-11-06 | Cap-Tons | 1 |  |  | 0 | 0 | 0 | -61.6884 | 0 | 12.4026 | [6 empty] | DEER:HVAC_Split-Package_HP | Annual | FALSE
Any | SWHC046AL | Hsp | new | CZ11 | cDXHP | SWHC046-01 | ExAnte2019 | IOU workpaper | 2019-11-06 | Cap-Tons | 1 |  |  | 0 | 0 | 0 | -210.7988 | 0 | 29.6874 | [6 empty] | DEER:HVAC_Split-Package_HP | Annual | FALSE
Any | SWHC046AL | Hsp | new | CZ12 | cDXHP | SWHC046-01 | ExAnte2019 | IOU workpaper | 2019-11-06 | Cap-Tons | 1 |  |  | 0 | 0 | 0 | -212.0952 | 0 | 27.7973 | [6 empty] | DEER:HVAC_Split-Package_HP | Annual | FALSE
Any | SWHC046AL | Hsp | new | CZ13 | cDXHP | SWHC046-01 | ExAnte2019 | IOU workpaper | 2019-11-06 | Cap-Tons | 1 |  |  | 0 | 0 | 0 | -176.2577 | 0 | 25.8934 | [6 empty] | DEER:HVAC_Split-Package_HP | Annual | FALSE
Any | SWHC046AL | Hsp | new | CZ14 | cDXHP | SWHC046-01 | ExAnte2019 | IOU workpaper | 2019-11-06 | Cap-Tons | 1 |  |  | 0 | 0 | 0 | -244.847 | 0 | 32.7911 | [6 empty] | DEER:HVAC_Split-Package_HP | Annual | FALSE
Any | SWHC046AL | Hsp | new | CZ15 | cDXHP | SWHC046-01 | ExAnte2019 | IOU workpaper | 2019-11-06 | Cap-Tons | 1 |  |  | 0 | 0 | 0 | 72.3154 | 0 | 4.4555 | [6 empty] | DEER:HVAC_Split-Package_HP | Annual | FALSE
Any | SWHC046AL | Hsp | new | CZ16 | cDXHP | SWHC046-01 | ExAnte2019 | IOU workpaper | 2019-11-06 | Cap-Tons | 1 |  |  | 0 | 0 | 0 | -732.8272 | 0 | 78.0691 | [6 empty] | DEER:HVAC_Split-Package_HP | Annual | FALSE
Any | SWHC046AL | Htl | new | CZ01 | cDXHP | SWHC046-01 | ExAnte2019 | IOU workpaper | 2019-11-06 | Cap-Tons | 1 |  |  | 0 | 0 | 0 | -1433.2302 | 0 | 187.3794 | [6 empty] | DEER:HVAC_Split-Package_HP | Annual | FALSE
Any | SWHC046AL | Htl | new | CZ02 | cDXHP | SWHC046-01 | ExAnte2019 | IOU workpaper | 2019-11-06 | Cap-Tons | 1 |  |  | 0 | 0 | 0 | -868.0063 | 0 | 104.5951 | [6 empty] | DEER:HVAC_Split-Package_HP | Annual | FALSE
Any | SWHC046AL | Htl | new | CZ03 | cDXHP | SWHC046-01 | ExAnte2019 | IOU workpaper | 2019-11-06 | Cap-Tons | 1 |  |  | 0 | 0 | 0 | -759.34 | 0 | 102.0275 | [6 empty] | DEER:HVAC_Split-Package_HP | Annual | FALSE
Any | SWHC046AL | Htl | new | CZ04 | cDXHP | SWHC046-01 | ExAnte2019 | IOU workpaper | 2019-11-06 | Cap-Tons | 1 |  |  | 0 | 0 | 0 | -666.6002 | 0 | 75.5046 | [6 empty] | DEER:HVAC_Split-Package_HP | Annual | FALSE
Any | SWHC046AL | Htl | new | CZ05 | cDXHP | SWHC046-01 | ExAnte2019 | IOU workpaper | 2019-11-06 | Cap-Tons | 1 |  |  | 0 | 0 | 0 | -803.1475 | 0 | 107.2411 | [6 empty] | DEER:HVAC_Split-Package_HP | Annual | FALSE
Any | SWHC046AL | Htl | new | CZ06 | cDXHP | SWHC046-01 | ExAnte2019 | IOU workpaper | 2019-11-06 | Cap-Tons | 1 |  |  | 0 | 0 | 0 | -344.0904 | 0 | 48.4703 | [6 empty] | DEER:HVAC_Split-Package_HP | Annual | FALSE
Any | SWHC046AL | Htl | new | CZ07 | cDXHP | SWHC046-01 | ExAnte2019 | IOU workpaper | 2019-11-06 | Cap-Tons | 1 |  |  | 0 | 0 | 0 | -251.3062 | 0 | 33.6708 | [6 empty] | DEER:HVAC_Split-Package_HP | Annual | FALSE
Any | SWHC046AL | Htl | new | CZ08 | cDXHP | SWHC046-01 | ExAnte2019 | IOU workpaper | 2019-11-06 | Cap-Tons | 1 |  |  | 0 | 0 | 0 | -237.0977 | 0 | 37.0812 | [6 empty] | DEER:HVAC_Split-Package_HP | Annual | FALSE
Any | SWHC046AL | Htl | new | CZ09 | cDXHP | SWHC046-01 | ExAnte2019 | IOU workpaper | 2019-11-06 | Cap-Tons | 1 |  |  | 0 | 0 | 0 | -293.0246 | 0 | 41.7772 | [6 empty] | DEER:HVAC_Split-Package_HP | Annual | FALSE
Any | SWHC046AL | Htl | new | CZ10 | cDXHP | SWHC046-01 | ExAnte2019 | IOU workpaper | 2019-11-06 | Cap-Tons | 1 |  |  | 0 | 0 | 0 | -314.7682 | 0 | 47.6979 | [6 empty] | DEER:HVAC_Split-Package_HP | Annual | FALSE
Any | SWHC046AL | Htl | new | CZ11 | cDXHP | SWHC046-01 | ExAnte2019 | IOU workpaper | 2019-11-06 | Cap-Tons | 1 |  |  | 0 | 0 | 0 | -575.2194 | 0 | 83.4381 | [6 empty] | DEER:HVAC_Split-Package_HP | Annual | FALSE
Any | SWHC046AL | Htl | new | CZ12 | cDXHP | SWHC046-01 | ExAnte2019 | IOU workpaper | 2019-11-06 | Cap-Tons | 1 |  |  | 0 | 0 | 0 | -613.5599 | 0 | 86.7708 | [6 empty] | DEER:HVAC_Split-Package_HP | Annual | FALSE
Any | SWHC046AL | Htl | new | CZ13 | cDXHP | SWHC046-01 | ExAnte2019 | IOU workpaper | 2019-11-06 | Cap-Tons | 1 |  |  | 0 | 0 | 0 | -510.0399 | 0 | 74.313 | [6 empty] | DEER:HVAC_Split-Package_HP | Annual | FALSE
Any | SWHC046AL | Htl | new | CZ14 | cDXHP | SWHC046-01 | ExAnte2019 | IOU workpaper | 2019-11-06 | Cap-Tons | 1 |  |  | 0 | 0 | 0 | -621.2485 | 0 | 86.377 | [6 empty] | DEER:HVAC_Split-Package_HP | Annual | FALSE
Any | SWHC046AL | Htl | new | CZ15 | cDXHP | SWHC046-01 | ExAnte2019 | IOU workpaper | 2019-11-06 | Cap-Tons | 1 |  |  | 0 | 0 | 0 | -43.0374 | 0 | 18.0152 | [6 empty] | DEER:HVAC_Split-Package_HP | Annual | FALSE
Any | SWHC046AL | Htl | new | CZ16 | cDXHP | SWHC046-01 | ExAnte2019 | IOU workpaper | 2019-11-06 | Cap-Tons | 1 |  |  | 0 | 0 | 0 | -1876.5343 | 0 | 204.1808 | [6 empty] | DEER:HVAC_Split-Package_HP | Annual | FALSE
Any | SWHC046AL | MBT | new | CZ01 | cDXHP | SWHC046-01 | ExAnte2019 | IOU workpaper | 2019-11-06 | Cap-Tons | 1 |  |  | 0 | 0 | 0 | -329.3487 | 0 | 44.8592 | [6 empty] | DEER:HVAC_Split-Package_HP | Annual | FALSE
Any | SWHC046AL | MBT | new | CZ02 | cDXHP | SWHC046-01 | ExAnte2019 | IOU workpaper | 2019-11-06 | Cap-Tons | 1 |  |  | 0 | 0 | 0 | -150.1458 | 0 | 23.0982 | [6 empty] | DEER:HVAC_Split-Package_HP | Annual | FALSE
Any | SWHC046AL | MBT | new | CZ03 | cDXHP | SWHC046-01 | ExAnte2019 | IOU workpaper | 2019-11-06 | Cap-Tons | 1 |  |  | 0 | 0 | 0 | -138.3179 | 0 | 21.219 | [6 empty] | DEER:HVAC_Split-Package_HP | Annual | FALSE
Any | SWHC046AL | MBT | new | CZ04 | cDXHP | SWHC046-01 | ExAnte2019 | IOU workpaper | 2019-11-06 | Cap-Tons | 1 |  |  | 0 | 0 | 0 | -92.187 | 0 | 16.0113 | [6 empty] | DEER:HVAC_Split-Package_HP | Annual | FALSE
Any | SWHC046AL | MBT | new | CZ05 | cDXHP | SWHC046-01 | ExAnte2019 | IOU workpaper | 2019-11-06 | Cap-Tons | 1 |  |  | 0 | 0 | 0 | -141.415 | 0 | 21.1736 | [6 empty] | DEER:HVAC_Split-Package_HP | Annual | FALSE
Any | SWHC046AL | MBT | new | CZ06 | cDXHP | SWHC046-01 | ExAnte2019 | IOU workpaper | 2019-11-06 | Cap-Tons | 1 |  |  | 0 | 0 | 0 | -28.1368 | 0 | 8.8853 | [6 empty] | DEER:HVAC_Split-Package_HP | Annual | FALSE
Any | SWHC046AL | MBT | new | CZ07 | cDXHP | SWHC046-01 | ExAnte2019 | IOU workpaper | 2019-11-06 | Cap-Tons | 1 |  |  | 0 | 0 | 0 | -15.3635 | 0 | 6.1751 | [6 empty] | DEER:HVAC_Split-Package_HP | Annual | FALSE
Any | SWHC046AL | MBT | new | CZ08 | cDXHP | SWHC046-01 | ExAnte2019 | IOU workpaper | 2019-11-06 | Cap-Tons | 1 |  |  | 0 | 0 | 0 | -13.9365 | 0 | 7.6598 | [6 empty] | DEER:HVAC_Split-Package_HP | Annual | FALSE
Any | SWHC046AL | MBT | new | CZ09 | cDXHP | SWHC046-01 | ExAnte2019 | IOU workpaper | 2019-11-06 | Cap-Tons | 1 |  |  | 0 | 0 | 0 | -26.8595 | 0 | 8.2957 | [6 empty] | DEER:HVAC_Split-Package_HP | Annual | FALSE
Any | SWHC046AL | MBT | new | CZ10 | cDXHP | SWHC046-01 | ExAnte2019 | IOU workpaper | 2019-11-06 | Cap-Tons | 1 |  |  | 0 | 0 | 0 | -18.4802 | 0 | 8.2902 | [6 empty] | DEER:HVAC_Split-Package_HP | Annual | FALSE
Any | SWHC046AL | MBT | new | CZ11 | cDXHP | SWHC046-01 | ExAnte2019 | IOU workpaper | 2019-11-06 | Cap-Tons | 1 |  |  | 0 | 0 | 0 | -92.2454 | 0 | 17.2964 | [6 empty] | DEER:HVAC_Split-Package_HP | Annual | FALSE
Any | SWHC046AL | MBT | new | CZ12 | cDXHP | SWHC046-01 | ExAnte2019 | IOU workpaper | 2019-11-06 | Cap-Tons | 1 |  |  | 0 | 0 | 0 | -113.6755 | 0 | 18.7354 | [6 empty] | DEER:HVAC_Split-Package_HP | Annual | FALSE
Any | SWHC046AL | MBT | new | CZ13 | cDXHP | SWHC046-01 | ExAnte2019 | IOU workpaper | 2019-11-06 | Cap-Tons | 1 |  |  | 0 | 0 | 0 | -77.7537 | 0 | 15.4144 | [6 empty] | DEER:HVAC_Split-Package_HP | Annual | FALSE
Any | SWHC046AL | MBT | new | CZ14 | cDXHP | SWHC046-01 | ExAnte2019 | IOU workpaper | 2019-11-06 | Cap-Tons | 1 |  |  | 0 | 0 | 0 | -99.7026 | 0 | 17.8633 | [6 empty] | DEER:HVAC_Split-Package_HP | Annual | FALSE
Any | SWHC046AL | MBT | new | CZ15 | cDXHP | SWHC046-01 | ExAnte2019 | IOU workpaper | 2019-11-06 | Cap-Tons | 1 |  |  | 0 | 0 | 0 | 50.2696 | 0 | 2.4063 | [6 empty] | DEER:HVAC_Split-Package_HP | Annual | FALSE
Any | SWHC046AL | MBT | new | CZ16 | cDXHP | SWHC046-01 | ExAnte2019 | IOU workpaper | 2019-11-06 | Cap-Tons | 1 |  |  | 0 | 0 | 0 | -520.9011 | 0 | 58.5515 | [6 empty] | DEER:HVAC_Split-Package_HP | Annual | FALSE
Any | SWHC046AL | MLI | new | CZ01 | cDXHP | SWHC046-01 | ExAnte2019 | IOU workpaper | 2019-11-06 | Cap-Tons | 1 |  |  | 0 | 0 | 0 | -668.7853 | 0 | 76.3303 | [6 empty] | DEER:HVAC_Split-Package_HP | Annual | FALSE
Any | SWHC046AL | MLI | new | CZ02 | cDXHP | SWHC046-01 | ExAnte2019 | IOU workpaper | 2019-11-06 | Cap-Tons | 1 |  |  | 0 | 0 | 0 | -391.3273 | 0 | 46.5116 | [6 empty] | DEER:HVAC_Split-Package_HP | Annual | FALSE
Any | SWHC046AL | MLI | new | CZ03 | cDXHP | SWHC046-01 | ExAnte2019 | IOU workpaper | 2019-11-06 | Cap-Tons | 1 |  |  | 0 | 0 | 0 | -324.7696 | 0 | 39.1986 | [6 empty] | DEER:HVAC_Split-Package_HP | Annual | FALSE
Any | SWHC046AL | MLI | new | CZ04 | cDXHP | SWHC046-01 | ExAnte2019 | IOU workpaper | 2019-11-06 | Cap-Tons | 1 |  |  | 0 | 0 | 0 | -307.9333 | 0 | 35.1047 | [6 empty] | DEER:HVAC_Split-Package_HP | Annual | FALSE
Any | SWHC046AL | MLI | new | CZ05 | cDXHP | SWHC046-01 | ExAnte2019 | IOU workpaper | 2019-11-06 | Cap-Tons | 1 |  |  | 0 | 0 | 0 | -361.9233 | 0 | 42.8291 | [6 empty] | DEER:HVAC_Split-Package_HP | Annual | FALSE
Any | SWHC046AL | MLI | new | CZ06 | cDXHP | SWHC046-01 | ExAnte2019 | IOU workpaper | 2019-11-06 | Cap-Tons | 1 |  |  | 0 | 0 | 0 | -146.9748 | 0 | 19.8216 | [6 empty] | DEER:HVAC_Split-Package_HP | Annual | FALSE
Any | SWHC046AL | MLI | new | CZ07 | cDXHP | SWHC046-01 | ExAnte2019 | IOU workpaper | 2019-11-06 | Cap-Tons | 1 |  |  | 0 | 0 | 0 | -93.8209 | 0 | 12.7068 | [6 empty] | DEER:HVAC_Split-Package_HP | Annual | FALSE
Any | SWHC046AL | MLI | new | CZ08 | cDXHP | SWHC046-01 | ExAnte2019 | IOU workpaper | 2019-11-06 | Cap-Tons | 1 |  |  | 0 | 0 | 0 | -106.5818 | 0 | 18.0425 | [6 empty] | DEER:HVAC_Split-Package_HP | Annual | FALSE
Any | SWHC046AL | MLI | new | CZ09 | cDXHP | SWHC046-01 | ExAnte2019 | IOU workpaper | 2019-11-06 | Cap-Tons | 1 |  |  | 0 | 0 | 0 | -118.503 | 0 | 19.3328 | [6 empty] | DEER:HVAC_Split-Package_HP | Annual | FALSE
Any | SWHC046AL | MLI | new | CZ10 | cDXHP | SWHC046-01 | ExAnte2019 | IOU workpaper | 2019-11-06 | Cap-Tons | 1 |  |  | 0 | 0 | 0 | -121.0497 | 0 | 19.3886 | [6 empty] | DEER:HVAC_Split-Package_HP | Annual | FALSE
Any | SWHC046AL | MLI | new | CZ11 | cDXHP | SWHC046-01 | ExAnte2019 | IOU workpaper | 2019-11-06 | Cap-Tons | 1 |  |  | 0 | 0 | 0 | -269.7376 | 0 | 37.5363 | [6 empty] | DEER:HVAC_Split-Package_HP | Annual | FALSE
Any | SWHC046AL | MLI | new | CZ12 | cDXHP | SWHC046-01 | ExAnte2019 | IOU workpaper | 2019-11-06 | Cap-Tons | 1 |  |  | 0 | 0 | 0 | -291.7729 | 0 | 38.1782 | [6 empty] | DEER:HVAC_Split-Package_HP | Annual | FALSE
Any | SWHC046AL | MLI | new | CZ13 | cDXHP | SWHC046-01 | ExAnte2019 | IOU workpaper | 2019-11-06 | Cap-Tons | 1 |  |  | 0 | 0 | 0 | -220.5746 | 0 | 31.3807 | [6 empty] | DEER:HVAC_Split-Package_HP | Annual | FALSE
Any | SWHC046AL | MLI | new | CZ14 | cDXHP | SWHC046-01 | ExAnte2019 | IOU workpaper | 2019-11-06 | Cap-Tons | 1 |  |  | 0 | 0 | 0 | -305.103 | 0 | 40.3255 | [6 empty] | DEER:HVAC_Split-Package_HP | Annual | FALSE
Any | SWHC046AL | MLI | new | CZ15 | cDXHP | SWHC046-01 | ExAnte2019 | IOU workpaper | 2019-11-06 | Cap-Tons | 1 |  |  | 0 | 0 | 0 | 17.3747 | 0 | 5.6291 | [6 empty] | DEER:HVAC_Split-Package_HP | Annual | FALSE
Any | SWHC046AL | MLI | new | CZ16 | cDXHP | SWHC046-01 | ExAnte2019 | IOU workpaper | 2019-11-06 | Cap-Tons | 1 |  |  | 0 | 0 | 0 | -893.4206 | 0 | 92.379 | [6 empty] | DEER:HVAC_Split-Package_HP | Annual | FALSE
Any | SWHC046AL | Mtl | new | CZ01 | cDXHP | SWHC046-01 | ExAnte2019 | IOU workpaper | 2019-11-06 | Cap-Tons | 1 |  |  | 0 | 0 | 0 | -551.9148 | 0 | 61.5601 | [6 empty] | DEER:HVAC_Split-Package_HP | Annual | FALSE
Any | SWHC046AL | Mtl | new | CZ02 | cDXHP | SWHC046-01 | ExAnte2019 | IOU workpaper | 2019-11-06 | Cap-Tons | 1 |  |  | 0 | 0 | 0 | -421.5891 | 0 | 60.2765 | [6 empty] | DEER:HVAC_Split-Package_HP | Annual | FALSE
Any | SWHC046AL | Mtl | new | CZ03 | cDXHP | SWHC046-01 | ExAnte2019 | IOU workpaper | 2019-11-06 | Cap-Tons | 1 |  |  | 0 | 0 | 0 | -258.8014 | 0 | 29.4896 | [6 empty] | DEER:HVAC_Split-Package_HP | Annual | FALSE
Any | SWHC046AL | Mtl | new | CZ04 | cDXHP | SWHC046-01 | ExAnte2019 | IOU workpaper | 2019-11-06 | Cap-Tons | 1 |  |  | 0 | 0 | 0 | -309.724 | 0 | 44.1823 | [6 empty] | DEER:HVAC_Split-Package_HP | Annual | FALSE
Any | SWHC046AL | Mtl | new | CZ05 | cDXHP | SWHC046-01 | ExAnte2019 | IOU workpaper | 2019-11-06 | Cap-Tons | 1 |  |  | 0 | 0 | 0 | -309.8206 | 0 | 35.4568 | [6 empty] | DEER:HVAC_Split-Package_HP | Annual | FALSE
Any | SWHC046AL | Mtl | new | CZ06 | cDXHP | SWHC046-01 | ExAnte2019 | IOU workpaper | 2019-11-06 | Cap-Tons | 1 |  |  | 0 | 0 | 0 | -38.9622 | 0 | 9.1498 | [6 empty] | DEER:HVAC_Split-Package_HP | Annual | FALSE
Any | SWHC046AL | Mtl | new | CZ07 | cDXHP | SWHC046-01 | ExAnte2019 | IOU workpaper | 2019-11-06 | Cap-Tons | 1 |  |  | 0 | 0 | 0 | 18.8307 | 0 | 2.3298 | [6 empty] | DEER:HVAC_Split-Package_HP | Annual | FALSE
Any | SWHC046AL | Mtl | new | CZ08 | cDXHP | SWHC046-01 | ExAnte2019 | IOU workpaper | 2019-11-06 | Cap-Tons | 1 |  |  | 0 | 0 | 0 | -23.074 | 0 | 9.7052 | [6 empty] | DEER:HVAC_Split-Package_HP | Annual | FALSE
Any | SWHC046AL | Mtl | new | CZ09 | cDXHP | SWHC046-01 | ExAnte2019 | IOU workpaper | 2019-11-06 | Cap-Tons | 1 |  |  | 0 | 0 | 0 | -42.3136 | 0 | 10.8776 | [6 empty] | DEER:HVAC_Split-Package_HP | Annual | FALSE
Any | SWHC046AL | Mtl | new | CZ10 | cDXHP | SWHC046-01 | ExAnte2019 | IOU workpaper | 2019-11-06 | Cap-Tons | 1 |  |  | 0 | 0 | 0 | -103.1314 | 0 | 19.5658 | [6 empty] | DEER:HVAC_Split-Package_HP | Annual | FALSE
Any | SWHC046AL | Mtl | new | CZ11 | cDXHP | SWHC046-01 | ExAnte2019 | IOU workpaper | 2019-11-06 | Cap-Tons | 1 |  |  | 0 | 0 | 0 | -279.1997 | 0 | 40.6712 | [6 empty] | DEER:HVAC_Split-Package_HP | Annual | FALSE
Any | SWHC046AL | Mtl | new | CZ12 | cDXHP | SWHC046-01 | ExAnte2019 | IOU workpaper | 2019-11-06 | Cap-Tons | 1 |  |  | 0 | 0 | 0 | -305.0203 | 0 | 43.0208 | [6 empty] | DEER:HVAC_Split-Package_HP | Annual | FALSE
Any | SWHC046AL | Mtl | new | CZ13 | cDXHP | SWHC046-01 | ExAnte2019 | IOU workpaper | 2019-11-06 | Cap-Tons | 1 |  |  | 0 | 0 | 0 | -231.9196 | 0 | 34.6495 | [6 empty] | DEER:HVAC_Split-Package_HP | Annual | FALSE
Any | SWHC046AL | Mtl | new | CZ14 | cDXHP | SWHC046-01 | ExAnte2019 | IOU workpaper | 2019-11-06 | Cap-Tons | 1 |  |  | 0 | 0 | 0 | -322.4783 | 0 | 44.3856 | [6 empty] | DEER:HVAC_Split-Package_HP | Annual | FALSE
Any | SWHC046AL | Mtl | new | CZ15 | cDXHP | SWHC046-01 | ExAnte2019 | IOU workpaper | 2019-11-06 | Cap-Tons | 1 |  |  | 0 | 0 | 0 | 75.3074 | 0 | 3.9099 | [6 empty] | DEER:HVAC_Split-Package_HP | Annual | FALSE
Any | SWHC046AL | Mtl | new | CZ16 | cDXHP | SWHC046-01 | ExAnte2019 | IOU workpaper | 2019-11-06 | Cap-Tons | 1 |  |  | 0 | 0 | 0 | -860.5735 | 0 | 95.3584 | [6 empty] | DEER:HVAC_Split-Package_HP | Annual | FALSE
Any | SWHC046AL | Nrs | new | CZ01 | cDXHP | SWHC046-01 | ExAnte2019 | IOU workpaper | 2019-11-06 | Cap-Tons | 1 |  |  | 0 | 0 | 0 | -785.2391 | 0 | 98.106 | [6 empty] | DEER:HVAC_Split-Package_HP | Annual | FALSE
Any | SWHC046AL | Nrs | new | CZ02 | cDXHP | SWHC046-01 | ExAnte2019 | IOU workpaper | 2019-11-06 | Cap-Tons | 1 |  |  | 0 | 0 | 0 | -540.1902 | 0 | 70.462 | [6 empty] | DEER:HVAC_Split-Package_HP | Annual | FALSE
Any | SWHC046AL | Nrs | new | CZ03 | cDXHP | SWHC046-01 | ExAnte2019 | IOU workpaper | 2019-11-06 | Cap-Tons | 1 |  |  | 0 | 0 | 0 | -445.1295 | 0 | 56.9537 | [6 empty] | DEER:HVAC_Split-Package_HP | Annual | FALSE
Any | SWHC046AL | Nrs | new | CZ04 | cDXHP | SWHC046-01 | ExAnte2019 | IOU workpaper | 2019-11-06 | Cap-Tons | 1 |  |  | 0 | 0 | 0 | -422.3692 | 0 | 54.0422 | [6 empty] | DEER:HVAC_Split-Package_HP | Annual | FALSE
Any | SWHC046AL | Nrs | new | CZ05 | cDXHP | SWHC046-01 | ExAnte2019 | IOU workpaper | 2019-11-06 | Cap-Tons | 1 |  |  | 0 | 0 | 0 | -491.9276 | 0 | 62.8059 | [6 empty] | DEER:HVAC_Split-Package_HP | Annual | FALSE
Any | SWHC046AL | Nrs | new | CZ06 | cDXHP | SWHC046-01 | ExAnte2019 | IOU workpaper | 2019-11-06 | Cap-Tons | 1 |  |  | 0 | 0 | 0 | -245.1796 | 0 | 33.9454 | [6 empty] | DEER:HVAC_Split-Package_HP | Annual | FALSE
Any | SWHC046AL | Nrs | new | CZ07 | cDXHP | SWHC046-01 | ExAnte2019 | IOU workpaper | 2019-11-06 | Cap-Tons | 1 |  |  | 0 | 0 | 0 | -157.3098 | 0 | 20.8198 | [6 empty] | DEER:HVAC_Split-Package_HP | Annual | FALSE
Any | SWHC046AL | Nrs | new | CZ08 | cDXHP | SWHC046-01 | ExAnte2019 | IOU workpaper | 2019-11-06 | Cap-Tons | 1 |  |  | 0 | 0 | 0 | -189.0455 | 0 | 28.1423 | [6 empty] | DEER:HVAC_Split-Package_HP | Annual | FALSE
Any | SWHC046AL | Nrs | new | CZ09 | cDXHP | SWHC046-01 | ExAnte2019 | IOU workpaper | 2019-11-06 | Cap-Tons | 1 |  |  | 0 | 0 | 0 | -217.9737 | 0 | 32.5004 | [6 empty] | DEER:HVAC_Split-Package_HP | Annual | FALSE
Any | SWHC046AL | Nrs | new | CZ10 | cDXHP | SWHC046-01 | ExAnte2019 | IOU workpaper | 2019-11-06 | Cap-Tons | 1 |  |  | 0 | 0 | 0 | -252.0342 | 0 | 37.8766 | [6 empty] | DEER:HVAC_Split-Package_HP | Annual | FALSE
Any | SWHC046AL | Nrs | new | CZ11 | cDXHP | SWHC046-01 | ExAnte2019 | IOU workpaper | 2019-11-06 | Cap-Tons | 1 |  |  | 0 | 0 | 0 | -395.1518 | 0 | 55.7478 | [6 empty] | DEER:HVAC_Split-Package_HP | Annual | FALSE
Any | SWHC046AL | Nrs | new | CZ12 | cDXHP | SWHC046-01 | ExAnte2019 | IOU workpaper | 2019-11-06 | Cap-Tons | 1 |  |  | 0 | 0 | 0 | -430.1857 | 0 | 58.7688 | [6 empty] | DEER:HVAC_Split-Package_HP | Annual | FALSE
Any | SWHC046AL | Nrs | new | CZ13 | cDXHP | SWHC046-01 | ExAnte2019 | IOU workpaper | 2019-11-06 | Cap-Tons | 1 |  |  | 0 | 0 | 0 | -358.5212 | 0 | 51.6591 | [6 empty] | DEER:HVAC_Split-Package_HP | Annual | FALSE
Any | SWHC046AL | Nrs | new | CZ14 | cDXHP | SWHC046-01 | ExAnte2019 | IOU workpaper | 2019-11-06 | Cap-Tons | 1 |  |  | 0 | 0 | 0 | -450.4352 | 0 | 60.7101 | [6 empty] | DEER:HVAC_Split-Package_HP | Annual | FALSE
Any | SWHC046AL | Nrs | new | CZ15 | cDXHP | SWHC046-01 | ExAnte2019 | IOU workpaper | 2019-11-06 | Cap-Tons | 1 |  |  | 0 | 0 | 0 | -18.5547 | 0 | 14.6004 | [6 empty] | DEER:HVAC_Split-Package_HP | Annual | FALSE
Any | SWHC046AL | Nrs | new | CZ16 | cDXHP | SWHC046-01 | ExAnte2019 | IOU workpaper | 2019-11-06 | Cap-Tons | 1 |  |  | 0 | 0 | 0 | -1094.673 | 0 | 121.2635 | [6 empty] | DEER:HVAC_Split-Package_HP | Annual | FALSE
Any | SWHC046AL | OfL | new | CZ01 | cDXHP | SWHC046-01 | ExAnte2019 | IOU workpaper | 2019-11-06 | Cap-Tons | 1 |  |  | 0 | 0 | 0 | -58.7335 | 0 | 6.8855 | [6 empty] | DEER:HVAC_Split-Package_HP | Annual | FALSE
Any | SWHC046AL | OfL | new | CZ02 | cDXHP | SWHC046-01 | ExAnte2019 | IOU workpaper | 2019-11-06 | Cap-Tons | 1 |  |  | 0 | 0 | 0 | -2.1617 | 0 | 4.1772 | [6 empty] | DEER:HVAC_Split-Package_HP | Annual | FALSE
Any | SWHC046AL | OfL | new | CZ03 | cDXHP | SWHC046-01 | ExAnte2019 | IOU workpaper | 2019-11-06 | Cap-Tons | 1 |  |  | 0 | 0 | 0 | -13.8634 | 0 | 3.3458 | [6 empty] | DEER:HVAC_Split-Package_HP | Annual | FALSE
Any | SWHC046AL | OfL | new | CZ04 | cDXHP | SWHC046-01 | ExAnte2019 | IOU workpaper | 2019-11-06 | Cap-Tons | 1 |  |  | 0 | 0 | 0 | 0.5489 | 0 | 4.1779 | [6 empty] | DEER:HVAC_Split-Package_HP | Annual | FALSE
Any | SWHC046AL | OfL | new | CZ05 | cDXHP | SWHC046-01 | ExAnte2019 | IOU workpaper | 2019-11-06 | Cap-Tons | 1 |  |  | 0 | 0 | 0 | -11.9741 | 0 | 3.3458 | [6 empty] | DEER:HVAC_Split-Package_HP | Annual | FALSE
Any | SWHC046AL | OfL | new | CZ06 | cDXHP | SWHC046-01 | ExAnte2019 | IOU workpaper | 2019-11-06 | Cap-Tons | 1 |  |  | 0 | 0 | 0 | 31.7268 | 0 | 0.8638 | [6 empty] | DEER:HVAC_Split-Package_HP | Annual | FALSE
Any | SWHC046AL | OfL | new | CZ07 | cDXHP | SWHC046-01 | ExAnte2019 | IOU workpaper | 2019-11-06 | Cap-Tons | 1 |  |  | 0 | 0 | 0 | 31.7379 | 0 | 0.1967 | [6 empty] | DEER:HVAC_Split-Package_HP | Annual | FALSE
Any | SWHC046AL | OfL | new | CZ08 | cDXHP | SWHC046-01 | ExAnte2019 | IOU workpaper | 2019-11-06 | Cap-Tons | 1 |  |  | 0 | 0 | 0 | 43.8031 | 0 | 0.8491 | [6 empty] | DEER:HVAC_Split-Package_HP | Annual | FALSE
Any | SWHC046AL | OfL | new | CZ09 | cDXHP | SWHC046-01 | ExAnte2019 | IOU workpaper | 2019-11-06 | Cap-Tons | 1 |  |  | 0 | 0 | 0 | 32.9124 | 0 | 1.3335 | [6 empty] | DEER:HVAC_Split-Package_HP | Annual | FALSE
Any | SWHC046AL | OfL | new | CZ10 | cDXHP | SWHC046-01 | ExAnte2019 | IOU workpaper | 2019-11-06 | Cap-Tons | 1 |  |  | 0 | 0 | 0 | 44.5408 | 0 | 0.8621 | [6 empty] | DEER:HVAC_Split-Package_HP | Annual | FALSE
Any | SWHC046AL | OfL | new | CZ11 | cDXHP | SWHC046-01 | ExAnte2019 | IOU workpaper | 2019-11-06 | Cap-Tons | 1 |  |  | 0 | 0 | 0 | 6.9855 | 0 | 4.3987 | [6 empty] | DEER:HVAC_Split-Package_HP | Annual | FALSE
Any | SWHC046AL | OfL | new | CZ12 | cDXHP | SWHC046-01 | ExAnte2019 | IOU workpaper | 2019-11-06 | Cap-Tons | 1 |  |  | 0 | 0 | 0 | 1.2545 | 0 | 4.1135 | [6 empty] | DEER:HVAC_Split-Package_HP | Annual | FALSE
Any | SWHC046AL | OfL | new | CZ13 | cDXHP | SWHC046-01 | ExAnte2019 | IOU workpaper | 2019-11-06 | Cap-Tons | 1 |  |  | 0 | 0 | 0 | 12.6721 | 0 | 3.7283 | [6 empty] | DEER:HVAC_Split-Package_HP | Annual | FALSE
Any | SWHC046AL | OfL | new | CZ14 | cDXHP | SWHC046-01 | ExAnte2019 | IOU workpaper | 2019-11-06 | Cap-Tons | 1 |  |  | 0 | 0 | 0 | 11.4818 | 0 | 4.1351 | [6 empty] | DEER:HVAC_Split-Package_HP | Annual | FALSE
Any | SWHC046AL | OfL | new | CZ15 | cDXHP | SWHC046-01 | ExAnte2019 | IOU workpaper | 2019-11-06 | Cap-Tons | 1 |  |  | 0 | 0 | 0 | 76.6336 | 0 | 0.1892 | [6 empty] | DEER:HVAC_Split-Package_HP | Annual | FALSE
Any | SWHC046AL | OfL | new | CZ16 | cDXHP | SWHC046-01 | ExAnte2019 | IOU workpaper | 2019-11-06 | Cap-Tons | 1 |  |  | 0 | 0 | 0 | -161.7132 | 0 | 18.5108 | [6 empty] | DEER:HVAC_Split-Package_HP | Annual | FALSE
Any | SWHC046AL | OfS | new | CZ01 | cDXHP | SWHC046-01 | ExAnte2019 | IOU workpaper | 2019-11-06 | Cap-Tons | 1 |  |  | 0 | 0 | 0 | -267.7254 | 0 | 32.2377 | [6 empty] | DEER:HVAC_Split-Package_HP | Annual | FALSE
Any | SWHC046AL | OfS | new | CZ02 | cDXHP | SWHC046-01 | ExAnte2019 | IOU workpaper | 2019-11-06 | Cap-Tons | 1 |  |  | 0 | 0 | 0 | -133.8032 | 0 | 19.1508 | [6 empty] | DEER:HVAC_Split-Package_HP | Annual | FALSE
Any | SWHC046AL | OfS | new | CZ03 | cDXHP | SWHC046-01 | ExAnte2019 | IOU workpaper | 2019-11-06 | Cap-Tons | 1 |  |  | 0 | 0 | 0 | -127.1421 | 0 | 17.1623 | [6 empty] | DEER:HVAC_Split-Package_HP | Annual | FALSE
Any | SWHC046AL | OfS | new | CZ04 | cDXHP | SWHC046-01 | ExAnte2019 | IOU workpaper | 2019-11-06 | Cap-Tons | 1 |  |  | 0 | 0 | 0 | -116.5261 | 0 | 17.59 | [6 empty] | DEER:HVAC_Split-Package_HP | Annual | FALSE
Any | SWHC046AL | OfS | new | CZ05 | cDXHP | SWHC046-01 | ExAnte2019 | IOU workpaper | 2019-11-06 | Cap-Tons | 1 |  |  | 0 | 0 | 0 | -133.4405 | 0 | 17.5123 | [6 empty] | DEER:HVAC_Split-Package_HP | Annual | FALSE
Any | SWHC046AL | OfS | new | CZ06 | cDXHP | SWHC046-01 | ExAnte2019 | IOU workpaper | 2019-11-06 | Cap-Tons | 1 |  |  | 0 | 0 | 0 | -23.6053 | 0 | 6.9466 | [6 empty] | DEER:HVAC_Split-Package_HP | Annual | FALSE
Any | SWHC046AL | OfS | new | CZ07 | cDXHP | SWHC046-01 | ExAnte2019 | IOU workpaper | 2019-11-06 | Cap-Tons | 1 |  |  | 0 | 0 | 0 | -4.4893 | 0 | 3.686 | [6 empty] | DEER:HVAC_Split-Package_HP | Annual | FALSE
Any | SWHC046AL | OfS | new | CZ08 | cDXHP | SWHC046-01 | ExAnte2019 | IOU workpaper | 2019-11-06 | Cap-Tons | 1 |  |  | 0 | 0 | 0 | -9.0203 | 0 | 6.7599 | [6 empty] | DEER:HVAC_Split-Package_HP | Annual | FALSE
Any | SWHC046AL | OfS | new | CZ09 | cDXHP | SWHC046-01 | ExAnte2019 | IOU workpaper | 2019-11-06 | Cap-Tons | 1 |  |  | 0 | 0 | 0 | -24.6397 | 0 | 7.979 | [6 empty] | DEER:HVAC_Split-Package_HP | Annual | FALSE
Any | SWHC046AL | OfS | new | CZ10 | cDXHP | SWHC046-01 | ExAnte2019 | IOU workpaper | 2019-11-06 | Cap-Tons | 1 |  |  | 0 | 0 | 0 | -6.7473 | 0 | 6.3347 | [6 empty] | DEER:HVAC_Split-Package_HP | Annual | FALSE
Any | SWHC046AL | OfS | new | CZ11 | cDXHP | SWHC046-01 | ExAnte2019 | IOU workpaper | 2019-11-06 | Cap-Tons | 1 |  |  | 0 | 0 | 0 | -88.4377 | 0 | 16.0195 | [6 empty] | DEER:HVAC_Split-Package_HP | Annual | FALSE
Any | SWHC046AL | OfS | new | CZ12 | cDXHP | SWHC046-01 | ExAnte2019 | IOU workpaper | 2019-11-06 | Cap-Tons | 1 |  |  | 0 | 0 | 0 | -102.1894 | 0 | 16.3594 | [6 empty] | DEER:HVAC_Split-Package_HP | Annual | FALSE
Any | SWHC046AL | OfS | new | CZ13 | cDXHP | SWHC046-01 | ExAnte2019 | IOU workpaper | 2019-11-06 | Cap-Tons | 1 |  |  | 0 | 0 | 0 | -72.5658 | 0 | 13.8079 | [6 empty] | DEER:HVAC_Split-Package_HP | Annual | FALSE
Any | SWHC046AL | OfS | new | CZ14 | cDXHP | SWHC046-01 | ExAnte2019 | IOU workpaper | 2019-11-06 | Cap-Tons | 1 |  |  | 0 | 0 | 0 | -81.1961 | 0 | 14.6427 | [6 empty] | DEER:HVAC_Split-Package_HP | Annual | FALSE
Any | SWHC046AL | OfS | new | CZ15 | cDXHP | SWHC046-01 | ExAnte2019 | IOU workpaper | 2019-11-06 | Cap-Tons | 1 |  |  | 0 | 0 | 0 | 58.5641 | 0 | 1.7787 | [6 empty] | DEER:HVAC_Split-Package_HP | Annual | FALSE
Any | SWHC046AL | OfS | new | CZ16 | cDXHP | SWHC046-01 | ExAnte2019 | IOU workpaper | 2019-11-06 | Cap-Tons | 1 |  |  | 0 | 0 | 0 | -407.5298 | 0 | 45.1516 | [6 empty] | DEER:HVAC_Split-Package_HP | Annual | FALSE
Any | SWHC046AL | RFF | new | CZ01 | cDXHP | SWHC046-01 | ExAnte2019 | IOU workpaper | 2019-11-06 | Cap-Tons | 1 |  |  | 0 | 0 | 0 | -911.1851 | 0 | 112.7948 | [6 empty] | DEER:HVAC_Split-Package_HP | Annual | FALSE
Any | SWHC046AL | RFF | new | CZ02 | cDXHP | SWHC046-01 | ExAnte2019 | IOU workpaper | 2019-11-06 | Cap-Tons | 1 |  |  | 0 | 0 | 0 | -550.2171 | 0 | 76.4833 | [6 empty] | DEER:HVAC_Split-Package_HP | Annual | FALSE
Any | SWHC046AL | RFF | new | CZ03 | cDXHP | SWHC046-01 | ExAnte2019 | IOU workpaper | 2019-11-06 | Cap-Tons | 1 |  |  | 0 | 0 | 0 | -404.9257 | 0 | 53.1215 | [6 empty] | DEER:HVAC_Split-Package_HP | Annual | FALSE
Any | SWHC046AL | RFF | new | CZ04 | cDXHP | SWHC046-01 | ExAnte2019 | IOU workpaper | 2019-11-06 | Cap-Tons | 1 |  |  | 0 | 0 | 0 | -386.1061 | 0 | 55.7261 | [6 empty] | DEER:HVAC_Split-Package_HP | Annual | FALSE
Any | SWHC046AL | RFF | new | CZ05 | cDXHP | SWHC046-01 | ExAnte2019 | IOU workpaper | 2019-11-06 | Cap-Tons | 1 |  |  | 0 | 0 | 0 | -424.6934 | 0 | 54.9997 | [6 empty] | DEER:HVAC_Split-Package_HP | Annual | FALSE
Any | SWHC046AL | RFF | new | CZ06 | cDXHP | SWHC046-01 | ExAnte2019 | IOU workpaper | 2019-11-06 | Cap-Tons | 1 |  |  | 0 | 0 | 0 | -120.1871 | 0 | 20.5297 | [6 empty] | DEER:HVAC_Split-Package_HP | Annual | FALSE
Any | SWHC046AL | RFF | new | CZ07 | cDXHP | SWHC046-01 | ExAnte2019 | IOU workpaper | 2019-11-06 | Cap-Tons | 1 |  |  | 0 | 0 | 0 | -42.1963 | 0 | 9.9702 | [6 empty] | DEER:HVAC_Split-Package_HP | Annual | FALSE
Any | SWHC046AL | RFF | new | CZ08 | cDXHP | SWHC046-01 | ExAnte2019 | IOU workpaper | 2019-11-06 | Cap-Tons | 1 |  |  | 0 | 0 | 0 | -79.1283 | 0 | 19.0914 | [6 empty] | DEER:HVAC_Split-Package_HP | Annual | FALSE
Any | SWHC046AL | RFF | new | CZ09 | cDXHP | SWHC046-01 | ExAnte2019 | IOU workpaper | 2019-11-06 | Cap-Tons | 1 |  |  | 0 | 0 | 0 | -122.1547 | 0 | 21.5002 | [6 empty] | DEER:HVAC_Split-Package_HP | Annual | FALSE
Any | SWHC046AL | RFF | new | CZ10 | cDXHP | SWHC046-01 | ExAnte2019 | IOU workpaper | 2019-11-06 | Cap-Tons | 1 |  |  | 0 | 0 | 0 | -111.0826 | 0 | 22.4516 | [6 empty] | DEER:HVAC_Split-Package_HP | Annual | FALSE
Any | SWHC046AL | RFF | new | CZ11 | cDXHP | SWHC046-01 | ExAnte2019 | IOU workpaper | 2019-11-06 | Cap-Tons | 1 |  |  | 0 | 0 | 0 | -351.9164 | 0 | 52.1532 | [6 empty] | DEER:HVAC_Split-Package_HP | Annual | FALSE
Any | SWHC046AL | RFF | new | CZ12 | cDXHP | SWHC046-01 | ExAnte2019 | IOU workpaper | 2019-11-06 | Cap-Tons | 1 |  |  | 0 | 0 | 0 | -385.5947 | 0 | 55.2716 | [6 empty] | DEER:HVAC_Split-Package_HP | Annual | FALSE
Any | SWHC046AL | RFF | new | CZ13 | cDXHP | SWHC046-01 | ExAnte2019 | IOU workpaper | 2019-11-06 | Cap-Tons | 1 |  |  | 0 | 0 | 0 | -297.2866 | 0 | 45.6767 | [6 empty] | DEER:HVAC_Split-Package_HP | Annual | FALSE
Any | SWHC046AL | RFF | new | CZ14 | cDXHP | SWHC046-01 | ExAnte2019 | IOU workpaper | 2019-11-06 | Cap-Tons | 1 |  |  | 0 | 0 | 0 | -358.8014 | 0 | 51.1089 | [6 empty] | DEER:HVAC_Split-Package_HP | Annual | FALSE
Any | SWHC046AL | RFF | new | CZ15 | cDXHP | SWHC046-01 | ExAnte2019 | IOU workpaper | 2019-11-06 | Cap-Tons | 1 |  |  | 0 | 0 | 0 | 77.9127 | 0 | 5.0968 | [6 empty] | DEER:HVAC_Split-Package_HP | Annual | FALSE
Any | SWHC046AL | RFF | new | CZ16 | cDXHP | SWHC046-01 | ExAnte2019 | IOU workpaper | 2019-11-06 | Cap-Tons | 1 |  |  | 0 | 0 | 0 | -1281.8846 | 0 | 140.0856 | [6 empty] | DEER:HVAC_Split-Package_HP | Annual | FALSE
Any | SWHC046AL | RSD | new | CZ01 | cDXHP | SWHC046-01 | ExAnte2019 | IOU workpaper | 2019-11-06 | Cap-Tons | 1 |  |  | 0 | 0 | 0 | -433.827 | 0 | 52.7615 | [6 empty] | DEER:HVAC_Split-Package_HP | Annual | FALSE
Any | SWHC046AL | RSD | new | CZ02 | cDXHP | SWHC046-01 | ExAnte2019 | IOU workpaper | 2019-11-06 | Cap-Tons | 1 |  |  | 0 | 0 | 0 | -147.4221 | 0 | 25.091 | [6 empty] | DEER:HVAC_Split-Package_HP | Annual | FALSE
Any | SWHC046AL | RSD | new | CZ03 | cDXHP | SWHC046-01 | ExAnte2019 | IOU workpaper | 2019-11-06 | Cap-Tons | 1 |  |  | 0 | 0 | 0 | -74.2922 | 0 | 11.3372 | [6 empty] | DEER:HVAC_Split-Package_HP | Annual | FALSE
Any | SWHC046AL | RSD | new | CZ04 | cDXHP | SWHC046-01 | ExAnte2019 | IOU workpaper | 2019-11-06 | Cap-Tons | 1 |  |  | 0 | 0 | 0 | -58.5318 | 0 | 13.0628 | [6 empty] | DEER:HVAC_Split-Package_HP | Annual | FALSE
Any | SWHC046AL | RSD | new | CZ05 | cDXHP | SWHC046-01 | ExAnte2019 | IOU workpaper | 2019-11-06 | Cap-Tons | 1 |  |  | 0 | 0 | 0 | -57.7689 | 0 | 9.6107 | [6 empty] | DEER:HVAC_Split-Package_HP | Annual | FALSE
Any | SWHC046AL | RSD | new | CZ06 | cDXHP | SWHC046-01 | ExAnte2019 | IOU workpaper | 2019-11-06 | Cap-Tons | 1 |  |  | 0 | 0 | 0 | 44.0845 | 0 | 2.0306 | [6 empty] | DEER:HVAC_Split-Package_HP | Annual | FALSE
Any | SWHC046AL | RSD | new | CZ07 | cDXHP | SWHC046-01 | ExAnte2019 | IOU workpaper | 2019-11-06 | Cap-Tons | 1 |  |  | 0 | 0 | 0 | 55.1628 | 0 | 0.4031 | [6 empty] | DEER:HVAC_Split-Package_HP | Annual | FALSE
Any | SWHC046AL | RSD | new | CZ08 | cDXHP | SWHC046-01 | ExAnte2019 | IOU workpaper | 2019-11-06 | Cap-Tons | 1 |  |  | 0 | 0 | 0 | 57.934 | 0 | 2.0406 | [6 empty] | DEER:HVAC_Split-Package_HP | Annual | FALSE
Any | SWHC046AL | RSD | new | CZ09 | cDXHP | SWHC046-01 | ExAnte2019 | IOU workpaper | 2019-11-06 | Cap-Tons | 1 |  |  | 0 | 0 | 0 | 34.7247 | 0 | 3.0866 | [6 empty] | DEER:HVAC_Split-Package_HP | Annual | FALSE
Any | SWHC046AL | RSD | new | CZ10 | cDXHP | SWHC046-01 | ExAnte2019 | IOU workpaper | 2019-11-06 | Cap-Tons | 1 |  |  | 0 | 0 | 0 | 50.8556 | 0 | 2.9064 | [6 empty] | DEER:HVAC_Split-Package_HP | Annual | FALSE
Any | SWHC046AL | RSD | new | CZ11 | cDXHP | SWHC046-01 | ExAnte2019 | IOU workpaper | 2019-11-06 | Cap-Tons | 1 |  |  | 0 | 0 | 0 | -78.0037 | 0 | 16.5858 | [6 empty] | DEER:HVAC_Split-Package_HP | Annual | FALSE
Any | SWHC046AL | RSD | new | CZ12 | cDXHP | SWHC046-01 | ExAnte2019 | IOU workpaper | 2019-11-06 | Cap-Tons | 1 |  |  | 0 | 0 | 0 | -85.1419 | 0 | 16.756 | [6 empty] | DEER:HVAC_Split-Package_HP | Annual | FALSE
Any | SWHC046AL | RSD | new | CZ13 | cDXHP | SWHC046-01 | ExAnte2019 | IOU workpaper | 2019-11-06 | Cap-Tons | 1 |  |  | 0 | 0 | 0 | -59.0439 | 0 | 14.7 | [6 empty] | DEER:HVAC_Split-Package_HP | Annual | FALSE
Any | SWHC046AL | RSD | new | CZ14 | cDXHP | SWHC046-01 | ExAnte2019 | IOU workpaper | 2019-11-06 | Cap-Tons | 1 |  |  | 0 | 0 | 0 | -71.5756 | 0 | 15.6013 | [6 empty] | DEER:HVAC_Split-Package_HP | Annual | FALSE
Any | SWHC046AL | RSD | new | CZ15 | cDXHP | SWHC046-01 | ExAnte2019 | IOU workpaper | 2019-11-06 | Cap-Tons | 1 |  |  | 0 | 0 | 0 | 107.6458 | 0 | 0.2722 | [6 empty] | DEER:HVAC_Split-Package_HP | Annual | FALSE
Any | SWHC046AL | RSD | new | CZ16 | cDXHP | SWHC046-01 | ExAnte2019 | IOU workpaper | 2019-11-06 | Cap-Tons | 1 |  |  | 0 | 0 | 0 | -718.6647 | 0 | 83.821 | [6 empty] | DEER:HVAC_Split-Package_HP | Annual | FALSE
Any | SWHC046AL | Rt3 | new | CZ01 | cDXHP | SWHC046-01 | ExAnte2019 | IOU workpaper | 2019-11-06 | Cap-Tons | 1 |  |  | 0 | 0 | 0 | -118.8455 | 0 | 15.8322 | [6 empty] | DEER:HVAC_Split-Package_HP | Annual | FALSE
Any | SWHC046AL | Rt3 | new | CZ02 | cDXHP | SWHC046-01 | ExAnte2019 | IOU workpaper | 2019-11-06 | Cap-Tons | 1 |  |  | 0 | 0 | 0 | -16.3209 | 0 | 7.8822 | [6 empty] | DEER:HVAC_Split-Package_HP | Annual | FALSE
Any | SWHC046AL | Rt3 | new | CZ03 | cDXHP | SWHC046-01 | ExAnte2019 | IOU workpaper | 2019-11-06 | Cap-Tons | 1 |  |  | 0 | 0 | 0 | -11.374 | 0 | 5.2318 | [6 empty] | DEER:HVAC_Split-Package_HP | Annual | FALSE
Any | SWHC046AL | Rt3 | new | CZ04 | cDXHP | SWHC046-01 | ExAnte2019 | IOU workpaper | 2019-11-06 | Cap-Tons | 1 |  |  | 0 | 0 | 0 | 19.2026 | 0 | 4.2602 | [6 empty] | DEER:HVAC_Split-Package_HP | Annual | FALSE
Any | SWHC046AL | Rt3 | new | CZ05 | cDXHP | SWHC046-01 | ExAnte2019 | IOU workpaper | 2019-11-06 | Cap-Tons | 1 |  |  | 0 | 0 | 0 | 0.3088 | 0 | 3.929 | [6 empty] | DEER:HVAC_Split-Package_HP | Annual | FALSE
Any | SWHC046AL | Rt3 | new | CZ06 | cDXHP | SWHC046-01 | ExAnte2019 | IOU workpaper | 2019-11-06 | Cap-Tons | 1 |  |  | 0 | 0 | 0 | 63.7379 | 0 | 0.8608 | [6 empty] | DEER:HVAC_Split-Package_HP | Annual | FALSE
Any | SWHC046AL | Rt3 | new | CZ07 | cDXHP | SWHC046-01 | ExAnte2019 | IOU workpaper | 2019-11-06 | Cap-Tons | 1 |  |  | 0 | 0 | 0 | 64.5426 | 0 | 0.1254 | [6 empty] | DEER:HVAC_Split-Package_HP | Annual | FALSE
Any | SWHC046AL | Rt3 | new | CZ08 | cDXHP | SWHC046-01 | ExAnte2019 | IOU workpaper | 2019-11-06 | Cap-Tons | 1 |  |  | 0 | 0 | 0 | 70.0131 | 0 | 0.6543 | [6 empty] | DEER:HVAC_Split-Package_HP | Annual | FALSE
Any | SWHC046AL | Rt3 | new | CZ09 | cDXHP | SWHC046-01 | ExAnte2019 | IOU workpaper | 2019-11-06 | Cap-Tons | 1 |  |  | 0 | 0 | 0 | 50.0268 | 0 | 1.3409 | [6 empty] | DEER:HVAC_Split-Package_HP | Annual | FALSE
Any | SWHC046AL | Rt3 | new | CZ10 | cDXHP | SWHC046-01 | ExAnte2019 | IOU workpaper | 2019-11-06 | Cap-Tons | 1 |  |  | 0 | 0 | 0 | 60.6509 | 0 | 1.3599 | [6 empty] | DEER:HVAC_Split-Package_HP | Annual | FALSE
Any | SWHC046AL | Rt3 | new | CZ11 | cDXHP | SWHC046-01 | ExAnte2019 | IOU workpaper | 2019-11-06 | Cap-Tons | 1 |  |  | 0 | 0 | 0 | -14.8883 | 0 | 9.1327 | [6 empty] | DEER:HVAC_Split-Package_HP | Annual | FALSE
Any | SWHC046AL | Rt3 | new | CZ12 | cDXHP | SWHC046-01 | ExAnte2019 | IOU workpaper | 2019-11-06 | Cap-Tons | 1 |  |  | 0 | 0 | 0 | -15.5871 | 0 | 8.2139 | [6 empty] | DEER:HVAC_Split-Package_HP | Annual | FALSE
Any | SWHC046AL | Rt3 | new | CZ13 | cDXHP | SWHC046-01 | ExAnte2019 | IOU workpaper | 2019-11-06 | Cap-Tons | 1 |  |  | 0 | 0 | 0 | 1.1524 | 0 | 7.4402 | [6 empty] | DEER:HVAC_Split-Package_HP | Annual | FALSE
Any | SWHC046AL | Rt3 | new | CZ14 | cDXHP | SWHC046-01 | ExAnte2019 | IOU workpaper | 2019-11-06 | Cap-Tons | 1 |  |  | 0 | 0 | 0 | -9.8152 | 0 | 8.5985 | [6 empty] | DEER:HVAC_Split-Package_HP | Annual | FALSE
Any | SWHC046AL | Rt3 | new | CZ15 | cDXHP | SWHC046-01 | ExAnte2019 | IOU workpaper | 2019-11-06 | Cap-Tons | 1 |  |  | 0 | 0 | 0 | 103.9054 | 0 | 0.2554 | [6 empty] | DEER:HVAC_Split-Package_HP | Annual | FALSE
Any | SWHC046AL | Rt3 | new | CZ16 | cDXHP | SWHC046-01 | ExAnte2019 | IOU workpaper | 2019-11-06 | Cap-Tons | 1 |  |  | 0 | 0 | 0 | -442.1307 | 0 | 52.1564 | [6 empty] | DEER:HVAC_Split-Package_HP | Annual | FALSE
Any | SWHC046AL | RtL | new | CZ01 | cDXHP | SWHC046-01 | ExAnte2019 | IOU workpaper | 2019-11-06 | Cap-Tons | 1 |  |  | 0 | 0 | 0 | -282.7917 | 0 | 40.0256 | [6 empty] | DEER:HVAC_Split-Package_HP | Annual | FALSE
Any | SWHC046AL | RtL | new | CZ02 | cDXHP | SWHC046-01 | ExAnte2019 | IOU workpaper | 2019-11-06 | Cap-Tons | 1 |  |  | 0 | 0 | 0 | -98.284 | 0 | 19.6918 | [6 empty] | DEER:HVAC_Split-Package_HP | Annual | FALSE
Any | SWHC046AL | RtL | new | CZ03 | cDXHP | SWHC046-01 | ExAnte2019 | IOU workpaper | 2019-11-06 | Cap-Tons | 1 |  |  | 0 | 0 | 0 | -103.3516 | 0 | 18.9733 | [6 empty] | DEER:HVAC_Split-Package_HP | Annual | FALSE
Any | SWHC046AL | RtL | new | CZ04 | cDXHP | SWHC046-01 | ExAnte2019 | IOU workpaper | 2019-11-06 | Cap-Tons | 1 |  |  | 0 | 0 | 0 | -41.8597 | 0 | 14.2113 | [6 empty] | DEER:HVAC_Split-Package_HP | Annual | FALSE
Any | SWHC046AL | RtL | new | CZ05 | cDXHP | SWHC046-01 | ExAnte2019 | IOU workpaper | 2019-11-06 | Cap-Tons | 1 |  |  | 0 | 0 | 0 | -109.1099 | 0 | 19.5483 | [6 empty] | DEER:HVAC_Split-Package_HP | Annual | FALSE
Any | SWHC046AL | RtL | new | CZ06 | cDXHP | SWHC046-01 | ExAnte2019 | IOU workpaper | 2019-11-06 | Cap-Tons | 1 |  |  | 0 | 0 | 0 | 5.8336 | 0 | 9.5608 | [6 empty] | DEER:HVAC_Split-Package_HP | Annual | FALSE
Any | SWHC046AL | RtL | new | CZ07 | cDXHP | SWHC046-01 | ExAnte2019 | IOU workpaper | 2019-11-06 | Cap-Tons | 1 |  |  | 0 | 0 | 0 | 18.7895 | 0 | 6.5985 | [6 empty] | DEER:HVAC_Split-Package_HP | Annual | FALSE
Any | SWHC046AL | RtL | new | CZ08 | cDXHP | SWHC046-01 | ExAnte2019 | IOU workpaper | 2019-11-06 | Cap-Tons | 1 |  |  | 0 | 0 | 0 | 24.1265 | 0 | 6.6809 | [6 empty] | DEER:HVAC_Split-Package_HP | Annual | FALSE
Any | SWHC046AL | RtL | new | CZ09 | cDXHP | SWHC046-01 | ExAnte2019 | IOU workpaper | 2019-11-06 | Cap-Tons | 1 |  |  | 0 | 0 | 0 | 1.5968 | 0 | 7.6298 | [6 empty] | DEER:HVAC_Split-Package_HP | Annual | FALSE
Any | SWHC046AL | RtL | new | CZ10 | cDXHP | SWHC046-01 | ExAnte2019 | IOU workpaper | 2019-11-06 | Cap-Tons | 1 |  |  | 0 | 0 | 0 | 20.915 | 0 | 6.8912 | [6 empty] | DEER:HVAC_Split-Package_HP | Annual | FALSE
Any | SWHC046AL | RtL | new | CZ11 | cDXHP | SWHC046-01 | ExAnte2019 | IOU workpaper | 2019-11-06 | Cap-Tons | 1 |  |  | 0 | 0 | 0 | -66.536 | 0 | 17.0823 | [6 empty] | DEER:HVAC_Split-Package_HP | Annual | FALSE
Any | SWHC046AL | RtL | new | CZ12 | cDXHP | SWHC046-01 | ExAnte2019 | IOU workpaper | 2019-11-06 | Cap-Tons | 1 |  |  | 0 | 0 | 0 | -71.1992 | 0 | 16.6054 | [6 empty] | DEER:HVAC_Split-Package_HP | Annual | FALSE
Any | SWHC046AL | RtL | new | CZ13 | cDXHP | SWHC046-01 | ExAnte2019 | IOU workpaper | 2019-11-06 | Cap-Tons | 1 |  |  | 0 | 0 | 0 | -43.4437 | 0 | 14.3964 | [6 empty] | DEER:HVAC_Split-Package_HP | Annual | FALSE
Any | SWHC046AL | RtL | new | CZ14 | cDXHP | SWHC046-01 | ExAnte2019 | IOU workpaper | 2019-11-06 | Cap-Tons | 1 |  |  | 0 | 0 | 0 | -73.1559 | 0 | 17.8156 | [6 empty] | DEER:HVAC_Split-Package_HP | Annual | FALSE
Any | SWHC046AL | RtL | new | CZ15 | cDXHP | SWHC046-01 | ExAnte2019 | IOU workpaper | 2019-11-06 | Cap-Tons | 1 |  |  | 0 | 0 | 0 | 92.5175 | 0 | 2.051 | [6 empty] | DEER:HVAC_Split-Package_HP | Annual | FALSE
Any | SWHC046AL | RtL | new | CZ16 | cDXHP | SWHC046-01 | ExAnte2019 | IOU workpaper | 2019-11-06 | Cap-Tons | 1 |  |  | 0 | 0 | 0 | -653.1471 | 0 | 74.7214 | [6 empty] | DEER:HVAC_Split-Package_HP | Annual | FALSE
Any | SWHC046AL | RtS | new | CZ01 | cDXHP | SWHC046-01 | ExAnte2019 | IOU workpaper | 2019-11-06 | Cap-Tons | 1 |  |  | 0 | 0 | 0 | -641.5215 | 0 | 85.3528 | [6 empty] | DEER:HVAC_Split-Package_HP | Annual | FALSE
Any | SWHC046AL | RtS | new | CZ02 | cDXHP | SWHC046-01 | ExAnte2019 | IOU workpaper | 2019-11-06 | Cap-Tons | 1 |  |  | 0 | 0 | 0 | -290.3775 | 0 | 42.5579 | [6 empty] | DEER:HVAC_Split-Package_HP | Annual | FALSE
Any | SWHC046AL | RtS | new | CZ03 | cDXHP | SWHC046-01 | ExAnte2019 | IOU workpaper | 2019-11-06 | Cap-Tons | 1 |  |  | 0 | 0 | 0 | -280.069 | 0 | 40.6859 | [6 empty] | DEER:HVAC_Split-Package_HP | Annual | FALSE
Any | SWHC046AL | RtS | new | CZ04 | cDXHP | SWHC046-01 | ExAnte2019 | IOU workpaper | 2019-11-06 | Cap-Tons | 1 |  |  | 0 | 0 | 0 | -189.3099 | 0 | 31.2638 | [6 empty] | DEER:HVAC_Split-Package_HP | Annual | FALSE
Any | SWHC046AL | RtS | new | CZ05 | cDXHP | SWHC046-01 | ExAnte2019 | IOU workpaper | 2019-11-06 | Cap-Tons | 1 |  |  | 0 | 0 | 0 | -244.2226 | 0 | 36.2631 | [6 empty] | DEER:HVAC_Split-Package_HP | Annual | FALSE
Any | SWHC046AL | RtS | new | CZ06 | cDXHP | SWHC046-01 | ExAnte2019 | IOU workpaper | 2019-11-06 | Cap-Tons | 1 |  |  | 0 | 0 | 0 | -53.6689 | 0 | 15.6048 | [6 empty] | DEER:HVAC_Split-Package_HP | Annual | FALSE
Any | SWHC046AL | RtS | new | CZ07 | cDXHP | SWHC046-01 | ExAnte2019 | IOU workpaper | 2019-11-06 | Cap-Tons | 1 |  |  | 0 | 0 | 0 | -9.4166 | 0 | 9.6218 | [6 empty] | DEER:HVAC_Split-Package_HP | Annual | FALSE
Any | SWHC046AL | RtS | new | CZ08 | cDXHP | SWHC046-01 | ExAnte2019 | IOU workpaper | 2019-11-06 | Cap-Tons | 1 |  |  | 0 | 0 | 0 | -28.1732 | 0 | 12.1588 | [6 empty] | DEER:HVAC_Split-Package_HP | Annual | FALSE
Any | SWHC046AL | RtS | new | CZ09 | cDXHP | SWHC046-01 | ExAnte2019 | IOU workpaper | 2019-11-06 | Cap-Tons | 1 |  |  | 0 | 0 | 0 | -61.3546 | 0 | 14.4869 | [6 empty] | DEER:HVAC_Split-Package_HP | Annual | FALSE
Any | SWHC046AL | RtS | new | CZ10 | cDXHP | SWHC046-01 | ExAnte2019 | IOU workpaper | 2019-11-06 | Cap-Tons | 1 |  |  | 0 | 0 | 0 | -33.4813 | 0 | 12.7254 | [6 empty] | DEER:HVAC_Split-Package_HP | Annual | FALSE
Any | SWHC046AL | RtS | new | CZ11 | cDXHP | SWHC046-01 | ExAnte2019 | IOU workpaper | 2019-11-06 | Cap-Tons | 1 |  |  | 0 | 0 | 0 | -219.9774 | 0 | 35.8907 | [6 empty] | DEER:HVAC_Split-Package_HP | Annual | FALSE
Any | SWHC046AL | RtS | new | CZ12 | cDXHP | SWHC046-01 | ExAnte2019 | IOU workpaper | 2019-11-06 | Cap-Tons | 1 |  |  | 0 | 0 | 0 | -239.297 | 0 | 37.4251 | [6 empty] | DEER:HVAC_Split-Package_HP | Annual | FALSE
Any | SWHC046AL | RtS | new | CZ13 | cDXHP | SWHC046-01 | ExAnte2019 | IOU workpaper | 2019-11-06 | Cap-Tons | 1 |  |  | 0 | 0 | 0 | -181.9226 | 0 | 31.24 | [6 empty] | DEER:HVAC_Split-Package_HP | Annual | FALSE
Any | SWHC046AL | RtS | new | CZ14 | cDXHP | SWHC046-01 | ExAnte2019 | IOU workpaper | 2019-11-06 | Cap-Tons | 1 |  |  | 0 | 0 | 0 | -197.9063 | 0 | 32.425 | [6 empty] | DEER:HVAC_Split-Package_HP | Annual | FALSE
Any | SWHC046AL | RtS | new | CZ15 | cDXHP | SWHC046-01 | ExAnte2019 | IOU workpaper | 2019-11-06 | Cap-Tons | 1 |  |  | 0 | 0 | 0 | 78.7609 | 0 | 3.1971 | [6 empty] | DEER:HVAC_Split-Package_HP | Annual | FALSE
Any | SWHC046AL | RtS | new | CZ16 | cDXHP | SWHC046-01 | ExAnte2019 | IOU workpaper | 2019-11-06 | Cap-Tons | 1 |  |  | 0 | 0 | 0 | -1006.0343 | 0 | 112.5622 | [6 empty] | DEER:HVAC_Split-Package_HP | Annual | FALSE
Any | SWHC046AL | SCn | new | CZ01 | cDXHP | SWHC046-01 | ExAnte2019 | IOU workpaper | 2019-11-06 | Cap-Tons | 1 |  |  | 0 | 0 | 0 | -985.4656 | 0 | 124.4145 | [6 empty] | DEER:HVAC_Split-Package_HP | Annual | FALSE
Any | SWHC046AL | SCn | new | CZ02 | cDXHP | SWHC046-01 | ExAnte2019 | IOU workpaper | 2019-11-06 | Cap-Tons | 1 |  |  | 0 | 0 | 0 | -686.1529 | 0 | 82.0223 | [6 empty] | DEER:HVAC_Split-Package_HP | Annual | FALSE
Any | SWHC046AL | SCn | new | CZ03 | cDXHP | SWHC046-01 | ExAnte2019 | IOU workpaper | 2019-11-06 | Cap-Tons | 1 |  |  | 0 | 0 | 0 | -527.869 | 0 | 65.6425 | [6 empty] | DEER:HVAC_Split-Package_HP | Annual | FALSE
Any | SWHC046AL | SCn | new | CZ04 | cDXHP | SWHC046-01 | ExAnte2019 | IOU workpaper | 2019-11-06 | Cap-Tons | 1 |  |  | 0 | 0 | 0 | -567.9614 | 0 | 64.3251 | [6 empty] | DEER:HVAC_Split-Package_HP | Annual | FALSE
Any | SWHC046AL | SCn | new | CZ05 | cDXHP | SWHC046-01 | ExAnte2019 | IOU workpaper | 2019-11-06 | Cap-Tons | 1 |  |  | 0 | 0 | 0 | -533.9886 | 0 | 65.1737 | [6 empty] | DEER:HVAC_Split-Package_HP | Annual | FALSE
Any | SWHC046AL | SCn | new | CZ06 | cDXHP | SWHC046-01 | ExAnte2019 | IOU workpaper | 2019-11-06 | Cap-Tons | 1 |  |  | 0 | 0 | 0 | -272.5352 | 0 | 36.1244 | [6 empty] | DEER:HVAC_Split-Package_HP | Annual | FALSE
Any | SWHC046AL | SCn | new | CZ07 | cDXHP | SWHC046-01 | ExAnte2019 | IOU workpaper | 2019-11-06 | Cap-Tons | 1 |  |  | 0 | 0 | 0 | -208.6512 | 0 | 26.5398 | [6 empty] | DEER:HVAC_Split-Package_HP | Annual | FALSE
Any | SWHC046AL | SCn | new | CZ08 | cDXHP | SWHC046-01 | ExAnte2019 | IOU workpaper | 2019-11-06 | Cap-Tons | 1 |  |  | 0 | 0 | 0 | -242.8299 | 0 | 35.5518 | [6 empty] | DEER:HVAC_Split-Package_HP | Annual | FALSE
Any | SWHC046AL | SCn | new | CZ09 | cDXHP | SWHC046-01 | ExAnte2019 | IOU workpaper | 2019-11-06 | Cap-Tons | 1 |  |  | 0 | 0 | 0 | -256.87 | 0 | 37.509 | [6 empty] | DEER:HVAC_Split-Package_HP | Annual | FALSE
Any | SWHC046AL | SCn | new | CZ10 | cDXHP | SWHC046-01 | ExAnte2019 | IOU workpaper | 2019-11-06 | Cap-Tons | 1 |  |  | 0 | 0 | 0 | -265.4118 | 0 | 38.1948 | [6 empty] | DEER:HVAC_Split-Package_HP | Annual | FALSE
Any | SWHC046AL | SCn | new | CZ11 | cDXHP | SWHC046-01 | ExAnte2019 | IOU workpaper | 2019-11-06 | Cap-Tons | 1 |  |  | 0 | 0 | 0 | -519.1137 | 0 | 72.0936 | [6 empty] | DEER:HVAC_Split-Package_HP | Annual | FALSE
Any | SWHC046AL | SCn | new | CZ12 | cDXHP | SWHC046-01 | ExAnte2019 | IOU workpaper | 2019-11-06 | Cap-Tons | 1 |  |  | 0 | 0 | 0 | -566.2428 | 0 | 76.8081 | [6 empty] | DEER:HVAC_Split-Package_HP | Annual | FALSE
Any | SWHC046AL | SCn | new | CZ13 | cDXHP | SWHC046-01 | ExAnte2019 | IOU workpaper | 2019-11-06 | Cap-Tons | 1 |  |  | 0 | 0 | 0 | -433.1458 | 0 | 60.7802 | [6 empty] | DEER:HVAC_Split-Package_HP | Annual | FALSE
Any | SWHC046AL | SCn | new | CZ14 | cDXHP | SWHC046-01 | ExAnte2019 | IOU workpaper | 2019-11-06 | Cap-Tons | 1 |  |  | 0 | 0 | 0 | -560.6178 | 0 | 73.3626 | [6 empty] | DEER:HVAC_Split-Package_HP | Annual | FALSE
Any | SWHC046AL | SCn | new | CZ15 | cDXHP | SWHC046-01 | ExAnte2019 | IOU workpaper | 2019-11-06 | Cap-Tons | 1 |  |  | 0 | 0 | 0 | -13.6017 | 0 | 10.2322 | [6 empty] | DEER:HVAC_Split-Package_HP | Annual | FALSE
Any | SWHC046AL | SCn | new | CZ16 | cDXHP | SWHC046-01 | ExAnte2019 | IOU workpaper | 2019-11-06 | Cap-Tons | 1 |  |  | 0 | 0 | 0 | -1251.5639 | 0 | 138.4562 | [6 empty] | DEER:HVAC_Split-Package_HP | Annual | FALSE
Any | SWHC046AM | Asm | new | CZ01 | cDXHP | SWHC046-01 | ExAnte2019 | IOU workpaper | 2019-11-06 | Cap-Tons | 1 |  |  | 0 | 0 | 0 | -1071.9489 | 0 | 150.3355 | [6 empty] | DEER:HVAC_Split-Package_HP | Annual | FALSE
Any | SWHC046AM | Asm | new | CZ02 | cDXHP | SWHC046-01 | ExAnte2019 | IOU workpaper | 2019-11-06 | Cap-Tons | 1 |  |  | 0 | 0 | 0 | -608.3906 | 0 | 88.4105 | [6 empty] | DEER:HVAC_Split-Package_HP | Annual | FALSE
Any | SWHC046AM | Asm | new | CZ03 | cDXHP | SWHC046-01 | ExAnte2019 | IOU workpaper | 2019-11-06 | Cap-Tons | 1 |  |  | 0 | 0 | 0 | -446.6841 | 0 | 59.6795 | [6 empty] | DEER:HVAC_Split-Package_HP | Annual | FALSE
Any | SWHC046AM | Asm | new | CZ04 | cDXHP | SWHC046-01 | ExAnte2019 | IOU workpaper | 2019-11-06 | Cap-Tons | 1 |  |  | 0 | 0 | 0 | -400.6781 | 0 | 58.49 | [6 empty] | DEER:HVAC_Split-Package_HP | Annual | FALSE
Any | SWHC046AM | Asm | new | CZ05 | cDXHP | SWHC046-01 | ExAnte2019 | IOU workpaper | 2019-11-06 | Cap-Tons | 1 |  |  | 0 | 0 | 0 | -446.8716 | 0 | 61.1151 | [6 empty] | DEER:HVAC_Split-Package_HP | Annual | FALSE
Any | SWHC046AM | Asm | new | CZ06 | cDXHP | SWHC046-01 | ExAnte2019 | IOU workpaper | 2019-11-06 | Cap-Tons | 1 |  |  | 0 | 0 | 0 | -162.3758 | 0 | 22.7211 | [6 empty] | DEER:HVAC_Split-Package_HP | Annual | FALSE
Any | SWHC046AM | Asm | new | CZ07 | cDXHP | SWHC046-01 | ExAnte2019 | IOU workpaper | 2019-11-06 | Cap-Tons | 1 |  |  | 0 | 0 | 0 | -129.557 | 0 | 16.5896 | [6 empty] | DEER:HVAC_Split-Package_HP | Annual | FALSE
Any | SWHC046AM | Asm | new | CZ08 | cDXHP | SWHC046-01 | ExAnte2019 | IOU workpaper | 2019-11-06 | Cap-Tons | 1 |  |  | 0 | 0 | 0 | -179.3774 | 0 | 24.8209 | [6 empty] | DEER:HVAC_Split-Package_HP | Annual | FALSE
Any | SWHC046AM | Asm | new | CZ09 | cDXHP | SWHC046-01 | ExAnte2019 | IOU workpaper | 2019-11-06 | Cap-Tons | 1 |  |  | 0 | 0 | 0 | -136.698 | 0 | 18.6444 | [6 empty] | DEER:HVAC_Split-Package_HP | Annual | FALSE
Any | SWHC046AM | Asm | new | CZ10 | cDXHP | SWHC046-01 | ExAnte2019 | IOU workpaper | 2019-11-06 | Cap-Tons | 1 |  |  | 0 | 0 | 0 | -176.1246 | 0 | 25.5029 | [6 empty] | DEER:HVAC_Split-Package_HP | Annual | FALSE
Any | SWHC046AM | Asm | new | CZ11 | cDXHP | SWHC046-01 | ExAnte2019 | IOU workpaper | 2019-11-06 | Cap-Tons | 1 |  |  | 0 | 0 | 0 | -313.7543 | 0 | 43.6231 | [6 empty] | DEER:HVAC_Split-Package_HP | Annual | FALSE
Any | SWHC046AM | Asm | new | CZ12 | cDXHP | SWHC046-01 | ExAnte2019 | IOU workpaper | 2019-11-06 | Cap-Tons | 1 |  |  | 0 | 0 | 0 | -375.428 | 0 | 52.2827 | [6 empty] | DEER:HVAC_Split-Package_HP | Annual | FALSE
Any | SWHC046AM | Asm | new | CZ13 | cDXHP | SWHC046-01 | ExAnte2019 | IOU workpaper | 2019-11-06 | Cap-Tons | 1 |  |  | 0 | 0 | 0 | -284.6626 | 0 | 39.494 | [6 empty] | DEER:HVAC_Split-Package_HP | Annual | FALSE
Any | SWHC046AM | Asm | new | CZ14 | cDXHP | SWHC046-01 | ExAnte2019 | IOU workpaper | 2019-11-06 | Cap-Tons | 1 |  |  | 0 | 0 | 0 | -311.5205 | 0 | 42.7952 | [6 empty] | DEER:HVAC_Split-Package_HP | Annual | FALSE
Any | SWHC046AM | Asm | new | CZ15 | cDXHP | SWHC046-01 | ExAnte2019 | IOU workpaper | 2019-11-06 | Cap-Tons | 1 |  |  | 0 | 0 | 0 | -19.0998 | 0 | 6.5957 | [6 empty] | DEER:HVAC_Split-Package_HP | Annual | FALSE
Any | SWHC046AM | Asm | new | CZ16 | cDXHP | SWHC046-01 | ExAnte2019 | IOU workpaper | 2019-11-06 | Cap-Tons | 1 |  |  | 0 | 0 | 0 | -1271.5208 | 0 | 152.708 | [6 empty] | DEER:HVAC_Split-Package_HP | Annual | FALSE
Any | SWHC046AM | Com | new | CZ01 | cDXHP | SWHC046-01 | ExAnte2019 | IOU workpaper | 2019-11-06 | Cap-Tons | 1 |  |  | 0 | 0 | 0 | -640.9954 | 0 | 84.7706 | [6 empty] | DEER:HVAC_Split-Package_HP | Annual | FALSE
Any | SWHC046AM | Com | new | CZ02 | cDXHP | SWHC046-01 | ExAnte2019 | IOU workpaper | 2019-11-06 | Cap-Tons | 1 |  |  | 0 | 0 | 0 | -339.157 | 0 | 42.8742 | [6 empty] | DEER:HVAC_Split-Package_HP | Annual | FALSE
Any | SWHC046AM | Com | new | CZ03 | cDXHP | SWHC046-01 | ExAnte2019 | IOU workpaper | 2019-11-06 | Cap-Tons | 1 |  |  | 0 | 0 | 0 | -227.3506 | 0 | 30.6877 | [6 empty] | DEER:HVAC_Split-Package_HP | Annual | FALSE
Any | SWHC046AM | Com | new | CZ04 | cDXHP | SWHC046-01 | ExAnte2019 | IOU workpaper | 2019-11-06 | Cap-Tons | 1 |  |  | 0 | 0 | 0 | -203.1833 | 0 | 25.8877 | [6 empty] | DEER:HVAC_Split-Package_HP | Annual | FALSE
Any | SWHC046AM | Com | new | CZ05 | cDXHP | SWHC046-01 | ExAnte2019 | IOU workpaper | 2019-11-06 | Cap-Tons | 1 |  |  | 0 | 0 | 0 | -309.2536 | 0 | 41.7333 | [6 empty] | DEER:HVAC_Split-Package_HP | Annual | FALSE
Any | SWHC046AM | Com | new | CZ06 | cDXHP | SWHC046-01 | ExAnte2019 | IOU workpaper | 2019-11-06 | Cap-Tons | 1 |  |  | 0 | 0 | 0 | -118.1261 | 0 | 16.6953 | [6 empty] | DEER:HVAC_Split-Package_HP | Annual | FALSE
Any | SWHC046AM | Com | new | CZ07 | cDXHP | SWHC046-01 | ExAnte2019 | IOU workpaper | 2019-11-06 | Cap-Tons | 1 |  |  | 0 | 0 | 0 | -97.3895 | 0 | 13.8072 | [6 empty] | DEER:HVAC_Split-Package_HP | Annual | FALSE
Any | SWHC046AM | Com | new | CZ08 | cDXHP | SWHC046-01 | ExAnte2019 | IOU workpaper | 2019-11-06 | Cap-Tons | 1 |  |  | 0 | 0 | 0 | -112.3916 | 0 | 16.1419 | [6 empty] | DEER:HVAC_Split-Package_HP | Annual | FALSE
Any | SWHC046AM | Com | new | CZ09 | cDXHP | SWHC046-01 | ExAnte2019 | IOU workpaper | 2019-11-06 | Cap-Tons | 1 |  |  | 0 | 0 | 0 | -107.8476 | 0 | 14.9342 | [6 empty] | DEER:HVAC_Split-Package_HP | Annual | FALSE
Any | SWHC046AM | Com | new | CZ10 | cDXHP | SWHC046-01 | ExAnte2019 | IOU workpaper | 2019-11-06 | Cap-Tons | 1 |  |  | 0 | 0 | 0 | -145.7471 | 0 | 19.993 | [6 empty] | DEER:HVAC_Split-Package_HP | Annual | FALSE
Any | SWHC046AM | Com | new | CZ11 | cDXHP | SWHC046-01 | ExAnte2019 | IOU workpaper | 2019-11-06 | Cap-Tons | 1 |  |  | 0 | 0 | 0 | -271.8844 | 0 | 35.9102 | [6 empty] | DEER:HVAC_Split-Package_HP | Annual | FALSE
Any | SWHC046AM | Com | new | CZ12 | cDXHP | SWHC046-01 | ExAnte2019 | IOU workpaper | 2019-11-06 | Cap-Tons | 1 |  |  | 0 | 0 | 0 | -261.297 | 0 | 33.6865 | [6 empty] | DEER:HVAC_Split-Package_HP | Annual | FALSE
Any | SWHC046AM | Com | new | CZ13 | cDXHP | SWHC046-01 | ExAnte2019 | IOU workpaper | 2019-11-06 | Cap-Tons | 1 |  |  | 0 | 0 | 0 | -227.9612 | 0 | 30.0389 | [6 empty] | DEER:HVAC_Split-Package_HP | Annual | FALSE
Any | SWHC046AM | Com | new | CZ14 | cDXHP | SWHC046-01 | ExAnte2019 | IOU workpaper | 2019-11-06 | Cap-Tons | 1 |  |  | 0 | 0 | 0 | -252.4276 | 0 | 32.2783 | [6 empty] | DEER:HVAC_Split-Package_HP | Annual | FALSE
Any | SWHC046AM | Com | new | CZ15 | cDXHP | SWHC046-01 | ExAnte2019 | IOU workpaper | 2019-11-06 | Cap-Tons | 1 |  |  | 0 | 0 | 0 | -8.0887 | 0 | 4.9645 | [6 empty] | DEER:HVAC_Split-Package_HP | Annual | FALSE
Any | SWHC046AM | Com | new | CZ16 | cDXHP | SWHC046-01 | ExAnte2019 | IOU workpaper | 2019-11-06 | Cap-Tons | 1 |  |  | 0 | 0 | 0 | -918.3085 | 0 | 102.3545 | [6 empty] | DEER:HVAC_Split-Package_HP | Annual | FALSE
Any | SWHC046AM | ECC | new | CZ01 | cDXHP | SWHC046-01 | ExAnte2019 | IOU workpaper | 2019-11-06 | Cap-Tons | 1 |  |  | 0 | 0 | 0 | -347.8855 | 0 | 46.2123 | [6 empty] | DEER:HVAC_Split-Package_HP | Annual | FALSE
Any | SWHC046AM | ECC | new | CZ02 | cDXHP | SWHC046-01 | ExAnte2019 | IOU workpaper | 2019-11-06 | Cap-Tons | 1 |  |  | 0 | 0 | 0 | -184.4778 | 0 | 23.5891 | [6 empty] | DEER:HVAC_Split-Package_HP | Annual | FALSE
Any | SWHC046AM | ECC | new | CZ03 | cDXHP | SWHC046-01 | ExAnte2019 | IOU workpaper | 2019-11-06 | Cap-Tons | 1 |  |  | 0 | 0 | 0 | -144.4435 | 0 | 19.5988 | [6 empty] | DEER:HVAC_Split-Package_HP | Annual | FALSE
Any | SWHC046AM | ECC | new | CZ04 | cDXHP | SWHC046-01 | ExAnte2019 | IOU workpaper | 2019-11-06 | Cap-Tons | 1 |  |  | 0 | 0 | 0 | -130.0565 | 0 | 16.5263 | [6 empty] | DEER:HVAC_Split-Package_HP | Annual | FALSE
Any | SWHC046AM | ECC | new | CZ05 | cDXHP | SWHC046-01 | ExAnte2019 | IOU workpaper | 2019-11-06 | Cap-Tons | 1 |  |  | 0 | 0 | 0 | -145.9693 | 0 | 19.5544 | [6 empty] | DEER:HVAC_Split-Package_HP | Annual | FALSE
Any | SWHC046AM | ECC | new | CZ06 | cDXHP | SWHC046-01 | ExAnte2019 | IOU workpaper | 2019-11-06 | Cap-Tons | 1 |  |  | 0 | 0 | 0 | -31.7153 | 0 | 5.9781 | [6 empty] | DEER:HVAC_Split-Package_HP | Annual | FALSE
Any | SWHC046AM | ECC | new | CZ07 | cDXHP | SWHC046-01 | ExAnte2019 | IOU workpaper | 2019-11-06 | Cap-Tons | 1 |  |  | 0 | 0 | 0 | -13.8578 | 0 | 3.3057 | [6 empty] | DEER:HVAC_Split-Package_HP | Annual | FALSE
Any | SWHC046AM | ECC | new | CZ08 | cDXHP | SWHC046-01 | ExAnte2019 | IOU workpaper | 2019-11-06 | Cap-Tons | 1 |  |  | 0 | 0 | 0 | -24.9215 | 0 | 5.2102 | [6 empty] | DEER:HVAC_Split-Package_HP | Annual | FALSE
Any | SWHC046AM | ECC | new | CZ09 | cDXHP | SWHC046-01 | ExAnte2019 | IOU workpaper | 2019-11-06 | Cap-Tons | 1 |  |  | 0 | 0 | 0 | -40.9344 | 0 | 6.4099 | [6 empty] | DEER:HVAC_Split-Package_HP | Annual | FALSE
Any | SWHC046AM | ECC | new | CZ10 | cDXHP | SWHC046-01 | ExAnte2019 | IOU workpaper | 2019-11-06 | Cap-Tons | 1 |  |  | 0 | 0 | 0 | -41.6197 | 0 | 6.9233 | [6 empty] | DEER:HVAC_Split-Package_HP | Annual | FALSE
Any | SWHC046AM | ECC | new | CZ11 | cDXHP | SWHC046-01 | ExAnte2019 | IOU workpaper | 2019-11-06 | Cap-Tons | 1 |  |  | 0 | 0 | 0 | -144.1012 | 0 | 20.7053 | [6 empty] | DEER:HVAC_Split-Package_HP | Annual | FALSE
Any | SWHC046AM | ECC | new | CZ12 | cDXHP | SWHC046-01 | ExAnte2019 | IOU workpaper | 2019-11-06 | Cap-Tons | 1 |  |  | 0 | 0 | 0 | -156.4791 | 0 | 21.452 | [6 empty] | DEER:HVAC_Split-Package_HP | Annual | FALSE
Any | SWHC046AM | ECC | new | CZ13 | cDXHP | SWHC046-01 | ExAnte2019 | IOU workpaper | 2019-11-06 | Cap-Tons | 1 |  |  | 0 | 0 | 0 | -124.4507 | 0 | 17.9661 | [6 empty] | DEER:HVAC_Split-Package_HP | Annual | FALSE
Any | SWHC046AM | ECC | new | CZ14 | cDXHP | SWHC046-01 | ExAnte2019 | IOU workpaper | 2019-11-06 | Cap-Tons | 1 |  |  | 0 | 0 | 0 | -138.6833 | 0 | 19.0738 | [6 empty] | DEER:HVAC_Split-Package_HP | Annual | FALSE
Any | SWHC046AM | ECC | new | CZ15 | cDXHP | SWHC046-01 | ExAnte2019 | IOU workpaper | 2019-11-06 | Cap-Tons | 1 |  |  | 0 | 0 | 0 | 17.7385 | 0 | 1.6483 | [6 empty] | DEER:HVAC_Split-Package_HP | Annual | FALSE
Any | SWHC046AM | ECC | new | CZ16 | cDXHP | SWHC046-01 | ExAnte2019 | IOU workpaper | 2019-11-06 | Cap-Tons | 1 |  |  | 0 | 0 | 0 | -572.7307 | 0 | 64.0713 | [6 empty] | DEER:HVAC_Split-Package_HP | Annual | FALSE
Any | SWHC046AM | EPr | new | CZ01 | cDXHP | SWHC046-01 | ExAnte2019 | IOU workpaper | 2019-11-06 | Cap-Tons | 1 |  |  | 0 | 0 | 0 | -500.3486 | 0 | 70.8798 | [6 empty] | DEER:HVAC_Split-Package_HP | Annual | FALSE
Any | SWHC046AM | EPr | new | CZ02 | cDXHP | SWHC046-01 | ExAnte2019 | IOU workpaper | 2019-11-06 | Cap-Tons | 1 |  |  | 0 | 0 | 0 | -269.0615 | 0 | 32.5037 | [6 empty] | DEER:HVAC_Split-Package_HP | Annual | FALSE
Any | SWHC046AM | EPr | new | CZ03 | cDXHP | SWHC046-01 | ExAnte2019 | IOU workpaper | 2019-11-06 | Cap-Tons | 1 |  |  | 0 | 0 | 0 | -227.0481 | 0 | 32.0646 | [6 empty] | DEER:HVAC_Split-Package_HP | Annual | FALSE
Any | SWHC046AM | EPr | new | CZ04 | cDXHP | SWHC046-01 | ExAnte2019 | IOU workpaper | 2019-11-06 | Cap-Tons | 1 |  |  | 0 | 0 | 0 | -190.3638 | 0 | 23.1678 | [6 empty] | DEER:HVAC_Split-Package_HP | Annual | FALSE
Any | SWHC046AM | EPr | new | CZ05 | cDXHP | SWHC046-01 | ExAnte2019 | IOU workpaper | 2019-11-06 | Cap-Tons | 1 |  |  | 0 | 0 | 0 | -229.8761 | 0 | 32.1114 | [6 empty] | DEER:HVAC_Split-Package_HP | Annual | FALSE
Any | SWHC046AM | EPr | new | CZ06 | cDXHP | SWHC046-01 | ExAnte2019 | IOU workpaper | 2019-11-06 | Cap-Tons | 1 |  |  | 0 | 0 | 0 | -82.2906 | 0 | 12.1021 | [6 empty] | DEER:HVAC_Split-Package_HP | Annual | FALSE
Any | SWHC046AM | EPr | new | CZ07 | cDXHP | SWHC046-01 | ExAnte2019 | IOU workpaper | 2019-11-06 | Cap-Tons | 1 |  |  | 0 | 0 | 0 | -61.5073 | 0 | 8.6706 | [6 empty] | DEER:HVAC_Split-Package_HP | Annual | FALSE
Any | SWHC046AM | EPr | new | CZ08 | cDXHP | SWHC046-01 | ExAnte2019 | IOU workpaper | 2019-11-06 | Cap-Tons | 1 |  |  | 0 | 0 | 0 | -68.796 | 0 | 9.7424 | [6 empty] | DEER:HVAC_Split-Package_HP | Annual | FALSE
Any | SWHC046AM | EPr | new | CZ09 | cDXHP | SWHC046-01 | ExAnte2019 | IOU workpaper | 2019-11-06 | Cap-Tons | 1 |  |  | 0 | 0 | 0 | -88.019 | 0 | 12.0682 | [6 empty] | DEER:HVAC_Split-Package_HP | Annual | FALSE
Any | SWHC046AM | EPr | new | CZ10 | cDXHP | SWHC046-01 | ExAnte2019 | IOU workpaper | 2019-11-06 | Cap-Tons | 1 |  |  | 0 | 0 | 0 | -79.1154 | 0 | 11.0885 | [6 empty] | DEER:HVAC_Split-Package_HP | Annual | FALSE
Any | SWHC046AM | EPr | new | CZ11 | cDXHP | SWHC046-01 | ExAnte2019 | IOU workpaper | 2019-11-06 | Cap-Tons | 1 |  |  | 0 | 0 | 0 | -191.5804 | 0 | 26.2108 | [6 empty] | DEER:HVAC_Split-Package_HP | Annual | FALSE
Any | SWHC046AM | EPr | new | CZ12 | cDXHP | SWHC046-01 | ExAnte2019 | IOU workpaper | 2019-11-06 | Cap-Tons | 1 |  |  | 0 | 0 | 0 | -215.1911 | 0 | 28.2133 | [6 empty] | DEER:HVAC_Split-Package_HP | Annual | FALSE
Any | SWHC046AM | EPr | new | CZ13 | cDXHP | SWHC046-01 | ExAnte2019 | IOU workpaper | 2019-11-06 | Cap-Tons | 1 |  |  | 0 | 0 | 0 | -171.432 | 0 | 23.3002 | [6 empty] | DEER:HVAC_Split-Package_HP | Annual | FALSE
Any | SWHC046AM | EPr | new | CZ14 | cDXHP | SWHC046-01 | ExAnte2019 | IOU workpaper | 2019-11-06 | Cap-Tons | 1 |  |  | 0 | 0 | 0 | -167.094 | 0 | 24.1779 | [6 empty] | DEER:HVAC_Split-Package_HP | Annual | FALSE
Any | SWHC046AM | EPr | new | CZ15 | cDXHP | SWHC046-01 | ExAnte2019 | IOU workpaper | 2019-11-06 | Cap-Tons | 1 |  |  | 0 | 0 | 0 | -5.873 | 0 | 3.2006 | [6 empty] | DEER:HVAC_Split-Package_HP | Annual | FALSE
Any | SWHC046AM | EPr | new | CZ16 | cDXHP | SWHC046-01 | ExAnte2019 | IOU workpaper | 2019-11-06 | Cap-Tons | 1 |  |  | 0 | 0 | 0 | -711.5909 | 0 | 82.619 | [6 empty] | DEER:HVAC_Split-Package_HP | Annual | FALSE
Any | SWHC046AM | ERC | new | CZ01 | cDXHP | SWHC046-01 | ExAnte2019 | IOU workpaper | 2019-11-06 | Cap-Tons | 1 |  |  | 0 | 0 | 0 | -762.3168 | 0 | 108.3618 | [6 empty] | DEER:HVAC_Split-Package_HP | Annual | FALSE
Any | SWHC046AM | ERC | new | CZ02 | cDXHP | SWHC046-01 | ExAnte2019 | IOU workpaper | 2019-11-06 | Cap-Tons | 1 |  |  | 0 | 0 | 0 | -464.4857 | 0 | 65.7962 | [6 empty] | DEER:HVAC_Split-Package_HP | Annual | FALSE
Any | SWHC046AM | ERC | new | CZ03 | cDXHP | SWHC046-01 | ExAnte2019 | IOU workpaper | 2019-11-06 | Cap-Tons | 1 |  |  | 0 | 0 | 0 | -322.3501 | 0 | 52.3013 | [6 empty] | DEER:HVAC_Split-Package_HP | Annual | FALSE
Any | SWHC046AM | ERC | new | CZ04 | cDXHP | SWHC046-01 | ExAnte2019 | IOU workpaper | 2019-11-06 | Cap-Tons | 1 |  |  | 0 | 0 | 0 | -322.7598 | 0 | 46.2517 | [6 empty] | DEER:HVAC_Split-Package_HP | Annual | FALSE
Any | SWHC046AM | ERC | new | CZ05 | cDXHP | SWHC046-01 | ExAnte2019 | IOU workpaper | 2019-11-06 | Cap-Tons | 1 |  |  | 0 | 0 | 0 | -394.0635 | 0 | 60.6756 | [6 empty] | DEER:HVAC_Split-Package_HP | Annual | FALSE
Any | SWHC046AM | ERC | new | CZ06 | cDXHP | SWHC046-01 | ExAnte2019 | IOU workpaper | 2019-11-06 | Cap-Tons | 1 |  |  | 0 | 0 | 0 | -147.6196 | 0 | 25.7859 | [6 empty] | DEER:HVAC_Split-Package_HP | Annual | FALSE
Any | SWHC046AM | ERC | new | CZ07 | cDXHP | SWHC046-01 | ExAnte2019 | IOU workpaper | 2019-11-06 | Cap-Tons | 1 |  |  | 0 | 0 | 0 | -86.5169 | 0 | 15.9783 | [6 empty] | DEER:HVAC_Split-Package_HP | Annual | FALSE
Any | SWHC046AM | ERC | new | CZ08 | cDXHP | SWHC046-01 | ExAnte2019 | IOU workpaper | 2019-11-06 | Cap-Tons | 1 |  |  | 0 | 0 | 0 | -123.0649 | 0 | 21.6522 | [6 empty] | DEER:HVAC_Split-Package_HP | Annual | FALSE
Any | SWHC046AM | ERC | new | CZ09 | cDXHP | SWHC046-01 | ExAnte2019 | IOU workpaper | 2019-11-06 | Cap-Tons | 1 |  |  | 0 | 0 | 0 | -126.7202 | 0 | 21.1911 | [6 empty] | DEER:HVAC_Split-Package_HP | Annual | FALSE
Any | SWHC046AM | ERC | new | CZ10 | cDXHP | SWHC046-01 | ExAnte2019 | IOU workpaper | 2019-11-06 | Cap-Tons | 1 |  |  | 0 | 0 | 0 | -147.7563 | 0 | 23.8348 | [6 empty] | DEER:HVAC_Split-Package_HP | Annual | FALSE
Any | SWHC046AM | ERC | new | CZ11 | cDXHP | SWHC046-01 | ExAnte2019 | IOU workpaper | 2019-11-06 | Cap-Tons | 1 |  |  | 0 | 0 | 0 | -294.811 | 0 | 43.1167 | [6 empty] | DEER:HVAC_Split-Package_HP | Annual | FALSE
Any | SWHC046AM | ERC | new | CZ12 | cDXHP | SWHC046-01 | ExAnte2019 | IOU workpaper | 2019-11-06 | Cap-Tons | 1 |  |  | 0 | 0 | 0 | -339.5104 | 0 | 49.0022 | [6 empty] | DEER:HVAC_Split-Package_HP | Annual | FALSE
Any | SWHC046AM | ERC | new | CZ13 | cDXHP | SWHC046-01 | ExAnte2019 | IOU workpaper | 2019-11-06 | Cap-Tons | 1 |  |  | 0 | 0 | 0 | -265.3222 | 0 | 39.21 | [6 empty] | DEER:HVAC_Split-Package_HP | Annual | FALSE
Any | SWHC046AM | ERC | new | CZ14 | cDXHP | SWHC046-01 | ExAnte2019 | IOU workpaper | 2019-11-06 | Cap-Tons | 1 |  |  | 0 | 0 | 0 | -298.7332 | 0 | 41.5998 | [6 empty] | DEER:HVAC_Split-Package_HP | Annual | FALSE
Any | SWHC046AM | ERC | new | CZ15 | cDXHP | SWHC046-01 | ExAnte2019 | IOU workpaper | 2019-11-06 | Cap-Tons | 1 |  |  | 0 | 0 | 0 | -17.2434 | 0 | 6.345 | [6 empty] | DEER:HVAC_Split-Package_HP | Annual | FALSE
Any | SWHC046AM | ERC | new | CZ16 | cDXHP | SWHC046-01 | ExAnte2019 | IOU workpaper | 2019-11-06 | Cap-Tons | 1 |  |  | 0 | 0 | 0 | -1061.4804 | 0 | 121.6174 | [6 empty] | DEER:HVAC_Split-Package_HP | Annual | FALSE
Any | SWHC046AM | ESe | new | CZ01 | cDXHP | SWHC046-01 | ExAnte2019 | IOU workpaper | 2019-11-06 | Cap-Tons | 1 |  |  | 0 | 0 | 0 | -443.0166 | 0 | 60.6294 | [6 empty] | DEER:HVAC_Split-Package_HP | Annual | FALSE
Any | SWHC046AM | ESe | new | CZ02 | cDXHP | SWHC046-01 | ExAnte2019 | IOU workpaper | 2019-11-06 | Cap-Tons | 1 |  |  | 0 | 0 | 0 | -259.9716 | 0 | 32.1242 | [6 empty] | DEER:HVAC_Split-Package_HP | Annual | FALSE
Any | SWHC046AM | ESe | new | CZ03 | cDXHP | SWHC046-01 | ExAnte2019 | IOU workpaper | 2019-11-06 | Cap-Tons | 1 |  |  | 0 | 0 | 0 | -179.9209 | 0 | 24.8753 | [6 empty] | DEER:HVAC_Split-Package_HP | Annual | FALSE
Any | SWHC046AM | ESe | new | CZ04 | cDXHP | SWHC046-01 | ExAnte2019 | IOU workpaper | 2019-11-06 | Cap-Tons | 1 |  |  | 0 | 0 | 0 | -163.1965 | 0 | 20.4547 | [6 empty] | DEER:HVAC_Split-Package_HP | Annual | FALSE
Any | SWHC046AM | ESe | new | CZ05 | cDXHP | SWHC046-01 | ExAnte2019 | IOU workpaper | 2019-11-06 | Cap-Tons | 1 |  |  | 0 | 0 | 0 | -177.0921 | 0 | 24.3338 | [6 empty] | DEER:HVAC_Split-Package_HP | Annual | FALSE
Any | SWHC046AM | ESe | new | CZ06 | cDXHP | SWHC046-01 | ExAnte2019 | IOU workpaper | 2019-11-06 | Cap-Tons | 1 |  |  | 0 | 0 | 0 | -58.8611 | 0 | 8.9631 | [6 empty] | DEER:HVAC_Split-Package_HP | Annual | FALSE
Any | SWHC046AM | ESe | new | CZ07 | cDXHP | SWHC046-01 | ExAnte2019 | IOU workpaper | 2019-11-06 | Cap-Tons | 1 |  |  | 0 | 0 | 0 | -36.1982 | 0 | 5.9032 | [6 empty] | DEER:HVAC_Split-Package_HP | Annual | FALSE
Any | SWHC046AM | ESe | new | CZ08 | cDXHP | SWHC046-01 | ExAnte2019 | IOU workpaper | 2019-11-06 | Cap-Tons | 1 |  |  | 0 | 0 | 0 | -49.2312 | 0 | 8.013 | [6 empty] | DEER:HVAC_Split-Package_HP | Annual | FALSE
Any | SWHC046AM | ESe | new | CZ09 | cDXHP | SWHC046-01 | ExAnte2019 | IOU workpaper | 2019-11-06 | Cap-Tons | 1 |  |  | 0 | 0 | 0 | -64.279 | 0 | 9.2778 | [6 empty] | DEER:HVAC_Split-Package_HP | Annual | FALSE
Any | SWHC046AM | ESe | new | CZ10 | cDXHP | SWHC046-01 | ExAnte2019 | IOU workpaper | 2019-11-06 | Cap-Tons | 1 |  |  | 0 | 0 | 0 | -78.5998 | 0 | 11.3441 | [6 empty] | DEER:HVAC_Split-Package_HP | Annual | FALSE
Any | SWHC046AM | ESe | new | CZ11 | cDXHP | SWHC046-01 | ExAnte2019 | IOU workpaper | 2019-11-06 | Cap-Tons | 1 |  |  | 0 | 0 | 0 | -200.5693 | 0 | 27.9588 | [6 empty] | DEER:HVAC_Split-Package_HP | Annual | FALSE
Any | SWHC046AM | ESe | new | CZ12 | cDXHP | SWHC046-01 | ExAnte2019 | IOU workpaper | 2019-11-06 | Cap-Tons | 1 |  |  | 0 | 0 | 0 | -221.1021 | 0 | 29.4201 | [6 empty] | DEER:HVAC_Split-Package_HP | Annual | FALSE
Any | SWHC046AM | ESe | new | CZ13 | cDXHP | SWHC046-01 | ExAnte2019 | IOU workpaper | 2019-11-06 | Cap-Tons | 1 |  |  | 0 | 0 | 0 | -175.3102 | 0 | 24.4775 | [6 empty] | DEER:HVAC_Split-Package_HP | Annual | FALSE
Any | SWHC046AM | ESe | new | CZ14 | cDXHP | SWHC046-01 | ExAnte2019 | IOU workpaper | 2019-11-06 | Cap-Tons | 1 |  |  | 0 | 0 | 0 | -193.1559 | 0 | 25.8779 | [6 empty] | DEER:HVAC_Split-Package_HP | Annual | FALSE
Any | SWHC046AM | ESe | new | CZ15 | cDXHP | SWHC046-01 | ExAnte2019 | IOU workpaper | 2019-11-06 | Cap-Tons | 1 |  |  | 0 | 0 | 0 | -4.0685 | 0 | 3.2643 | [6 empty] | DEER:HVAC_Split-Package_HP | Annual | FALSE
Any | SWHC046AM | ESe | new | CZ16 | cDXHP | SWHC046-01 | ExAnte2019 | IOU workpaper | 2019-11-06 | Cap-Tons | 1 |  |  | 0 | 0 | 0 | -666.6012 | 0 | 74.9785 | [6 empty] | DEER:HVAC_Split-Package_HP | Annual | FALSE
Any | SWHC046AM | EUn | new | CZ01 | cDXHP | SWHC046-01 | ExAnte2019 | IOU workpaper | 2019-11-06 | Cap-Tons | 1 |  |  | 0 | 0 | 0 | -480.1269 | 0 | 67.3869 | [6 empty] | DEER:HVAC_Split-Package_HP | Annual | FALSE
Any | SWHC046AM | EUn | new | CZ02 | cDXHP | SWHC046-01 | ExAnte2019 | IOU workpaper | 2019-11-06 | Cap-Tons | 1 |  |  | 0 | 0 | 0 | -280.2318 | 0 | 37.1594 | [6 empty] | DEER:HVAC_Split-Package_HP | Annual | FALSE
Any | SWHC046AM | EUn | new | CZ03 | cDXHP | SWHC046-01 | ExAnte2019 | IOU workpaper | 2019-11-06 | Cap-Tons | 1 |  |  | 0 | 0 | 0 | -228.6387 | 0 | 33.1541 | [6 empty] | DEER:HVAC_Split-Package_HP | Annual | FALSE
Any | SWHC046AM | EUn | new | CZ04 | cDXHP | SWHC046-01 | ExAnte2019 | IOU workpaper | 2019-11-06 | Cap-Tons | 1 |  |  | 0 | 0 | 0 | -211.9623 | 0 | 27.6808 | [6 empty] | DEER:HVAC_Split-Package_HP | Annual | FALSE
Any | SWHC046AM | EUn | new | CZ05 | cDXHP | SWHC046-01 | ExAnte2019 | IOU workpaper | 2019-11-06 | Cap-Tons | 1 |  |  | 0 | 0 | 0 | -229.5958 | 0 | 34.132 | [6 empty] | DEER:HVAC_Split-Package_HP | Annual | FALSE
Any | SWHC046AM | EUn | new | CZ06 | cDXHP | SWHC046-01 | ExAnte2019 | IOU workpaper | 2019-11-06 | Cap-Tons | 1 |  |  | 0 | 0 | 0 | -82.4241 | 0 | 13.2799 | [6 empty] | DEER:HVAC_Split-Package_HP | Annual | FALSE
Any | SWHC046AM | EUn | new | CZ07 | cDXHP | SWHC046-01 | ExAnte2019 | IOU workpaper | 2019-11-06 | Cap-Tons | 1 |  |  | 0 | 0 | 0 | -56.9769 | 0 | 9.2005 | [6 empty] | DEER:HVAC_Split-Package_HP | Annual | FALSE
Any | SWHC046AM | EUn | new | CZ08 | cDXHP | SWHC046-01 | ExAnte2019 | IOU workpaper | 2019-11-06 | Cap-Tons | 1 |  |  | 0 | 0 | 0 | -75.6182 | 0 | 12.3119 | [6 empty] | DEER:HVAC_Split-Package_HP | Annual | FALSE
Any | SWHC046AM | EUn | new | CZ09 | cDXHP | SWHC046-01 | ExAnte2019 | IOU workpaper | 2019-11-06 | Cap-Tons | 1 |  |  | 0 | 0 | 0 | -85.168 | 0 | 12.6889 | [6 empty] | DEER:HVAC_Split-Package_HP | Annual | FALSE
Any | SWHC046AM | EUn | new | CZ10 | cDXHP | SWHC046-01 | ExAnte2019 | IOU workpaper | 2019-11-06 | Cap-Tons | 1 |  |  | 0 | 0 | 0 | -83.6165 | 0 | 12.9884 | [6 empty] | DEER:HVAC_Split-Package_HP | Annual | FALSE
Any | SWHC046AM | EUn | new | CZ11 | cDXHP | SWHC046-01 | ExAnte2019 | IOU workpaper | 2019-11-06 | Cap-Tons | 1 |  |  | 0 | 0 | 0 | -192.4747 | 0 | 28.0628 | [6 empty] | DEER:HVAC_Split-Package_HP | Annual | FALSE
Any | SWHC046AM | EUn | new | CZ12 | cDXHP | SWHC046-01 | ExAnte2019 | IOU workpaper | 2019-11-06 | Cap-Tons | 1 |  |  | 0 | 0 | 0 | -214.0895 | 0 | 30.6243 | [6 empty] | DEER:HVAC_Split-Package_HP | Annual | FALSE
Any | SWHC046AM | EUn | new | CZ13 | cDXHP | SWHC046-01 | ExAnte2019 | IOU workpaper | 2019-11-06 | Cap-Tons | 1 |  |  | 0 | 0 | 0 | -167.8726 | 0 | 24.59 | [6 empty] | DEER:HVAC_Split-Package_HP | Annual | FALSE
Any | SWHC046AM | EUn | new | CZ14 | cDXHP | SWHC046-01 | ExAnte2019 | IOU workpaper | 2019-11-06 | Cap-Tons | 1 |  |  | 0 | 0 | 0 | -190.7631 | 0 | 26.8937 | [6 empty] | DEER:HVAC_Split-Package_HP | Annual | FALSE
Any | SWHC046AM | EUn | new | CZ15 | cDXHP | SWHC046-01 | ExAnte2019 | IOU workpaper | 2019-11-06 | Cap-Tons | 1 |  |  | 0 | 0 | 0 | 4.1923 | 0 | 3.7037 | [6 empty] | DEER:HVAC_Split-Package_HP | Annual | FALSE
Any | SWHC046AM | EUn | new | CZ16 | cDXHP | SWHC046-01 | ExAnte2019 | IOU workpaper | 2019-11-06 | Cap-Tons | 1 |  |  | 0 | 0 | 0 | -701.4763 | 0 | 80.7296 | [6 empty] | DEER:HVAC_Split-Package_HP | Annual | FALSE
Any | SWHC046AM | Gro | new | CZ01 | cDXHP | SWHC046-01 | ExAnte2019 | IOU workpaper | 2019-11-06 | Cap-Tons | 1 |  |  | 0 | 0 | 0 | -3041.9263 | 0 | 414.9827 | [6 empty] | DEER:HVAC_Split-Package_HP | Annual | FALSE
Any | SWHC046AM | Gro | new | CZ02 | cDXHP | SWHC046-01 | ExAnte2019 | IOU workpaper | 2019-11-06 | Cap-Tons | 1 |  |  | 0 | 0 | 0 | -1239.3586 | 0 | 138.4803 | [6 empty] | DEER:HVAC_Split-Package_HP | Annual | FALSE
Any | SWHC046AM | Gro | new | CZ03 | cDXHP | SWHC046-01 | ExAnte2019 | IOU workpaper | 2019-11-06 | Cap-Tons | 1 |  |  | 0 | 0 | 0 | -1396.5355 | 0 | 186.7735 | [6 empty] | DEER:HVAC_Split-Package_HP | Annual | FALSE
Any | SWHC046AM | Gro | new | CZ04 | cDXHP | SWHC046-01 | ExAnte2019 | IOU workpaper | 2019-11-06 | Cap-Tons | 1 |  |  | 0 | 0 | 0 | -1051.6231 | 0 | 124.1695 | [6 empty] | DEER:HVAC_Split-Package_HP | Annual | FALSE
Any | SWHC046AM | Gro | new | CZ05 | cDXHP | SWHC046-01 | ExAnte2019 | IOU workpaper | 2019-11-06 | Cap-Tons | 1 |  |  | 0 | 0 | 0 | -1647.8062 | 0 | 220.4619 | [6 empty] | DEER:HVAC_Split-Package_HP | Annual | FALSE
Any | SWHC046AM | Gro | new | CZ06 | cDXHP | SWHC046-01 | ExAnte2019 | IOU workpaper | 2019-11-06 | Cap-Tons | 1 |  |  | 0 | 0 | 0 | -758.4056 | 0 | 85.7938 | [6 empty] | DEER:HVAC_Split-Package_HP | Annual | FALSE
Any | SWHC046AM | Gro | new | CZ07 | cDXHP | SWHC046-01 | ExAnte2019 | IOU workpaper | 2019-11-06 | Cap-Tons | 1 |  |  | 0 | 0 | 0 | -787.2951 | 0 | 99.6998 | [6 empty] | DEER:HVAC_Split-Package_HP | Annual | FALSE
Any | SWHC046AM | Gro | new | CZ08 | cDXHP | SWHC046-01 | ExAnte2019 | IOU workpaper | 2019-11-06 | Cap-Tons | 1 |  |  | 0 | 0 | 0 | -611.7962 | 0 | 71.0143 | [6 empty] | DEER:HVAC_Split-Package_HP | Annual | FALSE
Any | SWHC046AM | Gro | new | CZ09 | cDXHP | SWHC046-01 | ExAnte2019 | IOU workpaper | 2019-11-06 | Cap-Tons | 1 |  |  | 0 | 0 | 0 | -602.7774 | 0 | 64.8273 | [6 empty] | DEER:HVAC_Split-Package_HP | Annual | FALSE
Any | SWHC046AM | Gro | new | CZ10 | cDXHP | SWHC046-01 | ExAnte2019 | IOU workpaper | 2019-11-06 | Cap-Tons | 1 |  |  | 0 | 0 | 0 | -645.4331 | 0 | 70.0463 | [6 empty] | DEER:HVAC_Split-Package_HP | Annual | FALSE
Any | SWHC046AM | Gro | new | CZ11 | cDXHP | SWHC046-01 | ExAnte2019 | IOU workpaper | 2019-11-06 | Cap-Tons | 1 |  |  | 0 | 0 | 0 | -913.4739 | 0 | 97.1775 | [6 empty] | DEER:HVAC_Split-Package_HP | Annual | FALSE
Any | SWHC046AM | Gro | new | CZ12 | cDXHP | SWHC046-01 | ExAnte2019 | IOU workpaper | 2019-11-06 | Cap-Tons | 1 |  |  | 0 | 0 | 0 | -941.9629 | 0 | 96.4036 | [6 empty] | DEER:HVAC_Split-Package_HP | Annual | FALSE
Any | SWHC046AM | Gro | new | CZ13 | cDXHP | SWHC046-01 | ExAnte2019 | IOU workpaper | 2019-11-06 | Cap-Tons | 1 |  |  | 0 | 0 | 0 | -828.8495 | 0 | 86.9278 | [6 empty] | DEER:HVAC_Split-Package_HP | Annual | FALSE
Any | SWHC046AM | Gro | new | CZ14 | cDXHP | SWHC046-01 | ExAnte2019 | IOU workpaper | 2019-11-06 | Cap-Tons | 1 |  |  | 0 | 0 | 0 | -903.7525 | 0 | 92.3713 | [6 empty] | DEER:HVAC_Split-Package_HP | Annual | FALSE
Any | SWHC046AM | Gro | new | CZ15 | cDXHP | SWHC046-01 | ExAnte2019 | IOU workpaper | 2019-11-06 | Cap-Tons | 1 |  |  | 0 | 0 | 0 | -234.8634 | 0 | 24.6654 | [6 empty] | DEER:HVAC_Split-Package_HP | Annual | FALSE
Any | SWHC046AM | Gro | new | CZ16 | cDXHP | SWHC046-01 | ExAnte2019 | IOU workpaper | 2019-11-06 | Cap-Tons | 1 |  |  | 0 | 0 | 0 | -2867.2784 | 0 | 292.0352 | [6 empty] | DEER:HVAC_Split-Package_HP | Annual | FALSE
Any | SWHC046AM | Hsp | new | CZ01 | cDXHP | SWHC046-01 | ExAnte2019 | IOU workpaper | 2019-11-06 | Cap-Tons | 1 |  |  | 0 | 0 | 0 | -345.8201 | 0 | 38.7766 | [6 empty] | DEER:HVAC_Split-Package_HP | Annual | FALSE
Any | SWHC046AM | Hsp | new | CZ02 | cDXHP | SWHC046-01 | ExAnte2019 | IOU workpaper | 2019-11-06 | Cap-Tons | 1 |  |  | 0 | 0 | 0 | -208.1231 | 0 | 24.6538 | [6 empty] | DEER:HVAC_Split-Package_HP | Annual | FALSE
Any | SWHC046AM | Hsp | new | CZ03 | cDXHP | SWHC046-01 | ExAnte2019 | IOU workpaper | 2019-11-06 | Cap-Tons | 1 |  |  | 0 | 0 | 0 | -153.9191 | 0 | 18.2844 | [6 empty] | DEER:HVAC_Split-Package_HP | Annual | FALSE
Any | SWHC046AM | Hsp | new | CZ04 | cDXHP | SWHC046-01 | ExAnte2019 | IOU workpaper | 2019-11-06 | Cap-Tons | 1 |  |  | 0 | 0 | 0 | -154.2866 | 0 | 18.4684 | [6 empty] | DEER:HVAC_Split-Package_HP | Annual | FALSE
Any | SWHC046AM | Hsp | new | CZ05 | cDXHP | SWHC046-01 | ExAnte2019 | IOU workpaper | 2019-11-06 | Cap-Tons | 1 |  |  | 0 | 0 | 0 | -167.4989 | 0 | 19.4728 | [6 empty] | DEER:HVAC_Split-Package_HP | Annual | FALSE
Any | SWHC046AM | Hsp | new | CZ06 | cDXHP | SWHC046-01 | ExAnte2019 | IOU workpaper | 2019-11-06 | Cap-Tons | 1 |  |  | 0 | 0 | 0 | -55.9087 | 0 | 8.3795 | [6 empty] | DEER:HVAC_Split-Package_HP | Annual | FALSE
Any | SWHC046AM | Hsp | new | CZ07 | cDXHP | SWHC046-01 | ExAnte2019 | IOU workpaper | 2019-11-06 | Cap-Tons | 1 |  |  | 0 | 0 | 0 | -15.4089 | 0 | 3.4 | [6 empty] | DEER:HVAC_Split-Package_HP | Annual | FALSE
Any | SWHC046AM | Hsp | new | CZ08 | cDXHP | SWHC046-01 | ExAnte2019 | IOU workpaper | 2019-11-06 | Cap-Tons | 1 |  |  | 0 | 0 | 0 | -31.5198 | 0 | 6.2461 | [6 empty] | DEER:HVAC_Split-Package_HP | Annual | FALSE
Any | SWHC046AM | Hsp | new | CZ09 | cDXHP | SWHC046-01 | ExAnte2019 | IOU workpaper | 2019-11-06 | Cap-Tons | 1 |  |  | 0 | 0 | 0 | -53.9567 | 0 | 8.7048 | [6 empty] | DEER:HVAC_Split-Package_HP | Annual | FALSE
Any | SWHC046AM | Hsp | new | CZ10 | cDXHP | SWHC046-01 | ExAnte2019 | IOU workpaper | 2019-11-06 | Cap-Tons | 1 |  |  | 0 | 0 | 0 | -66.2809 | 0 | 10.3966 | [6 empty] | DEER:HVAC_Split-Package_HP | Annual | FALSE
Any | SWHC046AM | Hsp | new | CZ11 | cDXHP | SWHC046-01 | ExAnte2019 | IOU workpaper | 2019-11-06 | Cap-Tons | 1 |  |  | 0 | 0 | 0 | -196.8019 | 0 | 25.7279 | [6 empty] | DEER:HVAC_Split-Package_HP | Annual | FALSE
Any | SWHC046AM | Hsp | new | CZ12 | cDXHP | SWHC046-01 | ExAnte2019 | IOU workpaper | 2019-11-06 | Cap-Tons | 1 |  |  | 0 | 0 | 0 | -192.4708 | 0 | 24.1926 | [6 empty] | DEER:HVAC_Split-Package_HP | Annual | FALSE
Any | SWHC046AM | Hsp | new | CZ13 | cDXHP | SWHC046-01 | ExAnte2019 | IOU workpaper | 2019-11-06 | Cap-Tons | 1 |  |  | 0 | 0 | 0 | -170.6805 | 0 | 22.3656 | [6 empty] | DEER:HVAC_Split-Package_HP | Annual | FALSE
Any | SWHC046AM | Hsp | new | CZ14 | cDXHP | SWHC046-01 | ExAnte2019 | IOU workpaper | 2019-11-06 | Cap-Tons | 1 |  |  | 0 | 0 | 0 | -226.4356 | 0 | 28.6509 | [6 empty] | DEER:HVAC_Split-Package_HP | Annual | FALSE
Any | SWHC046AM | Hsp | new | CZ15 | cDXHP | SWHC046-01 | ExAnte2019 | IOU workpaper | 2019-11-06 | Cap-Tons | 1 |  |  | 0 | 0 | 0 | 23.1018 | 0 | 3.6196 | [6 empty] | DEER:HVAC_Split-Package_HP | Annual | FALSE
Any | SWHC046AM | Hsp | new | CZ16 | cDXHP | SWHC046-01 | ExAnte2019 | IOU workpaper | 2019-11-06 | Cap-Tons | 1 |  |  | 0 | 0 | 0 | -661.6817 | 0 | 72.3486 | [6 empty] | DEER:HVAC_Split-Package_HP | Annual | FALSE
Any | SWHC046AM | Htl | new | CZ01 | cDXHP | SWHC046-01 | ExAnte2019 | IOU workpaper | 2019-11-06 | Cap-Tons | 1 |  |  | 0 | 0 | 0 | -1334.4613 | 0 | 181.1356 | [6 empty] | DEER:HVAC_Split-Package_HP | Annual | FALSE
Any | SWHC046AM | Htl | new | CZ02 | cDXHP | SWHC046-01 | ExAnte2019 | IOU workpaper | 2019-11-06 | Cap-Tons | 1 |  |  | 0 | 0 | 0 | -814.855 | 0 | 97.409 | [6 empty] | DEER:HVAC_Split-Package_HP | Annual | FALSE
Any | SWHC046AM | Htl | new | CZ03 | cDXHP | SWHC046-01 | ExAnte2019 | IOU workpaper | 2019-11-06 | Cap-Tons | 1 |  |  | 0 | 0 | 0 | -704.1418 | 0 | 97.3433 | [6 empty] | DEER:HVAC_Split-Package_HP | Annual | FALSE
Any | SWHC046AM | Htl | new | CZ04 | cDXHP | SWHC046-01 | ExAnte2019 | IOU workpaper | 2019-11-06 | Cap-Tons | 1 |  |  | 0 | 0 | 0 | -634.5593 | 0 | 69.8378 | [6 empty] | DEER:HVAC_Split-Package_HP | Annual | FALSE
Any | SWHC046AM | Htl | new | CZ05 | cDXHP | SWHC046-01 | ExAnte2019 | IOU workpaper | 2019-11-06 | Cap-Tons | 1 |  |  | 0 | 0 | 0 | -731.6021 | 0 | 101.3518 | [6 empty] | DEER:HVAC_Split-Package_HP | Annual | FALSE
Any | SWHC046AM | Htl | new | CZ06 | cDXHP | SWHC046-01 | ExAnte2019 | IOU workpaper | 2019-11-06 | Cap-Tons | 1 |  |  | 0 | 0 | 0 | -326.3926 | 0 | 44.9891 | [6 empty] | DEER:HVAC_Split-Package_HP | Annual | FALSE
Any | SWHC046AM | Htl | new | CZ07 | cDXHP | SWHC046-01 | ExAnte2019 | IOU workpaper | 2019-11-06 | Cap-Tons | 1 |  |  | 0 | 0 | 0 | -236.3075 | 0 | 30.5627 | [6 empty] | DEER:HVAC_Split-Package_HP | Annual | FALSE
Any | SWHC046AM | Htl | new | CZ08 | cDXHP | SWHC046-01 | ExAnte2019 | IOU workpaper | 2019-11-06 | Cap-Tons | 1 |  |  | 0 | 0 | 0 | -229.1179 | 0 | 32.8703 | [6 empty] | DEER:HVAC_Split-Package_HP | Annual | FALSE
Any | SWHC046AM | Htl | new | CZ09 | cDXHP | SWHC046-01 | ExAnte2019 | IOU workpaper | 2019-11-06 | Cap-Tons | 1 |  |  | 0 | 0 | 0 | -289.9347 | 0 | 36.5629 | [6 empty] | DEER:HVAC_Split-Package_HP | Annual | FALSE
Any | SWHC046AM | Htl | new | CZ10 | cDXHP | SWHC046-01 | ExAnte2019 | IOU workpaper | 2019-11-06 | Cap-Tons | 1 |  |  | 0 | 0 | 0 | -314.248 | 0 | 41.8993 | [6 empty] | DEER:HVAC_Split-Package_HP | Annual | FALSE
Any | SWHC046AM | Htl | new | CZ11 | cDXHP | SWHC046-01 | ExAnte2019 | IOU workpaper | 2019-11-06 | Cap-Tons | 1 |  |  | 0 | 0 | 0 | -546.3602 | 0 | 74.3699 | [6 empty] | DEER:HVAC_Split-Package_HP | Annual | FALSE
Any | SWHC046AM | Htl | new | CZ12 | cDXHP | SWHC046-01 | ExAnte2019 | IOU workpaper | 2019-11-06 | Cap-Tons | 1 |  |  | 0 | 0 | 0 | -587.7307 | 0 | 77.8453 | [6 empty] | DEER:HVAC_Split-Package_HP | Annual | FALSE
Any | SWHC046AM | Htl | new | CZ13 | cDXHP | SWHC046-01 | ExAnte2019 | IOU workpaper | 2019-11-06 | Cap-Tons | 1 |  |  | 0 | 0 | 0 | -491.7622 | 0 | 65.9851 | [6 empty] | DEER:HVAC_Split-Package_HP | Annual | FALSE
Any | SWHC046AM | Htl | new | CZ14 | cDXHP | SWHC046-01 | ExAnte2019 | IOU workpaper | 2019-11-06 | Cap-Tons | 1 |  |  | 0 | 0 | 0 | -587.9068 | 0 | 77.5073 | [6 empty] | DEER:HVAC_Split-Package_HP | Annual | FALSE
Any | SWHC046AM | Htl | new | CZ15 | cDXHP | SWHC046-01 | ExAnte2019 | IOU workpaper | 2019-11-06 | Cap-Tons | 1 |  |  | 0 | 0 | 0 | -92.3538 | 0 | 16.0541 | [6 empty] | DEER:HVAC_Split-Package_HP | Annual | FALSE
Any | SWHC046AM | Htl | new | CZ16 | cDXHP | SWHC046-01 | ExAnte2019 | IOU workpaper | 2019-11-06 | Cap-Tons | 1 |  |  | 0 | 0 | 0 | -1784.3123 | 0 | 199.3781 | [6 empty] | DEER:HVAC_Split-Package_HP | Annual | FALSE
Any | SWHC046AM | MBT | new | CZ01 | cDXHP | SWHC046-01 | ExAnte2019 | IOU workpaper | 2019-11-06 | Cap-Tons | 1 |  |  | 0 | 0 | 0 | -306.0634 | 0 | 42.7179 | [6 empty] | DEER:HVAC_Split-Package_HP | Annual | FALSE
Any | SWHC046AM | MBT | new | CZ02 | cDXHP | SWHC046-01 | ExAnte2019 | IOU workpaper | 2019-11-06 | Cap-Tons | 1 |  |  | 0 | 0 | 0 | -145.5294 | 0 | 21.061 | [6 empty] | DEER:HVAC_Split-Package_HP | Annual | FALSE
Any | SWHC046AM | MBT | new | CZ03 | cDXHP | SWHC046-01 | ExAnte2019 | IOU workpaper | 2019-11-06 | Cap-Tons | 1 |  |  | 0 | 0 | 0 | -136.6095 | 0 | 20.1478 | [6 empty] | DEER:HVAC_Split-Package_HP | Annual | FALSE
Any | SWHC046AM | MBT | new | CZ04 | cDXHP | SWHC046-01 | ExAnte2019 | IOU workpaper | 2019-11-06 | Cap-Tons | 1 |  |  | 0 | 0 | 0 | -94.3927 | 0 | 14.518 | [6 empty] | DEER:HVAC_Split-Package_HP | Annual | FALSE
Any | SWHC046AM | MBT | new | CZ05 | cDXHP | SWHC046-01 | ExAnte2019 | IOU workpaper | 2019-11-06 | Cap-Tons | 1 |  |  | 0 | 0 | 0 | -138.5405 | 0 | 19.8796 | [6 empty] | DEER:HVAC_Split-Package_HP | Annual | FALSE
Any | SWHC046AM | MBT | new | CZ06 | cDXHP | SWHC046-01 | ExAnte2019 | IOU workpaper | 2019-11-06 | Cap-Tons | 1 |  |  | 0 | 0 | 0 | -43.7527 | 0 | 8.1443 | [6 empty] | DEER:HVAC_Split-Package_HP | Annual | FALSE
Any | SWHC046AM | MBT | new | CZ07 | cDXHP | SWHC046-01 | ExAnte2019 | IOU workpaper | 2019-11-06 | Cap-Tons | 1 |  |  | 0 | 0 | 0 | -29.6384 | 0 | 5.5283 | [6 empty] | DEER:HVAC_Split-Package_HP | Annual | FALSE
Any | SWHC046AM | MBT | new | CZ08 | cDXHP | SWHC046-01 | ExAnte2019 | IOU workpaper | 2019-11-06 | Cap-Tons | 1 |  |  | 0 | 0 | 0 | -38.1325 | 0 | 6.5544 | [6 empty] | DEER:HVAC_Split-Package_HP | Annual | FALSE
Any | SWHC046AM | MBT | new | CZ09 | cDXHP | SWHC046-01 | ExAnte2019 | IOU workpaper | 2019-11-06 | Cap-Tons | 1 |  |  | 0 | 0 | 0 | -46.0277 | 0 | 7.5597 | [6 empty] | DEER:HVAC_Split-Package_HP | Annual | FALSE
Any | SWHC046AM | MBT | new | CZ10 | cDXHP | SWHC046-01 | ExAnte2019 | IOU workpaper | 2019-11-06 | Cap-Tons | 1 |  |  | 0 | 0 | 0 | -42.839 | 0 | 7.8064 | [6 empty] | DEER:HVAC_Split-Package_HP | Annual | FALSE
Any | SWHC046AM | MBT | new | CZ11 | cDXHP | SWHC046-01 | ExAnte2019 | IOU workpaper | 2019-11-06 | Cap-Tons | 1 |  |  | 0 | 0 | 0 | -104.7178 | 0 | 15.9795 | [6 empty] | DEER:HVAC_Split-Package_HP | Annual | FALSE
Any | SWHC046AM | MBT | new | CZ12 | cDXHP | SWHC046-01 | ExAnte2019 | IOU workpaper | 2019-11-06 | Cap-Tons | 1 |  |  | 0 | 0 | 0 | -124.6453 | 0 | 17.4599 | [6 empty] | DEER:HVAC_Split-Package_HP | Annual | FALSE
Any | SWHC046AM | MBT | new | CZ13 | cDXHP | SWHC046-01 | ExAnte2019 | IOU workpaper | 2019-11-06 | Cap-Tons | 1 |  |  | 0 | 0 | 0 | -94.4493 | 0 | 14.3365 | [6 empty] | DEER:HVAC_Split-Package_HP | Annual | FALSE
Any | SWHC046AM | MBT | new | CZ14 | cDXHP | SWHC046-01 | ExAnte2019 | IOU workpaper | 2019-11-06 | Cap-Tons | 1 |  |  | 0 | 0 | 0 | -112.0507 | 0 | 16.6811 | [6 empty] | DEER:HVAC_Split-Package_HP | Annual | FALSE
Any | SWHC046AM | MBT | new | CZ15 | cDXHP | SWHC046-01 | ExAnte2019 | IOU workpaper | 2019-11-06 | Cap-Tons | 1 |  |  | 0 | 0 | 0 | 12.3514 | 0 | 2.0353 | [6 empty] | DEER:HVAC_Split-Package_HP | Annual | FALSE
Any | SWHC046AM | MBT | new | CZ16 | cDXHP | SWHC046-01 | ExAnte2019 | IOU workpaper | 2019-11-06 | Cap-Tons | 1 |  |  | 0 | 0 | 0 | -498.965 | 0 | 56.8277 | [6 empty] | DEER:HVAC_Split-Package_HP | Annual | FALSE
Any | SWHC046AM | MLI | new | CZ01 | cDXHP | SWHC046-01 | ExAnte2019 | IOU workpaper | 2019-11-06 | Cap-Tons | 1 |  |  | 0 | 0 | 0 | -640.6821 | 0 | 73.6918 | [6 empty] | DEER:HVAC_Split-Package_HP | Annual | FALSE
Any | SWHC046AM | MLI | new | CZ02 | cDXHP | SWHC046-01 | ExAnte2019 | IOU workpaper | 2019-11-06 | Cap-Tons | 1 |  |  | 0 | 0 | 0 | -368.056 | 0 | 43.3789 | [6 empty] | DEER:HVAC_Split-Package_HP | Annual | FALSE
Any | SWHC046AM | MLI | new | CZ03 | cDXHP | SWHC046-01 | ExAnte2019 | IOU workpaper | 2019-11-06 | Cap-Tons | 1 |  |  | 0 | 0 | 0 | -313.8283 | 0 | 37.3552 | [6 empty] | DEER:HVAC_Split-Package_HP | Annual | FALSE
Any | SWHC046AM | MLI | new | CZ04 | cDXHP | SWHC046-01 | ExAnte2019 | IOU workpaper | 2019-11-06 | Cap-Tons | 1 |  |  | 0 | 0 | 0 | -295.7385 | 0 | 32.6363 | [6 empty] | DEER:HVAC_Split-Package_HP | Annual | FALSE
Any | SWHC046AM | MLI | new | CZ05 | cDXHP | SWHC046-01 | ExAnte2019 | IOU workpaper | 2019-11-06 | Cap-Tons | 1 |  |  | 0 | 0 | 0 | -351.1709 | 0 | 41.0789 | [6 empty] | DEER:HVAC_Split-Package_HP | Annual | FALSE
Any | SWHC046AM | MLI | new | CZ06 | cDXHP | SWHC046-01 | ExAnte2019 | IOU workpaper | 2019-11-06 | Cap-Tons | 1 |  |  | 0 | 0 | 0 | -151.4303 | 0 | 18.7881 | [6 empty] | DEER:HVAC_Split-Package_HP | Annual | FALSE
Any | SWHC046AM | MLI | new | CZ07 | cDXHP | SWHC046-01 | ExAnte2019 | IOU workpaper | 2019-11-06 | Cap-Tons | 1 |  |  | 0 | 0 | 0 | -99.3703 | 0 | 11.8906 | [6 empty] | DEER:HVAC_Split-Package_HP | Annual | FALSE
Any | SWHC046AM | MLI | new | CZ08 | cDXHP | SWHC046-01 | ExAnte2019 | IOU workpaper | 2019-11-06 | Cap-Tons | 1 |  |  | 0 | 0 | 0 | -112.0688 | 0 | 16.4919 | [6 empty] | DEER:HVAC_Split-Package_HP | Annual | FALSE
Any | SWHC046AM | MLI | new | CZ09 | cDXHP | SWHC046-01 | ExAnte2019 | IOU workpaper | 2019-11-06 | Cap-Tons | 1 |  |  | 0 | 0 | 0 | -120.0327 | 0 | 17.3216 | [6 empty] | DEER:HVAC_Split-Package_HP | Annual | FALSE
Any | SWHC046AM | MLI | new | CZ10 | cDXHP | SWHC046-01 | ExAnte2019 | IOU workpaper | 2019-11-06 | Cap-Tons | 1 |  |  | 0 | 0 | 0 | -124.7741 | 0 | 17.3773 | [6 empty] | DEER:HVAC_Split-Package_HP | Annual | FALSE
Any | SWHC046AM | MLI | new | CZ11 | cDXHP | SWHC046-01 | ExAnte2019 | IOU workpaper | 2019-11-06 | Cap-Tons | 1 |  |  | 0 | 0 | 0 | -253.4725 | 0 | 33.7263 | [6 empty] | DEER:HVAC_Split-Package_HP | Annual | FALSE
Any | SWHC046AM | MLI | new | CZ12 | cDXHP | SWHC046-01 | ExAnte2019 | IOU workpaper | 2019-11-06 | Cap-Tons | 1 |  |  | 0 | 0 | 0 | -273.6673 | 0 | 34.7166 | [6 empty] | DEER:HVAC_Split-Package_HP | Annual | FALSE
Any | SWHC046AM | MLI | new | CZ13 | cDXHP | SWHC046-01 | ExAnte2019 | IOU workpaper | 2019-11-06 | Cap-Tons | 1 |  |  | 0 | 0 | 0 | -212.8186 | 0 | 28.21 | [6 empty] | DEER:HVAC_Split-Package_HP | Annual | FALSE
Any | SWHC046AM | MLI | new | CZ14 | cDXHP | SWHC046-01 | ExAnte2019 | IOU workpaper | 2019-11-06 | Cap-Tons | 1 |  |  | 0 | 0 | 0 | -285.4899 | 0 | 36.684 | [6 empty] | DEER:HVAC_Split-Package_HP | Annual | FALSE
Any | SWHC046AM | MLI | new | CZ15 | cDXHP | SWHC046-01 | ExAnte2019 | IOU workpaper | 2019-11-06 | Cap-Tons | 1 |  |  | 0 | 0 | 0 | -12.5795 | 0 | 4.8758 | [6 empty] | DEER:HVAC_Split-Package_HP | Annual | FALSE
Any | SWHC046AM | MLI | new | CZ16 | cDXHP | SWHC046-01 | ExAnte2019 | IOU workpaper | 2019-11-06 | Cap-Tons | 1 |  |  | 0 | 0 | 0 | -862.2166 | 0 | 89.9806 | [6 empty] | DEER:HVAC_Split-Package_HP | Annual | FALSE
Any | SWHC046AM | Mtl | new | CZ01 | cDXHP | SWHC046-01 | ExAnte2019 | IOU workpaper | 2019-11-06 | Cap-Tons | 1 |  |  | 0 | 0 | 0 | -481.1641 | 0 | 55.6308 | [6 empty] | DEER:HVAC_Split-Package_HP | Annual | FALSE
Any | SWHC046AM | Mtl | new | CZ02 | cDXHP | SWHC046-01 | ExAnte2019 | IOU workpaper | 2019-11-06 | Cap-Tons | 1 |  |  | 0 | 0 | 0 | -395.487 | 0 | 52.1563 | [6 empty] | DEER:HVAC_Split-Package_HP | Annual | FALSE
Any | SWHC046AM | Mtl | new | CZ03 | cDXHP | SWHC046-01 | ExAnte2019 | IOU workpaper | 2019-11-06 | Cap-Tons | 1 |  |  | 0 | 0 | 0 | -224.7028 | 0 | 25.9193 | [6 empty] | DEER:HVAC_Split-Package_HP | Annual | FALSE
Any | SWHC046AM | Mtl | new | CZ04 | cDXHP | SWHC046-01 | ExAnte2019 | IOU workpaper | 2019-11-06 | Cap-Tons | 1 |  |  | 0 | 0 | 0 | -307.3597 | 0 | 38.7111 | [6 empty] | DEER:HVAC_Split-Package_HP | Annual | FALSE
Any | SWHC046AM | Mtl | new | CZ05 | cDXHP | SWHC046-01 | ExAnte2019 | IOU workpaper | 2019-11-06 | Cap-Tons | 1 |  |  | 0 | 0 | 0 | -270.1451 | 0 | 31.4429 | [6 empty] | DEER:HVAC_Split-Package_HP | Annual | FALSE
Any | SWHC046AM | Mtl | new | CZ06 | cDXHP | SWHC046-01 | ExAnte2019 | IOU workpaper | 2019-11-06 | Cap-Tons | 1 |  |  | 0 | 0 | 0 | -49.0011 | 0 | 7.7651 | [6 empty] | DEER:HVAC_Split-Package_HP | Annual | FALSE
Any | SWHC046AM | Mtl | new | CZ07 | cDXHP | SWHC046-01 | ExAnte2019 | IOU workpaper | 2019-11-06 | Cap-Tons | 1 |  |  | 0 | 0 | 0 | 1.1746 | 0 | 1.8299 | [6 empty] | DEER:HVAC_Split-Package_HP | Annual | FALSE
Any | SWHC046AM | Mtl | new | CZ08 | cDXHP | SWHC046-01 | ExAnte2019 | IOU workpaper | 2019-11-06 | Cap-Tons | 1 |  |  | 0 | 0 | 0 | -53.9192 | 0 | 8.0591 | [6 empty] | DEER:HVAC_Split-Package_HP | Annual | FALSE
Any | SWHC046AM | Mtl | new | CZ09 | cDXHP | SWHC046-01 | ExAnte2019 | IOU workpaper | 2019-11-06 | Cap-Tons | 1 |  |  | 0 | 0 | 0 | -76.8161 | 0 | 8.981 | [6 empty] | DEER:HVAC_Split-Package_HP | Annual | FALSE
Any | SWHC046AM | Mtl | new | CZ10 | cDXHP | SWHC046-01 | ExAnte2019 | IOU workpaper | 2019-11-06 | Cap-Tons | 1 |  |  | 0 | 0 | 0 | -124.9158 | 0 | 16.1528 | [6 empty] | DEER:HVAC_Split-Package_HP | Annual | FALSE
Any | SWHC046AM | Mtl | new | CZ11 | cDXHP | SWHC046-01 | ExAnte2019 | IOU workpaper | 2019-11-06 | Cap-Tons | 1 |  |  | 0 | 0 | 0 | -271.6246 | 0 | 34.6039 | [6 empty] | DEER:HVAC_Split-Package_HP | Annual | FALSE
Any | SWHC046AM | Mtl | new | CZ12 | cDXHP | SWHC046-01 | ExAnte2019 | IOU workpaper | 2019-11-06 | Cap-Tons | 1 |  |  | 0 | 0 | 0 | -294.7477 | 0 | 36.8734 | [6 empty] | DEER:HVAC_Split-Package_HP | Annual | FALSE
Any | SWHC046AM | Mtl | new | CZ13 | cDXHP | SWHC046-01 | ExAnte2019 | IOU workpaper | 2019-11-06 | Cap-Tons | 1 |  |  | 0 | 0 | 0 | -238.7456 | 0 | 29.4148 | [6 empty] | DEER:HVAC_Split-Package_HP | Annual | FALSE
Any | SWHC046AM | Mtl | new | CZ14 | cDXHP | SWHC046-01 | ExAnte2019 | IOU workpaper | 2019-11-06 | Cap-Tons | 1 |  |  | 0 | 0 | 0 | -316.7563 | 0 | 38.6966 | [6 empty] | DEER:HVAC_Split-Package_HP | Annual | FALSE
Any | SWHC046AM | Mtl | new | CZ15 | cDXHP | SWHC046-01 | ExAnte2019 | IOU workpaper | 2019-11-06 | Cap-Tons | 1 |  |  | 0 | 0 | 0 | 9.8203 | 0 | 3.0034 | [6 empty] | DEER:HVAC_Split-Package_HP | Annual | FALSE
Any | SWHC046AM | Mtl | new | CZ16 | cDXHP | SWHC046-01 | ExAnte2019 | IOU workpaper | 2019-11-06 | Cap-Tons | 1 |  |  | 0 | 0 | 0 | -791.922 | 0 | 89.997 | [6 empty] | DEER:HVAC_Split-Package_HP | Annual | FALSE
Any | SWHC046AM | Nrs | new | CZ01 | cDXHP | SWHC046-01 | ExAnte2019 | IOU workpaper | 2019-11-06 | Cap-Tons | 1 |  |  | 0 | 0 | 0 | -709.3571 | 0 | 92.8069 | [6 empty] | DEER:HVAC_Split-Package_HP | Annual | FALSE
Any | SWHC046AM | Nrs | new | CZ02 | cDXHP | SWHC046-01 | ExAnte2019 | IOU workpaper | 2019-11-06 | Cap-Tons | 1 |  |  | 0 | 0 | 0 | -500.2965 | 0 | 66.7371 | [6 empty] | DEER:HVAC_Split-Package_HP | Annual | FALSE
Any | SWHC046AM | Nrs | new | CZ03 | cDXHP | SWHC046-01 | ExAnte2019 | IOU workpaper | 2019-11-06 | Cap-Tons | 1 |  |  | 0 | 0 | 0 | -402.9819 | 0 | 53.4133 | [6 empty] | DEER:HVAC_Split-Package_HP | Annual | FALSE
Any | SWHC046AM | Nrs | new | CZ04 | cDXHP | SWHC046-01 | ExAnte2019 | IOU workpaper | 2019-11-06 | Cap-Tons | 1 |  |  | 0 | 0 | 0 | -394.2318 | 0 | 50.8075 | [6 empty] | DEER:HVAC_Split-Package_HP | Annual | FALSE
Any | SWHC046AM | Nrs | new | CZ05 | cDXHP | SWHC046-01 | ExAnte2019 | IOU workpaper | 2019-11-06 | Cap-Tons | 1 |  |  | 0 | 0 | 0 | -439.5204 | 0 | 57.9974 | [6 empty] | DEER:HVAC_Split-Package_HP | Annual | FALSE
Any | SWHC046AM | Nrs | new | CZ06 | cDXHP | SWHC046-01 | ExAnte2019 | IOU workpaper | 2019-11-06 | Cap-Tons | 1 |  |  | 0 | 0 | 0 | -232.5241 | 0 | 31.6159 | [6 empty] | DEER:HVAC_Split-Package_HP | Annual | FALSE
Any | SWHC046AM | Nrs | new | CZ07 | cDXHP | SWHC046-01 | ExAnte2019 | IOU workpaper | 2019-11-06 | Cap-Tons | 1 |  |  | 0 | 0 | 0 | -143.3239 | 0 | 18.2276 | [6 empty] | DEER:HVAC_Split-Package_HP | Annual | FALSE
Any | SWHC046AM | Nrs | new | CZ08 | cDXHP | SWHC046-01 | ExAnte2019 | IOU workpaper | 2019-11-06 | Cap-Tons | 1 |  |  | 0 | 0 | 0 | -185.4166 | 0 | 26.0846 | [6 empty] | DEER:HVAC_Split-Package_HP | Annual | FALSE
Any | SWHC046AM | Nrs | new | CZ09 | cDXHP | SWHC046-01 | ExAnte2019 | IOU workpaper | 2019-11-06 | Cap-Tons | 1 |  |  | 0 | 0 | 0 | -213.9767 | 0 | 30.0382 | [6 empty] | DEER:HVAC_Split-Package_HP | Annual | FALSE
Any | SWHC046AM | Nrs | new | CZ10 | cDXHP | SWHC046-01 | ExAnte2019 | IOU workpaper | 2019-11-06 | Cap-Tons | 1 |  |  | 0 | 0 | 0 | -246.8531 | 0 | 35.32 | [6 empty] | DEER:HVAC_Split-Package_HP | Annual | FALSE
Any | SWHC046AM | Nrs | new | CZ11 | cDXHP | SWHC046-01 | ExAnte2019 | IOU workpaper | 2019-11-06 | Cap-Tons | 1 |  |  | 0 | 0 | 0 | -374.809 | 0 | 51.4976 | [6 empty] | DEER:HVAC_Split-Package_HP | Annual | FALSE
Any | SWHC046AM | Nrs | new | CZ12 | cDXHP | SWHC046-01 | ExAnte2019 | IOU workpaper | 2019-11-06 | Cap-Tons | 1 |  |  | 0 | 0 | 0 | -406.3842 | 0 | 55.3466 | [6 empty] | DEER:HVAC_Split-Package_HP | Annual | FALSE
Any | SWHC046AM | Nrs | new | CZ13 | cDXHP | SWHC046-01 | ExAnte2019 | IOU workpaper | 2019-11-06 | Cap-Tons | 1 |  |  | 0 | 0 | 0 | -348.2674 | 0 | 48.3978 | [6 empty] | DEER:HVAC_Split-Package_HP | Annual | FALSE
Any | SWHC046AM | Nrs | new | CZ14 | cDXHP | SWHC046-01 | ExAnte2019 | IOU workpaper | 2019-11-06 | Cap-Tons | 1 |  |  | 0 | 0 | 0 | -425.0432 | 0 | 56.4147 | [6 empty] | DEER:HVAC_Split-Package_HP | Annual | FALSE
Any | SWHC046AM | Nrs | new | CZ15 | cDXHP | SWHC046-01 | ExAnte2019 | IOU workpaper | 2019-11-06 | Cap-Tons | 1 |  |  | 0 | 0 | 0 | -58.2582 | 0 | 13.0144 | [6 empty] | DEER:HVAC_Split-Package_HP | Annual | FALSE
Any | SWHC046AM | Nrs | new | CZ16 | cDXHP | SWHC046-01 | ExAnte2019 | IOU workpaper | 2019-11-06 | Cap-Tons | 1 |  |  | 0 | 0 | 0 | -1018.2614 | 0 | 116.5625 | [6 empty] | DEER:HVAC_Split-Package_HP | Annual | FALSE
Any | SWHC046AM | OfL | new | CZ01 | cDXHP | SWHC046-01 | ExAnte2019 | IOU workpaper | 2019-11-06 | Cap-Tons | 1 |  |  | 0 | 0 | 0 | -53.9482 | 0 | 6.2215 | [6 empty] | DEER:HVAC_Split-Package_HP | Annual | FALSE
Any | SWHC046AM | OfL | new | CZ02 | cDXHP | SWHC046-01 | ExAnte2019 | IOU workpaper | 2019-11-06 | Cap-Tons | 1 |  |  | 0 | 0 | 0 | -19.197 | 0 | 3.5304 | [6 empty] | DEER:HVAC_Split-Package_HP | Annual | FALSE
Any | SWHC046AM | OfL | new | CZ03 | cDXHP | SWHC046-01 | ExAnte2019 | IOU workpaper | 2019-11-06 | Cap-Tons | 1 |  |  | 0 | 0 | 0 | -19.3693 | 0 | 2.9757 | [6 empty] | DEER:HVAC_Split-Package_HP | Annual | FALSE
Any | SWHC046AM | OfL | new | CZ04 | cDXHP | SWHC046-01 | ExAnte2019 | IOU workpaper | 2019-11-06 | Cap-Tons | 1 |  |  | 0 | 0 | 0 | -18.2383 | 0 | 3.5744 | [6 empty] | DEER:HVAC_Split-Package_HP | Annual | FALSE
Any | SWHC046AM | OfL | new | CZ05 | cDXHP | SWHC046-01 | ExAnte2019 | IOU workpaper | 2019-11-06 | Cap-Tons | 1 |  |  | 0 | 0 | 0 | -18.7977 | 0 | 3.0154 | [6 empty] | DEER:HVAC_Split-Package_HP | Annual | FALSE
Any | SWHC046AM | OfL | new | CZ06 | cDXHP | SWHC046-01 | ExAnte2019 | IOU workpaper | 2019-11-06 | Cap-Tons | 1 |  |  | 0 | 0 | 0 | 11.6954 | 0 | 0.7545 | [6 empty] | DEER:HVAC_Split-Package_HP | Annual | FALSE
Any | SWHC046AM | OfL | new | CZ07 | cDXHP | SWHC046-01 | ExAnte2019 | IOU workpaper | 2019-11-06 | Cap-Tons | 1 |  |  | 0 | 0 | 0 | 13.5454 | 0 | 0.1596 | [6 empty] | DEER:HVAC_Split-Package_HP | Annual | FALSE
Any | SWHC046AM | OfL | new | CZ08 | cDXHP | SWHC046-01 | ExAnte2019 | IOU workpaper | 2019-11-06 | Cap-Tons | 1 |  |  | 0 | 0 | 0 | 14.848 | 0 | 0.7067 | [6 empty] | DEER:HVAC_Split-Package_HP | Annual | FALSE
Any | SWHC046AM | OfL | new | CZ09 | cDXHP | SWHC046-01 | ExAnte2019 | IOU workpaper | 2019-11-06 | Cap-Tons | 1 |  |  | 0 | 0 | 0 | 8.177 | 0 | 1.0896 | [6 empty] | DEER:HVAC_Split-Package_HP | Annual | FALSE
Any | SWHC046AM | OfL | new | CZ10 | cDXHP | SWHC046-01 | ExAnte2019 | IOU workpaper | 2019-11-06 | Cap-Tons | 1 |  |  | 0 | 0 | 0 | 14.7129 | 0 | 0.6969 | [6 empty] | DEER:HVAC_Split-Package_HP | Annual | FALSE
Any | SWHC046AM | OfL | new | CZ11 | cDXHP | SWHC046-01 | ExAnte2019 | IOU workpaper | 2019-11-06 | Cap-Tons | 1 |  |  | 0 | 0 | 0 | -14.9189 | 0 | 3.6761 | [6 empty] | DEER:HVAC_Split-Package_HP | Annual | FALSE
Any | SWHC046AM | OfL | new | CZ12 | cDXHP | SWHC046-01 | ExAnte2019 | IOU workpaper | 2019-11-06 | Cap-Tons | 1 |  |  | 0 | 0 | 0 | -18.9103 | 0 | 3.4488 | [6 empty] | DEER:HVAC_Split-Package_HP | Annual | FALSE
Any | SWHC046AM | OfL | new | CZ13 | cDXHP | SWHC046-01 | ExAnte2019 | IOU workpaper | 2019-11-06 | Cap-Tons | 1 |  |  | 0 | 0 | 0 | -11.7884 | 0 | 3.1121 | [6 empty] | DEER:HVAC_Split-Package_HP | Annual | FALSE
Any | SWHC046AM | OfL | new | CZ14 | cDXHP | SWHC046-01 | ExAnte2019 | IOU workpaper | 2019-11-06 | Cap-Tons | 1 |  |  | 0 | 0 | 0 | -10.114 | 0 | 3.5252 | [6 empty] | DEER:HVAC_Split-Package_HP | Annual | FALSE
Any | SWHC046AM | OfL | new | CZ15 | cDXHP | SWHC046-01 | ExAnte2019 | IOU workpaper | 2019-11-06 | Cap-Tons | 1 |  |  | 0 | 0 | 0 | 35.2171 | 0 | 0.1392 | [6 empty] | DEER:HVAC_Split-Package_HP | Annual | FALSE
Any | SWHC046AM | OfL | new | CZ16 | cDXHP | SWHC046-01 | ExAnte2019 | IOU workpaper | 2019-11-06 | Cap-Tons | 1 |  |  | 0 | 0 | 0 | -155.4821 | 0 | 17.3497 | [6 empty] | DEER:HVAC_Split-Package_HP | Annual | FALSE
Any | SWHC046AM | OfS | new | CZ01 | cDXHP | SWHC046-01 | ExAnte2019 | IOU workpaper | 2019-11-06 | Cap-Tons | 1 |  |  | 0 | 0 | 0 | -249.3478 | 0 | 30.6292 | [6 empty] | DEER:HVAC_Split-Package_HP | Annual | FALSE
Any | SWHC046AM | OfS | new | CZ02 | cDXHP | SWHC046-01 | ExAnte2019 | IOU workpaper | 2019-11-06 | Cap-Tons | 1 |  |  | 0 | 0 | 0 | -135.2472 | 0 | 17.2803 | [6 empty] | DEER:HVAC_Split-Package_HP | Annual | FALSE
Any | SWHC046AM | OfS | new | CZ03 | cDXHP | SWHC046-01 | ExAnte2019 | IOU workpaper | 2019-11-06 | Cap-Tons | 1 |  |  | 0 | 0 | 0 | -123.3465 | 0 | 16.1449 | [6 empty] | DEER:HVAC_Split-Package_HP | Annual | FALSE
Any | SWHC046AM | OfS | new | CZ04 | cDXHP | SWHC046-01 | ExAnte2019 | IOU workpaper | 2019-11-06 | Cap-Tons | 1 |  |  | 0 | 0 | 0 | -120.4024 | 0 | 15.8516 | [6 empty] | DEER:HVAC_Split-Package_HP | Annual | FALSE
Any | SWHC046AM | OfS | new | CZ05 | cDXHP | SWHC046-01 | ExAnte2019 | IOU workpaper | 2019-11-06 | Cap-Tons | 1 |  |  | 0 | 0 | 0 | -130.6754 | 0 | 16.5577 | [6 empty] | DEER:HVAC_Split-Package_HP | Annual | FALSE
Any | SWHC046AM | OfS | new | CZ06 | cDXHP | SWHC046-01 | ExAnte2019 | IOU workpaper | 2019-11-06 | Cap-Tons | 1 |  |  | 0 | 0 | 0 | -36.3578 | 0 | 6.4666 | [6 empty] | DEER:HVAC_Split-Package_HP | Annual | FALSE
Any | SWHC046AM | OfS | new | CZ07 | cDXHP | SWHC046-01 | ExAnte2019 | IOU workpaper | 2019-11-06 | Cap-Tons | 1 |  |  | 0 | 0 | 0 | -16.2295 | 0 | 3.3445 | [6 empty] | DEER:HVAC_Split-Package_HP | Annual | FALSE
Any | SWHC046AM | OfS | new | CZ08 | cDXHP | SWHC046-01 | ExAnte2019 | IOU workpaper | 2019-11-06 | Cap-Tons | 1 |  |  | 0 | 0 | 0 | -29.2638 | 0 | 6.0459 | [6 empty] | DEER:HVAC_Split-Package_HP | Annual | FALSE
Any | SWHC046AM | OfS | new | CZ09 | cDXHP | SWHC046-01 | ExAnte2019 | IOU workpaper | 2019-11-06 | Cap-Tons | 1 |  |  | 0 | 0 | 0 | -41.1223 | 0 | 7.0895 | [6 empty] | DEER:HVAC_Split-Package_HP | Annual | FALSE
Any | SWHC046AM | OfS | new | CZ10 | cDXHP | SWHC046-01 | ExAnte2019 | IOU workpaper | 2019-11-06 | Cap-Tons | 1 |  |  | 0 | 0 | 0 | -28.2582 | 0 | 5.5706 | [6 empty] | DEER:HVAC_Split-Package_HP | Annual | FALSE
Any | SWHC046AM | OfS | new | CZ11 | cDXHP | SWHC046-01 | ExAnte2019 | IOU workpaper | 2019-11-06 | Cap-Tons | 1 |  |  | 0 | 0 | 0 | -98.2671 | 0 | 14.2497 | [6 empty] | DEER:HVAC_Split-Package_HP | Annual | FALSE
Any | SWHC046AM | OfS | new | CZ12 | cDXHP | SWHC046-01 | ExAnte2019 | IOU workpaper | 2019-11-06 | Cap-Tons | 1 |  |  | 0 | 0 | 0 | -108.8624 | 0 | 14.5949 | [6 empty] | DEER:HVAC_Split-Package_HP | Annual | FALSE
Any | SWHC046AM | OfS | new | CZ13 | cDXHP | SWHC046-01 | ExAnte2019 | IOU workpaper | 2019-11-06 | Cap-Tons | 1 |  |  | 0 | 0 | 0 | -85.44 | 0 | 12.2528 | [6 empty] | DEER:HVAC_Split-Package_HP | Annual | FALSE
Any | SWHC046AM | OfS | new | CZ14 | cDXHP | SWHC046-01 | ExAnte2019 | IOU workpaper | 2019-11-06 | Cap-Tons | 1 |  |  | 0 | 0 | 0 | -91.6476 | 0 | 13.1351 | [6 empty] | DEER:HVAC_Split-Package_HP | Annual | FALSE
Any | SWHC046AM | OfS | new | CZ15 | cDXHP | SWHC046-01 | ExAnte2019 | IOU workpaper | 2019-11-06 | Cap-Tons | 1 |  |  | 0 | 0 | 0 | 20.2802 | 0 | 1.5075 | [6 empty] | DEER:HVAC_Split-Package_HP | Annual | FALSE
Any | SWHC046AM | OfS | new | CZ16 | cDXHP | SWHC046-01 | ExAnte2019 | IOU workpaper | 2019-11-06 | Cap-Tons | 1 |  |  | 0 | 0 | 0 | -389.2842 | 0 | 43.4449 | [6 empty] | DEER:HVAC_Split-Package_HP | Annual | FALSE
Any | SWHC046AM | RFF | new | CZ01 | cDXHP | SWHC046-01 | ExAnte2019 | IOU workpaper | 2019-11-06 | Cap-Tons | 1 |  |  | 0 | 0 | 0 | -844.2592 | 0 | 108.3934 | [6 empty] | DEER:HVAC_Split-Package_HP | Annual | FALSE
Any | SWHC046AM | RFF | new | CZ02 | cDXHP | SWHC046-01 | ExAnte2019 | IOU workpaper | 2019-11-06 | Cap-Tons | 1 |  |  | 0 | 0 | 0 | -495.1537 | 0 | 67.0985 | [6 empty] | DEER:HVAC_Split-Package_HP | Annual | FALSE
Any | SWHC046AM | RFF | new | CZ03 | cDXHP | SWHC046-01 | ExAnte2019 | IOU workpaper | 2019-11-06 | Cap-Tons | 1 |  |  | 0 | 0 | 0 | -378.4437 | 0 | 50.3815 | [6 empty] | DEER:HVAC_Split-Package_HP | Annual | FALSE
Any | SWHC046AM | RFF | new | CZ04 | cDXHP | SWHC046-01 | ExAnte2019 | IOU workpaper | 2019-11-06 | Cap-Tons | 1 |  |  | 0 | 0 | 0 | -358.8768 | 0 | 48.2036 | [6 empty] | DEER:HVAC_Split-Package_HP | Annual | FALSE
Any | SWHC046AM | RFF | new | CZ05 | cDXHP | SWHC046-01 | ExAnte2019 | IOU workpaper | 2019-11-06 | Cap-Tons | 1 |  |  | 0 | 0 | 0 | -397.6513 | 0 | 52.2964 | [6 empty] | DEER:HVAC_Split-Package_HP | Annual | FALSE
Any | SWHC046AM | RFF | new | CZ06 | cDXHP | SWHC046-01 | ExAnte2019 | IOU workpaper | 2019-11-06 | Cap-Tons | 1 |  |  | 0 | 0 | 0 | -130.4315 | 0 | 19.1553 | [6 empty] | DEER:HVAC_Split-Package_HP | Annual | FALSE
Any | SWHC046AM | RFF | new | CZ07 | cDXHP | SWHC046-01 | ExAnte2019 | IOU workpaper | 2019-11-06 | Cap-Tons | 1 |  |  | 0 | 0 | 0 | -55.572 | 0 | 9.0082 | [6 empty] | DEER:HVAC_Split-Package_HP | Annual | FALSE
Any | SWHC046AM | RFF | new | CZ08 | cDXHP | SWHC046-01 | ExAnte2019 | IOU workpaper | 2019-11-06 | Cap-Tons | 1 |  |  | 0 | 0 | 0 | -108.9478 | 0 | 17.3832 | [6 empty] | DEER:HVAC_Split-Package_HP | Annual | FALSE
Any | SWHC046AM | RFF | new | CZ09 | cDXHP | SWHC046-01 | ExAnte2019 | IOU workpaper | 2019-11-06 | Cap-Tons | 1 |  |  | 0 | 0 | 0 | -142.9408 | 0 | 19.3959 | [6 empty] | DEER:HVAC_Split-Package_HP | Annual | FALSE
Any | SWHC046AM | RFF | new | CZ10 | cDXHP | SWHC046-01 | ExAnte2019 | IOU workpaper | 2019-11-06 | Cap-Tons | 1 |  |  | 0 | 0 | 0 | -138.8422 | 0 | 20.0639 | [6 empty] | DEER:HVAC_Split-Package_HP | Annual | FALSE
Any | SWHC046AM | RFF | new | CZ11 | cDXHP | SWHC046-01 | ExAnte2019 | IOU workpaper | 2019-11-06 | Cap-Tons | 1 |  |  | 0 | 0 | 0 | -348.6628 | 0 | 47.0639 | [6 empty] | DEER:HVAC_Split-Package_HP | Annual | FALSE
Any | SWHC046AM | RFF | new | CZ12 | cDXHP | SWHC046-01 | ExAnte2019 | IOU workpaper | 2019-11-06 | Cap-Tons | 1 |  |  | 0 | 0 | 0 | -377.0002 | 0 | 50.1384 | [6 empty] | DEER:HVAC_Split-Package_HP | Annual | FALSE
Any | SWHC046AM | RFF | new | CZ13 | cDXHP | SWHC046-01 | ExAnte2019 | IOU workpaper | 2019-11-06 | Cap-Tons | 1 |  |  | 0 | 0 | 0 | -305.357 | 0 | 41.364 | [6 empty] | DEER:HVAC_Split-Package_HP | Annual | FALSE
Any | SWHC046AM | RFF | new | CZ14 | cDXHP | SWHC046-01 | ExAnte2019 | IOU workpaper | 2019-11-06 | Cap-Tons | 1 |  |  | 0 | 0 | 0 | -356.9072 | 0 | 46.633 | [6 empty] | DEER:HVAC_Split-Package_HP | Annual | FALSE
Any | SWHC046AM | RFF | new | CZ15 | cDXHP | SWHC046-01 | ExAnte2019 | IOU workpaper | 2019-11-06 | Cap-Tons | 1 |  |  | 0 | 0 | 0 | 15.2571 | 0 | 4.3236 | [6 empty] | DEER:HVAC_Split-Package_HP | Annual | FALSE
Any | SWHC046AM | RFF | new | CZ16 | cDXHP | SWHC046-01 | ExAnte2019 | IOU workpaper | 2019-11-06 | Cap-Tons | 1 |  |  | 0 | 0 | 0 | -1218.4111 | 0 | 136.516 | [6 empty] | DEER:HVAC_Split-Package_HP | Annual | FALSE
Any | SWHC046AM | RSD | new | CZ01 | cDXHP | SWHC046-01 | ExAnte2019 | IOU workpaper | 2019-11-06 | Cap-Tons | 1 |  |  | 0 | 0 | 0 | -395.8851 | 0 | 49.8611 | [6 empty] | DEER:HVAC_Split-Package_HP | Annual | FALSE
Any | SWHC046AM | RSD | new | CZ02 | cDXHP | SWHC046-01 | ExAnte2019 | IOU workpaper | 2019-11-06 | Cap-Tons | 1 |  |  | 0 | 0 | 0 | -150.0241 | 0 | 21.2291 | [6 empty] | DEER:HVAC_Split-Package_HP | Annual | FALSE
Any | SWHC046AM | RSD | new | CZ03 | cDXHP | SWHC046-01 | ExAnte2019 | IOU workpaper | 2019-11-06 | Cap-Tons | 1 |  |  | 0 | 0 | 0 | -76.3108 | 0 | 10.2049 | [6 empty] | DEER:HVAC_Split-Package_HP | Annual | FALSE
Any | SWHC046AM | RSD | new | CZ04 | cDXHP | SWHC046-01 | ExAnte2019 | IOU workpaper | 2019-11-06 | Cap-Tons | 1 |  |  | 0 | 0 | 0 | -66.5452 | 0 | 10.5276 | [6 empty] | DEER:HVAC_Split-Package_HP | Annual | FALSE
Any | SWHC046AM | RSD | new | CZ05 | cDXHP | SWHC046-01 | ExAnte2019 | IOU workpaper | 2019-11-06 | Cap-Tons | 1 |  |  | 0 | 0 | 0 | -61.9591 | 0 | 8.6674 | [6 empty] | DEER:HVAC_Split-Package_HP | Annual | FALSE
Any | SWHC046AM | RSD | new | CZ06 | cDXHP | SWHC046-01 | ExAnte2019 | IOU workpaper | 2019-11-06 | Cap-Tons | 1 |  |  | 0 | 0 | 0 | 11.0515 | 0 | 1.7452 | [6 empty] | DEER:HVAC_Split-Package_HP | Annual | FALSE
Any | SWHC046AM | RSD | new | CZ07 | cDXHP | SWHC046-01 | ExAnte2019 | IOU workpaper | 2019-11-06 | Cap-Tons | 1 |  |  | 0 | 0 | 0 | 23.3275 | 0 | 0.311 | [6 empty] | DEER:HVAC_Split-Package_HP | Annual | FALSE
Any | SWHC046AM | RSD | new | CZ08 | cDXHP | SWHC046-01 | ExAnte2019 | IOU workpaper | 2019-11-06 | Cap-Tons | 1 |  |  | 0 | 0 | 0 | 13.0761 | 0 | 1.8256 | [6 empty] | DEER:HVAC_Split-Package_HP | Annual | FALSE
Any | SWHC046AM | RSD | new | CZ09 | cDXHP | SWHC046-01 | ExAnte2019 | IOU workpaper | 2019-11-06 | Cap-Tons | 1 |  |  | 0 | 0 | 0 | -0.3603 | 0 | 2.6112 | [6 empty] | DEER:HVAC_Split-Package_HP | Annual | FALSE
Any | SWHC046AM | RSD | new | CZ10 | cDXHP | SWHC046-01 | ExAnte2019 | IOU workpaper | 2019-11-06 | Cap-Tons | 1 |  |  | 0 | 0 | 0 | 8.4046 | 0 | 2.4759 | [6 empty] | DEER:HVAC_Split-Package_HP | Annual | FALSE
Any | SWHC046AM | RSD | new | CZ11 | cDXHP | SWHC046-01 | ExAnte2019 | IOU workpaper | 2019-11-06 | Cap-Tons | 1 |  |  | 0 | 0 | 0 | -104.2695 | 0 | 14.8054 | [6 empty] | DEER:HVAC_Split-Package_HP | Annual | FALSE
Any | SWHC046AM | RSD | new | CZ12 | cDXHP | SWHC046-01 | ExAnte2019 | IOU workpaper | 2019-11-06 | Cap-Tons | 1 |  |  | 0 | 0 | 0 | -106.4418 | 0 | 14.7509 | [6 empty] | DEER:HVAC_Split-Package_HP | Annual | FALSE
Any | SWHC046AM | RSD | new | CZ13 | cDXHP | SWHC046-01 | ExAnte2019 | IOU workpaper | 2019-11-06 | Cap-Tons | 1 |  |  | 0 | 0 | 0 | -88.8902 | 0 | 13.1268 | [6 empty] | DEER:HVAC_Split-Package_HP | Annual | FALSE
Any | SWHC046AM | RSD | new | CZ14 | cDXHP | SWHC046-01 | ExAnte2019 | IOU workpaper | 2019-11-06 | Cap-Tons | 1 |  |  | 0 | 0 | 0 | -98.1714 | 0 | 14.0644 | [6 empty] | DEER:HVAC_Split-Package_HP | Annual | FALSE
Any | SWHC046AM | RSD | new | CZ15 | cDXHP | SWHC046-01 | ExAnte2019 | IOU workpaper | 2019-11-06 | Cap-Tons | 1 |  |  | 0 | 0 | 0 | 48.2265 | 0 | 0.1903 | [6 empty] | DEER:HVAC_Split-Package_HP | Annual | FALSE
Any | SWHC046AM | RSD | new | CZ16 | cDXHP | SWHC046-01 | ExAnte2019 | IOU workpaper | 2019-11-06 | Cap-Tons | 1 |  |  | 0 | 0 | 0 | -684.8033 | 0 | 81.2333 | [6 empty] | DEER:HVAC_Split-Package_HP | Annual | FALSE
Any | SWHC046AM | Rt3 | new | CZ01 | cDXHP | SWHC046-01 | ExAnte2019 | IOU workpaper | 2019-11-06 | Cap-Tons | 1 |  |  | 0 | 0 | 0 | -108.1493 | 0 | 14.4201 | [6 empty] | DEER:HVAC_Split-Package_HP | Annual | FALSE
Any | SWHC046AM | Rt3 | new | CZ02 | cDXHP | SWHC046-01 | ExAnte2019 | IOU workpaper | 2019-11-06 | Cap-Tons | 1 |  |  | 0 | 0 | 0 | -43.2863 | 0 | 6.69 | [6 empty] | DEER:HVAC_Split-Package_HP | Annual | FALSE
Any | SWHC046AM | Rt3 | new | CZ03 | cDXHP | SWHC046-01 | ExAnte2019 | IOU workpaper | 2019-11-06 | Cap-Tons | 1 |  |  | 0 | 0 | 0 | -25.7358 | 0 | 4.6492 | [6 empty] | DEER:HVAC_Split-Package_HP | Annual | FALSE
Any | SWHC046AM | Rt3 | new | CZ04 | cDXHP | SWHC046-01 | ExAnte2019 | IOU workpaper | 2019-11-06 | Cap-Tons | 1 |  |  | 0 | 0 | 0 | -15.1769 | 0 | 3.5834 | [6 empty] | DEER:HVAC_Split-Package_HP | Annual | FALSE
Any | SWHC046AM | Rt3 | new | CZ05 | cDXHP | SWHC046-01 | ExAnte2019 | IOU workpaper | 2019-11-06 | Cap-Tons | 1 |  |  | 0 | 0 | 0 | -15.2324 | 0 | 3.4845 | [6 empty] | DEER:HVAC_Split-Package_HP | Annual | FALSE
Any | SWHC046AM | Rt3 | new | CZ06 | cDXHP | SWHC046-01 | ExAnte2019 | IOU workpaper | 2019-11-06 | Cap-Tons | 1 |  |  | 0 | 0 | 0 | 19.462 | 0 | 0.7271 | [6 empty] | DEER:HVAC_Split-Package_HP | Annual | FALSE
Any | SWHC046AM | Rt3 | new | CZ07 | cDXHP | SWHC046-01 | ExAnte2019 | IOU workpaper | 2019-11-06 | Cap-Tons | 1 |  |  | 0 | 0 | 0 | 22.6106 | 0 | 0.0969 | [6 empty] | DEER:HVAC_Split-Package_HP | Annual | FALSE
Any | SWHC046AM | Rt3 | new | CZ08 | cDXHP | SWHC046-01 | ExAnte2019 | IOU workpaper | 2019-11-06 | Cap-Tons | 1 |  |  | 0 | 0 | 0 | 24.2464 | 0 | 0.535 | [6 empty] | DEER:HVAC_Split-Package_HP | Annual | FALSE
Any | SWHC046AM | Rt3 | new | CZ09 | cDXHP | SWHC046-01 | ExAnte2019 | IOU workpaper | 2019-11-06 | Cap-Tons | 1 |  |  | 0 | 0 | 0 | 10.1021 | 0 | 1.0754 | [6 empty] | DEER:HVAC_Split-Package_HP | Annual | FALSE
Any | SWHC046AM | Rt3 | new | CZ10 | cDXHP | SWHC046-01 | ExAnte2019 | IOU workpaper | 2019-11-06 | Cap-Tons | 1 |  |  | 0 | 0 | 0 | 14.7686 | 0 | 1.0986 | [6 empty] | DEER:HVAC_Split-Package_HP | Annual | FALSE
Any | SWHC046AM | Rt3 | new | CZ11 | cDXHP | SWHC046-01 | ExAnte2019 | IOU workpaper | 2019-11-06 | Cap-Tons | 1 |  |  | 0 | 0 | 0 | -45.4289 | 0 | 7.6504 | [6 empty] | DEER:HVAC_Split-Package_HP | Annual | FALSE
Any | SWHC046AM | Rt3 | new | CZ12 | cDXHP | SWHC046-01 | ExAnte2019 | IOU workpaper | 2019-11-06 | Cap-Tons | 1 |  |  | 0 | 0 | 0 | -44.9109 | 0 | 6.9327 | [6 empty] | DEER:HVAC_Split-Package_HP | Annual | FALSE
Any | SWHC046AM | Rt3 | new | CZ13 | cDXHP | SWHC046-01 | ExAnte2019 | IOU workpaper | 2019-11-06 | Cap-Tons | 1 |  |  | 0 | 0 | 0 | -34.5072 | 0 | 6.2112 | [6 empty] | DEER:HVAC_Split-Package_HP | Annual | FALSE
Any | SWHC046AM | Rt3 | new | CZ14 | cDXHP | SWHC046-01 | ExAnte2019 | IOU workpaper | 2019-11-06 | Cap-Tons | 1 |  |  | 0 | 0 | 0 | -40.9373 | 0 | 7.2708 | [6 empty] | DEER:HVAC_Split-Package_HP | Annual | FALSE
Any | SWHC046AM | Rt3 | new | CZ15 | cDXHP | SWHC046-01 | ExAnte2019 | IOU workpaper | 2019-11-06 | Cap-Tons | 1 |  |  | 0 | 0 | 0 | 41.6105 | 0 | 0.1816 | [6 empty] | DEER:HVAC_Split-Package_HP | Annual | FALSE
Any | SWHC046AM | Rt3 | new | CZ16 | cDXHP | SWHC046-01 | ExAnte2019 | IOU workpaper | 2019-11-06 | Cap-Tons | 1 |  |  | 0 | 0 | 0 | -421.66 | 0 | 49.634 | [6 empty] | DEER:HVAC_Split-Package_HP | Annual | FALSE
Any | SWHC046AM | RtL | new | CZ01 | cDXHP | SWHC046-01 | ExAnte2019 | IOU workpaper | 2019-11-06 | Cap-Tons | 1 |  |  | 0 | 0 | 0 | -265.315 | 0 | 37.9225 | [6 empty] | DEER:HVAC_Split-Package_HP | Annual | FALSE
Any | SWHC046AM | RtL | new | CZ02 | cDXHP | SWHC046-01 | ExAnte2019 | IOU workpaper | 2019-11-06 | Cap-Tons | 1 |  |  | 0 | 0 | 0 | -117.9055 | 0 | 17.5838 | [6 empty] | DEER:HVAC_Split-Package_HP | Annual | FALSE
Any | SWHC046AM | RtL | new | CZ03 | cDXHP | SWHC046-01 | ExAnte2019 | IOU workpaper | 2019-11-06 | Cap-Tons | 1 |  |  | 0 | 0 | 0 | -115.0126 | 0 | 17.77 | [6 empty] | DEER:HVAC_Split-Package_HP | Annual | FALSE
Any | SWHC046AM | RtL | new | CZ04 | cDXHP | SWHC046-01 | ExAnte2019 | IOU workpaper | 2019-11-06 | Cap-Tons | 1 |  |  | 0 | 0 | 0 | -72.9596 | 0 | 12.6134 | [6 empty] | DEER:HVAC_Split-Package_HP | Annual | FALSE
Any | SWHC046AM | RtL | new | CZ05 | cDXHP | SWHC046-01 | ExAnte2019 | IOU workpaper | 2019-11-06 | Cap-Tons | 1 |  |  | 0 | 0 | 0 | -119.6504 | 0 | 18.2893 | [6 empty] | DEER:HVAC_Split-Package_HP | Annual | FALSE
Any | SWHC046AM | RtL | new | CZ06 | cDXHP | SWHC046-01 | ExAnte2019 | IOU workpaper | 2019-11-06 | Cap-Tons | 1 |  |  | 0 | 0 | 0 | -37.4958 | 0 | 8.897 | [6 empty] | DEER:HVAC_Split-Package_HP | Annual | FALSE
Any | SWHC046AM | RtL | new | CZ07 | cDXHP | SWHC046-01 | ExAnte2019 | IOU workpaper | 2019-11-06 | Cap-Tons | 1 |  |  | 0 | 0 | 0 | -23.8108 | 0 | 6.0541 | [6 empty] | DEER:HVAC_Split-Package_HP | Annual | FALSE
Any | SWHC046AM | RtL | new | CZ08 | cDXHP | SWHC046-01 | ExAnte2019 | IOU workpaper | 2019-11-06 | Cap-Tons | 1 |  |  | 0 | 0 | 0 | -19.9676 | 0 | 6.0104 | [6 empty] | DEER:HVAC_Split-Package_HP | Annual | FALSE
Any | SWHC046AM | RtL | new | CZ09 | cDXHP | SWHC046-01 | ExAnte2019 | IOU workpaper | 2019-11-06 | Cap-Tons | 1 |  |  | 0 | 0 | 0 | -35.0377 | 0 | 6.7518 | [6 empty] | DEER:HVAC_Split-Package_HP | Annual | FALSE
Any | SWHC046AM | RtL | new | CZ10 | cDXHP | SWHC046-01 | ExAnte2019 | IOU workpaper | 2019-11-06 | Cap-Tons | 1 |  |  | 0 | 0 | 0 | -24.287 | 0 | 6.0787 | [6 empty] | DEER:HVAC_Split-Package_HP | Annual | FALSE
Any | SWHC046AM | RtL | new | CZ11 | cDXHP | SWHC046-01 | ExAnte2019 | IOU workpaper | 2019-11-06 | Cap-Tons | 1 |  |  | 0 | 0 | 0 | -95.3928 | 0 | 15.0952 | [6 empty] | DEER:HVAC_Split-Package_HP | Annual | FALSE
Any | SWHC046AM | RtL | new | CZ12 | cDXHP | SWHC046-01 | ExAnte2019 | IOU workpaper | 2019-11-06 | Cap-Tons | 1 |  |  | 0 | 0 | 0 | -100.4135 | 0 | 14.7632 | [6 empty] | DEER:HVAC_Split-Package_HP | Annual | FALSE
Any | SWHC046AM | RtL | new | CZ13 | cDXHP | SWHC046-01 | ExAnte2019 | IOU workpaper | 2019-11-06 | Cap-Tons | 1 |  |  | 0 | 0 | 0 | -79.9102 | 0 | 12.7193 | [6 empty] | DEER:HVAC_Split-Package_HP | Annual | FALSE
Any | SWHC046AM | RtL | new | CZ14 | cDXHP | SWHC046-01 | ExAnte2019 | IOU workpaper | 2019-11-06 | Cap-Tons | 1 |  |  | 0 | 0 | 0 | -101.6015 | 0 | 15.8958 | [6 empty] | DEER:HVAC_Split-Package_HP | Annual | FALSE
Any | SWHC046AM | RtL | new | CZ15 | cDXHP | SWHC046-01 | ExAnte2019 | IOU workpaper | 2019-11-06 | Cap-Tons | 1 |  |  | 0 | 0 | 0 | 28.6211 | 0 | 1.7056 | [6 empty] | DEER:HVAC_Split-Package_HP | Annual | FALSE
Any | SWHC046AM | RtL | new | CZ16 | cDXHP | SWHC046-01 | ExAnte2019 | IOU workpaper | 2019-11-06 | Cap-Tons | 1 |  |  | 0 | 0 | 0 | -620.7365 | 0 | 71.7712 | [6 empty] | DEER:HVAC_Split-Package_HP | Annual | FALSE
Any | SWHC046AM | RtS | new | CZ01 | cDXHP | SWHC046-01 | ExAnte2019 | IOU workpaper | 2019-11-06 | Cap-Tons | 1 |  |  | 0 | 0 | 0 | -599.7673 | 0 | 81.6421 | [6 empty] | DEER:HVAC_Split-Package_HP | Annual | FALSE
Any | SWHC046AM | RtS | new | CZ02 | cDXHP | SWHC046-01 | ExAnte2019 | IOU workpaper | 2019-11-06 | Cap-Tons | 1 |  |  | 0 | 0 | 0 | -288.9737 | 0 | 38.7796 | [6 empty] | DEER:HVAC_Split-Package_HP | Annual | FALSE
Any | SWHC046AM | RtS | new | CZ03 | cDXHP | SWHC046-01 | ExAnte2019 | IOU workpaper | 2019-11-06 | Cap-Tons | 1 |  |  | 0 | 0 | 0 | -274.5974 | 0 | 38.502 | [6 empty] | DEER:HVAC_Split-Package_HP | Annual | FALSE
Any | SWHC046AM | RtS | new | CZ04 | cDXHP | SWHC046-01 | ExAnte2019 | IOU workpaper | 2019-11-06 | Cap-Tons | 1 |  |  | 0 | 0 | 0 | -202.4829 | 0 | 28.0209 | [6 empty] | DEER:HVAC_Split-Package_HP | Annual | FALSE
Any | SWHC046AM | RtS | new | CZ05 | cDXHP | SWHC046-01 | ExAnte2019 | IOU workpaper | 2019-11-06 | Cap-Tons | 1 |  |  | 0 | 0 | 0 | -238.5794 | 0 | 34.2207 | [6 empty] | DEER:HVAC_Split-Package_HP | Annual | FALSE
Any | SWHC046AM | RtS | new | CZ06 | cDXHP | SWHC046-01 | ExAnte2019 | IOU workpaper | 2019-11-06 | Cap-Tons | 1 |  |  | 0 | 0 | 0 | -79.3426 | 0 | 14.5229 | [6 empty] | DEER:HVAC_Split-Package_HP | Annual | FALSE
Any | SWHC046AM | RtS | new | CZ07 | cDXHP | SWHC046-01 | ExAnte2019 | IOU workpaper | 2019-11-06 | Cap-Tons | 1 |  |  | 0 | 0 | 0 | -38.9262 | 0 | 8.8313 | [6 empty] | DEER:HVAC_Split-Package_HP | Annual | FALSE
Any | SWHC046AM | RtS | new | CZ08 | cDXHP | SWHC046-01 | ExAnte2019 | IOU workpaper | 2019-11-06 | Cap-Tons | 1 |  |  | 0 | 0 | 0 | -68.0509 | 0 | 10.9308 | [6 empty] | DEER:HVAC_Split-Package_HP | Annual | FALSE
Any | SWHC046AM | RtS | new | CZ09 | cDXHP | SWHC046-01 | ExAnte2019 | IOU workpaper | 2019-11-06 | Cap-Tons | 1 |  |  | 0 | 0 | 0 | -89.7146 | 0 | 12.8521 | [6 empty] | DEER:HVAC_Split-Package_HP | Annual | FALSE
Any | SWHC046AM | RtS | new | CZ10 | cDXHP | SWHC046-01 | ExAnte2019 | IOU workpaper | 2019-11-06 | Cap-Tons | 1 |  |  | 0 | 0 | 0 | -71.278 | 0 | 11.2098 | [6 empty] | DEER:HVAC_Split-Package_HP | Annual | FALSE
Any | SWHC046AM | RtS | new | CZ11 | cDXHP | SWHC046-01 | ExAnte2019 | IOU workpaper | 2019-11-06 | Cap-Tons | 1 |  |  | 0 | 0 | 0 | -229.822 | 0 | 32.1746 | [6 empty] | DEER:HVAC_Split-Package_HP | Annual | FALSE
Any | SWHC046AM | RtS | new | CZ12 | cDXHP | SWHC046-01 | ExAnte2019 | IOU workpaper | 2019-11-06 | Cap-Tons | 1 |  |  | 0 | 0 | 0 | -247.767 | 0 | 33.6811 | [6 empty] | DEER:HVAC_Split-Package_HP | Annual | FALSE
Any | SWHC046AM | RtS | new | CZ13 | cDXHP | SWHC046-01 | ExAnte2019 | IOU workpaper | 2019-11-06 | Cap-Tons | 1 |  |  | 0 | 0 | 0 | -200.0834 | 0 | 28.047 | [6 empty] | DEER:HVAC_Split-Package_HP | Annual | FALSE
Any | SWHC046AM | RtS | new | CZ14 | cDXHP | SWHC046-01 | ExAnte2019 | IOU workpaper | 2019-11-06 | Cap-Tons | 1 |  |  | 0 | 0 | 0 | -211.7428 | 0 | 29.226 | [6 empty] | DEER:HVAC_Split-Package_HP | Annual | FALSE
Any | SWHC046AM | RtS | new | CZ15 | cDXHP | SWHC046-01 | ExAnte2019 | IOU workpaper | 2019-11-06 | Cap-Tons | 1 |  |  | 0 | 0 | 0 | 18.8821 | 0 | 2.6456 | [6 empty] | DEER:HVAC_Split-Package_HP | Annual | FALSE
Any | SWHC046AM | RtS | new | CZ16 | cDXHP | SWHC046-01 | ExAnte2019 | IOU workpaper | 2019-11-06 | Cap-Tons | 1 |  |  | 0 | 0 | 0 | -975.2274 | 0 | 109.5832 | [6 empty] | DEER:HVAC_Split-Package_HP | Annual | FALSE
Any | SWHC046AM | SCn | new | CZ01 | cDXHP | SWHC046-01 | ExAnte2019 | IOU workpaper | 2019-11-06 | Cap-Tons | 1 |  |  | 0 | 0 | 0 | -933.0441 | 0 | 119.0105 | [6 empty] | DEER:HVAC_Split-Package_HP | Annual | FALSE
Any | SWHC046AM | SCn | new | CZ02 | cDXHP | SWHC046-01 | ExAnte2019 | IOU workpaper | 2019-11-06 | Cap-Tons | 1 |  |  | 0 | 0 | 0 | -677.8527 | 0 | 80.4165 | [6 empty] | DEER:HVAC_Split-Package_HP | Annual | FALSE
Any | SWHC046AM | SCn | new | CZ03 | cDXHP | SWHC046-01 | ExAnte2019 | IOU workpaper | 2019-11-06 | Cap-Tons | 1 |  |  | 0 | 0 | 0 | -481.0832 | 0 | 62.3409 | [6 empty] | DEER:HVAC_Split-Package_HP | Annual | FALSE
Any | SWHC046AM | SCn | new | CZ04 | cDXHP | SWHC046-01 | ExAnte2019 | IOU workpaper | 2019-11-06 | Cap-Tons | 1 |  |  | 0 | 0 | 0 | -563.8514 | 0 | 62.8445 | [6 empty] | DEER:HVAC_Split-Package_HP | Annual | FALSE
Any | SWHC046AM | SCn | new | CZ05 | cDXHP | SWHC046-01 | ExAnte2019 | IOU workpaper | 2019-11-06 | Cap-Tons | 1 |  |  | 0 | 0 | 0 | -476.9823 | 0 | 62.3147 | [6 empty] | DEER:HVAC_Split-Package_HP | Annual | FALSE
Any | SWHC046AM | SCn | new | CZ06 | cDXHP | SWHC046-01 | ExAnte2019 | IOU workpaper | 2019-11-06 | Cap-Tons | 1 |  |  | 0 | 0 | 0 | -267.5363 | 0 | 33.6569 | [6 empty] | DEER:HVAC_Split-Package_HP | Annual | FALSE
Any | SWHC046AM | SCn | new | CZ07 | cDXHP | SWHC046-01 | ExAnte2019 | IOU workpaper | 2019-11-06 | Cap-Tons | 1 |  |  | 0 | 0 | 0 | -200.6255 | 0 | 24.5834 | [6 empty] | DEER:HVAC_Split-Package_HP | Annual | FALSE
Any | SWHC046AM | SCn | new | CZ08 | cDXHP | SWHC046-01 | ExAnte2019 | IOU workpaper | 2019-11-06 | Cap-Tons | 1 |  |  | 0 | 0 | 0 | -255.8228 | 0 | 33.3741 | [6 empty] | DEER:HVAC_Split-Package_HP | Annual | FALSE
Any | SWHC046AM | SCn | new | CZ09 | cDXHP | SWHC046-01 | ExAnte2019 | IOU workpaper | 2019-11-06 | Cap-Tons | 1 |  |  | 0 | 0 | 0 | -251.0886 | 0 | 34.5033 | [6 empty] | DEER:HVAC_Split-Package_HP | Annual | FALSE
Any | SWHC046AM | SCn | new | CZ10 | cDXHP | SWHC046-01 | ExAnte2019 | IOU workpaper | 2019-11-06 | Cap-Tons | 1 |  |  | 0 | 0 | 0 | -261.4255 | 0 | 34.5652 | [6 empty] | DEER:HVAC_Split-Package_HP | Annual | FALSE
Any | SWHC046AM | SCn | new | CZ11 | cDXHP | SWHC046-01 | ExAnte2019 | IOU workpaper | 2019-11-06 | Cap-Tons | 1 |  |  | 0 | 0 | 0 | -485.6881 | 0 | 65.8937 | [6 empty] | DEER:HVAC_Split-Package_HP | Annual | FALSE
Any | SWHC046AM | SCn | new | CZ12 | cDXHP | SWHC046-01 | ExAnte2019 | IOU workpaper | 2019-11-06 | Cap-Tons | 1 |  |  | 0 | 0 | 0 | -534.7021 | 0 | 70.8515 | [6 empty] | DEER:HVAC_Split-Package_HP | Annual | FALSE
Any | SWHC046AM | SCn | new | CZ13 | cDXHP | SWHC046-01 | ExAnte2019 | IOU workpaper | 2019-11-06 | Cap-Tons | 1 |  |  | 0 | 0 | 0 | -418.3894 | 0 | 56.3685 | [6 empty] | DEER:HVAC_Split-Package_HP | Annual | FALSE
Any | SWHC046AM | SCn | new | CZ14 | cDXHP | SWHC046-01 | ExAnte2019 | IOU workpaper | 2019-11-06 | Cap-Tons | 1 |  |  | 0 | 0 | 0 | -515.1613 | 0 | 67.599 | [6 empty] | DEER:HVAC_Split-Package_HP | Annual | FALSE
Any | SWHC046AM | SCn | new | CZ15 | cDXHP | SWHC046-01 | ExAnte2019 | IOU workpaper | 2019-11-06 | Cap-Tons | 1 |  |  | 0 | 0 | 0 | -44.9116 | 0 | 8.8141 | [6 empty] | DEER:HVAC_Split-Package_HP | Annual | FALSE
Any | SWHC046AM | SCn | new | CZ16 | cDXHP | SWHC046-01 | ExAnte2019 | IOU workpaper | 2019-11-06 | Cap-Tons | 1 |  |  | 0 | 0 | 0 | -1196.7889 | 0 | 135.1149 | [6 empty] | DEER:HVAC_Split-Package_HP | Annual | FALSE
Any | SWHC046AN | Asm | new | CZ01 | cDXHP | SWHC046-01 | ExAnte2019 | IOU workpaper | 2019-11-06 | Cap-Tons | 1 |  |  | 0 | 0 | 0 | -1070.2588 | 0 | 150.3355 | [6 empty] | DEER:HVAC_Split-Package_HP | Annual | FALSE
Any | SWHC046AN | Asm | new | CZ02 | cDXHP | SWHC046-01 | ExAnte2019 | IOU workpaper | 2019-11-06 | Cap-Tons | 1 |  |  | 0 | 0 | 0 | -589.8127 | 0 | 88.4105 | [6 empty] | DEER:HVAC_Split-Package_HP | Annual | FALSE
Any | SWHC046AN | Asm | new | CZ03 | cDXHP | SWHC046-01 | ExAnte2019 | IOU workpaper | 2019-11-06 | Cap-Tons | 1 |  |  | 0 | 0 | 0 | -438.1235 | 0 | 59.6795 | [6 empty] | DEER:HVAC_Split-Package_HP | Annual | FALSE
Any | SWHC046AN | Asm | new | CZ04 | cDXHP | SWHC046-01 | ExAnte2019 | IOU workpaper | 2019-11-06 | Cap-Tons | 1 |  |  | 0 | 0 | 0 | -380.0926 | 0 | 58.49 | [6 empty] | DEER:HVAC_Split-Package_HP | Annual | FALSE
Any | SWHC046AN | Asm | new | CZ05 | cDXHP | SWHC046-01 | ExAnte2019 | IOU workpaper | 2019-11-06 | Cap-Tons | 1 |  |  | 0 | 0 | 0 | -438.0702 | 0 | 61.1151 | [6 empty] | DEER:HVAC_Split-Package_HP | Annual | FALSE
Any | SWHC046AN | Asm | new | CZ06 | cDXHP | SWHC046-01 | ExAnte2019 | IOU workpaper | 2019-11-06 | Cap-Tons | 1 |  |  | 0 | 0 | 0 | -143.2828 | 0 | 22.7211 | [6 empty] | DEER:HVAC_Split-Package_HP | Annual | FALSE
Any | SWHC046AN | Asm | new | CZ07 | cDXHP | SWHC046-01 | ExAnte2019 | IOU workpaper | 2019-11-06 | Cap-Tons | 1 |  |  | 0 | 0 | 0 | -113.2358 | 0 | 16.5896 | [6 empty] | DEER:HVAC_Split-Package_HP | Annual | FALSE
Any | SWHC046AN | Asm | new | CZ08 | cDXHP | SWHC046-01 | ExAnte2019 | IOU workpaper | 2019-11-06 | Cap-Tons | 1 |  |  | 0 | 0 | 0 | -153.0178 | 0 | 24.8209 | [6 empty] | DEER:HVAC_Split-Package_HP | Annual | FALSE
Any | SWHC046AN | Asm | new | CZ09 | cDXHP | SWHC046-01 | ExAnte2019 | IOU workpaper | 2019-11-06 | Cap-Tons | 1 |  |  | 0 | 0 | 0 | -113.2915 | 0 | 18.6444 | [6 empty] | DEER:HVAC_Split-Package_HP | Annual | FALSE
Any | SWHC046AN | Asm | new | CZ10 | cDXHP | SWHC046-01 | ExAnte2019 | IOU workpaper | 2019-11-06 | Cap-Tons | 1 |  |  | 0 | 0 | 0 | -148.3449 | 0 | 25.5029 | [6 empty] | DEER:HVAC_Split-Package_HP | Annual | FALSE
Any | SWHC046AN | Asm | new | CZ11 | cDXHP | SWHC046-01 | ExAnte2019 | IOU workpaper | 2019-11-06 | Cap-Tons | 1 |  |  | 0 | 0 | 0 | -287.4661 | 0 | 43.6231 | [6 empty] | DEER:HVAC_Split-Package_HP | Annual | FALSE
Any | SWHC046AN | Asm | new | CZ12 | cDXHP | SWHC046-01 | ExAnte2019 | IOU workpaper | 2019-11-06 | Cap-Tons | 1 |  |  | 0 | 0 | 0 | -352.3098 | 0 | 52.2827 | [6 empty] | DEER:HVAC_Split-Package_HP | Annual | FALSE
Any | SWHC046AN | Asm | new | CZ13 | cDXHP | SWHC046-01 | ExAnte2019 | IOU workpaper | 2019-11-06 | Cap-Tons | 1 |  |  | 0 | 0 | 0 | -256.7461 | 0 | 39.494 | [6 empty] | DEER:HVAC_Split-Package_HP | Annual | FALSE
Any | SWHC046AN | Asm | new | CZ14 | cDXHP | SWHC046-01 | ExAnte2019 | IOU workpaper | 2019-11-06 | Cap-Tons | 1 |  |  | 0 | 0 | 0 | -284.6041 | 0 | 42.7952 | [6 empty] | DEER:HVAC_Split-Package_HP | Annual | FALSE
Any | SWHC046AN | Asm | new | CZ15 | cDXHP | SWHC046-01 | ExAnte2019 | IOU workpaper | 2019-11-06 | Cap-Tons | 1 |  |  | 0 | 0 | 0 | 22.3456 | 0 | 6.5957 | [6 empty] | DEER:HVAC_Split-Package_HP | Annual | FALSE
Any | SWHC046AN | Asm | new | CZ16 | cDXHP | SWHC046-01 | ExAnte2019 | IOU workpaper | 2019-11-06 | Cap-Tons | 1 |  |  | 0 | 0 | 0 | -1260.2506 | 0 | 152.708 | [6 empty] | DEER:HVAC_Split-Package_HP | Annual | FALSE
Any | SWHC046AN | Com | new | CZ01 | cDXHP | SWHC046-01 | ExAnte2019 | IOU workpaper | 2019-11-06 | Cap-Tons | 1 |  |  | 0 | 0 | 0 | -638.1944 | 0 | 84.7706 | [6 empty] | DEER:HVAC_Split-Package_HP | Annual | FALSE
Any | SWHC046AN | Com | new | CZ02 | cDXHP | SWHC046-01 | ExAnte2019 | IOU workpaper | 2019-11-06 | Cap-Tons | 1 |  |  | 0 | 0 | 0 | -324.1677 | 0 | 42.8742 | [6 empty] | DEER:HVAC_Split-Package_HP | Annual | FALSE
Any | SWHC046AN | Com | new | CZ03 | cDXHP | SWHC046-01 | ExAnte2019 | IOU workpaper | 2019-11-06 | Cap-Tons | 1 |  |  | 0 | 0 | 0 | -218.8986 | 0 | 30.6877 | [6 empty] | DEER:HVAC_Split-Package_HP | Annual | FALSE
Any | SWHC046AN | Com | new | CZ04 | cDXHP | SWHC046-01 | ExAnte2019 | IOU workpaper | 2019-11-06 | Cap-Tons | 1 |  |  | 0 | 0 | 0 | -186.8392 | 0 | 25.8877 | [6 empty] | DEER:HVAC_Split-Package_HP | Annual | FALSE
Any | SWHC046AN | Com | new | CZ05 | cDXHP | SWHC046-01 | ExAnte2019 | IOU workpaper | 2019-11-06 | Cap-Tons | 1 |  |  | 0 | 0 | 0 | -300.0775 | 0 | 41.7333 | [6 empty] | DEER:HVAC_Split-Package_HP | Annual | FALSE
Any | SWHC046AN | Com | new | CZ06 | cDXHP | SWHC046-01 | ExAnte2019 | IOU workpaper | 2019-11-06 | Cap-Tons | 1 |  |  | 0 | 0 | 0 | -98.5584 | 0 | 16.6953 | [6 empty] | DEER:HVAC_Split-Package_HP | Annual | FALSE
Any | SWHC046AN | Com | new | CZ07 | cDXHP | SWHC046-01 | ExAnte2019 | IOU workpaper | 2019-11-06 | Cap-Tons | 1 |  |  | 0 | 0 | 0 | -80.6014 | 0 | 13.8072 | [6 empty] | DEER:HVAC_Split-Package_HP | Annual | FALSE
Any | SWHC046AN | Com | new | CZ08 | cDXHP | SWHC046-01 | ExAnte2019 | IOU workpaper | 2019-11-06 | Cap-Tons | 1 |  |  | 0 | 0 | 0 | -90.5691 | 0 | 16.1419 | [6 empty] | DEER:HVAC_Split-Package_HP | Annual | FALSE
Any | SWHC046AN | Com | new | CZ09 | cDXHP | SWHC046-01 | ExAnte2019 | IOU workpaper | 2019-11-06 | Cap-Tons | 1 |  |  | 0 | 0 | 0 | -87.9147 | 0 | 14.9342 | [6 empty] | DEER:HVAC_Split-Package_HP | Annual | FALSE
Any | SWHC046AN | Com | new | CZ10 | cDXHP | SWHC046-01 | ExAnte2019 | IOU workpaper | 2019-11-06 | Cap-Tons | 1 |  |  | 0 | 0 | 0 | -123.9518 | 0 | 19.993 | [6 empty] | DEER:HVAC_Split-Package_HP | Annual | FALSE
Any | SWHC046AN | Com | new | CZ11 | cDXHP | SWHC046-01 | ExAnte2019 | IOU workpaper | 2019-11-06 | Cap-Tons | 1 |  |  | 0 | 0 | 0 | -250.4706 | 0 | 35.9102 | [6 empty] | DEER:HVAC_Split-Package_HP | Annual | FALSE
Any | SWHC046AN | Com | new | CZ12 | cDXHP | SWHC046-01 | ExAnte2019 | IOU workpaper | 2019-11-06 | Cap-Tons | 1 |  |  | 0 | 0 | 0 | -243.2171 | 0 | 33.6865 | [6 empty] | DEER:HVAC_Split-Package_HP | Annual | FALSE
Any | SWHC046AN | Com | new | CZ13 | cDXHP | SWHC046-01 | ExAnte2019 | IOU workpaper | 2019-11-06 | Cap-Tons | 1 |  |  | 0 | 0 | 0 | -204.8434 | 0 | 30.0389 | [6 empty] | DEER:HVAC_Split-Package_HP | Annual | FALSE
Any | SWHC046AN | Com | new | CZ14 | cDXHP | SWHC046-01 | ExAnte2019 | IOU workpaper | 2019-11-06 | Cap-Tons | 1 |  |  | 0 | 0 | 0 | -229.3457 | 0 | 32.2783 | [6 empty] | DEER:HVAC_Split-Package_HP | Annual | FALSE
Any | SWHC046AN | Com | new | CZ15 | cDXHP | SWHC046-01 | ExAnte2019 | IOU workpaper | 2019-11-06 | Cap-Tons | 1 |  |  | 0 | 0 | 0 | 29.6635 | 0 | 4.9645 | [6 empty] | DEER:HVAC_Split-Package_HP | Annual | FALSE
Any | SWHC046AN | Com | new | CZ16 | cDXHP | SWHC046-01 | ExAnte2019 | IOU workpaper | 2019-11-06 | Cap-Tons | 1 |  |  | 0 | 0 | 0 | -908.5882 | 0 | 102.3545 | [6 empty] | DEER:HVAC_Split-Package_HP | Annual | FALSE
Any | SWHC046AN | ECC | new | CZ01 | cDXHP | SWHC046-01 | ExAnte2019 | IOU workpaper | 2019-11-06 | Cap-Tons | 1 |  |  | 0 | 0 | 0 | -345.6553 | 0 | 46.2123 | [6 empty] | DEER:HVAC_Split-Package_HP | Annual | FALSE
Any | SWHC046AN | ECC | new | CZ02 | cDXHP | SWHC046-01 | ExAnte2019 | IOU workpaper | 2019-11-06 | Cap-Tons | 1 |  |  | 0 | 0 | 0 | -170.2109 | 0 | 23.5891 | [6 empty] | DEER:HVAC_Split-Package_HP | Annual | FALSE
Any | SWHC046AN | ECC | new | CZ03 | cDXHP | SWHC046-01 | ExAnte2019 | IOU workpaper | 2019-11-06 | Cap-Tons | 1 |  |  | 0 | 0 | 0 | -137.7746 | 0 | 19.5988 | [6 empty] | DEER:HVAC_Split-Package_HP | Annual | FALSE
Any | SWHC046AN | ECC | new | CZ04 | cDXHP | SWHC046-01 | ExAnte2019 | IOU workpaper | 2019-11-06 | Cap-Tons | 1 |  |  | 0 | 0 | 0 | -115.278 | 0 | 16.5263 | [6 empty] | DEER:HVAC_Split-Package_HP | Annual | FALSE
Any | SWHC046AN | ECC | new | CZ05 | cDXHP | SWHC046-01 | ExAnte2019 | IOU workpaper | 2019-11-06 | Cap-Tons | 1 |  |  | 0 | 0 | 0 | -138.9184 | 0 | 19.5544 | [6 empty] | DEER:HVAC_Split-Package_HP | Annual | FALSE
Any | SWHC046AN | ECC | new | CZ06 | cDXHP | SWHC046-01 | ExAnte2019 | IOU workpaper | 2019-11-06 | Cap-Tons | 1 |  |  | 0 | 0 | 0 | -16.2579 | 0 | 5.9781 | [6 empty] | DEER:HVAC_Split-Package_HP | Annual | FALSE
Any | SWHC046AN | ECC | new | CZ07 | cDXHP | SWHC046-01 | ExAnte2019 | IOU workpaper | 2019-11-06 | Cap-Tons | 1 |  |  | 0 | 0 | 0 | -0.3527 | 0 | 3.3057 | [6 empty] | DEER:HVAC_Split-Package_HP | Annual | FALSE
Any | SWHC046AN | ECC | new | CZ08 | cDXHP | SWHC046-01 | ExAnte2019 | IOU workpaper | 2019-11-06 | Cap-Tons | 1 |  |  | 0 | 0 | 0 | -4.8737 | 0 | 5.2102 | [6 empty] | DEER:HVAC_Split-Package_HP | Annual | FALSE
Any | SWHC046AN | ECC | new | CZ09 | cDXHP | SWHC046-01 | ExAnte2019 | IOU workpaper | 2019-11-06 | Cap-Tons | 1 |  |  | 0 | 0 | 0 | -23.4855 | 0 | 6.4099 | [6 empty] | DEER:HVAC_Split-Package_HP | Annual | FALSE
Any | SWHC046AN | ECC | new | CZ10 | cDXHP | SWHC046-01 | ExAnte2019 | IOU workpaper | 2019-11-06 | Cap-Tons | 1 |  |  | 0 | 0 | 0 | -21.012 | 0 | 6.9233 | [6 empty] | DEER:HVAC_Split-Package_HP | Annual | FALSE
Any | SWHC046AN | ECC | new | CZ11 | cDXHP | SWHC046-01 | ExAnte2019 | IOU workpaper | 2019-11-06 | Cap-Tons | 1 |  |  | 0 | 0 | 0 | -123.0149 | 0 | 20.7053 | [6 empty] | DEER:HVAC_Split-Package_HP | Annual | FALSE
Any | SWHC046AN | ECC | new | CZ12 | cDXHP | SWHC046-01 | ExAnte2019 | IOU workpaper | 2019-11-06 | Cap-Tons | 1 |  |  | 0 | 0 | 0 | -138.1631 | 0 | 21.452 | [6 empty] | DEER:HVAC_Split-Package_HP | Annual | FALSE
Any | SWHC046AN | ECC | new | CZ13 | cDXHP | SWHC046-01 | ExAnte2019 | IOU workpaper | 2019-11-06 | Cap-Tons | 1 |  |  | 0 | 0 | 0 | -101.6647 | 0 | 17.9661 | [6 empty] | DEER:HVAC_Split-Package_HP | Annual | FALSE
Any | SWHC046AN | ECC | new | CZ14 | cDXHP | SWHC046-01 | ExAnte2019 | IOU workpaper | 2019-11-06 | Cap-Tons | 1 |  |  | 0 | 0 | 0 | -117.7047 | 0 | 19.0738 | [6 empty] | DEER:HVAC_Split-Package_HP | Annual | FALSE
Any | SWHC046AN | ECC | new | CZ15 | cDXHP | SWHC046-01 | ExAnte2019 | IOU workpaper | 2019-11-06 | Cap-Tons | 1 |  |  | 0 | 0 | 0 | 51.0076 | 0 | 1.6483 | [6 empty] | DEER:HVAC_Split-Package_HP | Annual | FALSE
Any | SWHC046AN | ECC | new | CZ16 | cDXHP | SWHC046-01 | ExAnte2019 | IOU workpaper | 2019-11-06 | Cap-Tons | 1 |  |  | 0 | 0 | 0 | -563.7456 | 0 | 64.0713 | [6 empty] | DEER:HVAC_Split-Package_HP | Annual | FALSE
Any | SWHC046AN | EPr | new | CZ01 | cDXHP | SWHC046-01 | ExAnte2019 | IOU workpaper | 2019-11-06 | Cap-Tons | 1 |  |  | 0 | 0 | 0 | -498.6908 | 0 | 70.8798 | [6 empty] | DEER:HVAC_Split-Package_HP | Annual | FALSE
Any | SWHC046AN | EPr | new | CZ02 | cDXHP | SWHC046-01 | ExAnte2019 | IOU workpaper | 2019-11-06 | Cap-Tons | 1 |  |  | 0 | 0 | 0 | -260.0927 | 0 | 32.5037 | [6 empty] | DEER:HVAC_Split-Package_HP | Annual | FALSE
Any | SWHC046AN | EPr | new | CZ03 | cDXHP | SWHC046-01 | ExAnte2019 | IOU workpaper | 2019-11-06 | Cap-Tons | 1 |  |  | 0 | 0 | 0 | -222.6701 | 0 | 32.0646 | [6 empty] | DEER:HVAC_Split-Package_HP | Annual | FALSE
Any | SWHC046AN | EPr | new | CZ04 | cDXHP | SWHC046-01 | ExAnte2019 | IOU workpaper | 2019-11-06 | Cap-Tons | 1 |  |  | 0 | 0 | 0 | -180.9489 | 0 | 23.1678 | [6 empty] | DEER:HVAC_Split-Package_HP | Annual | FALSE
Any | SWHC046AN | EPr | new | CZ05 | cDXHP | SWHC046-01 | ExAnte2019 | IOU workpaper | 2019-11-06 | Cap-Tons | 1 |  |  | 0 | 0 | 0 | -224.8085 | 0 | 32.1114 | [6 empty] | DEER:HVAC_Split-Package_HP | Annual | FALSE
Any | SWHC046AN | EPr | new | CZ06 | cDXHP | SWHC046-01 | ExAnte2019 | IOU workpaper | 2019-11-06 | Cap-Tons | 1 |  |  | 0 | 0 | 0 | -72.7425 | 0 | 12.1021 | [6 empty] | DEER:HVAC_Split-Package_HP | Annual | FALSE
Any | SWHC046AN | EPr | new | CZ07 | cDXHP | SWHC046-01 | ExAnte2019 | IOU workpaper | 2019-11-06 | Cap-Tons | 1 |  |  | 0 | 0 | 0 | -53.4719 | 0 | 8.6706 | [6 empty] | DEER:HVAC_Split-Package_HP | Annual | FALSE
Any | SWHC046AN | EPr | new | CZ08 | cDXHP | SWHC046-01 | ExAnte2019 | IOU workpaper | 2019-11-06 | Cap-Tons | 1 |  |  | 0 | 0 | 0 | -56.7489 | 0 | 9.7424 | [6 empty] | DEER:HVAC_Split-Package_HP | Annual | FALSE
Any | SWHC046AN | EPr | new | CZ09 | cDXHP | SWHC046-01 | ExAnte2019 | IOU workpaper | 2019-11-06 | Cap-Tons | 1 |  |  | 0 | 0 | 0 | -77.766 | 0 | 12.0682 | [6 empty] | DEER:HVAC_Split-Package_HP | Annual | FALSE
Any | SWHC046AN | EPr | new | CZ10 | cDXHP | SWHC046-01 | ExAnte2019 | IOU workpaper | 2019-11-06 | Cap-Tons | 1 |  |  | 0 | 0 | 0 | -66.2573 | 0 | 11.0885 | [6 empty] | DEER:HVAC_Split-Package_HP | Annual | FALSE
Any | SWHC046AN | EPr | new | CZ11 | cDXHP | SWHC046-01 | ExAnte2019 | IOU workpaper | 2019-11-06 | Cap-Tons | 1 |  |  | 0 | 0 | 0 | -179.0707 | 0 | 26.2108 | [6 empty] | DEER:HVAC_Split-Package_HP | Annual | FALSE
Any | SWHC046AN | EPr | new | CZ12 | cDXHP | SWHC046-01 | ExAnte2019 | IOU workpaper | 2019-11-06 | Cap-Tons | 1 |  |  | 0 | 0 | 0 | -203.9946 | 0 | 28.2133 | [6 empty] | DEER:HVAC_Split-Package_HP | Annual | FALSE
Any | SWHC046AN | EPr | new | CZ13 | cDXHP | SWHC046-01 | ExAnte2019 | IOU workpaper | 2019-11-06 | Cap-Tons | 1 |  |  | 0 | 0 | 0 | -157.2726 | 0 | 23.3002 | [6 empty] | DEER:HVAC_Split-Package_HP | Annual | FALSE
Any | SWHC046AN | EPr | new | CZ14 | cDXHP | SWHC046-01 | ExAnte2019 | IOU workpaper | 2019-11-06 | Cap-Tons | 1 |  |  | 0 | 0 | 0 | -153.7728 | 0 | 24.1779 | [6 empty] | DEER:HVAC_Split-Package_HP | Annual | FALSE
Any | SWHC046AN | EPr | new | CZ15 | cDXHP | SWHC046-01 | ExAnte2019 | IOU workpaper | 2019-11-06 | Cap-Tons | 1 |  |  | 0 | 0 | 0 | 15.9818 | 0 | 3.2006 | [6 empty] | DEER:HVAC_Split-Package_HP | Annual | FALSE
Any | SWHC046AN | EPr | new | CZ16 | cDXHP | SWHC046-01 | ExAnte2019 | IOU workpaper | 2019-11-06 | Cap-Tons | 1 |  |  | 0 | 0 | 0 | -706.7644 | 0 | 82.619 | [6 empty] | DEER:HVAC_Split-Package_HP | Annual | FALSE
Any | SWHC046AN | ERC | new | CZ01 | cDXHP | SWHC046-01 | ExAnte2019 | IOU workpaper | 2019-11-06 | Cap-Tons | 1 |  |  | 0 | 0 | 0 | -759.0524 | 0 | 108.3618 | [6 empty] | DEER:HVAC_Split-Package_HP | Annual | FALSE
Any | SWHC046AN | ERC | new | CZ02 | cDXHP | SWHC046-01 | ExAnte2019 | IOU workpaper | 2019-11-06 | Cap-Tons | 1 |  |  | 0 | 0 | 0 | -454.3015 | 0 | 65.7962 | [6 empty] | DEER:HVAC_Split-Package_HP | Annual | FALSE
Any | SWHC046AN | ERC | new | CZ03 | cDXHP | SWHC046-01 | ExAnte2019 | IOU workpaper | 2019-11-06 | Cap-Tons | 1 |  |  | 0 | 0 | 0 | -314.9835 | 0 | 52.3013 | [6 empty] | DEER:HVAC_Split-Package_HP | Annual | FALSE
Any | SWHC046AN | ERC | new | CZ04 | cDXHP | SWHC046-01 | ExAnte2019 | IOU workpaper | 2019-11-06 | Cap-Tons | 1 |  |  | 0 | 0 | 0 | -311.5506 | 0 | 46.2517 | [6 empty] | DEER:HVAC_Split-Package_HP | Annual | FALSE
Any | SWHC046AN | ERC | new | CZ05 | cDXHP | SWHC046-01 | ExAnte2019 | IOU workpaper | 2019-11-06 | Cap-Tons | 1 |  |  | 0 | 0 | 0 | -385.0754 | 0 | 60.6756 | [6 empty] | DEER:HVAC_Split-Package_HP | Annual | FALSE
Any | SWHC046AN | ERC | new | CZ06 | cDXHP | SWHC046-01 | ExAnte2019 | IOU workpaper | 2019-11-06 | Cap-Tons | 1 |  |  | 0 | 0 | 0 | -134.7218 | 0 | 25.7859 | [6 empty] | DEER:HVAC_Split-Package_HP | Annual | FALSE
Any | SWHC046AN | ERC | new | CZ07 | cDXHP | SWHC046-01 | ExAnte2019 | IOU workpaper | 2019-11-06 | Cap-Tons | 1 |  |  | 0 | 0 | 0 | -74.2015 | 0 | 15.9783 | [6 empty] | DEER:HVAC_Split-Package_HP | Annual | FALSE
Any | SWHC046AN | ERC | new | CZ08 | cDXHP | SWHC046-01 | ExAnte2019 | IOU workpaper | 2019-11-06 | Cap-Tons | 1 |  |  | 0 | 0 | 0 | -108.4722 | 0 | 21.6522 | [6 empty] | DEER:HVAC_Split-Package_HP | Annual | FALSE
Any | SWHC046AN | ERC | new | CZ09 | cDXHP | SWHC046-01 | ExAnte2019 | IOU workpaper | 2019-11-06 | Cap-Tons | 1 |  |  | 0 | 0 | 0 | -114.5226 | 0 | 21.1911 | [6 empty] | DEER:HVAC_Split-Package_HP | Annual | FALSE
Any | SWHC046AN | ERC | new | CZ10 | cDXHP | SWHC046-01 | ExAnte2019 | IOU workpaper | 2019-11-06 | Cap-Tons | 1 |  |  | 0 | 0 | 0 | -133.5496 | 0 | 23.8348 | [6 empty] | DEER:HVAC_Split-Package_HP | Annual | FALSE
Any | SWHC046AN | ERC | new | CZ11 | cDXHP | SWHC046-01 | ExAnte2019 | IOU workpaper | 2019-11-06 | Cap-Tons | 1 |  |  | 0 | 0 | 0 | -280.8427 | 0 | 43.1167 | [6 empty] | DEER:HVAC_Split-Package_HP | Annual | FALSE
Any | SWHC046AN | ERC | new | CZ12 | cDXHP | SWHC046-01 | ExAnte2019 | IOU workpaper | 2019-11-06 | Cap-Tons | 1 |  |  | 0 | 0 | 0 | -327.3435 | 0 | 49.0022 | [6 empty] | DEER:HVAC_Split-Package_HP | Annual | FALSE
Any | SWHC046AN | ERC | new | CZ13 | cDXHP | SWHC046-01 | ExAnte2019 | IOU workpaper | 2019-11-06 | Cap-Tons | 1 |  |  | 0 | 0 | 0 | -249.4616 | 0 | 39.21 | [6 empty] | DEER:HVAC_Split-Package_HP | Annual | FALSE
Any | SWHC046AN | ERC | new | CZ14 | cDXHP | SWHC046-01 | ExAnte2019 | IOU workpaper | 2019-11-06 | Cap-Tons | 1 |  |  | 0 | 0 | 0 | -284.1153 | 0 | 41.5998 | [6 empty] | DEER:HVAC_Split-Package_HP | Annual | FALSE
Any | SWHC046AN | ERC | new | CZ15 | cDXHP | SWHC046-01 | ExAnte2019 | IOU workpaper | 2019-11-06 | Cap-Tons | 1 |  |  | 0 | 0 | 0 | 7.4466 | 0 | 6.345 | [6 empty] | DEER:HVAC_Split-Package_HP | Annual | FALSE
Any | SWHC046AN | ERC | new | CZ16 | cDXHP | SWHC046-01 | ExAnte2019 | IOU workpaper | 2019-11-06 | Cap-Tons | 1 |  |  | 0 | 0 | 0 | -1055.5165 | 0 | 121.6174 | [6 empty] | DEER:HVAC_Split-Package_HP | Annual | FALSE
Any | SWHC046AN | ESe | new | CZ01 | cDXHP | SWHC046-01 | ExAnte2019 | IOU workpaper | 2019-11-06 | Cap-Tons | 1 |  |  | 0 | 0 | 0 | -441.3585 | 0 | 60.6294 | [6 empty] | DEER:HVAC_Split-Package_HP | Annual | FALSE
Any | SWHC046AN | ESe | new | CZ02 | cDXHP | SWHC046-01 | ExAnte2019 | IOU workpaper | 2019-11-06 | Cap-Tons | 1 |  |  | 0 | 0 | 0 | -250.9996 | 0 | 32.1242 | [6 empty] | DEER:HVAC_Split-Package_HP | Annual | FALSE
Any | SWHC046AN | ESe | new | CZ03 | cDXHP | SWHC046-01 | ExAnte2019 | IOU workpaper | 2019-11-06 | Cap-Tons | 1 |  |  | 0 | 0 | 0 | -174.9876 | 0 | 24.8753 | [6 empty] | DEER:HVAC_Split-Package_HP | Annual | FALSE
Any | SWHC046AN | ESe | new | CZ04 | cDXHP | SWHC046-01 | ExAnte2019 | IOU workpaper | 2019-11-06 | Cap-Tons | 1 |  |  | 0 | 0 | 0 | -152.7043 | 0 | 20.4547 | [6 empty] | DEER:HVAC_Split-Package_HP | Annual | FALSE
Any | SWHC046AN | ESe | new | CZ05 | cDXHP | SWHC046-01 | ExAnte2019 | IOU workpaper | 2019-11-06 | Cap-Tons | 1 |  |  | 0 | 0 | 0 | -171.3815 | 0 | 24.3338 | [6 empty] | DEER:HVAC_Split-Package_HP | Annual | FALSE
Any | SWHC046AN | ESe | new | CZ06 | cDXHP | SWHC046-01 | ExAnte2019 | IOU workpaper | 2019-11-06 | Cap-Tons | 1 |  |  | 0 | 0 | 0 | -47.8913 | 0 | 8.9631 | [6 empty] | DEER:HVAC_Split-Package_HP | Annual | FALSE
Any | SWHC046AN | ESe | new | CZ07 | cDXHP | SWHC046-01 | ExAnte2019 | IOU workpaper | 2019-11-06 | Cap-Tons | 1 |  |  | 0 | 0 | 0 | -26.4498 | 0 | 5.9032 | [6 empty] | DEER:HVAC_Split-Package_HP | Annual | FALSE
Any | SWHC046AN | ESe | new | CZ08 | cDXHP | SWHC046-01 | ExAnte2019 | IOU workpaper | 2019-11-06 | Cap-Tons | 1 |  |  | 0 | 0 | 0 | -34.5203 | 0 | 8.013 | [6 empty] | DEER:HVAC_Split-Package_HP | Annual | FALSE
Any | SWHC046AN | ESe | new | CZ09 | cDXHP | SWHC046-01 | ExAnte2019 | IOU workpaper | 2019-11-06 | Cap-Tons | 1 |  |  | 0 | 0 | 0 | -51.5297 | 0 | 9.2778 | [6 empty] | DEER:HVAC_Split-Package_HP | Annual | FALSE
Any | SWHC046AN | ESe | new | CZ10 | cDXHP | SWHC046-01 | ExAnte2019 | IOU workpaper | 2019-11-06 | Cap-Tons | 1 |  |  | 0 | 0 | 0 | -64.568 | 0 | 11.3441 | [6 empty] | DEER:HVAC_Split-Package_HP | Annual | FALSE
Any | SWHC046AN | ESe | new | CZ11 | cDXHP | SWHC046-01 | ExAnte2019 | IOU workpaper | 2019-11-06 | Cap-Tons | 1 |  |  | 0 | 0 | 0 | -186.3832 | 0 | 27.9588 | [6 empty] | DEER:HVAC_Split-Package_HP | Annual | FALSE
Any | SWHC046AN | ESe | new | CZ12 | cDXHP | SWHC046-01 | ExAnte2019 | IOU workpaper | 2019-11-06 | Cap-Tons | 1 |  |  | 0 | 0 | 0 | -209.2244 | 0 | 29.4201 | [6 empty] | DEER:HVAC_Split-Package_HP | Annual | FALSE
Any | SWHC046AN | ESe | new | CZ13 | cDXHP | SWHC046-01 | ExAnte2019 | IOU workpaper | 2019-11-06 | Cap-Tons | 1 |  |  | 0 | 0 | 0 | -159.3184 | 0 | 24.4775 | [6 empty] | DEER:HVAC_Split-Package_HP | Annual | FALSE
Any | SWHC046AN | ESe | new | CZ14 | cDXHP | SWHC046-01 | ExAnte2019 | IOU workpaper | 2019-11-06 | Cap-Tons | 1 |  |  | 0 | 0 | 0 | -178.6072 | 0 | 25.8779 | [6 empty] | DEER:HVAC_Split-Package_HP | Annual | FALSE
Any | SWHC046AN | ESe | new | CZ15 | cDXHP | SWHC046-01 | ExAnte2019 | IOU workpaper | 2019-11-06 | Cap-Tons | 1 |  |  | 0 | 0 | 0 | 20.7343 | 0 | 3.2643 | [6 empty] | DEER:HVAC_Split-Package_HP | Annual | FALSE
Any | SWHC046AN | ESe | new | CZ16 | cDXHP | SWHC046-01 | ExAnte2019 | IOU workpaper | 2019-11-06 | Cap-Tons | 1 |  |  | 0 | 0 | 0 | -661.2346 | 0 | 74.9785 | [6 empty] | DEER:HVAC_Split-Package_HP | Annual | FALSE
Any | SWHC046AN | EUn | new | CZ01 | cDXHP | SWHC046-01 | ExAnte2019 | IOU workpaper | 2019-11-06 | Cap-Tons | 1 |  |  | 0 | 0 | 0 | -477.5174 | 0 | 67.3869 | [6 empty] | DEER:HVAC_Split-Package_HP | Annual | FALSE
Any | SWHC046AN | EUn | new | CZ02 | cDXHP | SWHC046-01 | ExAnte2019 | IOU workpaper | 2019-11-06 | Cap-Tons | 1 |  |  | 0 | 0 | 0 | -263.8167 | 0 | 37.1594 | [6 empty] | DEER:HVAC_Split-Package_HP | Annual | FALSE
Any | SWHC046AN | EUn | new | CZ03 | cDXHP | SWHC046-01 | ExAnte2019 | IOU workpaper | 2019-11-06 | Cap-Tons | 1 |  |  | 0 | 0 | 0 | -220.841 | 0 | 33.1541 | [6 empty] | DEER:HVAC_Split-Package_HP | Annual | FALSE
Any | SWHC046AN | EUn | new | CZ04 | cDXHP | SWHC046-01 | ExAnte2019 | IOU workpaper | 2019-11-06 | Cap-Tons | 1 |  |  | 0 | 0 | 0 | -195.0458 | 0 | 27.6808 | [6 empty] | DEER:HVAC_Split-Package_HP | Annual | FALSE
Any | SWHC046AN | EUn | new | CZ05 | cDXHP | SWHC046-01 | ExAnte2019 | IOU workpaper | 2019-11-06 | Cap-Tons | 1 |  |  | 0 | 0 | 0 | -221.4077 | 0 | 34.132 | [6 empty] | DEER:HVAC_Split-Package_HP | Annual | FALSE
Any | SWHC046AN | EUn | new | CZ06 | cDXHP | SWHC046-01 | ExAnte2019 | IOU workpaper | 2019-11-06 | Cap-Tons | 1 |  |  | 0 | 0 | 0 | -65.1574 | 0 | 13.2799 | [6 empty] | DEER:HVAC_Split-Package_HP | Annual | FALSE
Any | SWHC046AN | EUn | new | CZ07 | cDXHP | SWHC046-01 | ExAnte2019 | IOU workpaper | 2019-11-06 | Cap-Tons | 1 |  |  | 0 | 0 | 0 | -42.081 | 0 | 9.2005 | [6 empty] | DEER:HVAC_Split-Package_HP | Annual | FALSE
Any | SWHC046AN | EUn | new | CZ08 | cDXHP | SWHC046-01 | ExAnte2019 | IOU workpaper | 2019-11-06 | Cap-Tons | 1 |  |  | 0 | 0 | 0 | -53.1165 | 0 | 12.3119 | [6 empty] | DEER:HVAC_Split-Package_HP | Annual | FALSE
Any | SWHC046AN | EUn | new | CZ09 | cDXHP | SWHC046-01 | ExAnte2019 | IOU workpaper | 2019-11-06 | Cap-Tons | 1 |  |  | 0 | 0 | 0 | -65.6497 | 0 | 12.6889 | [6 empty] | DEER:HVAC_Split-Package_HP | Annual | FALSE
Any | SWHC046AN | EUn | new | CZ10 | cDXHP | SWHC046-01 | ExAnte2019 | IOU workpaper | 2019-11-06 | Cap-Tons | 1 |  |  | 0 | 0 | 0 | -60.4175 | 0 | 12.9884 | [6 empty] | DEER:HVAC_Split-Package_HP | Annual | FALSE
Any | SWHC046AN | EUn | new | CZ11 | cDXHP | SWHC046-01 | ExAnte2019 | IOU workpaper | 2019-11-06 | Cap-Tons | 1 |  |  | 0 | 0 | 0 | -169.0356 | 0 | 28.0628 | [6 empty] | DEER:HVAC_Split-Package_HP | Annual | FALSE
Any | SWHC046AN | EUn | new | CZ12 | cDXHP | SWHC046-01 | ExAnte2019 | IOU workpaper | 2019-11-06 | Cap-Tons | 1 |  |  | 0 | 0 | 0 | -193.3388 | 0 | 30.6243 | [6 empty] | DEER:HVAC_Split-Package_HP | Annual | FALSE
Any | SWHC046AN | EUn | new | CZ13 | cDXHP | SWHC046-01 | ExAnte2019 | IOU workpaper | 2019-11-06 | Cap-Tons | 1 |  |  | 0 | 0 | 0 | -142.7213 | 0 | 24.59 | [6 empty] | DEER:HVAC_Split-Package_HP | Annual | FALSE
Any | SWHC046AN | EUn | new | CZ14 | cDXHP | SWHC046-01 | ExAnte2019 | IOU workpaper | 2019-11-06 | Cap-Tons | 1 |  |  | 0 | 0 | 0 | -167.2827 | 0 | 26.8937 | [6 empty] | DEER:HVAC_Split-Package_HP | Annual | FALSE
Any | SWHC046AN | EUn | new | CZ15 | cDXHP | SWHC046-01 | ExAnte2019 | IOU workpaper | 2019-11-06 | Cap-Tons | 1 |  |  | 0 | 0 | 0 | 39.9665 | 0 | 3.7037 | [6 empty] | DEER:HVAC_Split-Package_HP | Annual | FALSE
Any | SWHC046AN | EUn | new | CZ16 | cDXHP | SWHC046-01 | ExAnte2019 | IOU workpaper | 2019-11-06 | Cap-Tons | 1 |  |  | 0 | 0 | 0 | -691.5708 | 0 | 80.7296 | [6 empty] | DEER:HVAC_Split-Package_HP | Annual | FALSE
Any | SWHC046AN | Gro | new | CZ01 | cDXHP | SWHC046-01 | ExAnte2019 | IOU workpaper | 2019-11-06 | Cap-Tons | 1 |  |  | 0 | 0 | 0 | -3041.5002 | 0 | 414.9827 | [6 empty] | DEER:HVAC_Split-Package_HP | Annual | FALSE
Any | SWHC046AN | Gro | new | CZ02 | cDXHP | SWHC046-01 | ExAnte2019 | IOU workpaper | 2019-11-06 | Cap-Tons | 1 |  |  | 0 | 0 | 0 | -1229.3537 | 0 | 138.4803 | [6 empty] | DEER:HVAC_Split-Package_HP | Annual | FALSE
Any | SWHC046AN | Gro | new | CZ03 | cDXHP | SWHC046-01 | ExAnte2019 | IOU workpaper | 2019-11-06 | Cap-Tons | 1 |  |  | 0 | 0 | 0 | -1391.8602 | 0 | 186.7735 | [6 empty] | DEER:HVAC_Split-Package_HP | Annual | FALSE
Any | SWHC046AN | Gro | new | CZ04 | cDXHP | SWHC046-01 | ExAnte2019 | IOU workpaper | 2019-11-06 | Cap-Tons | 1 |  |  | 0 | 0 | 0 | -1039.6435 | 0 | 124.1695 | [6 empty] | DEER:HVAC_Split-Package_HP | Annual | FALSE
Any | SWHC046AN | Gro | new | CZ05 | cDXHP | SWHC046-01 | ExAnte2019 | IOU workpaper | 2019-11-06 | Cap-Tons | 1 |  |  | 0 | 0 | 0 | -1643.3528 | 0 | 220.4619 | [6 empty] | DEER:HVAC_Split-Package_HP | Annual | FALSE
Any | SWHC046AN | Gro | new | CZ06 | cDXHP | SWHC046-01 | ExAnte2019 | IOU workpaper | 2019-11-06 | Cap-Tons | 1 |  |  | 0 | 0 | 0 | -745.9064 | 0 | 85.7938 | [6 empty] | DEER:HVAC_Split-Package_HP | Annual | FALSE
Any | SWHC046AN | Gro | new | CZ07 | cDXHP | SWHC046-01 | ExAnte2019 | IOU workpaper | 2019-11-06 | Cap-Tons | 1 |  |  | 0 | 0 | 0 | -773.8671 | 0 | 99.6998 | [6 empty] | DEER:HVAC_Split-Package_HP | Annual | FALSE
Any | SWHC046AN | Gro | new | CZ08 | cDXHP | SWHC046-01 | ExAnte2019 | IOU workpaper | 2019-11-06 | Cap-Tons | 1 |  |  | 0 | 0 | 0 | -595.3587 | 0 | 71.0143 | [6 empty] | DEER:HVAC_Split-Package_HP | Annual | FALSE
Any | SWHC046AN | Gro | new | CZ09 | cDXHP | SWHC046-01 | ExAnte2019 | IOU workpaper | 2019-11-06 | Cap-Tons | 1 |  |  | 0 | 0 | 0 | -586.5985 | 0 | 64.8273 | [6 empty] | DEER:HVAC_Split-Package_HP | Annual | FALSE
Any | SWHC046AN | Gro | new | CZ10 | cDXHP | SWHC046-01 | ExAnte2019 | IOU workpaper | 2019-11-06 | Cap-Tons | 1 |  |  | 0 | 0 | 0 | -627.0927 | 0 | 70.0463 | [6 empty] | DEER:HVAC_Split-Package_HP | Annual | FALSE
Any | SWHC046AN | Gro | new | CZ11 | cDXHP | SWHC046-01 | ExAnte2019 | IOU workpaper | 2019-11-06 | Cap-Tons | 1 |  |  | 0 | 0 | 0 | -893.9529 | 0 | 97.1775 | [6 empty] | DEER:HVAC_Split-Package_HP | Annual | FALSE
Any | SWHC046AN | Gro | new | CZ12 | cDXHP | SWHC046-01 | ExAnte2019 | IOU workpaper | 2019-11-06 | Cap-Tons | 1 |  |  | 0 | 0 | 0 | -927.9668 | 0 | 96.4036 | [6 empty] | DEER:HVAC_Split-Package_HP | Annual | FALSE
Any | SWHC046AN | Gro | new | CZ13 | cDXHP | SWHC046-01 | ExAnte2019 | IOU workpaper | 2019-11-06 | Cap-Tons | 1 |  |  | 0 | 0 | 0 | -807.5842 | 0 | 86.9278 | [6 empty] | DEER:HVAC_Split-Package_HP | Annual | FALSE
Any | SWHC046AN | Gro | new | CZ14 | cDXHP | SWHC046-01 | ExAnte2019 | IOU workpaper | 2019-11-06 | Cap-Tons | 1 |  |  | 0 | 0 | 0 | -884.678 | 0 | 92.3713 | [6 empty] | DEER:HVAC_Split-Package_HP | Annual | FALSE
Any | SWHC046AN | Gro | new | CZ15 | cDXHP | SWHC046-01 | ExAnte2019 | IOU workpaper | 2019-11-06 | Cap-Tons | 1 |  |  | 0 | 0 | 0 | -200.6959 | 0 | 24.6654 | [6 empty] | DEER:HVAC_Split-Package_HP | Annual | FALSE
Any | SWHC046AN | Gro | new | CZ16 | cDXHP | SWHC046-01 | ExAnte2019 | IOU workpaper | 2019-11-06 | Cap-Tons | 1 |  |  | 0 | 0 | 0 | -2858.2493 | 0 | 292.0352 | [6 empty] | DEER:HVAC_Split-Package_HP | Annual | FALSE
Any | SWHC046AN | Hsp | new | CZ01 | cDXHP | SWHC046-01 | ExAnte2019 | IOU workpaper | 2019-11-06 | Cap-Tons | 1 |  |  | 0 | 0 | 0 | -344.8038 | 0 | 38.7766 | [6 empty] | DEER:HVAC_Split-Package_HP | Annual | FALSE
Any | SWHC046AN | Hsp | new | CZ02 | cDXHP | SWHC046-01 | ExAnte2019 | IOU workpaper | 2019-11-06 | Cap-Tons | 1 |  |  | 0 | 0 | 0 | -195.9283 | 0 | 24.6538 | [6 empty] | DEER:HVAC_Split-Package_HP | Annual | FALSE
Any | SWHC046AN | Hsp | new | CZ03 | cDXHP | SWHC046-01 | ExAnte2019 | IOU workpaper | 2019-11-06 | Cap-Tons | 1 |  |  | 0 | 0 | 0 | -148.2085 | 0 | 18.2844 | [6 empty] | DEER:HVAC_Split-Package_HP | Annual | FALSE
Any | SWHC046AN | Hsp | new | CZ04 | cDXHP | SWHC046-01 | ExAnte2019 | IOU workpaper | 2019-11-06 | Cap-Tons | 1 |  |  | 0 | 0 | 0 | -140.0705 | 0 | 18.4684 | [6 empty] | DEER:HVAC_Split-Package_HP | Annual | FALSE
Any | SWHC046AN | Hsp | new | CZ05 | cDXHP | SWHC046-01 | ExAnte2019 | IOU workpaper | 2019-11-06 | Cap-Tons | 1 |  |  | 0 | 0 | 0 | -161.8725 | 0 | 19.4728 | [6 empty] | DEER:HVAC_Split-Package_HP | Annual | FALSE
Any | SWHC046AN | Hsp | new | CZ06 | cDXHP | SWHC046-01 | ExAnte2019 | IOU workpaper | 2019-11-06 | Cap-Tons | 1 |  |  | 0 | 0 | 0 | -38.9354 | 0 | 8.3795 | [6 empty] | DEER:HVAC_Split-Package_HP | Annual | FALSE
Any | SWHC046AN | Hsp | new | CZ07 | cDXHP | SWHC046-01 | ExAnte2019 | IOU workpaper | 2019-11-06 | Cap-Tons | 1 |  |  | 0 | 0 | 0 | -0.1319 | 0 | 3.4 | [6 empty] | DEER:HVAC_Split-Package_HP | Annual | FALSE
Any | SWHC046AN | Hsp | new | CZ08 | cDXHP | SWHC046-01 | ExAnte2019 | IOU workpaper | 2019-11-06 | Cap-Tons | 1 |  |  | 0 | 0 | 0 | -10.5663 | 0 | 6.2461 | [6 empty] | DEER:HVAC_Split-Package_HP | Annual | FALSE
Any | SWHC046AN | Hsp | new | CZ09 | cDXHP | SWHC046-01 | ExAnte2019 | IOU workpaper | 2019-11-06 | Cap-Tons | 1 |  |  | 0 | 0 | 0 | -31.1166 | 0 | 8.7048 | [6 empty] | DEER:HVAC_Split-Package_HP | Annual | FALSE
Any | SWHC046AN | Hsp | new | CZ10 | cDXHP | SWHC046-01 | ExAnte2019 | IOU workpaper | 2019-11-06 | Cap-Tons | 1 |  |  | 0 | 0 | 0 | -42.7706 | 0 | 10.3966 | [6 empty] | DEER:HVAC_Split-Package_HP | Annual | FALSE
Any | SWHC046AN | Hsp | new | CZ11 | cDXHP | SWHC046-01 | ExAnte2019 | IOU workpaper | 2019-11-06 | Cap-Tons | 1 |  |  | 0 | 0 | 0 | -170.7684 | 0 | 25.7279 | [6 empty] | DEER:HVAC_Split-Package_HP | Annual | FALSE
Any | SWHC046AN | Hsp | new | CZ12 | cDXHP | SWHC046-01 | ExAnte2019 | IOU workpaper | 2019-11-06 | Cap-Tons | 1 |  |  | 0 | 0 | 0 | -173.3719 | 0 | 24.1926 | [6 empty] | DEER:HVAC_Split-Package_HP | Annual | FALSE
Any | SWHC046AN | Hsp | new | CZ13 | cDXHP | SWHC046-01 | ExAnte2019 | IOU workpaper | 2019-11-06 | Cap-Tons | 1 |  |  | 0 | 0 | 0 | -143.1999 | 0 | 22.3656 | [6 empty] | DEER:HVAC_Split-Package_HP | Annual | FALSE
Any | SWHC046AN | Hsp | new | CZ14 | cDXHP | SWHC046-01 | ExAnte2019 | IOU workpaper | 2019-11-06 | Cap-Tons | 1 |  |  | 0 | 0 | 0 | -200.6495 | 0 | 28.6509 | [6 empty] | DEER:HVAC_Split-Package_HP | Annual | FALSE
Any | SWHC046AN | Hsp | new | CZ15 | cDXHP | SWHC046-01 | ExAnte2019 | IOU workpaper | 2019-11-06 | Cap-Tons | 1 |  |  | 0 | 0 | 0 | 72.0745 | 0 | 3.6196 | [6 empty] | DEER:HVAC_Split-Package_HP | Annual | FALSE
Any | SWHC046AN | Hsp | new | CZ16 | cDXHP | SWHC046-01 | ExAnte2019 | IOU workpaper | 2019-11-06 | Cap-Tons | 1 |  |  | 0 | 0 | 0 | -651.9913 | 0 | 72.3486 | [6 empty] | DEER:HVAC_Split-Package_HP | Annual | FALSE
Any | SWHC046AN | Htl | new | CZ01 | cDXHP | SWHC046-01 | ExAnte2019 | IOU workpaper | 2019-11-06 | Cap-Tons | 1 |  |  | 0 | 0 | 0 | -1333.2485 | 0 | 181.1356 | [6 empty] | DEER:HVAC_Split-Package_HP | Annual | FALSE
Any | SWHC046AN | Htl | new | CZ02 | cDXHP | SWHC046-01 | ExAnte2019 | IOU workpaper | 2019-11-06 | Cap-Tons | 1 |  |  | 0 | 0 | 0 | -797.392 | 0 | 97.409 | [6 empty] | DEER:HVAC_Split-Package_HP | Annual | FALSE
Any | SWHC046AN | Htl | new | CZ03 | cDXHP | SWHC046-01 | ExAnte2019 | IOU workpaper | 2019-11-06 | Cap-Tons | 1 |  |  | 0 | 0 | 0 | -697.6444 | 0 | 97.3433 | [6 empty] | DEER:HVAC_Split-Package_HP | Annual | FALSE
Any | SWHC046AN | Htl | new | CZ04 | cDXHP | SWHC046-01 | ExAnte2019 | IOU workpaper | 2019-11-06 | Cap-Tons | 1 |  |  | 0 | 0 | 0 | -615.7735 | 0 | 69.8378 | [6 empty] | DEER:HVAC_Split-Package_HP | Annual | FALSE
Any | SWHC046AN | Htl | new | CZ05 | cDXHP | SWHC046-01 | ExAnte2019 | IOU workpaper | 2019-11-06 | Cap-Tons | 1 |  |  | 0 | 0 | 0 | -724.9292 | 0 | 101.3518 | [6 empty] | DEER:HVAC_Split-Package_HP | Annual | FALSE
Any | SWHC046AN | Htl | new | CZ06 | cDXHP | SWHC046-01 | ExAnte2019 | IOU workpaper | 2019-11-06 | Cap-Tons | 1 |  |  | 0 | 0 | 0 | -307.9735 | 0 | 44.9891 | [6 empty] | DEER:HVAC_Split-Package_HP | Annual | FALSE
Any | SWHC046AN | Htl | new | CZ07 | cDXHP | SWHC046-01 | ExAnte2019 | IOU workpaper | 2019-11-06 | Cap-Tons | 1 |  |  | 0 | 0 | 0 | -220.6642 | 0 | 30.5627 | [6 empty] | DEER:HVAC_Split-Package_HP | Annual | FALSE
Any | SWHC046AN | Htl | new | CZ08 | cDXHP | SWHC046-01 | ExAnte2019 | IOU workpaper | 2019-11-06 | Cap-Tons | 1 |  |  | 0 | 0 | 0 | -201.827 | 0 | 32.8703 | [6 empty] | DEER:HVAC_Split-Package_HP | Annual | FALSE
Any | SWHC046AN | Htl | new | CZ09 | cDXHP | SWHC046-01 | ExAnte2019 | IOU workpaper | 2019-11-06 | Cap-Tons | 1 |  |  | 0 | 0 | 0 | -265.5814 | 0 | 36.5629 | [6 empty] | DEER:HVAC_Split-Package_HP | Annual | FALSE
Any | SWHC046AN | Htl | new | CZ10 | cDXHP | SWHC046-01 | ExAnte2019 | IOU workpaper | 2019-11-06 | Cap-Tons | 1 |  |  | 0 | 0 | 0 | -285.4538 | 0 | 41.8993 | [6 empty] | DEER:HVAC_Split-Package_HP | Annual | FALSE
Any | SWHC046AN | Htl | new | CZ11 | cDXHP | SWHC046-01 | ExAnte2019 | IOU workpaper | 2019-11-06 | Cap-Tons | 1 |  |  | 0 | 0 | 0 | -516.3033 | 0 | 74.3699 | [6 empty] | DEER:HVAC_Split-Package_HP | Annual | FALSE
Any | SWHC046AN | Htl | new | CZ12 | cDXHP | SWHC046-01 | ExAnte2019 | IOU workpaper | 2019-11-06 | Cap-Tons | 1 |  |  | 0 | 0 | 0 | -563.773 | 0 | 77.8453 | [6 empty] | DEER:HVAC_Split-Package_HP | Annual | FALSE
Any | SWHC046AN | Htl | new | CZ13 | cDXHP | SWHC046-01 | ExAnte2019 | IOU workpaper | 2019-11-06 | Cap-Tons | 1 |  |  | 0 | 0 | 0 | -460.6838 | 0 | 65.9851 | [6 empty] | DEER:HVAC_Split-Package_HP | Annual | FALSE
Any | SWHC046AN | Htl | new | CZ14 | cDXHP | SWHC046-01 | ExAnte2019 | IOU workpaper | 2019-11-06 | Cap-Tons | 1 |  |  | 0 | 0 | 0 | -558.2551 | 0 | 77.5073 | [6 empty] | DEER:HVAC_Split-Package_HP | Annual | FALSE
Any | SWHC046AN | Htl | new | CZ15 | cDXHP | SWHC046-01 | ExAnte2019 | IOU workpaper | 2019-11-06 | Cap-Tons | 1 |  |  | 0 | 0 | 0 | -43.1295 | 0 | 16.0541 | [6 empty] | DEER:HVAC_Split-Package_HP | Annual | FALSE
Any | SWHC046AN | Htl | new | CZ16 | cDXHP | SWHC046-01 | ExAnte2019 | IOU workpaper | 2019-11-06 | Cap-Tons | 1 |  |  | 0 | 0 | 0 | -1772.8184 | 0 | 199.3781 | [6 empty] | DEER:HVAC_Split-Package_HP | Annual | FALSE
Any | SWHC046AN | MBT | new | CZ01 | cDXHP | SWHC046-01 | ExAnte2019 | IOU workpaper | 2019-11-06 | Cap-Tons | 1 |  |  | 0 | 0 | 0 | -301.8584 | 0 | 42.7179 | [6 empty] | DEER:HVAC_Split-Package_HP | Annual | FALSE
Any | SWHC046AN | MBT | new | CZ02 | cDXHP | SWHC046-01 | ExAnte2019 | IOU workpaper | 2019-11-06 | Cap-Tons | 1 |  |  | 0 | 0 | 0 | -131.2878 | 0 | 21.061 | [6 empty] | DEER:HVAC_Split-Package_HP | Annual | FALSE
Any | SWHC046AN | MBT | new | CZ03 | cDXHP | SWHC046-01 | ExAnte2019 | IOU workpaper | 2019-11-06 | Cap-Tons | 1 |  |  | 0 | 0 | 0 | -127.0868 | 0 | 20.1478 | [6 empty] | DEER:HVAC_Split-Package_HP | Annual | FALSE
Any | SWHC046AN | MBT | new | CZ04 | cDXHP | SWHC046-01 | ExAnte2019 | IOU workpaper | 2019-11-06 | Cap-Tons | 1 |  |  | 0 | 0 | 0 | -78.5175 | 0 | 14.518 | [6 empty] | DEER:HVAC_Split-Package_HP | Annual | FALSE
Any | SWHC046AN | MBT | new | CZ05 | cDXHP | SWHC046-01 | ExAnte2019 | IOU workpaper | 2019-11-06 | Cap-Tons | 1 |  |  | 0 | 0 | 0 | -128.2971 | 0 | 19.8796 | [6 empty] | DEER:HVAC_Split-Package_HP | Annual | FALSE
Any | SWHC046AN | MBT | new | CZ06 | cDXHP | SWHC046-01 | ExAnte2019 | IOU workpaper | 2019-11-06 | Cap-Tons | 1 |  |  | 0 | 0 | 0 | -25.2724 | 0 | 8.1443 | [6 empty] | DEER:HVAC_Split-Package_HP | Annual | FALSE
Any | SWHC046AN | MBT | new | CZ07 | cDXHP | SWHC046-01 | ExAnte2019 | IOU workpaper | 2019-11-06 | Cap-Tons | 1 |  |  | 0 | 0 | 0 | -13.3276 | 0 | 5.5283 | [6 empty] | DEER:HVAC_Split-Package_HP | Annual | FALSE
Any | SWHC046AN | MBT | new | CZ08 | cDXHP | SWHC046-01 | ExAnte2019 | IOU workpaper | 2019-11-06 | Cap-Tons | 1 |  |  | 0 | 0 | 0 | -17.3608 | 0 | 6.5544 | [6 empty] | DEER:HVAC_Split-Package_HP | Annual | FALSE
Any | SWHC046AN | MBT | new | CZ09 | cDXHP | SWHC046-01 | ExAnte2019 | IOU workpaper | 2019-11-06 | Cap-Tons | 1 |  |  | 0 | 0 | 0 | -28.3542 | 0 | 7.5597 | [6 empty] | DEER:HVAC_Split-Package_HP | Annual | FALSE
Any | SWHC046AN | MBT | new | CZ10 | cDXHP | SWHC046-01 | ExAnte2019 | IOU workpaper | 2019-11-06 | Cap-Tons | 1 |  |  | 0 | 0 | 0 | -22.0628 | 0 | 7.8064 | [6 empty] | DEER:HVAC_Split-Package_HP | Annual | FALSE
Any | SWHC046AN | MBT | new | CZ11 | cDXHP | SWHC046-01 | ExAnte2019 | IOU workpaper | 2019-11-06 | Cap-Tons | 1 |  |  | 0 | 0 | 0 | -86.1713 | 0 | 15.9795 | [6 empty] | DEER:HVAC_Split-Package_HP | Annual | FALSE
Any | SWHC046AN | MBT | new | CZ12 | cDXHP | SWHC046-01 | ExAnte2019 | IOU workpaper | 2019-11-06 | Cap-Tons | 1 |  |  | 0 | 0 | 0 | -108.2855 | 0 | 17.4599 | [6 empty] | DEER:HVAC_Split-Package_HP | Annual | FALSE
Any | SWHC046AN | MBT | new | CZ13 | cDXHP | SWHC046-01 | ExAnte2019 | IOU workpaper | 2019-11-06 | Cap-Tons | 1 |  |  | 0 | 0 | 0 | -74.6814 | 0 | 14.3365 | [6 empty] | DEER:HVAC_Split-Package_HP | Annual | FALSE
Any | SWHC046AN | MBT | new | CZ14 | cDXHP | SWHC046-01 | ExAnte2019 | IOU workpaper | 2019-11-06 | Cap-Tons | 1 |  |  | 0 | 0 | 0 | -92.4815 | 0 | 16.6811 | [6 empty] | DEER:HVAC_Split-Package_HP | Annual | FALSE
Any | SWHC046AN | MBT | new | CZ15 | cDXHP | SWHC046-01 | ExAnte2019 | IOU workpaper | 2019-11-06 | Cap-Tons | 1 |  |  | 0 | 0 | 0 | 42.2439 | 0 | 2.0353 | [6 empty] | DEER:HVAC_Split-Package_HP | Annual | FALSE
Any | SWHC046AN | MBT | new | CZ16 | cDXHP | SWHC046-01 | ExAnte2019 | IOU workpaper | 2019-11-06 | Cap-Tons | 1 |  |  | 0 | 0 | 0 | -488.3555 | 0 | 56.8277 | [6 empty] | DEER:HVAC_Split-Package_HP | Annual | FALSE
Any | SWHC046AN | MLI | new | CZ01 | cDXHP | SWHC046-01 | ExAnte2019 | IOU workpaper | 2019-11-06 | Cap-Tons | 1 |  |  | 0 | 0 | 0 | -639.5146 | 0 | 73.6918 | [6 empty] | DEER:HVAC_Split-Package_HP | Annual | FALSE
Any | SWHC046AN | MLI | new | CZ02 | cDXHP | SWHC046-01 | ExAnte2019 | IOU workpaper | 2019-11-06 | Cap-Tons | 1 |  |  | 0 | 0 | 0 | -359.9108 | 0 | 43.3789 | [6 empty] | DEER:HVAC_Split-Package_HP | Annual | FALSE
Any | SWHC046AN | MLI | new | CZ03 | cDXHP | SWHC046-01 | ExAnte2019 | IOU workpaper | 2019-11-06 | Cap-Tons | 1 |  |  | 0 | 0 | 0 | -310.5151 | 0 | 37.3552 | [6 empty] | DEER:HVAC_Split-Package_HP | Annual | FALSE
Any | SWHC046AN | MLI | new | CZ04 | cDXHP | SWHC046-01 | ExAnte2019 | IOU workpaper | 2019-11-06 | Cap-Tons | 1 |  |  | 0 | 0 | 0 | -287.3458 | 0 | 32.6363 | [6 empty] | DEER:HVAC_Split-Package_HP | Annual | FALSE
Any | SWHC046AN | MLI | new | CZ05 | cDXHP | SWHC046-01 | ExAnte2019 | IOU workpaper | 2019-11-06 | Cap-Tons | 1 |  |  | 0 | 0 | 0 | -347.7084 | 0 | 41.0789 | [6 empty] | DEER:HVAC_Split-Package_HP | Annual | FALSE
Any | SWHC046AN | MLI | new | CZ06 | cDXHP | SWHC046-01 | ExAnte2019 | IOU workpaper | 2019-11-06 | Cap-Tons | 1 |  |  | 0 | 0 | 0 | -142.1112 | 0 | 18.7881 | [6 empty] | DEER:HVAC_Split-Package_HP | Annual | FALSE
Any | SWHC046AN | MLI | new | CZ07 | cDXHP | SWHC046-01 | ExAnte2019 | IOU workpaper | 2019-11-06 | Cap-Tons | 1 |  |  | 0 | 0 | 0 | -91.9451 | 0 | 11.8906 | [6 empty] | DEER:HVAC_Split-Package_HP | Annual | FALSE
Any | SWHC046AN | MLI | new | CZ08 | cDXHP | SWHC046-01 | ExAnte2019 | IOU workpaper | 2019-11-06 | Cap-Tons | 1 |  |  | 0 | 0 | 0 | -99.4983 | 0 | 16.4919 | [6 empty] | DEER:HVAC_Split-Package_HP | Annual | FALSE
Any | SWHC046AN | MLI | new | CZ09 | cDXHP | SWHC046-01 | ExAnte2019 | IOU workpaper | 2019-11-06 | Cap-Tons | 1 |  |  | 0 | 0 | 0 | -108.482 | 0 | 17.3216 | [6 empty] | DEER:HVAC_Split-Package_HP | Annual | FALSE
Any | SWHC046AN | MLI | new | CZ10 | cDXHP | SWHC046-01 | ExAnte2019 | IOU workpaper | 2019-11-06 | Cap-Tons | 1 |  |  | 0 | 0 | 0 | -110.9407 | 0 | 17.3773 | [6 empty] | DEER:HVAC_Split-Package_HP | Annual | FALSE
Any | SWHC046AN | MLI | new | CZ11 | cDXHP | SWHC046-01 | ExAnte2019 | IOU workpaper | 2019-11-06 | Cap-Tons | 1 |  |  | 0 | 0 | 0 | -239.8391 | 0 | 33.7263 | [6 empty] | DEER:HVAC_Split-Package_HP | Annual | FALSE
Any | SWHC046AN | MLI | new | CZ12 | cDXHP | SWHC046-01 | ExAnte2019 | IOU workpaper | 2019-11-06 | Cap-Tons | 1 |  |  | 0 | 0 | 0 | -262.8005 | 0 | 34.7166 | [6 empty] | DEER:HVAC_Split-Package_HP | Annual | FALSE
Any | SWHC046AN | MLI | new | CZ13 | cDXHP | SWHC046-01 | ExAnte2019 | IOU workpaper | 2019-11-06 | Cap-Tons | 1 |  |  | 0 | 0 | 0 | -197.83 | 0 | 28.21 | [6 empty] | DEER:HVAC_Split-Package_HP | Annual | FALSE
Any | SWHC046AN | MLI | new | CZ14 | cDXHP | SWHC046-01 | ExAnte2019 | IOU workpaper | 2019-11-06 | Cap-Tons | 1 |  |  | 0 | 0 | 0 | -270.835 | 0 | 36.684 | [6 empty] | DEER:HVAC_Split-Package_HP | Annual | FALSE
Any | SWHC046AN | MLI | new | CZ15 | cDXHP | SWHC046-01 | ExAnte2019 | IOU workpaper | 2019-11-06 | Cap-Tons | 1 |  |  | 0 | 0 | 0 | 13.5224 | 0 | 4.8758 | [6 empty] | DEER:HVAC_Split-Package_HP | Annual | FALSE
Any | SWHC046AN | MLI | new | CZ16 | cDXHP | SWHC046-01 | ExAnte2019 | IOU workpaper | 2019-11-06 | Cap-Tons | 1 |  |  | 0 | 0 | 0 | -856.8242 | 0 | 89.9806 | [6 empty] | DEER:HVAC_Split-Package_HP | Annual | FALSE
Any | SWHC046AN | Mtl | new | CZ01 | cDXHP | SWHC046-01 | ExAnte2019 | IOU workpaper | 2019-11-06 | Cap-Tons | 1 |  |  | 0 | 0 | 0 | -479.4455 | 0 | 55.6308 | [6 empty] | DEER:HVAC_Split-Package_HP | Annual | FALSE
Any | SWHC046AN | Mtl | new | CZ02 | cDXHP | SWHC046-01 | ExAnte2019 | IOU workpaper | 2019-11-06 | Cap-Tons | 1 |  |  | 0 | 0 | 0 | -376.0187 | 0 | 52.1563 | [6 empty] | DEER:HVAC_Split-Package_HP | Annual | FALSE
Any | SWHC046AN | Mtl | new | CZ03 | cDXHP | SWHC046-01 | ExAnte2019 | IOU workpaper | 2019-11-06 | Cap-Tons | 1 |  |  | 0 | 0 | 0 | -217.3495 | 0 | 25.9193 | [6 empty] | DEER:HVAC_Split-Package_HP | Annual | FALSE
Any | SWHC046AN | Mtl | new | CZ04 | cDXHP | SWHC046-01 | ExAnte2019 | IOU workpaper | 2019-11-06 | Cap-Tons | 1 |  |  | 0 | 0 | 0 | -285.5081 | 0 | 38.7111 | [6 empty] | DEER:HVAC_Split-Package_HP | Annual | FALSE
Any | SWHC046AN | Mtl | new | CZ05 | cDXHP | SWHC046-01 | ExAnte2019 | IOU workpaper | 2019-11-06 | Cap-Tons | 1 |  |  | 0 | 0 | 0 | -262.6543 | 0 | 31.4429 | [6 empty] | DEER:HVAC_Split-Package_HP | Annual | FALSE
Any | SWHC046AN | Mtl | new | CZ06 | cDXHP | SWHC046-01 | ExAnte2019 | IOU workpaper | 2019-11-06 | Cap-Tons | 1 |  |  | 0 | 0 | 0 | -27.6125 | 0 | 7.7651 | [6 empty] | DEER:HVAC_Split-Package_HP | Annual | FALSE
Any | SWHC046AN | Mtl | new | CZ07 | cDXHP | SWHC046-01 | ExAnte2019 | IOU workpaper | 2019-11-06 | Cap-Tons | 1 |  |  | 0 | 0 | 0 | 20.3515 | 0 | 1.8299 | [6 empty] | DEER:HVAC_Split-Package_HP | Annual | FALSE
Any | SWHC046AN | Mtl | new | CZ08 | cDXHP | SWHC046-01 | ExAnte2019 | IOU workpaper | 2019-11-06 | Cap-Tons | 1 |  |  | 0 | 0 | 0 | -21.9231 | 0 | 8.0591 | [6 empty] | DEER:HVAC_Split-Package_HP | Annual | FALSE
Any | SWHC046AN | Mtl | new | CZ09 | cDXHP | SWHC046-01 | ExAnte2019 | IOU workpaper | 2019-11-06 | Cap-Tons | 1 |  |  | 0 | 0 | 0 | -48.1059 | 0 | 8.981 | [6 empty] | DEER:HVAC_Split-Package_HP | Annual | FALSE
Any | SWHC046AN | Mtl | new | CZ10 | cDXHP | SWHC046-01 | ExAnte2019 | IOU workpaper | 2019-11-06 | Cap-Tons | 1 |  |  | 0 | 0 | 0 | -94.0217 | 0 | 16.1528 | [6 empty] | DEER:HVAC_Split-Package_HP | Annual | FALSE
Any | SWHC046AN | Mtl | new | CZ11 | cDXHP | SWHC046-01 | ExAnte2019 | IOU workpaper | 2019-11-06 | Cap-Tons | 1 |  |  | 0 | 0 | 0 | -239.8351 | 0 | 34.6039 | [6 empty] | DEER:HVAC_Split-Package_HP | Annual | FALSE
Any | SWHC046AN | Mtl | new | CZ12 | cDXHP | SWHC046-01 | ExAnte2019 | IOU workpaper | 2019-11-06 | Cap-Tons | 1 |  |  | 0 | 0 | 0 | -269.2808 | 0 | 36.8734 | [6 empty] | DEER:HVAC_Split-Package_HP | Annual | FALSE
Any | SWHC046AN | Mtl | new | CZ13 | cDXHP | SWHC046-01 | ExAnte2019 | IOU workpaper | 2019-11-06 | Cap-Tons | 1 |  |  | 0 | 0 | 0 | -205.3687 | 0 | 29.4148 | [6 empty] | DEER:HVAC_Split-Package_HP | Annual | FALSE
Any | SWHC046AN | Mtl | new | CZ14 | cDXHP | SWHC046-01 | ExAnte2019 | IOU workpaper | 2019-11-06 | Cap-Tons | 1 |  |  | 0 | 0 | 0 | -284.94 | 0 | 38.6966 | [6 empty] | DEER:HVAC_Split-Package_HP | Annual | FALSE
Any | SWHC046AN | Mtl | new | CZ15 | cDXHP | SWHC046-01 | ExAnte2019 | IOU workpaper | 2019-11-06 | Cap-Tons | 1 |  |  | 0 | 0 | 0 | 62.1227 | 0 | 3.0034 | [6 empty] | DEER:HVAC_Split-Package_HP | Annual | FALSE
Any | SWHC046AN | Mtl | new | CZ16 | cDXHP | SWHC046-01 | ExAnte2019 | IOU workpaper | 2019-11-06 | Cap-Tons | 1 |  |  | 0 | 0 | 0 | -780.1759 | 0 | 89.997 | [6 empty] | DEER:HVAC_Split-Package_HP | Annual | FALSE
Any | SWHC046AN | Nrs | new | CZ01 | cDXHP | SWHC046-01 | ExAnte2019 | IOU workpaper | 2019-11-06 | Cap-Tons | 1 |  |  | 0 | 0 | 0 | -708.2131 | 0 | 92.8069 | [6 empty] | DEER:HVAC_Split-Package_HP | Annual | FALSE
Any | SWHC046AN | Nrs | new | CZ02 | cDXHP | SWHC046-01 | ExAnte2019 | IOU workpaper | 2019-11-06 | Cap-Tons | 1 |  |  | 0 | 0 | 0 | -488.2968 | 0 | 66.7371 | [6 empty] | DEER:HVAC_Split-Package_HP | Annual | FALSE
Any | SWHC046AN | Nrs | new | CZ03 | cDXHP | SWHC046-01 | ExAnte2019 | IOU workpaper | 2019-11-06 | Cap-Tons | 1 |  |  | 0 | 0 | 0 | -397.3998 | 0 | 53.4133 | [6 empty] | DEER:HVAC_Split-Package_HP | Annual | FALSE
Any | SWHC046AN | Nrs | new | CZ04 | cDXHP | SWHC046-01 | ExAnte2019 | IOU workpaper | 2019-11-06 | Cap-Tons | 1 |  |  | 0 | 0 | 0 | -380.5146 | 0 | 50.8075 | [6 empty] | DEER:HVAC_Split-Package_HP | Annual | FALSE
Any | SWHC046AN | Nrs | new | CZ05 | cDXHP | SWHC046-01 | ExAnte2019 | IOU workpaper | 2019-11-06 | Cap-Tons | 1 |  |  | 0 | 0 | 0 | -433.5601 | 0 | 57.9974 | [6 empty] | DEER:HVAC_Split-Package_HP | Annual | FALSE
Any | SWHC046AN | Nrs | new | CZ06 | cDXHP | SWHC046-01 | ExAnte2019 | IOU workpaper | 2019-11-06 | Cap-Tons | 1 |  |  | 0 | 0 | 0 | -217.0081 | 0 | 31.6159 | [6 empty] | DEER:HVAC_Split-Package_HP | Annual | FALSE
Any | SWHC046AN | Nrs | new | CZ07 | cDXHP | SWHC046-01 | ExAnte2019 | IOU workpaper | 2019-11-06 | Cap-Tons | 1 |  |  | 0 | 0 | 0 | -130.0945 | 0 | 18.2276 | [6 empty] | DEER:HVAC_Split-Package_HP | Annual | FALSE
Any | SWHC046AN | Nrs | new | CZ08 | cDXHP | SWHC046-01 | ExAnte2019 | IOU workpaper | 2019-11-06 | Cap-Tons | 1 |  |  | 0 | 0 | 0 | -166.3561 | 0 | 26.0846 | [6 empty] | DEER:HVAC_Split-Package_HP | Annual | FALSE
Any | SWHC046AN | Nrs | new | CZ09 | cDXHP | SWHC046-01 | ExAnte2019 | IOU workpaper | 2019-11-06 | Cap-Tons | 1 |  |  | 0 | 0 | 0 | -192.7514 | 0 | 30.0382 | [6 empty] | DEER:HVAC_Split-Package_HP | Annual | FALSE
Any | SWHC046AN | Nrs | new | CZ10 | cDXHP | SWHC046-01 | ExAnte2019 | IOU workpaper | 2019-11-06 | Cap-Tons | 1 |  |  | 0 | 0 | 0 | -224.7453 | 0 | 35.32 | [6 empty] | DEER:HVAC_Split-Package_HP | Annual | FALSE
Any | SWHC046AN | Nrs | new | CZ11 | cDXHP | SWHC046-01 | ExAnte2019 | IOU workpaper | 2019-11-06 | Cap-Tons | 1 |  |  | 0 | 0 | 0 | -350.1615 | 0 | 51.4976 | [6 empty] | DEER:HVAC_Split-Package_HP | Annual | FALSE
Any | SWHC046AN | Nrs | new | CZ12 | cDXHP | SWHC046-01 | ExAnte2019 | IOU workpaper | 2019-11-06 | Cap-Tons | 1 |  |  | 0 | 0 | 0 | -388.2206 | 0 | 55.3466 | [6 empty] | DEER:HVAC_Split-Package_HP | Annual | FALSE
Any | SWHC046AN | Nrs | new | CZ13 | cDXHP | SWHC046-01 | ExAnte2019 | IOU workpaper | 2019-11-06 | Cap-Tons | 1 |  |  | 0 | 0 | 0 | -322.892 | 0 | 48.3978 | [6 empty] | DEER:HVAC_Split-Package_HP | Annual | FALSE
Any | SWHC046AN | Nrs | new | CZ14 | cDXHP | SWHC046-01 | ExAnte2019 | IOU workpaper | 2019-11-06 | Cap-Tons | 1 |  |  | 0 | 0 | 0 | -400.0985 | 0 | 56.4147 | [6 empty] | DEER:HVAC_Split-Package_HP | Annual | FALSE
Any | SWHC046AN | Nrs | new | CZ15 | cDXHP | SWHC046-01 | ExAnte2019 | IOU workpaper | 2019-11-06 | Cap-Tons | 1 |  |  | 0 | 0 | 0 | -12.181 | 0 | 13.0144 | [6 empty] | DEER:HVAC_Split-Package_HP | Annual | FALSE
Any | SWHC046AN | Nrs | new | CZ16 | cDXHP | SWHC046-01 | ExAnte2019 | IOU workpaper | 2019-11-06 | Cap-Tons | 1 |  |  | 0 | 0 | 0 | -1010.08 | 0 | 116.5625 | [6 empty] | DEER:HVAC_Split-Package_HP | Annual | FALSE
Any | SWHC046AN | OfL | new | CZ01 | cDXHP | SWHC046-01 | ExAnte2019 | IOU workpaper | 2019-11-06 | Cap-Tons | 1 |  |  | 0 | 0 | 0 | -50.7739 | 0 | 6.2215 | [6 empty] | DEER:HVAC_Split-Package_HP | Annual | FALSE
Any | SWHC046AN | OfL | new | CZ02 | cDXHP | SWHC046-01 | ExAnte2019 | IOU workpaper | 2019-11-06 | Cap-Tons | 1 |  |  | 0 | 0 | 0 | -3.4463 | 0 | 3.5304 | [6 empty] | DEER:HVAC_Split-Package_HP | Annual | FALSE
Any | SWHC046AN | OfL | new | CZ03 | cDXHP | SWHC046-01 | ExAnte2019 | IOU workpaper | 2019-11-06 | Cap-Tons | 1 |  |  | 0 | 0 | 0 | -11.2782 | 0 | 2.9757 | [6 empty] | DEER:HVAC_Split-Package_HP | Annual | FALSE
Any | SWHC046AN | OfL | new | CZ04 | cDXHP | SWHC046-01 | ExAnte2019 | IOU workpaper | 2019-11-06 | Cap-Tons | 1 |  |  | 0 | 0 | 0 | -1.854 | 0 | 3.5744 | [6 empty] | DEER:HVAC_Split-Package_HP | Annual | FALSE
Any | SWHC046AN | OfL | new | CZ05 | cDXHP | SWHC046-01 | ExAnte2019 | IOU workpaper | 2019-11-06 | Cap-Tons | 1 |  |  | 0 | 0 | 0 | -9.6365 | 0 | 3.0154 | [6 empty] | DEER:HVAC_Split-Package_HP | Annual | FALSE
Any | SWHC046AN | OfL | new | CZ06 | cDXHP | SWHC046-01 | ExAnte2019 | IOU workpaper | 2019-11-06 | Cap-Tons | 1 |  |  | 0 | 0 | 0 | 28.633 | 0 | 0.7545 | [6 empty] | DEER:HVAC_Split-Package_HP | Annual | FALSE
Any | SWHC046AN | OfL | new | CZ07 | cDXHP | SWHC046-01 | ExAnte2019 | IOU workpaper | 2019-11-06 | Cap-Tons | 1 |  |  | 0 | 0 | 0 | 28.2041 | 0 | 0.1596 | [6 empty] | DEER:HVAC_Split-Package_HP | Annual | FALSE
Any | SWHC046AN | OfL | new | CZ08 | cDXHP | SWHC046-01 | ExAnte2019 | IOU workpaper | 2019-11-06 | Cap-Tons | 1 |  |  | 0 | 0 | 0 | 36.3048 | 0 | 0.7067 | [6 empty] | DEER:HVAC_Split-Package_HP | Annual | FALSE
Any | SWHC046AN | OfL | new | CZ09 | cDXHP | SWHC046-01 | ExAnte2019 | IOU workpaper | 2019-11-06 | Cap-Tons | 1 |  |  | 0 | 0 | 0 | 27.1319 | 0 | 1.0896 | [6 empty] | DEER:HVAC_Split-Package_HP | Annual | FALSE
Any | SWHC046AN | OfL | new | CZ10 | cDXHP | SWHC046-01 | ExAnte2019 | IOU workpaper | 2019-11-06 | Cap-Tons | 1 |  |  | 0 | 0 | 0 | 37.046 | 0 | 0.6969 | [6 empty] | DEER:HVAC_Split-Package_HP | Annual | FALSE
Any | SWHC046AN | OfL | new | CZ11 | cDXHP | SWHC046-01 | ExAnte2019 | IOU workpaper | 2019-11-06 | Cap-Tons | 1 |  |  | 0 | 0 | 0 | 5.4614 | 0 | 3.6761 | [6 empty] | DEER:HVAC_Split-Package_HP | Annual | FALSE
Any | SWHC046AN | OfL | new | CZ12 | cDXHP | SWHC046-01 | ExAnte2019 | IOU workpaper | 2019-11-06 | Cap-Tons | 1 |  |  | 0 | 0 | 0 | -1.1822 | 0 | 3.4488 | [6 empty] | DEER:HVAC_Split-Package_HP | Annual | FALSE
Any | SWHC046AN | OfL | new | CZ13 | cDXHP | SWHC046-01 | ExAnte2019 | IOU workpaper | 2019-11-06 | Cap-Tons | 1 |  |  | 0 | 0 | 0 | 9.4381 | 0 | 3.1121 | [6 empty] | DEER:HVAC_Split-Package_HP | Annual | FALSE
Any | SWHC046AN | OfL | new | CZ14 | cDXHP | SWHC046-01 | ExAnte2019 | IOU workpaper | 2019-11-06 | Cap-Tons | 1 |  |  | 0 | 0 | 0 | 11.118 | 0 | 3.5252 | [6 empty] | DEER:HVAC_Split-Package_HP | Annual | FALSE
Any | SWHC046AN | OfL | new | CZ15 | cDXHP | SWHC046-01 | ExAnte2019 | IOU workpaper | 2019-11-06 | Cap-Tons | 1 |  |  | 0 | 0 | 0 | 67.1291 | 0 | 0.1392 | [6 empty] | DEER:HVAC_Split-Package_HP | Annual | FALSE
Any | SWHC046AN | OfL | new | CZ16 | cDXHP | SWHC046-01 | ExAnte2019 | IOU workpaper | 2019-11-06 | Cap-Tons | 1 |  |  | 0 | 0 | 0 | -144.9725 | 0 | 17.3497 | [6 empty] | DEER:HVAC_Split-Package_HP | Annual | FALSE
Any | SWHC046AN | OfS | new | CZ01 | cDXHP | SWHC046-01 | ExAnte2019 | IOU workpaper | 2019-11-06 | Cap-Tons | 1 |  |  | 0 | 0 | 0 | -246.6875 | 0 | 30.6292 | [6 empty] | DEER:HVAC_Split-Package_HP | Annual | FALSE
Any | SWHC046AN | OfS | new | CZ02 | cDXHP | SWHC046-01 | ExAnte2019 | IOU workpaper | 2019-11-06 | Cap-Tons | 1 |  |  | 0 | 0 | 0 | -121.464 | 0 | 17.2803 | [6 empty] | DEER:HVAC_Split-Package_HP | Annual | FALSE
Any | SWHC046AN | OfS | new | CZ03 | cDXHP | SWHC046-01 | ExAnte2019 | IOU workpaper | 2019-11-06 | Cap-Tons | 1 |  |  | 0 | 0 | 0 | -116.5268 | 0 | 16.1449 | [6 empty] | DEER:HVAC_Split-Package_HP | Annual | FALSE
Any | SWHC046AN | OfS | new | CZ04 | cDXHP | SWHC046-01 | ExAnte2019 | IOU workpaper | 2019-11-06 | Cap-Tons | 1 |  |  | 0 | 0 | 0 | -106.2422 | 0 | 15.8516 | [6 empty] | DEER:HVAC_Split-Package_HP | Annual | FALSE
Any | SWHC046AN | OfS | new | CZ05 | cDXHP | SWHC046-01 | ExAnte2019 | IOU workpaper | 2019-11-06 | Cap-Tons | 1 |  |  | 0 | 0 | 0 | -122.9366 | 0 | 16.5577 | [6 empty] | DEER:HVAC_Split-Package_HP | Annual | FALSE
Any | SWHC046AN | OfS | new | CZ06 | cDXHP | SWHC046-01 | ExAnte2019 | IOU workpaper | 2019-11-06 | Cap-Tons | 1 |  |  | 0 | 0 | 0 | -21.3948 | 0 | 6.4666 | [6 empty] | DEER:HVAC_Split-Package_HP | Annual | FALSE
Any | SWHC046AN | OfS | new | CZ07 | cDXHP | SWHC046-01 | ExAnte2019 | IOU workpaper | 2019-11-06 | Cap-Tons | 1 |  |  | 0 | 0 | 0 | -3.5027 | 0 | 3.3445 | [6 empty] | DEER:HVAC_Split-Package_HP | Annual | FALSE
Any | SWHC046AN | OfS | new | CZ08 | cDXHP | SWHC046-01 | ExAnte2019 | IOU workpaper | 2019-11-06 | Cap-Tons | 1 |  |  | 0 | 0 | 0 | -10.4663 | 0 | 6.0459 | [6 empty] | DEER:HVAC_Split-Package_HP | Annual | FALSE
Any | SWHC046AN | OfS | new | CZ09 | cDXHP | SWHC046-01 | ExAnte2019 | IOU workpaper | 2019-11-06 | Cap-Tons | 1 |  |  | 0 | 0 | 0 | -24.1161 | 0 | 7.0895 | [6 empty] | DEER:HVAC_Split-Package_HP | Annual | FALSE
Any | SWHC046AN | OfS | new | CZ10 | cDXHP | SWHC046-01 | ExAnte2019 | IOU workpaper | 2019-11-06 | Cap-Tons | 1 |  |  | 0 | 0 | 0 | -8.1881 | 0 | 5.5706 | [6 empty] | DEER:HVAC_Split-Package_HP | Annual | FALSE
Any | SWHC046AN | OfS | new | CZ11 | cDXHP | SWHC046-01 | ExAnte2019 | IOU workpaper | 2019-11-06 | Cap-Tons | 1 |  |  | 0 | 0 | 0 | -79.3655 | 0 | 14.2497 | [6 empty] | DEER:HVAC_Split-Package_HP | Annual | FALSE
Any | SWHC046AN | OfS | new | CZ12 | cDXHP | SWHC046-01 | ExAnte2019 | IOU workpaper | 2019-11-06 | Cap-Tons | 1 |  |  | 0 | 0 | 0 | -92.771 | 0 | 14.5949 | [6 empty] | DEER:HVAC_Split-Package_HP | Annual | FALSE
Any | SWHC046AN | OfS | new | CZ13 | cDXHP | SWHC046-01 | ExAnte2019 | IOU workpaper | 2019-11-06 | Cap-Tons | 1 |  |  | 0 | 0 | 0 | -65.7964 | 0 | 12.2528 | [6 empty] | DEER:HVAC_Split-Package_HP | Annual | FALSE
Any | SWHC046AN | OfS | new | CZ14 | cDXHP | SWHC046-01 | ExAnte2019 | IOU workpaper | 2019-11-06 | Cap-Tons | 1 |  |  | 0 | 0 | 0 | -71.9219 | 0 | 13.1351 | [6 empty] | DEER:HVAC_Split-Package_HP | Annual | FALSE
Any | SWHC046AN | OfS | new | CZ15 | cDXHP | SWHC046-01 | ExAnte2019 | IOU workpaper | 2019-11-06 | Cap-Tons | 1 |  |  | 0 | 0 | 0 | 51.1485 | 0 | 1.5075 | [6 empty] | DEER:HVAC_Split-Package_HP | Annual | FALSE
Any | SWHC046AN | OfS | new | CZ16 | cDXHP | SWHC046-01 | ExAnte2019 | IOU workpaper | 2019-11-06 | Cap-Tons | 1 |  |  | 0 | 0 | 0 | -379.6406 | 0 | 43.4449 | [6 empty] | DEER:HVAC_Split-Package_HP | Annual | FALSE
Any | SWHC046AN | RFF | new | CZ01 | cDXHP | SWHC046-01 | ExAnte2019 | IOU workpaper | 2019-11-06 | Cap-Tons | 1 |  |  | 0 | 0 | 0 | -841.8662 | 0 | 108.3934 | [6 empty] | DEER:HVAC_Split-Package_HP | Annual | FALSE
Any | SWHC046AN | RFF | new | CZ02 | cDXHP | SWHC046-01 | ExAnte2019 | IOU workpaper | 2019-11-06 | Cap-Tons | 1 |  |  | 0 | 0 | 0 | -471.3967 | 0 | 67.0985 | [6 empty] | DEER:HVAC_Split-Package_HP | Annual | FALSE
Any | SWHC046AN | RFF | new | CZ03 | cDXHP | SWHC046-01 | ExAnte2019 | IOU workpaper | 2019-11-06 | Cap-Tons | 1 |  |  | 0 | 0 | 0 | -368.1429 | 0 | 50.3815 | [6 empty] | DEER:HVAC_Split-Package_HP | Annual | FALSE
Any | SWHC046AN | RFF | new | CZ04 | cDXHP | SWHC046-01 | ExAnte2019 | IOU workpaper | 2019-11-06 | Cap-Tons | 1 |  |  | 0 | 0 | 0 | -333.2571 | 0 | 48.2036 | [6 empty] | DEER:HVAC_Split-Package_HP | Annual | FALSE
Any | SWHC046AN | RFF | new | CZ05 | cDXHP | SWHC046-01 | ExAnte2019 | IOU workpaper | 2019-11-06 | Cap-Tons | 1 |  |  | 0 | 0 | 0 | -387.3116 | 0 | 52.2964 | [6 empty] | DEER:HVAC_Split-Package_HP | Annual | FALSE
Any | SWHC046AN | RFF | new | CZ06 | cDXHP | SWHC046-01 | ExAnte2019 | IOU workpaper | 2019-11-06 | Cap-Tons | 1 |  |  | 0 | 0 | 0 | -106.8799 | 0 | 19.1553 | [6 empty] | DEER:HVAC_Split-Package_HP | Annual | FALSE
Any | SWHC046AN | RFF | new | CZ07 | cDXHP | SWHC046-01 | ExAnte2019 | IOU workpaper | 2019-11-06 | Cap-Tons | 1 |  |  | 0 | 0 | 0 | -33.3118 | 0 | 9.0082 | [6 empty] | DEER:HVAC_Split-Package_HP | Annual | FALSE
Any | SWHC046AN | RFF | new | CZ08 | cDXHP | SWHC046-01 | ExAnte2019 | IOU workpaper | 2019-11-06 | Cap-Tons | 1 |  |  | 0 | 0 | 0 | -74.1858 | 0 | 17.3832 | [6 empty] | DEER:HVAC_Split-Package_HP | Annual | FALSE
Any | SWHC046AN | RFF | new | CZ09 | cDXHP | SWHC046-01 | ExAnte2019 | IOU workpaper | 2019-11-06 | Cap-Tons | 1 |  |  | 0 | 0 | 0 | -114.582 | 0 | 19.3959 | [6 empty] | DEER:HVAC_Split-Package_HP | Annual | FALSE
Any | SWHC046AN | RFF | new | CZ10 | cDXHP | SWHC046-01 | ExAnte2019 | IOU workpaper | 2019-11-06 | Cap-Tons | 1 |  |  | 0 | 0 | 0 | -103.9803 | 0 | 20.0639 | [6 empty] | DEER:HVAC_Split-Package_HP | Annual | FALSE
Any | SWHC046AN | RFF | new | CZ11 | cDXHP | SWHC046-01 | ExAnte2019 | IOU workpaper | 2019-11-06 | Cap-Tons | 1 |  |  | 0 | 0 | 0 | -315.0594 | 0 | 47.0639 | [6 empty] | DEER:HVAC_Split-Package_HP | Annual | FALSE
Any | SWHC046AN | RFF | new | CZ12 | cDXHP | SWHC046-01 | ExAnte2019 | IOU workpaper | 2019-11-06 | Cap-Tons | 1 |  |  | 0 | 0 | 0 | -348.7915 | 0 | 50.1384 | [6 empty] | DEER:HVAC_Split-Package_HP | Annual | FALSE
Any | SWHC046AN | RFF | new | CZ13 | cDXHP | SWHC046-01 | ExAnte2019 | IOU workpaper | 2019-11-06 | Cap-Tons | 1 |  |  | 0 | 0 | 0 | -269.1887 | 0 | 41.364 | [6 empty] | DEER:HVAC_Split-Package_HP | Annual | FALSE
Any | SWHC046AN | RFF | new | CZ14 | cDXHP | SWHC046-01 | ExAnte2019 | IOU workpaper | 2019-11-06 | Cap-Tons | 1 |  |  | 0 | 0 | 0 | -323.3665 | 0 | 46.633 | [6 empty] | DEER:HVAC_Split-Package_HP | Annual | FALSE
Any | SWHC046AN | RFF | new | CZ15 | cDXHP | SWHC046-01 | ExAnte2019 | IOU workpaper | 2019-11-06 | Cap-Tons | 1 |  |  | 0 | 0 | 0 | 69.9977 | 0 | 4.3236 | [6 empty] | DEER:HVAC_Split-Package_HP | Annual | FALSE
Any | SWHC046AN | RFF | new | CZ16 | cDXHP | SWHC046-01 | ExAnte2019 | IOU workpaper | 2019-11-06 | Cap-Tons | 1 |  |  | 0 | 0 | 0 | -1203.9992 | 0 | 136.516 | [6 empty] | DEER:HVAC_Split-Package_HP | Annual | FALSE
Any | SWHC046AN | RSD | new | CZ01 | cDXHP | SWHC046-01 | ExAnte2019 | IOU workpaper | 2019-11-06 | Cap-Tons | 1 |  |  | 0 | 0 | 0 | -392.5273 | 0 | 49.8611 | [6 empty] | DEER:HVAC_Split-Package_HP | Annual | FALSE
Any | SWHC046AN | RSD | new | CZ02 | cDXHP | SWHC046-01 | ExAnte2019 | IOU workpaper | 2019-11-06 | Cap-Tons | 1 |  |  | 0 | 0 | 0 | -125.9269 | 0 | 21.2291 | [6 empty] | DEER:HVAC_Split-Package_HP | Annual | FALSE
Any | SWHC046AN | RSD | new | CZ03 | cDXHP | SWHC046-01 | ExAnte2019 | IOU workpaper | 2019-11-06 | Cap-Tons | 1 |  |  | 0 | 0 | 0 | -62.353 | 0 | 10.2049 | [6 empty] | DEER:HVAC_Split-Package_HP | Annual | FALSE
Any | SWHC046AN | RSD | new | CZ04 | cDXHP | SWHC046-01 | ExAnte2019 | IOU workpaper | 2019-11-06 | Cap-Tons | 1 |  |  | 0 | 0 | 0 | -39.6427 | 0 | 10.5276 | [6 empty] | DEER:HVAC_Split-Package_HP | Annual | FALSE
Any | SWHC046AN | RSD | new | CZ05 | cDXHP | SWHC046-01 | ExAnte2019 | IOU workpaper | 2019-11-06 | Cap-Tons | 1 |  |  | 0 | 0 | 0 | -47.9671 | 0 | 8.6674 | [6 empty] | DEER:HVAC_Split-Package_HP | Annual | FALSE
Any | SWHC046AN | RSD | new | CZ06 | cDXHP | SWHC046-01 | ExAnte2019 | IOU workpaper | 2019-11-06 | Cap-Tons | 1 |  |  | 0 | 0 | 0 | 38.5229 | 0 | 1.7452 | [6 empty] | DEER:HVAC_Split-Package_HP | Annual | FALSE
Any | SWHC046AN | RSD | new | CZ07 | cDXHP | SWHC046-01 | ExAnte2019 | IOU workpaper | 2019-11-06 | Cap-Tons | 1 |  |  | 0 | 0 | 0 | 49.2723 | 0 | 0.311 | [6 empty] | DEER:HVAC_Split-Package_HP | Annual | FALSE
Any | SWHC046AN | RSD | new | CZ08 | cDXHP | SWHC046-01 | ExAnte2019 | IOU workpaper | 2019-11-06 | Cap-Tons | 1 |  |  | 0 | 0 | 0 | 46.8738 | 0 | 1.8256 | [6 empty] | DEER:HVAC_Split-Package_HP | Annual | FALSE
Any | SWHC046AN | RSD | new | CZ09 | cDXHP | SWHC046-01 | ExAnte2019 | IOU workpaper | 2019-11-06 | Cap-Tons | 1 |  |  | 0 | 0 | 0 | 27.452 | 0 | 2.6112 | [6 empty] | DEER:HVAC_Split-Package_HP | Annual | FALSE
Any | SWHC046AN | RSD | new | CZ10 | cDXHP | SWHC046-01 | ExAnte2019 | IOU workpaper | 2019-11-06 | Cap-Tons | 1 |  |  | 0 | 0 | 0 | 42.0443 | 0 | 2.4759 | [6 empty] | DEER:HVAC_Split-Package_HP | Annual | FALSE
Any | SWHC046AN | RSD | new | CZ11 | cDXHP | SWHC046-01 | ExAnte2019 | IOU workpaper | 2019-11-06 | Cap-Tons | 1 |  |  | 0 | 0 | 0 | -73.7081 | 0 | 14.8054 | [6 empty] | DEER:HVAC_Split-Package_HP | Annual | FALSE
Any | SWHC046AN | RSD | new | CZ12 | cDXHP | SWHC046-01 | ExAnte2019 | IOU workpaper | 2019-11-06 | Cap-Tons | 1 |  |  | 0 | 0 | 0 | -78.7264 | 0 | 14.7509 | [6 empty] | DEER:HVAC_Split-Package_HP | Annual | FALSE
Any | SWHC046AN | RSD | new | CZ13 | cDXHP | SWHC046-01 | ExAnte2019 | IOU workpaper | 2019-11-06 | Cap-Tons | 1 |  |  | 0 | 0 | 0 | -56.3787 | 0 | 13.1268 | [6 empty] | DEER:HVAC_Split-Package_HP | Annual | FALSE
Any | SWHC046AN | RSD | new | CZ14 | cDXHP | SWHC046-01 | ExAnte2019 | IOU workpaper | 2019-11-06 | Cap-Tons | 1 |  |  | 0 | 0 | 0 | -67.4018 | 0 | 14.0644 | [6 empty] | DEER:HVAC_Split-Package_HP | Annual | FALSE
Any | SWHC046AN | RSD | new | CZ15 | cDXHP | SWHC046-01 | ExAnte2019 | IOU workpaper | 2019-11-06 | Cap-Tons | 1 |  |  | 0 | 0 | 0 | 94.5425 | 0 | 0.1903 | [6 empty] | DEER:HVAC_Split-Package_HP | Annual | FALSE
Any | SWHC046AN | RSD | new | CZ16 | cDXHP | SWHC046-01 | ExAnte2019 | IOU workpaper | 2019-11-06 | Cap-Tons | 1 |  |  | 0 | 0 | 0 | -669.975 | 0 | 81.2333 | [6 empty] | DEER:HVAC_Split-Package_HP | Annual | FALSE
Any | SWHC046AN | Rt3 | new | CZ01 | cDXHP | SWHC046-01 | ExAnte2019 | IOU workpaper | 2019-11-06 | Cap-Tons | 1 |  |  | 0 | 0 | 0 | -102.9667 | 0 | 14.4201 | [6 empty] | DEER:HVAC_Split-Package_HP | Annual | FALSE
Any | SWHC046AN | Rt3 | new | CZ02 | cDXHP | SWHC046-01 | ExAnte2019 | IOU workpaper | 2019-11-06 | Cap-Tons | 1 |  |  | 0 | 0 | 0 | -20.8776 | 0 | 6.69 | [6 empty] | DEER:HVAC_Split-Package_HP | Annual | FALSE
Any | SWHC046AN | Rt3 | new | CZ03 | cDXHP | SWHC046-01 | ExAnte2019 | IOU workpaper | 2019-11-06 | Cap-Tons | 1 |  |  | 0 | 0 | 0 | -10.1959 | 0 | 4.6492 | [6 empty] | DEER:HVAC_Split-Package_HP | Annual | FALSE
Any | SWHC046AN | Rt3 | new | CZ04 | cDXHP | SWHC046-01 | ExAnte2019 | IOU workpaper | 2019-11-06 | Cap-Tons | 1 |  |  | 0 | 0 | 0 | 9.1997 | 0 | 3.5834 | [6 empty] | DEER:HVAC_Split-Package_HP | Annual | FALSE
Any | SWHC046AN | Rt3 | new | CZ05 | cDXHP | SWHC046-01 | ExAnte2019 | IOU workpaper | 2019-11-06 | Cap-Tons | 1 |  |  | 0 | 0 | 0 | 0.6175 | 0 | 3.4845 | [6 empty] | DEER:HVAC_Split-Package_HP | Annual | FALSE
Any | SWHC046AN | Rt3 | new | CZ06 | cDXHP | SWHC046-01 | ExAnte2019 | IOU workpaper | 2019-11-06 | Cap-Tons | 1 |  |  | 0 | 0 | 0 | 51.0969 | 0 | 0.7271 | [6 empty] | DEER:HVAC_Split-Package_HP | Annual | FALSE
Any | SWHC046AN | Rt3 | new | CZ07 | cDXHP | SWHC046-01 | ExAnte2019 | IOU workpaper | 2019-11-06 | Cap-Tons | 1 |  |  | 0 | 0 | 0 | 52.4633 | 0 | 0.0969 | [6 empty] | DEER:HVAC_Split-Package_HP | Annual | FALSE
Any | SWHC046AN | Rt3 | new | CZ08 | cDXHP | SWHC046-01 | ExAnte2019 | IOU workpaper | 2019-11-06 | Cap-Tons | 1 |  |  | 0 | 0 | 0 | 56.5579 | 0 | 0.535 | [6 empty] | DEER:HVAC_Split-Package_HP | Annual | FALSE
Any | SWHC046AN | Rt3 | new | CZ09 | cDXHP | SWHC046-01 | ExAnte2019 | IOU workpaper | 2019-11-06 | Cap-Tons | 1 |  |  | 0 | 0 | 0 | 36.4922 | 0 | 1.0754 | [6 empty] | DEER:HVAC_Split-Package_HP | Annual | FALSE
Any | SWHC046AN | Rt3 | new | CZ10 | cDXHP | SWHC046-01 | ExAnte2019 | IOU workpaper | 2019-11-06 | Cap-Tons | 1 |  |  | 0 | 0 | 0 | 46.168 | 0 | 1.0986 | [6 empty] | DEER:HVAC_Split-Package_HP | Annual | FALSE
Any | SWHC046AN | Rt3 | new | CZ11 | cDXHP | SWHC046-01 | ExAnte2019 | IOU workpaper | 2019-11-06 | Cap-Tons | 1 |  |  | 0 | 0 | 0 | -16.9061 | 0 | 7.6504 | [6 empty] | DEER:HVAC_Split-Package_HP | Annual | FALSE
Any | SWHC046AN | Rt3 | new | CZ12 | cDXHP | SWHC046-01 | ExAnte2019 | IOU workpaper | 2019-11-06 | Cap-Tons | 1 |  |  | 0 | 0 | 0 | -19.3192 | 0 | 6.9327 | [6 empty] | DEER:HVAC_Split-Package_HP | Annual | FALSE
Any | SWHC046AN | Rt3 | new | CZ13 | cDXHP | SWHC046-01 | ExAnte2019 | IOU workpaper | 2019-11-06 | Cap-Tons | 1 |  |  | 0 | 0 | 0 | -4.0741 | 0 | 6.2112 | [6 empty] | DEER:HVAC_Split-Package_HP | Annual | FALSE
Any | SWHC046AN | Rt3 | new | CZ14 | cDXHP | SWHC046-01 | ExAnte2019 | IOU workpaper | 2019-11-06 | Cap-Tons | 1 |  |  | 0 | 0 | 0 | -11.7595 | 0 | 7.2708 | [6 empty] | DEER:HVAC_Split-Package_HP | Annual | FALSE
Any | SWHC046AN | Rt3 | new | CZ15 | cDXHP | SWHC046-01 | ExAnte2019 | IOU workpaper | 2019-11-06 | Cap-Tons | 1 |  |  | 0 | 0 | 0 | 86.4831 | 0 | 0.1816 | [6 empty] | DEER:HVAC_Split-Package_HP | Annual | FALSE
Any | SWHC046AN | Rt3 | new | CZ16 | cDXHP | SWHC046-01 | ExAnte2019 | IOU workpaper | 2019-11-06 | Cap-Tons | 1 |  |  | 0 | 0 | 0 | -404.0988 | 0 | 49.634 | [6 empty] | DEER:HVAC_Split-Package_HP | Annual | FALSE
Any | SWHC046AN | RtL | new | CZ01 | cDXHP | SWHC046-01 | ExAnte2019 | IOU workpaper | 2019-11-06 | Cap-Tons | 1 |  |  | 0 | 0 | 0 | -256.5129 | 0 | 37.9225 | [6 empty] | DEER:HVAC_Split-Package_HP | Annual | FALSE
Any | SWHC046AN | RtL | new | CZ02 | cDXHP | SWHC046-01 | ExAnte2019 | IOU workpaper | 2019-11-06 | Cap-Tons | 1 |  |  | 0 | 0 | 0 | -93.5335 | 0 | 17.5838 | [6 empty] | DEER:HVAC_Split-Package_HP | Annual | FALSE
Any | SWHC046AN | RtL | new | CZ03 | cDXHP | SWHC046-01 | ExAnte2019 | IOU workpaper | 2019-11-06 | Cap-Tons | 1 |  |  | 0 | 0 | 0 | -95.0841 | 0 | 17.77 | [6 empty] | DEER:HVAC_Split-Package_HP | Annual | FALSE
Any | SWHC046AN | RtL | new | CZ04 | cDXHP | SWHC046-01 | ExAnte2019 | IOU workpaper | 2019-11-06 | Cap-Tons | 1 |  |  | 0 | 0 | 0 | -45.2428 | 0 | 12.6134 | [6 empty] | DEER:HVAC_Split-Package_HP | Annual | FALSE
Any | SWHC046AN | RtL | new | CZ05 | cDXHP | SWHC046-01 | ExAnte2019 | IOU workpaper | 2019-11-06 | Cap-Tons | 1 |  |  | 0 | 0 | 0 | -99.5325 | 0 | 18.2893 | [6 empty] | DEER:HVAC_Split-Package_HP | Annual | FALSE
Any | SWHC046AN | RtL | new | CZ06 | cDXHP | SWHC046-01 | ExAnte2019 | IOU workpaper | 2019-11-06 | Cap-Tons | 1 |  |  | 0 | 0 | 0 | -0.3862 | 0 | 8.897 | [6 empty] | DEER:HVAC_Split-Package_HP | Annual | FALSE
Any | SWHC046AN | RtL | new | CZ07 | cDXHP | SWHC046-01 | ExAnte2019 | IOU workpaper | 2019-11-06 | Cap-Tons | 1 |  |  | 0 | 0 | 0 | 10.7734 | 0 | 6.0541 | [6 empty] | DEER:HVAC_Split-Package_HP | Annual | FALSE
Any | SWHC046AN | RtL | new | CZ08 | cDXHP | SWHC046-01 | ExAnte2019 | IOU workpaper | 2019-11-06 | Cap-Tons | 1 |  |  | 0 | 0 | 0 | 14.1471 | 0 | 6.0104 | [6 empty] | DEER:HVAC_Split-Package_HP | Annual | FALSE
Any | SWHC046AN | RtL | new | CZ09 | cDXHP | SWHC046-01 | ExAnte2019 | IOU workpaper | 2019-11-06 | Cap-Tons | 1 |  |  | 0 | 0 | 0 | -6.65 | 0 | 6.7518 | [6 empty] | DEER:HVAC_Split-Package_HP | Annual | FALSE
Any | SWHC046AN | RtL | new | CZ10 | cDXHP | SWHC046-01 | ExAnte2019 | IOU workpaper | 2019-11-06 | Cap-Tons | 1 |  |  | 0 | 0 | 0 | 9.6316 | 0 | 6.0787 | [6 empty] | DEER:HVAC_Split-Package_HP | Annual | FALSE
Any | SWHC046AN | RtL | new | CZ11 | cDXHP | SWHC046-01 | ExAnte2019 | IOU workpaper | 2019-11-06 | Cap-Tons | 1 |  |  | 0 | 0 | 0 | -64.331 | 0 | 15.0952 | [6 empty] | DEER:HVAC_Split-Package_HP | Annual | FALSE
Any | SWHC046AN | RtL | new | CZ12 | cDXHP | SWHC046-01 | ExAnte2019 | IOU workpaper | 2019-11-06 | Cap-Tons | 1 |  |  | 0 | 0 | 0 | -72.6154 | 0 | 14.7632 | [6 empty] | DEER:HVAC_Split-Package_HP | Annual | FALSE
Any | SWHC046AN | RtL | new | CZ13 | cDXHP | SWHC046-01 | ExAnte2019 | IOU workpaper | 2019-11-06 | Cap-Tons | 1 |  |  | 0 | 0 | 0 | -46.913 | 0 | 12.7193 | [6 empty] | DEER:HVAC_Split-Package_HP | Annual | FALSE
Any | SWHC046AN | RtL | new | CZ14 | cDXHP | SWHC046-01 | ExAnte2019 | IOU workpaper | 2019-11-06 | Cap-Tons | 1 |  |  | 0 | 0 | 0 | -70.1627 | 0 | 15.8958 | [6 empty] | DEER:HVAC_Split-Package_HP | Annual | FALSE
Any | SWHC046AN | RtL | new | CZ15 | cDXHP | SWHC046-01 | ExAnte2019 | IOU workpaper | 2019-11-06 | Cap-Tons | 1 |  |  | 0 | 0 | 0 | 76.0257 | 0 | 1.7056 | [6 empty] | DEER:HVAC_Split-Package_HP | Annual | FALSE
Any | SWHC046AN | RtL | new | CZ16 | cDXHP | SWHC046-01 | ExAnte2019 | IOU workpaper | 2019-11-06 | Cap-Tons | 1 |  |  | 0 | 0 | 0 | -601.574 | 0 | 71.7712 | [6 empty] | DEER:HVAC_Split-Package_HP | Annual | FALSE
Any | SWHC046AN | RtS | new | CZ01 | cDXHP | SWHC046-01 | ExAnte2019 | IOU workpaper | 2019-11-06 | Cap-Tons | 1 |  |  | 0 | 0 | 0 | -591.9643 | 0 | 81.6421 | [6 empty] | DEER:HVAC_Split-Package_HP | Annual | FALSE
Any | SWHC046AN | RtS | new | CZ02 | cDXHP | SWHC046-01 | ExAnte2019 | IOU workpaper | 2019-11-06 | Cap-Tons | 1 |  |  | 0 | 0 | 0 | -265.2221 | 0 | 38.7796 | [6 empty] | DEER:HVAC_Split-Package_HP | Annual | FALSE
Any | SWHC046AN | RtS | new | CZ03 | cDXHP | SWHC046-01 | ExAnte2019 | IOU workpaper | 2019-11-06 | Cap-Tons | 1 |  |  | 0 | 0 | 0 | -257.6925 | 0 | 38.502 | [6 empty] | DEER:HVAC_Split-Package_HP | Annual | FALSE
Any | SWHC046AN | RtS | new | CZ04 | cDXHP | SWHC046-01 | ExAnte2019 | IOU workpaper | 2019-11-06 | Cap-Tons | 1 |  |  | 0 | 0 | 0 | -177.5035 | 0 | 28.0209 | [6 empty] | DEER:HVAC_Split-Package_HP | Annual | FALSE
Any | SWHC046AN | RtS | new | CZ05 | cDXHP | SWHC046-01 | ExAnte2019 | IOU workpaper | 2019-11-06 | Cap-Tons | 1 |  |  | 0 | 0 | 0 | -221.3308 | 0 | 34.2207 | [6 empty] | DEER:HVAC_Split-Package_HP | Annual | FALSE
Any | SWHC046AN | RtS | new | CZ06 | cDXHP | SWHC046-01 | ExAnte2019 | IOU workpaper | 2019-11-06 | Cap-Tons | 1 |  |  | 0 | 0 | 0 | -49.9623 | 0 | 14.5229 | [6 empty] | DEER:HVAC_Split-Package_HP | Annual | FALSE
Any | SWHC046AN | RtS | new | CZ07 | cDXHP | SWHC046-01 | ExAnte2019 | IOU workpaper | 2019-11-06 | Cap-Tons | 1 |  |  | 0 | 0 | 0 | -9.0326 | 0 | 8.8313 | [6 empty] | DEER:HVAC_Split-Package_HP | Annual | FALSE
Any | SWHC046AN | RtS | new | CZ08 | cDXHP | SWHC046-01 | ExAnte2019 | IOU workpaper | 2019-11-06 | Cap-Tons | 1 |  |  | 0 | 0 | 0 | -36.5139 | 0 | 10.9308 | [6 empty] | DEER:HVAC_Split-Package_HP | Annual | FALSE
Any | SWHC046AN | RtS | new | CZ09 | cDXHP | SWHC046-01 | ExAnte2019 | IOU workpaper | 2019-11-06 | Cap-Tons | 1 |  |  | 0 | 0 | 0 | -62.7819 | 0 | 12.8521 | [6 empty] | DEER:HVAC_Split-Package_HP | Annual | FALSE
Any | SWHC046AN | RtS | new | CZ10 | cDXHP | SWHC046-01 | ExAnte2019 | IOU workpaper | 2019-11-06 | Cap-Tons | 1 |  |  | 0 | 0 | 0 | -39.1028 | 0 | 11.2098 | [6 empty] | DEER:HVAC_Split-Package_HP | Annual | FALSE
Any | SWHC046AN | RtS | new | CZ11 | cDXHP | SWHC046-01 | ExAnte2019 | IOU workpaper | 2019-11-06 | Cap-Tons | 1 |  |  | 0 | 0 | 0 | -200.1857 | 0 | 32.1746 | [6 empty] | DEER:HVAC_Split-Package_HP | Annual | FALSE
Any | SWHC046AN | RtS | new | CZ12 | cDXHP | SWHC046-01 | ExAnte2019 | IOU workpaper | 2019-11-06 | Cap-Tons | 1 |  |  | 0 | 0 | 0 | -220.9361 | 0 | 33.6811 | [6 empty] | DEER:HVAC_Split-Package_HP | Annual | FALSE
Any | SWHC046AN | RtS | new | CZ13 | cDXHP | SWHC046-01 | ExAnte2019 | IOU workpaper | 2019-11-06 | Cap-Tons | 1 |  |  | 0 | 0 | 0 | -168.2739 | 0 | 28.047 | [6 empty] | DEER:HVAC_Split-Package_HP | Annual | FALSE
Any | SWHC046AN | RtS | new | CZ14 | cDXHP | SWHC046-01 | ExAnte2019 | IOU workpaper | 2019-11-06 | Cap-Tons | 1 |  |  | 0 | 0 | 0 | -181.7725 | 0 | 29.226 | [6 empty] | DEER:HVAC_Split-Package_HP | Annual | FALSE
Any | SWHC046AN | RtS | new | CZ15 | cDXHP | SWHC046-01 | ExAnte2019 | IOU workpaper | 2019-11-06 | Cap-Tons | 1 |  |  | 0 | 0 | 0 | 65.3739 | 0 | 2.6456 | [6 empty] | DEER:HVAC_Split-Package_HP | Annual | FALSE
Any | SWHC046AN | RtS | new | CZ16 | cDXHP | SWHC046-01 | ExAnte2019 | IOU workpaper | 2019-11-06 | Cap-Tons | 1 |  |  | 0 | 0 | 0 | -957.5697 | 0 | 109.5832 | [6 empty] | DEER:HVAC_Split-Package_HP | Annual | FALSE
Any | SWHC046AN | SCn | new | CZ01 | cDXHP | SWHC046-01 | ExAnte2019 | IOU workpaper | 2019-11-06 | Cap-Tons | 1 |  |  | 0 | 0 | 0 | -931.5662 | 0 | 119.0105 | [6 empty] | DEER:HVAC_Split-Package_HP | Annual | FALSE
Any | SWHC046AN | SCn | new | CZ02 | cDXHP | SWHC046-01 | ExAnte2019 | IOU workpaper | 2019-11-06 | Cap-Tons | 1 |  |  | 0 | 0 | 0 | -671.869 | 0 | 80.4165 | [6 empty] | DEER:HVAC_Split-Package_HP | Annual | FALSE
Any | SWHC046AN | SCn | new | CZ03 | cDXHP | SWHC046-01 | ExAnte2019 | IOU workpaper | 2019-11-06 | Cap-Tons | 1 |  |  | 0 | 0 | 0 | -478.9196 | 0 | 62.3409 | [6 empty] | DEER:HVAC_Split-Package_HP | Annual | FALSE
Any | SWHC046AN | SCn | new | CZ04 | cDXHP | SWHC046-01 | ExAnte2019 | IOU workpaper | 2019-11-06 | Cap-Tons | 1 |  |  | 0 | 0 | 0 | -557.2447 | 0 | 62.8445 | [6 empty] | DEER:HVAC_Split-Package_HP | Annual | FALSE
Any | SWHC046AN | SCn | new | CZ05 | cDXHP | SWHC046-01 | ExAnte2019 | IOU workpaper | 2019-11-06 | Cap-Tons | 1 |  |  | 0 | 0 | 0 | -474.8012 | 0 | 62.3147 | [6 empty] | DEER:HVAC_Split-Package_HP | Annual | FALSE
Any | SWHC046AN | SCn | new | CZ06 | cDXHP | SWHC046-01 | ExAnte2019 | IOU workpaper | 2019-11-06 | Cap-Tons | 1 |  |  | 0 | 0 | 0 | -261.4646 | 0 | 33.6569 | [6 empty] | DEER:HVAC_Split-Package_HP | Annual | FALSE
Any | SWHC046AN | SCn | new | CZ07 | cDXHP | SWHC046-01 | ExAnte2019 | IOU workpaper | 2019-11-06 | Cap-Tons | 1 |  |  | 0 | 0 | 0 | -195.6915 | 0 | 24.5834 | [6 empty] | DEER:HVAC_Split-Package_HP | Annual | FALSE
Any | SWHC046AN | SCn | new | CZ08 | cDXHP | SWHC046-01 | ExAnte2019 | IOU workpaper | 2019-11-06 | Cap-Tons | 1 |  |  | 0 | 0 | 0 | -244.6765 | 0 | 33.3741 | [6 empty] | DEER:HVAC_Split-Package_HP | Annual | FALSE
Any | SWHC046AN | SCn | new | CZ09 | cDXHP | SWHC046-01 | ExAnte2019 | IOU workpaper | 2019-11-06 | Cap-Tons | 1 |  |  | 0 | 0 | 0 | -240.1542 | 0 | 34.5033 | [6 empty] | DEER:HVAC_Split-Package_HP | Annual | FALSE
Any | SWHC046AN | SCn | new | CZ10 | cDXHP | SWHC046-01 | ExAnte2019 | IOU workpaper | 2019-11-06 | Cap-Tons | 1 |  |  | 0 | 0 | 0 | -247.3463 | 0 | 34.5652 | [6 empty] | DEER:HVAC_Split-Package_HP | Annual | FALSE
Any | SWHC046AN | SCn | new | CZ11 | cDXHP | SWHC046-01 | ExAnte2019 | IOU workpaper | 2019-11-06 | Cap-Tons | 1 |  |  | 0 | 0 | 0 | -470.161 | 0 | 65.8937 | [6 empty] | DEER:HVAC_Split-Package_HP | Annual | FALSE
Any | SWHC046AN | SCn | new | CZ12 | cDXHP | SWHC046-01 | ExAnte2019 | IOU workpaper | 2019-11-06 | Cap-Tons | 1 |  |  | 0 | 0 | 0 | -523.7771 | 0 | 70.8515 | [6 empty] | DEER:HVAC_Split-Package_HP | Annual | FALSE
Any | SWHC046AN | SCn | new | CZ13 | cDXHP | SWHC046-01 | ExAnte2019 | IOU workpaper | 2019-11-06 | Cap-Tons | 1 |  |  | 0 | 0 | 0 | -401.105 | 0 | 56.3685 | [6 empty] | DEER:HVAC_Split-Package_HP | Annual | FALSE
Any | SWHC046AN | SCn | new | CZ14 | cDXHP | SWHC046-01 | ExAnte2019 | IOU workpaper | 2019-11-06 | Cap-Tons | 1 |  |  | 0 | 0 | 0 | -498.7193 | 0 | 67.599 | [6 empty] | DEER:HVAC_Split-Package_HP | Annual | FALSE
Any | SWHC046AN | SCn | new | CZ15 | cDXHP | SWHC046-01 | ExAnte2019 | IOU workpaper | 2019-11-06 | Cap-Tons | 1 |  |  | 0 | 0 | 0 | -16.2626 | 0 | 8.8141 | [6 empty] | DEER:HVAC_Split-Package_HP | Annual | FALSE
Any | SWHC046AN | SCn | new | CZ16 | cDXHP | SWHC046-01 | ExAnte2019 | IOU workpaper | 2019-11-06 | Cap-Tons | 1 |  |  | 0 | 0 | 0 | -1192.3791 | 0 | 135.1149 | [6 empty] | DEER:HVAC_Split-Package_HP | Annual | FALSE
Any | SWHC046AO | Asm | new | CZ01 | cDXHP | SWHC046-01 | ExAnte2019 | IOU workpaper | 2019-11-06 | Cap-Tons | 1 |  |  | 0 | 0 | 0 | -1075.8228 | 0 | 154.7297 | [6 empty] | DEER:HVAC_Split-Package_HP | Annual | FALSE
Any | SWHC046AO | Asm | new | CZ02 | cDXHP | SWHC046-01 | ExAnte2019 | IOU workpaper | 2019-11-06 | Cap-Tons | 1 |  |  | 0 | 0 | 0 | -576.407 | 0 | 93.7418 | [6 empty] | DEER:HVAC_Split-Package_HP | Annual | FALSE
Any | SWHC046AO | Asm | new | CZ03 | cDXHP | SWHC046-01 | ExAnte2019 | IOU workpaper | 2019-11-06 | Cap-Tons | 1 |  |  | 0 | 0 | 0 | -450.055 | 0 | 62.3368 | [6 empty] | DEER:HVAC_Split-Package_HP | Annual | FALSE
Any | SWHC046AO | Asm | new | CZ04 | cDXHP | SWHC046-01 | ExAnte2019 | IOU workpaper | 2019-11-06 | Cap-Tons | 1 |  |  | 0 | 0 | 0 | -420.5706 | 0 | 63.9993 | [6 empty] | DEER:HVAC_Split-Package_HP | Annual | FALSE
Any | SWHC046AO | Asm | new | CZ05 | cDXHP | SWHC046-01 | ExAnte2019 | IOU workpaper | 2019-11-06 | Cap-Tons | 1 |  |  | 0 | 0 | 0 | -455.3026 | 0 | 63.6624 | [6 empty] | DEER:HVAC_Split-Package_HP | Annual | FALSE
Any | SWHC046AO | Asm | new | CZ06 | cDXHP | SWHC046-01 | ExAnte2019 | IOU workpaper | 2019-11-06 | Cap-Tons | 1 |  |  | 0 | 0 | 0 | -171.1901 | 0 | 24.143 | [6 empty] | DEER:HVAC_Split-Package_HP | Annual | FALSE
Any | SWHC046AO | Asm | new | CZ07 | cDXHP | SWHC046-01 | ExAnte2019 | IOU workpaper | 2019-11-06 | Cap-Tons | 1 |  |  | 0 | 0 | 0 | -138.1895 | 0 | 17.8704 | [6 empty] | DEER:HVAC_Split-Package_HP | Annual | FALSE
Any | SWHC046AO | Asm | new | CZ08 | cDXHP | SWHC046-01 | ExAnte2019 | IOU workpaper | 2019-11-06 | Cap-Tons | 1 |  |  | 0 | 0 | 0 | -161.7225 | 0 | 24.3913 | [6 empty] | DEER:HVAC_Split-Package_HP | Annual | FALSE
Any | SWHC046AO | Asm | new | CZ09 | cDXHP | SWHC046-01 | ExAnte2019 | IOU workpaper | 2019-11-06 | Cap-Tons | 1 |  |  | 0 | 0 | 0 | -139.6649 | 0 | 19.8361 | [6 empty] | DEER:HVAC_Split-Package_HP | Annual | FALSE
Any | SWHC046AO | Asm | new | CZ10 | cDXHP | SWHC046-01 | ExAnte2019 | IOU workpaper | 2019-11-06 | Cap-Tons | 1 |  |  | 0 | 0 | 0 | -175.6684 | 0 | 26.4323 | [6 empty] | DEER:HVAC_Split-Package_HP | Annual | FALSE
Any | SWHC046AO | Asm | new | CZ11 | cDXHP | SWHC046-01 | ExAnte2019 | IOU workpaper | 2019-11-06 | Cap-Tons | 1 |  |  | 0 | 0 | 0 | -323.9614 | 0 | 46.9503 | [6 empty] | DEER:HVAC_Split-Package_HP | Annual | FALSE
Any | SWHC046AO | Asm | new | CZ12 | cDXHP | SWHC046-01 | ExAnte2019 | IOU workpaper | 2019-11-06 | Cap-Tons | 1 |  |  | 0 | 0 | 0 | -385.8245 | 0 | 55.7135 | [6 empty] | DEER:HVAC_Split-Package_HP | Annual | FALSE
Any | SWHC046AO | Asm | new | CZ13 | cDXHP | SWHC046-01 | ExAnte2019 | IOU workpaper | 2019-11-06 | Cap-Tons | 1 |  |  | 0 | 0 | 0 | -291.6549 | 0 | 41.9838 | [6 empty] | DEER:HVAC_Split-Package_HP | Annual | FALSE
Any | SWHC046AO | Asm | new | CZ14 | cDXHP | SWHC046-01 | ExAnte2019 | IOU workpaper | 2019-11-06 | Cap-Tons | 1 |  |  | 0 | 0 | 0 | -318.5394 | 0 | 45.1161 | [6 empty] | DEER:HVAC_Split-Package_HP | Annual | FALSE
Any | SWHC046AO | Asm | new | CZ15 | cDXHP | SWHC046-01 | ExAnte2019 | IOU workpaper | 2019-11-06 | Cap-Tons | 1 |  |  | 0 | 0 | 0 | -24.1895 | 0 | 7.2331 | [6 empty] | DEER:HVAC_Split-Package_HP | Annual | FALSE
Any | SWHC046AO | Asm | new | CZ16 | cDXHP | SWHC046-01 | ExAnte2019 | IOU workpaper | 2019-11-06 | Cap-Tons | 1 |  |  | 0 | 0 | 0 | -1274.7395 | 0 | 155.8883 | [6 empty] | DEER:HVAC_Split-Package_HP | Annual | FALSE
Any | SWHC046AO | Com | new | CZ01 | cDXHP | SWHC046-01 | ExAnte2019 | IOU workpaper | 2019-11-06 | Cap-Tons | 1 |  |  | 0 | 0 | 0 | -651.5071 | 0 | 88.8896 | [6 empty] | DEER:HVAC_Split-Package_HP | Annual | FALSE
Any | SWHC046AO | Com | new | CZ02 | cDXHP | SWHC046-01 | ExAnte2019 | IOU workpaper | 2019-11-06 | Cap-Tons | 1 |  |  | 0 | 0 | 0 | -342.4352 | 0 | 46.1928 | [6 empty] | DEER:HVAC_Split-Package_HP | Annual | FALSE
Any | SWHC046AO | Com | new | CZ03 | cDXHP | SWHC046-01 | ExAnte2019 | IOU workpaper | 2019-11-06 | Cap-Tons | 1 |  |  | 0 | 0 | 0 | -233.0614 | 0 | 32.5964 | [6 empty] | DEER:HVAC_Split-Package_HP | Annual | FALSE
Any | SWHC046AO | Com | new | CZ04 | cDXHP | SWHC046-01 | ExAnte2019 | IOU workpaper | 2019-11-06 | Cap-Tons | 1 |  |  | 0 | 0 | 0 | -206.881 | 0 | 28.2247 | [6 empty] | DEER:HVAC_Split-Package_HP | Annual | FALSE
Any | SWHC046AO | Com | new | CZ05 | cDXHP | SWHC046-01 | ExAnte2019 | IOU workpaper | 2019-11-06 | Cap-Tons | 1 |  |  | 0 | 0 | 0 | -320.2315 | 0 | 44.4716 | [6 empty] | DEER:HVAC_Split-Package_HP | Annual | FALSE
Any | SWHC046AO | Com | new | CZ06 | cDXHP | SWHC046-01 | ExAnte2019 | IOU workpaper | 2019-11-06 | Cap-Tons | 1 |  |  | 0 | 0 | 0 | -121.5776 | 0 | 18.05 | [6 empty] | DEER:HVAC_Split-Package_HP | Annual | FALSE
Any | SWHC046AO | Com | new | CZ07 | cDXHP | SWHC046-01 | ExAnte2019 | IOU workpaper | 2019-11-06 | Cap-Tons | 1 |  |  | 0 | 0 | 0 | -100.9851 | 0 | 15.0278 | [6 empty] | DEER:HVAC_Split-Package_HP | Annual | FALSE
Any | SWHC046AO | Com | new | CZ08 | cDXHP | SWHC046-01 | ExAnte2019 | IOU workpaper | 2019-11-06 | Cap-Tons | 1 |  |  | 0 | 0 | 0 | -109.9165 | 0 | 17.3246 | [6 empty] | DEER:HVAC_Split-Package_HP | Annual | FALSE
Any | SWHC046AO | Com | new | CZ09 | cDXHP | SWHC046-01 | ExAnte2019 | IOU workpaper | 2019-11-06 | Cap-Tons | 1 |  |  | 0 | 0 | 0 | -109.4489 | 0 | 16.475 | [6 empty] | DEER:HVAC_Split-Package_HP | Annual | FALSE
Any | SWHC046AO | Com | new | CZ10 | cDXHP | SWHC046-01 | ExAnte2019 | IOU workpaper | 2019-11-06 | Cap-Tons | 1 |  |  | 0 | 0 | 0 | -147.8661 | 0 | 22.0327 | [6 empty] | DEER:HVAC_Split-Package_HP | Annual | FALSE
Any | SWHC046AO | Com | new | CZ11 | cDXHP | SWHC046-01 | ExAnte2019 | IOU workpaper | 2019-11-06 | Cap-Tons | 1 |  |  | 0 | 0 | 0 | -284.0417 | 0 | 39.9038 | [6 empty] | DEER:HVAC_Split-Package_HP | Annual | FALSE
Any | SWHC046AO | Com | new | CZ12 | cDXHP | SWHC046-01 | ExAnte2019 | IOU workpaper | 2019-11-06 | Cap-Tons | 1 |  |  | 0 | 0 | 0 | -268.0408 | 0 | 37.0031 | [6 empty] | DEER:HVAC_Split-Package_HP | Annual | FALSE
Any | SWHC046AO | Com | new | CZ13 | cDXHP | SWHC046-01 | ExAnte2019 | IOU workpaper | 2019-11-06 | Cap-Tons | 1 |  |  | 0 | 0 | 0 | -234.2221 | 0 | 32.9536 | [6 empty] | DEER:HVAC_Split-Package_HP | Annual | FALSE
Any | SWHC046AO | Com | new | CZ14 | cDXHP | SWHC046-01 | ExAnte2019 | IOU workpaper | 2019-11-06 | Cap-Tons | 1 |  |  | 0 | 0 | 0 | -261.544 | 0 | 35.2504 | [6 empty] | DEER:HVAC_Split-Package_HP | Annual | FALSE
Any | SWHC046AO | Com | new | CZ15 | cDXHP | SWHC046-01 | ExAnte2019 | IOU workpaper | 2019-11-06 | Cap-Tons | 1 |  |  | 0 | 0 | 0 | -9.6533 | 0 | 5.6552 | [6 empty] | DEER:HVAC_Split-Package_HP | Annual | FALSE
Any | SWHC046AO | Com | new | CZ16 | cDXHP | SWHC046-01 | ExAnte2019 | IOU workpaper | 2019-11-06 | Cap-Tons | 1 |  |  | 0 | 0 | 0 | -929.0858 | 0 | 106.027 | [6 empty] | DEER:HVAC_Split-Package_HP | Annual | FALSE
Any | SWHC046AO | ECC | new | CZ01 | cDXHP | SWHC046-01 | ExAnte2019 | IOU workpaper | 2019-11-06 | Cap-Tons | 1 |  |  | 0 | 0 | 0 | -355.943 | 0 | 48.6955 | [6 empty] | DEER:HVAC_Split-Package_HP | Annual | FALSE
Any | SWHC046AO | ECC | new | CZ02 | cDXHP | SWHC046-01 | ExAnte2019 | IOU workpaper | 2019-11-06 | Cap-Tons | 1 |  |  | 0 | 0 | 0 | -188.165 | 0 | 25.5984 | [6 empty] | DEER:HVAC_Split-Package_HP | Annual | FALSE
Any | SWHC046AO | ECC | new | CZ03 | cDXHP | SWHC046-01 | ExAnte2019 | IOU workpaper | 2019-11-06 | Cap-Tons | 1 |  |  | 0 | 0 | 0 | -150.1035 | 0 | 20.8845 | [6 empty] | DEER:HVAC_Split-Package_HP | Annual | FALSE
Any | SWHC046AO | ECC | new | CZ04 | cDXHP | SWHC046-01 | ExAnte2019 | IOU workpaper | 2019-11-06 | Cap-Tons | 1 |  |  | 0 | 0 | 0 | -133.3407 | 0 | 18.2532 | [6 empty] | DEER:HVAC_Split-Package_HP | Annual | FALSE
Any | SWHC046AO | ECC | new | CZ05 | cDXHP | SWHC046-01 | ExAnte2019 | IOU workpaper | 2019-11-06 | Cap-Tons | 1 |  |  | 0 | 0 | 0 | -151.27 | 0 | 20.8146 | [6 empty] | DEER:HVAC_Split-Package_HP | Annual | FALSE
Any | SWHC046AO | ECC | new | CZ06 | cDXHP | SWHC046-01 | ExAnte2019 | IOU workpaper | 2019-11-06 | Cap-Tons | 1 |  |  | 0 | 0 | 0 | -35.8587 | 0 | 6.5068 | [6 empty] | DEER:HVAC_Split-Package_HP | Annual | FALSE
Any | SWHC046AO | ECC | new | CZ07 | cDXHP | SWHC046-01 | ExAnte2019 | IOU workpaper | 2019-11-06 | Cap-Tons | 1 |  |  | 0 | 0 | 0 | -17.3203 | 0 | 3.6729 | [6 empty] | DEER:HVAC_Split-Package_HP | Annual | FALSE
Any | SWHC046AO | ECC | new | CZ08 | cDXHP | SWHC046-01 | ExAnte2019 | IOU workpaper | 2019-11-06 | Cap-Tons | 1 |  |  | 0 | 0 | 0 | -24.8076 | 0 | 5.791 | [6 empty] | DEER:HVAC_Split-Package_HP | Annual | FALSE
Any | SWHC046AO | ECC | new | CZ09 | cDXHP | SWHC046-01 | ExAnte2019 | IOU workpaper | 2019-11-06 | Cap-Tons | 1 |  |  | 0 | 0 | 0 | -41.3444 | 0 | 7.2408 | [6 empty] | DEER:HVAC_Split-Package_HP | Annual | FALSE
Any | SWHC046AO | ECC | new | CZ10 | cDXHP | SWHC046-01 | ExAnte2019 | IOU workpaper | 2019-11-06 | Cap-Tons | 1 |  |  | 0 | 0 | 0 | -41.6017 | 0 | 7.8241 | [6 empty] | DEER:HVAC_Split-Package_HP | Annual | FALSE
Any | SWHC046AO | ECC | new | CZ11 | cDXHP | SWHC046-01 | ExAnte2019 | IOU workpaper | 2019-11-06 | Cap-Tons | 1 |  |  | 0 | 0 | 0 | -152.5211 | 0 | 23.454 | [6 empty] | DEER:HVAC_Split-Package_HP | Annual | FALSE
Any | SWHC046AO | ECC | new | CZ12 | cDXHP | SWHC046-01 | ExAnte2019 | IOU workpaper | 2019-11-06 | Cap-Tons | 1 |  |  | 0 | 0 | 0 | -162.2972 | 0 | 23.922 | [6 empty] | DEER:HVAC_Split-Package_HP | Annual | FALSE
Any | SWHC046AO | ECC | new | CZ13 | cDXHP | SWHC046-01 | ExAnte2019 | IOU workpaper | 2019-11-06 | Cap-Tons | 1 |  |  | 0 | 0 | 0 | -127.5595 | 0 | 19.9271 | [6 empty] | DEER:HVAC_Split-Package_HP | Annual | FALSE
Any | SWHC046AO | ECC | new | CZ14 | cDXHP | SWHC046-01 | ExAnte2019 | IOU workpaper | 2019-11-06 | Cap-Tons | 1 |  |  | 0 | 0 | 0 | -143.8343 | 0 | 21.0061 | [6 empty] | DEER:HVAC_Split-Package_HP | Annual | FALSE
Any | SWHC046AO | ECC | new | CZ15 | cDXHP | SWHC046-01 | ExAnte2019 | IOU workpaper | 2019-11-06 | Cap-Tons | 1 |  |  | 0 | 0 | 0 | 18.0933 | 0 | 1.9488 | [6 empty] | DEER:HVAC_Split-Package_HP | Annual | FALSE
Any | SWHC046AO | ECC | new | CZ16 | cDXHP | SWHC046-01 | ExAnte2019 | IOU workpaper | 2019-11-06 | Cap-Tons | 1 |  |  | 0 | 0 | 0 | -577.0454 | 0 | 66.1622 | [6 empty] | DEER:HVAC_Split-Package_HP | Annual | FALSE
Any | SWHC046AO | EPr | new | CZ01 | cDXHP | SWHC046-01 | ExAnte2019 | IOU workpaper | 2019-11-06 | Cap-Tons | 1 |  |  | 0 | 0 | 0 | -502.0101 | 0 | 73.0443 | [6 empty] | DEER:HVAC_Split-Package_HP | Annual | FALSE
Any | SWHC046AO | EPr | new | CZ02 | cDXHP | SWHC046-01 | ExAnte2019 | IOU workpaper | 2019-11-06 | Cap-Tons | 1 |  |  | 0 | 0 | 0 | -271.2784 | 0 | 34.673 | [6 empty] | DEER:HVAC_Split-Package_HP | Annual | FALSE
Any | SWHC046AO | EPr | new | CZ03 | cDXHP | SWHC046-01 | ExAnte2019 | IOU workpaper | 2019-11-06 | Cap-Tons | 1 |  |  | 0 | 0 | 0 | -230.2305 | 0 | 33.4829 | [6 empty] | DEER:HVAC_Split-Package_HP | Annual | FALSE
Any | SWHC046AO | EPr | new | CZ04 | cDXHP | SWHC046-01 | ExAnte2019 | IOU workpaper | 2019-11-06 | Cap-Tons | 1 |  |  | 0 | 0 | 0 | -195.7335 | 0 | 25.0375 | [6 empty] | DEER:HVAC_Split-Package_HP | Annual | FALSE
Any | SWHC046AO | EPr | new | CZ05 | cDXHP | SWHC046-01 | ExAnte2019 | IOU workpaper | 2019-11-06 | Cap-Tons | 1 |  |  | 0 | 0 | 0 | -233.4765 | 0 | 33.6022 | [6 empty] | DEER:HVAC_Split-Package_HP | Annual | FALSE
Any | SWHC046AO | EPr | new | CZ06 | cDXHP | SWHC046-01 | ExAnte2019 | IOU workpaper | 2019-11-06 | Cap-Tons | 1 |  |  | 0 | 0 | 0 | -86.4125 | 0 | 12.9685 | [6 empty] | DEER:HVAC_Split-Package_HP | Annual | FALSE
Any | SWHC046AO | EPr | new | CZ07 | cDXHP | SWHC046-01 | ExAnte2019 | IOU workpaper | 2019-11-06 | Cap-Tons | 1 |  |  | 0 | 0 | 0 | -66.5792 | 0 | 9.4707 | [6 empty] | DEER:HVAC_Split-Package_HP | Annual | FALSE
Any | SWHC046AO | EPr | new | CZ08 | cDXHP | SWHC046-01 | ExAnte2019 | IOU workpaper | 2019-11-06 | Cap-Tons | 1 |  |  | 0 | 0 | 0 | -69.716 | 0 | 10.7278 | [6 empty] | DEER:HVAC_Split-Package_HP | Annual | FALSE
Any | SWHC046AO | EPr | new | CZ09 | cDXHP | SWHC046-01 | ExAnte2019 | IOU workpaper | 2019-11-06 | Cap-Tons | 1 |  |  | 0 | 0 | 0 | -89.4668 | 0 | 13.0531 | [6 empty] | DEER:HVAC_Split-Package_HP | Annual | FALSE
Any | SWHC046AO | EPr | new | CZ10 | cDXHP | SWHC046-01 | ExAnte2019 | IOU workpaper | 2019-11-06 | Cap-Tons | 1 |  |  | 0 | 0 | 0 | -71.3175 | 0 | 12.3904 | [6 empty] | DEER:HVAC_Split-Package_HP | Annual | FALSE
Any | SWHC046AO | EPr | new | CZ11 | cDXHP | SWHC046-01 | ExAnte2019 | IOU workpaper | 2019-11-06 | Cap-Tons | 1 |  |  | 0 | 0 | 0 | -199.3548 | 0 | 29.1757 | [6 empty] | DEER:HVAC_Split-Package_HP | Annual | FALSE
Any | SWHC046AO | EPr | new | CZ12 | cDXHP | SWHC046-01 | ExAnte2019 | IOU workpaper | 2019-11-06 | Cap-Tons | 1 |  |  | 0 | 0 | 0 | -223.3936 | 0 | 30.6814 | [6 empty] | DEER:HVAC_Split-Package_HP | Annual | FALSE
Any | SWHC046AO | EPr | new | CZ13 | cDXHP | SWHC046-01 | ExAnte2019 | IOU workpaper | 2019-11-06 | Cap-Tons | 1 |  |  | 0 | 0 | 0 | -175.7155 | 0 | 25.4859 | [6 empty] | DEER:HVAC_Split-Package_HP | Annual | FALSE
Any | SWHC046AO | EPr | new | CZ14 | cDXHP | SWHC046-01 | ExAnte2019 | IOU workpaper | 2019-11-06 | Cap-Tons | 1 |  |  | 0 | 0 | 0 | -186.5773 | 0 | 26.3116 | [6 empty] | DEER:HVAC_Split-Package_HP | Annual | FALSE
Any | SWHC046AO | EPr | new | CZ15 | cDXHP | SWHC046-01 | ExAnte2019 | IOU workpaper | 2019-11-06 | Cap-Tons | 1 |  |  | 0 | 0 | 0 | -7.0023 | 0 | 3.5453 | [6 empty] | DEER:HVAC_Split-Package_HP | Annual | FALSE
Any | SWHC046AO | EPr | new | CZ16 | cDXHP | SWHC046-01 | ExAnte2019 | IOU workpaper | 2019-11-06 | Cap-Tons | 1 |  |  | 0 | 0 | 0 | -711.8552 | 0 | 84.5069 | [6 empty] | DEER:HVAC_Split-Package_HP | Annual | FALSE
Any | SWHC046AO | ERC | new | CZ01 | cDXHP | SWHC046-01 | ExAnte2019 | IOU workpaper | 2019-11-06 | Cap-Tons | 1 |  |  | 0 | 0 | 0 | -760.7039 | 0 | 110.19 | [6 empty] | DEER:HVAC_Split-Package_HP | Annual | FALSE
Any | SWHC046AO | ERC | new | CZ02 | cDXHP | SWHC046-01 | ExAnte2019 | IOU workpaper | 2019-11-06 | Cap-Tons | 1 |  |  | 0 | 0 | 0 | -472.903 | 0 | 68.8517 | [6 empty] | DEER:HVAC_Split-Package_HP | Annual | FALSE
Any | SWHC046AO | ERC | new | CZ03 | cDXHP | SWHC046-01 | ExAnte2019 | IOU workpaper | 2019-11-06 | Cap-Tons | 1 |  |  | 0 | 0 | 0 | -326.248 | 0 | 53.4192 | [6 empty] | DEER:HVAC_Split-Package_HP | Annual | FALSE
Any | SWHC046AO | ERC | new | CZ04 | cDXHP | SWHC046-01 | ExAnte2019 | IOU workpaper | 2019-11-06 | Cap-Tons | 1 |  |  | 0 | 0 | 0 | -335.5947 | 0 | 49.5264 | [6 empty] | DEER:HVAC_Split-Package_HP | Annual | FALSE
Any | SWHC046AO | ERC | new | CZ05 | cDXHP | SWHC046-01 | ExAnte2019 | IOU workpaper | 2019-11-06 | Cap-Tons | 1 |  |  | 0 | 0 | 0 | -395.2431 | 0 | 61.6431 | [6 empty] | DEER:HVAC_Split-Package_HP | Annual | FALSE
Any | SWHC046AO | ERC | new | CZ06 | cDXHP | SWHC046-01 | ExAnte2019 | IOU workpaper | 2019-11-06 | Cap-Tons | 1 |  |  | 0 | 0 | 0 | -150.9968 | 0 | 26.3065 | [6 empty] | DEER:HVAC_Split-Package_HP | Annual | FALSE
Any | SWHC046AO | ERC | new | CZ07 | cDXHP | SWHC046-01 | ExAnte2019 | IOU workpaper | 2019-11-06 | Cap-Tons | 1 |  |  | 0 | 0 | 0 | -92.5136 | 0 | 16.3875 | [6 empty] | DEER:HVAC_Split-Package_HP | Annual | FALSE
Any | SWHC046AO | ERC | new | CZ08 | cDXHP | SWHC046-01 | ExAnte2019 | IOU workpaper | 2019-11-06 | Cap-Tons | 1 |  |  | 0 | 0 | 0 | -122.3769 | 0 | 22.3748 | [6 empty] | DEER:HVAC_Split-Package_HP | Annual | FALSE
Any | SWHC046AO | ERC | new | CZ09 | cDXHP | SWHC046-01 | ExAnte2019 | IOU workpaper | 2019-11-06 | Cap-Tons | 1 |  |  | 0 | 0 | 0 | -128.3 | 0 | 22.146 | [6 empty] | DEER:HVAC_Split-Package_HP | Annual | FALSE
Any | SWHC046AO | ERC | new | CZ10 | cDXHP | SWHC046-01 | ExAnte2019 | IOU workpaper | 2019-11-06 | Cap-Tons | 1 |  |  | 0 | 0 | 0 | -151.516 | 0 | 25.3466 | [6 empty] | DEER:HVAC_Split-Package_HP | Annual | FALSE
Any | SWHC046AO | ERC | new | CZ11 | cDXHP | SWHC046-01 | ExAnte2019 | IOU workpaper | 2019-11-06 | Cap-Tons | 1 |  |  | 0 | 0 | 0 | -310.8908 | 0 | 46.8416 | [6 empty] | DEER:HVAC_Split-Package_HP | Annual | FALSE
Any | SWHC046AO | ERC | new | CZ12 | cDXHP | SWHC046-01 | ExAnte2019 | IOU workpaper | 2019-11-06 | Cap-Tons | 1 |  |  | 0 | 0 | 0 | -352.2906 | 0 | 52.7245 | [6 empty] | DEER:HVAC_Split-Package_HP | Annual | FALSE
Any | SWHC046AO | ERC | new | CZ13 | cDXHP | SWHC046-01 | ExAnte2019 | IOU workpaper | 2019-11-06 | Cap-Tons | 1 |  |  | 0 | 0 | 0 | -272.1436 | 0 | 41.3822 | [6 empty] | DEER:HVAC_Split-Package_HP | Annual | FALSE
Any | SWHC046AO | ERC | new | CZ14 | cDXHP | SWHC046-01 | ExAnte2019 | IOU workpaper | 2019-11-06 | Cap-Tons | 1 |  |  | 0 | 0 | 0 | -304.2908 | 0 | 43.658 | [6 empty] | DEER:HVAC_Split-Package_HP | Annual | FALSE
Any | SWHC046AO | ERC | new | CZ15 | cDXHP | SWHC046-01 | ExAnte2019 | IOU workpaper | 2019-11-06 | Cap-Tons | 1 |  |  | 0 | 0 | 0 | -18.822 | 0 | 6.6956 | [6 empty] | DEER:HVAC_Split-Package_HP | Annual | FALSE
Any | SWHC046AO | ERC | new | CZ16 | cDXHP | SWHC046-01 | ExAnte2019 | IOU workpaper | 2019-11-06 | Cap-Tons | 1 |  |  | 0 | 0 | 0 | -1059.8534 | 0 | 123.4207 | [6 empty] | DEER:HVAC_Split-Package_HP | Annual | FALSE
Any | SWHC046AO | ESe | new | CZ01 | cDXHP | SWHC046-01 | ExAnte2019 | IOU workpaper | 2019-11-06 | Cap-Tons | 1 |  |  | 0 | 0 | 0 | -443.8177 | 0 | 62.7269 | [6 empty] | DEER:HVAC_Split-Package_HP | Annual | FALSE
Any | SWHC046AO | ESe | new | CZ02 | cDXHP | SWHC046-01 | ExAnte2019 | IOU workpaper | 2019-11-06 | Cap-Tons | 1 |  |  | 0 | 0 | 0 | -261.624 | 0 | 34.0965 | [6 empty] | DEER:HVAC_Split-Package_HP | Annual | FALSE
Any | SWHC046AO | ESe | new | CZ03 | cDXHP | SWHC046-01 | ExAnte2019 | IOU workpaper | 2019-11-06 | Cap-Tons | 1 |  |  | 0 | 0 | 0 | -182.1303 | 0 | 26.0715 | [6 empty] | DEER:HVAC_Split-Package_HP | Annual | FALSE
Any | SWHC046AO | ESe | new | CZ04 | cDXHP | SWHC046-01 | ExAnte2019 | IOU workpaper | 2019-11-06 | Cap-Tons | 1 |  |  | 0 | 0 | 0 | -167.4959 | 0 | 22.1893 | [6 empty] | DEER:HVAC_Split-Package_HP | Annual | FALSE
Any | SWHC046AO | ESe | new | CZ05 | cDXHP | SWHC046-01 | ExAnte2019 | IOU workpaper | 2019-11-06 | Cap-Tons | 1 |  |  | 0 | 0 | 0 | -178.6236 | 0 | 25.4133 | [6 empty] | DEER:HVAC_Split-Package_HP | Annual | FALSE
Any | SWHC046AO | ESe | new | CZ06 | cDXHP | SWHC046-01 | ExAnte2019 | IOU workpaper | 2019-11-06 | Cap-Tons | 1 |  |  | 0 | 0 | 0 | -61.6861 | 0 | 9.5407 | [6 empty] | DEER:HVAC_Split-Package_HP | Annual | FALSE
Any | SWHC046AO | ESe | new | CZ07 | cDXHP | SWHC046-01 | ExAnte2019 | IOU workpaper | 2019-11-06 | Cap-Tons | 1 |  |  | 0 | 0 | 0 | -39.086 | 0 | 6.3435 | [6 empty] | DEER:HVAC_Split-Package_HP | Annual | FALSE
Any | SWHC046AO | ESe | new | CZ08 | cDXHP | SWHC046-01 | ExAnte2019 | IOU workpaper | 2019-11-06 | Cap-Tons | 1 |  |  | 0 | 0 | 0 | -50.3111 | 0 | 8.7281 | [6 empty] | DEER:HVAC_Split-Package_HP | Annual | FALSE
Any | SWHC046AO | ESe | new | CZ09 | cDXHP | SWHC046-01 | ExAnte2019 | IOU workpaper | 2019-11-06 | Cap-Tons | 1 |  |  | 0 | 0 | 0 | -66.3468 | 0 | 10.2491 | [6 empty] | DEER:HVAC_Split-Package_HP | Annual | FALSE
Any | SWHC046AO | ESe | new | CZ10 | cDXHP | SWHC046-01 | ExAnte2019 | IOU workpaper | 2019-11-06 | Cap-Tons | 1 |  |  | 0 | 0 | 0 | -80.6671 | 0 | 12.5318 | [6 empty] | DEER:HVAC_Split-Package_HP | Annual | FALSE
Any | SWHC046AO | ESe | new | CZ11 | cDXHP | SWHC046-01 | ExAnte2019 | IOU workpaper | 2019-11-06 | Cap-Tons | 1 |  |  | 0 | 0 | 0 | -212.1618 | 0 | 31.3022 | [6 empty] | DEER:HVAC_Split-Package_HP | Annual | FALSE
Any | SWHC046AO | ESe | new | CZ12 | cDXHP | SWHC046-01 | ExAnte2019 | IOU workpaper | 2019-11-06 | Cap-Tons | 1 |  |  | 0 | 0 | 0 | -229.4731 | 0 | 31.8856 | [6 empty] | DEER:HVAC_Split-Package_HP | Annual | FALSE
Any | SWHC046AO | ESe | new | CZ13 | cDXHP | SWHC046-01 | ExAnte2019 | IOU workpaper | 2019-11-06 | Cap-Tons | 1 |  |  | 0 | 0 | 0 | -180.7224 | 0 | 26.7312 | [6 empty] | DEER:HVAC_Split-Package_HP | Annual | FALSE
Any | SWHC046AO | ESe | new | CZ14 | cDXHP | SWHC046-01 | ExAnte2019 | IOU workpaper | 2019-11-06 | Cap-Tons | 1 |  |  | 0 | 0 | 0 | -199.5658 | 0 | 28.0487 | [6 empty] | DEER:HVAC_Split-Package_HP | Annual | FALSE
Any | SWHC046AO | ESe | new | CZ15 | cDXHP | SWHC046-01 | ExAnte2019 | IOU workpaper | 2019-11-06 | Cap-Tons | 1 |  |  | 0 | 0 | 0 | -5.1874 | 0 | 3.7009 | [6 empty] | DEER:HVAC_Split-Package_HP | Annual | FALSE
Any | SWHC046AO | ESe | new | CZ16 | cDXHP | SWHC046-01 | ExAnte2019 | IOU workpaper | 2019-11-06 | Cap-Tons | 1 |  |  | 0 | 0 | 0 | -665.6207 | 0 | 76.8982 | [6 empty] | DEER:HVAC_Split-Package_HP | Annual | FALSE
Any | SWHC046AO | EUn | new | CZ01 | cDXHP | SWHC046-01 | ExAnte2019 | IOU workpaper | 2019-11-06 | Cap-Tons | 1 |  |  | 0 | 0 | 0 | -486.6638 | 0 | 70.0776 | [6 empty] | DEER:HVAC_Split-Package_HP | Annual | FALSE
Any | SWHC046AO | EUn | new | CZ02 | cDXHP | SWHC046-01 | ExAnte2019 | IOU workpaper | 2019-11-06 | Cap-Tons | 1 |  |  | 0 | 0 | 0 | -287.6084 | 0 | 40.3197 | [6 empty] | DEER:HVAC_Split-Package_HP | Annual | FALSE
Any | SWHC046AO | EUn | new | CZ03 | cDXHP | SWHC046-01 | ExAnte2019 | IOU workpaper | 2019-11-06 | Cap-Tons | 1 |  |  | 0 | 0 | 0 | -234.1531 | 0 | 34.8283 | [6 empty] | DEER:HVAC_Split-Package_HP | Annual | FALSE
Any | SWHC046AO | EUn | new | CZ04 | cDXHP | SWHC046-01 | ExAnte2019 | IOU workpaper | 2019-11-06 | Cap-Tons | 1 |  |  | 0 | 0 | 0 | -219.2898 | 0 | 30.482 | [6 empty] | DEER:HVAC_Split-Package_HP | Annual | FALSE
Any | SWHC046AO | EUn | new | CZ05 | cDXHP | SWHC046-01 | ExAnte2019 | IOU workpaper | 2019-11-06 | Cap-Tons | 1 |  |  | 0 | 0 | 0 | -240.3062 | 0 | 35.9621 | [6 empty] | DEER:HVAC_Split-Package_HP | Annual | FALSE
Any | SWHC046AO | EUn | new | CZ06 | cDXHP | SWHC046-01 | ExAnte2019 | IOU workpaper | 2019-11-06 | Cap-Tons | 1 |  |  | 0 | 0 | 0 | -87.1417 | 0 | 14.1231 | [6 empty] | DEER:HVAC_Split-Package_HP | Annual | FALSE
Any | SWHC046AO | EUn | new | CZ07 | cDXHP | SWHC046-01 | ExAnte2019 | IOU workpaper | 2019-11-06 | Cap-Tons | 1 |  |  | 0 | 0 | 0 | -61.6159 | 0 | 9.8936 | [6 empty] | DEER:HVAC_Split-Package_HP | Annual | FALSE
Any | SWHC046AO | EUn | new | CZ08 | cDXHP | SWHC046-01 | ExAnte2019 | IOU workpaper | 2019-11-06 | Cap-Tons | 1 |  |  | 0 | 0 | 0 | -74.8082 | 0 | 13.3477 | [6 empty] | DEER:HVAC_Split-Package_HP | Annual | FALSE
Any | SWHC046AO | EUn | new | CZ09 | cDXHP | SWHC046-01 | ExAnte2019 | IOU workpaper | 2019-11-06 | Cap-Tons | 1 |  |  | 0 | 0 | 0 | -88.0486 | 0 | 14.1713 | [6 empty] | DEER:HVAC_Split-Package_HP | Annual | FALSE
Any | SWHC046AO | EUn | new | CZ10 | cDXHP | SWHC046-01 | ExAnte2019 | IOU workpaper | 2019-11-06 | Cap-Tons | 1 |  |  | 0 | 0 | 0 | -85.3928 | 0 | 14.4735 | [6 empty] | DEER:HVAC_Split-Package_HP | Annual | FALSE
Any | SWHC046AO | EUn | new | CZ11 | cDXHP | SWHC046-01 | ExAnte2019 | IOU workpaper | 2019-11-06 | Cap-Tons | 1 |  |  | 0 | 0 | 0 | -206.8044 | 0 | 32.0582 | [6 empty] | DEER:HVAC_Split-Package_HP | Annual | FALSE
Any | SWHC046AO | EUn | new | CZ12 | cDXHP | SWHC046-01 | ExAnte2019 | IOU workpaper | 2019-11-06 | Cap-Tons | 1 |  |  | 0 | 0 | 0 | -227.4811 | 0 | 34.3967 | [6 empty] | DEER:HVAC_Split-Package_HP | Annual | FALSE
Any | SWHC046AO | EUn | new | CZ13 | cDXHP | SWHC046-01 | ExAnte2019 | IOU workpaper | 2019-11-06 | Cap-Tons | 1 |  |  | 0 | 0 | 0 | -174.4844 | 0 | 27.2321 | [6 empty] | DEER:HVAC_Split-Package_HP | Annual | FALSE
Any | SWHC046AO | EUn | new | CZ14 | cDXHP | SWHC046-01 | ExAnte2019 | IOU workpaper | 2019-11-06 | Cap-Tons | 1 |  |  | 0 | 0 | 0 | -199.761 | 0 | 29.5124 | [6 empty] | DEER:HVAC_Split-Package_HP | Annual | FALSE
Any | SWHC046AO | EUn | new | CZ15 | cDXHP | SWHC046-01 | ExAnte2019 | IOU workpaper | 2019-11-06 | Cap-Tons | 1 |  |  | 0 | 0 | 0 | 3.2317 | 0 | 4.2406 | [6 empty] | DEER:HVAC_Split-Package_HP | Annual | FALSE
Any | SWHC046AO | EUn | new | CZ16 | cDXHP | SWHC046-01 | ExAnte2019 | IOU workpaper | 2019-11-06 | Cap-Tons | 1 |  |  | 0 | 0 | 0 | -705.4932 | 0 | 83.1046 | [6 empty] | DEER:HVAC_Split-Package_HP | Annual | FALSE
Any | SWHC046AO | Gro | new | CZ01 | cDXHP | SWHC046-01 | ExAnte2019 | IOU workpaper | 2019-11-06 | Cap-Tons | 1 |  |  | 0 | 0 | 0 | -3081.3985 | 0 | 433.0788 | [6 empty] | DEER:HVAC_Split-Package_HP | Annual | FALSE
Any | SWHC046AO | Gro | new | CZ02 | cDXHP | SWHC046-01 | ExAnte2019 | IOU workpaper | 2019-11-06 | Cap-Tons | 1 |  |  | 0 | 0 | 0 | -1228.9047 | 0 | 148.339 | [6 empty] | DEER:HVAC_Split-Package_HP | Annual | FALSE
Any | SWHC046AO | Gro | new | CZ03 | cDXHP | SWHC046-01 | ExAnte2019 | IOU workpaper | 2019-11-06 | Cap-Tons | 1 |  |  | 0 | 0 | 0 | -1379.8395 | 0 | 198.2532 | [6 empty] | DEER:HVAC_Split-Package_HP | Annual | FALSE
Any | SWHC046AO | Gro | new | CZ04 | cDXHP | SWHC046-01 | ExAnte2019 | IOU workpaper | 2019-11-06 | Cap-Tons | 1 |  |  | 0 | 0 | 0 | -1047.4989 | 0 | 133.0212 | [6 empty] | DEER:HVAC_Split-Package_HP | Annual | FALSE
Any | SWHC046AO | Gro | new | CZ05 | cDXHP | SWHC046-01 | ExAnte2019 | IOU workpaper | 2019-11-06 | Cap-Tons | 1 |  |  | 0 | 0 | 0 | -1649.4772 | 0 | 233.5836 | [6 empty] | DEER:HVAC_Split-Package_HP | Annual | FALSE
Any | SWHC046AO | Gro | new | CZ06 | cDXHP | SWHC046-01 | ExAnte2019 | IOU workpaper | 2019-11-06 | Cap-Tons | 1 |  |  | 0 | 0 | 0 | -750.2568 | 0 | 93.8253 | [6 empty] | DEER:HVAC_Split-Package_HP | Annual | FALSE
Any | SWHC046AO | Gro | new | CZ07 | cDXHP | SWHC046-01 | ExAnte2019 | IOU workpaper | 2019-11-06 | Cap-Tons | 1 |  |  | 0 | 0 | 0 | -774.9558 | 0 | 107.1506 | [6 empty] | DEER:HVAC_Split-Package_HP | Annual | FALSE
Any | SWHC046AO | Gro | new | CZ08 | cDXHP | SWHC046-01 | ExAnte2019 | IOU workpaper | 2019-11-06 | Cap-Tons | 1 |  |  | 0 | 0 | 0 | -616.4272 | 0 | 76.7267 | [6 empty] | DEER:HVAC_Split-Package_HP | Annual | FALSE
Any | SWHC046AO | Gro | new | CZ09 | cDXHP | SWHC046-01 | ExAnte2019 | IOU workpaper | 2019-11-06 | Cap-Tons | 1 |  |  | 0 | 0 | 0 | -605.3593 | 0 | 69.9341 | [6 empty] | DEER:HVAC_Split-Package_HP | Annual | FALSE
Any | SWHC046AO | Gro | new | CZ10 | cDXHP | SWHC046-01 | ExAnte2019 | IOU workpaper | 2019-11-06 | Cap-Tons | 1 |  |  | 0 | 0 | 0 | -647.5727 | 0 | 75.4472 | [6 empty] | DEER:HVAC_Split-Package_HP | Annual | FALSE
Any | SWHC046AO | Gro | new | CZ11 | cDXHP | SWHC046-01 | ExAnte2019 | IOU workpaper | 2019-11-06 | Cap-Tons | 1 |  |  | 0 | 0 | 0 | -920.0678 | 0 | 106.5647 | [6 empty] | DEER:HVAC_Split-Package_HP | Annual | FALSE
Any | SWHC046AO | Gro | new | CZ12 | cDXHP | SWHC046-01 | ExAnte2019 | IOU workpaper | 2019-11-06 | Cap-Tons | 1 |  |  | 0 | 0 | 0 | -933.3518 | 0 | 103.7323 | [6 empty] | DEER:HVAC_Split-Package_HP | Annual | FALSE
Any | SWHC046AO | Gro | new | CZ13 | cDXHP | SWHC046-01 | ExAnte2019 | IOU workpaper | 2019-11-06 | Cap-Tons | 1 |  |  | 0 | 0 | 0 | -822.9368 | 0 | 93.4344 | [6 empty] | DEER:HVAC_Split-Package_HP | Annual | FALSE
Any | SWHC046AO | Gro | new | CZ14 | cDXHP | SWHC046-01 | ExAnte2019 | IOU workpaper | 2019-11-06 | Cap-Tons | 1 |  |  | 0 | 0 | 0 | -895.7778 | 0 | 98.4901 | [6 empty] | DEER:HVAC_Split-Package_HP | Annual | FALSE
Any | SWHC046AO | Gro | new | CZ15 | cDXHP | SWHC046-01 | ExAnte2019 | IOU workpaper | 2019-11-06 | Cap-Tons | 1 |  |  | 0 | 0 | 0 | -248.9684 | 0 | 26.7272 | [6 empty] | DEER:HVAC_Split-Package_HP | Annual | FALSE
Any | SWHC046AO | Gro | new | CZ16 | cDXHP | SWHC046-01 | ExAnte2019 | IOU workpaper | 2019-11-06 | Cap-Tons | 1 |  |  | 0 | 0 | 0 | -2983.4392 | 0 | 311.2109 | [6 empty] | DEER:HVAC_Split-Package_HP | Annual | FALSE
Any | SWHC046AO | Hsp | new | CZ01 | cDXHP | SWHC046-01 | ExAnte2019 | IOU workpaper | 2019-11-06 | Cap-Tons | 1 |  |  | 0 | 0 | 0 | -397.5054 | 0 | 45.4195 | [6 empty] | DEER:HVAC_Split-Package_HP | Annual | FALSE
Any | SWHC046AO | Hsp | new | CZ02 | cDXHP | SWHC046-01 | ExAnte2019 | IOU workpaper | 2019-11-06 | Cap-Tons | 1 |  |  | 0 | 0 | 0 | -241.6692 | 0 | 28.8291 | [6 empty] | DEER:HVAC_Split-Package_HP | Annual | FALSE
Any | SWHC046AO | Hsp | new | CZ03 | cDXHP | SWHC046-01 | ExAnte2019 | IOU workpaper | 2019-11-06 | Cap-Tons | 1 |  |  | 0 | 0 | 0 | -184.2666 | 0 | 21.8097 | [6 empty] | DEER:HVAC_Split-Package_HP | Annual | FALSE
Any | SWHC046AO | Hsp | new | CZ04 | cDXHP | SWHC046-01 | ExAnte2019 | IOU workpaper | 2019-11-06 | Cap-Tons | 1 |  |  | 0 | 0 | 0 | -181.4635 | 0 | 21.7356 | [6 empty] | DEER:HVAC_Split-Package_HP | Annual | FALSE
Any | SWHC046AO | Hsp | new | CZ05 | cDXHP | SWHC046-01 | ExAnte2019 | IOU workpaper | 2019-11-06 | Cap-Tons | 1 |  |  | 0 | 0 | 0 | -199.1459 | 0 | 23.2995 | [6 empty] | DEER:HVAC_Split-Package_HP | Annual | FALSE
Any | SWHC046AO | Hsp | new | CZ06 | cDXHP | SWHC046-01 | ExAnte2019 | IOU workpaper | 2019-11-06 | Cap-Tons | 1 |  |  | 0 | 0 | 0 | -72.3674 | 0 | 10.0851 | [6 empty] | DEER:HVAC_Split-Package_HP | Annual | FALSE
Any | SWHC046AO | Hsp | new | CZ07 | cDXHP | SWHC046-01 | ExAnte2019 | IOU workpaper | 2019-11-06 | Cap-Tons | 1 |  |  | 0 | 0 | 0 | -25.4348 | 0 | 4.3186 | [6 empty] | DEER:HVAC_Split-Package_HP | Annual | FALSE
Any | SWHC046AO | Hsp | new | CZ08 | cDXHP | SWHC046-01 | ExAnte2019 | IOU workpaper | 2019-11-06 | Cap-Tons | 1 |  |  | 0 | 0 | 0 | -45.3052 | 0 | 7.587 | [6 empty] | DEER:HVAC_Split-Package_HP | Annual | FALSE
Any | SWHC046AO | Hsp | new | CZ09 | cDXHP | SWHC046-01 | ExAnte2019 | IOU workpaper | 2019-11-06 | Cap-Tons | 1 |  |  | 0 | 0 | 0 | -71.094 | 0 | 10.6498 | [6 empty] | DEER:HVAC_Split-Package_HP | Annual | FALSE
Any | SWHC046AO | Hsp | new | CZ10 | cDXHP | SWHC046-01 | ExAnte2019 | IOU workpaper | 2019-11-06 | Cap-Tons | 1 |  |  | 0 | 0 | 0 | -85.0974 | 0 | 12.5185 | [6 empty] | DEER:HVAC_Split-Package_HP | Annual | FALSE
Any | SWHC046AO | Hsp | new | CZ11 | cDXHP | SWHC046-01 | ExAnte2019 | IOU workpaper | 2019-11-06 | Cap-Tons | 1 |  |  | 0 | 0 | 0 | -227.7232 | 0 | 29.9311 | [6 empty] | DEER:HVAC_Split-Package_HP | Annual | FALSE
Any | SWHC046AO | Hsp | new | CZ12 | cDXHP | SWHC046-01 | ExAnte2019 | IOU workpaper | 2019-11-06 | Cap-Tons | 1 |  |  | 0 | 0 | 0 | -220.7848 | 0 | 27.9848 | [6 empty] | DEER:HVAC_Split-Package_HP | Annual | FALSE
Any | SWHC046AO | Hsp | new | CZ13 | cDXHP | SWHC046-01 | ExAnte2019 | IOU workpaper | 2019-11-06 | Cap-Tons | 1 |  |  | 0 | 0 | 0 | -196.5894 | 0 | 26.101 | [6 empty] | DEER:HVAC_Split-Package_HP | Annual | FALSE
Any | SWHC046AO | Hsp | new | CZ14 | cDXHP | SWHC046-01 | ExAnte2019 | IOU workpaper | 2019-11-06 | Cap-Tons | 1 |  |  | 0 | 0 | 0 | -259.8567 | 0 | 33.0552 | [6 empty] | DEER:HVAC_Split-Package_HP | Annual | FALSE
Any | SWHC046AO | Hsp | new | CZ15 | cDXHP | SWHC046-01 | ExAnte2019 | IOU workpaper | 2019-11-06 | Cap-Tons | 1 |  |  | 0 | 0 | 0 | 11.4694 | 0 | 4.4925 | [6 empty] | DEER:HVAC_Split-Package_HP | Annual | FALSE
Any | SWHC046AO | Hsp | new | CZ16 | cDXHP | SWHC046-01 | ExAnte2019 | IOU workpaper | 2019-11-06 | Cap-Tons | 1 |  |  | 0 | 0 | 0 | -700.814 | 0 | 78.3639 | [6 empty] | DEER:HVAC_Split-Package_HP | Annual | FALSE
Any | SWHC046AO | Htl | new | CZ01 | cDXHP | SWHC046-01 | ExAnte2019 | IOU workpaper | 2019-11-06 | Cap-Tons | 1 |  |  | 0 | 0 | 0 | -1349.6358 | 0 | 187.7433 | [6 empty] | DEER:HVAC_Split-Package_HP | Annual | FALSE
Any | SWHC046AO | Htl | new | CZ02 | cDXHP | SWHC046-01 | ExAnte2019 | IOU workpaper | 2019-11-06 | Cap-Tons | 1 |  |  | 0 | 0 | 0 | -834.5329 | 0 | 105.4776 | [6 empty] | DEER:HVAC_Split-Package_HP | Annual | FALSE
Any | SWHC046AO | Htl | new | CZ03 | cDXHP | SWHC046-01 | ExAnte2019 | IOU workpaper | 2019-11-06 | Cap-Tons | 1 |  |  | 0 | 0 | 0 | -719.7627 | 0 | 102.2811 | [6 empty] | DEER:HVAC_Split-Package_HP | Annual | FALSE
Any | SWHC046AO | Htl | new | CZ04 | cDXHP | SWHC046-01 | ExAnte2019 | IOU workpaper | 2019-11-06 | Cap-Tons | 1 |  |  | 0 | 0 | 0 | -645.1524 | 0 | 76.0346 | [6 empty] | DEER:HVAC_Split-Package_HP | Annual | FALSE
Any | SWHC046AO | Htl | new | CZ05 | cDXHP | SWHC046-01 | ExAnte2019 | IOU workpaper | 2019-11-06 | Cap-Tons | 1 |  |  | 0 | 0 | 0 | -761.7879 | 0 | 107.543 | [6 empty] | DEER:HVAC_Split-Package_HP | Annual | FALSE
Any | SWHC046AO | Htl | new | CZ06 | cDXHP | SWHC046-01 | ExAnte2019 | IOU workpaper | 2019-11-06 | Cap-Tons | 1 |  |  | 0 | 0 | 0 | -344.4175 | 0 | 48.6508 | [6 empty] | DEER:HVAC_Split-Package_HP | Annual | FALSE
Any | SWHC046AO | Htl | new | CZ07 | cDXHP | SWHC046-01 | ExAnte2019 | IOU workpaper | 2019-11-06 | Cap-Tons | 1 |  |  | 0 | 0 | 0 | -254.1377 | 0 | 33.8329 | [6 empty] | DEER:HVAC_Split-Package_HP | Annual | FALSE
Any | SWHC046AO | Htl | new | CZ08 | cDXHP | SWHC046-01 | ExAnte2019 | IOU workpaper | 2019-11-06 | Cap-Tons | 1 |  |  | 0 | 0 | 0 | -254.4776 | 0 | 36.7589 | [6 empty] | DEER:HVAC_Split-Package_HP | Annual | FALSE
Any | SWHC046AO | Htl | new | CZ09 | cDXHP | SWHC046-01 | ExAnte2019 | IOU workpaper | 2019-11-06 | Cap-Tons | 1 |  |  | 0 | 0 | 0 | -300.2643 | 0 | 41.7389 | [6 empty] | DEER:HVAC_Split-Package_HP | Annual | FALSE
Any | SWHC046AO | Htl | new | CZ10 | cDXHP | SWHC046-01 | ExAnte2019 | IOU workpaper | 2019-11-06 | Cap-Tons | 1 |  |  | 0 | 0 | 0 | -325.0599 | 0 | 47.2689 | [6 empty] | DEER:HVAC_Split-Package_HP | Annual | FALSE
Any | SWHC046AO | Htl | new | CZ11 | cDXHP | SWHC046-01 | ExAnte2019 | IOU workpaper | 2019-11-06 | Cap-Tons | 1 |  |  | 0 | 0 | 0 | -571.2608 | 0 | 83.0016 | [6 empty] | DEER:HVAC_Split-Package_HP | Annual | FALSE
Any | SWHC046AO | Htl | new | CZ12 | cDXHP | SWHC046-01 | ExAnte2019 | IOU workpaper | 2019-11-06 | Cap-Tons | 1 |  |  | 0 | 0 | 0 | -613.7041 | 0 | 86.5399 | [6 empty] | DEER:HVAC_Split-Package_HP | Annual | FALSE
Any | SWHC046AO | Htl | new | CZ13 | cDXHP | SWHC046-01 | ExAnte2019 | IOU workpaper | 2019-11-06 | Cap-Tons | 1 |  |  | 0 | 0 | 0 | -510.4116 | 0 | 73.7062 | [6 empty] | DEER:HVAC_Split-Package_HP | Annual | FALSE
Any | SWHC046AO | Htl | new | CZ14 | cDXHP | SWHC046-01 | ExAnte2019 | IOU workpaper | 2019-11-06 | Cap-Tons | 1 |  |  | 0 | 0 | 0 | -614.0421 | 0 | 85.8162 | [6 empty] | DEER:HVAC_Split-Package_HP | Annual | FALSE
Any | SWHC046AO | Htl | new | CZ15 | cDXHP | SWHC046-01 | ExAnte2019 | IOU workpaper | 2019-11-06 | Cap-Tons | 1 |  |  | 0 | 0 | 0 | -97.6853 | 0 | 17.9051 | [6 empty] | DEER:HVAC_Split-Package_HP | Annual | FALSE
Any | SWHC046AO | Htl | new | CZ16 | cDXHP | SWHC046-01 | ExAnte2019 | IOU workpaper | 2019-11-06 | Cap-Tons | 1 |  |  | 0 | 0 | 0 | -1796.977 | 0 | 204.4398 | [6 empty] | DEER:HVAC_Split-Package_HP | Annual | FALSE
Any | SWHC046AO | MBT | new | CZ01 | cDXHP | SWHC046-01 | ExAnte2019 | IOU workpaper | 2019-11-06 | Cap-Tons | 1 |  |  | 0 | 0 | 0 | -313.2554 | 0 | 44.9865 | [6 empty] | DEER:HVAC_Split-Package_HP | Annual | FALSE
Any | SWHC046AO | MBT | new | CZ02 | cDXHP | SWHC046-01 | ExAnte2019 | IOU workpaper | 2019-11-06 | Cap-Tons | 1 |  |  | 0 | 0 | 0 | -156.5125 | 0 | 23.185 | [6 empty] | DEER:HVAC_Split-Package_HP | Annual | FALSE
Any | SWHC046AO | MBT | new | CZ03 | cDXHP | SWHC046-01 | ExAnte2019 | IOU workpaper | 2019-11-06 | Cap-Tons | 1 |  |  | 0 | 0 | 0 | -140.1551 | 0 | 21.2771 | [6 empty] | DEER:HVAC_Split-Package_HP | Annual | FALSE
Any | SWHC046AO | MBT | new | CZ04 | cDXHP | SWHC046-01 | ExAnte2019 | IOU workpaper | 2019-11-06 | Cap-Tons | 1 |  |  | 0 | 0 | 0 | -103.3466 | 0 | 16.0587 | [6 empty] | DEER:HVAC_Split-Package_HP | Annual | FALSE
Any | SWHC046AO | MBT | new | CZ05 | cDXHP | SWHC046-01 | ExAnte2019 | IOU workpaper | 2019-11-06 | Cap-Tons | 1 |  |  | 0 | 0 | 0 | -144.04 | 0 | 21.2422 | [6 empty] | DEER:HVAC_Split-Package_HP | Annual | FALSE
Any | SWHC046AO | MBT | new | CZ06 | cDXHP | SWHC046-01 | ExAnte2019 | IOU workpaper | 2019-11-06 | Cap-Tons | 1 |  |  | 0 | 0 | 0 | -47.3042 | 0 | 8.9229 | [6 empty] | DEER:HVAC_Split-Package_HP | Annual | FALSE
Any | SWHC046AO | MBT | new | CZ07 | cDXHP | SWHC046-01 | ExAnte2019 | IOU workpaper | 2019-11-06 | Cap-Tons | 1 |  |  | 0 | 0 | 0 | -33.0704 | 0 | 6.2076 | [6 empty] | DEER:HVAC_Split-Package_HP | Annual | FALSE
Any | SWHC046AO | MBT | new | CZ08 | cDXHP | SWHC046-01 | ExAnte2019 | IOU workpaper | 2019-11-06 | Cap-Tons | 1 |  |  | 0 | 0 | 0 | -37.6732 | 0 | 7.7425 | [6 empty] | DEER:HVAC_Split-Package_HP | Annual | FALSE
Any | SWHC046AO | MBT | new | CZ09 | cDXHP | SWHC046-01 | ExAnte2019 | IOU workpaper | 2019-11-06 | Cap-Tons | 1 |  |  | 0 | 0 | 0 | -45.9082 | 0 | 8.362 | [6 empty] | DEER:HVAC_Split-Package_HP | Annual | FALSE
Any | SWHC046AO | MBT | new | CZ10 | cDXHP | SWHC046-01 | ExAnte2019 | IOU workpaper | 2019-11-06 | Cap-Tons | 1 |  |  | 0 | 0 | 0 | -42.2158 | 0 | 8.5696 | [6 empty] | DEER:HVAC_Split-Package_HP | Annual | FALSE
Any | SWHC046AO | MBT | new | CZ11 | cDXHP | SWHC046-01 | ExAnte2019 | IOU workpaper | 2019-11-06 | Cap-Tons | 1 |  |  | 0 | 0 | 0 | -109.0863 | 0 | 17.784 | [6 empty] | DEER:HVAC_Split-Package_HP | Annual | FALSE
Any | SWHC046AO | MBT | new | CZ12 | cDXHP | SWHC046-01 | ExAnte2019 | IOU workpaper | 2019-11-06 | Cap-Tons | 1 |  |  | 0 | 0 | 0 | -126.8885 | 0 | 19.2498 | [6 empty] | DEER:HVAC_Split-Package_HP | Annual | FALSE
Any | SWHC046AO | MBT | new | CZ13 | cDXHP | SWHC046-01 | ExAnte2019 | IOU workpaper | 2019-11-06 | Cap-Tons | 1 |  |  | 0 | 0 | 0 | -96.7809 | 0 | 15.8512 | [6 empty] | DEER:HVAC_Split-Package_HP | Annual | FALSE
Any | SWHC046AO | MBT | new | CZ14 | cDXHP | SWHC046-01 | ExAnte2019 | IOU workpaper | 2019-11-06 | Cap-Tons | 1 |  |  | 0 | 0 | 0 | -117.3449 | 0 | 18.3007 | [6 empty] | DEER:HVAC_Split-Package_HP | Annual | FALSE
Any | SWHC046AO | MBT | new | CZ15 | cDXHP | SWHC046-01 | ExAnte2019 | IOU workpaper | 2019-11-06 | Cap-Tons | 1 |  |  | 0 | 0 | 0 | 12.1762 | 0 | 2.4316 | [6 empty] | DEER:HVAC_Split-Package_HP | Annual | FALSE
Any | SWHC046AO | MBT | new | CZ16 | cDXHP | SWHC046-01 | ExAnte2019 | IOU workpaper | 2019-11-06 | Cap-Tons | 1 |  |  | 0 | 0 | 0 | -505.4166 | 0 | 58.644 | [6 empty] | DEER:HVAC_Split-Package_HP | Annual | FALSE
Any | SWHC046AO | MLI | new | CZ01 | cDXHP | SWHC046-01 | ExAnte2019 | IOU workpaper | 2019-11-06 | Cap-Tons | 1 |  |  | 0 | 0 | 0 | -632.3892 | 0 | 76.4701 | [6 empty] | DEER:HVAC_Split-Package_HP | Annual | FALSE
Any | SWHC046AO | MLI | new | CZ02 | cDXHP | SWHC046-01 | ExAnte2019 | IOU workpaper | 2019-11-06 | Cap-Tons | 1 |  |  | 0 | 0 | 0 | -380.5111 | 0 | 47.0928 | [6 empty] | DEER:HVAC_Split-Package_HP | Annual | FALSE
Any | SWHC046AO | MLI | new | CZ03 | cDXHP | SWHC046-01 | ExAnte2019 | IOU workpaper | 2019-11-06 | Cap-Tons | 1 |  |  | 0 | 0 | 0 | -309.2946 | 0 | 39.2945 | [6 empty] | DEER:HVAC_Split-Package_HP | Annual | FALSE
Any | SWHC046AO | MLI | new | CZ04 | cDXHP | SWHC046-01 | ExAnte2019 | IOU workpaper | 2019-11-06 | Cap-Tons | 1 |  |  | 0 | 0 | 0 | -300.5622 | 0 | 35.4327 | [6 empty] | DEER:HVAC_Split-Package_HP | Annual | FALSE
Any | SWHC046AO | MLI | new | CZ05 | cDXHP | SWHC046-01 | ExAnte2019 | IOU workpaper | 2019-11-06 | Cap-Tons | 1 |  |  | 0 | 0 | 0 | -344.9062 | 0 | 42.9187 | [6 empty] | DEER:HVAC_Split-Package_HP | Annual | FALSE
Any | SWHC046AO | MLI | new | CZ06 | cDXHP | SWHC046-01 | ExAnte2019 | IOU workpaper | 2019-11-06 | Cap-Tons | 1 |  |  | 0 | 0 | 0 | -149.3131 | 0 | 19.8727 | [6 empty] | DEER:HVAC_Split-Package_HP | Annual | FALSE
Any | SWHC046AO | MLI | new | CZ07 | cDXHP | SWHC046-01 | ExAnte2019 | IOU workpaper | 2019-11-06 | Cap-Tons | 1 |  |  | 0 | 0 | 0 | -97.1802 | 0 | 12.7535 | [6 empty] | DEER:HVAC_Split-Package_HP | Annual | FALSE
Any | SWHC046AO | MLI | new | CZ08 | cDXHP | SWHC046-01 | ExAnte2019 | IOU workpaper | 2019-11-06 | Cap-Tons | 1 |  |  | 0 | 0 | 0 | -113.4233 | 0 | 18.0787 | [6 empty] | DEER:HVAC_Split-Package_HP | Annual | FALSE
Any | SWHC046AO | MLI | new | CZ09 | cDXHP | SWHC046-01 | ExAnte2019 | IOU workpaper | 2019-11-06 | Cap-Tons | 1 |  |  | 0 | 0 | 0 | -124.3629 | 0 | 19.5929 | [6 empty] | DEER:HVAC_Split-Package_HP | Annual | FALSE
Any | SWHC046AO | MLI | new | CZ10 | cDXHP | SWHC046-01 | ExAnte2019 | IOU workpaper | 2019-11-06 | Cap-Tons | 1 |  |  | 0 | 0 | 0 | -129.6273 | 0 | 19.6893 | [6 empty] | DEER:HVAC_Split-Package_HP | Annual | FALSE
Any | SWHC046AO | MLI | new | CZ11 | cDXHP | SWHC046-01 | ExAnte2019 | IOU workpaper | 2019-11-06 | Cap-Tons | 1 |  |  | 0 | 0 | 0 | -272.4267 | 0 | 38.3782 | [6 empty] | DEER:HVAC_Split-Package_HP | Annual | FALSE
Any | SWHC046AO | MLI | new | CZ12 | cDXHP | SWHC046-01 | ExAnte2019 | IOU workpaper | 2019-11-06 | Cap-Tons | 1 |  |  | 0 | 0 | 0 | -289.5703 | 0 | 38.8695 | [6 empty] | DEER:HVAC_Split-Package_HP | Annual | FALSE
Any | SWHC046AO | MLI | new | CZ13 | cDXHP | SWHC046-01 | ExAnte2019 | IOU workpaper | 2019-11-06 | Cap-Tons | 1 |  |  | 0 | 0 | 0 | -226.5297 | 0 | 32.01 | [6 empty] | DEER:HVAC_Split-Package_HP | Annual | FALSE
Any | SWHC046AO | MLI | new | CZ14 | cDXHP | SWHC046-01 | ExAnte2019 | IOU workpaper | 2019-11-06 | Cap-Tons | 1 |  |  | 0 | 0 | 0 | -307.4948 | 0 | 41.0983 | [6 empty] | DEER:HVAC_Split-Package_HP | Annual | FALSE
Any | SWHC046AO | MLI | new | CZ15 | cDXHP | SWHC046-01 | ExAnte2019 | IOU workpaper | 2019-11-06 | Cap-Tons | 1 |  |  | 0 | 0 | 0 | -12.9203 | 0 | 5.7189 | [6 empty] | DEER:HVAC_Split-Package_HP | Annual | FALSE
Any | SWHC046AO | MLI | new | CZ16 | cDXHP | SWHC046-01 | ExAnte2019 | IOU workpaper | 2019-11-06 | Cap-Tons | 1 |  |  | 0 | 0 | 0 | -852.1763 | 0 | 92.5014 | [6 empty] | DEER:HVAC_Split-Package_HP | Annual | FALSE
Any | SWHC046AO | Mtl | new | CZ01 | cDXHP | SWHC046-01 | ExAnte2019 | IOU workpaper | 2019-11-06 | Cap-Tons | 1 |  |  | 0 | 0 | 0 | -519.3933 | 0 | 61.8844 | [6 empty] | DEER:HVAC_Split-Package_HP | Annual | FALSE
Any | SWHC046AO | Mtl | new | CZ02 | cDXHP | SWHC046-01 | ExAnte2019 | IOU workpaper | 2019-11-06 | Cap-Tons | 1 |  |  | 0 | 0 | 0 | -430.7372 | 0 | 60.884 | [6 empty] | DEER:HVAC_Split-Package_HP | Annual | FALSE
Any | SWHC046AO | Mtl | new | CZ03 | cDXHP | SWHC046-01 | ExAnte2019 | IOU workpaper | 2019-11-06 | Cap-Tons | 1 |  |  | 0 | 0 | 0 | -251.0867 | 0 | 29.682 | [6 empty] | DEER:HVAC_Split-Package_HP | Annual | FALSE
Any | SWHC046AO | Mtl | new | CZ04 | cDXHP | SWHC046-01 | ExAnte2019 | IOU workpaper | 2019-11-06 | Cap-Tons | 1 |  |  | 0 | 0 | 0 | -328.5515 | 0 | 44.9927 | [6 empty] | DEER:HVAC_Split-Package_HP | Annual | FALSE
Any | SWHC046AO | Mtl | new | CZ05 | cDXHP | SWHC046-01 | ExAnte2019 | IOU workpaper | 2019-11-06 | Cap-Tons | 1 |  |  | 0 | 0 | 0 | -298.9886 | 0 | 35.6694 | [6 empty] | DEER:HVAC_Split-Package_HP | Annual | FALSE
Any | SWHC046AO | Mtl | new | CZ06 | cDXHP | SWHC046-01 | ExAnte2019 | IOU workpaper | 2019-11-06 | Cap-Tons | 1 |  |  | 0 | 0 | 0 | -60.9084 | 0 | 9.2233 | [6 empty] | DEER:HVAC_Split-Package_HP | Annual | FALSE
Any | SWHC046AO | Mtl | new | CZ07 | cDXHP | SWHC046-01 | ExAnte2019 | IOU workpaper | 2019-11-06 | Cap-Tons | 1 |  |  | 0 | 0 | 0 | -4.1599 | 0 | 2.3557 | [6 empty] | DEER:HVAC_Split-Package_HP | Annual | FALSE
Any | SWHC046AO | Mtl | new | CZ08 | cDXHP | SWHC046-01 | ExAnte2019 | IOU workpaper | 2019-11-06 | Cap-Tons | 1 |  |  | 0 | 0 | 0 | -58.0433 | 0 | 9.9012 | [6 empty] | DEER:HVAC_Split-Package_HP | Annual | FALSE
Any | SWHC046AO | Mtl | new | CZ09 | cDXHP | SWHC046-01 | ExAnte2019 | IOU workpaper | 2019-11-06 | Cap-Tons | 1 |  |  | 0 | 0 | 0 | -73.3256 | 0 | 11.0068 | [6 empty] | DEER:HVAC_Split-Package_HP | Annual | FALSE
Any | SWHC046AO | Mtl | new | CZ10 | cDXHP | SWHC046-01 | ExAnte2019 | IOU workpaper | 2019-11-06 | Cap-Tons | 1 |  |  | 0 | 0 | 0 | -130.1182 | 0 | 19.606 | [6 empty] | DEER:HVAC_Split-Package_HP | Annual | FALSE
Any | SWHC046AO | Mtl | new | CZ11 | cDXHP | SWHC046-01 | ExAnte2019 | IOU workpaper | 2019-11-06 | Cap-Tons | 1 |  |  | 0 | 0 | 0 | -297.856 | 0 | 41.1641 | [6 empty] | DEER:HVAC_Split-Package_HP | Annual | FALSE
Any | SWHC046AO | Mtl | new | CZ12 | cDXHP | SWHC046-01 | ExAnte2019 | IOU workpaper | 2019-11-06 | Cap-Tons | 1 |  |  | 0 | 0 | 0 | -315.7183 | 0 | 43.5229 | [6 empty] | DEER:HVAC_Split-Package_HP | Annual | FALSE
Any | SWHC046AO | Mtl | new | CZ13 | cDXHP | SWHC046-01 | ExAnte2019 | IOU workpaper | 2019-11-06 | Cap-Tons | 1 |  |  | 0 | 0 | 0 | -254.9481 | 0 | 35.0851 | [6 empty] | DEER:HVAC_Split-Package_HP | Annual | FALSE
Any | SWHC046AO | Mtl | new | CZ14 | cDXHP | SWHC046-01 | ExAnte2019 | IOU workpaper | 2019-11-06 | Cap-Tons | 1 |  |  | 0 | 0 | 0 | -340.6272 | 0 | 44.9842 | [6 empty] | DEER:HVAC_Split-Package_HP | Annual | FALSE
Any | SWHC046AO | Mtl | new | CZ15 | cDXHP | SWHC046-01 | ExAnte2019 | IOU workpaper | 2019-11-06 | Cap-Tons | 1 |  |  | 0 | 0 | 0 | 11.3996 | 0 | 4.0167 | [6 empty] | DEER:HVAC_Split-Package_HP | Annual | FALSE
Any | SWHC046AO | Mtl | new | CZ16 | cDXHP | SWHC046-01 | ExAnte2019 | IOU workpaper | 2019-11-06 | Cap-Tons | 1 |  |  | 0 | 0 | 0 | -823.1124 | 0 | 95.6445 | [6 empty] | DEER:HVAC_Split-Package_HP | Annual | FALSE
Any | SWHC046AO | Nrs | new | CZ01 | cDXHP | SWHC046-01 | ExAnte2019 | IOU workpaper | 2019-11-06 | Cap-Tons | 1 |  |  | 0 | 0 | 0 | -737.2862 | 0 | 98.3797 | [6 empty] | DEER:HVAC_Split-Package_HP | Annual | FALSE
Any | SWHC046AO | Nrs | new | CZ02 | cDXHP | SWHC046-01 | ExAnte2019 | IOU workpaper | 2019-11-06 | Cap-Tons | 1 |  |  | 0 | 0 | 0 | -520.5768 | 0 | 70.6505 | [6 empty] | DEER:HVAC_Split-Package_HP | Annual | FALSE
Any | SWHC046AO | Nrs | new | CZ03 | cDXHP | SWHC046-01 | ExAnte2019 | IOU workpaper | 2019-11-06 | Cap-Tons | 1 |  |  | 0 | 0 | 0 | -423.4718 | 0 | 57.1375 | [6 empty] | DEER:HVAC_Split-Package_HP | Annual | FALSE
Any | SWHC046AO | Nrs | new | CZ04 | cDXHP | SWHC046-01 | ExAnte2019 | IOU workpaper | 2019-11-06 | Cap-Tons | 1 |  |  | 0 | 0 | 0 | -412.8733 | 0 | 54.2068 | [6 empty] | DEER:HVAC_Split-Package_HP | Annual | FALSE
Any | SWHC046AO | Nrs | new | CZ05 | cDXHP | SWHC046-01 | ExAnte2019 | IOU workpaper | 2019-11-06 | Cap-Tons | 1 |  |  | 0 | 0 | 0 | -467.9665 | 0 | 63.0557 | [6 empty] | DEER:HVAC_Split-Package_HP | Annual | FALSE
Any | SWHC046AO | Nrs | new | CZ06 | cDXHP | SWHC046-01 | ExAnte2019 | IOU workpaper | 2019-11-06 | Cap-Tons | 1 |  |  | 0 | 0 | 0 | -247.6718 | 0 | 34.0465 | [6 empty] | DEER:HVAC_Split-Package_HP | Annual | FALSE
Any | SWHC046AO | Nrs | new | CZ07 | cDXHP | SWHC046-01 | ExAnte2019 | IOU workpaper | 2019-11-06 | Cap-Tons | 1 |  |  | 0 | 0 | 0 | -163.0582 | 0 | 20.941 | [6 empty] | DEER:HVAC_Split-Package_HP | Annual | FALSE
Any | SWHC046AO | Nrs | new | CZ08 | cDXHP | SWHC046-01 | ExAnte2019 | IOU workpaper | 2019-11-06 | Cap-Tons | 1 |  |  | 0 | 0 | 0 | -199.4599 | 0 | 28.2311 | [6 empty] | DEER:HVAC_Split-Package_HP | Annual | FALSE
Any | SWHC046AO | Nrs | new | CZ09 | cDXHP | SWHC046-01 | ExAnte2019 | IOU workpaper | 2019-11-06 | Cap-Tons | 1 |  |  | 0 | 0 | 0 | -229.2572 | 0 | 32.5847 | [6 empty] | DEER:HVAC_Split-Package_HP | Annual | FALSE
Any | SWHC046AO | Nrs | new | CZ10 | cDXHP | SWHC046-01 | ExAnte2019 | IOU workpaper | 2019-11-06 | Cap-Tons | 1 |  |  | 0 | 0 | 0 | -262.1826 | 0 | 37.9883 | [6 empty] | DEER:HVAC_Split-Package_HP | Annual | FALSE
Any | SWHC046AO | Nrs | new | CZ11 | cDXHP | SWHC046-01 | ExAnte2019 | IOU workpaper | 2019-11-06 | Cap-Tons | 1 |  |  | 0 | 0 | 0 | -399.1878 | 0 | 55.9492 | [6 empty] | DEER:HVAC_Split-Package_HP | Annual | FALSE
Any | SWHC046AO | Nrs | new | CZ12 | cDXHP | SWHC046-01 | ExAnte2019 | IOU workpaper | 2019-11-06 | Cap-Tons | 1 |  |  | 0 | 0 | 0 | -424.3933 | 0 | 58.9386 | [6 empty] | DEER:HVAC_Split-Package_HP | Annual | FALSE
Any | SWHC046AO | Nrs | new | CZ13 | cDXHP | SWHC046-01 | ExAnte2019 | IOU workpaper | 2019-11-06 | Cap-Tons | 1 |  |  | 0 | 0 | 0 | -365.4533 | 0 | 51.8056 | [6 empty] | DEER:HVAC_Split-Package_HP | Annual | FALSE
Any | SWHC046AO | Nrs | new | CZ14 | cDXHP | SWHC046-01 | ExAnte2019 | IOU workpaper | 2019-11-06 | Cap-Tons | 1 |  |  | 0 | 0 | 0 | -451.9881 | 0 | 60.9043 | [6 empty] | DEER:HVAC_Split-Package_HP | Annual | FALSE
Any | SWHC046AO | Nrs | new | CZ15 | cDXHP | SWHC046-01 | ExAnte2019 | IOU workpaper | 2019-11-06 | Cap-Tons | 1 |  |  | 0 | 0 | 0 | -73.0579 | 0 | 14.4196 | [6 empty] | DEER:HVAC_Split-Package_HP | Annual | FALSE
Any | SWHC046AO | Nrs | new | CZ16 | cDXHP | SWHC046-01 | ExAnte2019 | IOU workpaper | 2019-11-06 | Cap-Tons | 1 |  |  | 0 | 0 | 0 | -1043.3151 | 0 | 121.508 | [6 empty] | DEER:HVAC_Split-Package_HP | Annual | FALSE
Any | SWHC046AO | OfL | new | CZ01 | cDXHP | SWHC046-01 | ExAnte2019 | IOU workpaper | 2019-11-06 | Cap-Tons | 1 |  |  | 0 | 0 | 0 | -57.3854 | 0 | 6.9236 | [6 empty] | DEER:HVAC_Split-Package_HP | Annual | FALSE
Any | SWHC046AO | OfL | new | CZ02 | cDXHP | SWHC046-01 | ExAnte2019 | IOU workpaper | 2019-11-06 | Cap-Tons | 1 |  |  | 0 | 0 | 0 | -19.1068 | 0 | 4.2548 | [6 empty] | DEER:HVAC_Split-Package_HP | Annual | FALSE
Any | SWHC046AO | OfL | new | CZ03 | cDXHP | SWHC046-01 | ExAnte2019 | IOU workpaper | 2019-11-06 | Cap-Tons | 1 |  |  | 0 | 0 | 0 | -21.7157 | 0 | 3.3668 | [6 empty] | DEER:HVAC_Split-Package_HP | Annual | FALSE
Any | SWHC046AO | OfL | new | CZ04 | cDXHP | SWHC046-01 | ExAnte2019 | IOU workpaper | 2019-11-06 | Cap-Tons | 1 |  |  | 0 | 0 | 0 | -17.6978 | 0 | 4.2423 | [6 empty] | DEER:HVAC_Split-Package_HP | Annual | FALSE
Any | SWHC046AO | OfL | new | CZ05 | cDXHP | SWHC046-01 | ExAnte2019 | IOU workpaper | 2019-11-06 | Cap-Tons | 1 |  |  | 0 | 0 | 0 | -21.0379 | 0 | 3.3646 | [6 empty] | DEER:HVAC_Split-Package_HP | Annual | FALSE
Any | SWHC046AO | OfL | new | CZ06 | cDXHP | SWHC046-01 | ExAnte2019 | IOU workpaper | 2019-11-06 | Cap-Tons | 1 |  |  | 0 | 0 | 0 | 10.7521 | 0 | 0.8704 | [6 empty] | DEER:HVAC_Split-Package_HP | Annual | FALSE
Any | SWHC046AO | OfL | new | CZ07 | cDXHP | SWHC046-01 | ExAnte2019 | IOU workpaper | 2019-11-06 | Cap-Tons | 1 |  |  | 0 | 0 | 0 | 13.1329 | 0 | 0.1986 | [6 empty] | DEER:HVAC_Split-Package_HP | Annual | FALSE
Any | SWHC046AO | OfL | new | CZ08 | cDXHP | SWHC046-01 | ExAnte2019 | IOU workpaper | 2019-11-06 | Cap-Tons | 1 |  |  | 0 | 0 | 0 | 16.559 | 0 | 0.8544 | [6 empty] | DEER:HVAC_Split-Package_HP | Annual | FALSE
Any | SWHC046AO | OfL | new | CZ09 | cDXHP | SWHC046-01 | ExAnte2019 | IOU workpaper | 2019-11-06 | Cap-Tons | 1 |  |  | 0 | 0 | 0 | 9.7721 | 0 | 1.3507 | [6 empty] | DEER:HVAC_Split-Package_HP | Annual | FALSE
Any | SWHC046AO | OfL | new | CZ10 | cDXHP | SWHC046-01 | ExAnte2019 | IOU workpaper | 2019-11-06 | Cap-Tons | 1 |  |  | 0 | 0 | 0 | 17.3406 | 0 | 0.8771 | [6 empty] | DEER:HVAC_Split-Package_HP | Annual | FALSE
Any | SWHC046AO | OfL | new | CZ11 | cDXHP | SWHC046-01 | ExAnte2019 | IOU workpaper | 2019-11-06 | Cap-Tons | 1 |  |  | 0 | 0 | 0 | -15.5998 | 0 | 4.5087 | [6 empty] | DEER:HVAC_Split-Package_HP | Annual | FALSE
Any | SWHC046AO | OfL | new | CZ12 | cDXHP | SWHC046-01 | ExAnte2019 | IOU workpaper | 2019-11-06 | Cap-Tons | 1 |  |  | 0 | 0 | 0 | -17.9445 | 0 | 4.2078 | [6 empty] | DEER:HVAC_Split-Package_HP | Annual | FALSE
Any | SWHC046AO | OfL | new | CZ13 | cDXHP | SWHC046-01 | ExAnte2019 | IOU workpaper | 2019-11-06 | Cap-Tons | 1 |  |  | 0 | 0 | 0 | -10.8013 | 0 | 3.805 | [6 empty] | DEER:HVAC_Split-Package_HP | Annual | FALSE
Any | SWHC046AO | OfL | new | CZ14 | cDXHP | SWHC046-01 | ExAnte2019 | IOU workpaper | 2019-11-06 | Cap-Tons | 1 |  |  | 0 | 0 | 0 | -12.3141 | 0 | 4.2189 | [6 empty] | DEER:HVAC_Split-Package_HP | Annual | FALSE
Any | SWHC046AO | OfL | new | CZ15 | cDXHP | SWHC046-01 | ExAnte2019 | IOU workpaper | 2019-11-06 | Cap-Tons | 1 |  |  | 0 | 0 | 0 | 36.6496 | 0 | 0.1947 | [6 empty] | DEER:HVAC_Split-Package_HP | Annual | FALSE
Any | SWHC046AO | OfL | new | CZ16 | cDXHP | SWHC046-01 | ExAnte2019 | IOU workpaper | 2019-11-06 | Cap-Tons | 1 |  |  | 0 | 0 | 0 | -163.396 | 0 | 18.5739 | [6 empty] | DEER:HVAC_Split-Package_HP | Annual | FALSE
Any | SWHC046AO | OfS | new | CZ01 | cDXHP | SWHC046-01 | ExAnte2019 | IOU workpaper | 2019-11-06 | Cap-Tons | 1 |  |  | 0 | 0 | 0 | -253.9818 | 0 | 32.3334 | [6 empty] | DEER:HVAC_Split-Package_HP | Annual | FALSE
Any | SWHC046AO | OfS | new | CZ02 | cDXHP | SWHC046-01 | ExAnte2019 | IOU workpaper | 2019-11-06 | Cap-Tons | 1 |  |  | 0 | 0 | 0 | -141.9516 | 0 | 19.4617 | [6 empty] | DEER:HVAC_Split-Package_HP | Annual | FALSE
Any | SWHC046AO | OfS | new | CZ03 | cDXHP | SWHC046-01 | ExAnte2019 | IOU workpaper | 2019-11-06 | Cap-Tons | 1 |  |  | 0 | 0 | 0 | -126.808 | 0 | 17.2196 | [6 empty] | DEER:HVAC_Split-Package_HP | Annual | FALSE
Any | SWHC046AO | OfS | new | CZ04 | cDXHP | SWHC046-01 | ExAnte2019 | IOU workpaper | 2019-11-06 | Cap-Tons | 1 |  |  | 0 | 0 | 0 | -125.8946 | 0 | 17.8149 | [6 empty] | DEER:HVAC_Split-Package_HP | Annual | FALSE
Any | SWHC046AO | OfS | new | CZ05 | cDXHP | SWHC046-01 | ExAnte2019 | IOU workpaper | 2019-11-06 | Cap-Tons | 1 |  |  | 0 | 0 | 0 | -133.9003 | 0 | 17.5633 | [6 empty] | DEER:HVAC_Split-Package_HP | Annual | FALSE
Any | SWHC046AO | OfS | new | CZ06 | cDXHP | SWHC046-01 | ExAnte2019 | IOU workpaper | 2019-11-06 | Cap-Tons | 1 |  |  | 0 | 0 | 0 | -38.8583 | 0 | 6.9701 | [6 empty] | DEER:HVAC_Split-Package_HP | Annual | FALSE
Any | SWHC046AO | OfS | new | CZ07 | cDXHP | SWHC046-01 | ExAnte2019 | IOU workpaper | 2019-11-06 | Cap-Tons | 1 |  |  | 0 | 0 | 0 | -18.6371 | 0 | 3.7038 | [6 empty] | DEER:HVAC_Split-Package_HP | Annual | FALSE
Any | SWHC046AO | OfS | new | CZ08 | cDXHP | SWHC046-01 | ExAnte2019 | IOU workpaper | 2019-11-06 | Cap-Tons | 1 |  |  | 0 | 0 | 0 | -29.5694 | 0 | 6.8204 | [6 empty] | DEER:HVAC_Split-Package_HP | Annual | FALSE
Any | SWHC046AO | OfS | new | CZ09 | cDXHP | SWHC046-01 | ExAnte2019 | IOU workpaper | 2019-11-06 | Cap-Tons | 1 |  |  | 0 | 0 | 0 | -42.1865 | 0 | 8.0753 | [6 empty] | DEER:HVAC_Split-Package_HP | Annual | FALSE
Any | SWHC046AO | OfS | new | CZ10 | cDXHP | SWHC046-01 | ExAnte2019 | IOU workpaper | 2019-11-06 | Cap-Tons | 1 |  |  | 0 | 0 | 0 | -28.3759 | 0 | 6.4273 | [6 empty] | DEER:HVAC_Split-Package_HP | Annual | FALSE
Any | SWHC046AO | OfS | new | CZ11 | cDXHP | SWHC046-01 | ExAnte2019 | IOU workpaper | 2019-11-06 | Cap-Tons | 1 |  |  | 0 | 0 | 0 | -104.8694 | 0 | 16.386 | [6 empty] | DEER:HVAC_Split-Package_HP | Annual | FALSE
Any | SWHC046AO | OfS | new | CZ12 | cDXHP | SWHC046-01 | ExAnte2019 | IOU workpaper | 2019-11-06 | Cap-Tons | 1 |  |  | 0 | 0 | 0 | -114.6016 | 0 | 16.6943 | [6 empty] | DEER:HVAC_Split-Package_HP | Annual | FALSE
Any | SWHC046AO | OfS | new | CZ13 | cDXHP | SWHC046-01 | ExAnte2019 | IOU workpaper | 2019-11-06 | Cap-Tons | 1 |  |  | 0 | 0 | 0 | -90.1537 | 0 | 14.0682 | [6 empty] | DEER:HVAC_Split-Package_HP | Annual | FALSE
Any | SWHC046AO | OfS | new | CZ14 | cDXHP | SWHC046-01 | ExAnte2019 | IOU workpaper | 2019-11-06 | Cap-Tons | 1 |  |  | 0 | 0 | 0 | -99.1135 | 0 | 14.9101 | [6 empty] | DEER:HVAC_Split-Package_HP | Annual | FALSE
Any | SWHC046AO | OfS | new | CZ15 | cDXHP | SWHC046-01 | ExAnte2019 | IOU workpaper | 2019-11-06 | Cap-Tons | 1 |  |  | 0 | 0 | 0 | 20.8951 | 0 | 1.8127 | [6 empty] | DEER:HVAC_Split-Package_HP | Annual | FALSE
Any | SWHC046AO | OfS | new | CZ16 | cDXHP | SWHC046-01 | ExAnte2019 | IOU workpaper | 2019-11-06 | Cap-Tons | 1 |  |  | 0 | 0 | 0 | -395.1716 | 0 | 45.2503 | [6 empty] | DEER:HVAC_Split-Package_HP | Annual | FALSE
Any | SWHC046AO | RFF | new | CZ01 | cDXHP | SWHC046-01 | ExAnte2019 | IOU workpaper | 2019-11-06 | Cap-Tons | 1 |  |  | 0 | 0 | 0 | -857.223 | 0 | 113.0401 | [6 empty] | DEER:HVAC_Split-Package_HP | Annual | FALSE
Any | SWHC046AO | RFF | new | CZ02 | cDXHP | SWHC046-01 | ExAnte2019 | IOU workpaper | 2019-11-06 | Cap-Tons | 1 |  |  | 0 | 0 | 0 | -537.3484 | 0 | 75.2353 | [6 empty] | DEER:HVAC_Split-Package_HP | Annual | FALSE
Any | SWHC046AO | RFF | new | CZ03 | cDXHP | SWHC046-01 | ExAnte2019 | IOU workpaper | 2019-11-06 | Cap-Tons | 1 |  |  | 0 | 0 | 0 | -390.9139 | 0 | 53.2537 | [6 empty] | DEER:HVAC_Split-Package_HP | Annual | FALSE
Any | SWHC046AO | RFF | new | CZ04 | cDXHP | SWHC046-01 | ExAnte2019 | IOU workpaper | 2019-11-06 | Cap-Tons | 1 |  |  | 0 | 0 | 0 | -387.9413 | 0 | 54.9838 | [6 empty] | DEER:HVAC_Split-Package_HP | Annual | FALSE
Any | SWHC046AO | RFF | new | CZ05 | cDXHP | SWHC046-01 | ExAnte2019 | IOU workpaper | 2019-11-06 | Cap-Tons | 1 |  |  | 0 | 0 | 0 | -409.6385 | 0 | 55.1439 | [6 empty] | DEER:HVAC_Split-Package_HP | Annual | FALSE
Any | SWHC046AO | RFF | new | CZ06 | cDXHP | SWHC046-01 | ExAnte2019 | IOU workpaper | 2019-11-06 | Cap-Tons | 1 |  |  | 0 | 0 | 0 | -139.9364 | 0 | 20.599 | [6 empty] | DEER:HVAC_Split-Package_HP | Annual | FALSE
Any | SWHC046AO | RFF | new | CZ07 | cDXHP | SWHC046-01 | ExAnte2019 | IOU workpaper | 2019-11-06 | Cap-Tons | 1 |  |  | 0 | 0 | 0 | -65.2237 | 0 | 10.0191 | [6 empty] | DEER:HVAC_Split-Package_HP | Annual | FALSE
Any | SWHC046AO | RFF | new | CZ08 | cDXHP | SWHC046-01 | ExAnte2019 | IOU workpaper | 2019-11-06 | Cap-Tons | 1 |  |  | 0 | 0 | 0 | -113.7902 | 0 | 18.9126 | [6 empty] | DEER:HVAC_Split-Package_HP | Annual | FALSE
Any | SWHC046AO | RFF | new | CZ09 | cDXHP | SWHC046-01 | ExAnte2019 | IOU workpaper | 2019-11-06 | Cap-Tons | 1 |  |  | 0 | 0 | 0 | -148.2518 | 0 | 21.5013 | [6 empty] | DEER:HVAC_Split-Package_HP | Annual | FALSE
Any | SWHC046AO | RFF | new | CZ10 | cDXHP | SWHC046-01 | ExAnte2019 | IOU workpaper | 2019-11-06 | Cap-Tons | 1 |  |  | 0 | 0 | 0 | -144.8214 | 0 | 22.4568 | [6 empty] | DEER:HVAC_Split-Package_HP | Annual | FALSE
Any | SWHC046AO | RFF | new | CZ11 | cDXHP | SWHC046-01 | ExAnte2019 | IOU workpaper | 2019-11-06 | Cap-Tons | 1 |  |  | 0 | 0 | 0 | -367.9949 | 0 | 52.1895 | [6 empty] | DEER:HVAC_Split-Package_HP | Annual | FALSE
Any | SWHC046AO | RFF | new | CZ12 | cDXHP | SWHC046-01 | ExAnte2019 | IOU workpaper | 2019-11-06 | Cap-Tons | 1 |  |  | 0 | 0 | 0 | -393.2567 | 0 | 55.2423 | [6 empty] | DEER:HVAC_Split-Package_HP | Annual | FALSE
Any | SWHC046AO | RFF | new | CZ13 | cDXHP | SWHC046-01 | ExAnte2019 | IOU workpaper | 2019-11-06 | Cap-Tons | 1 |  |  | 0 | 0 | 0 | -319.7569 | 0 | 45.7044 | [6 empty] | DEER:HVAC_Split-Package_HP | Annual | FALSE
Any | SWHC046AO | RFF | new | CZ14 | cDXHP | SWHC046-01 | ExAnte2019 | IOU workpaper | 2019-11-06 | Cap-Tons | 1 |  |  | 0 | 0 | 0 | -374.4983 | 0 | 51.1078 | [6 empty] | DEER:HVAC_Split-Package_HP | Annual | FALSE
Any | SWHC046AO | RFF | new | CZ15 | cDXHP | SWHC046-01 | ExAnte2019 | IOU workpaper | 2019-11-06 | Cap-Tons | 1 |  |  | 0 | 0 | 0 | 10.0802 | 0 | 5.1057 | [6 empty] | DEER:HVAC_Split-Package_HP | Annual | FALSE
Any | SWHC046AO | RFF | new | CZ16 | cDXHP | SWHC046-01 | ExAnte2019 | IOU workpaper | 2019-11-06 | Cap-Tons | 1 |  |  | 0 | 0 | 0 | -1226.6125 | 0 | 140.2735 | [6 empty] | DEER:HVAC_Split-Package_HP | Annual | FALSE
Any | SWHC046AO | RSD | new | CZ01 | cDXHP | SWHC046-01 | ExAnte2019 | IOU workpaper | 2019-11-06 | Cap-Tons | 1 |  |  | 0 | 0 | 0 | -409.2628 | 0 | 52.9608 | [6 empty] | DEER:HVAC_Split-Package_HP | Annual | FALSE
Any | SWHC046AO | RSD | new | CZ02 | cDXHP | SWHC046-01 | ExAnte2019 | IOU workpaper | 2019-11-06 | Cap-Tons | 1 |  |  | 0 | 0 | 0 | -162.3778 | 0 | 24.4443 | [6 empty] | DEER:HVAC_Split-Package_HP | Annual | FALSE
Any | SWHC046AO | RSD | new | CZ03 | cDXHP | SWHC046-01 | ExAnte2019 | IOU workpaper | 2019-11-06 | Cap-Tons | 1 |  |  | 0 | 0 | 0 | -85.1183 | 0 | 11.3868 | [6 empty] | DEER:HVAC_Split-Package_HP | Annual | FALSE
Any | SWHC046AO | RSD | new | CZ04 | cDXHP | SWHC046-01 | ExAnte2019 | IOU workpaper | 2019-11-06 | Cap-Tons | 1 |  |  | 0 | 0 | 0 | -74.6659 | 0 | 12.6414 | [6 empty] | DEER:HVAC_Split-Package_HP | Annual | FALSE
Any | SWHC046AO | RSD | new | CZ05 | cDXHP | SWHC046-01 | ExAnte2019 | IOU workpaper | 2019-11-06 | Cap-Tons | 1 |  |  | 0 | 0 | 0 | -69.567 | 0 | 9.6614 | [6 empty] | DEER:HVAC_Split-Package_HP | Annual | FALSE
Any | SWHC046AO | RSD | new | CZ06 | cDXHP | SWHC046-01 | ExAnte2019 | IOU workpaper | 2019-11-06 | Cap-Tons | 1 |  |  | 0 | 0 | 0 | 9.568 | 0 | 2.0453 | [6 empty] | DEER:HVAC_Split-Package_HP | Annual | FALSE
Any | SWHC046AO | RSD | new | CZ07 | cDXHP | SWHC046-01 | ExAnte2019 | IOU workpaper | 2019-11-06 | Cap-Tons | 1 |  |  | 0 | 0 | 0 | 21.9576 | 0 | 0.4072 | [6 empty] | DEER:HVAC_Split-Package_HP | Annual | FALSE
Any | SWHC046AO | RSD | new | CZ08 | cDXHP | SWHC046-01 | ExAnte2019 | IOU workpaper | 2019-11-06 | Cap-Tons | 1 |  |  | 0 | 0 | 0 | 15.1694 | 0 | 1.986 | [6 empty] | DEER:HVAC_Split-Package_HP | Annual | FALSE
Any | SWHC046AO | RSD | new | CZ09 | cDXHP | SWHC046-01 | ExAnte2019 | IOU workpaper | 2019-11-06 | Cap-Tons | 1 |  |  | 0 | 0 | 0 | -1.0831 | 0 | 3.1009 | [6 empty] | DEER:HVAC_Split-Package_HP | Annual | FALSE
Any | SWHC046AO | RSD | new | CZ10 | cDXHP | SWHC046-01 | ExAnte2019 | IOU workpaper | 2019-11-06 | Cap-Tons | 1 |  |  | 0 | 0 | 0 | 7.9389 | 0 | 2.9212 | [6 empty] | DEER:HVAC_Split-Package_HP | Annual | FALSE
Any | SWHC046AO | RSD | new | CZ11 | cDXHP | SWHC046-01 | ExAnte2019 | IOU workpaper | 2019-11-06 | Cap-Tons | 1 |  |  | 0 | 0 | 0 | -108.9683 | 0 | 16.6058 | [6 empty] | DEER:HVAC_Split-Package_HP | Annual | FALSE
Any | SWHC046AO | RSD | new | CZ12 | cDXHP | SWHC046-01 | ExAnte2019 | IOU workpaper | 2019-11-06 | Cap-Tons | 1 |  |  | 0 | 0 | 0 | -111.8152 | 0 | 16.6912 | [6 empty] | DEER:HVAC_Split-Package_HP | Annual | FALSE
Any | SWHC046AO | RSD | new | CZ13 | cDXHP | SWHC046-01 | ExAnte2019 | IOU workpaper | 2019-11-06 | Cap-Tons | 1 |  |  | 0 | 0 | 0 | -93.0772 | 0 | 14.7248 | [6 empty] | DEER:HVAC_Split-Package_HP | Annual | FALSE
Any | SWHC046AO | RSD | new | CZ14 | cDXHP | SWHC046-01 | ExAnte2019 | IOU workpaper | 2019-11-06 | Cap-Tons | 1 |  |  | 0 | 0 | 0 | -102.5473 | 0 | 15.63 | [6 empty] | DEER:HVAC_Split-Package_HP | Annual | FALSE
Any | SWHC046AO | RSD | new | CZ15 | cDXHP | SWHC046-01 | ExAnte2019 | IOU workpaper | 2019-11-06 | Cap-Tons | 1 |  |  | 0 | 0 | 0 | 46.9823 | 0 | 0.2738 | [6 empty] | DEER:HVAC_Split-Package_HP | Annual | FALSE
Any | SWHC046AO | RSD | new | CZ16 | cDXHP | SWHC046-01 | ExAnte2019 | IOU workpaper | 2019-11-06 | Cap-Tons | 1 |  |  | 0 | 0 | 0 | -693.1093 | 0 | 83.9227 | [6 empty] | DEER:HVAC_Split-Package_HP | Annual | FALSE
Any | SWHC046AO | Rt3 | new | CZ01 | cDXHP | SWHC046-01 | ExAnte2019 | IOU workpaper | 2019-11-06 | Cap-Tons | 1 |  |  | 0 | 0 | 0 | -115.7754 | 0 | 15.9077 | [6 empty] | DEER:HVAC_Split-Package_HP | Annual | FALSE
Any | SWHC046AO | Rt3 | new | CZ02 | cDXHP | SWHC046-01 | ExAnte2019 | IOU workpaper | 2019-11-06 | Cap-Tons | 1 |  |  | 0 | 0 | 0 | -40.9809 | 0 | 7.9369 | [6 empty] | DEER:HVAC_Split-Package_HP | Annual | FALSE
Any | SWHC046AO | Rt3 | new | CZ03 | cDXHP | SWHC046-01 | ExAnte2019 | IOU workpaper | 2019-11-06 | Cap-Tons | 1 |  |  | 0 | 0 | 0 | -27.8498 | 0 | 5.261 | [6 empty] | DEER:HVAC_Split-Package_HP | Annual | FALSE
Any | SWHC046AO | Rt3 | new | CZ04 | cDXHP | SWHC046-01 | ExAnte2019 | IOU workpaper | 2019-11-06 | Cap-Tons | 1 |  |  | 0 | 0 | 0 | -10.19 | 0 | 4.2893 | [6 empty] | DEER:HVAC_Split-Package_HP | Annual | FALSE
Any | SWHC046AO | Rt3 | new | CZ05 | cDXHP | SWHC046-01 | ExAnte2019 | IOU workpaper | 2019-11-06 | Cap-Tons | 1 |  |  | 0 | 0 | 0 | -17.1092 | 0 | 3.9525 | [6 empty] | DEER:HVAC_Split-Package_HP | Annual | FALSE
Any | SWHC046AO | Rt3 | new | CZ06 | cDXHP | SWHC046-01 | ExAnte2019 | IOU workpaper | 2019-11-06 | Cap-Tons | 1 |  |  | 0 | 0 | 0 | 23.6824 | 0 | 0.8682 | [6 empty] | DEER:HVAC_Split-Package_HP | Annual | FALSE
Any | SWHC046AO | Rt3 | new | CZ07 | cDXHP | SWHC046-01 | ExAnte2019 | IOU workpaper | 2019-11-06 | Cap-Tons | 1 |  |  | 0 | 0 | 0 | 26.5202 | 0 | 0.1265 | [6 empty] | DEER:HVAC_Split-Package_HP | Annual | FALSE
Any | SWHC046AO | Rt3 | new | CZ08 | cDXHP | SWHC046-01 | ExAnte2019 | IOU workpaper | 2019-11-06 | Cap-Tons | 1 |  |  | 0 | 0 | 0 | 27.8327 | 0 | 0.6559 | [6 empty] | DEER:HVAC_Split-Package_HP | Annual | FALSE
Any | SWHC046AO | Rt3 | new | CZ09 | cDXHP | SWHC046-01 | ExAnte2019 | IOU workpaper | 2019-11-06 | Cap-Tons | 1 |  |  | 0 | 0 | 0 | 15.4164 | 0 | 1.3548 | [6 empty] | DEER:HVAC_Split-Package_HP | Annual | FALSE
Any | SWHC046AO | Rt3 | new | CZ10 | cDXHP | SWHC046-01 | ExAnte2019 | IOU workpaper | 2019-11-06 | Cap-Tons | 1 |  |  | 0 | 0 | 0 | 20.4657 | 0 | 1.3736 | [6 empty] | DEER:HVAC_Split-Package_HP | Annual | FALSE
Any | SWHC046AO | Rt3 | new | CZ11 | cDXHP | SWHC046-01 | ExAnte2019 | IOU workpaper | 2019-11-06 | Cap-Tons | 1 |  |  | 0 | 0 | 0 | -46.4393 | 0 | 9.2343 | [6 empty] | DEER:HVAC_Split-Package_HP | Annual | FALSE
Any | SWHC046AO | Rt3 | new | CZ12 | cDXHP | SWHC046-01 | ExAnte2019 | IOU workpaper | 2019-11-06 | Cap-Tons | 1 |  |  | 0 | 0 | 0 | -43.7338 | 0 | 8.2987 | [6 empty] | DEER:HVAC_Split-Package_HP | Annual | FALSE
Any | SWHC046AO | Rt3 | new | CZ13 | cDXHP | SWHC046-01 | ExAnte2019 | IOU workpaper | 2019-11-06 | Cap-Tons | 1 |  |  | 0 | 0 | 0 | -33.2105 | 0 | 7.5231 | [6 empty] | DEER:HVAC_Split-Package_HP | Annual | FALSE
Any | SWHC046AO | Rt3 | new | CZ14 | cDXHP | SWHC046-01 | ExAnte2019 | IOU workpaper | 2019-11-06 | Cap-Tons | 1 |  |  | 0 | 0 | 0 | -42.1272 | 0 | 8.6935 | [6 empty] | DEER:HVAC_Split-Package_HP | Annual | FALSE
Any | SWHC046AO | Rt3 | new | CZ15 | cDXHP | SWHC046-01 | ExAnte2019 | IOU workpaper | 2019-11-06 | Cap-Tons | 1 |  |  | 0 | 0 | 0 | 46.5381 | 0 | 0.2588 | [6 empty] | DEER:HVAC_Split-Package_HP | Annual | FALSE
Any | SWHC046AO | Rt3 | new | CZ16 | cDXHP | SWHC046-01 | ExAnte2019 | IOU workpaper | 2019-11-06 | Cap-Tons | 1 |  |  | 0 | 0 | 0 | -435.943 | 0 | 52.2828 | [6 empty] | DEER:HVAC_Split-Package_HP | Annual | FALSE
Any | SWHC046AO | RtL | new | CZ01 | cDXHP | SWHC046-01 | ExAnte2019 | IOU workpaper | 2019-11-06 | Cap-Tons | 1 |  |  | 0 | 0 | 0 | -273.9947 | 0 | 40.1395 | [6 empty] | DEER:HVAC_Split-Package_HP | Annual | FALSE
Any | SWHC046AO | RtL | new | CZ02 | cDXHP | SWHC046-01 | ExAnte2019 | IOU workpaper | 2019-11-06 | Cap-Tons | 1 |  |  | 0 | 0 | 0 | -120.1618 | 0 | 19.7449 | [6 empty] | DEER:HVAC_Split-Package_HP | Annual | FALSE
Any | SWHC046AO | RtL | new | CZ03 | cDXHP | SWHC046-01 | ExAnte2019 | IOU workpaper | 2019-11-06 | Cap-Tons | 1 |  |  | 0 | 0 | 0 | -119.2156 | 0 | 19.0304 | [6 empty] | DEER:HVAC_Split-Package_HP | Annual | FALSE
Any | SWHC046AO | RtL | new | CZ04 | cDXHP | SWHC046-01 | ExAnte2019 | IOU workpaper | 2019-11-06 | Cap-Tons | 1 |  |  | 0 | 0 | 0 | -71.992 | 0 | 14.2049 | [6 empty] | DEER:HVAC_Split-Package_HP | Annual | FALSE
Any | SWHC046AO | RtL | new | CZ05 | cDXHP | SWHC046-01 | ExAnte2019 | IOU workpaper | 2019-11-06 | Cap-Tons | 1 |  |  | 0 | 0 | 0 | -124.8392 | 0 | 19.6129 | [6 empty] | DEER:HVAC_Split-Package_HP | Annual | FALSE
Any | SWHC046AO | RtL | new | CZ06 | cDXHP | SWHC046-01 | ExAnte2019 | IOU workpaper | 2019-11-06 | Cap-Tons | 1 |  |  | 0 | 0 | 0 | -36.6664 | 0 | 9.5971 | [6 empty] | DEER:HVAC_Split-Package_HP | Annual | FALSE
Any | SWHC046AO | RtL | new | CZ07 | cDXHP | SWHC046-01 | ExAnte2019 | IOU workpaper | 2019-11-06 | Cap-Tons | 1 |  |  | 0 | 0 | 0 | -22.033 | 0 | 6.6278 | [6 empty] | DEER:HVAC_Split-Package_HP | Annual | FALSE
Any | SWHC046AO | RtL | new | CZ08 | cDXHP | SWHC046-01 | ExAnte2019 | IOU workpaper | 2019-11-06 | Cap-Tons | 1 |  |  | 0 | 0 | 0 | -17.1425 | 0 | 6.6427 | [6 empty] | DEER:HVAC_Split-Package_HP | Annual | FALSE
Any | SWHC046AO | RtL | new | CZ09 | cDXHP | SWHC046-01 | ExAnte2019 | IOU workpaper | 2019-11-06 | Cap-Tons | 1 |  |  | 0 | 0 | 0 | -32.5328 | 0 | 7.6643 | [6 empty] | DEER:HVAC_Split-Package_HP | Annual | FALSE
Any | SWHC046AO | RtL | new | CZ10 | cDXHP | SWHC046-01 | ExAnte2019 | IOU workpaper | 2019-11-06 | Cap-Tons | 1 |  |  | 0 | 0 | 0 | -20.125 | 0 | 6.9179 | [6 empty] | DEER:HVAC_Split-Package_HP | Annual | FALSE
Any | SWHC046AO | RtL | new | CZ11 | cDXHP | SWHC046-01 | ExAnte2019 | IOU workpaper | 2019-11-06 | Cap-Tons | 1 |  |  | 0 | 0 | 0 | -98.4071 | 0 | 17.1902 | [6 empty] | DEER:HVAC_Split-Package_HP | Annual | FALSE
Any | SWHC046AO | RtL | new | CZ12 | cDXHP | SWHC046-01 | ExAnte2019 | IOU workpaper | 2019-11-06 | Cap-Tons | 1 |  |  | 0 | 0 | 0 | -98.7958 | 0 | 16.6899 | [6 empty] | DEER:HVAC_Split-Package_HP | Annual | FALSE
Any | SWHC046AO | RtL | new | CZ13 | cDXHP | SWHC046-01 | ExAnte2019 | IOU workpaper | 2019-11-06 | Cap-Tons | 1 |  |  | 0 | 0 | 0 | -78.7521 | 0 | 14.4896 | [6 empty] | DEER:HVAC_Split-Package_HP | Annual | FALSE
Any | SWHC046AO | RtL | new | CZ14 | cDXHP | SWHC046-01 | ExAnte2019 | IOU workpaper | 2019-11-06 | Cap-Tons | 1 |  |  | 0 | 0 | 0 | -104.6841 | 0 | 17.92 | [6 empty] | DEER:HVAC_Split-Package_HP | Annual | FALSE
Any | SWHC046AO | RtL | new | CZ15 | cDXHP | SWHC046-01 | ExAnte2019 | IOU workpaper | 2019-11-06 | Cap-Tons | 1 |  |  | 0 | 0 | 0 | 31.8873 | 0 | 2.0557 | [6 empty] | DEER:HVAC_Split-Package_HP | Annual | FALSE
Any | SWHC046AO | RtL | new | CZ16 | cDXHP | SWHC046-01 | ExAnte2019 | IOU workpaper | 2019-11-06 | Cap-Tons | 1 |  |  | 0 | 0 | 0 | -639.2463 | 0 | 74.8701 | [6 empty] | DEER:HVAC_Split-Package_HP | Annual | FALSE
Any | SWHC046AO | RtS | new | CZ01 | cDXHP | SWHC046-01 | ExAnte2019 | IOU workpaper | 2019-11-06 | Cap-Tons | 1 |  |  | 0 | 0 | 0 | -616.2001 | 0 | 85.5753 | [6 empty] | DEER:HVAC_Split-Package_HP | Annual | FALSE
Any | SWHC046AO | RtS | new | CZ02 | cDXHP | SWHC046-01 | ExAnte2019 | IOU workpaper | 2019-11-06 | Cap-Tons | 1 |  |  | 0 | 0 | 0 | -304.0822 | 0 | 42.8115 | [6 empty] | DEER:HVAC_Split-Package_HP | Annual | FALSE
Any | SWHC046AO | RtS | new | CZ03 | cDXHP | SWHC046-01 | ExAnte2019 | IOU workpaper | 2019-11-06 | Cap-Tons | 1 |  |  | 0 | 0 | 0 | -290.333 | 0 | 40.7998 | [6 empty] | DEER:HVAC_Split-Package_HP | Annual | FALSE
Any | SWHC046AO | RtS | new | CZ04 | cDXHP | SWHC046-01 | ExAnte2019 | IOU workpaper | 2019-11-06 | Cap-Tons | 1 |  |  | 0 | 0 | 0 | -211.5073 | 0 | 31.376 | [6 empty] | DEER:HVAC_Split-Package_HP | Annual | FALSE
Any | SWHC046AO | RtS | new | CZ05 | cDXHP | SWHC046-01 | ExAnte2019 | IOU workpaper | 2019-11-06 | Cap-Tons | 1 |  |  | 0 | 0 | 0 | -257.603 | 0 | 36.3474 | [6 empty] | DEER:HVAC_Split-Package_HP | Annual | FALSE
Any | SWHC046AO | RtS | new | CZ06 | cDXHP | SWHC046-01 | ExAnte2019 | IOU workpaper | 2019-11-06 | Cap-Tons | 1 |  |  | 0 | 0 | 0 | -92.2481 | 0 | 15.6478 | [6 empty] | DEER:HVAC_Split-Package_HP | Annual | FALSE
Any | SWHC046AO | RtS | new | CZ07 | cDXHP | SWHC046-01 | ExAnte2019 | IOU workpaper | 2019-11-06 | Cap-Tons | 1 |  |  | 0 | 0 | 0 | -55.5494 | 0 | 9.6647 | [6 empty] | DEER:HVAC_Split-Package_HP | Annual | FALSE
Any | SWHC046AO | RtS | new | CZ08 | cDXHP | SWHC046-01 | ExAnte2019 | IOU workpaper | 2019-11-06 | Cap-Tons | 1 |  |  | 0 | 0 | 0 | -67.7497 | 0 | 12.1307 | [6 empty] | DEER:HVAC_Split-Package_HP | Annual | FALSE
Any | SWHC046AO | RtS | new | CZ09 | cDXHP | SWHC046-01 | ExAnte2019 | IOU workpaper | 2019-11-06 | Cap-Tons | 1 |  |  | 0 | 0 | 0 | -93.5054 | 0 | 14.5747 | [6 empty] | DEER:HVAC_Split-Package_HP | Annual | FALSE
Any | SWHC046AO | RtS | new | CZ10 | cDXHP | SWHC046-01 | ExAnte2019 | IOU workpaper | 2019-11-06 | Cap-Tons | 1 |  |  | 0 | 0 | 0 | -73.1623 | 0 | 12.7936 | [6 empty] | DEER:HVAC_Split-Package_HP | Annual | FALSE
Any | SWHC046AO | RtS | new | CZ11 | cDXHP | SWHC046-01 | ExAnte2019 | IOU workpaper | 2019-11-06 | Cap-Tons | 1 |  |  | 0 | 0 | 0 | -244.2578 | 0 | 36.1329 | [6 empty] | DEER:HVAC_Split-Package_HP | Annual | FALSE
Any | SWHC046AO | RtS | new | CZ12 | cDXHP | SWHC046-01 | ExAnte2019 | IOU workpaper | 2019-11-06 | Cap-Tons | 1 |  |  | 0 | 0 | 0 | -260.4273 | 0 | 37.6889 | [6 empty] | DEER:HVAC_Split-Package_HP | Annual | FALSE
Any | SWHC046AO | RtS | new | CZ13 | cDXHP | SWHC046-01 | ExAnte2019 | IOU workpaper | 2019-11-06 | Cap-Tons | 1 |  |  | 0 | 0 | 0 | -211.7647 | 0 | 31.4614 | [6 empty] | DEER:HVAC_Split-Package_HP | Annual | FALSE
Any | SWHC046AO | RtS | new | CZ14 | cDXHP | SWHC046-01 | ExAnte2019 | IOU workpaper | 2019-11-06 | Cap-Tons | 1 |  |  | 0 | 0 | 0 | -223.1026 | 0 | 32.6468 | [6 empty] | DEER:HVAC_Split-Package_HP | Annual | FALSE
Any | SWHC046AO | RtS | new | CZ15 | cDXHP | SWHC046-01 | ExAnte2019 | IOU workpaper | 2019-11-06 | Cap-Tons | 1 |  |  | 0 | 0 | 0 | 17.2172 | 0 | 3.2183 | [6 empty] | DEER:HVAC_Split-Package_HP | Annual | FALSE
Any | SWHC046AO | RtS | new | CZ16 | cDXHP | SWHC046-01 | ExAnte2019 | IOU workpaper | 2019-11-06 | Cap-Tons | 1 |  |  | 0 | 0 | 0 | -970.8964 | 0 | 112.7024 | [6 empty] | DEER:HVAC_Split-Package_HP | Annual | FALSE
Any | SWHC046AO | SCn | new | CZ01 | cDXHP | SWHC046-01 | ExAnte2019 | IOU workpaper | 2019-11-06 | Cap-Tons | 1 |  |  | 0 | 0 | 0 | -924.0727 | 0 | 124.6599 | [6 empty] | DEER:HVAC_Split-Package_HP | Annual | FALSE
Any | SWHC046AO | SCn | new | CZ02 | cDXHP | SWHC046-01 | ExAnte2019 | IOU workpaper | 2019-11-06 | Cap-Tons | 1 |  |  | 0 | 0 | 0 | -649.6345 | 0 | 81.9207 | [6 empty] | DEER:HVAC_Split-Package_HP | Annual | FALSE
Any | SWHC046AO | SCn | new | CZ03 | cDXHP | SWHC046-01 | ExAnte2019 | IOU workpaper | 2019-11-06 | Cap-Tons | 1 |  |  | 0 | 0 | 0 | -499.9394 | 0 | 65.8008 | [6 empty] | DEER:HVAC_Split-Package_HP | Annual | FALSE
Any | SWHC046AO | SCn | new | CZ04 | cDXHP | SWHC046-01 | ExAnte2019 | IOU workpaper | 2019-11-06 | Cap-Tons | 1 |  |  | 0 | 0 | 0 | -538.8058 | 0 | 64.091 | [6 empty] | DEER:HVAC_Split-Package_HP | Annual | FALSE
Any | SWHC046AO | SCn | new | CZ05 | cDXHP | SWHC046-01 | ExAnte2019 | IOU workpaper | 2019-11-06 | Cap-Tons | 1 |  |  | 0 | 0 | 0 | -505.9747 | 0 | 65.3421 | [6 empty] | DEER:HVAC_Split-Package_HP | Annual | FALSE
Any | SWHC046AO | SCn | new | CZ06 | cDXHP | SWHC046-01 | ExAnte2019 | IOU workpaper | 2019-11-06 | Cap-Tons | 1 |  |  | 0 | 0 | 0 | -266.6548 | 0 | 35.9886 | [6 empty] | DEER:HVAC_Split-Package_HP | Annual | FALSE
Any | SWHC046AO | SCn | new | CZ07 | cDXHP | SWHC046-01 | ExAnte2019 | IOU workpaper | 2019-11-06 | Cap-Tons | 1 |  |  | 0 | 0 | 0 | -203.4498 | 0 | 26.6314 | [6 empty] | DEER:HVAC_Split-Package_HP | Annual | FALSE
Any | SWHC046AO | SCn | new | CZ08 | cDXHP | SWHC046-01 | ExAnte2019 | IOU workpaper | 2019-11-06 | Cap-Tons | 1 |  |  | 0 | 0 | 0 | -241.782 | 0 | 35.2224 | [6 empty] | DEER:HVAC_Split-Package_HP | Annual | FALSE
Any | SWHC046AO | SCn | new | CZ09 | cDXHP | SWHC046-01 | ExAnte2019 | IOU workpaper | 2019-11-06 | Cap-Tons | 1 |  |  | 0 | 0 | 0 | -253.8713 | 0 | 37.4889 | [6 empty] | DEER:HVAC_Split-Package_HP | Annual | FALSE
Any | SWHC046AO | SCn | new | CZ10 | cDXHP | SWHC046-01 | ExAnte2019 | IOU workpaper | 2019-11-06 | Cap-Tons | 1 |  |  | 0 | 0 | 0 | -269.0128 | 0 | 38.4043 | [6 empty] | DEER:HVAC_Split-Package_HP | Annual | FALSE
Any | SWHC046AO | SCn | new | CZ11 | cDXHP | SWHC046-01 | ExAnte2019 | IOU workpaper | 2019-11-06 | Cap-Tons | 1 |  |  | 0 | 0 | 0 | -507.0501 | 0 | 72.3395 | [6 empty] | DEER:HVAC_Split-Package_HP | Annual | FALSE
Any | SWHC046AO | SCn | new | CZ12 | cDXHP | SWHC046-01 | ExAnte2019 | IOU workpaper | 2019-11-06 | Cap-Tons | 1 |  |  | 0 | 0 | 0 | -545.5793 | 0 | 77.0498 | [6 empty] | DEER:HVAC_Split-Package_HP | Annual | FALSE
Any | SWHC046AO | SCn | new | CZ13 | cDXHP | SWHC046-01 | ExAnte2019 | IOU workpaper | 2019-11-06 | Cap-Tons | 1 |  |  | 0 | 0 | 0 | -430.4555 | 0 | 61.0169 | [6 empty] | DEER:HVAC_Split-Package_HP | Annual | FALSE
Any | SWHC046AO | SCn | new | CZ14 | cDXHP | SWHC046-01 | ExAnte2019 | IOU workpaper | 2019-11-06 | Cap-Tons | 1 |  |  | 0 | 0 | 0 | -549.6964 | 0 | 73.5145 | [6 empty] | DEER:HVAC_Split-Package_HP | Annual | FALSE
Any | SWHC046AO | SCn | new | CZ15 | cDXHP | SWHC046-01 | ExAnte2019 | IOU workpaper | 2019-11-06 | Cap-Tons | 1 |  |  | 0 | 0 | 0 | -48.9507 | 0 | 10.2752 | [6 empty] | DEER:HVAC_Split-Package_HP | Annual | FALSE
Any | SWHC046AO | SCn | new | CZ16 | cDXHP | SWHC046-01 | ExAnte2019 | IOU workpaper | 2019-11-06 | Cap-Tons | 1 |  |  | 0 | 0 | 0 | -1185.8824 | 0 | 138.6229 | [6 empty] | DEER:HVAC_Split-Package_HP | Annual | FALSE
Any | SWHC046AP | Asm | new | CZ01 | cDXHP | SWHC046-01 | ExAnte2019 | IOU workpaper | 2019-11-06 | Cap-Tons | 1 |  |  | 0 | 0 | 0 | -1073.9852 | 0 | 154.7297 | [6 empty] | DEER:HVAC_Split-Package_HP | Annual | FALSE
Any | SWHC046AP | Asm | new | CZ02 | cDXHP | SWHC046-01 | ExAnte2019 | IOU workpaper | 2019-11-06 | Cap-Tons | 1 |  |  | 0 | 0 | 0 | -551.7594 | 0 | 93.7418 | [6 empty] | DEER:HVAC_Split-Package_HP | Annual | FALSE
Any | SWHC046AP | Asm | new | CZ03 | cDXHP | SWHC046-01 | ExAnte2019 | IOU workpaper | 2019-11-06 | Cap-Tons | 1 |  |  | 0 | 0 | 0 | -439.4716 | 0 | 62.3368 | [6 empty] | DEER:HVAC_Split-Package_HP | Annual | FALSE
Any | SWHC046AP | Asm | new | CZ04 | cDXHP | SWHC046-01 | ExAnte2019 | IOU workpaper | 2019-11-06 | Cap-Tons | 1 |  |  | 0 | 0 | 0 | -393.1978 | 0 | 63.9993 | [6 empty] | DEER:HVAC_Split-Package_HP | Annual | FALSE
Any | SWHC046AP | Asm | new | CZ05 | cDXHP | SWHC046-01 | ExAnte2019 | IOU workpaper | 2019-11-06 | Cap-Tons | 1 |  |  | 0 | 0 | 0 | -444.4747 | 0 | 63.6624 | [6 empty] | DEER:HVAC_Split-Package_HP | Annual | FALSE
Any | SWHC046AP | Asm | new | CZ06 | cDXHP | SWHC046-01 | ExAnte2019 | IOU workpaper | 2019-11-06 | Cap-Tons | 1 |  |  | 0 | 0 | 0 | -146.6493 | 0 | 24.143 | [6 empty] | DEER:HVAC_Split-Package_HP | Annual | FALSE
Any | SWHC046AP | Asm | new | CZ07 | cDXHP | SWHC046-01 | ExAnte2019 | IOU workpaper | 2019-11-06 | Cap-Tons | 1 |  |  | 0 | 0 | 0 | -117.473 | 0 | 17.8704 | [6 empty] | DEER:HVAC_Split-Package_HP | Annual | FALSE
Any | SWHC046AP | Asm | new | CZ08 | cDXHP | SWHC046-01 | ExAnte2019 | IOU workpaper | 2019-11-06 | Cap-Tons | 1 |  |  | 0 | 0 | 0 | -127.6699 | 0 | 24.3913 | [6 empty] | DEER:HVAC_Split-Package_HP | Annual | FALSE
Any | SWHC046AP | Asm | new | CZ09 | cDXHP | SWHC046-01 | ExAnte2019 | IOU workpaper | 2019-11-06 | Cap-Tons | 1 |  |  | 0 | 0 | 0 | -109.0633 | 0 | 19.8361 | [6 empty] | DEER:HVAC_Split-Package_HP | Annual | FALSE
Any | SWHC046AP | Asm | new | CZ10 | cDXHP | SWHC046-01 | ExAnte2019 | IOU workpaper | 2019-11-06 | Cap-Tons | 1 |  |  | 0 | 0 | 0 | -139.3418 | 0 | 26.4323 | [6 empty] | DEER:HVAC_Split-Package_HP | Annual | FALSE
Any | SWHC046AP | Asm | new | CZ11 | cDXHP | SWHC046-01 | ExAnte2019 | IOU workpaper | 2019-11-06 | Cap-Tons | 1 |  |  | 0 | 0 | 0 | -289.0357 | 0 | 46.9503 | [6 empty] | DEER:HVAC_Split-Package_HP | Annual | FALSE
Any | SWHC046AP | Asm | new | CZ12 | cDXHP | SWHC046-01 | ExAnte2019 | IOU workpaper | 2019-11-06 | Cap-Tons | 1 |  |  | 0 | 0 | 0 | -355.199 | 0 | 55.7135 | [6 empty] | DEER:HVAC_Split-Package_HP | Annual | FALSE
Any | SWHC046AP | Asm | new | CZ13 | cDXHP | SWHC046-01 | ExAnte2019 | IOU workpaper | 2019-11-06 | Cap-Tons | 1 |  |  | 0 | 0 | 0 | -254.9093 | 0 | 41.9838 | [6 empty] | DEER:HVAC_Split-Package_HP | Annual | FALSE
Any | SWHC046AP | Asm | new | CZ14 | cDXHP | SWHC046-01 | ExAnte2019 | IOU workpaper | 2019-11-06 | Cap-Tons | 1 |  |  | 0 | 0 | 0 | -283.7359 | 0 | 45.1161 | [6 empty] | DEER:HVAC_Split-Package_HP | Annual | FALSE
Any | SWHC046AP | Asm | new | CZ15 | cDXHP | SWHC046-01 | ExAnte2019 | IOU workpaper | 2019-11-06 | Cap-Tons | 1 |  |  | 0 | 0 | 0 | 28.6952 | 0 | 7.2331 | [6 empty] | DEER:HVAC_Split-Package_HP | Annual | FALSE
Any | SWHC046AP | Asm | new | CZ16 | cDXHP | SWHC046-01 | ExAnte2019 | IOU workpaper | 2019-11-06 | Cap-Tons | 1 |  |  | 0 | 0 | 0 | -1260.5989 | 0 | 155.8883 | [6 empty] | DEER:HVAC_Split-Package_HP | Annual | FALSE
Any | SWHC046AP | Com | new | CZ01 | cDXHP | SWHC046-01 | ExAnte2019 | IOU workpaper | 2019-11-06 | Cap-Tons | 1 |  |  | 0 | 0 | 0 | -648.7746 | 0 | 88.8896 | [6 empty] | DEER:HVAC_Split-Package_HP | Annual | FALSE
Any | SWHC046AP | Com | new | CZ02 | cDXHP | SWHC046-01 | ExAnte2019 | IOU workpaper | 2019-11-06 | Cap-Tons | 1 |  |  | 0 | 0 | 0 | -323.153 | 0 | 46.1928 | [6 empty] | DEER:HVAC_Split-Package_HP | Annual | FALSE
Any | SWHC046AP | Com | new | CZ03 | cDXHP | SWHC046-01 | ExAnte2019 | IOU workpaper | 2019-11-06 | Cap-Tons | 1 |  |  | 0 | 0 | 0 | -223.2161 | 0 | 32.5964 | [6 empty] | DEER:HVAC_Split-Package_HP | Annual | FALSE
Any | SWHC046AP | Com | new | CZ04 | cDXHP | SWHC046-01 | ExAnte2019 | IOU workpaper | 2019-11-06 | Cap-Tons | 1 |  |  | 0 | 0 | 0 | -185.5165 | 0 | 28.2247 | [6 empty] | DEER:HVAC_Split-Package_HP | Annual | FALSE
Any | SWHC046AP | Com | new | CZ05 | cDXHP | SWHC046-01 | ExAnte2019 | IOU workpaper | 2019-11-06 | Cap-Tons | 1 |  |  | 0 | 0 | 0 | -309.6029 | 0 | 44.4716 | [6 empty] | DEER:HVAC_Split-Package_HP | Annual | FALSE
Any | SWHC046AP | Com | new | CZ06 | cDXHP | SWHC046-01 | ExAnte2019 | IOU workpaper | 2019-11-06 | Cap-Tons | 1 |  |  | 0 | 0 | 0 | -97.3231 | 0 | 18.05 | [6 empty] | DEER:HVAC_Split-Package_HP | Annual | FALSE
Any | SWHC046AP | Com | new | CZ07 | cDXHP | SWHC046-01 | ExAnte2019 | IOU workpaper | 2019-11-06 | Cap-Tons | 1 |  |  | 0 | 0 | 0 | -80.5135 | 0 | 15.0278 | [6 empty] | DEER:HVAC_Split-Package_HP | Annual | FALSE
Any | SWHC046AP | Com | new | CZ08 | cDXHP | SWHC046-01 | ExAnte2019 | IOU workpaper | 2019-11-06 | Cap-Tons | 1 |  |  | 0 | 0 | 0 | -82.199 | 0 | 17.3246 | [6 empty] | DEER:HVAC_Split-Package_HP | Annual | FALSE
Any | SWHC046AP | Com | new | CZ09 | cDXHP | SWHC046-01 | ExAnte2019 | IOU workpaper | 2019-11-06 | Cap-Tons | 1 |  |  | 0 | 0 | 0 | -83.495 | 0 | 16.475 | [6 empty] | DEER:HVAC_Split-Package_HP | Annual | FALSE
Any | SWHC046AP | Com | new | CZ10 | cDXHP | SWHC046-01 | ExAnte2019 | IOU workpaper | 2019-11-06 | Cap-Tons | 1 |  |  | 0 | 0 | 0 | -119.7443 | 0 | 22.0327 | [6 empty] | DEER:HVAC_Split-Package_HP | Annual | FALSE
Any | SWHC046AP | Com | new | CZ11 | cDXHP | SWHC046-01 | ExAnte2019 | IOU workpaper | 2019-11-06 | Cap-Tons | 1 |  |  | 0 | 0 | 0 | -255.7684 | 0 | 39.9038 | [6 empty] | DEER:HVAC_Split-Package_HP | Annual | FALSE
Any | SWHC046AP | Com | new | CZ12 | cDXHP | SWHC046-01 | ExAnte2019 | IOU workpaper | 2019-11-06 | Cap-Tons | 1 |  |  | 0 | 0 | 0 | -244.459 | 0 | 37.0031 | [6 empty] | DEER:HVAC_Split-Package_HP | Annual | FALSE
Any | SWHC046AP | Com | new | CZ13 | cDXHP | SWHC046-01 | ExAnte2019 | IOU workpaper | 2019-11-06 | Cap-Tons | 1 |  |  | 0 | 0 | 0 | -204.111 | 0 | 32.9536 | [6 empty] | DEER:HVAC_Split-Package_HP | Annual | FALSE
Any | SWHC046AP | Com | new | CZ14 | cDXHP | SWHC046-01 | ExAnte2019 | IOU workpaper | 2019-11-06 | Cap-Tons | 1 |  |  | 0 | 0 | 0 | -231.5299 | 0 | 35.2504 | [6 empty] | DEER:HVAC_Split-Package_HP | Annual | FALSE
Any | SWHC046AP | Com | new | CZ15 | cDXHP | SWHC046-01 | ExAnte2019 | IOU workpaper | 2019-11-06 | Cap-Tons | 1 |  |  | 0 | 0 | 0 | 39.7984 | 0 | 5.6552 | [6 empty] | DEER:HVAC_Split-Package_HP | Annual | FALSE
Any | SWHC046AP | Com | new | CZ16 | cDXHP | SWHC046-01 | ExAnte2019 | IOU workpaper | 2019-11-06 | Cap-Tons | 1 |  |  | 0 | 0 | 0 | -917.317 | 0 | 106.027 | [6 empty] | DEER:HVAC_Split-Package_HP | Annual | FALSE
Any | SWHC046AP | ECC | new | CZ01 | cDXHP | SWHC046-01 | ExAnte2019 | IOU workpaper | 2019-11-06 | Cap-Tons | 1 |  |  | 0 | 0 | 0 | -353.5208 | 0 | 48.6955 | [6 empty] | DEER:HVAC_Split-Package_HP | Annual | FALSE
Any | SWHC046AP | ECC | new | CZ02 | cDXHP | SWHC046-01 | ExAnte2019 | IOU workpaper | 2019-11-06 | Cap-Tons | 1 |  |  | 0 | 0 | 0 | -169.5872 | 0 | 25.5984 | [6 empty] | DEER:HVAC_Split-Package_HP | Annual | FALSE
Any | SWHC046AP | ECC | new | CZ03 | cDXHP | SWHC046-01 | ExAnte2019 | IOU workpaper | 2019-11-06 | Cap-Tons | 1 |  |  | 0 | 0 | 0 | -141.9765 | 0 | 20.8845 | [6 empty] | DEER:HVAC_Split-Package_HP | Annual | FALSE
Any | SWHC046AP | ECC | new | CZ04 | cDXHP | SWHC046-01 | ExAnte2019 | IOU workpaper | 2019-11-06 | Cap-Tons | 1 |  |  | 0 | 0 | 0 | -113.7589 | 0 | 18.2532 | [6 empty] | DEER:HVAC_Split-Package_HP | Annual | FALSE
Any | SWHC046AP | ECC | new | CZ05 | cDXHP | SWHC046-01 | ExAnte2019 | IOU workpaper | 2019-11-06 | Cap-Tons | 1 |  |  | 0 | 0 | 0 | -142.7461 | 0 | 20.8146 | [6 empty] | DEER:HVAC_Split-Package_HP | Annual | FALSE
Any | SWHC046AP | ECC | new | CZ06 | cDXHP | SWHC046-01 | ExAnte2019 | IOU workpaper | 2019-11-06 | Cap-Tons | 1 |  |  | 0 | 0 | 0 | -16.1234 | 0 | 6.5068 | [6 empty] | DEER:HVAC_Split-Package_HP | Annual | FALSE
Any | SWHC046AP | ECC | new | CZ07 | cDXHP | SWHC046-01 | ExAnte2019 | IOU workpaper | 2019-11-06 | Cap-Tons | 1 |  |  | 0 | 0 | 0 | -0.2137 | 0 | 3.6729 | [6 empty] | DEER:HVAC_Split-Package_HP | Annual | FALSE
Any | SWHC046AP | ECC | new | CZ08 | cDXHP | SWHC046-01 | ExAnte2019 | IOU workpaper | 2019-11-06 | Cap-Tons | 1 |  |  | 0 | 0 | 0 | 1.4125 | 0 | 5.791 | [6 empty] | DEER:HVAC_Split-Package_HP | Annual | FALSE
Any | SWHC046AP | ECC | new | CZ09 | cDXHP | SWHC046-01 | ExAnte2019 | IOU workpaper | 2019-11-06 | Cap-Tons | 1 |  |  | 0 | 0 | 0 | -18.1297 | 0 | 7.2408 | [6 empty] | DEER:HVAC_Split-Package_HP | Annual | FALSE
Any | SWHC046AP | ECC | new | CZ10 | cDXHP | SWHC046-01 | ExAnte2019 | IOU workpaper | 2019-11-06 | Cap-Tons | 1 |  |  | 0 | 0 | 0 | -14.0611 | 0 | 7.8241 | [6 empty] | DEER:HVAC_Split-Package_HP | Annual | FALSE
Any | SWHC046AP | ECC | new | CZ11 | cDXHP | SWHC046-01 | ExAnte2019 | IOU workpaper | 2019-11-06 | Cap-Tons | 1 |  |  | 0 | 0 | 0 | -123.5837 | 0 | 23.454 | [6 empty] | DEER:HVAC_Split-Package_HP | Annual | FALSE
Any | SWHC046AP | ECC | new | CZ12 | cDXHP | SWHC046-01 | ExAnte2019 | IOU workpaper | 2019-11-06 | Cap-Tons | 1 |  |  | 0 | 0 | 0 | -137.5848 | 0 | 23.922 | [6 empty] | DEER:HVAC_Split-Package_HP | Annual | FALSE
Any | SWHC046AP | ECC | new | CZ13 | cDXHP | SWHC046-01 | ExAnte2019 | IOU workpaper | 2019-11-06 | Cap-Tons | 1 |  |  | 0 | 0 | 0 | -97.0272 | 0 | 19.9271 | [6 empty] | DEER:HVAC_Split-Package_HP | Annual | FALSE
Any | SWHC046AP | ECC | new | CZ14 | cDXHP | SWHC046-01 | ExAnte2019 | IOU workpaper | 2019-11-06 | Cap-Tons | 1 |  |  | 0 | 0 | 0 | -116.1709 | 0 | 21.0061 | [6 empty] | DEER:HVAC_Split-Package_HP | Annual | FALSE
Any | SWHC046AP | ECC | new | CZ15 | cDXHP | SWHC046-01 | ExAnte2019 | IOU workpaper | 2019-11-06 | Cap-Tons | 1 |  |  | 0 | 0 | 0 | 62.0213 | 0 | 1.9488 | [6 empty] | DEER:HVAC_Split-Package_HP | Annual | FALSE
Any | SWHC046AP | ECC | new | CZ16 | cDXHP | SWHC046-01 | ExAnte2019 | IOU workpaper | 2019-11-06 | Cap-Tons | 1 |  |  | 0 | 0 | 0 | -565.9915 | 0 | 66.1622 | [6 empty] | DEER:HVAC_Split-Package_HP | Annual | FALSE
Any | SWHC046AP | EPr | new | CZ01 | cDXHP | SWHC046-01 | ExAnte2019 | IOU workpaper | 2019-11-06 | Cap-Tons | 1 |  |  | 0 | 0 | 0 | -500.253 | 0 | 73.0443 | [6 empty] | DEER:HVAC_Split-Package_HP | Annual | FALSE
Any | SWHC046AP | EPr | new | CZ02 | cDXHP | SWHC046-01 | ExAnte2019 | IOU workpaper | 2019-11-06 | Cap-Tons | 1 |  |  | 0 | 0 | 0 | -259.8215 | 0 | 34.673 | [6 empty] | DEER:HVAC_Split-Package_HP | Annual | FALSE
Any | SWHC046AP | EPr | new | CZ03 | cDXHP | SWHC046-01 | ExAnte2019 | IOU workpaper | 2019-11-06 | Cap-Tons | 1 |  |  | 0 | 0 | 0 | -224.8982 | 0 | 33.4829 | [6 empty] | DEER:HVAC_Split-Package_HP | Annual | FALSE
Any | SWHC046AP | EPr | new | CZ04 | cDXHP | SWHC046-01 | ExAnte2019 | IOU workpaper | 2019-11-06 | Cap-Tons | 1 |  |  | 0 | 0 | 0 | -183.4433 | 0 | 25.0375 | [6 empty] | DEER:HVAC_Split-Package_HP | Annual | FALSE
Any | SWHC046AP | EPr | new | CZ05 | cDXHP | SWHC046-01 | ExAnte2019 | IOU workpaper | 2019-11-06 | Cap-Tons | 1 |  |  | 0 | 0 | 0 | -227.3528 | 0 | 33.6022 | [6 empty] | DEER:HVAC_Split-Package_HP | Annual | FALSE
Any | SWHC046AP | EPr | new | CZ06 | cDXHP | SWHC046-01 | ExAnte2019 | IOU workpaper | 2019-11-06 | Cap-Tons | 1 |  |  | 0 | 0 | 0 | -74.3143 | 0 | 12.9685 | [6 empty] | DEER:HVAC_Split-Package_HP | Annual | FALSE
Any | SWHC046AP | EPr | new | CZ07 | cDXHP | SWHC046-01 | ExAnte2019 | IOU workpaper | 2019-11-06 | Cap-Tons | 1 |  |  | 0 | 0 | 0 | -56.4504 | 0 | 9.4707 | [6 empty] | DEER:HVAC_Split-Package_HP | Annual | FALSE
Any | SWHC046AP | EPr | new | CZ08 | cDXHP | SWHC046-01 | ExAnte2019 | IOU workpaper | 2019-11-06 | Cap-Tons | 1 |  |  | 0 | 0 | 0 | -54.3665 | 0 | 10.7278 | [6 empty] | DEER:HVAC_Split-Package_HP | Annual | FALSE
Any | SWHC046AP | EPr | new | CZ09 | cDXHP | SWHC046-01 | ExAnte2019 | IOU workpaper | 2019-11-06 | Cap-Tons | 1 |  |  | 0 | 0 | 0 | -76.1132 | 0 | 13.0531 | [6 empty] | DEER:HVAC_Split-Package_HP | Annual | FALSE
Any | SWHC046AP | EPr | new | CZ10 | cDXHP | SWHC046-01 | ExAnte2019 | IOU workpaper | 2019-11-06 | Cap-Tons | 1 |  |  | 0 | 0 | 0 | -54.6165 | 0 | 12.3904 | [6 empty] | DEER:HVAC_Split-Package_HP | Annual | FALSE
Any | SWHC046AP | EPr | new | CZ11 | cDXHP | SWHC046-01 | ExAnte2019 | IOU workpaper | 2019-11-06 | Cap-Tons | 1 |  |  | 0 | 0 | 0 | -182.5012 | 0 | 29.1757 | [6 empty] | DEER:HVAC_Split-Package_HP | Annual | FALSE
Any | SWHC046AP | EPr | new | CZ12 | cDXHP | SWHC046-01 | ExAnte2019 | IOU workpaper | 2019-11-06 | Cap-Tons | 1 |  |  | 0 | 0 | 0 | -208.6116 | 0 | 30.6814 | [6 empty] | DEER:HVAC_Split-Package_HP | Annual | FALSE
Any | SWHC046AP | EPr | new | CZ13 | cDXHP | SWHC046-01 | ExAnte2019 | IOU workpaper | 2019-11-06 | Cap-Tons | 1 |  |  | 0 | 0 | 0 | -157.1399 | 0 | 25.4859 | [6 empty] | DEER:HVAC_Split-Package_HP | Annual | FALSE
Any | SWHC046AP | EPr | new | CZ14 | cDXHP | SWHC046-01 | ExAnte2019 | IOU workpaper | 2019-11-06 | Cap-Tons | 1 |  |  | 0 | 0 | 0 | -169.4329 | 0 | 26.3116 | [6 empty] | DEER:HVAC_Split-Package_HP | Annual | FALSE
Any | SWHC046AP | EPr | new | CZ15 | cDXHP | SWHC046-01 | ExAnte2019 | IOU workpaper | 2019-11-06 | Cap-Tons | 1 |  |  | 0 | 0 | 0 | 21.2465 | 0 | 3.5453 | [6 empty] | DEER:HVAC_Split-Package_HP | Annual | FALSE
Any | SWHC046AP | EPr | new | CZ16 | cDXHP | SWHC046-01 | ExAnte2019 | IOU workpaper | 2019-11-06 | Cap-Tons | 1 |  |  | 0 | 0 | 0 | -706.055 | 0 | 84.5069 | [6 empty] | DEER:HVAC_Split-Package_HP | Annual | FALSE
Any | SWHC046AP | ERC | new | CZ01 | cDXHP | SWHC046-01 | ExAnte2019 | IOU workpaper | 2019-11-06 | Cap-Tons | 1 |  |  | 0 | 0 | 0 | -758.6635 | 0 | 110.19 | [6 empty] | DEER:HVAC_Split-Package_HP | Annual | FALSE
Any | SWHC046AP | ERC | new | CZ02 | cDXHP | SWHC046-01 | ExAnte2019 | IOU workpaper | 2019-11-06 | Cap-Tons | 1 |  |  | 0 | 0 | 0 | -461.9303 | 0 | 68.8517 | [6 empty] | DEER:HVAC_Split-Package_HP | Annual | FALSE
Any | SWHC046AP | ERC | new | CZ03 | cDXHP | SWHC046-01 | ExAnte2019 | IOU workpaper | 2019-11-06 | Cap-Tons | 1 |  |  | 0 | 0 | 0 | -320.026 | 0 | 53.4192 | [6 empty] | DEER:HVAC_Split-Package_HP | Annual | FALSE
Any | SWHC046AP | ERC | new | CZ04 | cDXHP | SWHC046-01 | ExAnte2019 | IOU workpaper | 2019-11-06 | Cap-Tons | 1 |  |  | 0 | 0 | 0 | -323.4455 | 0 | 49.5264 | [6 empty] | DEER:HVAC_Split-Package_HP | Annual | FALSE
Any | SWHC046AP | ERC | new | CZ05 | cDXHP | SWHC046-01 | ExAnte2019 | IOU workpaper | 2019-11-06 | Cap-Tons | 1 |  |  | 0 | 0 | 0 | -386.7748 | 0 | 61.6431 | [6 empty] | DEER:HVAC_Split-Package_HP | Annual | FALSE
Any | SWHC046AP | ERC | new | CZ06 | cDXHP | SWHC046-01 | ExAnte2019 | IOU workpaper | 2019-11-06 | Cap-Tons | 1 |  |  | 0 | 0 | 0 | -137.3335 | 0 | 26.3065 | [6 empty] | DEER:HVAC_Split-Package_HP | Annual | FALSE
Any | SWHC046AP | ERC | new | CZ07 | cDXHP | SWHC046-01 | ExAnte2019 | IOU workpaper | 2019-11-06 | Cap-Tons | 1 |  |  | 0 | 0 | 0 | -80.6627 | 0 | 16.3875 | [6 empty] | DEER:HVAC_Split-Package_HP | Annual | FALSE
Any | SWHC046AP | ERC | new | CZ08 | cDXHP | SWHC046-01 | ExAnte2019 | IOU workpaper | 2019-11-06 | Cap-Tons | 1 |  |  | 0 | 0 | 0 | -106.3162 | 0 | 22.3748 | [6 empty] | DEER:HVAC_Split-Package_HP | Annual | FALSE
Any | SWHC046AP | ERC | new | CZ09 | cDXHP | SWHC046-01 | ExAnte2019 | IOU workpaper | 2019-11-06 | Cap-Tons | 1 |  |  | 0 | 0 | 0 | -115.0304 | 0 | 22.146 | [6 empty] | DEER:HVAC_Split-Package_HP | Annual | FALSE
Any | SWHC046AP | ERC | new | CZ10 | cDXHP | SWHC046-01 | ExAnte2019 | IOU workpaper | 2019-11-06 | Cap-Tons | 1 |  |  | 0 | 0 | 0 | -135.25 | 0 | 25.3466 | [6 empty] | DEER:HVAC_Split-Package_HP | Annual | FALSE
Any | SWHC046AP | ERC | new | CZ11 | cDXHP | SWHC046-01 | ExAnte2019 | IOU workpaper | 2019-11-06 | Cap-Tons | 1 |  |  | 0 | 0 | 0 | -294.1795 | 0 | 46.8416 | [6 empty] | DEER:HVAC_Split-Package_HP | Annual | FALSE
Any | SWHC046AP | ERC | new | CZ12 | cDXHP | SWHC046-01 | ExAnte2019 | IOU workpaper | 2019-11-06 | Cap-Tons | 1 |  |  | 0 | 0 | 0 | -338.4717 | 0 | 52.7245 | [6 empty] | DEER:HVAC_Split-Package_HP | Annual | FALSE
Any | SWHC046AP | ERC | new | CZ13 | cDXHP | SWHC046-01 | ExAnte2019 | IOU workpaper | 2019-11-06 | Cap-Tons | 1 |  |  | 0 | 0 | 0 | -253.839 | 0 | 41.3822 | [6 empty] | DEER:HVAC_Split-Package_HP | Annual | FALSE
Any | SWHC046AP | ERC | new | CZ14 | cDXHP | SWHC046-01 | ExAnte2019 | IOU workpaper | 2019-11-06 | Cap-Tons | 1 |  |  | 0 | 0 | 0 | -287.3885 | 0 | 43.658 | [6 empty] | DEER:HVAC_Split-Package_HP | Annual | FALSE
Any | SWHC046AP | ERC | new | CZ15 | cDXHP | SWHC046-01 | ExAnte2019 | IOU workpaper | 2019-11-06 | Cap-Tons | 1 |  |  | 0 | 0 | 0 | 11.3524 | 0 | 6.6956 | [6 empty] | DEER:HVAC_Split-Package_HP | Annual | FALSE
Any | SWHC046AP | ERC | new | CZ16 | cDXHP | SWHC046-01 | ExAnte2019 | IOU workpaper | 2019-11-06 | Cap-Tons | 1 |  |  | 0 | 0 | 0 | -1053.9898 | 0 | 123.4207 | [6 empty] | DEER:HVAC_Split-Package_HP | Annual | FALSE
Any | SWHC046AP | ESe | new | CZ01 | cDXHP | SWHC046-01 | ExAnte2019 | IOU workpaper | 2019-11-06 | Cap-Tons | 1 |  |  | 0 | 0 | 0 | -442.0563 | 0 | 62.7269 | [6 empty] | DEER:HVAC_Split-Package_HP | Annual | FALSE
Any | SWHC046AP | ESe | new | CZ02 | cDXHP | SWHC046-01 | ExAnte2019 | IOU workpaper | 2019-11-06 | Cap-Tons | 1 |  |  | 0 | 0 | 0 | -250.1986 | 0 | 34.0965 | [6 empty] | DEER:HVAC_Split-Package_HP | Annual | FALSE
Any | SWHC046AP | ESe | new | CZ03 | cDXHP | SWHC046-01 | ExAnte2019 | IOU workpaper | 2019-11-06 | Cap-Tons | 1 |  |  | 0 | 0 | 0 | -176.0978 | 0 | 26.0715 | [6 empty] | DEER:HVAC_Split-Package_HP | Annual | FALSE
Any | SWHC046AP | ESe | new | CZ04 | cDXHP | SWHC046-01 | ExAnte2019 | IOU workpaper | 2019-11-06 | Cap-Tons | 1 |  |  | 0 | 0 | 0 | -153.7341 | 0 | 22.1893 | [6 empty] | DEER:HVAC_Split-Package_HP | Annual | FALSE
Any | SWHC046AP | ESe | new | CZ05 | cDXHP | SWHC046-01 | ExAnte2019 | IOU workpaper | 2019-11-06 | Cap-Tons | 1 |  |  | 0 | 0 | 0 | -171.6775 | 0 | 25.4133 | [6 empty] | DEER:HVAC_Split-Package_HP | Annual | FALSE
Any | SWHC046AP | ESe | new | CZ06 | cDXHP | SWHC046-01 | ExAnte2019 | IOU workpaper | 2019-11-06 | Cap-Tons | 1 |  |  | 0 | 0 | 0 | -47.7603 | 0 | 9.5407 | [6 empty] | DEER:HVAC_Split-Package_HP | Annual | FALSE
Any | SWHC046AP | ESe | new | CZ07 | cDXHP | SWHC046-01 | ExAnte2019 | IOU workpaper | 2019-11-06 | Cap-Tons | 1 |  |  | 0 | 0 | 0 | -26.7679 | 0 | 6.3435 | [6 empty] | DEER:HVAC_Split-Package_HP | Annual | FALSE
Any | SWHC046AP | ESe | new | CZ08 | cDXHP | SWHC046-01 | ExAnte2019 | IOU workpaper | 2019-11-06 | Cap-Tons | 1 |  |  | 0 | 0 | 0 | -31.2787 | 0 | 8.7281 | [6 empty] | DEER:HVAC_Split-Package_HP | Annual | FALSE
Any | SWHC046AP | ESe | new | CZ09 | cDXHP | SWHC046-01 | ExAnte2019 | IOU workpaper | 2019-11-06 | Cap-Tons | 1 |  |  | 0 | 0 | 0 | -49.5488 | 0 | 10.2491 | [6 empty] | DEER:HVAC_Split-Package_HP | Annual | FALSE
Any | SWHC046AP | ESe | new | CZ10 | cDXHP | SWHC046-01 | ExAnte2019 | IOU workpaper | 2019-11-06 | Cap-Tons | 1 |  |  | 0 | 0 | 0 | -62.1684 | 0 | 12.5318 | [6 empty] | DEER:HVAC_Split-Package_HP | Annual | FALSE
Any | SWHC046AP | ESe | new | CZ11 | cDXHP | SWHC046-01 | ExAnte2019 | IOU workpaper | 2019-11-06 | Cap-Tons | 1 |  |  | 0 | 0 | 0 | -192.8758 | 0 | 31.3022 | [6 empty] | DEER:HVAC_Split-Package_HP | Annual | FALSE
Any | SWHC046AP | ESe | new | CZ12 | cDXHP | SWHC046-01 | ExAnte2019 | IOU workpaper | 2019-11-06 | Cap-Tons | 1 |  |  | 0 | 0 | 0 | -213.8599 | 0 | 31.8856 | [6 empty] | DEER:HVAC_Split-Package_HP | Annual | FALSE
Any | SWHC046AP | ESe | new | CZ13 | cDXHP | SWHC046-01 | ExAnte2019 | IOU workpaper | 2019-11-06 | Cap-Tons | 1 |  |  | 0 | 0 | 0 | -159.5734 | 0 | 26.7312 | [6 empty] | DEER:HVAC_Split-Package_HP | Annual | FALSE
Any | SWHC046AP | ESe | new | CZ14 | cDXHP | SWHC046-01 | ExAnte2019 | IOU workpaper | 2019-11-06 | Cap-Tons | 1 |  |  | 0 | 0 | 0 | -180.6807 | 0 | 28.0487 | [6 empty] | DEER:HVAC_Split-Package_HP | Annual | FALSE
Any | SWHC046AP | ESe | new | CZ15 | cDXHP | SWHC046-01 | ExAnte2019 | IOU workpaper | 2019-11-06 | Cap-Tons | 1 |  |  | 0 | 0 | 0 | 27.1876 | 0 | 3.7009 | [6 empty] | DEER:HVAC_Split-Package_HP | Annual | FALSE
Any | SWHC046AP | ESe | new | CZ16 | cDXHP | SWHC046-01 | ExAnte2019 | IOU workpaper | 2019-11-06 | Cap-Tons | 1 |  |  | 0 | 0 | 0 | -659.1423 | 0 | 76.8982 | [6 empty] | DEER:HVAC_Split-Package_HP | Annual | FALSE
Any | SWHC046AP | EUn | new | CZ01 | cDXHP | SWHC046-01 | ExAnte2019 | IOU workpaper | 2019-11-06 | Cap-Tons | 1 |  |  | 0 | 0 | 0 | -483.7781 | 0 | 70.0776 | [6 empty] | DEER:HVAC_Split-Package_HP | Annual | FALSE
Any | SWHC046AP | EUn | new | CZ02 | cDXHP | SWHC046-01 | ExAnte2019 | IOU workpaper | 2019-11-06 | Cap-Tons | 1 |  |  | 0 | 0 | 0 | -265.9329 | 0 | 40.3197 | [6 empty] | DEER:HVAC_Split-Package_HP | Annual | FALSE
Any | SWHC046AP | EUn | new | CZ03 | cDXHP | SWHC046-01 | ExAnte2019 | IOU workpaper | 2019-11-06 | Cap-Tons | 1 |  |  | 0 | 0 | 0 | -224.605 | 0 | 34.8283 | [6 empty] | DEER:HVAC_Split-Package_HP | Annual | FALSE
Any | SWHC046AP | EUn | new | CZ04 | cDXHP | SWHC046-01 | ExAnte2019 | IOU workpaper | 2019-11-06 | Cap-Tons | 1 |  |  | 0 | 0 | 0 | -196.7443 | 0 | 30.482 | [6 empty] | DEER:HVAC_Split-Package_HP | Annual | FALSE
Any | SWHC046AP | EUn | new | CZ05 | cDXHP | SWHC046-01 | ExAnte2019 | IOU workpaper | 2019-11-06 | Cap-Tons | 1 |  |  | 0 | 0 | 0 | -230.329 | 0 | 35.9621 | [6 empty] | DEER:HVAC_Split-Package_HP | Annual | FALSE
Any | SWHC046AP | EUn | new | CZ06 | cDXHP | SWHC046-01 | ExAnte2019 | IOU workpaper | 2019-11-06 | Cap-Tons | 1 |  |  | 0 | 0 | 0 | -65.1314 | 0 | 14.1231 | [6 empty] | DEER:HVAC_Split-Package_HP | Annual | FALSE
Any | SWHC046AP | EUn | new | CZ07 | cDXHP | SWHC046-01 | ExAnte2019 | IOU workpaper | 2019-11-06 | Cap-Tons | 1 |  |  | 0 | 0 | 0 | -42.7962 | 0 | 9.8936 | [6 empty] | DEER:HVAC_Split-Package_HP | Annual | FALSE
Any | SWHC046AP | EUn | new | CZ08 | cDXHP | SWHC046-01 | ExAnte2019 | IOU workpaper | 2019-11-06 | Cap-Tons | 1 |  |  | 0 | 0 | 0 | -45.1945 | 0 | 13.3477 | [6 empty] | DEER:HVAC_Split-Package_HP | Annual | FALSE
Any | SWHC046AP | EUn | new | CZ09 | cDXHP | SWHC046-01 | ExAnte2019 | IOU workpaper | 2019-11-06 | Cap-Tons | 1 |  |  | 0 | 0 | 0 | -61.9618 | 0 | 14.1713 | [6 empty] | DEER:HVAC_Split-Package_HP | Annual | FALSE
Any | SWHC046AP | EUn | new | CZ10 | cDXHP | SWHC046-01 | ExAnte2019 | IOU workpaper | 2019-11-06 | Cap-Tons | 1 |  |  | 0 | 0 | 0 | -54.2139 | 0 | 14.4735 | [6 empty] | DEER:HVAC_Split-Package_HP | Annual | FALSE
Any | SWHC046AP | EUn | new | CZ11 | cDXHP | SWHC046-01 | ExAnte2019 | IOU workpaper | 2019-11-06 | Cap-Tons | 1 |  |  | 0 | 0 | 0 | -174.5403 | 0 | 32.0582 | [6 empty] | DEER:HVAC_Split-Package_HP | Annual | FALSE
Any | SWHC046AP | EUn | new | CZ12 | cDXHP | SWHC046-01 | ExAnte2019 | IOU workpaper | 2019-11-06 | Cap-Tons | 1 |  |  | 0 | 0 | 0 | -199.266 | 0 | 34.3967 | [6 empty] | DEER:HVAC_Split-Package_HP | Annual | FALSE
Any | SWHC046AP | EUn | new | CZ13 | cDXHP | SWHC046-01 | ExAnte2019 | IOU workpaper | 2019-11-06 | Cap-Tons | 1 |  |  | 0 | 0 | 0 | -140.7219 | 0 | 27.2321 | [6 empty] | DEER:HVAC_Split-Package_HP | Annual | FALSE
Any | SWHC046AP | EUn | new | CZ14 | cDXHP | SWHC046-01 | ExAnte2019 | IOU workpaper | 2019-11-06 | Cap-Tons | 1 |  |  | 0 | 0 | 0 | -168.6494 | 0 | 29.5124 | [6 empty] | DEER:HVAC_Split-Package_HP | Annual | FALSE
Any | SWHC046AP | EUn | new | CZ15 | cDXHP | SWHC046-01 | ExAnte2019 | IOU workpaper | 2019-11-06 | Cap-Tons | 1 |  |  | 0 | 0 | 0 | 50.541 | 0 | 4.2406 | [6 empty] | DEER:HVAC_Split-Package_HP | Annual | FALSE
Any | SWHC046AP | EUn | new | CZ16 | cDXHP | SWHC046-01 | ExAnte2019 | IOU workpaper | 2019-11-06 | Cap-Tons | 1 |  |  | 0 | 0 | 0 | -693.272 | 0 | 83.1046 | [6 empty] | DEER:HVAC_Split-Package_HP | Annual | FALSE
Any | SWHC046AP | Gro | new | CZ01 | cDXHP | SWHC046-01 | ExAnte2019 | IOU workpaper | 2019-11-06 | Cap-Tons | 1 |  |  | 0 | 0 | 0 | -3080.8985 | 0 | 433.0788 | [6 empty] | DEER:HVAC_Split-Package_HP | Annual | FALSE
Any | SWHC046AP | Gro | new | CZ02 | cDXHP | SWHC046-01 | ExAnte2019 | IOU workpaper | 2019-11-06 | Cap-Tons | 1 |  |  | 0 | 0 | 0 | -1215.8942 | 0 | 148.339 | [6 empty] | DEER:HVAC_Split-Package_HP | Annual | FALSE
Any | SWHC046AP | Gro | new | CZ03 | cDXHP | SWHC046-01 | ExAnte2019 | IOU workpaper | 2019-11-06 | Cap-Tons | 1 |  |  | 0 | 0 | 0 | -1374.0158 | 0 | 198.2532 | [6 empty] | DEER:HVAC_Split-Package_HP | Annual | FALSE
Any | SWHC046AP | Gro | new | CZ04 | cDXHP | SWHC046-01 | ExAnte2019 | IOU workpaper | 2019-11-06 | Cap-Tons | 1 |  |  | 0 | 0 | 0 | -1031.8935 | 0 | 133.0212 | [6 empty] | DEER:HVAC_Split-Package_HP | Annual | FALSE
Any | SWHC046AP | Gro | new | CZ05 | cDXHP | SWHC046-01 | ExAnte2019 | IOU workpaper | 2019-11-06 | Cap-Tons | 1 |  |  | 0 | 0 | 0 | -1643.9532 | 0 | 233.5836 | [6 empty] | DEER:HVAC_Split-Package_HP | Annual | FALSE
Any | SWHC046AP | Gro | new | CZ06 | cDXHP | SWHC046-01 | ExAnte2019 | IOU workpaper | 2019-11-06 | Cap-Tons | 1 |  |  | 0 | 0 | 0 | -733.7851 | 0 | 93.8253 | [6 empty] | DEER:HVAC_Split-Package_HP | Annual | FALSE
Any | SWHC046AP | Gro | new | CZ07 | cDXHP | SWHC046-01 | ExAnte2019 | IOU workpaper | 2019-11-06 | Cap-Tons | 1 |  |  | 0 | 0 | 0 | -757.4731 | 0 | 107.1506 | [6 empty] | DEER:HVAC_Split-Package_HP | Annual | FALSE
Any | SWHC046AP | Gro | new | CZ08 | cDXHP | SWHC046-01 | ExAnte2019 | IOU workpaper | 2019-11-06 | Cap-Tons | 1 |  |  | 0 | 0 | 0 | -594.7709 | 0 | 76.7267 | [6 empty] | DEER:HVAC_Split-Package_HP | Annual | FALSE
Any | SWHC046AP | Gro | new | CZ09 | cDXHP | SWHC046-01 | ExAnte2019 | IOU workpaper | 2019-11-06 | Cap-Tons | 1 |  |  | 0 | 0 | 0 | -584.1978 | 0 | 69.9341 | [6 empty] | DEER:HVAC_Split-Package_HP | Annual | FALSE
Any | SWHC046AP | Gro | new | CZ10 | cDXHP | SWHC046-01 | ExAnte2019 | IOU workpaper | 2019-11-06 | Cap-Tons | 1 |  |  | 0 | 0 | 0 | -623.5234 | 0 | 75.4472 | [6 empty] | DEER:HVAC_Split-Package_HP | Annual | FALSE
Any | SWHC046AP | Gro | new | CZ11 | cDXHP | SWHC046-01 | ExAnte2019 | IOU workpaper | 2019-11-06 | Cap-Tons | 1 |  |  | 0 | 0 | 0 | -893.7132 | 0 | 106.5647 | [6 empty] | DEER:HVAC_Split-Package_HP | Annual | FALSE
Any | SWHC046AP | Gro | new | CZ12 | cDXHP | SWHC046-01 | ExAnte2019 | IOU workpaper | 2019-11-06 | Cap-Tons | 1 |  |  | 0 | 0 | 0 | -915.1633 | 0 | 103.7323 | [6 empty] | DEER:HVAC_Split-Package_HP | Annual | FALSE
Any | SWHC046AP | Gro | new | CZ13 | cDXHP | SWHC046-01 | ExAnte2019 | IOU workpaper | 2019-11-06 | Cap-Tons | 1 |  |  | 0 | 0 | 0 | -795.0406 | 0 | 93.4344 | [6 empty] | DEER:HVAC_Split-Package_HP | Annual | FALSE
Any | SWHC046AP | Gro | new | CZ14 | cDXHP | SWHC046-01 | ExAnte2019 | IOU workpaper | 2019-11-06 | Cap-Tons | 1 |  |  | 0 | 0 | 0 | -870.8676 | 0 | 98.4901 | [6 empty] | DEER:HVAC_Split-Package_HP | Annual | FALSE
Any | SWHC046AP | Gro | new | CZ15 | cDXHP | SWHC046-01 | ExAnte2019 | IOU workpaper | 2019-11-06 | Cap-Tons | 1 |  |  | 0 | 0 | 0 | -204.3702 | 0 | 26.7272 | [6 empty] | DEER:HVAC_Split-Package_HP | Annual | FALSE
Any | SWHC046AP | Gro | new | CZ16 | cDXHP | SWHC046-01 | ExAnte2019 | IOU workpaper | 2019-11-06 | Cap-Tons | 1 |  |  | 0 | 0 | 0 | -2971.7175 | 0 | 311.2109 | [6 empty] | DEER:HVAC_Split-Package_HP | Annual | FALSE
Any | SWHC046AP | Hsp | new | CZ01 | cDXHP | SWHC046-01 | ExAnte2019 | IOU workpaper | 2019-11-06 | Cap-Tons | 1 |  |  | 0 | 0 | 0 | -396.5433 | 0 | 45.4195 | [6 empty] | DEER:HVAC_Split-Package_HP | Annual | FALSE
Any | SWHC046AP | Hsp | new | CZ02 | cDXHP | SWHC046-01 | ExAnte2019 | IOU workpaper | 2019-11-06 | Cap-Tons | 1 |  |  | 0 | 0 | 0 | -226.6296 | 0 | 28.8291 | [6 empty] | DEER:HVAC_Split-Package_HP | Annual | FALSE
Any | SWHC046AP | Hsp | new | CZ03 | cDXHP | SWHC046-01 | ExAnte2019 | IOU workpaper | 2019-11-06 | Cap-Tons | 1 |  |  | 0 | 0 | 0 | -177.5149 | 0 | 21.8097 | [6 empty] | DEER:HVAC_Split-Package_HP | Annual | FALSE
Any | SWHC046AP | Hsp | new | CZ04 | cDXHP | SWHC046-01 | ExAnte2019 | IOU workpaper | 2019-11-06 | Cap-Tons | 1 |  |  | 0 | 0 | 0 | -163.8307 | 0 | 21.7356 | [6 empty] | DEER:HVAC_Split-Package_HP | Annual | FALSE
Any | SWHC046AP | Hsp | new | CZ05 | cDXHP | SWHC046-01 | ExAnte2019 | IOU workpaper | 2019-11-06 | Cap-Tons | 1 |  |  | 0 | 0 | 0 | -192.6267 | 0 | 23.2995 | [6 empty] | DEER:HVAC_Split-Package_HP | Annual | FALSE
Any | SWHC046AP | Hsp | new | CZ06 | cDXHP | SWHC046-01 | ExAnte2019 | IOU workpaper | 2019-11-06 | Cap-Tons | 1 |  |  | 0 | 0 | 0 | -51.1055 | 0 | 10.0851 | [6 empty] | DEER:HVAC_Split-Package_HP | Annual | FALSE
Any | SWHC046AP | Hsp | new | CZ07 | cDXHP | SWHC046-01 | ExAnte2019 | IOU workpaper | 2019-11-06 | Cap-Tons | 1 |  |  | 0 | 0 | 0 | -6.4598 | 0 | 4.3186 | [6 empty] | DEER:HVAC_Split-Package_HP | Annual | FALSE
Any | SWHC046AP | Hsp | new | CZ08 | cDXHP | SWHC046-01 | ExAnte2019 | IOU workpaper | 2019-11-06 | Cap-Tons | 1 |  |  | 0 | 0 | 0 | -18.8859 | 0 | 7.587 | [6 empty] | DEER:HVAC_Split-Package_HP | Annual | FALSE
Any | SWHC046AP | Hsp | new | CZ09 | cDXHP | SWHC046-01 | ExAnte2019 | IOU workpaper | 2019-11-06 | Cap-Tons | 1 |  |  | 0 | 0 | 0 | -41.7414 | 0 | 10.6498 | [6 empty] | DEER:HVAC_Split-Package_HP | Annual | FALSE
Any | SWHC046AP | Hsp | new | CZ10 | cDXHP | SWHC046-01 | ExAnte2019 | IOU workpaper | 2019-11-06 | Cap-Tons | 1 |  |  | 0 | 0 | 0 | -55.2745 | 0 | 12.5185 | [6 empty] | DEER:HVAC_Split-Package_HP | Annual | FALSE
Any | SWHC046AP | Hsp | new | CZ11 | cDXHP | SWHC046-01 | ExAnte2019 | IOU workpaper | 2019-11-06 | Cap-Tons | 1 |  |  | 0 | 0 | 0 | -194.373 | 0 | 29.9311 | [6 empty] | DEER:HVAC_Split-Package_HP | Annual | FALSE
Any | SWHC046AP | Hsp | new | CZ12 | cDXHP | SWHC046-01 | ExAnte2019 | IOU workpaper | 2019-11-06 | Cap-Tons | 1 |  |  | 0 | 0 | 0 | -196.6963 | 0 | 27.9848 | [6 empty] | DEER:HVAC_Split-Package_HP | Annual | FALSE
Any | SWHC046AP | Hsp | new | CZ13 | cDXHP | SWHC046-01 | ExAnte2019 | IOU workpaper | 2019-11-06 | Cap-Tons | 1 |  |  | 0 | 0 | 0 | -161.4422 | 0 | 26.101 | [6 empty] | DEER:HVAC_Split-Package_HP | Annual | FALSE
Any | SWHC046AP | Hsp | new | CZ14 | cDXHP | SWHC046-01 | ExAnte2019 | IOU workpaper | 2019-11-06 | Cap-Tons | 1 |  |  | 0 | 0 | 0 | -226.9323 | 0 | 33.0552 | [6 empty] | DEER:HVAC_Split-Package_HP | Annual | FALSE
Any | SWHC046AP | Hsp | new | CZ15 | cDXHP | SWHC046-01 | ExAnte2019 | IOU workpaper | 2019-11-06 | Cap-Tons | 1 |  |  | 0 | 0 | 0 | 75.0228 | 0 | 4.4925 | [6 empty] | DEER:HVAC_Split-Package_HP | Annual | FALSE
Any | SWHC046AP | Hsp | new | CZ16 | cDXHP | SWHC046-01 | ExAnte2019 | IOU workpaper | 2019-11-06 | Cap-Tons | 1 |  |  | 0 | 0 | 0 | -689.0312 | 0 | 78.3639 | [6 empty] | DEER:HVAC_Split-Package_HP | Annual | FALSE
Any | SWHC046AP | Htl | new | CZ01 | cDXHP | SWHC046-01 | ExAnte2019 | IOU workpaper | 2019-11-06 | Cap-Tons | 1 |  |  | 0 | 0 | 0 | -1348.2896 | 0 | 187.7433 | [6 empty] | DEER:HVAC_Split-Package_HP | Annual | FALSE
Any | SWHC046AP | Htl | new | CZ02 | cDXHP | SWHC046-01 | ExAnte2019 | IOU workpaper | 2019-11-06 | Cap-Tons | 1 |  |  | 0 | 0 | 0 | -811.6161 | 0 | 105.4776 | [6 empty] | DEER:HVAC_Split-Package_HP | Annual | FALSE
Any | SWHC046AP | Htl | new | CZ03 | cDXHP | SWHC046-01 | ExAnte2019 | IOU workpaper | 2019-11-06 | Cap-Tons | 1 |  |  | 0 | 0 | 0 | -711.7807 | 0 | 102.2811 | [6 empty] | DEER:HVAC_Split-Package_HP | Annual | FALSE
Any | SWHC046AP | Htl | new | CZ04 | cDXHP | SWHC046-01 | ExAnte2019 | IOU workpaper | 2019-11-06 | Cap-Tons | 1 |  |  | 0 | 0 | 0 | -620.5003 | 0 | 76.0346 | [6 empty] | DEER:HVAC_Split-Package_HP | Annual | FALSE
Any | SWHC046AP | Htl | new | CZ05 | cDXHP | SWHC046-01 | ExAnte2019 | IOU workpaper | 2019-11-06 | Cap-Tons | 1 |  |  | 0 | 0 | 0 | -753.7067 | 0 | 107.543 | [6 empty] | DEER:HVAC_Split-Package_HP | Annual | FALSE
Any | SWHC046AP | Htl | new | CZ06 | cDXHP | SWHC046-01 | ExAnte2019 | IOU workpaper | 2019-11-06 | Cap-Tons | 1 |  |  | 0 | 0 | 0 | -321.0338 | 0 | 48.6508 | [6 empty] | DEER:HVAC_Split-Package_HP | Annual | FALSE
Any | SWHC046AP | Htl | new | CZ07 | cDXHP | SWHC046-01 | ExAnte2019 | IOU workpaper | 2019-11-06 | Cap-Tons | 1 |  |  | 0 | 0 | 0 | -234.5347 | 0 | 33.8329 | [6 empty] | DEER:HVAC_Split-Package_HP | Annual | FALSE
Any | SWHC046AP | Htl | new | CZ08 | cDXHP | SWHC046-01 | ExAnte2019 | IOU workpaper | 2019-11-06 | Cap-Tons | 1 |  |  | 0 | 0 | 0 | -219.1508 | 0 | 36.7589 | [6 empty] | DEER:HVAC_Split-Package_HP | Annual | FALSE
Any | SWHC046AP | Htl | new | CZ09 | cDXHP | SWHC046-01 | ExAnte2019 | IOU workpaper | 2019-11-06 | Cap-Tons | 1 |  |  | 0 | 0 | 0 | -268.0773 | 0 | 41.7389 | [6 empty] | DEER:HVAC_Split-Package_HP | Annual | FALSE
Any | SWHC046AP | Htl | new | CZ10 | cDXHP | SWHC046-01 | ExAnte2019 | IOU workpaper | 2019-11-06 | Cap-Tons | 1 |  |  | 0 | 0 | 0 | -286.7861 | 0 | 47.2689 | [6 empty] | DEER:HVAC_Split-Package_HP | Annual | FALSE
Any | SWHC046AP | Htl | new | CZ11 | cDXHP | SWHC046-01 | ExAnte2019 | IOU workpaper | 2019-11-06 | Cap-Tons | 1 |  |  | 0 | 0 | 0 | -530.7943 | 0 | 83.0016 | [6 empty] | DEER:HVAC_Split-Package_HP | Annual | FALSE
Any | SWHC046AP | Htl | new | CZ12 | cDXHP | SWHC046-01 | ExAnte2019 | IOU workpaper | 2019-11-06 | Cap-Tons | 1 |  |  | 0 | 0 | 0 | -581.531 | 0 | 86.5399 | [6 empty] | DEER:HVAC_Split-Package_HP | Annual | FALSE
Any | SWHC046AP | Htl | new | CZ13 | cDXHP | SWHC046-01 | ExAnte2019 | IOU workpaper | 2019-11-06 | Cap-Tons | 1 |  |  | 0 | 0 | 0 | -468.8424 | 0 | 73.7062 | [6 empty] | DEER:HVAC_Split-Package_HP | Annual | FALSE
Any | SWHC046AP | Htl | new | CZ14 | cDXHP | SWHC046-01 | ExAnte2019 | IOU workpaper | 2019-11-06 | Cap-Tons | 1 |  |  | 0 | 0 | 0 | -574.7908 | 0 | 85.8162 | [6 empty] | DEER:HVAC_Split-Package_HP | Annual | FALSE
Any | SWHC046AP | Htl | new | CZ15 | cDXHP | SWHC046-01 | ExAnte2019 | IOU workpaper | 2019-11-06 | Cap-Tons | 1 |  |  | 0 | 0 | 0 | -33.007 | 0 | 17.9051 | [6 empty] | DEER:HVAC_Split-Package_HP | Annual | FALSE
Any | SWHC046AP | Htl | new | CZ16 | cDXHP | SWHC046-01 | ExAnte2019 | IOU workpaper | 2019-11-06 | Cap-Tons | 1 |  |  | 0 | 0 | 0 | -1782.6439 | 0 | 204.4398 | [6 empty] | DEER:HVAC_Split-Package_HP | Annual | FALSE
Any | SWHC046AP | MBT | new | CZ01 | cDXHP | SWHC046-01 | ExAnte2019 | IOU workpaper | 2019-11-06 | Cap-Tons | 1 |  |  | 0 | 0 | 0 | -308.4478 | 0 | 44.9865 | [6 empty] | DEER:HVAC_Split-Package_HP | Annual | FALSE
Any | SWHC046AP | MBT | new | CZ02 | cDXHP | SWHC046-01 | ExAnte2019 | IOU workpaper | 2019-11-06 | Cap-Tons | 1 |  |  | 0 | 0 | 0 | -137.5884 | 0 | 23.185 | [6 empty] | DEER:HVAC_Split-Package_HP | Annual | FALSE
Any | SWHC046AP | MBT | new | CZ03 | cDXHP | SWHC046-01 | ExAnte2019 | IOU workpaper | 2019-11-06 | Cap-Tons | 1 |  |  | 0 | 0 | 0 | -128.4132 | 0 | 21.2771 | [6 empty] | DEER:HVAC_Split-Package_HP | Annual | FALSE
Any | SWHC046AP | MBT | new | CZ04 | cDXHP | SWHC046-01 | ExAnte2019 | IOU workpaper | 2019-11-06 | Cap-Tons | 1 |  |  | 0 | 0 | 0 | -82.3363 | 0 | 16.0587 | [6 empty] | DEER:HVAC_Split-Package_HP | Annual | FALSE
Any | SWHC046AP | MBT | new | CZ05 | cDXHP | SWHC046-01 | ExAnte2019 | IOU workpaper | 2019-11-06 | Cap-Tons | 1 |  |  | 0 | 0 | 0 | -131.4379 | 0 | 21.2422 | [6 empty] | DEER:HVAC_Split-Package_HP | Annual | FALSE
Any | SWHC046AP | MBT | new | CZ06 | cDXHP | SWHC046-01 | ExAnte2019 | IOU workpaper | 2019-11-06 | Cap-Tons | 1 |  |  | 0 | 0 | 0 | -23.7873 | 0 | 8.9229 | [6 empty] | DEER:HVAC_Split-Package_HP | Annual | FALSE
Any | SWHC046AP | MBT | new | CZ07 | cDXHP | SWHC046-01 | ExAnte2019 | IOU workpaper | 2019-11-06 | Cap-Tons | 1 |  |  | 0 | 0 | 0 | -12.4014 | 0 | 6.2076 | [6 empty] | DEER:HVAC_Split-Package_HP | Annual | FALSE
Any | SWHC046AP | MBT | new | CZ08 | cDXHP | SWHC046-01 | ExAnte2019 | IOU workpaper | 2019-11-06 | Cap-Tons | 1 |  |  | 0 | 0 | 0 | -10.7951 | 0 | 7.7425 | [6 empty] | DEER:HVAC_Split-Package_HP | Annual | FALSE
Any | SWHC046AP | MBT | new | CZ09 | cDXHP | SWHC046-01 | ExAnte2019 | IOU workpaper | 2019-11-06 | Cap-Tons | 1 |  |  | 0 | 0 | 0 | -22.3673 | 0 | 8.362 | [6 empty] | DEER:HVAC_Split-Package_HP | Annual | FALSE
Any | SWHC046AP | MBT | new | CZ10 | cDXHP | SWHC046-01 | ExAnte2019 | IOU workpaper | 2019-11-06 | Cap-Tons | 1 |  |  | 0 | 0 | 0 | -14.5998 | 0 | 8.5696 | [6 empty] | DEER:HVAC_Split-Package_HP | Annual | FALSE
Any | SWHC046AP | MBT | new | CZ11 | cDXHP | SWHC046-01 | ExAnte2019 | IOU workpaper | 2019-11-06 | Cap-Tons | 1 |  |  | 0 | 0 | 0 | -84.1523 | 0 | 17.784 | [6 empty] | DEER:HVAC_Split-Package_HP | Annual | FALSE
Any | SWHC046AP | MBT | new | CZ12 | cDXHP | SWHC046-01 | ExAnte2019 | IOU workpaper | 2019-11-06 | Cap-Tons | 1 |  |  | 0 | 0 | 0 | -105.0165 | 0 | 19.2498 | [6 empty] | DEER:HVAC_Split-Package_HP | Annual | FALSE
Any | SWHC046AP | MBT | new | CZ13 | cDXHP | SWHC046-01 | ExAnte2019 | IOU workpaper | 2019-11-06 | Cap-Tons | 1 |  |  | 0 | 0 | 0 | -70.3983 | 0 | 15.8512 | [6 empty] | DEER:HVAC_Split-Package_HP | Annual | FALSE
Any | SWHC046AP | MBT | new | CZ14 | cDXHP | SWHC046-01 | ExAnte2019 | IOU workpaper | 2019-11-06 | Cap-Tons | 1 |  |  | 0 | 0 | 0 | -91.4854 | 0 | 18.3007 | [6 empty] | DEER:HVAC_Split-Package_HP | Annual | FALSE
Any | SWHC046AP | MBT | new | CZ15 | cDXHP | SWHC046-01 | ExAnte2019 | IOU workpaper | 2019-11-06 | Cap-Tons | 1 |  |  | 0 | 0 | 0 | 51.5116 | 0 | 2.4316 | [6 empty] | DEER:HVAC_Split-Package_HP | Annual | FALSE
Any | SWHC046AP | MBT | new | CZ16 | cDXHP | SWHC046-01 | ExAnte2019 | IOU workpaper | 2019-11-06 | Cap-Tons | 1 |  |  | 0 | 0 | 0 | -492.3691 | 0 | 58.644 | [6 empty] | DEER:HVAC_Split-Package_HP | Annual | FALSE
Any | SWHC046AP | MLI | new | CZ01 | cDXHP | SWHC046-01 | ExAnte2019 | IOU workpaper | 2019-11-06 | Cap-Tons | 1 |  |  | 0 | 0 | 0 | -631.1902 | 0 | 76.4701 | [6 empty] | DEER:HVAC_Split-Package_HP | Annual | FALSE
Any | SWHC046AP | MLI | new | CZ02 | cDXHP | SWHC046-01 | ExAnte2019 | IOU workpaper | 2019-11-06 | Cap-Tons | 1 |  |  | 0 | 0 | 0 | -369.9742 | 0 | 47.0928 | [6 empty] | DEER:HVAC_Split-Package_HP | Annual | FALSE
Any | SWHC046AP | MLI | new | CZ03 | cDXHP | SWHC046-01 | ExAnte2019 | IOU workpaper | 2019-11-06 | Cap-Tons | 1 |  |  | 0 | 0 | 0 | -305.3047 | 0 | 39.2945 | [6 empty] | DEER:HVAC_Split-Package_HP | Annual | FALSE
Any | SWHC046AP | MLI | new | CZ04 | cDXHP | SWHC046-01 | ExAnte2019 | IOU workpaper | 2019-11-06 | Cap-Tons | 1 |  |  | 0 | 0 | 0 | -289.6349 | 0 | 35.4327 | [6 empty] | DEER:HVAC_Split-Package_HP | Annual | FALSE
Any | SWHC046AP | MLI | new | CZ05 | cDXHP | SWHC046-01 | ExAnte2019 | IOU workpaper | 2019-11-06 | Cap-Tons | 1 |  |  | 0 | 0 | 0 | -340.7723 | 0 | 42.9187 | [6 empty] | DEER:HVAC_Split-Package_HP | Annual | FALSE
Any | SWHC046AP | MLI | new | CZ06 | cDXHP | SWHC046-01 | ExAnte2019 | IOU workpaper | 2019-11-06 | Cap-Tons | 1 |  |  | 0 | 0 | 0 | -137.3832 | 0 | 19.8727 | [6 empty] | DEER:HVAC_Split-Package_HP | Annual | FALSE
Any | SWHC046AP | MLI | new | CZ07 | cDXHP | SWHC046-01 | ExAnte2019 | IOU workpaper | 2019-11-06 | Cap-Tons | 1 |  |  | 0 | 0 | 0 | -87.6882 | 0 | 12.7535 | [6 empty] | DEER:HVAC_Split-Package_HP | Annual | FALSE
Any | SWHC046AP | MLI | new | CZ08 | cDXHP | SWHC046-01 | ExAnte2019 | IOU workpaper | 2019-11-06 | Cap-Tons | 1 |  |  | 0 | 0 | 0 | -96.7018 | 0 | 18.0787 | [6 empty] | DEER:HVAC_Split-Package_HP | Annual | FALSE
Any | SWHC046AP | MLI | new | CZ09 | cDXHP | SWHC046-01 | ExAnte2019 | IOU workpaper | 2019-11-06 | Cap-Tons | 1 |  |  | 0 | 0 | 0 | -108.6004 | 0 | 19.5929 | [6 empty] | DEER:HVAC_Split-Package_HP | Annual | FALSE
Any | SWHC046AP | MLI | new | CZ10 | cDXHP | SWHC046-01 | ExAnte2019 | IOU workpaper | 2019-11-06 | Cap-Tons | 1 |  |  | 0 | 0 | 0 | -110.8739 | 0 | 19.6893 | [6 empty] | DEER:HVAC_Split-Package_HP | Annual | FALSE
Any | SWHC046AP | MLI | new | CZ11 | cDXHP | SWHC046-01 | ExAnte2019 | IOU workpaper | 2019-11-06 | Cap-Tons | 1 |  |  | 0 | 0 | 0 | -253.7712 | 0 | 38.3782 | [6 empty] | DEER:HVAC_Split-Package_HP | Annual | FALSE
Any | SWHC046AP | MLI | new | CZ12 | cDXHP | SWHC046-01 | ExAnte2019 | IOU workpaper | 2019-11-06 | Cap-Tons | 1 |  |  | 0 | 0 | 0 | -274.9937 | 0 | 38.8695 | [6 empty] | DEER:HVAC_Split-Package_HP | Annual | FALSE
Any | SWHC046AP | MLI | new | CZ13 | cDXHP | SWHC046-01 | ExAnte2019 | IOU workpaper | 2019-11-06 | Cap-Tons | 1 |  |  | 0 | 0 | 0 | -206.1368 | 0 | 32.01 | [6 empty] | DEER:HVAC_Split-Package_HP | Annual | FALSE
Any | SWHC046AP | MLI | new | CZ14 | cDXHP | SWHC046-01 | ExAnte2019 | IOU workpaper | 2019-11-06 | Cap-Tons | 1 |  |  | 0 | 0 | 0 | -287.7824 | 0 | 41.0983 | [6 empty] | DEER:HVAC_Split-Package_HP | Annual | FALSE
Any | SWHC046AP | MLI | new | CZ15 | cDXHP | SWHC046-01 | ExAnte2019 | IOU workpaper | 2019-11-06 | Cap-Tons | 1 |  |  | 0 | 0 | 0 | 22.3817 | 0 | 5.7189 | [6 empty] | DEER:HVAC_Split-Package_HP | Annual | FALSE
Any | SWHC046AP | MLI | new | CZ16 | cDXHP | SWHC046-01 | ExAnte2019 | IOU workpaper | 2019-11-06 | Cap-Tons | 1 |  |  | 0 | 0 | 0 | -845.6834 | 0 | 92.5014 | [6 empty] | DEER:HVAC_Split-Package_HP | Annual | FALSE
Any | SWHC046AP | Mtl | new | CZ01 | cDXHP | SWHC046-01 | ExAnte2019 | IOU workpaper | 2019-11-06 | Cap-Tons | 1 |  |  | 0 | 0 | 0 | -517.4939 | 0 | 61.8844 | [6 empty] | DEER:HVAC_Split-Package_HP | Annual | FALSE
Any | SWHC046AP | Mtl | new | CZ02 | cDXHP | SWHC046-01 | ExAnte2019 | IOU workpaper | 2019-11-06 | Cap-Tons | 1 |  |  | 0 | 0 | 0 | -404.3564 | 0 | 60.884 | [6 empty] | DEER:HVAC_Split-Package_HP | Annual | FALSE
Any | SWHC046AP | Mtl | new | CZ03 | cDXHP | SWHC046-01 | ExAnte2019 | IOU workpaper | 2019-11-06 | Cap-Tons | 1 |  |  | 0 | 0 | 0 | -242.1179 | 0 | 29.682 | [6 empty] | DEER:HVAC_Split-Package_HP | Annual | FALSE
Any | SWHC046AP | Mtl | new | CZ04 | cDXHP | SWHC046-01 | ExAnte2019 | IOU workpaper | 2019-11-06 | Cap-Tons | 1 |  |  | 0 | 0 | 0 | -298.8413 | 0 | 44.9927 | [6 empty] | DEER:HVAC_Split-Package_HP | Annual | FALSE
Any | SWHC046AP | Mtl | new | CZ05 | cDXHP | SWHC046-01 | ExAnte2019 | IOU workpaper | 2019-11-06 | Cap-Tons | 1 |  |  | 0 | 0 | 0 | -289.9052 | 0 | 35.6694 | [6 empty] | DEER:HVAC_Split-Package_HP | Annual | FALSE
Any | SWHC046AP | Mtl | new | CZ06 | cDXHP | SWHC046-01 | ExAnte2019 | IOU workpaper | 2019-11-06 | Cap-Tons | 1 |  |  | 0 | 0 | 0 | -33.8076 | 0 | 9.2233 | [6 empty] | DEER:HVAC_Split-Package_HP | Annual | FALSE
Any | SWHC046AP | Mtl | new | CZ07 | cDXHP | SWHC046-01 | ExAnte2019 | IOU workpaper | 2019-11-06 | Cap-Tons | 1 |  |  | 0 | 0 | 0 | 19.9355 | 0 | 2.3557 | [6 empty] | DEER:HVAC_Split-Package_HP | Annual | FALSE
Any | SWHC046AP | Mtl | new | CZ08 | cDXHP | SWHC046-01 | ExAnte2019 | IOU workpaper | 2019-11-06 | Cap-Tons | 1 |  |  | 0 | 0 | 0 | -15.7359 | 0 | 9.9012 | [6 empty] | DEER:HVAC_Split-Package_HP | Annual | FALSE
Any | SWHC046AP | Mtl | new | CZ09 | cDXHP | SWHC046-01 | ExAnte2019 | IOU workpaper | 2019-11-06 | Cap-Tons | 1 |  |  | 0 | 0 | 0 | -34.5367 | 0 | 11.0068 | [6 empty] | DEER:HVAC_Split-Package_HP | Annual | FALSE
Any | SWHC046AP | Mtl | new | CZ10 | cDXHP | SWHC046-01 | ExAnte2019 | IOU workpaper | 2019-11-06 | Cap-Tons | 1 |  |  | 0 | 0 | 0 | -87.9957 | 0 | 19.606 | [6 empty] | DEER:HVAC_Split-Package_HP | Annual | FALSE
Any | SWHC046AP | Mtl | new | CZ11 | cDXHP | SWHC046-01 | ExAnte2019 | IOU workpaper | 2019-11-06 | Cap-Tons | 1 |  |  | 0 | 0 | 0 | -254.2472 | 0 | 41.1641 | [6 empty] | DEER:HVAC_Split-Package_HP | Annual | FALSE
Any | SWHC046AP | Mtl | new | CZ12 | cDXHP | SWHC046-01 | ExAnte2019 | IOU workpaper | 2019-11-06 | Cap-Tons | 1 |  |  | 0 | 0 | 0 | -280.8392 | 0 | 43.5229 | [6 empty] | DEER:HVAC_Split-Package_HP | Annual | FALSE
Any | SWHC046AP | Mtl | new | CZ13 | cDXHP | SWHC046-01 | ExAnte2019 | IOU workpaper | 2019-11-06 | Cap-Tons | 1 |  |  | 0 | 0 | 0 | -209.3125 | 0 | 35.0851 | [6 empty] | DEER:HVAC_Split-Package_HP | Annual | FALSE
Any | SWHC046AP | Mtl | new | CZ14 | cDXHP | SWHC046-01 | ExAnte2019 | IOU workpaper | 2019-11-06 | Cap-Tons | 1 |  |  | 0 | 0 | 0 | -297.6036 | 0 | 44.9842 | [6 empty] | DEER:HVAC_Split-Package_HP | Annual | FALSE
Any | SWHC046AP | Mtl | new | CZ15 | cDXHP | SWHC046-01 | ExAnte2019 | IOU workpaper | 2019-11-06 | Cap-Tons | 1 |  |  | 0 | 0 | 0 | 81.6673 | 0 | 4.0167 | [6 empty] | DEER:HVAC_Split-Package_HP | Annual | FALSE
Any | SWHC046AP | Mtl | new | CZ16 | cDXHP | SWHC046-01 | ExAnte2019 | IOU workpaper | 2019-11-06 | Cap-Tons | 1 |  |  | 0 | 0 | 0 | -808.6279 | 0 | 95.6445 | [6 empty] | DEER:HVAC_Split-Package_HP | Annual | FALSE
Any | SWHC046AP | Nrs | new | CZ01 | cDXHP | SWHC046-01 | ExAnte2019 | IOU workpaper | 2019-11-06 | Cap-Tons | 1 |  |  | 0 | 0 | 0 | -736.0897 | 0 | 98.3797 | [6 empty] | DEER:HVAC_Split-Package_HP | Annual | FALSE
Any | SWHC046AP | Nrs | new | CZ02 | cDXHP | SWHC046-01 | ExAnte2019 | IOU workpaper | 2019-11-06 | Cap-Tons | 1 |  |  | 0 | 0 | 0 | -505.473 | 0 | 70.6505 | [6 empty] | DEER:HVAC_Split-Package_HP | Annual | FALSE
Any | SWHC046AP | Nrs | new | CZ03 | cDXHP | SWHC046-01 | ExAnte2019 | IOU workpaper | 2019-11-06 | Cap-Tons | 1 |  |  | 0 | 0 | 0 | -416.7011 | 0 | 57.1375 | [6 empty] | DEER:HVAC_Split-Package_HP | Annual | FALSE
Any | SWHC046AP | Nrs | new | CZ04 | cDXHP | SWHC046-01 | ExAnte2019 | IOU workpaper | 2019-11-06 | Cap-Tons | 1 |  |  | 0 | 0 | 0 | -395.5462 | 0 | 54.2068 | [6 empty] | DEER:HVAC_Split-Package_HP | Annual | FALSE
Any | SWHC046AP | Nrs | new | CZ05 | cDXHP | SWHC046-01 | ExAnte2019 | IOU workpaper | 2019-11-06 | Cap-Tons | 1 |  |  | 0 | 0 | 0 | -460.8339 | 0 | 63.0557 | [6 empty] | DEER:HVAC_Split-Package_HP | Annual | FALSE
Any | SWHC046AP | Nrs | new | CZ06 | cDXHP | SWHC046-01 | ExAnte2019 | IOU workpaper | 2019-11-06 | Cap-Tons | 1 |  |  | 0 | 0 | 0 | -228.0356 | 0 | 34.0465 | [6 empty] | DEER:HVAC_Split-Package_HP | Annual | FALSE
Any | SWHC046AP | Nrs | new | CZ07 | cDXHP | SWHC046-01 | ExAnte2019 | IOU workpaper | 2019-11-06 | Cap-Tons | 1 |  |  | 0 | 0 | 0 | -146.6385 | 0 | 20.941 | [6 empty] | DEER:HVAC_Split-Package_HP | Annual | FALSE
Any | SWHC046AP | Nrs | new | CZ08 | cDXHP | SWHC046-01 | ExAnte2019 | IOU workpaper | 2019-11-06 | Cap-Tons | 1 |  |  | 0 | 0 | 0 | -175.1687 | 0 | 28.2311 | [6 empty] | DEER:HVAC_Split-Package_HP | Annual | FALSE
Any | SWHC046AP | Nrs | new | CZ09 | cDXHP | SWHC046-01 | ExAnte2019 | IOU workpaper | 2019-11-06 | Cap-Tons | 1 |  |  | 0 | 0 | 0 | -201.7552 | 0 | 32.5847 | [6 empty] | DEER:HVAC_Split-Package_HP | Annual | FALSE
Any | SWHC046AP | Nrs | new | CZ10 | cDXHP | SWHC046-01 | ExAnte2019 | IOU workpaper | 2019-11-06 | Cap-Tons | 1 |  |  | 0 | 0 | 0 | -233.6527 | 0 | 37.9883 | [6 empty] | DEER:HVAC_Split-Package_HP | Annual | FALSE
Any | SWHC046AP | Nrs | new | CZ11 | cDXHP | SWHC046-01 | ExAnte2019 | IOU workpaper | 2019-11-06 | Cap-Tons | 1 |  |  | 0 | 0 | 0 | -367.5015 | 0 | 55.9492 | [6 empty] | DEER:HVAC_Split-Package_HP | Annual | FALSE
Any | SWHC046AP | Nrs | new | CZ12 | cDXHP | SWHC046-01 | ExAnte2019 | IOU workpaper | 2019-11-06 | Cap-Tons | 1 |  |  | 0 | 0 | 0 | -401.1347 | 0 | 58.9386 | [6 empty] | DEER:HVAC_Split-Package_HP | Annual | FALSE
Any | SWHC046AP | Nrs | new | CZ13 | cDXHP | SWHC046-01 | ExAnte2019 | IOU workpaper | 2019-11-06 | Cap-Tons | 1 |  |  | 0 | 0 | 0 | -332.6695 | 0 | 51.8056 | [6 empty] | DEER:HVAC_Split-Package_HP | Annual | FALSE
Any | SWHC046AP | Nrs | new | CZ14 | cDXHP | SWHC046-01 | ExAnte2019 | IOU workpaper | 2019-11-06 | Cap-Tons | 1 |  |  | 0 | 0 | 0 | -420.1708 | 0 | 60.9043 | [6 empty] | DEER:HVAC_Split-Package_HP | Annual | FALSE
Any | SWHC046AP | Nrs | new | CZ15 | cDXHP | SWHC046-01 | ExAnte2019 | IOU workpaper | 2019-11-06 | Cap-Tons | 1 |  |  | 0 | 0 | 0 | -13.3631 | 0 | 14.4196 | [6 empty] | DEER:HVAC_Split-Package_HP | Annual | FALSE
Any | SWHC046AP | Nrs | new | CZ16 | cDXHP | SWHC046-01 | ExAnte2019 | IOU workpaper | 2019-11-06 | Cap-Tons | 1 |  |  | 0 | 0 | 0 | -1033.354 | 0 | 121.508 | [6 empty] | DEER:HVAC_Split-Package_HP | Annual | FALSE
Any | SWHC046AP | OfL | new | CZ01 | cDXHP | SWHC046-01 | ExAnte2019 | IOU workpaper | 2019-11-06 | Cap-Tons | 1 |  |  | 0 | 0 | 0 | -53.8876 | 0 | 6.9236 | [6 empty] | DEER:HVAC_Split-Package_HP | Annual | FALSE
Any | SWHC046AP | OfL | new | CZ02 | cDXHP | SWHC046-01 | ExAnte2019 | IOU workpaper | 2019-11-06 | Cap-Tons | 1 |  |  | 0 | 0 | 0 | 2.1922 | 0 | 4.2548 | [6 empty] | DEER:HVAC_Split-Package_HP | Annual | FALSE
Any | SWHC046AP | OfL | new | CZ03 | cDXHP | SWHC046-01 | ExAnte2019 | IOU workpaper | 2019-11-06 | Cap-Tons | 1 |  |  | 0 | 0 | 0 | -11.8055 | 0 | 3.3668 | [6 empty] | DEER:HVAC_Split-Package_HP | Annual | FALSE
Any | SWHC046AP | OfL | new | CZ04 | cDXHP | SWHC046-01 | ExAnte2019 | IOU workpaper | 2019-11-06 | Cap-Tons | 1 |  |  | 0 | 0 | 0 | 4.5242 | 0 | 4.2423 | [6 empty] | DEER:HVAC_Split-Package_HP | Annual | FALSE
Any | SWHC046AP | OfL | new | CZ05 | cDXHP | SWHC046-01 | ExAnte2019 | IOU workpaper | 2019-11-06 | Cap-Tons | 1 |  |  | 0 | 0 | 0 | -9.8311 | 0 | 3.3646 | [6 empty] | DEER:HVAC_Split-Package_HP | Annual | FALSE
Any | SWHC046AP | OfL | new | CZ06 | cDXHP | SWHC046-01 | ExAnte2019 | IOU workpaper | 2019-11-06 | Cap-Tons | 1 |  |  | 0 | 0 | 0 | 32.3258 | 0 | 0.8704 | [6 empty] | DEER:HVAC_Split-Package_HP | Annual | FALSE
Any | SWHC046AP | OfL | new | CZ07 | cDXHP | SWHC046-01 | ExAnte2019 | IOU workpaper | 2019-11-06 | Cap-Tons | 1 |  |  | 0 | 0 | 0 | 31.6773 | 0 | 0.1986 | [6 empty] | DEER:HVAC_Split-Package_HP | Annual | FALSE
Any | SWHC046AP | OfL | new | CZ08 | cDXHP | SWHC046-01 | ExAnte2019 | IOU workpaper | 2019-11-06 | Cap-Tons | 1 |  |  | 0 | 0 | 0 | 45.0297 | 0 | 0.8544 | [6 empty] | DEER:HVAC_Split-Package_HP | Annual | FALSE
Any | SWHC046AP | OfL | new | CZ09 | cDXHP | SWHC046-01 | ExAnte2019 | IOU workpaper | 2019-11-06 | Cap-Tons | 1 |  |  | 0 | 0 | 0 | 35.337 | 0 | 1.3507 | [6 empty] | DEER:HVAC_Split-Package_HP | Annual | FALSE
Any | SWHC046AP | OfL | new | CZ10 | cDXHP | SWHC046-01 | ExAnte2019 | IOU workpaper | 2019-11-06 | Cap-Tons | 1 |  |  | 0 | 0 | 0 | 47.4636 | 0 | 0.8771 | [6 empty] | DEER:HVAC_Split-Package_HP | Annual | FALSE
Any | SWHC046AP | OfL | new | CZ11 | cDXHP | SWHC046-01 | ExAnte2019 | IOU workpaper | 2019-11-06 | Cap-Tons | 1 |  |  | 0 | 0 | 0 | 12.1625 | 0 | 4.5087 | [6 empty] | DEER:HVAC_Split-Package_HP | Annual | FALSE
Any | SWHC046AP | OfL | new | CZ12 | cDXHP | SWHC046-01 | ExAnte2019 | IOU workpaper | 2019-11-06 | Cap-Tons | 1 |  |  | 0 | 0 | 0 | 6.1971 | 0 | 4.2078 | [6 empty] | DEER:HVAC_Split-Package_HP | Annual | FALSE
Any | SWHC046AP | OfL | new | CZ13 | cDXHP | SWHC046-01 | ExAnte2019 | IOU workpaper | 2019-11-06 | Cap-Tons | 1 |  |  | 0 | 0 | 0 | 17.8993 | 0 | 3.805 | [6 empty] | DEER:HVAC_Split-Package_HP | Annual | FALSE
Any | SWHC046AP | OfL | new | CZ14 | cDXHP | SWHC046-01 | ExAnte2019 | IOU workpaper | 2019-11-06 | Cap-Tons | 1 |  |  | 0 | 0 | 0 | 16.3078 | 0 | 4.2189 | [6 empty] | DEER:HVAC_Split-Package_HP | Annual | FALSE
Any | SWHC046AP | OfL | new | CZ15 | cDXHP | SWHC046-01 | ExAnte2019 | IOU workpaper | 2019-11-06 | Cap-Tons | 1 |  |  | 0 | 0 | 0 | 79.6987 | 0 | 0.1947 | [6 empty] | DEER:HVAC_Split-Package_HP | Annual | FALSE
Any | SWHC046AP | OfL | new | CZ16 | cDXHP | SWHC046-01 | ExAnte2019 | IOU workpaper | 2019-11-06 | Cap-Tons | 1 |  |  | 0 | 0 | 0 | -150.4549 | 0 | 18.5739 | [6 empty] | DEER:HVAC_Split-Package_HP | Annual | FALSE
Any | SWHC046AP | OfS | new | CZ01 | cDXHP | SWHC046-01 | ExAnte2019 | IOU workpaper | 2019-11-06 | Cap-Tons | 1 |  |  | 0 | 0 | 0 | -251.0509 | 0 | 32.3334 | [6 empty] | DEER:HVAC_Split-Package_HP | Annual | FALSE
Any | SWHC046AP | OfS | new | CZ02 | cDXHP | SWHC046-01 | ExAnte2019 | IOU workpaper | 2019-11-06 | Cap-Tons | 1 |  |  | 0 | 0 | 0 | -123.5142 | 0 | 19.4617 | [6 empty] | DEER:HVAC_Split-Package_HP | Annual | FALSE
Any | SWHC046AP | OfS | new | CZ03 | cDXHP | SWHC046-01 | ExAnte2019 | IOU workpaper | 2019-11-06 | Cap-Tons | 1 |  |  | 0 | 0 | 0 | -118.4664 | 0 | 17.2196 | [6 empty] | DEER:HVAC_Split-Package_HP | Annual | FALSE
Any | SWHC046AP | OfS | new | CZ04 | cDXHP | SWHC046-01 | ExAnte2019 | IOU workpaper | 2019-11-06 | Cap-Tons | 1 |  |  | 0 | 0 | 0 | -106.8847 | 0 | 17.8149 | [6 empty] | DEER:HVAC_Split-Package_HP | Annual | FALSE
Any | SWHC046AP | OfS | new | CZ05 | cDXHP | SWHC046-01 | ExAnte2019 | IOU workpaper | 2019-11-06 | Cap-Tons | 1 |  |  | 0 | 0 | 0 | -124.4666 | 0 | 17.5633 | [6 empty] | DEER:HVAC_Split-Package_HP | Annual | FALSE
Any | SWHC046AP | OfS | new | CZ06 | cDXHP | SWHC046-01 | ExAnte2019 | IOU workpaper | 2019-11-06 | Cap-Tons | 1 |  |  | 0 | 0 | 0 | -19.8647 | 0 | 6.9701 | [6 empty] | DEER:HVAC_Split-Package_HP | Annual | FALSE
Any | SWHC046AP | OfS | new | CZ07 | cDXHP | SWHC046-01 | ExAnte2019 | IOU workpaper | 2019-11-06 | Cap-Tons | 1 |  |  | 0 | 0 | 0 | -2.5605 | 0 | 3.7038 | [6 empty] | DEER:HVAC_Split-Package_HP | Annual | FALSE
Any | SWHC046AP | OfS | new | CZ08 | cDXHP | SWHC046-01 | ExAnte2019 | IOU workpaper | 2019-11-06 | Cap-Tons | 1 |  |  | 0 | 0 | 0 | -4.5035 | 0 | 6.8204 | [6 empty] | DEER:HVAC_Split-Package_HP | Annual | FALSE
Any | SWHC046AP | OfS | new | CZ09 | cDXHP | SWHC046-01 | ExAnte2019 | IOU workpaper | 2019-11-06 | Cap-Tons | 1 |  |  | 0 | 0 | 0 | -19.2458 | 0 | 8.0753 | [6 empty] | DEER:HVAC_Split-Package_HP | Annual | FALSE
Any | SWHC046AP | OfS | new | CZ10 | cDXHP | SWHC046-01 | ExAnte2019 | IOU workpaper | 2019-11-06 | Cap-Tons | 1 |  |  | 0 | 0 | 0 | -1.3176 | 0 | 6.4273 | [6 empty] | DEER:HVAC_Split-Package_HP | Annual | FALSE
Any | SWHC046AP | OfS | new | CZ11 | cDXHP | SWHC046-01 | ExAnte2019 | IOU workpaper | 2019-11-06 | Cap-Tons | 1 |  |  | 0 | 0 | 0 | -79.1778 | 0 | 16.386 | [6 empty] | DEER:HVAC_Split-Package_HP | Annual | FALSE
Any | SWHC046AP | OfS | new | CZ12 | cDXHP | SWHC046-01 | ExAnte2019 | IOU workpaper | 2019-11-06 | Cap-Tons | 1 |  |  | 0 | 0 | 0 | -92.8003 | 0 | 16.6943 | [6 empty] | DEER:HVAC_Split-Package_HP | Annual | FALSE
Any | SWHC046AP | OfS | new | CZ13 | cDXHP | SWHC046-01 | ExAnte2019 | IOU workpaper | 2019-11-06 | Cap-Tons | 1 |  |  | 0 | 0 | 0 | -63.6269 | 0 | 14.0682 | [6 empty] | DEER:HVAC_Split-Package_HP | Annual | FALSE
Any | SWHC046AP | OfS | new | CZ14 | cDXHP | SWHC046-01 | ExAnte2019 | IOU workpaper | 2019-11-06 | Cap-Tons | 1 |  |  | 0 | 0 | 0 | -72.5966 | 0 | 14.9101 | [6 empty] | DEER:HVAC_Split-Package_HP | Annual | FALSE
Any | SWHC046AP | OfS | new | CZ15 | cDXHP | SWHC046-01 | ExAnte2019 | IOU workpaper | 2019-11-06 | Cap-Tons | 1 |  |  | 0 | 0 | 0 | 62.5611 | 0 | 1.8127 | [6 empty] | DEER:HVAC_Split-Package_HP | Annual | FALSE
Any | SWHC046AP | OfS | new | CZ16 | cDXHP | SWHC046-01 | ExAnte2019 | IOU workpaper | 2019-11-06 | Cap-Tons | 1 |  |  | 0 | 0 | 0 | -383.3154 | 0 | 45.2503 | [6 empty] | DEER:HVAC_Split-Package_HP | Annual | FALSE
Any | SWHC046AP | RFF | new | CZ01 | cDXHP | SWHC046-01 | ExAnte2019 | IOU workpaper | 2019-11-06 | Cap-Tons | 1 |  |  | 0 | 0 | 0 | -854.5372 | 0 | 113.0401 | [6 empty] | DEER:HVAC_Split-Package_HP | Annual | FALSE
Any | SWHC046AP | RFF | new | CZ02 | cDXHP | SWHC046-01 | ExAnte2019 | IOU workpaper | 2019-11-06 | Cap-Tons | 1 |  |  | 0 | 0 | 0 | -505.9051 | 0 | 75.2353 | [6 empty] | DEER:HVAC_Split-Package_HP | Annual | FALSE
Any | SWHC046AP | RFF | new | CZ03 | cDXHP | SWHC046-01 | ExAnte2019 | IOU workpaper | 2019-11-06 | Cap-Tons | 1 |  |  | 0 | 0 | 0 | -378.1705 | 0 | 53.2537 | [6 empty] | DEER:HVAC_Split-Package_HP | Annual | FALSE
Any | SWHC046AP | RFF | new | CZ04 | cDXHP | SWHC046-01 | ExAnte2019 | IOU workpaper | 2019-11-06 | Cap-Tons | 1 |  |  | 0 | 0 | 0 | -353.355 | 0 | 54.9838 | [6 empty] | DEER:HVAC_Split-Package_HP | Annual | FALSE
Any | SWHC046AP | RFF | new | CZ05 | cDXHP | SWHC046-01 | ExAnte2019 | IOU workpaper | 2019-11-06 | Cap-Tons | 1 |  |  | 0 | 0 | 0 | -396.9333 | 0 | 55.1439 | [6 empty] | DEER:HVAC_Split-Package_HP | Annual | FALSE
Any | SWHC046AP | RFF | new | CZ06 | cDXHP | SWHC046-01 | ExAnte2019 | IOU workpaper | 2019-11-06 | Cap-Tons | 1 |  |  | 0 | 0 | 0 | -109.5672 | 0 | 20.599 | [6 empty] | DEER:HVAC_Split-Package_HP | Annual | FALSE
Any | SWHC046AP | RFF | new | CZ07 | cDXHP | SWHC046-01 | ExAnte2019 | IOU workpaper | 2019-11-06 | Cap-Tons | 1 |  |  | 0 | 0 | 0 | -36.8508 | 0 | 10.0191 | [6 empty] | DEER:HVAC_Split-Package_HP | Annual | FALSE
Any | SWHC046AP | RFF | new | CZ08 | cDXHP | SWHC046-01 | ExAnte2019 | IOU workpaper | 2019-11-06 | Cap-Tons | 1 |  |  | 0 | 0 | 0 | -68.6255 | 0 | 18.9126 | [6 empty] | DEER:HVAC_Split-Package_HP | Annual | FALSE
Any | SWHC046AP | RFF | new | CZ09 | cDXHP | SWHC046-01 | ExAnte2019 | IOU workpaper | 2019-11-06 | Cap-Tons | 1 |  |  | 0 | 0 | 0 | -110.3016 | 0 | 21.5013 | [6 empty] | DEER:HVAC_Split-Package_HP | Annual | FALSE
Any | SWHC046AP | RFF | new | CZ10 | cDXHP | SWHC046-01 | ExAnte2019 | IOU workpaper | 2019-11-06 | Cap-Tons | 1 |  |  | 0 | 0 | 0 | -98.0087 | 0 | 22.4568 | [6 empty] | DEER:HVAC_Split-Package_HP | Annual | FALSE
Any | SWHC046AP | RFF | new | CZ11 | cDXHP | SWHC046-01 | ExAnte2019 | IOU workpaper | 2019-11-06 | Cap-Tons | 1 |  |  | 0 | 0 | 0 | -322.6905 | 0 | 52.1895 | [6 empty] | DEER:HVAC_Split-Package_HP | Annual | FALSE
Any | SWHC046AP | RFF | new | CZ12 | cDXHP | SWHC046-01 | ExAnte2019 | IOU workpaper | 2019-11-06 | Cap-Tons | 1 |  |  | 0 | 0 | 0 | -355.1562 | 0 | 55.2423 | [6 empty] | DEER:HVAC_Split-Package_HP | Annual | FALSE
Any | SWHC046AP | RFF | new | CZ13 | cDXHP | SWHC046-01 | ExAnte2019 | IOU workpaper | 2019-11-06 | Cap-Tons | 1 |  |  | 0 | 0 | 0 | -271.2226 | 0 | 45.7044 | [6 empty] | DEER:HVAC_Split-Package_HP | Annual | FALSE
Any | SWHC046AP | RFF | new | CZ14 | cDXHP | SWHC046-01 | ExAnte2019 | IOU workpaper | 2019-11-06 | Cap-Tons | 1 |  |  | 0 | 0 | 0 | -330.1658 | 0 | 51.1078 | [6 empty] | DEER:HVAC_Split-Package_HP | Annual | FALSE
Any | SWHC046AP | RFF | new | CZ15 | cDXHP | SWHC046-01 | ExAnte2019 | IOU workpaper | 2019-11-06 | Cap-Tons | 1 |  |  | 0 | 0 | 0 | 81.7408 | 0 | 5.1057 | [6 empty] | DEER:HVAC_Split-Package_HP | Annual | FALSE
Any | SWHC046AP | RFF | new | CZ16 | cDXHP | SWHC046-01 | ExAnte2019 | IOU workpaper | 2019-11-06 | Cap-Tons | 1 |  |  | 0 | 0 | 0 | -1208.4611 | 0 | 140.2735 | [6 empty] | DEER:HVAC_Split-Package_HP | Annual | FALSE
Any | SWHC046AP | RSD | new | CZ01 | cDXHP | SWHC046-01 | ExAnte2019 | IOU workpaper | 2019-11-06 | Cap-Tons | 1 |  |  | 0 | 0 | 0 | -405.5184 | 0 | 52.9608 | [6 empty] | DEER:HVAC_Split-Package_HP | Annual | FALSE
Any | SWHC046AP | RSD | new | CZ02 | cDXHP | SWHC046-01 | ExAnte2019 | IOU workpaper | 2019-11-06 | Cap-Tons | 1 |  |  | 0 | 0 | 0 | -130.5052 | 0 | 24.4443 | [6 empty] | DEER:HVAC_Split-Package_HP | Annual | FALSE
Any | SWHC046AP | RSD | new | CZ03 | cDXHP | SWHC046-01 | ExAnte2019 | IOU workpaper | 2019-11-06 | Cap-Tons | 1 |  |  | 0 | 0 | 0 | -67.7883 | 0 | 11.3868 | [6 empty] | DEER:HVAC_Split-Package_HP | Annual | FALSE
Any | SWHC046AP | RSD | new | CZ04 | cDXHP | SWHC046-01 | ExAnte2019 | IOU workpaper | 2019-11-06 | Cap-Tons | 1 |  |  | 0 | 0 | 0 | -38.678 | 0 | 12.6414 | [6 empty] | DEER:HVAC_Split-Package_HP | Annual | FALSE
Any | SWHC046AP | RSD | new | CZ05 | cDXHP | SWHC046-01 | ExAnte2019 | IOU workpaper | 2019-11-06 | Cap-Tons | 1 |  |  | 0 | 0 | 0 | -52.2635 | 0 | 9.6614 | [6 empty] | DEER:HVAC_Split-Package_HP | Annual | FALSE
Any | SWHC046AP | RSD | new | CZ06 | cDXHP | SWHC046-01 | ExAnte2019 | IOU workpaper | 2019-11-06 | Cap-Tons | 1 |  |  | 0 | 0 | 0 | 44.9057 | 0 | 2.0453 | [6 empty] | DEER:HVAC_Split-Package_HP | Annual | FALSE
Any | SWHC046AP | RSD | new | CZ07 | cDXHP | SWHC046-01 | ExAnte2019 | IOU workpaper | 2019-11-06 | Cap-Tons | 1 |  |  | 0 | 0 | 0 | 54.9874 | 0 | 0.4072 | [6 empty] | DEER:HVAC_Split-Package_HP | Annual | FALSE
Any | SWHC046AP | RSD | new | CZ08 | cDXHP | SWHC046-01 | ExAnte2019 | IOU workpaper | 2019-11-06 | Cap-Tons | 1 |  |  | 0 | 0 | 0 | 58.0016 | 0 | 1.986 | [6 empty] | DEER:HVAC_Split-Package_HP | Annual | FALSE
Any | SWHC046AP | RSD | new | CZ09 | cDXHP | SWHC046-01 | ExAnte2019 | IOU workpaper | 2019-11-06 | Cap-Tons | 1 |  |  | 0 | 0 | 0 | 35.4439 | 0 | 3.1009 | [6 empty] | DEER:HVAC_Split-Package_HP | Annual | FALSE
Any | SWHC046AP | RSD | new | CZ10 | cDXHP | SWHC046-01 | ExAnte2019 | IOU workpaper | 2019-11-06 | Cap-Tons | 1 |  |  | 0 | 0 | 0 | 51.8127 | 0 | 2.9212 | [6 empty] | DEER:HVAC_Split-Package_HP | Annual | FALSE
Any | SWHC046AP | RSD | new | CZ11 | cDXHP | SWHC046-01 | ExAnte2019 | IOU workpaper | 2019-11-06 | Cap-Tons | 1 |  |  | 0 | 0 | 0 | -68.4111 | 0 | 16.6058 | [6 empty] | DEER:HVAC_Split-Package_HP | Annual | FALSE
Any | SWHC046AP | RSD | new | CZ12 | cDXHP | SWHC046-01 | ExAnte2019 | IOU workpaper | 2019-11-06 | Cap-Tons | 1 |  |  | 0 | 0 | 0 | -75.1241 | 0 | 16.6912 | [6 empty] | DEER:HVAC_Split-Package_HP | Annual | FALSE
Any | SWHC046AP | RSD | new | CZ13 | cDXHP | SWHC046-01 | ExAnte2019 | IOU workpaper | 2019-11-06 | Cap-Tons | 1 |  |  | 0 | 0 | 0 | -50.2554 | 0 | 14.7248 | [6 empty] | DEER:HVAC_Split-Package_HP | Annual | FALSE
Any | SWHC046AP | RSD | new | CZ14 | cDXHP | SWHC046-01 | ExAnte2019 | IOU workpaper | 2019-11-06 | Cap-Tons | 1 |  |  | 0 | 0 | 0 | -62.7498 | 0 | 15.63 | [6 empty] | DEER:HVAC_Split-Package_HP | Annual | FALSE
Any | SWHC046AP | RSD | new | CZ15 | cDXHP | SWHC046-01 | ExAnte2019 | IOU workpaper | 2019-11-06 | Cap-Tons | 1 |  |  | 0 | 0 | 0 | 106.058 | 0 | 0.2738 | [6 empty] | DEER:HVAC_Split-Package_HP | Annual | FALSE
Any | SWHC046AP | RSD | new | CZ16 | cDXHP | SWHC046-01 | ExAnte2019 | IOU workpaper | 2019-11-06 | Cap-Tons | 1 |  |  | 0 | 0 | 0 | -674.4284 | 0 | 83.9227 | [6 empty] | DEER:HVAC_Split-Package_HP | Annual | FALSE
Any | SWHC046AP | Rt3 | new | CZ01 | cDXHP | SWHC046-01 | ExAnte2019 | IOU workpaper | 2019-11-06 | Cap-Tons | 1 |  |  | 0 | 0 | 0 | -109.9155 | 0 | 15.9077 | [6 empty] | DEER:HVAC_Split-Package_HP | Annual | FALSE
Any | SWHC046AP | Rt3 | new | CZ02 | cDXHP | SWHC046-01 | ExAnte2019 | IOU workpaper | 2019-11-06 | Cap-Tons | 1 |  |  | 0 | 0 | 0 | -10.5771 | 0 | 7.9369 | [6 empty] | DEER:HVAC_Split-Package_HP | Annual | FALSE
Any | SWHC046AP | Rt3 | new | CZ03 | cDXHP | SWHC046-01 | ExAnte2019 | IOU workpaper | 2019-11-06 | Cap-Tons | 1 |  |  | 0 | 0 | 0 | -8.6614 | 0 | 5.261 | [6 empty] | DEER:HVAC_Split-Package_HP | Annual | FALSE
Any | SWHC046AP | Rt3 | new | CZ04 | cDXHP | SWHC046-01 | ExAnte2019 | IOU workpaper | 2019-11-06 | Cap-Tons | 1 |  |  | 0 | 0 | 0 | 22.8103 | 0 | 4.2893 | [6 empty] | DEER:HVAC_Split-Package_HP | Annual | FALSE
Any | SWHC046AP | Rt3 | new | CZ05 | cDXHP | SWHC046-01 | ExAnte2019 | IOU workpaper | 2019-11-06 | Cap-Tons | 1 |  |  | 0 | 0 | 0 | 2.451 | 0 | 3.9525 | [6 empty] | DEER:HVAC_Split-Package_HP | Annual | FALSE
Any | SWHC046AP | Rt3 | new | CZ06 | cDXHP | SWHC046-01 | ExAnte2019 | IOU workpaper | 2019-11-06 | Cap-Tons | 1 |  |  | 0 | 0 | 0 | 64.0536 | 0 | 0.8682 | [6 empty] | DEER:HVAC_Split-Package_HP | Annual | FALSE
Any | SWHC046AP | Rt3 | new | CZ07 | cDXHP | SWHC046-01 | ExAnte2019 | IOU workpaper | 2019-11-06 | Cap-Tons | 1 |  |  | 0 | 0 | 0 | 64.2536 | 0 | 0.1265 | [6 empty] | DEER:HVAC_Split-Package_HP | Annual | FALSE
Any | SWHC046AP | Rt3 | new | CZ08 | cDXHP | SWHC046-01 | ExAnte2019 | IOU workpaper | 2019-11-06 | Cap-Tons | 1 |  |  | 0 | 0 | 0 | 70.2155 | 0 | 0.6559 | [6 empty] | DEER:HVAC_Split-Package_HP | Annual | FALSE
Any | SWHC046AP | Rt3 | new | CZ09 | cDXHP | SWHC046-01 | ExAnte2019 | IOU workpaper | 2019-11-06 | Cap-Tons | 1 |  |  | 0 | 0 | 0 | 51.1358 | 0 | 1.3548 | [6 empty] | DEER:HVAC_Split-Package_HP | Annual | FALSE
Any | SWHC046AP | Rt3 | new | CZ10 | cDXHP | SWHC046-01 | ExAnte2019 | IOU workpaper | 2019-11-06 | Cap-Tons | 1 |  |  | 0 | 0 | 0 | 62.7657 | 0 | 1.3736 | [6 empty] | DEER:HVAC_Split-Package_HP | Annual | FALSE
Any | SWHC046AP | Rt3 | new | CZ11 | cDXHP | SWHC046-01 | ExAnte2019 | IOU workpaper | 2019-11-06 | Cap-Tons | 1 |  |  | 0 | 0 | 0 | -7.7865 | 0 | 9.2343 | [6 empty] | DEER:HVAC_Split-Package_HP | Annual | FALSE
Any | SWHC046AP | Rt3 | new | CZ12 | cDXHP | SWHC046-01 | ExAnte2019 | IOU workpaper | 2019-11-06 | Cap-Tons | 1 |  |  | 0 | 0 | 0 | -9.0788 | 0 | 8.2987 | [6 empty] | DEER:HVAC_Split-Package_HP | Annual | FALSE
Any | SWHC046AP | Rt3 | new | CZ13 | cDXHP | SWHC046-01 | ExAnte2019 | IOU workpaper | 2019-11-06 | Cap-Tons | 1 |  |  | 0 | 0 | 0 | 7.7161 | 0 | 7.5231 | [6 empty] | DEER:HVAC_Split-Package_HP | Annual | FALSE
Any | SWHC046AP | Rt3 | new | CZ14 | cDXHP | SWHC046-01 | ExAnte2019 | IOU workpaper | 2019-11-06 | Cap-Tons | 1 |  |  | 0 | 0 | 0 | -3.3078 | 0 | 8.6935 | [6 empty] | DEER:HVAC_Split-Package_HP | Annual | FALSE
Any | SWHC046AP | Rt3 | new | CZ15 | cDXHP | SWHC046-01 | ExAnte2019 | IOU workpaper | 2019-11-06 | Cap-Tons | 1 |  |  | 0 | 0 | 0 | 105.7197 | 0 | 0.2588 | [6 empty] | DEER:HVAC_Split-Package_HP | Annual | FALSE
Any | SWHC046AP | Rt3 | new | CZ16 | cDXHP | SWHC046-01 | ExAnte2019 | IOU workpaper | 2019-11-06 | Cap-Tons | 1 |  |  | 0 | 0 | 0 | -414.0982 | 0 | 52.2828 | [6 empty] | DEER:HVAC_Split-Package_HP | Annual | FALSE
Any | SWHC046AP | RtL | new | CZ01 | cDXHP | SWHC046-01 | ExAnte2019 | IOU workpaper | 2019-11-06 | Cap-Tons | 1 |  |  | 0 | 0 | 0 | -263.6887 | 0 | 40.1395 | [6 empty] | DEER:HVAC_Split-Package_HP | Annual | FALSE
Any | SWHC046AP | RtL | new | CZ02 | cDXHP | SWHC046-01 | ExAnte2019 | IOU workpaper | 2019-11-06 | Cap-Tons | 1 |  |  | 0 | 0 | 0 | -87.508 | 0 | 19.7449 | [6 empty] | DEER:HVAC_Split-Package_HP | Annual | FALSE
Any | SWHC046AP | RtL | new | CZ03 | cDXHP | SWHC046-01 | ExAnte2019 | IOU workpaper | 2019-11-06 | Cap-Tons | 1 |  |  | 0 | 0 | 0 | -94.5236 | 0 | 19.0304 | [6 empty] | DEER:HVAC_Split-Package_HP | Annual | FALSE
Any | SWHC046AP | RtL | new | CZ04 | cDXHP | SWHC046-01 | ExAnte2019 | IOU workpaper | 2019-11-06 | Cap-Tons | 1 |  |  | 0 | 0 | 0 | -34.6852 | 0 | 14.2049 | [6 empty] | DEER:HVAC_Split-Package_HP | Annual | FALSE
Any | SWHC046AP | RtL | new | CZ05 | cDXHP | SWHC046-01 | ExAnte2019 | IOU workpaper | 2019-11-06 | Cap-Tons | 1 |  |  | 0 | 0 | 0 | -99.8876 | 0 | 19.6129 | [6 empty] | DEER:HVAC_Split-Package_HP | Annual | FALSE
Any | SWHC046AP | RtL | new | CZ06 | cDXHP | SWHC046-01 | ExAnte2019 | IOU workpaper | 2019-11-06 | Cap-Tons | 1 |  |  | 0 | 0 | 0 | 10.481 | 0 | 9.5971 | [6 empty] | DEER:HVAC_Split-Package_HP | Annual | FALSE
Any | SWHC046AP | RtL | new | CZ07 | cDXHP | SWHC046-01 | ExAnte2019 | IOU workpaper | 2019-11-06 | Cap-Tons | 1 |  |  | 0 | 0 | 0 | 21.7954 | 0 | 6.6278 | [6 empty] | DEER:HVAC_Split-Package_HP | Annual | FALSE
Any | SWHC046AP | RtL | new | CZ08 | cDXHP | SWHC046-01 | ExAnte2019 | IOU workpaper | 2019-11-06 | Cap-Tons | 1 |  |  | 0 | 0 | 0 | 26.8372 | 0 | 6.6427 | [6 empty] | DEER:HVAC_Split-Package_HP | Annual | FALSE
Any | SWHC046AP | RtL | new | CZ09 | cDXHP | SWHC046-01 | ExAnte2019 | IOU workpaper | 2019-11-06 | Cap-Tons | 1 |  |  | 0 | 0 | 0 | 5.1631 | 0 | 7.6643 | [6 empty] | DEER:HVAC_Split-Package_HP | Annual | FALSE
Any | SWHC046AP | RtL | new | CZ10 | cDXHP | SWHC046-01 | ExAnte2019 | IOU workpaper | 2019-11-06 | Cap-Tons | 1 |  |  | 0 | 0 | 0 | 24.7791 | 0 | 6.9179 | [6 empty] | DEER:HVAC_Split-Package_HP | Annual | FALSE
Any | SWHC046AP | RtL | new | CZ11 | cDXHP | SWHC046-01 | ExAnte2019 | IOU workpaper | 2019-11-06 | Cap-Tons | 1 |  |  | 0 | 0 | 0 | -56.7702 | 0 | 17.1902 | [6 empty] | DEER:HVAC_Split-Package_HP | Annual | FALSE
Any | SWHC046AP | RtL | new | CZ12 | cDXHP | SWHC046-01 | ExAnte2019 | IOU workpaper | 2019-11-06 | Cap-Tons | 1 |  |  | 0 | 0 | 0 | -61.6317 | 0 | 16.6899 | [6 empty] | DEER:HVAC_Split-Package_HP | Annual | FALSE
Any | SWHC046AP | RtL | new | CZ13 | cDXHP | SWHC046-01 | ExAnte2019 | IOU workpaper | 2019-11-06 | Cap-Tons | 1 |  |  | 0 | 0 | 0 | -34.9151 | 0 | 14.4896 | [6 empty] | DEER:HVAC_Split-Package_HP | Annual | FALSE
Any | SWHC046AP | RtL | new | CZ14 | cDXHP | SWHC046-01 | ExAnte2019 | IOU workpaper | 2019-11-06 | Cap-Tons | 1 |  |  | 0 | 0 | 0 | -63.2002 | 0 | 17.92 | [6 empty] | DEER:HVAC_Split-Package_HP | Annual | FALSE
Any | SWHC046AP | RtL | new | CZ15 | cDXHP | SWHC046-01 | ExAnte2019 | IOU workpaper | 2019-11-06 | Cap-Tons | 1 |  |  | 0 | 0 | 0 | 93.4802 | 0 | 2.0557 | [6 empty] | DEER:HVAC_Split-Package_HP | Annual | FALSE
Any | SWHC046AP | RtL | new | CZ16 | cDXHP | SWHC046-01 | ExAnte2019 | IOU workpaper | 2019-11-06 | Cap-Tons | 1 |  |  | 0 | 0 | 0 | -615.4275 | 0 | 74.8701 | [6 empty] | DEER:HVAC_Split-Package_HP | Annual | FALSE
Any | SWHC046AP | RtS | new | CZ01 | cDXHP | SWHC046-01 | ExAnte2019 | IOU workpaper | 2019-11-06 | Cap-Tons | 1 |  |  | 0 | 0 | 0 | -613.2133 | 0 | 85.5753 | [6 empty] | DEER:HVAC_Split-Package_HP | Annual | FALSE
Any | SWHC046AP | RtS | new | CZ02 | cDXHP | SWHC046-01 | ExAnte2019 | IOU workpaper | 2019-11-06 | Cap-Tons | 1 |  |  | 0 | 0 | 0 | -279.4507 | 0 | 42.8115 | [6 empty] | DEER:HVAC_Split-Package_HP | Annual | FALSE
Any | SWHC046AP | RtS | new | CZ03 | cDXHP | SWHC046-01 | ExAnte2019 | IOU workpaper | 2019-11-06 | Cap-Tons | 1 |  |  | 0 | 0 | 0 | -278.2608 | 0 | 40.7998 | [6 empty] | DEER:HVAC_Split-Package_HP | Annual | FALSE
Any | SWHC046AP | RtS | new | CZ04 | cDXHP | SWHC046-01 | ExAnte2019 | IOU workpaper | 2019-11-06 | Cap-Tons | 1 |  |  | 0 | 0 | 0 | -185.4354 | 0 | 31.376 | [6 empty] | DEER:HVAC_Split-Package_HP | Annual | FALSE
Any | SWHC046AP | RtS | new | CZ05 | cDXHP | SWHC046-01 | ExAnte2019 | IOU workpaper | 2019-11-06 | Cap-Tons | 1 |  |  | 0 | 0 | 0 | -245.1719 | 0 | 36.3474 | [6 empty] | DEER:HVAC_Split-Package_HP | Annual | FALSE
Any | SWHC046AP | RtS | new | CZ06 | cDXHP | SWHC046-01 | ExAnte2019 | IOU workpaper | 2019-11-06 | Cap-Tons | 1 |  |  | 0 | 0 | 0 | -62.4605 | 0 | 15.6478 | [6 empty] | DEER:HVAC_Split-Package_HP | Annual | FALSE
Any | SWHC046AP | RtS | new | CZ07 | cDXHP | SWHC046-01 | ExAnte2019 | IOU workpaper | 2019-11-06 | Cap-Tons | 1 |  |  | 0 | 0 | 0 | -29.1235 | 0 | 9.6647 | [6 empty] | DEER:HVAC_Split-Package_HP | Annual | FALSE
Any | SWHC046AP | RtS | new | CZ08 | cDXHP | SWHC046-01 | ExAnte2019 | IOU workpaper | 2019-11-06 | Cap-Tons | 1 |  |  | 0 | 0 | 0 | -34.3128 | 0 | 12.1307 | [6 empty] | DEER:HVAC_Split-Package_HP | Annual | FALSE
Any | SWHC046AP | RtS | new | CZ09 | cDXHP | SWHC046-01 | ExAnte2019 | IOU workpaper | 2019-11-06 | Cap-Tons | 1 |  |  | 0 | 0 | 0 | -63.7958 | 0 | 14.5747 | [6 empty] | DEER:HVAC_Split-Package_HP | Annual | FALSE
Any | SWHC046AP | RtS | new | CZ10 | cDXHP | SWHC046-01 | ExAnte2019 | IOU workpaper | 2019-11-06 | Cap-Tons | 1 |  |  | 0 | 0 | 0 | -37.0574 | 0 | 12.7936 | [6 empty] | DEER:HVAC_Split-Package_HP | Annual | FALSE
Any | SWHC046AP | RtS | new | CZ11 | cDXHP | SWHC046-01 | ExAnte2019 | IOU workpaper | 2019-11-06 | Cap-Tons | 1 |  |  | 0 | 0 | 0 | -209.0197 | 0 | 36.1329 | [6 empty] | DEER:HVAC_Split-Package_HP | Annual | FALSE
Any | SWHC046AP | RtS | new | CZ12 | cDXHP | SWHC046-01 | ExAnte2019 | IOU workpaper | 2019-11-06 | Cap-Tons | 1 |  |  | 0 | 0 | 0 | -230.1126 | 0 | 37.6889 | [6 empty] | DEER:HVAC_Split-Package_HP | Annual | FALSE
Any | SWHC046AP | RtS | new | CZ13 | cDXHP | SWHC046-01 | ExAnte2019 | IOU workpaper | 2019-11-06 | Cap-Tons | 1 |  |  | 0 | 0 | 0 | -174.695 | 0 | 31.4614 | [6 empty] | DEER:HVAC_Split-Package_HP | Annual | FALSE
Any | SWHC046AP | RtS | new | CZ14 | cDXHP | SWHC046-01 | ExAnte2019 | IOU workpaper | 2019-11-06 | Cap-Tons | 1 |  |  | 0 | 0 | 0 | -187.5166 | 0 | 32.6468 | [6 empty] | DEER:HVAC_Split-Package_HP | Annual | FALSE
Any | SWHC046AP | RtS | new | CZ15 | cDXHP | SWHC046-01 | ExAnte2019 | IOU workpaper | 2019-11-06 | Cap-Tons | 1 |  |  | 0 | 0 | 0 | 73.7725 | 0 | 3.2183 | [6 empty] | DEER:HVAC_Split-Package_HP | Annual | FALSE
Any | SWHC046AP | RtS | new | CZ16 | cDXHP | SWHC046-01 | ExAnte2019 | IOU workpaper | 2019-11-06 | Cap-Tons | 1 |  |  | 0 | 0 | 0 | -954.0994 | 0 | 112.7024 | [6 empty] | DEER:HVAC_Split-Package_HP | Annual | FALSE
Any | SWHC046AP | SCn | new | CZ01 | cDXHP | SWHC046-01 | ExAnte2019 | IOU workpaper | 2019-11-06 | Cap-Tons | 1 |  |  | 0 | 0 | 0 | -923.0625 | 0 | 124.6599 | [6 empty] | DEER:HVAC_Split-Package_HP | Annual | FALSE
Any | SWHC046AP | SCn | new | CZ02 | cDXHP | SWHC046-01 | ExAnte2019 | IOU workpaper | 2019-11-06 | Cap-Tons | 1 |  |  | 0 | 0 | 0 | -643.4333 | 0 | 81.9207 | [6 empty] | DEER:HVAC_Split-Package_HP | Annual | FALSE
Any | SWHC046AP | SCn | new | CZ03 | cDXHP | SWHC046-01 | ExAnte2019 | IOU workpaper | 2019-11-06 | Cap-Tons | 1 |  |  | 0 | 0 | 0 | -498.2868 | 0 | 65.8008 | [6 empty] | DEER:HVAC_Split-Package_HP | Annual | FALSE
Any | SWHC046AP | SCn | new | CZ04 | cDXHP | SWHC046-01 | ExAnte2019 | IOU workpaper | 2019-11-06 | Cap-Tons | 1 |  |  | 0 | 0 | 0 | -531.9353 | 0 | 64.091 | [6 empty] | DEER:HVAC_Split-Package_HP | Annual | FALSE
Any | SWHC046AP | SCn | new | CZ05 | cDXHP | SWHC046-01 | ExAnte2019 | IOU workpaper | 2019-11-06 | Cap-Tons | 1 |  |  | 0 | 0 | 0 | -504.2362 | 0 | 65.3421 | [6 empty] | DEER:HVAC_Split-Package_HP | Annual | FALSE
Any | SWHC046AP | SCn | new | CZ06 | cDXHP | SWHC046-01 | ExAnte2019 | IOU workpaper | 2019-11-06 | Cap-Tons | 1 |  |  | 0 | 0 | 0 | -259.909 | 0 | 35.9886 | [6 empty] | DEER:HVAC_Split-Package_HP | Annual | FALSE
Any | SWHC046AP | SCn | new | CZ07 | cDXHP | SWHC046-01 | ExAnte2019 | IOU workpaper | 2019-11-06 | Cap-Tons | 1 |  |  | 0 | 0 | 0 | -198.4223 | 0 | 26.6314 | [6 empty] | DEER:HVAC_Split-Package_HP | Annual | FALSE
Any | SWHC046AP | SCn | new | CZ08 | cDXHP | SWHC046-01 | ExAnte2019 | IOU workpaper | 2019-11-06 | Cap-Tons | 1 |  |  | 0 | 0 | 0 | -228.5941 | 0 | 35.2224 | [6 empty] | DEER:HVAC_Split-Package_HP | Annual | FALSE
Any | SWHC046AP | SCn | new | CZ09 | cDXHP | SWHC046-01 | ExAnte2019 | IOU workpaper | 2019-11-06 | Cap-Tons | 1 |  |  | 0 | 0 | 0 | -240.4219 | 0 | 37.4889 | [6 empty] | DEER:HVAC_Split-Package_HP | Annual | FALSE
Any | SWHC046AP | SCn | new | CZ10 | cDXHP | SWHC046-01 | ExAnte2019 | IOU workpaper | 2019-11-06 | Cap-Tons | 1 |  |  | 0 | 0 | 0 | -251.6338 | 0 | 38.4043 | [6 empty] | DEER:HVAC_Split-Package_HP | Annual | FALSE
Any | SWHC046AP | SCn | new | CZ11 | cDXHP | SWHC046-01 | ExAnte2019 | IOU workpaper | 2019-11-06 | Cap-Tons | 1 |  |  | 0 | 0 | 0 | -487.7489 | 0 | 72.3395 | [6 empty] | DEER:HVAC_Split-Package_HP | Annual | FALSE
Any | SWHC046AP | SCn | new | CZ12 | cDXHP | SWHC046-01 | ExAnte2019 | IOU workpaper | 2019-11-06 | Cap-Tons | 1 |  |  | 0 | 0 | 0 | -532.5192 | 0 | 77.0498 | [6 empty] | DEER:HVAC_Split-Package_HP | Annual | FALSE
Any | SWHC046AP | SCn | new | CZ13 | cDXHP | SWHC046-01 | ExAnte2019 | IOU workpaper | 2019-11-06 | Cap-Tons | 1 |  |  | 0 | 0 | 0 | -409.1254 | 0 | 61.0169 | [6 empty] | DEER:HVAC_Split-Package_HP | Annual | FALSE
Any | SWHC046AP | SCn | new | CZ14 | cDXHP | SWHC046-01 | ExAnte2019 | IOU workpaper | 2019-11-06 | Cap-Tons | 1 |  |  | 0 | 0 | 0 | -529.0546 | 0 | 73.5145 | [6 empty] | DEER:HVAC_Split-Package_HP | Annual | FALSE
Any | SWHC046AP | SCn | new | CZ15 | cDXHP | SWHC046-01 | ExAnte2019 | IOU workpaper | 2019-11-06 | Cap-Tons | 1 |  |  | 0 | 0 | 0 | -11.7342 | 0 | 10.2752 | [6 empty] | DEER:HVAC_Split-Package_HP | Annual | FALSE
Any | SWHC046AP | SCn | new | CZ16 | cDXHP | SWHC046-01 | ExAnte2019 | IOU workpaper | 2019-11-06 | Cap-Tons | 1 |  |  | 0 | 0 | 0 | -1181.6116 | 0 | 138.6229 | [6 empty] | DEER:HVAC_Split-Package_HP | Annual | FALSE

## CostExAnte
PA | MeasCostID | CostQualifier | BldgType | BldgVint | BldgLoc | DeliveryType | SourceDesc | Version | VersionSource | LastMod | NormUnit | CostType | GenCost | LaborCost | MatlCost | Description | Sector | UseCategory | UseSubCategory | TechGroup | TechType | TechID | MeasAppType | InstallHours | LaborRate | LocCostAdj | Status | Comment | MeasLaborID | StdLaborRateID
Any | SWHC046_01_B001 | Any | Any | Any | Any | Any | SWHC046-01 | ExAnte2019 | IOU workpaper | 2020-05-08 | Cap-Tons | Full |  | 558.16 | 962 | Commercial Pkg-<65kBtuh AC with Gas Furnace-Existing Baseline | Any | HVAC | HeatCool | dxHP_equip | pkgEER |  |  |  |  | None | Proposed
Any | SWHC046_01_B002 | Any | Any | Any | Any | Any | SWHC046-01 | ExAnte2019 | IOU workpaper | 2020-05-08 | Cap-Tons | Full |  | 558.16 | 871 | Commercial Split-<65kBtuh AC with Gas Furnace-Existing Baseline | Any | HVAC | HeatCool | dxHP_equip | spltSEER |  |  |  |  | None | Proposed
Any | SWHC046_01_B003 | Any | Any | Any | Any | Any | SWHC046-01 | ExAnte2019 | IOU workpaper | 2020-05-08 | Cap-Tons | Full |  | 316.4124 | 856.7123 | Commercial SpltPkg-135to239kBtuh AC with Gas Furnace-Existing Baseline | Any | HVAC | HeatCool | dxHP_equip | pkgEER |  |  |  |  | None | Proposed
Any | SWHC046_01_B004 | Any | Any | Any | Any | Any | SWHC046-01 | ExAnte2019 | IOU workpaper | 2020-05-08 | Cap-Tons | Full |  | 301.3313 | 884.4889 | Commercial SpltPkg-240to759kBtuh AC with Gas Furnace-Existing Baseline | Any | HVAC | HeatCool | dxHP_equip | pkgEER |  |  |  |  | None | Proposed
Any | SWHC046_01_B005 | Any | Any | Any | Any | Any | SWHC046-01 | ExAnte2019 | IOU workpaper | 2020-05-08 | Cap-Tons | Full |  | 410.0783 | 822.241 | Commercial SpltPkg-65to134kBtuh AC with Gas Furnace-Existing Baseline | Any | HVAC | HeatCool | dxHP_equip | pkgEER |  |  |  |  | None | Proposed
Any | SWHC046_01_M001 | Any | Any | Any | Any | Any | SWHC046-01 | ExAnte2019 | IOU workpaper | 2020-05-08 | Cap-Tons | Full |  | 657.7896 | 1040 | Commercial SEER-rated package heat pump, < 65 kBtu/h SEER15 HSPF8.2 | Any | HVAC | HeatCool | dxHP_equip | pkgEER |  |  |  |  | None | Proposed
Any | SWHC046_01_M002 | Any | Any | Any | Any | Any | SWHC046-01 | ExAnte2019 | IOU workpaper | 2020-05-08 | Cap-Tons | Full |  | 657.7896 | 1444 | Commercial SEER-rated package heat pump, < 65 kBtu/h SEER16 HSPF8.5 | Any | HVAC | HeatCool | dxHP_equip | pkgEER |  |  |  |  | None | Proposed
Any | SWHC046_01_M003 | Any | Any | Any | Any | Any | SWHC046-01 | ExAnte2019 | IOU workpaper | 2020-05-08 | Cap-Tons | Full |  | 657.7896 | 1967 | Commercial SEER-rated package heat pump, < 65 kBtu/h SEER17 HSPF9.0 | Any | HVAC | HeatCool | dxHP_equip | pkgEER |  |  |  |  | None | Proposed
Any | SWHC046_01_M004 | Any | Any | Any | Any | Any | SWHC046-01 | ExAnte2019 | IOU workpaper | 2020-05-08 | Cap-Tons | Full |  | 657.7896 | 893 | Commercial SEER-rated split heat pumps, < 65 kBtu/h SEER15 HSPF8.7 | Any | HVAC | HeatCool | dxHP_equip | spltSEER |  |  |  |  | None | Proposed
Any | SWHC046_01_M005 | Any | Any | Any | Any | Any | SWHC046-01 | ExAnte2019 | IOU workpaper | 2020-05-08 | Cap-Tons | Full |  | 657.7896 | 980 | Commercial SEER-rated split heat pumps, < 65 kBtu/h SEER16 HSPF9.0 | Any | HVAC | HeatCool | dxHP_equip | spltSEER |  |  |  |  | None | Proposed
Any | SWHC046_01_M006 | Any | Any | Any | Any | Any | SWHC046-01 | ExAnte2019 | IOU workpaper | 2020-05-08 | Cap-Tons | Full |  | 657.7896 | 1335 | Commercial SEER-rated split heat pumps, < 65 kBtu/h SEER17 HSPF9.4 | Any | HVAC | HeatCool | dxHP_equip | spltSEER |  |  |  |  | None | Proposed
Any | SWHC046_01_M007 | Any | Any | Any | Any | Any | SWHC046-01 | ExAnte2019 | IOU workpaper | 2020-05-08 | Cap-Tons | Full |  | 657.7896 | 1400 | Commercial SEER-rated split heat pumps, < 65 kBtu/h SEER18 HSPF9.7 | Any | HVAC | HeatCool | dxHP_equip | spltSEER |  |  |  |  | None | Proposed
Any | SWHC046_01_M008 | Any | Any | Any | Any | Any | SWHC046-01 | ExAnte2019 | IOU workpaper | 2020-05-08 | Cap-Tons | Full |  | 477.6517 | 729.04 | Commercial IEER-rated package heat pump, 135 to 239 kBtu/h IEER14.5 COP3.2 | Any | HVAC | HeatCool | dxHP_equip | pkgEER |  |  |  |  | None | Proposed
Any | SWHC046_01_M009 | Any | Any | Any | Any | Any | SWHC046-01 | ExAnte2019 | IOU workpaper | 2020-05-08 | Cap-Tons | Full |  | 477.6517 | 767.55 | Commercial IEER-rated package heat pump, 135 to 239 kBtu/h IEER15.5 COP3.2 | Any | HVAC | HeatCool | dxHP_equip | pkgEER |  |  |  |  | None | Proposed
Any | SWHC046_01_M010 | Any | Any | Any | Any | Any | SWHC046-01 | ExAnte2019 | IOU workpaper | 2020-05-08 | Cap-Tons | Full |  | 472.9524 | 755.6 | Commercial IEER-rated package heat pump, 240 to 760 kBtu/h IEER12.0 COP3.2 | Any | HVAC | HeatCool | dxHP_equip | pkgEER |  |  |  |  | None | Proposed
Any | SWHC046_01_M011 | Any | Any | Any | Any | Any | SWHC046-01 | ExAnte2019 | IOU workpaper | 2020-05-08 | Cap-Tons | Full |  | 472.9524 | 830.37 | Commercial IEER-rated package heat pump, 240 to 760 kBtu/h IEER13.0 COP3.2 | Any | HVAC | HeatCool | dxHP_equip | pkgEER |  |  |  |  | None | Proposed
Any | SWHC046_01_M012 | Any | Any | Any | Any | Any | SWHC046-01 | ExAnte2019 | IOU workpaper | 2020-05-08 | Cap-Tons | Full |  | 549.5323 | 748 | Commercial IEER-rated package heat pump, 65 to 134 kBtu/h IEER14.0 COP3.4 | Any | HVAC | HeatCool | dxHP_equip | pkgEER |  |  |  |  | None | Proposed
Any | SWHC046_01_M013 | Any | Any | Any | Any | Any | SWHC046-01 | ExAnte2019 | IOU workpaper | 2020-05-08 | Cap-Tons | Full |  | 549.5323 | 783.56 | Commercial IEER-rated package heat pump, 65 to 134 kBtu/h IEER15.0 COP3.4 | Any | HVAC | HeatCool | dxHP_equip | pkgEER |  |  |  |  | None | Proposed

## CostExAnte (2) (hidden)
4
PA | MeasCostID | CostQualifier | BldgType | BldgVint | BldgLoc | DeliveryType | SourceDesc | Version | VersionSource | LastMod | NormUnit | CostType | GenCost | LaborCost | MatlCost | Description | Sector | UseCategory | UseSubCategory | TechGroup | TechType | TechID | MeasAppType | InstallHours | LaborRate | LocCostAdj | Status | Comment | MeasLaborID | StdLaborRateID
#REF! | Measure | Any | #REF! | #REF! | #REF! | #REF! | #REF! | ExAnte2020 | IOU workpaper | 2021-11-30 | #REF! | Full |  | #REF! | #REF! | #REF! | #REF! | #REF! | #REF! | #REF! | #REF! |  | #REF! |  |  | #REF! | Proposed
PGE | Measure | Any | Com | Ex | CZ01 | UpDeemed | SWHC020-01 | ExAnte2020 | IOU workpaper | 2019-04-24 | Cap-Tons | Full |  | 0 | 803.66 | Air-Cooled Chiller, < 150 tons, 12.1 EER, 16.6 IPLV, CZ01 | Com | HVAC | SpaceCool | Chiller | Screw |  | NC |  |  | None | Proposed
PGE | Measure | Any | Com | Ex | CZ01 | UpDeemed | SWHC020-01 | ExAnte2020 | IOU workpaper | 2019-04-24 | Cap-Tons | Full |  | 0 | 589.32 | Air-Cooled Chiller, â‰¥ 150 tons, 11.1 EER, 15.4 IPLV, CZ01 | Com | HVAC | SpaceCool | Chiller | Screw |  | NC |  |  | None | Proposed
PGE | Measure | Any | Com | Ex | CZ01 | UpDeemed | SWHC020-01 | ExAnte2020 | IOU workpaper | 2019-04-24 | Cap-Tons | Full |  | 0 | 639.15 | Air-Cooled Chiller, â‰¥ 150 tons, 12.1 EER, 16.9 IPLV, CZ01 | Com | HVAC | SpaceCool | Chiller | Screw |  | NC |  |  | None | Proposed