## Summary
HVAC Equipment | Efficiency | Average Material Cost per ton | Sample Size | Average Labor Cost per Ton | Cost Description | Cost ID | Material Cost | Labor Cost | Total Cost | Normalizing Unit
Room Heat Pump | 9.8 EER | 888 | 4 | 135 | Room Heat Pump | SWHC050_02_B001 | 888 | 135 | 1023 | Per Ton Cooling
Ductless Heat Pump (SEER 14) | 14 SEER | 653.2358 | Extrapolation | 702 | Ductless Heat Pump (SEER 14) | SWHC050_02_B002 | 653.2358 | 702 | 1355.2358
Ductless Heat Pump (SEER 15) | 15 SEER | 752.6805 | Extrapolation | 702 | Ductless Heat Pump (SEER 15) | SWHC050_02_M001 | 752.6805 | 702 | 1454.6805
Ductless Heat Pump (SEER 16) | 16 SEER | 852.1252 | Extrapolation | 702 | Ductless Heat Pump (SEER 16) | SWHC050_02_M002 | 852.1252 | 702 | 1554.1252
Ductless Heat Pump (SEER 17) | 17 SEER | 951.5698 | 343 | 702 | Ductless Heat Pump (SEER 17) | SWHC050_02_M003 | 951.5698 | 702 | 1653.5698
Ductless Heat Pump (SEER 18) | 18 SEER | 1051.0145 | 698 | 702 | Ductless Heat Pump (SEER 18) | SWHC050_02_M004 | 1051.0145 | 702 | 1753.0145
Ductless Heat Pump (SEER 19) | 19 SEER | 1150.4592 | 505 | 702 | Ductless Heat Pump (SEER 19) | SWHC050_02_M005 | 1150.4592 | 702 | 1852.4592
Ductless Heat Pump (SEER 20) | 20 SEER | 1249.9038 | Interpolation | 702 | Ductless Heat Pump (SEER 20) | SWHC050_02_M006 | 1249.9038 | 702 | 1951.9038
Ductless Heat Pump (SEER 21) | 21 SEER | 1349.3485 | 162 | 702 | Ductless Heat Pump (SEER 21) | SWHC050_02_M007 | 1349.3485 | 702 | 2051.3485
Ductless Heat Pump (SEER 22) | 22 SEER | 1448.7932 | 129 | 702 | Ductless Heat Pump (SEER 22) | SWHC050_02_M008 | 1448.7932 | 702 | 2150.7932

## Ductless HP costs summary
| SEER | Average distributor cost/ton | # of products | Smoothening SEER20 cost | Adjusted Distutor cost | End user material cost/ton | Labor cost/ton
| 14 | #N/A | #N/A |  | 528.66 | 653.2358 | 702.17
| 15 | 1452.2991 | 8 |  | 609.14 | 752.6805 | 702.17
| 16 | 1131.1607 | 239 |  | 689.62 | 852.1252 | 702.17
| 17 | 744.7795 | 343 | 744.78 | 770.1 | 951.5698 | 702.17
| 18 | 903.0872 | 698 | 903.0872 | 850.58 | 1051.0145 | 702.17
| 19 | 968.2859 | 505 | 968.2859 | 931.06 | 1150.4592 | 702.17
| 20 | 1093.5729 | 347 | 972.0751 | 1011.54 | 1249.9038 | 702.17
| 21 | 975.8643 | 162 | 975.8643 | 1092.02 | 1349.3485 | 702.17
| 22 | 1263.7145 | 129 | 1263.7145 | 1172.5 | 1448.7932 | 702.17
| Total |  | 2431
| Contractor Markup |  | 140.6%
| Overhead and Profits from RSMeans |  | 23.56%
System Type | # of products | 15 | 16 | 17 | 18 | 19 | 20 | 21 | 22 | 23 | 24 | 25 | 26 | 27 | 28 | 29 | 30 | 31 | 32 | 33 | 38 | Total Check | Column1
Variable Speed Mini Split | 2431 | 15: 8; 23.56% 16: 239; 23.56% 17: 343; 23.56% 18: 698; 23.56% 19: 505; 23.56% 20: 347; 23.56% 21: 162; 23.56% 22: 129 | 2431
Multi Split Heat Pump | 1 | 15: 0; 23.56% 16: 0; 23.56% 17: 0; 23.56% 18: 0; 23.56% 19: 0; 23.56% 20: 1; 23.56% 21: 0; 23.56% 22: 0 | 1
Heat Pump | 269 | 15: 69; 23.56% 16: 69; 23.56% 17: 43; 23.56% 18: 39; 23.56% 19: 45; 23.56% 20: 3; 23.56% 21: 1; 23.56% 22: 0 | 269
Total | 2701 | 15: 77; 23.56% 16: 308; 23.56% 17: 386; 23.56% 18: 737; 23.56% 19: 550; 23.56% 20: 351; 23.56% 21: 163; 23.56% 22: 129 | 2701
Average HSPF | 0 | 15: 9.0903; 23.56% 16: 9.1924; 23.56% 17: 9.5561; 23.56% 18: 9.9936; 23.56% 19: 10.138; 23.56% 20: 10.3842; 23.56% 21: 11.3607; 23.56% 22: 12.2012 | 81.9164
Measure offering HSPF | 0 | 15: 8.967; 23.56% 16: 9.2363; 23.56% 17: 9.5056; 23.56% 18: 9.7749; 23.56% 19: 10.0442; 23.56% 20: 10.3135; 23.56% 21: 10.5828; 23.56% 22: 10.8521 | 79.2764
% differnce | 0% | 15: 1.356%; 23.56% 16: -0.4779%; 23.56% 17: 0.5283%; 23.56% 18: 2.188%; 23.56% 19: 0.9252%; 23.56% 20: 0.6807%; 23.56% 21: 6.848%; 23.56% 22: 11.06% | 0.23105
Variable Speed Mini Split | SEER -> | 15: 15; 23.56% 19: 16; 23.56% 23: 17; 23.56% 27: 18; 23.56% 31: 19 | 20 |  |  |  | 21 |  |  |  | 22 |  |  |  | 39
Manufacturer | # of products | Count | Min | Max | average | Count2 | Min3 | Max4 | average5 | Count | Min | Max | Average | Count | Min | Max | Average | Count | Min | Max | Average | Count | Min | Max | Average | Count | Min | Max | Average | Count | Min | Max | Average
Manufacturer#1 | 266 | 0 | 0 | 0 | 0 | 23 | 1002.6667 | 2120.875 | 1655.7498 | 18 | 1375.55 | 2329.78 | 1638.825 | 70 | 833.5484 | 2748.6667 | 1524.8762 | 69 | 1112.6343 | 2660 | 2010.4275 | 68 | 1501.3533 | 3176.8 | 2085.4402 | 5 | 2062.9741 | 2272.028 | 2104.7849 | 13 | 2033.95 | 2534.6 | 2173.8749
Manufacturer#2 | 6 | 0 | 0 | 0 | 0 | 0 | 0 | 0 | 0 | 1 | 596 | 596 | 596 | 3 | 772.735 | 944.3 | 835.845 | 0 | 0 | 0 | 0 | 0 | 0 | 0 | 0 | 2 | 1090.9091 | 1090.9091 | 1090.9091 | 0 | 0 | 0 | 0
Manufacturer#3 | 0 | 0 | 0 | 0 | 0 | 0 | 0 | 0 | 0 | 0 | 0 | 0 | 0 | 0 | 0 | 0 | 0 | 0 | 0 | 0 | 0 | 0 | 0 | 0 | 0 | 0 | 0 | 0 | 0 | 0 | 0 | 0 | 0
Manufacturer#4 | 0 | 0 | 0 | 0 | 0 | 0 | 0 | 0 | 0 | 0 | 0 | 0 | 0 | 0 | 0 | 0 | 0 | 0 | 0 | 0 | 0 | 0 | 0 | 0 | 0 | 0 | 0 | 0 | 0 | 0 | 0 | 0 | 0
Manufacturer#5 | 484 | 0 | 0 | 0 | 0 | 18 | 880 | 1154.53 | 996.6979 | 65 | 551.495 | 1276.0317 | 607.3383 | 145 | 583.7467 | 3656 | 774.7507 | 140 | 542.0533 | 1148.7733 | 644.6147 | 23 | 773.6448 | 1167.1311 | 916.7962 | 70 | 653.3898 | 1301 | 937.8823 | 23 | 722.855 | 1868.8267 | 1026.3363
Manufacturer#6 | 473 | 7 | 1001.3527 | 2410.4436 | 1495.7049 | 138 | 473.87 | 3248.87 | 1295.3781 | 4 | 835.3333 | 1399.3333 | 1247.625 | 237 | 600 | 3198.9126 | 955.0359 | 55 | 524 | 3316.72 | 1186.1949 | 2 | 739.86 | 817.0424 | 778.4512 | 4 | 833.18 | 1820 | 1419.2325 | 26 | 717.04 | 2876.15 | 1699.8935
Manufacturer#7 | 0 | 0 | 0 | 0 | 0 | 0 | 0 | 0 | 0 | 0 | 0 | 0 | 0 | 0 | 0 | 0 | 0 | 0 | 0 | 0 | 0 | 0 | 0 | 0 | 0 | 0 | 0 | 0 | 0 | 0 | 0 | 0 | 0
Manufacturer#8 | 4 | 0 | 0 | 0 | 0 | 4 | 405 | 738.778 | 537.7145 | 0 | 0 | 0 | 0 | 0 | 0 | 0 | 0 | 0 | 0 | 0 | 0 | 0 | 0 | 0 | 0 | 0 | 0 | 0 | 0 | 0 | 0 | 0 | 0
Manufacturer#9 | 471 | 0 | 0 | 0 | 0 | 36 | 360.4406 | 803.6891 | 486.4532 | 40 | 568.64 | 2461.692 | 788.5638 | 116 | 305.7204 | 1237.7275 | 659.5787 | 86 | 392.3525 | 1035.5606 | 800.8833 | 129 | 445.1688 | 1187.4781 | 849.0156 | 14 | 812.069 | 1044.5241 | 886.0621 | 50 | 650 | 1662.198 | 985.9543
Manufacturer#10 | 1 | 0 | 0 | 0 | 0 | 0 | 0 | 0 | 0 | 0 | 0 | 0 | 0 | 0 | 0 | 0 | 0 | 0 | 0 | 0 | 0 | 1 | 2940.4255 | 2940.4255 | 2940.4255 | 0 | 0 | 0 | 0 | 0 | 0 | 0 | 0
Manufacturer#11 | 4 | 0 | 0 | 0 | 0 | 0 | 0 | 0 | 0 | 0 | 0 | 0 | 0 | 0 | 0 | 0 | 0 | 1 | 618 | 618 | 618 | 1 | 728.3333 | 728.3333 | 728.3333 | 0 | 0 | 0 | 0 | 2 | 836 | 897 | 866.5
Manufacturer#12 | 169 | 0 | 0 | 0 | 0 | 11 | 611.5 | 1091.455 | 779.7755 | 50 | 609.22 | 2053.4933 | 993.3853 | 59 | 659.6667 | 1238.7767 | 803.2164 | 0 | 0 | 0 | 0 | 36 | 698.6667 | 1438.7575 | 995.309 | 12 | 802 | 2238.22 | 1089.3614 | 1 | 830.52 | 830.52 | 830.52
Manufacturer#13 | 57 | 1 | 1148.458 | 1148.458 | 1148.458 | 1 | 1267.2375 | 1267.2375 | 1267.2375 | 23 | 613.4667 | 1504.3 | 820.6354 | 16 | 635.5341 | 3589.08 | 1270.6416 | 11 | 605.3379 | 2043.0667 | 1206.5627 | 4 | 1055.9107 | 1449.2 | 1187.6143 | 0 | 0 | 0 | 0 | 1 | 1267 | 1267 | 1267
Manufacturer#14 | 230 | 0 | 0 | 0 | 0 | 3 | 806.7138 | 978.481 | 921.2253 | 18 | 638.2514 | 1306.0127 | 911.517 | 34 | 582.5137 | 1243.3333 | 780.4376 | 42 | 785.9335 | 1453.0075 | 1186.9754 | 80 | 600 | 1385 | 741.9983 | 44 | 688 | 2489.3333 | 886.7518 | 9 | 962.6667 | 1243 | 1042.6296
Manufacturer#15 | 0 | 0 | 0 | 0 | 0 | 0 | 0 | 0 | 0 | 0 | 0 | 0 | 0 | 0 | 0 | 0 | 0 | 0 | 0 | 0 | 0 | 0 | 0 | 0 | 0 | 0 | 0 | 0 | 0 | 0 | 0 | 0 | 0
Manufacturer#16 | 12 | 0 | 0 | 0 | 0 | 2 | 605.04 | 735.8 | 670.42 | 0 | 0 | 0 | 0 | 3 | 667.2489 | 894.3433 | 755.7546 | 0 | 0 | 0 | 0 | 3 | 578.44 | 726.5628 | 627.8143 | 4 | 553.5 | 602.8269 | 577.4567 | 0 | 0 | 0 | 0
Manufacturer#17 | 0 | 0 | 0 | 0 | 0 | 0 | 0 | 0 | 0 | 0 | 0 | 0 | 0 | 0 | 0 | 0 | 0 | 0 | 0 | 0 | 0 | 0 | 0 | 0 | 0 | 0 | 0 | 0 | 0 | 0 | 0 | 0 | 0
Manufacturer#18 | 8 | 0 | 0 | 0 | 0 | 0 | 0 | 0 | 0 | 1 | 894.4036 | 894.4036 | 894.4036 | 2 | 1227.42 | 1375.5326 | 1301.4763 | 0 | 0 | 0 | 0 | 0 | 0 | 0 | 0 | 4 | 1023.0656 | 1582.5181 | 1221.0726 | 1 | 1166.73 | 1166.73 | 1166.73
Manufacturer#19 | 0 | 0 | 0 | 0 | 0 | 0 | 0 | 0 | 0 | 0 | 0 | 0 | 0 | 0 | 0 | 0 | 0 | 0 | 0 | 0 | 0 | 0 | 0 | 0 | 0 | 0 | 0 | 0 | 0 | 0 | 0 | 0 | 0
Manufacturer#20 | 0 | 0 | 0 | 0 | 0 | 0 | 0 | 0 | 0 | 0 | 0 | 0 | 0 | 0 | 0 | 0 | 0 | 0 | 0 | 0 | 0 | 0 | 0 | 0 | 0 | 0 | 0 | 0 | 0 | 0 | 0 | 0 | 0
Manufacturer#21 | 230 | 0 | 0 | 0 | 0 | 1 | 792.5933 | 792.5933 | 792.5933 | 123 | 421.64 | 1833.3333 | 516.3325 | 0 | 0 | 0 | 0 | 101 | 519.0933 | 1516.96 | 615.4358 | 0 | 0 | 0 | 0 | 3 | 691.28 | 979.245 | 789.0625 | 2 | 1107.8333 | 1107.8333 | 1107.8333
Manufacturer#22 | 2 | 0 | 0 | 0 | 0 | 1 | 603.9333 | 603.9333 | 603.9333 | 0 | 0 | 0 | 0 | 0 | 0 | 0 | 0 | 0 | 0 | 0 | 0 | 0 | 0 | 0 | 0 | 0 | 0 | 0 | 0 | 1 | 1061.5333 | 1061.5333 | 1061.5333
Manufacturer#23 | 14 | 0 | 0 | 0 | 0 | 1 | 553.4533 | 553.4533 | 553.4533 | 0 | 0 | 0 | 0 | 13 | 434.1559 | 600.6 | 522.1055 | 0 | 0 | 0 | 0 | 0 | 0 | 0 | 0 | 0 | 0 | 0 | 0 | 0 | 0 | 0 | 0
Manufacturer#24 | 0 | 0 | 0 | 0 | 0 | 0 | 0 | 0 | 0 | 0 | 0 | 0 | 0 | 0 | 0 | 0 | 0 | 0 | 0 | 0 | 0 | 0 | 0 | 0 | 0 | 0 | 0 | 0 | 0 | 0 | 0 | 0 | 0
Total | 2431 | 8 | 1019.7409 | 2252.6954 | 1452.2991 | 239 | 554.2477 | 2382.5268 | 1131.1607 | 343 | 571.7358 | 1798.0038 | 744.7795 | 698 | 575.8859 | 2597.5739 | 903.0872 | 505 | 609.7741 | 1689.4596 | 968.2859 | 347 | 753.81 | 1648.2009 | 1093.5729 | 162 | 748.2208 | 1694.9612 | 975.8643 | 129 | 861.1434 | 1963.9152 | 1263.7145
[8 empty] | SEER | Average cost/ton | # of products
[8 empty] | 15 | 1452.2991 | 8
[8 empty] | 16 | 1131.1607 | 239
[8 empty] | 17 | 744.7795 | 343
[8 empty] | 18 | 903.0872 | 698
[8 empty] | 19 | 968.2859 | 505
[8 empty] | 20 | 1093.5729 | 347
[8 empty] | 21 | 975.8643 | 162
[8 empty] | 22 | 1263.7145 | 129
[8 empty] | 23 | #N/A | #N/A
[8 empty] | 24 | #N/A | #N/A
[8 empty] | Total |  | #N/A

## Summary (2) (hidden)
| System Type | # of products | 15 | 16 | 17 | 18 | 19 | 20 | 21 | 22 | 23 | 24 | 25 | 26 | 27 | 28 | 29 | 30 | 31 | 32 | 33 | 38 | Total Check
| Variable Speed Mini Split | 2431 | 8 | 239 | 343 | 698 | 505 | 347 | 162 | 40 | 59 | 12 | 0 | 3 | 0 | 2 | 6 | 3 | 0 | 0 | 3 | 1 | 2431
| Multi Split Heat Pump | 1 | 0 | 0 | 0 | 0 | 0 | 1 | 0 | 0 | 0 | 0 | 0 | 0 | 0 | 0 | 0 | 0 | 0 | 0 | 0 | 0 | 1
| Heat Pump | 0 | 0 | 0 | 0 | 0 | 0 | 0 | 0 | 0 | 0 | 0 | 0 | 0 | 0 | 0 | 0 | 0 | 0 | 0 | 0 | 0 | 0
| Total | 2432 | 8 | 239 | 343 | 698 | 505 | 348 | 162 | 40 | 59 | 12 | 0 | 3 | 0 | 2 | 6 | 3 | 0 | 0 | 3 | 1 | 2432
| Variable Speed Mini Split | SEER -> | 15: 15; 19: 16; 23: 17; 27: 18; 31: 19 | 20 |  |  |  | 21 |  |  |  | 22 |  |  |  | 23 |  |  |  | 24 |  |  |  | 39
| Manufacturer | # of products | Count | Min | Max | average | Count2 | Min3 | Max4 | average5 | Count | Min | Max | Average | Count | Min | Max | Average | Count | Min | Max | Average | Count | Min | Max | Average | Count | Min | Max | Average | Count | Min | Max | Average | Count | Min | Max | Average | Count | Min | Max | Average
| Mitsubishi | 0 | 0 | 0 | 0 | 0 | 0 | 0 | 0 | 0 | 0 | 0 | 0 | 0 | 0 | 0 | 0 | 0 | 0 | 0 | 0 | 0 | 0 | 0 | 0 | 0 | 0 | 0 | 0 | 0 | 0 | 0 | 0 | 0 | 0 | 0 | 0 | 0 | 0 | 0 | 0 | 0
| American Standard | 0 | 0 | 0 | 0 | 0 | 0 | 0 | 0 | 0 | 0 | 0 | 0 | 0 | 0 | 0 | 0 | 0 | 0 | 0 | 0 | 0 | 0 | 0 | 0 | 0 | 0 | 0 | 0 | 0 | 0 | 0 | 0 | 0 | 0 | 0 | 0 | 0 | 0 | 0 | 0 | 0
| Goodman | 0 | 0 | 0 | 0 | 0 | 0 | 0 | 0 | 0 | 0 | 0 | 0 | 0 | 0 | 0 | 0 | 0 | 0 | 0 | 0 | 0 | 0 | 0 | 0 | 0 | 0 | 0 | 0 | 0 | 0 | 0 | 0 | 0 | 0 | 0 | 0 | 0 | 0 | 0 | 0 | 0
| AC PRO.COM | 0 | 0 | 0 | 0 | 0 | 0 | 0 | 0 | 0 | 0 | 0 | 0 | 0 | 0 | 0 | 0 | 0 | 0 | 0 | 0 | 0 | 0 | 0 | 0 | 0 | 0 | 0 | 0 | 0 | 0 | 0 | 0 | 0 | 0 | 0 | 0 | 0 | 0 | 0 | 0 | 0
| MAYTAG | 0 | 0 | 0 | 0 | 0 | 0 | 0 | 0 | 0 | 0 | 0 | 0 | 0 | 0 | 0 | 0 | 0 | 0 | 0 | 0 | 0 | 0 | 0 | 0 | 0 | 0 | 0 | 0 | 0 | 0 | 0 | 0 | 0 | 0 | 0 | 0 | 0 | 0 | 0 | 0 | 0
| TRANE | 0 | 0 | 0 | 0 | 0 | 0 | 0 | 0 | 0 | 0 | 0 | 0 | 0 | 0 | 0 | 0 | 0 | 0 | 0 | 0 | 0 | 0 | 0 | 0 | 0 | 0 | 0 | 0 | 0 | 0 | 0 | 0 | 0 | 0 | 0 | 0 | 0 | 0 | 0 | 0 | 0
| MITSUBISHI ELECTRIC | 0 | 0 | 0 | 0 | 0 | 0 | 0 | 0 | 0 | 0 | 0 | 0 | 0 | 0 | 0 | 0 | 0 | 0 | 0 | 0 | 0 | 0 | 0 | 0 | 0 | 0 | 0 | 0 | 0 | 0 | 0 | 0 | 0 | 0 | 0 | 0 | 0 | 0 | 0 | 0 | 0
| BRYANT | 0 | 0 | 0 | 0 | 0 | 0 | 0 | 0 | 0 | 0 | 0 | 0 | 0 | 0 | 0 | 0 | 0 | 0 | 0 | 0 | 0 | 0 | 0 | 0 | 0 | 0 | 0 | 0 | 0 | 0 | 0 | 0 | 0 | 0 | 0 | 0 | 0 | 0 | 0 | 0 | 0
| CARRIER | 0 | 0 | 0 | 0 | 0 | 0 | 0 | 0 | 0 | 0 | 0 | 0 | 0 | 0 | 0 | 0 | 0 | 0 | 0 | 0 | 0 | 0 | 0 | 0 | 0 | 0 | 0 | 0 | 0 | 0 | 0 | 0 | 0 | 0 | 0 | 0 | 0 | 0 | 0 | 0 | 0
| Midea | 0 | 0 | 0 | 0 | 0 | 0 | 0 | 0 | 0 | 0 | 0 | 0 | 0 | 0 | 0 | 0 | 0 | 0 | 0 | 0 | 0 | 0 | 0 | 0 | 0 | 0 | 0 | 0 | 0 | 0 | 0 | 0 | 0 | 0 | 0 | 0 | 0 | 0 | 0 | 0 | 0
| Samsung | 0 | 0 | 0 | 0 | 0 | 0 | 0 | 0 | 0 | 0 | 0 | 0 | 0 | 0 | 0 | 0 | 0 | 0 | 0 | 0 | 0 | 0 | 0 | 0 | 0 | 0 | 0 | 0 | 0 | 0 | 0 | 0 | 0 | 0 | 0 | 0 | 0 | 0 | 0 | 0 | 0
| York | 0 | 0 | 0 | 0 | 0 | 0 | 0 | 0 | 0 | 0 | 0 | 0 | 0 | 0 | 0 | 0 | 0 | 0 | 0 | 0 | 0 | 0 | 0 | 0 | 0 | 0 | 0 | 0 | 0 | 0 | 0 | 0 | 0 | 0 | 0 | 0 | 0 | 0 | 0 | 0 | 0
| Mitsubishi Electric | 0 | 0 | 0 | 0 | 0 | 0 | 0 | 0 | 0 | 0 | 0 | 0 | 0 | 0 | 0 | 0 | 0 | 0 | 0 | 0 | 0 | 0 | 0 | 0 | 0 | 0 | 0 | 0 | 0 | 0 | 0 | 0 | 0 | 0 | 0 | 0 | 0 | 0 | 0 | 0 | 0
| GREE | 0 | 0 | 0 | 0 | 0 | 0 | 0 | 0 | 0 | 0 | 0 | 0 | 0 | 0 | 0 | 0 | 0 | 0 | 0 | 0 | 0 | 0 | 0 | 0 | 0 | 0 | 0 | 0 | 0 | 0 | 0 | 0 | 0 | 0 | 0 | 0 | 0 | 0 | 0 | 0 | 0
| RUUD | 0 | 0 | 0 | 0 | 0 | 0 | 0 | 0 | 0 | 0 | 0 | 0 | 0 | 0 | 0 | 0 | 0 | 0 | 0 | 0 | 0 | 0 | 0 | 0 | 0 | 0 | 0 | 0 | 0 | 0 | 0 | 0 | 0 | 0 | 0 | 0 | 0 | 0 | 0 | 0 | 0
| LG | 0 | 0 | 0 | 0 | 0 | 0 | 0 | 0 | 0 | 0 | 0 | 0 | 0 | 0 | 0 | 0 | 0 | 0 | 0 | 0 | 0 | 0 | 0 | 0 | 0 | 0 | 0 | 0 | 0 | 0 | 0 | 0 | 0 | 0 | 0 | 0 | 0 | 0 | 0 | 0 | 0
| BOSCH | 0 | 0 | 0 | 0 | 0 | 0 | 0 | 0 | 0 | 0 | 0 | 0 | 0 | 0 | 0 | 0 | 0 | 0 | 0 | 0 | 0 | 0 | 0 | 0 | 0 | 0 | 0 | 0 | 0 | 0 | 0 | 0 | 0 | 0 | 0 | 0 | 0 | 0 | 0 | 0 | 0
| BRYANT HEATING AND COOLING SYSTEMS | 0 | 0 | 0 | 0 | 0 | 0 | 0 | 0 | 0 | 0 | 0 | 0 | 0 | 0 | 0 | 0 | 0 | 0 | 0 | 0 | 0 | 0 | 0 | 0 | 0 | 0 | 0 | 0 | 0 | 0 | 0 | 0 | 0 | 0 | 0 | 0 | 0 | 0 | 0 | 0 | 0
| SEA BREEZE | 0 | 0 | 0 | 0 | 0 | 0 | 0 | 0 | 0 | 0 | 0 | 0 | 0 | 0 | 0 | 0 | 0 | 0 | 0 | 0 | 0 | 0 | 0 | 0 | 0 | 0 | 0 | 0 | 0 | 0 | 0 | 0 | 0 | 0 | 0 | 0 | 0 | 0 | 0 | 0 | 0
| Mitsubishi | 0 | 0 | 0 | 0 | 0 | 0 | 0 | 0 | 0 | 0 | 0 | 0 | 0 | 0 | 0 | 0 | 0 | 0 | 0 | 0 | 0 | 0 | 0 | 0 | 0 | 0 | 0 | 0 | 0 | 0 | 0 | 0 | 0 | 0 | 0 | 0 | 0 | 0 | 0 | 0 | 0
| Friedrich | 0 | 0 | 0 | 0 | 0 | 0 | 0 | 0 | 0 | 0 | 0 | 0 | 0 | 0 | 0 | 0 | 0 | 0 | 0 | 0 | 0 | 0 | 0 | 0 | 0 | 0 | 0 | 0 | 0 | 0 | 0 | 0 | 0 | 0 | 0 | 0 | 0 | 0 | 0 | 0 | 0
| Trane / Mitsubishi Electric | 0 | 0 | 0 | 0 | 0 | 0 | 0 | 0 | 0 | 0 | 0 | 0 | 0 | 0 | 0 | 0 | 0 | 0 | 0 | 0 | 0 | 0 | 0 | 0 | 0 | 0 | 0 | 0 | 0 | 0 | 0 | 0 | 0 | 0 | 0 | 0 | 0 | 0 | 0 | 0 | 0
| AMANA | 0 | 0 | 0 | 0 | 0 | 0 | 0 | 0 | 0 | 0 | 0 | 0 | 0 | 0 | 0 | 0 | 0 | 0 | 0 | 0 | 0 | 0 | 0 | 0 | 0 | 0 | 0 | 0 | 0 | 0 | 0 | 0 | 0 | 0 | 0 | 0 | 0 | 0 | 0 | 0 | 0
All products | Total | 0 | 0 | #DIV/0! | #DIV/0! | #DIV/0! | 0 | #DIV/0! | #DIV/0! | #DIV/0! | 0 | #DIV/0! | #DIV/0! | #DIV/0! | 0 | #DIV/0! | #DIV/0! | #DIV/0! | 0 | #DIV/0! | #DIV/0! | #DIV/0! | 0 | #DIV/0! | #DIV/0! | #DIV/0! | 0 | #DIV/0! | #DIV/0! | #DIV/0! | 0 | #DIV/0! | #DIV/0! | #DIV/0! | 0 | #DIV/0! | #DIV/0! | #DIV/0! | 0 | #DIV/0! | #DIV/0! | #DIV/0!
[9 empty] | SEER | Average cost/ton | # of products
[9 empty] | 15 | #DIV/0! | 0
[9 empty] | 16 | #DIV/0! | 0
[9 empty] | 17 | #DIV/0! | 0
[9 empty] | 18 | #DIV/0! | 0
[9 empty] | 19 | #DIV/0! | 0
[9 empty] | 20 | #DIV/0! | 0
[9 empty] | 21 | #DIV/0! | 0
[9 empty] | 22 | #DIV/0! | 0
[9 empty] | 23 | #DIV/0! | 0
[9 empty] | 24 | #DIV/0! | 0
[9 empty] | Total |  | 0

## Sheet3 (hidden)
|  | DistributorAccount | Distributor Name
American Standard / Mitsubishi Electric | TRUE | 919999999
Mitsubishi |  | 919999995
American Standard | TRUE | 919999996
American Standard |  | 919999991
Goodman |  | 919999998
AC PRO.COM |  | 919999994
Fujitsu |  | 919999997
MAYTAG |  | 919999993 | Baker Distribution Company
TRANE |  | 919999988
MITSUBISHI ELECTRIC |  | 919999989
BRYANT |  | 919999987
CARRIER |  | 919999990
CARRIER
Midea
DAIKIN
Samsung
York
American Standard / Mitsubishi Electric
Mitsubishi Electric
GREE
RUUD
LG
BOSCH
BRYANT HEATING AND COOLING SYSTEMS
SEA BREEZE
Mitsubishi
Friedrich
Trane / Mitsubishi Electric
AMANA

## Summary (3) (hidden)
|  | SEER | Average distributor cost/ton | # of products | Adjusted distributor cost/ton | End user material cost/ton | Labor cost/ton
|  | 19 | #DIV/0! | 0 | #DIV/0! | #DIV/0! | 702.17
|  | 20 | #DIV/0! | 0 | #DIV/0! | #DIV/0! | 702.17
|  | 21 | #DIV/0! | 0 | #DIV/0! | #DIV/0! | 702.17
|  | 22 | #DIV/0! | 0 | #DIV/0! | #DIV/0! | 702.17
|  | 23 | #DIV/0! | 0 | #DIV/0! | #DIV/0! | 702.17
|  | 24 | #DIV/0! | 0 | #DIV/0! | #DIV/0! | 702.17
|  | Total |  | 0
|  | Contractor Markup |  | 140.6%
| System Type | # of products | 15 | 16 | 17 | 18 | 19 | 20 | 21 | 22 | 23 | 24 | 25 | 26 | 27 | 28 | 29 | 30 | 31 | 32 | 33 | 38 | Total Check
| Variable Speed Mini Split | 2431 | 8 | 239 | 343 | 698 | 505 | 347 | 162 | 40 | 59 | 12 | 0 | 3 | 0 | 2 | 6 | 3 | 0 | 0 | 3 | 1 | 2431
| Multi Split Heat Pump | 1 | 0 | 0 | 0 | 0 | 0 | 1 | 0 | 0 | 0 | 0 | 0 | 0 | 0 | 0 | 0 | 0 | 0 | 0 | 0 | 0 | 1
| Heat Pump | 269 | 69 | 69 | 43 | 39 | 45 | 3 | 1 | 0 | 0 | 0 | 0 | 0 | 0 | 0 | 0 | 0 | 0 | 0 | 0 | 0 | 269
| Total | 2701 | 77 | 308 | 386 | 737 | 550 | 351 | 163 | 40 | 59 | 12 | 0 | 3 | 0 | 2 | 6 | 3 | 0 | 0 | 3 | 1 | 2701
| Variable Speed Mini Split | SEER -> | 15: 15; 140.6% 19: 16; 140.6% 23: 17; 140.6% 27: 18; 140.6% 31: 19 | 20 |  |  |  | 21 |  |  |  | 22 |  |  |  | 23 |  |  |  | 24 |  |  |  | 39
| Manufacturer | # of products | Count | Min | Max | average | Count2 | Min3 | Max4 | average5 | Count | Min | Max | Average | Count | Min | Max | Average | Count | Min | Max | Average | Count | Min | Max | Average | Count | Min | Max | Average | Count | Min | Max | Average | Count | Min | Max | Average | Count | Min | Max | Average
| American Standard / Mitsubishi Electric | 0 | 0 | 0 | 0 | 0 | 0 | 0 | 0 | 0 | 0 | 0 | 0 | 0 | 0 | 0 | 0 | 0 | 0 | 0 | 0 | 0 | 0 | 0 | 0 | 0 | 0 | 0 | 0 | 0 | 0 | 0 | 0 | 0 | 0 | 0 | 0 | 0 | 0 | 0 | 0 | 0
| Mitsubishi | 0 | 0 | 0 | 0 | 0 | 0 | 0 | 0 | 0 | 0 | 0 | 0 | 0 | 0 | 0 | 0 | 0 | 0 | 0 | 0 | 0 | 0 | 0 | 0 | 0 | 0 | 0 | 0 | 0 | 0 | 0 | 0 | 0 | 0 | 0 | 0 | 0 | 0 | 0 | 0 | 0
| American Standard | 0 | 0 | 0 | 0 | 0 | 0 | 0 | 0 | 0 | 0 | 0 | 0 | 0 | 0 | 0 | 0 | 0 | 0 | 0 | 0 | 0 | 0 | 0 | 0 | 0 | 0 | 0 | 0 | 0 | 0 | 0 | 0 | 0 | 0 | 0 | 0 | 0 | 0 | 0 | 0 | 0
| Goodman | 0 | 0 | 0 | 0 | 0 | 0 | 0 | 0 | 0 | 0 | 0 | 0 | 0 | 0 | 0 | 0 | 0 | 0 | 0 | 0 | 0 | 0 | 0 | 0 | 0 | 0 | 0 | 0 | 0 | 0 | 0 | 0 | 0 | 0 | 0 | 0 | 0 | 0 | 0 | 0 | 0
| AC PRO.COM | 0 | 0 | 0 | 0 | 0 | 0 | 0 | 0 | 0 | 0 | 0 | 0 | 0 | 0 | 0 | 0 | 0 | 0 | 0 | 0 | 0 | 0 | 0 | 0 | 0 | 0 | 0 | 0 | 0 | 0 | 0 | 0 | 0 | 0 | 0 | 0 | 0 | 0 | 0 | 0 | 0
| FUJITSU | 0 | 0 | 0 | 0 | 0 | 0 | 0 | 0 | 0 | 0 | 0 | 0 | 0 | 0 | 0 | 0 | 0 | 0 | 0 | 0 | 0 | 0 | 0 | 0 | 0 | 0 | 0 | 0 | 0 | 0 | 0 | 0 | 0 | 0 | 0 | 0 | 0 | 0 | 0 | 0 | 0
| MAYTAG | 0 | 0 | 0 | 0 | 0 | 0 | 0 | 0 | 0 | 0 | 0 | 0 | 0 | 0 | 0 | 0 | 0 | 0 | 0 | 0 | 0 | 0 | 0 | 0 | 0 | 0 | 0 | 0 | 0 | 0 | 0 | 0 | 0 | 0 | 0 | 0 | 0 | 0 | 0 | 0 | 0
| TRANE | 0 | 0 | 0 | 0 | 0 | 0 | 0 | 0 | 0 | 0 | 0 | 0 | 0 | 0 | 0 | 0 | 0 | 0 | 0 | 0 | 0 | 0 | 0 | 0 | 0 | 0 | 0 | 0 | 0 | 0 | 0 | 0 | 0 | 0 | 0 | 0 | 0 | 0 | 0 | 0 | 0
| MITSUBISHI ELECTRIC | 0 | 0 | 0 | 0 | 0 | 0 | 0 | 0 | 0 | 0 | 0 | 0 | 0 | 0 | 0 | 0 | 0 | 0 | 0 | 0 | 0 | 0 | 0 | 0 | 0 | 0 | 0 | 0 | 0 | 0 | 0 | 0 | 0 | 0 | 0 | 0 | 0 | 0 | 0 | 0 | 0
| BRYANT | 0 | 0 | 0 | 0 | 0 | 0 | 0 | 0 | 0 | 0 | 0 | 0 | 0 | 0 | 0 | 0 | 0 | 0 | 0 | 0 | 0 | 0 | 0 | 0 | 0 | 0 | 0 | 0 | 0 | 0 | 0 | 0 | 0 | 0 | 0 | 0 | 0 | 0 | 0 | 0 | 0
| CARRIER | 0 | 0 | 0 | 0 | 0 | 0 | 0 | 0 | 0 | 0 | 0 | 0 | 0 | 0 | 0 | 0 | 0 | 0 | 0 | 0 | 0 | 0 | 0 | 0 | 0 | 0 | 0 | 0 | 0 | 0 | 0 | 0 | 0 | 0 | 0 | 0 | 0 | 0 | 0 | 0 | 0
| Midea | 0 | 0 | 0 | 0 | 0 | 0 | 0 | 0 | 0 | 0 | 0 | 0 | 0 | 0 | 0 | 0 | 0 | 0 | 0 | 0 | 0 | 0 | 0 | 0 | 0 | 0 | 0 | 0 | 0 | 0 | 0 | 0 | 0 | 0 | 0 | 0 | 0 | 0 | 0 | 0 | 0
| DAIKIN | 0 | 0 | 0 | 0 | 0 | 0 | 0 | 0 | 0 | 0 | 0 | 0 | 0 | 0 | 0 | 0 | 0 | 0 | 0 | 0 | 0 | 0 | 0 | 0 | 0 | 0 | 0 | 0 | 0 | 0 | 0 | 0 | 0 | 0 | 0 | 0 | 0 | 0 | 0 | 0 | 0
| Samsung | 0 | 0 | 0 | 0 | 0 | 0 | 0 | 0 | 0 | 0 | 0 | 0 | 0 | 0 | 0 | 0 | 0 | 0 | 0 | 0 | 0 | 0 | 0 | 0 | 0 | 0 | 0 | 0 | 0 | 0 | 0 | 0 | 0 | 0 | 0 | 0 | 0 | 0 | 0 | 0 | 0
| York | 0 | 0 | 0 | 0 | 0 | 0 | 0 | 0 | 0 | 0 | 0 | 0 | 0 | 0 | 0 | 0 | 0 | 0 | 0 | 0 | 0 | 0 | 0 | 0 | 0 | 0 | 0 | 0 | 0 | 0 | 0 | 0 | 0 | 0 | 0 | 0 | 0 | 0 | 0 | 0 | 0
| GREE | 0 | 0 | 0 | 0 | 0 | 0 | 0 | 0 | 0 | 0 | 0 | 0 | 0 | 0 | 0 | 0 | 0 | 0 | 0 | 0 | 0 | 0 | 0 | 0 | 0 | 0 | 0 | 0 | 0 | 0 | 0 | 0 | 0 | 0 | 0 | 0 | 0 | 0 | 0 | 0 | 0
| RUUD | 0 | 0 | 0 | 0 | 0 | 0 | 0 | 0 | 0 | 0 | 0 | 0 | 0 | 0 | 0 | 0 | 0 | 0 | 0 | 0 | 0 | 0 | 0 | 0 | 0 | 0 | 0 | 0 | 0 | 0 | 0 | 0 | 0 | 0 | 0 | 0 | 0 | 0 | 0 | 0 | 0
| LG | 0 | 0 | 0 | 0 | 0 | 0 | 0 | 0 | 0 | 0 | 0 | 0 | 0 | 0 | 0 | 0 | 0 | 0 | 0 | 0 | 0 | 0 | 0 | 0 | 0 | 0 | 0 | 0 | 0 | 0 | 0 | 0 | 0 | 0 | 0 | 0 | 0 | 0 | 0 | 0 | 0
| BOSCH | 0 | 0 | 0 | 0 | 0 | 0 | 0 | 0 | 0 | 0 | 0 | 0 | 0 | 0 | 0 | 0 | 0 | 0 | 0 | 0 | 0 | 0 | 0 | 0 | 0 | 0 | 0 | 0 | 0 | 0 | 0 | 0 | 0 | 0 | 0 | 0 | 0 | 0 | 0 | 0 | 0
| BRYANT HEATING AND COOLING SYSTEMS | 0 | 0 | 0 | 0 | 0 | 0 | 0 | 0 | 0 | 0 | 0 | 0 | 0 | 0 | 0 | 0 | 0 | 0 | 0 | 0 | 0 | 0 | 0 | 0 | 0 | 0 | 0 | 0 | 0 | 0 | 0 | 0 | 0 | 0 | 0 | 0 | 0 | 0 | 0 | 0 | 0
| SEA BREEZE | 0 | 0 | 0 | 0 | 0 | 0 | 0 | 0 | 0 | 0 | 0 | 0 | 0 | 0 | 0 | 0 | 0 | 0 | 0 | 0 | 0 | 0 | 0 | 0 | 0 | 0 | 0 | 0 | 0 | 0 | 0 | 0 | 0 | 0 | 0 | 0 | 0 | 0 | 0 | 0 | 0
| Friedrich | 0 | 0 | 0 | 0 | 0 | 0 | 0 | 0 | 0 | 0 | 0 | 0 | 0 | 0 | 0 | 0 | 0 | 0 | 0 | 0 | 0 | 0 | 0 | 0 | 0 | 0 | 0 | 0 | 0 | 0 | 0 | 0 | 0 | 0 | 0 | 0 | 0 | 0 | 0 | 0 | 0
| Trane / Mitsubishi Electric | 0 | 0 | 0 | 0 | 0 | 0 | 0 | 0 | 0 | 0 | 0 | 0 | 0 | 0 | 0 | 0 | 0 | 0 | 0 | 0 | 0 | 0 | 0 | 0 | 0 | 0 | 0 | 0 | 0 | 0 | 0 | 0 | 0 | 0 | 0 | 0 | 0 | 0 | 0 | 0 | 0
| AMANA | 0 | 0 | 0 | 0 | 0 | 0 | 0 | 0 | 0 | 0 | 0 | 0 | 0 | 0 | 0 | 0 | 0 | 0 | 0 | 0 | 0 | 0 | 0 | 0 | 0 | 0 | 0 | 0 | 0 | 0 | 0 | 0 | 0 | 0 | 0 | 0 | 0 | 0 | 0 | 0 | 0
All products | Total | 0 | 0 | #DIV/0! | #DIV/0! | #DIV/0! | 0 | #DIV/0! | #DIV/0! | #DIV/0! | 0 | #DIV/0! | #DIV/0! | #DIV/0! | 0 | #DIV/0! | #DIV/0! | #DIV/0! | 0 | #DIV/0! | #DIV/0! | #DIV/0! | 0 | #DIV/0! | #DIV/0! | #DIV/0! | 0 | #DIV/0! | #DIV/0! | #DIV/0! | 0 | #DIV/0! | #DIV/0! | #DIV/0! | 0 | #DIV/0! | #DIV/0! | #DIV/0! | 0 | #DIV/0! | #DIV/0! | #DIV/0!
[9 empty] | SEER | Average cost/ton | # of products
[9 empty] | 15 | #DIV/0! | 0
[9 empty] | 16 | #DIV/0! | 0
[9 empty] | 17 | #DIV/0! | 0
[9 empty] | 18 | #DIV/0! | 0
[9 empty] | 19 | #DIV/0! | 0
[9 empty] | 20 | #DIV/0! | 0
[9 empty] | 21 | #DIV/0! | 0
[9 empty] | 22 | #DIV/0! | 0
[9 empty] | 23 | #DIV/0! | 0
[9 empty] | 24 | #DIV/0! | 0
[9 empty] | Total |  | 0

## Ductless HP Raw data
ApplicationID | HeaderInvoiceDate | LineNumber | DistributorAccount | DistributorLocationAccount | InvoiceNumber | SalesDate | Manufacturer | Manufacturer anonymized | ModelNumber | SerialNumber | EfficiencySEER | RoundUp | EfficiencyEER | EfficiencyHSPF | SystemType | SolutionCode | RegularPrice | ReducedPrice | ModelTon | Incentive | TotalIncentive | CustomerZip | ProjectSiteType | Regular Price/ton | ReducedPrice/ton | Rebate/ton | Contractor Invoice | Net Contractor Cost after rebate | Gross Contractor cost | Contractor Material Cost | Contractor labor Cost | Contractor Markup | Markup % | Notes | Contractor | Date
51112 | 04/14/2020 | 1 |  |  | A343466 | 3/1/2020 12:00:00 AM | Manufacturer#1 | Manufacturer#1 |  |  | 19.7 | 20 | 9.2 | 10.3 | Variable Speed Mini Split | AC-21563 | 4712 | 2612 | 3.5 | 600 |  | 90742 | SFM | 1346.2857 | 746.2857 | 600 |  |  | 0 |  |  |  | 0
51112 | 04/14/2020 | 2 |  |  | R204451 | 3/13/2020 12:00:00 AM | Manufacturer#2 | Manufacturer#2 |  |  | 18 | 18 | 10.5 | 10 | Variable Speed Mini Split | AC-21563 | 1416.45 | 516.45 | 1.5 | 600 |  | 91024 | SFM | 944.3 | 344.3 | 600 |  |  | 0 |  |  |  | 0
51112 | 04/14/2020 | 3 |  |  | A344139 | 3/17/2020 12:00:00 AM | Manufacturer#2 | Manufacturer#2 |  |  | 18 | 18 | 8.6 | 10 | Variable Speed Mini Split | AC-21563 | 1545.47 | 345.47 | 2 | 600 |  | 90715 | SFM | 772.735 | 172.735 | 600 |  |  | 0 |  |  |  | 0
51112 | 04/14/2020 | 4 |  |  | A343752 | 3/3/2020 12:00:00 AM | Manufacturer#1 | Manufacturer#1 |  |  | 16.8 | 17 | 10.75 | 10.75 | Variable Speed Mini Split | AC-21561 | 5591.76 | 3991.76 | 4 | 400 |  | 92646 | SFM | 1397.94 | 997.94 | 400 |  |  | 0 |  |  |  | 0
51112 | 04/14/2020 | 5 |  |  | A344115 | 3/17/2020 12:00:00 AM | Manufacturer#1 | Manufacturer#1 |  |  | 20 | 20 | 12.7 | 10 | Variable Speed Mini Split | AC-21563 | 2252.03 | 1352.03 | 1.5 | 600 |  | 92651 | SFM | 1501.3533 | 901.3533 | 600 |  |  | 0 |  |  |  | 0
51112 | 04/14/2020 | 6 |  |  | A344198 | 3/17/2020 12:00:00 AM | Manufacturer#1 | Manufacturer#1 |  |  | 19.7 | 20 | 9.2 | 10.3 | Variable Speed Mini Split | AC-21563 | 3894.22 | 1794.22 | 3.5 | 600 |  | 90807 | SFM | 1112.6343 | 512.6343 | 600 |  |  | 0 |  |  |  | 0
51112 | 04/14/2020 | 7 |  |  | R204478 | 3/17/2020 12:00:00 AM | Manufacturer#3 | Manufacturer#3 |  |  | 17 | 17 | 12.5 | 9 | Heat Pump | AC-21518 | 5263.08 | 4063.08 | 4 | 300 |  | 92264 | SFM | 1315.77 | 1015.77 | 300 |  |  | 0 |  |  |  | 0
51112 | 04/14/2020 | 8 |  |  | R204478 | 3/17/2020 12:00:00 AM | Manufacturer#3 | Manufacturer#3 |  |  | 17 | 17 | 12.5 | 9 | Heat Pump | AC-21518 | 5263.08 | 4063.08 | 4 | 300 |  | 92264 | SFM | 1315.77 | 1015.77 | 300 |  |  | 0 |  |  |  | 0
51112 | 04/14/2020 | 9 |  |  | R204439 | 3/13/2020 12:00:00 AM | Manufacturer#2 | Manufacturer#2 |  |  | 18 | 18 | 8.6 | 10 | Variable Speed Mini Split | AC-21563 | 1581 | 381 | 2 | 600 |  | 92270 | SFM | 790.5 | 190.5 | 600 |  |  | 0 |  |  |  | 0
51112 | 04/14/2020 | 10 |  |  | R204620 | 3/27/2020 12:00:00 AM | Manufacturer#1 | Manufacturer#1 |  |  | 19 | 19 | 10.6 | 10.6 | Variable Speed Mini Split | AC-21563 | 4993.2 | 3493.2 | 2.5 | 600 |  | 92359 | SFM | 1997.28 | 1397.28 | 600 |  |  | 0 |  |  |  | 0
51112 | 04/14/2020 | 11 |  |  | A344382 | 3/23/2020 12:00:00 AM | Manufacturer#1 | Manufacturer#1 |  |  | 18 | 18 | 12.5 | 13.6 | Variable Speed Mini Split | AC-21563 | 5193.65 | 3693.65 | 2.5 | 600 |  | 92831 | SFM | 2077.46 | 1477.46 | 600 |  |  | 0 |  |  |  | 0
51112 | 04/14/2020 | 12 |  |  | R204593 | 3/25/2020 12:00:00 AM | Manufacturer#3 | Manufacturer#3 |  |  | 18 | 18 | 12.5 | 10 | Heat Pump | AC-21520 | 10152.75 | 8652.75 | 5 | 300 |  | 92260 | SFM | 2030.55 | 1730.55 | 300 |  |  | 0 |  |  |  | 0
51112 | 04/14/2020 | 13 |  |  | A344433 | 3/25/2020 12:00:00 AM | Manufacturer#1 | Manufacturer#1 |  |  | 17.4 | 18 | 12.5 | 10.5 | Variable Speed Mini Split | AC-21562 | 11648.9 | 9148.9 | 5 | 500 |  | 92833 | SFM | 2329.78 | 1829.78 | 500 |  |  | 0 |  |  |  | 0
51112 | 04/14/2020 | 14 |  |  | R204589 | 3/26/2020 12:00:00 AM | Manufacturer#1 | Manufacturer#1 |  |  | 22.3 | 23 | 12.5 | 12.4 | Variable Speed Mini Split | AC-21563 | 3801.9 | 2901.9 | 1.5 | 600 |  | 92592 | SFM | 2534.6 | 1934.6 | 600 |  |  | 0 |  |  |  | 0
51112 | 04/14/2020 | 15 |  |  | R204691 | 4/2/2020 12:00:00 AM | Manufacturer#1 | Manufacturer#1 |  |  | 20 | 20 | 13.6 | 9.8 | Variable Speed Mini Split | AC-21563 | 4429.85 | 3229.85 | 2 | 600 |  | 92210 | SFM | 2214.925 | 1614.925 | 600 |  |  | 0 |  |  |  | 0
51112 | 04/14/2020 | 16 |  |  | A344594 | 4/2/2020 12:00:00 AM | Manufacturer#1 | Manufacturer#1 |  |  | 16 | 16 | 9 | 8.5 | Variable Speed Mini Split | AC-21560 | 1740.4 | 1440.4 | 1 | 300 |  | 92886 | SFM | 1740.4 | 1440.4 | 300 |  |  | 0 |  |  |  | 0
51112 | 04/14/2020 | 17 |  |  | R204712 | 4/3/2020 12:00:00 AM | Manufacturer#1 | Manufacturer#1 |  |  | 18 | 18 | 10.5 | 10 | Variable Speed Mini Split | AC-21563 | 2263.85 | 1363.85 | 1.5 | 600 |  | 92270 | SFM | 1509.2333 | 909.2333 | 600 |  |  | 0 |  |  |  | 0
51112 | 04/14/2020 | 18 |  |  | A344415 | 4/6/2020 12:00:00 AM | Manufacturer#1 | Manufacturer#1 |  |  | 19.7 | 20 | 9.2 | 10.3 | Variable Speed Mini Split | AC-21563 | 8080.7 | 5980.7 | 3.5 | 600 |  | 92649 | SFM | 2308.7714 | 1708.7714 | 600 |  |  | 0 |  |  |  | 0
51112 | 04/14/2020 | 19 |  |  | A344416 | 4/6/2020 12:00:00 AM | Manufacturer#1 | Manufacturer#1 |  |  | 19.7 | 20 | 9.2 | 10.3 | Variable Speed Mini Split | AC-21563 | 8080.7 | 5980.7 | 3.5 | 600 |  | 92649 | SFM | 2308.7714 | 1708.7714 | 600 |  |  | 0 |  |  |  | 0
51112 | 04/14/2020 | 20 |  |  | A344662 | 4/6/2020 12:00:00 AM | Manufacturer#3 | Manufacturer#3 |  |  | 16 | 16 | 13 | 10 | Heat Pump | AC-21518 | 6003.75 | 5103.75 | 3 | 300 |  | 90277 | SFM | 2001.25 | 1701.25 | 300 |  |  | 0 |  |  |  | 0
51112 | 04/14/2020 | 21 |  |  | A344707 | 4/6/2020 12:00:00 AM | Manufacturer#3 | Manufacturer#3 |  |  | 16 | 16 | 13 | 9 | Heat Pump | AC-21518 | 6594.75 | 5394.75 | 4 | 300 |  | 90274 | SFM | 1648.6875 | 1348.6875 | 300 |  |  | 0 |  |  |  | 0
51112 | 04/14/2020 | 22 |  |  | R204745 | 4/13/2020 12:00:00 AM | Manufacturer#1 | Manufacturer#1 |  |  | 18 | 18 | 9.9 | 10 | Variable Speed Mini Split | AC-21563 | 1579.85 | 979.85 | 1 | 600 |  | 92270 | SFM | 1579.85 | 979.85 | 600 |  |  | 0 |  |  |  | 0
51112 | 04/14/2020 | 23 |  |  | L778418 | 4/13/2020 12:00:00 AM | Manufacturer#1 | Manufacturer#1 |  |  | 19 | 19 | 10.6 | 10.6 | Variable Speed Mini Split | AC-21563 | 4899.15 | 3399.15 | 2.5 | 600 |  | 90266 | SFM | 1959.66 | 1359.66 | 600 |  |  | 0 |  |  |  | 0
51112 | 04/14/2020 | 24 |  |  | A344818 | 4/13/2020 12:00:00 AM | Manufacturer#3 | Manufacturer#3 |  |  | 18.5 | 19 | 11 | 9.5 | Heat Pump | AC-21519 | 9525.75 | 8025.75 | 5 | 300 |  | 91750 | SFM | 1905.15 | 1605.15 | 300 |  |  | 0 |  |  |  | 0
51112 | 04/14/2020 | 25 |  |  | A344744 | 4/13/2020 12:00:00 AM | Manufacturer#1 | Manufacturer#1 |  |  | 20.5 | 21 | 12.5 | 10 | Variable Speed Mini Split | AC-21563 | 3263.25 | 2063.25 | 2 | 600 |  | 90703 | SFM | 1631.625 | 1031.625 | 600 |  |  | 0 |  |  |  | 0
51112 | 04/14/2020 | 26 |  |  | R204764 | 4/13/2020 12:00:00 AM | Manufacturer#1 | Manufacturer#1 |  |  | 19.2 | 20 | 9.4 | 11 | Variable Speed Mini Split | AC-21563 | 5697.15 | 3897.15 | 3 | 600 |  | 92373 | SFM | 1899.05 | 1299.05 | 600 |  |  | 0 |  |  |  | 0
51112 | 04/14/2020 | 27 |  |  | A344639 | 4/2/2020 12:00:00 AM | Manufacturer#1 | Manufacturer#1 |  |  | 20.5 | 21 | 12.5 | 10 | Variable Speed Mini Split | AC-21563 | 3263.25 | 2063.25 | 2 | 600 |  | 92649 | SFM | 1631.625 | 1031.625 | 600 |  |  | 0 |  |  |  | 0
51112 | 04/14/2020 | 28 |  |  | A344710 | 4/7/2020 12:00:00 AM | Manufacturer#3 | Manufacturer#3 |  |  | 15 | 15 | 12.5 | 9 | Heat Pump | AC-21517 | 4059.98 | 3009.98 | 3.5 | 300 |  | 92869 | SFM | 1159.9943 | 859.9943 | 300 |  |  | 0 |  |  |  | 0
51115 | 05/22/2020 | 1 |  |  | S3153793.001 | 5/15/2020 12:00:00 AM | Manufacturer#4 | Manufacturer#4 |  |  | 17 | 17 | 12.5 | 9.5 | Heat Pump | AC-21519 | 3412 | 2014 | 4.66 | 300 | 1398 | 92587 | SFM | 732.1888 | 432.1888 | 300 |  |  | 1398 |  |  |  | 0
51134 | 05/31/2020 | 1 |  |  | S5673972 | 05/22/2020 | Manufacturer#5 | Manufacturer#5 |  |  | 21 | 21 | 12.5 | 11.5 | Variable Speed Mini Split | AC-21563 | 2999.63 | 1301.63 | 2.83 | 600 | 1698 | 92241 | SFM | 1059.9399 | 459.9399 | 600 |  |  | 1698 |  |  |  | 0
51134 | 05/31/2020 | 2 |  |  | S5680169 | 05/26/2020 | Manufacturer#5 | Manufacturer#5 |  |  | 18 | 18 | 9.9 | 9 | Variable Speed Mini Split | AC-21561 | 1012.1 | 412.1 | 1.5 | 400 | 600 | 90049 | SFM | 674.7333 | 274.7333 | 400 |  |  | 600 |  |  |  | 0
51134 | 05/31/2020 | 3 |  |  | S5677903 | 05/26/2020 | Manufacturer#5 | Manufacturer#5 |  |  | 22 | 22 | 12.5 | 11 | Variable Speed Mini Split | AC-21563 | 1565 | 665 | 1.5 | 600 | 900 | 90740 | SFM | 1043.3333 | 443.3333 | 600 |  |  | 900 |  |  |  | 0
51134 | 05/31/2020 | 4 |  |  | S5677895 | 05/26/2020 | Manufacturer#5 | Manufacturer#5 |  |  | 21 | 21 | 12.5 | 11 | Variable Speed Mini Split | AC-21563 | 2070 | 870 | 2 | 600 | 1200 | 90740 | SFM | 1035 | 435 | 600 |  |  | 1200 |  |  |  | 0
51134 | 05/31/2020 | 5 |  |  | S5687020 | 05/28/2020 | Manufacturer#5 | Manufacturer#5 |  |  | 18 | 18 | 10.6 | 9 | Variable Speed Mini Split | AC-21561 | 663.59 | 363.59 | 0.75 | 400 | 300 | 91789 | SFM | 884.7867 | 484.7867 | 400 |  |  | 300 |  |  |  | 0
51134 | 05/31/2020 | 6 |  |  | S5686918 | 05/28/2020 | Manufacturer#5 | Manufacturer#5 |  |  | 21 | 21 | 12.5 | 11.5 | Variable Speed Mini Split | AC-21563 | 3025 | 1327 | 2.83 | 600 | 1698 | 90805 | SFM | 1068.9046 | 468.9046 | 600 |  |  | 1698 |  |  |  | 0
51134 | 05/31/2020 | 7 |  |  | S5683361 | 05/28/2020 | Manufacturer#5 | Manufacturer#5 |  |  | 22 | 22 | 12.5 | 10.2 | Variable Speed Mini Split | AC-21563 | 1000.23 | 400.23 | 1 | 600 | 600 | 90804 | SFM | 1000.23 | 400.23 | 600 |  |  | 600 |  |  |  | 0
51134 | 05/31/2020 | 8 |  |  | S5688773 | 05/29/2020 | Manufacturer#5 | Manufacturer#5 |  |  | 21 | 21 | 10.4 | 10.2 | Variable Speed Mini Split | AC-21563 | 3084.3 | 1134.3 | 3.25 | 600 | 1950 | 92316 | SFM | 949.0154 | 349.0154 | 600 |  |  | 1950 |  |  |  | 0
51134 | 05/31/2020 | 9 |  |  | S5688540 | 05/29/2020 | Manufacturer#5 | Manufacturer#5 |  |  | 18 | 18 | 9.9 | 9 | Variable Speed Mini Split | AC-21561 | 875.62 | 275.62 | 1.5 | 400 | 600 | 92506 | SFM | 583.7467 | 183.7467 | 400 |  |  | 600 |  |  |  | 0
51134 | 05/31/2020 | 10 |  |  | S5687712 | 05/29/2020 | Manufacturer#5 | Manufacturer#5 |  |  | 18 | 18 | 10.95 | 10 | Variable Speed Mini Split | AC-21563 | 1087.53 | -10.47 | 1.83 | 600 | 1098 | 91776 | SFM | 594.2787 | -5.7213 | 600 |  |  | 1098 |  |  |  | 0
51134 | 05/31/2020 | 11 |  |  | S5689519 | 05/30/2020 | Manufacturer#5 | Manufacturer#5 |  |  | 18 | 18 | 10.95 | 10 | Variable Speed Mini Split | AC-21563 | 1087.53 | -10.47 | 1.83 | 600 | 1098 | 92411 | SFM | 594.2787 | -5.7213 | 600 |  |  | 1098 |  |  |  | 0
51137 | 06/01/2020 | 1 |  |  | S3155520.003 | 5/22/2020 12:00:00 AM | Manufacturer#6 | Manufacturer#6 |  |  | 20.3 | 21 | 12.5 | 11.2 | Variable Speed Mini Split | AC-21563 | 964.11 | 256.11 | 1.18 | 600 | 708 | 92886 | SFM | 817.0424 | 217.0424 | 600 |  |  | 708 |  |  |  | 0
51163 | 06/05/2020 | 1 |  |  | S5690061 | 06/01/2020 | Manufacturer#5 | Manufacturer#5 |  |  | 18 | 18 | 10.05 | 9 | Variable Speed Mini Split | AC-21561 | 714 | 314 | 1 | 400 | 400 | 90604 | SFM | 714 | 314 | 400 |  |  | 400 |  |  |  | 0
51163 | 06/05/2020 | 2 |  |  | S5693914 | 06/02/2020 | Manufacturer#5 | Manufacturer#5 |  |  | 21 | 21 | 12.5 | 11.5 | Variable Speed Mini Split | AC-21563 | 2176.93 | 760.93 | 2.36 | 600 | 1416 | 93535 | SFM | 922.428 | 322.428 | 600 |  |  | 1416 |  |  |  | 0
51163 | 06/05/2020 | 3 |  |  | S5687505 | 06/02/2020 | Manufacturer#5 | Manufacturer#5 |  |  | 20 | 20 | 12.5 | 10.5 | Variable Speed Mini Split | AC-21563 | 1217 | 317 | 1.5 | 600 | 900 | 90740 | SFM | 811.3333 | 211.3333 | 600 |  |  | 900 |  |  |  | 0
51163 | 06/05/2020 | 4 |  |  | S5684726 | 06/02/2020 | Manufacturer#7 | Manufacturer#7 |  |  | 16 | 16 | 13 | 9 | Heat Pump | AC-21518 | 2644.49 | 2071.49 | 1.91 | 300 | 573 | 92262 | SFM | 1384.5497 | 1084.5497 | 300 |  |  | 573 |  |  |  | 0
51163 | 06/05/2020 | 5 |  |  | S5694851 | 06/03/2020 | Manufacturer#5 | Manufacturer#5 |  |  | 21 | 21 | 12.5 | 11.5 | Variable Speed Mini Split | AC-21563 | 2655 | 957 | 2.83 | 600 | 1698 | 92867 | SFM | 938.1625 | 338.1625 | 600 |  |  | 1698 |  |  |  | 0
51163 | 06/05/2020 | 6 |  |  | S5692929 | 06/03/2020 | Manufacturer#5 | Manufacturer#5 |  |  | 18 | 18 | 9.9 | 9 | Variable Speed Mini Split | AC-21561 | 938 | 338 | 1.5 | 400 | 600 | 90680 | SFM | 625.3333 | 225.3333 | 400 |  |  | 600 |  |  |  | 0
51163 | 06/05/2020 | 7 |  |  | S5687516 | 06/03/2020 | Manufacturer#5 | Manufacturer#5 |  |  | 21 | 21 | 12.5 | 11.5 | Variable Speed Mini Split | AC-21563 | 2245 | 829 | 2.36 | 600 | 1416 | 90740 | SFM | 951.2712 | 351.2712 | 600 |  |  | 1416 |  |  |  | 0
51163 | 06/05/2020 | 8 |  |  | S5699702 | 06/05/2020 | Manufacturer#5 | Manufacturer#5 |  |  | 18 | 18 | 9.9 | 9 | Variable Speed Mini Split | AC-21561 | 938 | 338 | 1.5 | 400 | 600 | 92881 | SFM | 625.3333 | 225.3333 | 400 |  |  | 600 |  |  |  | 0
51163 | 06/05/2020 | 9 |  |  | S5697026 | 06/05/2020 | Manufacturer#5 | Manufacturer#5 |  |  | 21 | 21 | 12.5 | 11.5 | Variable Speed Mini Split | AC-21563 | 2422.37 | 1006.37 | 2.36 | 600 | 1416 | 92660 | SFM | 1026.428 | 426.428 | 600 |  |  | 1416 |  |  |  | 0
51163 | 06/05/2020 | 10 |  |  | S5695858 | 06/05/2020 | Manufacturer#5 | Manufacturer#5 |  |  | 22 | 22 | 12.5 | 11 | Variable Speed Mini Split | AC-21563 | 1636.85 | 736.85 | 1.5 | 600 | 900 | 90063 | SFM | 1091.2333 | 491.2333 | 600 |  |  | 900 |  |  |  | 0
51163 | 06/05/2020 | 11 |  |  | S5689996 | 06/05/2020 | Manufacturer#5 | Manufacturer#5 |  |  | 18 | 18 | 10.95 | 10 | Variable Speed Mini Split | AC-21563 | 1165 | 67 | 1.83 | 600 | 1098 | 92591 | SFM | 636.612 | 36.612 | 600 |  |  | 1098 |  |  |  | 0
51194 | 06/16/2020 | 1 |  |  | S5685469 | 5/30/2020 12:00:00 AM | Manufacturer#5 | Manufacturer#5 |  |  | 18 | 18 | 10.95 | 10 | Variable Speed Mini Split | AC-21563 | 1257.04 | 159.04 | 1.83 | 600 | 1098 | 91724 | SFM | 686.9071 | 86.9071 | 600 |  |  | 1098 |  |  |  | 0
51194 | 06/16/2020 | 2 |  |  | S5694867 | 6/7/2020 12:00:00 AM | Manufacturer#5 | Manufacturer#5 |  |  | 21 | 21 | 12.5 | 11.5 | Variable Speed Mini Split | AC-21563 | 2772 | 1074 | 2.83 | 600 | 1698 | 92374 | SFM | 979.5053 | 379.5053 | 600 |  |  | 1698 |  |  |  | 0
51194 | 06/16/2020 | 3 |  |  | S5698437 | 6/10/2020 12:00:00 AM | Manufacturer#5 | Manufacturer#5 |  |  | 18 | 18 | 10.95 | 10 | Variable Speed Mini Split | AC-21563 | 1165 | 67 | 1.83 | 600 | 1098 | 91730 | SFM | 636.612 | 36.612 | 600 |  |  | 1098 |  |  |  | 0
51194 | 06/16/2020 | 4 |  |  | S5699601 | 6/10/2020 12:00:00 AM | Manufacturer#5 | Manufacturer#5 |  |  | 18 | 18 | 10.95 | 10 | Variable Speed Mini Split | AC-21563 | 1165 | 67 | 1.83 | 600 | 1098 | 91730 | SFM | 636.612 | 36.612 | 600 |  |  | 1098 |  |  |  | 0
51194 | 06/16/2020 | 5 |  |  | S5699618 | 6/10/2020 12:00:00 AM | Manufacturer#5 | Manufacturer#5 |  |  | 18 | 18 | 10.95 | 10 | Variable Speed Mini Split | AC-21563 | 1165 | 67 | 1.83 | 600 | 1098 | 91730 | SFM | 636.612 | 36.612 | 600 |  |  | 1098 |  |  |  | 0
51194 | 06/16/2020 | 6 |  |  | S5700344 | 6/6/2020 12:00:00 AM | Manufacturer#5 | Manufacturer#5 |  |  | 18 | 18 | 10.4 | 9 | Variable Speed Mini Split | AC-21561 | 604.91 | 204.91 | 1 | 400 | 400 | 92583 | SFM | 604.91 | 204.91 | 400 |  |  | 400 |  |  |  | 0
51194 | 06/16/2020 | 7 |  |  | S5700955 | 6/9/2020 12:00:00 AM | Manufacturer#5 | Manufacturer#5 |  |  | 18 | 18 | 10.95 | 10 | Variable Speed Mini Split | AC-21563 | 1165 | 67 | 1.83 | 600 | 1098 | 92270 | SFM | 636.612 | 36.612 | 600 |  |  | 1098 |  |  |  | 0
51194 | 06/16/2020 | 8 |  |  | S5701246 | 6/8/2020 12:00:00 AM | Manufacturer#5 | Manufacturer#5 |  |  | 21 | 21 | 12.5 | 11.5 | Variable Speed Mini Split | AC-21563 | 1747 | 331 | 2.36 | 600 | 1416 | 91362 | SFM | 740.2542 | 140.2542 | 600 |  |  | 1416 |  |  |  | 0
51194 | 06/16/2020 | 9 |  |  | S5701262 | 6/8/2020 12:00:00 AM | Manufacturer#5 | Manufacturer#5 |  |  | 21 | 21 | 12.5 | 11.5 | Variable Speed Mini Split | AC-21563 | 2252.96 | 836.96 | 2.36 | 600 | 1416 | 92262 | SFM | 954.6441 | 354.6441 | 600 |  |  | 1416 |  |  |  | 0
51194 | 06/16/2020 | 10 |  |  | S5701718 | 6/6/2020 12:00:00 AM | Manufacturer#5 | Manufacturer#5 |  |  | 18 | 18 | 10.95 | 10 | Variable Speed Mini Split | AC-21563 | 1087.53 | -10.47 | 1.83 | 600 | 1098 | 92264 | SFM | 594.2787 | -5.7213 | 600 |  |  | 1098 |  |  |  | 0
51194 | 06/16/2020 | 11 |  |  | S5702022 | 6/6/2020 12:00:00 AM | Manufacturer#5 | Manufacturer#5 |  |  | 21 | 21 | 12.5 | 11.5 | Variable Speed Mini Split | AC-21563 | 2991 | 1293 | 2.83 | 700 | 1698 | 91030 | SFM | 1056.8905 | 456.8905 | 600 |  |  | 1698 |  |  |  | 0
51194 | 06/16/2020 | 12 |  |  | S5702074 | 6/6/2020 12:00:00 AM | Manufacturer#5 | Manufacturer#5 |  |  | 18 | 18 | 10.6 | 9 | Variable Speed Mini Split | AC-21561 | 663.59 | 363.59 | 0.75 | 400 | 300 | 91775 | SFM | 884.7867 | 484.7867 | 400 |  |  | 300 |  |  |  | 0
51194 | 06/16/2020 | 13 |  |  | S5703184 | 6/8/2020 12:00:00 AM | Manufacturer#5 | Manufacturer#5 |  |  | 18 | 18 | 10.4 | 9 | Variable Speed Mini Split | AC-21561 | 604.91 | 204.91 | 1 | 400 | 400 | 90723 | SFM | 604.91 | 204.91 | 400 |  |  | 400 |  |  |  | 0
51194 | 06/16/2020 | 14 |  |  | S5703290 | 6/8/2020 12:00:00 AM | Manufacturer#5 | Manufacturer#5 |  |  | 18 | 18 | 10.4 | 9 | Variable Speed Mini Split | AC-21561 | 699.19 | 299.19 | 1 | 400 | 400 | 90638 | SFM | 699.19 | 299.19 | 400 |  |  | 400 |  |  |  | 0
51194 | 06/16/2020 | 15 |  |  | S5703566 | 6/8/2020 12:00:00 AM | Manufacturer#5 | Manufacturer#5 |  |  | 18 | 18 | 10.4 | 9 | Variable Speed Mini Split | AC-21561 | 699.19 | 299.19 | 1 | 400 | 400 | 90638 | SFM | 699.19 | 299.19 | 400 |  |  | 400 |  |  |  | 0
51194 | 06/16/2020 | 16 |  |  | S5703893 | 6/12/2020 12:00:00 AM | Manufacturer#5 | Manufacturer#5 |  |  | 18 | 18 | 10.95 | 10 | Variable Speed Mini Split | AC-21563 | 1165 | 67 | 1.83 | 600 | 1098 | 92557 | SFM | 636.612 | 36.612 | 600 |  |  | 1098 |  |  |  | 0
51194 | 06/16/2020 | 17 |  |  | S5704434 | 6/11/2020 12:00:00 AM | Manufacturer#5 | Manufacturer#5 |  |  | 20 | 20 | 12.5 | 10.5 | Variable Speed Mini Split | AC-21563 | 1217 | 317 | 1.5 | 600 | 900 | 90740 | SFM | 811.3333 | 211.3333 | 600 |  |  | 900 |  |  |  | 0
51194 | 06/16/2020 | 18 |  |  | S5704440 | 6/11/2020 12:00:00 AM | Manufacturer#5 | Manufacturer#5 |  |  | 22 | 22 | 12.5 | 11 | Variable Speed Mini Split | AC-21563 | 906 | 306 | 1 | 600 | 600 | 90740 | SFM | 906 | 306 | 600 |  |  | 600 |  |  |  | 0
51194 | 06/16/2020 | 19 |  |  | S5704449 | 6/11/2020 12:00:00 AM | Manufacturer#5 | Manufacturer#5 |  |  | 21 | 21 | 12.5 | 11.5 | Variable Speed Mini Split | AC-21563 | 2245 | 829 | 2.36 | 600 | 1416 | 90740 | SFM | 951.2712 | 351.2712 | 600 |  |  | 1416 |  |  |  | 0
51194 | 06/16/2020 | 20 |  |  | S5706142 | 6/10/2020 12:00:00 AM | Manufacturer#5 | Manufacturer#5 |  |  | 18 | 18 | 9.9 | 9 | Variable Speed Mini Split | AC-21561 | 1012.1 | 412.1 | 1.5 | 400 | 600 | 92260 | SFM | 674.7333 | 274.7333 | 400 |  |  | 600 |  |  |  | 0
51194 | 06/16/2020 | 21 |  |  | S5706664 | 6/10/2020 12:00:00 AM | Manufacturer#5 | Manufacturer#5 |  |  | 21 | 21 | 12.5 | 11.5 | Variable Speed Mini Split | AC-21563 | 2505.52 | 807.52 | 2.83 | 600 | 1698 | 92241 | SFM | 885.3428 | 285.3428 | 600 |  |  | 1698 |  |  |  | 0
51194 | 06/16/2020 | 22 |  |  | S5706688 | 6/9/2020 12:00:00 AM | Manufacturer#5 | Manufacturer#5 |  |  | 16 | 16 | 10.05 | 9 | Variable Speed Mini Split | AC-21561 | 1510 | 942 | 1.42 | 400 | 568 | 91766 | SFM | 1063.3803 | 663.3803 | 400 |  |  | 568 |  |  |  | 0
51194 | 06/16/2020 | 23 |  |  | S5708355 | 6/11/2020 12:00:00 AM | Manufacturer#5 | Manufacturer#5 |  |  | 21 | 21 | 10.4 | 10.2 | Variable Speed Mini Split | AC-21563 | 3187 | 1237 | 3.25 | 600 | 1950 | 92584 | SFM | 980.6154 | 380.6154 | 600 |  |  | 1950 |  |  |  | 0
51194 | 06/16/2020 | 24 |  |  | S5708962 | 6/12/2020 12:00:00 AM | Manufacturer#5 | Manufacturer#5 |  |  | 20 | 20 | 12.5 | 10.5 | Variable Speed Mini Split | AC-21563 | 1217 | 317 | 1.5 | 600 | 900 | 90740 | SFM | 811.3333 | 211.3333 | 600 |  |  | 900 |  |  |  | 0
51194 | 06/16/2020 | 25 |  |  | S5710477 | 6/11/2020 12:00:00 AM | Manufacturer#5 | Manufacturer#5 |  |  | 18 | 18 | 10.95 | 10 | Variable Speed Mini Split | AC-21563 | 1087.53 | -10.47 | 1.83 | 600 | 1098 | 92552 | SFM | 594.2787 | -5.7213 | 600 |  |  | 1098 |  |  |  | 0
51194 | 06/16/2020 | 26 |  |  | S5710574 | 6/11/2020 12:00:00 AM | Manufacturer#5 | Manufacturer#5 |  |  | 18 | 18 | 10.95 | 10 | Variable Speed Mini Split | AC-21563 | 1087.53 | -10.47 | 1.83 | 600 | 1098 | 91732 | SFM | 594.2787 | -5.7213 | 600 |  |  | 1098 |  |  |  | 0
51194 | 06/16/2020 | 27 |  |  | S5710931 | 6/11/2020 12:00:00 AM | Manufacturer#5 | Manufacturer#5 |  |  | 18 | 18 | 10.95 | 10 | Variable Speed Mini Split | AC-21563 | 1257.04 | 159.04 | 1.83 | 600 | 1098 | 90808 | SFM | 686.9071 | 86.9071 | 600 |  |  | 1098 |  |  |  | 0
51194 | 06/16/2020 | 28 |  |  | S5711236 | 6/11/2020 12:00:00 AM | Manufacturer#5 | Manufacturer#5 |  |  | 18 | 18 | 10.4 | 9 | Variable Speed Mini Split | AC-21561 | 648 | 248 | 1 | 400 | 400 | 92676 | SFM | 648 | 248 | 400 |  |  | 400 |  |  |  | 0
51194 | 06/16/2020 | 29 |  |  | S5711293 | 6/12/2020 12:00:00 AM | Manufacturer#5 | Manufacturer#5 |  |  | 21 | 21 | 12.5 | 11.5 | Variable Speed Mini Split | AC-21563 | 2245 | 829 | 2.36 | 600 | 1416 | 92879 | SFM | 951.2712 | 351.2712 | 600 |  |  | 1416 |  |  |  | 0
51208 | 06/18/2020 | 1 |  |  | O731863 | 6/18/2020 12:00:00 AM | Manufacturer#6 | Manufacturer#6 |  |  | 16 | 16 | 9 | 8.7 | Variable Speed Mini Split | AC-21560 | 1963.36 | 1063.36 | 3 | 300 | 900 | 90604 | SFM | 654.4533 | 354.4533 | 300 |  |  | 900 |  |  |  | 0
51214 | 06/19/2020 | 1 |  |  | S5702449 | 6/18/2020 12:00:00 AM | Manufacturer#5 | Manufacturer#5 |  |  | 20 | 20 | 12.5 | 10.5 | Variable Speed Mini Split | AC-21563 | 1313.14 | 413.14 | 1.5 | 600 | 900 | 92707 | SFM | 875.4267 | 275.4267 | 600 |  |  | 900 |  |  |  | 0
51214 | 06/19/2020 | 2 |  |  | S5708983 | 6/19/2020 12:00:00 AM | Manufacturer#5 | Manufacturer#5 |  |  | 20 | 20 | 12.5 | 10.5 | Variable Speed Mini Split | AC-21563 | 1217 | 317 | 1.5 | 600 | 900 | 90740 | SFM | 811.3333 | 211.3333 | 600 |  |  | 900 |  |  |  | 0
51214 | 06/19/2020 | 3 |  |  | S5708991 | 6/19/2020 12:00:00 AM | Manufacturer#5 | Manufacturer#5 |  |  | 22 | 22 | 12.5 | 11 | Variable Speed Mini Split | AC-21563 | 906 | 306 | 1 | 600 | 600 | 90740 | SFM | 906 | 306 | 600 |  |  | 600 |  |  |  | 0
51214 | 06/19/2020 | 4 |  |  | S5710768 | 6/19/2020 12:00:00 AM | Manufacturer#5 | Manufacturer#5 |  |  | 18 | 18 | 10.05 | 9 | Variable Speed Mini Split | AC-21561 | 770.41 | 370.41 | 1 | 400 | 400 | 92704 | SFM | 770.41 | 370.41 | 400 |  |  | 400 |  |  |  | 0
51214 | 06/19/2020 | 5 |  |  | S5711868 | 6/15/2020 12:00:00 AM | Manufacturer#5 | Manufacturer#5 |  |  | 18 | 18 | 10.4 | 9 | Variable Speed Mini Split | AC-21561 | 648 | 248 | 1 | 400 | 400 | 91755 | SFM | 648 | 248 | 400 |  |  | 400 |  |  |  | 0
51214 | 06/19/2020 | 6 |  |  | S5712957 | 6/15/2020 12:00:00 AM | Manufacturer#5 | Manufacturer#5 |  |  | 22 | 22 | 12.5 | 10.2 | Variable Speed Mini Split | AC-21563 | 927 | 327 | 1 | 600 | 600 | 91743 | SFM | 927 | 327 | 600 |  |  | 600 |  |  |  | 0
51214 | 06/19/2020 | 7 |  |  | S5713036 | 6/12/2020 12:00:00 AM | Manufacturer#5 | Manufacturer#5 |  |  | 18 | 18 | 10.95 | 10 | Variable Speed Mini Split | AC-21563 | 1257.04 | 159.04 | 1.83 | 600 | 1098 | 90803 | SFM | 686.9071 | 86.9071 | 600 |  |  | 1098 |  |  |  | 0
51214 | 06/19/2020 | 8 |  |  | S5714937 | 6/18/2020 12:00:00 AM | Manufacturer#5 | Manufacturer#5 |  |  | 18 | 18 | 10.95 | 10 | Variable Speed Mini Split | AC-21563 | 1257.04 | 159.04 | 1.83 | 600 | 1098 | 92234 | SFM | 686.9071 | 86.9071 | 600 |  |  | 1098 |  |  |  | 0
51214 | 06/19/2020 | 9 |  |  | S5718043 | 6/16/2020 12:00:00 AM | Manufacturer#5 | Manufacturer#5 |  |  | 18 | 18 | 10.95 | 10 | Variable Speed Mini Split | AC-21563 | 1165 | 67 | 1.83 | 600 | 1098 | 91709 | SFM | 636.612 | 36.612 | 600 |  |  | 1098 |  |  |  | 0
51214 | 06/19/2020 | 10 |  |  | S5718590 | 6/17/2020 12:00:00 AM | Manufacturer#5 | Manufacturer#5 |  |  | 18 | 18 | 10.95 | 10 | Variable Speed Mini Split | AC-21563 | 1257.04 | 159.04 | 1.83 | 600 | 1098 | 90746 | SFM | 686.9071 | 86.9071 | 600 |  |  | 1098 |  |  |  | 0
51214 | 06/19/2020 | 11 |  |  | S5720469 | 6/19/2020 12:00:00 AM | Manufacturer#5 | Manufacturer#5 |  |  | 22 | 22 | 12.5 | 11 | Variable Speed Mini Split | AC-21563 | 1565 | 665 | 1.5 | 600 | 900 | 90740 | SFM | 1043.3333 | 443.3333 | 600 |  |  | 900 |  |  |  | 0
51214 | 06/19/2020 | 12 |  |  | S5722932 | 6/19/2020 12:00:00 AM | Manufacturer#5 | Manufacturer#5 |  |  | 18 | 18 | 10.95 | 10 | Variable Speed Mini Split | AC-21563 | 1165 | 67 | 1.83 | 600 | 1098 | 92821 | SFM | 636.612 | 36.612 | 600 |  |  | 1098 |  |  |  | 0
51219 | 06/02/2020 | 12 |  |  | A345115 | 4/22/2020 12:00:00 AM | Manufacturer#3 | Manufacturer#3 |  |  | 17.5 | 18 | 13 | 9 | Heat Pump | AC-21518 | 7629 | 6417 | 4.04 | 300 |  | 91709 | SFM | 1888.3663 | 1588.3663 | 300 |  |  | 0 |  |  |  | 0
51219 | 06/02/2020 | 13 |  |  | A345115 | 4/22/2020 12:00:00 AM | Manufacturer#1 | Manufacturer#1 |  |  | 21.6 | 22 | 13 | 11.7 | Variable Speed Mini Split | AC-21563 | 2393.05 | 1697.05 | 1.16 | 600 |  | 91709 | SFM | 2062.9741 | 1462.9741 | 600 |  |  | 0 |  |  |  | 0
51219 | 06/02/2020 | 14 |  |  | R204921 | 4/22/2020 12:00:00 AM | Manufacturer#1 | Manufacturer#1 |  |  | 18 | 18 | 9.9 | 10 | Variable Speed Mini Split | AC-21563 | 1579.85 | 979.85 | 1 | 600 |  | 92264 | SFM | 1579.85 | 979.85 | 600 |  |  | 0 |  |  |  | 0
51219 | 06/02/2020 | 15 |  |  | A345057 | 4/21/2020 12:00:00 AM | Manufacturer#3 | Manufacturer#3 |  |  | 16 | 16 | 13 | 9 | Heat Pump | AC-21518 | 6175.5 | 5155.5 | 3.41 | 300 |  | 92234 | SFM | 1810.9971 | 1511.8768 | 299.1202 |  |  | 0 |  |  |  | 0
51219 | 06/02/2020 | 16 |  |  | A345018 | 4/20/2020 12:00:00 AM | Manufacturer#3 | Manufacturer#3 |  |  | 19 | 19 | 12 | 10 | Heat Pump | AC-21520 | 8510.25 | 7337.25 | 3.91 | 300 |  | 92831 | SFM | 2176.5345 | 1876.5345 | 300 |  |  | 0 |  |  |  | 0
51219 | 06/02/2020 | 17 |  |  | A345011 | 4/19/2020 12:00:00 AM | Manufacturer#1 | Manufacturer#1 |  |  | 18 | 18 | 13.2 | 12.6 | Variable Speed Mini Split | AC-21563 | 4123 | 3223 | 1.5 | 600 |  | 92861 | SFM | 2748.6667 | 2148.6667 | 600 |  |  | 0 |  |  |  | 0
51219 | 06/02/2020 | 18 |  |  | A345011 | 4/19/2020 12:00:00 AM | Manufacturer#1 | Manufacturer#1 |  |  | 18 | 18 | 9.9 | 10 | Variable Speed Mini Split | AC-21563 | 1579.85 | 979 | 1 | 600 |  | 92861 | SFM | 1579.85 | 979 | 600.85 |  |  | 0 |  |  |  | 0
51219 | 06/02/2020 | 19 |  |  | A345011 | 4/19/2020 12:00:00 AM | Manufacturer#1 | Manufacturer#1 |  |  | 16 | 16 | 8.8 | 11.7 | Variable Speed Mini Split | AC-21561 | 5544.2 | 4444.2 | 2.75 | 400 |  | 92861 | SFM | 2016.0727 | 1616.0727 | 400 |  |  | 0 |  |  |  | 0
51219 | 06/02/2020 | 20 |  |  | V613547 | 4/17/2020 12:00:00 AM | Manufacturer#1 | Manufacturer#1 |  |  | 18 | 18 | 8.6 | 10 | Variable Speed Mini Split | AC-21563 | 2422.5 | 1306.5 | 1.86 | 600 |  | 91340 | SFM | 1302.4194 | 702.4194 | 600 |  |  | 0 |  |  |  | 0
51219 | 06/02/2020 | 21 |  |  | V613246 | 4/14/2020 12:00:00 AM | Manufacturer#3 | Manufacturer#3 |  |  | 16 | 16 | 13.5 | 9.6 | Heat Pump | AC-21518 | 6267.75 | 5106.75 | 3.87 | 300 |  | 90211 | SFM | 1619.5736 | 1319.5736 | 300 |  |  | 0 |  |  |  | 0
51219 | 06/02/2020 | 22 |  |  | R204844 | 4/17/2020 12:00:00 AM | Manufacturer#3 | Manufacturer#3 |  |  | 19 | 19 | 12.7 | 10 | Heat Pump | AC-21520 | 11182.5 | 9820.5 | 4.54 | 300 |  | 92260 | SFM | 2463.1057 | 2163.1057 | 300 |  |  | 0 |  |  |  | 0
51219 | 06/02/2020 | 23 |  |  | A344984 | 4/17/2020 12:00:00 AM | Manufacturer#1 | Manufacturer#1 |  |  | 18 | 18 | 9.9 | 10 | Variable Speed Mini Split | AC-21563 | 1579.85 | 979.85 | 1 | 600 |  | 92651 | SFM | 1579.85 | 979.85 | 600 |  |  | 0 |  |  |  | 0
51219 | 06/02/2020 | 24 |  |  | R204794 | 4/14/2020 12:00:00 AM | Manufacturer#1 | Manufacturer#1 |  |  | 18 | 18 | 10.5 | 10 | Variable Speed Mini Split | AC-21563 | 2263.85 | 1405.85 | 1.43 | 600 |  | 92879 | SFM | 1583.1119 | 983.1119 | 600 |  |  | 0 |  |  |  | 0
51219 | 06/02/2020 | 25 |  |  | A344801 | 4/14/2020 12:00:00 AM | Manufacturer#1 | Manufacturer#1 |  |  | 22 | 22 | 13.7 | 13.1 | Variable Speed Mini Split | AC-21563 | 3654.65 | 2754.65 | 1.5 | 600 |  | 92821 | SFM | 2436.4333 | 1836.4333 | 600 |  |  | 0 |  |  |  | 0
51219 | 06/02/2020 | 26 |  |  | R204884 | 4/17/2020 12:00:00 AM | Manufacturer#1 | Manufacturer#1 |  |  | 18 | 18 | 12 | 10 | Variable Speed Mini Split | AC-21563 | 3151.15 | 2455.15 | 1.16 | 600 |  | 92570 | SFM | 2716.5086 | 2116.5086 | 600 |  |  | 0 |  |  |  | 0
51219 | 06/02/2020 | 27 |  |  | R204884 | 4/17/2020 12:00:00 AM | Manufacturer#1 | Manufacturer#1 |  |  | 18 | 18 | 12 | 10 | Variable Speed Mini Split | AC-21563 | 3151.15 | 2455.15 | 1.16 | 600 |  | 92570 | SFM | 2716.5086 | 2116.5086 | 600 |  |  | 0 |  |  |  | 0
51219 | 06/02/2020 | 28 |  |  | A344963 | 4/17/2020 12:00:00 AM | Manufacturer#1 | Manufacturer#1 |  |  | 20 | 20 | 12.7 | 10 | Variable Speed Mini Split | AC-21563 | 3401.25 | 2501 | 1.5 | 600 |  | 90602 | SFM | 2267.5 | 1667.3333 | 600.1667 |  |  | 0 |  |  |  | 0
51219 | 06/02/2020 | 29 |  |  | R204999 | 4/27/2020 12:00:00 AM | Manufacturer#1 | Manufacturer#1 |  |  | 18 | 18 | 10.5 | 10 | Variable Speed Mini Split | AC-21563 | 2263.85 | 1405.85 | 1.43 | 600 |  | 92405 | SFM | 1583.1119 | 983.1119 | 600 |  |  | 0 |  |  |  | 0
51219 | 06/02/2020 | 30 |  |  | A345273 | 4/27/2020 12:00:00 AM | Manufacturer#1 | Manufacturer#1 |  |  | 18 | 18 | 10.5 | 10 | Variable Speed Mini Split | AC-21563 | 2263.85 | 1405.85 | 1.43 | 600 |  | 92704 | SFM | 1583.1119 | 983.1119 | 600 |  |  | 0 |  |  |  | 0
51219 | 06/02/2020 | 31 |  |  | R204989 | 4/27/2020 12:00:00 AM | Manufacturer#3 | Manufacturer#3 |  |  | 19.5 | 20 | 12.2 | 9 | Heat Pump | AC-21518 | 10278.75 | 8904.75 | 4.58 | 300 |  | 92262 | SFM | 2244.2686 | 1944.2686 | 300 |  |  | 0 |  |  |  | 0
51219 | 06/02/2020 | 32 |  |  | A345142 | 4/27/2020 12:00:00 AM | Manufacturer#1 | Manufacturer#1 |  |  | 23.1 | 24 | 13 | 12.5 | Variable Speed Mini Split | AC-21563 | 2033.95 | 1433.95 | 1 | 600 |  | 92870 | SFM | 2033.95 | 1433.95 | 600 |  |  | 0 |  |  |  | 0
51219 | 06/02/2020 | 33 |  |  | R205034 | 4/28/2020 12:00:00 AM | Manufacturer#1 | Manufacturer#1 |  |  | 18 | 18 | 8.6 | 10 | Variable Speed Mini Split | AC-21563 | 2422.5 | 1306.5 | 1.86 | 600 |  | 92211 | SFM | 1302.4194 | 702.4194 | 600 |  |  | 0 |  |  |  | 0
51219 | 06/02/2020 | 34 |  |  | R205033 | 4/28/2020 12:00:00 AM | Manufacturer#1 | Manufacturer#1 |  |  | 18 | 18 | 10.5 | 10 | Variable Speed Mini Split | AC-21563 | 2263.85 | 1405.85 | 1.43 | 600 |  | 92270 | SFM | 1583.1119 | 983.1119 | 600 |  |  | 0 |  |  |  | 0
51219 | 06/02/2020 | 35 |  |  | R205037 | 4/28/2020 12:00:00 AM | Manufacturer#3 | Manufacturer#3 |  |  | 18 | 18 | 12 | 10 | Heat Pump | AC-21520 | 8419.5 | 7246.5 | 3.91 | 300 |  | 92270 | SFM | 2153.3248 | 1853.3248 | 300 |  |  | 0 |  |  |  | 0
51219 | 06/02/2020 | 36 |  |  | R205081 | 4/28/2020 12:00:00 AM | Manufacturer#3 | Manufacturer#3 |  |  | 17.5 | 18 | 13 | 9 | Heat Pump | AC-21518 | 7629 | 6417 | 4.04 | 300 |  | 92260 | SFM | 1888.3663 | 1588.3663 | 300 |  |  | 0 |  |  |  | 0
51219 | 06/02/2020 | 37 |  |  | A345480 | 4/29/2020 12:00:00 AM | Manufacturer#1 | Manufacturer#1 |  |  | 19.7 | 20 | 9.2 | 10.3 | Variable Speed Mini Split | AC-21563 | 5781.7 | 3759.7 | 3.37 | 600 |  | 92821 | SFM | 1715.638 | 1115.638 | 600 |  |  | 0 |  |  |  | 0
51219 | 06/02/2020 | 1 |  |  | R204730 | 4/24/2020 12:00:00 AM | Manufacturer#3 | Manufacturer#3 |  |  | 19 | 19 | 12.5 | 9.6 | Heat Pump | AC-21519 | 11058.75 | 9696.75 | 4.54 | 300 |  | 92399 | SFM | 2435.848 | 2135.848 | 300 |  |  | 0 |  |  |  | 0
51219 | 06/02/2020 | 2 |  |  | R204962 | 4/24/2020 12:00:00 AM | Manufacturer#1 | Manufacturer#1 |  |  | 18 | 18 | 9.9 | 10 | Variable Speed Mini Split | AC-21563 | 1960.8 | 1360.8 | 1 | 600 |  | 91764 | SFM | 1960.8 | 1360.8 | 600 |  |  | 0 |  |  |  | 0
51219 | 06/02/2020 | 3 |  |  | A345163 | 4/23/2020 12:00:00 AM | Manufacturer#1 | Manufacturer#1 |  |  | 22 | 22 | 12.5 | 12 | Variable Speed Mini Split | AC-21563 | 2641.95 | 1891.95 | 1.25 | 600 |  | 90808 | SFM | 2113.56 | 1513.56 | 600 |  |  | 0 |  |  |  | 0
51219 | 06/02/2020 | 4 |  |  | R204947 | 4/23/2020 12:00:00 AM | Manufacturer#1 | Manufacturer#1 |  |  | 18 | 18 | 9.9 | 10 | Variable Speed Mini Split | AC-21563 | 1579.85 | 979.85 | 1 | 600 |  | 92530 | SFM | 1579.85 | 979.85 | 600 |  |  | 0 |  |  |  | 0
51219 | 06/02/2020 | 5 |  |  | R204923 | 4/22/2020 12:00:00 AM | Manufacturer#3 | Manufacturer#3 |  |  | 19.25 | 20 | 12.5 | 10 | Heat Pump | AC-21520 | 10281 | 9108 | 3.91 | 300 |  | 92373 | SFM | 2629.4118 | 2329.4118 | 300 |  |  | 0 |  |  |  | 0
51219 | 06/02/2020 | 6 |  |  | R204673 | 4/22/2020 12:00:00 AM | Manufacturer#1 | Manufacturer#1 |  |  | 16 | 16 | 9 | 8.5 | Variable Speed Mini Split | AC-21560 | 1318.6 | 1018.6 | 1 | 300 |  | 92373 | SFM | 1318.6 | 1018.6 | 300 |  |  | 0 |  |  |  | 0
51219 | 06/02/2020 | 7 |  |  | A345043 | 4/20/2020 12:00:00 AM | Manufacturer#1 | Manufacturer#1 |  |  | 17.4 | 18 | 12.5 | 10.5 | Variable Speed Mini Split | AC-21562 | 8173.8 | 5673.8 | 5 | 500 |  | 90605 | SFM | 1634.76 | 1134.76 | 500 |  |  | 0 |  |  |  | 0
51219 | 06/02/2020 | 8 |  |  | A345220 | 4/24/2020 12:00:00 AM | Manufacturer#1 | Manufacturer#1 |  |  | 18 | 18 | 8.6 | 10 | Variable Speed Mini Split | AC-21563 | 2422.5 | 1306.5 | 1.86 | 600 |  | 91790 | SFM | 1302.4194 | 702.4194 | 600 |  |  | 0 |  |  |  | 0
51219 | 06/02/2020 | 9 |  |  | R204920 | 4/21/2020 12:00:00 AM | Manufacturer#3 | Manufacturer#3 |  |  | 18 | 18 | 12.5 | 10 | Heat Pump | AC-21520 | 7834.5 | 6964.5 | 2.91 | 300 |  | 92260 | SFM | 2692.268 | 2393.299 | 298.9691 |  |  | 0 |  |  |  | 0
51219 | 06/02/2020 | 10 |  |  | R204929 | 4/22/2020 12:00:00 AM | Manufacturer#3 | Manufacturer#3 |  |  | 19.5 | 20 | 12.5 | 10 | Heat Pump | AC-21520 | 10569.75 | 9408.75 | 3.87 | 300 |  | 92264 | SFM | 2731.2016 | 2431.2016 | 300 |  |  | 0 |  |  |  | 0
51219 | 06/02/2020 | 11 |  |  | R204929 | 4/22/2020 12:00:00 AM | Manufacturer#3 | Manufacturer#3 |  |  | 19.5 | 20 | 12.5 | 10 | Heat Pump | AC-21520 | 10569.75 | 9408.75 | 3.87 | 300 |  | 92264 | SFM | 2731.2016 | 2431.2016 | 300 |  |  | 0 |  |  |  | 0
51220 | 06/23/2020 | 10 |  |  |  | 4/17/2020 12:00:00 AM | Manufacturer#8 | Manufacturer#8 |  |  | 18 | 18 | 12.5 | 10 | Heat Pump | AC-21520 | 3295 | 2122 | 3.91 | 300 | 1173 | 91701 | SFM | 842.711 | 542.711 | 300 |  |  | 1173 |  |  |  | 0
51220 | 06/23/2020 | 11 |  |  |  | 4/16/2020 12:00:00 AM | Manufacturer#9 | Manufacturer#9 |  |  | 20.5 | 21 | 12.5 | 10 | Variable Speed Mini Split | AC-21563 | 1501.857 | 385.857 | 1.86 | 600 | 1116 | 91030 | SFM | 807.45 | 207.45 | 600 |  |  | 1116 |  |  |  | 0
51220 | 06/23/2020 | 12 |  |  |  | 4/20/2020 12:00:00 AM | Manufacturer#9 | Manufacturer#9 |  |  | 20 | 20 | 13.6 | 9.8 | Variable Speed Mini Split | AC-21563 | 1995.315 | 897.315 | 1.83 | 600 | 1098 | 91006 | SFM | 1090.3361 | 490.3361 | 600 |  |  | 1098 |  |  |  | 0
51220 | 06/23/2020 | 13 |  |  |  | 4/22/2020 12:00:00 AM | Manufacturer#9 | Manufacturer#9 |  |  | 20.5 | 21 | 12.5 | 10 | Variable Speed Mini Split | AC-21563 | 1049 | -67 | 1.86 | 600 | 1116 | 92211 | SFM | 563.9785 | -36.0215 | 600 |  |  | 1116 |  |  |  | 0
51220 | 06/23/2020 | 14 |  |  |  | 4/22/2020 12:00:00 AM | Manufacturer#9 | Manufacturer#9 |  |  | 20 | 20 | 13.6 | 9.8 | Variable Speed Mini Split | AC-21563 | 1713.64 | 615.64 | 1.83 | 600 | 1098 | 92270 | SFM | 936.4153 | 336.4153 | 600 |  |  | 1098 |  |  |  | 0
51220 | 06/23/2020 | 15 |  |  |  | 4/23/2020 12:00:00 AM | Manufacturer#9 | Manufacturer#9 |  |  | 18.9 | 19 | 12 | 11.4 | Variable Speed Mini Split | AC-21563 | 3148.551 | 748.551 | 4 | 600 | 2400 | 93536 | SFM | 787.1377 | 187.1378 | 600 |  |  | 2400 |  |  |  | 0
51220 | 06/23/2020 | 16 |  |  |  | 4/24/2020 12:00:00 AM | Manufacturer#9 | Manufacturer#9 |  |  | 20.5 | 21 | 12.5 | 10 | Variable Speed Mini Split | AC-21563 | 1501.857 | 385.857 | 1.86 | 600 | 1116 | 92264 | SFM | 807.45 | 207.45 | 600 |  |  | 1116 |  |  |  | 0
51220 | 06/23/2020 | 17 |  |  |  | 4/30/2020 12:00:00 AM | Manufacturer#9 | Manufacturer#9 |  |  | 20 | 20 | 12.7 | 10 | Variable Speed Mini Split | AC-21563 | 1349.71 | 449.71 | 1.5 | 600 | 900 | 92240 | SFM | 899.8067 | 299.8067 | 600 |  |  | 900 |  |  |  | 0
51220 | 06/23/2020 | 18 |  |  |  | 4/29/2020 12:00:00 AM | Manufacturer#8 | Manufacturer#8 |  |  | 17 | 17 | 12 | 9.6 | Heat Pump | AC-21519 | 3291 | 2391 | 3 | 300 | 900 | 92677 | SFM | 1097 | 797 | 300 |  |  | 900 |  |  |  | 0
51220 | 06/23/2020 | 19 |  |  |  | 4/29/2020 12:00:00 AM | Manufacturer#8 | Manufacturer#8 |  |  | 15 | 15 | 12.5 | 9 | Heat Pump | AC-21517 | 2636 | 1211 | 4.75 | 300 | 1425 | 92270 | SFM | 554.9474 | 254.9474 | 300 |  |  | 1425 |  |  |  | 0
51220 | 06/23/2020 | 20 |  |  |  | 4/30/2020 12:00:00 AM | Manufacturer#8 | Manufacturer#8 |  |  | 15 | 15 | 12.2 | 9 | Heat Pump | AC-21517 | 1886 | 1016 | 2.9 | 300 | 870 | 90066 | SFM | 650.3448 | 350.3448 | 300 |  |  | 870 |  |  |  | 0
51220 | 06/23/2020 | 21 |  |  |  | 4/30/2020 12:00:00 AM | Manufacturer#9 | Manufacturer#9 |  |  | 20.5 | 21 | 12.5 | 10 | Variable Speed Mini Split | AC-21563 | 1167 | 51 | 1.86 | 600 | 1116 | 92277 | SFM | 627.4194 | 27.4194 | 600 |  |  | 1116 |  |  |  | 0
51220 | 06/23/2020 | 22 |  |  |  | 4/30/2020 12:00:00 AM | Manufacturer#8 | Manufacturer#8 |  |  | 16.5 | 17 | 13 | 9.6 | Heat Pump | AC-21518 | 2240 | 1079 | 3.87 | 300 | 1161 | 92277 | SFM | 578.8114 | 278.8114 | 300 |  |  | 1161 |  |  |  | 0
51220 | 06/23/2020 | 23 |  |  |  | 4/30/2020 12:00:00 AM | Manufacturer#9 | Manufacturer#9 |  |  | 30.5 | 31 | 16.1 | 13.5 | Variable Speed Mini Split | AC-21563 | 829 | 379 | 0.75 | 600 | 450 | 93103 | SFM | 1105.3333 | 505.3333 | 600 |  |  | 450 |  |  |  | 0
51220 | 06/23/2020 | 24 |  |  |  | 4/29/2020 12:00:00 AM | Manufacturer#9 | Manufacturer#9 |  |  | 17 | 17 | 12 | 9 | Variable Speed Mini Split | AC-21561 | 538.25 | 238.25 | 0.75 | 400 | 300 | 92270 | SFM | 717.6667 | 317.6667 | 400 |  |  | 300 |  |  |  | 0
51220 | 06/23/2020 | 25 |  |  |  | 4/29/2020 12:00:00 AM | Manufacturer#9 | Manufacturer#9 |  |  | 19.7 | 20 | 9.2 | 10.3 | Variable Speed Mini Split | AC-21563 | 2365 | 343 | 3.37 | 600 | 2022 | 92284 | SFM | 701.7804 | 101.7804 | 600 |  |  | 2022 |  |  |  | 0
51220 | 06/23/2020 | 1 |  |  | 3076415 | 4/16/2020 12:00:00 AM | Manufacturer#9 | Manufacturer#9 |  |  | 20.5 | 21 | 12.5 | 10 | Variable Speed Mini Split | AC-21563 | 1501.857 | 385.857 | 1.86 | 600 | 1116 | 92270 | SFM | 807.45 | 207.45 | 600 |  |  | 1116 |  |  |  | 0
51220 | 06/23/2020 | 2 |  |  | 3077086 | 4/15/2020 12:00:00 AM | Manufacturer#9 | Manufacturer#9 |  |  | 20.5 | 21 | 12.5 | 10 | Variable Speed Mini Split | AC-21563 | 1343 | 227 | 1.86 | 600 | 1116 | 92344 | SFM | 722.043 | 122.043 | 600 |  |  | 1116 |  |  |  | 0
51220 | 06/23/2020 | 3 |  |  | 3080177 | 4/22/2020 12:00:00 AM | Manufacturer#9 | Manufacturer#9 |  |  | 20.5 | 21 | 13.4 | 11.2 | Variable Speed Mini Split | AC-21563 | 1259.914 | 359.914 | 1.5 | 600 | 900 | 92211 | SFM | 839.9427 | 239.9427 | 600 |  |  | 900 |  |  |  | 0
51220 | 06/23/2020 | 4 |  |  | 3080323 | 4/29/2020 12:00:00 AM | Manufacturer#9 | Manufacturer#9 |  |  | 16 | 16 | 8 | 8.5 | Variable Speed Mini Split | AC-21560 | 727.92 | 169.92 | 1.86 | 300 | 558 | 92252 | SFM | 391.3548 | 91.3548 | 300 |  |  | 558 |  |  |  | 0
51220 | 06/23/2020 | 5 |  |  | 3081254 | 4/22/2020 12:00:00 AM | Manufacturer#9 | Manufacturer#9 |  |  | 20.5 | 21 | 12.5 | 10 | Variable Speed Mini Split | AC-21563 | 1167 | 51 | 1.86 | 600 | 1116 | 92277 | SFM | 627.4194 | 27.4194 | 600 |  |  | 1116 |  |  |  | 0
51220 | 06/23/2020 | 6 |  |  | 3083711 | 4/28/2020 12:00:00 AM | Manufacturer#9 | Manufacturer#9 |  |  | 18 | 18 | 8.6 | 10 | Variable Speed Mini Split | AC-21563 | 916.49 | -199.51 | 1.86 | 600 | 1116 | 92277 | SFM | 492.7366 | -107.2634 | 600 |  |  | 1116 |  |  |  | 0
51220 | 06/23/2020 | 7 |  |  | 3084957 | 4/30/2020 12:00:00 AM | Manufacturer#8 | Manufacturer#8 |  |  | 16 | 16 | 13 | 9 | Heat Pump | AC-21518 | 1933 | 1063 | 2.9 | 300 | 870 | 90712 | SFM | 666.5517 | 366.5517 | 300 |  |  | 870 |  |  |  | 0
51220 | 06/23/2020 | 8 |  |  | 3087078 | 4/30/2020 12:00:00 AM | Manufacturer#9 | Manufacturer#9 |  |  | 19.2 | 20 | 9.4 | 11 | Variable Speed Mini Split | AC-21563 | 2374.216 | 604.216 | 2.95 | 600 | 1770 | 93550 | SFM | 804.819 | 204.819 | 600 |  |  | 1770 |  |  |  | 0
51220 | 06/23/2020 | 9 |  |  |  | 4/16/2020 12:00:00 AM | Manufacturer#9 | Manufacturer#9 |  |  | 19 | 19 | 10.6 | 10.6 | Variable Speed Mini Split | AC-21563 | 2243.997 | 827.997 | 2.36 | 600 | 1416 | 92264 | SFM | 950.8462 | 350.8462 | 600 |  |  | 1416 |  |  |  | 0
51222 | 06/22/2020 | 1 |  |  | SORVS20007613 | 5/13/2020 12:00:00 AM | Manufacturer#10 | Manufacturer#10 |  |  | 20 | 20 | 12.5 | 10.3 | Variable Speed Mini Split | AC-21563 | 4146 | 3300 | 1.41 | 600 | 846 | 92505 | SFM | 2940.4255 | 2340.4255 | 600 |  |  | 846 |  |  |  | 0
51222 | 06/22/2020 | 2 |  |  | SOCHT20010322 | 5/27/2020 12:00:00 AM | Manufacturer#11 | Manufacturer#11 |  |  | 18 | 18 | 11 | 11 | Heat Pump | AC-21520 | 4520 | 3371 | 3.83 | 300 | 1149 | 91302 | SFM | 1180.1567 | 880.1567 | 300 |  |  | 1149 |  |  |  | 0
51222 | 06/22/2020 | 3 |  |  | SOONT20002579 | 5/29/2020 12:00:00 AM | Manufacturer#11 | Manufacturer#11 |  |  | 20.25 | 21 | 12.4 | 10.75 | Variable Speed Mini Split | AC-21563 | 2185 | 385 | 3 | 600 | 1800 | 92410 | SFM | 728.3333 | 128.3333 | 600 |  |  | 1800 |  |  |  | 0
51222 | 06/22/2020 | 4 |  |  | SOBRE20019693 | 6/12/2020 12:00:00 AM | Manufacturer#11 | Manufacturer#11 |  |  | 16 | 16 | 12.5 | 9 | Heat Pump | AC-21518 | 3486 | 2076 | 4.7 | 300 | 1410 | 90290 | SFM | 741.7021 | 441.7021 | 300 |  |  | 1410 |  |  |  | 0
51222 | 06/22/2020 | 5 |  |  | SORVS20009378 | 6/4/2020 12:00:00 AM | Manufacturer#11 | Manufacturer#11 |  |  | 16 | 16 | 13 | 9 | Heat Pump | AC-21518 | 1965 | 1392 | 1.91 | 300 | 573 | 92587 | SFM | 1028.7958 | 728.7958 | 300 |  |  | 573 |  |  |  | 0
51222 | 06/22/2020 | 6 |  |  | SORVS20009378 | 6/4/2020 12:00:00 AM | Manufacturer#11 | Manufacturer#11 |  |  | 16 | 16 | 13 | 9 | Heat Pump | AC-21518 | 2745 | 1545 | 4 | 300 | 1200 | 92587 | SFM | 686.25 | 386.25 | 300 |  |  | 1200 |  |  |  | 0
51227 | 06/23/2020 | 1 |  |  | O751175 | 6/23/2020 12:00:00 AM | Manufacturer#6 | Manufacturer#6 |  |  | 18 | 18 | 12.5 | 9.5 | Variable Speed Mini Split | AC-21562 | 1422.47 | 507.47 | 2 | 500 | 1000 | 90740 | SFM | 711.235 | 253.735 | 457.5 |  |  | 1000 |  |  |  | 0
51228 | 06/16/2020 | 1 |  |  | O722774 | 6/16/2020 12:00:00 AM | Manufacturer#6 | Manufacturer#6 |  |  | 19 | 19 | 12.5 | 10.6 | Variable Speed Mini Split | AC-21563 | 786 | 1063.36 | 1.5 | 600 | 900 | 92210 | SFM | 524 | 708.9067 | -184.9067 |  |  | 900 |  |  |  | 0
51229 | 06/17/2020 | 1 |  |  | O680276 | 6/10/2020 12:00:00 AM | Manufacturer#6 | Manufacturer#6 |  |  | 29.3 | 30 | 15.2 | 14 | Variable Speed Mini Split | AC-21563 | 1369.51 | 302.74 | 1 | 600 | 600 | 93035 | SFM | 1369.51 | 302.74 | 1066.77 |  |  | 600 |  |  |  | 0
51229 | 06/17/2020 | 2 |  |  | O680276 | 6/10/2020 12:00:00 AM | Manufacturer#6 | Manufacturer#6 |  |  | 19 | 19 | 12.5 | 10.6 | Variable Speed Mini Split | AC-21563 | 1507.61 | 307.61 | 2 | 600 | 1200 | 93035 | SFM | 753.805 | 153.805 | 600 |  |  | 1200 |  |  |  | 0
51229 | 06/17/2020 | 3 |  |  | O680261 | 6/11/2020 12:00:00 AM | Manufacturer#6 | Manufacturer#6 |  |  | 18 | 18 | 10 | 9.4 | Variable Speed Mini Split | AC-21562 | 3411 | 1946 | 3 | 500 | 1500 | 93023 | SFM | 1137 | 648.6667 | 488.3333 |  |  | 1500 |  |  |  | 0
51229 | 06/17/2020 | 4 |  |  | O696483 | 6/11/2020 12:00:00 AM | Manufacturer#6 | Manufacturer#6 |  |  | 16 | 16 | 10 | 9 | Variable Speed Mini Split | AC-21561 | 842.94 | 442.94 | 1 | 400 | 400 | 93001 | SFM | 842.94 | 442.94 | 400 |  |  | 400 |  |  |  | 0
51229 | 06/17/2020 | 5 |  |  | O658711 | 6/3/2020 12:00:00 AM | Manufacturer#6 | Manufacturer#6 |  |  | 19.7 | 20 | 10.5 | 10.3 | Variable Speed Mini Split | AC-21563 | 3637 | 1387 | 4 | 600 | 2400 | 93111 | SFM | 909.25 | 346.75 | 562.5 |  |  | 2400 |  |  |  | 0
51229 | 06/17/2020 | 6 |  |  | O658722 | 6/3/2020 12:00:00 AM | Manufacturer#6 | Manufacturer#6 |  |  | 19 | 19 | 12.5 | 10.6 | Variable Speed Mini Split | AC-21563 | 1312 | 412 | 1.5 | 600 | 900 | 93060 | SFM | 874.6667 | 274.6667 | 600 |  |  | 900 |  |  |  | 0
51231 | 06/25/2020 | 16 |  |  | S3166917.001 | 6/8/2020 12:00:00 AM | Manufacturer#6 | Manufacturer#6 |  |  | 18 | 18 | 12.5 | 9.3 | Variable Speed Mini Split | AC-21561 | 2087 | 1487 | 1.5 | 400 | 600 | 90680 | SFM | 1391.3333 | 991.3333 | 400 |  |  | 600 |  |  |  | 0
51231 | 06/25/2020 | 17 |  |  | S3163424.001 | 6/9/2020 12:00:00 AM | Manufacturer#12 | Manufacturer#12 |  |  | 16.9 | 17 | 0 | 9.6 | Variable Speed Mini Split | AC-21561 | 2182.91 | 1382.91 | 2 | 400 | 800 | 92562 | SFM | 1091.455 | 691.455 | 400 |  |  | 800 |  |  |  | 0
51231 | 06/25/2020 | 18 |  |  | S3168254.001 | 6/9/2020 12:00:00 AM | Manufacturer#6 | Manufacturer#6 |  |  | 16 | 16 | 10 | 9 | Variable Speed Mini Split | AC-21561 | 1261.83 | 861.83 | 1 | 400 | 400 | 92708 | SFM | 1261.83 | 861.83 | 400 |  |  | 400 |  |  |  | 0
51231 | 06/25/2020 | 19 |  |  | S3160889.001 | 6/10/2020 12:00:00 AM | Manufacturer#13 | Manufacturer#13 |  |  | 20.3 | 21 | 0 | 11 | Variable Speed Mini Split | AC-21563 | 2173.8 | 1273.8 | 1.5 | 600 | 900 | 92870 | SFM | 1449.2 | 849.2 | 600 |  |  | 900 |  |  |  | 0
51231 | 06/25/2020 | 20 |  |  | S3168310.001 | 6/10/2020 12:00:00 AM | Manufacturer#6 | Manufacturer#6 |  |  | 16 | 16 | 10.9 | 9 | Variable Speed Mini Split | AC-21561 | 1521.55 | 1221.55 | 0.75 | 400 | 300 | 92843 | SFM | 2028.7333 | 1628.7333 | 400 |  |  | 300 |  |  |  | 0
51231 | 06/25/2020 | 21 |  |  | S3168310.001 | 6/10/2020 12:00:00 AM | Manufacturer#6 | Manufacturer#6 |  |  | 16 | 16 | 10.9 | 9 | Variable Speed Mini Split | AC-21561 | 1521.55 | 1221.55 | 0.75 | 400 | 300 | 92843 | SFM | 2028.7333 | 1628.7333 | 400 |  |  | 300 |  |  |  | 0
51231 | 06/25/2020 | 22 |  |  | S3168313.001 | 6/10/2020 12:00:00 AM | Manufacturer#6 | Manufacturer#6 |  |  | 16 | 16 | 10 | 9 | Variable Speed Mini Split | AC-21561 | 828.5 | 428.5 | 1 | 400 | 400 | 92704 | SFM | 828.5 | 428.5 | 400 |  |  | 400 |  |  |  | 0
51231 | 06/25/2020 | 23 |  |  | S3168316.001 | 6/10/2020 12:00:00 AM | Manufacturer#6 | Manufacturer#6 |  |  | 16 | 16 | 10 | 9 | Variable Speed Mini Split | AC-21561 | 1225.88 | 825.88 | 1 | 400 | 400 | 92805 | SFM | 1225.88 | 825.88 | 400 |  |  | 400 |  |  |  | 0
51231 | 06/25/2020 | 13 |  |  | S3166639.001 | 6/8/2020 12:00:00 AM | Manufacturer#6 | Manufacturer#6 |  |  | 16 | 16 | 10.9 | 9 | Variable Speed Mini Split | AC-21561 | 1258.72 | 958.72 | 0.75 | 400 | 300 | 92840 | SFM | 1678.2933 | 1278.2933 | 400 |  |  | 300 |  |  |  | 0
51231 | 06/25/2020 | 14 |  |  | S3166639.001 | 6/8/2020 12:00:00 AM | Manufacturer#6 | Manufacturer#6 |  |  | 16 | 16 | 10.9 | 9 | Variable Speed Mini Split | AC-21561 | 1258.72 | 958.72 | 0.75 | 400 | 300 | 92841 | SFM | 1678.2933 | 1278.2933 | 400 |  |  | 300 |  |  |  | 0
51231 | 06/25/2020 | 24 |  |  | S3168316.001 | 6/10/2020 12:00:00 AM | Manufacturer#6 | Manufacturer#6 |  |  | 16 | 16 | 10.9 | 9 | Variable Speed Mini Split | AC-21561 | 1125.88 | 825.88 | 0.75 | 400 | 300 | 92806 | SFM | 1501.1733 | 1101.1733 | 400 |  |  | 300 |  |  |  | 0
51231 | 06/25/2020 | 1 |  |  | S3158117.002 | 6/1/2020 12:00:00 AM | Manufacturer#4 | Manufacturer#4 |  |  | 16 | 16 | 11.5 | 9.5 | Heat Pump | AC-21518 | 3678.96 | 2304.96 | 4.58 | 300 | 1374 | 92708 | SFM | 803.2664 | 503.2664 | 300 |  |  | 1374 |  |  |  | 0
51231 | 06/25/2020 | 2 |  |  | S3158204.001 | 6/3/2020 12:00:00 AM | Manufacturer#4 | Manufacturer#4 |  |  | 16 | 16 | 0 | 9 | Heat Pump | AC-21518 | 2407.94 | 1432.94 | 3.25 | 300 | 975 | 92881 | SFM | 740.9046 | 440.9046 | 300 |  |  | 975 |  |  |  | 0
51231 | 06/25/2020 | 3 |  |  | S3162084.001 | 6/3/2020 12:00:00 AM | Manufacturer#4 | Manufacturer#4 |  |  | 16 | 16 | 0 | 9.5 | Heat Pump | AC-21518 | 2796.92 | 2076.92 | 2.4 | 300 | 720 | 92260 | SFM | 1165.3833 | 865.3833 | 300 |  |  | 720 |  |  |  | 0
51231 | 06/25/2020 | 4 |  |  | S3159778.001 | 6/8/2020 12:00:00 AM | Manufacturer#4 | Manufacturer#4 |  |  | 16 | 16 | 11.5 | 9.5 | Heat Pump | AC-21518 | 3810.64 | 2436.64 | 4.58 | 300 | 1374 | 92596 | SFM | 832.0175 | 532.0175 | 300 |  |  | 1374 |  |  |  | 0
51231 | 06/25/2020 | 5 |  |  | S3156652.001 | 6/10/2020 12:00:00 AM | Manufacturer#4 | Manufacturer#4 |  |  | 16 | 16 | 13 | 9 | Heat Pump | AC-21518 | 4822.16 | 3685.16 | 3.79 | 300 | 1137 | 92240 | SFM | 1272.3377 | 972.3377 | 300 |  |  | 1137 |  |  |  | 0
51231 | 06/25/2020 | 6 |  |  | S3156652.001 | 6/10/2020 12:00:00 AM | Manufacturer#4 | Manufacturer#4 |  |  | 16 | 16 | 13 | 9 | Heat Pump | AC-21518 | 4822.16 | 3685.16 | 3.79 | 300 | 1137 | 92241 | SFM | 1272.3377 | 972.3377 | 300 |  |  | 1137 |  |  |  | 0
51231 | 06/25/2020 | 7 |  |  | S3170722.001 | 6/16/2020 12:00:00 AM | Manufacturer#4 | Manufacturer#4 |  |  | 16 | 16 | 0 | 9.5 | Heat Pump | AC-21518 | 2462.98 | 1607.98 | 2.85 | 300 | 855 | 92562 | SFM | 864.2035 | 564.2035 | 300 |  |  | 855 |  |  |  | 0
51231 | 06/25/2020 | 8 |  |  | S3158179.001 | 6/11/2020 12:00:00 AM | Manufacturer#6 | Manufacturer#6 |  |  | 15.5 | 16 | 8.5 | 9 | Variable Speed Mini Split | AC-21560 | 6628.72 | 5803.72 | 2.75 | 300 | 825 | 92264 | SFM | 2410.4436 | 2110.4436 | 300 |  |  | 825 |  |  |  | 0
51231 | 06/25/2020 | 9 |  |  | S3160544.001 | 6/4/2020 12:00:00 AM | Manufacturer#13 | Manufacturer#13 |  |  | 19 | 19 | 0 | 9 | Variable Speed Mini Split | AC-21561 | 1041.61 | 741.61 | 0.75 | 400 | 300 | 92883 | SFM | 1388.8133 | 988.8133 | 400 |  |  | 300 |  |  |  | 0
51231 | 06/25/2020 | 10 |  |  | S3164735.002 | 6/5/2020 12:00:00 AM | Manufacturer#13 | Manufacturer#13 |  |  | 18 | 18 | 0 | 9 | Variable Speed Mini Split | AC-21561 | 1665.72 | 1065.72 | 1.5 | 400 | 600 | 90631 | SFM | 1110.48 | 710.48 | 400 |  |  | 600 |  |  |  | 0
51231 | 06/25/2020 | 11 |  |  | S3165624.001 | 6/8/2020 12:00:00 AM | Manufacturer#6 | Manufacturer#6 |  |  | 18 | 18 | 12.5 | 9.3 | Variable Speed Mini Split | AC-21561 | 2087 | 1487 | 1.5 | 400 | 600 | 92284 | SFM | 1391.3333 | 991.3333 | 400 |  |  | 600 |  |  |  | 0
51231 | 06/25/2020 | 12 |  |  | S3166143.001 | 6/8/2020 12:00:00 AM | Manufacturer#6 | Manufacturer#6 |  |  | 16 | 16 | 10 | 9 | Variable Speed Mini Split | AC-21561 | 972.13 | 572.13 | 1 | 400 | 400 | 92562 | SFM | 972.13 | 572.13 | 400 |  |  | 400 |  |  |  | 0
51231 | 06/25/2020 | 25 |  |  | S3161073.001 | 6/12/2020 12:00:00 AM | Manufacturer#13 | Manufacturer#13 |  |  | 17.5 | 18 | 0 | 9.3 | Variable Speed Mini Split | AC-21561 | 2196.49 | 1152.49 | 2.61 | 400 | 1044 | 92260 | SFM | 841.567 | 441.567 | 400 |  |  | 1044 |  |  |  | 0
51231 | 06/25/2020 | 15 |  |  | S3166643.001 | 6/8/2020 12:00:00 AM | Manufacturer#6 | Manufacturer#6 |  |  | 16 | 16 | 10 | 9 | Variable Speed Mini Split | AC-21561 | 796.52 | 396.52 | 1 | 400 | 400 | 92805 | SFM | 796.52 | 396.52 | 400 |  |  | 400 |  |  |  | 0
51232 | 06/25/2020 | 13 |  |  | S3160988.001 | 6/4/2020 12:00:00 AM | Manufacturer#12 | Manufacturer#12 |  |  | 17.5 | 18 | 11.2 | 10.1 | Variable Speed Mini Split | AC-21562 | 1313.27 | 563.27 | 1.5 | 500 | 750 | 90650 | SFM | 875.5133 | 375.5133 | 500 |  |  | 750 |  |  |  | 0
51232 | 06/25/2020 | 22 |  |  | S3165601.001 | 6/10/2020 12:00:00 AM | Manufacturer#12 | Manufacturer#12 |  |  | 17.5 | 18 | 11.2 | 10.1 | Variable Speed Mini Split | AC-21562 | 1284 | 534 | 1.5 | 500 | 750 | 92509 | SFM | 856 | 356 | 500 |  |  | 750 |  |  |  | 0
51232 | 06/25/2020 | 14 |  |  | S3164576.001 | 6/4/2020 12:00:00 AM | Manufacturer#12 | Manufacturer#12 |  |  | 17.5 | 18 | 11.2 | 10.1 | Variable Speed Mini Split | AC-21562 | 1017 | 267 | 1.5 | 500 | 750 | 92835 | SFM | 678 | 178 | 500 |  |  | 750 |  |  |  | 0
51232 | 06/25/2020 | 23 |  |  | S3165601.002 | 6/10/2020 12:00:00 AM | Manufacturer#12 | Manufacturer#12 |  |  | 17.5 | 18 | 11.2 | 10.1 | Variable Speed Mini Split | AC-21562 | 1284 | 534 | 1.5 | 500 | 750 | 92509 | SFM | 856 | 356 | 500 |  |  | 750 |  |  |  | 0
51232 | 06/25/2020 | 15 |  |  | S3164848.001 | 6/5/2020 12:00:00 AM | Manufacturer#6 | Manufacturer#6 |  |  | 18 | 18 | 12.5 | 9.5 | Variable Speed Mini Split | AC-21562 | 2653 | 1738 | 1.83 | 500 | 915 | 92284 | SFM | 1449.7268 | 949.7268 | 500 |  |  | 915 |  |  |  | 0
51232 | 06/25/2020 | 16 |  |  | S3165102.001 | 6/5/2020 12:00:00 AM | Manufacturer#12 | Manufacturer#12 |  |  | 17.3 | 18 | 10 | 10.3 | Variable Speed Mini Split | AC-21562 | 816.91 | 316.91 | 1 | 500 | 500 | 92234 | SFM | 816.91 | 316.91 | 500 |  |  | 500 |  |  |  | 0
51232 | 06/25/2020 | 17 |  |  | S3165563.001 | 6/6/2020 12:00:00 AM | Manufacturer#12 | Manufacturer#12 |  |  | 17.5 | 18 | 11.2 | 10.1 | Variable Speed Mini Split | AC-21562 | 1145.33 | 395.33 | 1.5 | 500 | 750 | 92262 | SFM | 763.5533 | 263.5533 | 500 |  |  | 750 |  |  |  | 0
51232 | 06/25/2020 | 24 |  |  | S3166102.001 | 6/10/2020 12:00:00 AM | Manufacturer#12 | Manufacturer#12 |  |  | 17.3 | 18 | 10 | 10.3 | Variable Speed Mini Split | AC-21562 | 884.82 | 384.82 | 1 | 500 | 500 | 92583 | SFM | 884.82 | 384.82 | 500 |  |  | 500 |  |  |  | 0
51232 | 06/25/2020 | 18 |  |  | S3166374.001 | 6/6/2020 12:00:00 AM | Manufacturer#12 | Manufacturer#12 |  |  | 17.6 | 18 | 11.2 | 10 | Variable Speed Mini Split | AC-21562 | 688.02 | 313.02 | 0.75 | 500 | 375 | 92028 | SFM | 917.36 | 417.36 | 500 |  |  | 375 |  |  |  | 0
51232 | 06/25/2020 | 1 |  |  | S3170797.001 | 6/12/2020 12:00:00 AM | Manufacturer#6 | Manufacturer#6 |  |  | 16 | 16 | 10.9 | 9 | Variable Speed Mini Split | AC-21561 | 729.36 | 429.36 | 0.75 | 400 | 300 | 92683 | SFM | 972.48 | 572.48 | 400 |  |  | 300 |  |  |  | 0
51232 | 06/25/2020 | 2 |  |  | S3171045.002 | 6/13/2020 12:00:00 AM | Manufacturer#6 | Manufacturer#6 |  |  | 18 | 18 | 12.5 | 9.3 | Variable Speed Mini Split | AC-21561 | 2370.53 | 1770.53 | 1.5 | 400 | 600 | 92807 | SFM | 1580.3533 | 1180.3533 | 400 |  |  | 600 |  |  |  | 0
51232 | 06/25/2020 | 3 |  |  | S3168850.001 | 6/15/2020 12:00:00 AM | Manufacturer#6 | Manufacturer#6 |  |  | 16 | 16 | 10 | 9 | Variable Speed Mini Split | AC-21561 | 941.17 | 541.17 | 1 | 400 | 400 | 92210 | SFM | 941.17 | 541.17 | 400 |  |  | 400 |  |  |  | 0
51232 | 06/25/2020 | 4 |  |  | S3171549.001 | 6/15/2020 12:00:00 AM | Manufacturer#6 | Manufacturer#6 |  |  | 16 | 16 | 10.9 | 9 | Variable Speed Mini Split | AC-21561 | 1105.24 | 805.24 | 0.75 | 400 | 300 | 90810 | SFM | 1473.6533 | 1073.6533 | 400 |  |  | 300 |  |  |  | 0
51232 | 06/25/2020 | 5 |  |  | S3171549.002 | 6/15/2020 12:00:00 AM | Manufacturer#6 | Manufacturer#6 |  |  | 19 | 19 | 12.5 | 10.6 | Variable Speed Mini Split | AC-21563 | 1705.24 | 805.24 | 1.5 | 600 | 900 | 90810 | SFM | 1136.8267 | 536.8267 | 600 |  |  | 900 |  |  |  | 0
51232 | 06/25/2020 | 6 |  |  | S3171555.001 | 6/15/2020 12:00:00 AM | Manufacturer#6 | Manufacturer#6 |  |  | 16 | 16 | 10.9 | 9 | Variable Speed Mini Split | AC-21561 | 1158.72 | 858.72 | 0.75 | 400 | 300 | 90250 | SFM | 1544.96 | 1144.96 | 400 |  |  | 300 |  |  |  | 0
51232 | 06/25/2020 | 7 |  |  | S3171555.001 | 6/15/2020 12:00:00 AM | Manufacturer#6 | Manufacturer#6 |  |  | 16 | 16 | 10.9 | 9 | Variable Speed Mini Split | AC-21561 | 1158.72 | 858.72 | 0.75 | 400 | 300 | 90250 | SFM | 1544.96 | 1144.96 | 400 |  |  | 300 |  |  |  | 0
51232 | 06/25/2020 | 8 |  |  | S3170345.002 | 6/16/2020 12:00:00 AM | Manufacturer#13 | Manufacturer#13 |  |  | 18 | 18 | 12.5 | 9 | Variable Speed Mini Split | AC-21561 | 1606.98 | 1006.98 | 1.5 | 400 | 600 | 92260 | SFM | 1071.32 | 671.32 | 400 |  |  | 600 |  |  |  | 0
51232 | 06/25/2020 | 9 |  |  | S3172420.001 | 6/16/2020 12:00:00 AM | Manufacturer#6 | Manufacturer#6 |  |  | 16 | 16 | 10 | 9 | Variable Speed Mini Split | AC-21561 | 1161.59 | 761.59 | 1 | 400 | 400 | 92704 | SFM | 1161.59 | 761.59 | 400 |  |  | 400 |  |  |  | 0
51232 | 06/25/2020 | 10 |  |  | S3172528.002 | 6/16/2020 12:00:00 AM | Manufacturer#13 | Manufacturer#13 |  |  | 18 | 18 | 12.5 | 9 | Variable Speed Mini Split | AC-21561 | 1700.6 | 996.6 | 1.76 | 400 | 704 | 92886 | SFM | 966.25 | 566.25 | 400 |  |  | 704 |  |  |  | 0
51232 | 06/25/2020 | 11 |  |  | S3163093.002 | 6/3/2020 12:00:00 AM | Manufacturer#12 | Manufacturer#12 |  |  | 17.3 | 18 | 10 | 10.3 | Variable Speed Mini Split | AC-21562 | 1145.64 | 645.64 | 1 | 500 | 500 | 90650 | SFM | 1145.64 | 645.64 | 500 |  |  | 500 |  |  |  | 0
51232 | 06/25/2020 | 12 |  |  | S3163093.002 | 6/4/2020 12:00:00 AM | Manufacturer#12 | Manufacturer#12 |  |  | 17.3 | 18 | 10 | 10.3 | Variable Speed Mini Split | AC-21562 | 1145.64 | 645.64 | 1 | 500 | 500 | 90650 | SFM | 1145.64 | 645.64 | 500 |  |  | 500 |  |  |  | 0
51232 | 06/25/2020 | 19 |  |  | S3162062.001 | 6/9/2020 12:00:00 AM | Manufacturer#6 | Manufacturer#6 |  |  | 18 | 18 | 10 | 9.4 | Variable Speed Mini Split | AC-21562 | 6404.01 | 4939.01 | 2.93 | 500 | 1465 | 92284 | SFM | 2185.6689 | 1685.6689 | 500 |  |  | 1465 |  |  |  | 0
51232 | 06/25/2020 | 20 |  |  | S3162062.001 | 6/9/2020 12:00:00 AM | Manufacturer#6 | Manufacturer#6 |  |  | 18 | 18 | 12.5 | 9.5 | Variable Speed Mini Split | AC-21562 | 5854.01 | 4939.01 | 1.83 | 500 | 915 | 92284 | SFM | 3198.9126 | 2698.9126 | 500 |  |  | 915 |  |  |  | 0
51232 | 06/25/2020 | 21 |  |  | S3168050.001 | 6/9/2020 12:00:00 AM | Manufacturer#12 | Manufacturer#12 |  |  | 17.3 | 18 | 10 | 10.3 | Variable Speed Mini Split | AC-21562 | 812.12 | 312.12 | 1 | 500 | 500 | 90706 | SFM | 812.12 | 312.12 | 500 |  |  | 500 |  |  |  | 0
51238 | 06/18/2020 | 1 |  |  | O767420 | 6/26/2020 12:00:00 AM | Manufacturer#6 | Manufacturer#6 |  |  | 20.1 | 21 | 11.2 | 11.5 | Variable Speed Mini Split | AC-21563 | 1109.79 | 209.79 | 1.5 | 600 | 900 | 90802 | SFM | 739.86 | 139.86 | 600 |  |  | 900 |  |  |  | 0
51249 | 05/20/2020 | 18 |  |  | 4225614 | 5/12/2020 12:00:00 AM | Manufacturer#14 | Manufacturer#14 |  |  | 17 | 17 | 10.5 | 8.5 | Variable Speed Mini Split | AC-21560 | 763 | 463 | 1 | 300 | 300 | 90807 | SFM | 763 | 463 | 300 |  |  | 300 |  |  |  | 0
51249 | 05/20/2020 | 19 |  |  | 4227769 | 5/13/2020 12:00:00 AM | Manufacturer#14 | Manufacturer#14 |  |  | 20 | 20 | 11.05 | 11 | Variable Speed Mini Split | AC-21563 | 993 | 93 | 1.5 | 600 | 900 | 91780 | SFM | 662 | 62 | 600 |  |  | 900 |  |  |  | 0
51249 | 05/20/2020 | 20 |  |  | 4227770 | 5/13/2020 12:00:00 AM | Manufacturer#14 | Manufacturer#14 |  |  | 21.5 | 22 | 12.05 | 12 | Variable Speed Mini Split | AC-21563 | 763 | 163 | 1 | 600 | 600 | 91722 | SFM | 763 | 163 | 600 |  |  | 600 |  |  |  | 0
51249 | 05/20/2020 | 21 |  |  | 4227770 | 5/13/2020 12:00:00 AM | Manufacturer#14 | Manufacturer#14 |  |  | 20 | 20 | 11.05 | 11 | Variable Speed Mini Split | AC-21563 | 993 | 93 | 1.5 | 600 | 900 | 91722 | SFM | 662 | 62 | 600 |  |  | 900 |  |  |  | 0
51249 | 05/20/2020 | 22 |  |  | 4228934 | 5/13/2020 12:00:00 AM | Manufacturer#14 | Manufacturer#14 |  |  | 21.6 | 22 | 12.5 | 10.7 | Variable Speed Mini Split | AC-21563 | 1766 | 716 | 1.75 | 600 | 1050 | 92264 | SFM | 1009.1429 | 409.1429 | 600 |  |  | 1050 |  |  |  | 0
51249 | 05/20/2020 | 23 |  |  | 4228935 | 5/13/2020 12:00:00 AM | Manufacturer#14 | Manufacturer#14 |  |  | 21.6 | 22 | 12.5 | 10.7 | Variable Speed Mini Split | AC-21563 | 1766 | 716 | 1.75 | 600 | 1050 | 92240 | SFM | 1009.1429 | 409.1429 | 600 |  |  | 1050 |  |  |  | 0
51249 | 05/20/2020 | 1 |  |  | 4196090 | 4/29/2020 12:00:00 AM | Manufacturer#9 | Manufacturer#9 |  |  | 21 | 21 | 12.5 | 12 | Variable Speed Mini Split | AC-21563 | 1306 | 450 | 1.43 | 600 | 858 | 91740 | SFM | 913.2867 | 314.6853 | 598.6014 |  |  | 858 |  |  |  | 0
51249 | 05/20/2020 | 2 |  |  | 4199652 | 4/30/2020 12:00:00 AM | Manufacturer#15 | Manufacturer#15 |  |  | 16 | 16 | 12.5 | 9 | Heat Pump | AC-21518 | 1757 | 1019 | 2.46 | 300 | 738 | 92679 | SFM | 714.2276 | 414.2276 | 300 |  |  | 738 |  |  |  | 0
51249 | 05/20/2020 | 3 |  |  | 4199652 | 4/30/2020 12:00:00 AM | Manufacturer#15 | Manufacturer#15 |  |  | 15 | 15 | 12.5 | 9 | Heat Pump | AC-21517 | 2209 | 1048 | 3.87 | 300 | 1161 | 92679 | SFM | 570.801 | 270.801 | 300 |  |  | 1161 |  |  |  | 0
51249 | 05/20/2020 | 4 |  |  | 4200825 | 4/30/2020 12:00:00 AM | Manufacturer#14 | Manufacturer#14 |  |  | 18 | 18 | 12.1 | 9 | Variable Speed Mini Split | AC-21561 | 2140 | 1408 | 1.83 | 400 | 732 | 90808 | SFM | 1169.3989 | 769.3989 | 400 |  |  | 732 |  |  |  | 0
51249 | 05/20/2020 | 5 |  |  | 4198929 | 4/30/2020 12:00:00 AM | Manufacturer#14 | Manufacturer#14 |  |  | 17 | 17 | 13 | 9 | Variable Speed Mini Split | AC-21561 | 1020 | 420 | 1.5 | 400 | 600 | 90716 | SFM | 680 | 280 | 400 |  |  | 600 |  |  |  | 0
51249 | 05/20/2020 | 6 |  |  | 4211392 | 5/6/2020 12:00:00 AM | Manufacturer#14 | Manufacturer#14 |  |  | 17 | 17 | 11.45 | 9 | Variable Speed Mini Split | AC-21561 | 1020 | 420 | 1.5 | 400 | 600 | 90220 | SFM | 680 | 280 | 400 |  |  | 600 |  |  |  | 0
51249 | 05/20/2020 | 7 |  |  | 4208653 | 5/5/2020 12:00:00 AM | Manufacturer#14 | Manufacturer#14 |  |  | 21.5 | 22 | 12.05 | 12 | Variable Speed Mini Split | AC-21563 | 770 | 170 | 1 | 600 | 600 | 90631 | SFM | 770 | 170 | 600 |  |  | 600 |  |  |  | 0
51249 | 05/20/2020 | 8 |  |  | 4204157 | 5/4/2020 12:00:00 AM | Manufacturer#14 | Manufacturer#14 |  |  | 17 | 17 | 10.5 | 9 | Variable Speed Mini Split | AC-21561 | 1168 | 436 | 1.83 | 400 | 732 | 90631 | SFM | 638.2514 | 238.2514 | 400 |  |  | 732 |  |  |  | 0
51249 | 05/20/2020 | 9 |  |  | 4208529 | 5/5/2020 12:00:00 AM | Manufacturer#14 | Manufacturer#14 |  |  | 18 | 18 | 10.5 | 9 | Variable Speed Mini Split | AC-21561 | 1183 | 451 | 1.83 | 400 | 732 | 91016 | SFM | 646.4481 | 246.4481 | 400 |  |  | 732 |  |  |  | 0
51249 | 05/20/2020 | 10 |  |  | 4205047 | 5/4/2020 12:00:00 AM | Manufacturer#14 | Manufacturer#14 |  |  | 18 | 18 | 10.8 | 9 | Variable Speed Mini Split | AC-21561 | 1550 | 486 | 2.66 | 400 | 1064 | 92313 | SFM | 582.7068 | 182.7068 | 400 |  |  | 1064 |  |  |  | 0
51249 | 05/20/2020 | 11 |  |  | 4212126 | 5/6/2020 12:00:00 AM | Manufacturer#14 | Manufacturer#14 |  |  | 17.2 | 18 | 11.5 | 10.4 | Variable Speed Mini Split | AC-21562 | 5224 | 3224 | 4 | 500 | 2000 | 90808 | SFM | 1306 | 806 | 500 |  |  | 2000 |  |  |  | 0
51249 | 05/20/2020 | 12 |  |  | 4212612 | 5/6/2020 12:00:00 AM | Manufacturer#14 | Manufacturer#14 |  |  | 17.1 | 18 | 10.9 | 10.9 | Variable Speed Mini Split | AC-21562 | 5543 | 3043 | 5 | 500 | 2500 | 93060 | SFM | 1108.6 | 608.6 | 500 |  |  | 2500 |  |  |  | 0
51249 | 05/20/2020 | 13 |  |  | 4212612 | 5/6/2020 12:00:00 AM | Manufacturer#14 | Manufacturer#14 |  |  | 17.1 | 18 | 10.9 | 10.9 | Variable Speed Mini Split | AC-21562 | 5543 | 3043 | 5 | 500 | 2500 | 93060 | SFM | 1108.6 | 608.6 | 500 |  |  | 2500 |  |  |  | 0
51249 | 05/20/2020 | 14 |  |  | 4215755 | 5/7/2020 12:00:00 AM | Manufacturer#14 | Manufacturer#14 |  |  | 18 | 18 | 12.1 | 9 | Variable Speed Mini Split | AC-21561 | 2140 | 1408 | 1.83 | 400 | 732 | 90805 | SFM | 1169.3989 | 769.3989 | 400 |  |  | 732 |  |  |  | 0
51249 | 05/20/2020 | 15 |  |  | 4217140 | 5/8/2020 12:00:00 AM | Manufacturer#14 | Manufacturer#14 |  |  | 21.5 | 22 | 12.05 | 12 | Variable Speed Mini Split | AC-21563 | 763 | 163 | 1 | 600 | 600 | 91104 | SFM | 763 | 163 | 600 |  |  | 600 |  |  |  | 0
51249 | 05/20/2020 | 16 |  |  | 4220910 | 5/13/2020 12:00:00 AM | Manufacturer#14 | Manufacturer#14 |  |  | 21.5 | 22 | 12.05 | 12 | Variable Speed Mini Split | AC-21563 | 763 | 163 | 1 | 600 | 600 | 91722 | SFM | 763 | 163 | 600 |  |  | 600 |  |  |  | 0
51249 | 05/20/2020 | 17 |  |  | 4224174 | 5/13/2020 12:00:00 AM | Manufacturer#14 | Manufacturer#14 |  |  | 18 | 18 | 10.5 | 9 | Variable Speed Mini Split | AC-21561 | 1213 | 481 | 1.83 | 400 | 732 | 92596 | SFM | 662.8415 | 262.8415 | 400 |  |  | 732 |  |  |  | 0
51249 | 05/20/2020 | 24 |  |  | 4228936 | 5/13/2020 12:00:00 AM | Manufacturer#14 | Manufacturer#14 |  |  | 21.6 | 22 | 12.5 | 10.7 | Variable Speed Mini Split | AC-21563 | 1766 | 716 | 1.75 | 600 | 1050 | 92264 | SFM | 1009.1429 | 409.1429 | 600 |  |  | 1050 |  |  |  | 0
51249 | 05/20/2020 | 25 |  |  | 4229861 | 5/13/2020 12:00:00 AM | Manufacturer#14 | Manufacturer#14 |  |  | 18 | 18 | 10.5 | 9 | Variable Speed Mini Split | AC-21561 | 1213 | 481 | 1.83 | 400 | 732 | 92378 | SFM | 662.8415 | 262.8415 | 400 |  |  | 732 |  |  |  | 0
51250 | 05/20/2020 | 1 |  |  | 4229932 | 5/14/2020 12:00:00 AM | Manufacturer#14 | Manufacturer#14 |  |  | 17 | 17 | 10.5 | 9 | Variable Speed Mini Split | AC-21561 | 1168 | 436 | 1.83 | 400 | 732 | 90716 | SFM | 638.2514 | 238.2514 | 400 |  |  | 732 |  |  |  | 0
51250 | 05/20/2020 | 2 |  |  | 4230826 | 5/14/2020 12:00:00 AM | Manufacturer#14 | Manufacturer#14 |  |  | 20 | 20 | 11.05 | 11 | Variable Speed Mini Split | AC-21563 | 993 | 93 | 1.5 | 600 | 900 | 92223 | SFM | 662 | 62 | 600 |  |  | 900 |  |  |  | 0
51250 | 05/20/2020 | 3 |  |  | 4230826 | 5/14/2020 12:00:00 AM | Manufacturer#14 | Manufacturer#14 |  |  | 20 | 20 | 11.05 | 11 | Variable Speed Mini Split | AC-21563 | 993 | 93 | 1.5 | 600 | 900 | 92223 | SFM | 662 | 62 | 600 |  |  | 900 |  |  |  | 0
51250 | 05/20/2020 | 4 |  |  | 4232214 | 5/14/2020 12:00:00 AM | Manufacturer#14 | Manufacturer#14 |  |  | 21.5 | 22 | 12.05 | 12 | Variable Speed Mini Split | AC-21563 | 763 | 163 | 1 | 600 | 600 | 91709 | SFM | 763 | 163 | 600 |  |  | 600 |  |  |  | 0
51250 | 05/20/2020 | 5 |  |  | 4233640 | 5/15/2020 12:00:00 AM | Manufacturer#14 | Manufacturer#14 |  |  | 20 | 20 | 11.05 | 11 | Variable Speed Mini Split | AC-21563 | 993 | 93 | 1.5 | 600 | 900 | 92346 | SFM | 662 | 62 | 600 |  |  | 900 |  |  |  | 0
51250 | 05/20/2020 | 6 |  |  | 4233640 | 5/15/2020 12:00:00 AM | Manufacturer#14 | Manufacturer#14 |  |  | 20 | 20 | 11.05 | 11 | Variable Speed Mini Split | AC-21563 | 993 | 93 | 1.5 | 600 | 900 | 92346 | SFM | 662 | 62 | 600 |  |  | 900 |  |  |  | 0
51250 | 05/20/2020 | 7 |  |  | 4235601 | 5/18/2020 12:00:00 AM | Manufacturer#15 | Manufacturer#15 |  |  | 15 | 15 | 12.5 | 9 | Heat Pump | AC-21517 | 1200 | 225 | 4.75 | 300 | 1425 | 91016 | SFM | 252.6316 | 47.3684 | 205.2632 |  |  | 1425 |  |  |  | 0
51250 | 05/20/2020 | 8 |  |  | 4238065 | 5/18/2020 12:00:00 AM | Manufacturer#14 | Manufacturer#14 |  |  | 18.5 | 19 | 10.1 | 9.5 | Variable Speed Mini Split | AC-21562 | 3730 | 1573 | 3 | 500 | 1500 | 90621 | SFM | 1243.3333 | 524.3333 | 719 |  |  | 1500 |  |  |  | 0
51250 | 05/20/2020 | 9 |  |  | 4240300 | 5/19/2020 12:00:00 AM | Manufacturer#14 | Manufacturer#14 |  |  | 22 | 22 | 13.6 | 9.5 | Variable Speed Mini Split | AC-21562 | 1243 | 743 | 1 | 500 | 500 | 92264 | SFM | 1243 | 743 | 500 |  |  | 500 |  |  |  | 0
51250 | 05/20/2020 | 10 |  |  | 4241423 | 5/20/2020 12:00:00 AM | Manufacturer#14 | Manufacturer#14 |  |  | 21.5 | 22 | 12.05 | 12 | Variable Speed Mini Split | AC-21563 | 763 | 163 | 1 | 600 | 600 | 90640 | SFM | 763 | 163 | 600 |  |  | 600 |  |  |  | 0
51250 | 05/20/2020 | 11 |  |  | 4242846 | 5/20/2020 12:00:00 AM | Manufacturer#14 | Manufacturer#14 |  |  | 18 | 18 | 12.1 | 9 | Variable Speed Mini Split | AC-21561 | 2084 | 1352 | 1.83 | 400 | 732 | 90740 | SFM | 1138.7978 | 738.7978 | 400 |  |  | 732 |  |  |  | 0
51250 | 05/20/2020 | 12 |  |  | 4243228 | 5/20/2020 12:00:00 AM | Manufacturer#14 | Manufacturer#14 |  |  | 21.6 | 22 | 12.5 | 10.7 | Variable Speed Mini Split | AC-21563 | 1700 | 650 | 1.75 | 600 | 1050 | 92262 | SFM | 971.4286 | 371.4286 | 600 |  |  | 1050 |  |  |  | 0
51250 | 05/20/2020 | 13 |  |  | 4243229 | 5/20/2020 12:00:00 AM | Manufacturer#14 | Manufacturer#14 |  |  | 20 | 20 | 12.1 | 10.2 | Variable Speed Mini Split | AC-21563 | 4155 | 2355 | 3 | 600 | 1800 | 92234 | SFM | 1385 | 785 | 600 |  |  | 1800 |  |  |  | 0
51250 | 05/20/2020 | 14 |  |  | 4243229 | 5/20/2020 12:00:00 AM | Manufacturer#14 | Manufacturer#14 |  |  | 16.5 | 17 | 10.4 | 9 | Variable Speed Mini Split | AC-21561 | 2283 | 1151 | 2.83 | 400 | 1132 | 92234 | SFM | 806.7138 | 406.7138 | 400 |  |  | 1132 |  |  |  | 0
51250 | 05/20/2020 | 15 |  |  | 4244093 | 5/20/2020 12:00:00 AM | Manufacturer#14 | Manufacturer#14 |  |  | 18 | 18 | 10.5 | 9 | Variable Speed Mini Split | AC-21561 | 1141 | 409 | 1.83 | 400 | 732 | 92352 | SFM | 623.4973 | 223.4973 | 400 |  |  | 732 |  |  |  | 0
51250 | 05/20/2020 | 16 |  |  | 4244367 | 5/20/2020 12:00:00 AM | Manufacturer#14 | Manufacturer#14 |  |  | 23.5 | 24 | 13.95 | 12 | Variable Speed Mini Split | AC-21563 | 744 | 294 | 0.75 | 600 | 450 | 90210 | SFM | 992 | 392 | 600 |  |  | 450 |  |  |  | 0
51250 | 05/20/2020 | 17 |  |  | 4247085 | 5/22/2020 12:00:00 AM | Manufacturer#14 | Manufacturer#14 |  |  | 19 | 19 | 10.4 | 10.2 | Variable Speed Mini Split | AC-21563 | 4167 | 2067 | 3.5 | 600 | 2100 | 92563 | SFM | 1190.5714 | 590.5714 | 600 |  |  | 2100 |  |  |  | 0
51250 | 05/20/2020 | 18 |  |  | 4247930 | 5/22/2020 12:00:00 AM | Manufacturer#14 | Manufacturer#14 |  |  | 20 | 20 | 12.5 | 10 | Variable Speed Mini Split | AC-21563 | 2024 | 974 | 1.75 | 600 | 1050 | 90807 | SFM | 1156.5714 | 556.5714 | 600 |  |  | 1050 |  |  |  | 0
51255 | 07/01/2020 | 1 |  |  | S3170470.001 | 6/12/2020 12:00:00 AM | Manufacturer#6 | Manufacturer#6 |  |  | 18 | 18 | 10 | 10.6 | Variable Speed Mini Split | AC-21563 | 1622.45 | 422.45 | 2 | 600 | 1200 | 92399 | SFM | 811.225 | 211.225 | 600 |  |  | 1200 |  |  |  | 0
51255 | 07/01/2020 | 2 |  |  | S3170519.001 | 6/12/2020 12:00:00 AM | Manufacturer#6 | Manufacturer#6 |  |  | 18 | 18 | 10 | 10.6 | Variable Speed Mini Split | AC-21563 | 1472 | 272 | 2 | 600 | 1200 | 92211 | SFM | 736 | 136 | 600 |  |  | 1200 |  |  |  | 0
51255 | 07/01/2020 | 3 |  |  | S3170795.001 | 6/12/2020 12:00:00 AM | Manufacturer#6 | Manufacturer#6 |  |  | 16 | 16 | 10.9 | 9 | Variable Speed Mini Split | AC-21561 | 729.36 | 429.36 | 0.75 | 400 | 300 | 92843 | SFM | 972.48 | 572.48 | 400 |  |  | 300 |  |  |  | 0
51255 | 07/01/2020 | 4 |  |  | S3169335.002 | 6/13/2020 12:00:00 AM | Manufacturer#12 | Manufacturer#12 |  |  | 21.4 | 22 | 10.5 | 10.2 | Variable Speed Mini Split | AC-21563 | 2920.2 | 1120.2 | 3 | 600 | 1800 | 92509 | SFM | 973.4 | 373.4 | 600 |  |  | 1800 |  |  |  | 0
51255 | 07/01/2020 | 5 |  |  | S3171148.002 | 6/13/2020 12:00:00 AM | Manufacturer#6 | Manufacturer#6 |  |  | 21.9 | 22 | 12.8 | 12.2 | Variable Speed Mini Split | AC-21563 | 1420 | 820 | 1 | 600 | 600 | 92264 | SFM | 1420 | 820 | 600 |  |  | 600 |  |  |  | 0
51255 | 07/01/2020 | 6 |  |  | S3171165.002 | 6/13/2020 12:00:00 AM | Manufacturer#6 | Manufacturer#6 |  |  | 18 | 18 | 10 | 10.6 | Variable Speed Mini Split | AC-21563 | 1821.74 | 621.74 | 2 | 600 | 1200 | 92869 | SFM | 910.87 | 310.87 | 600 |  |  | 1200 |  |  |  | 0
51255 | 07/01/2020 | 7 |  |  | S3166194.001 | 6/15/2020 12:00:00 AM | Manufacturer#12 | Manufacturer#12 |  |  | 18 | 18 | 10.5 | 10 | Variable Speed Mini Split | AC-21563 | 2124.49 | 324.49 | 3 | 600 | 1800 | 92596 | SFM | 708.1633 | 108.1633 | 600 |  |  | 1800 |  |  |  | 0
51255 | 07/01/2020 | 8 |  |  | S3168312.001 | 6/15/2020 12:00:00 AM | Manufacturer#6 | Manufacturer#6 |  |  | 26.5 | 27 | 14.3 | 13 | Variable Speed Mini Split | AC-21563 | 1374.73 | 924.73 | 0.75 | 600 | 450 | 92285 | SFM | 1832.9733 | 1232.9733 | 600 |  |  | 450 |  |  |  | 0
51255 | 07/01/2020 | 9 |  |  | S3169399.001 | 6/15/2020 12:00:00 AM | Manufacturer#6 | Manufacturer#6 |  |  | 18 | 18 | 10 | 10.6 | Variable Speed Mini Split | AC-21563 | 1741.73 | 541.73 | 2 | 600 | 1200 | 92345 | SFM | 870.865 | 270.865 | 600 |  |  | 1200 |  |  |  | 0
51255 | 07/01/2020 | 10 |  |  | S3170840.001 | 6/15/2020 12:00:00 AM | Manufacturer#6 | Manufacturer#6 |  |  | 24 | 24 | 14.5 | 13 | Variable Speed Mini Split | AC-21563 | 1492.1 | 1042.1 | 0.75 | 600 | 450 | 92591 | SFM | 1989.4667 | 1389.4667 | 600 |  |  | 450 |  |  |  | 0
51255 | 07/01/2020 | 11 |  |  | S3171335.001 | 6/15/2020 12:00:00 AM | Manufacturer#6 | Manufacturer#6 |  |  | 29.4 | 30 | 15.2 | 14 | Variable Speed Mini Split | AC-21563 | 1571.79 | 971.79 | 1 | 600 | 600 | 92240 | SFM | 1571.79 | 971.79 | 600 |  |  | 600 |  |  |  | 0
51255 | 07/01/2020 | 12 |  |  | S3171349.001 | 6/15/2020 12:00:00 AM | Manufacturer#6 | Manufacturer#6 |  |  | 18 | 18 | 10 | 10.6 | Variable Speed Mini Split | AC-21563 | 1610.62 | 410.62 | 2 | 600 | 1200 | 91748 | SFM | 805.31 | 205.31 | 600 |  |  | 1200 |  |  |  | 0
51255 | 07/01/2020 | 13 |  |  | S3171502.002 | 6/15/2020 12:00:00 AM | Manufacturer#6 | Manufacturer#6 |  |  | 18 | 18 | 10 | 10.6 | Variable Speed Mini Split | AC-21563 | 1567.04 | 367.04 | 2 | 600 | 1200 | 91748 | SFM | 783.52 | 183.52 | 600 |  |  | 1200 |  |  |  | 0
51255 | 07/01/2020 | 14 |  |  | S3171535.001 | 6/15/2020 12:00:00 AM | Manufacturer#6 | Manufacturer#6 |  |  | 16 | 16 | 10.9 | 9 | Variable Speed Mini Split | AC-21561 | 729.36 | 429.36 | 0.75 | 400 | 300 | 92647 | SFM | 972.48 | 572.48 | 400 |  |  | 300 |  |  |  | 0
51255 | 07/01/2020 | 15 |  |  | S3171545.001 | 6/15/2020 12:00:00 AM | Manufacturer#6 | Manufacturer#6 |  |  | 18 | 18 | 10 | 10.6 | Variable Speed Mini Split | AC-21563 | 1375.16 | 175.16 | 2 | 600 | 1200 | 91764 | SFM | 687.58 | 87.58 | 600 |  |  | 1200 |  |  |  | 0
51255 | 07/01/2020 | 16 |  |  | S3171559.001 | 6/15/2020 12:00:00 AM | Manufacturer#6 | Manufacturer#6 |  |  | 18 | 18 | 10 | 10.6 | Variable Speed Mini Split | AC-21563 | 1375.16 | 175.16 | 2 | 600 | 1200 | 92647 | SFM | 687.58 | 87.58 | 600 |  |  | 1200 |  |  |  | 0
51255 | 07/01/2020 | 17 |  |  | S3171658.001 | 6/15/2020 12:00:00 AM | Manufacturer#6 | Manufacturer#6 |  |  | 19 | 19 | 12.5 | 10.6 | Variable Speed Mini Split | AC-21563 | 1404.99 | 504.99 | 1.5 | 600 | 900 | 92264 | SFM | 936.66 | 336.66 | 600 |  |  | 900 |  |  |  | 0
51255 | 07/01/2020 | 18 |  |  | S3171738.002 | 6/15/2020 12:00:00 AM | Manufacturer#12 | Manufacturer#12 |  |  | 20.4 | 21 | 11.5 | 10.8 | Variable Speed Mini Split | AC-21563 | 1949.92 | 599.92 | 2.25 | 600 | 1350 | 92509 | SFM | 866.6311 | 266.6311 | 600 |  |  | 1350 |  |  |  | 0
51255 | 07/01/2020 | 19 |  |  | S3171807.001 | 6/15/2020 12:00:00 AM | Manufacturer#6 | Manufacturer#6 |  |  | 18 | 18 | 10 | 10.6 | Variable Speed Mini Split | AC-21563 | 1472 | 272 | 2 | 600 | 1200 | 92260 | SFM | 736 | 136 | 600 |  |  | 1200 |  |  |  | 0
51255 | 07/01/2020 | 20 |  |  | S3171405.001 | 6/16/2020 12:00:00 AM | Manufacturer#6 | Manufacturer#6 |  |  | 18 | 18 | 10 | 10.6 | Variable Speed Mini Split | AC-21563 | 2125.98 | 925.98 | 2 | 600 | 1200 | 92223 | SFM | 1062.99 | 462.99 | 600 |  |  | 1200 |  |  |  | 0
51255 | 07/01/2020 | 21 |  |  | S3171405.001 | 6/16/2020 12:00:00 AM | Manufacturer#6 | Manufacturer#6 |  |  | 18 | 18 | 10 | 10.6 | Variable Speed Mini Split | AC-21563 | 2125.98 | 925.98 | 2 | 600 | 1200 | 92223 | SFM | 1062.99 | 462.99 | 600 |  |  | 1200 |  |  |  | 0
51255 | 07/01/2020 | 22 |  |  | S3172093.001 | 6/16/2020 12:00:00 AM | Manufacturer#6 | Manufacturer#6 |  |  | 18 | 18 | 10 | 10.6 | Variable Speed Mini Split | AC-21563 | 1621.44 | 421.44 | 2 | 600 | 1200 | 92223 | SFM | 810.72 | 210.72 | 600 |  |  | 1200 |  |  |  | 0
51255 | 07/01/2020 | 23 |  |  | S3172250.002 | 6/16/2020 12:00:00 AM | Manufacturer#12 | Manufacturer#12 |  |  | 20.4 | 21 | 11.5 | 10.8 | Variable Speed Mini Split | AC-21563 | 2629.6 | 1279.6 | 2.25 | 600 | 1350 | 90706 | SFM | 1168.7111 | 568.7111 | 600 |  |  | 1350 |  |  |  | 0
51259 | 07/01/2020 | 13 |  |  | L781199 | 5/26/2020 12:00:00 AM | Manufacturer#1 | Manufacturer#1 |  |  | 16 | 16 | 11 | 8.5 | Variable Speed Mini Split | AC-21560 | 752 | 527 | 0.75 | 300 | 225 | 90022 | SFM | 1002.6667 | 702.6667 | 300 |  |  | 225 |  |  |  | 0
51259 | 07/01/2020 | 37 |  |  | A346132 | 5/13/2020 12:00:00 AM | Manufacturer#1 | Manufacturer#1 |  |  | 17 | 17 | 9.9 | 9 | Variable Speed Mini Split | AC-21561 | 1504.8 | 1104.8 | 1 | 400 | 400 | 92234 | SFM | 1504.8 | 1104.8 | 400 |  |  | 400 |  |  |  | 0
51259 | 07/01/2020 | 38 |  |  | A346087 | 5/12/2020 12:00:00 AM | Manufacturer#3 | Manufacturer#3 |  |  | 19 | 19 | 10.5 | 10 | Heat Pump | AC-21520 | 10305.75 | 8805.75 | 4.91 | 300 | 1473 | 92651 | SFM | 2098.9308 | 1793.4318 | 305.499 |  |  | 1473 |  |  |  | 0
51259 | 07/01/2020 | 40 |  |  | A346087 | 5/12/2020 12:00:00 AM | Manufacturer#3 | Manufacturer#3 |  |  | 16.5 | 17 | 12 | 10 | Heat Pump | AC-21518 | 4722.02 | 3837.02 | 2.95 | 300 | 885 | 92651 | SFM | 1600.6847 | 1300.6847 | 300 |  |  | 885 |  |  |  | 0
51259 | 07/01/2020 | 41 |  |  | L780866 | 5/12/2020 12:00:00 AM | Manufacturer#1 | Manufacturer#1 |  |  | 19 | 19 | 10.6 | 10.6 | Variable Speed Mini Split | AC-21563 | 3181.84 | 1765.84 | 2.36 | 600 | 1416 | 90232 | SFM | 1348.2373 | 748.2373 | 600 |  |  | 1416 |  |  |  | 0
51259 | 07/01/2020 | 42 |  |  | V615492 | 5/12/2020 12:00:00 AM | Manufacturer#1 | Manufacturer#1 |  |  | 19.2 | 20 | 9.4 | 11 | Variable Speed Mini Split | AC-21563 | 6338.4 | 4568.4 | 2.95 | 600 | 1770 | 90265 | SFM | 2148.6102 | 1548.6102 | 600 |  |  | 1770 |  |  |  | 0
51259 | 07/01/2020 | 43 |  |  | V615397 | 5/14/2020 12:00:00 AM | Manufacturer#1 | Manufacturer#1 |  |  | 19.2 | 20 | 9.4 | 11 | Variable Speed Mini Split | AC-21563 | 6338.4 | 4568.4 | 2.95 | 600 | 1770 | 90265 | SFM | 2148.6102 | 1548.6102 | 600 |  |  | 1770 |  |  |  | 0
51259 | 07/01/2020 | 44 |  |  | A345602 | 5/4/2020 12:00:00 AM | Manufacturer#1 | Manufacturer#1 |  |  | 16 | 16 | 8.8 | 11.7 | Variable Speed Mini Split | AC-21561 | 5544.2 | 4444.2 | 2.75 | 400 | 1100 | 92831 | SFM | 2016.0727 | 1616.0727 | 400 |  |  | 1100 |  |  |  | 0
51259 | 07/01/2020 | 45 |  |  | D340706 | 5/12/2020 12:00:00 AM | Manufacturer#1 | Manufacturer#1 |  |  | 19.7 | 20 | 9.2 | 10.3 | Variable Speed Mini Split | AC-21563 | 6632.9 | 4610.9 | 3.37 | 600 | 2022 | 92648 | SFM | 1968.2196 | 1368.2196 | 600 |  |  | 2022 |  |  |  | 0
51259 | 07/01/2020 | 46 |  |  | A346066 | 5/12/2020 12:00:00 AM | Manufacturer#1 | Manufacturer#1 |  |  | 19.7 | 20 | 9.2 | 10.3 | Variable Speed Mini Split | AC-21563 | 6632.9 | 4610.9 | 3.37 | 600 | 2022 | 90808 | SFM | 1968.2196 | 1368.2196 | 600 |  |  | 2022 |  |  |  | 0
51259 | 07/01/2020 | 47 |  |  | A345983 | 5/11/2020 12:00:00 AM | Manufacturer#3 | Manufacturer#3 |  |  | 17 | 17 | 13 | 9 | Heat Pump | AC-21518 | 4111.86 | 3178.86 | 3.11 | 300 | 933 | 92869 | SFM | 1322.1415 | 1022.1415 | 300 |  |  | 933 |  |  |  | 0
51259 | 07/01/2020 | 48 |  |  | A345983 | 5/11/2020 12:00:00 AM | Manufacturer#3 | Manufacturer#3 |  |  | 17 | 17 | 13 | 9 | Heat Pump | AC-21518 | 4111.86 | 3178.86 | 3.11 | 300 | 933 | 92869 | SFM | 1322.1415 | 1022.1415 | 300 |  |  | 933 |  |  |  | 0
51259 | 07/01/2020 | 36 |  |  | V615492 | 5/13/2020 12:00:00 AM | Manufacturer#1 | Manufacturer#1 |  |  | 19.2 | 20 | 9.4 | 11 | Variable Speed Mini Split | AC-21563 | 6338.4 | 4568.4 | 2.95 | 600 | 1770 | 91776 | SFM | 2148.6102 | 1548.6102 | 600 |  |  | 1770 |  |  |  | 0
51259 | 07/01/2020 | 59 |  |  | A345592 | 5/1/2020 12:00:00 AM | Manufacturer#1 | Manufacturer#1 |  |  | 17 | 17 | 12 | 9 | Variable Speed Mini Split | AC-21561 | 1376.55 | 1076.55 | 0.75 | 400 | 300 | 92704 | SFM | 1835.4 | 1435.4 | 400 |  |  | 300 |  |  |  | 0
51259 | 07/01/2020 | 60 |  |  | R205340 | 5/7/2020 12:00:00 AM | Manufacturer#1 | Manufacturer#1 |  |  | 18 | 18 | 8.6 | 10 | Variable Speed Mini Split | AC-21563 | 2422.5 | 1306.5 | 1.86 | 600 | 1116 | 92262 | SFM | 1302.4194 | 702.4194 | 600 |  |  | 1116 |  |  |  | 0
51259 | 07/01/2020 | 62 |  |  | A345290 | 4/30/2020 12:00:00 AM | Manufacturer#3 | Manufacturer#3 |  |  | 15 | 15 | 12.5 | 9.5 | Heat Pump | AC-21517 | 3548.77 | 2678.77 | 2.9 | 300 | 870 | 92705 | SFM | 1223.7138 | 923.7138 | 300 |  |  | 870 |  |  |  | 0
51259 | 07/01/2020 | 63 |  |  | A345793 | 5/6/2020 12:00:00 AM | Manufacturer#1 | Manufacturer#1 |  |  | 18 | 18 | 10.5 | 10 | Variable Speed Mini Split | AC-21563 | 2263.85 | 1405.85 | 1.43 | 600 | 858 | 92604 | SFM | 1583.1119 | 983.1119 | 600 |  |  | 858 |  |  |  | 0
51259 | 07/01/2020 | 65 |  |  | A345624 | 5/5/2020 12:00:00 AM | Manufacturer#1 | Manufacturer#1 |  |  | 20 | 20 | 13.6 | 9.8 | Variable Speed Mini Split | AC-21563 | 3361.31 | 2263.31 | 1.83 | 600 | 1098 | 92870 | SFM | 1836.7814 | 1236.7814 | 600 |  |  | 1098 |  |  |  | 0
51259 | 07/01/2020 | 68 |  |  | R205181 | 5/1/2020 12:00:00 AM | Manufacturer#1 | Manufacturer#1 |  |  | 18 | 18 | 10.5 | 10 | Variable Speed Mini Split | AC-21563 | 2263.85 | 1405.85 | 1.43 | 600 | 858 | 92270 | SFM | 1583.1119 | 983.1119 | 600 |  |  | 858 |  |  |  | 0
51259 | 07/01/2020 | 69 |  |  | A345575 | 5/1/2020 12:00:00 AM | Manufacturer#3 | Manufacturer#3 |  |  | 15 | 15 | 12.5 | 9.5 | Heat Pump | AC-21517 | 2819.3 | 2216.3 | 2.01 | 300 | 603 | 91709 | SFM | 1402.6368 | 1102.6368 | 300 |  |  | 603 |  |  |  | 0
51259 | 07/01/2020 | 70 |  |  | A345589 | 5/7/2020 12:00:00 AM | Manufacturer#1 | Manufacturer#1 |  |  | 19 | 19 | 10.6 | 10.6 | Variable Speed Mini Split | AC-21563 | 3181.84 | 1765.84 | 2.36 | 600 | 1416 | 92604 | SFM | 1348.2373 | 748.2373 | 600 |  |  | 1416 |  |  |  | 0
51259 | 07/01/2020 | 71 |  |  | L780262 | 5/5/2020 12:00:00 AM | Manufacturer#3 | Manufacturer#3 |  |  | 16 | 16 | 11.7 | 9 | Heat Pump | AC-21518 | 8957.25 | 7622.25 | 4.45 | 300 | 1335 | 92610 | SFM | 2012.8652 | 1712.8652 | 300 |  |  | 1335 |  |  |  | 0
51259 | 07/01/2020 | 72 |  |  | R205238 | 5/4/2020 12:00:00 AM | Manufacturer#1 | Manufacturer#1 |  |  | 18 | 18 | 8.6 | 10 | Variable Speed Mini Split | AC-21563 | 2422.5 | 1306.5 | 1.86 | 600 | 1116 | 92376 | SFM | 1302.4194 | 702.4194 | 600 |  |  | 1116 |  |  |  | 0
51259 | 07/01/2020 | 84 |  |  | R205451 | 5/12/2020 12:00:00 AM | Manufacturer#1 | Manufacturer#1 |  |  | 18 | 18 | 8.6 | 10 | Variable Speed Mini Split | AC-21563 | 2422.5 | 1306.5 | 1.86 | 600 | 1116 | 92270 | SFM | 1302.4194 | 702.4194 | 600 |  |  | 1116 |  |  |  | 0
51259 | 07/01/2020 | 85 |  |  | R205461 | 5/11/2020 12:00:00 AM | Manufacturer#1 | Manufacturer#1 |  |  | 16 | 16 | 10 | 8.5 | Variable Speed Mini Split | AC-21560 | 1919 | 1490 | 1.43 | 300 | 429 | 92373 | SFM | 1341.958 | 1041.958 | 300 |  |  | 429 |  |  |  | 0
51259 | 07/01/2020 | 86 |  |  | R205437 | 5/11/2020 12:00:00 AM | Manufacturer#3 | Manufacturer#3 |  |  | 18 | 18 | 12.5 | 9.6 | Heat Pump | AC-21519 | 8603.25 | 7430.25 | 3.91 | 300 | 1173 | 92264 | SFM | 2200.3197 | 1900.3197 | 300 |  |  | 1173 |  |  |  | 0
51259 | 07/01/2020 | 87 |  |  | R205438 | 5/11/2020 12:00:00 AM | Manufacturer#3 | Manufacturer#3 |  |  | 17 | 17 | 13 | 9 | Heat Pump | AC-21518 | 3526.14 | 2896.14 | 2.1 | 300 | 630 | 92260 | SFM | 1679.1143 | 1379.1143 | 300 |  |  | 630 |  |  |  | 0
51259 | 07/01/2020 | 88 |  |  | R205452 | 5/12/2020 12:00:00 AM | Manufacturer#1 | Manufacturer#1 |  |  | 18 | 18 | 8.6 | 10 | Variable Speed Mini Split | AC-21563 | 2422.5 | 1306.5 | 1.86 | 600 | 1116 | 92270 | SFM | 1302.4194 | 702.4194 | 600 |  |  | 1116 |  |  |  | 0
51259 | 07/01/2020 | 89 |  |  | A346086 | 5/12/2020 12:00:00 AM | Manufacturer#3 | Manufacturer#3 |  |  | 17.5 | 18 | 13 | 9.6 | Heat Pump | AC-21519 | 6112.15 | 4910.15 | 4.04 | 300 | 1212 | 92692 | SFM | 1512.9084 | 1215.3837 | 297.5248 |  |  | 1212 |  |  |  | 0
51259 | 07/01/2020 | 90 |  |  | A346821 | 5/28/2020 12:00:00 AM | Manufacturer#1 | Manufacturer#1 |  |  | 18 | 18 | 8.6 | 10 | Variable Speed Mini Split | AC-21563 | 2422.5 | 1306.5 | 1.86 | 600 | 1116 | 92648 | SFM | 1302.4194 | 702.4194 | 600 |  |  | 1116 |  |  |  | 0
51259 | 07/01/2020 | 91 |  |  | A346802 | 5/28/2020 12:00:00 AM | Manufacturer#1 | Manufacturer#1 |  |  | 19.2 | 20 | 9.4 | 11 | Variable Speed Mini Split | AC-21563 | 6338.4 | 4568.4 | 2.95 | 600 | 1770 | 90808 | SFM | 2148.6102 | 1548.6102 | 600 |  |  | 1770 |  |  |  | 0
51259 | 07/01/2020 | 92 |  |  | A346587 | 5/28/2020 12:00:00 AM | Manufacturer#3 | Manufacturer#3 |  |  | 15 | 15 | 12.5 | 9 | Heat Pump | AC-21517 | 5537.55 | 4649.55 | 2.96 | 300 | 888 | 92691 | SFM | 1870.7939 | 1570.7939 | 300 |  |  | 888 |  |  |  | 0
51259 | 07/01/2020 | 93 |  |  | V616611 | 5/28/2020 12:00:00 AM | Manufacturer#3 | Manufacturer#3 |  |  | 15 | 15 | 12.5 | 9 | Heat Pump | AC-21517 | 6009.45 | 4824.45 | 3.95 | 300 | 1185 | 91381 | SFM | 1521.3797 | 1221.3797 | 300 |  |  | 1185 |  |  |  | 0
51259 | 07/01/2020 | 14 |  |  | L781199 | 5/26/2020 12:00:00 AM | Manufacturer#1 | Manufacturer#1 |  |  | 18 | 18 | 9.9 | 10 | Variable Speed Mini Split | AC-21563 | 1537.1 | 937.1 | 1 | 600 | 600 | 90022 | SFM | 1537.1 | 937.1 | 600 |  |  | 600 |  |  |  | 0
51259 | 07/01/2020 | 15 |  |  | R205609 | 5/15/2020 12:00:00 AM | Manufacturer#3 | Manufacturer#3 |  |  | 19.5 | 20 | 12.2 | 9 | Heat Pump | AC-21518 | 6819.47 | 5445.47 | 4.58 | 300 | 1374 | 92270 | SFM | 1488.9672 | 1188.9672 | 300 |  |  | 1374 |  |  |  | 0
51259 | 07/01/2020 | 16 |  |  | V615723 | 5/15/2020 12:00:00 AM | Manufacturer#1 | Manufacturer#1 |  |  | 20 | 20 | 13.6 | 9.8 | Variable Speed Mini Split | AC-21563 | 3361.31 | 2263.31 | 1.83 | 600 | 1098 | 90402 | SFM | 1836.7814 | 1236.7814 | 600 |  |  | 1098 |  |  |  | 0
51259 | 07/01/2020 | 17 |  |  | A346267 | 5/15/2020 12:00:00 AM | Manufacturer#1 | Manufacturer#1 |  |  | 20.5 | 21 | 12.5 | 10 | Variable Speed Mini Split | AC-21563 | 3263.25 | 2147.25 | 1.86 | 600 | 1116 | 90804 | SFM | 1754.4355 | 1154.4355 | 600 |  |  | 1116 |  |  |  | 0
51259 | 07/01/2020 | 18 |  |  | A346268 | 5/15/2020 12:00:00 AM | Manufacturer#1 | Manufacturer#1 |  |  | 23.1 | 24 | 13 | 12.5 | Variable Speed Mini Split | AC-21563 | 2033.95 | 1433.95 | 1 | 600 | 600 | 90720 | SFM | 2033.95 | 1433.95 | 600 |  |  | 600 |  |  |  | 0
51259 | 07/01/2020 | 19 |  |  | R205541 | 5/13/2020 12:00:00 AM | Manufacturer#1 | Manufacturer#1 |  |  | 19.8 | 20 | 12.2 | 11.2 | Variable Speed Mini Split | AC-21563 | 1730.85 | 1028.85 | 1.17 | 600 | 702 | 92373 | SFM | 1479.359 | 879.359 | 600 |  |  | 702 |  |  |  | 0
51259 | 07/01/2020 | 20 |  |  | L781021 | 5/13/2020 12:00:00 AM | Manufacturer#1 | Manufacturer#1 |  |  | 20.5 | 21 | 12.5 | 10 | Variable Speed Mini Split | AC-21563 | 3263.25 | 2147.25 | 1.86 | 600 | 1116 | 90803 | SFM | 1754.4355 | 1154.4355 | 600 |  |  | 1116 |  |  |  | 0
51259 | 07/01/2020 | 21 |  |  | L781021 | 5/13/2020 12:00:00 AM | Manufacturer#1 | Manufacturer#1 |  |  | 20.5 | 21 | 12.5 | 10 | Variable Speed Mini Split | AC-21563 | 3263.25 | 2147.25 | 1.86 | 600 | 1116 | 90803 | SFM | 1754.4355 | 1154.4355 | 600 |  |  | 1116 |  |  |  | 0
51259 | 07/01/2020 | 22 |  |  | R205567 | 5/14/2020 12:00:00 AM | Manufacturer#3 | Manufacturer#3 |  |  | 18 | 18 | 12 | 9.6 | Heat Pump | AC-21519 | 5136.47 | 4266.47 | 2.9 | 300 | 870 | 92260 | SFM | 1771.1966 | 1471.1966 | 300 |  |  | 870 |  |  |  | 0
51259 | 07/01/2020 | 23 |  |  | R205477 | 5/12/2020 12:00:00 AM | Manufacturer#1 | Manufacturer#1 |  |  | 18 | 18 | 8.6 | 10 | Variable Speed Mini Split | AC-21563 | 1550.4 | 434.4 | 1.86 | 600 | 1116 | 91762 | SFM | 833.5484 | 233.5484 | 600 |  |  | 1116 |  |  |  | 0
51259 | 07/01/2020 | 24 |  |  | R205544 | 5/13/2020 12:00:00 AM | Manufacturer#1 | Manufacturer#1 |  |  | 20 | 20 | 12.7 | 10 | Variable Speed Mini Split | AC-21563 | 2759.75 | 1859.75 | 1.5 | 600 | 900 | 92557 | SFM | 1839.8333 | 1239.8333 | 600 |  |  | 900 |  |  |  | 0
51259 | 07/01/2020 | 66 |  |  | R205295 | 5/5/2020 12:00:00 AM | Manufacturer#1 | Manufacturer#1 |  |  | 19.7 | 20 | 9.2 | 10.3 | Variable Speed Mini Split | AC-21563 | 6632.9 | 4610.9 | 3.37 | 600 | 2022 | 90706 | SFM | 1968.2196 | 1368.2196 | 600 |  |  | 2022 |  |  |  | 0
51259 | 07/01/2020 | 94 |  |  | R205897 | 5/28/2020 12:00:00 AM | Manufacturer#3 | Manufacturer#3 |  |  | 17.5 | 18 | 13 | 9 | Heat Pump | AC-21518 | 7542 | 6330 | 4.04 | 300 | 1212 | 92260 | SFM | 1866.8317 | 1566.8317 | 300 |  |  | 1212 |  |  |  | 0
51259 | 07/01/2020 | 95 |  |  | R205912 | 5/28/2020 12:00:00 AM | Manufacturer#3 | Manufacturer#3 |  |  | 16 | 16 | 11.7 | 9 | Heat Pump | AC-21518 | 8957.25 | 7622.25 | 4.45 | 300 | 1335 | 92260 | SFM | 2012.8652 | 1712.8652 | 300 |  |  | 1335 |  |  |  | 0
51259 | 07/01/2020 | 96 |  |  | R205898 | 5/28/2020 12:00:00 AM | Manufacturer#1 | Manufacturer#1 |  |  | 19.7 | 20 | 9.2 | 10.3 | Variable Speed Mini Split | AC-21563 | 7641.8 | 5619.8 | 3.37 | 600 | 2022 | 92320 | SFM | 2267.5964 | 1667.5964 | 600 |  |  | 2022 |  |  |  | 0
51259 | 07/01/2020 | 97 |  |  | V616567 | 5/28/2020 12:00:00 AM | Manufacturer#1 | Manufacturer#1 |  |  | 23.1 | 24 | 13 | 12.5 | Variable Speed Mini Split | AC-21563 | 2033.95 | 1433.95 | 1 | 600 | 600 | 90402 | SFM | 2033.95 | 1433.95 | 600 |  |  | 600 |  |  |  | 0
51259 | 07/01/2020 | 98 |  |  | V617160 | 5/28/2020 12:00:00 AM | Manufacturer#9 | Manufacturer#9 |  |  | 17.8 | 18 | 11.1 | 10.7 | Variable Speed Mini Split | AC-21562 | 11360.52 | 8860.52 | 5 | 500 | 2500 | 90402 | SFM | 2272.104 | 1772.104 | 500 |  |  | 2500 |  |  |  | 0
51259 | 07/01/2020 | 99 |  |  | V617160 | 5/28/2020 12:00:00 AM | Manufacturer#9 | Manufacturer#9 |  |  | 17.8 | 18 | 11.1 | 10.7 | Variable Speed Mini Split | AC-21562 | 11360.52 | 8860.52 | 5 | 500 | 2500 | 90402 | SFM | 2272.104 | 1772.104 | 500 |  |  | 2500 |  |  |  | 0
51259 | 07/01/2020 | 100 |  |  | V617160 | 5/28/2020 12:00:00 AM | Manufacturer#9 | Manufacturer#9 |  |  | 17.8 | 18 | 11.1 | 10.7 | Variable Speed Mini Split | AC-21562 | 11360.52 | 8860.52 | 5 | 500 | 2500 | 90402 | SFM | 2272.104 | 1772.104 | 500 |  |  | 2500 |  |  |  | 0
51259 | 07/01/2020 | 101 |  |  | V616578 | 5/28/2020 12:00:00 AM | Manufacturer#1 | Manufacturer#1 |  |  | 16 | 16 | 10 | 8.5 | Variable Speed Mini Split | AC-21560 | 1919 | 1490 | 1.43 | 300 | 429 | 93063 | SFM | 1341.958 | 1041.958 | 300 |  |  | 429 |  |  |  | 0
51259 | 07/01/2020 | 102 |  |  | D341159 | 5/26/2020 12:00:00 AM | Manufacturer#1 | Manufacturer#1 |  |  | 17 | 17 | 9.9 | 9 | Variable Speed Mini Split | AC-21561 | 1504.8 | 1104.8 | 1 | 400 | 400 | 90278 | SFM | 1504.8 | 1104.8 | 400 |  |  | 400 |  |  |  | 0
51259 | 07/01/2020 | 103 |  |  | A346144 | 5/20/2020 12:00:00 AM | Manufacturer#1 | Manufacturer#1 |  |  | 16.25 | 17 | 11.05 | 10.25 | Variable Speed Mini Split | AC-21561 | 5903.7 | 3903.7 | 5 | 400 | 2000 | 92823 | SFM | 1180.74 | 780.74 | 400 |  |  | 2000 |  |  |  | 0
51259 | 07/01/2020 | 104 |  |  | A346630 | 5/27/2020 12:00:00 AM | Manufacturer#3 | Manufacturer#3 |  |  | 17.5 | 18 | 13 | 9 | Heat Pump | AC-21518 | 7542 | 6330 | 4.04 | 300 | 1212 | 92612 | SFM | 1866.8317 | 1566.8317 | 300 |  |  | 1212 |  |  |  | 0
51259 | 07/01/2020 | 127 |  |  | A346473 | 5/21/2020 12:00:00 AM | Manufacturer#3 | Manufacturer#3 |  |  | 15 | 15 | 12.5 | 9 | Heat Pump | AC-21517 | 5537.55 | 4649.55 | 2.96 | 300 | 888 | 92653 | SFM | 1870.7939 | 1570.7939 | 300 |  |  | 888 |  |  |  | 0
51259 | 07/01/2020 | 128 |  |  | R205793 | 5/21/2020 12:00:00 AM | Manufacturer#3 | Manufacturer#3 |  |  | 16 | 16 | 13 | 9 | Heat Pump | AC-21518 | 5852.25 | 4112.25 | 2.9 | 300 | 870 | 92592 | SFM | 2018.0172 | 1418.0172 | 600 |  |  | 870 |  |  |  | 0
51259 | 07/01/2020 | 129 |  |  | R205793 | 5/21/2020 12:00:00 AM | Manufacturer#3 | Manufacturer#3 |  |  | 16 | 16 | 13 | 9 | Heat Pump | AC-21518 | 5852.25 | 4112.25 | 2.9 | 300 | 870 | 92592 | SFM | 2018.0172 | 1418.0172 | 600 |  |  | 870 |  |  |  | 0
51259 | 07/01/2020 | 130 |  |  | R205783 | 5/21/2020 12:00:00 AM | Manufacturer#1 | Manufacturer#1 |  |  | 18 | 18 | 8.6 | 10 | Variable Speed Mini Split | AC-21563 | 2422.5 | 1306.5 | 1.86 | 600 | 1116 | 92211 | SFM | 1302.4194 | 702.4194 | 600 |  |  | 1116 |  |  |  | 0
51259 | 07/01/2020 | 131 |  |  | A346490 | 5/20/2020 12:00:00 AM | Manufacturer#3 | Manufacturer#3 |  |  | 18.5 | 19 | 11 | 9.5 | Heat Pump | AC-21519 | 9525.75 | 8052.75 | 4.91 | 300 | 1473 | 92657 | SFM | 1940.0713 | 1640.0713 | 300 |  |  | 1473 |  |  |  | 0
51259 | 07/01/2020 | 132 |  |  | R205610 | 5/20/2020 12:00:00 AM | Manufacturer#1 | Manufacturer#1 |  |  | 18 | 18 | 9.9 | 10 | Variable Speed Mini Split | AC-21563 | 1579.85 | 979.85 | 1 | 600 | 600 | 92211 | SFM | 1579.85 | 979.85 | 600 |  |  | 600 |  |  |  | 0
51259 | 07/01/2020 | 133 |  |  | A346345 | 5/19/2020 12:00:00 AM | Manufacturer#1 | Manufacturer#1 |  |  | 18 | 18 | 12.5 | 13.6 | Variable Speed Mini Split | AC-21563 | 5193.65 | 3843.65 | 2.25 | 600 | 1350 | 92677 | SFM | 2308.2889 | 1708.2889 | 600 |  |  | 1350 |  |  |  | 0
51259 | 07/01/2020 | 134 |  |  | A346486 | 5/19/2020 12:00:00 AM | Manufacturer#1 | Manufacturer#1 |  |  | 16.25 | 17 | 11.05 | 10.25 | Variable Speed Mini Split | AC-21561 | 10243.85 | 8243.85 | 5 | 400 | 2000 | 90808 | SFM | 2048.77 | 1648.77 | 400 |  |  | 2000 |  |  |  | 0
51259 | 07/01/2020 | 135 |  |  | R205752 | 5/20/2020 12:00:00 AM | Manufacturer#1 | Manufacturer#1 |  |  | 18 | 18 | 8.6 | 10 | Variable Speed Mini Split | AC-21563 | 2422.5 | 1306.5 | 1.86 | 600 | 1116 | 92270 | SFM | 1302.4194 | 702.4194 | 600 |  |  | 1116 |  |  |  | 0
51259 | 07/01/2020 | 136 |  |  | A346466 | 5/19/2020 12:00:00 AM | Manufacturer#1 | Manufacturer#1 |  |  | 18 | 18 | 8.6 | 10 | Variable Speed Mini Split | AC-21563 | 2422.5 | 1306.5 | 1.86 | 600 | 1116 | 92688 | SFM | 1302.4194 | 702.4194 | 600 |  |  | 1116 |  |  |  | 0
51259 | 07/01/2020 | 137 |  |  | A346350 | 5/19/2020 12:00:00 AM | Manufacturer#1 | Manufacturer#1 |  |  | 19.2 | 20 | 9.4 | 11 | Variable Speed Mini Split | AC-21563 | 6338.4 | 4568.4 | 2.95 | 600 | 1770 | 92651 | SFM | 2148.6102 | 1548.6102 | 600 |  |  | 1770 |  |  |  | 0
51259 | 07/01/2020 | 12 |  |  | R205639 | 5/18/2020 12:00:00 AM | Manufacturer#1 | Manufacturer#1 |  |  | 18 | 18 | 8.6 | 10 | Variable Speed Mini Split | AC-21563 | 1550.4 | 434.4 | 1.86 | 600 | 1116 | 92262 | SFM | 833.5484 | 233.5484 | 600 |  |  | 1116 |  |  |  | 0
51259 | 07/01/2020 | 25 |  |  | L780987 | 5/13/2020 12:00:00 AM | Manufacturer#1 | Manufacturer#1 |  |  | 20.5 | 21 | 12.2 | 9.3 | Variable Speed Mini Split | AC-21561 | 3725.84 | 2925.84 | 2 | 400 | 800 | 90250 | SFM | 1862.92 | 1462.92 | 400 |  |  | 800 |  |  |  | 0
51259 | 07/01/2020 | 26 |  |  | L780958 | 5/13/2020 12:00:00 AM | Manufacturer#1 | Manufacturer#1 |  |  | 19 | 19 | 10.6 | 10.6 | Variable Speed Mini Split | AC-21563 | 3181.84 | 1765.84 | 2.36 | 600 | 1416 | 90805 | SFM | 1348.2373 | 748.2373 | 600 |  |  | 1416 |  |  |  | 0
51259 | 07/01/2020 | 27 |  |  | R205522 | 5/13/2020 12:00:00 AM | Manufacturer#1 | Manufacturer#1 |  |  | 18 | 18 | 8.6 | 10 | Variable Speed Mini Split | AC-21563 | 1550.4 | 434.4 | 1.86 | 600 | 1116 | 92211 | SFM | 833.5484 | 233.5484 | 600 |  |  | 1116 |  |  |  | 0
51259 | 07/01/2020 | 28 |  |  | R205523 | 5/13/2020 12:00:00 AM | Manufacturer#1 | Manufacturer#1 |  |  | 18 | 18 | 8.6 | 10 | Variable Speed Mini Split | AC-21563 | 1550.4 | 434.4 | 1.86 | 600 | 1116 | 92270 | SFM | 833.5484 | 233.5484 | 600 |  |  | 1116 |  |  |  | 0
51259 | 07/01/2020 | 29 |  |  | V615504 | 5/13/2020 12:00:00 AM | Manufacturer#1 | Manufacturer#1 |  |  | 19.2 | 20 | 9.4 | 11 | Variable Speed Mini Split | AC-21563 | 6338.4 | 4568.4 | 2.95 | 600 | 1770 | 91776 | SFM | 2148.6102 | 1548.6102 | 600 |  |  | 1770 |  |  |  | 0
51259 | 07/01/2020 | 30 |  |  | V615504 | 5/13/2020 12:00:00 AM | Manufacturer#1 | Manufacturer#1 |  |  | 19.2 | 20 | 9.4 | 11 | Variable Speed Mini Split | AC-21563 | 6338.4 | 4568.4 | 2.95 | 600 | 1770 | 91776 | SFM | 2148.6102 | 1548.6102 | 600 |  |  | 1770 |  |  |  | 0
51259 | 07/01/2020 | 31 |  |  | V615504 | 5/13/2020 12:00:00 AM | Manufacturer#1 | Manufacturer#1 |  |  | 20 | 20 | 13.6 | 9.8 | Variable Speed Mini Split | AC-21563 | 3361.31 | 2263.31 | 1.83 | 600 | 1098 | 91776 | SFM | 1836.7814 | 1236.7814 | 600 |  |  | 1098 |  |  |  | 0
51259 | 07/01/2020 | 32 |  |  | V615504 | 5/13/2020 12:00:00 AM | Manufacturer#1 | Manufacturer#1 |  |  | 23.1 | 24 | 13 | 12.5 | Variable Speed Mini Split | AC-21563 | 2033.95 | 1433.95 | 1 | 600 | 600 | 91776 | SFM | 2033.95 | 1433.95 | 600 |  |  | 600 |  |  |  | 0
51259 | 07/01/2020 | 33 |  |  | V615492 | 5/13/2020 12:00:00 AM | Manufacturer#1 | Manufacturer#1 |  |  | 19.2 | 20 | 9.4 | 11 | Variable Speed Mini Split | AC-21563 | 6338.4 | 4568.4 | 2.95 | 600 | 1770 | 91776 | SFM | 2148.6102 | 1548.6102 | 600 |  |  | 1770 |  |  |  | 0
51259 | 07/01/2020 | 34 |  |  | V615492 | 5/13/2020 12:00:00 AM | Manufacturer#1 | Manufacturer#1 |  |  | 19.2 | 20 | 9.4 | 11 | Variable Speed Mini Split | AC-21563 | 6338.4 | 4568.4 | 2.95 | 600 | 1770 | 91776 | SFM | 2148.6102 | 1548.6102 | 600 |  |  | 1770 |  |  |  | 0
51259 | 07/01/2020 | 1 |  |  | L782491 | 5/31/2020 12:00:00 AM | Manufacturer#1 | Manufacturer#1 |  |  | 17 | 17 | 9.9 | 9 | Variable Speed Mini Split | AC-21561 | 1504.8 | 1104.8 | 1 | 400 | 400 | 92866 | SFM | 1504.8 | 1104.8 | 400 |  |  | 400 |  |  |  | 0
51259 | 07/01/2020 | 2 |  |  | L782630 | 5/31/2020 12:00:00 AM | Manufacturer#1 | Manufacturer#1 |  |  | 17 | 17 | 9.9 | 9 | Variable Speed Mini Split | AC-21561 | 1504.8 | 1104.8 | 1 | 400 | 400 | 92866 | SFM | 1504.8 | 1104.8 | 400 |  |  | 400 |  |  |  | 0
51259 | 07/01/2020 | 3 |  |  | D340847 | 5/15/2020 12:00:00 AM | Manufacturer#1 | Manufacturer#1 |  |  | 20 | 20 | 13.6 | 9.8 | Variable Speed Mini Split | AC-21563 | 4877.3 | 3779.3 | 1.83 | 600 | 1098 | 90274 | SFM | 2665.1913 | 2065.1913 | 600 |  |  | 1098 |  |  |  | 0
51259 | 07/01/2020 | 4 |  |  | V616799 | 5/31/2020 12:00:00 AM | Manufacturer#1 | Manufacturer#1 |  |  | 17 | 17 | 9.9 | 9 | Variable Speed Mini Split | AC-21561 | 1504.8 | 1104.8 | 1 | 400 | 400 | 93063 | SFM | 1504.8 | 1104.8 | 400 |  |  | 400 |  |  |  | 0
51259 | 07/01/2020 | 5 |  |  | A346303 | 5/15/2020 12:00:00 AM | Manufacturer#3 | Manufacturer#3 |  |  | 15 | 15 | 12.5 | 9 | Heat Pump | AC-21517 | 3208.63 | 2173.63 | 3.45 | 300 | 1035 | 90620 | SFM | 930.0377 | 630.0377 | 300 |  |  | 1035 |  |  |  | 0
51259 | 07/01/2020 | 6 |  |  | A346029 | 5/11/2020 12:00:00 AM | Manufacturer#1 | Manufacturer#1 |  |  | 20 | 20 | 13.6 | 9.8 | Variable Speed Mini Split | AC-21563 | 3361.31 | 2263.31 | 1.83 | 600 | 1098 | 92627 | SFM | 1836.7814 | 1236.7814 | 600 |  |  | 1098 |  |  |  | 0
51259 | 07/01/2020 | 7 |  |  | A346012 | 5/11/2020 12:00:00 AM | Manufacturer#1 | Manufacturer#1 |  |  | 20 | 20 | 13.6 | 9.8 | Variable Speed Mini Split | AC-21563 | 3361.31 | 2263.31 | 1.83 | 600 | 1098 | 92627 | SFM | 1836.7814 | 1236.7814 | 600 |  |  | 1098 |  |  |  | 0
51259 | 07/01/2020 | 8 |  |  | R205653 | 5/15/2020 12:00:00 AM | Manufacturer#1 | Manufacturer#1 |  |  | 18 | 18 | 8.6 | 10 | Variable Speed Mini Split | AC-21563 | 1550.4 | 434.4 | 1.86 | 600 | 1116 | 90240 | SFM | 833.5484 | 233.5484 | 600 |  |  | 1116 |  |  |  | 0
51259 | 07/01/2020 | 9 |  |  | R205637 | 5/18/2020 12:00:00 AM | Manufacturer#3 | Manufacturer#3 |  |  | 17 | 17 | 13 | 9 | Heat Pump | AC-21518 | 4111.86 | 3163.86 | 3.16 | 300 | 948 | 92260 | SFM | 1301.2215 | 1001.2215 | 300 |  |  | 948 |  |  |  | 0
51259 | 07/01/2020 | 10 |  |  | R205638 | 5/18/2020 12:00:00 AM | Manufacturer#3 | Manufacturer#3 |  |  | 17.5 | 18 | 13 | 9 | Heat Pump | AC-21518 | 4635.82 | 3423.82 | 4.04 | 300 | 1212 | 92260 | SFM | 1147.4802 | 847.4802 | 300 |  |  | 1212 |  |  |  | 0
51259 | 07/01/2020 | 11 |  |  | L781231 | 5/19/2020 12:00:00 AM | Manufacturer#1 | Manufacturer#1 |  |  | 19 | 19 | 10.6 | 10.6 | Variable Speed Mini Split | AC-21563 | 2949.32 | 1533.32 | 2.36 | 600 | 1416 | 90278 | SFM | 1249.7119 | 649.7119 | 600 |  |  | 1416 |  |  |  | 0
51259 | 07/01/2020 | 116 |  |  | R205856 | 5/26/2020 12:00:00 AM | Manufacturer#1 | Manufacturer#1 |  |  | 18 | 18 | 10.5 | 10 | Variable Speed Mini Split | AC-21563 | 2263.85 | 1405.85 | 1.43 | 600 | 858 | 92262 | SFM | 1583.1119 | 983.1119 | 600 |  |  | 858 |  |  |  | 0
51259 | 07/01/2020 | 117 |  |  | R205851 | 5/26/2020 12:00:00 AM | Manufacturer#9 | Manufacturer#9 |  |  | 17.8 | 18 | 11.1 | 10.7 | Variable Speed Mini Split | AC-21562 | 12308.46 | 9808.46 | 5 | 500 | 2500 | 93012 | SFM | 2461.692 | 1961.692 | 500 |  |  | 2500 |  |  |  | 0
51259 | 07/01/2020 | 118 |  |  | R205843 | 5/26/2020 12:00:00 AM | Manufacturer#3 | Manufacturer#3 |  |  | 17 | 17 | 13 | 9 | Heat Pump | AC-21518 | 6536.55 | 5588.55 | 3.16 | 300 | 948 | 92262 | SFM | 2068.5285 | 1768.5285 | 300 |  |  | 948 |  |  |  | 0
51259 | 07/01/2020 | 119 |  |  | A346654 | 5/25/2020 12:00:00 AM | Manufacturer#1 | Manufacturer#1 |  |  | 19.7 | 20 | 9.2 | 10.3 | Variable Speed Mini Split | AC-21563 | 7323.55 | 5301.55 | 3.37 | 600 | 2022 | 91745 | SFM | 2173.1602 | 1573.1602 | 600 |  |  | 2022 |  |  |  | 0
51259 | 07/01/2020 | 120 |  |  | A346651 | 5/25/2020 12:00:00 AM | Manufacturer#3 | Manufacturer#3 |  |  | 15 | 15 | 12.5 | 9 | Heat Pump | AC-21517 | 4347.23 | 3669.23 | 2.26 | 300 | 678 | 92614 | SFM | 1923.5531 | 1623.5531 | 300 |  |  | 678 |  |  |  | 0
51259 | 07/01/2020 | 121 |  |  | A346626 | 5/22/2020 12:00:00 AM | Manufacturer#1 | Manufacturer#1 |  |  | 18.9 | 19 | 12 | 11.4 | Variable Speed Mini Split | AC-21563 | 8483.5 | 6083.5 | 4 | 600 | 2400 | 90712 | SFM | 2120.875 | 1520.875 | 600 |  |  | 2400 |  |  |  | 0
51259 | 07/01/2020 | 122 |  |  | R205784 | 5/22/2020 12:00:00 AM | Manufacturer#1 | Manufacturer#1 |  |  | 18 | 18 | 9.9 | 10 | Variable Speed Mini Split | AC-21563 | 1579.85 | 979.85 | 1 | 600 | 600 | 92262 | SFM | 1579.85 | 979.85 | 600 |  |  | 600 |  |  |  | 0
51259 | 07/01/2020 | 123 |  |  | A346613 | 5/22/2020 12:00:00 AM | Manufacturer#1 | Manufacturer#1 |  |  | 16.25 | 17 | 11.05 | 10.25 | Variable Speed Mini Split | AC-21561 | 10243.85 | 8243.85 | 5 | 400 | 2000 | 92648 | SFM | 2048.77 | 1648.77 | 400 |  |  | 2000 |  |  |  | 0
51259 | 07/01/2020 | 124 |  |  | A346477 | 5/21/2020 12:00:00 AM | Manufacturer#3 | Manufacturer#3 |  |  | 17.5 | 18 | 13 | 9 | Heat Pump | AC-21518 | 7542 | 6330 | 4.04 | 300 | 1212 | 92692 | SFM | 1866.8317 | 1566.8317 | 300 |  |  | 1212 |  |  |  | 0
51259 | 07/01/2020 | 125 |  |  | A346513 | 5/21/2020 12:00:00 AM | Manufacturer#3 | Manufacturer#3 |  |  | 18 | 18 | 12 | 10 | Heat Pump | AC-21520 | 8419.5 | 7246.5 | 3.91 | 300 | 1173 | 92630 | SFM | 2153.3248 | 1853.3248 | 300 |  |  | 1173 |  |  |  | 0
51259 | 07/01/2020 | 126 |  |  | A346394 | 5/21/2020 12:00:00 AM | Manufacturer#3 | Manufacturer#3 |  |  | 17.5 | 18 | 13 | 9 | Heat Pump | AC-21518 | 7542 | 6330 | 4.04 | 300 | 1212 | 92705 | SFM | 1866.8317 | 1566.8317 | 300 |  |  | 1212 |  |  |  | 0
51259 | 07/01/2020 | 138 |  |  | A346350 | 5/19/2020 12:00:00 AM | Manufacturer#1 | Manufacturer#1 |  |  | 17.45 | 18 | 9.1 | 9.7 | Variable Speed Mini Split | AC-21562 | 7323.55 | 5638.55 | 3.37 | 500 | 1685 | 92651 | SFM | 2173.1602 | 1673.1602 | 500 |  |  | 1685 |  |  |  | 0
51259 | 07/01/2020 | 139 |  |  | A346350 | 5/19/2020 12:00:00 AM | Manufacturer#1 | Manufacturer#1 |  |  | 16.8 | 17 | 10.75 | 10.75 | Variable Speed Mini Split | AC-21561 | 8483.5 | 6883.5 | 4 | 400 | 1600 | 92651 | SFM | 2120.875 | 1720.875 | 400 |  |  | 1600 |  |  |  | 0
51259 | 07/01/2020 | 140 |  |  | A346350 | 5/19/2020 12:00:00 AM | Manufacturer#1 | Manufacturer#1 |  |  | 20.5 | 21 | 12.5 | 10 | Variable Speed Mini Split | AC-21563 | 3263.25 | 2147.25 | 1.86 | 600 | 1116 | 92651 | SFM | 1754.4355 | 1154.4355 | 600 |  |  | 1116 |  |  |  | 0
51259 | 07/01/2020 | 141 |  |  | A346446 | 5/19/2020 12:00:00 AM | Manufacturer#1 | Manufacturer#1 |  |  | 21.6 | 22 | 13 | 11.7 | Variable Speed Mini Split | AC-21563 | 2393.05 | 1697.05 | 1.16 | 600 | 696 | 92869 | SFM | 2062.9741 | 1462.9741 | 600 |  |  | 696 |  |  |  | 0
51259 | 07/01/2020 | 142 |  |  | A346395 | 5/19/2020 12:00:00 AM | Manufacturer#3 | Manufacturer#3 |  |  | 18 | 18 | 12 | 10 | Heat Pump | AC-21520 | 8419.5 | 7246.5 | 3.91 | 300 | 1173 | 92691 | SFM | 2153.3248 | 1853.3248 | 300 |  |  | 1173 |  |  |  | 0
51259 | 07/01/2020 | 143 |  |  | D340970 | 5/19/2020 12:00:00 AM | Manufacturer#1 | Manufacturer#1 |  |  | 19.7 | 20 | 9.2 | 10.3 | Variable Speed Mini Split | AC-21563 | 7323.55 | 5301.55 | 3.37 | 600 | 2022 | 90241 | SFM | 2173.1602 | 1573.1602 | 600 |  |  | 2022 |  |  |  | 0
51259 | 07/01/2020 | 144 |  |  | A346413 | 5/19/2020 12:00:00 AM | Manufacturer#1 | Manufacturer#1 |  |  | 23.1 | 24 | 13 | 12.5 | Variable Speed Mini Split | AC-21563 | 2033.95 | 1433.95 | 1 | 600 | 600 | 90602 | SFM | 2033.95 | 1433.95 | 600 |  |  | 600 |  |  |  | 0
51259 | 07/01/2020 | 145 |  |  | A346398 | 5/18/2020 12:00:00 AM | Manufacturer#1 | Manufacturer#1 |  |  | 19.2 | 20 | 9.4 | 11 | Variable Speed Mini Split | AC-21563 | 6338.4 | 4568.4 | 2.95 | 600 | 1770 | 92662 | SFM | 2148.6102 | 1548.6102 | 600 |  |  | 1770 |  |  |  | 0
51259 | 07/01/2020 | 146 |  |  | A346357 | 5/18/2020 12:00:00 AM | Manufacturer#1 | Manufacturer#1 |  |  | 17.45 | 18 | 9.1 | 9.7 | Variable Speed Mini Split | AC-21562 | 7323.55 | 5638.55 | 3.37 | 500 | 1685 | 92647 | SFM | 2173.1602 | 1673.1602 | 500 |  |  | 1685 |  |  |  | 0
51259 | 07/01/2020 | 147 |  |  | R205666 | 5/18/2020 12:00:00 AM | Manufacturer#3 | Manufacturer#3 |  |  | 18 | 18 | 13 | 9 | Heat Pump | AC-21518 | 6708 | 6120 | 1.96 | 300 | 588 | 92270 | SFM | 3422.449 | 3122.449 | 300 |  |  | 588 |  |  |  | 0
51259 | 07/01/2020 | 148 |  |  | R205666 | 5/18/2020 12:00:00 AM | Manufacturer#3 | Manufacturer#3 |  |  | 18 | 18 | 12.5 | 10 | Heat Pump | AC-21520 | 7834.5 | 6961.5 | 2.91 | 300 | 873 | 92270 | SFM | 2692.268 | 2392.268 | 300 |  |  | 873 |  |  |  | 0
51259 | 07/01/2020 | 149 |  |  | A346084 | 5/18/2020 12:00:00 AM | Manufacturer#3 | Manufacturer#3 |  |  | 17 | 17 | 13 | 9 | Heat Pump | AC-21518 | 6536.55 | 5588.55 | 3.16 | 300 | 948 | 92691 | SFM | 2068.5285 | 1768.5285 | 300 |  |  | 948 |  |  |  | 0
51259 | 07/01/2020 | 150 |  |  | A346247 | 5/18/2020 12:00:00 AM | Manufacturer#1 | Manufacturer#1 |  |  | 20.8 | 21 | 12 | 10.2 | Variable Speed Mini Split | AC-21563 | 3176.8 | 2576.8 | 1 | 600 | 600 | 92835 | SFM | 3176.8 | 2576.8 | 600 |  |  | 600 |  |  |  | 0
51259 | 07/01/2020 | 35 |  |  | V615492 | 5/13/2020 12:00:00 AM | Manufacturer#1 | Manufacturer#1 |  |  | 20 | 20 | 13.6 | 9.8 | Variable Speed Mini Split | AC-21563 | 3361.31 | 2263.31 | 1.83 | 600 | 1098 | 91776 | SFM | 1836.7814 | 1236.7814 | 600 |  |  | 1098 |  |  |  | 0
51259 | 07/01/2020 | 49 |  |  | R205351 | 5/7/2020 12:00:00 AM | Manufacturer#1 | Manufacturer#1 |  |  | 18 | 18 | 10.5 | 10 | Variable Speed Mini Split | AC-21563 | 2263.85 | 1405.85 | 1.43 | 600 | 858 | 92374 | SFM | 1583.1119 | 983.1119 | 600 |  |  | 858 |  |  |  | 0
51259 | 07/01/2020 | 50 |  |  | R205425 | 5/8/2020 12:00:00 AM | Manufacturer#1 | Manufacturer#1 |  |  | 20.5 | 21 | 12.5 | 10 | Variable Speed Mini Split | AC-21563 | 3263.25 | 2147.25 | 1.86 | 600 | 1116 | 92545 | SFM | 1754.4355 | 1154.4355 | 600 |  |  | 1116 |  |  |  | 0
51259 | 07/01/2020 | 51 |  |  | R205428 | 5/8/2020 12:00:00 AM | Manufacturer#3 | Manufacturer#3 |  |  | 18 | 18 | 12 | 9.6 | Heat Pump | AC-21519 | 5136.47 | 4266.47 | 2.9 | 300 | 870 | 92260 | SFM | 1771.1966 | 1471.1966 | 300 |  |  | 870 |  |  |  | 0
51259 | 07/01/2020 | 52 |  |  | L780587 | 5/8/2020 12:00:00 AM | Manufacturer#1 | Manufacturer#1 |  |  | 19 | 19 | 10.6 | 10.6 | Variable Speed Mini Split | AC-21563 | 3181.84 | 1765.84 | 2.36 | 600 | 1416 | 90232 | SFM | 1348.2373 | 748.2373 | 600 |  |  | 1416 |  |  |  | 0
51259 | 07/01/2020 | 53 |  |  | L780587 | 5/8/2020 12:00:00 AM | Manufacturer#1 | Manufacturer#1 |  |  | 20 | 20 | 13.6 | 9.8 | Variable Speed Mini Split | AC-21563 | 3361.31 | 2263.31 | 1.83 | 600 | 1098 | 90232 | SFM | 1836.7814 | 1236.7814 | 600 |  |  | 1098 |  |  |  | 0
51259 | 07/01/2020 | 54 |  |  | A345927 | 5/8/2020 12:00:00 AM | Manufacturer#3 | Manufacturer#3 |  |  | 15.25 | 16 | 12 | 9.25 | Heat Pump | AC-21517 | 4882.93 | 3532.93 | 4.5 | 300 | 1350 | 90746 | SFM | 1085.0956 | 785.0956 | 300 |  |  | 1350 |  |  |  | 0
51259 | 07/01/2020 | 55 |  |  | L780573 | 5/7/2020 12:00:00 AM | Manufacturer#1 | Manufacturer#1 |  |  | 20 | 20 | 12.7 | 10 | Variable Speed Mini Split | AC-21563 | 2759.75 | 1859.75 | 1.5 | 600 | 900 | 90232 | SFM | 1839.8333 | 1239.8333 | 600 |  |  | 900 |  |  |  | 0
51259 | 07/01/2020 | 56 |  |  | L778883 | 4/15/2020 12:00:00 AM | Manufacturer#1 | Manufacturer#1 |  |  | 19.7 | 20 | 9.2 | 10.3 | Variable Speed Mini Split | AC-21563 | 6632.9 | 4610.9 | 3.37 | 600 | 2022 | 90808 | SFM | 1968.2196 | 1368.2196 | 600 |  |  | 2022 |  |  |  | 0
51259 | 07/01/2020 | 57 |  |  | L778883 | 4/15/2020 12:00:00 AM | Manufacturer#1 | Manufacturer#1 |  |  | 20.5 | 21 | 12.5 | 10 | Variable Speed Mini Split | AC-21563 | 3263.25 | 2147.25 | 1.86 | 600 | 1116 | 90808 | SFM | 1754.4355 | 1154.4355 | 600 |  |  | 1116 |  |  |  | 0
51259 | 07/01/2020 | 58 |  |  | L780524 | 5/7/2020 12:00:00 AM | Manufacturer#1 | Manufacturer#1 |  |  | 20 | 20 | 13.6 | 9.8 | Variable Speed Mini Split | AC-21563 | 3361.31 | 2263.31 | 1.83 | 600 | 1098 | 90706 | SFM | 1836.7814 | 1236.7814 | 600 |  |  | 1098 |  |  |  | 0
51259 | 07/01/2020 | 61 |  |  | A345796 | 5/6/2020 12:00:00 AM | Manufacturer#3 | Manufacturer#3 |  |  | 16 | 16 | 13 | 9 | Heat Pump | AC-21518 | 3776.65 | 2906.65 | 2.9 | 300 | 870 | 91016 | SFM | 1302.2931 | 1002.2931 | 300 |  |  | 870 |  |  |  | 0
51259 | 07/01/2020 | 64 |  |  | A345640 | 5/4/2020 12:00:00 AM | Manufacturer#1 | Manufacturer#1 |  |  | 20 | 20 | 12.7 | 10 | Variable Speed Mini Split | AC-21563 | 2759.75 | 1859.75 | 1.5 | 600 | 900 | 90805 | SFM | 1839.8333 | 1239.8333 | 600 |  |  | 900 |  |  |  | 0
51259 | 07/01/2020 | 67 |  |  | D340476 | 5/6/2020 12:00:00 AM | Manufacturer#1 | Manufacturer#1 |  |  | 19.2 | 20 | 9.4 | 11 | Variable Speed Mini Split | AC-21563 | 6338.4 | 4568.4 | 2.95 | 600 | 1770 | 90305 | SFM | 2148.6102 | 1548.6102 | 600 |  |  | 1770 |  |  |  | 0
51259 | 07/01/2020 | 105 |  |  | R205885 | 5/27/2020 12:00:00 AM | Manufacturer#3 | Manufacturer#3 |  |  | 16 | 16 | 12.5 | 10 | Heat Pump | AC-21518 | 6078.75 | 5175.75 | 3.01 | 300 | 903 | 92373 | SFM | 2019.5183 | 1719.5183 | 300 |  |  | 903 |  |  |  | 0
51259 | 07/01/2020 | 106 |  |  | A346728 | 5/27/2020 12:00:00 AM | Manufacturer#1 | Manufacturer#1 |  |  | 18 | 18 | 9.9 | 10 | Variable Speed Mini Split | AC-21563 | 1579.85 | 979.85 | 1 | 600 | 600 | 92301 | SFM | 1579.85 | 979.85 | 600 |  |  | 600 |  |  |  | 0
51259 | 07/01/2020 | 107 |  |  | A346611 | 5/27/2020 12:00:00 AM | Manufacturer#1 | Manufacturer#1 |  |  | 19.2 | 20 | 9.4 | 11 | Variable Speed Mini Split | AC-21563 | 5158.5 | 3388.5 | 2.95 | 600 | 1770 | 90815 | SFM | 1748.6441 | 1148.6441 | 600 |  |  | 1770 |  |  |  | 0
51259 | 07/01/2020 | 108 |  |  | A346728 | 5/27/2020 12:00:00 AM | Manufacturer#1 | Manufacturer#1 |  |  | 18 | 18 | 9.9 | 10 | Variable Speed Mini Split | AC-21563 | 1579.85 | 979.85 | 1 | 600 | 600 | 92301 | SFM | 1579.85 | 979.85 | 600 |  |  | 600 |  |  |  | 0
51259 | 07/01/2020 | 109 |  |  | A346717 | 5/27/2020 12:00:00 AM | Manufacturer#1 | Manufacturer#1 |  |  | 19.2 | 20 | 9.4 | 11 | Variable Speed Mini Split | AC-21563 | 6573.05 | 4803.05 | 2.95 | 600 | 1770 | 92651 | SFM | 2228.1525 | 1628.1525 | 600 |  |  | 1770 |  |  |  | 0
51259 | 07/01/2020 | 110 |  |  | R205857 | 5/27/2020 12:00:00 AM | Manufacturer#3 | Manufacturer#3 |  |  | 15 | 15 | 12.5 | 9 | Heat Pump | AC-21517 | 4848.75 | 3978.75 | 2.9 | 300 | 870 | 92234 | SFM | 1671.9828 | 1371.9828 | 300 |  |  | 870 |  |  |  | 0
51259 | 07/01/2020 | 111 |  |  | R205857 | 5/27/2020 12:00:00 AM | Manufacturer#3 | Manufacturer#3 |  |  | 15 | 15 | 12.5 | 9 | Heat Pump | AC-21517 | 4848.75 | 3978.75 | 2.9 | 300 | 870 | 92234 | SFM | 1671.9828 | 1371.9828 | 300 |  |  | 870 |  |  |  | 0
51259 | 07/01/2020 | 112 |  |  | R205863 | 5/27/2020 12:00:00 AM | Manufacturer#1 | Manufacturer#1 |  |  | 18 | 18 | 8.6 | 10 | Variable Speed Mini Split | AC-21563 | 2422.5 | 1306.5 | 1.86 | 600 | 1116 | 92270 | SFM | 1302.4194 | 702.4194 | 600 |  |  | 1116 |  |  |  | 0
51259 | 07/01/2020 | 113 |  |  | D341151 | 5/27/2020 12:00:00 AM | Manufacturer#1 | Manufacturer#1 |  |  | 20 | 20 | 13.6 | 9.8 | Variable Speed Mini Split | AC-21563 | 4429.85 | 3331.85 | 1.83 | 600 | 1098 | 90405 | SFM | 2420.6831 | 1820.6831 | 600 |  |  | 1098 |  |  |  | 0
51259 | 07/01/2020 | 114 |  |  | R205859 | 5/27/2020 12:00:00 AM | Manufacturer#3 | Manufacturer#3 |  |  | 15 | 15 | 12.5 | 9.5 | Heat Pump | AC-21517 | 5184 | 4311 | 2.91 | 300 | 873 | 92270 | SFM | 1781.4433 | 1481.4433 | 300 |  |  | 873 |  |  |  | 0
51259 | 07/01/2020 | 115 |  |  | A346612 | 5/27/2020 12:00:00 AM | Manufacturer#1 | Manufacturer#1 |  |  | 18.9 | 19 | 12 | 11.4 | Variable Speed Mini Split | AC-21563 | 6983.45 | 4583.45 | 4 | 600 | 2400 | 90605 | SFM | 1745.8625 | 1145.8625 | 600 |  |  | 2400 |  |  |  | 0
51259 | 07/01/2020 | 73 |  |  | R205237 | 5/4/2020 12:00:00 AM | Manufacturer#1 | Manufacturer#1 |  |  | 20 | 20 | 12.7 | 10 | Variable Speed Mini Split | AC-21563 | 2759.75 | 1859.75 | 1.5 | 600 | 900 | 92397 | SFM | 1839.8333 | 1239.8333 | 600 |  |  | 900 |  |  |  | 0
51259 | 07/01/2020 | 74 |  |  | D340423 | 5/5/2020 12:00:00 AM | Manufacturer#1 | Manufacturer#1 |  |  | 17 | 17 | 9.9 | 9 | Variable Speed Mini Split | AC-21561 | 1504.8 | 1104.8 | 1 | 400 | 400 | 90810 | SFM | 1504.8 | 1104.8 | 400 |  |  | 400 |  |  |  | 0
51259 | 07/01/2020 | 75 |  |  | D340423 | 5/5/2020 12:00:00 AM | Manufacturer#1 | Manufacturer#1 |  |  | 18 | 18 | 9.9 | 10 | Variable Speed Mini Split | AC-21563 | 1031.06 | 431.06 | 1 | 600 | 600 | 90810 | SFM | 1031.06 | 431.06 | 600 |  |  | 600 |  |  |  | 0
51259 | 07/01/2020 | 76 |  |  | A345631 | 5/4/2020 12:00:00 AM | Manufacturer#1 | Manufacturer#1 |  |  | 20 | 20 | 12.7 | 10 | Variable Speed Mini Split | AC-21563 | 2759.75 | 1859.75 | 1.5 | 600 | 900 | 90814 | SFM | 1839.8333 | 1239.8333 | 600 |  |  | 900 |  |  |  | 0
51259 | 07/01/2020 | 77 |  |  | R205151 | 5/1/2020 12:00:00 AM | Manufacturer#1 | Manufacturer#1 |  |  | 18 | 18 | 8.6 | 10 | Variable Speed Mini Split | AC-21563 | 2422.5 | 1306.5 | 1.86 | 600 | 1116 | 92211 | SFM | 1302.4194 | 702.4194 | 600 |  |  | 1116 |  |  |  | 0
51259 | 07/01/2020 | 78 |  |  | A345223 | 4/24/2020 12:00:00 AM | Manufacturer#1 | Manufacturer#1 |  |  | 33.1 | 34 | 19 | 13.5 | Variable Speed Mini Split | AC-21563 | 1259.84 | 959.84 | 0.5 | 600 | 300 | 90621 | SFM | 2519.68 | 1919.68 | 600 |  |  | 300 |  |  |  | 0
51259 | 07/01/2020 | 79 |  |  | A345491 | 4/30/2020 12:00:00 AM | Manufacturer#3 | Manufacturer#3 |  |  | 16 | 16 | 13 | 9 | Heat Pump | AC-21518 | 3943.17 | 3073.17 | 2.9 | 300 | 870 | 92663 | SFM | 1359.7138 | 1059.7138 | 300 |  |  | 870 |  |  |  | 0
51259 | 07/01/2020 | 80 |  |  | A345992 | 5/8/2020 12:00:00 AM | Manufacturer#1 | Manufacturer#1 |  |  | 20 | 20 | 12.7 | 10 | Variable Speed Mini Split | AC-21563 | 2759.75 | 1859.75 | 1.5 | 600 | 900 | 92832 | SFM | 1839.8333 | 1239.8333 | 600 |  |  | 900 |  |  |  | 0
51259 | 07/01/2020 | 81 |  |  | A345980 | 5/8/2020 12:00:00 AM | Manufacturer#3 | Manufacturer#3 |  |  | 17.5 | 18 | 13 | 9.6 | Heat Pump | AC-21519 | 6112.15 | 4900.15 | 4.04 | 300 | 1212 | 92688 | SFM | 1512.9084 | 1212.9084 | 300 |  |  | 1212 |  |  |  | 0
51259 | 07/01/2020 | 82 |  |  | A346007 | 5/12/2020 12:00:00 AM | Manufacturer#1 | Manufacturer#1 |  |  | 21.6 | 22 | 13 | 11.7 | Variable Speed Mini Split | AC-21563 | 2393.05 | 1697.05 | 1.16 | 600 | 696 | 90808 | SFM | 2062.9741 | 1462.9741 | 600 |  |  | 696 |  |  |  | 0
51259 | 07/01/2020 | 83 |  |  | A346115 | 5/12/2020 12:00:00 AM | Manufacturer#1 | Manufacturer#1 |  |  | 20.5 | 21 | 12.5 | 10 | Variable Speed Mini Split | AC-21563 | 3263.25 | 2147.25 | 1.86 | 600 | 1116 | 92886 | SFM | 1754.4355 | 1154.4355 | 600 |  |  | 1116 |  |  |  | 0
51260 | 06/29/2020 | 1 |  |  | O767420 | 6/29/2020 12:00:00 AM | Manufacturer#16 | Manufacturer#16 |  |  | 20 | 20 | 12.5 | 10.5 | Variable Speed Mini Split | AC-21563 | 867.66 | 0 | 1.5 | 600 | 900 | 90740 | SFM | 578.44 | 0 | 578.44 |  |  | 900 |  |  |  | 0
51272 | 06/29/2020 | 11 |  |  | S5724765 | 6/24/2020 12:00:00 AM | Manufacturer#5 | Manufacturer#5 |  |  | 18 | 18 | 10.95 | 10 | Variable Speed Mini Split | AC-21563 | 1165 | 67 | 1.83 | 600 | 1098 | 92262 | SFM | 636.612 | 36.612 | 600 |  |  | 1098 |  |  |  | 0
51272 | 06/29/2020 | 12 |  |  | S5727279 | 6/24/2020 12:00:00 AM | Manufacturer#5 | Manufacturer#5 |  |  | 16 | 16 | 10.05 | 9 | Variable Speed Mini Split | AC-21561 | 1510 | 942 | 1.42 | 400 | 568 | 92373 | SFM | 1063.3803 | 663.3803 | 400 |  |  | 568 |  |  |  | 0
51272 | 06/29/2020 | 13 |  |  | S5728702 | 6/24/2020 12:00:00 AM | Manufacturer#5 | Manufacturer#5 |  |  | 18 | 18 | 10.6 | 9 | Variable Speed Mini Split | AC-21561 | 663.59 | 363.59 | 0.75 | 400 | 300 | 92344 | SFM | 884.7867 | 484.7867 | 400 |  |  | 300 |  |  |  | 0
51272 | 06/29/2020 | 14 |  |  | S5733843 | 6/25/2020 12:00:00 AM | Manufacturer#5 | Manufacturer#5 |  |  | 22 | 22 | 12.5 | 10.2 | Variable Speed Mini Split | AC-21563 | 927 | 327 | 1 | 600 | 600 | 90808 | SFM | 927 | 327 | 600 |  |  | 600 |  |  |  | 0
51272 | 06/29/2020 | 15 |  |  | S5733873 | 6/25/2020 12:00:00 AM | Manufacturer#5 | Manufacturer#5 |  |  | 18 | 18 | 10.95 | 10 | Variable Speed Mini Split | AC-21563 | 1257.04 | 159.04 | 1.83 | 600 | 1098 | 92704 | SFM | 686.9071 | 86.9071 | 600 |  |  | 1098 |  |  |  | 0
51272 | 06/29/2020 | 16 |  |  | S5702759 | 6/26/2020 12:00:00 AM | Manufacturer#5 | Manufacturer#5 |  |  | 18 | 18 | 10.05 | 9 | Variable Speed Mini Split | AC-21561 | 770.41 | 370.41 | 1 | 400 | 400 | 91103 | SFM | 770.41 | 370.41 | 400 |  |  | 400 |  |  |  | 0
51272 | 06/29/2020 | 17 |  |  | S5704698 | 6/26/2020 12:00:00 AM | Manufacturer#5 | Manufacturer#5 |  |  | 18 | 18 | 10.05 | 9 | Variable Speed Mini Split | AC-21561 | 770.41 | 370.41 | 1 | 400 | 400 | 91103 | SFM | 770.41 | 370.41 | 400 |  |  | 400 |  |  |  | 0
51272 | 06/29/2020 | 18 |  |  | S5731609 | 6/26/2020 12:00:00 AM | Manufacturer#5 | Manufacturer#5 |  |  | 18 | 18 | 10.95 | 10 | Variable Speed Mini Split | AC-21563 | 1165 | 67 | 1.83 | 600 | 1098 | 92688 | SFM | 636.612 | 36.612 | 600 |  |  | 1098 |  |  |  | 0
51272 | 06/29/2020 | 19 |  |  | S5731642 | 6/26/2020 12:00:00 AM | Manufacturer#5 | Manufacturer#5 |  |  | 18 | 18 | 10.95 | 10 | Variable Speed Mini Split | AC-21563 | 1165 | 67 | 1.83 | 600 | 1098 | 92679 | SFM | 636.612 | 36.612 | 600 |  |  | 1098 |  |  |  | 0
51272 | 06/29/2020 | 20 |  |  | S5734366 | 6/26/2020 12:00:00 AM | Manufacturer#5 | Manufacturer#5 |  |  | 18 | 18 | 10.05 | 9 | Variable Speed Mini Split | AC-21561 | 770.41 | 370.41 | 1 | 400 | 400 | 92646 | SFM | 770.41 | 370.41 | 400 |  |  | 400 |  |  |  | 0
51272 | 06/29/2020 | 1 |  |  | S5723396 | 6/20/2020 12:00:00 AM | Manufacturer#5 | Manufacturer#5 |  |  | 18 | 18 | 10.05 | 9 | Variable Speed Mini Split | AC-21561 | 770.41 | 370.41 | 1 | 400 | 400 | 92704 | SFM | 770.41 | 370.41 | 400 |  |  | 400 |  |  |  | 0
51272 | 06/29/2020 | 2 |  |  | S5724555 | 6/20/2020 12:00:00 AM | Manufacturer#5 | Manufacturer#5 |  |  | 18 | 18 | 10.6 | 9 | Variable Speed Mini Split | AC-21561 | 1230 | 930 | 0.75 | 400 | 300 | 92780 | SFM | 1640 | 1240 | 400 |  |  | 300 |  |  |  | 0
51272 | 06/29/2020 | 3 |  |  | S5724555 | 6/20/2020 12:00:00 AM | Manufacturer#5 | Manufacturer#5 |  |  | 16 | 16 | 10.05 | 9 | Variable Speed Mini Split | AC-21561 | 1510 | 942 | 1.42 | 400 | 568 | 92780 | SFM | 1063.3803 | 663.3803 | 400 |  |  | 568 |  |  |  | 0
51272 | 06/29/2020 | 4 |  |  | S5715478 | 6/22/2020 12:00:00 AM | Manufacturer#5 | Manufacturer#5 |  |  | 18 | 18 | 10.95 | 10 | Variable Speed Mini Split | AC-21563 | 1257.04 | 159.04 | 1.83 | 600 | 1098 | 90620 | SFM | 686.9071 | 86.9071 | 600 |  |  | 1098 |  |  |  | 0
51272 | 06/29/2020 | 5 |  |  | S5715480 | 6/22/2020 12:00:00 AM | Manufacturer#5 | Manufacturer#5 |  |  | 18 | 18 | 10.95 | 10 | Variable Speed Mini Split | AC-21563 | 1257.04 | 159.04 | 1.83 | 600 | 1098 | 92841 | SFM | 686.9071 | 86.9071 | 600 |  |  | 1098 |  |  |  | 0
51272 | 06/29/2020 | 6 |  |  | S5720492 | 6/22/2020 12:00:00 AM | Manufacturer#5 | Manufacturer#5 |  |  | 22 | 22 | 12.5 | 11 | Variable Speed Mini Split | AC-21563 | 906 | 306 | 1 | 600 | 600 | 90740 | SFM | 906 | 306 | 600 |  |  | 600 |  |  |  | 0
51272 | 06/29/2020 | 7 |  |  | S5720663 | 6/22/2020 12:00:00 AM | Manufacturer#5 | Manufacturer#5 |  |  | 21 | 21 | 10.4 | 10.2 | Variable Speed Mini Split | AC-21563 | 3410.73 | 1460.73 | 3.25 | 600 | 1950 | 90713 | SFM | 1049.4554 | 449.4554 | 600 |  |  | 1950 |  |  |  | 0
51272 | 06/29/2020 | 8 |  |  | S5715219 | 6/23/2020 12:00:00 AM | Manufacturer#5 | Manufacturer#5 |  |  | 18 | 18 | 10.95 | 10 | Variable Speed Mini Split | AC-21563 | 1165 | 67 | 1.83 | 600 | 1098 | 92505 | SFM | 636.612 | 36.612 | 600 |  |  | 1098 |  |  |  | 0
51272 | 06/29/2020 | 9 |  |  | S5726273 | 6/23/2020 12:00:00 AM | Manufacturer#5 | Manufacturer#5 |  |  | 18 | 18 | 10.95 | 10 | Variable Speed Mini Split | AC-21563 | 1087.53 | -10.47 | 1.83 | 600 | 1098 | 92408 | SFM | 594.2787 | -5.7213 | 600 |  |  | 1098 |  |  |  | 0
51272 | 06/29/2020 | 10 |  |  | S5723179 | 6/24/2020 12:00:00 AM | Manufacturer#5 | Manufacturer#5 |  |  | 22 | 22 | 12.5 | 10.2 | Variable Speed Mini Split | AC-21563 | 927 | 327 | 1 | 600 | 600 | 90740 | SFM | 927 | 327 | 600 |  |  | 600 |  |  |  | 0
51274 | 06/29/2020 | 1 |  |  | O770603 | 6/29/2020 12:00:00 AM | Manufacturer#16 | Manufacturer#16 |  |  | 20 | 20 | 12.5 | 10.5 | Variable Speed Mini Split | AC-21563 | 867.66 | 0 | 1.5 | 600 | 900 | 90740 | SFM | 578.44 | 0 | 578.44 |  |  | 900 |  |  |  | 0
51274 | 06/29/2020 | 2 |  |  | O758593 | 6/30/2020 12:00:00 AM | Manufacturer#16 | Manufacturer#16 |  |  | 21 | 21 | 12.5 | 11 | Variable Speed Mini Split | AC-21563 | 1107 | 507 | 2 | 600 | 1200 | 90740 | SFM | 553.5 | 253.5 | 300 |  |  | 1200 |  |  |  | 0
51274 | 06/29/2020 | 3 |  |  | O758616 | 6/30/2020 12:00:00 AM | Manufacturer#16 | Manufacturer#16 |  |  | 21 | 21 | 12.5 | 11 | Variable Speed Mini Split | AC-21563 | 1107 | 507 | 2 | 600 | 1200 | 90740 | SFM | 553.5 | 253.5 | 300 |  |  | 1200 |  |  |  | 0
51275 | 06/23/2020 | 1 |  |  | O770023 | 6/26/2020 12:00:00 AM | Manufacturer#6 | Manufacturer#6 |  |  | 18 | 18 | 10 | 9.4 | Variable Speed Mini Split | AC-21562 | 2204 | 739 | 3 | 500 | 1500 | 92835 | SFM | 734.6667 | 246.3333 | 488.3333 |  |  | 1500 |  |  |  | 0
51279 | 07/01/2020 | 1 |  |  | 3094370 | 5/13/2020 12:00:00 AM | Manufacturer#9 | Manufacturer#9 |  |  | 18 | 18 | 10.5 | 10 | Variable Speed Mini Split | AC-21563 | 806 | -52 | 1.43 | 600 | 858 | 90620 | SFM | 563.6364 | -36.3636 | 600 |  |  | 858 |  |  |  | 0
51279 | 07/01/2020 | 2 |  |  | 3094393 | 5/13/2020 12:00:00 AM | Manufacturer#9 | Manufacturer#9 |  |  | 18 | 18 | 8.6 | 10 | Variable Speed Mini Split | AC-21563 | 827 | -289 | 1.86 | 600 | 1116 | 90623 | SFM | 444.6237 | -155.3763 | 600 |  |  | 1116 |  |  |  | 0
51279 | 07/01/2020 | 3 |  |  | 3094393 | 5/13/2020 12:00:00 AM | Manufacturer#9 | Manufacturer#9 |  |  | 18 | 18 | 8.6 | 10 | Variable Speed Mini Split | AC-21563 | 827 | -289 | 1.86 | 600 | 1116 | 90623 | SFM | 444.6237 | -155.3763 | 600 |  |  | 1116 |  |  |  | 0
51279 | 07/01/2020 | 4 |  |  | 3094412 | 5/13/2020 12:00:00 AM | Manufacturer#9 | Manufacturer#9 |  |  | 19 | 19 | 10.6 | 10.6 | Variable Speed Mini Split | AC-21563 | 1670 | 254 | 2.36 | 600 | 1416 | 92869 | SFM | 707.6271 | 107.6271 | 600 |  |  | 1416 |  |  |  | 0
51279 | 07/01/2020 | 5 |  |  | 3094664 | 5/11/2020 12:00:00 AM | Manufacturer#9 | Manufacturer#9 |  |  | 20 | 20 | 12.7 | 10 | Variable Speed Mini Split | AC-21563 | 1375.91 | 475.91 | 1.5 | 600 | 900 | 90504 | SFM | 917.2733 | 317.2733 | 600 |  |  | 900 |  |  |  | 0
51279 | 07/01/2020 | 6 |  |  | 3094676 | 5/11/2020 12:00:00 AM | Manufacturer#9 | Manufacturer#9 |  |  | 20 | 20 | 12.7 | 10 | Variable Speed Mini Split | AC-21563 | 1375.91 | 475.91 | 1.5 | 600 | 900 | 90277 | SFM | 917.2733 | 317.2733 | 600 |  |  | 900 |  |  |  | 0
51279 | 07/01/2020 | 7 |  |  | 3094682 | 5/20/2020 12:00:00 AM | Manufacturer#9 | Manufacturer#9 |  |  | 18 | 18 | 10.5 | 10 | Variable Speed Mini Split | AC-21563 | 1134.4 | 276.4 | 1.43 | 600 | 858 | 91733 | SFM | 793.2867 | 193.2867 | 600 |  |  | 858 |  |  |  | 0
51279 | 07/01/2020 | 8 |  |  | 3094903 | 5/22/2020 12:00:00 AM | Manufacturer#8 | Manufacturer#8 |  |  | 16 | 16 | 13 | 9 | Heat Pump | AC-21518 | 2166 | 993 | 3.91 | 300 | 1173 | 90810 | SFM | 553.9642 | 253.9642 | 300 |  |  | 1173 |  |  |  | 0
51279 | 07/01/2020 | 9 |  |  | 3094974 | 5/13/2020 12:00:00 AM | Manufacturer#9 | Manufacturer#9 |  |  | 19.8 | 20 | 14.1 | 12.9 | Variable Speed Mini Split | AC-21563 | 1256 | 356 | 1.5 | 600 | 900 | 92260 | SFM | 837.3333 | 237.3333 | 600 |  |  | 900 |  |  |  | 0
51279 | 07/01/2020 | 10 |  |  | 3095004 | 5/13/2020 12:00:00 AM | Manufacturer#9 | Manufacturer#9 |  |  | 18 | 18 | 8.6 | 10 | Variable Speed Mini Split | AC-21563 | 1058.772 | -57.228 | 1.86 | 600 | 1116 | 92284 | SFM | 569.2323 | -30.7677 | 600 |  |  | 1116 |  |  |  | 0
51279 | 07/01/2020 | 11 |  |  | 3095142 | 5/29/2020 12:00:00 AM | Manufacturer#9 | Manufacturer#9 |  |  | 18 | 18 | 12.5 | 12.6 | Variable Speed Mini Split | AC-21563 | 1930.593 | 580.593 | 2.25 | 600 | 1350 | 90405 | SFM | 858.0413 | 258.0413 | 600 |  |  | 1350 |  |  |  | 0
51279 | 07/01/2020 | 12 |  |  | 3095891 | 5/13/2020 12:00:00 AM | Manufacturer#8 | Manufacturer#8 |  |  | 16 | 16 | 13 | 9 | Heat Pump | AC-21518 | 1654 | 1051 | 2.01 | 300 | 603 | 92782 | SFM | 822.8856 | 522.8856 | 300 |  |  | 603 |  |  |  | 0
51279 | 07/01/2020 | 13 |  |  | 3096060 | 5/21/2020 12:00:00 AM | Manufacturer#9 | Manufacturer#9 |  |  | 18 | 18 | 8.6 | 10 | Variable Speed Mini Split | AC-21563 | 1216.644 | 100.644 | 1.86 | 600 | 1116 | 92234 | SFM | 654.1097 | 54.1097 | 600 |  |  | 1116 |  |  |  | 0
51279 | 07/01/2020 | 14 |  |  | 3096093 | 5/19/2020 12:00:00 AM | Manufacturer#9 | Manufacturer#9 |  |  | 19.7 | 20 | 9.2 | 10.3 | Variable Speed Mini Split | AC-21563 | 2365 | 343 | 3.37 | 600 | 2022 | 92284 | SFM | 701.7804 | 101.7804 | 600 |  |  | 2022 |  |  |  | 0
51279 | 07/01/2020 | 15 |  |  | 3096093 | 5/19/2020 12:00:00 AM | Manufacturer#9 | Manufacturer#9 |  |  | 19.7 | 20 | 9.2 | 10.3 | Variable Speed Mini Split | AC-21563 | 2365 | 343 | 3.37 | 600 | 2022 | 92284 | SFM | 701.7804 | 101.7804 | 600 |  |  | 2022 |  |  |  | 0
51279 | 07/01/2020 | 16 |  |  | 3096264 | 5/12/2020 12:00:00 AM | Manufacturer#8 | Manufacturer#8 |  |  | 16 | 16 | 13 | 9 | Heat Pump | AC-21518 | 2166 | 1005 | 3.87 | 300 | 1161 | 92234 | SFM | 559.6899 | 259.6899 | 300 |  |  | 1161 |  |  |  | 0
51279 | 07/01/2020 | 17 |  |  | 3096450 | 5/14/2020 12:00:00 AM | Manufacturer#9 | Manufacturer#9 |  |  | 16 | 16 | 10 | 9 | Variable Speed Mini Split | AC-21561 | 629.22 | 57.22 | 1.43 | 400 | 572 | 92260 | SFM | 440.014 | 40.014 | 400 |  |  | 572 |  |  |  | 0
51279 | 07/01/2020 | 18 |  |  | 3096502 | 5/13/2020 12:00:00 AM | Manufacturer#9 | Manufacturer#9 |  |  | 19.2 | 20 | 9.4 | 11 | Variable Speed Mini Split | AC-21563 | 2439.632 | 669.632 | 2.95 | 600 | 1770 | 92663 | SFM | 826.9939 | 226.9939 | 600 |  |  | 1770 |  |  |  | 0
51279 | 07/01/2020 | 19 |  |  | 3097008 | 5/15/2020 12:00:00 AM | Manufacturer#9 | Manufacturer#9 |  |  | 23.1 | 24 | 13 | 12.5 | Variable Speed Mini Split | AC-21563 | 650 | 50 | 1 | 600 | 600 | 92886 | SFM | 650 | 50 | 600 |  |  | 600 |  |  |  | 0
51283 | 07/06/2020 | 1 |  |  | S5724312 | 6/19/2020 12:00:00 AM | Manufacturer#5 | Manufacturer#5 |  |  | 18 | 18 | 10.95 | 10 | Variable Speed Mini Split | AC-21563 | 1257.04 | 159.04 | 1.83 | 600 | 1098 | 90232 | SFM | 686.9071 | 86.9071 | 600 |  |  | 1098 |  |  |  | 0
51283 | 07/06/2020 | 2 |  |  | S5736454 | 6/27/2020 12:00:00 AM | Manufacturer#5 | Manufacturer#5 |  |  | 18 | 18 | 10.95 | 10 | Variable Speed Mini Split | AC-21563 | 1087.53 | -10.47 | 1.83 | 600 | 1098 | 92336 | SFM | 594.2787 | -5.7213 | 600 |  |  | 1098 |  |  |  | 0
51283 | 07/06/2020 | 3 |  |  | S5734867 | 6/27/2020 12:00:00 AM | Manufacturer#5 | Manufacturer#5 |  |  | 21 | 21 | 10.4 | 10.2 | Variable Speed Mini Split | AC-21563 | 3164.53 | 1214.53 | 3.25 | 600 | 1950 | 92651 | SFM | 973.7015 | 373.7015 | 600 |  |  | 1950 |  |  |  | 0
51283 | 07/06/2020 | 4 |  |  | S5737738 | 6/29/2020 12:00:00 AM | Manufacturer#5 | Manufacturer#5 |  |  | 18 | 18 | 10.6 | 9 | Variable Speed Mini Split | AC-21561 | 615 | 315 | 0.75 | 400 | 300 | 92584 | SFM | 820 | 420 | 400 |  |  | 300 |  |  |  | 0
51283 | 07/06/2020 | 5 |  |  | S5737855 | 6/29/2020 12:00:00 AM | Manufacturer#5 | Manufacturer#5 |  |  | 18 | 18 | 10.4 | 9 | Variable Speed Mini Split | AC-21561 | 699.19 | 299.19 | 1 | 400 | 400 | 91801 | SFM | 699.19 | 299.19 | 400 |  |  | 400 |  |  |  | 0
51283 | 07/06/2020 | 6 |  |  | S5713863 | 6/29/2020 12:00:00 AM | Manufacturer#5 | Manufacturer#5 |  |  | 18 | 18 | 9.9 | 9 | Variable Speed Mini Split | AC-21561 | 1012.1 | 412.1 | 1.5 | 400 | 600 | 90706 | SFM | 674.7333 | 274.7333 | 400 |  |  | 600 |  |  |  | 0
51283 | 07/06/2020 | 7 |  |  | S5736568 | 6/29/2020 12:00:00 AM | Manufacturer#5 | Manufacturer#5 |  |  | 18 | 18 | 10.95 | 10 | Variable Speed Mini Split | AC-21563 | 1165 | 67 | 1.83 | 600 | 1098 | 92865 | SFM | 636.612 | 36.612 | 600 |  |  | 1098 |  |  |  | 0
51283 | 07/06/2020 | 8 |  |  | S5738571 | 6/30/2020 12:00:00 AM | Manufacturer#5 | Manufacturer#5 |  |  | 16 | 16 | 10.35 | 9 | Variable Speed Mini Split | AC-21561 | 1982 | 1190 | 1.98 | 400 | 792 | 90740 | SFM | 1001.0101 | 601.0101 | 400 |  |  | 792 |  |  |  | 0
51283 | 07/06/2020 | 9 |  |  | S5701607 | 6/30/2020 12:00:00 AM | Manufacturer#5 | Manufacturer#5 |  |  | 18 | 18 | 10.95 | 10 | Variable Speed Mini Split | AC-21563 | 1165 | 67 | 1.83 | 600 | 1098 | 92506 | SFM | 636.612 | 36.612 | 600 |  |  | 1098 |  |  |  | 0
51283 | 07/06/2020 | 10 |  |  | S5701607 | 6/30/2020 12:00:00 AM | Manufacturer#5 | Manufacturer#5 |  |  | 18 | 18 | 10.95 | 10 | Variable Speed Mini Split | AC-21563 | 1165 | 67 | 1.83 | 600 | 1098 | 92506 | SFM | 636.612 | 36.612 | 600 |  |  | 1098 |  |  |  | 0
51283 | 07/06/2020 | 11 |  |  | S5687457 | 6/30/2020 12:00:00 AM | Manufacturer#5 | Manufacturer#5 |  |  | 18 | 18 | 10.95 | 10 | Variable Speed Mini Split | AC-21563 | 1165 | 67 | 1.83 | 600 | 1098 | 92821 | SFM | 636.612 | 36.612 | 600 |  |  | 1098 |  |  |  | 0
51283 | 07/06/2020 | 12 |  |  | S5720508 | 6/30/2020 12:00:00 AM | Manufacturer#5 | Manufacturer#5 |  |  | 22 | 22 | 12.5 | 11 | Variable Speed Mini Split | AC-21563 | 1565 | 665 | 1.5 | 600 | 900 | 90740 | SFM | 1043.3333 | 443.3333 | 600 |  |  | 900 |  |  |  | 0
51283 | 07/06/2020 | 13 |  |  | S5730315 | 7/1/2020 12:00:00 AM | Manufacturer#7 | Manufacturer#7 |  |  | 16 | 16 | 11.7 | 9 | Heat Pump | AC-21518 | 3977.64 | 2903.64 | 3.58 | 300 | 1074 | 92587 | SFM | 1111.0726 | 811.0726 | 300 |  |  | 1074 |  |  |  | 0
51283 | 07/06/2020 | 14 |  |  | S5740153 | 7/2/2020 12:00:00 AM | Manufacturer#5 | Manufacturer#5 |  |  | 16 | 16 | 10.35 | 9 | Variable Speed Mini Split | AC-21561 | 1982 | 1190 | 1.98 | 400 | 792 | 90740 | SFM | 1001.0101 | 601.0101 | 400 |  |  | 792 |  |  |  | 0
51283 | 07/06/2020 | 15 |  |  | S5744511 | 7/2/2020 12:00:00 AM | Manufacturer#5 | Manufacturer#5 |  |  | 18 | 18 | 10.4 | 9 | Variable Speed Mini Split | AC-21561 | 699.19 | 299.19 | 1 | 400 | 400 | 90063 | SFM | 699.19 | 299.19 | 400 |  |  | 400 |  |  |  | 0
51283 | 07/06/2020 | 16 |  |  | S5739892 | 7/2/2020 12:00:00 AM | Manufacturer#5 | Manufacturer#5 |  |  | 18 | 18 | 9.9 | 9 | Variable Speed Mini Split | AC-21561 | 1012.1 | 412.1 | 1.5 | 400 | 600 | 91784 | SFM | 674.7333 | 274.7333 | 400 |  |  | 600 |  |  |  | 0
51283 | 07/06/2020 | 17 |  |  | S5688696 | 7/2/2020 12:00:00 AM | Manufacturer#5 | Manufacturer#5 |  |  | 18 | 18 | 10.95 | 10 | Variable Speed Mini Split | AC-21563 | 1165 | 67 | 1.83 | 600 | 1098 | 92346 | SFM | 636.612 | 36.612 | 600 |  |  | 1098 |  |  |  | 0
51283 | 07/06/2020 | 18 |  |  | S5724841 | 7/2/2020 12:00:00 AM | Manufacturer#5 | Manufacturer#5 |  |  | 21 | 21 | 12.5 | 11 | Variable Speed Mini Split | AC-21563 | 1873 | 673 | 2 | 600 | 1200 | 92354 | SFM | 936.5 | 336.5 | 600 |  |  | 1200 |  |  |  | 0
51283 | 07/06/2020 | 19 |  |  | S5701647 | 7/3/2020 12:00:00 AM | Manufacturer#5 | Manufacturer#5 |  |  | 18 | 18 | 10.95 | 10 | Variable Speed Mini Split | AC-21563 | 1165 | 67 | 1.83 | 600 | 1098 | 92504 | SFM | 636.612 | 36.612 | 600 |  |  | 1098 |  |  |  | 0
51283 | 07/06/2020 | 20 |  |  | S5720753 | 7/4/2020 12:00:00 AM | Manufacturer#5 | Manufacturer#5 |  |  | 18 | 18 | 10.05 | 9 | Variable Speed Mini Split | AC-21561 | 770.41 | 370.41 | 1 | 400 | 400 | 92708 | SFM | 770.41 | 370.41 | 400 |  |  | 400 |  |  |  | 0
51286 | 07/08/2020 | 1 |  |  | S3170150.002 | 6/17/2020 12:00:00 AM | Manufacturer#12 | Manufacturer#12 |  |  | 18 | 18 | 10.5 | 10 | Variable Speed Mini Split | AC-21563 | 2695 | 895 | 3 | 600 | 1800 | 92570 | SFM | 898.3333 | 298.3333 | 600 |  |  | 1800 |  |  |  | 0
51286 | 07/08/2020 | 2 |  |  | S3170150.002 | 6/17/2020 12:00:00 AM | Manufacturer#12 | Manufacturer#12 |  |  | 18 | 18 | 10.5 | 10 | Variable Speed Mini Split | AC-21563 | 2695 | 895 | 3 | 600 | 1800 | 92570 | SFM | 898.3333 | 298.3333 | 600 |  |  | 1800 |  |  |  | 0
51286 | 07/08/2020 | 3 |  |  | S3170150.002 | 6/17/2020 12:00:00 AM | Manufacturer#12 | Manufacturer#12 |  |  | 18 | 18 | 10.5 | 10 | Variable Speed Mini Split | AC-21563 | 2695 | 895 | 3 | 600 | 1800 | 92570 | SFM | 898.3333 | 298.3333 | 600 |  |  | 1800 |  |  |  | 0
51286 | 07/08/2020 | 4 |  |  | S3170150.002 | 6/17/2020 12:00:00 AM | Manufacturer#12 | Manufacturer#12 |  |  | 18 | 18 | 10.5 | 10 | Variable Speed Mini Split | AC-21563 | 2695 | 895 | 3 | 600 | 1800 | 92570 | SFM | 898.3333 | 298.3333 | 600 |  |  | 1800 |  |  |  | 0
51286 | 07/08/2020 | 5 |  |  | S3170150.002 | 6/17/2020 12:00:00 AM | Manufacturer#12 | Manufacturer#12 |  |  | 18 | 18 | 10.5 | 10 | Variable Speed Mini Split | AC-21563 | 2695 | 895 | 3 | 600 | 1800 | 92570 | SFM | 898.3333 | 298.3333 | 600 |  |  | 1800 |  |  |  | 0
51286 | 07/08/2020 | 6 |  |  | S3170403.004 | 6/17/2020 12:00:00 AM | Manufacturer#13 | Manufacturer#13 |  |  | 17.7 | 18 | 9.2 | 12.2 | Variable Speed Mini Split | AC-21562 | 4512.9 | 3012.9 | 3 | 500 | 1500 | 90808 | SFM | 1504.3 | 1004.3 | 500 |  |  | 1500 |  |  |  | 0
51286 | 07/08/2020 | 7 |  |  | S3170528.001 | 6/23/2020 12:00:00 AM | Manufacturer#13 | Manufacturer#13 |  |  | 18 | 18 | 12.7 | 12.5 | Variable Speed Mini Split | AC-21563 | 3488.27 | 2288.27 | 2 | 600 | 1200 | 92562 | SFM | 1744.135 | 1144.135 | 600 |  |  | 1200 |  |  |  | 0
51286 | 07/08/2020 | 8 |  |  | S3171100.003 | 6/20/2020 12:00:00 AM | Manufacturer#12 | Manufacturer#12 |  |  | 18 | 18 | 10.5 | 10 | Variable Speed Mini Split | AC-21563 | 2272.69 | 472.69 | 3 | 600 | 1800 | 92506 | SFM | 757.5633 | 157.5633 | 600 |  |  | 1800 |  |  |  | 0
51286 | 07/08/2020 | 9 |  |  | S3171295.001 | 6/18/2020 12:00:00 AM | Manufacturer#6 | Manufacturer#6 |  |  | 16 | 16 | 10 | 9 | Variable Speed Mini Split | AC-21561 | 896.52 | 496.52 | 1 | 400 | 400 | 92683 | SFM | 896.52 | 496.52 | 400 |  |  | 400 |  |  |  | 0
51286 | 07/08/2020 | 10 |  |  | S3171396.001 | 6/22/2020 12:00:00 AM | Manufacturer#12 | Manufacturer#12 |  |  | 21 | 21 | 12.5 | 12 | Variable Speed Mini Split | AC-21563 | 1777.55 | 577.55 | 2 | 600 | 1200 | 92210 | SFM | 888.775 | 288.775 | 600 |  |  | 1200 |  |  |  | 0
51286 | 07/08/2020 | 11 |  |  | S3171453.001 | 6/18/2020 12:00:00 AM | Manufacturer#12 | Manufacturer#12 |  |  | 18 | 18 | 10.5 | 10 | Variable Speed Mini Split | AC-21563 | 2344.06 | 544.06 | 3 | 600 | 1800 | 92860 | SFM | 781.3533 | 181.3533 | 600 |  |  | 1800 |  |  |  | 0
51286 | 07/08/2020 | 12 |  |  | S3171473.001 | 6/18/2020 12:00:00 AM | Manufacturer#12 | Manufacturer#12 |  |  | 18 | 18 | 10.5 | 10 | Variable Speed Mini Split | AC-21563 | 2085.32 | 285.32 | 3 | 600 | 1800 | 92583 | SFM | 695.1067 | 95.1067 | 600 |  |  | 1800 |  |  |  | 0
51286 | 07/08/2020 | 13 |  |  | S3171698.001 | 6/17/2020 12:00:00 AM | Manufacturer#12 | Manufacturer#12 |  |  | 17.3 | 18 | 10 | 10.3 | Variable Speed Mini Split | AC-21562 | 1046.02 | 546.02 | 1 | 500 | 500 | 92683 | SFM | 1046.02 | 546.02 | 500 |  |  | 500 |  |  |  | 0
51286 | 07/08/2020 | 14 |  |  | S3171698.001 | 6/17/2020 12:00:00 AM | Manufacturer#12 | Manufacturer#12 |  |  | 17.3 | 18 | 10 | 10.3 | Variable Speed Mini Split | AC-21562 | 1046.02 | 546.02 | 1 | 500 | 500 | 92683 | SFM | 1046.02 | 546.02 | 500 |  |  | 500 |  |  |  | 0
51286 | 07/08/2020 | 15 |  |  | S3171723.001 | 6/17/2020 12:00:00 AM | Manufacturer#12 | Manufacturer#12 |  |  | 21.4 | 22 | 10.5 | 10.2 | Variable Speed Mini Split | AC-21563 | 2902.28 | 1102.28 | 3 | 600 | 1800 | 90501 | SFM | 967.4267 | 367.4267 | 600 |  |  | 1800 |  |  |  | 0
51286 | 07/08/2020 | 16 |  |  | S3171724.002 | 6/18/2020 12:00:00 AM | Manufacturer#12 | Manufacturer#12 |  |  | 20.5 | 21 | 11 | 10.2 | Variable Speed Mini Split | AC-21563 | 4049.93 | 1649.93 | 4 | 600 | 2400 | 92374 | SFM | 1012.4825 | 412.4825 | 600 |  |  | 2400 |  |  |  | 0
51286 | 07/08/2020 | 17 |  |  | S3172066.001 | 6/17/2020 12:00:00 AM | Manufacturer#6 | Manufacturer#6 |  |  | 19 | 19 | 12.5 | 10.6 | Variable Speed Mini Split | AC-21563 | 1535.83 | 635.83 | 1.5 | 600 | 900 | 92252 | SFM | 1023.8867 | 423.8867 | 600 |  |  | 900 |  |  |  | 0
51286 | 07/08/2020 | 18 |  |  | S3172145.001 | 6/18/2020 12:00:00 AM | Manufacturer#6 | Manufacturer#6 |  |  | 16 | 16 | 10.9 | 9 | Variable Speed Mini Split | AC-21561 | 1110.83 | 810.83 | 0.75 | 400 | 300 | 92868 | SFM | 1481.1067 | 1081.1067 | 400 |  |  | 300 |  |  |  | 0
51286 | 07/08/2020 | 19 |  |  | S3172670.001 | 6/18/2020 12:00:00 AM | Manufacturer#6 | Manufacturer#6 |  |  | 18 | 18 | 10 | 10.6 | Variable Speed Mini Split | AC-21563 | 1727.21 | 527.21 | 2 | 600 | 1200 | 92262 | SFM | 863.605 | 263.605 | 600 |  |  | 1200 |  |  |  | 0
51286 | 07/08/2020 | 20 |  |  | S3172709.002 | 6/22/2020 12:00:00 AM | Manufacturer#6 | Manufacturer#6 |  |  | 16.5 | 17 | 9.5 | 9 | Variable Speed Mini Split | AC-21561 | 2521.47 | 1521.47 | 2.5 | 400 | 1000 | 92886 | SFM | 1008.588 | 608.588 | 400 |  |  | 1000 |  |  |  | 0
51286 | 07/08/2020 | 21 |  |  | S3173171.001 | 6/18/2020 12:00:00 AM | Manufacturer#6 | Manufacturer#6 |  |  | 16 | 16 | 10.9 | 9 | Variable Speed Mini Split | AC-21561 | 729.36 | 429.36 | 0.75 | 400 | 300 | 90680 | SFM | 972.48 | 572.48 | 400 |  |  | 300 |  |  |  | 0
51286 | 07/08/2020 | 22 |  |  | S3173174.001 | 6/18/2020 12:00:00 AM | Manufacturer#6 | Manufacturer#6 |  |  | 16 | 16 | 10.9 | 9 | Variable Speed Mini Split | AC-21561 | 1158.72 | 858.72 | 0.75 | 400 | 300 | 92840 | SFM | 1544.96 | 1144.96 | 400 |  |  | 300 |  |  |  | 0
51286 | 07/08/2020 | 23 |  |  | S3173174.001 | 6/18/2020 12:00:00 AM | Manufacturer#6 | Manufacturer#6 |  |  | 16 | 16 | 10.9 | 9 | Variable Speed Mini Split | AC-21561 | 1158.72 | 858.72 | 0.75 | 400 | 300 | 92840 | SFM | 1544.96 | 1144.96 | 400 |  |  | 300 |  |  |  | 0
51286 | 07/08/2020 | 24 |  |  | S3173180.001 | 6/18/2020 12:00:00 AM | Manufacturer#6 | Manufacturer#6 |  |  | 16 | 16 | 10 | 9 | Variable Speed Mini Split | AC-21561 | 796.52 | 396.52 | 1 | 400 | 400 | 92843 | SFM | 796.52 | 396.52 | 400 |  |  | 400 |  |  |  | 0
51287 | 07/08/2020 | 1 |  |  | S3173331.001 | 6/17/2020 12:00:00 AM | Manufacturer#6 | Manufacturer#6 |  |  | 18 | 18 | 12.5 | 9.3 | Variable Speed Mini Split | AC-21561 | 4675.08 | 4075.08 | 1.5 | 400 | 600 | 92865 | SFM | 3116.72 | 2716.72 | 400 |  |  | 600 |  |  |  | 0
51287 | 07/08/2020 | 2 |  |  | S3173331.001 | 6/17/2020 12:00:00 AM | Manufacturer#6 | Manufacturer#6 |  |  | 19.7 | 20 | 12 | 11.3 | Variable Speed Mini Split | AC-21563 | 4975.08 | 4075.08 | 1.5 | 600 | 900 | 92865 | SFM | 3316.72 | 2716.72 | 600 |  |  | 900 |  |  |  | 0
51287 | 07/08/2020 | 3 |  |  | S3173331.001 | 6/17/2020 12:00:00 AM | Manufacturer#6 | Manufacturer#6 |  |  | 19 | 19 | 12.5 | 10.6 | Variable Speed Mini Split | AC-21563 | 4975.08 | 4075.08 | 1.5 | 600 | 900 | 92865 | SFM | 3316.72 | 2716.72 | 600 |  |  | 900 |  |  |  | 0
51287 | 07/08/2020 | 4 |  |  | S3173826.001 | 6/18/2020 12:00:00 AM | Manufacturer#12 | Manufacturer#12 |  |  | 18 | 18 | 10.5 | 10 | Variable Speed Mini Split | AC-21563 | 2384 | 584 | 3 | 600 | 1800 | 92504 | SFM | 794.6667 | 194.6667 | 600 |  |  | 1800 |  |  |  | 0
51287 | 07/08/2020 | 5 |  |  | S3173826.001 | 6/18/2020 12:00:00 AM | Manufacturer#12 | Manufacturer#12 |  |  | 21 | 21 | 12.5 | 12 | Variable Speed Mini Split | AC-21563 | 1784 | 584 | 2 | 600 | 1200 | 92504 | SFM | 892 | 292 | 600 |  |  | 1200 |  |  |  | 0
51287 | 07/08/2020 | 6 |  |  | S3173854.001 | 6/18/2020 12:00:00 AM | Manufacturer#12 | Manufacturer#12 |  |  | 20.4 | 21 | 11.5 | 10.8 | Variable Speed Mini Split | AC-21563 | 1902 | 552 | 2.25 | 600 | 1350 | 92386 | SFM | 845.3333 | 245.3333 | 600 |  |  | 1350 |  |  |  | 0
51287 | 07/08/2020 | 7 |  |  | S3173854.001 | 6/18/2020 12:00:00 AM | Manufacturer#12 | Manufacturer#12 |  |  | 20.4 | 21 | 11.5 | 10.8 | Variable Speed Mini Split | AC-21563 | 1902 | 552 | 2.25 | 600 | 1350 | 92386 | SFM | 845.3333 | 245.3333 | 600 |  |  | 1350 |  |  |  | 0
51287 | 07/08/2020 | 8 |  |  | S3173952.001 | 6/18/2020 12:00:00 AM | Manufacturer#6 | Manufacturer#6 |  |  | 16 | 16 | 10 | 9 | Variable Speed Mini Split | AC-21561 | 1145.34 | 745.34 | 1 | 400 | 400 | 92646 | SFM | 1145.34 | 745.34 | 400 |  |  | 400 |  |  |  | 0
51287 | 07/08/2020 | 9 |  |  | S3174070.001 | 6/22/2020 12:00:00 AM | Manufacturer#6 | Manufacturer#6 |  |  | 23 | 23 | 12.5 | 12.5 | Variable Speed Mini Split | AC-21563 | 1216.99 | 616.99 | 1 | 600 | 600 | 92284 | SFM | 1216.99 | 616.99 | 600 |  |  | 600 |  |  |  | 0
51287 | 07/08/2020 | 10 |  |  | S3174360.001 | 6/23/2020 12:00:00 AM | Manufacturer#12 | Manufacturer#12 |  |  | 18 | 18 | 10.5 | 10 | Variable Speed Mini Split | AC-21563 | 1994.99 | 194.99 | 3 | 600 | 1800 | 92508 | SFM | 664.9967 | 64.9967 | 600 |  |  | 1800 |  |  |  | 0
51287 | 07/08/2020 | 11 |  |  | S3174516.002 | 6/22/2020 12:00:00 AM | Manufacturer#13 | Manufacturer#13 |  |  | 18 | 18 | 12.5 | 9 | Variable Speed Mini Split | AC-21561 | 1564.99 | 860.99 | 1.76 | 400 | 704 | 92356 | SFM | 889.1989 | 489.1989 | 400 |  |  | 704 |  |  |  | 0
51287 | 07/08/2020 | 12 |  |  | S3174611.001 | 6/18/2020 12:00:00 AM | Manufacturer#6 | Manufacturer#6 |  |  | 18 | 18 | 10 | 10.6 | Variable Speed Mini Split | AC-21563 | 1744 | 544 | 2 | 600 | 1200 | 92223 | SFM | 872 | 272 | 600 |  |  | 1200 |  |  |  | 0
51287 | 07/08/2020 | 13 |  |  | S3174611.001 | 6/18/2020 12:00:00 AM | Manufacturer#6 | Manufacturer#6 |  |  | 18 | 18 | 10 | 10.6 | Variable Speed Mini Split | AC-21563 | 1744 | 544 | 2 | 600 | 1200 | 92223 | SFM | 872 | 272 | 600 |  |  | 1200 |  |  |  | 0
51287 | 07/08/2020 | 14 |  |  | S3174636.002 | 6/19/2020 12:00:00 AM | Manufacturer#6 | Manufacturer#6 |  |  | 16 | 16 | 10 | 9 | Variable Speed Mini Split | AC-21561 | 796.52 | 396.52 | 1 | 400 | 400 | 92804 | SFM | 796.52 | 396.52 | 400 |  |  | 400 |  |  |  | 0
51287 | 07/08/2020 | 15 |  |  | S3174673.001 | 6/19/2020 12:00:00 AM | Manufacturer#6 | Manufacturer#6 |  |  | 16 | 16 | 10.9 | 9 | Variable Speed Mini Split | AC-21561 | 857.22 | 557.22 | 0.75 | 400 | 300 | 92646 | SFM | 1142.96 | 742.96 | 400 |  |  | 300 |  |  |  | 0
51287 | 07/08/2020 | 16 |  |  | S3174674.002 | 6/19/2020 12:00:00 AM | Manufacturer#12 | Manufacturer#12 |  |  | 18 | 18 | 10.5 | 10 | Variable Speed Mini Split | AC-21563 | 2516.18 | 716.18 | 3 | 600 | 1800 | 92507 | SFM | 838.7267 | 238.7267 | 600 |  |  | 1800 |  |  |  | 0
51287 | 07/08/2020 | 17 |  |  | S3174674.002 | 6/19/2020 12:00:00 AM | Manufacturer#12 | Manufacturer#12 |  |  | 18 | 18 | 10.5 | 10 | Variable Speed Mini Split | AC-21563 | 2516.18 | 716.18 | 3 | 600 | 1800 | 92507 | SFM | 838.7267 | 238.7267 | 600 |  |  | 1800 |  |  |  | 0
51287 | 07/08/2020 | 18 |  |  | S3174701.001 | 6/19/2020 12:00:00 AM | Manufacturer#6 | Manufacturer#6 |  |  | 18 | 18 | 10 | 10.6 | Variable Speed Mini Split | AC-21563 | 2104.98 | 904.98 | 2 | 600 | 1200 | 92270 | SFM | 1052.49 | 452.49 | 600 |  |  | 1200 |  |  |  | 0
51287 | 07/08/2020 | 19 |  |  | S3174701.001 | 6/19/2020 12:00:00 AM | Manufacturer#6 | Manufacturer#6 |  |  | 23 | 23 | 12.5 | 12.5 | Variable Speed Mini Split | AC-21563 | 1504.98 | 904.98 | 1 | 600 | 600 | 92270 | SFM | 1504.98 | 904.98 | 600 |  |  | 600 |  |  |  | 0
51287 | 07/08/2020 | 20 |  |  | S3175099.002 | 6/19/2020 12:00:00 AM | Manufacturer#6 | Manufacturer#6 |  |  | 19 | 19 | 12.5 | 10.6 | Variable Speed Mini Split | AC-21563 | 1409.33 | 509.33 | 1.5 | 600 | 900 | 90805 | SFM | 939.5533 | 339.5533 | 600 |  |  | 900 |  |  |  | 0
51287 | 07/08/2020 | 21 |  |  | S3175171.001 | 6/23/2020 12:00:00 AM | Manufacturer#6 | Manufacturer#6 |  |  | 23 | 23 | 12.5 | 12.5 | Variable Speed Mini Split | AC-21563 | 1531.67 | 931.67 | 1 | 600 | 600 | 90623 | SFM | 1531.67 | 931.67 | 600 |  |  | 600 |  |  |  | 0
51287 | 07/08/2020 | 22 |  |  | S3175250.002 | 6/19/2020 12:00:00 AM | Manufacturer#6 | Manufacturer#6 |  |  | 18 | 18 | 10 | 10.6 | Variable Speed Mini Split | AC-21563 | 1744 | 544 | 2 | 600 | 1200 | 92336 | SFM | 872 | 272 | 600 |  |  | 1200 |  |  |  | 0
51287 | 07/08/2020 | 23 |  |  | S3175250.002 | 6/19/2020 12:00:00 AM | Manufacturer#6 | Manufacturer#6 |  |  | 18 | 18 | 10 | 10.6 | Variable Speed Mini Split | AC-21563 | 1744 | 544 | 2 | 600 | 1200 | 92336 | SFM | 872 | 272 | 600 |  |  | 1200 |  |  |  | 0
51287 | 07/08/2020 | 24 |  |  | S3175351.001 | 6/22/2020 12:00:00 AM | Manufacturer#6 | Manufacturer#6 |  |  | 18 | 18 | 10 | 10.6 | Variable Speed Mini Split | AC-21563 | 1744.73 | 544.73 | 2 | 600 | 1200 | 92883 | SFM | 872.365 | 272.365 | 600 |  |  | 1200 |  |  |  | 0
51287 | 07/08/2020 | 25 |  |  | S3175371.001 | 6/22/2020 12:00:00 AM | Manufacturer#12 | Manufacturer#12 |  |  | 17.3 | 18 | 10 | 10.3 | Variable Speed Mini Split | AC-21562 | 724 | 224 | 1 | 500 | 500 | 91710 | SFM | 724 | 224 | 500 |  |  | 500 |  |  |  | 0
51291 | 07/10/2020 | 12 |  |  | S3176253.002 | 6/22/2020 12:00:00 AM | Manufacturer#6 | Manufacturer#6 |  |  | 18 | 18 | 10 | 10.6 | Variable Speed Mini Split | AC-21563 | 1496.98 | 296.98 | 2 | 600 | 1200 | 92225 | SFM | 748.49 | 148.49 | 600 |  |  | 1200 |  |  |  | 0
51291 | 07/10/2020 | 13 |  |  | S3176278.002 | 6/22/2020 12:00:00 AM | Manufacturer#6 | Manufacturer#6 |  |  | 18 | 18 | 10 | 10.6 | Variable Speed Mini Split | AC-21563 | 1472 | 272 | 2 | 600 | 1200 | 92234 | SFM | 736 | 136 | 600 |  |  | 1200 |  |  |  | 0
51291 | 07/10/2020 | 14 |  |  | S3176656.002 | 6/23/2020 12:00:00 AM | Manufacturer#6 | Manufacturer#6 |  |  | 16 | 16 | 10.9 | 9 | Variable Speed Mini Split | AC-21561 | 947.79 | 647.79 | 0.75 | 400 | 300 | 90638 | SFM | 1263.72 | 863.72 | 400 |  |  | 300 |  |  |  | 0
51291 | 07/10/2020 | 15 |  |  | S3176891.002 | 6/23/2020 12:00:00 AM | Manufacturer#6 | Manufacturer#6 |  |  | 16 | 16 | 10.9 | 9 | Variable Speed Mini Split | AC-21561 | 864 | 564 | 0.75 | 400 | 300 | 92704 | SFM | 1152 | 752 | 400 |  |  | 300 |  |  |  | 0
51291 | 07/10/2020 | 16 |  |  | S3176891.002 | 6/23/2020 12:00:00 AM | Manufacturer#6 | Manufacturer#6 |  |  | 16 | 16 | 10 | 9 | Variable Speed Mini Split | AC-21561 | 923 | 523 | 1 | 400 | 400 | 92704 | SFM | 923 | 523 | 400 |  |  | 400 |  |  |  | 0
51291 | 07/10/2020 | 17 |  |  | S3176891.002 | 6/23/2020 12:00:00 AM | Manufacturer#6 | Manufacturer#6 |  |  | 18 | 18 | 10 | 10.6 | Variable Speed Mini Split | AC-21563 | 1572 | 372 | 2 | 600 | 1200 | 92704 | SFM | 786 | 186 | 600 |  |  | 1200 |  |  |  | 0
51291 | 07/10/2020 | 18 |  |  | S3177026.002 | 6/23/2020 12:00:00 AM | Manufacturer#6 | Manufacturer#6 |  |  | 16 | 16 | 10.9 | 9 | Variable Speed Mini Split | AC-21561 | 1190.7 | 890.7 | 0.75 | 400 | 300 | 92841 | SFM | 1587.6 | 1187.6 | 400 |  |  | 300 |  |  |  | 0
51291 | 07/10/2020 | 19 |  |  | S3177026.002 | 6/23/2020 12:00:00 AM | Manufacturer#6 | Manufacturer#6 |  |  | 16 | 16 | 10.9 | 9 | Variable Speed Mini Split | AC-21561 | 1190.7 | 890.7 | 0.75 | 400 | 300 | 92841 | SFM | 1587.6 | 1187.6 | 400 |  |  | 300 |  |  |  | 0
51291 | 07/10/2020 | 20 |  |  | S3177150.002 | 6/23/2020 12:00:00 AM | Manufacturer#6 | Manufacturer#6 |  |  | 18 | 18 | 10 | 10.6 | Variable Speed Mini Split | AC-21563 | 1689.67 | 489.67 | 2 | 600 | 1200 | 92234 | SFM | 844.835 | 244.835 | 600 |  |  | 1200 |  |  |  | 0
51291 | 07/10/2020 | 3 |  |  | S3175575.001 | 6/22/2020 12:00:00 AM | Manufacturer#6 | Manufacturer#6 |  |  | 18 | 18 | 10 | 10.6 | Variable Speed Mini Split | AC-21563 | 1657.66 | 457.66 | 2 | 600 | 1200 | 92225 | SFM | 828.83 | 228.83 | 600 |  |  | 1200 |  |  |  | 0
51291 | 07/10/2020 | 4 |  |  | S3175659.001 | 6/22/2020 12:00:00 AM | Manufacturer#6 | Manufacturer#6 |  |  | 16 | 16 | 10.9 | 9 | Variable Speed Mini Split | AC-21561 | 1548.42 | 1248.42 | 0.75 | 400 | 300 | 92704 | SFM | 2064.56 | 1664.56 | 400 |  |  | 300 |  |  |  | 0
51291 | 07/10/2020 | 5 |  |  | S3175659.001 | 6/22/2020 12:00:00 AM | Manufacturer#6 | Manufacturer#6 |  |  | 16 | 16 | 10.9 | 9 | Variable Speed Mini Split | AC-21561 | 1548.42 | 1248.42 | 0.75 | 400 | 300 | 92704 | SFM | 2064.56 | 1664.56 | 400 |  |  | 300 |  |  |  | 0
51291 | 07/10/2020 | 6 |  |  | S3175660.001 | 6/22/2020 12:00:00 AM | Manufacturer#6 | Manufacturer#6 |  |  | 16 | 16 | 10 | 9 | Variable Speed Mini Split | AC-21561 | 796.52 | 396.52 | 1 | 400 | 400 | 92704 | SFM | 796.52 | 396.52 | 400 |  |  | 400 |  |  |  | 0
51291 | 07/10/2020 | 7 |  |  | S3175745.001 | 6/22/2020 12:00:00 AM | Manufacturer#13 | Manufacturer#13 |  |  | 19 | 19 | 12.5 | 9 | Variable Speed Mini Split | AC-21561 | 981.18 | 621.18 | 0.9 | 400 | 360 | 91304 | SFM | 1090.2 | 690.2 | 400 |  |  | 360 |  |  |  | 0
51291 | 07/10/2020 | 8 |  |  | S3175896.002 | 6/23/2020 12:00:00 AM | Manufacturer#12 | Manufacturer#12 |  |  | 18 | 18 | 10.5 | 10 | Variable Speed Mini Split | AC-21563 | 2887.02 | 1087.02 | 3 | 600 | 1800 | 92325 | SFM | 962.34 | 362.34 | 600 |  |  | 1800 |  |  |  | 0
51291 | 07/10/2020 | 9 |  |  | S3175896.002 | 6/23/2020 12:00:00 AM | Manufacturer#12 | Manufacturer#12 |  |  | 21.4 | 22 | 10.5 | 10.2 | Variable Speed Mini Split | AC-21563 | 2887.02 | 1087.02 | 3 | 600 | 1800 | 92325 | SFM | 962.34 | 362.34 | 600 |  |  | 1800 |  |  |  | 0
51291 | 07/10/2020 | 10 |  |  | S3176021.002 | 6/22/2020 12:00:00 AM | Manufacturer#6 | Manufacturer#6 |  |  | 18 | 18 | 10 | 10.6 | Variable Speed Mini Split | AC-21563 | 1730.47 | 530.47 | 2 | 600 | 1200 | 90504 | SFM | 865.235 | 265.235 | 600 |  |  | 1200 |  |  |  | 0
51291 | 07/10/2020 | 11 |  |  | S3176127.002 | 6/22/2020 12:00:00 AM | Manufacturer#6 | Manufacturer#6 |  |  | 18 | 18 | 10 | 10.6 | Variable Speed Mini Split | AC-21563 | 1472 | 272 | 2 | 600 | 1200 | 92240 | SFM | 736 | 136 | 600 |  |  | 1200 |  |  |  | 0
51291 | 07/10/2020 | 1 |  |  | S3175428.001 | 6/22/2020 12:00:00 AM | Manufacturer#12 | Manufacturer#12 |  |  | 18 | 18 | 10.5 | 10 | Variable Speed Mini Split | AC-21563 | 2107.26 | 307.26 | 3 | 600 | 1800 | 90606 | SFM | 702.42 | 102.42 | 600 |  |  | 1800 |  |  |  | 0
51291 | 07/10/2020 | 2 |  |  | S3175525.002 | 6/22/2020 12:00:00 AM | Manufacturer#6 | Manufacturer#6 |  |  | 16 | 16 | 10 | 9 | Variable Speed Mini Split | AC-21561 | 1008.41 | 608.41 | 1 | 400 | 400 | 92359 | SFM | 1008.41 | 608.41 | 400 |  |  | 400 |  |  |  | 0
51294 | 06/26/2020 | 6 |  |  | 3087496 | 5/4/2020 12:00:00 AM | Manufacturer#9 | Manufacturer#9 |  |  | 19.2 | 20 | 9.4 | 11 | Variable Speed Mini Split | AC-21563 | 2374.216 | 604.216 | 2.95 | 600 | 1770 | 91010 | SFM | 804.819 | 204.819 | 600 |  |  | 1770 |  |  |  | 0
51294 | 06/26/2020 | 7 |  |  | 3087713 | 5/4/2020 12:00:00 AM | Manufacturer#9 | Manufacturer#9 |  |  | 19.8 | 20 | 14.1 | 12.9 | Variable Speed Mini Split | AC-21563 | 1399 | 499 | 1.5 | 600 | 900 | 93105 | SFM | 932.6667 | 332.6667 | 600 |  |  | 900 |  |  |  | 0
51294 | 06/26/2020 | 8 |  |  | 3088150 | 5/5/2020 12:00:00 AM | Manufacturer#9 | Manufacturer#9 |  |  | 20.5 | 21 | 12.5 | 10 | Variable Speed Mini Split | AC-21563 | 1167 | 51 | 1.86 | 600 | 1116 | 92252 | SFM | 627.4194 | 27.4194 | 600 |  |  | 1116 |  |  |  | 0
51294 | 06/26/2020 | 9 |  |  | 3088490 | 5/4/2020 12:00:00 AM | Manufacturer#8 | Manufacturer#8 |  |  | 18 | 18 | 12.2 | 9 | Heat Pump | AC-21518 | 3864 | 2478 | 4.62 | 300 | 1386 | 91752 | SFM | 836.3636 | 536.3636 | 300 |  |  | 1386 |  |  |  | 0
51294 | 06/26/2020 | 10 |  |  | 3088552 | 5/4/2020 12:00:00 AM | Manufacturer#9 | Manufacturer#9 |  |  | 19.2 | 20 | 9.4 | 11 | Variable Speed Mini Split | AC-21563 | 2374.216 | 604.216 | 2.95 | 600 | 1770 | 90275 | SFM | 804.819 | 204.819 | 600 |  |  | 1770 |  |  |  | 0
51294 | 06/26/2020 | 11 |  |  | 3089016 | 5/14/2020 12:00:00 AM | Manufacturer#9 | Manufacturer#9 |  |  | 19.6 | 20 | 9.4 | 10 | Variable Speed Mini Split | AC-21563 | 2187 | 687 | 2.5 | 600 | 1500 | 92260 | SFM | 874.8 | 274.8 | 600 |  |  | 1500 |  |  |  | 0
51294 | 06/26/2020 | 12 |  |  | 3089174 | 5/5/2020 12:00:00 AM | Manufacturer#8 | Manufacturer#8 |  |  | 19 | 19 | 11.7 | 9 | Heat Pump | AC-21518 | 4069 | 2920 | 3.83 | 300 | 1149 | 92679 | SFM | 1062.4021 | 762.4021 | 300 |  |  | 1149 |  |  |  | 0
51294 | 06/26/2020 | 13 |  |  | 3089789 | 5/6/2020 12:00:00 AM | Manufacturer#9 | Manufacturer#9 |  |  | 20 | 20 | 13.6 | 9.8 | Variable Speed Mini Split | AC-21563 | 1891.105 | 793.105 | 1.83 | 600 | 1098 | 91360 | SFM | 1033.3907 | 433.3907 | 600 |  |  | 1098 |  |  |  | 0
51294 | 06/26/2020 | 14 |  |  | 3090034 | 5/5/2020 12:00:00 AM | Manufacturer#8 | Manufacturer#8 |  |  | 16 | 16 | 13 | 9 | Heat Pump | AC-21518 | 2166 | 993 | 3.91 | 300 | 1173 | 92688 | SFM | 553.9642 | 253.9642 | 300 |  |  | 1173 |  |  |  | 0
51294 | 06/26/2020 | 15 |  |  | 3090091 | 5/12/2020 12:00:00 AM | Manufacturer#8 | Manufacturer#8 |  |  | 15 | 15 | 12.5 | 9 | Heat Pump | AC-21517 | 2270 | 833 | 4.79 | 300 | 1437 | 92692 | SFM | 473.904 | 173.904 | 300 |  |  | 1437 |  |  |  | 0
51294 | 06/26/2020 | 16 |  |  | 3090186 | 5/5/2020 12:00:00 AM | Manufacturer#9 | Manufacturer#9 |  |  | 19 | 19 | 10.6 | 10.6 | Variable Speed Mini Split | AC-21563 | 1880 | 464 | 2.36 | 600 | 1416 | 92284 | SFM | 796.6102 | 196.6102 | 600 |  |  | 1416 |  |  |  | 0
51294 | 06/26/2020 | 17 |  |  | 3090439 | 5/6/2020 12:00:00 AM | Manufacturer#9 | Manufacturer#9 |  |  | 18 | 18 | 12 | 10 | Variable Speed Mini Split | AC-21563 | 592.937 | 142.937 | 0.75 | 600 | 450 | 92587 | SFM | 790.5827 | 190.5827 | 600 |  |  | 450 |  |  |  | 0
51294 | 06/26/2020 | 18 |  |  | 3090439 | 5/6/2020 12:00:00 AM | Manufacturer#9 | Manufacturer#9 |  |  | 18 | 18 | 8.6 | 10 | Variable Speed Mini Split | AC-21563 | 1058.772 | -57.228 | 1.86 | 600 | 1116 | 92587 | SFM | 569.2323 | -30.7677 | 600 |  |  | 1116 |  |  |  | 0
51294 | 06/26/2020 | 19 |  |  | 3090440 | 5/6/2020 12:00:00 AM | Manufacturer#9 | Manufacturer#9 |  |  | 18 | 18 | 8.6 | 10 | Variable Speed Mini Split | AC-21563 | 1058.772 | -57.228 | 1.86 | 600 | 1116 | 92260 | SFM | 569.2323 | -30.7677 | 600 |  |  | 1116 |  |  |  | 0
51294 | 06/26/2020 | 20 |  |  | 3090440 | 5/6/2020 12:00:00 AM | Manufacturer#9 | Manufacturer#9 |  |  | 18 | 18 | 12 | 10 | Variable Speed Mini Split | AC-21563 | 592.937 | 142.937 | 0.75 | 600 | 450 | 92260 | SFM | 790.5827 | 190.5827 | 600 |  |  | 450 |  |  |  | 0
51294 | 06/26/2020 | 21 |  |  | 3090724 | 5/5/2020 12:00:00 AM | Manufacturer#8 | Manufacturer#8 |  |  | 15 | 15 | 12.2 | 9 | Heat Pump | AC-21517 | 1762 | 892 | 2.9 | 300 | 870 | 92691 | SFM | 607.5862 | 307.5862 | 300 |  |  | 870 |  |  |  | 0
51294 | 06/26/2020 | 22 |  |  | 3090726 | 5/5/2020 12:00:00 AM | Manufacturer#9 | Manufacturer#9 |  |  | 20.5 | 21 | 12.5 | 10 | Variable Speed Mini Split | AC-21563 | 1258 | 142 | 1.86 | 600 | 1116 | 92860 | SFM | 676.3441 | 76.3441 | 600 |  |  | 1116 |  |  |  | 0
51294 | 06/26/2020 | 1 |  |  | 3081307 | 5/4/2020 12:00:00 AM | Manufacturer#9 | Manufacturer#9 |  |  | 19.6 | 20 | 11.7 | 10.8 | Variable Speed Mini Split | AC-21563 | 1971.932 | 771.932 | 2 | 600 | 1200 | 91016 | SFM | 985.966 | 385.966 | 600 |  |  | 1200 |  |  |  | 0
51294 | 06/26/2020 | 2 |  |  | 3086802 | 5/5/2020 12:00:00 AM | Manufacturer#9 | Manufacturer#9 |  |  | 20 | 20 | 12.7 | 10 | Variable Speed Mini Split | AC-21563 | 1451.73 | 551.73 | 1.5 | 600 | 900 | 91214 | SFM | 967.82 | 367.82 | 600 |  |  | 900 |  |  |  | 0
51294 | 06/26/2020 | 3 |  |  | 3086896 | 5/29/2020 12:00:00 AM | Manufacturer#9 | Manufacturer#9 |  |  | 20 | 20 | 12.7 | 10 | Variable Speed Mini Split | AC-21563 | 1451.73 | 551.73 | 1.5 | 600 | 900 | 93551 | SFM | 967.82 | 367.82 | 600 |  |  | 900 |  |  |  | 0
51294 | 06/26/2020 | 4 |  |  | 3087007 | 5/5/2020 12:00:00 AM | Manufacturer#8 | Manufacturer#8 |  |  | 19 | 19 | 12.2 | 9 | Heat Pump | AC-21518 | 4400 | 3014 | 4.62 | 300 | 1386 | 92679 | SFM | 952.381 | 652.381 | 300 |  |  | 1386 |  |  |  | 0
51294 | 06/26/2020 | 5 |  |  | 3087007 | 5/5/2020 12:00:00 AM | Manufacturer#8 | Manufacturer#8 |  |  | 19 | 19 | 12.2 | 9 | Heat Pump | AC-21518 | 4400 | 3014 | 4.62 | 300 | 1386 | 92679 | SFM | 952.381 | 652.381 | 300 |  |  | 1386 |  |  |  | 0
51295 | 06/29/2020 | 5 |  |  | 3091778 | 5/7/2020 12:00:00 AM | Manufacturer#9 | Manufacturer#9 |  |  | 18 | 18 | 8.6 | 10 | Variable Speed Mini Split | AC-21563 | 1058.772 | -57.228 | 1.86 | 600 | 1116 | 92210 | SFM | 569.2323 | -30.7677 | 600 |  |  | 1116 |  |  |  | 0
51295 | 06/29/2020 | 6 |  |  | 3091781 | 5/6/2020 12:00:00 AM | Manufacturer#9 | Manufacturer#9 |  |  | 20.5 | 21 | 12.5 | 10 | Variable Speed Mini Split | AC-21563 | 1368 | 252 | 1.86 | 600 | 1116 | 92211 | SFM | 735.4839 | 135.4839 | 600 |  |  | 1116 |  |  |  | 0
51295 | 06/29/2020 | 7 |  |  | 3091781 | 5/6/2020 12:00:00 AM | Manufacturer#9 | Manufacturer#9 |  |  | 20.5 | 21 | 12.5 | 10 | Variable Speed Mini Split | AC-21563 | 1368 | 252 | 1.86 | 600 | 1116 | 92211 | SFM | 735.4839 | 135.4839 | 600 |  |  | 1116 |  |  |  | 0
51295 | 06/29/2020 | 8 |  |  | 3091781 | 5/6/2020 12:00:00 AM | Manufacturer#9 | Manufacturer#9 |  |  | 20.5 | 21 | 12.5 | 10 | Variable Speed Mini Split | AC-21563 | 1368 | 252 | 1.86 | 600 | 1116 | 92211 | SFM | 735.4839 | 135.4839 | 600 |  |  | 1116 |  |  |  | 0
51295 | 06/29/2020 | 9 |  |  | 3091956 | 5/8/2020 12:00:00 AM | Manufacturer#9 | Manufacturer#9 |  |  | 18 | 18 | 10.5 | 10 | Variable Speed Mini Split | AC-21563 | 987.2 | 129.2 | 1.43 | 600 | 858 | 92277 | SFM | 690.3497 | 90.3497 | 600 |  |  | 858 |  |  |  | 0
51295 | 06/29/2020 | 10 |  |  | 3092097 | 5/12/2020 12:00:00 AM | Manufacturer#8 | Manufacturer#8 |  |  | 15 | 15 | 12.5 | 9 | Heat Pump | AC-21517 | 2339 | 914 | 4.75 | 300 | 1425 | 92653 | SFM | 492.4211 | 192.4211 | 300 |  |  | 1425 |  |  |  | 0
51295 | 06/29/2020 | 11 |  |  | 3092161 | 5/7/2020 12:00:00 AM | Manufacturer#9 | Manufacturer#9 |  |  | 19 | 19 | 10.6 | 10.6 | Variable Speed Mini Split | AC-21563 | 2243.997 | 827.997 | 2.36 | 600 | 1416 | 93265 | SFM | 950.8462 | 350.8462 | 600 |  |  | 1416 |  |  |  | 0
51295 | 06/29/2020 | 12 |  |  | 3092195 | 5/11/2020 12:00:00 AM | Manufacturer#8 | Manufacturer#8 |  |  | 19 | 19 | 11.7 | 9.5 | Heat Pump | AC-21519 | 3717 | 2544 | 3.91 | 300 | 1173 | 92679 | SFM | 950.6394 | 650.6394 | 300 |  |  | 1173 |  |  |  | 0
51295 | 06/29/2020 | 13 |  |  | 3092252 | 5/13/2020 12:00:00 AM | Manufacturer#9 | Manufacturer#9 |  |  | 18 | 18 | 8.6 | 10 | Variable Speed Mini Split | AC-21563 | 1117.116 | 1.116 | 1.86 | 600 | 1116 | 92240 | SFM | 600.6 | 0.6 | 600 |  |  | 1116 |  |  |  | 0
51295 | 06/29/2020 | 14 |  |  | 3092506 | 5/29/2020 12:00:00 AM | Manufacturer#9 | Manufacturer#9 |  |  | 18 | 18 | 12.5 | 11 | Variable Speed Mini Split | AC-21563 | 2921.037 | 1505.037 | 2.36 | 600 | 1416 | 92234 | SFM | 1237.7275 | 637.7275 | 600 |  |  | 1416 |  |  |  | 0
51295 | 06/29/2020 | 1 |  |  | 3090801 | 5/6/2020 12:00:00 AM | Manufacturer#9 | Manufacturer#9 |  |  | 16 | 16 | 9 | 8.5 | Variable Speed Mini Split | AC-21560 | 438.44 | 138.44 | 1 | 300 | 300 | 92625 | SFM | 438.44 | 138.44 | 300 |  |  | 300 |  |  |  | 0
51295 | 06/29/2020 | 2 |  |  | 3090824 | 5/6/2020 12:00:00 AM | Manufacturer#9 | Manufacturer#9 |  |  | 20 | 20 | 12.7 | 10 | Variable Speed Mini Split | AC-21563 | 1375.91 | 475.91 | 1.5 | 600 | 900 | 90505 | SFM | 917.2733 | 317.2733 | 600 |  |  | 900 |  |  |  | 0
51295 | 06/29/2020 | 3 |  |  | 3090945 | 5/5/2020 12:00:00 AM | Manufacturer#9 | Manufacturer#9 |  |  | 23.1 | 24 | 13 | 12.5 | Variable Speed Mini Split | AC-21563 | 828.014 | 228.014 | 1 | 600 | 600 | 91780 | SFM | 828.014 | 228.014 | 600 |  |  | 600 |  |  |  | 0
51295 | 06/29/2020 | 4 |  |  | 3091630 | 5/6/2020 12:00:00 AM | Manufacturer#9 | Manufacturer#9 |  |  | 23.1 | 24 | 13 | 12.5 | Variable Speed Mini Split | AC-21563 | 873.642 | 273.642 | 1 | 600 | 600 | 92860 | SFM | 873.642 | 273.642 | 600 |  |  | 600 |  |  |  | 0
51295 | 06/29/2020 | 15 |  |  | 3092642 | 5/12/2020 12:00:00 AM | Manufacturer#9 | Manufacturer#9 |  |  | 21.6 | 22 | 13 | 11.7 | Variable Speed Mini Split | AC-21563 | 994.604 | 298.604 | 1.16 | 600 | 696 | 90650 | SFM | 857.4172 | 257.4172 | 600 |  |  | 696 |  |  |  | 0
51295 | 06/29/2020 | 16 |  |  | 3092653 | 5/12/2020 12:00:00 AM | Manufacturer#9 | Manufacturer#9 |  |  | 19.1 | 20 | 12 | 9.9 | Variable Speed Mini Split | AC-21563 | 2023 | 223 | 3 | 600 | 1800 | 93111 | SFM | 674.3333 | 74.3333 | 600 |  |  | 1800 |  |  |  | 0
51295 | 06/29/2020 | 17 |  |  | 3092845 | 5/11/2020 12:00:00 AM | Manufacturer#9 | Manufacturer#9 |  |  | 16 | 16 | 9.4 | 11.6 | Variable Speed Mini Split | AC-21561 | 2210.145 | 1110.145 | 2.75 | 400 | 1100 | 93101 | SFM | 803.6891 | 403.6891 | 400 |  |  | 1100 |  |  |  | 0
51295 | 06/29/2020 | 18 |  |  | 3093367 | 5/8/2020 12:00:00 AM | Manufacturer#9 | Manufacturer#9 |  |  | 18 | 18 | 8.6 | 10 | Variable Speed Mini Split | AC-21563 | 1117.116 | 1.116 | 1.86 | 600 | 1116 | 92234 | SFM | 600.6 | 0.6 | 600 |  |  | 1116 |  |  |  | 0
51295 | 06/29/2020 | 19 |  |  | 3093826 | 5/27/2020 12:00:00 AM | Manufacturer#9 | Manufacturer#9 |  |  | 19.2 | 20 | 9.4 | 11 | Variable Speed Mini Split | AC-21563 | 2505.048 | 735.048 | 2.95 | 600 | 1770 | 93023 | SFM | 849.1688 | 249.1688 | 600 |  |  | 1770 |  |  |  | 0
51295 | 06/29/2020 | 20 |  |  | 3094317 | 5/13/2020 12:00:00 AM | Manufacturer#9 | Manufacturer#9 |  |  | 20 | 20 | 13.6 | 9.8 | Variable Speed Mini Split | AC-21563 | 1484 | 386 | 1.83 | 600 | 1098 | 92637 | SFM | 810.929 | 210.929 | 600 |  |  | 1098 |  |  |  | 0
51295 | 06/29/2020 | 21 |  |  | 3094329 | 5/13/2020 12:00:00 AM | Manufacturer#9 | Manufacturer#9 |  |  | 19 | 19 | 10.6 | 10.6 | Variable Speed Mini Split | AC-21563 | 1670 | 254 | 2.36 | 600 | 1416 | 92637 | SFM | 707.6271 | 107.6271 | 600 |  |  | 1416 |  |  |  | 0
51295 | 06/29/2020 | 22 |  |  | 3094342 | 5/13/2020 12:00:00 AM | Manufacturer#9 | Manufacturer#9 |  |  | 19 | 19 | 10.6 | 10.6 | Variable Speed Mini Split | AC-21563 | 1670 | 254 | 2.36 | 600 | 1416 | 92637 | SFM | 707.6271 | 107.6271 | 600 |  |  | 1416 |  |  |  | 0
51295 | 06/29/2020 | 23 |  |  | 3094350 | 5/13/2020 12:00:00 AM | Manufacturer#9 | Manufacturer#9 |  |  | 18 | 18 | 9.9 | 10 | Variable Speed Mini Split | AC-21563 | 502 | -98 | 1 | 600 | 600 | 92887 | SFM | 502 | -98 | 600 |  |  | 600 |  |  |  | 0
51295 | 06/29/2020 | 24 |  |  | 3094359 | 5/13/2020 12:00:00 AM | Manufacturer#9 | Manufacturer#9 |  |  | 18 | 18 | 8.6 | 10 | Variable Speed Mini Split | AC-21563 | 827 | -289 | 1.86 | 600 | 1116 | 92887 | SFM | 444.6237 | -155.3763 | 600 |  |  | 1116 |  |  |  | 0
51296 | 07/10/2020 | 1 |  |  | S3174801.003 | 6/26/2020 12:00:00 AM | Manufacturer#6 | Manufacturer#6 |  |  | 18 | 18 | 10 | 10.6 | Variable Speed Mini Split | AC-21563 | 2318 | 1118 | 2 | 600 | 1200 | 92805 | SFM | 1159 | 559 | 600 |  |  | 1200 |  |  |  | 0
51296 | 07/10/2020 | 2 |  |  | S3174803.003 | 6/29/2020 12:00:00 AM | Manufacturer#6 | Manufacturer#6 |  |  | 16 | 16 | 10 | 9 | Variable Speed Mini Split | AC-21561 | 823 | 423 | 1 | 400 | 400 | 92804 | SFM | 823 | 423 | 400 |  |  | 400 |  |  |  | 0
51296 | 07/10/2020 | 3 |  |  | S3174808.003 | 6/29/2020 12:00:00 AM | Manufacturer#6 | Manufacturer#6 |  |  | 16 | 16 | 10 | 9 | Variable Speed Mini Split | AC-21561 | 1663.36 | 1263.36 | 1 | 400 | 400 | 92804 | SFM | 1663.36 | 1263.36 | 400 |  |  | 400 |  |  |  | 0
51296 | 07/10/2020 | 4 |  |  | S3174812.003 | 6/30/2020 12:00:00 AM | Manufacturer#6 | Manufacturer#6 |  |  | 18 | 18 | 10 | 10.6 | Variable Speed Mini Split | AC-21563 | 1925.23 | 725.23 | 2 | 600 | 1200 | 92647 | SFM | 962.615 | 362.615 | 600 |  |  | 1200 |  |  |  | 0
51296 | 07/10/2020 | 5 |  |  | S3174812.003 | 6/30/2020 12:00:00 AM | Manufacturer#6 | Manufacturer#6 |  |  | 18 | 18 | 10 | 10.6 | Variable Speed Mini Split | AC-21563 | 1925.23 | 725.23 | 2 | 600 | 1200 | 92647 | SFM | 962.615 | 362.615 | 600 |  |  | 1200 |  |  |  | 0
51296 | 07/10/2020 | 6 |  |  | S3175431.002 | 6/30/2020 12:00:00 AM | Manufacturer#12 | Manufacturer#12 |  |  | 18 | 18 | 10.5 | 10 | Variable Speed Mini Split | AC-21563 | 2068.89 | 268.89 | 3 | 600 | 1800 | 90606 | SFM | 689.63 | 89.63 | 600 |  |  | 1800 |  |  |  | 0
51296 | 07/10/2020 | 7 |  |  | S3175739.002 | 7/1/2020 12:00:00 AM | Manufacturer#12 | Manufacturer#12 |  |  | 17.3 | 18 | 10 | 10.3 | Variable Speed Mini Split | AC-21562 | 827.44 | 327.44 | 1 | 500 | 500 | 92225 | SFM | 827.44 | 327.44 | 500 |  |  | 500 |  |  |  | 0
51296 | 07/10/2020 | 8 |  |  | S3175974.002 | 6/24/2020 12:00:00 AM | Manufacturer#12 | Manufacturer#12 |  |  | 17.3 | 18 | 10 | 10.3 | Variable Speed Mini Split | AC-21562 | 1227.05 | 727.05 | 1 | 500 | 500 | 92683 | SFM | 1227.05 | 727.05 | 500 |  |  | 500 |  |  |  | 0
51296 | 07/10/2020 | 9 |  |  | S3175974.002 | 6/24/2020 12:00:00 AM | Manufacturer#12 | Manufacturer#12 |  |  | 17.3 | 18 | 10 | 10.3 | Variable Speed Mini Split | AC-21562 | 1227.05 | 727.05 | 1 | 500 | 500 | 92683 | SFM | 1227.05 | 727.05 | 500 |  |  | 500 |  |  |  | 0
51296 | 07/10/2020 | 10 |  |  | S3176031.001 | 6/25/2020 12:00:00 AM | Manufacturer#6 | Manufacturer#6 |  |  | 18 | 18 | 10 | 9.4 | Variable Speed Mini Split | AC-21562 | 4390.99 | 2925.99 | 2.93 | 500 | 1465 | 92270 | SFM | 1498.6314 | 998.6314 | 500 |  |  | 1465 |  |  |  | 0
51296 | 07/10/2020 | 11 |  |  | S3176031.001 | 6/25/2020 12:00:00 AM | Manufacturer#6 | Manufacturer#6 |  |  | 18 | 18 | 10 | 10.6 | Variable Speed Mini Split | AC-21563 | 4125.99 | 2925.99 | 2 | 600 | 1200 | 92270 | SFM | 2062.995 | 1462.995 | 600 |  |  | 1200 |  |  |  | 0
51296 | 07/10/2020 | 12 |  |  | S3176040.002 | 6/24/2020 12:00:00 AM | Manufacturer#6 | Manufacturer#6 |  |  | 18 | 18 | 10 | 10.6 | Variable Speed Mini Split | AC-21563 | 1472 | 272 | 2 | 600 | 1200 | 90504 | SFM | 736 | 136 | 600 |  |  | 1200 |  |  |  | 0
51296 | 07/10/2020 | 13 |  |  | S3176378.001 | 6/24/2020 12:00:00 AM | Manufacturer#12 | Manufacturer#12 |  |  | 18 | 18 | 10.5 | 10 | Variable Speed Mini Split | AC-21563 | 2337 | 537 | 3 | 600 | 1800 | 92880 | SFM | 779 | 179 | 600 |  |  | 1800 |  |  |  | 0
51296 | 07/10/2020 | 14 |  |  | S3176378.001 | 6/24/2020 12:00:00 AM | Manufacturer#12 | Manufacturer#12 |  |  | 18 | 18 | 10.5 | 10 | Variable Speed Mini Split | AC-21563 | 2337 | 537 | 3 | 600 | 1800 | 92880 | SFM | 779 | 179 | 600 |  |  | 1800 |  |  |  | 0
51296 | 07/10/2020 | 15 |  |  | S3176378.001 | 6/24/2020 12:00:00 AM | Manufacturer#12 | Manufacturer#12 |  |  | 18 | 18 | 10.5 | 10 | Variable Speed Mini Split | AC-21563 | 2337 | 537 | 3 | 600 | 1800 | 92880 | SFM | 779 | 179 | 600 |  |  | 1800 |  |  |  | 0
51296 | 07/10/2020 | 16 |  |  | S3176645.001 | 7/1/2020 12:00:00 AM | Manufacturer#12 | Manufacturer#12 |  |  | 21.5 | 22 | 12.5 | 11 | Variable Speed Mini Split | AC-21563 | 1022.45 | 422.45 | 1 | 600 | 600 | 92225 | SFM | 1022.45 | 422.45 | 600 |  |  | 600 |  |  |  | 0
51296 | 07/10/2020 | 17 |  |  | S3176809.002 | 6/27/2020 12:00:00 AM | Manufacturer#6 | Manufacturer#6 |  |  | 18 | 18 | 10 | 10.6 | Variable Speed Mini Split | AC-21563 | 1514.69 | 314.69 | 2 | 600 | 1200 | 92503 | SFM | 757.345 | 157.345 | 600 |  |  | 1200 |  |  |  | 0
51296 | 07/10/2020 | 18 |  |  | S3176854.002 | 6/24/2020 12:00:00 AM | Manufacturer#6 | Manufacturer#6 |  |  | 18 | 18 | 10 | 10.6 | Variable Speed Mini Split | AC-21563 | 1956.59 | 756.59 | 2 | 600 | 1200 | 92223 | SFM | 978.295 | 378.295 | 600 |  |  | 1200 |  |  |  | 0
51296 | 07/10/2020 | 19 |  |  | S3176854.002 | 6/24/2020 12:00:00 AM | Manufacturer#6 | Manufacturer#6 |  |  | 18 | 18 | 10 | 10.6 | Variable Speed Mini Split | AC-21563 | 1956.59 | 756.59 | 2 | 600 | 1200 | 92223 | SFM | 978.295 | 378.295 | 600 |  |  | 1200 |  |  |  | 0
51296 | 07/10/2020 | 20 |  |  | S3176938.001 | 6/24/2020 12:00:00 AM | Manufacturer#6 | Manufacturer#6 |  |  | 18 | 18 | 12.5 | 9.5 | Variable Speed Mini Split | AC-21562 | 2637.88 | 1722.88 | 1.83 | 500 | 915 | 90241 | SFM | 1441.4645 | 941.4645 | 500 |  |  | 915 |  |  |  | 0
51296 | 07/10/2020 | 21 |  |  | S3177136.001 | 6/24/2020 12:00:00 AM | Manufacturer#12 | Manufacturer#12 |  |  | 20.4 | 21 | 11.5 | 10.8 | Variable Speed Mini Split | AC-21563 | 2173.39 | 823.39 | 2.25 | 600 | 1350 | 92596 | SFM | 965.9511 | 365.9511 | 600 |  |  | 1350 |  |  |  | 0
51296 | 07/10/2020 | 22 |  |  | S3177408.001 | 6/26/2020 12:00:00 AM | Manufacturer#12 | Manufacturer#12 |  |  | 18 | 18 | 10.5 | 10 | Variable Speed Mini Split | AC-21563 | 2040.81 | 240.81 | 3 | 600 | 1800 | 92544 | SFM | 680.27 | 80.27 | 600 |  |  | 1800 |  |  |  | 0
51296 | 07/10/2020 | 23 |  |  | S3177431.001 | 6/26/2020 12:00:00 AM | Manufacturer#12 | Manufacturer#12 |  |  | 20.4 | 21 | 11.5 | 10.8 | Variable Speed Mini Split | AC-21563 | 2245.68 | 895.68 | 2.25 | 600 | 1350 | 91766 | SFM | 998.08 | 398.08 | 600 |  |  | 1350 |  |  |  | 0
51296 | 07/10/2020 | 24 |  |  | S3177431.001 | 6/26/2020 12:00:00 AM | Manufacturer#12 | Manufacturer#12 |  |  | 20.4 | 21 | 11.5 | 10.8 | Variable Speed Mini Split | AC-21563 | 2245.68 | 895.68 | 2.25 | 600 | 1350 | 91766 | SFM | 998.08 | 398.08 | 600 |  |  | 1350 |  |  |  | 0
51296 | 07/10/2020 | 25 |  |  | S3177475.001 | 6/30/2020 12:00:00 AM | Manufacturer#6 | Manufacturer#6 |  |  | 18 | 18 | 10 | 10.6 | Variable Speed Mini Split | AC-21563 | 1760.08 | 560.08 | 2 | 600 | 1200 | 92240 | SFM | 880.04 | 280.04 | 600 |  |  | 1200 |  |  |  | 0
51297 | 07/01/2020 | 1 |  |  | 3097191 | 5/13/2020 12:00:00 AM | Manufacturer#9 | Manufacturer#9 |  |  | 18 | 18 | 9.9 | 10 | Variable Speed Mini Split | AC-21563 | 678.342 | 78.342 | 1 | 600 | 600 | 92264 | SFM | 678.342 | 78.342 | 600 |  |  | 600 |  |  |  | 0
51297 | 07/01/2020 | 2 |  |  | 3097247 | 5/14/2020 12:00:00 AM | Manufacturer#8 | Manufacturer#8 |  |  | 19 | 19 | 11.7 | 9.5 | Heat Pump | AC-21519 | 4069 | 2896 | 3.91 | 300 | 1173 | 92264 | SFM | 1040.665 | 740.665 | 300 |  |  | 1173 |  |  |  | 0
51297 | 07/01/2020 | 3 |  |  | 3097359 | 5/14/2020 12:00:00 AM | Manufacturer#9 | Manufacturer#9 |  |  | 17 | 17 | 9.9 | 9 | Variable Speed Mini Split | AC-21561 | 568.64 | 168.64 | 1 | 400 | 400 | 91741 | SFM | 568.64 | 168.64 | 400 |  |  | 400 |  |  |  | 0
51297 | 07/01/2020 | 4 |  |  | 3097382 | 5/18/2020 12:00:00 AM | Manufacturer#8 | Manufacturer#8 |  |  | 15 | 15 | 12.5 | 9.5 | Heat Pump | AC-21517 | 1762 | 892 | 2.9 | 300 | 870 | 92211 | SFM | 607.5862 | 307.5862 | 300 |  |  | 870 |  |  |  | 0
51297 | 07/01/2020 | 5 |  |  | 3097450 | 5/15/2020 12:00:00 AM | Manufacturer#8 | Manufacturer#8 |  |  | 15 | 15 | 12.2 | 9 | Heat Pump | AC-21517 | 1762 | 892 | 2.9 | 300 | 870 | 92821 | SFM | 607.5862 | 307.5862 | 300 |  |  | 870 |  |  |  | 0
51297 | 07/01/2020 | 6 |  |  | 3097489 | 5/18/2020 12:00:00 AM | Manufacturer#9 | Manufacturer#9 |  |  | 19.2 | 20 | 9.4 | 11 | Variable Speed Mini Split | AC-21563 | 2249 | 479 | 2.95 | 600 | 1770 | 92282 | SFM | 762.3729 | 162.3729 | 600 |  |  | 1770 |  |  |  | 0
51297 | 07/01/2020 | 7 |  |  | 3097860 | 5/13/2020 12:00:00 AM | Manufacturer#8 | Manufacturer#8 |  |  | 15 | 15 | 12.5 | 9 | Heat Pump | AC-21517 | 2163 | 738 | 4.75 | 300 | 1425 | 92285 | SFM | 455.3684 | 155.3684 | 300 |  |  | 1425 |  |  |  | 0
51297 | 07/01/2020 | 8 |  |  | 3098197 | 5/13/2020 12:00:00 AM | Manufacturer#9 | Manufacturer#9 |  |  | 20.5 | 21 | 12.5 | 10 | Variable Speed Mini Split | AC-21563 | 1423.419 | 307.419 | 1.86 | 600 | 1116 | 92270 | SFM | 765.279 | 165.279 | 600 |  |  | 1116 |  |  |  | 0
51297 | 07/01/2020 | 9 |  |  | 3098316 | 5/22/2020 12:00:00 AM | Manufacturer#9 | Manufacturer#9 |  |  | 18 | 18 | 8.6 | 10 | Variable Speed Mini Split | AC-21563 | 1117.116 | 1.116 | 1.86 | 600 | 1116 | 92260 | SFM | 600.6 | 0.6 | 600 |  |  | 1116 |  |  |  | 0
51297 | 07/01/2020 | 10 |  |  | 3098316 | 5/22/2020 12:00:00 AM | Manufacturer#9 | Manufacturer#9 |  |  | 18 | 18 | 8.6 | 10 | Variable Speed Mini Split | AC-21563 | 1117.116 | 1.116 | 1.86 | 600 | 1116 | 92260 | SFM | 600.6 | 0.6 | 600 |  |  | 1116 |  |  |  | 0
51297 | 07/01/2020 | 11 |  |  | 3099227 | 5/14/2020 12:00:00 AM | Manufacturer#9 | Manufacturer#9 |  |  | 18 | 18 | 8.6 | 10 | Variable Speed Mini Split | AC-21563 | 1058.772 | -57.228 | 1.86 | 600 | 1116 | 92284 | SFM | 569.2323 | -30.7677 | 600 |  |  | 1116 |  |  |  | 0
51297 | 07/01/2020 | 12 |  |  | 3099276 | 5/27/2020 12:00:00 AM | Manufacturer#9 | Manufacturer#9 |  |  | 19.6 | 20 | 9.4 | 10 | Variable Speed Mini Split | AC-21563 | 2187 | 687 | 2.5 | 600 | 1500 | 92260 | SFM | 874.8 | 274.8 | 600 |  |  | 1500 |  |  |  | 0
51297 | 07/01/2020 | 13 |  |  | 3099664 | 5/20/2020 12:00:00 AM | Manufacturer#8 | Manufacturer#8 |  |  | 18 | 18 | 13 | 9.5 | Heat Pump | AC-21519 | 2809 | 1906 | 3.01 | 300 | 903 | 92372 | SFM | 933.2226 | 633.2226 | 300 |  |  | 903 |  |  |  | 0
51297 | 07/01/2020 | 14 |  |  | 3099664 | 5/20/2020 12:00:00 AM | Manufacturer#8 | Manufacturer#8 |  |  | 18 | 18 | 13 | 9.5 | Heat Pump | AC-21519 | 2809 | 1906 | 3.01 | 300 | 903 | 92372 | SFM | 933.2226 | 633.2226 | 300 |  |  | 903 |  |  |  | 0
51297 | 07/01/2020 | 15 |  |  | 3099941 | 5/18/2020 12:00:00 AM | Manufacturer#8 | Manufacturer#8 |  |  | 15 | 15 | 12.2 | 9 | Heat Pump | AC-21517 | 1762 | 892 | 2.9 | 300 | 870 | 90740 | SFM | 607.5862 | 307.5862 | 300 |  |  | 870 |  |  |  | 0
51297 | 07/01/2020 | 16 |  |  | 3100421 | 5/18/2020 12:00:00 AM | Manufacturer#9 | Manufacturer#9 |  |  | 19.2 | 20 | 9.4 | 11 | Variable Speed Mini Split | AC-21563 | 2374.216 | 604.216 | 2.95 | 600 | 1770 | 93108 | SFM | 804.819 | 204.819 | 600 |  |  | 1770 |  |  |  | 0
51297 | 07/01/2020 | 17 |  |  | 3100507 | 5/15/2020 12:00:00 AM | Manufacturer#9 | Manufacturer#9 |  |  | 19 | 19 | 10.6 | 10.6 | Variable Speed Mini Split | AC-21563 | 2126.799 | 710.799 | 2.36 | 600 | 1416 | 93001 | SFM | 901.186 | 301.186 | 600 |  |  | 1416 |  |  |  | 0
51297 | 07/01/2020 | 18 |  |  | 3100508 | 5/18/2020 12:00:00 AM | Manufacturer#9 | Manufacturer#9 |  |  | 21.6 | 22 | 13 | 11.7 | Variable Speed Mini Split | AC-21563 | 994.604 | 298.604 | 1.16 | 600 | 696 | 93101 | SFM | 857.4172 | 257.4172 | 600 |  |  | 696 |  |  |  | 0
51297 | 07/01/2020 | 19 |  |  | 3100618 | 5/20/2020 12:00:00 AM | Manufacturer#8 | Manufacturer#8 |  |  | 15 | 15 | 12.5 | 10 | Heat Pump | AC-21517 | 2245 | 1210 | 3.45 | 300 | 1035 | 92649 | SFM | 650.7246 | 350.7246 | 300 |  |  | 1035 |  |  |  | 0
51297 | 07/01/2020 | 20 |  |  | 3100666 | 5/26/2020 12:00:00 AM | Manufacturer#9 | Manufacturer#9 |  |  | 17 | 17 | 9.9 | 9 | Variable Speed Mini Split | AC-21561 | 568.64 | 168.64 | 1 | 400 | 400 | 90601 | SFM | 568.64 | 168.64 | 400 |  |  | 400 |  |  |  | 0
51297 | 07/01/2020 | 21 |  |  | 3100943 | 5/15/2020 12:00:00 AM | Manufacturer#9 | Manufacturer#9 |  |  | 18 | 18 | 10.5 | 10 | Variable Speed Mini Split | AC-21563 | 711 | -147 | 1.43 | 600 | 858 | 91724 | SFM | 497.2028 | -102.7972 | 600 |  |  | 858 |  |  |  | 0
51297 | 07/01/2020 | 22 |  |  | 3101099 | 5/18/2020 12:00:00 AM | Manufacturer#9 | Manufacturer#9 |  |  | 21 | 21 | 12.6 | 11.3 | Variable Speed Mini Split | AC-21563 | 1472.779 | 626.779 | 1.41 | 600 | 846 | 93004 | SFM | 1044.5241 | 444.5241 | 600 |  |  | 846 |  |  |  | 0
51297 | 07/01/2020 | 23 |  |  | 3101156 | 5/15/2020 12:00:00 AM | Manufacturer#9 | Manufacturer#9 |  |  | 21.6 | 22 | 13 | 11.7 | Variable Speed Mini Split | AC-21563 | 1142.908 | 446.908 | 1.16 | 600 | 696 | 92728 | SFM | 985.2655 | 385.2655 | 600 |  |  | 696 |  |  |  | 0
51298 | 06/19/2020 | 1 |  |  | 4270739 | 6/3/2020 12:00:00 AM | Manufacturer#14 | Manufacturer#14 |  |  | 20 | 20 | 11.05 | 11 | Variable Speed Mini Split | AC-21563 | 1150 | 250 | 1.5 | 600 | 900 | 92262 | SFM | 766.6667 | 166.6667 | 600 |  |  | 900 |  |  |  | 0
51298 | 06/19/2020 | 2 |  |  | 4275685 | 6/5/2020 12:00:00 AM | Manufacturer#14 | Manufacturer#14 |  |  | 18 | 18 | 10.5 | 9 | Variable Speed Mini Split | AC-21561 | 1183 | 451 | 1.83 | 400 | 732 | 90220 | SFM | 646.4481 | 246.4481 | 400 |  |  | 732 |  |  |  | 0
51298 | 06/19/2020 | 3 |  |  | 4276158 | 6/5/2020 12:00:00 AM | Manufacturer#14 | Manufacturer#14 |  |  | 18 | 18 | 10.5 | 9 | Variable Speed Mini Split | AC-21561 | 1183 | 451 | 1.83 | 400 | 732 | 92339 | SFM | 646.4481 | 246.4481 | 400 |  |  | 732 |  |  |  | 0
51298 | 06/19/2020 | 4 |  |  | 4278032 | 6/8/2020 12:00:00 AM | Manufacturer#14 | Manufacturer#14 |  |  | 22 | 22 | 13.6 | 9.5 | Variable Speed Mini Split | AC-21562 | 1178 | 678 | 1 | 500 | 500 | 90262 | SFM | 1178 | 678 | 500 |  |  | 500 |  |  |  | 0
51298 | 06/19/2020 | 5 |  |  | 4279479 | 6/8/2020 12:00:00 AM | Manufacturer#14 | Manufacturer#14 |  |  | 20 | 20 | 11.05 | 11 | Variable Speed Mini Split | AC-21563 | 1160 | 260 | 1.5 | 600 | 900 | 92399 | SFM | 773.3333 | 173.3333 | 600 |  |  | 900 |  |  |  | 0
51298 | 06/19/2020 | 6 |  |  | 4279479 | 6/8/2020 12:00:00 AM | Manufacturer#14 | Manufacturer#14 |  |  | 20 | 20 | 11.05 | 11 | Variable Speed Mini Split | AC-21563 | 1160 | 260 | 1.5 | 600 | 900 | 92399 | SFM | 773.3333 | 173.3333 | 600 |  |  | 900 |  |  |  | 0
51298 | 06/19/2020 | 7 |  |  | 4280545 | 6/8/2020 12:00:00 AM | Manufacturer#14 | Manufacturer#14 |  |  | 21.5 | 22 | 12.05 | 12 | Variable Speed Mini Split | AC-21563 | 924 | 324 | 1 | 600 | 600 | 92256 | SFM | 924 | 324 | 600 |  |  | 600 |  |  |  | 0
51298 | 06/19/2020 | 8 |  |  | 4281688 | 6/9/2020 12:00:00 AM | Manufacturer#14 | Manufacturer#14 |  |  | 20 | 20 | 11.05 | 11 | Variable Speed Mini Split | AC-21563 | 1026 | 126 | 1.5 | 600 | 900 | 90712 | SFM | 684 | 84 | 600 |  |  | 900 |  |  |  | 0
51298 | 06/19/2020 | 9 |  |  | 4825528 | 6/10/2020 12:00:00 AM | Manufacturer#14 | Manufacturer#14 |  |  | 20 | 20 | 11.05 | 11 | Variable Speed Mini Split | AC-21563 | 1026 | 126 | 1.5 | 600 | 900 | 91006 | SFM | 684 | 84 | 600 |  |  | 900 |  |  |  | 0
51298 | 06/19/2020 | 10 |  |  | 4285529 | 6/10/2020 12:00:00 AM | Manufacturer#14 | Manufacturer#14 |  |  | 20 | 20 | 11.05 | 11 | Variable Speed Mini Split | AC-21563 | 1026 | 126 | 1.5 | 600 | 900 | 93225 | SFM | 684 | 84 | 600 |  |  | 900 |  |  |  | 0
51298 | 06/19/2020 | 11 |  |  | 4285530 | 6/10/2020 12:00:00 AM | Manufacturer#14 | Manufacturer#14 |  |  | 20 | 20 | 11.05 | 11 | Variable Speed Mini Split | AC-21563 | 1026 | 126 | 1.5 | 600 | 900 | 91006 | SFM | 684 | 84 | 600 |  |  | 900 |  |  |  | 0
51298 | 06/19/2020 | 12 |  |  | 4287538 | 6/10/2020 12:00:00 AM | Manufacturer#15 | Manufacturer#15 |  |  | 15 | 15 | 12.5 | 9 | Heat Pump | AC-21517 | 2150 | 925 | 4.75 | 300 | 1425 | 90245 | SFM | 452.6316 | 194.7368 | 257.8947 |  |  | 1425 |  |  |  | 0
51298 | 06/19/2020 | 13 |  |  | 4289582 | 6/11/2020 12:00:00 AM | Manufacturer#14 | Manufacturer#14 |  |  | 20 | 20 | 12.75 | 9 | Variable Speed Mini Split | AC-21561 | 969 | 569 | 1 | 400 | 400 | 90712 | SFM | 969 | 569 | 400 |  |  | 400 |  |  |  | 0
51298 | 06/19/2020 | 14 |  |  | 4289977 | 6/11/2020 12:00:00 AM | Manufacturer#14 | Manufacturer#14 |  |  | 17 | 17 | 11.1 | 8.7 | Variable Speed Mini Split | AC-21560 | 1539 | 1116 | 1.41 | 300 | 423 | 90247 | SFM | 1091.4894 | 791.4894 | 300 |  |  | 423 |  |  |  | 0
51298 | 06/19/2020 | 15 |  |  | 4292921 | 6/12/2020 12:00:00 AM | Manufacturer#14 | Manufacturer#14 |  |  | 19.5 | 20 | 9.3 | 10 | Variable Speed Mini Split | AC-21563 | 3865 | 2269 | 2.66 | 600 | 1596 | 93021 | SFM | 1453.0075 | 853.0075 | 600 |  |  | 1596 |  |  |  | 0
51298 | 06/19/2020 | 16 |  |  | 4293112 | 6/12/2020 12:00:00 AM | Manufacturer#14 | Manufacturer#14 |  |  | 17 | 17 | 12.5 | 9 | Variable Speed Mini Split | AC-21561 | 744 | 444 | 0.75 | 400 | 300 | 90755 | SFM | 992 | 592 | 400 |  |  | 300 |  |  |  | 0
51298 | 06/19/2020 | 17 |  |  | 4294105 | 6/12/2020 12:00:00 AM | Manufacturer#14 | Manufacturer#14 |  |  | 18.4 | 19 | 10.15 | 9.6 | Variable Speed Mini Split | AC-21562 | 4010 | 2436 | 3.5 | 500 | 1750 | 90808 | SFM | 1145.7143 | 696 | 449.7143 |  |  | 1750 |  |  |  | 0
51298 | 06/19/2020 | 18 |  |  | 4294106 | 6/12/2020 12:00:00 AM | Manufacturer#14 | Manufacturer#14 |  |  | 18 | 18 | 9.6 | 9.7 | Variable Speed Mini Split | AC-21562 | 4150 | 2150 | 4 | 500 | 2000 | 90266 | SFM | 1037.5 | 537.5 | 500 |  |  | 2000 |  |  |  | 0
51299 | 07/01/2020 | 1 |  |  | 3096093 | 5/19/2020 12:00:00 AM | Manufacturer#9 | Manufacturer#9 |  |  | 19.7 | 20 | 9.2 | 10.3 | Variable Speed Mini Split | AC-21563 | 2365 | 343 | 3.37 | 600 | 2022 | 92284 | SFM | 701.7804 | 101.7804 | 600 |  |  | 2022 |  |  |  | 0
51299 | 07/01/2020 | 2 |  |  | 3101596 | 5/29/2020 12:00:00 AM | Manufacturer#9 | Manufacturer#9 |  |  | 18 | 18 | 9.9 | 10 | Variable Speed Mini Split | AC-21563 | 678.342 | 78.342 | 1 | 600 | 600 | 91790 | SFM | 678.342 | 78.342 | 600 |  |  | 600 |  |  |  | 0
51299 | 07/01/2020 | 3 |  |  | 3101596 | 5/29/2020 12:00:00 AM | Manufacturer#9 | Manufacturer#9 |  |  | 18 | 18 | 9.9 | 10 | Variable Speed Mini Split | AC-21563 | 678.342 | 78.342 | 1 | 600 | 600 | 91790 | SFM | 678.342 | 78.342 | 600 |  |  | 600 |  |  |  | 0
51299 | 07/01/2020 | 4 |  |  | 3101596 | 5/29/2020 12:00:00 AM | Manufacturer#9 | Manufacturer#9 |  |  | 18 | 18 | 9.9 | 10 | Variable Speed Mini Split | AC-21563 | 678.342 | 78.342 | 1 | 600 | 600 | 91790 | SFM | 678.342 | 78.342 | 600 |  |  | 600 |  |  |  | 0
51299 | 07/01/2020 | 5 |  |  | 3101700 | 5/19/2020 12:00:00 AM | Manufacturer#9 | Manufacturer#9 |  |  | 18 | 18 | 10.5 | 10 | Variable Speed Mini Split | AC-21563 | 987.2 | 129.2 | 1.43 | 600 | 858 | 92260 | SFM | 690.3497 | 90.3497 | 600 |  |  | 858 |  |  |  | 0
51299 | 07/01/2020 | 6 |  |  | 3102265 | 5/19/2020 12:00:00 AM | Manufacturer#9 | Manufacturer#9 |  |  | 18 | 18 | 12.5 | 10.4 | Variable Speed Mini Split | AC-21563 | 1603.583 | 403.583 | 2 | 600 | 1200 | 92234 | SFM | 801.7915 | 201.7915 | 600 |  |  | 1200 |  |  |  | 0
51299 | 07/01/2020 | 7 |  |  | 3102279 | 5/19/2020 12:00:00 AM | Manufacturer#9 | Manufacturer#9 |  |  | 19.7 | 20 | 9.2 | 10.3 | Variable Speed Mini Split | AC-21563 | 2883.858 | 861.858 | 3.37 | 600 | 2022 | 93003 | SFM | 855.7442 | 255.7442 | 600 |  |  | 2022 |  |  |  | 0
51299 | 07/01/2020 | 8 |  |  | 3102309 | 5/20/2020 12:00:00 AM | Manufacturer#9 | Manufacturer#9 |  |  | 19.2 | 20 | 9.4 | 11 | Variable Speed Mini Split | AC-21563 | 1947 | 177 | 2.95 | 600 | 1770 | 92284 | SFM | 660 | 60 | 600 |  |  | 1770 |  |  |  | 0
51299 | 07/01/2020 | 9 |  |  | 3102418 | 5/19/2020 12:00:00 AM | Manufacturer#9 | Manufacturer#9 |  |  | 19.1 | 20 | 10 | 10.8 | Variable Speed Mini Split | AC-21563 | 2270.56 | 770.56 | 2.5 | 600 | 1500 | 92270 | SFM | 908.224 | 308.224 | 600 |  |  | 1500 |  |  |  | 0
51299 | 07/01/2020 | 10 |  |  | 3102457 | 5/20/2020 12:00:00 AM | Manufacturer#9 | Manufacturer#9 |  |  | 19.2 | 20 | 9.4 | 11 | Variable Speed Mini Split | AC-21563 | 2099 | 329 | 2.95 | 600 | 1770 | 92284 | SFM | 711.5254 | 111.5254 | 600 |  |  | 1770 |  |  |  | 0
51299 | 07/01/2020 | 11 |  |  | 3102828 | 5/29/2020 12:00:00 AM | Manufacturer#9 | Manufacturer#9 |  |  | 19 | 19 | 10.6 | 10.6 | Variable Speed Mini Split | AC-21563 | 2126.799 | 710.799 | 2.36 | 600 | 1416 | 92260 | SFM | 901.186 | 301.186 | 600 |  |  | 1416 |  |  |  | 0
51299 | 07/01/2020 | 12 |  |  | 3103619 | 5/21/2020 12:00:00 AM | Manufacturer#8 | Manufacturer#8 |  |  | 16 | 16 | 12 | 9 | Heat Pump | AC-21518 | 3447 | 2085 | 4.54 | 300 | 1362 | 92262 | SFM | 759.2511 | 459.2511 | 300 |  |  | 1362 |  |  |  | 0
51299 | 07/01/2020 | 13 |  |  | 3103768 | 5/21/2020 12:00:00 AM | Manufacturer#9 | Manufacturer#9 |  |  | 23.1 | 24 | 13 | 12.5 | Variable Speed Mini Split | AC-21563 | 784 | 184 | 1 | 600 | 600 | 92264 | SFM | 784 | 184 | 600 |  |  | 600 |  |  |  | 0
51299 | 07/01/2020 | 14 |  |  | 3103818 | 5/26/2020 12:00:00 AM | Manufacturer#9 | Manufacturer#9 |  |  | 20.5 | 21 | 13.4 | 11.2 | Variable Speed Mini Split | AC-21563 | 1033 | 133 | 1.5 | 600 | 900 | 92252 | SFM | 688.6667 | 88.6667 | 600 |  |  | 900 |  |  |  | 0
51299 | 07/01/2020 | 15 |  |  | 3103877 | 5/20/2020 12:00:00 AM | Manufacturer#9 | Manufacturer#9 |  |  | 20.5 | 21 | 12.5 | 10 | Variable Speed Mini Split | AC-21563 | 1423.419 | 307.419 | 1.86 | 600 | 1116 | 92264 | SFM | 765.279 | 165.279 | 600 |  |  | 1116 |  |  |  | 0
51299 | 07/01/2020 | 16 |  |  | 3104257 | 5/21/2020 12:00:00 AM | Manufacturer#9 | Manufacturer#9 |  |  | 18 | 18 | 10.5 | 10 | Variable Speed Mini Split | AC-21563 | 987.2 | 129.2 | 1.43 | 600 | 858 | 92285 | SFM | 690.3497 | 90.3497 | 600 |  |  | 858 |  |  |  | 0
51299 | 07/01/2020 | 17 |  |  | 3104366 | 5/20/2020 12:00:00 AM | Manufacturer#8 | Manufacturer#8 |  |  | 17 | 17 | 12.5 | 9 | Heat Pump | AC-21518 | 2887 | 1726 | 3.87 | 300 | 1161 | 92262 | SFM | 745.9948 | 445.9948 | 300 |  |  | 1161 |  |  |  | 0
51299 | 07/01/2020 | 18 |  |  | 3104538 | 5/20/2020 12:00:00 AM | Manufacturer#9 | Manufacturer#9 |  |  | 20.5 | 21 | 12.5 | 10 | Variable Speed Mini Split | AC-21563 | 1423.419 | 307.419 | 1.86 | 600 | 1116 | 93004 | SFM | 765.279 | 165.279 | 600 |  |  | 1116 |  |  |  | 0
51299 | 07/01/2020 | 19 |  |  | 3104695 | 5/21/2020 12:00:00 AM | Manufacturer#9 | Manufacturer#9 |  |  | 19.7 | 20 | 9.2 | 10.3 | Variable Speed Mini Split | AC-21563 | 2883.858 | 861.858 | 3.37 | 600 | 2022 | 93023 | SFM | 855.7442 | 255.7442 | 600 |  |  | 2022 |  |  |  | 0
51299 | 07/01/2020 | 20 |  |  | 3104963 | 5/22/2020 12:00:00 AM | Manufacturer#9 | Manufacturer#9 |  |  | 18 | 18 | 12.5 | 10.4 | Variable Speed Mini Split | AC-21563 | 1603.583 | 403.583 | 2 | 600 | 1200 | 93004 | SFM | 801.7915 | 201.7915 | 600 |  |  | 1200 |  |  |  | 0
51299 | 07/01/2020 | 21 |  |  | 3104963 | 5/22/2020 12:00:00 AM | Manufacturer#9 | Manufacturer#9 |  |  | 16 | 16 | 9.4 | 11.6 | Variable Speed Mini Split | AC-21561 | 2094.715 | 994.715 | 2.75 | 400 | 1100 | 93004 | SFM | 761.7145 | 361.7145 | 400 |  |  | 1100 |  |  |  | 0
51299 | 07/01/2020 | 22 |  |  | 3105530 | 5/26/2020 12:00:00 AM | Manufacturer#9 | Manufacturer#9 |  |  | 19.7 | 20 | 9.2 | 10.3 | Variable Speed Mini Split | AC-21563 | 2365 | 343 | 3.37 | 600 | 2022 | 92252 | SFM | 701.7804 | 101.7804 | 600 |  |  | 2022 |  |  |  | 0
51299 | 07/01/2020 | 23 |  |  | 3105709 | 5/26/2020 12:00:00 AM | Manufacturer#9 | Manufacturer#9 |  |  | 16 | 16 | 9.4 | 11.6 | Variable Speed Mini Split | AC-21561 | 2152.43 | 1052.43 | 2.75 | 400 | 1100 | 92660 | SFM | 782.7018 | 382.7018 | 400 |  |  | 1100 |  |  |  | 0
51299 | 07/01/2020 | 24 |  |  | 3105709 | 5/26/2020 12:00:00 AM | Manufacturer#9 | Manufacturer#9 |  |  | 16 | 16 | 9.4 | 11.6 | Variable Speed Mini Split | AC-21561 | 2152.43 | 1052.43 | 2.75 | 400 | 1100 | 92660 | SFM | 782.7018 | 382.7018 | 400 |  |  | 1100 |  |  |  | 0
51299 | 07/01/2020 | 25 |  |  | 3106195 | 5/26/2020 12:00:00 AM | Manufacturer#9 | Manufacturer#9 |  |  | 16 | 16 | 8 | 8.5 | Variable Speed Mini Split | AC-21560 | 727.92 | 169.92 | 1.86 | 300 | 558 | 90063 | SFM | 391.3548 | 91.3548 | 300 |  |  | 558 |  |  |  | 0
51300 | 06/19/2020 | 1 |  |  | 4251446 | 5/26/2020 12:00:00 AM | Manufacturer#14 | Manufacturer#14 |  |  | 20 | 20 | 11.05 | 11 | Variable Speed Mini Split | AC-21563 | 1150 | 260 | 1.5 | 600 | 900 | 92256 | SFM | 766.6667 | 173.3333 | 593.3333 |  |  | 900 |  |  |  | 0
51300 | 06/19/2020 | 2 |  |  | 4252446 | 5/26/2020 12:00:00 AM | Manufacturer#15 | Manufacturer#15 |  |  | 16 | 16 | 13 | 9 | Heat Pump | AC-21518 | 2254 | 1354 | 3.01 | 300 | 903 | 90808 | SFM | 748.8372 | 449.8339 | 299.0033 |  |  | 903 |  |  |  | 0
51300 | 06/19/2020 | 3 |  |  | 4254496 | 5/27/2020 12:00:00 AM | Manufacturer#14 | Manufacturer#14 |  |  | 18 | 18 | 10.5 | 9 | Variable Speed Mini Split | AC-21561 | 1141 | 409 | 1.83 | 400 | 732 | 92262 | SFM | 623.4973 | 223.4973 | 400 |  |  | 732 |  |  |  | 0
51300 | 06/19/2020 | 4 |  |  | 4251445 | 5/26/2020 12:00:00 AM | Manufacturer#14 | Manufacturer#14 |  |  | 20 | 20 | 11.05 | 11 | Variable Speed Mini Split | AC-21563 | 1150 | 260 | 1.5 | 600 | 900 | 92262 | SFM | 766.6667 | 173.3333 | 593.3333 |  |  | 900 |  |  |  | 0
51300 | 06/19/2020 | 5 |  |  | 4258066 | 5/28/2020 12:00:00 AM | Manufacturer#14 | Manufacturer#14 |  |  | 20 | 20 | 11.05 | 11 | Variable Speed Mini Split | AC-21563 | 1150 | 260 | 1.5 | 600 | 900 | 92562 | SFM | 766.6667 | 173.3333 | 593.3333 |  |  | 900 |  |  |  | 0
51300 | 06/19/2020 | 6 |  |  | 4258067 | 5/28/2020 12:00:00 AM | Manufacturer#14 | Manufacturer#14 |  |  | 20 | 20 | 11.05 | 11 | Variable Speed Mini Split | AC-21563 | 1150 | 260 | 1.5 | 600 | 900 | 92562 | SFM | 766.6667 | 173.3333 | 593.3333 |  |  | 900 |  |  |  | 0
51300 | 06/19/2020 | 7 |  |  | 4258068 | 5/28/2020 12:00:00 AM | Manufacturer#14 | Manufacturer#14 |  |  | 21.5 | 22 | 12.05 | 12 | Variable Speed Mini Split | AC-21563 | 787 | 187 | 1 | 600 | 600 | 92562 | SFM | 787 | 187 | 600 |  |  | 600 |  |  |  | 0
51300 | 06/19/2020 | 8 |  |  | 4258068 | 5/28/2020 12:00:00 AM | Manufacturer#14 | Manufacturer#14 |  |  | 20 | 20 | 11.05 | 11 | Variable Speed Mini Split | AC-21563 | 1026 | 126 | 1.5 | 600 | 900 | 92562 | SFM | 684 | 84 | 600 |  |  | 900 |  |  |  | 0
51300 | 06/19/2020 | 9 |  |  | 4258068 | 5/28/2020 12:00:00 AM | Manufacturer#14 | Manufacturer#14 |  |  | 20 | 20 | 11.05 | 11 | Variable Speed Mini Split | AC-21563 | 1026 | 126 | 1.5 | 600 | 900 | 92562 | SFM | 684 | 84 | 600 |  |  | 900 |  |  |  | 0
51300 | 06/19/2020 | 10 |  |  | 4260853 | 5/29/2020 12:00:00 AM | Manufacturer#14 | Manufacturer#14 |  |  | 21 | 21 | 14.05 | 10 | Variable Speed Mini Split | AC-21563 | 1069 | 619 | 0.75 | 600 | 450 | 93105 | SFM | 1425.3333 | 825.3333 | 600 |  |  | 450 |  |  |  | 0
51300 | 06/19/2020 | 11 |  |  | 4265329 | 6/2/2020 12:00:00 AM | Manufacturer#14 | Manufacturer#14 |  |  | 21.5 | 22 | 12.05 | 12 | Variable Speed Mini Split | AC-21563 | 924 | 324 | 1 | 600 | 600 | 92234 | SFM | 924 | 324 | 600 |  |  | 600 |  |  |  | 0
51300 | 06/19/2020 | 12 |  |  | 4265653 | 6/2/2020 12:00:00 AM | Manufacturer#14 | Manufacturer#14 |  |  | 18 | 18 | 10.5 | 9 | Variable Speed Mini Split | AC-21561 | 1141 | 409 | 1.83 | 400 | 732 | 92590 | SFM | 623.4973 | 223.4973 | 400 |  |  | 732 |  |  |  | 0
51300 | 06/19/2020 | 13 |  |  | 4265653 | 6/2/2020 12:00:00 AM | Manufacturer#14 | Manufacturer#14 |  |  | 21.5 | 22 | 12.05 | 12 | Variable Speed Mini Split | AC-21563 | 787 | 187 | 1 | 600 | 600 | 92590 | SFM | 787 | 187 | 600 |  |  | 600 |  |  |  | 0
51300 | 06/19/2020 | 14 |  |  | 4268624 | 6/2/2020 12:00:00 AM | Manufacturer#9 | Manufacturer#9 |  |  | 17.8 | 18 | 11.1 | 10.7 | Variable Speed Mini Split | AC-21562 | 3627 | 1127 | 5 | 500 | 2500 | 93023 | SFM | 725.4 | 225.4 | 500 |  |  | 2500 |  |  |  | 0
51300 | 06/19/2020 | 15 |  |  | 4268625 | 6/2/2020 12:00:00 AM | Manufacturer#9 | Manufacturer#9 |  |  | 22.6 | 23 | 12.2 | 12 | Variable Speed Mini Split | AC-21563 | 2950 | 550 | 4 | 600 | 2400 | 93023 | SFM | 737.5 | 137.5 | 600 |  |  | 2400 |  |  |  | 0
51300 | 06/19/2020 | 16 |  |  | 4269740 | 6/3/2020 12:00:00 AM | Manufacturer#14 | Manufacturer#14 |  |  | 20 | 20 | 11.05 | 11 | Variable Speed Mini Split | AC-21563 | 1568 | 668 | 1.5 | 600 | 900 | 92382 | SFM | 1045.3333 | 445.3333 | 600 |  |  | 900 |  |  |  | 0
51300 | 06/19/2020 | 17 |  |  | 4269740 | 6/3/2020 12:00:00 AM | Manufacturer#14 | Manufacturer#14 |  |  | 20 | 20 | 11.05 | 11 | Variable Speed Mini Split | AC-21563 | 1568 | 668 | 1.5 | 600 | 900 | 92382 | SFM | 1045.3333 | 445.3333 | 600 |  |  | 900 |  |  |  | 0
51300 | 06/19/2020 | 18 |  |  | 4270740 | 6/3/2020 12:00:00 AM | Manufacturer#14 | Manufacturer#14 |  |  | 20 | 20 | 11.05 | 11 | Variable Speed Mini Split | AC-21563 | 1568 | 668 | 1.5 | 600 | 900 | 92262 | SFM | 1045.3333 | 445.3333 | 600 |  |  | 900 |  |  |  | 0
51300 | 06/19/2020 | 19 |  |  | 4270742 | 6/3/2020 12:00:00 AM | Manufacturer#14 | Manufacturer#14 |  |  | 18 | 18 | 10.5 | 9 | Variable Speed Mini Split | AC-21561 | 1141 | 409 | 1.83 | 400 | 732 | 92262 | SFM | 623.4973 | 223.4973 | 400 |  |  | 732 |  |  |  | 0
51300 | 06/19/2020 | 20 |  |  | 4269740 | 6/3/2020 12:00:00 AM | Manufacturer#14 | Manufacturer#14 |  |  | 18 | 18 | 10.5 | 9 | Variable Speed Mini Split | AC-21561 | 1141 | 409 | 1.83 | 400 | 732 | 92321 | SFM | 623.4973 | 223.4973 | 400 |  |  | 732 |  |  |  | 0
51300 | 06/19/2020 | 21 |  |  | 4271651 | 6/3/2020 12:00:00 AM | Manufacturer#14 | Manufacturer#14 |  |  | 18 | 18 | 10.5 | 9 | Variable Speed Mini Split | AC-21561 | 1141 | 409 | 1.83 | 400 | 732 | 92585 | SFM | 623.4973 | 223.4973 | 400 |  |  | 732 |  |  |  | 0
51300 | 06/19/2020 | 22 |  |  | 4271942 | 6/4/2020 12:00:00 AM | Manufacturer#14 | Manufacturer#14 |  |  | 21 | 21 | 13 | 10 | Variable Speed Mini Split | AC-21563 | 1108 | 208 | 1.5 | 600 | 900 | 91011 | SFM | 738.6667 | 138.6667 | 600 |  |  | 900 |  |  |  | 0
51300 | 06/19/2020 | 23 |  |  | 4273273 | 6/4/2020 12:00:00 AM | Manufacturer#14 | Manufacturer#14 |  |  | 19.7 | 20 | 9.55 | 10.3 | Variable Speed Mini Split | AC-21563 | 4539 | 2193 | 3.91 | 600 | 2346 | 93062 | SFM | 1160.8696 | 560.8696 | 600 |  |  | 2346 |  |  |  | 0
51300 | 06/19/2020 | 24 |  |  | 4275138 | 6/5/2020 12:00:00 AM | Manufacturer#14 | Manufacturer#14 |  |  | 21.5 | 22 | 12.05 | 12 | Variable Speed Mini Split | AC-21563 | 763 | 63 | 1 | 600 | 600 | 91016 | SFM | 763 | 63 | 700 |  |  | 600 |  |  |  | 0
51301 | 07/01/2020 | 1 |  |  | 3106201 | 5/22/2020 12:00:00 AM | Manufacturer#9 | Manufacturer#9 |  |  | 19.2 | 20 | 9.4 | 11 | Variable Speed Mini Split | AC-21563 | 2099 | 2099 | 2.95 | 600 | 1770 | 90032 | SFM | 711.5254 | 711.5254 | 0 |  |  | 1770 |  |  |  | 0
51301 | 07/01/2020 | 2 |  |  | 3106253 | 5/26/2020 12:00:00 AM | Manufacturer#9 | Manufacturer#9 |  |  | 21.6 | 22 | 13 | 11.7 | Variable Speed Mini Split | AC-21563 | 994.604 | 994.604 | 1.16 | 600 | 696 | 91214 | SFM | 857.4172 | 857.4172 | 0 |  |  | 696 |  |  |  | 0
51301 | 07/01/2020 | 3 |  |  | 3106602 | 5/26/2020 12:00:00 AM | Manufacturer#9 | Manufacturer#9 |  |  | 19.2 | 20 | 9.4 | 11 | Variable Speed Mini Split | AC-21563 | 2374.216 | 2374.216 | 2.95 | 600 | 1770 | 90274 | SFM | 804.819 | 804.819 | 0 |  |  | 1770 |  |  |  | 0
51301 | 07/01/2020 | 4 |  |  | 3106609 | 5/26/2020 12:00:00 AM | Manufacturer#9 | Manufacturer#9 |  |  | 19 | 19 | 10.6 | 10.6 | Variable Speed Mini Split | AC-21563 | 2126.799 | 2126.799 | 2.36 | 600 | 1416 | 90277 | SFM | 901.186 | 901.186 | 0 |  |  | 1416 |  |  |  | 0
51301 | 07/01/2020 | 5 |  |  | 3107180 | 5/27/2020 12:00:00 AM | Manufacturer#8 | Manufacturer#8 |  |  | 16 | 16 | 13 | 9 | Heat Pump | AC-21518 | 1933 | 1933 | 2.9 | 300 | 870 | 91784 | SFM | 666.5517 | 666.5517 | 0 |  |  | 870 |  |  |  | 0
51301 | 07/01/2020 | 6 |  |  | 3107395 | 5/27/2020 12:00:00 AM | Manufacturer#9 | Manufacturer#9 |  |  | 18 | 18 | 8.6 | 10 | Variable Speed Mini Split | AC-21563 | 1058.772 | 1058.772 | 1.86 | 600 | 1116 | 92284 | SFM | 569.2323 | 569.2323 | 0 |  |  | 1116 |  |  |  | 0
51301 | 07/01/2020 | 7 |  |  | 3107396 | 5/28/2020 12:00:00 AM | Manufacturer#9 | Manufacturer#9 |  |  | 17 | 17 | 12 | 9 | Variable Speed Mini Split | AC-21561 | 457 | 457 | 0.75 | 400 | 300 | 92679 | SFM | 609.3333 | 609.3333 | 0 |  |  | 300 |  |  |  | 0
51301 | 07/01/2020 | 8 |  |  | 3107446 | 5/28/2020 12:00:00 AM | Manufacturer#9 | Manufacturer#9 |  |  | 19 | 19 | 10.6 | 10.6 | Variable Speed Mini Split | AC-21563 | 1670 | 1670 | 2.36 | 600 | 1416 | 92637 | SFM | 707.6271 | 707.6271 | 0 |  |  | 1416 |  |  |  | 0
51301 | 07/01/2020 | 9 |  |  | 3107447 | 5/28/2020 12:00:00 AM | Manufacturer#9 | Manufacturer#9 |  |  | 19 | 19 | 10.6 | 10.6 | Variable Speed Mini Split | AC-21563 | 1670 | 1670 | 2.36 | 600 | 1416 | 92780 | SFM | 707.6271 | 707.6271 | 0 |  |  | 1416 |  |  |  | 0
51301 | 07/01/2020 | 10 |  |  | 3107500 | 5/27/2020 12:00:00 AM | Manufacturer#9 | Manufacturer#9 |  |  | 20 | 20 | 13.6 | 9.8 | Variable Speed Mini Split | AC-21563 | 1672 | 1672 | 1.83 | 600 | 1098 | 92252 | SFM | 913.6612 | 913.6612 | 0 |  |  | 1098 |  |  |  | 0
51301 | 07/01/2020 | 11 |  |  | 3107601 | 5/28/2020 12:00:00 AM | Manufacturer#9 | Manufacturer#9 |  |  | 17.4 | 18 | 12.5 | 10.5 | Variable Speed Mini Split | AC-21562 | 3164 | 3164 | 5 | 500 | 2500 | 92345 | SFM | 632.8 | 632.8 | 0 |  |  | 2500 |  |  |  | 0
51301 | 07/01/2020 | 12 |  |  | 3107822 | 5/27/2020 12:00:00 AM | Manufacturer#9 | Manufacturer#9 |  |  | 19.2 | 20 | 9.4 | 11 | Variable Speed Mini Split | AC-21563 | 2439.632 | 2439.632 | 2.95 | 600 | 1770 | 92627 | SFM | 826.9939 | 826.9939 | 0 |  |  | 1770 |  |  |  | 0
51301 | 07/01/2020 | 13 |  |  | 3107846 | 5/27/2020 12:00:00 AM | Manufacturer#8 | Manufacturer#8 |  |  | 16 | 16 | 13 | 9 | Heat Pump | AC-21518 | 1864 | 1864 | 2.01 | 300 | 603 | 92262 | SFM | 927.3632 | 927.3632 | 0 |  |  | 603 |  |  |  | 0
51301 | 07/01/2020 | 14 |  |  | 3108031 | 5/27/2020 12:00:00 AM | Manufacturer#9 | Manufacturer#9 |  |  | 18 | 18 | 10.5 | 10 | Variable Speed Mini Split | AC-21563 | 1041.6 | 1041.6 | 1.43 | 600 | 858 | 91789 | SFM | 728.3916 | 728.3916 | 0 |  |  | 858 |  |  |  | 0
51301 | 07/01/2020 | 15 |  |  | 3108064 | 5/29/2020 12:00:00 AM | Manufacturer#9 | Manufacturer#9 |  |  | 22.3 | 23 | 12.5 | 12.4 | Variable Speed Mini Split | AC-21563 | 1498.602 | 1498.602 | 1.5 | 600 | 900 | 92264 | SFM | 999.068 | 999.068 | 0 |  |  | 900 |  |  |  | 0
51301 | 07/01/2020 | 16 |  |  | 3108336 | 5/28/2020 12:00:00 AM | Manufacturer#9 | Manufacturer#9 |  |  | 18 | 18 | 9.9 | 10 | Variable Speed Mini Split | AC-21563 | 678.342 | 678.342 | 1 | 600 | 600 | 91776 | SFM | 678.342 | 678.342 | 0 |  |  | 600 |  |  |  | 0
51301 | 07/01/2020 | 17 |  |  | 3108796 | 5/27/2020 12:00:00 AM | Manufacturer#9 | Manufacturer#9 |  |  | 17 | 17 | 12 | 9 | Variable Speed Mini Split | AC-21561 | 538.25 | 538.25 | 0.75 | 400 | 300 | 90230 | SFM | 717.6667 | 717.6667 | 0 |  |  | 300 |  |  |  | 0
51301 | 07/01/2020 | 18 |  |  | 3109026 | 5/28/2020 12:00:00 AM | Manufacturer#9 | Manufacturer#9 |  |  | 20 | 20 | 13.6 | 9.8 | Variable Speed Mini Split | AC-21563 | 1791 | 1791 | 1.83 | 600 | 1098 | 92264 | SFM | 978.6885 | 978.6885 | 0 |  |  | 1098 |  |  |  | 0
51301 | 07/01/2020 | 19 |  |  | 3109136 | 5/28/2020 12:00:00 AM | Manufacturer#8 | Manufacturer#8 |  |  | 18 | 18 | 12.5 | 10 | Heat Pump | AC-21520 | 3864 | 3864 | 4.5 | 300 | 1350 | 92886 | SFM | 858.6667 | 858.6667 | 0 |  |  | 1350 |  |  |  | 0
51301 | 07/01/2020 | 20 |  |  | 3109235 | 5/28/2020 12:00:00 AM | Manufacturer#9 | Manufacturer#9 |  |  | 18 | 18 | 8.6 | 10 | Variable Speed Mini Split | AC-21563 | 1058.772 | 1058.772 | 1.86 | 600 | 1116 | 92252 | SFM | 569.2323 | 569.2323 | 0 |  |  | 1116 |  |  |  | 0
51301 | 07/01/2020 | 21 |  |  | 3109674 | 5/29/2020 12:00:00 AM | Manufacturer#8 | Manufacturer#8 |  |  | 15 | 15 | 12.2 | 9 | Heat Pump | AC-21517 | 1886 | 1886 | 2.9 | 300 | 870 | 90404 | SFM | 650.3448 | 650.3448 | 0 |  |  | 870 |  |  |  | 0
51301 | 07/01/2020 | 22 |  |  | 3109700 | 5/28/2020 12:00:00 AM | Manufacturer#8 | Manufacturer#8 |  |  | 18 | 18 | 11.5 | 9 | Heat Pump | AC-21518 | 3125 | 3125 | 2.76 | 300 | 828 | 92584 | SFM | 1132.2464 | 1132.2464 | 0 |  |  | 828 |  |  |  | 0
51303 | 07/01/2020 | 1 |  |  | 3110042 | 5/29/2020 12:00:00 AM | Manufacturer#9 | Manufacturer#9 |  |  | 19 | 19 | 10.6 | 10.6 | Variable Speed Mini Split | AC-21563 | 1463.596 | 47.596 | 2.36 | 600 | 1416 | 92284 | SFM | 620.1678 | 20.1678 | 600 |  |  | 1416 |  |  |  | 0
51303 | 07/01/2020 | 2 |  |  | 3110042 | 5/29/2020 12:00:00 AM | Manufacturer#9 | Manufacturer#9 |  |  | 19.7 | 20 | 9.2 | 10.3 | Variable Speed Mini Split | AC-21563 | 1985.995 | -36.005 | 3.37 | 600 | 2022 | 92284 | SFM | 589.316 | -10.684 | 600 |  |  | 2022 |  |  |  | 0
51303 | 07/01/2020 | 3 |  |  | 3110064 | 5/29/2020 12:00:00 AM | Manufacturer#8 | Manufacturer#8 |  |  | 19 | 19 | 11.7 | 9 | Heat Pump | AC-21518 | 4069 | 2920 | 3.83 | 300 | 1149 | 92630 | SFM | 1062.4021 | 762.4021 | 300 |  |  | 1149 |  |  |  | 0
51303 | 07/01/2020 | 4 |  |  | 3110095 | 5/29/2020 12:00:00 AM | Manufacturer#8 | Manufacturer#8 |  |  | 18.5 | 19 | 11.5 | 9.6 | Heat Pump | AC-21519 | 3717 | 2544 | 3.91 | 300 | 1173 | 92679 | SFM | 950.6394 | 650.6394 | 300 |  |  | 1173 |  |  |  | 0
51303 | 07/01/2020 | 5 |  |  | 3110095 | 5/29/2020 12:00:00 AM | Manufacturer#8 | Manufacturer#8 |  |  | 18.5 | 19 | 11.5 | 9.6 | Heat Pump | AC-21519 | 3717 | 2544 | 3.91 | 300 | 1173 | 92679 | SFM | 950.6394 | 650.6394 | 300 |  |  | 1173 |  |  |  | 0
51303 | 07/01/2020 | 6 |  |  | 3110492 | 5/29/2020 12:00:00 AM | Manufacturer#8 | Manufacturer#8 |  |  | 15 | 15 | 12.5 | 9 | Heat Pump | AC-21517 | 2636 | 1211 | 4.75 | 300 | 1425 | 92210 | SFM | 554.9474 | 254.9474 | 300 |  |  | 1425 |  |  |  | 0
51303 | 07/01/2020 | 7 |  |  | 3111452 | 5/29/2020 12:00:00 AM | Manufacturer#9 | Manufacturer#9 |  |  | 19.2 | 20 | 9.4 | 11 | Variable Speed Mini Split | AC-21563 | 2374.216 | 604.216 | 2.95 | 600 | 1770 | 90254 | SFM | 804.819 | 204.819 | 600 |  |  | 1770 |  |  |  | 0
51303 | 07/01/2020 | 8 |  |  | 3111504 | 5/29/2020 12:00:00 AM | Manufacturer#9 | Manufacturer#9 |  |  | 19 | 19 | 10.6 | 10.6 | Variable Speed Mini Split | AC-21563 | 2126.799 | 710.799 | 2.36 | 600 | 1416 | 90266 | SFM | 901.186 | 301.186 | 600 |  |  | 1416 |  |  |  | 0
51303 | 07/01/2020 | 9 |  |  | 3111616 | 5/29/2020 12:00:00 AM | Manufacturer#8 | Manufacturer#8 |  |  | 17 | 17 | 12 | 9.5 | Heat Pump | AC-21519 | 3155 | 1943 | 4.04 | 300 | 1212 | 92660 | SFM | 780.9406 | 480.9406 | 300 |  |  | 1212 |  |  |  | 0
51303 | 07/01/2020 | 10 |  |  | 3112108 | 5/29/2020 12:00:00 AM | Manufacturer#9 | Manufacturer#9 |  |  | 20.5 | 21 | 12.5 | 10 | Variable Speed Mini Split | AC-21563 | 1318 | 202 | 1.86 | 600 | 1116 | 92270 | SFM | 708.6022 | 108.6022 | 600 |  |  | 1116 |  |  |  | 0
51303 | 07/01/2020 | 11 |  |  | 3112980 | 5/29/2020 12:00:00 AM | Manufacturer#9 | Manufacturer#9 |  |  | 18 | 18 | 8.6 | 10 | Variable Speed Mini Split | AC-21563 | 827 | -289 | 1.86 | 600 | 1116 | 92880 | SFM | 444.6237 | -155.3763 | 600 |  |  | 1116 |  |  |  | 0
51303 | 07/01/2020 | 12 |  |  | 3112980 | 5/29/2020 12:00:00 AM | Manufacturer#9 | Manufacturer#9 |  |  | 18 | 18 | 8.6 | 10 | Variable Speed Mini Split | AC-21563 | 827 | -289 | 1.86 | 600 | 1116 | 92880 | SFM | 444.6237 | -155.3763 | 600 |  |  | 1116 |  |  |  | 0
51303 | 07/01/2020 | 13 |  |  | 3113136 | 5/29/2020 12:00:00 AM | Manufacturer#9 | Manufacturer#9 |  |  | 20 | 20 | 12.7 | 10 | Variable Speed Mini Split | AC-21563 | 1451.73 | 551.73 | 1.5 | 600 | 900 | 92805 | SFM | 967.82 | 367.82 | 600 |  |  | 900 |  |  |  | 0
51303 | 07/01/2020 | 14 |  |  | 3113286 | 5/29/2020 12:00:00 AM | Manufacturer#9 | Manufacturer#9 |  |  | 18 | 18 | 8.6 | 10 | Variable Speed Mini Split | AC-21563 | 827 | -289 | 1.86 | 600 | 1116 | 92880 | SFM | 444.6237 | -155.3763 | 600 |  |  | 1116 |  |  |  | 0
51303 | 07/01/2020 | 15 |  |  | 3113286 | 5/29/2020 12:00:00 AM | Manufacturer#9 | Manufacturer#9 |  |  | 18 | 18 | 8.6 | 10 | Variable Speed Mini Split | AC-21563 | 827 | -289 | 1.86 | 600 | 1116 | 92880 | SFM | 444.6237 | -155.3763 | 600 |  |  | 1116 |  |  |  | 0
51303 | 07/01/2020 | 16 |  |  |  | 5/7/2020 12:00:00 AM | Manufacturer#9 | Manufacturer#9 |  |  | 19.7 | 20 | 9.2 | 10.3 | Variable Speed Mini Split | AC-21563 | 3042.774 | 1020.774 | 3.37 | 600 | 2022 | 90740 | SFM | 902.9003 | 302.9003 | 600 |  |  | 2022 |  |  |  | 0
51303 | 07/01/2020 | 17 |  |  |  | 5/7/2020 12:00:00 AM | Manufacturer#9 | Manufacturer#9 |  |  | 24.6 | 25 | 15.4 | 12.8 | Variable Speed Mini Split | AC-21563 | 804.636 | 354.636 | 0.75 | 600 | 450 | 90740 | SFM | 1072.848 | 472.848 | 600 |  |  | 450 |  |  |  | 0
51303 | 07/01/2020 | 18 |  |  |  | 5/8/2020 12:00:00 AM | Manufacturer#9 | Manufacturer#9 |  |  | 18 | 18 | 12.5 | 10.4 | Variable Speed Mini Split | AC-21563 | 1691.949 | 491.949 | 2 | 600 | 1200 | 91020 | SFM | 845.9745 | 245.9745 | 600 |  |  | 1200 |  |  |  | 0
51303 | 07/01/2020 | 19 |  |  |  | 5/22/2020 12:00:00 AM | Manufacturer#8 | Manufacturer#8 |  |  | 18 | 18 | 12 | 9.5 | Heat Pump | AC-21519 | 3495 | 2346 | 3.83 | 300 | 1149 | 91030 | SFM | 912.5326 | 612.5326 | 300 |  |  | 1149 |  |  |  | 0
51303 | 07/01/2020 | 20 |  |  |  | 5/7/2020 12:00:00 AM | Manufacturer#9 | Manufacturer#9 |  |  | 20 | 20 | 13.6 | 9.8 | Variable Speed Mini Split | AC-21563 | 1543.98 | 445.98 | 1.83 | 600 | 1098 | 90715 | SFM | 843.7049 | 243.7049 | 600 |  |  | 1098 |  |  |  | 0
51303 | 07/01/2020 | 21 |  |  |  | 5/13/2020 12:00:00 AM | Manufacturer#9 | Manufacturer#9 |  |  | 17 | 17 | 12 | 9 | Variable Speed Mini Split | AC-21561 | 538.25 | 238.25 | 0.75 | 400 | 300 | 92801 | SFM | 717.6667 | 317.6667 | 400 |  |  | 300 |  |  |  | 0
51303 | 07/01/2020 | 22 |  |  |  | 5/21/2020 12:00:00 AM | Manufacturer#9 | Manufacturer#9 |  |  | 19.2 | 20 | 9.4 | 11 | Variable Speed Mini Split | AC-21563 | 2647.424 | 877.424 | 2.95 | 600 | 1770 | 92701 | SFM | 897.4319 | 297.4319 | 600 |  |  | 1770 |  |  |  | 0
51303 | 07/01/2020 | 23 |  |  |  | 5/26/2020 12:00:00 AM | Manufacturer#9 | Manufacturer#9 |  |  | 16 | 16 | 10 | 9 | Variable Speed Mini Split | AC-21561 | 629.22 | 57.22 | 1.43 | 400 | 572 | 92807 | SFM | 440.014 | 40.014 | 400 |  |  | 572 |  |  |  | 0
51303 | 07/01/2020 | 24 |  |  |  | 5/22/2020 12:00:00 AM | Manufacturer#9 | Manufacturer#9 |  |  | 17 | 17 | 9.9 | 9 | Variable Speed Mini Split | AC-21561 | 568.64 | 168.64 | 1 | 400 | 400 | 92869 | SFM | 568.64 | 168.64 | 400 |  |  | 400 |  |  |  | 0
51303 | 07/01/2020 | 25 |  |  |  | 5/27/2020 12:00:00 AM | Manufacturer#9 | Manufacturer#9 |  |  | 20 | 20 | 13.6 | 9.8 | Variable Speed Mini Split | AC-21563 | 1995.315 | 897.315 | 1.83 | 600 | 1098 | 92618 | SFM | 1090.3361 | 490.3361 | 600 |  |  | 1098 |  |  |  | 0
51304 | 07/10/2020 | 10 |  |  | CG229435 | 5/5/2020 12:00:00 AM | Manufacturer#9 | Manufacturer#9 |  |  | 20.5 | 21 | 13.4 | 11.2 | Variable Speed Mini Split | AC-21563 | 1404.896 | 504.896 | 1.5 | 600 | 900 | 91801 | SFM | 936.5973 | 336.5973 | 600 |  |  | 900 |  |  |  | 0
51304 | 07/10/2020 | 11 |  |  | CG232026 | 5/8/2020 12:00:00 AM | Manufacturer#9 | Manufacturer#9 |  |  | 23.1 | 24 | 13 | 12.5 | Variable Speed Mini Split | AC-21563 | 923.296 | 323.296 | 1 | 600 | 600 | 90063 | SFM | 923.296 | 323.296 | 600 |  |  | 600 |  |  |  | 0
51304 | 07/10/2020 | 12 |  |  | CG234403-1 | 5/26/2020 12:00:00 AM | Manufacturer#9 | Manufacturer#9 |  |  | 18 | 18 | 9.9 | 10 | Variable Speed Mini Split | AC-21563 | 678.342 | 78.342 | 1 | 600 | 600 | 91750 | SFM | 678.342 | 78.342 | 600 |  |  | 600 |  |  |  | 0
51304 | 07/10/2020 | 13 |  |  | CG234403-1 | 5/26/2020 12:00:00 AM | Manufacturer#9 | Manufacturer#9 |  |  | 18 | 18 | 9.9 | 10 | Variable Speed Mini Split | AC-21563 | 678.342 | 78.342 | 1 | 600 | 600 | 91750 | SFM | 678.342 | 78.342 | 600 |  |  | 600 |  |  |  | 0
51304 | 07/10/2020 | 14 |  |  | CG237152 | 5/22/2020 12:00:00 AM | Manufacturer#9 | Manufacturer#9 |  |  | 16 | 16 | 9 | 8.5 | Variable Speed Mini Split | AC-21560 | 438.44 | 138.44 | 1 | 300 | 300 | 91042 | SFM | 438.44 | 138.44 | 300 |  |  | 300 |  |  |  | 0
51304 | 07/10/2020 | 15 |  |  | CG237184-1 | 5/20/2020 12:00:00 AM | Manufacturer#9 | Manufacturer#9 |  |  | 18 | 18 | 8.6 | 10 | Variable Speed Mini Split | AC-21563 | 867.13 | -248.87 | 1.86 | 600 | 1116 | 91733 | SFM | 466.1989 | -133.8011 | 600 |  |  | 1116 |  |  |  | 0
51304 | 07/10/2020 | 16 |  |  | CG238268 | 5/22/2020 12:00:00 AM | Manufacturer#9 | Manufacturer#9 |  |  | 17 | 17 | 9.9 | 9 | Variable Speed Mini Split | AC-21561 | 568.64 | 168.64 | 1 | 400 | 400 | 91105 | SFM | 568.64 | 168.64 | 400 |  |  | 400 |  |  |  | 0
51304 | 07/10/2020 | 17 |  |  | CG238294 | 5/22/2020 12:00:00 AM | Manufacturer#9 | Manufacturer#9 |  |  | 23.1 | 24 | 13 | 12.5 | Variable Speed Mini Split | AC-21563 | 923.296 | 323.296 | 1 | 600 | 600 | 91105 | SFM | 923.296 | 323.296 | 600 |  |  | 600 |  |  |  | 0
51304 | 07/10/2020 | 18 |  |  | CG239160-1 | 5/27/2020 12:00:00 AM | Manufacturer#9 | Manufacturer#9 |  |  | 18 | 18 | 9.9 | 10 | Variable Speed Mini Split | AC-21563 | 678.342 | 78.342 | 1 | 600 | 600 | 91007 | SFM | 678.342 | 78.342 | 600 |  |  | 600 |  |  |  | 0
51304 | 07/10/2020 | 19 |  |  | CG239160-1 | 5/27/2020 12:00:00 AM | Manufacturer#9 | Manufacturer#9 |  |  | 18 | 18 | 9.9 | 10 | Variable Speed Mini Split | AC-21563 | 678.342 | 78.342 | 1 | 600 | 600 | 91007 | SFM | 678.342 | 78.342 | 600 |  |  | 600 |  |  |  | 0
51304 | 07/10/2020 | 20 |  |  | CG239162-1 | 5/27/2020 12:00:00 AM | Manufacturer#9 | Manufacturer#9 |  |  | 18 | 18 | 9.9 | 10 | Variable Speed Mini Split | AC-21563 | 678.342 | 78.342 | 1 | 600 | 600 | 91710 | SFM | 678.342 | 78.342 | 600 |  |  | 600 |  |  |  | 0
51304 | 07/10/2020 | 21 |  |  | CG239162-1 | 5/27/2020 12:00:00 AM | Manufacturer#9 | Manufacturer#9 |  |  | 18 | 18 | 9.9 | 10 | Variable Speed Mini Split | AC-21563 | 678.342 | 78.342 | 1 | 600 | 600 | 91710 | SFM | 678.342 | 78.342 | 600 |  |  | 600 |  |  |  | 0
51304 | 07/10/2020 | 22 |  |  | CG241013 | 5/29/2020 12:00:00 AM | Manufacturer#9 | Manufacturer#9 |  |  | 18 | 18 | 9.9 | 10 | Variable Speed Mini Split | AC-21563 | 738.778 | 138.778 | 1 | 600 | 600 | 91104 | SFM | 738.778 | 138.778 | 600 |  |  | 600 |  |  |  | 0
51304 | 07/10/2020 | 23 |  |  | CJ228632 | 5/3/2020 12:00:00 AM | Manufacturer#9 | Manufacturer#9 |  |  | 18 | 18 | 10.5 | 10 | Variable Speed Mini Split | AC-21563 | 826.07 | -31.93 | 1.43 | 600 | 858 | 92562 | SFM | 577.6713 | -22.3287 | 600 |  |  | 858 |  |  |  | 0
51304 | 07/10/2020 | 24 |  |  | CR229053 | 5/4/2020 12:00:00 AM | Manufacturer#9 | Manufacturer#9 |  |  | 19.2 | 20 | 9.4 | 11 | Variable Speed Mini Split | AC-21563 | 2505.048 | 735.048 | 2.95 | 600 | 1770 | 91739 | SFM | 849.1688 | 249.1688 | 600 |  |  | 1770 |  |  |  | 0
51304 | 07/10/2020 | 25 |  |  | CR231730 | 5/8/2020 12:00:00 AM | Manufacturer#9 | Manufacturer#9 |  |  | 23.1 | 24 | 13 | 12.5 | Variable Speed Mini Split | AC-21563 | 951.478 | 351.478 | 1 | 600 | 600 | 92881 | SFM | 951.478 | 351.478 | 600 |  |  | 600 |  |  |  | 0
51304 | 07/10/2020 | 1 |  |  | CA241463 | 5/29/2020 12:00:00 AM | Manufacturer#9 | Manufacturer#9 |  |  | 18 | 18 | 10.5 | 10 | Variable Speed Mini Split | AC-21563 | 1014.4 | 156.4 | 1.43 | 600 | 858 | 92805 | SFM | 709.3706 | 109.3706 | 600 |  |  | 858 |  |  |  | 0
51304 | 07/10/2020 | 2 |  |  | CC234533-1 | 5/19/2020 12:00:00 AM | Manufacturer#9 | Manufacturer#9 |  |  | 19 | 19 | 10.6 | 10.6 | Variable Speed Mini Split | AC-21563 | 2443.923 | 1027.923 | 2.36 | 600 | 1416 | 91711 | SFM | 1035.5606 | 435.5606 | 600 |  |  | 1416 |  |  |  | 0
51304 | 07/10/2020 | 3 |  |  | CC234533-1 | 5/19/2020 12:00:00 AM | Manufacturer#9 | Manufacturer#9 |  |  | 19.2 | 20 | 9.4 | 11 | Variable Speed Mini Split | AC-21563 | 2728.232 | 958.232 | 2.95 | 600 | 1770 | 91711 | SFM | 924.8244 | 324.8244 | 600 |  |  | 1770 |  |  |  | 0
51304 | 07/10/2020 | 4 |  |  | CD227415 | 5/1/2020 12:00:00 AM | Manufacturer#8 | Manufacturer#8 |  |  | 18 | 18 | 12.5 | 10 | Heat Pump | AC-21520 | 3864 | 2514 | 4.5 | 300 | 1350 | 92211 | SFM | 858.6667 | 558.6667 | 300 |  |  | 1350 |  |  |  | 0
51304 | 07/10/2020 | 5 |  |  | CD228031 | 5/1/2020 12:00:00 AM | Manufacturer#9 | Manufacturer#9 |  |  | 19.6 | 20 | 9.4 | 10 | Variable Speed Mini Split | AC-21563 | 2296.05 | 796.05 | 2.5 | 600 | 1500 | 92210 | SFM | 918.42 | 318.42 | 600 |  |  | 1500 |  |  |  | 0
51304 | 07/10/2020 | 6 |  |  | CD237352 | 5/20/2020 12:00:00 AM | Manufacturer#9 | Manufacturer#9 |  |  | 20.5 | 21 | 12.5 | 10 | Variable Speed Mini Split | AC-21563 | 1501.857 | 385.857 | 1.86 | 600 | 1116 | 92240 | SFM | 807.45 | 207.45 | 600 |  |  | 1116 |  |  |  | 0
51304 | 07/10/2020 | 7 |  |  | CD237352 | 5/20/2020 12:00:00 AM | Manufacturer#9 | Manufacturer#9 |  |  | 20.5 | 21 | 12.5 | 10 | Variable Speed Mini Split | AC-21563 | 1501.857 | 385.857 | 1.86 | 600 | 1116 | 92240 | SFM | 807.45 | 207.45 | 600 |  |  | 1116 |  |  |  | 0
51304 | 07/10/2020 | 8 |  |  | CD239242 | 5/22/2020 12:00:00 AM | Manufacturer#8 | Manufacturer#8 |  |  | 15 | 15 | 12.2 | 9 | Heat Pump | AC-21517 | 1886 | 1016 | 2.9 | 300 | 870 | 92211 | SFM | 650.3448 | 350.3448 | 300 |  |  | 870 |  |  |  | 0
51304 | 07/10/2020 | 9 |  |  | CG229209 | 5/11/2020 12:00:00 AM | Manufacturer#9 | Manufacturer#9 |  |  | 18 | 18 | 10.5 | 10 | Variable Speed Mini Split | AC-21563 | 1041.6 | 183.6 | 1.43 | 600 | 858 | 91780 | SFM | 728.3916 | 128.3916 | 600 |  |  | 858 |  |  |  | 0
51305 | 07/01/2020 | 1 |  |  | CR232056 | 5/15/2020 12:00:00 AM | Manufacturer#9 | Manufacturer#9 |  |  | 19.2 | 20 | 9.4 | 11 | Variable Speed Mini Split | AC-21563 | 2505.048 | 735.048 | 2.95 | 600 | 1770 | 91731 | SFM | 849.1688 | 249.1688 | 600 |  |  | 1770 |  |  |  | 0
51305 | 07/01/2020 | 2 |  |  | CS230110 | 5/6/2020 12:00:00 AM | Manufacturer#9 | Manufacturer#9 |  |  | 23.1 | 24 | 13 | 12.5 | Variable Speed Mini Split | AC-21563 | 923.296 | 323.296 | 1 | 600 | 600 | 91790 | SFM | 923.296 | 323.296 | 600 |  |  | 600 |  |  |  | 0
51305 | 07/01/2020 | 3 |  |  | CS237307 | 5/21/2020 12:00:00 AM | Manufacturer#9 | Manufacturer#9 |  |  | 16 | 16 | 10 | 9 | Variable Speed Mini Split | AC-21561 | 629.22 | 57.22 | 1.43 | 400 | 572 | 91741 | SFM | 440.014 | 40.014 | 400 |  |  | 572 |  |  |  | 0
51305 | 07/01/2020 | 4 |  |  | CS238141 | 5/21/2020 12:00:00 AM | Manufacturer#9 | Manufacturer#9 |  |  | 16 | 16 | 8 | 8.5 | Variable Speed Mini Split | AC-21560 | 727.92 | 169.92 | 1.86 | 300 | 558 | 90717 | SFM | 391.3548 | 91.3548 | 300 |  |  | 558 |  |  |  | 0
51305 | 07/01/2020 | 5 |  |  | CS238883 | 5/26/2020 12:00:00 AM | Manufacturer#9 | Manufacturer#9 |  |  | 17 | 17 | 9.9 | 9 | Variable Speed Mini Split | AC-21561 | 568.64 | 168.64 | 1 | 400 | 400 | 91732 | SFM | 568.64 | 168.64 | 400 |  |  | 400 |  |  |  | 0
51305 | 07/01/2020 | 6 |  |  | CW228578 | 5/8/2020 12:00:00 AM | Manufacturer#9 | Manufacturer#9 |  |  | 22.3 | 23 | 12.5 | 12.4 | Variable Speed Mini Split | AC-21563 | 1498.602 | 598.602 | 1.5 | 600 | 900 | 90265 | SFM | 999.068 | 399.068 | 600 |  |  | 900 |  |  |  | 0
51305 | 07/01/2020 | 7 |  |  | CX231976 | 5/8/2020 12:00:00 AM | Manufacturer#9 | Manufacturer#9 |  |  | 22 | 22 | 13.3 | 11.4 | Variable Speed Mini Split | AC-21563 | 1075.553 | 475.553 | 1 | 600 | 600 | 91776 | SFM | 1075.553 | 475.553 | 600 |  |  | 600 |  |  |  | 0
51305 | 07/01/2020 | 8 |  |  | CY228645 | 5/4/2020 12:00:00 AM | Manufacturer#9 | Manufacturer#9 |  |  | 20 | 20 | 12.7 | 10 | Variable Speed Mini Split | AC-21563 | 1375.91 | 475.91 | 1.5 | 600 | 900 | 92264 | SFM | 917.2733 | 317.2733 | 600 |  |  | 900 |  |  |  | 0
51305 | 07/01/2020 | 9 |  |  | CY228723 | 5/6/2020 12:00:00 AM | Manufacturer#9 | Manufacturer#9 |  |  | 23.1 | 24 | 13 | 12.5 | Variable Speed Mini Split | AC-21563 | 828.014 | 228.014 | 1 | 600 | 600 | 92264 | SFM | 828.014 | 228.014 | 600 |  |  | 600 |  |  |  | 0
51305 | 07/01/2020 | 10 |  |  | CY229584 | 5/6/2020 12:00:00 AM | Manufacturer#9 | Manufacturer#9 |  |  | 23.1 | 24 | 13 | 12.5 | Variable Speed Mini Split | AC-21563 | 828.014 | 228.014 | 1 | 600 | 600 | 92264 | SFM | 828.014 | 228.014 | 600 |  |  | 600 |  |  |  | 0
51305 | 07/01/2020 | 11 |  |  | CY231214 | 5/11/2020 12:00:00 AM | Manufacturer#9 | Manufacturer#9 |  |  | 20.5 | 21 | 13.4 | 11.2 | Variable Speed Mini Split | AC-21563 | 1259.914 | 359.914 | 1.5 | 600 | 900 | 92264 | SFM | 839.9427 | 239.9427 | 600 |  |  | 900 |  |  |  | 0
51305 | 07/01/2020 | 12 |  |  | CY233029 | 5/14/2020 12:00:00 AM | Manufacturer#8 | Manufacturer#8 |  |  | 18 | 18 | 12 | 9.5 | Heat Pump | AC-21519 | 3079 | 1918 | 3.87 | 300 | 1161 | 92270 | SFM | 795.6072 | 495.6072 | 300 |  |  | 1161 |  |  |  | 0
51305 | 07/01/2020 | 13 |  |  | CY233695 | 5/20/2020 12:00:00 AM | Manufacturer#9 | Manufacturer#9 |  |  | 18 | 18 | 8.6 | 10 | Variable Speed Mini Split | AC-21563 | 1117.116 | 1.116 | 1.86 | 600 | 1116 | 92270 | SFM | 600.6 | 0.6 | 600 |  |  | 1116 |  |  |  | 0
51305 | 07/01/2020 | 14 |  |  | CY234974 | 5/18/2020 12:00:00 AM | Manufacturer#9 | Manufacturer#9 |  |  | 20.5 | 21 | 12.5 | 10 | Variable Speed Mini Split | AC-21563 | 1423.419 | 307.419 | 1.86 | 600 | 1116 | 92270 | SFM | 765.279 | 165.279 | 600 |  |  | 1116 |  |  |  | 0
51305 | 07/01/2020 | 15 |  |  | CY235964 | 5/20/2020 12:00:00 AM | Manufacturer#9 | Manufacturer#9 |  |  | 18 | 18 | 8.6 | 10 | Variable Speed Mini Split | AC-21563 | 1117.116 | 1.116 | 1.86 | 600 | 1116 | 92234 | SFM | 600.6 | 0.6 | 600 |  |  | 1116 |  |  |  | 0
51305 | 07/01/2020 | 16 |  |  | CY236428 | 5/22/2020 12:00:00 AM | Manufacturer#8 | Manufacturer#8 |  |  | 16 | 16 | 13 | 9 | Heat Pump | AC-21518 | 1933 | 1063 | 2.9 | 300 | 870 | 92264 | SFM | 666.5517 | 366.5517 | 300 |  |  | 870 |  |  |  | 0
51305 | 07/01/2020 | 17 |  |  | CY236947 | 5/21/2020 12:00:00 AM | Manufacturer#9 | Manufacturer#9 |  |  | 18 | 18 | 13.2 | 12.6 | Variable Speed Mini Split | AC-21563 | 1632.118 | 732.118 | 1.5 | 600 | 900 | 92264 | SFM | 1088.0787 | 488.0787 | 600 |  |  | 900 |  |  |  | 0
51305 | 07/01/2020 | 18 |  |  | CY239174 | 5/29/2020 12:00:00 AM | Manufacturer#9 | Manufacturer#9 |  |  | 20.5 | 21 | 13.4 | 11.2 | Variable Speed Mini Split | AC-21563 | 1259.914 | 359.914 | 1.5 | 600 | 900 | 92210 | SFM | 839.9427 | 239.9427 | 600 |  |  | 900 |  |  |  | 0
51305 | 07/01/2020 | 19 |  |  | CZ201902 | 5/8/2020 12:00:00 AM | Manufacturer#9 | Manufacturer#9 |  |  | 19.2 | 20 | 9.4 | 11 | Variable Speed Mini Split | AC-21563 | 2374.216 | 604.216 | 2.95 | 600 | 1770 | 90265 | SFM | 804.819 | 204.819 | 600 |  |  | 1770 |  |  |  | 0
51305 | 07/01/2020 | 20 |  |  | CZ233987 | 5/13/2020 12:00:00 AM | Manufacturer#9 | Manufacturer#9 |  |  | 18 | 18 | 12 | 10 | Variable Speed Mini Split | AC-21563 | 789.143 | 93.143 | 1.16 | 600 | 696 | 90274 | SFM | 680.2957 | 80.2957 | 600 |  |  | 696 |  |  |  | 0
51305 | 07/01/2020 | 21 |  |  | CZ239942 | 5/27/2020 12:00:00 AM | Manufacturer#9 | Manufacturer#9 |  |  | 20 | 20 | 12.7 | 10 | Variable Speed Mini Split | AC-21563 | 1375.91 | 475.91 | 1.5 | 600 | 900 | 90405 | SFM | 917.2733 | 317.2733 | 600 |  |  | 900 |  |  |  | 0
51305 | 07/01/2020 | 22 |  |  | R088403 | 5/6/2020 12:00:00 AM | Manufacturer#9 | Manufacturer#9 |  |  | 28.2 | 29 | 15.8 | 13 | Variable Speed Mini Split | AC-21563 | 1029.231 | 579.231 | 0.75 | 600 | 450 | 92352 | SFM | 1372.308 | 772.308 | 600 |  |  | 450 |  |  |  | 0
51305 | 07/01/2020 | 23 |  |  | R088403 | 5/6/2020 12:00:00 AM | Manufacturer#9 | Manufacturer#9 |  |  | 28.2 | 29 | 15.8 | 13 | Variable Speed Mini Split | AC-21563 | 1029.231 | 579.231 | 0.75 | 600 | 450 | 92352 | SFM | 1372.308 | 772.308 | 600 |  |  | 450 |  |  |  | 0
51305 | 07/01/2020 | 24 |  |  | WD092085 | 5/5/2020 12:00:00 AM | Manufacturer#9 | Manufacturer#9 |  |  | 18 | 18 | 10.5 | 10 | Variable Speed Mini Split | AC-21563 | 987.2 | 129.2 | 1.43 | 600 | 858 | 92260 | SFM | 690.3497 | 90.3497 | 600 |  |  | 858 |  |  |  | 0
51307 | 07/10/2020 | 11 |  |  | WX092947 | 5/15/2020 12:00:00 AM | Manufacturer#9 | Manufacturer#9 |  |  | 20.5 | 21 | 12.5 | 10 | Variable Speed Mini Split | AC-21563 | 1258 | 142 | 1.86 | 600 | 1116 | 91024 | SFM | 676.3441 | 76.3441 | 600 |  |  | 1116 |  |  |  | 0
51307 | 07/10/2020 | 12 |  |  | WX092892 | 5/14/2020 12:00:00 AM | Manufacturer#9 | Manufacturer#9 |  |  | 18 | 18 | 12 | 10 | Variable Speed Mini Split | AC-21563 | 592.937 | 142.937 | 0.75 | 600 | 450 | 91745 | SFM | 790.5827 | 190.5827 | 600 |  |  | 450 |  |  |  | 0
51307 | 07/10/2020 | 13 |  |  | WX092904 | 5/14/2020 12:00:00 AM | Manufacturer#9 | Manufacturer#9 |  |  | 18 | 18 | 12 | 10 | Variable Speed Mini Split | AC-21563 | 592.937 | 142.937 | 0.75 | 600 | 450 | 91024 | SFM | 790.5827 | 190.5827 | 600 |  |  | 450 |  |  |  | 0
51307 | 07/10/2020 | 14 |  |  | WL091967 | 5/5/2020 12:00:00 AM | Manufacturer#9 | Manufacturer#9 |  |  | 18 | 18 | 10.5 | 10 | Variable Speed Mini Split | AC-21563 | 1100.8 | 242.8 | 1.43 | 600 | 858 | 93001 | SFM | 769.7902 | 169.7902 | 600 |  |  | 858 |  |  |  | 0
51307 | 07/10/2020 | 15 |  |  | WX093112 | 5/18/2020 12:00:00 AM | Manufacturer#9 | Manufacturer#9 |  |  | 20 | 20 | 12.7 | 10 | Variable Speed Mini Split | AC-21563 | 1216 | 316 | 1.5 | 600 | 900 | 91016 | SFM | 810.6667 | 210.6667 | 600 |  |  | 900 |  |  |  | 0
51307 | 07/10/2020 | 16 |  |  | WX092443 | 5/7/2020 12:00:00 AM | Manufacturer#9 | Manufacturer#9 |  |  | 19.2 | 20 | 9.4 | 11 | Variable Speed Mini Split | AC-21563 | 2099 | 329 | 2.95 | 600 | 1770 | 91740 | SFM | 711.5254 | 111.5254 | 600 |  |  | 1770 |  |  |  | 0
51307 | 07/10/2020 | 17 |  |  | WX093111 | 5/18/2020 12:00:00 AM | Manufacturer#9 | Manufacturer#9 |  |  | 19.7 | 20 | 9.2 | 10.3 | Variable Speed Mini Split | AC-21563 | 2549 | 527 | 3.37 | 600 | 2022 | 91711 | SFM | 756.3798 | 156.3798 | 600 |  |  | 2022 |  |  |  | 0
51307 | 07/10/2020 | 1 |  |  | WY091838 | 5/22/2020 12:00:00 AM | Manufacturer#8 | Manufacturer#8 |  |  | 16.5 | 17 | 13 | 9.6 | Heat Pump | AC-21518 | 2166 | 1005 | 3.87 | 300 | 1161 | 92262 | SFM | 559.6899 | 259.6899 | 300 |  |  | 1161 |  |  |  | 0
51307 | 07/10/2020 | 2 |  |  | WF093635 | 5/29/2020 12:00:00 AM | Manufacturer#8 | Manufacturer#8 |  |  | 18 | 18 | 11.5 | 9 | Heat Pump | AC-21518 | 2942 | 2114 | 2.76 | 300 | 828 | 93265 | SFM | 1065.942 | 765.942 | 300 |  |  | 828 |  |  |  | 0
51307 | 07/10/2020 | 3 |  |  | WF093635 | 5/29/2020 12:00:00 AM | Manufacturer#8 | Manufacturer#8 |  |  | 18 | 18 | 13 | 10 | Heat Pump | AC-21520 | 2942 | 2069 | 2.91 | 300 | 873 | 93265 | SFM | 1010.9966 | 710.9966 | 300 |  |  | 873 |  |  |  | 0
51307 | 07/10/2020 | 4 |  |  | WX093257 | 5/20/2020 12:00:00 AM | Manufacturer#8 | Manufacturer#8 |  |  | 18 | 18 | 12.5 | 10 | Heat Pump | AC-21520 | 3495 | 2322 | 3.91 | 300 | 1173 | 91766 | SFM | 893.8619 | 593.8619 | 300 |  |  | 1173 |  |  |  | 0
51307 | 07/10/2020 | 5 |  |  | WX092157 | 5/5/2020 12:00:00 AM | Manufacturer#9 | Manufacturer#9 |  |  | 23.1 | 24 | 13 | 12.5 | Variable Speed Mini Split | AC-21563 | 828.014 | 228.014 | 1 | 600 | 600 | 91731 | SFM | 828.014 | 228.014 | 600 |  |  | 600 |  |  |  | 0
51307 | 07/10/2020 | 6 |  |  | WJ092651 | 5/11/2020 12:00:00 AM | Manufacturer#9 | Manufacturer#9 |  |  | 20.5 | 21 | 13.4 | 11.2 | Variable Speed Mini Split | AC-21563 | 1114 | 214 | 1.5 | 600 | 900 | 92352 | SFM | 742.6667 | 142.6667 | 600 |  |  | 900 |  |  |  | 0
51307 | 07/10/2020 | 7 |  |  | WJ092651 | 5/11/2020 12:00:00 AM | Manufacturer#9 | Manufacturer#9 |  |  | 20.5 | 21 | 13.4 | 11.2 | Variable Speed Mini Split | AC-21563 | 1114 | 214 | 1.5 | 600 | 900 | 92352 | SFM | 742.6667 | 142.6667 | 600 |  |  | 900 |  |  |  | 0
51307 | 07/10/2020 | 8 |  |  | WX093363 | 5/21/2020 12:00:00 AM | Manufacturer#9 | Manufacturer#9 |  |  | 20.5 | 21 | 13.4 | 11.2 | Variable Speed Mini Split | AC-21563 | 1114 | 214 | 1.5 | 600 | 900 | 91104 | SFM | 742.6667 | 142.6667 | 600 |  |  | 900 |  |  |  | 0
51307 | 07/10/2020 | 9 |  |  | WX093771 | 5/28/2020 12:00:00 AM | Manufacturer#9 | Manufacturer#9 |  |  | 20.5 | 21 | 13.4 | 11.2 | Variable Speed Mini Split | AC-21563 | 1114 | 214 | 1.5 | 600 | 900 | 91108 | SFM | 742.6667 | 142.6667 | 600 |  |  | 900 |  |  |  | 0
51307 | 07/10/2020 | 10 |  |  | WX092891 | 5/14/2020 12:00:00 AM | Manufacturer#9 | Manufacturer#9 |  |  | 20.5 | 21 | 12.5 | 10 | Variable Speed Mini Split | AC-21563 | 1258 | 142 | 1.86 | 600 | 1116 | 91030 | SFM | 676.3441 | 76.3441 | 600 |  |  | 1116 |  |  |  | 0
51308 | 08/12/2020 | 1 |  |  | 3094467 | 5/13/2020 12:00:00 AM | Manufacturer#8 | Manufacturer#8 |  |  | 15 | 15 | 12.5 | 9 | Heat Pump | AC-21517 | 2163 | 738 | 4.75 | 300 | 1425 | 92211 | SFM | 455.3684 | 155.3684 | 300 |  |  | 1425 |  |  |  | 0
51308 | 08/12/2020 | 2 |  |  | 3095482 | 5/13/2020 12:00:00 AM | Manufacturer#8 | Manufacturer#8 |  |  | 15 | 15 | 12.2 | 9 | Heat Pump | AC-21517 | 1762 | 892 | 2.9 | 300 | 870 | 92688 | SFM | 607.5862 | 307.5862 | 300 |  |  | 870 |  |  |  | 0
51308 | 08/12/2020 | 3 |  |  | 3095490 | 5/11/2020 12:00:00 AM | Manufacturer#9 | Manufacturer#9 |  |  | 21.6 | 22 | 13 | 11.7 | Variable Speed Mini Split | AC-21563 | 994.604 | 298.604 | 1.16 | 600 | 696 | 93023 | SFM | 857.4172 | 257.4172 | 600 |  |  | 696 |  |  |  | 0
51308 | 08/12/2020 | 4 |  |  | 3096614 | 5/12/2020 12:00:00 AM | Manufacturer#17 | Manufacturer#17 |  |  | 15 | 15 | 12.5 | 9 | Heat Pump | AC-21517 | 2459.78 | 1010.78 | 4.83 | 300 | 1449 | 92262 | SFM | 509.2712 | 209.2712 | 300 |  |  | 1449 |  |  |  | 0
51308 | 08/12/2020 | 5 |  |  | 3096641 | 5/14/2020 12:00:00 AM | Manufacturer#17 | Manufacturer#17 |  |  | 16 | 16 | 12.5 | 9 | Heat Pump | AC-21518 | 2684.65 | 1511.65 | 3.91 | 300 | 1173 | 92252 | SFM | 686.6113 | 386.6113 | 300 |  |  | 1173 |  |  |  | 0
51308 | 08/12/2020 | 6 |  |  | 3100874 | 5/20/2020 12:00:00 AM | Manufacturer#17 | Manufacturer#17 |  |  | 15 | 15 | 12.5 | 9 | Heat Pump | AC-21517 | 2137.19 | 964.19 | 3.91 | 300 | 1173 | 92240 | SFM | 546.5959 | 246.5959 | 300 |  |  | 1173 |  |  |  | 0
51308 | 08/12/2020 | 7 |  |  | 3108486 | 5/28/2020 12:00:00 AM | Manufacturer#17 | Manufacturer#17 |  |  | 15 | 15 | 12.5 | 9 | Heat Pump | AC-21517 | 1840.4 | 985.4 | 2.85 | 300 | 855 | 92234 | SFM | 645.7544 | 345.7544 | 300 |  |  | 855 |  |  |  | 0
51308 | 08/12/2020 | 8 |  |  | CY242148 | 5/29/2020 12:00:00 AM | Manufacturer#17 | Manufacturer#17 |  |  | 16 | 16 | 12.5 | 9 | Heat Pump | AC-21518 | 2832.8 | 1407.8 | 4.75 | 300 | 1425 | 92284 | SFM | 596.3789 | 296.3789 | 300 |  |  | 1425 |  |  |  | 0
51319 | 07/01/2020 | 2 |  |  | BE55922 | 6/12/2020 12:00:00 AM | Manufacturer#18 | Manufacturer#18 |  |  | 21.5 | 22 | 12.5 | 11 | Variable Speed Mini Split | AC-21563 | 1872.21 | 672.21 | 1.83 | 600 | 1098 | 91768 | SFM | 1023.0656 | 367.3279 | 655.7377 | Yes | 3900 | 4998 | 3713.0289 | 1284.9711 | 1840.8189 | 98.32% | Distributor Invoice to Contractor; Install Cost
51319 | 07/01/2020 | 3 |  |  | BF33461 | 6/19/2020 12:00:00 AM | Manufacturer#18 | Manufacturer#18 |  |  | 21.5 | 22 | 12.6 | 10.2 | Variable Speed Mini Split | AC-21563 | 1709.03 | 809.03 | 1.5 |  | 900 | 91214 | SFM | 1139.3533 | 539.3533 | 600 | Yes | 3550 | 4450 | 3396.745 | 1053.255 | 1687.715 | 98.75% | Not Itemized; Install Cost | Contractor#1 | 2020-06-24
51319 | 07/01/2020 | 4 |  |  | BE55342 | 6/10/2020 12:00:00 AM | Manufacturer#18 | Manufacturer#18 |  |  | 20.5 | 21 | 11.4 | 11 | Multi Split Heat Pump | AC-21563 | 4390 | 1390 | 5 | 600 | 3000 | 90405 | SFM | 878 | 278 | 600 | Yes | 7500 | 10500 | 7500 | 0 | 6110 | 139.2% | Not Itemized; Multi Split Heat Pump; Material Cost | Contractor#1 | 2020-06-19
51319 | 07/01/2020 | 5 |  |  | BE28143 | 6/15/2020 12:00:00 AM | Manufacturer#19 | Manufacturer#19 |  |  | 17.5 | 18 | 11.6 | 9.5 | Heat Pump | AC-21519 | 3454.2 | 2590.2 | 2.88 | 300 | 864 | 90210 | SFM | 1199.375 | 899.375 | 300 | Yes | 16250 | 17114 | 15091.7504 | 2022.2496 | 11637.5504 | 336.9% | Not Itemized; Install Cost in the Invoice for 2 systems | Contractor#1 | 2020-06-18
51319 | 07/01/2020 | 6 |  |  | BE28143 | 6/15/2020 12:00:00 AM | Manufacturer#19 | Manufacturer#19 |  |  | 17.5 | 18 | 11.6 | 9.5 | Heat Pump | AC-21519 | 3454.2 | 2590.2 | 2.88 | 300 | 864 | 90210 | SFM | 1199.375 | 899.375 | 300 | Yes | 16250 | 17114 | 15091.7504 | 2022.2496 | 11637.5504 | 336.9% | Not Itemized; Install Cost in the Invoice for 2 systems | Contractor#1 | 2020-06-18
51319 | 07/01/2020 | 7 |  |  | BF33150 | 6/19/2020 12:00:00 AM | Manufacturer#18 | Manufacturer#18 |  |  | 21.5 | 22 | 12.6 | 10.2 | Variable Speed Mini Split | AC-21563 | 1709.03 | 809.03 | 1.5 | 600 | 900 | 91364 | SFM | 1139.3533 | 539.3533 | 600 | Yes | 2300 | 3200 | 2146.745 | 1053.255 | 437.715 | 25.61% | Not Itemized; Install Cost | Contractor#1 | 2020-06-22
51319 | 07/01/2020 | 10 |  |  | BG25831 | 7/1/2020 12:00:00 AM | Manufacturer#18 | Manufacturer#18 |  |  | 18 | 18 | 12.5 | 10 | Variable Speed Mini Split | AC-21563 | 3682.26 | 1882.26 | 3 | 600 | 1800 | 91108 | SFM | 1227.42 | 627.42 | 600 | Yes | 16200 | 18000 | 15893.49 | 2106.51 | 12211.23 | 331.6% | Not Itemized; Install Cost | Contractor#2 | 2020-07-01
51319 | 07/01/2020 | 11 |  |  | BE84890 | 6/15/2020 12:00:00 AM | Manufacturer#16 | Manufacturer#16 |  |  | 18 | 18 | 8.2 | 9 | Variable Speed Mini Split | AC-21561 | 1975.88 | 855.88 | 2.8 | 400 | 1120 | 92683 | SFM | 705.6714 | 305.6714 | 400 | [6 empty] | 0 | No Contractor invoice
51319 | 07/01/2020 | 12 |  |  | BE51804 | 6/10/2020 12:00:00 AM | Manufacturer#16 | Manufacturer#16 |  |  | 16 | 16 | 10.55 | 9 | Variable Speed Mini Split | AC-21561 | 605.04 | 205.04 | 1 | 400 | 400 | 91740 | SFM | 605.04 | 205.04 | 400 | Yes | 2000 | 2400 | 1697.83 | 702.17 | 1092.79 | 180.6% | Not Itemized; Install Cost | Contractor#3
51330 | 07/08/2020 | 1 |  |  | S3172845.001 | 6/16/2020 12:00:00 AM | Manufacturer#12 | Manufacturer#12 |  |  | 20.5 | 21 | 11 | 10.2 | Variable Speed Mini Split | AC-21563 | 3897.75 | 1497.75 | 4 | 600 | 2400 | 92509 | SFM | 974.4375 | 374.4375 | 600 |  |  | 2400 |  |  |  | 0
51330 | 07/08/2020 | 2 |  |  | S3172869.002 | 6/16/2020 12:00:00 AM | Manufacturer#6 | Manufacturer#6 |  |  | 18 | 18 | 10 | 10.6 | Variable Speed Mini Split | AC-21563 | 1795.97 | 595.97 | 2 | 600 | 1200 | 92223 | SFM | 897.985 | 297.985 | 600 |  |  | 1200 |  |  |  | 0
51330 | 07/08/2020 | 3 |  |  | S2914124.002 | 6/23/2020 12:00:00 AM | Manufacturer#6 | Manufacturer#6 |  |  | 23 | 23 | 12.5 | 12.5 | Variable Speed Mini Split | AC-21563 | 2395.86 | 1795.86 | 1 | 600 | 600 | 92277 | SFM | 2395.86 | 1795.86 | 600 |  |  | 600 |  |  |  | 0
51330 | 07/08/2020 | 4 |  |  | S2914124.002 | 6/23/2020 12:00:00 AM | Manufacturer#6 | Manufacturer#6 |  |  | 23 | 23 | 12.5 | 12.5 | Variable Speed Mini Split | AC-21563 | 2395.86 | 1795.86 | 1 | 600 | 600 | 92277 | SFM | 2395.86 | 1795.86 | 600 |  |  | 600 |  |  |  | 0
51330 | 07/08/2020 | 5 |  |  | S2914134.001 | 6/23/2020 12:00:00 AM | Manufacturer#6 | Manufacturer#6 |  |  | 19 | 19 | 12.5 | 10.6 | Variable Speed Mini Split | AC-21563 | 1671.9 | 771.9 | 1.5 | 600 | 900 | 92277 | SFM | 1114.6 | 514.6 | 600 |  |  | 900 |  |  |  | 0
51330 | 07/08/2020 | 6 |  |  | S3156967.001 | 6/22/2020 12:00:00 AM | Manufacturer#12 | Manufacturer#12 |  |  | 18 | 18 | 10.5 | 10 | Variable Speed Mini Split | AC-21563 | 1979 | 179 | 3 | 600 | 1800 | 92570 | SFM | 659.6667 | 59.6667 | 600 |  |  | 1800 |  |  |  | 0
51330 | 07/08/2020 | 7 |  |  | S3157327.002 | 6/20/2020 12:00:00 AM | Manufacturer#12 | Manufacturer#12 |  |  | 18 | 18 | 10.5 | 10 | Variable Speed Mini Split | AC-21563 | 1979 | 179 | 3 | 600 | 1800 | 92821 | SFM | 659.6667 | 59.6667 | 600 |  |  | 1800 |  |  |  | 0
51330 | 07/08/2020 | 8 |  |  | S3161445.001 | 6/22/2020 12:00:00 AM | Manufacturer#12 | Manufacturer#12 |  |  | 20.4 | 21 | 11.5 | 10.8 | Variable Speed Mini Split | AC-21563 | 1651.79 | 301.79 | 2.25 | 600 | 1350 | 92544 | SFM | 734.1289 | 134.1289 | 600 |  |  | 1350 |  |  |  | 0
51330 | 07/08/2020 | 9 |  |  | S3161448.001 | 6/22/2020 12:00:00 AM | Manufacturer#12 | Manufacturer#12 |  |  | 20.4 | 21 | 11.5 | 10.8 | Variable Speed Mini Split | AC-21563 | 1651.79 | 301.79 | 2.25 | 600 | 1350 | 92544 | SFM | 734.1289 | 134.1289 | 600 |  |  | 1350 |  |  |  | 0
51330 | 07/08/2020 | 10 |  |  | S3161449.001 | 6/22/2020 12:00:00 AM | Manufacturer#12 | Manufacturer#12 |  |  | 20.4 | 21 | 11.5 | 10.8 | Variable Speed Mini Split | AC-21563 | 1651.79 | 301.79 | 2.25 | 600 | 1350 | 92544 | SFM | 734.1289 | 134.1289 | 600 |  |  | 1350 |  |  |  | 0
51330 | 07/08/2020 | 11 |  |  | S3163119.004 | 6/18/2020 12:00:00 AM | Manufacturer#13 | Manufacturer#13 |  |  | 17 | 17 | 11 | 10 | Variable Speed Mini Split | AC-21562 | 1448.16 | 948.16 | 1 | 500 | 500 | 92562 | SFM | 1448.16 | 948.16 | 500 |  |  | 500 |  |  |  | 0
51330 | 07/08/2020 | 12 |  |  | S3163330.001 | 6/23/2020 12:00:00 AM | Manufacturer#6 | Manufacturer#6 |  |  | 16.5 | 17 | 10.6 | 10.4 | Variable Speed Mini Split | AC-21561 | 4452.34 | 2952.34 | 2.5 | 400 | 1000 | 92223 | SFM | 1780.936 | 1180.936 | 600 |  |  | 1000 |  |  |  | 0
51330 | 07/08/2020 | 13 |  |  | S3163535.001 | 6/23/2020 12:00:00 AM | Manufacturer#6 | Manufacturer#6 |  |  | 16.7 | 17 | 10 | 11.3 | Variable Speed Mini Split | AC-21561 | 4278.75 | 2778.75 | 3 | 400 | 1200 | 92223 | SFM | 1426.25 | 926.25 | 500 |  |  | 1200 |  |  |  | 0
51330 | 07/08/2020 | 14 |  |  | S3166111.001 | 6/22/2020 12:00:00 AM | Manufacturer#12 | Manufacturer#12 |  |  | 17.3 | 18 | 10 | 10.3 | Variable Speed Mini Split | AC-21562 | 724 | 224 | 1 | 500 | 500 | 92544 | SFM | 724 | 224 | 500 |  |  | 500 |  |  |  | 0
51330 | 07/08/2020 | 15 |  |  | S3166113.001 | 6/22/2020 12:00:00 AM | Manufacturer#12 | Manufacturer#12 |  |  | 17.3 | 18 | 10 | 10.3 | Variable Speed Mini Split | AC-21562 | 724 | 224 | 1 | 500 | 500 | 92543 | SFM | 724 | 224 | 500 |  |  | 500 |  |  |  | 0
51330 | 07/08/2020 | 16 |  |  | S3166127.001 | 6/22/2020 12:00:00 AM | Manufacturer#12 | Manufacturer#12 |  |  | 17.3 | 18 | 10 | 10.3 | Variable Speed Mini Split | AC-21562 | 724 | 224 | 1 | 500 | 500 | 92506 | SFM | 724 | 224 | 500 |  |  | 500 |  |  |  | 0
51330 | 07/08/2020 | 17 |  |  | S3166351.001 | 6/17/2020 12:00:00 AM | Manufacturer#6 | Manufacturer#6 |  |  | 18 | 18 | 10 | 9.4 | Variable Speed Mini Split | AC-21562 | 3844.55 | 2379.55 | 2.93 | 500 | 1465 | 92252 | SFM | 1312.1331 | 812.1331 | 500 |  |  | 1465 |  |  |  | 0
51330 | 07/08/2020 | 18 |  |  | S3167430.001 | 6/17/2020 12:00:00 AM | Manufacturer#6 | Manufacturer#6 |  |  | 21.4 | 22 | 13.4 | 10.9 | Variable Speed Mini Split | AC-21563 | 2730 | 1830 | 1.5 | 600 | 900 | 92260 | SFM | 1820 | 1220 | 600 |  |  | 900 |  |  |  | 0
51330 | 07/08/2020 | 19 |  |  | S3167610.001 | 6/17/2020 12:00:00 AM | Manufacturer#4 | Manufacturer#4 |  |  | 17 | 17 | 12.5 | 9.5 | Heat Pump | AC-21519 | 3907.45 | 2509.45 | 4.66 | 300 | 1398 | 92509 | SFM | 838.5086 | 538.5086 | 300 |  |  | 1398 |  |  |  | 0
51330 | 07/08/2020 | 20 |  |  | S3168112.002 | 6/22/2020 12:00:00 AM | Manufacturer#6 | Manufacturer#6 |  |  | 19 | 19 | 12.5 | 10.6 | Variable Speed Mini Split | AC-21563 | 2797.33 | 1897.33 | 1.5 | 600 | 900 | 92277 | SFM | 1864.8867 | 1264.8867 | 600 |  |  | 900 |  |  |  | 0
51330 | 07/08/2020 | 21 |  |  | S3168112.002 | 6/22/2020 12:00:00 AM | Manufacturer#6 | Manufacturer#6 |  |  | 19 | 19 | 12.5 | 10.6 | Variable Speed Mini Split | AC-21563 | 2797.33 | 1897.33 | 1.5 | 600 | 900 | 92277 | SFM | 1864.8867 | 1264.8867 | 600 |  |  | 900 |  |  |  | 0
51330 | 07/08/2020 | 22 |  |  | S3168112.002 | 6/22/2020 12:00:00 AM | Manufacturer#6 | Manufacturer#6 |  |  | 19 | 19 | 12.5 | 10.6 | Variable Speed Mini Split | AC-21563 | 2797.33 | 1897.33 | 1.5 | 600 | 900 | 92277 | SFM | 1864.8867 | 1264.8867 | 600 |  |  | 900 |  |  |  | 0
51330 | 07/08/2020 | 23 |  |  | S3168196.001 | 6/19/2020 12:00:00 AM | Manufacturer#6 | Manufacturer#6 |  |  | 16 | 16 | 10 | 9 | Variable Speed Mini Split | AC-21561 | 916.67 | 516.67 | 1 | 400 | 400 | 92705 | SFM | 916.67 | 516.67 | 400 |  |  | 400 |  |  |  | 0
51330 | 07/08/2020 | 24 |  |  | S3168688.001 | 6/22/2020 12:00:00 AM | Manufacturer#6 | Manufacturer#6 |  |  | 23 | 23 | 12.5 | 12.5 | Variable Speed Mini Split | AC-21563 | 1466.18 | 866.18 | 1 | 600 | 600 | 92277 | SFM | 1466.18 | 866.18 | 600 |  |  | 600 |  |  |  | 0
51330 | 07/08/2020 | 25 |  |  | S3169852.001 | 6/23/2020 12:00:00 AM | Manufacturer#6 | Manufacturer#6 |  |  | 18 | 18 | 12.5 | 9.5 | Variable Speed Mini Split | AC-21562 | 2948.57 | 2033.57 | 1.83 | 500 | 915 | 92277 | SFM | 1611.2404 | 1111.2404 | 500 |  |  | 915 |  |  |  | 0
51332 | 07/15/2020 | 1 |  |  | S3177483.002 | 6/24/2020 12:00:00 AM | Manufacturer#6 | Manufacturer#6 |  |  | 16 | 16 | 10.9 | 9 | Variable Speed Mini Split | AC-21561 | 764 | 464 | 0.75 | 400 | 300 | 92620 | SFM | 1018.6667 | 618.6667 | 400 |  |  | 300 |  |  |  | 0
51332 | 07/15/2020 | 2 |  |  | S3177723.001 | 6/26/2020 12:00:00 AM | Manufacturer#6 | Manufacturer#6 |  |  | 18 | 18 | 10 | 10.6 | Variable Speed Mini Split | AC-21563 | 1516.06 | 316.06 | 2 | 600 | 1200 | 92844 | SFM | 758.03 | 158.03 | 600 |  |  | 1200 |  |  |  | 0
51332 | 07/15/2020 | 3 |  |  | S3177980.001 | 6/30/2020 12:00:00 AM | Manufacturer#12 | Manufacturer#12 |  |  | 20.4 | 21 | 11.5 | 10.8 | Variable Speed Mini Split | AC-21563 | 2528.87 | 1178.87 | 2.25 | 600 | 1350 | 92707 | SFM | 1123.9422 | 523.9422 | 600 |  |  | 1350 |  |  |  | 0
51332 | 07/15/2020 | 4 |  |  | S3177983.001 | 6/26/2020 12:00:00 AM | Manufacturer#6 | Manufacturer#6 |  |  | 16 | 16 | 10 | 9 | Variable Speed Mini Split | AC-21561 | 931.38 | 531.38 | 1 | 400 | 400 | 92234 | SFM | 931.38 | 531.38 | 400 |  |  | 400 |  |  |  | 0
51332 | 07/15/2020 | 5 |  |  | S3178074.002 | 6/25/2020 12:00:00 AM | Manufacturer#6 | Manufacturer#6 |  |  | 18 | 18 | 10 | 10.6 | Variable Speed Mini Split | AC-21563 | 1887.07 | 687.07 | 2 | 600 | 1200 | 92586 | SFM | 943.535 | 343.535 | 600 |  |  | 1200 |  |  |  | 0
51332 | 07/15/2020 | 6 |  |  | S3178135.002 | 6/25/2020 12:00:00 AM | Manufacturer#6 | Manufacturer#6 |  |  | 16 | 16 | 10 | 9 | Variable Speed Mini Split | AC-21561 | 1291.24 | 891.24 | 1 | 400 | 400 | 92804 | SFM | 1291.24 | 891.24 | 400 |  |  | 400 |  |  |  | 0
51332 | 07/15/2020 | 7 |  |  | S3178135.002 | 6/25/2020 12:00:00 AM | Manufacturer#6 | Manufacturer#6 |  |  | 16 | 16 | 10 | 9 | Variable Speed Mini Split | AC-21561 | 1291.24 | 891.24 | 1 | 400 | 400 | 92804 | SFM | 1291.24 | 891.24 | 400 |  |  | 400 |  |  |  | 0
51332 | 07/15/2020 | 8 |  |  | S3178292.005 | 6/30/2020 12:00:00 AM | Manufacturer#4 | Manufacturer#4 |  |  | 17 | 17 | 12.5 | 9.5 | Heat Pump | AC-21519 | 4902.37 | 3504.37 | 4.66 | 300 | 1398 | 92595 | SFM | 1052.0107 | 752.0107 | 300 |  |  | 1398 |  |  |  | 0
51332 | 07/15/2020 | 9 |  |  | S3178375.001 | 6/26/2020 12:00:00 AM | Manufacturer#12 | Manufacturer#12 |  |  | 20.4 | 21 | 11.5 | 10.8 | Variable Speed Mini Split | AC-21563 | 2276.02 | 926.02 | 2.25 | 600 | 1350 | 92352 | SFM | 1011.5644 | 411.5644 | 600 |  |  | 1350 |  |  |  | 0
51332 | 07/15/2020 | 10 |  |  | S3178466.002 | 6/25/2020 12:00:00 AM | Manufacturer#6 | Manufacturer#6 |  |  | 16 | 16 | 10 | 9 | Variable Speed Mini Split | AC-21561 | 2156.12 | 1756.12 | 1 | 400 | 400 | 92708 | SFM | 2156.12 | 1756.12 | 400 |  |  | 400 |  |  |  | 0
51332 | 07/15/2020 | 11 |  |  | S3178466.002 | 6/25/2020 12:00:00 AM | Manufacturer#6 | Manufacturer#6 |  |  | 16 | 16 | 10 | 9 | Variable Speed Mini Split | AC-21561 | 2156.12 | 1756.12 | 1 | 400 | 400 | 92708 | SFM | 2156.12 | 1756.12 | 400 |  |  | 400 |  |  |  | 0
51332 | 07/15/2020 | 12 |  |  | S3178466.002 | 6/25/2020 12:00:00 AM | Manufacturer#6 | Manufacturer#6 |  |  | 16 | 16 | 10 | 9 | Variable Speed Mini Split | AC-21561 | 2156.12 | 1756.12 | 1 | 400 | 400 | 92708 | SFM | 2156.12 | 1756.12 | 400 |  |  | 400 |  |  |  | 0
51332 | 07/15/2020 | 13 |  |  | S3178529.001 | 6/30/2020 12:00:00 AM | Manufacturer#12 | Manufacturer#12 |  |  | 18 | 18 | 10.5 | 10 | Variable Speed Mini Split | AC-21563 | 2199.59 | 399.59 | 3 | 600 | 1800 | 92571 | SFM | 733.1967 | 133.1967 | 600 |  |  | 1800 |  |  |  | 0
51332 | 07/15/2020 | 14 |  |  | S3178579.001 | 6/27/2020 12:00:00 AM | Manufacturer#12 | Manufacturer#12 |  |  | 17.3 | 18 | 10 | 10.3 | Variable Speed Mini Split | AC-21562 | 843.43 | 343.43 | 1 | 500 | 500 | 92592 | SFM | 843.43 | 343.43 | 500 |  |  | 500 |  |  |  | 0
51332 | 07/15/2020 | 15 |  |  | S3178587.001 | 6/27/2020 12:00:00 AM | Manufacturer#12 | Manufacturer#12 |  |  | 17.3 | 18 | 10 | 10.3 | Variable Speed Mini Split | AC-21562 | 805.51 | 305.51 | 1 | 500 | 500 | 92562 | SFM | 805.51 | 305.51 | 500 |  |  | 500 |  |  |  | 0
51332 | 07/15/2020 | 16 |  |  | S3178629.001 | 6/29/2020 12:00:00 AM | Manufacturer#6 | Manufacturer#6 |  |  | 16 | 16 | 10 | 9 | Variable Speed Mini Split | AC-21561 | 1400.61 | 1000.61 | 1 | 400 | 400 | 92549 | SFM | 1400.61 | 1000.61 | 400 |  |  | 400 |  |  |  | 0
51332 | 07/15/2020 | 17 |  |  | S3178709.001 | 6/29/2020 12:00:00 AM | Manufacturer#6 | Manufacturer#6 |  |  | 16 | 16 | 10 | 9 | Variable Speed Mini Split | AC-21561 | 1381.23 | 981.23 | 1 | 400 | 400 | 90255 | SFM | 1381.23 | 981.23 | 400 |  |  | 400 |  |  |  | 0
51332 | 07/15/2020 | 18 |  |  | S3178709.001 | 6/29/2020 12:00:00 AM | Manufacturer#6 | Manufacturer#6 |  |  | 18 | 18 | 10 | 10.6 | Variable Speed Mini Split | AC-21563 | 2181.23 | 981.23 | 2 | 600 | 1200 | 90255 | SFM | 1090.615 | 490.615 | 600 |  |  | 1200 |  |  |  | 0
51332 | 07/15/2020 | 19 |  |  | S3178713.001 | 6/26/2020 12:00:00 AM | Manufacturer#6 | Manufacturer#6 |  |  | 18 | 18 | 10 | 10.6 | Variable Speed Mini Split | AC-21563 | 1629.62 | 429.62 | 2 | 600 | 1200 | 92377 | SFM | 814.81 | 214.81 | 600 |  |  | 1200 |  |  |  | 0
51332 | 07/15/2020 | 20 |  |  | S3178842.003 | 6/30/2020 12:00:00 AM | Manufacturer#12 | Manufacturer#12 |  |  | 16.9 | 17 | 9.7 | 9.6 | Variable Speed Mini Split | AC-21561 | 1849.46 | 1049.46 | 2 | 400 | 800 | 90731 | SFM | 924.73 | 524.73 | 400 |  |  | 800 |  |  |  | 0
51332 | 07/15/2020 | 21 |  |  | S3178842.003 | 6/30/2020 12:00:00 AM | Manufacturer#12 | Manufacturer#12 |  |  | 18 | 18 | 10.5 | 10 | Variable Speed Mini Split | AC-21563 | 2849.46 | 1049.46 | 3 | 600 | 1800 | 90731 | SFM | 949.82 | 349.82 | 600 |  |  | 1800 |  |  |  | 0
51332 | 07/15/2020 | 22 |  |  | S3179044.001 | 6/27/2020 12:00:00 AM | Manufacturer#12 | Manufacturer#12 |  |  | 17.3 | 18 | 10 | 10.3 | Variable Speed Mini Split | AC-21562 | 724 | 224 | 1 | 500 | 500 | 92570 | SFM | 724 | 224 | 500 |  |  | 500 |  |  |  | 0
51332 | 07/15/2020 | 23 |  |  | S3179064.001 | 6/30/2020 12:00:00 AM | Manufacturer#6 | Manufacturer#6 |  |  | 16 | 16 | 10 | 9 | Variable Speed Mini Split | AC-21561 | 1246 | 846 | 1 | 400 | 400 | 92843 | SFM | 1246 | 846 | 400 |  |  | 400 |  |  |  | 0
51332 | 07/15/2020 | 24 |  |  | S3179064.001 | 6/30/2020 12:00:00 AM | Manufacturer#6 | Manufacturer#6 |  |  | 16 | 16 | 10 | 9 | Variable Speed Mini Split | AC-21561 | 1246 | 846 | 1 | 400 | 400 | 92843 | SFM | 1246 | 846 | 400 |  |  | 400 |  |  |  | 0
51332 | 07/15/2020 | 25 |  |  | S3179092.002 | 6/26/2020 12:00:00 AM | Manufacturer#6 | Manufacturer#6 |  |  | 18 | 18 | 10 | 10.6 | Variable Speed Mini Split | AC-21563 | 1882.7 | 682.7 | 2 | 600 | 1200 | 90631 | SFM | 941.35 | 341.35 | 600 |  |  | 1200 |  |  |  | 0
51333 | 07/15/2020 | 1 |  |  | S3179187.002 | 6/26/2020 12:00:00 AM | Manufacturer#6 | Manufacturer#6 |  |  | 23 | 23 | 12.5 | 12.5 | Variable Speed Mini Split | AC-21563 | 2522.15 | 1922.15 | 1 | 600 | 600 | 92240 | SFM | 2522.15 | 1922.15 | 600 |  |  | 600 |  |  |  | 0
51333 | 07/15/2020 | 2 |  |  | S3179187.002 | 6/26/2020 12:00:00 AM | Manufacturer#6 | Manufacturer#6 |  |  | 23 | 23 | 12.5 | 12.5 | Variable Speed Mini Split | AC-21563 | 2522.15 | 1922.15 | 1 | 600 | 600 | 92240 | SFM | 2522.15 | 1922.15 | 600 |  |  | 600 |  |  |  | 0
51333 | 07/15/2020 | 3 |  |  | S3179187.002 | 6/26/2020 12:00:00 AM | Manufacturer#6 | Manufacturer#6 |  |  | 18 | 18 | 10 | 10.6 | Variable Speed Mini Split | AC-21563 | 3122.15 | 1922.15 | 2 | 600 | 1200 | 92240 | SFM | 1561.075 | 961.075 | 600 |  |  | 1200 |  |  |  | 0
51333 | 07/15/2020 | 4 |  |  | S3179189.002 | 6/26/2020 12:00:00 AM | Manufacturer#6 | Manufacturer#6 |  |  | 16 | 16 | 10 | 9 | Variable Speed Mini Split | AC-21561 | 937.38 | 537.38 | 1 | 400 | 400 | 91801 | SFM | 937.38 | 537.38 | 400 |  |  | 400 |  |  |  | 0
51333 | 07/15/2020 | 5 |  |  | S3179197.002 | 6/27/2020 12:00:00 AM | Manufacturer#6 | Manufacturer#6 |  |  | 16 | 16 | 10 | 9 | Variable Speed Mini Split | AC-21561 | 924.94 | 524.94 | 1 | 400 | 400 | 90043 | SFM | 924.94 | 524.94 | 400 |  |  | 400 |  |  |  | 0
51333 | 07/15/2020 | 6 |  |  | S3179208.002 | 6/30/2020 12:00:00 AM | Manufacturer#12 | Manufacturer#12 |  |  | 16.9 | 17 | 9.7 | 9.6 | Variable Speed Mini Split | AC-21561 | 1653.22 | 853.22 | 2 | 400 | 800 | 92647 | SFM | 826.61 | 426.61 | 400 |  |  | 800 |  |  |  | 0
51333 | 07/15/2020 | 7 |  |  | S3179208.002 | 6/30/2020 12:00:00 AM | Manufacturer#12 | Manufacturer#12 |  |  | 18 | 18 | 10.5 | 10 | Variable Speed Mini Split | AC-21563 | 2653.22 | 853.22 | 3 | 600 | 1800 | 92647 | SFM | 884.4067 | 284.4067 | 600 |  |  | 1800 |  |  |  | 0
51333 | 07/15/2020 | 8 |  |  | S3179267.001 | 7/1/2020 12:00:00 AM | Manufacturer#6 | Manufacturer#6 |  |  | 18 | 18 | 10 | 10.6 | Variable Speed Mini Split | AC-21563 | 1472 | 272 | 2 | 600 | 1200 | 92211 | SFM | 736 | 136 | 600 |  |  | 1200 |  |  |  | 0
51333 | 07/15/2020 | 9 |  |  | S3179352.002 | 7/1/2020 12:00:00 AM | Manufacturer#13 | Manufacturer#13 |  |  | 23 | 23 | 12.8 | 12.5 | Variable Speed Mini Split | AC-21563 | 1267 | 667 | 1 | 600 | 600 | 92603 | SFM | 1267 | 667 | 600 |  |  | 600 |  |  |  | 0
51333 | 07/15/2020 | 10 |  |  | S3179572.002 | 6/30/2020 12:00:00 AM | Manufacturer#12 | Manufacturer#12 |  |  | 21.4 | 22 | 10.5 | 10.2 | Variable Speed Mini Split | AC-21563 | 2406 | 606 | 3 | 600 | 1800 | 92374 | SFM | 802 | 202 | 600 |  |  | 1800 |  |  |  | 0
51333 | 07/15/2020 | 11 |  |  | S3179686.001 | 6/29/2020 12:00:00 AM | Manufacturer#6 | Manufacturer#6 |  |  | 16 | 16 | 10.9 | 9 | Variable Speed Mini Split | AC-21561 | 845.35 | 545.35 | 0.75 | 400 | 300 | 92843 | SFM | 1127.1333 | 727.1333 | 400 |  |  | 300 |  |  |  | 0
51333 | 07/15/2020 | 12 |  |  | S3179712.001 | 6/29/2020 12:00:00 AM | Manufacturer#6 | Manufacturer#6 |  |  | 18 | 18 | 12.5 | 9.5 | Variable Speed Mini Split | AC-21562 | 2997.23 | 2082.23 | 1.83 | 500 | 915 | 91766 | SFM | 1637.8306 | 1137.8306 | 500 |  |  | 915 |  |  |  | 0
51333 | 07/15/2020 | 13 |  |  | S3179766.001 | 7/1/2020 12:00:00 AM | Manufacturer#6 | Manufacturer#6 |  |  | 18 | 18 | 10 | 10.6 | Variable Speed Mini Split | AC-21563 | 1832.5 | 632.5 | 2 | 600 | 1200 | 92211 | SFM | 916.25 | 316.25 | 600 |  |  | 1200 |  |  |  | 0
51333 | 07/15/2020 | 14 |  |  | S3179772.001 | 7/1/2020 12:00:00 AM | Manufacturer#6 | Manufacturer#6 |  |  | 18 | 18 | 10 | 10.6 | Variable Speed Mini Split | AC-21563 | 1504.94 | 304.94 | 2 | 600 | 1200 | 92211 | SFM | 752.47 | 152.47 | 600 |  |  | 1200 |  |  |  | 0
51333 | 07/15/2020 | 15 |  |  | S3179817.001 | 7/1/2020 12:00:00 AM | Manufacturer#6 | Manufacturer#6 |  |  | 18 | 18 | 10 | 10.6 | Variable Speed Mini Split | AC-21563 | 1619.24 | 419.24 | 2 | 600 | 1200 | 92860 | SFM | 809.62 | 209.62 | 600 |  |  | 1200 |  |  |  | 0
51333 | 07/15/2020 | 16 |  |  | S3179919.001 | 7/1/2020 12:00:00 AM | Manufacturer#6 | Manufacturer#6 |  |  | 18 | 18 | 10 | 10.6 | Variable Speed Mini Split | AC-21563 | 1850.35 | 650.35 | 2 | 600 | 1200 | 92507 | SFM | 925.175 | 325.175 | 600 |  |  | 1200 |  |  |  | 0
51333 | 07/15/2020 | 17 |  |  | S3180087.001 | 6/29/2020 12:00:00 AM | Manufacturer#6 | Manufacturer#6 |  |  | 15.5 | 16 | 8.5 | 9 | Variable Speed Mini Split | AC-21560 | 5038.72 | 4213.72 | 2.75 | 300 | 825 | 91739 | SFM | 1832.2618 | 1532.2618 | 300 |  |  | 825 |  |  |  | 0
51333 | 07/15/2020 | 18 |  |  | S3180087.001 | 6/29/2020 12:00:00 AM | Manufacturer#6 | Manufacturer#6 |  |  | 15.5 | 16 | 8.5 | 9 | Variable Speed Mini Split | AC-21560 | 5038.72 | 4213.72 | 2.75 | 300 | 825 | 91739 | SFM | 1832.2618 | 1532.2618 | 300 |  |  | 825 |  |  |  | 0
51333 | 07/15/2020 | 19 |  |  | S3180098.001 | 6/30/2020 12:00:00 AM | Manufacturer#12 | Manufacturer#12 |  |  | 18 | 18 | 10.5 | 10 | Variable Speed Mini Split | AC-21563 | 2112.34 | 312.34 | 3 | 600 | 1800 | 92880 | SFM | 704.1133 | 104.1133 | 600 |  |  | 1800 |  |  |  | 0
51333 | 07/15/2020 | 20 |  |  | S3180170.001 | 6/29/2020 12:00:00 AM | Manufacturer#6 | Manufacturer#6 |  |  | 18 | 18 | 12.5 | 9.3 | Variable Speed Mini Split | AC-21561 | 2108.99 | 1508.99 | 1.5 | 400 | 600 | 92277 | SFM | 1405.9933 | 1005.9933 | 400 |  |  | 600 |  |  |  | 0
51333 | 07/15/2020 | 21 |  |  | S3180250.002 | 7/1/2020 12:00:00 AM | Manufacturer#6 | Manufacturer#6 |  |  | 29.3 | 30 | 15.2 | 14 | Variable Speed Mini Split | AC-21563 | 1376 | 776 | 1 | 600 | 600 | 92603 | SFM | 1376 | 776 | 600 |  |  | 600 |  |  |  | 0
51333 | 07/15/2020 | 22 |  |  | S3180258.002 | 6/29/2020 12:00:00 AM | Manufacturer#6 | Manufacturer#6 |  |  | 19 | 19 | 12.5 | 10.6 | Variable Speed Mini Split | AC-21563 | 1377.99 | 477.99 | 1.5 | 600 | 900 | 90815 | SFM | 918.66 | 318.66 | 600 |  |  | 900 |  |  |  | 0
51333 | 07/15/2020 | 23 |  |  | S3180265.001 | 7/1/2020 12:00:00 AM | Manufacturer#12 | Manufacturer#12 |  |  | 17.5 | 18 | 11.2 | 10.1 | Variable Speed Mini Split | AC-21562 | 1367.74 | 617.74 | 1.5 | 500 | 750 | 92860 | SFM | 911.8267 | 411.8267 | 500 |  |  | 750 |  |  |  | 0
51333 | 07/15/2020 | 24 |  |  | S3180265.001 | 7/1/2020 12:00:00 AM | Manufacturer#12 | Manufacturer#12 |  |  | 17.5 | 18 | 11.2 | 10.1 | Variable Speed Mini Split | AC-21562 | 1367.74 | 617.74 | 1.5 | 500 | 750 | 92860 | SFM | 911.8267 | 411.8267 | 500 |  |  | 750 |  |  |  | 0
51333 | 07/15/2020 | 25 |  |  | S3180291.001 | 6/30/2020 12:00:00 AM | Manufacturer#12 | Manufacturer#12 |  |  | 17.3 | 18 | 10 | 10.3 | Variable Speed Mini Split | AC-21562 | 1095.28 | 595.28 | 1 | 500 | 500 | 92860 | SFM | 1095.28 | 595.28 | 500 |  |  | 500 |  |  |  | 0
51334 | 07/15/2020 | 10 |  |  | S3181215.001 | 7/1/2020 12:00:00 AM | Manufacturer#12 | Manufacturer#12 |  |  | 21.4 | 22 | 10.5 | 10.2 | Variable Speed Mini Split | AC-21563 | 2486.03 | 686.03 | 3 | 600 | 1800 | 92592 | SFM | 828.6767 | 228.6767 | 600 |  |  | 1800 |  |  |  | 0
51334 | 07/15/2020 | 11 |  |  | S3181238.001 | 7/1/2020 12:00:00 AM | Manufacturer#6 | Manufacturer#6 |  |  | 18 | 18 | 10 | 10.6 | Variable Speed Mini Split | AC-21563 | 1911.24 | 711.24 | 2 | 600 | 1200 | 92225 | SFM | 955.62 | 355.62 | 600 |  |  | 1200 |  |  |  | 0
51334 | 07/15/2020 | 12 |  |  | S3181250.001 | 7/1/2020 12:00:00 AM | Manufacturer#6 | Manufacturer#6 |  |  | 18 | 18 | 10 | 10.6 | Variable Speed Mini Split | AC-21563 | 1595.52 | 395.52 | 2 | 600 | 1200 | 92225 | SFM | 797.76 | 197.76 | 600 |  |  | 1200 |  |  |  | 0
51334 | 07/15/2020 | 13 |  |  | S3181556.001 | 7/1/2020 12:00:00 AM | Manufacturer#6 | Manufacturer#6 |  |  | 16 | 16 | 10 | 9 | Variable Speed Mini Split | AC-21561 | 911.75 | 511.75 | 1 | 400 | 400 | 92708 | SFM | 911.75 | 511.75 | 400 |  |  | 400 |  |  |  | 0
51334 | 07/15/2020 | 14 |  |  | S3181576.002 | 7/1/2020 12:00:00 AM | Manufacturer#6 | Manufacturer#6 |  |  | 16 | 16 | 10 | 9 | Variable Speed Mini Split | AC-21561 | 1020.95 | 620.95 | 1 | 400 | 400 | 91748 | SFM | 1020.95 | 620.95 | 400 |  |  | 400 |  |  |  | 0
51334 | 07/15/2020 | 15 |  |  | S3181691.002 | 7/1/2020 12:00:00 AM | Manufacturer#6 | Manufacturer#6 |  |  | 23 | 23 | 12.5 | 12.5 | Variable Speed Mini Split | AC-21563 | 1264.28 | 664.28 | 1 | 600 | 600 | 90805 | SFM | 1264.28 | 664.28 | 600 |  |  | 600 |  |  |  | 0
51334 | 07/15/2020 | 16 |  |  | S3181735.001 | 7/1/2020 12:00:00 AM | Manufacturer#12 | Manufacturer#12 |  |  | 18 | 18 | 10.5 | 10 | Variable Speed Mini Split | AC-21563 | 2158 | 358 | 3 | 600 | 1800 | 93550 | SFM | 719.3333 | 119.3333 | 600 |  |  | 1800 |  |  |  | 0
51334 | 07/15/2020 | 17 |  |  | S3181735.001 | 7/1/2020 12:00:00 AM | Manufacturer#12 | Manufacturer#12 |  |  | 18 | 18 | 10.5 | 10 | Variable Speed Mini Split | AC-21563 | 2158 | 358 | 3 | 600 | 1800 | 93550 | SFM | 719.3333 | 119.3333 | 600 |  |  | 1800 |  |  |  | 0
51334 | 07/15/2020 | 1 |  |  | S3180452.002 | 7/1/2020 12:00:00 AM | Manufacturer#6 | Manufacturer#6 |  |  | 18 | 18 | 12.5 | 9.5 | Variable Speed Mini Split | AC-21562 | 2725 | 1810 | 1.83 | 500 | 915 | 92683 | SFM | 1489.071 | 989.071 | 500 |  |  | 915 |  |  |  | 0
51334 | 07/15/2020 | 2 |  |  | S3180610.001 | 6/30/2020 12:00:00 AM | Manufacturer#13 | Manufacturer#13 |  |  | 19 | 19 | 12.5 | 9 | Variable Speed Mini Split | AC-21561 | 1592.3 | 1232.3 | 0.9 | 400 | 360 | 92841 | SFM | 1769.2222 | 1369.2222 | 400 |  |  | 360 |  |  |  | 0
51334 | 07/15/2020 | 3 |  |  | S3180610.001 | 6/30/2020 12:00:00 AM | Manufacturer#13 | Manufacturer#13 |  |  | 19 | 19 | 12.5 | 9 | Variable Speed Mini Split | AC-21561 | 1532.3 | 1232.3 | 0.75 | 400 | 300 | 92841 | SFM | 2043.0667 | 1643.0667 | 400 |  |  | 300 |  |  |  | 0
51334 | 07/15/2020 | 4 |  |  | S3180615.001 | 6/30/2020 12:00:00 AM | Manufacturer#6 | Manufacturer#6 |  |  | 18 | 18 | 10 | 10.6 | Variable Speed Mini Split | AC-21563 | 1835.12 | 635.12 | 2 | 600 | 1200 | 90034 | SFM | 917.56 | 317.56 | 600 |  |  | 1200 |  |  |  | 0
51334 | 07/15/2020 | 5 |  |  | S3180704.001 | 6/30/2020 12:00:00 AM | Manufacturer#6 | Manufacturer#6 |  |  | 16 | 16 | 10 | 9 | Variable Speed Mini Split | AC-21561 | 796.52 | 396.52 | 1 | 400 | 400 | 92683 | SFM | 796.52 | 396.52 | 400 |  |  | 400 |  |  |  | 0
51334 | 07/15/2020 | 6 |  |  | S3180898.001 | 7/1/2020 12:00:00 AM | Manufacturer#6 | Manufacturer#6 |  |  | 18 | 18 | 10 | 10.6 | Variable Speed Mini Split | AC-21563 | 1689.35 | 489.35 | 2 | 600 | 1200 | 92869 | SFM | 844.675 | 244.675 | 600 |  |  | 1200 |  |  |  | 0
51334 | 07/15/2020 | 7 |  |  | S3180899.001 | 6/30/2020 12:00:00 AM | Manufacturer#6 | Manufacturer#6 |  |  | 18 | 18 | 12.5 | 9.3 | Variable Speed Mini Split | AC-21561 | 1699 | 1099 | 1.5 | 400 | 600 | 90620 | SFM | 1132.6667 | 732.6667 | 400 |  |  | 600 |  |  |  | 0
51334 | 07/15/2020 | 8 |  |  | S3181088.001 | 6/30/2020 12:00:00 AM | Manufacturer#6 | Manufacturer#6 |  |  | 16 | 16 | 10 | 9 | Variable Speed Mini Split | AC-21561 | 893.41 | 493.41 | 1 | 400 | 400 | 92844 | SFM | 893.41 | 493.41 | 400 |  |  | 400 |  |  |  | 0
51334 | 07/15/2020 | 9 |  |  | S3181162.003 | 7/1/2020 12:00:00 AM | Manufacturer#6 | Manufacturer#6 |  |  | 18 | 18 | 10 | 10.6 | Variable Speed Mini Split | AC-21563 | 1723.72 | 523.72 | 2 | 600 | 1200 | 92277 | SFM | 861.86 | 261.86 | 600 |  |  | 1200 |  |  |  | 0
51339 | 07/15/2020 | 1 |  |  | S5748451 | 7/6/2020 12:00:00 AM | Manufacturer#5 | Manufacturer#5 |  |  | 18 | 18 | 10.95 | 10 | Variable Speed Mini Split | AC-21563 | 1257.04 | 159.04 | 1.83 | 600 | 1098 | 92211 | SFM | 686.9071 | 86.9071 | 600 |  |  | 1098 |  |  |  | 0
51339 | 07/15/2020 | 2 |  |  | S5744397 | 7/6/2020 12:00:00 AM | Manufacturer#7 | Manufacturer#7 |  |  | 19 | 19 | 12.6 | 10 | Heat Pump | AC-21520 | 4909.22 | 4039.22 | 2.9 | 300 | 870 | 90274 | SFM | 1692.8345 | 1392.8345 | 300 |  |  | 870 |  |  |  | 0
51339 | 07/15/2020 | 3 |  |  | S5740515 | 7/6/2020 12:00:00 AM | Manufacturer#5 | Manufacturer#5 |  |  | 18 | 18 | 9.55 | 9 | Variable Speed Mini Split | AC-21561 | 708.9 | 408.9 | 0.75 | 400 | 300 | 92270 | SFM | 945.2 | 545.2 | 400 |  |  | 300 |  |  |  | 0
51339 | 07/15/2020 | 4 |  |  | S5694763 | 7/6/2020 12:00:00 AM | Manufacturer#5 | Manufacturer#5 |  |  | 21 | 21 | 12.5 | 11 | Variable Speed Mini Split | AC-21563 | 1873 | 673 | 2 | 600 | 1200 | 91710 | SFM | 936.5 | 336.5 | 600 |  |  | 1200 |  |  |  | 0
51339 | 07/15/2020 | 5 |  |  | S5744576 | 7/7/2020 12:00:00 AM | Manufacturer#5 | Manufacturer#5 |  |  | 18 | 18 | 10.95 | 10 | Variable Speed Mini Split | AC-21563 | 1165 | 67 | 1.83 | 600 | 1098 | 92372 | SFM | 636.612 | 36.612 | 600 |  |  | 1098 |  |  |  | 0
51339 | 07/15/2020 | 6 |  |  | S5738381 | 7/7/2020 12:00:00 AM | Manufacturer#5 | Manufacturer#5 |  |  | 18 | 18 | 10.95 | 10 | Variable Speed Mini Split | AC-21563 | 1165 | 67 | 1.83 | 600 | 1098 | 90603 | SFM | 636.612 | 36.612 | 600 |  |  | 1098 |  |  |  | 0
51339 | 07/15/2020 | 7 |  |  | S5751128 | 7/8/2020 12:00:00 AM | Manufacturer#5 | Manufacturer#5 |  |  | 18 | 18 | 9.9 | 9 | Variable Speed Mini Split | AC-21561 | 1012.1 | 412.1 | 1.5 | 400 | 600 | 92211 | SFM | 674.7333 | 274.7333 | 400 |  |  | 600 |  |  |  | 0
51339 | 07/15/2020 | 8 |  |  | S5750836 | 7/8/2020 12:00:00 AM | Manufacturer#5 | Manufacturer#5 |  |  | 18 | 18 | 10.6 | 9 | Variable Speed Mini Split | AC-21561 | 615 | 315 | 0.75 | 400 | 300 | 91761 | SFM | 820 | 420 | 400 |  |  | 300 |  |  |  | 0
51339 | 07/15/2020 | 9 |  |  | S5731783 | 7/8/2020 12:00:00 AM | Manufacturer#5 | Manufacturer#5 |  |  | 21 | 21 | 12.5 | 11.5 | Variable Speed Mini Split | AC-21563 | 2505.44 | 807.44 | 2.83 | 600 | 1698 | 90745 | SFM | 885.3145 | 285.3145 | 600 |  |  | 1698 |  |  |  | 0
51339 | 07/15/2020 | 10 |  |  | S5731783 | 7/8/2020 12:00:00 AM | Manufacturer#5 | Manufacturer#5 |  |  | 21 | 21 | 12.5 | 11.5 | Variable Speed Mini Split | AC-21563 | 2252.96 | 836.96 | 2.36 | 600 | 1416 | 90745 | SFM | 954.6441 | 354.6441 | 600 |  |  | 1416 |  |  |  | 0
51339 | 07/15/2020 | 11 |  |  | S5750389 | 7/9/2020 12:00:00 AM | Manufacturer#5 | Manufacturer#5 |  |  | 18 | 18 | 9.9 | 9 | Variable Speed Mini Split | AC-21561 | 938 | 338 | 1.5 | 400 | 600 | 92532 | SFM | 625.3333 | 225.3333 | 400 |  |  | 600 |  |  |  | 0
51339 | 07/15/2020 | 12 |  |  | S5756856 | 7/10/2020 12:00:00 AM | Manufacturer#5 | Manufacturer#5 |  |  | 21 | 21 | 10.4 | 10.2 | Variable Speed Mini Split | AC-21563 | 3139 | 1189 | 3.25 | 600 | 1950 | 92841 | SFM | 965.8462 | 365.8462 | 600 |  |  | 1950 |  |  |  | 0
51339 | 07/15/2020 | 13 |  |  | S5756007 | 7/10/2020 12:00:00 AM | Manufacturer#5 | Manufacturer#5 |  |  | 18 | 18 | 9.9 | 9 | Variable Speed Mini Split | AC-21561 | 938 | 338 | 1.5 | 400 | 600 | 92866 | SFM | 625.3333 | 225.3333 | 400 |  |  | 600 |  |  |  | 0
51339 | 07/15/2020 | 14 |  |  | S5755989 | 7/10/2020 12:00:00 AM | Manufacturer#5 | Manufacturer#5 |  |  | 21 | 21 | 12.5 | 11 | Variable Speed Mini Split | AC-21563 | 1740.98 | 540.98 | 2 | 600 | 1200 | 91702 | SFM | 870.49 | 270.49 | 600 |  |  | 1200 |  |  |  | 0
51339 | 07/15/2020 | 15 |  |  | S5757087 | 7/11/2020 12:00:00 AM | Manufacturer#5 | Manufacturer#5 |  |  | 18 | 18 | 10.95 | 10 | Variable Speed Mini Split | AC-21563 | 1257.04 | 159.04 | 1.83 | 600 | 1098 | 90008 | SFM | 686.9071 | 86.9071 | 600 |  |  | 1098 |  |  |  | 0
51339 | 07/15/2020 | 16 |  |  | S5722449 | 7/11/2020 12:00:00 AM | Manufacturer#5 | Manufacturer#5 |  |  | 21 | 21 | 12.5 | 11 | Variable Speed Mini Split | AC-21563 | 1873 | 673 | 2 | 600 | 1200 | 90703 | SFM | 936.5 | 336.5 | 600 |  |  | 1200 |  |  |  | 0
51339 | 07/15/2020 | 17 |  |  | S5758619 | 7/13/2020 12:00:00 AM | Manufacturer#5 | Manufacturer#5 |  |  | 18 | 18 | 10.4 | 9 | Variable Speed Mini Split | AC-21561 | 648 | 248 | 1 | 400 | 400 | 92346 | SFM | 648 | 248 | 400 |  |  | 400 |  |  |  | 0
51339 | 07/15/2020 | 18 |  |  | S5756951 | 7/13/2020 12:00:00 AM | Manufacturer#5 | Manufacturer#5 |  |  | 21 | 21 | 12.5 | 11.5 | Variable Speed Mini Split | AC-21563 | 2379.21 | 963.21 | 2.36 | 600 | 1416 | 90254 | SFM | 1008.1398 | 408.1398 | 600 |  |  | 1416 |  |  |  | 0
51339 | 07/15/2020 | 19 |  |  | S5756048 | 7/13/2020 12:00:00 AM | Manufacturer#5 | Manufacturer#5 |  |  | 18 | 18 | 10.95 | 10 | Variable Speed Mini Split | AC-21563 | 1257.04 | 159.04 | 1.83 | 600 | 1098 | 91710 | SFM | 686.9071 | 86.9071 | 600 |  |  | 1098 |  |  |  | 0
51339 | 07/15/2020 | 20 |  |  | S5761273 | 7/14/2020 12:00:00 AM | Manufacturer#5 | Manufacturer#5 |  |  | 18 | 18 | 10.95 | 10 | Variable Speed Mini Split | AC-21563 | 1165 | 67 | 1.83 | 600 | 1098 | 90280 | SFM | 636.612 | 36.612 | 600 |  |  | 1098 |  |  |  | 0
51339 | 07/15/2020 | 21 |  |  | S5760908 | 7/14/2020 12:00:00 AM | Manufacturer#5 | Manufacturer#5 |  |  | 20 | 20 | 12.5 | 10 | Variable Speed Mini Split | AC-21563 | 1563.47 | 465.47 | 1.83 | 600 | 1098 | 90254 | SFM | 854.3552 | 254.3552 | 600 |  |  | 1098 |  |  |  | 0
51339 | 07/15/2020 | 22 |  |  | S5756322 | 7/14/2020 12:00:00 AM | Manufacturer#5 | Manufacturer#5 |  |  | 18 | 18 | 10.4 | 9 | Variable Speed Mini Split | AC-21561 | 648 | 248 | 1 | 400 | 400 | 93063 | SFM | 648 | 248 | 400 |  |  | 400 |  |  |  | 0
51339 | 07/15/2020 | 23 |  |  | S5754531 | 7/14/2020 12:00:00 AM | Manufacturer#5 | Manufacturer#5 |  |  | 18 | 18 | 10.95 | 10 | Variable Speed Mini Split | AC-21563 | 1257.04 | 159.04 | 1.83 | 600 | 1098 | 92211 | SFM | 686.9071 | 86.9071 | 600 |  |  | 1098 |  |  |  | 0
51339 | 07/15/2020 | 24 |  |  | S5764622 | 7/15/2020 12:00:00 AM | Manufacturer#5 | Manufacturer#5 |  |  | 21 | 21 | 12.5 | 11.5 | Variable Speed Mini Split | AC-21563 | 2201.17 | 785.17 | 2.36 | 600 | 1416 | 90650 | SFM | 932.6992 | 332.6992 | 600 |  |  | 1416 |  |  |  | 0
51339 | 07/15/2020 | 25 |  |  | S5759817 | 7/15/2020 12:00:00 AM | Manufacturer#5 | Manufacturer#5 |  |  | 21 | 21 | 12.5 | 11.5 | Variable Speed Mini Split | AC-21563 | 2069 | 371 | 2.83 | 600 | 1698 | 91702 | SFM | 731.0954 | 131.0954 | 600 |  |  | 1698 |  |  |  | 0
51339 | 07/15/2020 | 26 |  |  | S5759817 | 7/15/2020 12:00:00 AM | Manufacturer#5 | Manufacturer#5 |  |  | 21 | 21 | 12.5 | 11.5 | Variable Speed Mini Split | AC-21563 | 2069 | 371 | 2.83 | 600 | 1698 | 91702 | SFM | 731.0954 | 131.0954 | 600 |  |  | 1698 |  |  |  | 0
51339 | 07/15/2020 | 27 |  |  | S5759251 | 7/15/2020 12:00:00 AM | Manufacturer#5 | Manufacturer#5 |  |  | 16 | 16 | 10.35 | 9 | Variable Speed Mini Split | AC-21561 | 1982 | 1190 | 1.98 | 400 | 792 | 92336 | SFM | 1001.0101 | 601.0101 | 400 |  |  | 792 |  |  |  | 0
51341 | 07/15/2020 | 1 |  |  | S3153462.002 | 7/6/2020 12:00:00 AM | Manufacturer#12 | Manufacturer#12 |  |  | 20.4 | 21 | 11.5 | 10.8 | Variable Speed Mini Split | AC-21563 | 2941.64 | 1591.64 | 2.25 | 600 | 1350 | 92377 | SFM | 1307.3956 | 707.3956 | 600 |  |  | 1350 |  |  |  | 0
51341 | 07/15/2020 | 2 |  |  | S3174677.001 | 7/2/2020 12:00:00 AM | Manufacturer#6 | Manufacturer#6 |  |  | 18 | 18 | 10 | 10.6 | Variable Speed Mini Split | AC-21563 | 1744 | 544 | 2 | 600 | 1200 | 92210 | SFM | 872 | 272 | 600 |  |  | 1200 |  |  |  | 0
51341 | 07/15/2020 | 3 |  |  | S3174677.001 | 7/2/2020 12:00:00 AM | Manufacturer#6 | Manufacturer#6 |  |  | 18 | 18 | 10 | 10.6 | Variable Speed Mini Split | AC-21563 | 1744 | 544 | 2 | 600 | 1200 | 92210 | SFM | 872 | 272 | 600 |  |  | 1200 |  |  |  | 0
51341 | 07/15/2020 | 4 |  |  | S3175093.002 | 7/6/2020 12:00:00 AM | Manufacturer#12 | Manufacturer#12 |  |  | 16.9 | 17 | 9.7 | 9.6 | Variable Speed Mini Split | AC-21561 | 1483 | 683 | 2 | 400 | 800 | 92592 | SFM | 741.5 | 341.5 | 400 |  |  | 800 |  |  |  | 0
51341 | 07/15/2020 | 5 |  |  | S3176360.001 | 7/6/2020 12:00:00 AM | Manufacturer#12 | Manufacturer#12 |  |  | 17.3 | 18 | 10 | 10.3 | Variable Speed Mini Split | AC-21562 | 609.22 | 109.22 | 1 | 500 | 500 | 92883 | SFM | 609.22 | 109.22 | 500 |  |  | 500 |  |  |  | 0
51341 | 07/15/2020 | 6 |  |  | S3176758.001 | 7/2/2020 12:00:00 AM | Manufacturer#6 | Manufacturer#6 |  |  | 18 | 18 | 10 | 10.6 | Variable Speed Mini Split | AC-21563 | 1519.91 | 319.91 | 2 | 600 | 1200 | 92886 | SFM | 759.955 | 159.955 | 600 |  |  | 1200 |  |  |  | 0
51341 | 07/15/2020 | 7 |  |  | S3177549.001 | 7/7/2020 12:00:00 AM | Manufacturer#6 | Manufacturer#6 |  |  | 18 | 18 | 10 | 10.6 | Variable Speed Mini Split | AC-21563 | 1540.23 | 340.23 | 2 | 600 | 1200 | 92703 | SFM | 770.115 | 170.115 | 600 |  |  | 1200 |  |  |  | 0
51341 | 07/15/2020 | 8 |  |  | S3178590.001 | 7/7/2020 12:00:00 AM | Manufacturer#12 | Manufacturer#12 |  |  | 18 | 18 | 10.5 | 10 | Variable Speed Mini Split | AC-21563 | 1979 | 179 | 3 | 600 | 1800 | 92301 | SFM | 659.6667 | 59.6667 | 600 |  |  | 1800 |  |  |  | 0
51341 | 07/15/2020 | 9 |  |  | S3179050.001 | 7/2/2020 12:00:00 AM | Manufacturer#12 | Manufacturer#12 |  |  | 20.5 | 21 | 11 | 10.2 | Variable Speed Mini Split | AC-21563 | 3624.36 | 1224.36 | 4 | 600 | 2400 | 92570 | SFM | 906.09 | 306.09 | 600 |  |  | 2400 |  |  |  | 0
51341 | 07/15/2020 | 10 |  |  | S3180453.002 | 7/7/2020 12:00:00 AM | Manufacturer#13 | Manufacturer#13 |  |  | 15.9 | 16 | 9.1 | 9.2 | Variable Speed Mini Split | AC-21560 | 3284.59 | 2426.59 | 2.86 | 300 | 858 | 92549 | SFM | 1148.458 | 848.458 | 300 |  |  | 858 |  |  |  | 0
51341 | 07/15/2020 | 11 |  |  | S3180741.001 | 7/6/2020 12:00:00 AM | Manufacturer#6 | Manufacturer#6 |  |  | 18 | 18 | 10 | 10.6 | Variable Speed Mini Split | AC-21563 | 1487.99 | 287.99 | 2 | 600 | 1200 | 92252 | SFM | 743.995 | 143.995 | 600 |  |  | 1200 |  |  |  | 0
51341 | 07/15/2020 | 12 |  |  | S3180831.001 | 7/6/2020 12:00:00 AM | Manufacturer#6 | Manufacturer#6 |  |  | 19 | 19 | 12.5 | 10.6 | Variable Speed Mini Split | AC-21563 | 1863.22 | 963.22 | 1.5 | 600 | 900 | 92612 | SFM | 1242.1467 | 642.1467 | 600 |  |  | 900 |  |  |  | 0
51341 | 07/15/2020 | 13 |  |  | S3181157.001 | 7/7/2020 12:00:00 AM | Manufacturer#6 | Manufacturer#6 |  |  | 19.7 | 20 | 10.5 | 10.3 | Variable Speed Mini Split | AC-21563 | 4836 | 2586 | 3.75 | 600 | 2250 | 92277 | SFM | 1289.6 | 689.6 | 600 |  |  | 2250 |  |  |  | 0
51341 | 07/15/2020 | 14 |  |  | S3181670.001 | 7/2/2020 12:00:00 AM | Manufacturer#6 | Manufacturer#6 |  |  | 19 | 19 | 12.5 | 10.6 | Variable Speed Mini Split | AC-21563 | 1407.56 | 507.56 | 1.5 | 600 | 900 | 92880 | SFM | 938.3733 | 338.3733 | 600 |  |  | 900 |  |  |  | 0
51341 | 07/15/2020 | 15 |  |  | S3182280.001 | 7/2/2020 12:00:00 AM | Manufacturer#6 | Manufacturer#6 |  |  | 18 | 18 | 10 | 10.6 | Variable Speed Mini Split | AC-21563 | 2050.38 | 850.38 | 2 | 600 | 1200 | 91710 | SFM | 1025.19 | 425.19 | 600 |  |  | 1200 |  |  |  | 0
51341 | 07/15/2020 | 16 |  |  | S3182280.001 | 7/2/2020 12:00:00 AM | Manufacturer#6 | Manufacturer#6 |  |  | 18 | 18 | 10 | 10.6 | Variable Speed Mini Split | AC-21563 | 2050.38 | 850.38 | 2 | 600 | 1200 | 91748 | SFM | 1025.19 | 425.19 | 600 |  |  | 1200 |  |  |  | 0
51341 | 07/15/2020 | 17 |  |  | S3182417.001 | 7/2/2020 12:00:00 AM | Manufacturer#6 | Manufacturer#6 |  |  | 16 | 16 | 10 | 9 | Variable Speed Mini Split | AC-21561 | 897.98 | 497.98 | 1 | 400 | 400 | 92840 | SFM | 897.98 | 497.98 | 400 |  |  | 400 |  |  |  | 0
51341 | 07/15/2020 | 18 |  |  | S3182542.001 | 7/2/2020 12:00:00 AM | Manufacturer#6 | Manufacturer#6 |  |  | 16 | 16 | 10 | 9 | Variable Speed Mini Split | AC-21561 | 1237.44 | 837.44 | 1 | 400 | 400 | 92882 | SFM | 1237.44 | 837.44 | 400 |  |  | 400 |  |  |  | 0
51341 | 07/15/2020 | 19 |  |  | S3182542.001 | 7/2/2020 12:00:00 AM | Manufacturer#6 | Manufacturer#6 |  |  | 16 | 16 | 10 | 9 | Variable Speed Mini Split | AC-21561 | 1237.44 | 837.44 | 1 | 400 | 400 | 92882 | SFM | 1237.44 | 837.44 | 400 |  |  | 400 |  |  |  | 0
51341 | 07/15/2020 | 20 |  |  | S3182608.002 | 7/2/2020 12:00:00 AM | Manufacturer#6 | Manufacturer#6 |  |  | 15.5 | 16 | 8.5 | 9 | Variable Speed Mini Split | AC-21560 | 2753.72 | 1928.72 | 2.75 | 300 | 825 | 90630 | SFM | 1001.3527 | 701.3527 | 300 |  |  | 825 |  |  |  | 0
51341 | 07/15/2020 | 21 |  |  | S3182636.001 | 7/2/2020 12:00:00 AM | Manufacturer#6 | Manufacturer#6 |  |  | 18 | 18 | 10 | 10.6 | Variable Speed Mini Split | AC-21563 | 1518.56 | 318.56 | 2 | 600 | 1200 | 92262 | SFM | 759.28 | 159.28 | 600 |  |  | 1200 |  |  |  | 0
51341 | 07/15/2020 | 22 |  |  | S3182897.001 | 7/7/2020 12:00:00 AM | Manufacturer#12 | Manufacturer#12 |  |  | 17.5 | 18 | 11.2 | 10.1 | Variable Speed Mini Split | AC-21562 | 1033.55 | 283.55 | 1.5 | 500 | 750 | 92543 | SFM | 689.0333 | 189.0333 | 500 |  |  | 750 |  |  |  | 0
51341 | 07/15/2020 | 23 |  |  | S3182916.002 | 7/6/2020 12:00:00 AM | Manufacturer#6 | Manufacturer#6 |  |  | 18 | 18 | 10 | 10.6 | Variable Speed Mini Split | AC-21563 | 1662.12 | 462.12 | 2 | 600 | 1200 | 92707 | SFM | 831.06 | 231.06 | 600 |  |  | 1200 |  |  |  | 0
51341 | 07/15/2020 | 24 |  |  | S3183269.001 | 7/6/2020 12:00:00 AM | Manufacturer#6 | Manufacturer#6 |  |  | 18 | 18 | 10 | 10.6 | Variable Speed Mini Split | AC-21563 | 1686.8 | 486.8 | 2 | 600 | 1200 | 92807 | SFM | 843.4 | 243.4 | 600 |  |  | 1200 |  |  |  | 0
51341 | 07/15/2020 | 25 |  |  | S3183309.001 | 7/7/2020 12:00:00 AM | Manufacturer#6 | Manufacturer#6 |  |  | 18 | 18 | 10 | 10.6 | Variable Speed Mini Split | AC-21563 | 1742.49 | 542.49 | 2 | 600 | 1200 | 92883 | SFM | 871.245 | 271.245 | 600 |  |  | 1200 |  |  |  | 0
51342 | 07/15/2020 | 12 |  |  | S3184259.001 | 7/7/2020 12:00:00 AM | Manufacturer#6 | Manufacturer#6 |  |  | 16 | 16 | 10.9 | 9 | Variable Speed Mini Split | AC-21561 | 1555.24 | 1255.24 | 0.75 | 400 | 300 | 92630 | SFM | 2073.6533 | 1673.6533 | 400 |  |  | 300 |  |  |  | 0
51342 | 07/15/2020 | 13 |  |  | S3184259.001 | 7/7/2020 12:00:00 AM | Manufacturer#6 | Manufacturer#6 |  |  | 16 | 16 | 10.9 | 9 | Variable Speed Mini Split | AC-21561 | 1555.24 | 1255.24 | 0.75 | 400 | 300 | 92630 | SFM | 2073.6533 | 1673.6533 | 400 |  |  | 300 |  |  |  | 0
51342 | 07/15/2020 | 14 |  |  | S3184259.001 | 7/7/2020 12:00:00 AM | Manufacturer#6 | Manufacturer#6 |  |  | 16 | 16 | 10 | 9 | Variable Speed Mini Split | AC-21561 | 1655.24 | 1255.24 | 1 | 400 | 400 | 92630 | SFM | 1655.24 | 1255.24 | 400 |  |  | 400 |  |  |  | 0
51342 | 07/15/2020 | 15 |  |  | S3184363.002 | 7/7/2020 12:00:00 AM | Manufacturer#6 | Manufacturer#6 |  |  | 18 | 18 | 10 | 10.6 | Variable Speed Mini Split | AC-21563 | 2165.64 | 965.64 | 2 | 600 | 1200 | 92258 | SFM | 1082.82 | 482.82 | 600 |  |  | 1200 |  |  |  | 0
51342 | 07/15/2020 | 16 |  |  | S3184363.002 | 7/7/2020 12:00:00 AM | Manufacturer#6 | Manufacturer#6 |  |  | 18 | 18 | 10 | 10.6 | Variable Speed Mini Split | AC-21563 | 2165.64 | 965.64 | 2 | 600 | 1200 | 92258 | SFM | 1082.82 | 482.82 | 600 |  |  | 1200 |  |  |  | 0
51342 | 07/15/2020 | 17 |  |  | S3184363.002 | 7/7/2020 12:00:00 AM | Manufacturer#6 | Manufacturer#6 |  |  | 18 | 18 | 10 | 10.6 | Variable Speed Mini Split | AC-21563 | 2165.64 | 965.64 | 2 | 600 | 1200 | 92258 | SFM | 1082.82 | 482.82 | 600 |  |  | 1200 |  |  |  | 0
51342 | 07/15/2020 | 18 |  |  | S3184600.002 | 7/7/2020 12:00:00 AM | Manufacturer#12 | Manufacturer#12 |  |  | 20.4 | 21 | 11.5 | 10.8 | Variable Speed Mini Split | AC-21563 | 1572 | 222 | 2.25 | 600 | 1350 | 92335 | SFM | 698.6667 | 98.6667 | 600 |  |  | 1350 |  |  |  | 0
51342 | 07/15/2020 | 19 |  |  | S3184623.002 | 7/7/2020 12:00:00 AM | Manufacturer#6 | Manufacturer#6 |  |  | 18 | 18 | 10 | 10.6 | Variable Speed Mini Split | AC-21563 | 3972 | 2772 | 2 | 600 | 1200 | 92324 | SFM | 1986 | 1386 | 600 |  |  | 1200 |  |  |  | 0
51342 | 07/15/2020 | 1 |  |  | S3183327.001 | 7/7/2020 12:00:00 AM | Manufacturer#12 | Manufacturer#12 |  |  | 20.5 | 21 | 11 | 10.2 | Variable Speed Mini Split | AC-21563 | 3416.54 | 1016.54 | 4 | 600 | 2400 | 92860 | SFM | 854.135 | 254.135 | 600 |  |  | 2400 |  |  |  | 0
51342 | 07/15/2020 | 2 |  |  | S3183341.001 | 7/6/2020 12:00:00 AM | Manufacturer#6 | Manufacturer#6 |  |  | 16 | 16 | 10.9 | 9 | Variable Speed Mini Split | AC-21561 | 1432.8 | 1132.8 | 0.75 | 400 | 300 | 92630 | SFM | 1910.4 | 1510.4 | 400 |  |  | 300 |  |  |  | 0
51342 | 07/15/2020 | 3 |  |  | S3183341.001 | 7/6/2020 12:00:00 AM | Manufacturer#6 | Manufacturer#6 |  |  | 16 | 16 | 10.9 | 9 | Variable Speed Mini Split | AC-21561 | 1432.8 | 1132.8 | 0.75 | 400 | 300 | 92683 | SFM | 1910.4 | 1510.4 | 400 |  |  | 300 |  |  |  | 0
51342 | 07/15/2020 | 4 |  |  | S3183676.001 | 7/7/2020 12:00:00 AM | Manufacturer#12 | Manufacturer#12 |  |  | 17.5 | 18 | 11.2 | 10.1 | Variable Speed Mini Split | AC-21562 | 1222.32 | 472.32 | 1.5 | 500 | 750 | 92595 | SFM | 814.88 | 314.88 | 500 |  |  | 750 |  |  |  | 0
51342 | 07/15/2020 | 5 |  |  | S3183799.001 | 7/7/2020 12:00:00 AM | Manufacturer#6 | Manufacturer#6 |  |  | 18 | 18 | 10 | 10.6 | Variable Speed Mini Split | AC-21563 | 1472 | 272 | 2 | 600 | 1200 | 92543 | SFM | 736 | 136 | 600 |  |  | 1200 |  |  |  | 0
51342 | 07/15/2020 | 6 |  |  | S3183809.001 | 7/7/2020 12:00:00 AM | Manufacturer#12 | Manufacturer#12 |  |  | 16.9 | 17 | 9.7 | 9.6 | Variable Speed Mini Split | AC-21561 | 1223 | 423 | 2 | 400 | 800 | 91767 | SFM | 611.5 | 211.5 | 400 |  |  | 800 |  |  |  | 0
51342 | 07/15/2020 | 7 |  |  | S3183901.002 | 7/7/2020 12:00:00 AM | Manufacturer#6 | Manufacturer#6 |  |  | 19.7 | 20 | 12 | 11.3 | Variable Speed Mini Split | AC-21563 | 2494.93 | 1594.93 | 1.5 | 600 | 900 | 92264 | SFM | 1663.2867 | 1063.2867 | 600 |  |  | 900 |  |  |  | 0
51342 | 07/15/2020 | 8 |  |  | S3183901.002 | 7/7/2020 12:00:00 AM | Manufacturer#6 | Manufacturer#6 |  |  | 19 | 19 | 12.5 | 10.6 | Variable Speed Mini Split | AC-21563 | 2494.93 | 1594.93 | 1.5 | 600 | 900 | 92264 | SFM | 1663.2867 | 1063.2867 | 600 |  |  | 900 |  |  |  | 0
51342 | 07/15/2020 | 9 |  |  | S3183932.001 | 7/7/2020 12:00:00 AM | Manufacturer#6 | Manufacturer#6 |  |  | 16 | 16 | 10 | 9 | Variable Speed Mini Split | AC-21561 | 1180.43 | 780.43 | 1 | 400 | 400 | 92840 | SFM | 1180.43 | 780.43 | 400 |  |  | 400 |  |  |  | 0
51342 | 07/15/2020 | 10 |  |  | S3184158.001 | 7/7/2020 12:00:00 AM | Manufacturer#6 | Manufacturer#6 |  |  | 18 | 18 | 10 | 9.4 | Variable Speed Mini Split | AC-21562 | 3750 | 2285 | 2.93 | 500 | 1465 | 92284 | SFM | 1279.8635 | 779.8635 | 500 |  |  | 1465 |  |  |  | 0
51342 | 07/15/2020 | 11 |  |  | S3184235.002 | 7/7/2020 12:00:00 AM | Manufacturer#12 | Manufacturer#12 |  |  | 18 | 18 | 10.5 | 10 | Variable Speed Mini Split | AC-21563 | 2056.36 | 256.36 | 3 | 600 | 1800 | 92373 | SFM | 685.4533 | 85.4533 | 600 |  |  | 1800 |  |  |  | 0
51345 | 07/10/2020 | 1 |  |  | O831478 | 7/10/2020 12:00:00 AM | Manufacturer#6 | Manufacturer#6 |  |  | 18 | 18 | 10 | 10.6 | Variable Speed Mini Split | AC-21563 | 1507.61 | 307.61 | 2 | 600 | 1200 | 90620 | SFM | 753.805 | 153.805 | 600 |  |  | 1200 |  |  |  | 0
51347 | 06/01/2020 | 1 |  |  | S3154625.001 | 5/21/2020 12:00:00 AM | Manufacturer#4 | Manufacturer#4 |  |  | 16 | 16 | 13 | 9 | Heat Pump | AC-21518 | 2965.59 | 1828.59 | 3.79 | 300 | 1137 | 92587 | SFM | 782.4776 | 482.4776 | 300 |  |  | 1137 |  |  |  | 0
51347 | 06/01/2020 | 2 |  |  | S3158763.001 | 5/26/2020 12:00:00 AM | Manufacturer#4 | Manufacturer#4 |  |  | 16 | 16 | 11.5 | 9.5 | Heat Pump | AC-21518 | 3247.95 | 1873.95 | 4.58 | 300 | 1374 | 92587 | SFM | 709.1594 | 409.1594 | 300 |  |  | 1374 |  |  |  | 0
51347 | 06/01/2020 | 3 |  |  | S3155430.001 | 5/22/2020 12:00:00 AM | Manufacturer#13 | Manufacturer#13 |  |  | 18 | 18 | 12.5 | 9 | Variable Speed Mini Split | AC-21561 | 1868.88 | 1164.88 | 1.76 | 400 | 704 | 92583 | SFM | 1061.8636 | 661.8636 | 400 |  |  | 704 |  |  |  | 0
51347 | 06/01/2020 | 4 |  |  | S3158173.001 | 5/26/2020 12:00:00 AM | Manufacturer#13 | Manufacturer#13 |  |  | 19 | 19 |  | 9 | Variable Speed Mini Split | AC-21561 | 944 | 584 | 0.9 | 400 | 360 | 92270 | SFM | 1048.8889 | 648.8889 | 400 |  |  | 360 |  |  |  | 0
51347 | 06/01/2020 | 5 |  |  | S3159579.002 | 5/27/2020 12:00:00 AM | Manufacturer#6 | Manufacturer#6 |  |  | 16 | 16 | 10.9 | 9 | Variable Speed Mini Split | AC-21561 | 959.14 | 659.14 | 0.75 | 400 | 300 | 92262 | SFM | 1278.8533 | 878.8533 | 400 |  |  | 300 |  |  |  | 0
51347 | 06/01/2020 | 6 |  |  | S3145709.001 | 5/21/2020 12:00:00 AM | Manufacturer#6 | Manufacturer#6 |  |  | 18 | 18 | 10 | 10.6 | Variable Speed Mini Split | AC-21563 | 2765.94 | 1565.94 | 2 | 600 | 1200 | 92256 | SFM | 1382.97 | 782.97 | 600 |  |  | 1200 |  |  |  | 0
51347 | 06/01/2020 | 7 |  |  | S3145709.001 | 5/21/2020 12:00:00 AM | Manufacturer#6 | Manufacturer#6 |  |  | 23 | 23 | 12.5 | 12.5 | Variable Speed Mini Split | AC-21563 | 2165.94 | 1565.94 | 1 | 600 | 600 | 92256 | SFM | 2165.94 | 1565.94 | 600 |  |  | 600 |  |  |  | 0
51347 | 06/01/2020 | 8 |  |  | S3152409.001 | 5/22/2020 12:00:00 AM | Manufacturer#6 | Manufacturer#6 |  |  | 23 | 23 | 12.5 | 12.5 | Variable Speed Mini Split | AC-21563 | 2876.15 | 2276.15 | 1 | 600 | 600 | 92277 | SFM | 2876.15 | 2276.15 | 600 |  |  | 600 |  |  |  | 0
51347 | 06/01/2020 | 9 |  |  | S3152409.001 | 5/23/2020 12:00:00 AM | Manufacturer#6 | Manufacturer#6 |  |  | 19.5 | 20 | 12.5 | 10.6 | Variable Speed Mini Split | AC-21563 | 3374.15 | 2276.15 | 1.83 | 600 | 1098 | 92278 | SFM | 1843.7978 | 1243.7978 | 600 |  |  | 1098 |  |  |  | 0
51347 | 06/01/2020 | 10 |  |  | S3156342.001 | 5/22/2020 12:00:00 AM | Manufacturer#6 | Manufacturer#6 |  |  | 18 | 18 | 10 | 10.6 | Variable Speed Mini Split | AC-21563 | 1516.49 | 316.49 | 2 | 600 | 1200 | 92234 | SFM | 758.245 | 158.245 | 600 |  |  | 1200 |  |  |  | 0
51347 | 06/01/2020 | 11 |  |  | S3156525.002 | 5/22/2020 12:00:00 AM | Manufacturer#6 | Manufacturer#6 |  |  | 18 | 18 | 10 | 10.6 | Variable Speed Mini Split | AC-21563 | 1596.83 | 396.83 | 2 | 600 | 1200 | 92240 | SFM | 798.415 | 198.415 | 600 |  |  | 1200 |  |  |  | 0
51347 | 06/01/2020 | 12 |  |  | S3157941.001 | 5/22/2020 12:00:00 AM | Manufacturer#6 | Manufacturer#6 |  |  | 18 | 18 | 10 | 10.6 | Variable Speed Mini Split | AC-21563 | 1472 | 272 | 2 | 600 | 1200 | 92284 | SFM | 736 | 136 | 600 |  |  | 1200 |  |  |  | 0
51347 | 06/01/2020 | 13 |  |  | S3157273.001 | 5/26/2020 12:00:00 AM | Manufacturer#6 | Manufacturer#6 |  |  | 18 | 18 | 10 | 10.6 | Variable Speed Mini Split | AC-21563 | 1472 | 272 | 2 | 600 | 1200 | 92240 | SFM | 736 | 136 | 600 |  |  | 1200 |  |  |  | 0
51347 | 06/01/2020 | 14 |  |  | S3158434.001 | 5/26/2020 12:00:00 AM | Manufacturer#6 | Manufacturer#6 |  |  | 23 | 23 | 12.5 | 12.5 | Variable Speed Mini Split | AC-21563 | 1201 | 601 | 1 | 600 | 600 | 92277 | SFM | 1201 | 601 | 600 |  |  | 600 |  |  |  | 0
51347 | 06/01/2020 | 15 |  |  | S3158565.001 | 5/26/2020 12:00:00 AM | Manufacturer#6 | Manufacturer#6 |  |  | 18 | 18 | 10 | 10.6 | Variable Speed Mini Split | AC-21563 | 1472 | 272 | 2 | 600 | 1200 | 92284 | SFM | 736 | 136 | 600 |  |  | 1200 |  |  |  | 0
51347 | 06/01/2020 | 16 |  |  | S3160235.001 | 5/27/2020 12:00:00 AM | Manufacturer#6 | Manufacturer#6 |  |  | 18 | 18 | 10 | 10.6 | Variable Speed Mini Split | AC-21563 | 1629.52 | 429.52 | 2 | 600 | 1200 | 92284 | SFM | 814.76 | 214.76 | 600 |  |  | 1200 |  |  |  | 0
51347 | 06/01/2020 | 17 |  |  | S3157833.003 | 5/26/2020 12:00:00 AM | Manufacturer#4 | Manufacturer#4 |  |  | 16 | 16 | 11.5 | 9.5 | Heat Pump | AC-21518 | 2126.04 | 752.14 | 4.58 | 300 | 1374 | 90004 | SFM | 464.2009 | 164.2227 | 299.9782 |  |  | 1374 |  |  |  | 0
51347 | 06/01/2020 | 18 |  |  | S3158768.001 | 5/26/2020 12:00:00 AM | Manufacturer#12 | Manufacturer#12 |  |  | 16.9 | 17 |  | 9.6 | Variable Speed Mini Split | AC-21561 | 1558.06 | 758.06 | 2 | 400 | 800 | 92502 | SFM | 779.03 | 379.03 | 400 |  |  | 800 |  |  |  | 0
51347 | 06/01/2020 | 19 |  |  | S3157709.001 | 5/22/2020 12:00:00 AM | Manufacturer#12 | Manufacturer#12 |  |  | 17.3 | 18 | 10 | 10.3 | Variable Speed Mini Split | AC-21562 | 789.18 | 289.18 | 1 | 500 | 500 | 92860 | SFM | 789.18 | 289.18 | 500 |  |  | 500 |  |  |  | 0
51347 | 06/01/2020 | 20 |  |  | S3155369.001 | 5/26/2020 12:00:00 AM | Manufacturer#12 | Manufacturer#12 |  |  | 17.6 | 18 |  | 10 | Variable Speed Mini Split | AC-21562 | 928.86 | 553.86 | 0.75 | 500 | 375 | 92509 | SFM | 1238.48 | 738.48 | 500 |  |  | 375 |  |  |  | 0
51347 | 06/01/2020 | 21 |  |  | S3155038.002 | 5/27/2020 12:00:00 AM | Manufacturer#13 | Manufacturer#13 |  |  | 17.7 | 18 | 9.2 | 12.2 | Variable Speed Mini Split | AC-21562 | 3481.54 | 1981.54 | 3 | 500 | 1500 | 90254 | SFM | 1160.5133 | 660.5133 | 500 |  |  | 1500 |  |  |  | 0
51347 | 06/01/2020 | 22 |  |  | S3157192.001 | 5/21/2020 12:00:00 AM | Manufacturer#6 | Manufacturer#6 |  |  | 18 | 18 | 10 | 10.6 | Variable Speed Mini Split | AC-21563 | 1721.08 | 521.08 | 2 | 600 | 1200 | 90022 | SFM | 860.54 | 260.54 | 600 |  |  | 1200 |  |  |  | 0
51347 | 06/01/2020 | 23 |  |  | S3154245.001 | 5/22/2020 12:00:00 AM | Manufacturer#12 | Manufacturer#12 |  |  | 20.4 | 21 |  | 10.8 | Variable Speed Mini Split | AC-21563 | 1844.56 | 494.56 | 2.25 | 600 | 1350 | 92376 | SFM | 819.8044 | 219.8044 | 600 |  |  | 1350 |  |  |  | 0
51347 | 06/01/2020 | 24 |  |  | S3155791.001 | 5/22/2020 12:00:00 AM | Manufacturer#12 | Manufacturer#12 |  |  | 20.4 | 21 |  | 10.8 | Variable Speed Mini Split | AC-21563 | 1790.6 | 440.6 | 2.25 | 600 | 1350 | 92882 | SFM | 795.8222 | 195.8222 | 600 |  |  | 1350 |  |  |  | 0
51347 | 06/01/2020 | 25 |  |  | S3156071.001 | 5/22/2020 12:00:00 AM | Manufacturer#6 | Manufacturer#6 |  |  | 18 | 18 | 10 | 10.6 | Variable Speed Mini Split | AC-21563 | 1733.26 | 533.26 | 2 | 600 | 1200 | 92553 | SFM | 866.63 | 266.63 | 600 |  |  | 1200 |  |  |  | 0
51359 | 07/15/2020 | 1 |  |  | 3125149 | 6/15/2020 12:00:00 AM | Manufacturer#9 | Manufacturer#9 |  |  | 24.6 | 25 | 15.4 | 12.8 | Variable Speed Mini Split | AC-21563 | 762.612 | 312.612 | 0.75 | 600 | 450 | 93101 | SFM | 1016.816 | 416.816 | 600 |  |  | 450 |  |  |  | 0
51359 | 07/15/2020 | 2 |  |  | 3128573 | 6/17/2020 12:00:00 AM | Manufacturer#9 | Manufacturer#9 |  |  | 24.6 | 25 | 15.4 | 12.8 | Variable Speed Mini Split | AC-21563 | 804.636 | 354.636 | 0.75 | 600 | 450 | 92843 | SFM | 1072.848 | 472.848 | 600 |  |  | 450 |  |  |  | 0
51359 | 07/15/2020 | 3 |  |  | 3135554 | 6/29/2020 12:00:00 AM | Manufacturer#9 | Manufacturer#9 |  |  | 24.6 | 25 | 15.4 | 12.8 | Variable Speed Mini Split | AC-21563 | 762.612 | 312.612 | 0.75 | 600 | 450 | 93001 | SFM | 1016.816 | 416.816 | 600 |  |  | 450 |  |  |  | 0
51359 | 07/15/2020 | 4 |  |  | 3125282 | 6/15/2020 12:00:00 AM | Manufacturer#9 | Manufacturer#9 |  |  | 23.1 | 24 | 13 | 12.5 | Variable Speed Mini Split | AC-21563 | 951.478 | 351.478 | 1 | 600 | 600 | 92210 | SFM | 951.478 | 351.478 | 600 |  |  | 600 |  |  |  | 0
51359 | 07/15/2020 | 5 |  |  | 3115945 | 6/9/2020 12:00:00 AM | Manufacturer#9 | Manufacturer#9 |  |  | 21.6 | 22 | 13 | 11.7 | Variable Speed Mini Split | AC-21563 | 1049.412 | 353.412 | 1.16 | 600 | 696 | 92395 | SFM | 904.6655 | 304.6655 | 600 |  |  | 696 |  |  |  | 0
51359 | 07/15/2020 | 6 |  |  | 3125185 | 6/15/2020 12:00:00 AM | Manufacturer#9 | Manufacturer#9 |  |  | 21.6 | 22 | 13 | 11.7 | Variable Speed Mini Split | AC-21563 | 994.604 | 298.604 | 1.16 | 600 | 696 | 91775 | SFM | 857.4172 | 257.4172 | 600 |  |  | 696 |  |  |  | 0
51359 | 07/15/2020 | 7 |  |  | 3116201 | 6/4/2020 12:00:00 AM | Manufacturer#9 | Manufacturer#9 |  |  | 20.5 | 21 | 13.4 | 11.2 | Variable Speed Mini Split | AC-21563 | 1259.914 | 359.914 | 1.5 | 600 | 900 | 91024 | SFM | 839.9427 | 239.9427 | 600 |  |  | 900 |  |  |  | 0
51359 | 07/15/2020 | 8 |  |  | 3125951 | 6/15/2020 12:00:00 AM | Manufacturer#9 | Manufacturer#9 |  |  | 20.5 | 21 | 13.4 | 11.2 | Variable Speed Mini Split | AC-21563 | 1259.914 | 359.914 | 1.5 | 600 | 900 | 91786 | SFM | 839.9427 | 239.9427 | 600 |  |  | 900 |  |  |  | 0
51359 | 07/15/2020 | 9 |  |  | 3132255 | 6/24/2020 12:00:00 AM | Manufacturer#9 | Manufacturer#9 |  |  | 20.5 | 21 | 13.4 | 11.2 | Variable Speed Mini Split | AC-21563 | 1259.914 | 359.914 | 1.5 | 600 | 900 | 93003 | SFM | 839.9427 | 239.9427 | 600 |  |  | 900 |  |  |  | 0
51359 | 07/15/2020 | 10 |  |  | 3136983 | 6/24/2020 12:00:00 AM | Manufacturer#9 | Manufacturer#9 |  |  | 20.5 | 21 | 13.4 | 11.2 | Variable Speed Mini Split | AC-21563 | 1259.914 | 359.914 | 1.5 | 600 | 900 | 93003 | SFM | 839.9427 | 239.9427 | 600 |  |  | 900 |  |  |  | 0
51359 | 07/15/2020 | 11 |  |  | 3115073 | 6/3/2020 12:00:00 AM | Manufacturer#9 | Manufacturer#9 |  |  | 20.5 | 21 | 12.5 | 10 | Variable Speed Mini Split | AC-21563 | 1423.419 | 307.419 | 1.86 | 600 | 1116 | 92211 | SFM | 765.279 | 165.279 | 600 |  |  | 1116 |  |  |  | 0
51359 | 07/15/2020 | 12 |  |  | 3116251 | 6/8/2020 12:00:00 AM | Manufacturer#9 | Manufacturer#9 |  |  | 20.5 | 21 | 12.5 | 10 | Variable Speed Mini Split | AC-21563 | 1587.216 | 471.216 | 1.86 | 600 | 1116 | 91302 | SFM | 853.3419 | 253.3419 | 600 |  |  | 1116 |  |  |  | 0
51359 | 07/15/2020 | 13 |  |  | 3116567 | 6/4/2020 12:00:00 AM | Manufacturer#9 | Manufacturer#9 |  |  | 20.5 | 21 | 12.5 | 10 | Variable Speed Mini Split | AC-21563 | 1423.419 | 307.419 | 1.86 | 600 | 1116 | 92264 | SFM | 765.279 | 165.279 | 600 |  |  | 1116 |  |  |  | 0
51359 | 07/15/2020 | 14 |  |  | 3117010 | 6/5/2020 12:00:00 AM | Manufacturer#9 | Manufacturer#9 |  |  | 20.5 | 21 | 12.5 | 10 | Variable Speed Mini Split | AC-21563 | 1423.419 | 307.419 | 1.86 | 600 | 1116 | 92260 | SFM | 765.279 | 165.279 | 600 |  |  | 1116 |  |  |  | 0
51359 | 07/15/2020 | 15 |  |  | 3121227 | 6/9/2020 12:00:00 AM | Manufacturer#9 | Manufacturer#9 |  |  | 20.5 | 21 | 12.5 | 10 | Variable Speed Mini Split | AC-21563 | 1501.857 | 385.857 | 1.86 | 600 | 1116 | 90706 | SFM | 807.45 | 207.45 | 600 |  |  | 1116 |  |  |  | 0
51359 | 07/15/2020 | 16 |  |  | 3121227 | 6/9/2020 12:00:00 AM | Manufacturer#9 | Manufacturer#9 |  |  | 20.5 | 21 | 12.5 | 10 | Variable Speed Mini Split | AC-21563 | 1501.857 | 385.857 | 1.86 | 600 | 1116 | 90706 | SFM | 807.45 | 207.45 | 600 |  |  | 1116 |  |  |  | 0
51359 | 07/15/2020 | 17 |  |  | 3121227 | 6/9/2020 12:00:00 AM | Manufacturer#9 | Manufacturer#9 |  |  | 20.5 | 21 | 12.5 | 10 | Variable Speed Mini Split | AC-21563 | 1501.857 | 385.857 | 1.86 | 600 | 1116 | 90706 | SFM | 807.45 | 207.45 | 600 |  |  | 1116 |  |  |  | 0
51359 | 07/15/2020 | 18 |  |  | 3126230 | 6/16/2020 12:00:00 AM | Manufacturer#9 | Manufacturer#9 |  |  | 20.5 | 21 | 12.5 | 10 | Variable Speed Mini Split | AC-21563 | 1423.419 | 307.419 | 1.86 | 600 | 1116 | 92260 | SFM | 765.279 | 165.279 | 600 |  |  | 1116 |  |  |  | 0
51359 | 07/15/2020 | 19 |  |  | 3126702 | 6/16/2020 12:00:00 AM | Manufacturer#9 | Manufacturer#9 |  |  | 20.5 | 21 | 12.5 | 10 | Variable Speed Mini Split | AC-21563 | 1501.857 | 385.857 | 1.86 | 600 | 1116 | 92262 | SFM | 807.45 | 207.45 | 600 |  |  | 1116 |  |  |  | 0
51359 | 07/15/2020 | 20 |  |  | 3131725 | 6/19/2020 12:00:00 AM | Manufacturer#9 | Manufacturer#9 |  |  | 20.5 | 21 | 12.5 | 10 | Variable Speed Mini Split | AC-21563 | 1423.419 | 307.419 | 1.86 | 600 | 1116 | 92270 | SFM | 765.279 | 165.279 | 600 |  |  | 1116 |  |  |  | 0
51359 | 07/15/2020 | 21 |  |  | 3134051 | 6/23/2020 12:00:00 AM | Manufacturer#9 | Manufacturer#9 |  |  | 20.5 | 21 | 12.5 | 10 | Variable Speed Mini Split | AC-21563 | 1318 | 202 | 1.86 | 600 | 1116 | 92260 | SFM | 708.6022 | 108.6022 | 600 |  |  | 1116 |  |  |  | 0
51359 | 07/15/2020 | 22 |  |  | 3126734 | 6/18/2020 12:00:00 AM | Manufacturer#9 | Manufacturer#9 |  |  | 18 | 18 | 12 | 10 | Variable Speed Mini Split | AC-21563 | 789.143 | 93.143 | 1.16 | 600 | 696 | 92252 | SFM | 680.2957 | 80.2957 | 600 |  |  | 696 |  |  |  | 0
51359 | 07/15/2020 | 23 |  |  | 3116995 | 6/8/2020 12:00:00 AM | Manufacturer#9 | Manufacturer#9 |  |  | 18 | 18 | 10.5 | 10 | Variable Speed Mini Split | AC-21563 | 987.2 | 129.2 | 1.43 | 600 | 858 | 92252 | SFM | 690.3497 | 90.3497 | 600 |  |  | 858 |  |  |  | 0
51359 | 07/15/2020 | 24 |  |  | 3117018 | 6/8/2020 12:00:00 AM | Manufacturer#9 | Manufacturer#9 |  |  | 18 | 18 | 10.5 | 10 | Variable Speed Mini Split | AC-21563 | 987.2 | 129.2 | 1.43 | 600 | 858 | 92285 | SFM | 690.3497 | 90.3497 | 600 |  |  | 858 |  |  |  | 0
51359 | 07/15/2020 | 25 |  |  | 3120383 | 6/11/2020 12:00:00 AM | Manufacturer#9 | Manufacturer#9 |  |  | 18 | 18 | 10.5 | 10 | Variable Speed Mini Split | AC-21563 | 1041.6 | 183.6 | 1.43 | 600 | 858 | 92234 | SFM | 728.3916 | 128.3916 | 600 |  |  | 858 |  |  |  | 0
51360 | 07/15/2020 | 1 |  |  | 3120557 | 6/9/2020 12:00:00 AM | Manufacturer#9 | Manufacturer#9 |  |  | 18 | 18 | 10.5 | 10 | Variable Speed Mini Split | AC-21563 | 987.2 | 129.2 | 1.43 | 600 | 858 | 92277 | SFM | 690.3497 | 90.3497 | 600 |  |  | 858 |  |  |  | 0
51360 | 07/15/2020 | 2 |  |  | 3120941 | 6/9/2020 12:00:00 AM | Manufacturer#9 | Manufacturer#9 |  |  | 18 | 18 | 10.5 | 10 | Variable Speed Mini Split | AC-21563 | 987.2 | 129.2 | 1.43 | 600 | 858 | 91001 | SFM | 690.3497 | 90.3497 | 600 |  |  | 858 |  |  |  | 0
51360 | 07/15/2020 | 3 |  |  | 3117109 | 6/5/2020 12:00:00 AM | Manufacturer#9 | Manufacturer#9 |  |  | 18 | 18 | 8.6 | 10 | Variable Speed Mini Split | AC-21563 | 1008.291 | -107.709 | 1.86 | 600 | 1116 | 92211 | SFM | 542.0919 | -57.9081 | 600 |  |  | 1116 |  |  |  | 0
51360 | 07/15/2020 | 4 |  |  | 3117109 | 6/5/2020 12:00:00 AM | Manufacturer#9 | Manufacturer#9 |  |  | 18 | 18 | 8.6 | 10 | Variable Speed Mini Split | AC-21563 | 1008.291 | -107.709 | 1.86 | 600 | 1116 | 92211 | SFM | 542.0919 | -57.9081 | 600 |  |  | 1116 |  |  |  | 0
51360 | 07/15/2020 | 5 |  |  | 3117109 | 6/5/2020 12:00:00 AM | Manufacturer#9 | Manufacturer#9 |  |  | 18 | 18 | 8.6 | 10 | Variable Speed Mini Split | AC-21563 | 1008.291 | -107.709 | 1.86 | 600 | 1116 | 92211 | SFM | 542.0919 | -57.9081 | 600 |  |  | 1116 |  |  |  | 0
51360 | 07/15/2020 | 6 |  |  | 3119395 | 6/8/2020 12:00:00 AM | Manufacturer#9 | Manufacturer#9 |  |  | 18 | 18 | 8.6 | 10 | Variable Speed Mini Split | AC-21563 | 1180.608 | 64.608 | 1.86 | 600 | 1116 | 92270 | SFM | 634.7355 | 34.7355 | 600 |  |  | 1116 |  |  |  | 0
51360 | 07/15/2020 | 7 |  |  | 3132020 | 6/23/2020 12:00:00 AM | Manufacturer#9 | Manufacturer#9 |  |  | 18 | 18 | 8.6 | 10 | Variable Speed Mini Split | AC-21563 | 1058.772 | -57.228 | 1.86 | 600 | 1116 | 92277 | SFM | 569.2323 | -30.7677 | 600 |  |  | 1116 |  |  |  | 0
51360 | 07/15/2020 | 8 |  |  | 3136284 | 6/25/2020 12:00:00 AM | Manufacturer#9 | Manufacturer#9 |  |  | 18 | 18 | 8.6 | 10 | Variable Speed Mini Split | AC-21563 | 1058.772 | -57.228 | 1.86 | 600 | 1116 | 92284 | SFM | 569.2323 | -30.7677 | 600 |  |  | 1116 |  |  |  | 0
51360 | 07/15/2020 | 9 |  |  | 3128174 | 6/16/2020 12:00:00 AM | Manufacturer#9 | Manufacturer#9 |  |  | 17 | 17 | 12 | 9 | Variable Speed Mini Split | AC-21561 | 538.25 | 238.25 | 0.75 | 400 | 300 | 92843 | SFM | 717.6667 | 317.6667 | 400 |  |  | 300 |  |  |  | 0
51360 | 07/15/2020 | 10 |  |  | 3126626 | 6/15/2020 12:00:00 AM | Manufacturer#9 | Manufacturer#9 |  |  | 17 | 17 | 9.9 | 9 | Variable Speed Mini Split | AC-21561 | 613.155 | 213.155 | 1 | 400 | 400 | 90620 | SFM | 613.155 | 213.155 | 400 |  |  | 400 |  |  |  | 0
51360 | 07/15/2020 | 11 |  |  | 3122138 | 6/12/2020 12:00:00 AM | Manufacturer#9 | Manufacturer#9 |  |  | 16 | 16 | 8 | 8.5 | Variable Speed Mini Split | AC-21560 | 727.92 | 169.92 | 1.86 | 300 | 558 | 92210 | SFM | 391.3548 | 91.3548 | 300 |  |  | 558 |  |  |  | 0
51360 | 07/15/2020 | 12 |  |  | 3115043 | 6/4/2020 12:00:00 AM | Manufacturer#9 | Manufacturer#9 |  |  | 20 | 20 | 13.6 | 9.8 | Variable Speed Mini Split | AC-21563 | 1484 | 386 | 1.83 | 600 | 1098 | 91711 | SFM | 810.929 | 210.929 | 600 |  |  | 1098 |  |  |  | 0
51360 | 07/15/2020 | 13 |  |  | 3116153 | 6/3/2020 12:00:00 AM | Manufacturer#9 | Manufacturer#9 |  |  | 20 | 20 | 13.6 | 9.8 | Variable Speed Mini Split | AC-21563 | 1442 | 344 | 1.83 | 600 | 1098 | 93257 | SFM | 787.9781 | 187.9781 | 600 |  |  | 1098 |  |  |  | 0
51360 | 07/15/2020 | 14 |  |  | 3117267 | 6/5/2020 12:00:00 AM | Manufacturer#9 | Manufacturer#9 |  |  | 20 | 20 | 13.6 | 9.8 | Variable Speed Mini Split | AC-21563 | 1791 | 693 | 1.83 | 600 | 1098 | 92264 | SFM | 978.6885 | 378.6885 | 600 |  |  | 1098 |  |  |  | 0
51360 | 07/15/2020 | 15 |  |  | 3118612 | 6/8/2020 12:00:00 AM | Manufacturer#9 | Manufacturer#9 |  |  | 20 | 20 | 13.6 | 9.8 | Variable Speed Mini Split | AC-21563 | 1891.105 | 793.105 | 1.83 | 600 | 1098 | 90505 | SFM | 1033.3907 | 433.3907 | 600 |  |  | 1098 |  |  |  | 0
51360 | 07/15/2020 | 16 |  |  | 3121316 | 6/12/2020 12:00:00 AM | Manufacturer#9 | Manufacturer#9 |  |  | 20 | 20 | 13.6 | 9.8 | Variable Speed Mini Split | AC-21563 | 1822 | 724 | 1.83 | 600 | 1098 | 92240 | SFM | 995.6284 | 395.6284 | 600 |  |  | 1098 |  |  |  | 0
51360 | 07/15/2020 | 17 |  |  | 3125383 | 6/15/2020 12:00:00 AM | Manufacturer#9 | Manufacturer#9 |  |  | 20 | 20 | 13.6 | 9.8 | Variable Speed Mini Split | AC-21563 | 1891.105 | 793.105 | 1.83 | 600 | 1098 | 90505 | SFM | 1033.3907 | 433.3907 | 600 |  |  | 1098 |  |  |  | 0
51360 | 07/15/2020 | 18 |  |  | 3126838 | 6/17/2020 12:00:00 AM | Manufacturer#9 | Manufacturer#9 |  |  | 20 | 20 | 13.6 | 9.8 | Variable Speed Mini Split | AC-21563 | 2173.085 | 1075.085 | 1.83 | 600 | 1098 | 90274 | SFM | 1187.4781 | 587.4781 | 600 |  |  | 1098 |  |  |  | 0
51360 | 07/15/2020 | 19 |  |  | 3129496 | 6/18/2020 12:00:00 AM | Manufacturer#9 | Manufacturer#9 |  |  | 20 | 20 | 13.6 | 9.8 | Variable Speed Mini Split | AC-21563 | 1672 | 574 | 1.83 | 600 | 1098 | 92284 | SFM | 913.6612 | 313.6612 | 600 |  |  | 1098 |  |  |  | 0
51360 | 07/15/2020 | 20 |  |  | 3130761 | 6/19/2020 12:00:00 AM | Manufacturer#9 | Manufacturer#9 |  |  | 20 | 20 | 13.6 | 9.8 | Variable Speed Mini Split | AC-21563 | 1891.105 | 793.105 | 1.83 | 600 | 1098 | 91103 | SFM | 1033.3907 | 433.3907 | 600 |  |  | 1098 |  |  |  | 0
51360 | 07/15/2020 | 21 |  |  | 3133695 | 6/22/2020 12:00:00 AM | Manufacturer#9 | Manufacturer#9 |  |  | 20 | 20 | 13.6 | 9.8 | Variable Speed Mini Split | AC-21563 | 1589 | 491 | 1.83 | 600 | 1098 | 92637 | SFM | 868.306 | 268.306 | 600 |  |  | 1098 |  |  |  | 0
51360 | 07/15/2020 | 22 |  |  | 3117471 | 6/4/2020 12:00:00 AM | Manufacturer#9 | Manufacturer#9 |  |  | 19 | 19 | 10.6 | 10.6 | Variable Speed Mini Split | AC-21563 | 1787 | 371 | 2.36 | 600 | 1416 | 92637 | SFM | 757.2034 | 157.2034 | 600 |  |  | 1416 |  |  |  | 0
51360 | 07/15/2020 | 23 |  |  | 3124975 | 6/15/2020 12:00:00 AM | Manufacturer#9 | Manufacturer#9 |  |  | 19 | 19 | 10.6 | 10.6 | Variable Speed Mini Split | AC-21563 | 2126.799 | 710.799 | 2.36 | 600 | 1416 | 90706 | SFM | 901.186 | 301.186 | 600 |  |  | 1416 |  |  |  | 0
51360 | 07/15/2020 | 24 |  |  | 3130016 | 6/18/2020 12:00:00 AM | Manufacturer#9 | Manufacturer#9 |  |  | 19 | 19 | 10.6 | 10.6 | Variable Speed Mini Split | AC-21563 | 2126.799 | 710.799 | 2.36 | 600 | 1416 | 93023 | SFM | 901.186 | 301.186 | 600 |  |  | 1416 |  |  |  | 0
51360 | 07/15/2020 | 25 |  |  | 3131095 | 6/18/2020 12:00:00 AM | Manufacturer#9 | Manufacturer#9 |  |  | 19 | 19 | 10.6 | 10.6 | Variable Speed Mini Split | AC-21563 | 1787 | 371 | 2.36 | 600 | 1416 | 92637 | SFM | 757.2034 | 157.2034 | 600 |  |  | 1416 |  |  |  | 0
51362 | 07/16/2020 | 1 |  |  | CG238408 | 6/5/2020 12:00:00 AM | Manufacturer#9 | Manufacturer#9 |  |  | 23.1 | 24 | 13 | 12.5 | Variable Speed Mini Split | AC-21563 | 923.296 | 323.296 | 1 | 600 | 600 | 91803 | SFM | 923.296 | 323.296 | 600 |  |  | 600 |  |  |  | 0
51362 | 07/16/2020 | 2 |  |  | CD252225 | 6/16/2020 12:00:00 AM | Manufacturer#9 | Manufacturer#9 |  |  | 21.6 | 22 | 13 | 11.7 | Variable Speed Mini Split | AC-21563 | 1080.04 | 384.04 | 1.16 | 600 | 696 | 92240 | SFM | 931.069 | 331.069 | 600 |  |  | 696 |  |  |  | 0
51362 | 07/16/2020 | 3 |  |  | CD245068 | 6/11/2020 12:00:00 AM | Manufacturer#9 | Manufacturer#9 |  |  | 20.5 | 21 | 12.5 | 10 | Variable Speed Mini Split | AC-21563 | 1423.419 | 307.419 | 1.86 | 600 | 1116 | 92264 | SFM | 765.279 | 165.279 | 600 |  |  | 1116 |  |  |  | 0
51362 | 07/16/2020 | 4 |  |  | CG251069-1 | 6/18/2020 12:00:00 AM | Manufacturer#9 | Manufacturer#9 |  |  | 18 | 18 | 10.5 | 10 | Variable Speed Mini Split | AC-21563 | 1041.6 | 183.6 | 1.43 | 600 | 858 | 91702 | SFM | 728.3916 | 128.3916 | 600 |  |  | 858 |  |  |  | 0
51362 | 07/16/2020 | 5 |  |  | CD247205 | 6/8/2020 12:00:00 AM | Manufacturer#9 | Manufacturer#9 |  |  | 17 | 17 | 9.9 | 9 | Variable Speed Mini Split | AC-21561 | 568.64 | 168.64 | 1 | 400 | 400 | 92260 | SFM | 568.64 | 168.64 | 400 |  |  | 400 |  |  |  | 0
51362 | 07/16/2020 | 6 |  |  | CC246494 | 6/12/2020 12:00:00 AM | Manufacturer#9 | Manufacturer#9 |  |  | 16 | 16 | 10 | 9 | Variable Speed Mini Split | AC-21561 | 629 | 57 | 1.43 | 400 | 572 | 91701 | SFM | 439.8601 | 39.8601 | 400 |  |  | 572 |  |  |  | 0
51362 | 07/16/2020 | 7 |  |  | CC250027 | 6/18/2020 12:00:00 AM | Manufacturer#9 | Manufacturer#9 |  |  | 19.2 | 20 | 9.4 | 11 | Variable Speed Mini Split | AC-21563 | 1157.44 | -612.56 | 2.95 | 600 | 1770 | 91746 | SFM | 392.3525 | -207.6475 | 600 |  |  | 1770 |  |  |  | 0
51362 | 07/16/2020 | 8 |  |  | CC250027 | 6/18/2020 12:00:00 AM | Manufacturer#9 | Manufacturer#9 |  |  | 20 | 20 | 12.7 | 10 | Variable Speed Mini Split | AC-21563 | 1157.44 | 257.44 | 1.5 | 600 | 900 | 91746 | SFM | 771.6267 | 171.6267 | 600 |  |  | 900 |  |  |  | 0
51362 | 07/16/2020 | 9 |  |  | 3119988 | 6/8/2020 12:00:00 AM | Manufacturer#17 | Manufacturer#17 |  |  | 16 | 16 | 13 | 9 | Heat Pump | AC-21518 | 2199.56 | 1299.56 | 3 | 300 | 900 | 92260 | SFM | 733.1867 | 433.1867 | 300 |  |  | 900 |  |  |  | 0
51362 | 07/16/2020 | 10 |  |  | 3115846 | 6/5/2020 12:00:00 AM | Manufacturer#17 | Manufacturer#17 |  |  | 19.5 | 20 | 11.5 | 11 | Heat Pump | AC-21520 | 3943 | 2593 | 4.5 | 300 | 1350 | 92211 | SFM | 876.2222 | 576.2222 | 300 |  |  | 1350 |  |  |  | 0
51362 | 07/16/2020 | 11 |  |  | CD245405 | 6/4/2020 12:00:00 AM | Manufacturer#17 | Manufacturer#17 |  |  | 15 | 15 | 12.5 | 9 | Heat Pump | AC-21517 | 1967.11 | 1079.11 | 2.96 | 300 | 888 | 92240 | SFM | 664.5642 | 364.5642 | 300 |  |  | 888 |  |  |  | 0
51362 | 07/16/2020 | 12 |  |  | CD258645 | 6/29/2020 12:00:00 AM | Manufacturer#17 | Manufacturer#17 |  |  | 15 | 15 | 12.5 | 9 | Heat Pump | AC-21517 | 1967.11 | 1079.11 | 2.96 | 300 | 888 | 92240 | SFM | 664.5642 | 364.5642 | 300 |  |  | 888 |  |  |  | 0
51362 | 07/16/2020 | 13 |  |  | CD249204 | 6/16/2020 12:00:00 AM | Manufacturer#8 | Manufacturer#8 |  |  | 17 | 17 | 12 | 9.6 | Heat Pump | AC-21519 | 2066 | 1148 | 3.06 | 300 | 918 | 92264 | SFM | 675.1634 | 375.1634 | 300 |  |  | 918 |  |  |  | 0
51362 | 07/16/2020 | 14 |  |  | CD252961 | 6/17/2020 12:00:00 AM | Manufacturer#8 | Manufacturer#8 |  |  | 15 | 15 | 12.2 | 9 | Heat Pump | AC-21517 | 1886 | 1016 | 2.9 | 300 | 870 | 92211 | SFM | 650.3448 | 350.3448 | 300 |  |  | 870 |  |  |  | 0
51362 | 07/16/2020 | 15 |  |  | CD246197 | 6/11/2020 12:00:00 AM | Manufacturer#8 | Manufacturer#8 |  |  | 18 | 18 | 11.5 | 9.6 | Heat Pump | AC-21519 | 3495 | 2322 | 3.91 | 300 | 1173 | 92211 | SFM | 893.8619 | 593.8619 | 300 |  |  | 1173 |  |  |  | 0
51362 | 07/16/2020 | 16 |  |  | 3113570 | 6/2/2020 12:00:00 AM | Manufacturer#8 | Manufacturer#8 |  |  | 15 | 15 | 12.5 | 8.8 | Heat Pump | AC-21517 | 1865 | 842 | 3.41 | 300 | 1023 | 92211 | SFM | 546.9208 | 246.9208 | 300 |  |  | 1023 |  |  |  | 0
51362 | 07/16/2020 | 17 |  |  | 3113779 | 6/29/2020 12:00:00 AM | Manufacturer#8 | Manufacturer#8 |  |  | 19 | 19 | 12.1 | 9 | Heat Pump | AC-21518 | 4400 | 3026 | 4.58 | 300 | 1374 | 91307 | SFM | 960.6987 | 660.6987 | 300 |  |  | 1374 |  |  |  | 0
51362 | 07/16/2020 | 18 |  |  | 3113830 | 6/3/2020 12:00:00 AM | Manufacturer#17 | Manufacturer#17 |  |  | 15 | 15 | 12.5 | 9 | Heat Pump | AC-21517 | 2283.64 | 1110.64 | 3.91 | 300 | 1173 | 92264 | SFM | 584.0512 | 284.0512 | 300 |  |  | 1173 |  |  |  | 0
51362 | 07/16/2020 | 19 |  |  | 3114120 | 6/3/2020 12:00:00 AM | Manufacturer#9 | Manufacturer#9 |  |  | 16 | 16 | 8.8 | 11.7 | Variable Speed Mini Split | AC-21561 | 2094.71 | 994.71 | 2.75 | 400 | 1100 | 90504 | SFM | 761.7127 | 361.7127 | 400 |  |  | 1100 |  |  |  | 0
51362 | 07/16/2020 | 20 |  |  | 3114547 | 6/4/2020 12:00:00 AM | Manufacturer#9 | Manufacturer#9 |  |  | 22 | 22 | 12.5 | 12 | Variable Speed Mini Split | AC-21563 | 1099.49 | 349.49 | 1.25 | 600 | 750 | 91011 | SFM | 879.592 | 279.592 | 600 |  |  | 750 |  |  |  | 0
51362 | 07/16/2020 | 21 |  |  | 3111010 | 6/3/2020 12:00:00 AM | Manufacturer#9 | Manufacturer#9 |  |  | 24.6 | 25 | 15.4 | 12.8 | Variable Speed Mini Split | AC-21563 | 762.61 | 312.61 | 0.75 | 600 | 450 | 93033 | SFM | 1016.8133 | 416.8133 | 600 |  |  | 450 |  |  |  | 0
51362 | 07/16/2020 | 22 |  |  | 3108854 | 6/2/2020 12:00:00 AM | Manufacturer#9 | Manufacturer#9 |  |  | 23.1 | 24 | 13 | 12.5 | Variable Speed Mini Split | AC-21563 | 828.01 | 228.01 | 1 | 600 | 600 | 90640 | SFM | 828.01 | 228.01 | 600 |  |  | 600 |  |  |  | 0
51362 | 07/16/2020 | 23 |  |  | 3113444 | 6/16/2020 12:00:00 AM | Manufacturer#9 | Manufacturer#9 |  |  | 20.5 | 21 | 13.4 | 11.2 | Variable Speed Mini Split | AC-21563 | 1329.34 | 429.34 | 1.5 | 600 | 900 | 93105 | SFM | 886.2267 | 286.2267 | 600 |  |  | 900 |  |  |  | 0
51369 | 07/21/2020 | 1 |  |  | 3113728 | 6/2/2020 12:00:00 AM | Manufacturer#9 | Manufacturer#9 |  |  | 20.5 | 21 | 12.5 | 10 | Variable Speed Mini Split | AC-21563 | 1423.41 | 307.41 | 1.86 | 600 | 1116 | 92260 | SFM | 765.2742 | 165.2742 | 600 |  |  | 1116 |  |  |  | 0
51369 | 07/21/2020 | 2 |  |  | 3113403 | 6/3/2020 12:00:00 AM | Manufacturer#9 | Manufacturer#9 |  |  | 18 | 18 | 10.5 | 10 | Variable Speed Mini Split | AC-21563 | 987.2 | 129.2 | 1.43 | 600 | 858 | 92252 | SFM | 690.3497 | 90.3497 | 600 |  |  | 858 |  |  |  | 0
51369 | 07/21/2020 | 3 |  |  | 3111950 | 6/3/2020 12:00:00 AM | Manufacturer#9 | Manufacturer#9 |  |  | 18 | 18 | 8.6 | 10 | Variable Speed Mini Split | AC-21563 | 1058.77 | -57.23 | 1.86 | 600 | 1116 | 92252 | SFM | 569.2312 | -30.7688 | 600 |  |  | 1116 |  |  |  | 0
51369 | 07/21/2020 | 4 |  |  | 3113378 | 6/3/2020 12:00:00 AM | Manufacturer#9 | Manufacturer#9 |  |  | 18 | 18 | 10.5 | 10 | Variable Speed Mini Split | AC-21563 | 1058.77 | 200.77 | 1.43 | 600 | 858 | 92277 | SFM | 740.3986 | 140.3986 | 600 |  |  | 858 |  |  |  | 0
51369 | 07/21/2020 | 5 |  |  | 3109395 | 6/8/2020 12:00:00 AM | Manufacturer#9 | Manufacturer#9 |  |  | 16 | 16 | 10 | 9 | Variable Speed Mini Split | AC-21561 | 629.22 | 57.22 | 1.43 | 400 | 572 | 93030 | SFM | 440.014 | 40.014 | 400 |  |  | 572 |  |  |  | 0
51369 | 07/21/2020 | 6 |  |  | 3111999 | 6/2/2020 12:00:00 AM | Manufacturer#9 | Manufacturer#9 |  |  | 16 | 16 | 10 | 9 | Variable Speed Mini Split | AC-21561 | 629.22 | 57.22 | 1.43 | 400 | 572 | 91755 | SFM | 440.014 | 40.014 | 400 |  |  | 572 |  |  |  | 0
51369 | 07/21/2020 | 7 |  |  | 3112856 | 6/2/2020 12:00:00 AM | Manufacturer#9 | Manufacturer#9 |  |  | 20 | 20 | 12.7 | 10 | Variable Speed Mini Split | AC-21563 | 1413.82 | 513.82 | 1.5 | 600 | 900 | 92676 | SFM | 942.5467 | 342.5467 | 600 |  |  | 900 |  |  |  | 0
51369 | 07/21/2020 | 8 |  |  | 3108854 | 6/2/2020 12:00:00 AM | Manufacturer#9 | Manufacturer#9 |  |  | 20 | 20 | 13.6 | 9.8 | Variable Speed Mini Split | AC-21563 | 1891.1 | 793.1 | 1.83 | 600 | 1098 | 90640 | SFM | 1033.388 | 433.388 | 600 |  |  | 1098 |  |  |  | 0
51369 | 07/21/2020 | 9 |  |  | 3113546 | 6/4/2020 12:00:00 AM | Manufacturer#9 | Manufacturer#9 |  |  | 20 | 20 | 13.6 | 9.8 | Variable Speed Mini Split | AC-21563 | 1484 | 386 | 1.83 | 600 | 1098 | 92637 | SFM | 810.929 | 210.929 | 600 |  |  | 1098 |  |  |  | 0
51369 | 07/21/2020 | 10 |  |  | 3110964 | 6/2/2020 12:00:00 AM | Manufacturer#9 | Manufacturer#9 |  |  | 19 | 19 | 10.6 | 10.6 | Variable Speed Mini Split | AC-21563 | 2126.79 | 710.79 | 2.36 | 600 | 1416 | 93023 | SFM | 901.1822 | 301.1822 | 600 |  |  | 1416 |  |  |  | 0
51369 | 07/21/2020 | 11 |  |  | 3113403 | 6/3/2020 12:00:00 AM | Manufacturer#9 | Manufacturer#9 |  |  | 19 | 19 | 10.6 | 10.6 | Variable Speed Mini Split | AC-21563 | 1880 | 464 | 2.36 | 600 | 1416 | 92252 | SFM | 796.6102 | 196.6102 | 600 |  |  | 1416 |  |  |  | 0
51369 | 07/21/2020 | 12 |  |  | 3109395 | 6/8/2020 12:00:00 AM | Manufacturer#9 | Manufacturer#9 |  |  | 19.2 | 20 | 9.4 | 11 | Variable Speed Mini Split | AC-21563 | 2505.04 | 735.04 | 2.95 | 600 | 1770 | 93030 | SFM | 849.1661 | 249.1661 | 600 |  |  | 1770 |  |  |  | 0
51369 | 07/21/2020 | 13 |  |  | 3109395 | 6/8/2020 12:00:00 AM | Manufacturer#9 | Manufacturer#9 |  |  | 17.6 | 18 | 9.05 | 10.4 | Variable Speed Mini Split | AC-21562 | 2505.04 | 1055.04 | 2.9 | 500 | 1450 | 93030 | SFM | 863.8069 | 363.8069 | 500 |  |  | 1450 |  |  |  | 0
51369 | 07/21/2020 | 14 |  |  | 3110993 | 6/2/2020 12:00:00 AM | Manufacturer#9 | Manufacturer#9 |  |  | 19.2 | 20 | 9.4 | 11 | Variable Speed Mini Split | AC-21563 | 2374.21 | 604.21 | 2.95 | 600 | 1770 | 93003 | SFM | 804.8169 | 204.8169 | 600 |  |  | 1770 |  |  |  | 0
51369 | 07/21/2020 | 15 |  |  | 3111999 | 6/2/2020 12:00:00 AM | Manufacturer#9 | Manufacturer#9 |  |  | 19.7 | 20 | 9.2 | 10.3 | Variable Speed Mini Split | AC-21563 | 2883.85 | 861.85 | 3.37 | 600 | 2022 | 91755 | SFM | 855.7418 | 255.7418 | 600 |  |  | 2022 |  |  |  | 0
51369 | 07/21/2020 | 16 |  |  | 3100235 | 6/3/2020 12:00:00 AM | Manufacturer#9 | Manufacturer#9 |  |  | 19.8 | 20 | 12.5 | 12.1 | Variable Speed Mini Split | AC-21563 | 987.56 | 387.56 | 1 | 600 | 600 | 92506 | SFM | 987.56 | 387.56 | 600 |  |  | 600 |  |  |  | 0
51369 | 07/21/2020 | 17 |  |  | 3108919 | 6/2/2020 12:00:00 AM | Manufacturer#9 | Manufacturer#9 |  |  | 18 | 18 | 12.5 | 11.2 | Variable Speed Mini Split | AC-21563 | 1519 | 319 | 2 | 600 | 1200 | 92282 | SFM | 759.5 | 159.5 | 600 |  |  | 1200 |  |  |  | 0
51369 | 07/21/2020 | 18 |  |  | 3108919 | 6/2/2020 12:00:00 AM | Manufacturer#9 | Manufacturer#9 |  |  | 18 | 18 | 12.5 | 11.2 | Variable Speed Mini Split | AC-21563 | 1519 | 319 | 2 | 600 | 1200 | 92282 | SFM | 759.5 | 159.5 | 600 |  |  | 1200 |  |  |  | 0
51369 | 07/21/2020 | 19 |  |  |  | 6/3/2020 12:00:00 AM | Manufacturer#9 | Manufacturer#9 |  |  | 24.6 | 25 | 15.4 | 12.8 | Variable Speed Mini Split | AC-21563 | 722 | 272 | 0.75 | 600 | 450 | 92262 | SFM | 962.6667 | 362.6667 | 600 |  |  | 450 |  |  |  | 0
51369 | 07/21/2020 | 20 |  |  |  | 6/4/2020 12:00:00 AM | Manufacturer#9 | Manufacturer#9 |  |  | 23.1 | 24 | 13 | 12.5 | Variable Speed Mini Split | AC-21563 | 784 | 184 | 1 | 600 | 600 | 92270 | SFM | 784 | 184 | 600 |  |  | 600 |  |  |  | 0
51369 | 07/21/2020 | 21 |  |  |  | 6/4/2020 12:00:00 AM | Manufacturer#9 | Manufacturer#9 |  |  | 23.1 | 24 | 13 | 12.5 | Variable Speed Mini Split | AC-21563 | 784 | 184 | 1 | 600 | 600 | 92262 | SFM | 784 | 184 | 600 |  |  | 600 |  |  |  | 0
51369 | 07/21/2020 | 22 |  |  |  | 6/16/2020 12:00:00 AM | Manufacturer#9 | Manufacturer#9 |  |  | 20.5 | 21 | 12.5 | 10 | Variable Speed Mini Split | AC-21563 | 828.014 | -287.986 | 1.86 | 600 | 1116 | 92270 | SFM | 445.1688 | -154.8312 | 600 |  |  | 1116 |  |  |  | 0
51369 | 07/21/2020 | 23 |  |  |  | 6/11/2020 12:00:00 AM | Manufacturer#9 | Manufacturer#9 |  |  | 21.6 | 22 | 13 | 11.7 | Variable Speed Mini Split | AC-21563 | 994.604 | 298.604 | 1.16 | 600 | 696 | 92264 | SFM | 857.4172 | 257.4172 | 600 |  |  | 696 |  |  |  | 0
51369 | 07/21/2020 | 24 |  |  |  | 6/18/2020 12:00:00 AM | Manufacturer#9 | Manufacturer#9 |  |  | 20.5 | 21 | 13.4 | 11.2 | Variable Speed Mini Split | AC-21563 | 1033 | 133 | 1.5 | 600 | 900 | 92277 | SFM | 688.6667 | 88.6667 | 600 |  |  | 900 |  |  |  | 0
51369 | 07/21/2020 | 25 |  |  |  | 6/17/2020 12:00:00 AM | Manufacturer#9 | Manufacturer#9 |  |  | 20.5 | 21 | 12.5 | 10 | Variable Speed Mini Split | AC-21563 | 1423.419 | 307.419 | 1.86 | 600 | 1116 | 92264 | SFM | 765.279 | 165.279 | 600 |  |  | 1116 |  |  |  | 0
51370 | 07/21/2020 | 1 |  |  | WD095111 | 6/17/2020 12:00:00 AM | Manufacturer#9 | Manufacturer#9 |  |  | 20.5 | 21 | 12.5 | 10 | Variable Speed Mini Split | AC-21563 | 1423.419 | 307.419 | 1.86 | 600 | 1116 | 92264 | SFM | 765.279 | 165.279 | 600 |  |  | 1116 |  |  |  | 0
51370 | 07/21/2020 | 2 |  |  | WD095009 | 6/15/2020 12:00:00 AM | Manufacturer#9 | Manufacturer#9 |  |  | 20.5 | 21 | 12.5 | 10 | Variable Speed Mini Split | AC-21563 | 1501.857 | 385.857 | 1.86 | 600 | 1116 | 90630 | SFM | 807.45 | 207.45 | 600 |  |  | 1116 |  |  |  | 0
51370 | 07/21/2020 | 3 |  |  | WD094889 | 6/16/2020 12:00:00 AM | Manufacturer#9 | Manufacturer#9 |  |  | 20.5 | 21 | 12.5 | 10 | Variable Speed Mini Split | AC-21563 | 1167 | 51 | 1.86 | 600 | 1116 | 92284 | SFM | 627.4194 | 27.4194 | 600 |  |  | 1116 |  |  |  | 0
51370 | 07/21/2020 | 4 |  |  | WD094536 | 6/9/2020 12:00:00 AM | Manufacturer#9 | Manufacturer#9 |  |  | 20.5 | 21 | 12.5 | 10 | Variable Speed Mini Split | AC-21563 | 1167 | 51 | 1.86 | 600 | 1116 | 92277 | SFM | 627.4194 | 27.4194 | 600 |  |  | 1116 |  |  |  | 0
51370 | 07/21/2020 | 5 |  |  | WD095245 | 6/17/2020 12:00:00 AM | Manufacturer#9 | Manufacturer#9 |  |  | 20.5 | 21 | 12.5 | 10 | Variable Speed Mini Split | AC-21563 | 1423.419 | 307.419 | 1.86 | 600 | 1116 | 92211 | SFM | 765.279 | 165.279 | 600 |  |  | 1116 |  |  |  | 0
51370 | 07/21/2020 | 6 |  |  | WD095113 | 6/16/2020 12:00:00 AM | Manufacturer#9 | Manufacturer#9 |  |  | 23.1 | 24 | 13 | 12.5 | Variable Speed Mini Split | AC-21563 | 828.014 | 228.014 | 1 | 600 | 600 | 92270 | SFM | 828.014 | 228.014 | 600 |  |  | 600 |  |  |  | 0
51370 | 07/21/2020 | 7 |  |  | CY250983 | 6/16/2020 12:00:00 AM | Manufacturer#9 | Manufacturer#9 |  |  | 20.5 | 21 | 12.5 | 10 | Variable Speed Mini Split | AC-21563 | 1423.419 | 307.419 | 1.86 | 600 | 1116 | 92262 | SFM | 765.279 | 165.279 | 600 |  |  | 1116 |  |  |  | 0
51370 | 07/21/2020 | 8 |  |  | WD095112 | 6/16/2020 12:00:00 AM | Manufacturer#9 | Manufacturer#9 |  |  | 20.5 | 21 | 12.5 | 10 | Variable Speed Mini Split | AC-21563 | 1423.419 | 307.419 | 1.86 | 600 | 1116 | 92270 | SFM | 765.279 | 165.279 | 600 |  |  | 1116 |  |  |  | 0
51370 | 07/21/2020 | 9 |  |  | WD093986 | 6/2/2020 12:00:00 AM | Manufacturer#9 | Manufacturer#9 |  |  | 20.5 | 21 | 12.5 | 10 | Variable Speed Mini Split | AC-21563 | 1423.419 | 307.419 | 1.86 | 600 | 1116 | 92264 | SFM | 765.279 | 165.279 | 600 |  |  | 1116 |  |  |  | 0
51370 | 07/21/2020 | 10 |  |  | WL094275 | 6/10/2020 12:00:00 AM | Manufacturer#9 | Manufacturer#9 |  |  | 20.5 | 21 | 12.5 | 10 | Variable Speed Mini Split | AC-21563 | 1416.498 | 300.498 | 1.86 | 600 | 1116 | 91384 | SFM | 761.5581 | 161.5581 | 600 |  |  | 1116 |  |  |  | 0
51370 | 07/21/2020 | 11 |  |  | CY245614 | 6/8/2020 12:00:00 AM | Manufacturer#9 | Manufacturer#9 |  |  | 20.5 | 21 | 12.5 | 10 | Variable Speed Mini Split | AC-21563 | 1635.663 | 519.663 | 1.86 | 600 | 1116 | 92260 | SFM | 879.3887 | 279.3887 | 600 |  |  | 1116 |  |  |  | 0
51370 | 07/21/2020 | 12 |  |  | WD094886 | 6/23/2020 12:00:00 AM | Manufacturer#9 | Manufacturer#9 |  |  | 20.5 | 21 | 12.5 | 10 | Variable Speed Mini Split | AC-21563 | 1167 | 51 | 1.86 | 600 | 1116 | 92256 | SFM | 627.4194 | 27.4194 | 600 |  |  | 1116 |  |  |  | 0
51370 | 07/21/2020 | 13 |  |  | CY246589 | 6/10/2020 12:00:00 AM | Manufacturer#9 | Manufacturer#9 |  |  | 20.5 | 21 | 12.5 | 10 | Variable Speed Mini Split | AC-21563 | 1501.857 | 385.857 | 1.86 | 600 | 1116 | 92240 | SFM | 807.45 | 207.45 | 600 |  |  | 1116 |  |  |  | 0
51370 | 07/21/2020 | 14 |  |  | WD095254 | 6/25/2020 12:00:00 AM | Manufacturer#9 | Manufacturer#9 |  |  | 18 | 18 | 9.9 | 10 | Variable Speed Mini Split | AC-21563 | 642.914 | 42.914 | 1 | 600 | 600 | 92270 | SFM | 642.914 | 42.914 | 600 |  |  | 600 |  |  |  | 0
51370 | 07/21/2020 | 15 |  |  | WD094470 | 6/12/2020 12:00:00 AM | Manufacturer#9 | Manufacturer#9 |  |  | 18 | 18 | 10.5 | 10 | Variable Speed Mini Split | AC-21563 | 987.2 | 129.2 | 1.43 | 600 | 858 | 92270 | SFM | 690.3497 | 90.3497 | 600 |  |  | 858 |  |  |  | 0
51370 | 07/21/2020 | 16 |  |  | WD096078 | 6/29/2020 12:00:00 AM | Manufacturer#9 | Manufacturer#9 |  |  | 18 | 18 | 10.5 | 10 | Variable Speed Mini Split | AC-21563 | 987.2 | 129.2 | 1.43 | 600 | 858 | 92260 | SFM | 690.3497 | 90.3497 | 600 |  |  | 858 |  |  |  | 0
51370 | 07/21/2020 | 17 |  |  | WD095981 | 6/26/2020 12:00:00 AM | Manufacturer#9 | Manufacturer#9 |  |  | 18 | 18 | 8.6 | 10 | Variable Speed Mini Split | AC-21563 | 1117.116 | 1.116 | 1.86 | 600 | 1116 | 92240 | SFM | 600.6 | 0.6 | 600 |  |  | 1116 |  |  |  | 0
51370 | 07/21/2020 | 18 |  |  | CY247386 | 6/8/2020 12:00:00 AM | Manufacturer#9 | Manufacturer#9 |  |  | 17 | 17 | 12 | 9 | Variable Speed Mini Split | AC-21561 | 538.25 | 238.25 | 0.75 | 400 | 300 | 92260 | SFM | 717.6667 | 317.6667 | 400 |  |  | 300 |  |  |  | 0
51370 | 07/21/2020 | 19 |  |  | CY246072 | 6/9/2020 12:00:00 AM | Manufacturer#9 | Manufacturer#9 |  |  | 17 | 17 | 9.9 | 9 | Variable Speed Mini Split | AC-21561 | 568.64 | 168.64 | 1 | 400 | 400 | 92264 | SFM | 568.64 | 168.64 | 400 |  |  | 400 |  |  |  | 0
51370 | 07/21/2020 | 20 |  |  | WX095102 | 6/17/2020 12:00:00 AM | Manufacturer#9 | Manufacturer#9 |  |  | 20 | 20 | 13.6 | 9.8 | Variable Speed Mini Split | AC-21563 | 1672 | 574 | 1.83 | 600 | 1098 | 91741 | SFM | 913.6612 | 313.6612 | 600 |  |  | 1098 |  |  |  | 0
51370 | 07/21/2020 | 21 |  |  | WL094465 | 6/11/2020 12:00:00 AM | Manufacturer#9 | Manufacturer#9 |  |  | 20 | 20 | 13.6 | 9.8 | Variable Speed Mini Split | AC-21563 | 1881.91 | 783.91 | 1.83 | 600 | 1098 | 91355 | SFM | 1028.3661 | 428.3661 | 600 |  |  | 1098 |  |  |  | 0
51370 | 07/21/2020 | 22 |  |  | WD094879 | 6/16/2020 12:00:00 AM | Manufacturer#9 | Manufacturer#9 |  |  | 19 | 19 | 10.6 | 10.6 | Variable Speed Mini Split | AC-21563 | 1744 | 328 | 2.36 | 600 | 1416 | 92284 | SFM | 738.9831 | 138.9831 | 600 |  |  | 1416 |  |  |  | 0
51370 | 07/21/2020 | 23 |  |  | WJ094838 | 6/12/2020 12:00:00 AM | Manufacturer#9 | Manufacturer#9 |  |  | 19 | 19 | 10.6 | 10.6 | Variable Speed Mini Split | AC-21563 | 2243.997 | 827.997 | 2.36 | 600 | 1416 | 92630 | SFM | 950.8462 | 350.8462 | 600 |  |  | 1416 |  |  |  | 0
51370 | 07/21/2020 | 24 |  |  | WD095575 | 6/25/2020 12:00:00 AM | Manufacturer#9 | Manufacturer#9 |  |  | 19 | 19 | 10.6 | 10.6 | Variable Speed Mini Split | AC-21563 | 1744 | 328 | 2.36 | 600 | 1416 | 92284 | SFM | 738.9831 | 138.9831 | 600 |  |  | 1416 |  |  |  | 0
51370 | 07/21/2020 | 25 |  |  | WD094911 | 6/15/2020 12:00:00 AM | Manufacturer#9 | Manufacturer#9 |  |  | 19.2 | 20 | 9.4 | 11 | Variable Speed Mini Split | AC-21563 | 2374.216 | 604.216 | 2.95 | 600 | 1770 | 92211 | SFM | 804.819 | 204.819 | 600 |  |  | 1770 |  |  |  | 0
51372 | 07/21/0200 | 1 |  |  | CA247033 | 6/9/2020 12:00:00 AM | Manufacturer#9 | Manufacturer#9 |  |  | 16 | 16 | 10 | 9 | Variable Speed Mini Split | AC-21561 | 515.43 | -56.57 | 1.43 | 400 | 572 | 92805 | SFM | 360.4406 | -39.5594 | 400 |  |  | 572 |  |  |  | 0
51372 | 07/21/0200 | 2 |  |  | 3139296 | 6/29/2020 12:00:00 AM | Manufacturer#9 | Manufacturer#9 |  |  | 16 | 16 | 8 | 8.5 | Variable Speed Mini Split | AC-21560 | 727.92 | 169.92 | 1.86 | 300 | 558 | 93550 | SFM | 391.3548 | 91.3548 | 300 |  |  | 558 |  |  |  | 0
51372 | 07/21/0200 | 3 |  |  | CA251330 | 6/17/2020 12:00:00 AM | Manufacturer#9 | Manufacturer#9 |  |  | 16 | 16 | 8 | 8.5 | Variable Speed Mini Split | AC-21560 | 727.92 | 169.92 | 1.86 | 300 | 558 | 91780 | SFM | 391.3548 | 91.3548 | 300 |  |  | 558 |  |  |  | 0
51372 | 07/21/0200 | 4 |  |  | CA251153 | 6/16/2020 12:00:00 AM | Manufacturer#9 | Manufacturer#9 |  |  | 20 | 20 | 12.7 | 10 | Variable Speed Mini Split | AC-21563 | 1451.73 | 551.73 | 1.5 | 600 | 900 | 92703 | SFM | 967.82 | 367.82 | 600 |  |  | 900 |  |  |  | 0
51372 | 07/21/0200 | 5 |  |  | CA251991 | 6/25/2020 12:00:00 AM | Manufacturer#9 | Manufacturer#9 |  |  | 20 | 20 | 12.7 | 10 | Variable Speed Mini Split | AC-21563 | 1534.24 | 634.24 | 1.5 | 600 | 900 | 92880 | SFM | 1022.8267 | 422.8267 | 600 |  |  | 900 |  |  |  | 0
51372 | 07/21/0200 | 6 |  |  | 3138703 | 6/29/2020 12:00:00 AM | Manufacturer#9 | Manufacturer#9 |  |  | 20 | 20 | 13.6 | 9.8 | Variable Speed Mini Split | AC-21563 | 1891.105 | 793.105 | 1.83 | 600 | 1098 | 90501 | SFM | 1033.3907 | 433.3907 | 600 |  |  | 1098 |  |  |  | 0
51372 | 07/21/0200 | 7 |  |  | 3137235 | 6/29/2020 12:00:00 AM | Manufacturer#9 | Manufacturer#9 |  |  | 19 | 19 | 10.6 | 10.6 | Variable Speed Mini Split | AC-21563 | 1744 | 328 | 2.36 | 600 | 1416 | 92284 | SFM | 738.9831 | 138.9831 | 600 |  |  | 1416 |  |  |  | 0
51372 | 07/21/0200 | 8 |  |  | 3138494 | 6/29/2020 12:00:00 AM | Manufacturer#9 | Manufacturer#9 |  |  | 19 | 19 | 10.6 | 10.6 | Variable Speed Mini Split | AC-21563 | 1787 | 371 | 2.36 | 600 | 1416 | 91784 | SFM | 757.2034 | 157.2034 | 600 |  |  | 1416 |  |  |  | 0
51372 | 07/21/0200 | 9 |  |  | 3138517 | 6/29/2020 12:00:00 AM | Manufacturer#9 | Manufacturer#9 |  |  | 19 | 19 | 10.6 | 10.6 | Variable Speed Mini Split | AC-21563 | 1787 | 371 | 2.36 | 600 | 1416 | 92637 | SFM | 757.2034 | 157.2034 | 600 |  |  | 1416 |  |  |  | 0
51372 | 07/21/0200 | 10 |  |  | CA243345 | 6/3/2020 12:00:00 AM | Manufacturer#9 | Manufacturer#9 |  |  | 19 | 19 | 10.6 | 10.6 | Variable Speed Mini Split | AC-21563 | 2244 | 828 | 2.36 | 600 | 1416 | 92867 | SFM | 950.8475 | 350.8475 | 600 |  |  | 1416 |  |  |  | 0
51372 | 07/21/0200 | 11 |  |  | 3138496 | 6/29/2020 12:00:00 AM | Manufacturer#9 | Manufacturer#9 |  |  | 19.2 | 20 | 9.4 | 11 | Variable Speed Mini Split | AC-21563 | 1995 | 225 | 2.95 | 600 | 1770 | 91709 | SFM | 676.2712 | 76.2712 | 600 |  |  | 1770 |  |  |  | 0
51372 | 07/21/0200 | 12 |  |  | CY259344 | 6/29/2020 12:00:00 AM | Manufacturer#9 | Manufacturer#9 |  |  | 18 | 18 | 8.6 | 10 | Variable Speed Mini Split | AC-21563 | 1117.116 | 1.116 | 1.86 | 600 | 1116 | 92240 | SFM | 600.6 | 0.6 | 600 |  |  | 1116 |  |  |  | 0
51372 | 07/21/0200 | 13 |  |  | CZ251426 | 6/15/2020 12:00:00 AM | Manufacturer#9 | Manufacturer#9 |  |  | 18 | 18 | 10.5 | 10 | Variable Speed Mini Split | AC-21563 | 1041.6 | 183.6 | 1.43 | 600 | 858 | 92805 | SFM | 728.3916 | 128.3916 | 600 |  |  | 858 |  |  |  | 0
51372 | 07/21/0200 | 14 |  |  | 3137333 | 6/29/2020 12:00:00 AM | Manufacturer#9 | Manufacturer#9 |  |  | 19.7 | 20 | 9.2 | 10.3 | Variable Speed Mini Split | AC-21563 | 2883.858 | 861.858 | 3.37 | 600 | 2022 | 92252 | SFM | 855.7442 | 255.7442 | 600 |  |  | 2022 |  |  |  | 0
51372 | 07/21/0200 | 15 |  |  | 3138171 | 6/26/2020 12:00:00 AM | Manufacturer#9 | Manufacturer#9 |  |  | 18 | 18 | 12.5 | 10.4 | Variable Speed Mini Split | AC-21563 | 1691.949 | 491.949 | 2 | 600 | 1200 | 93041 | SFM | 845.9745 | 245.9745 | 600 |  |  | 1200 |  |  |  | 0
51372 | 07/21/0200 | 16 |  |  | CA246421 | 6/5/2020 12:00:00 AM | Manufacturer#9 | Manufacturer#9 |  |  | 16 | 16 | 8 | 8.5 | Variable Speed Mini Split | AC-21560 | 727.92 | 169.92 | 1.86 | 300 | 558 | 92869 | SFM | 391.3548 | 91.3548 | 300 |  |  | 558 |  |  |  | 0
51372 | 07/21/0200 | 17 |  |  | CR243730 | 6/2/2020 12:00:00 AM | Manufacturer#9 | Manufacturer#9 |  |  | 23.1 | 24 | 13 | 12.5 | Variable Speed Mini Split | AC-21563 | 923.296 | 323.296 | 1 | 600 | 600 | 92411 | SFM | 923.296 | 323.296 | 600 |  |  | 600 |  |  |  | 0
51372 | 07/21/0200 | 18 |  |  | CR246780 | 6/5/2020 12:00:00 AM | Manufacturer#9 | Manufacturer#9 |  |  | 20.5 | 21 | 13.4 | 11.2 | Variable Speed Mini Split | AC-21563 | 1329.342 | 429.342 | 1.5 | 600 | 900 | 92336 | SFM | 886.228 | 286.228 | 600 |  |  | 900 |  |  |  | 0
51372 | 07/21/0200 | 19 |  |  | CR253097 | 6/25/2020 12:00:00 AM | Manufacturer#9 | Manufacturer#9 |  |  | 20.5 | 21 | 13.4 | 11.2 | Variable Speed Mini Split | AC-21563 | 1329.342 | 429.342 | 1.5 | 600 | 900 | 92503 | SFM | 886.228 | 286.228 | 600 |  |  | 900 |  |  |  | 0
51372 | 07/21/0200 | 20 |  |  | CG252665 | 6/18/2020 12:00:00 AM | Manufacturer#9 | Manufacturer#9 |  |  | 18 | 18 | 8.6 | 10 | Variable Speed Mini Split | AC-21563 | 1216.644 | 100.644 | 1.86 | 600 | 1116 | 90255 | SFM | 654.1097 | 54.1097 | 600 |  |  | 1116 |  |  |  | 0
51372 | 07/21/0200 | 21 |  |  | CS242133 | 6/3/2020 12:00:00 AM | Manufacturer#9 | Manufacturer#9 |  |  | 18 | 18 | 8.6 | 10 | Variable Speed Mini Split | AC-21563 | 1216.644 | 100.644 | 1.86 | 600 | 1116 | 91741 | SFM | 654.1097 | 54.1097 | 600 |  |  | 1116 |  |  |  | 0
51372 | 07/21/0200 | 22 |  |  | CG254738 | 6/25/2020 12:00:00 AM | Manufacturer#9 | Manufacturer#9 |  |  | 17 | 17 | 9.9 | 9 | Variable Speed Mini Split | AC-21561 | 568.64 | 168.64 | 1 | 400 | 400 | 90640 | SFM | 568.64 | 168.64 | 400 |  |  | 400 |  |  |  | 0
51372 | 07/21/0200 | 23 |  |  | CJ257994 | 6/25/2020 12:00:00 AM | Manufacturer#9 | Manufacturer#9 |  |  | 20 | 20 | 12.7 | 10 | Variable Speed Mini Split | AC-21563 | 1581.07 | 681.07 | 1.5 | 600 | 900 | 91355 | SFM | 1054.0467 | 454.0467 | 600 |  |  | 900 |  |  |  | 0
51372 | 07/21/0200 | 24 |  |  | CJ238822-1 | 6/25/2020 12:00:00 AM | Manufacturer#9 | Manufacturer#9 |  |  | 20 | 20 | 13.6 | 9.8 | Variable Speed Mini Split | AC-21563 | 2173.085 | 1075.085 | 1.83 | 600 | 1098 | 93551 | SFM | 1187.4781 | 587.4781 | 600 |  |  | 1098 |  |  |  | 0
51372 | 07/21/0200 | 25 |  |  | CS242142 | 6/3/2020 12:00:00 AM | Manufacturer#9 | Manufacturer#9 |  |  | 20 | 20 | 13.6 | 9.8 | Variable Speed Mini Split | AC-21563 | 2173.085 | 1075.085 | 1.83 | 600 | 1098 | 91741 | SFM | 1187.4781 | 587.4781 | 600 |  |  | 1098 |  |  |  | 0
51373 | 07/20/2020 | 1 |  |  | CG255157 | 6/22/2020 12:00:00 AM | Manufacturer#9 | Manufacturer#9 |  |  | 19 | 19 | 10.6 | 10.6 | Variable Speed Mini Split | AC-21563 | 2240.55 | 824.55 | 2.36 | 600 | 1416 | 90063 | SFM | 949.3856 | 349.3856 | 600 |  |  | 1416 |  |  |  | 0
51373 | 07/20/2020 | 2 |  |  | CQ250325 | 6/26/2020 12:00:00 AM | Manufacturer#9 | Manufacturer#9 |  |  | 19.2 | 20 | 9.4 | 11 | Variable Speed Mini Split | AC-21563 | 2385.76 | 615.76 | 2.95 | 600 | 1770 | 92372 | SFM | 808.7322 | 208.7322 | 600 |  |  | 1770 |  |  |  | 0
51373 | 07/20/2020 | 3 |  |  | CQ250325 | 6/26/2020 12:00:00 AM | Manufacturer#9 | Manufacturer#9 |  |  | 19.2 | 20 | 9.4 | 11 | Variable Speed Mini Split | AC-21563 | 2385.76 | 615.76 | 2.95 | 600 | 1770 | 92372 | SFM | 808.7322 | 208.7322 | 600 |  |  | 1770 |  |  |  | 0
51373 | 07/20/2020 | 4 |  |  | CS242474 | 6/19/2020 12:00:00 AM | Manufacturer#9 | Manufacturer#9 |  |  | 22 | 22 | 13.3 | 11.4 | Variable Speed Mini Split | AC-21563 | 1043.696 | 443.696 | 1 | 600 | 600 | 92880 | SFM | 1043.696 | 443.696 | 600 |  |  | 600 |  |  |  | 0
51373 | 07/20/2020 | 5 |  |  | CG241267-1 | 6/1/2020 12:00:00 AM | Manufacturer#9 | Manufacturer#9 |  |  | 18 | 18 | 9.9 | 10 | Variable Speed Mini Split | AC-21563 | 738.778 | 138.778 | 1 | 600 | 600 | 91706 | SFM | 738.778 | 138.778 | 600 |  |  | 600 |  |  |  | 0
51373 | 07/20/2020 | 6 |  |  | CG249306 | 6/12/2020 12:00:00 AM | Manufacturer#9 | Manufacturer#9 |  |  | 23.1 | 24 | 13 | 12.5 | Variable Speed Mini Split | AC-21563 | 872.3 | 272.3 | 1 | 600 | 600 | 90024 | SFM | 872.3 | 272.3 | 600 |  |  | 600 |  |  |  | 0
51380 | 08/05/2020 | 1 |  |  | CG254530 | 6/19/2020 12:00:00 AM | Manufacturer#9 | Manufacturer#9 |  |  | 20.5 | 21 | 12.5 | 10 | Variable Speed Mini Split | AC-21563 | 1635.663 | 519.663 | 1.86 | 600 | 1116 | 91745 | SFM | 879.3887 | 279.3887 | 600 |  |  | 1116 |  |  |  | 0
51380 | 08/05/2020 | 2 |  |  | CV254394 | 6/19/2020 12:00:00 AM | Manufacturer#9 | Manufacturer#9 |  |  | 17 | 17 | 9.9 | 9 | Variable Speed Mini Split | AC-21561 | 568.64 | 168.64 | 1 | 400 | 400 | 91801 | SFM | 568.64 | 168.64 | 400 |  |  | 400 |  |  |  | 0
51380 | 08/05/2020 | 3 |  |  | CS257376 | 6/25/2020 12:00:00 AM | Manufacturer#9 | Manufacturer#9 |  |  | 19.7 | 20 | 9.2 | 10.3 | Variable Speed Mini Split | AC-21563 | 3313.866 | 1291.866 | 3.37 | 600 | 2022 | 90601 | SFM | 983.343 | 383.343 | 600 |  |  | 2022 |  |  |  | 0
51380 | 08/05/2020 | 4 |  |  | CD256668 | 6/30/2020 12:00:00 AM | Manufacturer#9 | Manufacturer#9 |  |  | 18 | 18 | 8.6 | 10 | Variable Speed Mini Split | AC-21563 | 828.014 | -287.986 | 1.86 | 600 | 1116 | 92264 | SFM | 445.1688 | -154.8312 | 600 |  |  | 1116 |  |  |  | 0
51380 | 08/05/2020 | 5 |  |  | WD096335 | 6/30/2020 12:00:00 AM | Manufacturer#9 | Manufacturer#9 |  |  | 23.1 | 24 | 13 | 12.5 | Variable Speed Mini Split | AC-21563 | 828.014 | 228.014 | 1 | 600 | 600 | 92264 | SFM | 828.014 | 228.014 | 600 |  |  | 600 |  |  |  | 0
51380 | 08/05/2020 | 6 |  |  | CD256668 | 6/30/2020 12:00:00 AM | Manufacturer#9 | Manufacturer#9 |  |  | 23.1 | 24 | 13 | 12.5 | Variable Speed Mini Split | AC-21563 | 1375 | 775 | 1 | 600 | 600 | 92264 | SFM | 1375 | 775 | 600 |  |  | 600 |  |  |  | 0
51380 | 08/05/2020 | 7 |  |  | WD095643 | 6/30/2020 12:00:00 AM | Manufacturer#9 | Manufacturer#9 |  |  | 20.5 | 21 | 12.5 | 10 | Variable Speed Mini Split | AC-21563 | 1423.419 | 307.419 | 1.86 | 600 | 1116 | 92262 | SFM | 765.279 | 165.279 | 600 |  |  | 1116 |  |  |  | 0
51380 | 08/05/2020 | 8 |  |  | 3119298 | 6/30/2020 12:00:00 AM | Manufacturer#9 | Manufacturer#9 |  |  | 18 | 18 | 9.9 | 10 | Variable Speed Mini Split | AC-21563 | 716.896 | 116.896 | 1 | 600 | 600 | 90022 | SFM | 716.896 | 116.896 | 600 |  |  | 600 |  |  |  | 0
51380 | 08/05/2020 | 9 |  |  | 3119298 | 6/30/2020 12:00:00 AM | Manufacturer#9 | Manufacturer#9 |  |  | 18 | 18 | 10.5 | 10 | Variable Speed Mini Split | AC-21563 | 1100.8 | 242.8 | 1.43 | 600 | 858 | 90022 | SFM | 769.7902 | 169.7902 | 600 |  |  | 858 |  |  |  | 0
51380 | 08/05/2020 | 10 |  |  | 3140084 | 6/30/2020 12:00:00 AM | Manufacturer#9 | Manufacturer#9 |  |  | 18 | 18 | 8.6 | 10 | Variable Speed Mini Split | AC-21563 | 1058.772 | -57.228 | 1.86 | 600 | 1116 | 92277 | SFM | 569.2323 | -30.7677 | 600 |  |  | 1116 |  |  |  | 0
51380 | 08/05/2020 | 11 |  |  | WD096280 | 6/30/2020 12:00:00 AM | Manufacturer#9 | Manufacturer#9 |  |  | 18 | 18 | 8.6 | 10 | Variable Speed Mini Split | AC-21563 | 1058.772 | -57.228 | 1.86 | 600 | 1116 | 92234 | SFM | 569.2323 | -30.7677 | 600 |  |  | 1116 |  |  |  | 0
51380 | 08/05/2020 | 12 |  |  | CD258818 | 6/30/2020 12:00:00 AM | Manufacturer#9 | Manufacturer#9 |  |  | 16 | 16 | 9 | 8.5 | Variable Speed Mini Split | AC-21560 | 438.44 | 138.44 | 1 | 300 | 300 | 92211 | SFM | 438.44 | 138.44 | 300 |  |  | 300 |  |  |  | 0
51380 | 08/05/2020 | 13 |  |  | 3127796 | 6/30/2020 12:00:00 AM | Manufacturer#9 | Manufacturer#9 |  |  | 16 | 16 | 8 | 8.5 | Variable Speed Mini Split | AC-21560 | 727.92 | 169.92 | 1.86 | 300 | 558 | 92625 | SFM | 391.3548 | 91.3548 | 300 |  |  | 558 |  |  |  | 0
51380 | 08/05/2020 | 14 |  |  | 3143546 | 6/30/2020 12:00:00 AM | Manufacturer#9 | Manufacturer#9 |  |  | 20 | 20 | 12.7 | 10 | Variable Speed Mini Split | AC-21563 | 1451.73 | 551.73 | 1.5 | 600 | 900 | 92705 | SFM | 967.82 | 367.82 | 600 |  |  | 900 |  |  |  | 0
51380 | 08/05/2020 | 15 |  |  | 3140160 | 6/30/2020 12:00:00 AM | Manufacturer#9 | Manufacturer#9 |  |  | 20 | 20 | 13.6 | 9.8 | Variable Speed Mini Split | AC-21563 | 1672 | 574 | 1.83 | 600 | 1098 | 92284 | SFM | 913.6612 | 313.6612 | 600 |  |  | 1098 |  |  |  | 0
51380 | 08/05/2020 | 16 |  |  | WF095627 | 6/30/2020 12:00:00 AM | Manufacturer#9 | Manufacturer#9 |  |  | 20 | 20 | 13.6 | 9.8 | Variable Speed Mini Split | AC-21563 | 1995.315 | 897.315 | 1.83 | 600 | 1098 | 93265 | SFM | 1090.3361 | 490.3361 | 600 |  |  | 1098 |  |  |  | 0
51380 | 08/05/2020 | 17 |  |  | 3129985 | 6/30/2020 12:00:00 AM | Manufacturer#9 | Manufacturer#9 |  |  | 19.1 | 20 | 14 | 11.3 | Variable Speed Mini Split | AC-21563 | 2505.048 | 705.048 | 3 | 600 | 1800 | 92881 | SFM | 835.016 | 235.016 | 600 |  |  | 1800 |  |  |  | 0
51380 | 08/05/2020 | 18 |  |  | 3140107 | 6/30/2020 12:00:00 AM | Manufacturer#9 | Manufacturer#9 |  |  | 19.2 | 20 | 9.4 | 11 | Variable Speed Mini Split | AC-21563 | 2099 | 329 | 2.95 | 600 | 1770 | 92284 | SFM | 711.5254 | 111.5254 | 600 |  |  | 1770 |  |  |  | 0
51380 | 08/05/2020 | 19 |  |  | 3121608 | 6/30/2020 12:00:00 AM | Manufacturer#8 | Manufacturer#8 |  |  | 19 | 19 | 11.5 | 11.5 | Heat Pump | AC-21520 | 3417 | 2244 | 3.91 | 300 | 1173 | 92342 | SFM | 873.913 | 573.913 | 300 |  |  | 1173 |  |  |  | 0
51380 | 08/05/2020 | 20 |  |  | WD095634 | 6/30/2020 12:00:00 AM | Manufacturer#8 | Manufacturer#8 |  |  | 15 | 15 | 12.5 | 9.5 | Heat Pump | AC-21517 | 2052 | 852 | 4 | 300 | 1200 | 92262 | SFM | 513 | 213 | 300 |  |  | 1200 |  |  |  | 0
51380 | 08/05/2020 | 21 |  |  | 3132384 | 6/30/2020 12:00:00 AM | Manufacturer#8 | Manufacturer#8 |  |  | 16 | 16 | 13 | 9 | Heat Pump | AC-21518 | 1572 | 858 | 2.38 | 300 | 714 | 92677 | SFM | 660.5042 | 360.5042 | 300 |  |  | 714 |  |  |  | 0
51380 | 08/05/2020 | 22 |  |  | 3138205 | 6/30/2020 12:00:00 AM | Manufacturer#8 | Manufacturer#8 |  |  | 16 | 16 | 13 | 9 | Heat Pump | AC-21518 | 2288 | 1265 | 3.41 | 300 | 1023 | 92372 | SFM | 670.9677 | 370.9677 | 300 |  |  | 1023 |  |  |  | 0
51380 | 08/05/2020 | 23 |  |  | 3134724 | 6/30/2020 12:00:00 AM | Manufacturer#8 | Manufacturer#8 |  |  | 19 | 19 | 12.2 | 9 | Heat Pump | AC-21518 | 4400 | 3014 | 4.62 | 300 | 1386 | 92618 | SFM | 952.381 | 652.381 | 300 |  |  | 1386 |  |  |  | 0
51380 | 08/05/2020 | 24 |  |  | 3135127 | 6/30/2020 12:00:00 AM | Manufacturer#8 | Manufacturer#8 |  |  | 19 | 19 | 12.1 | 9 | Heat Pump | AC-21518 | 4400 | 3026 | 4.58 | 300 | 1374 | 92679 | SFM | 960.6987 | 660.6987 | 300 |  |  | 1374 |  |  |  | 0
51380 | 08/05/2020 | 25 |  |  | 3135127 | 6/30/2020 12:00:00 AM | Manufacturer#8 | Manufacturer#8 |  |  | 19 | 19 | 12.1 | 9 | Heat Pump | AC-21518 | 4400 | 3026 | 4.58 | 300 | 1374 | 92679 | SFM | 960.6987 | 660.6987 | 300 |  |  | 1374 |  |  |  | 0
51388 | 07/23/2020 | 1 |  |  | S3158927.004 | 7/8/2020 12:00:00 AM | Manufacturer#6 | Manufacturer#6 |  |  | 18 | 18 | 10 | 10.6 | Variable Speed Mini Split | AC-21563 | 1677.49 | 477.49 | 2 | 600 | 1200 | 92268 | SFM | 838.745 | 238.745 | 600 |  |  | 1200 |  |  |  | 0
51388 | 07/23/2020 | 2 |  |  | S3174988.003 | 7/13/2020 12:00:00 AM | Manufacturer#12 | Manufacturer#12 |  |  | 20.5 | 21 | 11 | 10.2 | Variable Speed Mini Split | AC-21563 | 4725.51 | 2325.51 | 4 | 600 | 2400 | 92346 | SFM | 1181.3775 | 581.3775 | 600 |  |  | 2400 |  |  |  | 0
51388 | 07/23/2020 | 3 |  |  | S3175385.001 | 7/13/2020 12:00:00 AM | Manufacturer#6 | Manufacturer#6 |  |  | 16 | 16 | 10 | 9 | Variable Speed Mini Split | AC-21561 | 3129.89 | 2729.89 | 1 | 400 | 400 | 92806 | SFM | 3129.89 | 2729.89 | 400 |  |  | 400 |  |  |  | 0
51388 | 07/23/2020 | 4 |  |  | S3175385.001 | 7/13/2020 12:00:00 AM | Manufacturer#6 | Manufacturer#6 |  |  | 19.7 | 20 | 10.5 | 10.3 | Variable Speed Mini Split | AC-21563 | 4979.89 | 2729.89 | 3.75 | 600 | 2250 | 92806 | SFM | 1327.9707 | 727.9707 | 600 |  |  | 2250 |  |  |  | 0
51388 | 07/23/2020 | 5 |  |  | S3177529.001 | 7/8/2020 12:00:00 AM | Manufacturer#6 | Manufacturer#6 |  |  | 19.7 | 20 | 10.5 | 10.3 | Variable Speed Mini Split | AC-21563 | 5425.86 | 3175.86 | 3.75 | 600 | 2250 | 92252 | SFM | 1446.896 | 846.896 | 600 |  |  | 2250 |  |  |  | 0
51388 | 07/23/2020 | 6 |  |  | S3177535.001 | 7/10/2020 12:00:00 AM | Manufacturer#6 | Manufacturer#6 |  |  | 18 | 18 | 10 | 10.6 | Variable Speed Mini Split | AC-21563 | 1683.84 | 483.84 | 2 | 600 | 1200 | 91770 | SFM | 841.92 | 241.92 | 600 |  |  | 1200 |  |  |  | 0
51388 | 07/23/2020 | 7 |  |  | S3179600.001 | 7/14/2020 12:00:00 AM | Manufacturer#6 | Manufacturer#6 |  |  | 15.5 | 16 | 8.5 | 9 | Variable Speed Mini Split | AC-21560 | 3365.42 | 2540.42 | 2.75 | 300 | 825 | 92804 | SFM | 1223.7891 | 923.7891 | 300 |  |  | 825 |  |  |  | 0
51388 | 07/23/2020 | 8 |  |  | S3179737.001 | 7/15/2020 12:00:00 AM | Manufacturer#12 | Manufacturer#12 |  |  | 20.4 | 21 | 11.5 | 10.8 | Variable Speed Mini Split | AC-21563 | 2709.47 | 1359.47 | 2.25 | 600 | 1350 | 92707 | SFM | 1204.2089 | 604.2089 | 600 |  |  | 1350 |  |  |  | 0
51388 | 07/23/2020 | 9 |  |  | S3180211.001 | 7/8/2020 12:00:00 AM | Manufacturer#6 | Manufacturer#6 |  |  | 29.4 | 30 | 15.2 | 14 | Variable Speed Mini Split | AC-21563 | 2528.69 | 1928.69 | 1 | 600 | 600 | 92277 | SFM | 2528.69 | 1928.69 | 600 |  |  | 600 |  |  |  | 0
51388 | 07/23/2020 | 10 |  |  | S3180211.001 | 7/8/2020 12:00:00 AM | Manufacturer#6 | Manufacturer#6 |  |  | 29.4 | 30 | 15.2 | 14 | Variable Speed Mini Split | AC-21563 | 2528.69 | 1928.69 | 1 | 600 | 600 | 92277 | SFM | 2528.69 | 1928.69 | 600 |  |  | 600 |  |  |  | 0
51388 | 07/23/2020 | 11 |  |  | S3182175.001 | 7/8/2020 12:00:00 AM | Manufacturer#6 | Manufacturer#6 |  |  | 18 | 18 | 10 | 10.6 | Variable Speed Mini Split | AC-21563 | 1597.55 | 397.55 | 2 | 600 | 1200 | 92270 | SFM | 798.775 | 198.775 | 600 |  |  | 1200 |  |  |  | 0
51388 | 07/23/2020 | 12 |  |  | S3182460.002 | 7/10/2020 12:00:00 AM | Manufacturer#6 | Manufacturer#6 |  |  | 19 | 19 | 12.5 | 10.6 | Variable Speed Mini Split | AC-21563 | 1509.87 | 609.87 | 1.5 | 600 | 900 | 92264 | SFM | 1006.58 | 406.58 | 600 |  |  | 900 |  |  |  | 0
51388 | 07/23/2020 | 13 |  |  | S3183023.001 | 7/8/2020 12:00:00 AM | Manufacturer#6 | Manufacturer#6 |  |  | 18.5 | 19 | 11.3 | 9.7 | Variable Speed Mini Split | AC-21562 | 4736.41 | 2986.41 | 3.5 | 500 | 1750 | 92211 | SFM | 1353.26 | 853.26 | 500 |  |  | 1750 |  |  |  | 0
51388 | 07/23/2020 | 14 |  |  | S3183117.002 | 7/10/2020 12:00:00 AM | Manufacturer#6 | Manufacturer#6 |  |  | 18 | 18 | 10 | 10.6 | Variable Speed Mini Split | AC-21563 | 1744 | 544 | 2 | 600 | 1200 | 92544 | SFM | 872 | 272 | 600 |  |  | 1200 |  |  |  | 0
51388 | 07/23/2020 | 15 |  |  | S3183117.002 | 7/10/2020 12:00:00 AM | Manufacturer#6 | Manufacturer#6 |  |  | 18 | 18 | 10 | 10.6 | Variable Speed Mini Split | AC-21563 | 1744 | 544 | 2 | 600 | 1200 | 92544 | SFM | 872 | 272 | 600 |  |  | 1200 |  |  |  | 0
51388 | 07/23/2020 | 16 |  |  | S3183335.001 | 7/9/2020 12:00:00 AM | Manufacturer#12 | Manufacturer#12 |  |  | 20.5 | 21 | 11 | 10.2 | Variable Speed Mini Split | AC-21563 | 3206.89 | 806.89 | 4 | 600 | 2400 | 92883 | SFM | 801.7225 | 201.7225 | 600 |  |  | 2400 |  |  |  | 0
51388 | 07/23/2020 | 17 |  |  | S3183386.001 | 7/9/2020 12:00:00 AM | Manufacturer#6 | Manufacturer#6 |  |  | 18 | 18 | 10 | 9.4 | Variable Speed Mini Split | AC-21562 | 4477.93 | 3012.93 | 2.93 | 500 | 1465 | 92252 | SFM | 1528.3038 | 1028.3038 | 500 |  |  | 1465 |  |  |  | 0
51388 | 07/23/2020 | 18 |  |  | S3183737.002 | 7/13/2020 12:00:00 AM | Manufacturer#6 | Manufacturer#6 |  |  | 18 | 18 | 10 | 10.6 | Variable Speed Mini Split | AC-21563 | 1517.02 | 317.02 | 2 | 600 | 1200 | 92557 | SFM | 758.51 | 158.51 | 600 |  |  | 1200 |  |  |  | 0
51388 | 07/23/2020 | 19 |  |  | S3183776.002 | 7/13/2020 12:00:00 AM | Manufacturer#6 | Manufacturer#6 |  |  | 18 | 18 | 10 | 10.6 | Variable Speed Mini Split | AC-21563 | 1517.02 | 317.02 | 2 | 600 | 1200 | 92407 | SFM | 758.51 | 158.51 | 600 |  |  | 1200 |  |  |  | 0
51388 | 07/23/2020 | 20 |  |  | S3183831.002 | 7/13/2020 12:00:00 AM | Manufacturer#6 | Manufacturer#6 |  |  | 18 | 18 | 10 | 10.6 | Variable Speed Mini Split | AC-21563 | 1834.04 | 634.04 | 2 | 600 | 1200 | 92557 | SFM | 917.02 | 317.02 | 600 |  |  | 1200 |  |  |  | 0
51388 | 07/23/2020 | 21 |  |  | S3183831.002 | 7/13/2020 12:00:00 AM | Manufacturer#6 | Manufacturer#6 |  |  | 18 | 18 | 10 | 10.6 | Variable Speed Mini Split | AC-21563 | 1834.04 | 634.04 | 2 | 600 | 1200 | 92557 | SFM | 917.02 | 317.02 | 600 |  |  | 1200 |  |  |  | 0
51388 | 07/23/2020 | 22 |  |  | S3183972.001 | 7/8/2020 12:00:00 AM | Manufacturer#12 | Manufacturer#12 |  |  | 16.9 | 17 | 9.7 | 9.6 | Variable Speed Mini Split | AC-21561 | 1228 | 428 | 2 | 400 | 800 | 92211 | SFM | 614 | 214 | 400 |  |  | 800 |  |  |  | 0
51388 | 07/23/2020 | 23 |  |  | S3184225.001 | 7/8/2020 12:00:00 AM | Manufacturer#12 | Manufacturer#12 |  |  | 17.3 | 18 | 10 | 10.3 | Variable Speed Mini Split | AC-21562 | 1592.91 | 1092.91 | 1 | 500 | 500 | 90405 | SFM | 1592.91 | 1092.91 | 500 |  |  | 500 |  |  |  | 0
51388 | 07/23/2020 | 24 |  |  | S3184225.001 | 7/8/2020 12:00:00 AM | Manufacturer#12 | Manufacturer#12 |  |  | 17.3 | 18 | 10 | 10.3 | Variable Speed Mini Split | AC-21562 | 1592.91 | 1092.91 | 1 | 500 | 500 | 90405 | SFM | 1592.91 | 1092.91 | 500 |  |  | 500 |  |  |  | 0
51388 | 07/23/2020 | 25 |  |  | S3184370.001 | 7/8/2020 12:00:00 AM | Manufacturer#12 | Manufacturer#12 |  |  | 20.4 | 21 | 11.5 | 10.8 | Variable Speed Mini Split | AC-21563 | 2462.19 | 1112.19 | 2.25 | 600 | 1350 | 92506 | SFM | 1094.3067 | 494.3067 | 600 |  |  | 1350 |  |  |  | 0
51389 | 07/23/2020 | 1 |  |  | S3184401.005 | 7/10/2020 12:00:00 AM | Manufacturer#12 | Manufacturer#12 |  |  | 16.9 | 17 | 9.7 | 9.6 | Variable Speed Mini Split | AC-21561 | 1270.6 | 470.6 | 2 | 400 | 800 | 92234 | SFM | 635.3 | 235.3 | 400 |  |  | 800 |  |  |  | 0
51389 | 07/23/2020 | 2 |  |  | S3184436.002 | 7/11/2020 12:00:00 AM | Manufacturer#12 | Manufacturer#12 |  |  | 18 | 18 | 10.5 | 10 | Variable Speed Mini Split | AC-21563 | 2620.45 | 820.45 | 3 | 600 | 1800 | 92352 | SFM | 873.4833 | 273.4833 | 600 |  |  | 1800 |  |  |  | 0
51389 | 07/23/2020 | 3 |  |  | S3184515.001 | 7/13/2020 12:00:00 AM | Manufacturer#12 | Manufacturer#12 |  |  | 17.3 | 18 | 10 | 10.3 | Variable Speed Mini Split | AC-21562 | 910.36 | 410.36 | 1 | 500 | 500 | 90631 | SFM | 910.36 | 410.36 | 500 |  |  | 500 |  |  |  | 0
51389 | 07/23/2020 | 4 |  |  | S3184538.002 | 7/11/2020 12:00:00 AM | Manufacturer#12 | Manufacturer#12 |  |  | 20.5 | 21 | 11 | 10.2 | Variable Speed Mini Split | AC-21563 | 4316.33 | 1916.33 | 4 | 600 | 2400 | 92352 | SFM | 1079.0825 | 479.0825 | 600 |  |  | 2400 |  |  |  | 0
51389 | 07/23/2020 | 5 |  |  | S3184538.002 | 7/11/2020 12:00:00 AM | Manufacturer#12 | Manufacturer#12 |  |  | 18 | 18 | 10.5 | 10 | Variable Speed Mini Split | AC-21563 | 3716.33 | 1916.33 | 3 | 600 | 1800 | 92352 | SFM | 1238.7767 | 638.7767 | 600 |  |  | 1800 |  |  |  | 0
51389 | 07/23/2020 | 6 |  |  | S3184604.001 | 7/8/2020 12:00:00 AM | Manufacturer#6 | Manufacturer#6 |  |  | 18 | 18 | 10 | 10.6 | Variable Speed Mini Split | AC-21563 | 1814.93 | 614.93 | 2 | 600 | 1200 | 92225 | SFM | 907.465 | 307.465 | 600 |  |  | 1200 |  |  |  | 0
51389 | 07/23/2020 | 7 |  |  | S3184609.001 | 7/14/2020 12:00:00 AM | Manufacturer#12 | Manufacturer#12 |  |  | 18 | 18 | 10.5 | 10 | Variable Speed Mini Split | AC-21563 | 1979 | 179 | 3 | 600 | 1800 | 92225 | SFM | 659.6667 | 59.6667 | 600 |  |  | 1800 |  |  |  | 0
51389 | 07/23/2020 | 8 |  |  | S3184642.001 | 7/8/2020 12:00:00 AM | Manufacturer#6 | Manufacturer#6 |  |  | 19 | 19 | 12.5 | 10.6 | Variable Speed Mini Split | AC-21563 | 1428.79 | 528.79 | 1.5 | 600 | 900 | 92804 | SFM | 952.5267 | 352.5267 | 600 |  |  | 900 |  |  |  | 0
51389 | 07/23/2020 | 9 |  |  | S3188956.001 | 7/8/2020 12:00:00 AM | Manufacturer#6 | Manufacturer#6 |  |  | 18 | 18 | 10 | 10.6 | Variable Speed Mini Split | AC-21563 | 1684.72 | 484.72 | 2 | 600 | 1200 | 92277 | SFM | 842.36 | 242.36 | 600 |  |  | 1200 |  |  |  | 0
51389 | 07/23/2020 | 10 |  |  | S3184895.001 | 7/8/2020 12:00:00 AM | Manufacturer#13 | Manufacturer#13 |  |  | 18 | 18 | 12.5 | 9 | Variable Speed Mini Split | AC-21561 | 1545.61 | 841.61 | 1.76 | 400 | 704 | 92843 | SFM | 878.1875 | 478.1875 | 400 |  |  | 704 |  |  |  | 0
51389 | 07/23/2020 | 11 |  |  | S3184908.001 | 7/8/2020 12:00:00 AM | Manufacturer#13 | Manufacturer#13 |  |  | 17 | 17 | 8.5 | 9 | Variable Speed Mini Split | AC-21561 | 814.21 | 450.21 | 0.91 | 400 | 364 | 92562 | SFM | 894.7363 | 494.7363 | 400 |  |  | 364 |  |  |  | 0
51389 | 07/23/2020 | 12 |  |  | S3184933.002 | 7/8/2020 12:00:00 AM | Manufacturer#6 | Manufacturer#6 |  |  | 19 | 19 | 12.5 | 10.6 | Variable Speed Mini Split | AC-21563 | 1983.9 | 1083.9 | 1.5 | 600 | 900 | 92264 | SFM | 1322.6 | 722.6 | 600 |  |  | 900 |  |  |  | 0
51389 | 07/23/2020 | 13 |  |  | S3184933.002 | 7/8/2020 12:00:00 AM | Manufacturer#6 | Manufacturer#6 |  |  | 19 | 19 | 12.5 | 10.6 | Variable Speed Mini Split | AC-21563 | 1983.9 | 1083.9 | 1.5 | 600 | 900 | 92264 | SFM | 1322.6 | 722.6 | 600 |  |  | 900 |  |  |  | 0
51389 | 07/23/2020 | 14 |  |  | S3184968.001 | 7/8/2020 12:00:00 AM | Manufacturer#6 | Manufacturer#6 |  |  | 16 | 16 | 10.9 | 9 | Variable Speed Mini Split | AC-21561 | 1379.3 | 1079.3 | 0.75 | 400 | 300 | 92843 | SFM | 1839.0667 | 1439.0667 | 400 |  |  | 300 |  |  |  | 0
51389 | 07/23/2020 | 15 |  |  | S3184968.001 | 7/8/2020 12:00:00 AM | Manufacturer#6 | Manufacturer#6 |  |  | 16 | 16 | 10 | 9 | Variable Speed Mini Split | AC-21561 | 1479.3 | 1079.3 | 1 | 400 | 400 | 92843 | SFM | 1479.3 | 1079.3 | 400 |  |  | 400 |  |  |  | 0
51389 | 07/23/2020 | 16 |  |  | S3185096.002 | 7/9/2020 12:00:00 AM | Manufacturer#12 | Manufacturer#12 |  |  | 20.4 | 21 | 11.5 | 10.8 | Variable Speed Mini Split | AC-21563 | 3132.1 | 1782.1 | 2.25 | 600 | 1350 | 92335 | SFM | 1392.0444 | 792.0444 | 600 |  |  | 1350 |  |  |  | 0
51389 | 07/23/2020 | 17 |  |  | S3185096.002 | 7/9/2020 12:00:00 AM | Manufacturer#12 | Manufacturer#12 |  |  | 21.4 | 22 | 10.5 | 10.2 | Variable Speed Mini Split | AC-21563 | 3585.1 | 1785.1 | 3 | 600 | 1800 | 92335 | SFM | 1195.0333 | 595.0333 | 600 |  |  | 1800 |  |  |  | 0
51389 | 07/23/2020 | 18 |  |  | S3185134.001 | 7/9/2020 12:00:00 AM | Manufacturer#12 | Manufacturer#12 |  |  | 16.9 | 17 | 9.7 | 9.6 | Variable Speed Mini Split | AC-21561 | 1228 | 428 | 2 | 400 | 800 | 92627 | SFM | 614 | 214 | 400 |  |  | 800 |  |  |  | 0
51389 | 07/23/2020 | 19 |  |  | S3185143.001 | 7/9/2020 12:00:00 AM | Manufacturer#6 | Manufacturer#6 |  |  | 16 | 16 | 10.9 | 9 | Variable Speed Mini Split | AC-21561 | 729.36 | 429.36 | 0.75 | 400 | 300 | 92691 | SFM | 972.48 | 572.48 | 400 |  |  | 300 |  |  |  | 0
51389 | 07/23/2020 | 20 |  |  | S3185242.002 | 7/8/2020 12:00:00 AM | Manufacturer#12 | Manufacturer#12 |  |  | 17.6 | 18 | 11.2 | 10 | Variable Speed Mini Split | AC-21562 | 725.41 | 350.41 | 0.75 | 500 | 375 | 92843 | SFM | 967.2133 | 467.2133 | 500 |  |  | 375 |  |  |  | 0
51389 | 07/23/2020 | 21 |  |  | S3185304.002 | 7/9/2020 12:00:00 AM | Manufacturer#12 | Manufacturer#12 |  |  | 18 | 18 | 10.5 | 10 | Variable Speed Mini Split | AC-21563 | 2096.35 | 296.35 | 3 | 600 | 1800 | 92557 | SFM | 698.7833 | 98.7833 | 600 |  |  | 1800 |  |  |  | 0
51389 | 07/23/2020 | 22 |  |  | S3185414.001 | 7/15/2020 12:00:00 AM | Manufacturer#12 | Manufacturer#12 |  |  | 20.5 | 21 | 11 | 10.2 | Variable Speed Mini Split | AC-21563 | 3804.93 | 1404.93 | 4 | 600 | 2400 | 92411 | SFM | 951.2325 | 351.2325 | 600 |  |  | 2400 |  |  |  | 0
51389 | 07/23/2020 | 23 |  |  | S3185445.001 | 7/10/2020 12:00:00 AM | Manufacturer#12 | Manufacturer#12 |  |  | 20.5 | 21 | 10.1 | 11.5 | Variable Speed Mini Split | AC-21563 | 3965.21 | 1517.21 | 4.08 | 600 | 2448 | 92831 | SFM | 971.8652 | 371.8652 | 600 |  |  | 2448 |  |  |  | 0
51389 | 07/23/2020 | 24 |  |  | S3185919.001 | 7/9/2020 12:00:00 AM | Manufacturer#13 | Manufacturer#13 |  |  | 18 | 18 | 12.7 | 12.5 | Variable Speed Mini Split | AC-21563 | 2952.74 | 1752.74 | 2 | 600 | 1200 | 90713 | SFM | 1476.37 | 876.37 | 600 |  |  | 1200 |  |  |  | 0
51389 | 07/23/2020 | 25 |  |  | S3185944.001 | 7/9/2020 12:00:00 AM | Manufacturer#12 | Manufacturer#12 |  |  | 17.3 | 18 | 10 | 10.3 | Variable Speed Mini Split | AC-21562 | 740.55 | 240.55 | 1 | 500 | 500 | 92683 | SFM | 740.55 | 240.55 | 500 |  |  | 500 |  |  |  | 0
51390 | 07/23/2020 | 1 |  |  | S3185964.002 | 7/9/2020 12:00:00 AM | Manufacturer#6 | Manufacturer#6 |  |  | 18 | 18 | 10 | 10.6 | Variable Speed Mini Split | AC-21563 | 1668.29 | 468.29 | 2 | 600 | 1200 | 92240 | SFM | 834.145 | 234.145 | 600 |  |  | 1200 |  |  |  | 0
51390 | 07/23/2020 | 2 |  |  | S3186035.001 | 7/9/2020 12:00:00 AM | Manufacturer#13 | Manufacturer#13 |  |  | 19 | 19 | 12.5 | 9 | Variable Speed Mini Split | AC-21561 | 962.25 | 602.25 | 0.9 | 400 | 360 | 92660 | SFM | 1069.1667 | 669.1667 | 400 |  |  | 360 |  |  |  | 0
51390 | 07/23/2020 | 3 |  |  | S3186055.001 | 7/9/2020 12:00:00 AM | Manufacturer#12 | Manufacturer#12 |  |  | 18 | 18 | 10.5 | 10 | Variable Speed Mini Split | AC-21563 | 2337 | 537 | 3 | 600 | 1800 | 91767 | SFM | 779 | 179 | 600 |  |  | 1800 |  |  |  | 0
51390 | 07/23/2020 | 4 |  |  | S3186055.001 | 7/9/2020 12:00:00 AM | Manufacturer#12 | Manufacturer#12 |  |  | 18 | 18 | 10.5 | 10 | Variable Speed Mini Split | AC-21563 | 2337 | 537 | 3 | 600 | 1800 | 91767 | SFM | 779 | 179 | 600 |  |  | 1800 |  |  |  | 0
51390 | 07/23/2020 | 5 |  |  | S3186055.001 | 7/9/2020 12:00:00 AM | Manufacturer#12 | Manufacturer#12 |  |  | 18 | 18 | 10.5 | 10 | Variable Speed Mini Split | AC-21563 | 2337 | 537 | 3 | 600 | 1800 | 91767 | SFM | 779 | 179 | 600 |  |  | 1800 |  |  |  | 0
51390 | 07/23/2020 | 6 |  |  | S3186147.001 | 7/13/2020 12:00:00 AM | Manufacturer#6 | Manufacturer#6 |  |  | 18 | 18 | 10 | 10.6 | Variable Speed Mini Split | AC-21563 | 2955.86 | 1755.86 | 2 | 600 | 1200 | 90620 | SFM | 1477.93 | 877.93 | 600 |  |  | 1200 |  |  |  | 0
51390 | 07/23/2020 | 7 |  |  | S3186147.001 | 7/13/2020 12:00:00 AM | Manufacturer#6 | Manufacturer#6 |  |  | 18 | 18 | 10 | 10.6 | Variable Speed Mini Split | AC-21563 | 2955.86 | 1755.86 | 2 | 600 | 1200 | 90620 | SFM | 1477.93 | 877.93 | 600 |  |  | 1200 |  |  |  | 0
51390 | 07/23/2020 | 8 |  |  | S3186147.001 | 7/13/2020 12:00:00 AM | Manufacturer#6 | Manufacturer#6 |  |  | 19 | 19 | 12.5 | 10.6 | Variable Speed Mini Split | AC-21563 | 2655.86 | 1755.86 | 1.5 | 600 | 900 | 90620 | SFM | 1770.5733 | 1170.5733 | 600 |  |  | 900 |  |  |  | 0
51390 | 07/23/2020 | 9 |  |  | S3186175.002 | 7/11/2020 12:00:00 AM | Manufacturer#6 | Manufacturer#6 |  |  | 18 | 18 | 10 | 10.6 | Variable Speed Mini Split | AC-21563 | 1721.47 | 521.47 | 2 | 600 | 1200 | 92840 | SFM | 860.735 | 260.735 | 600 |  |  | 1200 |  |  |  | 0
51390 | 07/23/2020 | 10 |  |  | S3186219.001 | 7/9/2020 12:00:00 AM | Manufacturer#12 | Manufacturer#12 |  |  | 17.3 | 18 | 10 | 10.3 | Variable Speed Mini Split | AC-21562 | 836.43 | 336.43 | 1 | 500 | 500 | 92835 | SFM | 836.43 | 336.43 | 500 |  |  | 500 |  |  |  | 0
51390 | 07/23/2020 | 11 |  |  | S3186319.001 | 7/9/2020 12:00:00 AM | Manufacturer#12 | Manufacturer#12 |  |  | 18 | 18 | 10.5 | 10 | Variable Speed Mini Split | AC-21563 | 2391.62 | 591.62 | 3 | 600 | 1800 | 92234 | SFM | 797.2067 | 197.2067 | 600 |  |  | 1800 |  |  |  | 0
51390 | 07/23/2020 | 12 |  |  | S3186323.001 | 7/9/2020 12:00:00 AM | Manufacturer#6 | Manufacturer#6 |  |  | 16 | 16 | 10 | 9 | Variable Speed Mini Split | AC-21561 | 823 | 423 | 1 | 400 | 400 | 92625 | SFM | 823 | 423 | 400 |  |  | 400 |  |  |  | 0
51390 | 07/23/2020 | 13 |  |  | S3186351.001 | 7/13/2020 12:00:00 AM | Manufacturer#12 | Manufacturer#12 |  |  | 17.3 | 18 | 10 | 10.3 | Variable Speed Mini Split | AC-21562 | 946 | 446 | 1 | 500 | 500 | 92804 | SFM | 946 | 446 | 500 |  |  | 500 |  |  |  | 0
51390 | 07/23/2020 | 14 |  |  | S3186351.001 | 7/13/2020 12:00:00 AM | Manufacturer#12 | Manufacturer#12 |  |  | 20.4 | 21 | 11.5 | 10.8 | Variable Speed Mini Split | AC-21563 | 1796 | 446 | 2.25 | 600 | 1350 | 92804 | SFM | 798.2222 | 198.2222 | 600 |  |  | 1350 |  |  |  | 0
51390 | 07/23/2020 | 15 |  |  | S3186497.002 | 7/9/2020 12:00:00 AM | Manufacturer#6 | Manufacturer#6 |  |  | 16 | 16 | 10 | 9 | Variable Speed Mini Split | AC-21561 | 1424 | 1024 | 1 | 400 | 400 | 92691 | SFM | 1424 | 1024 | 400 |  |  | 400 |  |  |  | 0
51390 | 07/23/2020 | 16 |  |  | S3186497.002 | 7/9/2020 12:00:00 AM | Manufacturer#6 | Manufacturer#6 |  |  | 23 | 23 | 12.5 | 12.5 | Variable Speed Mini Split | AC-21563 | 1624 | 1024 | 1 | 600 | 600 | 92691 | SFM | 1624 | 1024 | 600 |  |  | 600 |  |  |  | 0
51390 | 07/23/2020 | 17 |  |  | S3186571.001 | 7/9/2020 12:00:00 AM | Manufacturer#6 | Manufacturer#6 |  |  | 18 | 18 | 10 | 10.6 | Variable Speed Mini Split | AC-21563 | 1472 | 272 | 2 | 600 | 1200 | 92647 | SFM | 736 | 136 | 600 |  |  | 1200 |  |  |  | 0
51390 | 07/23/2020 | 18 |  |  | S3186700.001 | 7/14/2020 12:00:00 AM | Manufacturer#12 | Manufacturer#12 |  |  | 22 | 22 | 12.5 | 10.5 | Variable Speed Mini Split | AC-21563 | 1245.78 | 399.78 | 1.5 | 600 | 900 | 92225 | SFM | 830.52 | 266.52 | 564 |  |  | 900 |  |  |  | 0
51390 | 07/23/2020 | 19 |  |  | S3186711.001 | 7/10/2020 12:00:00 AM | Manufacturer#6 | Manufacturer#6 |  |  | 16 | 16 | 10.9 | 9 | Variable Speed Mini Split | AC-21561 | 729.36 | 429.36 | 0.75 | 400 | 300 | 92683 | SFM | 972.48 | 572.48 | 400 |  |  | 300 |  |  |  | 0
51390 | 07/23/2020 | 20 |  |  | S3186756.001 | 7/9/2020 12:00:00 AM | Manufacturer#6 | Manufacturer#6 |  |  | 18 | 18 | 10 | 10.6 | Variable Speed Mini Split | AC-21563 | 1657.05 | 457.05 | 2 | 600 | 1200 | 92879 | SFM | 828.525 | 228.525 | 600 |  |  | 1200 |  |  |  | 0
51390 | 07/23/2020 | 21 |  |  | S3186889.001 | 7/14/2020 12:00:00 AM | Manufacturer#12 | Manufacturer#12 |  |  | 18 | 18 | 10.5 | 10 | Variable Speed Mini Split | AC-21563 | 2409 | 609 | 3 | 600 | 1800 | 92335 | SFM | 803 | 203 | 600 |  |  | 1800 |  |  |  | 0
51390 | 07/23/2020 | 22 |  |  | S3187168.001 | 7/13/2020 12:00:00 AM | Manufacturer#6 | Manufacturer#6 |  |  | 23 | 23 | 12.5 | 12.5 | Variable Speed Mini Split | AC-21563 | 1337.27 | 737.27 | 1 | 600 | 600 | 92596 | SFM | 1337.27 | 737.27 | 600 |  |  | 600 |  |  |  | 0
51390 | 07/23/2020 | 23 |  |  | S3187425.002 | 7/13/2020 12:00:00 AM | Manufacturer#4 | Manufacturer#4 |  |  | 16 | 16 | 11.5 | 9.5 | Heat Pump | AC-21518 | 3384.67 | 2010.67 | 4.58 | 300 | 1374 | 92860 | SFM | 739.0109 | 439.0109 | 300 |  |  | 1374 |  |  |  | 0
51390 | 07/23/2020 | 24 |  |  | S3187433.004 | 7/13/2020 12:00:00 AM | Manufacturer#6 | Manufacturer#6 |  |  | 18 | 18 | 10 | 10.6 | Variable Speed Mini Split | AC-21563 | 3332.04 | 2132.04 | 2 | 600 | 1200 | 92557 | SFM | 1666.02 | 1066.02 | 600 |  |  | 1200 |  |  |  | 0
51390 | 07/23/2020 | 25 |  |  | S3187433.004 | 7/13/2020 12:00:00 AM | Manufacturer#6 | Manufacturer#6 |  |  | 18 | 18 | 12.5 | 9.5 | Variable Speed Mini Split | AC-21562 | 3047.04 | 2132.04 | 1.83 | 500 | 915 | 92557 | SFM | 1665.0492 | 1165.0492 | 500 |  |  | 915 |  |  |  | 0
51401 | 06/26/2020 | 1 |  |  | O811975 | 7/16/2020 12:00:00 AM | Manufacturer#6 | Manufacturer#6 |  |  | 18 | 18 | 12.5 | 9.5 | Variable Speed Mini Split | AC-21562 | 1422.47 | 422.47 | 2 | 500 | 1000 | 90803 | SFM | 711.235 | 211.235 | 500 |  |  | 1000 |  |  |  | 0
51402 | 07/16/2020 | 1 |  |  | O834900 | 7/16/2020 12:00:00 AM | Manufacturer#6 | Manufacturer#6 |  |  | 18 | 18 | 10 | 10.6 | Variable Speed Mini Split | AC-21563 | 1200 | 0 | 2 | 600 | 1200 | 92234 | SFM | 600 | 0 | 600 |  |  | 1200 |  |  |  | 0
51402 | 07/16/2020 | 2 |  |  | O822409 | 7/9/2020 12:00:00 AM | Manufacturer#6 | Manufacturer#6 |  |  | 16 | 16 | 10 | 9 | Variable Speed Mini Split | AC-21561 | 473.87 | 73.87 | 1 | 400 | 400 | 92264 | SFM | 473.87 | 73.87 | 400 |  |  | 400 |  |  |  | 0
51402 | 07/16/2020 | 3 |  |  | O848104 | 7/17/2020 12:00:00 AM | Manufacturer#6 | Manufacturer#6 |  |  | 22 | 22 | 12.5 | 11 | Variable Speed Mini Split | AC-21563 | 717.04 | 117.04 | 1 | 600 | 600 | 92596 | SFM | 717.04 | 117.04 | 600 |  |  | 600 |  |  |  | 0
51402 | 07/16/2020 | 4 |  |  | O848104 | 7/17/2020 12:00:00 AM | Manufacturer#6 | Manufacturer#6 |  |  | 22 | 22 | 12.5 | 11 | Variable Speed Mini Split | AC-21563 | 717.04 | 117.04 | 1 | 600 | 600 | 92596 | SFM | 717.04 | 117.04 | 600 |  |  | 600 |  |  |  | 0
51402 | 07/16/2020 | 5 |  |  | O860713 | 7/16/2020 12:00:00 AM | Manufacturer#6 | Manufacturer#6 |  |  | 18 | 18 | 10 | 10.6 | Variable Speed Mini Split | AC-21563 | 1200 | 0 | 2 | 600 | 1200 | 92596 | SFM | 600 | 0 | 600 |  |  | 1200 |  |  |  | 0
51402 | 07/16/2020 | 6 |  |  | O860713 | 7/16/2020 12:00:00 AM | Manufacturer#6 | Manufacturer#6 |  |  | 22 | 22 | 12.5 | 11 | Variable Speed Mini Split | AC-21563 | 717.04 | 117.04 | 1 | 600 | 600 | 92596 | SFM | 717.04 | 117.04 | 600 |  |  | 600 |  |  |  | 0
51408 | 07/22/2020 | 1 |  |  | O831478 | 7/22/2020 12:00:00 AM | Manufacturer#6 | Manufacturer#6 |  |  | 19 | 19 | 12.5 | 10.6 | Variable Speed Mini Split | AC-21563 | 900 | 0 | 1.5 | 600 | 900 | 90740 | SFM | 600 | 0 | 600 |  |  | 900 |  |  |  | 0
51416 | 06/22/2020 | 1 |  |  | SOPMD20002580 | 6/12/2020 12:00:00 AM | Manufacturer#11 | Manufacturer#11 |  |  | 16 | 16 | 13 | 9 | Heat Pump | AC-21518 | 2277 | 1392 | 2.95 | 300 | 885 | 92240 | SFM | 771.8644 | 471.8644 | 300 |  |  | 885 |  |  |  | 0
51416 | 06/22/2020 | 2 |  |  | WBRVS20000037 | 5/27/2020 12:00:00 AM | Manufacturer#11 | Manufacturer#11 |  |  | 22 | 22 | 11.75 | 10.15 | Variable Speed Mini Split | AC-21563 | 1794 | 594 | 2 | 600 | 1200 | 92543 | SFM | 897 | 297 | 600 |  |  | 1200 |  |  |  | 0
51416 | 06/22/2020 | 3 |  |  | SORVS20010257 | 6/3/2020 12:00:00 AM | Manufacturer#11 | Manufacturer#11 |  |  | 16 | 16 | 12.5 | 9 | Heat Pump | AC-21518 | 2925 | 1752 | 3.91 | 300 | 1173 | 92587 | SFM | 748.0818 | 448.0818 | 300 |  |  | 1173 |  |  |  | 0
51416 | 06/22/2020 | 4 |  |  | SOBRE20024077 | 6/18/2020 12:00:00 AM | Manufacturer#20 | Manufacturer#20 |  |  | 16 | 16 | 13 | 9 | Heat Pump | AC-21518 | 2556 | 1356 | 4 | 300 | 1200 | 90290 | SFM | 639 | 339 | 300 |  |  | 1200 |  |  |  | 0
51416 | 06/22/2020 | 5 |  |  | SORVS20011487 | 7/1/2020 12:00:00 AM | Manufacturer#11 | Manufacturer#11 |  |  | 19.8 | 20 | 11.2 | 9.6 | Variable Speed Mini Split | AC-21562 | 618 | 118 | 1 | 500 | 500 | 92549 | SFM | 618 | 118 | 500 |  |  | 500 |  |  |  | 0
51416 | 06/22/2020 | 6 |  |  | SOCHT20013165 | 6/29/2020 12:00:00 AM | Manufacturer#11 | Manufacturer#11 |  |  | 21 | 21 | 13 | 11 | Heat Pump | AC-21520 | 4513 | 3052 | 4.87 | 300 | 1461 | 91360 | SFM | 926.694 | 626.694 | 300 |  |  | 1461 |  |  |  | 0
51416 | 06/22/2020 | 7 |  |  | SOORN20005901 | 6/1/2020 12:00:00 AM | Manufacturer#11 | Manufacturer#11 |  |  | 22.5 | 23 | 13 | 12 | Variable Speed Mini Split | AC-21563 | 836 | 236 | 1 | 600 | 600 | 92867 | SFM | 836 | 236 | 600 |  |  | 600 |  |  |  | 0
51416 | 06/22/2020 | 8 |  |  | SORVS20009378 | 7/10/2020 12:00:00 AM | Manufacturer#11 | Manufacturer#11 |  |  | 16 | 16 | 13 | 9 | Heat Pump | AC-21518 | 2745 | 1545 | 4 | 300 | 1200 | 92587 | SFM | 686.25 | 386.25 | 300 |  |  | 1200 |  |  |  | 0
51416 | 06/22/2020 | 9 |  |  | SORVS20009379 | 7/10/2020 12:00:00 AM | Manufacturer#11 | Manufacturer#11 |  |  | 16 | 16 | 13 | 9 | Heat Pump | AC-21518 | 2745 | 1545 | 4 | 300 | 1200 | 92587 | SFM | 686.25 | 386.25 | 300 |  |  | 1200 |  |  |  | 0
51428 | 07/23/2020 | 8 |  |  | A346827 | 6/1/2020 12:00:00 AM | Manufacturer#1 | Manufacturer#1 |  |  | 19.2 | 20 | 9.4 | 11 | Variable Speed Mini Split | AC-21563 | 6441 | 4671 | 2.95 | 600 | 1770 | 90631 | SFM | 2183.3898 | 1583.3898 | 600 |  |  | 1770 |  |  |  | 0
51428 | 07/23/2020 | 9 |  |  | R206692 | 6/15/2020 12:00:00 AM | Manufacturer#1 | Manufacturer#1 |  |  | 20 | 20 | 12.7 | 10 | Variable Speed Mini Split | AC-21563 | 3459.9 | 2559.9 | 1.5 | 600 | 900 | 92264 | SFM | 2306.6 | 1706.6 | 600 |  |  | 900 |  |  |  | 0
51428 | 07/23/2020 | 10 |  |  | A348055 | 6/25/2020 12:00:00 AM | Manufacturer#1 | Manufacturer#1 |  |  | 19.2 | 20 | 9.4 | 11 | Variable Speed Mini Split | AC-21563 | 6441 | 4671 | 2.95 | 600 | 1770 | 90278 | SFM | 2183.3898 | 1583.3898 | 600 |  |  | 1770 |  |  |  | 0
51428 | 07/23/2020 | 11 |  |  | A348016 | 6/29/2020 12:00:00 AM | Manufacturer#1 | Manufacturer#1 |  |  | 23.1 | 24 | 13 | 12.5 | Variable Speed Mini Split | AC-21563 | 2033.95 | 1433.95 | 1 | 600 | 600 | 92618 | SFM | 2033.95 | 1433.95 | 600 |  |  | 600 |  |  |  | 0
51428 | 07/23/2020 | 12 |  |  | A348052 | 6/29/2020 12:00:00 AM | Manufacturer#1 | Manufacturer#1 |  |  | 19.2 | 20 | 9.4 | 11 | Variable Speed Mini Split | AC-21563 | 6441 | 4671 | 2.95 | 600 | 1770 | 92626 | SFM | 2183.3898 | 1583.3898 | 600 |  |  | 1770 |  |  |  | 0
51428 | 07/23/2020 | 13 |  |  | A348028 | 6/15/2020 12:00:00 AM | Manufacturer#1 | Manufacturer#1 |  |  | 20 | 20 | 12.7 | 10 | Variable Speed Mini Split | AC-21563 | 3459.9 | 2559.9 | 1.5 | 600 | 900 | 92626 | SFM | 2306.6 | 1706.6 | 600 |  |  | 900 |  |  |  | 0
51428 | 07/23/2020 | 14 |  |  | R206682 | 6/29/2020 12:00:00 AM | Manufacturer#3 | Manufacturer#3 |  |  | 18 | 18 | 12 | 9 | Heat Pump | AC-21518 | 9249 | 7899 | 4.5 | 300 | 1350 | 92260 | SFM | 2055.3333 | 1755.3333 | 300 |  |  | 1350 |  |  |  | 0
51428 | 07/23/2020 | 15 |  |  | A348104 | 6/29/2020 12:00:00 AM | Manufacturer#1 | Manufacturer#1 |  |  | 21 | 21 | 12.5 | 12 | Variable Speed Mini Split | AC-21563 | 3249 | 2391 | 1.43 | 600 | 858 | 92625 | SFM | 2272.028 | 1672.028 | 600 |  |  | 858 |  |  |  | 0
51428 | 07/23/2020 | 5 |  |  | L782332 | 6/10/2020 12:00:00 AM | Manufacturer#1 | Manufacturer#1 |  |  | 16 | 16 | 11 | 8.5 | Variable Speed Mini Split | AC-21560 | 1153.3 | 928.3 | 1 | 300 | 300 | 90660 | SFM | 1153.3 | 928.3 | 225 |  |  | 300 |  |  |  | 0
51428 | 07/23/2020 | 6 |  |  | A346831 | 6/1/2020 12:00:00 AM | Manufacturer#1 | Manufacturer#1 |  |  | 20.5 | 21 | 12.5 | 10 | Variable Speed Mini Split | AC-21563 | 3263.25 | 2147.25 | 1.86 | 600 | 1116 | 92780 | SFM | 1754.4355 | 1154.4355 | 600 |  |  | 1116 |  |  |  | 0
51428 | 07/23/2020 | 7 |  |  | A346841 | 6/1/2020 12:00:00 AM | Manufacturer#3 | Manufacturer#3 |  |  | 19 | 19 | 12 | 10 | Heat Pump | AC-21520 | 8510.25 | 7337.25 | 3.91 | 300 | 1173 | 92688 | SFM | 2176.5345 | 1876.5345 | 300 |  |  | 1173 |  |  |  | 0
51428 | 07/23/2020 | 16 |  |  | R206654 | 6/26/2020 12:00:00 AM | Manufacturer#1 | Manufacturer#1 |  |  | 18 | 18 | 8.6 | 10 | Variable Speed Mini Split | AC-21563 | 2422.5 | 1306.5 | 1.86 | 600 | 1116 | 92211 | SFM | 1302.4194 | 702.4194 | 600 |  |  | 1116 |  |  |  | 0
51428 | 07/23/2020 | 17 |  |  | A348029 | 6/25/2020 12:00:00 AM | Manufacturer#1 | Manufacturer#1 |  |  | 19.2 | 20 | 9.4 | 11 | Variable Speed Mini Split | AC-21563 | 6441 | 4671 | 2.95 | 600 | 1770 | 92663 | SFM | 2183.3898 | 1583.3898 | 600 |  |  | 1770 |  |  |  | 0
51428 | 07/23/2020 | 18 |  |  | V618941 | 6/29/2020 12:00:00 AM | Manufacturer#1 | Manufacturer#1 |  |  | 16 | 16 | 9 | 8.5 | Variable Speed Mini Split | AC-21560 | 1318.6 | 1018.6 | 1 | 300 | 300 | 90059 | SFM | 1318.6 | 1018.6 | 300 |  |  | 300 |  |  |  | 0
51428 | 07/23/2020 | 19 |  |  | R206655 | 6/26/2020 12:00:00 AM | Manufacturer#3 | Manufacturer#3 |  |  | 19.5 | 20 | 12.5 | 10 | Heat Pump | AC-21520 | 10569.75 | 9408.75 | 3.87 | 300 | 1161 | 92262 | SFM | 2731.2016 | 2431.2016 | 300 |  |  | 1161 |  |  |  | 0
51428 | 07/23/2020 | 20 |  |  | R206694 | 6/30/2020 12:00:00 AM | Manufacturer#1 | Manufacturer#1 |  |  | 20 | 20 | 12.7 | 10 | Variable Speed Mini Split | AC-21563 | 3459.9 | 2559.9 | 1.5 | 600 | 900 | 92264 | SFM | 2306.6 | 1706.6 | 600 |  |  | 900 |  |  |  | 0
51428 | 07/23/2020 | 21 |  |  | R206695 | 6/30/2020 12:00:00 AM | Manufacturer#1 | Manufacturer#1 |  |  | 20 | 20 | 12.7 | 10 | Variable Speed Mini Split | AC-21563 | 3459.9 | 2559.9 | 1.5 | 600 | 900 | 92264 | SFM | 2306.6 | 1706.6 | 600 |  |  | 900 |  |  |  | 0
51428 | 07/23/2020 | 22 |  |  | L782950 | 6/9/2020 12:00:00 AM | Manufacturer#1 | Manufacturer#1 |  |  | 16 | 16 | 11 | 8.5 | Variable Speed Mini Split | AC-21560 | 1153.3 | 928.3 | 0.75 | 300 | 225 | 90660 | SFM | 1537.7333 | 1237.7333 | 300 |  |  | 225 |  |  |  | 0
51428 | 07/23/2020 | 23 |  |  | L782950 | 6/9/2020 12:00:00 AM | Manufacturer#1 | Manufacturer#1 |  |  | 16 | 16 | 11 | 8.5 | Variable Speed Mini Split | AC-21560 | 1153.3 | 928.3 | 0.75 | 300 | 225 | 90660 | SFM | 1537.7333 | 1237.7333 | 300 |  |  | 225 |  |  |  | 0
51428 | 07/23/2020 | 24 |  |  | A345273 | 6/9/2020 12:00:00 AM | Manufacturer#1 | Manufacturer#1 |  |  | 18 | 18 | 10.5 | 10 | Variable Speed Mini Split | AC-21563 | 2263.85 | 1405.85 | 1.43 | 600 | 858 | 92704 | SFM | 1583.1119 | 983.1119 | 600 |  |  | 858 |  |  |  | 0
51428 | 07/23/2020 | 25 |  |  | A347961 | 6/25/2020 12:00:00 AM | Manufacturer#3 | Manufacturer#3 |  |  | 18 | 18 | 12.5 | 10 | Heat Pump | AC-21520 | 7834.5 | 6961.5 | 2.91 | 300 | 873 | 92630 | SFM | 2692.268 | 2392.268 | 300 |  |  | 873 |  |  |  | 0
51428 | 07/23/2020 | 26 |  |  | A348080 | 6/29/2020 12:00:00 AM | Manufacturer#1 | Manufacturer#1 |  |  | 18 | 18 | 8.6 | 10 | Variable Speed Mini Split | AC-21563 | 2422.5 | 1306.5 | 1.86 | 600 | 1116 | 92677 | SFM | 1302.4194 | 702.4194 | 600 |  |  | 1116 |  |  |  | 0
51432 | 07/30/2020 | 1 |  |  | S3187469.001 | 7/10/2020 12:00:00 AM | Manufacturer#6 | Manufacturer#6 |  |  | 19 | 19 | 12.5 | 10.6 | Variable Speed Mini Split | AC-21563 | 1429.1 | 529.1 | 1.5 | 600 | 900 | 92804 | SFM | 952.7333 | 352.7333 | 600 |  |  | 900 |  |  |  | 0
51432 | 07/30/2020 | 2 |  |  | S3187472.002 | 7/10/2020 12:00:00 AM | Manufacturer#13 | Manufacturer#13 |  |  | 18 | 18 | 12.7 | 12.5 | Variable Speed Mini Split | AC-21563 | 2750 | 1550 | 2 | 600 | 1200 | 90502 | SFM | 1375 | 775 | 600 |  |  | 1200 |  |  |  | 0
51432 | 07/30/2020 | 3 |  |  | S3187570.001 | 7/11/2020 12:00:00 AM | Manufacturer#6 | Manufacturer#6 |  |  | 16 | 16 | 10 | 9 | Variable Speed Mini Split | AC-21561 | 1246 | 846 | 1 | 400 | 400 | 92683 | SFM | 1246 | 846 | 400 |  |  | 400 |  |  |  | 0
51432 | 07/30/2020 | 4 |  |  | S3187570.001 | 7/11/2020 12:00:00 AM | Manufacturer#6 | Manufacturer#6 |  |  | 16 | 16 | 10 | 9 | Variable Speed Mini Split | AC-21561 | 1246 | 846 | 1 | 400 | 400 | 92683 | SFM | 1246 | 846 | 400 |  |  | 400 |  |  |  | 0
51432 | 07/30/2020 | 5 |  |  | S3187690.002 | 7/15/2020 12:00:00 AM | Manufacturer#6 | Manufacturer#6 |  |  | 16 | 16 | 10 | 9 | Variable Speed Mini Split | AC-21561 | 858.68 | 458.68 | 1 | 400 | 400 | 92841 | SFM | 858.68 | 458.68 | 400 |  |  | 400 |  |  |  | 0
51432 | 07/30/2020 | 6 |  |  | S3187910.002 | 7/11/2020 12:00:00 AM | Manufacturer#12 | Manufacturer#12 |  |  | 17.6 | 18 | 11.2 | 10 | Variable Speed Mini Split | AC-21562 | 1540.12 | 1165.12 | 0.75 | 500 | 375 | 92835 | SFM | 2053.4933 | 1553.4933 | 500 |  |  | 375 |  |  |  | 0
51432 | 07/30/2020 | 7 |  |  | S3187910.002 | 7/11/2020 12:00:00 AM | Manufacturer#12 | Manufacturer#12 |  |  | 16.9 | 17 | 9.7 | 9.6 | Variable Speed Mini Split | AC-21561 | 1965.12 | 1165.12 | 2 | 400 | 800 | 92835 | SFM | 982.56 | 582.56 | 400 |  |  | 800 |  |  |  | 0
51432 | 07/30/2020 | 8 |  |  | S3187911.001 | 7/13/2020 12:00:00 AM | Manufacturer#12 | Manufacturer#12 |  |  | 17.6 | 18 | 11.2 | 10 | Variable Speed Mini Split | AC-21562 | 1540.12 | 737.61 | 0.75 | 500 | 375 | 90680 | SFM | 2053.4933 | 983.48 | 1070.0133 |  |  | 375 |  |  |  | 0
51432 | 07/30/2020 | 9 |  |  | S3187911.001 | 7/13/2020 12:00:00 AM | Manufacturer#12 | Manufacturer#12 |  |  | 17.6 | 18 | 11.2 | 10 | Variable Speed Mini Split | AC-21562 | 1112.61 | 737.61 | 0.75 | 500 | 375 | 90680 | SFM | 1483.48 | 983.48 | 500 |  |  | 375 |  |  |  | 0
51432 | 07/30/2020 | 10 |  |  | S3188000.001 | 7/11/2020 12:00:00 AM | Manufacturer#6 | Manufacturer#6 |  |  | 18 | 18 | 10 | 10.6 | Variable Speed Mini Split | AC-21563 | 1937.61 | 1698.33 | 2 | 600 | 1200 | 92708 | SFM | 968.805 | 849.165 | 119.64 |  |  | 1200 |  |  |  | 0
51432 | 07/30/2020 | 11 |  |  | S3188000.001 | 7/11/2020 12:00:00 AM | Manufacturer#6 | Manufacturer#6 |  |  | 18 | 18 | 10 | 10.6 | Variable Speed Mini Split | AC-21563 | 2898.33 | 1698.33 | 2 | 600 | 1200 | 92708 | SFM | 1449.165 | 849.165 | 600 |  |  | 1200 |  |  |  | 0
51432 | 07/30/2020 | 12 |  |  | S3188000.001 | 7/11/2020 12:00:00 AM | Manufacturer#6 | Manufacturer#6 |  |  | 18 | 18 | 10 | 10.6 | Variable Speed Mini Split | AC-21563 | 2898.33 | 1698.33 | 2 | 600 | 1200 | 92708 | SFM | 1449.165 | 849.165 | 600 |  |  | 1200 |  |  |  | 0
51432 | 07/30/2020 | 13 |  |  | S3188000.001 | 7/11/2020 12:00:00 AM | Manufacturer#6 | Manufacturer#6 |  |  | 18 | 18 | 10 | 10.6 | Variable Speed Mini Split | AC-21563 | 2898.33 | 1698.33 | 2 | 600 | 1200 | 92708 | SFM | 1449.165 | 849.165 | 600 |  |  | 1200 |  |  |  | 0
51432 | 07/30/2020 | 14 |  |  | S3188000.001 | 7/11/2020 12:00:00 AM | Manufacturer#6 | Manufacturer#6 |  |  | 18 | 18 | 10 | 10.6 | Variable Speed Mini Split | AC-21563 | 2898.33 | 1698.33 | 2 | 600 | 1200 | 92708 | SFM | 1449.165 | 849.165 | 600 |  |  | 1200 |  |  |  | 0
51432 | 07/30/2020 | 15 |  |  | S3188096.002 | 7/13/2020 12:00:00 AM | Manufacturer#12 | Manufacturer#12 |  |  | 18 | 18 | 10.5 | 10 | Variable Speed Mini Split | AC-21563 | 3498.33 | 588.86 | 3 | 600 | 1800 | 91767 | SFM | 1166.11 | 196.2867 | 969.8233 |  |  | 1800 |  |  |  | 0
51432 | 07/30/2020 | 16 |  |  | S3188096.002 | 7/13/2020 12:00:00 AM | Manufacturer#12 | Manufacturer#12 |  |  | 18 | 18 | 10.5 | 10 | Variable Speed Mini Split | AC-21563 | 2388.86 | 588.86 | 3 | 600 | 1800 | 91767 | SFM | 796.2867 | 196.2867 | 600 |  |  | 1800 |  |  |  | 0
51432 | 07/30/2020 | 17 |  |  | S3188096.002 | 7/13/2020 12:00:00 AM | Manufacturer#12 | Manufacturer#12 |  |  | 18 | 18 | 10.5 | 10 | Variable Speed Mini Split | AC-21563 | 2388.86 | 588.86 | 3 | 600 | 1800 | 91767 | SFM | 796.2867 | 196.2867 | 600 |  |  | 1800 |  |  |  | 0
51432 | 07/30/2020 | 18 |  |  | S3188228.001 | 7/13/2020 12:00:00 AM | Manufacturer#6 | Manufacturer#6 |  |  | 18 | 18 | 10 | 9.4 | Variable Speed Mini Split | AC-21562 | 2053.86 | 2848.87 | 2.93 | 500 | 1465 | 92651 | SFM | 700.9761 | 972.3106 | -271.3345 |  |  | 1465 |  |  |  | 0
51432 | 07/30/2020 | 19 |  |  | S3188296.001 | 7/15/2020 12:00:00 AM | Manufacturer#6 | Manufacturer#6 |  |  | 16 | 16 | 10 | 9 | Variable Speed Mini Split | AC-21561 | 3248.87 | 846 | 1 | 400 | 400 | 92683 | SFM | 3248.87 | 846 | 2402.87 |  |  | 400 |  |  |  | 0
51432 | 07/30/2020 | 20 |  |  | S3188296.001 | 7/15/2020 12:00:00 AM | Manufacturer#6 | Manufacturer#6 |  |  | 16 | 16 | 10 | 9 | Variable Speed Mini Split | AC-21561 | 1246 | 846 | 1 | 400 | 400 | 92683 | SFM | 1246 | 846 | 400 |  |  | 400 |  |  |  | 0
51432 | 07/30/2020 | 21 |  |  | S3188326.001 | 7/14/2020 12:00:00 AM | Manufacturer#12 | Manufacturer#12 |  |  | 18 | 18 | 10.5 | 10 | Variable Speed Mini Split | AC-21563 | 2646 | 537 | 3 | 600 | 1800 | 91767 | SFM | 882 | 179 | 703 |  |  | 1800 |  |  |  | 0
51432 | 07/30/2020 | 22 |  |  | S3188326.001 | 7/14/2020 12:00:00 AM | Manufacturer#12 | Manufacturer#12 |  |  | 18 | 18 | 10.5 | 10 | Variable Speed Mini Split | AC-21563 | 2337 | 537 | 3 | 600 | 1800 | 91767 | SFM | 779 | 179 | 600 |  |  | 1800 |  |  |  | 0
51432 | 07/30/2020 | 23 |  |  | S3188326.001 | 7/14/2020 12:00:00 AM | Manufacturer#12 | Manufacturer#12 |  |  | 18 | 18 | 10.5 | 10 | Variable Speed Mini Split | AC-21563 | 2337 | 537 | 3 | 600 | 1800 | 91767 | SFM | 779 | 179 | 600 |  |  | 1800 |  |  |  | 0
51432 | 07/30/2020 | 24 |  |  | S3188331.001 | 7/15/2020 12:00:00 AM | Manufacturer#6 | Manufacturer#6 |  |  | 16 | 16 | 10 | 9 | Variable Speed Mini Split | AC-21561 | 937 | 423 | 1 | 400 | 400 | 92840 | SFM | 937 | 423 | 514 |  |  | 400 |  |  |  | 0
51433 | 07/30/2020 | 1 |  |  | S3188332.001 | 7/13/2020 12:00:00 AM | Manufacturer#12 | Manufacturer#12 |  |  | 17.5 | 18 | 11.2 | 10.1 | Variable Speed Mini Split | AC-21562 | 1302.72 | 552.72 | 1.5 | 500 | 750 | 92592 | SFM | 868.48 | 368.48 | 500 |  |  | 750 |  |  |  | 0
51433 | 07/30/2020 | 2 |  |  | S3188363.001 | 7/15/2020 12:00:00 AM | Manufacturer#6 | Manufacturer#6 |  |  | 16 | 16 | 10 | 9 | Variable Speed Mini Split | AC-21561 | 1569.71 | 1169.71 | 1 | 400 | 400 | 92843 | SFM | 1569.71 | 1169.71 | 400 |  |  | 400 |  |  |  | 0
51433 | 07/30/2020 | 3 |  |  | S3188363.001 | 7/15/2020 12:00:00 AM | Manufacturer#6 | Manufacturer#6 |  |  | 16 | 16 | 10 | 9 | Variable Speed Mini Split | AC-21561 | 1569.71 | 1169.71 | 1 | 400 | 400 | 92843 | SFM | 1569.71 | 1169.71 | 400 |  |  | 400 |  |  |  | 0
51433 | 07/30/2020 | 4 |  |  | S3188689.001 | 7/13/2020 12:00:00 AM | Manufacturer#6 | Manufacturer#6 |  |  | 18 | 18 | 10 | 10.6 | Variable Speed Mini Split | AC-21563 | 1765.57 | 565.57 | 2 | 600 | 1200 | 92270 | SFM | 882.785 | 282.785 | 600 |  |  | 1200 |  |  |  | 0
51433 | 07/30/2020 | 5 |  |  | S3188735.002 | 7/13/2020 12:00:00 AM | Manufacturer#12 | Manufacturer#12 |  |  | 21 | 21 | 12.5 | 12 | Variable Speed Mini Split | AC-21563 | 1846.47 | 646.47 | 2 | 600 | 1200 | 92028 | SFM | 923.235 | 323.235 | 600 |  |  | 1200 |  |  |  | 0
51433 | 07/30/2020 | 6 |  |  | S3188744.001 | 7/13/2020 12:00:00 AM | Manufacturer#12 | Manufacturer#12 |  |  | 17.6 | 18 | 11.2 | 10 | Variable Speed Mini Split | AC-21562 | 762.28 | 387.28 | 0.75 | 500 | 375 | 92544 | SFM | 1016.3733 | 516.3733 | 500 |  |  | 375 |  |  |  | 0
51433 | 07/30/2020 | 7 |  |  | S3188754.001 | 7/15/2020 12:00:00 AM | Manufacturer#6 | Manufacturer#6 |  |  | 18 | 18 | 10 | 10.6 | Variable Speed Mini Split | AC-21563 | 1523.2 | 323.2 | 2 | 600 | 1200 | 91767 | SFM | 761.6 | 161.6 | 600 |  |  | 1200 |  |  |  | 0
51433 | 07/30/2020 | 8 |  |  | S3188897.001 | 7/14/2020 12:00:00 AM | Manufacturer#6 | Manufacturer#6 |  |  | 18 | 18 | 10 | 10.6 | Variable Speed Mini Split | AC-21563 | 1472 | 272 | 2 | 600 | 1200 | 92260 | SFM | 736 | 136 | 600 |  |  | 1200 |  |  |  | 0
51433 | 07/30/2020 | 9 |  |  | S3189003.002 | 7/13/2020 12:00:00 AM | Manufacturer#12 | Manufacturer#12 |  |  | 20.4 | 21 | 11.5 | 10.8 | Variable Speed Mini Split | AC-21563 | 2303.77 | 953.77 | 2.25 | 600 | 1350 | 92264 | SFM | 1023.8978 | 423.8978 | 600 |  |  | 1350 |  |  |  | 0
51433 | 07/30/2020 | 10 |  |  | S3189147.001 | 7/13/2020 12:00:00 AM | Manufacturer#6 | Manufacturer#6 |  |  | 18 | 18 | 10 | 10.6 | Variable Speed Mini Split | AC-21563 | 1561.24 | 361.24 | 2 | 600 | 1200 | 92683 | SFM | 780.62 | 180.62 | 600 |  |  | 1200 |  |  |  | 0
51433 | 07/30/2020 | 11 |  |  | S3189273.001 | 7/14/2020 12:00:00 AM | Manufacturer#6 | Manufacturer#6 |  |  | 18 | 18 | 10 | 10.6 | Variable Speed Mini Split | AC-21563 | 1472 | 272 | 2 | 600 | 1200 | 92225 | SFM | 736 | 136 | 600 |  |  | 1200 |  |  |  | 0
51433 | 07/30/2020 | 12 |  |  | S3189412.001 | 7/14/2020 12:00:00 AM | Manufacturer#12 | Manufacturer#12 |  |  | 17.5 | 18 | 11.2 | 10.1 | Variable Speed Mini Split | AC-21562 | 1056.76 | 306.76 | 1.5 | 500 | 750 | 92708 | SFM | 704.5067 | 204.5067 | 500 |  |  | 750 |  |  |  | 0
51433 | 07/30/2020 | 13 |  |  | S3189449.001 | 7/14/2020 12:00:00 AM | Manufacturer#6 | Manufacturer#6 |  |  | 19 | 19 | 12.5 | 10.6 | Variable Speed Mini Split | AC-21563 | 1501.06 | 601.06 | 1.5 | 600 | 900 | 92843 | SFM | 1000.7067 | 400.7067 | 600 |  |  | 900 |  |  |  | 0
51433 | 07/30/2020 | 14 |  |  | S3189600.001 | 7/14/2020 12:00:00 AM | Manufacturer#6 | Manufacturer#6 |  |  | 18 | 18 | 10 | 10.6 | Variable Speed Mini Split | AC-21563 | 1472 | 272 | 2 | 600 | 1200 | 92802 | SFM | 736 | 136 | 600 |  |  | 1200 |  |  |  | 0
51433 | 07/30/2020 | 15 |  |  | S3189662.001 | 7/15/2020 12:00:00 AM | Manufacturer#6 | Manufacturer#6 |  |  | 19 | 19 | 12.5 | 10.6 | Variable Speed Mini Split | AC-21563 | 1362 | 462 | 1.5 | 600 | 900 | 92802 | SFM | 908 | 308 | 600 |  |  | 900 |  |  |  | 0
51433 | 07/30/2020 | 16 |  |  | S3189887.003 | 7/14/2020 12:00:00 AM | Manufacturer#6 | Manufacturer#6 |  |  | 18 | 18 | 10 | 10.6 | Variable Speed Mini Split | AC-21563 | 1472 | 272 | 2 | 600 | 1200 | 92336 | SFM | 736 | 136 | 600 |  |  | 1200 |  |  |  | 0
51433 | 07/30/2020 | 17 |  |  | S3190048.002 | 7/14/2020 12:00:00 AM | Manufacturer#6 | Manufacturer#6 |  |  | 18 | 18 | 10 | 10.6 | Variable Speed Mini Split | AC-21563 | 1622.36 | 422.36 | 2 | 600 | 1200 | 92602 | SFM | 811.18 | 211.18 | 600 |  |  | 1200 |  |  |  | 0
51433 | 07/30/2020 | 18 |  |  | S3190126.002 | 7/14/2020 12:00:00 AM | Manufacturer#6 | Manufacturer#6 |  |  | 16 | 16 | 10 | 9 | Variable Speed Mini Split | AC-21561 | 969.36 | 569.36 | 1 | 400 | 400 | 92509 | SFM | 969.36 | 569.36 | 400 |  |  | 400 |  |  |  | 0
51433 | 07/30/2020 | 19 |  |  | S3190232.001 | 7/14/2020 12:00:00 AM | Manufacturer#6 | Manufacturer#6 |  |  | 18 | 18 | 10 | 10.6 | Variable Speed Mini Split | AC-21563 | 1472 | 272 | 2 | 600 | 1200 | 92683 | SFM | 736 | 136 | 600 |  |  | 1200 |  |  |  | 0
51433 | 07/30/2020 | 20 |  |  | S3190246.001 | 7/14/2020 12:00:00 AM | Manufacturer#6 | Manufacturer#6 |  |  | 18 | 18 | 10 | 10.6 | Variable Speed Mini Split | AC-21563 | 1483.1 | 283.1 | 2 | 600 | 1200 | 92802 | SFM | 741.55 | 141.55 | 600 |  |  | 1200 |  |  |  | 0
51433 | 07/30/2020 | 21 |  |  | S3190278.001 | 7/15/2020 12:00:00 AM | Manufacturer#6 | Manufacturer#6 |  |  | 16 | 16 | 10 | 9 | Variable Speed Mini Split | AC-21561 | 899.81 | 499.81 | 1 | 400 | 400 | 92262 | SFM | 899.81 | 499.81 | 400 |  |  | 400 |  |  |  | 0
51433 | 07/30/2020 | 22 |  |  | S3190692.001 | 7/15/2020 12:00:00 AM | Manufacturer#12 | Manufacturer#12 |  |  | 18 | 18 | 10.5 | 10 | Variable Speed Mini Split | AC-21563 | 2329.68 | 529.68 | 3 | 600 | 1800 | 92860 | SFM | 776.56 | 176.56 | 600 |  |  | 1800 |  |  |  | 0
51433 | 07/30/2020 | 23 |  |  | S3190700.002 | 7/15/2020 12:00:00 AM | Manufacturer#12 | Manufacturer#12 |  |  | 17.5 | 18 | 11.2 | 10.1 | Variable Speed Mini Split | AC-21562 | 1287.4 | 537.4 | 1.5 | 500 | 750 | 92844 | SFM | 858.2667 | 358.2667 | 500 |  |  | 750 |  |  |  | 0
51433 | 07/30/2020 | 24 |  |  | S3191229.001 | 7/15/2020 12:00:00 AM | Manufacturer#12 | Manufacturer#12 |  |  | 17.6 | 18 | 11.2 | 10 | Variable Speed Mini Split | AC-21562 | 782.86 | 407.86 | 0.75 | 500 | 375 | 92592 | SFM | 1043.8133 | 543.8133 | 500 |  |  | 375 |  |  |  | 0
51441 | 07/21/2020 | 1 |  |  | O885700 | 7/21/2020 12:00:00 AM | Manufacturer#6 | Manufacturer#6 |  |  | 16 | 16 | 10 | 9 | Variable Speed Mini Split | AC-21561 | 505.57 | 105.57 | 1 | 400 | 400 | 91320 | SFM | 505.57 | 105.57 | 400 |  |  | 400 |  |  |  | 0
51443 | 07/23/2020 | 1 |  |  | A347252 | 6/10/2020 12:00:00 AM | Manufacturer#1 | Manufacturer#1 |  |  | 19.2 | 20 | 9.4 | 11 | Variable Speed Mini Split | AC-21563 | 6338.4 | 4568.4 | 2.95 | 600 | 1770 | 92843 | SFM | 2148.6102 | 1548.6102 | 600 |  |  | 1770 |  |  |  | 0
51443 | 07/23/2020 | 2 |  |  | A347254 | 6/10/2020 12:00:00 AM | Manufacturer#3 | Manufacturer#3 |  |  | 16 | 16 | 13 | 9 | Heat Pump | AC-21518 | 6175.5 | 5152.5 | 3.41 | 300 | 1023 | 92614 | SFM | 1810.9971 | 1510.9971 | 300 |  |  | 1023 |  |  |  | 0
51443 | 07/23/2020 | 3 |  |  | V617528 | 6/10/2020 12:00:00 AM | Manufacturer#1 | Manufacturer#1 |  |  | 19 | 19 | 10.6 | 10.6 | Variable Speed Mini Split | AC-21563 | 3181.84 | 1765.84 | 2.36 | 600 | 1416 | 93063 | SFM | 1348.2373 | 748.2373 | 600 |  |  | 1416 |  |  |  | 0
51443 | 07/23/2020 | 4 |  |  | V617529 | 6/10/2020 12:00:00 AM | Manufacturer#1 | Manufacturer#1 |  |  | 20.5 | 21 | 13.4 | 11.2 | Variable Speed Mini Split | AC-21563 | 2899.4 | 1999.4 | 1.5 | 600 | 900 | 91351 | SFM | 1932.9333 | 1332.9333 | 600 |  |  | 900 |  |  |  | 0
51443 | 07/23/2020 | 5 |  |  | R206264 | 6/10/2020 12:00:00 AM | Manufacturer#3 | Manufacturer#3 |  |  | 17.5 | 18 | 13 | 9 | Heat Pump | AC-21518 | 7542 | 6330 | 4.04 | 300 | 1212 | 92260 | SFM | 1866.8317 | 1566.8317 | 300 |  |  | 1212 |  |  |  | 0
51443 | 07/23/2020 | 6 |  |  | A347330 | 6/10/2020 12:00:00 AM | Manufacturer#1 | Manufacturer#1 |  |  | 19 | 19 | 10.6 | 10.6 | Variable Speed Mini Split | AC-21563 | 3181.84 | 1765.84 | 2.36 | 600 | 1416 | 92627 | SFM | 1348.2373 | 748.2373 | 600 |  |  | 1416 |  |  |  | 0
51443 | 07/23/2020 | 7 |  |  | A347145 | 6/10/2020 12:00:00 AM | Manufacturer#1 | Manufacturer#1 |  |  | 19.7 | 20 | 9.2 | 10.3 | Variable Speed Mini Split | AC-21563 | 6632.9 | 4610.9 | 3.37 | 600 | 2022 | 92869 | SFM | 1968.2196 | 1368.2196 | 600 |  |  | 2022 |  |  |  | 0
51443 | 07/23/2020 | 8 |  |  | D341650 | 6/10/2020 12:00:00 AM | Manufacturer#1 | Manufacturer#1 |  |  | 19.7 | 20 | 9.2 | 10.3 | Variable Speed Mini Split | AC-21563 | 6632.9 | 4610.9 | 3.37 | 600 | 2022 | 90814 | SFM | 1968.2196 | 1368.2196 | 600 |  |  | 2022 |  |  |  | 0
51443 | 07/23/2020 | 9 |  |  | A347416 | 6/11/2020 12:00:00 AM | Manufacturer#1 | Manufacturer#1 |  |  | 20.5 | 21 | 12.5 | 10 | Variable Speed Mini Split | AC-21563 | 3263.25 | 2147.25 | 1.86 | 600 | 1116 | 90242 | SFM | 1754.4355 | 1154.4355 | 600 |  |  | 1116 |  |  |  | 0
51443 | 07/23/2020 | 10 |  |  | A347416 | 6/11/2020 12:00:00 AM | Manufacturer#1 | Manufacturer#1 |  |  | 20.5 | 21 | 12.5 | 10 | Variable Speed Mini Split | AC-21563 | 3263.25 | 2147.25 | 1.86 | 600 | 1116 | 90242 | SFM | 1754.4355 | 1154.4355 | 600 |  |  | 1116 |  |  |  | 0
51443 | 07/23/2020 | 11 |  |  | A347416 | 6/11/2020 12:00:00 AM | Manufacturer#1 | Manufacturer#1 |  |  | 20 | 20 | 12.7 | 10 | Variable Speed Mini Split | AC-21563 | 3636.6 | 2736.6 | 1.5 | 600 | 900 | 90242 | SFM | 2424.4 | 1824.4 | 600 |  |  | 900 |  |  |  | 0
51443 | 07/23/2020 | 12 |  |  | A347416 | 6/11/2020 12:00:00 AM | Manufacturer#1 | Manufacturer#1 |  |  | 20.5 | 21 | 13.4 | 11.2 | Variable Speed Mini Split | AC-21563 | 2899.4 | 1999.4 | 1.5 | 600 | 900 | 90242 | SFM | 1932.9333 | 1332.9333 | 600 |  |  | 900 |  |  |  | 0
51443 | 07/23/2020 | 13 |  |  | R206281 | 6/11/2020 12:00:00 AM | Manufacturer#3 | Manufacturer#3 |  |  | 15 | 15 | 12.2 | 9 | Heat Pump | AC-21517 | 4738.8 | 3868.8 | 2.9 | 300 | 870 | 92234 | SFM | 1634.069 | 1334.069 | 300 |  |  | 870 |  |  |  | 0
51443 | 07/23/2020 | 14 |  |  | R206273 | 6/11/2020 12:00:00 AM | Manufacturer#3 | Manufacturer#3 |  |  | 17 | 17 | 13 | 9 | Heat Pump | AC-21518 | 6469.73 | 5509.73 | 3.2 | 300 | 960 | 92553 | SFM | 2021.7906 | 1721.7906 | 300 |  |  | 960 |  |  |  | 0
51443 | 07/23/2020 | 15 |  |  | L783159 | 6/12/2020 12:00:00 AM | Manufacturer#1 | Manufacturer#1 |  |  | 18.9 | 19 | 12 | 11.4 | Variable Speed Mini Split | AC-21563 | 7263 | 4863 | 4 | 600 | 2400 | 90250 | SFM | 1815.75 | 1215.75 | 600 |  |  | 2400 |  |  |  | 0
51443 | 07/23/2020 | 16 |  |  | D341816 | 6/12/2020 12:00:00 AM | Manufacturer#1 | Manufacturer#1 |  |  | 17 | 17 | 9.9 | 9 | Variable Speed Mini Split | AC-21561 | 1504.8 | 1104.8 | 1 | 400 | 400 | 93534 | SFM | 1504.8 | 1104.8 | 400 |  |  | 400 |  |  |  | 0
51443 | 07/23/2020 | 17 |  |  | R206284 | 6/12/2020 12:00:00 AM | Manufacturer#1 | Manufacturer#1 |  |  | 18 | 18 | 8.6 | 10 | Variable Speed Mini Split | AC-21563 | 2422.5 | 1306.5 | 1.86 | 600 | 1116 | 92264 | SFM | 1302.4194 | 702.4194 | 600 |  |  | 1116 |  |  |  | 0
51443 | 07/23/2020 | 18 |  |  | R206327 | 6/12/2020 12:00:00 AM | Manufacturer#1 | Manufacturer#1 |  |  | 18 | 18 | 10.5 | 10 | Variable Speed Mini Split | AC-21563 | 2263.85 | 1405.85 | 1.43 | 600 | 858 | 92544 | SFM | 1583.1119 | 983.1119 | 600 |  |  | 858 |  |  |  | 0
51443 | 07/23/2020 | 19 |  |  | L783292 | 6/12/2020 12:00:00 AM | Manufacturer#3 | Manufacturer#3 |  |  | 17 | 17 | 12.5 | 9.6 | Heat Pump | AC-21519 | 6851.25 | 5951.25 | 3 | 300 | 900 | 90501 | SFM | 2283.75 | 1983.75 | 300 |  |  | 900 |  |  |  | 0
51443 | 07/23/2020 | 20 |  |  | R206327 | 6/12/2020 12:00:00 AM | Manufacturer#1 | Manufacturer#1 |  |  | 18 | 18 | 10.5 | 10 | Variable Speed Mini Split | AC-21563 | 2263.85 | 1405.85 | 1.43 | 600 | 858 | 92544 | SFM | 1583.1119 | 983.1119 | 600 |  |  | 858 |  |  |  | 0
51443 | 07/23/2020 | 21 |  |  | R206326 | 6/12/2020 12:00:00 AM | Manufacturer#1 | Manufacturer#1 |  |  | 20 | 20 | 12.7 | 10 | Variable Speed Mini Split | AC-21563 | 3459.9 | 2559.9 | 1.5 | 600 | 900 | 90650 | SFM | 2306.6 | 1706.6 | 600 |  |  | 900 |  |  |  | 0
51443 | 07/23/2020 | 22 |  |  | L783247 | 6/12/2020 12:00:00 AM | Manufacturer#1 | Manufacturer#1 |  |  | 20.5 | 21 | 12.5 | 10 | Variable Speed Mini Split | AC-21563 | 3263.25 | 2147.25 | 1.86 | 600 | 1116 | 91302 | SFM | 1754.4355 | 1154.4355 | 600 |  |  | 1116 |  |  |  | 0
51443 | 07/23/2020 | 23 |  |  | R206309 | 6/12/2020 12:00:00 AM | Manufacturer#3 | Manufacturer#3 |  |  | 15 | 15 | 12.5 | 9 | Heat Pump | AC-21517 | 6009.45 | 4824.45 | 3.95 | 300 | 1185 | 92882 | SFM | 1521.3797 | 1221.3797 | 300 |  |  | 1185 |  |  |  | 0
51443 | 07/23/2020 | 24 |  |  | R206356 | 6/15/2020 12:00:00 AM | Manufacturer#1 | Manufacturer#1 |  |  | 20 | 20 | 13.6 | 9.8 | Variable Speed Mini Split | AC-21563 | 4666.4 | 3568.4 | 1.83 | 600 | 1098 | 92262 | SFM | 2549.9454 | 1949.9454 | 600 |  |  | 1098 |  |  |  | 0
51443 | 07/23/2020 | 25 |  |  | R206356 | 6/15/2020 12:00:00 AM | Manufacturer#1 | Manufacturer#1 |  |  | 20.5 | 21 | 12.5 | 10 | Variable Speed Mini Split | AC-21563 | 3263.25 | 2147.25 | 1.86 | 600 | 1116 | 92262 | SFM | 1754.4355 | 1154.4355 | 600 |  |  | 1116 |  |  |  | 0
51443 | 07/23/2020 | 26 |  |  | R206383 | 6/15/2020 12:00:00 AM | Manufacturer#1 | Manufacturer#1 |  |  | 20 | 20 | 12.7 | 10 | Variable Speed Mini Split | AC-21563 | 3518.8 | 2618.8 | 1.5 | 600 | 900 | 92264 | SFM | 2345.8667 | 1745.8667 | 600 |  |  | 900 |  |  |  | 0
51443 | 07/23/2020 | 27 |  |  | R206384 | 6/15/2020 12:00:00 AM | Manufacturer#1 | Manufacturer#1 |  |  | 20 | 20 | 12.7 | 10 | Variable Speed Mini Split | AC-21563 | 3518.8 | 2618.8 | 1.5 | 600 | 900 | 92264 | SFM | 2345.8667 | 1745.8667 | 600 |  |  | 900 |  |  |  | 0
51443 | 07/23/2020 | 28 |  |  | R206382 | 6/15/2020 12:00:00 AM | Manufacturer#1 | Manufacturer#1 |  |  | 20 | 20 | 12.7 | 10 | Variable Speed Mini Split | AC-21563 | 3518.8 | 2618.8 | 1.5 | 600 | 900 | 92264 | SFM | 2345.8667 | 1745.8667 | 600 |  |  | 900 |  |  |  | 0
51443 | 07/23/2020 | 29 |  |  | R206381 | 6/15/2020 12:00:00 AM | Manufacturer#1 | Manufacturer#1 |  |  | 20 | 20 | 12.7 | 10 | Variable Speed Mini Split | AC-21563 | 3518.8 | 2618.8 | 1.5 | 600 | 900 | 92264 | SFM | 2345.8667 | 1745.8667 | 600 |  |  | 900 |  |  |  | 0
51443 | 07/23/2020 | 30 |  |  | R205838 | 6/15/2020 12:00:00 AM | Manufacturer#1 | Manufacturer#1 |  |  | 20 | 20 | 13.6 | 9.8 | Variable Speed Mini Split | AC-21563 | 4429.85 | 3331.85 | 1.83 | 600 | 1098 | 92549 | SFM | 2420.6831 | 1820.6831 | 600 |  |  | 1098 |  |  |  | 0
51443 | 07/23/2020 | 31 |  |  | R205838 | 6/15/2020 12:00:00 AM | Manufacturer#1 | Manufacturer#1 |  |  | 20 | 20 | 13.6 | 9.8 | Variable Speed Mini Split | AC-21563 | 4429.85 | 3331.85 | 1.83 | 600 | 1098 | 92549 | SFM | 2420.6831 | 1820.6831 | 600 |  |  | 1098 |  |  |  | 0
51443 | 07/23/2020 | 32 |  |  | V618009 | 6/15/2020 12:00:00 AM | Manufacturer#1 | Manufacturer#1 |  |  | 20.5 | 21 | 13.4 | 11.2 | Variable Speed Mini Split | AC-21563 | 2899.4 | 1999.4 | 1.5 | 600 | 900 | 90265 | SFM | 1932.9333 | 1332.9333 | 600 |  |  | 900 |  |  |  | 0
51443 | 07/23/2020 | 33 |  |  | A347368 | 6/15/2020 12:00:00 AM | Manufacturer#1 | Manufacturer#1 |  |  | 20 | 20 | 12.7 | 10 | Variable Speed Mini Split | AC-21563 | 3028.6 | 2128.6 | 1.5 | 600 | 900 | 92602 | SFM | 2019.0667 | 1419.0667 | 600 |  |  | 900 |  |  |  | 0
51443 | 07/23/2020 | 34 |  |  | A347512 | 6/15/2020 12:00:00 AM | Manufacturer#1 | Manufacturer#1 |  |  | 21.6 | 22 | 13 | 11.7 | Variable Speed Mini Split | AC-21563 | 2393.05 | 1697.05 | 1.16 | 600 | 696 | 92651 | SFM | 2062.9741 | 1462.9741 | 600 |  |  | 696 |  |  |  | 0
51443 | 07/23/2020 | 35 |  |  | A347501 | 6/15/2020 12:00:00 AM | Manufacturer#3 | Manufacturer#3 |  |  | 15 | 15 | 12.5 | 9 | Heat Pump | AC-21517 | 5511.23 | 4626.23 | 2.95 | 300 | 885 | 92688 | SFM | 1868.2136 | 1568.2136 | 300 |  |  | 885 |  |  |  | 0
51443 | 07/23/2020 | 36 |  |  | A347420 | 6/15/2020 12:00:00 AM | Manufacturer#3 | Manufacturer#3 |  |  | 15 | 15 | 12.5 | 9 | Heat Pump | AC-21517 | 6009.45 | 4824.45 | 3.95 | 300 | 1185 | 92630 | SFM | 1521.3797 | 1221.3797 | 300 |  |  | 1185 |  |  |  | 0
51443 | 07/23/2020 | 37 |  |  | R206336 | 6/15/2020 12:00:00 AM | Manufacturer#3 | Manufacturer#3 |  |  | 17.5 | 18 | 13 | 9 | Heat Pump | AC-21518 | 7542 | 6330 | 4.04 | 300 | 1212 | 92260 | SFM | 1866.8317 | 1566.8317 | 300 |  |  | 1212 |  |  |  | 0
51443 | 07/23/2020 | 38 |  |  | A347442 | 6/16/2020 12:00:00 AM | Manufacturer#1 | Manufacturer#1 |  |  | 17.4 | 18 | 12.5 | 10.5 | Variable Speed Mini Split | AC-21562 | 8403.7 | 5903.7 | 5 | 500 | 2500 | 92835 | SFM | 1680.74 | 1180.74 | 500 |  |  | 2500 |  |  |  | 0
51443 | 07/23/2020 | 39 |  |  | A347505 | 6/16/2020 12:00:00 AM | Manufacturer#1 | Manufacturer#1 |  |  | 18 | 18 | 12 | 10 | Variable Speed Mini Split | AC-21563 | 1406.95 | 956.95 | 0.75 | 600 | 450 | 92683 | SFM | 1875.9333 | 1275.9333 | 600 |  |  | 450 |  |  |  | 0
51443 | 07/23/2020 | 40 |  |  | A347555 | 6/16/2020 12:00:00 AM | Manufacturer#1 | Manufacturer#1 |  |  | 20 | 20 | 12.7 | 10 | Variable Speed Mini Split | AC-21563 | 2759.75 | 1859.75 | 1.5 | 600 | 900 | 92625 | SFM | 1839.8333 | 1239.8333 | 600 |  |  | 900 |  |  |  | 0
51443 | 07/23/2020 | 41 |  |  | A347554 | 6/16/2020 12:00:00 AM | Manufacturer#1 | Manufacturer#1 |  |  | 20.5 | 21 | 12.5 | 10 | Variable Speed Mini Split | AC-21563 | 3263.25 | 2147.25 | 1.86 | 600 | 1116 | 90706 | SFM | 1754.4355 | 1154.4355 | 600 |  |  | 1116 |  |  |  | 0
51443 | 07/23/2020 | 42 |  |  | A347595 | 6/16/2020 12:00:00 AM | Manufacturer#1 | Manufacturer#1 |  |  | 18 | 18 | 8.6 | 10 | Variable Speed Mini Split | AC-21563 | 2422.5 | 1306.5 | 1.86 | 600 | 1116 | 92660 | SFM | 1302.4194 | 702.4194 | 600 |  |  | 1116 |  |  |  | 0
51443 | 07/23/2020 | 43 |  |  | A347618 | 6/17/2020 12:00:00 AM | Manufacturer#1 | Manufacturer#1 |  |  | 20 | 20 | 13.6 | 9.8 | Variable Speed Mini Split | AC-21563 | 4429.85 | 3331.85 | 1.83 | 600 | 1098 | 92625 | SFM | 2420.6831 | 1820.6831 | 600 |  |  | 1098 |  |  |  | 0
51443 | 07/23/2020 | 44 |  |  | D341846 | 6/17/2020 12:00:00 AM | Manufacturer#1 | Manufacturer#1 |  |  | 19.6 | 20 | 11.7 | 10.8 | Variable Speed Mini Split | AC-21563 | 5320 | 4120 | 2 | 600 | 1200 | 90274 | SFM | 2660 | 2060 | 600 |  |  | 1200 |  |  |  | 0
51443 | 07/23/2020 | 45 |  |  | D341846 | 6/17/2020 12:00:00 AM | Manufacturer#1 | Manufacturer#1 |  |  | 20 | 20 | 13.6 | 9.8 | Variable Speed Mini Split | AC-21563 | 5026.45 | 3928.45 | 1.83 | 600 | 1098 | 90274 | SFM | 2746.694 | 2146.694 | 600 |  |  | 1098 |  |  |  | 0
51443 | 07/23/2020 | 46 |  |  | A347683 | 6/18/2020 12:00:00 AM | Manufacturer#3 | Manufacturer#3 |  |  | 15 | 15 | 12.5 | 10 | Heat Pump | AC-21517 | 6622.5 | 5410.5 | 4.04 | 300 | 1212 | 92688 | SFM | 1639.2327 | 1339.2327 | 300 |  |  | 1212 |  |  |  | 0
51443 | 07/23/2020 | 47 |  |  | R206466 | 6/18/2020 12:00:00 AM | Manufacturer#3 | Manufacturer#3 |  |  | 18 | 18 | 12.5 | 9.6 | Heat Pump | AC-21519 | 8603.25 | 7430.25 | 3.91 | 300 | 1173 | 92234 | SFM | 2200.3197 | 1900.3197 | 300 |  |  | 1173 |  |  |  | 0
51443 | 07/23/2020 | 48 |  |  | R206465 | 6/18/2020 12:00:00 AM | Manufacturer#3 | Manufacturer#3 |  |  | 18 | 18 | 12.5 | 10 | Heat Pump | AC-21520 | 7834.5 | 6961.5 | 2.91 | 300 | 873 | 92234 | SFM | 2692.268 | 2392.268 | 300 |  |  | 873 |  |  |  | 0
51443 | 07/23/2020 | 49 |  |  | A347718 | 6/19/2020 12:00:00 AM | Manufacturer#1 | Manufacturer#1 |  |  | 20 | 20 | 12.7 | 10 | Variable Speed Mini Split | AC-21563 | 3401 | 2501 | 1.5 | 600 | 900 | 92780 | SFM | 2267.3333 | 1667.3333 | 600 |  |  | 900 |  |  |  | 0
51443 | 07/23/2020 | 50 |  |  | R206495 | 6/22/2020 12:00:00 AM | Manufacturer#3 | Manufacturer#3 |  |  | 19.5 | 20 | 12.2 | 9 | Heat Pump | AC-21518 | 10278.75 | 8904.75 | 4.58 | 300 | 1374 | 92270 | SFM | 2244.2686 | 1944.2686 | 300 |  |  | 1374 |  |  |  | 0
51448 | 07/23/2020 | 1 |  |  | R205977 | 6/1/2020 12:00:00 AM | Manufacturer#3 | Manufacturer#3 |  |  | 19.5 | 20 | 12.5 | 10 | Heat Pump | AC-21520 | 10569.75 | 9408.75 | 3.87 | 300 | 1161 | 92270 | SFM | 2731.2016 | 2431.2016 | 300 |  |  | 1161 |  |  |  | 0
51448 | 07/23/2020 | 2 |  |  | R205977 | 6/1/2020 12:00:00 AM | Manufacturer#3 | Manufacturer#3 |  |  | 19.5 | 20 | 12.5 | 10 | Heat Pump | AC-21520 | 10569.75 | 9408.75 | 3.87 | 300 | 1161 | 92270 | SFM | 2731.2016 | 2431.2016 | 300 |  |  | 1161 |  |  |  | 0
51448 | 07/23/2020 | 3 |  |  | R205983 | 6/1/2020 12:00:00 AM | Manufacturer#1 | Manufacturer#1 |  |  | 18 | 18 | 8.6 | 10 | Variable Speed Mini Split | AC-21563 | 2422.5 | 1306.5 | 1.86 | 600 | 1116 | 92586 | SFM | 1302.4194 | 702.4194 | 600 |  |  | 1116 |  |  |  | 0
51448 | 07/23/2020 | 4 |  |  | V616818 | 6/2/2020 12:00:00 AM | Manufacturer#3 | Manufacturer#3 |  |  | 17.5 | 18 | 13 | 9 | Heat Pump | AC-21518 | 4635.82 | 3423.82 | 4.04 | 300 | 1212 | 91302 | SFM | 1147.4802 | 847.4802 | 300 |  |  | 1212 |  |  |  | 0
51448 | 07/23/2020 | 5 |  |  | V616818 | 6/2/2020 12:00:00 AM | Manufacturer#3 | Manufacturer#3 |  |  | 17 | 17 | 13 | 9 | Heat Pump | AC-21518 | 6536.55 | 5588.55 | 3.16 | 300 | 948 | 91302 | SFM | 2068.5285 | 1768.5285 | 300 |  |  | 948 |  |  |  | 0
51448 | 07/23/2020 | 6 |  |  | A346964 | 6/2/2020 12:00:00 AM | Manufacturer#1 | Manufacturer#1 |  |  | 16 | 16 | 8.8 | 11.7 | Variable Speed Mini Split | AC-21561 | 5544.2 | 4444.2 | 2.75 | 400 | 1100 | 90814 | SFM | 2016.0727 | 1616.0727 | 400 |  |  | 1100 |  |  |  | 0
51448 | 07/23/2020 | 7 |  |  | R206017 | 6/2/2020 12:00:00 AM | Manufacturer#1 | Manufacturer#1 |  |  | 18 | 18 | 8.6 | 10 | Variable Speed Mini Split | AC-21563 | 2422.5 | 1306.5 | 1.86 | 600 | 1116 | 92211 | SFM | 1302.4194 | 702.4194 | 600 |  |  | 1116 |  |  |  | 0
51448 | 07/23/2020 | 8 |  |  | D341390 | 6/2/2020 12:00:00 AM | Manufacturer#1 | Manufacturer#1 |  |  | 19 | 19 | 10.6 | 10.6 | Variable Speed Mini Split | AC-21563 | 5503.35 | 4087.35 | 2.36 | 600 | 1416 | 90706 | SFM | 2331.928 | 1731.928 | 600 |  |  | 1416 |  |  |  | 0
51448 | 07/23/2020 | 9 |  |  | D341390 | 6/2/2020 12:00:00 AM | Manufacturer#1 | Manufacturer#1 |  |  | 19 | 19 | 10.6 | 10.6 | Variable Speed Mini Split | AC-21563 | 5169.9 | 3753.9 | 2.36 | 600 | 1416 | 90706 | SFM | 2190.6356 | 1590.6356 | 600 |  |  | 1416 |  |  |  | 0
51448 | 07/23/2020 | 10 |  |  | A346964 | 6/2/2020 12:00:00 AM | Manufacturer#1 | Manufacturer#1 |  |  | 16 | 16 | 8.8 | 11.7 | Variable Speed Mini Split | AC-21561 | 5544.2 | 4444.2 | 2.75 | 400 | 1100 | 90814 | SFM | 2016.0727 | 1616.0727 | 400 |  |  | 1100 |  |  |  | 0
51448 | 07/23/2020 | 11 |  |  | A346697 | 6/2/2020 12:00:00 AM | Manufacturer#3 | Manufacturer#3 |  |  | 19.5 | 20 | 12.5 | 9.6 | Heat Pump | AC-21519 | 9086.25 | 8237.25 | 2.83 | 300 | 849 | 92648 | SFM | 3210.689 | 2910.689 | 300 |  |  | 849 |  |  |  | 0
51448 | 07/23/2020 | 12 |  |  | L782382 | 6/2/2020 12:00:00 AM | Manufacturer#1 | Manufacturer#1 |  |  | 20 | 20 | 12.7 | 10 | Variable Speed Mini Split | AC-21563 | 3459.9 | 2559.9 | 1.5 | 600 | 900 | 90280 | SFM | 2306.6 | 1706.6 | 600 |  |  | 900 |  |  |  | 0
51448 | 07/23/2020 | 13 |  |  | A346989 | 6/3/2020 12:00:00 AM | Manufacturer#1 | Manufacturer#1 |  |  | 20.5 | 21 | 13.4 | 11.2 | Variable Speed Mini Split | AC-21563 | 2899.4 | 1999.4 | 1.5 | 600 | 900 | 90808 | SFM | 1932.9333 | 1332.9333 | 600 |  |  | 900 |  |  |  | 0
51448 | 07/23/2020 | 14 |  |  | A347034 | 6/3/2020 12:00:00 AM | Manufacturer#1 | Manufacturer#1 |  |  | 20 | 20 | 13.6 | 9.8 | Variable Speed Mini Split | AC-21563 | 4429.85 | 3331.85 | 1.83 | 600 | 1098 | 90803 | SFM | 2420.6831 | 1820.6831 | 600 |  |  | 1098 |  |  |  | 0
51448 | 07/23/2020 | 15 |  |  | R206084 | 6/3/2020 12:00:00 AM | Manufacturer#3 | Manufacturer#3 |  |  | 19 | 19 | 10.5 | 10 | Heat Pump | AC-21520 | 10305.75 | 8805.75 | 4.91 | 300 | 1473 | 92270 | SFM | 2098.9308 | 1793.4318 | 305.499 |  |  | 1473 |  |  |  | 0
51448 | 07/23/2020 | 16 |  |  | V617021 | 6/3/2020 12:00:00 AM | Manufacturer#1 | Manufacturer#1 |  |  | 18 | 18 | 8.6 | 10 | Variable Speed Mini Split | AC-21563 | 2422.5 | 1306.5 | 1.86 | 600 | 1116 | 90638 | SFM | 1302.4194 | 702.4194 | 600 |  |  | 1116 |  |  |  | 0
51448 | 07/23/2020 | 17 |  |  | A347070 | 6/4/2020 12:00:00 AM | Manufacturer#1 | Manufacturer#1 |  |  | 19.2 | 20 | 9.4 | 11 | Variable Speed Mini Split | AC-21563 | 6441 | 4671 | 2.95 | 600 | 1770 | 90808 | SFM | 2183.3898 | 1583.3898 | 600 |  |  | 1770 |  |  |  | 0
51448 | 07/23/2020 | 18 |  |  | L781946 | 6/4/2020 12:00:00 AM | Manufacturer#1 | Manufacturer#1 |  |  | 17 | 17 | 12 | 9 | Variable Speed Mini Split | AC-21561 | 1376.55 | 976.55 | 1 | 400 | 400 | 90405 | SFM | 1376.55 | 976.55 | 400 |  |  | 400 |  |  |  | 0
51448 | 07/23/2020 | 19 |  |  | A347058 | 6/4/2020 12:00:00 AM | Manufacturer#1 | Manufacturer#1 |  |  | 19.7 | 20 | 9.2 | 10.3 | Variable Speed Mini Split | AC-21563 | 6251.95 | 4271.95 | 3.3 | 600 | 1980 | 90240 | SFM | 1894.5303 | 1294.5303 | 600 |  |  | 1980 |  |  |  | 0
51448 | 07/23/2020 | 20 |  |  | R206100 | 6/4/2020 12:00:00 AM | Manufacturer#3 | Manufacturer#3 |  |  | 15 | 15 | 12.5 | 9 | Heat Pump | AC-21517 | 6009.45 | 4824.45 | 3.95 | 300 | 1185 | 92262 | SFM | 1521.3797 | 1221.3797 | 300 |  |  | 1185 |  |  |  | 0
51448 | 07/23/2020 | 21 |  |  | A347020 | 6/4/2020 12:00:00 AM | Manufacturer#3 | Manufacturer#3 |  |  | 19 | 19 | 10.5 | 10 | Heat Pump | AC-21520 | 10305.75 | 8805.75 | 4.91 | 300 | 1473 | 92705 | SFM | 2098.9308 | 1793.4318 | 305.499 |  |  | 1473 |  |  |  | 0
51448 | 07/23/2020 | 22 |  |  | A347092 | 6/4/2020 12:00:00 AM | Manufacturer#3 | Manufacturer#3 |  |  | 15.25 | 16 | 12.5 | 9.5 | Heat Pump | AC-21517 | 3937.4 | 3214.4 | 2.41 | 300 | 723 | 92831 | SFM | 1633.7759 | 1333.7759 | 300 |  |  | 723 |  |  |  | 0
51448 | 07/23/2020 | 23 |  |  | D341535 | 6/4/2020 12:00:00 AM | Manufacturer#1 | Manufacturer#1 |  |  | 19.7 | 20 | 9.2 | 10.3 | Variable Speed Mini Split | AC-21563 | 7323.55 | 5301.55 | 3.37 | 600 | 2022 | 90601 | SFM | 2173.1602 | 1573.1602 | 600 |  |  | 2022 |  |  |  | 0
51448 | 07/23/2020 | 24 |  |  | A347001 | 6/4/2020 12:00:00 AM | Manufacturer#1 | Manufacturer#1 |  |  | 16 | 16 | 8.8 | 11.7 | Variable Speed Mini Split | AC-21561 | 5544.2 | 4444.2 | 2.75 | 400 | 1100 | 92625 | SFM | 2016.0727 | 1616.0727 | 400 |  |  | 1100 |  |  |  | 0
51448 | 07/23/2020 | 25 |  |  | A347014 | 6/4/2020 12:00:00 AM | Manufacturer#1 | Manufacturer#1 |  |  | 19 | 19 | 10.6 | 10.6 | Variable Speed Mini Split | AC-21563 | 5477.7 | 4061.7 | 2.36 | 600 | 1416 | 91709 | SFM | 2321.0593 | 1721.0593 | 600 |  |  | 1416 |  |  |  | 0
51448 | 07/23/2020 | 26 |  |  | A347051 | 6/4/2020 12:00:00 AM | Manufacturer#1 | Manufacturer#1 |  |  | 20 | 20 | 12.7 | 10 | Variable Speed Mini Split | AC-21563 | 3758.2 | 2858.2 | 1.5 | 600 | 900 | 90620 | SFM | 2505.4667 | 1905.4667 | 600 |  |  | 900 |  |  |  | 0
51448 | 07/23/2020 | 27 |  |  | V617101 | 6/4/2020 12:00:00 AM | Manufacturer#3 | Manufacturer#3 |  |  | 15 | 15 | 12.5 | 9 | Heat Pump | AC-21517 | 6009.45 | 4824.45 | 3.95 | 300 | 1185 | 91350 | SFM | 1521.3797 | 1221.3797 | 300 |  |  | 1185 |  |  |  | 0
51448 | 07/23/2020 | 28 |  |  | A347035 | 6/4/2020 12:00:00 AM | Manufacturer#1 | Manufacturer#1 |  |  | 16 | 16 | 8.8 | 11.7 | Variable Speed Mini Split | AC-21561 | 5544.2 | 4444.2 | 2.75 | 400 | 1100 | 90505 | SFM | 2016.0727 | 1616.0727 | 400 |  |  | 1100 |  |  |  | 0
51448 | 07/23/2020 | 29 |  |  | A347013 | 6/4/2020 12:00:00 AM | Manufacturer#1 | Manufacturer#1 |  |  | 16 | 16 | 8.8 | 11.7 | Variable Speed Mini Split | AC-21561 | 5544.2 | 4444.2 | 2.75 | 400 | 1100 | 92626 | SFM | 2016.0727 | 1616.0727 | 400 |  |  | 1100 |  |  |  | 0
51448 | 07/23/2020 | 30 |  |  | A346987 | 6/4/2020 12:00:00 AM | Manufacturer#3 | Manufacturer#3 |  |  | 16 | 16 | 11.7 | 9 | Heat Pump | AC-21518 | 8957.25 | 7622.25 | 4.45 | 300 | 1335 | 92708 | SFM | 2012.8652 | 1712.8652 | 300 |  |  | 1335 |  |  |  | 0
51448 | 07/23/2020 | 31 |  |  | A347125 | 6/5/2020 12:00:00 AM | Manufacturer#1 | Manufacturer#1 |  |  | 18 | 18 | 9.9 | 10 | Variable Speed Mini Split | AC-21563 | 1537.1 | 937.1 | 1 | 600 | 600 | 92886 | SFM | 1537.1 | 937.1 | 600 |  |  | 600 |  |  |  | 0
51448 | 07/23/2020 | 32 |  |  | R206109 | 6/5/2020 12:00:00 AM | Manufacturer#1 | Manufacturer#1 |  |  | 23.1 | 24 | 13 | 12.5 | Variable Speed Mini Split | AC-21563 | 2033.95 | 1433.95 | 1 | 600 | 600 | 92373 | SFM | 2033.95 | 1433.95 | 600 |  |  | 600 |  |  |  | 0
51448 | 07/23/2020 | 33 |  |  | R206109 | 6/5/2020 12:00:00 AM | Manufacturer#3 | Manufacturer#3 |  |  | 17.5 | 18 | 13 | 9.6 | Heat Pump | AC-21519 | 6112.15 | 4912.15 | 4 | 300 | 1200 | 92373 | SFM | 1528.0375 | 1228.0375 | 300 |  |  | 1200 |  |  |  | 0
51448 | 07/23/2020 | 34 |  |  | A347178 | 6/8/2020 12:00:00 AM | Manufacturer#1 | Manufacturer#1 |  |  | 20 | 20 | 12.7 | 10 | Variable Speed Mini Split | AC-21563 | 3523.55 | 2623.55 | 1.5 | 600 | 900 | 92663 | SFM | 2349.0333 | 1749.0333 | 600 |  |  | 900 |  |  |  | 0
51448 | 07/23/2020 | 35 |  |  | A347149 | 6/8/2020 12:00:00 AM | Manufacturer#1 | Manufacturer#1 |  |  | 19.2 | 20 | 9.4 | 11 | Variable Speed Mini Split | AC-21563 | 5681.95 | 3911.95 | 2.95 | 600 | 1770 | 92869 | SFM | 1926.0847 | 1326.0847 | 600 |  |  | 1770 |  |  |  | 0
51448 | 07/23/2020 | 36 |  |  | A347225 | 6/8/2020 12:00:00 AM | Manufacturer#1 | Manufacturer#1 |  |  | 19 | 19 | 10.6 | 10.6 | Variable Speed Mini Split | AC-21563 | 4777.55 | 3361.55 | 2.36 | 600 | 1416 | 90802 | SFM | 2024.3856 | 1424.3856 | 600 |  |  | 1416 |  |  |  | 0
51448 | 07/23/2020 | 37 |  |  | D341389 | 6/8/2020 12:00:00 AM | Manufacturer#1 | Manufacturer#1 |  |  | 18.9 | 19 | 12 | 11.4 | Variable Speed Mini Split | AC-21563 | 8483.5 | 6083.5 | 4 | 600 | 2400 | 90280 | SFM | 2120.875 | 1520.875 | 600 |  |  | 2400 |  |  |  | 0
51448 | 07/23/2020 | 38 |  |  | A347226 | 6/8/2020 12:00:00 AM | Manufacturer#1 | Manufacturer#1 |  |  | 19.2 | 20 | 9.4 | 11 | Variable Speed Mini Split | AC-21563 | 6338.4 | 4568.4 | 2.95 | 600 | 1770 | 90805 | SFM | 2148.6102 | 1548.6102 | 600 |  |  | 1770 |  |  |  | 0
51448 | 07/23/2020 | 39 |  |  | R206187 | 6/8/2020 12:00:00 AM | Manufacturer#1 | Manufacturer#1 |  |  | 17 | 17 | 12 | 9 | Variable Speed Mini Split | AC-21561 | 1375.55 | 1076.55 | 1 | 400 | 400 | 92399 | SFM | 1375.55 | 1076.55 | 299 |  |  | 400 |  |  |  | 0
51448 | 07/23/2020 | 40 |  |  | A347179 | 6/8/2020 12:00:00 AM | Manufacturer#1 | Manufacturer#1 |  |  | 20 | 20 | 12.7 | 10 | Variable Speed Mini Split | AC-21563 | 3537.8 | 2637.8 | 1.5 | 600 | 900 | 92663 | SFM | 2358.5333 | 1758.5333 | 600 |  |  | 900 |  |  |  | 0
51448 | 07/23/2020 | 41 |  |  | L782907 | 6/9/2020 12:00:00 AM | Manufacturer#1 | Manufacturer#1 |  |  | 17 | 17 | 9.9 | 9 | Variable Speed Mini Split | AC-21561 | 1504.8 | 1104.8 | 1 | 400 | 400 | 91744 | SFM | 1504.8 | 1104.8 | 400 |  |  | 400 |  |  |  | 0
51448 | 07/23/2020 | 42 |  |  | R206199 | 6/9/2020 12:00:00 AM | Manufacturer#1 | Manufacturer#1 |  |  | 18 | 18 | 8.6 | 10 | Variable Speed Mini Split | AC-21563 | 2422.5 | 1306.5 | 1.86 | 600 | 1116 | 92270 | SFM | 1302.4194 | 702.4194 | 600 |  |  | 1116 |  |  |  | 0
51448 | 07/23/2020 | 43 |  |  | V617445 | 6/9/2020 12:00:00 AM | Manufacturer#1 | Manufacturer#1 |  |  | 20 | 20 | 12.7 | 10 | Variable Speed Mini Split | AC-21563 | 3621.4 | 2721.4 | 1.5 | 600 | 900 | 90631 | SFM | 2414.2667 | 1814.2667 | 600 |  |  | 900 |  |  |  | 0
51448 | 07/23/2020 | 44 |  |  | A347211 | 6/9/2020 12:00:00 AM | Manufacturer#3 | Manufacturer#3 |  |  | 19 | 19 | 10.5 | 10 | Heat Pump | AC-21520 | 10305.75 | 8805.75 | 5 | 300 | 1500 | 92647 | SFM | 2061.15 | 1761.15 | 300 |  |  | 1500 |  |  |  | 0
51448 | 07/23/2020 | 45 |  |  | A347211 | 6/9/2020 12:00:00 AM | Manufacturer#3 | Manufacturer#3 |  |  | 19 | 19 | 10.5 | 10 | Heat Pump | AC-21520 | 10305.75 | 8805.75 | 5 | 300 | 1500 | 92647 | SFM | 2061.15 | 1761.15 | 300 |  |  | 1500 |  |  |  | 0
51448 | 07/23/2020 | 46 |  |  | L783453 | 6/9/2020 12:00:00 AM | Manufacturer#1 | Manufacturer#1 |  |  | 17 | 17 | 9.9 | 9 | Variable Speed Mini Split | AC-21561 | 1504.8 | 1104.8 | 1 | 400 | 400 | 91744 | SFM | 1504.8 | 1104.8 | 400 |  |  | 400 |  |  |  | 0
51448 | 07/23/2020 | 47 |  |  | A347261 | 6/10/2020 12:00:00 AM | Manufacturer#1 | Manufacturer#1 |  |  | 19.7 | 20 | 9.2 | 10.3 | Variable Speed Mini Split | AC-21563 | 6364.05 | 4339.05 | 3.37 | 600 | 2022 | 90631 | SFM | 1888.4421 | 1287.5519 | 600.8902 |  |  | 2022 |  |  |  | 0
51448 | 07/23/2020 | 48 |  |  | A347262 | 6/10/2020 12:00:00 AM | Manufacturer#1 | Manufacturer#1 |  |  | 19.2 | 20 | 9.4 | 11 | Variable Speed Mini Split | AC-21563 | 6679.45 | 4909.45 | 2.95 | 600 | 1770 | 90813 | SFM | 2264.2203 | 1664.2203 | 600 |  |  | 1770 |  |  |  | 0
51448 | 07/23/2020 | 49 |  |  | A347149 | 6/10/2020 12:00:00 AM | Manufacturer#1 | Manufacturer#1 |  |  | 19.2 | 20 | 9.4 | 11 | Variable Speed Mini Split | AC-21563 | 5681.95 | 3911.95 | 2.95 | 600 | 1770 | 90713 | SFM | 1926.0847 | 1326.0847 | 600 |  |  | 1770 |  |  |  | 0
51448 | 07/23/2020 | 50 |  |  | L782998 | 6/10/2020 12:00:00 AM | Manufacturer#1 | Manufacturer#1 |  |  | 16 | 16 | 10 | 8.5 | Variable Speed Mini Split | AC-21560 | 1919 | 1490 | 1.43 | 300 | 429 | 90250 | SFM | 1341.958 | 1041.958 | 300 |  |  | 429 |  |  |  | 0
51454 | 07/23/2020 | 1 |  |  | S5750139 | 7/9/2020 12:00:00 AM | Manufacturer#5 | Manufacturer#5 |  |  | 19 | 19 | 11 | 10 | Variable Speed Mini Split | AC-21563 | 871 | -29 | 1.5 | 600 | 900 | 91746 | SFM | 580.6667 | -19.3333 | 600 |  |  | 900 |  |  |  | 0
51454 | 07/23/2020 | 2 |  |  | S5752218 | 7/9/2020 12:00:00 AM | Manufacturer#5 | Manufacturer#5 |  |  | 19 | 19 | 11 | 10 | Variable Speed Mini Split | AC-21563 | 871 | -29 | 1.5 | 600 | 900 | 91770 | SFM | 580.6667 | -19.3333 | 600 |  |  | 900 |  |  |  | 0
51454 | 07/23/2020 | 3 |  |  | S5753313 | 7/9/2020 12:00:00 AM | Manufacturer#5 | Manufacturer#5 |  |  | 18 | 18 | 10.95 | 10 | Variable Speed Mini Split | AC-21563 | 1257.04 | 159.04 | 1.83 | 600 | 1098 | 92703 | SFM | 686.9071 | 86.9071 | 600 |  |  | 1098 |  |  |  | 0
51454 | 07/23/2020 | 4 |  |  | S5747263 | 7/10/2020 12:00:00 AM | Manufacturer#5 | Manufacturer#5 |  |  | 20 | 20 | 12.5 | 10 | Variable Speed Mini Split | AC-21563 | 1449 | 351 | 1.83 | 600 | 1098 | 92879 | SFM | 791.8033 | 191.8033 | 600 |  |  | 1098 |  |  |  | 0
51454 | 07/23/2020 | 5 |  |  | S5750835 | 7/10/2020 12:00:00 AM | Manufacturer#5 | Manufacturer#5 |  |  | 19 | 19 | 10.5 | 9.5 | Variable Speed Mini Split | AC-21562 | 699.19 | 199.19 | 1 | 500 | 500 | 90262 | SFM | 699.19 | 199.19 | 500 |  |  | 500 |  |  |  | 0
51454 | 07/23/2020 | 6 |  |  | S5744918 | 7/11/2020 12:00:00 AM | Manufacturer#5 | Manufacturer#5 |  |  | 19 | 19 | 11 | 10 | Variable Speed Mini Split | AC-21563 | 871 | -29 | 1.5 | 600 | 900 | 92530 | SFM | 580.6667 | -19.3333 | 600 |  |  | 900 |  |  |  | 0
51454 | 07/23/2020 | 7 |  |  | S5756985 | 7/11/2020 12:00:00 AM | Manufacturer#5 | Manufacturer#5 |  |  | 19 | 19 | 11 | 10 | Variable Speed Mini Split | AC-21563 | 939.81 | 39.81 | 1.5 | 600 | 900 | 90255 | SFM | 626.54 | 26.54 | 600 |  |  | 900 |  |  |  | 0
51454 | 07/23/2020 | 8 |  |  | S5755846 | 7/13/2020 12:00:00 AM | Manufacturer#5 | Manufacturer#5 |  |  | 17 | 17 | 9.5 | 9.5 | Variable Speed Mini Split | AC-21562 | 1190.14 | 190.14 | 2 | 500 | 1000 | 91744 | SFM | 595.07 | 95.07 | 500 |  |  | 1000 |  |  |  | 0
51454 | 07/23/2020 | 9 |  |  | S5756488 | 7/13/2020 12:00:00 AM | Manufacturer#5 | Manufacturer#5 |  |  | 18 | 18 | 9.9 | 9 | Variable Speed Mini Split | AC-21561 | 938 | 338 | 1.5 | 400 | 600 | 92841 | SFM | 625.3333 | 225.3333 | 400 |  |  | 600 |  |  |  | 0
51454 | 07/23/2020 | 10 |  |  | S5758126 | 7/13/2020 12:00:00 AM | Manufacturer#5 | Manufacturer#5 |  |  | 17 | 17 | 9.5 | 9.5 | Variable Speed Mini Split | AC-21562 | 1190.14 | 190.14 | 2 | 500 | 1000 | 90245 | SFM | 595.07 | 95.07 | 500 |  |  | 1000 |  |  |  | 0
51454 | 07/23/2020 | 11 |  |  | S5759250 | 7/13/2020 12:00:00 AM | Manufacturer#5 | Manufacturer#5 |  |  | 19 | 19 | 11 | 10 | Variable Speed Mini Split | AC-21563 | 871 | -29 | 1.5 | 600 | 900 | 91732 | SFM | 580.6667 | -19.3333 | 600 |  |  | 900 |  |  |  | 0
51454 | 07/23/2020 | 12 |  |  | S5760534 | 7/13/2020 12:00:00 AM | Manufacturer#5 | Manufacturer#5 |  |  | 19 | 19 | 11 | 10 | Variable Speed Mini Split | AC-21563 | 871 | -29 | 1.5 | 600 | 900 | 91731 | SFM | 580.6667 | -19.3333 | 600 |  |  | 900 |  |  |  | 0
51454 | 07/23/2020 | 13 |  |  | S5750499 | 7/14/2020 12:00:00 AM | Manufacturer#5 | Manufacturer#5 |  |  | 19 | 19 | 10.5 | 9.5 | Variable Speed Mini Split | AC-21562 | 648 | 148 | 1 | 500 | 500 | 92583 | SFM | 648 | 148 | 500 |  |  | 500 |  |  |  | 0
51454 | 07/23/2020 | 14 |  |  | S5756988 | 7/14/2020 12:00:00 AM | Manufacturer#5 | Manufacturer#5 |  |  | 17 | 17 | 9.5 | 9.5 | Variable Speed Mini Split | AC-21562 | 1103 | 103 | 2 | 500 | 1000 | 92225 | SFM | 551.5 | 51.5 | 500 |  |  | 1000 |  |  |  | 0
51454 | 07/23/2020 | 15 |  |  | S5756988 | 7/14/2020 12:00:00 AM | Manufacturer#5 | Manufacturer#5 |  |  | 17 | 17 | 9.5 | 9.5 | Variable Speed Mini Split | AC-21562 | 1103 | 103 | 2 | 500 | 1000 | 92225 | SFM | 551.5 | 51.5 | 500 |  |  | 1000 |  |  |  | 0
51454 | 07/23/2020 | 16 |  |  | S5756988 | 7/14/2020 12:00:00 AM | Manufacturer#5 | Manufacturer#5 |  |  | 17 | 17 | 9.5 | 9.5 | Variable Speed Mini Split | AC-21562 | 1103 | 103 | 2 | 500 | 1000 | 92225 | SFM | 551.5 | 51.5 | 500 |  |  | 1000 |  |  |  | 0
51454 | 07/23/2020 | 17 |  |  | S5759248 | 7/14/2020 12:00:00 AM | Manufacturer#5 | Manufacturer#5 |  |  | 19 | 19 | 11 | 10 | Variable Speed Mini Split | AC-21563 | 871 | -29 | 1.5 | 600 | 900 | 91731 | SFM | 580.6667 | -19.3333 | 600 |  |  | 900 |  |  |  | 0
51454 | 07/23/2020 | 18 |  |  | S5760820 | 7/14/2020 12:00:00 AM | Manufacturer#5 | Manufacturer#5 |  |  | 17 | 17 | 9.5 | 9.5 | Variable Speed Mini Split | AC-21562 | 1190.14 | 190.14 | 2 | 500 | 1000 | 90241 | SFM | 595.07 | 95.07 | 500 |  |  | 1000 |  |  |  | 0
51454 | 07/23/2020 | 19 |  |  | S5761876 | 7/14/2020 12:00:00 AM | Manufacturer#5 | Manufacturer#5 |  |  | 17 | 17 | 9.5 | 9.5 | Variable Speed Mini Split | AC-21562 | 1103 | 103 | 2 | 500 | 1000 | 92225 | SFM | 551.5 | 51.5 | 500 |  |  | 1000 |  |  |  | 0
51454 | 07/23/2020 | 20 |  |  | S5761883 | 7/14/2020 12:00:00 AM | Manufacturer#5 | Manufacturer#5 |  |  | 17 | 17 | 9.5 | 9.5 | Variable Speed Mini Split | AC-21562 | 1103 | 103 | 2 | 500 | 1000 | 92225 | SFM | 551.5 | 51.5 | 500 |  |  | 1000 |  |  |  | 0
51454 | 07/23/2020 | 21 |  |  | S5762908 | 7/14/2020 12:00:00 AM | Manufacturer#5 | Manufacturer#5 |  |  | 17 | 17 | 9.5 | 9.5 | Variable Speed Mini Split | AC-21562 | 1190.14 | 190.14 | 2 | 500 | 1000 | 91790 | SFM | 595.07 | 95.07 | 500 |  |  | 1000 |  |  |  | 0
51454 | 07/23/2020 | 22 |  |  | S5754041 | 7/15/2020 12:00:00 AM | Manufacturer#5 | Manufacturer#5 |  |  | 19 | 19 | 11 | 10 | Variable Speed Mini Split | AC-21563 | 871 | -29 | 1.5 | 600 | 900 | 91755 | SFM | 580.6667 | -19.3333 | 600 |  |  | 900 |  |  |  | 0
51454 | 07/23/2020 | 23 |  |  | S5754242 | 7/15/2020 12:00:00 AM | Manufacturer#5 | Manufacturer#5 |  |  | 19 | 19 | 11 | 10 | Variable Speed Mini Split | AC-21563 | 939.81 | 39.81 | 1.5 | 600 | 900 | 93004 | SFM | 626.54 | 26.54 | 600 |  |  | 900 |  |  |  | 0
51454 | 07/23/2020 | 24 |  |  | S5754242 | 7/15/2020 12:00:00 AM | Manufacturer#5 | Manufacturer#5 |  |  | 19 | 19 | 11 | 10 | Variable Speed Mini Split | AC-21563 | 939.81 | 39.81 | 1.5 | 600 | 900 | 93004 | SFM | 626.54 | 26.54 | 600 |  |  | 900 |  |  |  | 0
51454 | 07/23/2020 | 25 |  |  | S5754242 | 7/15/2020 12:00:00 AM | Manufacturer#5 | Manufacturer#5 |  |  | 19 | 19 | 11 | 10 | Variable Speed Mini Split | AC-21563 | 939.81 | 39.81 | 1.5 | 600 | 900 | 93004 | SFM | 626.54 | 26.54 | 600 |  |  | 900 |  |  |  | 0
51454 | 07/23/2020 | 26 |  |  | S5754242 | 7/15/2020 12:00:00 AM | Manufacturer#5 | Manufacturer#5 |  |  | 19 | 19 | 11 | 10 | Variable Speed Mini Split | AC-21563 | 939.81 | 39.81 | 1.5 | 600 | 900 | 91320 | SFM | 626.54 | 26.54 | 600 |  |  | 900 |  |  |  | 0
51454 | 07/23/2020 | 27 |  |  | S5754242 | 7/15/2020 12:00:00 AM | Manufacturer#5 | Manufacturer#5 |  |  | 19 | 19 | 11 | 10 | Variable Speed Mini Split | AC-21563 | 939.81 | 39.81 | 1.5 | 600 | 900 | 91320 | SFM | 626.54 | 26.54 | 600 |  |  | 900 |  |  |  | 0
51454 | 07/23/2020 | 28 |  |  | S5754242 | 7/15/2020 12:00:00 AM | Manufacturer#5 | Manufacturer#5 |  |  | 19 | 19 | 11 | 10 | Variable Speed Mini Split | AC-21563 | 939.81 | 39.81 | 1.5 | 600 | 900 | 91320 | SFM | 626.54 | 26.54 | 600 |  |  | 900 |  |  |  | 0
51454 | 07/23/2020 | 29 |  |  | S5762573 | 7/15/2020 12:00:00 AM | Manufacturer#5 | Manufacturer#5 |  |  | 21 | 21 | 12.5 | 11.5 | Variable Speed Mini Split | AC-21563 | 3025 | 1327 | 2.83 | 600 | 1698 | 91001 | SFM | 1068.9046 | 468.9046 | 600 |  |  | 1698 |  |  |  | 0
51454 | 07/23/2020 | 30 |  |  | S5764079 | 7/15/2020 12:00:00 AM | Manufacturer#5 | Manufacturer#5 |  |  | 20.8 | 21 | 12.5 | 10.4 | Variable Speed Mini Split | AC-21563 | 2072.64 | 974.64 | 1.83 | 600 | 1098 | 90305 | SFM | 1132.5902 | 532.5902 | 600 |  |  | 1098 |  |  |  | 0
51454 | 07/23/2020 | 31 |  |  | S5744972 | 7/16/2020 12:00:00 AM | Manufacturer#5 | Manufacturer#5 |  |  | 18 | 18 | 10.95 | 10 | Variable Speed Mini Split | AC-21563 | 1165 | 67 | 1.83 | 600 | 1098 | 92262 | SFM | 636.612 | 36.612 | 600 |  |  | 1098 |  |  |  | 0
51454 | 07/23/2020 | 32 |  |  | S5761772 | 7/16/2020 12:00:00 AM | Manufacturer#5 | Manufacturer#5 |  |  | 19 | 19 | 11 | 9.5 | Variable Speed Mini Split | AC-21562 | 660.35 | 160.35 | 1 | 500 | 500 | 93550 | SFM | 660.35 | 160.35 | 500 |  |  | 500 |  |  |  | 0
51454 | 07/23/2020 | 33 |  |  | S5761772 | 7/16/2020 12:00:00 AM | Manufacturer#5 | Manufacturer#5 |  |  | 18 | 18 | 11 | 9.5 | Variable Speed Mini Split | AC-21562 | 624.74 | 249.74 | 0.75 | 500 | 375 | 93550 | SFM | 832.9867 | 332.9867 | 500 |  |  | 375 |  |  |  | 0
51454 | 07/23/2020 | 34 |  |  | S5763071 | 7/16/2020 12:00:00 AM | Manufacturer#5 | Manufacturer#5 |  |  | 18 | 18 | 9.9 | 9 | Variable Speed Mini Split | AC-21561 | 938 | 338 | 1.5 | 400 | 600 | 92627 | SFM | 625.3333 | 225.3333 | 400 |  |  | 600 |  |  |  | 0
51454 | 07/23/2020 | 35 |  |  | S5763071 | 7/16/2020 12:00:00 AM | Manufacturer#5 | Manufacturer#5 |  |  | 22 | 22 | 12.5 | 11 | Variable Speed Mini Split | AC-21563 | 1517 | 617 | 1.5 | 600 | 900 | 92627 | SFM | 1011.3333 | 411.3333 | 600 |  |  | 900 |  |  |  | 0
51454 | 07/23/2020 | 36 |  |  | S5763071 | 7/16/2020 12:00:00 AM | Manufacturer#5 | Manufacturer#5 |  |  | 21 | 21 | 12.5 | 11.5 | Variable Speed Mini Split | AC-21563 | 2088 | 672 | 2.36 | 600 | 1416 | 92627 | SFM | 884.7458 | 284.7458 | 600 |  |  | 1416 |  |  |  | 0
51454 | 07/23/2020 | 37 |  |  | S5763387 | 7/16/2020 12:00:00 AM | Manufacturer#5 | Manufacturer#5 |  |  | 18 | 18 | 10.05 | 9 | Variable Speed Mini Split | AC-21561 | 714 | 314 | 1 | 400 | 400 | 91301 | SFM | 714 | 314 | 400 |  |  | 400 |  |  |  | 0
51454 | 07/23/2020 | 38 |  |  | S5766893 | 7/16/2020 12:00:00 AM | Manufacturer#5 | Manufacturer#5 |  |  | 19 | 19 | 11 | 10 | Variable Speed Mini Split | AC-21563 | 939.81 | 39.81 | 1.5 | 600 | 900 | 92211 | SFM | 626.54 | 26.54 | 600 |  |  | 900 |  |  |  | 0
51454 | 07/23/2020 | 39 |  |  | S5766974 | 7/16/2020 12:00:00 AM | Manufacturer#5 | Manufacturer#5 |  |  | 18 | 18 | 10.95 | 10 | Variable Speed Mini Split | AC-21563 | 1257.04 | 159.04 | 1.83 | 600 | 1098 | 92234 | SFM | 686.9071 | 86.9071 | 600 |  |  | 1098 |  |  |  | 0
51454 | 07/23/2020 | 40 |  |  | S5767398 | 7/16/2020 12:00:00 AM | Manufacturer#5 | Manufacturer#5 |  |  | 18 | 18 | 10.95 | 10 | Variable Speed Mini Split | AC-21563 | 1257.04 | 159.04 | 1.83 | 600 | 1098 | 92647 | SFM | 686.9071 | 86.9071 | 600 |  |  | 1098 |  |  |  | 0
51455 | 07/23/2020 | 1 |  |  | S5768567 | 7/16/2020 12:00:00 AM | Manufacturer#5 | Manufacturer#5 |  |  | 19 | 19 | 11 | 10 | Variable Speed Mini Split | AC-21563 | 939.81 | 39.81 | 1.5 | 600 | 900 | 90503 | SFM | 626.54 | 26.54 | 600 |  |  | 900 |  |  |  | 0
51455 | 07/23/2020 | 2 |  |  | S5768590 | 7/16/2020 12:00:00 AM | Manufacturer#5 | Manufacturer#5 |  |  | 19 | 19 | 11 | 10 | Variable Speed Mini Split | AC-21563 | 939.81 | 39.81 | 1.5 | 600 | 900 | 90744 | SFM | 626.54 | 26.54 | 600 |  |  | 900 |  |  |  | 0
51455 | 07/23/2020 | 3 |  |  | S5763696 | 7/17/2020 12:00:00 AM | Manufacturer#5 | Manufacturer#5 |  |  | 18 | 18 | 10.95 | 10 | Variable Speed Mini Split | AC-21563 | 1165 | 67 | 1.83 | 600 | 1098 | 92707 | SFM | 636.612 | 36.612 | 600 |  |  | 1098 |  |  |  | 0
51455 | 07/23/2020 | 4 |  |  | S5763696 | 7/17/2020 12:00:00 AM | Manufacturer#5 | Manufacturer#5 |  |  | 18 | 18 | 10.95 | 10 | Variable Speed Mini Split | AC-21563 | 1165 | 67 | 1.83 | 600 | 1098 | 92707 | SFM | 636.612 | 36.612 | 600 |  |  | 1098 |  |  |  | 0
51455 | 07/23/2020 | 5 |  |  | S5764785 | 7/17/2020 12:00:00 AM | Manufacturer#5 | Manufacturer#5 |  |  | 19 | 19 | 11 | 10 | Variable Speed Mini Split | AC-21563 | 871 | -29 | 1.5 | 600 | 900 | 91746 | SFM | 580.6667 | -19.3333 | 600 |  |  | 900 |  |  |  | 0
51455 | 07/23/2020 | 6 |  |  | S5764801 | 7/17/2020 12:00:00 AM | Manufacturer#5 | Manufacturer#5 |  |  | 19 | 19 | 11 | 10 | Variable Speed Mini Split | AC-21563 | 871 | -29 | 1.5 | 600 | 900 | 91746 | SFM | 580.6667 | -19.3333 | 600 |  |  | 900 |  |  |  | 0
51455 | 07/23/2020 | 7 |  |  | S5764904 | 7/17/2020 12:00:00 AM | Manufacturer#5 | Manufacturer#5 |  |  | 19 | 19 | 11 | 10 | Variable Speed Mini Split | AC-21563 | 871 | -29 | 1.5 | 600 | 900 | 91790 | SFM | 580.6667 | -19.3333 | 600 |  |  | 900 |  |  |  | 0
51455 | 07/23/2020 | 8 |  |  | S5764953 | 7/17/2020 12:00:00 AM | Manufacturer#5 | Manufacturer#5 |  |  | 19 | 19 | 11 | 10 | Variable Speed Mini Split | AC-21563 | 871 | -29 | 1.5 | 600 | 900 | 91732 | SFM | 580.6667 | -19.3333 | 600 |  |  | 900 |  |  |  | 0
51455 | 07/23/2020 | 9 |  |  | S5766633 | 7/17/2020 12:00:00 AM | Manufacturer#5 | Manufacturer#5 |  |  | 19 | 19 | 11 | 10 | Variable Speed Mini Split | AC-21563 | 871 | -29 | 1.5 | 600 | 900 | 91790 | SFM | 580.6667 | -19.3333 | 600 |  |  | 900 |  |  |  | 0
51455 | 07/23/2020 | 10 |  |  | S5768579 | 7/17/2020 12:00:00 AM | Manufacturer#7 | Manufacturer#7 |  |  | 16 | 16 | 11.7 | 9 | Heat Pump | AC-21518 | 3705.88 | 2631.88 | 3.58 | 300 | 1074 | 92264 | SFM | 1035.162 | 735.162 | 300 |  |  | 1074 |  |  |  | 0
51455 | 07/23/2020 | 11 |  |  | S5722730 | 7/18/2020 12:00:00 AM | Manufacturer#5 | Manufacturer#5 |  |  | 16 | 16 | 8.2 | 9.5 | Variable Speed Mini Split | AC-21561 | 3544 | 1944 | 4 | 400 | 1600 | 90814 | SFM | 886 | 486 | 400 |  |  | 1600 |  |  |  | 0
51455 | 07/23/2020 | 12 |  |  | S5753769 | 7/18/2020 12:00:00 AM | Manufacturer#5 | Manufacturer#5 |  |  | 21 | 21 | 12.5 | 11.5 | Variable Speed Mini Split | AC-21563 | 2295.04 | 879.04 | 2.36 | 600 | 1416 | 92707 | SFM | 972.4746 | 372.4746 | 600 |  |  | 1416 |  |  |  | 0
51455 | 07/23/2020 | 13 |  |  | S5765211 | 7/18/2020 12:00:00 AM | Manufacturer#5 | Manufacturer#5 |  |  | 23 | 23 | 13 | 10.5 | Variable Speed Mini Split | AC-21563 | 863 | 413 | 0.75 | 600 | 450 | 92618 | SFM | 1150.6667 | 550.6667 | 600 |  |  | 450 |  |  |  | 0
51455 | 07/23/2020 | 14 |  |  | S5769686 | 7/18/2020 12:00:00 AM | Manufacturer#5 | Manufacturer#5 |  |  | 18 | 18 | 10.95 | 10 | Variable Speed Mini Split | AC-21563 | 1165 | 67 | 1.83 | 600 | 1098 | 91710 | SFM | 636.612 | 36.612 | 600 |  |  | 1098 |  |  |  | 0
51455 | 07/23/2020 | 15 |  |  | S5760418 | 7/20/2020 12:00:00 AM | Manufacturer#5 | Manufacturer#5 |  |  | 18 | 18 | 10.95 | 10 | Variable Speed Mini Split | AC-21563 | 1165 | 67 | 1.83 | 600 | 1098 | 92860 | SFM | 636.612 | 36.612 | 600 |  |  | 1098 |  |  |  | 0
51455 | 07/23/2020 | 16 |  |  | S5769951 | 7/20/2020 12:00:00 AM | Manufacturer#5 | Manufacturer#5 |  |  | 18 | 18 | 10.95 | 10 | Variable Speed Mini Split | AC-21563 | 1165 | 67 | 1.83 | 600 | 1098 | 91724 | SFM | 636.612 | 36.612 | 600 |  |  | 1098 |  |  |  | 0
51455 | 07/23/2020 | 17 |  |  | S5772409 | 7/20/2020 12:00:00 AM | Manufacturer#5 | Manufacturer#5 |  |  | 19 | 19 | 11 | 10 | Variable Speed Mini Split | AC-21563 | 939.81 | 39.81 | 1.5 | 600 | 900 | 91344 | SFM | 626.54 | 26.54 | 600 |  |  | 900 |  |  |  | 0
51455 | 07/23/2020 | 18 |  |  | S5773693 | 7/20/2020 12:00:00 AM | Manufacturer#5 | Manufacturer#5 |  |  | 19 | 19 | 11 | 10 | Variable Speed Mini Split | AC-21563 | 871 | -29 | 1.5 | 600 | 900 | 90660 | SFM | 580.6667 | -19.3333 | 600 |  |  | 900 |  |  |  | 0
51455 | 07/23/2020 | 19 |  |  | S5773693 | 7/20/2020 12:00:00 AM | Manufacturer#5 | Manufacturer#5 |  |  | 18 | 18 | 10.95 | 10 | Variable Speed Mini Split | AC-21563 | 1165 | 67 | 1.83 | 600 | 1098 | 90660 | SFM | 636.612 | 36.612 | 600 |  |  | 1098 |  |  |  | 0
51455 | 07/23/2020 | 20 |  |  | S5773693 | 7/20/2020 12:00:00 AM | Manufacturer#5 | Manufacturer#5 |  |  | 18 | 18 | 10.95 | 10 | Variable Speed Mini Split | AC-21563 | 1165 | 67 | 1.83 | 600 | 1098 | 90660 | SFM | 636.612 | 36.612 | 600 |  |  | 1098 |  |  |  | 0
51455 | 07/23/2020 | 21 |  |  | S5766191 | 7/21/2020 12:00:00 AM | Manufacturer#5 | Manufacturer#5 |  |  | 21 | 21 | 12.5 | 11.5 | Variable Speed Mini Split | AC-21563 | 2459 | 761 | 2.83 | 600 | 1698 | 90059 | SFM | 868.9046 | 268.9046 | 600 |  |  | 1698 |  |  |  | 0
51455 | 07/23/2020 | 22 |  |  | S5766191 | 7/21/2020 12:00:00 AM | Manufacturer#5 | Manufacturer#5 |  |  | 21 | 21 | 12.5 | 11.5 | Variable Speed Mini Split | AC-21563 | 2459 | 761 | 2.83 | 600 | 1698 | 90059 | SFM | 868.9046 | 268.9046 | 600 |  |  | 1698 |  |  |  | 0
51455 | 07/23/2020 | 23 |  |  | S5766191 | 7/21/2020 12:00:00 AM | Manufacturer#5 | Manufacturer#5 |  |  | 21 | 21 | 12.5 | 11.5 | Variable Speed Mini Split | AC-21563 | 2459 | 761 | 2.83 | 600 | 1698 | 90059 | SFM | 868.9046 | 268.9046 | 600 |  |  | 1698 |  |  |  | 0
51455 | 07/23/2020 | 24 |  |  | S5768510 | 7/21/2020 12:00:00 AM | Manufacturer#5 | Manufacturer#5 |  |  | 21 | 21 | 12.5 | 11.5 | Variable Speed Mini Split | AC-21563 | 2379.21 | 963.21 | 2.36 | 600 | 1416 | 90712 | SFM | 1008.1398 | 408.1398 | 600 |  |  | 1416 |  |  |  | 0
51455 | 07/23/2020 | 25 |  |  | S5775928 | 7/21/2020 12:00:00 AM | Manufacturer#5 | Manufacturer#5 |  |  | 18 | 18 | 10.95 | 10 | Variable Speed Mini Split | AC-21563 | 1257.04 | 159.04 | 1.83 | 600 | 1098 | 90280 | SFM | 686.9071 | 86.9071 | 600 |  |  | 1098 |  |  |  | 0
51455 | 07/23/2020 | 26 |  |  | S5776284 | 7/21/2020 12:00:00 AM | Manufacturer#5 | Manufacturer#5 |  |  | 18 | 18 | 10.05 | 9 | Variable Speed Mini Split | AC-21561 | 770.41 | 370.41 | 1 | 400 | 400 | 90640 | SFM | 770.41 | 370.41 | 400 |  |  | 400 |  |  |  | 0
51455 | 07/23/2020 | 27 |  |  | S5774199 | 7/22/2020 12:00:00 AM | Manufacturer#5 | Manufacturer#5 |  |  | 20 | 20 | 12.5 | 10 | Variable Speed Mini Split | AC-21563 | 1449 | 351 | 1.83 | 600 | 1098 | 90808 | SFM | 791.8033 | 191.8033 | 600 |  |  | 1098 |  |  |  | 0
51455 | 07/23/2020 | 28 |  |  | S5776989 | 7/22/2020 12:00:00 AM | Manufacturer#5 | Manufacturer#5 |  |  | 17 | 17 | 9.5 | 9.5 | Variable Speed Mini Split | AC-21562 | 1103 | 103 | 2 | 500 | 1000 | 90631 | SFM | 551.5 | 51.5 | 500 |  |  | 1000 |  |  |  | 0
51455 | 07/23/2020 | 29 |  |  | S5777775 | 7/22/2020 12:00:00 AM | Manufacturer#5 | Manufacturer#5 |  |  | 21 | 21 | 12.5 | 11.5 | Variable Speed Mini Split | AC-21563 | 2567 | 869 | 2.83 | 600 | 1698 | 92264 | SFM | 907.0671 | 307.0671 | 600 |  |  | 1698 |  |  |  | 0
51455 | 07/23/2020 | 30 |  |  | S5756985 | 7/23/2020 12:00:00 AM | Manufacturer#5 | Manufacturer#5 |  |  | 19 | 19 | 11 | 10 | Variable Speed Mini Split | AC-21563 | 939.81 | 39.81 | 1.5 | 600 | 900 | 90255 | SFM | 626.54 | 26.54 | 600 |  |  | 900 |  |  |  | 0
51455 | 07/23/2020 | 31 |  |  | S5756985 | 7/23/2020 12:00:00 AM | Manufacturer#5 | Manufacturer#5 |  |  | 16.5 | 17 | 8.5 | 10.4 | Variable Speed Mini Split | AC-21561 | 2772 | 1572 | 3 | 400 | 1200 | 90255 | SFM | 924 | 524 | 400 |  |  | 1200 |  |  |  | 0
51455 | 07/23/2020 | 32 |  |  | S5776909 | 7/23/2020 12:00:00 AM | Manufacturer#5 | Manufacturer#5 |  |  | 19 | 19 | 11 | 9.5 | Variable Speed Mini Split | AC-21562 | 612 | 112 | 1 | 500 | 500 | 90230 | SFM | 612 | 112 | 500 |  |  | 500 |  |  |  | 0
51455 | 07/23/2020 | 33 |  |  | S5778382 | 7/23/2020 12:00:00 AM | Manufacturer#5 | Manufacturer#5 |  |  | 19 | 19 | 11 | 10 | Variable Speed Mini Split | AC-21563 | 871 | -29 | 1.5 | 600 | 900 | 91801 | SFM | 580.6667 | -19.3333 | 600 |  |  | 900 |  |  |  | 0
51455 | 07/23/2020 | 34 |  |  | S5778523 | 7/23/2020 12:00:00 AM | Manufacturer#5 | Manufacturer#5 |  |  | 19 | 19 | 11 | 10 | Variable Speed Mini Split | AC-21563 | 871 | -29 | 1.5 | 600 | 900 | 91746 | SFM | 580.6667 | -19.3333 | 600 |  |  | 900 |  |  |  | 0
51455 | 07/23/2020 | 35 |  |  | S5778565 | 7/23/2020 12:00:00 AM | Manufacturer#5 | Manufacturer#5 |  |  | 19 | 19 | 11 | 10 | Variable Speed Mini Split | AC-21563 | 871 | -29 | 1.5 | 600 | 900 | 91770 | SFM | 580.6667 | -19.3333 | 600 |  |  | 900 |  |  |  | 0
51455 | 07/23/2020 | 36 |  |  | S5778617 | 7/23/2020 12:00:00 AM | Manufacturer#5 | Manufacturer#5 |  |  | 19 | 19 | 11 | 10 | Variable Speed Mini Split | AC-21563 | 871 | -29 | 1.5 | 600 | 900 | 92683 | SFM | 580.6667 | -19.3333 | 600 |  |  | 900 |  |  |  | 0
51455 | 07/23/2020 | 37 |  |  | S5778653 | 7/23/2020 12:00:00 AM | Manufacturer#5 | Manufacturer#5 |  |  | 19 | 19 | 11 | 10 | Variable Speed Mini Split | AC-21563 | 871 | -29 | 1.5 | 600 | 900 | 91780 | SFM | 580.6667 | -19.3333 | 600 |  |  | 900 |  |  |  | 0
51455 | 07/23/2020 | 38 |  |  | S5778903 | 7/23/2020 12:00:00 AM | Manufacturer#5 | Manufacturer#5 |  |  | 19 | 19 | 11 | 10 | Variable Speed Mini Split | AC-21563 | 871 | -29 | 1.5 | 600 | 900 | 91731 | SFM | 580.6667 | -19.3333 | 600 |  |  | 900 |  |  |  | 0
51456 | 07/23/2020 | 12 |  |  | S5726281 | 6/22/2020 12:00:00 AM | Manufacturer#5 | Manufacturer#5 |  |  | 20.8 | 21 | 12.5 | 10.4 | Variable Speed Mini Split | AC-21563 | 1984 | 886 | 1.83 | 600 | 1098 | 90630 | SFM | 1084.153 | 484.153 | 600 |  |  | 1098 |  |  |  | 0
51456 | 07/23/2020 | 13 |  |  | S5726965 | 6/23/2020 12:00:00 AM | Manufacturer#5 | Manufacturer#5 |  |  | 20.8 | 21 | 12.5 | 10.4 | Variable Speed Mini Split | AC-21563 | 1984 | 886 | 1.83 | 600 | 1098 | 90740 | SFM | 1084.153 | 484.153 | 600 |  |  | 1098 |  |  |  | 0
51456 | 07/23/2020 | 14 |  |  | S5727080 | 6/24/2020 12:00:00 AM | Manufacturer#5 | Manufacturer#5 |  |  | 19 | 19 | 11.5 | 10 | Variable Speed Mini Split | AC-21563 | 617 | 167 | 0.75 | 600 | 450 | 91755 | SFM | 822.6667 | 222.6667 | 600 |  |  | 450 |  |  |  | 0
51456 | 07/23/2020 | 15 |  |  | S5712768 | 6/25/2020 12:00:00 AM | Manufacturer#5 | Manufacturer#5 |  |  | 21.5 | 22 | 14 | 10.5 | Variable Speed Mini Split | AC-21563 | 1301 | 701 | 1 | 600 | 600 | 93063 | SFM | 1301 | 701 | 600 |  |  | 600 |  |  |  | 0
51456 | 07/23/2020 | 16 |  |  | S5728829 | 6/25/2020 12:00:00 AM | Manufacturer#5 | Manufacturer#5 |  |  | 19 | 19 | 10.5 | 9.5 | Variable Speed Mini Split | AC-21562 | 699.19 | 199.19 | 1 | 500 | 500 | 92211 | SFM | 699.19 | 199.19 | 500 |  |  | 500 |  |  |  | 0
51456 | 07/23/2020 | 17 |  |  | S5731758 | 6/26/2020 12:00:00 AM | Manufacturer#5 | Manufacturer#5 |  |  | 19 | 19 | 12.5 | 10.5 | Variable Speed Mini Split | AC-21563 | 1723.16 | 823.16 | 1.5 | 600 | 900 | 90274 | SFM | 1148.7733 | 548.7733 | 600 |  |  | 900 |  |  |  | 0
51456 | 07/23/2020 | 18 |  |  | S5733450 | 6/26/2020 12:00:00 AM | Manufacturer#5 | Manufacturer#5 |  |  | 18 | 18 | 9.2 | 9 | Variable Speed Mini Split | AC-21561 | 2057.65 | 937.65 | 2.8 | 400 | 1120 | 90640 | SFM | 734.875 | 334.875 | 400 |  |  | 1120 |  |  |  | 0
51456 | 07/23/2020 | 19 |  |  | S5733900 | 6/26/2020 12:00:00 AM | Manufacturer#5 | Manufacturer#5 |  |  | 17 | 17 | 9.5 | 9.5 | Variable Speed Mini Split | AC-21562 | 1190.14 | 190.14 | 2 | 500 | 1000 | 92630 | SFM | 595.07 | 95.07 | 500 |  |  | 1000 |  |  |  | 0
51456 | 07/23/2020 | 20 |  |  | S5726784 | 6/29/2020 12:00:00 AM | Manufacturer#5 | Manufacturer#5 |  |  | 18 | 18 | 11 | 10 | Variable Speed Mini Split | AC-21563 | 3340.19 | 2140.19 | 2 | 600 | 1200 | 92840 | SFM | 1670.095 | 1070.095 | 600 |  |  | 1200 |  |  |  | 0
51456 | 07/23/2020 | 21 |  |  | S5726784 | 6/29/2020 12:00:00 AM | Manufacturer#5 | Manufacturer#5 |  |  | 17 | 17 | 10 | 9 | Variable Speed Mini Split | AC-21561 | 4185.03 | 2585.03 | 4 | 400 | 1600 | 92840 | SFM | 1046.2575 | 646.2575 | 400 |  |  | 1600 |  |  |  | 0
51456 | 07/23/2020 | 22 |  |  | S5726784 | 6/29/2020 12:00:00 AM | Manufacturer#5 | Manufacturer#5 |  |  | 17 | 17 | 10 | 9 | Variable Speed Mini Split | AC-21561 | 4185.03 | 2585.03 | 4 | 400 | 1600 | 92840 | SFM | 1046.2575 | 646.2575 | 400 |  |  | 1600 |  |  |  | 0
51456 | 07/23/2020 | 23 |  |  | S5740031 | 7/1/2020 12:00:00 AM | Manufacturer#5 | Manufacturer#5 |  |  | 17 | 17 | 10 | 9 | Variable Speed Mini Split | AC-21561 | 3027.13 | 1767.13 | 3.15 | 400 | 1260 | 90210 | SFM | 960.9937 | 560.9937 | 400 |  |  | 1260 |  |  |  | 0
51456 | 07/23/2020 | 24 |  |  | S5728722 | 7/2/2020 12:00:00 AM | Manufacturer#5 | Manufacturer#5 |  |  | 17 | 17 | 9.5 | 9.5 | Variable Speed Mini Split | AC-21562 | 1190.14 | 190.14 | 2 | 500 | 1000 | 91723 | SFM | 595.07 | 95.07 | 500 |  |  | 1000 |  |  |  | 0
51456 | 07/23/2020 | 25 |  |  | S5728763 | 7/2/2020 12:00:00 AM | Manufacturer#5 | Manufacturer#5 |  |  | 19 | 19 | 11 | 10 | Variable Speed Mini Split | AC-21563 | 939.81 | 39.81 | 1.5 | 600 | 900 | 91790 | SFM | 626.54 | 26.54 | 600 |  |  | 900 |  |  |  | 0
51456 | 07/23/2020 | 26 |  |  | S5728763 | 7/2/2020 12:00:00 AM | Manufacturer#5 | Manufacturer#5 |  |  | 19 | 19 | 11 | 10 | Variable Speed Mini Split | AC-21563 | 939.81 | 39.81 | 1.5 | 600 | 900 | 91790 | SFM | 626.54 | 26.54 | 600 |  |  | 900 |  |  |  | 0
51456 | 07/23/2020 | 27 |  |  | S5736162 | 7/2/2020 12:00:00 AM | Manufacturer#5 | Manufacturer#5 |  |  | 19 | 19 | 11 | 10 | Variable Speed Mini Split | AC-21563 | 939.81 | 39.81 | 1.5 | 600 | 900 | 91767 | SFM | 626.54 | 26.54 | 600 |  |  | 900 |  |  |  | 0
51456 | 07/23/2020 | 28 |  |  | S5744924 | 7/2/2020 12:00:00 AM | Manufacturer#5 | Manufacturer#5 |  |  | 17 | 17 | 9.5 | 9.5 | Variable Speed Mini Split | AC-21562 | 1190.14 | 190.14 | 2 | 500 | 1000 | 90262 | SFM | 595.07 | 95.07 | 500 |  |  | 1000 |  |  |  | 0
51456 | 07/23/2020 | 29 |  |  | S5735721 | 7/7/2020 12:00:00 AM | Manufacturer#5 | Manufacturer#5 |  |  | 17 | 17 | 9.5 | 9.5 | Variable Speed Mini Split | AC-21562 | 1190.14 | 190.14 | 2 | 500 | 1000 | 90712 | SFM | 595.07 | 95.07 | 500 |  |  | 1000 |  |  |  | 0
51456 | 07/23/2020 | 30 |  |  | S5735721 | 7/7/2020 12:00:00 AM | Manufacturer#5 | Manufacturer#5 |  |  | 17 | 17 | 9.5 | 9.5 | Variable Speed Mini Split | AC-21562 | 1190.14 | 190.14 | 2 | 500 | 1000 | 90712 | SFM | 595.07 | 95.07 | 500 |  |  | 1000 |  |  |  | 0
51456 | 07/23/2020 | 31 |  |  | S5735722 | 7/7/2020 12:00:00 AM | Manufacturer#5 | Manufacturer#5 |  |  | 17 | 17 | 9.5 | 9.5 | Variable Speed Mini Split | AC-21562 | 1190.14 | 190.14 | 2 | 500 | 1000 | 90716 | SFM | 595.07 | 95.07 | 500 |  |  | 1000 |  |  |  | 0
51456 | 07/23/2020 | 32 |  |  | S5746677 | 7/7/2020 12:00:00 AM | Manufacturer#5 | Manufacturer#5 |  |  | 17 | 17 | 9.5 | 9.5 | Variable Speed Mini Split | AC-21562 | 1103 | 103 | 2 | 500 | 1000 | 92223 | SFM | 551.5 | 51.5 | 500 |  |  | 1000 |  |  |  | 0
51456 | 07/23/2020 | 33 |  |  | S5747017 | 7/7/2020 12:00:00 AM | Manufacturer#5 | Manufacturer#5 |  |  | 19 | 19 | 11 | 10 | Variable Speed Mini Split | AC-21563 | 871 | -29 | 1.5 | 600 | 900 | 91732 | SFM | 580.6667 | -19.3333 | 600 |  |  | 900 |  |  |  | 0
51456 | 07/23/2020 | 34 |  |  | S5747154 | 7/7/2020 12:00:00 AM | Manufacturer#5 | Manufacturer#5 |  |  | 19 | 19 | 10.5 | 9.5 | Variable Speed Mini Split | AC-21562 | 648 | 148 | 1 | 500 | 500 | 92399 | SFM | 648 | 148 | 500 |  |  | 500 |  |  |  | 0
51456 | 07/23/2020 | 1 |  |  | S5687311 | 6/1/2020 12:00:00 AM | Manufacturer#5 | Manufacturer#5 |  |  | 16.5 | 17 | 9 | 11.5 | Variable Speed Mini Split | AC-21561 | 3463.59 | 2263.59 | 3 | 400 | 1200 | 90503 | SFM | 1154.53 | 754.53 | 400 |  |  | 1200 |  |  |  | 0
51456 | 07/23/2020 | 2 |  |  | S5706447 | 6/10/2020 12:00:00 AM | Manufacturer#5 | Manufacturer#5 |  |  | 17 | 17 | 10 | 9 | Variable Speed Mini Split | AC-21561 | 4019.5 | 2759.5 | 3.15 | 400 | 1260 | 92686 | SFM | 1276.0317 | 876.0317 | 400 |  |  | 1260 |  |  |  | 0
51456 | 07/23/2020 | 3 |  |  | S5706471 | 6/12/2020 12:00:00 AM | Manufacturer#5 | Manufacturer#5 |  |  | 18 | 18 | 11 | 10 | Variable Speed Mini Split | AC-21563 | 4077.09 | 2877.09 | 2 | 600 | 1200 | 92832 | SFM | 2038.545 | 1438.545 | 600 |  |  | 1200 |  |  |  | 0
51456 | 07/23/2020 | 4 |  |  | S5706471 | 6/12/2020 12:00:00 AM | Manufacturer#5 | Manufacturer#5 |  |  | 17 | 17 | 10 | 9 | Variable Speed Mini Split | AC-21561 | 2837.93 | 1577.93 | 3.15 | 400 | 1260 | 92832 | SFM | 900.9302 | 500.9302 | 400 |  |  | 1260 |  |  |  | 0
51456 | 07/23/2020 | 5 |  |  | S5708976 | 6/12/2020 12:00:00 AM | Manufacturer#5 | Manufacturer#5 |  |  | 22 | 22 | 12.5 | 11 | Variable Speed Mini Split | AC-21563 | 1565 | 665 | 1.5 | 600 | 900 | 90740 | SFM | 1043.3333 | 443.3333 | 600 |  |  | 900 |  |  |  | 0
51456 | 07/23/2020 | 6 |  |  | S5717852 | 6/18/2020 12:00:00 AM | Manufacturer#5 | Manufacturer#5 |  |  | 16.5 | 17 | 8.5 | 10.4 | Variable Speed Mini Split | AC-21561 | 2975.28 | 1775.28 | 3 | 400 | 1200 | 90305 | SFM | 991.76 | 591.76 | 400 |  |  | 1200 |  |  |  | 0
51456 | 07/23/2020 | 7 |  |  | S5722675 | 6/18/2020 12:00:00 AM | Manufacturer#5 | Manufacturer#5 |  |  | 21.5 | 22 | 14 | 10.5 | Variable Speed Mini Split | AC-21563 | 1301 | 701 | 1 | 600 | 600 | 93063 | SFM | 1301 | 701 | 600 |  |  | 600 |  |  |  | 0
51456 | 07/23/2020 | 8 |  |  | S5693982 | 6/19/2020 12:00:00 AM | Manufacturer#5 | Manufacturer#5 |  |  | 16.5 | 17 | 9 | 11.5 | Variable Speed Mini Split | AC-21561 | 3210 | 2010 | 3 | 400 | 1200 | 90720 | SFM | 1070 | 670 | 400 |  |  | 1200 |  |  |  | 0
51456 | 07/23/2020 | 9 |  |  | S5719505 | 6/19/2020 12:00:00 AM | Manufacturer#5 | Manufacturer#5 |  |  | 20.8 | 21 | 12.5 | 10.4 | Variable Speed Mini Split | AC-21563 | 1984 | 886 | 1.83 | 600 | 1098 | 92630 | SFM | 1084.153 | 484.153 | 600 |  |  | 1098 |  |  |  | 0
51456 | 07/23/2020 | 10 |  |  | S5722720 | 6/19/2020 12:00:00 AM | Manufacturer#5 | Manufacturer#5 |  |  | 19 | 19 | 11 | 10 | Variable Speed Mini Split | AC-21563 | 939.81 | 39.81 | 1.5 | 600 | 900 | 91724 | SFM | 626.54 | 26.54 | 600 |  |  | 900 |  |  |  | 0
51456 | 07/23/2020 | 11 |  |  | S5722809 | 6/19/2020 12:00:00 AM | Manufacturer#5 | Manufacturer#5 |  |  | 19 | 19 | 11 | 10 | Variable Speed Mini Split | AC-21563 | 939.81 | 39.81 | 1.5 | 600 | 900 | 91702 | SFM | 626.54 | 26.54 | 600 |  |  | 900 |  |  |  | 0
51456 | 07/23/2020 | 36 |  |  | S5749210 | 7/8/2020 12:00:00 AM | Manufacturer#5 | Manufacturer#5 |  |  | 17 | 17 | 9.5 | 9.5 | Variable Speed Mini Split | AC-21562 | 1190.14 | 190.14 | 2 | 500 | 1000 | 92841 | SFM | 595.07 | 95.07 | 500 |  |  | 1000 |  |  |  | 0
51456 | 07/23/2020 | 37 |  |  | S5744449 | 7/9/2020 12:00:00 AM | Manufacturer#5 | Manufacturer#5 |  |  | 19 | 19 | 11 | 10 | Variable Speed Mini Split | AC-21563 | 871 | -29 | 1.5 | 600 | 900 | 92869 | SFM | 580.6667 | -19.3333 | 600 |  |  | 900 |  |  |  | 0
51456 | 07/23/2020 | 38 |  |  | S5749316 | 7/9/2020 12:00:00 AM | Manufacturer#5 | Manufacturer#5 |  |  | 19 | 19 | 11 | 10 | Variable Speed Mini Split | AC-21563 | 871 | -29 | 1.5 | 600 | 900 | 91733 | SFM | 580.6667 | -19.3333 | 600 |  |  | 900 |  |  |  | 0
51456 | 07/23/2020 | 39 |  |  | S5749317 | 7/9/2020 12:00:00 AM | Manufacturer#5 | Manufacturer#5 |  |  | 19 | 19 | 11 | 10 | Variable Speed Mini Split | AC-21563 | 871 | -29 | 1.5 | 600 | 900 | 91706 | SFM | 580.6667 | -19.3333 | 600 |  |  | 900 |  |  |  | 0
51456 | 07/23/2020 | 40 |  |  | S5749341 | 7/9/2020 12:00:00 AM | Manufacturer#5 | Manufacturer#5 |  |  | 19 | 19 | 11 | 10 | Variable Speed Mini Split | AC-21563 | 871 | -29 | 1.5 | 600 | 900 | 91731 | SFM | 580.6667 | -19.3333 | 600 |  |  | 900 |  |  |  | 0
51456 | 07/23/2020 | 35 |  |  | S5747154 | 7/7/2020 12:00:00 AM | Manufacturer#5 | Manufacturer#5 |  |  | 17 | 17 | 9.5 | 9.5 | Variable Speed Mini Split | AC-21562 | 1103 | 103 | 2 | 500 | 1000 | 92399 | SFM | 551.5 | 51.5 | 500 |  |  | 1000 |  |  |  | 0
51457 | 07/03/2020 | 1 |  |  | O801377 | 7/3/2020 12:00:00 AM | Manufacturer#6 | Manufacturer#6 |  |  | 18 | 18 | 10 | 10.6 | Variable Speed Mini Split | AC-21563 | 1200 | 0 | 2 | 600 | 1200 | 93023 | SFM | 600 | 0 | 600 |  |  | 1200 |  |  |  | 0
51471 | 07/31/2020 | 1 |  |  | 74679725-00 | 7/24/2020 12:00:00 AM | Manufacturer#21 | Manufacturer#21 |  |  | 17 | 17 | 9.5 | 9.5 | Variable Speed Mini Split | AC-21562 | 1000 | 0 | 2 | 500 | 1000 | 92780 | SFM | 500 | 0 | 500 |  |  | 1000 |  |  |  | 0
51471 | 07/31/2020 | 2 |  |  | 74679751-00 | 7/24/2020 12:00:00 AM | Manufacturer#21 | Manufacturer#21 |  |  | 17 | 17 | 9.5 | 9.5 | Variable Speed Mini Split | AC-21562 | 948.69 | 0 | 2 | 500 | 1000 | 92626 | SFM | 474.345 | 0 | 474.345 |  |  | 1000 |  |  |  | 0
51471 | 07/31/2020 | 3 |  |  | 74680227-00 | 7/24/2020 12:00:00 AM | Manufacturer#21 | Manufacturer#21 |  |  | 19 | 19 | 10.5 | 9.5 | Variable Speed Mini Split | AC-21562 | 582.28 | 82.28 | 1 | 500 | 500 | 92584 | SFM | 582.28 | 82.28 | 500 |  |  | 500 |  |  |  | 0
51471 | 07/31/2020 | 4 |  |  | 74693026-00 | 7/24/2020 12:00:00 AM | Manufacturer#21 | Manufacturer#21 |  |  | 17 | 17 | 9.5 | 9.5 | Variable Speed Mini Split | AC-21562 | 1000 | 0 | 2 | 500 | 1000 | 92596 | SFM | 500 | 0 | 500 |  |  | 1000 |  |  |  | 0
51471 | 07/31/2020 | 5 |  |  | 74698208-00 | 7/24/2020 12:00:00 AM | Manufacturer#21 | Manufacturer#21 |  |  | 17 | 17 | 9.5 | 9.5 | Variable Speed Mini Split | AC-21562 | 948.69 | 0 | 2 | 500 | 1000 | 92584 | SFM | 474.345 | 0 | 474.345 |  |  | 1000 |  |  |  | 0
51471 | 07/31/2020 | 6 |  |  | 74704450-00 | 7/24/2020 12:00:00 AM | Manufacturer#21 | Manufacturer#21 |  |  | 19 | 19 | 11 | 10 | Variable Speed Mini Split | AC-21563 | 900 | 0 | 1.5 | 600 | 900 | 92804 | SFM | 600 | 0 | 600 |  |  | 900 |  |  |  | 0
51471 | 07/31/2020 | 7 |  |  | 74705747-00 | 7/24/2020 12:00:00 AM | Manufacturer#21 | Manufacturer#21 |  |  | 17 | 17 | 9.5 | 9.5 | Variable Speed Mini Split | AC-21562 | 843.28 | 0 | 2 | 500 | 1000 | 92571 | SFM | 421.64 | 0 | 421.64 |  |  | 1000 |  |  |  | 0
51472 | 08/04/2020 | 1 |  |  | S3156222.005 | 7/20/2020 12:00:00 AM | Manufacturer#12 | Manufacturer#12 |  |  | 21.1 | 22 | 0 | 9.7 | Variable Speed Mini Split | AC-21562 | 1944.08 | 1239.08 | 1.41 | 500 | 705 | 92503 | SFM | 1378.7801 | 878.7801 | 500 |  |  | 705 |  |  |  | 0
51472 | 08/04/2020 | 2 |  |  | S3156241.001 | 7/23/2020 12:00:00 AM | Manufacturer#12 | Manufacturer#12 |  |  | 18 | 18 | 10.5 | 10 | Variable Speed Mini Split | AC-21563 | 2115.5 | 315.5 | 3 | 600 | 1800 | 92647 | SFM | 705.1667 | 105.1667 | 600 |  |  | 1800 |  |  |  | 0
51472 | 08/04/2020 | 3 |  |  | S3173652.001 | 7/21/2020 12:00:00 AM | Manufacturer#6 | Manufacturer#6 |  |  | 18 | 18 | 10 | 10.6 | Variable Speed Mini Split | AC-21563 | 1506.02 | 306.02 | 2 | 600 | 1200 | 92211 | SFM | 753.01 | 153.01 | 600 |  |  | 1200 |  |  |  | 0
51472 | 08/04/2020 | 4 |  |  | S3177205.002 | 7/23/2020 12:00:00 AM | Manufacturer#12 | Manufacturer#12 |  |  | 18 | 18 | 10.5 | 10 | Variable Speed Mini Split | AC-21563 | 2251 | 451 | 3 | 600 | 1800 | 91789 | SFM | 750.3333 | 150.3333 | 600 |  |  | 1800 |  |  |  | 0
51472 | 08/04/2020 | 5 |  |  | S3177205.002 | 7/23/2020 12:00:00 AM | Manufacturer#6 | Manufacturer#6 |  |  | 18 | 18 | 10 | 10.6 | Variable Speed Mini Split | AC-21563 | 1651 | 451 | 2 | 600 | 1200 | 91789 | SFM | 825.5 | 225.5 | 600 |  |  | 1200 |  |  |  | 0
51472 | 08/04/2020 | 6 |  |  | S3178429.002 | 7/16/2020 12:00:00 AM | Manufacturer#12 | Manufacturer#12 |  |  | 18 | 18 | 10.5 | 10 | Variable Speed Mini Split | AC-21563 | 2136.13 | 336.13 | 3 | 600 | 1800 | 92586 | SFM | 712.0433 | 112.0433 | 600 |  |  | 1800 |  |  |  | 0
51472 | 08/04/2020 | 7 |  |  | S3178593.001 | 7/17/2020 12:00:00 AM | Manufacturer#12 | Manufacturer#12 |  |  | 18 | 18 | 10.5 | 10 | Variable Speed Mini Split | AC-21563 | 1979 | 179 | 3 | 600 | 1800 | 90606 | SFM | 659.6667 | 59.6667 | 600 |  |  | 1800 |  |  |  | 0
51472 | 08/04/2020 | 8 |  |  | S3181026.001 | 7/20/2020 12:00:00 AM | Manufacturer#12 | Manufacturer#12 |  |  | 17.3 | 18 | 10 | 10.3 | Variable Speed Mini Split | AC-21562 | 1010.86 | 510.86 | 1 | 500 | 500 | 92860 | SFM | 1010.86 | 510.86 | 500 |  |  | 500 |  |  |  | 0
51472 | 08/04/2020 | 9 |  |  | S3184485.001 | 7/22/2020 12:00:00 AM | Manufacturer#12 | Manufacturer#12 |  |  | 20.4 | 21 | 12.5 | 11 | Variable Speed Mini Split | AC-21563 | 910.36 | 310.36 | 1 | 600 | 600 | 90723 | SFM | 910.36 | 310.36 | 600 |  |  | 600 |  |  |  | 0
51472 | 08/04/2020 | 10 |  |  | S3187372.002 | 7/16/2020 12:00:00 AM | Manufacturer#12 | Manufacturer#12 |  |  | 21 | 21 | 12.5 | 12 | Variable Speed Mini Split | AC-21563 | 4476.44 | 3276.44 | 2 | 600 | 1200 | 92595 | SFM | 2238.22 | 1638.22 | 600 |  |  | 1200 |  |  |  | 0
51472 | 08/04/2020 | 11 |  |  | S3187686.002 | 7/16/2020 12:00:00 AM | Manufacturer#6 | Manufacturer#6 |  |  | 18 | 18 | 10 | 10.6 | Variable Speed Mini Split | AC-21563 | 1606.33 | 406.33 | 2 | 600 | 1200 | 90720 | SFM | 803.165 | 203.165 | 600 |  |  | 1200 |  |  |  | 0
51472 | 08/04/2020 | 12 |  |  | S3187729.001 | 7/18/2020 12:00:00 AM | Manufacturer#6 | Manufacturer#6 |  |  | 16 | 16 | 10 | 9 | Variable Speed Mini Split | AC-21561 | 1669 | 1269 | 1 | 400 | 400 | 92683 | SFM | 1669 | 1269 | 400 |  |  | 400 |  |  |  | 0
51472 | 08/04/2020 | 13 |  |  | S3187729.001 | 7/18/2020 12:00:00 AM | Manufacturer#6 | Manufacturer#6 |  |  | 16 | 16 | 10 | 9 | Variable Speed Mini Split | AC-21561 | 1669 | 1269 | 1 | 400 | 400 | 92683 | SFM | 1669 | 1269 | 400 |  |  | 400 |  |  |  | 0
51472 | 08/04/2020 | 14 |  |  | S3187729.001 | 7/18/2020 12:00:00 AM | Manufacturer#6 | Manufacturer#6 |  |  | 16 | 16 | 10 | 9 | Variable Speed Mini Split | AC-21561 | 1669 | 1269 | 1 | 400 | 400 | 92683 | SFM | 1669 | 1269 | 400 |  |  | 400 |  |  |  | 0
51472 | 08/04/2020 | 15 |  |  | S3188536.001 | 7/16/2020 12:00:00 AM | Manufacturer#6 | Manufacturer#6 |  |  | 19 | 19 | 12.5 | 10.6 | Variable Speed Mini Split | AC-21563 | 1652.12 | 752.12 | 1.5 | 600 | 900 | 92260 | SFM | 1101.4133 | 501.4133 | 600 |  |  | 900 |  |  |  | 0
51472 | 08/04/2020 | 16 |  |  | S3188550.002 | 7/16/2020 12:00:00 AM | Manufacturer#6 | Manufacturer#6 |  |  | 16 | 16 | 10.9 | 9 | Variable Speed Mini Split | AC-21561 | 1366.33 | 1066.33 | 0.75 | 400 | 300 | 92844 | SFM | 1821.7733 | 1421.7733 | 400 |  |  | 300 |  |  |  | 0
51472 | 08/04/2020 | 17 |  |  | S3188550.002 | 7/16/2020 12:00:00 AM | Manufacturer#6 | Manufacturer#6 |  |  | 16 | 16 | 10.9 | 9 | Variable Speed Mini Split | AC-21561 | 1366.33 | 1066.33 | 0.75 | 400 | 300 | 92844 | SFM | 1821.7733 | 1421.7733 | 400 |  |  | 300 |  |  |  | 0
51472 | 08/04/2020 | 18 |  |  | S3188605.002 | 7/20/2020 12:00:00 AM | Manufacturer#12 | Manufacturer#12 |  |  | 20.5 | 21 | 11 | 10.2 | Variable Speed Mini Split | AC-21563 | 5755.03 | 3355.03 | 4 | 600 | 2400 | 91752 | SFM | 1438.7575 | 838.7575 | 600 |  |  | 2400 |  |  |  | 0
51472 | 08/04/2020 | 19 |  |  | S3188605.002 | 7/20/2020 12:00:00 AM | Manufacturer#12 | Manufacturer#12 |  |  | 20.5 | 21 | 11 | 10.2 | Variable Speed Mini Split | AC-21563 | 5755.03 | 3355.03 | 4 | 600 | 2400 | 91752 | SFM | 1438.7575 | 838.7575 | 600 |  |  | 2400 |  |  |  | 0
51472 | 08/04/2020 | 20 |  |  | S3188648.001 | 7/17/2020 12:00:00 AM | Manufacturer#6 | Manufacturer#6 |  |  | 16 | 16 | 10 | 9 | Variable Speed Mini Split | AC-21561 | 1120.62 | 720.62 | 1 | 400 | 400 | 92879 | SFM | 1120.62 | 720.62 | 400 |  |  | 400 |  |  |  | 0
51472 | 08/04/2020 | 21 |  |  | S3188673.001 | 7/20/2020 12:00:00 AM | Manufacturer#12 | Manufacturer#12 |  |  | 16.9 | 17 | 9.7 | 9.6 | Variable Speed Mini Split | AC-21561 | 1513.69 | 713.69 | 2 | 400 | 800 | 92587 | SFM | 756.845 | 356.845 | 400 |  |  | 800 |  |  |  | 0
51472 | 08/04/2020 | 22 |  |  | S3188679.001 | 7/16/2020 12:00:00 AM | Manufacturer#6 | Manufacturer#6 |  |  | 29.4 | 30 | 15.2 | 14 | Variable Speed Mini Split | AC-21563 | 1623.51 | 1023.51 | 1 | 600 | 600 | 92285 | SFM | 1623.51 | 1023.51 | 600 |  |  | 600 |  |  |  | 0
51472 | 08/04/2020 | 23 |  |  | S3188941.001 | 7/16/2020 12:00:00 AM | Manufacturer#6 | Manufacturer#6 |  |  | 16 | 16 | 10.9 | 9 | Variable Speed Mini Split | AC-21561 | 1125.88 | 825.88 | 0.75 | 400 | 300 | 92708 | SFM | 1501.1733 | 1101.1733 | 400 |  |  | 300 |  |  |  | 0
51472 | 08/04/2020 | 24 |  |  | S3188941.001 | 7/16/2020 12:00:00 AM | Manufacturer#6 | Manufacturer#6 |  |  | 16 | 16 | 10 | 9 | Variable Speed Mini Split | AC-21561 | 1225.88 | 825.88 | 1 | 400 | 400 | 92708 | SFM | 1225.88 | 825.88 | 400 |  |  | 400 |  |  |  | 0
51472 | 08/04/2020 | 25 |  |  | S3188945.001 | 7/16/2020 12:00:00 AM | Manufacturer#6 | Manufacturer#6 |  |  | 16 | 16 | 10 | 9 | Variable Speed Mini Split | AC-21561 | 796.52 | 396.52 | 1 | 400 | 400 | 92683 | SFM | 796.52 | 396.52 | 400 |  |  | 400 |  |  |  | 0
51473 | 08/04/2020 | 1 |  |  | S3188952.001 | 7/16/2020 12:00:00 AM | Manufacturer#6 | Manufacturer#6 |  |  | 16 | 16 | 10 | 9 | Variable Speed Mini Split | AC-21561 | 1589.56 | 1189.56 | 1 | 400 | 400 | 92683 | SFM | 1589.56 | 1189.56 | 400 |  |  | 400 |  |  |  | 0
51473 | 08/04/2020 | 2 |  |  | S3188952.001 | 7/16/2020 12:00:00 AM | Manufacturer#6 | Manufacturer#6 |  |  | 16 | 16 | 10 | 9 | Variable Speed Mini Split | AC-21561 | 1589.56 | 1189.56 | 1 | 400 | 400 | 92683 | SFM | 1589.56 | 1189.56 | 400 |  |  | 400 |  |  |  | 0
51473 | 08/04/2020 | 3 |  |  | S3188952.001 | 7/16/2020 12:00:00 AM | Manufacturer#6 | Manufacturer#6 |  |  | 16 | 16 | 10 | 9 | Variable Speed Mini Split | AC-21561 | 1589.56 | 1189.56 | 1 | 400 | 400 | 92683 | SFM | 1589.56 | 1189.56 | 400 |  |  | 400 |  |  |  | 0
51473 | 08/04/2020 | 4 |  |  | S3188958.001 | 7/16/2020 12:00:00 AM | Manufacturer#6 | Manufacturer#6 |  |  | 16 | 16 | 10 | 9 | Variable Speed Mini Split | AC-21561 | 796.52 | 396.52 | 1 | 400 | 400 | 92840 | SFM | 796.52 | 396.52 | 400 |  |  | 400 |  |  |  | 0
51473 | 08/04/2020 | 5 |  |  | S3188987.002 | 7/18/2020 12:00:00 AM | Manufacturer#6 | Manufacturer#6 |  |  | 16 | 16 | 10.9 | 9 | Variable Speed Mini Split | AC-21561 | 1411.69 | 1111.69 | 0.75 | 400 | 300 | 92804 | SFM | 1882.2533 | 1482.2533 | 400 |  |  | 300 |  |  |  | 0
51473 | 08/04/2020 | 6 |  |  | S3188987.002 | 7/18/2020 12:00:00 AM | Manufacturer#6 | Manufacturer#6 |  |  | 16 | 16 | 10.9 | 9 | Variable Speed Mini Split | AC-21561 | 1411.69 | 1111.69 | 0.75 | 400 | 300 | 92804 | SFM | 1882.2533 | 1482.2533 | 400 |  |  | 300 |  |  |  | 0
51473 | 08/04/2020 | 7 |  |  | S3188987.002 | 7/18/2020 12:00:00 AM | Manufacturer#6 | Manufacturer#6 |  |  | 16 | 16 | 10 | 9 | Variable Speed Mini Split | AC-21561 | 1511.69 | 1111.69 | 1 | 400 | 400 | 92804 | SFM | 1511.69 | 1111.69 | 400 |  |  | 400 |  |  |  | 0
51473 | 08/04/2020 | 8 |  |  | S3188987.002 | 7/18/2020 12:00:00 AM | Manufacturer#6 | Manufacturer#6 |  |  | 18 | 18 | 10 | 10.6 | Variable Speed Mini Split | AC-21563 | 2311.69 | 1111.69 | 2 | 600 | 1200 | 92804 | SFM | 1155.845 | 555.845 | 600 |  |  | 1200 |  |  |  | 0
51473 | 08/04/2020 | 9 |  |  | S3189075.001 | 7/20/2020 12:00:00 AM | Manufacturer#6 | Manufacturer#6 |  |  | 21.9 | 22 | 12.8 | 12.2 | Variable Speed Mini Split | AC-21563 | 1603.75 | 1003.75 | 1 | 600 | 600 | 90008 | SFM | 1603.75 | 1003.75 | 600 |  |  | 600 |  |  |  | 0
51473 | 08/04/2020 | 10 |  |  | S3189277.001 | 7/21/2020 12:00:00 AM | Manufacturer#6 | Manufacturer#6 |  |  | 19.7 | 20 | 10.5 | 10.3 | Variable Speed Mini Split | AC-21563 | 5341.2 | 3091.2 | 3.75 | 600 | 2250 | 92277 | SFM | 1424.32 | 824.32 | 600 |  |  | 2250 |  |  |  | 0
51473 | 08/04/2020 | 11 |  |  | S3189428.001 | 7/17/2020 12:00:00 AM | Manufacturer#12 | Manufacturer#12 |  |  | 17.6 | 18 | 11.2 | 10 | Variable Speed Mini Split | AC-21562 | 944.1 | 569.1 | 0.75 | 500 | 375 | 90680 | SFM | 1258.8 | 758.8 | 500 |  |  | 375 |  |  |  | 0
51473 | 08/04/2020 | 12 |  |  | S3189428.001 | 7/17/2020 12:00:00 AM | Manufacturer#12 | Manufacturer#12 |  |  | 17.6 | 18 | 11.2 | 10 | Variable Speed Mini Split | AC-21562 | 944.1 | 569.1 | 0.75 | 500 | 375 | 90680 | SFM | 1258.8 | 758.8 | 500 |  |  | 375 |  |  |  | 0
51473 | 08/04/2020 | 13 |  |  | S3189456.001 | 7/17/2020 12:00:00 AM | Manufacturer#12 | Manufacturer#12 |  |  | 18 | 18 | 10.5 | 10 | Variable Speed Mini Split | AC-21563 | 2191.21 | 391.21 | 3 | 600 | 1800 | 92587 | SFM | 730.4033 | 130.4033 | 600 |  |  | 1800 |  |  |  | 0
51473 | 08/04/2020 | 14 |  |  | S3189715.001 | 7/22/2020 12:00:00 AM | Manufacturer#6 | Manufacturer#6 |  |  | 19 | 19 | 12.5 | 10.6 | Variable Speed Mini Split | AC-21563 | 1469.77 | 569.77 | 1.5 | 600 | 900 | 92225 | SFM | 979.8467 | 379.8467 | 600 |  |  | 900 |  |  |  | 0
51473 | 08/04/2020 | 15 |  |  | S3189869.001 | 7/18/2020 12:00:00 AM | Manufacturer#12 | Manufacturer#12 |  |  | 18 | 18 | 10.5 | 10 | Variable Speed Mini Split | AC-21563 | 2874 | 1074 | 3 | 600 | 1800 | 92551 | SFM | 958 | 358 | 600 |  |  | 1800 |  |  |  | 0
51473 | 08/04/2020 | 16 |  |  | S3189869.001 | 7/18/2020 12:00:00 AM | Manufacturer#12 | Manufacturer#12 |  |  | 18 | 18 | 10.5 | 10 | Variable Speed Mini Split | AC-21563 | 2874 | 1074 | 3 | 600 | 1800 | 92571 | SFM | 958 | 358 | 600 |  |  | 1800 |  |  |  | 0
51473 | 08/04/2020 | 17 |  |  | S3189869.001 | 7/18/2020 12:00:00 AM | Manufacturer#12 | Manufacturer#12 |  |  | 18 | 18 | 10.5 | 10 | Variable Speed Mini Split | AC-21563 | 2874 | 1074 | 3 | 600 | 1800 | 92571 | SFM | 958 | 358 | 600 |  |  | 1800 |  |  |  | 0
51473 | 08/04/2020 | 18 |  |  | S3189869.001 | 7/18/2020 12:00:00 AM | Manufacturer#12 | Manufacturer#12 |  |  | 18 | 18 | 10.5 | 10 | Variable Speed Mini Split | AC-21563 | 2874 | 1074 | 3 | 600 | 1800 | 92570 | SFM | 958 | 358 | 600 |  |  | 1800 |  |  |  | 0
51473 | 08/04/2020 | 19 |  |  | S3189869.001 | 7/18/2020 12:00:00 AM | Manufacturer#12 | Manufacturer#12 |  |  | 18 | 18 | 10.5 | 10 | Variable Speed Mini Split | AC-21563 | 2874 | 1074 | 3 | 600 | 1800 | 92584 | SFM | 958 | 358 | 600 |  |  | 1800 |  |  |  | 0
51473 | 08/04/2020 | 20 |  |  | S3189869.001 | 7/18/2020 12:00:00 AM | Manufacturer#12 | Manufacturer#12 |  |  | 18 | 18 | 10.5 | 10 | Variable Speed Mini Split | AC-21563 | 2874 | 1074 | 3 | 600 | 1800 | 92571 | SFM | 958 | 358 | 600 |  |  | 1800 |  |  |  | 0
51473 | 08/04/2020 | 21 |  |  | S3189910.001 | 7/17/2020 12:00:00 AM | Manufacturer#12 | Manufacturer#12 |  |  | 18 | 18 | 10.5 | 10 | Variable Speed Mini Split | AC-21563 | 2129.14 | 329.14 | 3 | 600 | 1800 | 92505 | SFM | 709.7133 | 109.7133 | 600 |  |  | 1800 |  |  |  | 0
51473 | 08/04/2020 | 22 |  |  | S3190162.001 | 7/17/2020 12:00:00 AM | Manufacturer#13 | Manufacturer#13 |  |  | 18 | 18 | 12.5 | 9 | Variable Speed Mini Split | AC-21561 | 1741.18 | 1037.18 | 1.76 | 400 | 704 | 92563 | SFM | 989.3068 | 589.3068 | 400 |  |  | 704 |  |  |  | 0
51473 | 08/04/2020 | 23 |  |  | S3190267.002 | 7/18/2020 12:00:00 AM | Manufacturer#6 | Manufacturer#6 |  |  | 16 | 16 | 10 | 9 | Variable Speed Mini Split | AC-21561 | 1669 | 1269 | 1 | 400 | 400 | 92802 | SFM | 1669 | 1269 | 400 |  |  | 400 |  |  |  | 0
51473 | 08/04/2020 | 24 |  |  | S3190267.002 | 7/18/2020 12:00:00 AM | Manufacturer#6 | Manufacturer#6 |  |  | 16 | 16 | 10 | 9 | Variable Speed Mini Split | AC-21561 | 1669 | 1269 | 1 | 400 | 400 | 92802 | SFM | 1669 | 1269 | 400 |  |  | 400 |  |  |  | 0
51473 | 08/04/2020 | 25 |  |  | S3190267.002 | 7/18/2020 12:00:00 AM | Manufacturer#6 | Manufacturer#6 |  |  | 16 | 16 | 10 | 9 | Variable Speed Mini Split | AC-21561 | 1669 | 1269 | 1 | 400 | 400 | 92802 | SFM | 1669 | 1269 | 400 |  |  | 400 |  |  |  | 0
51474 | 07/17/2020 | 1 |  |  | P123412 | 6/17/2020 12:00:00 AM | Manufacturer#6 | Manufacturer#6 |  |  | 17 | 17 | 12.3 | 9.15 | Variable Speed Mini Split | AC-21561 | 1253 | 653 | 1.5 | 400 | 600 | 92626 | SFM | 835.3333 | 435.3333 | 400 |  |  | 600 |  |  |  | 0
51474 | 07/17/2020 | 2 |  |  | P123491 | 6/19/2020 12:00:00 AM | Manufacturer#6 | Manufacturer#6 |  |  | 18 | 18 | 10 | 10.6 | Variable Speed Mini Split | AC-21563 | 1472 | 272 | 2 | 600 | 1200 | 92683 | SFM | 736 | 136 | 600 |  |  | 1200 |  |  |  | 0
51474 | 07/17/2020 | 3 |  |  | P123508 | 6/19/2020 12:00:00 AM | Manufacturer#6 | Manufacturer#6 |  |  | 18 | 18 | 10 | 10.6 | Variable Speed Mini Split | AC-21563 | 1444 | 244 | 2 | 600 | 1200 | 92705 | SFM | 722 | 122 | 600 |  |  | 1200 |  |  |  | 0
51474 | 07/17/2020 | 4 |  |  | P123510 | 6/19/2020 12:00:00 AM | Manufacturer#6 | Manufacturer#6 |  |  | 18 | 18 | 10 | 10.6 | Variable Speed Mini Split | AC-21563 | 1444 | 244 | 2 | 600 | 1200 | 92833 | SFM | 722 | 122 | 600 |  |  | 1200 |  |  |  | 0
51474 | 07/17/2020 | 5 |  |  | P123514 | 6/22/2020 12:00:00 AM | Manufacturer#6 | Manufacturer#6 |  |  | 18 | 18 | 10 | 10.6 | Variable Speed Mini Split | AC-21563 | 1444 | 244 | 2 | 600 | 1200 | 92683 | SFM | 722 | 122 | 600 |  |  | 1200 |  |  |  | 0
51474 | 07/17/2020 | 6 |  |  | P322177 | 6/23/2020 12:00:00 AM | Manufacturer#6 | Manufacturer#6 |  |  | 16 | 16 | 10 | 9 | Variable Speed Mini Split | AC-21561 | 823 | 423 | 1 | 400 | 400 | 90740 | SFM | 823 | 423 | 400 |  |  | 400 |  |  |  | 0
51474 | 07/17/2020 | 7 |  |  | P123512 | 6/25/2020 12:00:00 AM | Manufacturer#6 | Manufacturer#6 |  |  | 18 | 18 | 10 | 10.6 | Variable Speed Mini Split | AC-21563 | 1444 | 244 | 2 | 600 | 1200 | 92626 | SFM | 722 | 122 | 600 |  |  | 1200 |  |  |  | 0
51474 | 07/17/2020 | 8 |  |  | P123715 | 6/29/2020 12:00:00 AM | Manufacturer#6 | Manufacturer#6 |  |  | 18 | 18 | 10 | 10.6 | Variable Speed Mini Split | AC-21563 | 1444 | 244 | 2 | 600 | 1200 | 92683 | SFM | 722 | 122 | 600 |  |  | 1200 |  |  |  | 0
51474 | 07/17/2020 | 9 |  |  | P123715 | 6/29/2020 12:00:00 AM | Manufacturer#6 | Manufacturer#6 |  |  | 16 | 16 | 10 | 9 | Variable Speed Mini Split | AC-21561 | 752 | 352 | 1 | 400 | 400 | 92684 | SFM | 752 | 352 | 400 |  |  | 400 |  |  |  | 0
51474 | 07/17/2020 | 10 |  |  | 2055908 | 6/26/2020 12:00:00 AM | Manufacturer#6 | Manufacturer#6 |  |  | 23 | 23 | 12.5 | 12.5 | Variable Speed Mini Split | AC-21563 | 1201 | 601 | 1 | 600 | 600 | 92660 | SFM | 1201 | 601 | 600 |  |  | 600 |  |  |  | 0
51475 | 08/04/2020 | 9 |  |  | S3190760.001 | 7/20/2020 12:00:00 AM | Manufacturer#12 | Manufacturer#12 |  |  | 20.4 | 21 | 11.5 | 10.8 | Variable Speed Mini Split | AC-21563 | 2533.87 | 1183.87 | 2.25 | 600 | 1350 | 92570 | SFM | 1126.1644 | 526.1644 | 600 |  |  | 1350 |  |  |  | 0
51475 | 08/04/2020 | 10 |  |  | S3190760.001 | 7/20/2020 12:00:00 AM | Manufacturer#12 | Manufacturer#12 |  |  | 20.4 | 21 | 11.5 | 10.8 | Variable Speed Mini Split | AC-21563 | 2533.87 | 1183.87 | 2.25 | 600 | 1350 | 92570 | SFM | 1126.1644 | 526.1644 | 600 |  |  | 1350 |  |  |  | 0
51475 | 08/04/2020 | 11 |  |  | S3190767.002 | 7/22/2020 12:00:00 AM | Manufacturer#6 | Manufacturer#6 |  |  | 18 | 18 | 10 | 10.6 | Variable Speed Mini Split | AC-21563 | 1472 | 272 | 2 | 600 | 1200 | 92284 | SFM | 736 | 136 | 600 |  |  | 1200 |  |  |  | 0
51475 | 08/04/2020 | 12 |  |  | S3190950.001 | 7/18/2020 12:00:00 AM | Manufacturer#6 | Manufacturer#6 |  |  | 16 | 16 | 10 | 9 | Variable Speed Mini Split | AC-21561 | 2092 | 1692 | 1 | 400 | 400 | 92706 | SFM | 2092 | 1692 | 400 |  |  | 400 |  |  |  | 0
51475 | 08/04/2020 | 13 |  |  | S3190950.001 | 7/18/2020 12:00:00 AM | Manufacturer#6 | Manufacturer#6 |  |  | 16 | 16 | 10 | 9 | Variable Speed Mini Split | AC-21561 | 2092 | 1692 | 1 | 400 | 400 | 92706 | SFM | 2092 | 1692 | 400 |  |  | 400 |  |  |  | 0
51475 | 08/04/2020 | 14 |  |  | S3190950.001 | 7/18/2020 12:00:00 AM | Manufacturer#6 | Manufacturer#6 |  |  | 16 | 16 | 10 | 9 | Variable Speed Mini Split | AC-21561 | 2092 | 1692 | 1 | 400 | 400 | 92706 | SFM | 2092 | 1692 | 400 |  |  | 400 |  |  |  | 0
51475 | 08/04/2020 | 15 |  |  | S3190950.001 | 7/18/2020 12:00:00 AM | Manufacturer#6 | Manufacturer#6 |  |  | 16 | 16 | 10 | 9 | Variable Speed Mini Split | AC-21561 | 2092 | 1692 | 1 | 400 | 400 | 92706 | SFM | 2092 | 1692 | 400 |  |  | 400 |  |  |  | 0
51475 | 08/04/2020 | 16 |  |  | S3190956.002 | 7/17/2020 12:00:00 AM | Manufacturer#6 | Manufacturer#6 |  |  | 16 | 16 | 10 | 9 | Variable Speed Mini Split | AC-21561 | 1285 | 885 | 1 | 400 | 400 | 92869 | SFM | 1285 | 885 | 400 |  |  | 400 |  |  |  | 0
51475 | 08/04/2020 | 17 |  |  | S3190956.002 | 7/17/2020 12:00:00 AM | Manufacturer#6 | Manufacturer#6 |  |  | 19 | 19 | 12.5 | 10.6 | Variable Speed Mini Split | AC-21563 | 1785 | 885 | 1.5 | 600 | 900 | 92869 | SFM | 1190 | 590 | 600 |  |  | 900 |  |  |  | 0
51475 | 08/04/2020 | 18 |  |  | S3190983.001 | 7/17/2020 12:00:00 AM | Manufacturer#6 | Manufacturer#6 |  |  | 16 | 16 | 10 | 9 | Variable Speed Mini Split | AC-21561 | 1172.4 | 772.4 | 1 | 400 | 400 | 92843 | SFM | 1172.4 | 772.4 | 400 |  |  | 400 |  |  |  | 0
51475 | 08/04/2020 | 19 |  |  | S3190983.001 | 7/17/2020 12:00:00 AM | Manufacturer#6 | Manufacturer#6 |  |  | 19 | 19 | 12.5 | 10.6 | Variable Speed Mini Split | AC-21563 | 1672.4 | 772.4 | 1.5 | 600 | 900 | 92843 | SFM | 1114.9333 | 514.9333 | 600 |  |  | 900 |  |  |  | 0
51475 | 08/04/2020 | 1 |  |  | S3190585.005 | 7/17/2020 12:00:00 AM | Manufacturer#6 | Manufacturer#6 |  |  | 16 | 16 | 10 | 9 | Variable Speed Mini Split | AC-21561 | 1162 | 762 | 1 | 400 | 400 | 92832 | SFM | 1162 | 762 | 400 |  |  | 400 |  |  |  | 0
51475 | 08/04/2020 | 2 |  |  | S3190585.005 | 7/17/2020 12:00:00 AM | Manufacturer#6 | Manufacturer#6 |  |  | 18 | 18 | 10 | 10.6 | Variable Speed Mini Split | AC-21563 | 1962 | 762 | 2 | 600 | 1200 | 92832 | SFM | 981 | 381 | 600 |  |  | 1200 |  |  |  | 0
51475 | 08/04/2020 | 3 |  |  | S3190672.001 | 7/17/2020 12:00:00 AM | Manufacturer#12 | Manufacturer#12 |  |  | 17.3 | 18 | 10 | 10.3 | Variable Speed Mini Split | AC-21562 | 1018.72 | 518.72 | 1 | 500 | 500 | 92596 | SFM | 1018.72 | 518.72 | 500 |  |  | 500 |  |  |  | 0
51475 | 08/04/2020 | 4 |  |  | S3190691.001 | 7/16/2020 12:00:00 AM | Manufacturer#6 | Manufacturer#6 |  |  | 18 | 18 | 10 | 9.4 | Variable Speed Mini Split | AC-21562 | 3726.99 | 2261.99 | 2.93 | 500 | 1465 | 90808 | SFM | 1272.0102 | 772.0102 | 500 |  |  | 1465 |  |  |  | 0
51475 | 08/04/2020 | 5 |  |  | S3190736.003 | 7/17/2020 12:00:00 AM | Manufacturer#6 | Manufacturer#6 |  |  | 16 | 16 | 10 | 9 | Variable Speed Mini Split | AC-21561 | 1790 | 1390 | 1 | 400 | 400 | 92840 | SFM | 1790 | 1390 | 400 |  |  | 400 |  |  |  | 0
51475 | 08/04/2020 | 6 |  |  | S3190736.003 | 7/17/2020 12:00:00 AM | Manufacturer#6 | Manufacturer#6 |  |  | 16 | 16 | 10 | 9 | Variable Speed Mini Split | AC-21561 | 1790 | 1390 | 1 | 400 | 400 | 92840 | SFM | 1790 | 1390 | 400 |  |  | 400 |  |  |  | 0
51475 | 08/04/2020 | 7 |  |  | S3190736.003 | 7/17/2020 12:00:00 AM | Manufacturer#6 | Manufacturer#6 |  |  | 18 | 18 | 10 | 10.6 | Variable Speed Mini Split | AC-21563 | 2590 | 1390 | 2 | 600 | 1200 | 92840 | SFM | 1295 | 695 | 600 |  |  | 1200 |  |  |  | 0
51475 | 08/04/2020 | 8 |  |  | S3190736.003 | 7/17/2020 12:00:00 AM | Manufacturer#6 | Manufacturer#6 |  |  | 18 | 18 | 10 | 10.6 | Variable Speed Mini Split | AC-21563 | 2590 | 1390 | 2 | 600 | 1200 | 92840 | SFM | 1295 | 695 | 600 |  |  | 1200 |  |  |  | 0
51475 | 08/04/2020 | 20 |  |  | S3191069.001 | 7/17/2020 12:00:00 AM | Manufacturer#12 | Manufacturer#12 |  |  | 20.4 | 21 | 11.5 | 10.8 | Variable Speed Mini Split | AC-21563 | 2020.75 | 670.75 | 2.25 | 600 | 1350 | 92805 | SFM | 898.1111 | 298.1111 | 600 |  |  | 1350 |  |  |  | 0
51475 | 08/04/2020 | 21 |  |  | S3191108.002 | 7/21/2020 12:00:00 AM | Manufacturer#12 | Manufacturer#12 |  |  | 18 | 18 | 10.5 | 10 | Variable Speed Mini Split | AC-21563 | 2021.99 | 221.99 | 3 | 600 | 1800 | 92240 | SFM | 673.9967 | 73.9967 | 600 |  |  | 1800 |  |  |  | 0
51475 | 08/04/2020 | 22 |  |  | S3191149.002 | 7/23/2020 12:00:00 AM | Manufacturer#6 | Manufacturer#6 |  |  | 18 | 18 | 10 | 9.4 | Variable Speed Mini Split | AC-21562 | 3731 | 2266 | 2.93 | 500 | 1465 | 92683 | SFM | 1273.3788 | 773.3788 | 500 |  |  | 1465 |  |  |  | 0
51475 | 08/04/2020 | 23 |  |  | S3191154.001 | 7/23/2020 12:00:00 AM | Manufacturer#6 | Manufacturer#6 |  |  | 18 | 18 | 10 | 9.4 | Variable Speed Mini Split | AC-21562 | 3813 | 2348 | 2.93 | 500 | 1465 | 92683 | SFM | 1301.3652 | 801.3652 | 500 |  |  | 1465 |  |  |  | 0
51475 | 08/04/2020 | 24 |  |  | S3191155.001 | 7/21/2020 12:00:00 AM | Manufacturer#6 | Manufacturer#6 |  |  | 18 | 18 | 12.5 | 9.5 | Variable Speed Mini Split | AC-21562 | 4757 | 3842 | 1.83 | 500 | 915 | 92683 | SFM | 2599.4536 | 2099.4536 | 500 |  |  | 915 |  |  |  | 0
51475 | 08/04/2020 | 25 |  |  | S3191155.001 | 7/21/2020 12:00:00 AM | Manufacturer#6 | Manufacturer#6 |  |  | 18 | 18 | 12.5 | 9.5 | Variable Speed Mini Split | AC-21562 | 4757 | 3842 | 1.83 | 500 | 915 | 92683 | SFM | 2599.4536 | 2099.4536 | 500 |  |  | 915 |  |  |  | 0
51488 | 07/13/2020 | 1 |  |  | O833357 | 7/13/2020 12:00:00 AM | Manufacturer#6 | Manufacturer#6 |  |  | 19.7 | 20 | 10.5 | 10.3 | Variable Speed Mini Split | AC-21563 | 2460 | 210 | 3.5 | 600 | 2100 | 93105 | SFM | 702.8571 | 60 | 642.8571 |  |  | 2100 |  |  |  | 0
51488 | 07/13/2020 | 2 |  |  | O828291 | 7/10/2020 12:00:00 AM | Manufacturer#6 | Manufacturer#6 |  |  | 19 | 19 | 12.5 | 10.6 | Variable Speed Mini Split | AC-21563 | 900 | 0 | 1.5 | 600 | 900 | 93035 | SFM | 600 | 0 | 600 |  |  | 900 |  |  |  | 0
51488 | 07/13/2020 | 3 |  |  | O833212 | 7/13/2020 12:00:00 AM | Manufacturer#6 | Manufacturer#6 |  |  | 18 | 18 | 12.5 | 9.5 | Variable Speed Mini Split | AC-21562 | 1338 | 338 | 2 | 500 | 1000 | 93001 | SFM | 669 | 169 | 500 |  |  | 1000 |  |  |  | 0
51489 | 08/05/2020 | 1 |  |  | 3139361 | 6/30/2020 12:00:00 AM | Manufacturer#8 | Manufacturer#8 |  |  | 19 | 19 | 12.5 | 9 | Heat Pump | AC-21518 | 4400 | 3014 | 4.62 | 300 | 1386 | 92630 | SFM | 952.381 | 652.381 | 300 |  |  | 1386 |  |  |  | 0
51489 | 08/05/2020 | 2 |  |  | CY259243 | 6/30/2020 12:00:00 AM | Manufacturer#8 | Manufacturer#8 |  |  | 19 | 19 | 12.2 | 9 | Heat Pump | AC-21518 | 4161 | 2775 | 4.62 | 300 | 1386 | 92264 | SFM | 900.6494 | 600.6494 | 300 |  |  | 1386 |  |  |  | 0
51489 | 08/05/2020 | 3 |  |  | CD257863 | 6/30/2020 12:00:00 AM | Manufacturer#8 | Manufacturer#8 |  |  | 18 | 18 | 11.5 | 9.6 | Heat Pump | AC-21519 | 3125 | 2261 | 2.88 | 300 | 864 | 92270 | SFM | 1085.0694 | 785.0694 | 300 |  |  | 864 |  |  |  | 0
51489 | 08/05/2020 | 4 |  |  | CY256737 | 6/30/2020 12:00:00 AM | Manufacturer#8 | Manufacturer#8 |  |  | 18 | 18 | 11.5 | 9.6 | Heat Pump | AC-21519 | 3495 | 2322 | 3.91 | 300 | 1173 | 92264 | SFM | 893.8619 | 593.8619 | 300 |  |  | 1173 |  |  |  | 0
51489 | 08/05/2020 | 5 |  |  | 3135575 | 6/30/2020 12:00:00 AM | Manufacturer#8 | Manufacturer#8 |  |  | 16 | 16 | 13 | 9 | Heat Pump | AC-21518 | 2230 | 1360 | 2.9 | 300 | 870 | 91001 | SFM | 768.9655 | 468.9655 | 300 |  |  | 870 |  |  |  | 0
51489 | 08/05/2020 | 6 |  |  | 3142043 | 6/30/2020 12:00:00 AM | Manufacturer#17 | Manufacturer#17 |  |  | 15.5 | 16 | 13 | 9 | Heat Pump | AC-21517 | 1295.65 | 560.65 | 2.45 | 300 | 735 | 93004 | SFM | 528.8367 | 228.8367 | 300 |  |  | 735 |  |  |  | 0
51489 | 08/05/2020 | 7 |  |  | 3142005 | 6/30/2020 12:00:00 AM | Manufacturer#17 | Manufacturer#17 |  |  | 16 | 16 | 12.5 | 9 | Heat Pump | AC-21518 | 2363.93 | 1190.93 | 3.91 | 300 | 1173 | 91362 | SFM | 604.5857 | 304.5857 | 300 |  |  | 1173 |  |  |  | 0
51489 | 08/05/2020 | 8 |  |  | WW096116 | 6/30/2020 12:00:00 AM | Manufacturer#17 | Manufacturer#17 |  |  | 16 | 16 | 12.5 | 9 | Heat Pump | AC-21518 | 2363.93 | 1190.93 | 3.91 | 300 | 1173 | 93023 | SFM | 604.5857 | 304.5857 | 300 |  |  | 1173 |  |  |  | 0
51489 | 08/05/2020 | 9 |  |  | 3116306 | 6/8/2020 12:00:00 AM | Manufacturer#8 | Manufacturer#8 |  |  | 16 | 16 | 9 | 8.5 | Variable Speed Mini Split | AC-21560 | 405 | 105 | 1 | 300 | 300 | 91790 | SFM | 405 | 105 | 300 |  |  | 300 |  |  |  | 0
51489 | 08/05/2020 | 10 |  |  | CG252747 | 6/17/2020 12:00:00 AM | Manufacturer#8 | Manufacturer#8 |  |  | 16 | 16 | 9 | 8.5 | Variable Speed Mini Split | AC-21560 | 738.778 | 438.778 | 1 | 300 | 300 | 91801 | SFM | 738.778 | 438.778 | 300 |  |  | 300 |  |  |  | 0
51489 | 08/05/2020 | 11 |  |  | CS253012 | 6/19/2020 12:00:00 AM | Manufacturer#8 | Manufacturer#8 |  |  | 16 | 16 | 9 | 8.5 | Variable Speed Mini Split | AC-21560 | 568.64 | 268.64 | 1 | 300 | 300 | 91752 | SFM | 568.64 | 268.64 | 300 |  |  | 300 |  |  |  | 0
51489 | 08/05/2020 | 12 |  |  | CG248838 | 6/10/2020 12:00:00 AM | Manufacturer#8 | Manufacturer#8 |  |  | 16 | 16 | 9 | 8.5 | Variable Speed Mini Split | AC-21560 | 438.44 | 138.44 | 1 | 300 | 300 | 90605 | SFM | 438.44 | 138.44 | 300 |  |  | 300 |  |  |  | 0
51489 | 08/05/2020 | 13 |  |  | 3115428 | 6/3/2020 12:00:00 AM | Manufacturer#8 | Manufacturer#8 |  |  | 15 | 15 | 12.5 | 9.5 | Heat Pump | AC-21517 | 2245 | 1222 | 3.41 | 300 | 1023 | 92649 | SFM | 658.3578 | 358.3578 | 300 |  |  | 1023 |  |  |  | 0
51489 | 08/05/2020 | 14 |  |  | 3114718 | 6/3/2020 12:00:00 AM | Manufacturer#8 | Manufacturer#8 |  |  | 17 | 17 | 13 | 9.5 | Heat Pump | AC-21519 | 3155 | 1943 | 4.04 | 300 | 1212 | 92660 | SFM | 780.9406 | 480.9406 | 300 |  |  | 1212 |  |  |  | 0
51489 | 08/05/2020 | 15 |  |  | 3114718 | 6/3/2020 12:00:00 AM | Manufacturer#8 | Manufacturer#8 |  |  | 17 | 17 | 13 | 9.5 | Heat Pump | AC-21519 | 3155 | 1943 | 4.04 | 300 | 1212 | 92660 | SFM | 780.9406 | 480.9406 | 300 |  |  | 1212 |  |  |  | 0
51489 | 08/05/2020 | 16 |  |  | CZ253795 | 6/22/2020 12:00:00 AM | Manufacturer#8 | Manufacturer#8 |  |  | 17 | 17 | 12.5 | 9.6 | Heat Pump | AC-21519 | 3085 | 1900 | 3.95 | 300 | 1185 | 90402 | SFM | 781.0127 | 481.0127 | 300 |  |  | 1185 |  |  |  | 0
51489 | 08/05/2020 | 17 |  |  | 3138354 | 6/29/2020 12:00:00 AM | Manufacturer#8 | Manufacturer#8 |  |  | 17 | 17 | 12.5 | 9 | Heat Pump | AC-21518 | 3146 | 1985 | 3.87 | 300 | 1161 | 93021 | SFM | 812.9199 | 512.9199 | 300 |  |  | 1161 |  |  |  | 0
51489 | 08/05/2020 | 18 |  |  | CW240371 | 6/4/2020 12:00:00 AM | Manufacturer#9 | Manufacturer#9 |  |  | 20 | 20 | 12.7 | 10 | Variable Speed Mini Split | AC-21563 | 1451.73 | 551.73 | 1.5 | 600 | 900 | 93012 | SFM | 967.82 | 367.82 | 600 |  |  | 900 |  |  |  | 0
51489 | 08/05/2020 | 19 |  |  | CW240371 | 6/4/2020 12:00:00 AM | Manufacturer#9 | Manufacturer#9 |  |  | 20 | 20 | 13.6 | 9.8 | Variable Speed Mini Split | AC-21563 | 1995.315 | 897.315 | 1.83 | 600 | 1098 | 93013 | SFM | 1090.3361 | 490.3361 | 600 |  |  | 1098 |  |  |  | 0
51531 | 08/03/2020 | 1 |  |  | S5766269 | 7/20/2020 12:00:00 AM | Manufacturer#5 | Manufacturer#5 |  |  | 21 | 21 | 12.5 | 11.5 | Variable Speed Mini Split | AC-21563 | 2322 | 624 | 2.83 | 600 | 1698 | 90605 | SFM | 820.4947 | 220.4947 | 600 |  |  | 1698 |  |  |  | 0
51531 | 08/03/2020 | 2 |  |  | S5763553 | 7/22/2020 12:00:00 AM | Manufacturer#5 | Manufacturer#5 |  |  | 16 | 16 | 9.6 | 9 | Variable Speed Mini Split | AC-21561 | 3520 | 1920 | 4 | 400 | 1600 | 93065 | SFM | 880 | 480 | 400 |  |  | 1600 |  |  |  | 0
51531 | 08/03/2020 | 3 |  |  | S5763553 | 7/22/2020 12:00:00 AM | Manufacturer#5 | Manufacturer#5 |  |  | 16 | 16 | 9.6 | 9 | Variable Speed Mini Split | AC-21561 | 3520 | 1920 | 4 | 400 | 1600 | 93065 | SFM | 880 | 480 | 400 |  |  | 1600 |  |  |  | 0
51531 | 08/03/2020 | 4 |  |  | S5781005 | 7/23/2020 12:00:00 AM | Manufacturer#5 | Manufacturer#5 |  |  | 19 | 19 | 11 | 10 | Variable Speed Mini Split | AC-21563 | 939.81 | 39.81 | 1.5 | 600 | 900 | 90222 | SFM | 626.54 | 26.54 | 600 |  |  | 900 |  |  |  | 0
51531 | 08/03/2020 | 5 |  |  | S5780948 | 7/23/2020 12:00:00 AM | Manufacturer#5 | Manufacturer#5 |  |  | 19 | 19 | 11 | 10 | Variable Speed Mini Split | AC-21563 | 939.81 | 39.81 | 1.5 | 600 | 900 | 90813 | SFM | 626.54 | 26.54 | 600 |  |  | 900 |  |  |  | 0
51531 | 08/03/2020 | 6 |  |  | S5777675 | 7/23/2020 12:00:00 AM | Manufacturer#5 | Manufacturer#5 |  |  | 19 | 19 | 11 | 10 | Variable Speed Mini Split | AC-21563 | 939.81 | 39.81 | 1.5 | 600 | 900 | 90280 | SFM | 626.54 | 26.54 | 600 |  |  | 900 |  |  |  | 0
51531 | 08/03/2020 | 7 |  |  | S5776931 | 7/23/2020 12:00:00 AM | Manufacturer#5 | Manufacturer#5 |  |  | 17 | 17 | 9.5 | 9.5 | Variable Speed Mini Split | AC-21562 | 1103 | 103 | 2 | 500 | 1000 | 90805 | SFM | 551.5 | 51.5 | 500 |  |  | 1000 |  |  |  | 0
51531 | 08/03/2020 | 8 |  |  | S5781350 | 7/23/2020 12:00:00 AM | Manufacturer#5 | Manufacturer#5 |  |  | 18 | 18 | 9.9 | 9 | Variable Speed Mini Split | AC-21561 | 938 | 338 | 1.5 | 400 | 600 | 92324 | SFM | 625.3333 | 225.3333 | 400 |  |  | 600 |  |  |  | 0
51531 | 08/03/2020 | 9 |  |  | S5773397 | 7/23/2020 12:00:00 AM | Manufacturer#5 | Manufacturer#5 |  |  | 18 | 18 | 9.2 | 9 | Variable Speed Mini Split | AC-21561 | 2057.65 | 937.65 | 2.8 | 400 | 1120 | 92503 | SFM | 734.875 | 334.875 | 400 |  |  | 1120 |  |  |  | 0
51531 | 08/03/2020 | 10 |  |  | S5757336 | 7/24/2020 12:00:00 AM | Manufacturer#5 | Manufacturer#5 |  |  | 19 | 19 | 11.5 | 10 | Variable Speed Mini Split | AC-21563 | 665.74 | 215.74 | 0.75 | 600 | 450 | 90036 | SFM | 887.6533 | 287.6533 | 600 |  |  | 450 |  |  |  | 0
51531 | 08/03/2020 | 11 |  |  | S5757336 | 7/24/2020 12:00:00 AM | Manufacturer#5 | Manufacturer#5 |  |  | 19 | 19 | 11.5 | 10 | Variable Speed Mini Split | AC-21563 | 665.74 | 215.74 | 0.75 | 600 | 450 | 90036 | SFM | 887.6533 | 287.6533 | 600 |  |  | 450 |  |  |  | 0
51531 | 08/03/2020 | 12 |  |  | S5783490 | 7/24/2020 12:00:00 AM | Manufacturer#5 | Manufacturer#5 |  |  | 18 | 18 | 10.05 | 9 | Variable Speed Mini Split | AC-21561 | 770.41 | 370.41 | 1 | 400 | 400 | 92879 | SFM | 770.41 | 370.41 | 400 |  |  | 400 |  |  |  | 0
51531 | 08/03/2020 | 13 |  |  | S5782248 | 7/24/2020 12:00:00 AM | Manufacturer#5 | Manufacturer#5 |  |  | 20 | 20 | 12.5 | 10.5 | Variable Speed Mini Split | AC-21563 | 1217 | 317 | 1.5 | 600 | 900 | 92530 | SFM | 811.3333 | 211.3333 | 600 |  |  | 900 |  |  |  | 0
51531 | 08/03/2020 | 14 |  |  | S5778819 | 7/24/2020 12:00:00 AM | Manufacturer#5 | Manufacturer#5 |  |  | 24.5 | 25 | 13.5 | 12 | Variable Speed Mini Split | AC-21563 | 1776.03 | 876.03 | 1.5 | 600 | 900 | 90745 | SFM | 1184.02 | 584.02 | 600 |  |  | 900 |  |  |  | 0
51531 | 08/03/2020 | 15 |  |  | S5782950 | 7/24/2020 12:00:00 AM | Manufacturer#5 | Manufacturer#5 |  |  | 18 | 18 | 10.95 | 10 | Variable Speed Mini Split | AC-21563 | 1165 | 67 | 1.83 | 600 | 1098 | 92308 | SFM | 636.612 | 36.612 | 600 |  |  | 1098 |  |  |  | 0
51531 | 08/03/2020 | 16 |  |  | S5782050 | 7/24/2020 12:00:00 AM | Manufacturer#5 | Manufacturer#5 |  |  | 18 | 18 | 10.55 | 9 | Variable Speed Mini Split | AC-21561 | 1771 | 771 | 2.5 | 400 | 1000 | 92260 | SFM | 708.4 | 308.4 | 400 |  |  | 1000 |  |  |  | 0
51531 | 08/03/2020 | 17 |  |  | S5775192 | 7/24/2020 12:00:00 AM | Manufacturer#5 | Manufacturer#5 |  |  | 18 | 18 | 9.2 | 9 | Variable Speed Mini Split | AC-21561 | 2057.65 | 937.65 | 2.8 | 400 | 1120 | 90706 | SFM | 734.875 | 334.875 | 400 |  |  | 1120 |  |  |  | 0
51531 | 08/03/2020 | 18 |  |  | S5782291 | 7/24/2020 12:00:00 AM | Manufacturer#5 | Manufacturer#5 |  |  | 21 | 21 | 12.5 | 11 | Variable Speed Mini Split | AC-21563 | 2020.97 | 820.97 | 2 | 600 | 1200 | 92234 | SFM | 1010.485 | 410.485 | 600 |  |  | 1200 |  |  |  | 0
51531 | 08/03/2020 | 19 |  |  | S5762481 | 7/24/2020 12:00:00 AM | Manufacturer#5 | Manufacturer#5 |  |  | 21 | 21 | 12.5 | 11.5 | Variable Speed Mini Split | AC-21563 | 3212.2 | 1514.2 | 2.83 | 600 | 1698 | 90291 | SFM | 1135.053 | 535.053 | 600 |  |  | 1698 |  |  |  | 0
51531 | 08/03/2020 | 20 |  |  | S5784876 | 7/25/2020 12:00:00 AM | Manufacturer#5 | Manufacturer#5 |  |  | 18 | 18 | 10.4 | 9 | Variable Speed Mini Split | AC-21561 | 3422.58 | 3022.58 | 1 | 400 | 400 | 90713 | SFM | 3422.58 | 3022.58 | 400 |  |  | 400 |  |  |  | 0
51531 | 08/03/2020 | 21 |  |  | S5784876 | 7/25/2020 12:00:00 AM | Manufacturer#5 | Manufacturer#5 |  |  | 18 | 18 | 9.9 | 9 | Variable Speed Mini Split | AC-21561 | 3422.58 | 2822.58 | 1.5 | 400 | 600 | 90713 | SFM | 2281.72 | 1881.72 | 400 |  |  | 600 |  |  |  | 0
51531 | 08/03/2020 | 22 |  |  | S5784160 | 7/25/2020 12:00:00 AM | Manufacturer#5 | Manufacturer#5 |  |  | 18 | 18 | 9.9 | 9 | Variable Speed Mini Split | AC-21561 | 938 | 338 | 1.5 | 400 | 600 | 92570 | SFM | 625.3333 | 225.3333 | 400 |  |  | 600 |  |  |  | 0
51531 | 08/03/2020 | 23 |  |  | S5785867 | 7/27/2020 12:00:00 AM | Manufacturer#5 | Manufacturer#5 |  |  | 18 | 18 | 10.95 | 10 | Variable Speed Mini Split | AC-21563 | 1165 | 67 | 1.83 | 600 | 1098 | 92506 | SFM | 636.612 | 36.612 | 600 |  |  | 1098 |  |  |  | 0
51531 | 08/03/2020 | 24 |  |  | S5763060 | 7/27/2020 12:00:00 AM | Manufacturer#5 | Manufacturer#5 |  |  | 21 | 21 | 12.5 | 11.5 | Variable Speed Mini Split | AC-21563 | 2889 | 1191 | 2.83 | 600 | 1698 | 92320 | SFM | 1020.8481 | 420.8481 | 600 |  |  | 1698 |  |  |  | 0
51531 | 08/03/2020 | 25 |  |  | S5750323 | 7/27/2020 12:00:00 AM | Manufacturer#5 | Manufacturer#5 |  |  | 21 | 21 | 12.5 | 11.5 | Variable Speed Mini Split | AC-21563 | 2991 | 1293 | 2.83 | 700 | 1698 | 90032 | SFM | 1056.8905 | 456.8905 | 600 |  |  | 1698 |  |  |  | 0
51531 | 08/03/2020 | 26 |  |  | S5777587 | 7/28/2020 12:00:00 AM | Manufacturer#5 | Manufacturer#5 |  |  | 17 | 17 | 9.5 | 9.5 | Variable Speed Mini Split | AC-21562 | 1103 | 103 | 2 | 500 | 1000 | 90745 | SFM | 551.5 | 51.5 | 500 |  |  | 1000 |  |  |  | 0
51531 | 08/03/2020 | 27 |  |  | S5776894 | 7/28/2020 12:00:00 AM | Manufacturer#5 | Manufacturer#5 |  |  | 17 | 17 | 9.5 | 9.5 | Variable Speed Mini Split | AC-21562 | 1103 | 103 | 2 | 500 | 1000 | 90713 | SFM | 551.5 | 51.5 | 500 |  |  | 1000 |  |  |  | 0
51531 | 08/03/2020 | 28 |  |  | S5774997 | 7/29/2020 12:00:00 AM | Manufacturer#5 | Manufacturer#5 |  |  | 19 | 19 | 11 | 9.5 | Variable Speed Mini Split | AC-21562 | 660.35 | 160.35 | 1 | 500 | 500 | 90040 | SFM | 660.35 | 160.35 | 500 |  |  | 500 |  |  |  | 0
51531 | 08/03/2020 | 29 |  |  | S5786982 | 7/29/2020 12:00:00 AM | Manufacturer#5 | Manufacturer#5 |  |  | 19 | 19 | 11 | 10 | Variable Speed Mini Split | AC-21563 | 871 | -29 | 1.5 | 600 | 900 | 91733 | SFM | 580.6667 | -19.3333 | 600 |  |  | 900 |  |  |  | 0
51531 | 08/03/2020 | 30 |  |  | S5786949 | 7/29/2020 12:00:00 AM | Manufacturer#5 | Manufacturer#5 |  |  | 19 | 19 | 11 | 10 | Variable Speed Mini Split | AC-21563 | 871 | -29 | 1.5 | 600 | 900 | 91744 | SFM | 580.6667 | -19.3333 | 600 |  |  | 900 |  |  |  | 0
51533 | 08/03/2020 | 1 |  |  | S5786925 | 7/29/2020 12:00:00 AM | Manufacturer#5 | Manufacturer#5 |  |  | 19 | 19 | 11 | 10 | Variable Speed Mini Split | AC-21563 | 871 | -29 | 1.5 | 600 | 900 | 92683 | SFM | 580.6667 | -19.3333 | 600 |  |  | 900 |  |  |  | 0
51533 | 08/03/2020 | 2 |  |  | S5780038 | 7/29/2020 12:00:00 AM | Manufacturer#5 | Manufacturer#5 |  |  | 17 | 17 | 9.5 | 9.5 | Variable Speed Mini Split | AC-21562 | 1103 | 103 | 2 | 500 | 1000 | 92703 | SFM | 551.5 | 51.5 | 500 |  |  | 1000 |  |  |  | 0
51533 | 08/03/2020 | 3 |  |  | S5780038 | 7/29/2020 12:00:00 AM | Manufacturer#5 | Manufacturer#5 |  |  | 17 | 17 | 9.5 | 9.5 | Variable Speed Mini Split | AC-21562 | 1103 | 103 | 2 | 500 | 1000 | 92703 | SFM | 551.5 | 51.5 | 500 |  |  | 1000 |  |  |  | 0
51533 | 08/03/2020 | 4 |  |  | S5786055 | 7/30/2020 12:00:00 AM | Manufacturer#5 | Manufacturer#5 |  |  | 19 | 19 | 11 | 10 | Variable Speed Mini Split | AC-21563 | 939.81 | 39.81 | 1.5 | 600 | 900 | 92865 | SFM | 626.54 | 26.54 | 600 |  |  | 900 |  |  |  | 0
51533 | 08/03/2020 | 5 |  |  | S5791800 | 7/30/2020 12:00:00 AM | Manufacturer#5 | Manufacturer#5 |  |  | 17 | 17 | 9.5 | 9.5 | Variable Speed Mini Split | AC-21562 | 1190.14 | 190.14 | 2 | 500 | 1000 | 90241 | SFM | 595.07 | 95.07 | 500 |  |  | 1000 |  |  |  | 0
51533 | 08/03/2020 | 6 |  |  | S5792542 | 7/30/2020 12:00:00 AM | Manufacturer#5 | Manufacturer#5 |  |  | 20.8 | 21 | 12.5 | 10.4 | Variable Speed Mini Split | AC-21563 | 2072.64 | 974.64 | 1.83 | 600 | 1098 | 92610 | SFM | 1132.5902 | 532.5902 | 600 |  |  | 1098 |  |  |  | 0
51533 | 08/03/2020 | 7 |  |  | S5788483 | 7/30/2020 12:00:00 AM | Manufacturer#5 | Manufacturer#5 |  |  | 16 | 16 | 10.35 | 9 | Variable Speed Mini Split | AC-21561 | 2138.58 | 1346.58 | 1.98 | 400 | 792 | 90670 | SFM | 1080.0909 | 680.0909 | 400 |  |  | 792 |  |  |  | 0
51533 | 08/03/2020 | 8 |  |  | S5791800 | 7/30/2020 12:00:00 AM | Manufacturer#5 | Manufacturer#5 |  |  | 18 | 18 | 10.4 | 9 | Variable Speed Mini Split | AC-21561 | 1398.38 | 998.38 | 1 | 400 | 400 | 90241 | SFM | 1398.38 | 998.38 | 400 |  |  | 400 |  |  |  | 0
51533 | 08/03/2020 | 9 |  |  | S5788270 | 7/30/2020 12:00:00 AM | Manufacturer#5 | Manufacturer#5 |  |  | 18 | 18 | 10.95 | 10 | Variable Speed Mini Split | AC-21563 | 1165 | 67 | 1.83 | 600 | 1098 | 92551 | SFM | 636.612 | 36.612 | 600 |  |  | 1098 |  |  |  | 0
51533 | 08/03/2020 | 10 |  |  | S5786055 | 7/30/2020 12:00:00 AM | Manufacturer#5 | Manufacturer#5 |  |  | 21 | 21 | 12.5 | 11.5 | Variable Speed Mini Split | AC-21563 | 2379.21 | 963.21 | 2.36 | 600 | 1416 | 92865 | SFM | 1008.1398 | 408.1398 | 600 |  |  | 1416 |  |  |  | 0
51533 | 08/03/2020 | 11 |  |  | S5785033 | 7/30/2020 12:00:00 AM | Manufacturer#5 | Manufacturer#5 |  |  | 21 | 21 | 12.5 | 11.5 | Variable Speed Mini Split | AC-21563 | 2379.21 | 963.21 | 2.36 | 600 | 1416 | 92625 | SFM | 1008.1398 | 408.1398 | 600 |  |  | 1416 |  |  |  | 0
51533 | 08/03/2020 | 12 |  |  | S5743768 | 7/30/2020 12:00:00 AM | Manufacturer#5 | Manufacturer#5 |  |  | 21 | 21 | 12.5 | 11.5 | Variable Speed Mini Split | AC-21563 | 1867.01 | 451.01 | 2.36 | 600 | 1416 | 93555 | SFM | 791.1059 | 191.1059 | 600 |  |  | 1416 |  |  |  | 0
51533 | 08/03/2020 | 13 |  |  | S5791759 | 7/31/2020 12:00:00 AM | Manufacturer#5 | Manufacturer#5 |  |  | 19 | 19 | 11 | 10 | Variable Speed Mini Split | AC-21563 | 871 | -29 | 1.5 | 600 | 900 | 91790 | SFM | 580.6667 | -19.3333 | 600 |  |  | 900 |  |  |  | 0
51533 | 08/03/2020 | 14 |  |  | S5791719 | 7/31/2020 12:00:00 AM | Manufacturer#5 | Manufacturer#5 |  |  | 19 | 19 | 11 | 10 | Variable Speed Mini Split | AC-21563 | 871 | -29 | 1.5 | 600 | 900 | 91732 | SFM | 580.6667 | -19.3333 | 600 |  |  | 900 |  |  |  | 0
51533 | 08/03/2020 | 15 |  |  | S5794932 | 7/31/2020 12:00:00 AM | Manufacturer#5 | Manufacturer#5 |  |  | 17 | 17 | 9.5 | 9.5 | Variable Speed Mini Split | AC-21562 | 1190.14 | 190.14 | 2 | 500 | 1000 | 90262 | SFM | 595.07 | 95.07 | 500 |  |  | 1000 |  |  |  | 0
51533 | 08/03/2020 | 16 |  |  | S5791995 | 7/31/2020 12:00:00 AM | Manufacturer#5 | Manufacturer#5 |  |  | 17 | 17 | 9.5 | 9.5 | Variable Speed Mini Split | AC-21562 | 1103 | 103 | 2 | 500 | 1000 | 91709 | SFM | 551.5 | 51.5 | 500 |  |  | 1000 |  |  |  | 0
51533 | 08/03/2020 | 17 |  |  | S5791815 | 7/31/2020 12:00:00 AM | Manufacturer#5 | Manufacturer#5 |  |  | 17 | 17 | 9.5 | 9.5 | Variable Speed Mini Split | AC-21562 | 1103 | 103 | 2 | 500 | 1000 | 91710 | SFM | 551.5 | 51.5 | 500 |  |  | 1000 |  |  |  | 0
51533 | 08/03/2020 | 18 |  |  | S5794077 | 7/31/2020 12:00:00 AM | Manufacturer#5 | Manufacturer#5 |  |  | 20 | 20 | 12.5 | 10.5 | Variable Speed Mini Split | AC-21563 | 1217 | 317 | 1.5 | 600 | 900 | 92509 | SFM | 811.3333 | 211.3333 | 600 |  |  | 900 |  |  |  | 0
51533 | 08/03/2020 | 19 |  |  | S5794005 | 7/31/2020 12:00:00 AM | Manufacturer#5 | Manufacturer#5 |  |  | 18 | 18 | 9.9 | 9 | Variable Speed Mini Split | AC-21561 | 938 | 338 | 1.5 | 400 | 600 | 92277 | SFM | 625.3333 | 225.3333 | 400 |  |  | 600 |  |  |  | 0
51533 | 08/03/2020 | 20 |  |  | S5796238 | 7/31/2020 12:00:00 AM | Manufacturer#5 | Manufacturer#5 |  |  | 18 | 18 | 10.95 | 10 | Variable Speed Mini Split | AC-21563 | 1165 | 67 | 1.83 | 600 | 1098 | 92506 | SFM | 636.612 | 36.612 | 600 |  |  | 1098 |  |  |  | 0
51533 | 08/03/2020 | 21 |  |  | S5786134 | 7/31/2020 12:00:00 AM | Manufacturer#5 | Manufacturer#5 |  |  | 18 | 18 | 10.95 | 10 | Variable Speed Mini Split | AC-21563 | 1165 | 67 | 1.83 | 600 | 1098 | 92391 | SFM | 636.612 | 36.612 | 600 |  |  | 1098 |  |  |  | 0
51533 | 08/03/2020 | 22 |  |  | S5785026 | 7/31/2020 12:00:00 AM | Manufacturer#5 | Manufacturer#5 |  |  | 18 | 18 | 10.95 | 10 | Variable Speed Mini Split | AC-21563 | 1165 | 67 | 1.83 | 600 | 1098 | 92262 | SFM | 636.612 | 36.612 | 600 |  |  | 1098 |  |  |  | 0
51533 | 08/03/2020 | 23 |  |  | S5780916 | 7/31/2020 12:00:00 AM | Manufacturer#5 | Manufacturer#5 |  |  | 21 | 21 | 12.5 | 11.5 | Variable Speed Mini Split | AC-21563 | 2828 | 1130 | 2.83 | 600 | 1698 | 90063 | SFM | 999.2933 | 399.2933 | 600 |  |  | 1698 |  |  |  | 0
51533 | 08/03/2020 | 24 |  |  | S5786752 | 7/31/2020 12:00:00 AM | Manufacturer#7 | Manufacturer#7 |  |  | 16 | 16 | 11.7 | 9 | Heat Pump | AC-21518 | 3977.64 | 2903.64 | 3.58 | 300 | 1074 | 92587 | SFM | 1111.0726 | 811.0726 | 300 |  |  | 1074 |  |  |  | 0
51533 | 08/03/2020 | 25 |  |  | S5796615 | 8/1/2020 12:00:00 AM | Manufacturer#5 | Manufacturer#5 |  |  | 18 | 18 | 10.4 | 9 | Variable Speed Mini Split | AC-21561 | 699.19 | 299.19 | 1 | 400 | 400 | 91748 | SFM | 699.19 | 299.19 | 400 |  |  | 400 |  |  |  | 0
51533 | 08/03/2020 | 26 |  |  | S5718436 | 8/1/2020 12:00:00 AM | Manufacturer#5 | Manufacturer#5 |  |  | 24.5 | 25 | 13.5 | 12 | Variable Speed Mini Split | AC-21563 | 1646 | 746 | 1.5 | 600 | 900 | 92584 | SFM | 1097.3333 | 497.3333 | 600 |  |  | 900 |  |  |  | 0
51534 | 07/31/2020 | 1 |  |  | O929307 | 7/31/2020 12:00:00 AM | Manufacturer#6 | Manufacturer#6 |  |  | 18 | 18 | 10 | 9.4 | Variable Speed Mini Split | AC-21562 | 2076 | 576 | 3 | 500 | 1500 | 90277 | SFM | 692 | 192 | 500 |  |  | 1500 |  |  |  | 0
51534 | 07/31/2020 | 2 |  |  | O910103 | 7/30/2020 12:00:00 AM | Manufacturer#6 | Manufacturer#6 |  |  | 19.7 | 20 | 10.5 | 10.3 | Variable Speed Mini Split | AC-21563 | 2460 | 360 | 3.5 | 600 | 2100 | 90703 | SFM | 702.8571 | 102.8571 | 600 |  |  | 2100 |  |  |  | 0
51534 | 07/31/2020 | 3 |  |  | O910132 | 7/30/2020 12:00:00 AM | Manufacturer#6 | Manufacturer#6 |  |  | 19.7 | 20 | 10.5 | 10.3 | Variable Speed Mini Split | AC-21563 | 2460 | 360 | 3.5 | 600 | 2100 | 90703 | SFM | 702.8571 | 102.8571 | 600 |  |  | 2100 |  |  |  | 0
51534 | 07/31/2020 | 4 |  |  | O948381 | 8/4/2020 12:00:00 AM | Manufacturer#6 | Manufacturer#6 |  |  | 21.9 | 22 | 12.8 | 12.2 | Variable Speed Mini Split | AC-21563 | 833.18 | 233.18 | 1 | 600 | 600 | 90803 | SFM | 833.18 | 233.18 | 600 |  |  | 600 |  |  |  | 0
51546 | 07/28/2020 | 7 |  |  | 4298776 | 6/16/2020 12:00:00 AM | Manufacturer#14 | Manufacturer#14 |  |  | 20 | 20 | 11.05 | 11 | Variable Speed Mini Split | AC-21563 | 1026 | 126 | 1.5 | 600 | 900 | 91016 | SFM | 684 | 84 | 600 |  |  | 900 |  |  |  | 0
51546 | 07/28/2020 | 8 |  |  | 4298776 | 6/16/2020 12:00:00 AM | Manufacturer#14 | Manufacturer#14 |  |  | 20 | 20 | 11.05 | 11 | Variable Speed Mini Split | AC-21563 | 1026 | 126 | 1.5 | 600 | 900 | 91016 | SFM | 684 | 84 | 600 |  |  | 900 |  |  |  | 0
51546 | 07/28/2020 | 9 |  |  | 4298777 | 6/16/2020 12:00:00 AM | Manufacturer#14 | Manufacturer#14 |  |  | 21.5 | 22 | 12.05 | 12 | Variable Speed Mini Split | AC-21563 | 787 | 187 | 1 | 600 | 600 | 91007 | SFM | 787 | 187 | 600 |  |  | 600 |  |  |  | 0
51546 | 07/28/2020 | 10 |  |  | 4298777 | 6/16/2020 12:00:00 AM | Manufacturer#14 | Manufacturer#14 |  |  | 20 | 20 | 11.05 | 11 | Variable Speed Mini Split | AC-21563 | 1026 | 126 | 1.5 | 600 | 900 | 91007 | SFM | 684 | 84 | 600 |  |  | 900 |  |  |  | 0
51546 | 07/28/2020 | 11 |  |  | 4298778 | 6/16/2020 12:00:00 AM | Manufacturer#14 | Manufacturer#14 |  |  | 21.5 | 22 | 12.05 | 12 | Variable Speed Mini Split | AC-21563 | 787 | 187 | 1 | 600 | 600 | 91722 | SFM | 787 | 187 | 600 |  |  | 600 |  |  |  | 0
51546 | 07/28/2020 | 12 |  |  | 4299262 | 6/16/2020 12:00:00 AM | Manufacturer#14 | Manufacturer#14 |  |  | 17.1 | 18 | 12.5 | 10.9 | Variable Speed Mini Split | AC-21562 | 3862 | 1362 | 5 | 500 | 2500 | 90706 | SFM | 772.4 | 272.4 | 500 |  |  | 2500 |  |  |  | 0
51546 | 07/28/2020 | 14 |  |  | 4300537 | 6/16/2020 12:00:00 AM | Manufacturer#14 | Manufacturer#14 |  |  | 19.5 | 20 | 12.7 | 10 | Variable Speed Mini Split | AC-21563 | 2056 | 1156 | 1.5 | 600 | 900 | 90731 | SFM | 1370.6667 | 770.6667 | 600 |  |  | 900 |  |  |  | 0
51546 | 07/28/2020 | 15 |  |  | 4300743 | 6/17/2020 12:00:00 AM | Manufacturer#14 | Manufacturer#14 |  |  | 20 | 20 | 11.05 | 11 | Variable Speed Mini Split | AC-21563 | 1026 | 126 | 1.5 | 600 | 900 | 90022 | SFM | 684 | 84 | 600 |  |  | 900 |  |  |  | 0
51546 | 07/28/2020 | 16 |  |  | 4300743 | 6/17/2020 12:00:00 AM | Manufacturer#14 | Manufacturer#14 |  |  | 20 | 20 | 11.05 | 11 | Variable Speed Mini Split | AC-21563 | 1026 | 126 | 1.5 | 600 | 900 | 90022 | SFM | 684 | 84 | 600 |  |  | 900 |  |  |  | 0
51546 | 07/28/2020 | 17 |  |  | 4301140 | 6/17/2020 12:00:00 AM | Manufacturer#14 | Manufacturer#14 |  |  | 19.5 | 20 | 9.3 | 10 | Variable Speed Mini Split | AC-21563 | 3221 | 2625.67 | 2.66 | 600 | 1596 | 92530 | SFM | 1210.9023 | 987.094 | 223.8083 |  |  | 1596 |  |  |  | 0
51546 | 07/28/2020 | 18 |  |  | 4301825 | 6/17/2020 12:00:00 AM | Manufacturer#14 | Manufacturer#14 |  |  | 20 | 20 | 11.05 | 11 | Variable Speed Mini Split | AC-21563 | 1026 | 126 | 1.5 | 600 | 900 | 92346 | SFM | 684 | 84 | 600 |  |  | 900 |  |  |  | 0
51546 | 07/28/2020 | 19 |  |  | 4301825 | 6/17/2020 12:00:00 AM | Manufacturer#14 | Manufacturer#14 |  |  | 20 | 20 | 11.05 | 11 | Variable Speed Mini Split | AC-21563 | 1026 | 126 | 1.5 | 600 | 900 | 92346 | SFM | 684 | 84 | 600 |  |  | 900 |  |  |  | 0
51546 | 07/28/2020 | 20 |  |  | 4302660 | 6/17/2020 12:00:00 AM | Manufacturer#14 | Manufacturer#14 |  |  | 19.5 | 20 | 12.5 | 10 | Variable Speed Mini Split | AC-21563 | 3721 | 2125 | 2.66 | 600 | 1596 | 92707 | SFM | 1398.8722 | 798.8722 | 600 |  |  | 1596 |  |  |  | 0
51546 | 07/28/2020 | 21 |  |  | 4302997 | 6/17/2020 12:00:00 AM | Manufacturer#14 | Manufacturer#14 |  |  | 20 | 20 | 11.05 | 11 | Variable Speed Mini Split | AC-21563 | 1026 | 126 | 1.5 | 600 | 900 | 92262 | SFM | 684 | 84 | 600 |  |  | 900 |  |  |  | 0
51546 | 07/28/2020 | 22 |  |  | 4302998 | 6/17/2020 12:00:00 AM | Manufacturer#14 | Manufacturer#14 |  |  | 18 | 18 | 10.5 | 9 | Variable Speed Mini Split | AC-21561 | 1341 | 609 | 1.83 | 400 | 732 | 92264 | SFM | 732.7869 | 332.7869 | 400 |  |  | 732 |  |  |  | 0
51546 | 07/28/2020 | 23 |  |  | 4303001 | 6/17/2020 12:00:00 AM | Manufacturer#14 | Manufacturer#14 |  |  | 20 | 20 | 11.05 | 11 | Variable Speed Mini Split | AC-21563 | 1026 | 126 | 1.5 | 600 | 900 | 92210 | SFM | 684 | 84 | 600 |  |  | 900 |  |  |  | 0
51546 | 07/28/2020 | 24 |  |  | 4303002 | 6/17/2020 12:00:00 AM | Manufacturer#14 | Manufacturer#14 |  |  | 20 | 20 | 11.05 | 11 | Variable Speed Mini Split | AC-21563 | 1026 | 126 | 1.5 | 600 | 900 | 92234 | SFM | 684 | 84 | 600 |  |  | 900 |  |  |  | 0
51546 | 07/28/2020 | 25 |  |  | 4303002 | 6/17/2020 12:00:00 AM | Manufacturer#14 | Manufacturer#14 |  |  | 20 | 20 | 11.05 | 11 | Variable Speed Mini Split | AC-21563 | 1026 | 126 | 1.5 | 600 | 900 | 92234 | SFM | 684 | 84 | 600 |  |  | 900 |  |  |  | 0
51546 | 07/28/2020 | 13 |  |  | 4300531 | 6/16/2020 12:00:00 AM | Manufacturer#14 | Manufacturer#14 |  |  | 20 | 20 | 11.05 | 11 | Variable Speed Mini Split | AC-21563 | 1026 | 126 | 1.5 | 600 | 900 | 90278 | SFM | 684 | 84 | 600 |  |  | 900 |  |  |  | 0
51546 | 07/28/2020 | 1 |  |  | 4294409 | 6/15/2020 12:00:00 AM | Manufacturer#15 | Manufacturer#15 |  |  | 16 | 16 | 13 | 9 | Heat Pump | AC-21518 | 2254 | 1354 | 3.01 | 300 | 903 | 90813 | SFM | 748.8372 | 449.8339 | 299.0033 |  |  | 903 |  |  |  | 0
51546 | 07/28/2020 | 2 |  |  | 4295120 | 6/15/2020 12:00:00 AM | Manufacturer#14 | Manufacturer#14 |  |  | 21.5 | 22 | 12.05 | 12 | Variable Speed Mini Split | AC-21563 | 787 | 187 | 1 | 600 | 600 | 90807 | SFM | 787 | 187 | 600 |  |  | 600 |  |  |  | 0
51546 | 07/28/2020 | 3 |  |  | 4295120 | 6/15/2020 12:00:00 AM | Manufacturer#14 | Manufacturer#14 |  |  | 20 | 20 | 11.05 | 11 | Variable Speed Mini Split | AC-21563 | 1150 | 260 | 1.5 | 600 | 900 | 90807 | SFM | 766.6667 | 173.3333 | 593.3333 |  |  | 900 |  |  |  | 0
51546 | 07/28/2020 | 4 |  |  | 4295986 | 6/15/2020 12:00:00 AM | Manufacturer#14 | Manufacturer#14 |  |  | 19.5 | 20 | 12.5 | 10 | Variable Speed Mini Split | AC-21563 | 3721 | 2125 | 2.66 | 600 | 1596 | 92637 | SFM | 1398.8722 | 798.8722 | 600 |  |  | 1596 |  |  |  | 0
51546 | 07/28/2020 | 5 |  |  | 4298175 | 6/16/2020 12:00:00 AM | Manufacturer#14 | Manufacturer#14 |  |  | 18 | 18 | 10.5 | 9 | Variable Speed Mini Split | AC-21561 | 1183 | 451 | 1.83 | 400 | 732 | 91007 | SFM | 646.4481 | 246.4481 | 400 |  |  | 732 |  |  |  | 0
51546 | 07/28/2020 | 6 |  |  | 4298775 | 6/16/2020 12:00:00 AM | Manufacturer#14 | Manufacturer#14 |  |  | 20 | 20 | 11.05 | 11 | Variable Speed Mini Split | AC-21563 | 1026 | 126 | 1.5 | 600 | 900 | 93551 | SFM | 684 | 84 | 600 |  |  | 900 |  |  |  | 0
51547 | 07/28/2020 | 12 |  |  | 4307448 | 6/19/2020 12:00:00 AM | Manufacturer#2 | Manufacturer#2 |  |  | 21 | 21 | 12.5 | 12 | Variable Speed Mini Split | AC-21563 | 1560 | 702 | 1.43 | 600 | 858 | 90640 | SFM | 1090.9091 | 490.9091 | 600 |  |  | 858 |  |  |  | 0
51547 | 07/28/2020 | 13 |  |  | 4312019 | 6/22/2020 12:00:00 AM | Manufacturer#14 | Manufacturer#14 |  |  | 19.5 | 20 | 11.4 | 9.5 | Variable Speed Mini Split | AC-21562 | 1230 | 730 | 1 | 500 | 500 | 90805 | SFM | 1230 | 730 | 500 |  |  | 500 |  |  |  | 0
51547 | 07/28/2020 | 14 |  |  | 4312022 | 6/22/2020 12:00:00 AM | Manufacturer#14 | Manufacturer#14 |  |  | 19.5 | 20 | 12.7 | 10 | Variable Speed Mini Split | AC-21563 | 2063 | 1163 | 1.5 | 600 | 900 | 90807 | SFM | 1375.3333 | 775.3333 | 600 |  |  | 900 |  |  |  | 0
51547 | 07/28/2020 | 15 |  |  | 4313555 | 6/22/2020 12:00:00 AM | Manufacturer#14 | Manufacturer#14 |  |  | 19 | 19 | 9.3 | 10.2 | Variable Speed Mini Split | AC-21563 | 4202 | 2402 | 3 | 600 | 1800 | 90266 | SFM | 1400.6667 | 800.6667 | 600 |  |  | 1800 |  |  |  | 0
51547 | 07/28/2020 | 16 |  |  | 4315424 | 6/23/2020 12:00:00 AM | Manufacturer#14 | Manufacturer#14 |  |  | 19 | 19 | 12.7 | 10 | Variable Speed Mini Split | AC-21563 | 2325 | 1227 | 1.83 | 600 | 1098 | 90807 | SFM | 1270.4918 | 670.4918 | 600 |  |  | 1098 |  |  |  | 0
51547 | 07/28/2020 | 17 |  |  | 4316242 | 6/23/2020 12:00:00 AM | Manufacturer#14 | Manufacturer#14 |  |  | 21.5 | 22 | 12.05 | 12 | Variable Speed Mini Split | AC-21563 | 787 | 187 | 1 | 600 | 600 | 91706 | SFM | 787 | 187 | 600 |  |  | 600 |  |  |  | 0
51547 | 07/28/2020 | 18 |  |  | 4316242 | 6/23/2020 12:00:00 AM | Manufacturer#14 | Manufacturer#14 |  |  | 21.5 | 22 | 12.05 | 12 | Variable Speed Mini Split | AC-21563 | 787 | 187 | 1 | 600 | 600 | 91706 | SFM | 787 | 187 | 600 |  |  | 600 |  |  |  | 0
51547 | 07/28/2020 | 19 |  |  | 4316793 | 6/24/2020 12:00:00 AM | Manufacturer#14 | Manufacturer#14 |  |  | 23.5 | 24 | 13.95 | 12 | Variable Speed Mini Split | AC-21563 | 769 | 319 | 0.75 | 600 | 450 | 91016 | SFM | 1025.3333 | 425.3333 | 600 |  |  | 450 |  |  |  | 0
51547 | 07/28/2020 | 20 |  |  | 4318214 | 6/24/2020 12:00:00 AM | Manufacturer#14 | Manufacturer#14 |  |  | 21.5 | 22 | 12.05 | 12 | Variable Speed Mini Split | AC-21563 | 787 | 187 | 1 | 600 | 600 | 92507 | SFM | 787 | 187 | 600 |  |  | 600 |  |  |  | 0
51547 | 07/28/2020 | 21 |  |  | 4318215 | 6/24/2020 12:00:00 AM | Manufacturer#14 | Manufacturer#14 |  |  | 21.5 | 22 | 12.05 | 12 | Variable Speed Mini Split | AC-21563 | 787 | 187 | 1 | 600 | 600 | 92543 | SFM | 787 | 187 | 600 |  |  | 600 |  |  |  | 0
51547 | 07/28/2020 | 22 |  |  | 4319390 | 6/24/2020 12:00:00 AM | Manufacturer#14 | Manufacturer#14 |  |  | 23.5 | 24 | 13.95 | 12 | Variable Speed Mini Split | AC-21563 | 769 | 319 | 0.75 | 600 | 450 | 90815 | SFM | 1025.3333 | 425.3333 | 600 |  |  | 450 |  |  |  | 0
51547 | 07/28/2020 | 23 |  |  | 4320308 | 6/25/2020 12:00:00 AM | Manufacturer#14 | Manufacturer#14 |  |  | 20 | 20 | 11.05 | 11 | Variable Speed Mini Split | AC-21563 | 1150 | 260 | 1.5 | 600 | 900 | 91731 | SFM | 766.6667 | 173.3333 | 593.3333 |  |  | 900 |  |  |  | 0
51547 | 07/28/2020 | 24 |  |  | 4320308 | 6/25/2020 12:00:00 AM | Manufacturer#14 | Manufacturer#14 |  |  | 20 | 20 | 11.05 | 11 | Variable Speed Mini Split | AC-21563 | 1150 | 260 | 1.5 | 600 | 900 | 91731 | SFM | 766.6667 | 173.3333 | 593.3333 |  |  | 900 |  |  |  | 0
51547 | 07/28/2020 | 1 |  |  | 4303003 | 6/17/2020 12:00:00 AM | Manufacturer#14 | Manufacturer#14 |  |  | 23.5 | 24 | 13.95 | 12 | Variable Speed Mini Split | AC-21563 | 722 | 272 | 0.75 | 600 | 450 | 92234 | SFM | 962.6667 | 362.6667 | 600 |  |  | 450 |  |  |  | 0
51547 | 07/28/2020 | 2 |  |  | 4303003 | 6/17/2020 12:00:00 AM | Manufacturer#14 | Manufacturer#14 |  |  | 23.5 | 24 | 13.95 | 12 | Variable Speed Mini Split | AC-21563 | 722 | 272 | 0.75 | 600 | 450 | 92234 | SFM | 962.6667 | 362.6667 | 600 |  |  | 450 |  |  |  | 0
51547 | 07/28/2020 | 3 |  |  | 4303033 | 6/17/2020 12:00:00 AM | Manufacturer#14 | Manufacturer#14 |  |  | 20 | 20 | 11.05 | 11 | Variable Speed Mini Split | AC-21563 | 1026 | 126 | 1.5 | 600 | 900 | 91711 | SFM | 684 | 84 | 600 |  |  | 900 |  |  |  | 0
51547 | 07/28/2020 | 4 |  |  | 4303033 | 6/17/2020 12:00:00 AM | Manufacturer#14 | Manufacturer#14 |  |  | 21.5 | 22 | 12.05 | 12 | Variable Speed Mini Split | AC-21563 | 787 | 187 | 1 | 600 | 600 | 91711 | SFM | 787 | 187 | 600 |  |  | 600 |  |  |  | 0
51547 | 07/28/2020 | 5 |  |  | 4303033 | 6/17/2020 12:00:00 AM | Manufacturer#14 | Manufacturer#14 |  |  | 21.5 | 22 | 12.05 | 12 | Variable Speed Mini Split | AC-21563 | 787 | 187 | 1 | 600 | 600 | 91711 | SFM | 787 | 187 | 600 |  |  | 600 |  |  |  | 0
51547 | 07/28/2020 | 6 |  |  | 4303033 | 6/17/2020 12:00:00 AM | Manufacturer#14 | Manufacturer#14 |  |  | 21.5 | 22 | 12.05 | 12 | Variable Speed Mini Split | AC-21563 | 787 | 187 | 1 | 600 | 600 | 91711 | SFM | 787 | 187 | 600 |  |  | 600 |  |  |  | 0
51547 | 07/28/2020 | 7 |  |  | 4303872 | 6/17/2020 12:00:00 AM | Manufacturer#15 | Manufacturer#15 |  |  | 15 | 15 | 12.5 | 9 | Heat Pump | AC-21517 | 2711.44 | 1286.44 | 4.75 | 300 | 1425 | 91320 | SFM | 570.8295 | 270.8295 | 300 |  |  | 1425 |  |  |  | 0
51547 | 07/28/2020 | 8 |  |  | 4304389 | 6/18/2020 12:00:00 AM | Manufacturer#14 | Manufacturer#14 |  |  | 20 | 20 | 11.05 | 11 | Variable Speed Mini Split | AC-21563 | 1026 | 126 | 1.5 | 600 | 900 | 90245 | SFM | 684 | 84 | 600 |  |  | 900 |  |  |  | 0
51547 | 07/28/2020 | 9 |  |  | 4305814 | 6/18/2020 12:00:00 AM | Manufacturer#14 | Manufacturer#14 |  |  | 19 | 19 | 12.7 | 10 | Variable Speed Mini Split | AC-21563 | 1809 | 711 | 1.83 | 600 | 1098 | 90808 | SFM | 988.5246 | 388.5246 | 600 |  |  | 1098 |  |  |  | 0
51547 | 07/28/2020 | 10 |  |  | 4305815 | 6/18/2020 12:00:00 AM | Manufacturer#14 | Manufacturer#14 |  |  | 19.5 | 20 | 12.5 | 10 | Variable Speed Mini Split | AC-21563 | 2845 | 1249 | 2.66 | 600 | 1596 | 90805 | SFM | 1069.5489 | 469.5489 | 600 |  |  | 1596 |  |  |  | 0
51547 | 07/28/2020 | 11 |  |  | 4307252 | 6/19/2020 12:00:00 AM | Manufacturer#14 | Manufacturer#14 |  |  | 19.7 | 20 | 10.5 | 10.3 | Variable Speed Mini Split | AC-21563 | 3607.98 | 1261.98 | 3.91 | 600 | 2346 | 92394 | SFM | 922.757 | 322.757 | 600 |  |  | 2346 |  |  |  | 0
51548 | 07/28/2020 | 12 |  |  | 4331842 | 6/30/2020 12:00:00 AM | Manufacturer#14 | Manufacturer#14 |  |  | 18 | 18 | 10.8 | 9 | Variable Speed Mini Split | AC-21561 | 2365 | 1301 | 2.66 | 400 | 1064 | 92262 | SFM | 889.0977 | 489.0977 | 400 |  |  | 1064 |  |  |  | 0
51548 | 07/28/2020 | 13 |  |  | 4332785 | 6/30/2020 12:00:00 AM | Manufacturer#15 | Manufacturer#15 |  |  | 16 | 16 | 13 | 9 | Heat Pump | AC-21518 | 2615 | 1712 | 3.01 | 300 | 903 | 90275 | SFM | 868.7708 | 568.7708 | 300 |  |  | 903 |  |  |  | 0
51548 | 07/28/2020 | 14 |  |  | 4333070 | 6/30/2020 12:00:00 AM | Manufacturer#14 | Manufacturer#14 |  |  | 19 | 19 | 12.7 | 10 | Variable Speed Mini Split | AC-21563 | 2481 | 1383 | 1.83 | 600 | 1098 | 93111 | SFM | 1355.7377 | 755.7377 | 600 |  |  | 1098 |  |  |  | 0
51548 | 07/28/2020 | 15 |  |  | 4333070 | 6/30/2020 12:00:00 AM | Manufacturer#14 | Manufacturer#14 |  |  | 19.7 | 20 | 10.5 | 10.3 | Variable Speed Mini Split | AC-21563 | 3830 | 1484 | 3.91 | 600 | 2346 | 93111 | SFM | 979.5396 | 379.5396 | 600 |  |  | 2346 |  |  |  | 0
51548 | 07/28/2020 | 16 |  |  | 4334425 | 7/2/2020 12:00:00 AM | Manufacturer#14 | Manufacturer#14 |  |  | 21.5 | 22 | 12.05 | 12 | Variable Speed Mini Split | AC-21563 | 688 | 88 | 1 | 600 | 600 | 92392 | SFM | 688 | 88 | 600 |  |  | 600 |  |  |  | 0
51548 | 07/28/2020 | 18 |  |  | 4334427 | 7/2/2020 12:00:00 AM | Manufacturer#14 | Manufacturer#14 |  |  | 20 | 20 | 11.05 | 11 | Variable Speed Mini Split | AC-21563 | 1103.58 | 203.58 | 1.5 | 600 | 900 | 92394 | SFM | 735.72 | 135.72 | 600 |  |  | 900 |  |  |  | 0
51548 | 07/28/2020 | 19 |  |  | 4334721 | 7/2/2020 12:00:00 AM | Manufacturer#14 | Manufacturer#14 |  |  | 21.5 | 22 | 12.5 | 10 | Variable Speed Mini Split | AC-21563 | 1504 | 904 | 1 | 600 | 600 | 91007 | SFM | 1504 | 904 | 600 |  |  | 600 |  |  |  | 0
51548 | 07/28/2020 | 20 |  |  | 4334722 | 7/2/2020 12:00:00 AM | Manufacturer#14 | Manufacturer#14 |  |  | 18 | 18 | 10.5 | 9 | Variable Speed Mini Split | AC-21561 | 1223 | 500 | 1.83 | 400 | 732 | 90503 | SFM | 668.306 | 273.224 | 395.082 |  |  | 732 |  |  |  | 0
51548 | 07/28/2020 | 21 |  |  | 4334723 | 7/2/2020 12:00:00 AM | Manufacturer#14 | Manufacturer#14 |  |  | 19 | 19 | 12.7 | 10 | Variable Speed Mini Split | AC-21563 | 2384 | 1286 | 1.83 | 600 | 1098 | 91006 | SFM | 1302.7322 | 702.7322 | 600 |  |  | 1098 |  |  |  | 0
51548 | 07/28/2020 | 22 |  |  | 4335628 | 7/2/2020 12:00:00 AM | Manufacturer#14 | Manufacturer#14 |  |  | 21.5 | 22 | 12.05 | 12 | Variable Speed Mini Split | AC-21563 | 925.22 | 600 | 1 | 600 | 600 | 92625 | SFM | 925.22 | 600 | 325.22 |  |  | 600 |  |  |  | 0
51548 | 07/28/2020 | 23 |  |  | 4335818 | 7/2/2020 12:00:00 AM | Manufacturer#14 | Manufacturer#14 |  |  | 18 | 18 | 10.5 | 9 | Variable Speed Mini Split | AC-21561 | 1341 | 609 | 1.83 | 400 | 732 | 92234 | SFM | 732.7869 | 332.7869 | 400 |  |  | 732 |  |  |  | 0
51548 | 07/28/2020 | 24 |  |  | 4336080 | 7/2/2020 12:00:00 AM | Manufacturer#14 | Manufacturer#14 |  |  | 18 | 18 | 10.5 | 9 | Variable Speed Mini Split | AC-21561 | 1341 | 609 | 1.83 | 400 | 732 | 92336 | SFM | 732.7869 | 332.7869 | 400 |  |  | 732 |  |  |  | 0
51548 | 07/28/2020 | 25 |  |  | 4336080 | 7/2/2020 12:00:00 AM | Manufacturer#14 | Manufacturer#14 |  |  | 18 | 18 | 10.5 | 9 | Variable Speed Mini Split | AC-21561 | 1341 | 609 | 1.83 | 400 | 732 | 92336 | SFM | 732.7869 | 332.7869 | 400 |  |  | 732 |  |  |  | 0
51548 | 07/28/2020 | 1 |  |  | 4323043 | 6/26/2020 12:00:00 AM | Manufacturer#14 | Manufacturer#14 |  |  | 19.7 | 20 | 10.5 | 10.3 | Variable Speed Mini Split | AC-21563 | 4243.37 | 1897.37 | 3.91 | 600 | 2346 | 92530 | SFM | 1085.2609 | 485.2609 | 600 |  |  | 2346 |  |  |  | 0
51548 | 07/28/2020 | 2 |  |  | 4323656 | 6/26/2020 12:00:00 AM | Manufacturer#15 | Manufacturer#15 |  |  | 16 | 16 | 13 | 9 | Heat Pump | AC-21518 | 2446 | 1573 | 2.91 | 300 | 873 | 92562 | SFM | 840.5498 | 540.5498 | 300 |  |  | 873 |  |  |  | 0
51548 | 07/28/2020 | 3 |  |  | 4326394 | 6/29/2020 12:00:00 AM | Manufacturer#14 | Manufacturer#14 |  |  | 19 | 19 | 9.3 | 10.2 | Variable Speed Mini Split | AC-21563 | 4202 | 2402 | 3 | 600 | 1800 | 90808 | SFM | 1400.6667 | 800.6667 | 600 |  |  | 1800 |  |  |  | 0
51548 | 07/28/2020 | 4 |  |  | 4328029 | 6/29/2020 12:00:00 AM | Manufacturer#14 | Manufacturer#14 |  |  | 21 | 21 | 13 | 10 | Variable Speed Mini Split | AC-21563 | 3734 | 1238 | 1.5 | 600 | 900 | 93110 | SFM | 2489.3333 | 825.3333 | 1664 |  |  | 900 |  |  |  | 0
51548 | 07/28/2020 | 5 |  |  | 4328030 | 6/29/2020 12:00:00 AM | Manufacturer#14 | Manufacturer#14 |  |  | 19.5 | 20 | 9.3 | 10 | Variable Speed Mini Split | AC-21563 | 3144 | 1548 | 2.66 | 600 | 1596 | 93110 | SFM | 1181.9549 | 581.9549 | 600 |  |  | 1596 |  |  |  | 0
51548 | 07/28/2020 | 6 |  |  | 4328032 | 6/29/2020 12:00:00 AM | Manufacturer#14 | Manufacturer#14 |  |  | 19.5 | 20 | 9.3 | 10 | Variable Speed Mini Split | AC-21563 | 3144 | 1548 | 2.66 | 600 | 1596 | 93105 | SFM | 1181.9549 | 581.9549 | 600 |  |  | 1596 |  |  |  | 0
51548 | 07/28/2020 | 7 |  |  | 4329338 | 6/30/2020 12:00:00 AM | Manufacturer#2 | Manufacturer#2 |  |  | 21 | 21 | 12.5 | 12 | Variable Speed Mini Split | AC-21563 | 1560 | 702 | 1.43 | 600 | 858 | 91107 | SFM | 1090.9091 | 490.9091 | 600 |  |  | 858 |  |  |  | 0
51548 | 07/28/2020 | 8 |  |  | 4330145 | 6/30/2020 12:00:00 AM | Manufacturer#14 | Manufacturer#14 |  |  | 17.1 | 18 | 10.9 | 10.9 | Variable Speed Mini Split | AC-21562 | 4739.67 | 2239.67 | 5 | 500 | 2500 | 92587 | SFM | 947.934 | 447.934 | 500 |  |  | 2500 |  |  |  | 0
51548 | 07/28/2020 | 9 |  |  | 4330651 | 6/30/2020 12:00:00 AM | Manufacturer#14 | Manufacturer#14 |  |  | 20 | 20 | 11.05 | 11 | Variable Speed Mini Split | AC-21563 | 1026 | 126 | 1.5 | 600 | 900 | 90650 | SFM | 684 | 84 | 600 |  |  | 900 |  |  |  | 0
51548 | 07/28/2020 | 10 |  |  | 4331121 | 6/30/2020 12:00:00 AM | Manufacturer#14 | Manufacturer#14 |  |  | 19 | 19 | 12.7 | 10 | Variable Speed Mini Split | AC-21563 | 2637 | 1539 | 1.83 | 600 | 1098 | 90717 | SFM | 1440.9836 | 840.9836 | 600 |  |  | 1098 |  |  |  | 0
51548 | 07/28/2020 | 11 |  |  | 4331839 | 6/30/2020 12:00:00 AM | Manufacturer#14 | Manufacturer#14 |  |  | 18 | 18 | 10.5 | 9 | Variable Speed Mini Split | AC-21561 | 1341 | 609 | 1.83 | 400 | 732 | 92210 | SFM | 732.7869 | 332.7869 | 400 |  |  | 732 |  |  |  | 0
51549 | 07/28/2020 | 18 |  |  | 4349027 | 7/9/2020 12:00:00 AM | Manufacturer#14 | Manufacturer#14 |  |  | 20 | 20 | 11.05 | 11 | Variable Speed Mini Split | AC-21563 | 1026 | 126 | 1.5 | 600 | 900 | 90245 | SFM | 684 | 84 | 600 |  |  | 900 |  |  |  | 0
51549 | 07/28/2020 | 19 |  |  | 4350368 | 7/9/2020 12:00:00 AM | Manufacturer#14 | Manufacturer#14 |  |  | 20 | 20 | 11.05 | 11 | Variable Speed Mini Split | AC-21563 | 1026 | 126 | 1.5 | 600 | 900 | 92593 | SFM | 684 | 84 | 600 |  |  | 900 |  |  |  | 0
51549 | 07/28/2020 | 20 |  |  | 4351536 | 7/10/2020 12:00:00 AM | Manufacturer#14 | Manufacturer#14 |  |  | 20 | 20 | 12.75 | 9 | Variable Speed Mini Split | AC-21561 | 1021 | 621 | 1 | 400 | 400 | 90274 | SFM | 1021 | 621 | 400 |  |  | 400 |  |  |  | 0
51549 | 07/28/2020 | 12 |  |  | 4297588 | 6/15/2020 12:00:00 AM | Manufacturer#14 | Manufacturer#14 |  |  | 19 | 19 | 9.3 | 10.2 | Variable Speed Mini Split | AC-21563 | 2987 | 1187 | 3 | 600 | 1800 | 93117 | SFM | 995.6667 | 395.6667 | 600 |  |  | 1800 |  |  |  | 0
51549 | 07/28/2020 | 13 |  |  | 4262939 | 5/29/2020 12:00:00 AM | Manufacturer#14 | Manufacturer#14 |  |  | 19 | 19 | 9.3 | 10.2 | Variable Speed Mini Split | AC-21563 | 2987 | 1187 | 3 | 600 | 1800 | 93117 | SFM | 995.6667 | 395.6667 | 600 |  |  | 1800 |  |  |  | 0
51549 | 07/28/2020 | 21 |  |  | 4354054 | 7/10/2020 12:00:00 AM | Manufacturer#14 | Manufacturer#14 |  |  | 20 | 20 | 11.05 | 11 | Variable Speed Mini Split | AC-21563 | 957 | 57 | 1.5 | 600 | 900 | 91709 | SFM | 638 | 38 | 600 |  |  | 900 |  |  |  | 0
51549 | 07/28/2020 | 22 |  |  | 4356714 | 7/13/2020 12:00:00 AM | Manufacturer#14 | Manufacturer#14 |  |  | 21.5 | 22 | 12.05 | 12 | Variable Speed Mini Split | AC-21563 | 788 | 188 | 1 | 600 | 600 | 92399 | SFM | 788 | 188 | 600 |  |  | 600 |  |  |  | 0
51549 | 07/28/2020 | 1 |  |  | 4340055 | 7/6/2020 12:00:00 AM | Manufacturer#14 | Manufacturer#14 |  |  | 17.2 | 18 | 12.5 | 9.5 | Variable Speed Mini Split | AC-21562 | 4127 | 2547 | 3.16 | 500 | 1580 | 90807 | SFM | 1306.0127 | 806.0127 | 500 |  |  | 1580 |  |  |  | 0
51549 | 07/28/2020 | 2 |  |  | 4340404 | 7/6/2020 12:00:00 AM | Manufacturer#14 | Manufacturer#14 |  |  | 21.5 | 22 | 12.05 | 12 | Variable Speed Mini Split | AC-21563 | 688 | 88 | 1 | 600 | 600 | 90720 | SFM | 688 | 88 | 600 |  |  | 600 |  |  |  | 0
51549 | 07/28/2020 | 3 |  |  | 4341156 | 7/6/2020 12:00:00 AM | Manufacturer#14 | Manufacturer#14 |  |  | 21.5 | 22 | 12.05 | 12 | Variable Speed Mini Split | AC-21563 | 688 | 88 | 1 | 600 | 600 | 90405 | SFM | 688 | 88 | 600 |  |  | 600 |  |  |  | 0
51549 | 07/28/2020 | 4 |  |  | 4341156 | 7/6/2020 12:00:00 AM | Manufacturer#14 | Manufacturer#14 |  |  | 21.5 | 22 | 12.05 | 12 | Variable Speed Mini Split | AC-21563 | 688 | 88 | 1 | 600 | 600 | 90405 | SFM | 688 | 88 | 600 |  |  | 600 |  |  |  | 0
51549 | 07/28/2020 | 5 |  |  | 4342444 | 7/7/2020 12:00:00 AM | Manufacturer#14 | Manufacturer#14 |  |  | 21.5 | 22 | 12.05 | 12 | Variable Speed Mini Split | AC-21563 | 688 | 88 | 1 | 600 | 600 | 91740 | SFM | 688 | 88 | 600 |  |  | 600 |  |  |  | 0
51549 | 07/28/2020 | 6 |  |  | 4343228 | 7/7/2020 12:00:00 AM | Manufacturer#14 | Manufacturer#14 |  |  | 20 | 20 | 11.05 | 11 | Variable Speed Mini Split | AC-21563 | 993 | 93 | 1.5 | 600 | 900 | 92404 | SFM | 662 | 62 | 600 |  |  | 900 |  |  |  | 0
51549 | 07/28/2020 | 7 |  |  | 4343228 | 7/7/2020 12:00:00 AM | Manufacturer#14 | Manufacturer#14 |  |  | 20 | 20 | 11.05 | 11 | Variable Speed Mini Split | AC-21563 | 993 | 93 | 1.5 | 600 | 900 | 92404 | SFM | 662 | 62 | 600 |  |  | 900 |  |  |  | 0
51549 | 07/28/2020 | 8 |  |  | 4344382 | 7/7/2020 12:00:00 AM | Manufacturer#14 | Manufacturer#14 |  |  | 20 | 20 | 11.05 | 11 | Variable Speed Mini Split | AC-21563 | 993 | 93 | 1.5 | 600 | 900 | 91762 | SFM | 662 | 62 | 600 |  |  | 900 |  |  |  | 0
51549 | 07/28/2020 | 9 |  |  | 4344383 | 7/7/2020 12:00:00 AM | Manufacturer#14 | Manufacturer#14 |  |  | 19.5 | 20 | 9.3 | 10 | Variable Speed Mini Split | AC-21563 | 2557 | 961 | 2.66 | 600 | 1596 | 92262 | SFM | 961.2782 | 361.2782 | 600 |  |  | 1596 |  |  |  | 0
51549 | 07/28/2020 | 10 |  |  | 4344384 | 7/7/2020 12:00:00 AM | Manufacturer#14 | Manufacturer#14 |  |  | 20 | 20 | 11.05 | 11 | Variable Speed Mini Split | AC-21563 | 1160 | 260 | 1.5 | 600 | 900 | 92264 | SFM | 773.3333 | 173.3333 | 600 |  |  | 900 |  |  |  | 0
51549 | 07/28/2020 | 11 |  |  | 4248795 | 5/22/2020 12:00:00 AM | Manufacturer#14 | Manufacturer#14 |  |  | 17.1 | 18 | 8.05 | 9 | Variable Speed Mini Split | AC-21561 | 3196 | 1396 | 4.5 | 400 | 1800 | 93117 | SFM | 710.2222 | 310.2222 | 400 |  |  | 1800 |  |  |  | 0
51549 | 07/28/2020 | 14 |  |  | 4345414 | 7/8/2020 12:00:00 AM | Manufacturer#14 | Manufacturer#14 |  |  | 21.5 | 22 | 12.05 | 12 | Variable Speed Mini Split | AC-21563 | 689 | 89 | 1 | 600 | 600 | 92308 | SFM | 689 | 89 | 600 |  |  | 600 |  |  |  | 0
51549 | 07/28/2020 | 15 |  |  | 4347696 | 7/8/2020 12:00:00 AM | Manufacturer#14 | Manufacturer#14 |  |  | 18 | 18 | 10.5 | 9 | Variable Speed Mini Split | AC-21561 | 1223 | 491 | 1.83 | 400 | 732 | 92234 | SFM | 668.306 | 268.306 | 400 |  |  | 732 |  |  |  | 0
51549 | 07/28/2020 | 23 |  |  | 4356714 | 7/13/2020 12:00:00 AM | Manufacturer#14 | Manufacturer#14 |  |  | 20 | 20 | 11.05 | 11 | Variable Speed Mini Split | AC-21563 | 993 | 93 | 1.5 | 600 | 900 | 92399 | SFM | 662 | 62 | 600 |  |  | 900 |  |  |  | 0
51549 | 07/28/2020 | 16 |  |  | 4347716 | 7/8/2020 12:00:00 AM | Manufacturer#14 | Manufacturer#14 |  |  | 20 | 20 | 11.05 | 11 | Variable Speed Mini Split | AC-21563 | 1160 | 260 | 1.5 | 600 | 900 | 92264 | SFM | 773.3333 | 173.3333 | 600 |  |  | 900 |  |  |  | 0
51549 | 07/28/2020 | 24 |  |  | 4357157 | 7/13/2020 12:00:00 AM | Manufacturer#14 | Manufacturer#14 |  |  | 20 | 20 | 11.05 | 11 | Variable Speed Mini Split | AC-21563 | 993 | 93 | 1.5 | 600 | 900 | 91106 | SFM | 662 | 62 | 600 |  |  | 900 |  |  |  | 0
51549 | 07/28/2020 | 25 |  |  | 4357931 | 7/13/2020 12:00:00 AM | Manufacturer#14 | Manufacturer#14 |  |  | 19 | 19 | 12.7 | 10 | Variable Speed Mini Split | AC-21563 | 2242 | 1144 | 1.83 | 600 | 1098 | 90740 | SFM | 1225.1366 | 625.1366 | 600 |  |  | 1098 |  |  |  | 0
51549 | 07/28/2020 | 17 |  |  | 4348847 | 7/9/2020 12:00:00 AM | Manufacturer#14 | Manufacturer#14 |  |  | 21.5 | 22 | 12.05 | 12 | Variable Speed Mini Split | AC-21563 | 787 | 187 | 1 | 600 | 600 | 92395 | SFM | 787 | 187 | 600 |  |  | 600 |  |  |  | 0
51556 | 07/23/2020 | 10 |  |  | R206692 | 6/15/2020 12:00:00 AM | Manufacturer#1 | Manufacturer#1 |  |  | 20 | 20 | 12.7 | 10 | Variable Speed Mini Split | AC-21563 | 3518.8 | 2618.8 | 1.5 | 600 | 900 | 92264 | SFM | 2345.8667 | 1745.8667 | 600 |  |  | 900 |  |  |  | 0
51556 | 07/23/2020 | 18 |  |  | R206603 | 6/26/2020 12:00:00 AM | Manufacturer#1 | Manufacturer#1 |  |  | 19.2 | 20 | 9.4 | 11 | Variable Speed Mini Split | AC-21563 | 6441 | 4671 | 2.95 | 600 | 1770 | 90660 | SFM | 2183.3898 | 1583.3898 | 600 |  |  | 1770 |  |  |  | 0
51556 | 07/23/2020 | 26 |  |  | V618997 | 6/29/2020 12:00:00 AM | Manufacturer#1 | Manufacturer#1 |  |  | 18 | 18 | 12 | 10 | Variable Speed Mini Split | AC-21563 | 1376.55 | 1076.55 | 1 | 600 | 600 | 90650 | SFM | 1376.55 | 1076.55 | 300 |  |  | 600 |  |  |  | 0
51556 | 07/23/2020 | 19 |  |  | D342292 | 6/25/2020 12:00:00 AM | Manufacturer#1 | Manufacturer#1 |  |  | 19.7 | 20 | 9.2 | 10.3 | Variable Speed Mini Split | AC-21563 | 6364.05 | 4339.05 | 3.37 | 600 | 2022 | 92841 | SFM | 1888.4421 | 1287.5519 | 600.8902 |  |  | 2022 |  |  |  | 0
51556 | 07/23/2020 | 11 |  |  | R206692 | 6/15/2020 12:00:00 AM | Manufacturer#1 | Manufacturer#1 |  |  | 20 | 20 | 12.7 | 10 | Variable Speed Mini Split | AC-21563 | 3518.8 | 2618.8 | 1.5 | 600 | 900 | 92264 | SFM | 2345.8667 | 1745.8667 | 600 |  |  | 900 |  |  |  | 0
51556 | 07/23/2020 | 20 |  |  | L784518 | 6/30/2020 12:00:00 AM | Manufacturer#1 | Manufacturer#1 |  |  | 19.8 | 20 | 12.5 | 12.1 | Variable Speed Mini Split | AC-21563 | 2498.5 | 1898.5 | 1 | 600 | 600 | 90274 | SFM | 2498.5 | 1898.5 | 600 |  |  | 600 |  |  |  | 0
51556 | 07/23/2020 | 21 |  |  | A348168 | 6/30/2020 12:00:00 AM | Manufacturer#1 | Manufacturer#1 |  |  | 18 | 18 | 9.9 | 10 | Variable Speed Mini Split | AC-21563 | 1537.1 | 937.1 | 1 | 600 | 600 | 91786 | SFM | 1537.1 | 937.1 | 600 |  |  | 600 |  |  |  | 0
51556 | 07/23/2020 | 12 |  |  | R206692 | 6/15/2020 12:00:00 AM | Manufacturer#1 | Manufacturer#1 |  |  | 20 | 20 | 12.7 | 10 | Variable Speed Mini Split | AC-21563 | 3518.8 | 2618.8 | 1.5 | 600 | 900 | 92264 | SFM | 2345.8667 | 1745.8667 | 600 |  |  | 900 |  |  |  | 0
51556 | 07/23/2020 | 27 |  |  | A347917 | 6/25/2020 12:00:00 AM | Manufacturer#1 | Manufacturer#1 |  |  | 23.1 | 24 | 13 | 12.5 | Variable Speed Mini Split | AC-21563 | 2033.95 | 1433.95 | 1 | 600 | 600 | 92879 | SFM | 2033.95 | 1433.95 | 600 |  |  | 600 |  |  |  | 0
51556 | 07/23/2020 | 13 |  |  | A347666 | 6/18/2020 12:00:00 AM | Manufacturer#3 | Manufacturer#3 |  |  | 16 | 16 | 13 | 9 | Heat Pump | AC-21518 | 6594.75 | 5421.75 | 3.91 | 300 | 1173 | 90701 | SFM | 1686.6368 | 1386.6368 | 300 |  |  | 1173 |  |  |  | 0
51556 | 07/23/2020 | 14 |  |  | R206644 | 6/26/2020 12:00:00 AM | Manufacturer#1 | Manufacturer#1 |  |  | 18 | 18 | 8.6 | 10 | Variable Speed Mini Split | AC-21563 | 2422.5 | 1306.5 | 1.86 | 600 | 1116 | 92585 | SFM | 1302.4194 | 702.4194 | 600 |  |  | 1116 |  |  |  | 0
51556 | 07/23/2020 | 22 |  |  | L784518 | 6/30/2020 12:00:00 AM | Manufacturer#1 | Manufacturer#1 |  |  | 19.8 | 20 | 12.5 | 12.1 | Variable Speed Mini Split | AC-21563 | 2498.5 | 1898.5 | 1 | 600 | 600 | 90274 | SFM | 2498.5 | 1898.5 | 600 |  |  | 600 |  |  |  | 0
51556 | 07/23/2020 | 23 |  |  | R206721 | 6/30/2020 12:00:00 AM | Manufacturer#3 | Manufacturer#3 |  |  | 18 | 18 | 12.5 | 10 | Heat Pump | AC-21520 | 7834.5 | 6961.5 | 2.91 | 300 | 873 | 92270 | SFM | 2692.268 | 2392.268 | 300 |  |  | 873 |  |  |  | 0
51556 | 07/23/2020 | 28 |  |  | A347873 | 6/25/2020 12:00:00 AM | Manufacturer#1 | Manufacturer#1 |  |  | 19 | 19 | 10.6 | 10.6 | Variable Speed Mini Split | AC-21563 | 5503.35 | 4087.35 | 2.36 | 600 | 1416 | 92708 | SFM | 2331.928 | 1731.928 | 600 |  |  | 1416 |  |  |  | 0
51556 | 07/23/2020 | 29 |  |  | A347865 | 6/25/2020 12:00:00 AM | Manufacturer#1 | Manufacturer#1 |  |  | 19.7 | 20 | 9.2 | 10.3 | Variable Speed Mini Split | AC-21563 | 6632.9 | 4610.9 | 3.37 | 600 | 2022 | 90710 | SFM | 1968.2196 | 1368.2196 | 600 |  |  | 2022 |  |  |  | 0
51556 | 07/23/2020 | 32 |  |  | V618729 | 6/25/2020 12:00:00 AM | Manufacturer#1 | Manufacturer#1 |  |  | 17 | 17 | 12 | 9 | Variable Speed Mini Split | AC-21561 | 1376.55 | 976.55 | 1 | 400 | 400 | 90274 | SFM | 1376.55 | 976.55 | 400 |  |  | 400 |  |  |  | 0
51556 | 07/23/2020 | 1 |  |  | A347657 | 6/22/2020 12:00:00 AM | Manufacturer#3 | Manufacturer#3 |  |  | 19 | 19 | 10.5 | 10 | Heat Pump | AC-21520 | 10305.75 | 8805.75 | 4.91 | 300 | 1473 | 90746 | SFM | 2098.9308 | 1793.4318 | 305.499 |  |  | 1473 |  |  |  | 0
51556 | 07/23/2020 | 2 |  |  | A347644 | 6/22/2020 12:00:00 AM | Manufacturer#1 | Manufacturer#1 |  |  | 19.2 | 20 | 9.4 | 11 | Variable Speed Mini Split | AC-21563 | 6441 | 4671 | 2.95 | 600 | 1770 | 92676 | SFM | 2183.3898 | 1583.3898 | 600 |  |  | 1770 |  |  |  | 0
51556 | 07/23/2020 | 3 |  |  | A347579 | 6/22/2020 12:00:00 AM | Manufacturer#1 | Manufacturer#1 |  |  | 19.7 | 20 | 9.2 | 10.3 | Variable Speed Mini Split | AC-21563 | 6632.9 | 4610.9 | 3.37 | 600 | 2022 | 92867 | SFM | 1968.2196 | 1368.2196 | 600 |  |  | 2022 |  |  |  | 0
51556 | 07/23/2020 | 4 |  |  | A347799 | 6/22/2020 12:00:00 AM | Manufacturer#1 | Manufacturer#1 |  |  | 18 | 18 | 9.9 | 10 | Variable Speed Mini Split | AC-21563 | 1579.85 | 979.85 | 1 | 600 | 600 | 92692 | SFM | 1579.85 | 979.85 | 600 |  |  | 600 |  |  |  | 0
51556 | 07/23/2020 | 5 |  |  | A347490 | 6/22/2020 12:00:00 AM | Manufacturer#3 | Manufacturer#3 |  |  | 19 | 19 | 10.5 | 10 | Heat Pump | AC-21520 | 10305.75 | 8805.75 | 4.91 | 300 | 1473 | 92887 | SFM | 2098.9308 | 1793.4318 | 305.499 |  |  | 1473 |  |  |  | 0
51556 | 07/23/2020 | 6 |  |  | V618283 | 6/22/2020 12:00:00 AM | Manufacturer#3 | Manufacturer#3 |  |  | 19 | 19 | 10.5 | 10 | Heat Pump | AC-21520 | 10305.75 | 8805.75 | 4.91 | 300 | 1473 | 91377 | SFM | 2098.9308 | 1793.4318 | 305.499 |  |  | 1473 |  |  |  | 0
51556 | 07/23/2020 | 7 |  |  | V618283 | 6/22/2020 12:00:00 AM | Manufacturer#3 | Manufacturer#3 |  |  | 19 | 19 | 10.5 | 10 | Heat Pump | AC-21520 | 10305.75 | 8805.75 | 4.91 | 300 | 1473 | 91377 | SFM | 2098.9308 | 1793.4318 | 305.499 |  |  | 1473 |  |  |  | 0
51556 | 07/23/2020 | 8 |  |  | A347821 | 6/25/2020 12:00:00 AM | Manufacturer#3 | Manufacturer#3 |  |  | 18 | 18 | 11.75 | 9.5 | Heat Pump | AC-21519 | 8309.25 | 7295.25 | 3.38 | 300 | 1014 | 92691 | SFM | 2458.358 | 2158.358 | 300 |  |  | 1014 |  |  |  | 0
51556 | 07/23/2020 | 9 |  |  | D341843 | 6/29/2020 12:00:00 AM | Manufacturer#1 | Manufacturer#1 |  |  | 18 | 18 | 10.1 | 9.3 | Variable Speed Mini Split | AC-21561 | 7616.15 | 6216.15 | 3.5 | 400 | 1400 | 90504 | SFM | 2176.0429 | 1776.0429 | 400 |  |  | 1400 |  |  |  | 0
51556 | 07/23/2020 | 15 |  |  | R206644 | 6/26/2020 12:00:00 AM | Manufacturer#1 | Manufacturer#1 |  |  | 18 | 18 | 8.6 | 10 | Variable Speed Mini Split | AC-21563 | 2422.5 | 1306.5 | 1.86 | 600 | 1116 | 92585 | SFM | 1302.4194 | 702.4194 | 600 |  |  | 1116 |  |  |  | 0
51556 | 07/23/2020 | 24 |  |  | R206720 | 6/30/2020 12:00:00 AM | Manufacturer#1 | Manufacturer#1 |  |  | 18 | 18 | 9.9 | 10 | Variable Speed Mini Split | AC-21563 | 1537.1 | 937.1 | 1 | 600 | 600 | 92234 | SFM | 1537.1 | 937.1 | 600 |  |  | 600 |  |  |  | 0
51556 | 07/23/2020 | 30 |  |  | A347975 | 6/25/2020 12:00:00 AM | Manufacturer#1 | Manufacturer#1 |  |  | 20 | 20 | 13.6 | 9.8 | Variable Speed Mini Split | AC-21563 | 5026.45 | 3928.45 | 1.83 | 600 | 1098 | 92651 | SFM | 2746.694 | 2146.694 | 600 |  |  | 1098 |  |  |  | 0
51556 | 07/23/2020 | 44 |  |  | A347694 | 6/22/2020 12:00:00 AM | Manufacturer#1 | Manufacturer#1 |  |  | 19.2 | 20 | 9.4 | 11 | Variable Speed Mini Split | AC-21563 | 6441 | 4671 | 2.95 | 600 | 1770 | 90305 | SFM | 2183.3898 | 1583.3898 | 600 |  |  | 1770 |  |  |  | 0
51556 | 07/23/2020 | 45 |  |  | V618283 | 6/22/2020 12:00:00 AM | Manufacturer#3 | Manufacturer#3 |  |  | 15 | 15 | 12.5 | 9 | Heat Pump | AC-21517 | 6009.45 | 4824.45 | 4 | 300 | 1200 | 93063 | SFM | 1502.3625 | 1206.1125 | 296.25 |  |  | 1200 |  |  |  | 0
51556 | 07/23/2020 | 46 |  |  | V618283 | 6/22/2020 12:00:00 AM | Manufacturer#3 | Manufacturer#3 |  |  | 15 | 15 | 12.5 | 9 | Heat Pump | AC-21517 | 6009.45 | 4824.45 | 4 | 300 | 1200 | 93063 | SFM | 1502.3625 | 1206.1125 | 296.25 |  |  | 1200 |  |  |  | 0
51556 | 07/23/2020 | 47 |  |  | D341320 | 6/1/2020 12:00:00 AM | Manufacturer#3 | Manufacturer#3 |  |  | 19 | 19 | 12 | 10 | Heat Pump | AC-21520 | 8510.25 | 7337.25 | 3.91 | 300 | 1173 | 91108 | SFM | 2176.5345 | 1876.5345 | 300 |  |  | 1173 |  |  |  | 0
51556 | 07/23/2020 | 48 |  |  | D341320 | 6/1/2020 12:00:00 AM | Manufacturer#3 | Manufacturer#3 |  |  | 19 | 19 | 12 | 10 | Heat Pump | AC-21520 | 8510.25 | 7337.25 | 3.91 | 300 | 1173 | 91108 | SFM | 2176.5345 | 1876.5345 | 300 |  |  | 1173 |  |  |  | 0
51556 | 07/23/2020 | 49 |  |  | A346920 | 6/1/2020 12:00:00 AM | Manufacturer#3 | Manufacturer#3 |  |  | 15 | 15 | 12.5 | 9 | Heat Pump | AC-21517 | 3304.74 | 2929.74 | 2.26 | 300 | 678 | 90631 | SFM | 1462.2743 | 1296.3451 | 165.9292 |  |  | 678 |  |  |  | 0
51556 | 07/23/2020 | 16 |  |  | R206644 | 6/26/2020 12:00:00 AM | Manufacturer#1 | Manufacturer#1 |  |  | 18 | 18 | 9.9 | 10 | Variable Speed Mini Split | AC-21563 | 1579.85 | 979.85 | 1 | 600 | 600 | 92585 | SFM | 1579.85 | 979.85 | 600 |  |  | 600 |  |  |  | 0
51556 | 07/23/2020 | 25 |  |  | V618997 | 6/29/2020 12:00:00 AM | Manufacturer#1 | Manufacturer#1 |  |  | 18 | 18 | 12 | 10 | Variable Speed Mini Split | AC-21563 | 1376.55 | 1076.55 | 1 | 600 | 600 | 90650 | SFM | 1376.55 | 1076.55 | 300 |  |  | 600 |  |  |  | 0
51556 | 07/23/2020 | 31 |  |  | D342269 | 6/25/2020 12:00:00 AM | Manufacturer#1 | Manufacturer#1 |  |  | 26.1 | 27 | 13.8 | 12.5 | Variable Speed Mini Split | AC-21563 | 2384.5 | 1784.5 | 1 | 600 | 600 | 90706 | SFM | 2384.5 | 1784.5 | 600 |  |  | 600 |  |  |  | 0
51556 | 07/23/2020 | 50 |  |  | L782332 | 6/10/2020 12:00:00 AM | Manufacturer#1 | Manufacturer#1 |  |  | 16 | 16 | 11 | 8.5 | Variable Speed Mini Split | AC-21560 | 1153.3 | 928.3 | 0.75 | 300 | 225 | 90660 | SFM | 1537.7333 | 1237.7333 | 300 |  |  | 225 |  |  |  | 0
51556 | 07/23/2020 | 17 |  |  | R206603 | 6/26/2020 12:00:00 AM | Manufacturer#1 | Manufacturer#1 |  |  | 19.7 | 20 | 9.2 | 10.3 | Variable Speed Mini Split | AC-21563 | 6364.05 | 4339.05 | 3.37 | 600 | 2022 | 90660 | SFM | 1888.4421 | 1287.5519 | 600.8902 |  |  | 2022 |  |  |  | 0
51556 | 07/23/2020 | 33 |  |  | V618468 | 6/24/2020 12:00:00 AM | Manufacturer#3 | Manufacturer#3 |  |  | 15 | 15 | 12.5 | 9 | Heat Pump | AC-21517 | 5511.23 | 4626.23 | 2.95 | 300 | 885 | 91362 | SFM | 1868.2136 | 1568.2136 | 300 |  |  | 885 |  |  |  | 0
51556 | 07/23/2020 | 34 |  |  | V618468 | 6/24/2020 12:00:00 AM | Manufacturer#3 | Manufacturer#3 |  |  | 15 | 15 | 12.5 | 9 | Heat Pump | AC-21517 | 6009.45 | 4809.45 | 4 | 300 | 1200 | 91362 | SFM | 1502.3625 | 1202.3625 | 300 |  |  | 1200 |  |  |  | 0
51556 | 07/23/2020 | 35 |  |  | R206603 | 6/25/2020 12:00:00 AM | Manufacturer#1 | Manufacturer#1 |  |  | 19.2 | 20 | 9.4 | 11 | Variable Speed Mini Split | AC-21563 | 6441 | 4671 | 2.95 | 600 | 1770 | 90660 | SFM | 2183.3898 | 1583.3898 | 600 |  |  | 1770 |  |  |  | 0
51556 | 07/23/2020 | 36 |  |  | R206557 | 6/24/2020 12:00:00 AM | Manufacturer#3 | Manufacturer#3 |  |  | 19 | 19 | 10.5 | 10 | Heat Pump | AC-21520 | 10305.75 | 8805.75 | 4.91 | 300 | 1473 | 92260 | SFM | 2098.9308 | 1793.4318 | 305.499 |  |  | 1473 |  |  |  | 0
51556 | 07/23/2020 | 37 |  |  | R206556 | 6/24/2020 12:00:00 AM | Manufacturer#3 | Manufacturer#3 |  |  | 17 | 17 | 13 | 9 | Heat Pump | AC-21518 | 7358.25 | 6173.25 | 4.04 | 300 | 1212 | 92260 | SFM | 1821.349 | 1528.0322 | 293.3168 |  |  | 1212 |  |  |  | 0
51556 | 07/23/2020 | 38 |  |  | A347874 | 6/23/2020 12:00:00 AM | Manufacturer#3 | Manufacturer#3 |  |  | 15 | 15 | 12.5 | 10 | Heat Pump | AC-21517 | 6622.5 | 5410.5 | 4.04 | 300 | 1212 | 92869 | SFM | 1639.2327 | 1339.2327 | 300 |  |  | 1212 |  |  |  | 0
51556 | 07/23/2020 | 39 |  |  | A347777 | 6/22/2020 12:00:00 AM | Manufacturer#1 | Manufacturer#1 |  |  | 19.7 | 20 | 9.2 | 10.3 | Variable Speed Mini Split | AC-21563 | 7797.6 | 5775.6 | 3.37 | 600 | 2022 | 92866 | SFM | 2313.8279 | 1713.8279 | 600 |  |  | 2022 |  |  |  | 0
51556 | 07/23/2020 | 40 |  |  | A347823 | 6/22/2020 12:00:00 AM | Manufacturer#1 | Manufacturer#1 |  |  | 19.7 | 20 | 9.2 | 10.3 | Variable Speed Mini Split | AC-21563 | 7797.6 | 5775.6 | 3.37 | 600 | 2022 | 92647 | SFM | 2313.8279 | 1713.8279 | 600 |  |  | 2022 |  |  |  | 0
51556 | 07/23/2020 | 41 |  |  | A347773 | 6/22/2020 12:00:00 AM | Manufacturer#3 | Manufacturer#3 |  |  | 18 | 18 | 12 | 9 | Heat Pump | AC-21518 | 9249 | 7875 | 4.58 | 300 | 1374 | 92692 | SFM | 2019.4323 | 1719.4323 | 300 |  |  | 1374 |  |  |  | 0
51556 | 07/23/2020 | 42 |  |  | A347612 | 6/22/2020 12:00:00 AM | Manufacturer#3 | Manufacturer#3 |  |  | 15 | 15 | 12.5 | 9 | Heat Pump | AC-21517 | 5511.23 | 4626.23 | 2.95 | 300 | 885 | 92656 | SFM | 1868.2136 | 1568.2136 | 300 |  |  | 885 |  |  |  | 0
51556 | 07/23/2020 | 43 |  |  | A347612 | 6/22/2020 12:00:00 AM | Manufacturer#3 | Manufacturer#3 |  |  | 15 | 15 | 12.5 | 9 | Heat Pump | AC-21517 | 5833.95 | 4798.95 | 3.45 | 300 | 1035 | 92656 | SFM | 1691 | 1391 | 300 |  |  | 1035 |  |  |  | 0
51560 | 08/01/2020 | 5 |  |  | 74680187-00 | 7/24/2020 12:00:00 AM | Manufacturer#21 | Manufacturer#21 |  |  | 19 | 19 | 11 | 10 | Variable Speed Mini Split | AC-21563 | 778.64 | 0 | 1.5 | 600 | 900 | 92708 | SFM | 519.0933 | 0 | 519.0933 |  |  | 900 |  |  |  | 0
51560 | 08/01/2020 | 12 |  |  | 74694078-00 | 7/27/2020 12:00:00 AM | Manufacturer#13 | Manufacturer#13 |  |  | 17.7 | 18 | 9.2 | 12.2 | Variable Speed Mini Split | AC-21562 | 2982.07 | 1482.07 | 3 | 500 | 1500 | 93117 | SFM | 994.0233 | 494.0233 | 500 |  |  | 1500 |  |  |  | 0
51560 | 08/01/2020 | 13 |  |  | 74704450-00 | 7/24/2020 12:00:00 AM | Manufacturer#21 | Manufacturer#21 |  |  | 19 | 19 | 11 | 10 | Variable Speed Mini Split | AC-21563 | 900 | 0 | 1.5 | 600 | 900 | 92804 | SFM | 600 | 0 | 600 |  |  | 900 |  |  |  | 0
51560 | 08/01/2020 | 14 |  |  | 74705747-00 | 7/24/2020 12:00:00 AM | Manufacturer#21 | Manufacturer#21 |  |  | 17 | 17 | 9.5 | 9.5 | Variable Speed Mini Split | AC-21562 | 843.28 | 0 | 2 | 500 | 1000 | 92571 | SFM | 421.64 | 0 | 421.64 |  |  | 1000 |  |  |  | 0
51560 | 08/01/2020 | 15 |  |  | 74719466-00 | 7/29/2020 12:00:00 AM | Manufacturer#21 | Manufacturer#21 |  |  | 17 | 17 | 9.5 | 9.5 | Variable Speed Mini Split | AC-21562 | 2000 | 0 | 2 | 500 | 1000 | 93552 | SFM | 1000 | 0 | 1000 |  |  | 1000 |  |  |  | 0
51560 | 08/01/2020 | 16 |  |  | 74736631-00 | 7/28/2020 12:00:00 AM | Manufacturer#21 | Manufacturer#21 |  |  | 19 | 19 | 11 | 10 | Variable Speed Mini Split | AC-21563 | 900 | 0 | 1.5 | 600 | 900 | 93501 | SFM | 600 | 0 | 600 |  |  | 900 |  |  |  | 0
51560 | 08/01/2020 | 17 |  |  | 74738710-00 | 7/27/2020 12:00:00 AM | Manufacturer#21 | Manufacturer#21 |  |  | 17 | 17 | 9.5 | 9.5 | Variable Speed Mini Split | AC-21562 | 1000.25 | 0.25 | 2 | 500 | 1000 | 90063 | SFM | 500.125 | 0.125 | 500 |  |  | 1000 |  |  |  | 0
51560 | 08/01/2020 | 18 |  |  | 74738750-00 | 7/27/2020 12:00:00 AM | Manufacturer#21 | Manufacturer#21 |  |  | 17 | 17 | 9.5 | 9.5 | Variable Speed Mini Split | AC-21562 | 1000.25 | 0.25 | 2 | 500 | 1000 | 90650 | SFM | 500.125 | 0.125 | 500 |  |  | 1000 |  |  |  | 0
51560 | 08/01/2020 | 19 |  |  | 74738812-00 | 7/27/2020 12:00:00 AM | Manufacturer#21 | Manufacturer#21 |  |  | 19 | 19 | 10.5 | 9.5 | Variable Speed Mini Split | AC-21562 | 1516.96 | 116.96 | 1 | 500 | 500 | 93561 | SFM | 1516.96 | 116.96 | 1400 |  |  | 500 |  |  |  | 0
51560 | 08/01/2020 | 20 |  |  | 74747038-00 | 7/28/2020 12:00:00 AM | Manufacturer#21 | Manufacturer#21 |  |  | 17 | 17 | 9.5 | 9.5 | Variable Speed Mini Split | AC-21562 | 1000 | 51.31 | 2 | 500 | 1000 | 93552 | SFM | 500 | 25.655 | 474.345 |  |  | 1000 |  |  |  | 0
51560 | 08/01/2020 | 21 |  |  | 74754652-00 | 7/28/2020 12:00:00 AM | Manufacturer#21 | Manufacturer#21 |  |  | 17 | 17 | 9.5 | 9.5 | Variable Speed Mini Split | AC-21562 | 1000 | 0 | 2 | 500 | 1000 | 92562 | SFM | 500 | 0 | 500 |  |  | 1000 |  |  |  | 0
51560 | 08/01/2020 | 6 |  |  | 74681583-00 | 7/24/2020 12:00:00 AM | Manufacturer#21 | Manufacturer#21 |  |  | 17 | 17 | 9.5 | 9.5 | Variable Speed Mini Split | AC-21562 | 948.69 | 0 | 2 | 500 | 1000 | 92562 | SFM | 474.345 | 0 | 474.345 |  |  | 1000 |  |  |  | 0
51560 | 08/01/2020 | 7 |  |  | 74681750-00 | 7/24/2020 12:00:00 AM | Manufacturer#21 | Manufacturer#21 |  |  | 17 | 17 | 9.5 | 9.5 | Variable Speed Mini Split | AC-21562 | 948.69 | 0 | 2 | 500 | 1000 | 92592 | SFM | 474.345 | 0 | 474.345 |  |  | 1000 |  |  |  | 0
51560 | 08/01/2020 | 8 |  |  | 74682439-00 | 7/30/2020 12:00:00 AM | Manufacturer#21 | Manufacturer#21 |  |  | 19 | 19 | 10.5 | 9.5 | Variable Speed Mini Split | AC-21562 | 582.28 | 82.28 | 1 | 500 | 500 | 93041 | SFM | 582.28 | 82.28 | 500 |  |  | 500 |  |  |  | 0
51560 | 08/01/2020 | 9 |  |  | 74682439-00 | 7/30/2020 12:00:00 AM | Manufacturer#21 | Manufacturer#21 |  |  | 19 | 19 | 10.5 | 9.5 | Variable Speed Mini Split | AC-21562 | 582.28 | 82.28 | 1 | 500 | 500 | 93041 | SFM | 582.28 | 82.28 | 500 |  |  | 500 |  |  |  | 0
51560 | 08/01/2020 | 10 |  |  | 74682439-00 | 7/30/2020 12:00:00 AM | Manufacturer#21 | Manufacturer#21 |  |  | 19 | 19 | 10.5 | 9.5 | Variable Speed Mini Split | AC-21562 | 582.28 | 82.28 | 1 | 500 | 500 | 93041 | SFM | 582.28 | 82.28 | 500 |  |  | 500 |  |  |  | 0
51560 | 08/01/2020 | 11 |  |  | 74689974-00 | 7/24/2020 12:00:00 AM | Manufacturer#21 | Manufacturer#21 |  |  | 17 | 17 | 9.5 | 9.5 | Variable Speed Mini Split | AC-21562 | 948.69 | 0 | 2 | 500 | 1000 | 93041 | SFM | 474.345 | 0 | 474.345 |  |  | 1000 |  |  |  | 0
51560 | 08/01/2020 | 22 |  |  | 74756520-00 | 7/28/2020 12:00:00 AM | Manufacturer#21 | Manufacturer#21 |  |  | 17 | 17 | 9.5 | 9.5 | Variable Speed Mini Split | AC-21562 | 1000.69 | 0.69 | 2 | 500 | 1000 | 92562 | SFM | 500.345 | 0.345 | 500 |  |  | 1000 |  |  |  | 0
51560 | 08/01/2020 | 23 |  |  | 74790660-00 | 7/30/2020 12:00:00 AM | Manufacturer#21 | Manufacturer#21 |  |  | 21 | 21 | 12.5 | 11 | Variable Speed Mini Split | AC-21563 | 1958.49 | 758.49 | 2 | 600 | 1200 | 91350 | SFM | 979.245 | 379.245 | 600 |  |  | 1200 |  |  |  | 0
51560 | 08/01/2020 | 24 |  |  | 74792768-00 | 7/31/2020 12:00:00 AM | Manufacturer#21 | Manufacturer#21 |  |  | 22 | 22 | 12.5 | 11 | Variable Speed Mini Split | AC-21563 | 1661.75 | 911.75 | 1.5 | 600 | 900 | 92308 | SFM | 1107.8333 | 607.8333 | 500 |  |  | 900 |  |  |  | 0
51560 | 08/01/2020 | 25 |  |  | 74793180-00 | 7/31/2020 12:00:00 AM | Manufacturer#13 | Manufacturer#13 |  |  | 17.7 | 18 | 9.2 | 12.2 | Variable Speed Mini Split | AC-21562 | 3248.13 | 1448.13 | 3 | 500 | 1500 | 92335 | SFM | 1082.71 | 482.71 | 600 |  |  | 1500 |  |  |  | 0
51560 | 08/01/2020 | 26 |  |  | 74793254-00 | 7/30/2020 12:00:00 AM | Manufacturer#21 | Manufacturer#21 |  |  | 17 | 17 | 9.5 | 9.5 | Variable Speed Mini Split | AC-21562 | 2043.73 | 43.73 | 2 | 500 | 1000 | 93536 | SFM | 1021.865 | 21.865 | 1000 |  |  | 1000 |  |  |  | 0
51560 | 08/01/2020 | 27 |  |  | 74814853-00 | 7/30/2020 12:00:00 AM | Manufacturer#21 | Manufacturer#21 |  |  | 19 | 19 | 10.5 | 9.5 | Variable Speed Mini Split | AC-21562 | 582.28 | 82.28 | 1 | 500 | 500 | 93536 | SFM | 582.28 | 82.28 | 500 |  |  | 500 |  |  |  | 0
51560 | 08/01/2020 | 28 |  |  | 74833310-00 | 7/31/2020 12:00:00 AM | Manufacturer#21 | Manufacturer#21 |  |  | 19 | 19 | 10.5 | 9.5 | Variable Speed Mini Split | AC-21562 | 582.28 | 82.28 | 1 | 500 | 500 | 93561 | SFM | 582.28 | 82.28 | 500 |  |  | 500 |  |  |  | 0
51560 | 08/01/2020 | 29 |  |  | 74754652-00 | 7/28/2020 12:00:00 AM | Manufacturer#21 | Manufacturer#21 |  |  | 17 | 17 | 9.5 | 9.5 | Variable Speed Mini Split | AC-21562 | 1000 | 0 | 2 | 500 | 1000 | 92562 | SFM | 500 | 0 | 500 |  |  | 1000 |  |  |  | 0
51560 | 08/01/2020 | 30 |  |  | 74792768-00 | 7/31/2020 12:00:00 AM | Manufacturer#21 | Manufacturer#21 |  |  | 22 | 22 | 12.5 | 11 | Variable Speed Mini Split | AC-21563 | 1661.75 | 911.75 | 1.5 | 600 | 900 | 92308 | SFM | 1107.8333 | 607.8333 | 500 |  |  | 900 |  |  |  | 0
51560 | 08/01/2020 | 1 |  |  | 74493769-00 | 7/30/2020 12:00:00 AM | Manufacturer#13 | Manufacturer#13 |  |  | 19.3 | 20 | 12.5 | 10.1 | Variable Speed Mini Split | AC-21563 | 877.74 | 7.74 | 1.45 | 600 | 870 | 92596 | SFM | 605.3379 | 5.3379 | 600 |  |  | 870 |  |  |  | 0
51560 | 08/01/2020 | 2 |  |  | 74556953-00 | 7/30/2020 12:00:00 AM | Manufacturer#13 | Manufacturer#13 |  |  | 16 | 16 | 9.4 | 9 | Variable Speed Mini Split | AC-21561 | 4802.83 | 2907.83 | 3.79 | 400 | 1516 | 93536 | SFM | 1267.2375 | 767.2375 | 500 |  |  | 1516 |  |  |  | 0
51560 | 08/01/2020 | 3 |  |  | 74613971-00 | 7/24/2020 12:00:00 AM | Manufacturer#13 | Manufacturer#13 |  |  | 18 | 18 | 12.5 | 9 | Variable Speed Mini Split | AC-21561 | 1118.54 | 411.87 | 1.76 | 400 | 704 | 93291 | SFM | 635.5341 | 234.017 | 401.517 |  |  | 704 |  |  |  | 0
51560 | 08/01/2020 | 4 |  |  | 74680131-00 | 7/24/2020 12:00:00 AM | Manufacturer#21 | Manufacturer#21 |  |  | 17 | 17 | 9.5 | 9.5 | Variable Speed Mini Split | AC-21562 | 843.28 | 0 | 2 | 500 | 1000 | 92592 | SFM | 421.64 | 0 | 421.64 |  |  | 1000 |  |  |  | 0
51573 | 08/12/2020 | 1 |  |  | S5795555 | 8/3/2020 12:00:00 AM | Manufacturer#5 | Manufacturer#5 |  |  | 19 | 19 | 10.5 | 9.5 | Variable Speed Mini Split | AC-21562 | 699.19 | 199.19 | 1 | 500 | 500 | 92234 | SFM | 699.19 | 199.19 | 500 |  |  | 500 |  |  |  | 0
51573 | 08/12/2020 | 2 |  |  | S5797439 | 8/3/2020 12:00:00 AM | Manufacturer#5 | Manufacturer#5 |  |  | 19 | 19 | 11 | 10 | Variable Speed Mini Split | AC-21563 | 939.81 | 39.81 | 1.5 | 600 | 900 | 93534 | SFM | 626.54 | 26.54 | 600 |  |  | 900 |  |  |  | 0
51573 | 08/12/2020 | 3 |  |  | S5797439 | 8/3/2020 12:00:00 AM | Manufacturer#5 | Manufacturer#5 |  |  | 19 | 19 | 11 | 10 | Variable Speed Mini Split | AC-21563 | 939.81 | 39.81 | 1.5 | 600 | 900 | 93534 | SFM | 626.54 | 26.54 | 600 |  |  | 900 |  |  |  | 0
51573 | 08/12/2020 | 4 |  |  | S5798194 | 8/3/2020 12:00:00 AM | Manufacturer#5 | Manufacturer#5 |  |  | 19 | 19 | 11 | 10 | Variable Speed Mini Split | AC-21563 | 871 | -29 | 1.5 | 600 | 900 | 91803 | SFM | 580.6667 | -19.3333 | 600 |  |  | 900 |  |  |  | 0
51573 | 08/12/2020 | 5 |  |  | S5799301 | 8/3/2020 12:00:00 AM | Manufacturer#5 | Manufacturer#5 |  |  | 19 | 19 | 11 | 10 | Variable Speed Mini Split | AC-21563 | 939.81 | 39.81 | 1.5 | 600 | 900 | 90043 | SFM | 626.54 | 26.54 | 600 |  |  | 900 |  |  |  | 0
51573 | 08/12/2020 | 6 |  |  | S5763616 | 8/4/2020 12:00:00 AM | Manufacturer#5 | Manufacturer#5 |  |  | 21 | 21 | 12.5 | 11.5 | Variable Speed Mini Split | AC-21563 | 1542 | 126 | 2.36 | 600 | 1416 | 90650 | SFM | 653.3898 | 53.3898 | 600 |  |  | 1416 |  |  |  | 0
51573 | 08/12/2020 | 7 |  |  | S5763616 | 8/4/2020 12:00:00 AM | Manufacturer#5 | Manufacturer#5 |  |  | 21 | 21 | 12.5 | 11.5 | Variable Speed Mini Split | AC-21563 | 2069 | 371 | 2.83 | 600 | 1698 | 90650 | SFM | 731.0954 | 131.0954 | 600 |  |  | 1698 |  |  |  | 0
51573 | 08/12/2020 | 8 |  |  | S5794226 | 8/4/2020 12:00:00 AM | Manufacturer#5 | Manufacturer#5 |  |  | 19 | 19 | 11 | 9.5 | Variable Speed Mini Split | AC-21562 | 612 | 112 | 1 | 500 | 500 | 91740 | SFM | 612 | 112 | 500 |  |  | 500 |  |  |  | 0
51573 | 08/12/2020 | 9 |  |  | S5796224 | 8/4/2020 12:00:00 AM | Manufacturer#5 | Manufacturer#5 |  |  | 17 | 17 | 9.5 | 9.5 | Variable Speed Mini Split | AC-21562 | 1190.14 | 190.14 | 2 | 500 | 1000 | 90805 | SFM | 595.07 | 95.07 | 500 |  |  | 1000 |  |  |  | 0
51573 | 08/12/2020 | 10 |  |  | S5796226 | 8/4/2020 12:00:00 AM | Manufacturer#5 | Manufacturer#5 |  |  | 17 | 17 | 9.5 | 9.5 | Variable Speed Mini Split | AC-21562 | 1190.14 | 190.14 | 2 | 500 | 1000 | 92394 | SFM | 595.07 | 95.07 | 500 |  |  | 1000 |  |  |  | 0
51573 | 08/12/2020 | 11 |  |  | S5796543 | 8/4/2020 12:00:00 AM | Manufacturer#5 | Manufacturer#5 |  |  | 17 | 17 | 9.5 | 9.5 | Variable Speed Mini Split | AC-21562 | 1103 | 103 | 2 | 500 | 1000 | 92284 | SFM | 551.5 | 51.5 | 500 |  |  | 1000 |  |  |  | 0
51573 | 08/12/2020 | 12 |  |  | S5796569 | 8/4/2020 12:00:00 AM | Manufacturer#5 | Manufacturer#5 |  |  | 19 | 19 | 11 | 10 | Variable Speed Mini Split | AC-21563 | 871 | -29 | 1.5 | 600 | 900 | 92509 | SFM | 580.6667 | -19.3333 | 600 |  |  | 900 |  |  |  | 0
51573 | 08/12/2020 | 13 |  |  | S5797483 | 8/4/2020 12:00:00 AM | Manufacturer#5 | Manufacturer#5 |  |  | 17 | 17 | 9.5 | 9.5 | Variable Speed Mini Split | AC-21562 | 1103 | 103 | 2 | 500 | 1000 | 92277 | SFM | 551.5 | 51.5 | 500 |  |  | 1000 |  |  |  | 0
51573 | 08/12/2020 | 14 |  |  | S5801157 | 8/4/2020 12:00:00 AM | Manufacturer#5 | Manufacturer#5 |  |  | 17 | 17 | 9.5 | 9.5 | Variable Speed Mini Split | AC-21562 | 1103 | 103 | 2 | 500 | 1000 | 92503 | SFM | 551.5 | 51.5 | 500 |  |  | 1000 |  |  |  | 0
51573 | 08/12/2020 | 15 |  |  | S5798532 | 8/5/2020 12:00:00 AM | Manufacturer#5 | Manufacturer#5 |  |  | 19 | 19 | 11 | 10 | Variable Speed Mini Split | AC-21563 | 871 | -29 | 1.5 | 600 | 900 | 91733 | SFM | 580.6667 | -19.3333 | 600 |  |  | 900 |  |  |  | 0
51573 | 08/12/2020 | 16 |  |  | S5798557 | 8/5/2020 12:00:00 AM | Manufacturer#5 | Manufacturer#5 |  |  | 19 | 19 | 11 | 10 | Variable Speed Mini Split | AC-21563 | 871 | -29 | 1.5 | 600 | 900 | 91706 | SFM | 580.6667 | -19.3333 | 600 |  |  | 900 |  |  |  | 0
51573 | 08/12/2020 | 17 |  |  | S5798585 | 8/5/2020 12:00:00 AM | Manufacturer#5 | Manufacturer#5 |  |  | 19 | 19 | 11 | 10 | Variable Speed Mini Split | AC-21563 | 871 | -29 | 1.5 | 600 | 900 | 91770 | SFM | 580.6667 | -19.3333 | 600 |  |  | 900 |  |  |  | 0
51573 | 08/12/2020 | 18 |  |  | S5798588 | 8/5/2020 12:00:00 AM | Manufacturer#5 | Manufacturer#5 |  |  | 19 | 19 | 11 | 10 | Variable Speed Mini Split | AC-21563 | 871 | -29 | 1.5 | 600 | 900 | 91706 | SFM | 580.6667 | -19.3333 | 600 |  |  | 900 |  |  |  | 0
51573 | 08/12/2020 | 19 |  |  | S5798964 | 8/5/2020 12:00:00 AM | Manufacturer#5 | Manufacturer#5 |  |  | 19 | 19 | 12.5 | 10.5 | Variable Speed Mini Split | AC-21563 | 1723.16 | 823.16 | 1.5 | 600 | 900 | 92264 | SFM | 1148.7733 | 548.7733 | 600 |  |  | 900 |  |  |  | 0
51573 | 08/12/2020 | 20 |  |  | S5800025 | 8/5/2020 12:00:00 AM | Manufacturer#5 | Manufacturer#5 |  |  | 19 | 19 | 10.5 | 9.5 | Variable Speed Mini Split | AC-21562 | 648 | 148 | 1 | 500 | 500 | 91803 | SFM | 648 | 148 | 500 |  |  | 500 |  |  |  | 0
51573 | 08/12/2020 | 21 |  |  | S5804562 | 8/5/2020 12:00:00 AM | Manufacturer#5 | Manufacturer#5 |  |  | 18 | 18 | 9.55 | 9 | Variable Speed Mini Split | AC-21561 | 657 | 357 | 0.75 | 400 | 300 | 90620 | SFM | 876 | 476 | 400 |  |  | 300 |  |  |  | 0
51573 | 08/12/2020 | 22 |  |  | S5804742 | 8/5/2020 12:00:00 AM | Manufacturer#5 | Manufacturer#5 |  |  | 21 | 21 | 12.5 | 11.5 | Variable Speed Mini Split | AC-21563 | 2158.01 | 742.01 | 2.36 | 600 | 1416 | 90717 | SFM | 914.411 | 314.411 | 600 |  |  | 1416 |  |  |  | 0
51573 | 08/12/2020 | 23 |  |  | S5779978 | 8/6/2020 12:00:00 AM | Manufacturer#5 | Manufacturer#5 |  |  | 17 | 17 | 9.5 | 9.5 | Variable Speed Mini Split | AC-21562 | 1103 | 103 | 2 | 500 | 1000 | 92592 | SFM | 551.5 | 51.5 | 500 |  |  | 1000 |  |  |  | 0
51573 | 08/12/2020 | 24 |  |  | S5800794 | 8/6/2020 12:00:00 AM | Manufacturer#5 | Manufacturer#5 |  |  | 19 | 19 | 11 | 10 | Variable Speed Mini Split | AC-21563 | 871 | -29 | 1.5 | 600 | 900 | 91732 | SFM | 580.6667 | -19.3333 | 600 |  |  | 900 |  |  |  | 0
51573 | 08/12/2020 | 25 |  |  | S5801823 | 8/6/2020 12:00:00 AM | Manufacturer#5 | Manufacturer#5 |  |  | 19 | 19 | 11 | 10 | Variable Speed Mini Split | AC-21563 | 871 | -29 | 1.5 | 600 | 900 | 90220 | SFM | 580.6667 | -19.3333 | 600 |  |  | 900 |  |  |  | 0
51573 | 08/12/2020 | 26 |  |  | S5801823 | 8/6/2020 12:00:00 AM | Manufacturer#5 | Manufacturer#5 |  |  | 19 | 19 | 11 | 10 | Variable Speed Mini Split | AC-21563 | 871 | -29 | 1.5 | 600 | 900 | 90220 | SFM | 580.6667 | -19.3333 | 600 |  |  | 900 |  |  |  | 0
51573 | 08/12/2020 | 27 |  |  | S5803263 | 8/6/2020 12:00:00 AM | Manufacturer#5 | Manufacturer#5 |  |  | 20.8 | 21 | 12.5 | 10.4 | Variable Speed Mini Split | AC-21563 | 2135.85 | 1037.85 | 1.83 | 600 | 1098 | 90716 | SFM | 1167.1311 | 567.1311 | 600 |  |  | 1098 |  |  |  | 0
51573 | 08/12/2020 | 28 |  |  | S5805924 | 8/6/2020 12:00:00 AM | Manufacturer#5 | Manufacturer#5 |  |  | 19 | 19 | 11 | 10 | Variable Speed Mini Split | AC-21563 | 813.08 | -86.92 | 1.5 | 600 | 900 | 92411 | SFM | 542.0533 | -57.9467 | 600 |  |  | 900 |  |  |  | 0
51573 | 08/12/2020 | 29 |  |  | S5806264 | 8/6/2020 12:00:00 AM | Manufacturer#5 | Manufacturer#5 |  |  | 19 | 19 | 11 | 10 | Variable Speed Mini Split | AC-21563 | 871 | -29 | 1.5 | 600 | 900 | 91722 | SFM | 580.6667 | -19.3333 | 600 |  |  | 900 |  |  |  | 0
51573 | 08/12/2020 | 30 |  |  | S5806632 | 8/6/2020 12:00:00 AM | Manufacturer#5 | Manufacturer#5 |  |  | 21 | 21 | 12.5 | 11 | Variable Speed Mini Split | AC-21563 | 1873 | 673 | 2 | 600 | 1200 | 91702 | SFM | 936.5 | 336.5 | 600 |  |  | 1200 |  |  |  | 0
51573 | 08/12/2020 | 31 |  |  | S5807220 | 8/6/2020 12:00:00 AM | Manufacturer#5 | Manufacturer#5 |  |  | 18 | 18 | 10.4 | 9 | Variable Speed Mini Split | AC-21561 | 699.19 | 299.19 | 1 | 400 | 400 | 92308 | SFM | 699.19 | 299.19 | 400 |  |  | 400 |  |  |  | 0
51573 | 08/12/2020 | 32 |  |  | S5798702 | 8/7/2020 12:00:00 AM | Manufacturer#5 | Manufacturer#5 |  |  | 18 | 18 | 10.6 | 9 | Variable Speed Mini Split | AC-21561 | 615 | 315 | 0.75 | 400 | 300 | 92562 | SFM | 820 | 420 | 400 |  |  | 300 |  |  |  | 0
51573 | 08/12/2020 | 33 |  |  | S5785025 | 8/7/2020 12:00:00 AM | Manufacturer#5 | Manufacturer#5 |  |  | 18 | 18 | 10.95 | 10 | Variable Speed Mini Split | AC-21563 | 1165 | 67 | 1.83 | 600 | 1098 | 92262 | SFM | 636.612 | 36.612 | 600 |  |  | 1098 |  |  |  | 0
51573 | 08/12/2020 | 34 |  |  | S5795477 | 8/7/2020 12:00:00 AM | Manufacturer#5 | Manufacturer#5 |  |  | 21.5 | 22 | 12.5 | 11 | Variable Speed Mini Split | AC-21563 | 1975.65 | 775.65 | 2 | 600 | 1200 | 91737 | SFM | 987.825 | 387.825 | 600 |  |  | 1200 |  |  |  | 0
51573 | 08/12/2020 | 35 |  |  | S5802124 | 8/7/2020 12:00:00 AM | Manufacturer#5 | Manufacturer#5 |  |  | 18 | 18 | 10.35 | 9 | Variable Speed Mini Split | AC-21561 | 1910.91 | 978.91 | 2.33 | 400 | 932 | 92690 | SFM | 820.133 | 420.133 | 400 |  |  | 932 |  |  |  | 0
51573 | 08/12/2020 | 36 |  |  | S5803097 | 8/7/2020 12:00:00 AM | Manufacturer#5 | Manufacturer#5 |  |  | 18 | 18 | 10.95 | 10 | Variable Speed Mini Split | AC-21563 | 1165 | 67 | 1.83 | 600 | 1098 | 92407 | SFM | 636.612 | 36.612 | 600 |  |  | 1098 |  |  |  | 0
51573 | 08/12/2020 | 37 |  |  | S5803097 | 8/7/2020 12:00:00 AM | Manufacturer#5 | Manufacturer#5 |  |  | 18 | 18 | 10.95 | 10 | Variable Speed Mini Split | AC-21563 | 1165 | 67 | 1.83 | 600 | 1098 | 92407 | SFM | 636.612 | 36.612 | 600 |  |  | 1098 |  |  |  | 0
51573 | 08/12/2020 | 38 |  |  | S5806055 | 8/7/2020 12:00:00 AM | Manufacturer#5 | Manufacturer#5 |  |  | 19 | 19 | 11 | 9.5 | Variable Speed Mini Split | AC-21562 | 612 | 112 | 1 | 500 | 500 | 92557 | SFM | 612 | 112 | 500 |  |  | 500 |  |  |  | 0
51573 | 08/12/2020 | 39 |  |  | S5806665 | 8/7/2020 12:00:00 AM | Manufacturer#5 | Manufacturer#5 |  |  | 17 | 17 | 9.5 | 9.5 | Variable Speed Mini Split | AC-21562 | 1102.99 | 102.99 | 2 | 500 | 1000 | 92280 | SFM | 551.495 | 51.495 | 500 |  |  | 1000 |  |  |  | 0
51573 | 08/12/2020 | 40 |  |  | S5806665 | 8/7/2020 12:00:00 AM | Manufacturer#5 | Manufacturer#5 |  |  | 17 | 17 | 9.5 | 9.5 | Variable Speed Mini Split | AC-21562 | 1102.99 | 102.99 | 2 | 500 | 1000 | 92280 | SFM | 551.495 | 51.495 | 500 |  |  | 1000 |  |  |  | 0
51574 | 08/12/2020 | 1 |  |  | S5807377 | 8/7/2020 12:00:00 AM | Manufacturer#5 | Manufacturer#5 |  |  | 18 | 18 | 9.55 | 9 | Variable Speed Mini Split | AC-21561 | 708.9 | 408.9 | 0.75 | 400 | 300 | 92321 | SFM | 945.2 | 545.2 | 400 |  |  | 300 |  |  |  | 0
51574 | 08/12/2020 | 2 |  |  | S5807377 | 8/7/2020 12:00:00 AM | Manufacturer#5 | Manufacturer#5 |  |  | 18 | 18 | 9.55 | 9 | Variable Speed Mini Split | AC-21561 | 708.9 | 408.9 | 0.75 | 400 | 300 | 92321 | SFM | 945.2 | 545.2 | 400 |  |  | 300 |  |  |  | 0
51574 | 08/12/2020 | 3 |  |  | S5809019 | 8/7/2020 12:00:00 AM | Manufacturer#5 | Manufacturer#5 |  |  | 21 | 21 | 12.5 | 11.5 | Variable Speed Mini Split | AC-21563 | 3094.58 | 1396.58 | 2.83 | 600 | 1698 | 90063 | SFM | 1093.4912 | 493.4912 | 600 |  |  | 1698 |  |  |  | 0
51574 | 08/12/2020 | 4 |  |  | S5809175 | 8/7/2020 12:00:00 AM | Manufacturer#5 | Manufacturer#5 |  |  | 18 | 18 | 9.55 | 9 | Variable Speed Mini Split | AC-21561 | 2742 | 2442 | 0.75 | 400 | 300 | 91104 | SFM | 3656 | 3256 | 400 |  |  | 300 |  |  |  | 0
51574 | 08/12/2020 | 5 |  |  | S5809175 | 8/7/2020 12:00:00 AM | Manufacturer#5 | Manufacturer#5 |  |  | 18 | 18 | 10.05 | 9 | Variable Speed Mini Split | AC-21561 | 1371 | 971 | 1 | 400 | 400 | 91104 | SFM | 1371 | 971 | 400 |  |  | 400 |  |  |  | 0
51574 | 08/12/2020 | 6 |  |  | S5798136 | 8/8/2020 12:00:00 AM | Manufacturer#5 | Manufacturer#5 |  |  | 20.8 | 21 | 12.5 | 10.4 | Variable Speed Mini Split | AC-21563 | 1984 | 886 | 1.83 | 600 | 1098 | 92585 | SFM | 1084.153 | 484.153 | 600 |  |  | 1098 |  |  |  | 0
51574 | 08/12/2020 | 7 |  |  | S5805173 | 8/8/2020 12:00:00 AM | Manufacturer#5 | Manufacturer#5 |  |  | 17 | 17 | 9.5 | 9.5 | Variable Speed Mini Split | AC-21562 | 1103 | 103 | 2 | 500 | 1000 | 92880 | SFM | 551.5 | 51.5 | 500 |  |  | 1000 |  |  |  | 0
51574 | 08/12/2020 | 8 |  |  | S5805185 | 8/8/2020 12:00:00 AM | Manufacturer#5 | Manufacturer#5 |  |  | 17 | 17 | 9.5 | 9.5 | Variable Speed Mini Split | AC-21562 | 1103 | 103 | 2 | 500 | 1000 | 92509 | SFM | 551.5 | 51.5 | 500 |  |  | 1000 |  |  |  | 0
51574 | 08/12/2020 | 9 |  |  | S5805190 | 8/8/2020 12:00:00 AM | Manufacturer#5 | Manufacturer#5 |  |  | 17 | 17 | 9.5 | 9.5 | Variable Speed Mini Split | AC-21562 | 1103 | 103 | 2 | 500 | 1000 | 91016 | SFM | 551.5 | 51.5 | 500 |  |  | 1000 |  |  |  | 0
51574 | 08/12/2020 | 10 |  |  | S5805194 | 8/8/2020 12:00:00 AM | Manufacturer#5 | Manufacturer#5 |  |  | 17 | 17 | 9.5 | 9.5 | Variable Speed Mini Split | AC-21562 | 1103 | 103 | 2 | 500 | 1000 | 91786 | SFM | 551.5 | 51.5 | 500 |  |  | 1000 |  |  |  | 0
51574 | 08/12/2020 | 11 |  |  | S5805203 | 8/8/2020 12:00:00 AM | Manufacturer#5 | Manufacturer#5 |  |  | 17 | 17 | 9.5 | 9.5 | Variable Speed Mini Split | AC-21562 | 1103 | 103 | 2 | 500 | 1000 | 91710 | SFM | 551.5 | 51.5 | 500 |  |  | 1000 |  |  |  | 0
51574 | 08/12/2020 | 12 |  |  | S5809060 | 8/8/2020 12:00:00 AM | Manufacturer#5 | Manufacturer#5 |  |  | 17 | 17 | 9.5 | 9.5 | Variable Speed Mini Split | AC-21562 | 1103 | 103 | 2 | 500 | 1000 | 92397 | SFM | 551.5 | 51.5 | 500 |  |  | 1000 |  |  |  | 0
51574 | 08/12/2020 | 13 |  |  | S5809727 | 8/8/2020 12:00:00 AM | Manufacturer#5 | Manufacturer#5 |  |  | 18 | 18 | 9.55 | 9 | Variable Speed Mini Split | AC-21561 | 657 | 357 | 0.75 | 400 | 300 | 91104 | SFM | 876 | 476 | 400 |  |  | 300 |  |  |  | 0
51574 | 08/12/2020 | 14 |  |  | S5809952 | 8/8/2020 12:00:00 AM | Manufacturer#5 | Manufacturer#5 |  |  | 18 | 18 | 10.4 | 9 | Variable Speed Mini Split | AC-21561 | 648 | 248 | 1 | 400 | 400 | 92584 | SFM | 648 | 248 | 400 |  |  | 400 |  |  |  | 0
51574 | 08/12/2020 | 15 |  |  | S5786377 | 8/10/2020 12:00:00 AM | Manufacturer#5 | Manufacturer#5 |  |  | 21.5 | 22 | 12.5 | 11 | Variable Speed Mini Split | AC-21563 | 1975.65 | 775.65 | 2 | 600 | 1200 | 90032 | SFM | 987.825 | 387.825 | 600 |  |  | 1200 |  |  |  | 0
51574 | 08/12/2020 | 16 |  |  | S5805126 | 8/10/2020 12:00:00 AM | Manufacturer#5 | Manufacturer#5 |  |  | 21 | 21 | 10.4 | 10.2 | Variable Speed Mini Split | AC-21563 | 3122.64 | 1172.64 | 3.25 | 600 | 1950 | 90604 | SFM | 960.8123 | 360.8123 | 600 |  |  | 1950 |  |  |  | 0
51574 | 08/12/2020 | 17 |  |  | S5805289 | 8/10/2020 12:00:00 AM | Manufacturer#5 | Manufacturer#5 |  |  | 20 | 20 | 12.5 | 10 | Variable Speed Mini Split | AC-21563 | 1449 | 351 | 1.83 | 600 | 1098 | 92563 | SFM | 791.8033 | 191.8033 | 600 |  |  | 1098 |  |  |  | 0
51574 | 08/12/2020 | 18 |  |  | S5807384 | 8/10/2020 12:00:00 AM | Manufacturer#5 | Manufacturer#5 |  |  | 21 | 21 | 12.5 | 11 | Variable Speed Mini Split | AC-21563 | 1953 | 753 | 2 | 600 | 1200 | 92881 | SFM | 976.5 | 376.5 | 600 |  |  | 1200 |  |  |  | 0
51574 | 08/12/2020 | 19 |  |  | S5810666 | 8/10/2020 12:00:00 AM | Manufacturer#5 | Manufacturer#5 |  |  | 18 | 18 | 9.2 | 9 | Variable Speed Mini Split | AC-21561 | 1907 | 787 | 2.8 | 400 | 1120 | 92270 | SFM | 681.0714 | 281.0714 | 400 |  |  | 1120 |  |  |  | 0
51574 | 08/12/2020 | 20 |  |  | S5810933 | 8/10/2020 12:00:00 AM | Manufacturer#5 | Manufacturer#5 |  |  | 19 | 19 | 11 | 9.5 | Variable Speed Mini Split | AC-21562 | 660.35 | 160.35 | 1 | 500 | 500 | 92260 | SFM | 660.35 | 160.35 | 500 |  |  | 500 |  |  |  | 0
51574 | 08/12/2020 | 21 |  |  | S5811056 | 8/10/2020 12:00:00 AM | Manufacturer#5 | Manufacturer#5 |  |  | 16.5 | 17 | 8.5 | 10.4 | Variable Speed Mini Split | AC-21561 | 2772 | 1572 | 3 | 400 | 1200 | 90815 | SFM | 924 | 524 | 400 |  |  | 1200 |  |  |  | 0
51574 | 08/12/2020 | 22 |  |  | S5811610 | 8/10/2020 12:00:00 AM | Manufacturer#5 | Manufacturer#5 |  |  | 21 | 21 | 12.5 | 11 | Variable Speed Mini Split | AC-21563 | 2020.97 | 820.97 | 2 | 600 | 1200 | 91311 | SFM | 1010.485 | 410.485 | 600 |  |  | 1200 |  |  |  | 0
51574 | 08/12/2020 | 23 |  |  | S5812116 | 8/10/2020 12:00:00 AM | Manufacturer#5 | Manufacturer#5 |  |  | 19 | 19 | 11 | 10 | Variable Speed Mini Split | AC-21563 | 939.81 | 39.81 | 1.5 | 600 | 900 | 90813 | SFM | 626.54 | 26.54 | 600 |  |  | 900 |  |  |  | 0
51574 | 08/12/2020 | 24 |  |  | S5812294 | 8/10/2020 12:00:00 AM | Manufacturer#5 | Manufacturer#5 |  |  | 21 | 21 | 12.5 | 11.5 | Variable Speed Mini Split | AC-21563 | 2732 | 1034 | 2.83 | 600 | 1698 | 92359 | SFM | 965.371 | 365.371 | 600 |  |  | 1698 |  |  |  | 0
51574 | 08/12/2020 | 25 |  |  | S5807338 | 8/11/2020 12:00:00 AM | Manufacturer#5 | Manufacturer#5 |  |  | 20 | 20 | 12.5 | 10 | Variable Speed Mini Split | AC-21563 | 1449 | 351 | 1.83 | 600 | 1098 | 92223 | SFM | 791.8033 | 191.8033 | 600 |  |  | 1098 |  |  |  | 0
51574 | 08/12/2020 | 26 |  |  | S5809894 | 8/12/2020 12:00:00 AM | Manufacturer#5 | Manufacturer#5 |  |  | 19 | 19 | 11 | 10 | Variable Speed Mini Split | AC-21563 | 871 | -29 | 1.5 | 600 | 900 | 92335 | SFM | 580.6667 | -19.3333 | 600 |  |  | 900 |  |  |  | 0
51574 | 08/12/2020 | 27 |  |  | S5809894 | 8/12/2020 12:00:00 AM | Manufacturer#5 | Manufacturer#5 |  |  | 19 | 19 | 11 | 10 | Variable Speed Mini Split | AC-21563 | 871 | -29 | 1.5 | 600 | 900 | 92335 | SFM | 580.6667 | -19.3333 | 600 |  |  | 900 |  |  |  | 0
51574 | 08/12/2020 | 28 |  |  | S5810542 | 8/12/2020 12:00:00 AM | Manufacturer#5 | Manufacturer#5 |  |  | 17 | 17 | 9.5 | 9.5 | Variable Speed Mini Split | AC-21562 | 1103 | 103 | 2 | 500 | 1000 | 92336 | SFM | 551.5 | 51.5 | 500 |  |  | 1000 |  |  |  | 0
51585 | 08/20/2020 | 11 |  |  | P322724 | 7/17/2020 12:00:00 AM | Manufacturer#22 | Manufacturer#22 |  |  | 22 | 22 | 12.5 | 11 | Variable Speed Mini Split | AC-21563 | 1592.3 | 692.3 | 1.5 | 600 | 900 | 90502 | SFM | 1061.5333 | 461.5333 | 600 |  |  | 900 |  |  |  | 0
51585 | 08/20/2020 | 12 |  |  | 1047399 | 7/22/2020 12:00:00 AM | Manufacturer#6 | Manufacturer#6 |  |  | 19.5 | 20 | 12.5 | 10.6 | Variable Speed Mini Split | AC-21563 | 1946.6 | 848.6 | 1.83 | 600 | 1098 | 92861 | SFM | 1063.7158 | 463.7158 | 600 |  |  | 1098 |  |  |  | 0
51585 | 08/20/2020 | 13 |  |  | P124725 | 7/31/2020 12:00:00 AM | Manufacturer#6 | Manufacturer#6 |  |  | 16 | 16 | 10 | 9 | Variable Speed Mini Split | AC-21561 | 752 | 352 | 1 | 400 | 400 | 92683 | SFM | 752 | 352 | 400 |  |  | 400 |  |  |  | 0
51585 | 08/20/2020 | 1 |  |  | P124108 | 7/13/2020 12:00:00 AM | Manufacturer#6 | Manufacturer#6 |  |  | 16 | 16 | 10 | 9 | Variable Speed Mini Split | AC-21561 | 752 | 352 | 1 | 400 | 400 | 92840 | SFM | 752 | 352 | 400 |  |  | 400 |  |  |  | 0
51585 | 08/20/2020 | 2 |  |  | P124265 | 7/15/2020 12:00:00 AM | Manufacturer#6 | Manufacturer#6 |  |  | 18 | 18 | 10 | 10.6 | Variable Speed Mini Split | AC-21563 | 1472 | 272 | 2 | 600 | 1200 | 92683 | SFM | 736 | 136 | 600 |  |  | 1200 |  |  |  | 0
51585 | 08/20/2020 | 3 |  |  | P124412 | 7/15/2020 12:00:00 AM | Manufacturer#6 | Manufacturer#6 |  |  | 18 | 18 | 10 | 10.6 | Variable Speed Mini Split | AC-21563 | 1472 | 272 | 2 | 600 | 1200 | 92704 | SFM | 736 | 136 | 600 |  |  | 1200 |  |  |  | 0
51585 | 08/20/2020 | 4 |  |  | P322676 | 7/13/2020 12:00:00 AM | Manufacturer#6 | Manufacturer#6 |  |  | 16 | 16 | 10 | 9 | Variable Speed Mini Split | AC-21561 | 752 | 352 | 1 | 400 | 400 | 90720 | SFM | 752 | 352 | 400 |  |  | 400 |  |  |  | 0
51585 | 08/20/2020 | 5 |  |  | P322676 | 7/13/2020 12:00:00 AM | Manufacturer#6 | Manufacturer#6 |  |  | 16 | 16 | 10 | 9 | Variable Speed Mini Split | AC-21561 | 752 | 352 | 1 | 400 | 400 | 90720 | SFM | 752 | 352 | 400 |  |  | 400 |  |  |  | 0
51585 | 08/20/2020 | 6 |  |  | P322777 | 7/16/2020 12:00:00 AM | Manufacturer#6 | Manufacturer#6 |  |  | 17 | 17 | 12.3 | 9.15 | Variable Speed Mini Split | AC-21561 | 2099 | 1499 | 1.5 | 400 | 600 | 90740 | SFM | 1399.3333 | 999.3333 | 400 |  |  | 600 |  |  |  | 0
51585 | 08/20/2020 | 7 |  |  | P322777 | 7/20/2020 12:00:00 AM | Manufacturer#6 | Manufacturer#6 |  |  | 17 | 17 | 12.3 | 9.15 | Variable Speed Mini Split | AC-21561 | 2099 | 1499 | 1.5 | 400 | 600 | 90740 | SFM | 1399.3333 | 999.3333 | 400 |  |  | 600 |  |  |  | 0
51585 | 08/20/2020 | 8 |  |  | P323130 | 7/24/2020 12:00:00 AM | Manufacturer#6 | Manufacturer#6 |  |  | 18 | 18 | 10 | 10.6 | Variable Speed Mini Split | AC-21563 | 1472 | 244 | 2 | 600 | 1200 | 90715 | SFM | 736 | 122 | 614 |  |  | 1200 |  |  |  | 0
51585 | 08/20/2020 | 9 |  |  | P323101 | 7/24/2020 12:00:00 AM | Manufacturer#22 | Manufacturer#22 |  |  | 16.4 | 17 | 8.6 | 8.8 | Variable Speed Mini Split | AC-21561 | 1811.8 | 611.8 | 3 | 400 | 1200 | 90806 | SFM | 603.9333 | 203.9333 | 400 |  |  | 1200 |  |  |  | 0
51585 | 08/20/2020 | 10 |  |  | 3035092 | 7/20/2020 12:00:00 AM | Manufacturer#6 | Manufacturer#6 |  |  | 18 | 18 | 12.5 | 9.5 | Variable Speed Mini Split | AC-21562 | 1865 | 950 | 1.83 | 500 | 915 | 90803 | SFM | 1019.1257 | 519.1257 | 500 |  |  | 915 |  |  |  | 0
51589 | 08/20/2020 | 1 |  |  | CG264079 | 7/9/2020 12:00:00 AM | Manufacturer#9 | Manufacturer#9 |  |  | 18 | 18 | 8.6 | 10 | Variable Speed Mini Split | AC-21563 | 1117.116 | 1.116 | 1.86 | 600 | 1116 | 90201 | SFM | 600.6 | 0.6 | 600 |  |  | 1116 |  |  |  | 0
51589 | 08/20/2020 | 2 |  |  | CG269171 | 7/15/2020 12:00:00 AM | Manufacturer#9 | Manufacturer#9 |  |  | 16 | 16 | 8 | 8.5 | Variable Speed Mini Split | AC-21560 | 727.92 | 169.92 | 1.86 | 300 | 558 | 91754 | SFM | 391.3548 | 91.3548 | 300 |  |  | 558 |  |  |  | 0
51589 | 08/20/2020 | 3 |  |  | CG271367 | 7/17/2020 12:00:00 AM | Manufacturer#9 | Manufacturer#9 |  |  | 23.1 | 24 | 13 | 12.5 | Variable Speed Mini Split | AC-21563 | 923.296 | 323.296 | 1 | 600 | 600 | 91731 | SFM | 923.296 | 323.296 | 600 |  |  | 600 |  |  |  | 0
51589 | 08/20/2020 | 4 |  |  | CG271367 | 7/17/2020 12:00:00 AM | Manufacturer#9 | Manufacturer#9 |  |  | 20.5 | 21 | 13.4 | 11.2 | Variable Speed Mini Split | AC-21563 | 1404.896 | 504.896 | 1.5 | 600 | 900 | 91731 | SFM | 936.5973 | 336.5973 | 600 |  |  | 900 |  |  |  | 0
51589 | 08/20/2020 | 5 |  |  | CJ266523 | 7/20/2020 12:00:00 AM | Manufacturer#9 | Manufacturer#9 |  |  | 17 | 17 | 9.9 | 9 | Variable Speed Mini Split | AC-21561 | 568.64 | 168.64 | 1 | 400 | 400 | 92708 | SFM | 568.64 | 168.64 | 400 |  |  | 400 |  |  |  | 0
51589 | 08/20/2020 | 6 |  |  | CJ271399 | 7/24/2020 12:00:00 AM | Manufacturer#9 | Manufacturer#9 |  |  | 16 | 16 | 8 | 8.5 | Variable Speed Mini Split | AC-21560 | 727.92 | 169.92 | 1.86 | 300 | 558 | 93536 | SFM | 391.3548 | 91.3548 | 300 |  |  | 558 |  |  |  | 0
51589 | 08/20/2020 | 7 |  |  | CL270703 | 7/16/2020 12:00:00 AM | Manufacturer#9 | Manufacturer#9 |  |  | 18 | 18 | 9.9 | 10 | Variable Speed Mini Split | AC-21563 | 547.05 | -52.95 | 1 | 600 | 600 | 91001 | SFM | 547.05 | -52.95 | 600 |  |  | 600 |  |  |  | 0
51589 | 08/20/2020 | 8 |  |  | CS261814 | 7/2/2020 12:00:00 AM | Manufacturer#17 | Manufacturer#17 |  |  | 16 | 16 | 12.5 | 9 | Heat Pump | AC-21518 | 2521.55 | 1348.55 | 3.91 | 300 | 1173 | 92587 | SFM | 644.8977 | 344.8977 | 300 |  |  | 1173 |  |  |  | 0
51589 | 08/20/2020 | 9 |  |  | CS266320 | 7/10/2020 12:00:00 AM | Manufacturer#9 | Manufacturer#9 |  |  | 20.5 | 21 | 13.4 | 11.2 | Variable Speed Mini Split | AC-21563 | 1329.342 | 429.342 | 1.5 | 600 | 900 | 90755 | SFM | 886.228 | 286.228 | 600 |  |  | 900 |  |  |  | 0
51591 | 08/20/2020 | 11 |  |  | 3176508 | 8/6/2020 12:00:00 AM | Manufacturer#9 | Manufacturer#9 |  |  | 30.5 | 31 | 16.1 | 13.5 | Variable Speed Mini Split | AC-21563 | 916.245 | 466.245 | 0.75 | 600 | 450 | 93555 | SFM | 1221.66 | 621.66 | 600 |  |  | 450 |  |  |  | 0
51591 | 08/20/2020 | 12 |  |  | 3176508 | 8/6/2020 12:00:00 AM | Manufacturer#9 | Manufacturer#9 |  |  | 20 | 20 | 13.6 | 9.8 | Variable Speed Mini Split | AC-21563 | 1891.105 | 793.105 | 1.83 | 600 | 1098 | 93555 | SFM | 1033.3907 | 433.3907 | 600 |  |  | 1098 |  |  |  | 0
51591 | 08/20/2020 | 13 |  |  | 3176508 | 8/6/2020 12:00:00 AM | Manufacturer#9 | Manufacturer#9 |  |  | 33.1 | 34 | 19 | 13.5 | Variable Speed Mini Split | AC-21563 | 831.099 | 531.099 | 0.5 | 600 | 300 | 93555 | SFM | 1662.198 | 1062.198 | 600 |  |  | 300 |  |  |  | 0
51591 | 08/20/2020 | 14 |  |  | 3177266 | 8/10/2020 12:00:00 AM | Manufacturer#9 | Manufacturer#9 |  |  | 18 | 18 | 10.5 | 10 | Variable Speed Mini Split | AC-21563 | 1041.6 | 183.6 | 1.43 | 600 | 858 | 91360 | SFM | 728.3916 | 128.3916 | 600 |  |  | 858 |  |  |  | 0
51591 | 08/20/2020 | 15 |  |  | 3177279 | 8/10/2020 12:00:00 AM | Manufacturer#9 | Manufacturer#9 |  |  | 18 | 18 | 10.5 | 10 | Variable Speed Mini Split | AC-21563 | 1041.6 | 183.6 | 1.43 | 600 | 858 | 93010 | SFM | 728.3916 | 128.3916 | 600 |  |  | 858 |  |  |  | 0
51591 | 08/20/2020 | 16 |  |  | 3177429 | 8/6/2020 12:00:00 AM | Manufacturer#8 | Manufacturer#8 |  |  | 19 | 19 | 12.1 | 9 | Heat Pump | AC-21518 | 4400 | 3026 | 4.58 | 300 | 1374 | 92688 | SFM | 960.6987 | 660.6987 | 300 |  |  | 1374 |  |  |  | 0
51591 | 08/20/2020 | 17 |  |  | 3178106 | 8/10/2020 12:00:00 AM | Manufacturer#23 | Manufacturer#23 |  |  | 18 | 18 | 8.6 | 10 | Variable Speed Mini Split | AC-21563 | 1058.772 | -57.228 | 1.86 | 600 | 1116 | 92256 | SFM | 569.2323 | -30.7677 | 600 |  |  | 1116 |  |  |  | 0
51591 | 08/20/2020 | 18 |  |  | 3178387 | 8/11/2020 12:00:00 AM | Manufacturer#9 | Manufacturer#9 |  |  | 19.1 | 20 | 12 | 9.9 | Variable Speed Mini Split | AC-21563 | 1931.51 | 131.51 | 3 | 600 | 1800 | 93105 | SFM | 643.8367 | 43.8367 | 600 |  |  | 1800 |  |  |  | 0
51591 | 08/20/2020 | 19 |  |  | 3178387 | 8/11/2020 12:00:00 AM | Manufacturer#9 | Manufacturer#9 |  |  | 19.1 | 20 | 12 | 9.9 | Variable Speed Mini Split | AC-21563 | 1931.51 | 131.51 | 3 | 600 | 1800 | 93105 | SFM | 643.8367 | 43.8367 | 600 |  |  | 1800 |  |  |  | 0
51591 | 08/20/2020 | 20 |  |  | 3178428 | 8/7/2020 12:00:00 AM | Manufacturer#9 | Manufacturer#9 |  |  | 20.5 | 21 | 13.4 | 11.2 | Variable Speed Mini Split | AC-21563 | 1294.628 | 394.628 | 1.5 | 600 | 900 | 90814 | SFM | 863.0853 | 263.0853 | 600 |  |  | 900 |  |  |  | 0
51591 | 08/20/2020 | 21 |  |  | 3178454 | 8/6/2020 12:00:00 AM | Manufacturer#9 | Manufacturer#9 |  |  | 17 | 17 | 9.9 | 9 | Variable Speed Mini Split | AC-21561 | 568.64 | 168.64 | 1 | 400 | 400 | 92683 | SFM | 568.64 | 168.64 | 400 |  |  | 400 |  |  |  | 0
51591 | 08/20/2020 | 22 |  |  | 3178754 | 8/7/2020 12:00:00 AM | Manufacturer#8 | Manufacturer#8 |  |  | 15 | 15 | 12.5 | 9.5 | Heat Pump | AC-21517 | 1762 | 892 | 2.9 | 300 | 870 | 92602 | SFM | 607.5862 | 307.5862 | 300 |  |  | 870 |  |  |  | 0
51591 | 08/20/2020 | 23 |  |  | 3178761 | 8/7/2020 12:00:00 AM | Manufacturer#9 | Manufacturer#9 |  |  | 18 | 18 | 10.5 | 10 | Variable Speed Mini Split | AC-21563 | 1041.6 | 183.6 | 1.43 | 600 | 858 | 92270 | SFM | 728.3916 | 128.3916 | 600 |  |  | 858 |  |  |  | 0
51591 | 08/20/2020 | 24 |  |  | 3178887 | 8/7/2020 12:00:00 AM | Manufacturer#9 | Manufacturer#9 |  |  | 21.6 | 22 | 13 | 11.7 | Variable Speed Mini Split | AC-21563 | 942 | 246 | 1.16 | 600 | 696 | 92260 | SFM | 812.069 | 212.069 | 600 |  |  | 696 |  |  |  | 0
51591 | 08/20/2020 | 25 |  |  | 3178887 | 8/7/2020 12:00:00 AM | Manufacturer#9 | Manufacturer#9 |  |  | 21.6 | 22 | 13 | 11.7 | Variable Speed Mini Split | AC-21563 | 942 | 246 | 1.16 | 600 | 696 | 92260 | SFM | 812.069 | 212.069 | 600 |  |  | 696 |  |  |  | 0
51591 | 08/20/2020 | 1 |  |  | 3174378 | 8/7/2020 12:00:00 AM | Manufacturer#9 | Manufacturer#9 |  |  | 20 | 20 | 12.7 | 10 | Variable Speed Mini Split | AC-21563 | 1451.73 | 551.73 | 1.5 | 600 | 900 | 92648 | SFM | 967.82 | 367.82 | 600 |  |  | 900 |  |  |  | 0
51591 | 08/20/2020 | 2 |  |  | 3174596 | 8/4/2020 12:00:00 AM | Manufacturer#9 | Manufacturer#9 |  |  | 18 | 18 | 8.6 | 10 | Variable Speed Mini Split | AC-21563 | 1058.772 | -57.228 | 1.86 | 600 | 1116 | 92285 | SFM | 569.2323 | -30.7677 | 600 |  |  | 1116 |  |  |  | 0
51591 | 08/20/2020 | 3 |  |  | 3174707 | 8/7/2020 12:00:00 AM | Manufacturer#8 | Manufacturer#8 |  |  | 17.25 | 18 | 13 | 9 | Heat Pump | AC-21518 | 2809 | 1879 | 3.1 | 300 | 930 | 91354 | SFM | 906.129 | 606.129 | 300 |  |  | 930 |  |  |  | 0
51591 | 08/20/2020 | 4 |  |  | 3175736 | 8/5/2020 12:00:00 AM | Manufacturer#8 | Manufacturer#8 |  |  | 16.5 | 17 | 13 | 9.6 | Heat Pump | AC-21518 | 2166 | 966 | 4 | 300 | 1200 | 92630 | SFM | 541.5 | 241.5 | 300 |  |  | 1200 |  |  |  | 0
51591 | 08/20/2020 | 5 |  |  | 3176128 | 8/10/2020 12:00:00 AM | Manufacturer#17 | Manufacturer#17 |  |  | 15.5 | 16 | 13 | 9 | Heat Pump | AC-21517 | 1471.44 | 736.44 | 2.45 | 300 | 735 | 92252 | SFM | 600.5878 | 300.5878 | 300 |  |  | 735 |  |  |  | 0
51591 | 08/20/2020 | 6 |  |  | 3176246 | 8/6/2020 12:00:00 AM | Manufacturer#9 | Manufacturer#9 |  |  | 18 | 18 | 9.9 | 10 | Variable Speed Mini Split | AC-21563 | 642.914 | 42.914 | 1 | 600 | 600 | 92277 | SFM | 642.914 | 42.914 | 600 |  |  | 600 |  |  |  | 0
51591 | 08/20/2020 | 7 |  |  | 3176368 | 8/6/2020 12:00:00 AM | Manufacturer#9 | Manufacturer#9 |  |  | 19 | 19 | 10.6 | 10.6 | Variable Speed Mini Split | AC-21563 | 1787 | 371 | 2.36 | 600 | 1416 | 91710 | SFM | 757.2034 | 157.2034 | 600 |  |  | 1416 |  |  |  | 0
51591 | 08/20/2020 | 8 |  |  | 3176384 | 8/6/2020 12:00:00 AM | Manufacturer#9 | Manufacturer#9 |  |  | 19.7 | 20 | 9.2 | 10.3 | Variable Speed Mini Split | AC-21563 | 2424 | 402 | 3.37 | 600 | 2022 | 91766 | SFM | 719.2878 | 119.2878 | 600 |  |  | 2022 |  |  |  | 0
51591 | 08/20/2020 | 9 |  |  | 3176437 | 8/6/2020 12:00:00 AM | Manufacturer#9 | Manufacturer#9 |  |  | 26.1 | 27 | 13.8 | 12.5 | Variable Speed Mini Split | AC-21563 | 994.604 | 394.604 | 1 | 600 | 600 | 92262 | SFM | 994.604 | 394.604 | 600 |  |  | 600 |  |  |  | 0
51591 | 08/20/2020 | 10 |  |  | 3176508 | 8/6/2020 12:00:00 AM | Manufacturer#9 | Manufacturer#9 |  |  | 33.1 | 34 | 19 | 13.5 | Variable Speed Mini Split | AC-21563 | 831.099 | 531.099 | 0.5 | 600 | 300 | 93555 | SFM | 1662.198 | 1062.198 | 600 |  |  | 300 |  |  |  | 0
51592 | 08/20/2020 | 1 |  |  | 3178891 | 8/12/2020 12:00:00 AM | Manufacturer#23 | Manufacturer#23 |  |  | 18 | 18 | 8.6 | 10 | Variable Speed Mini Split | AC-21563 | 1117.116 | 1.116 | 1.86 | 600 | 1116 | 92210 | SFM | 600.6 | 0.6 | 600 |  |  | 1116 |  |  |  | 0
51592 | 08/20/2020 | 2 |  |  | 3179610 | 8/7/2020 12:00:00 AM | Manufacturer#9 | Manufacturer#9 |  |  | 23.1 | 24 | 13 | 12.5 | Variable Speed Mini Split | AC-21563 | 873.642 | 273.642 | 1 | 600 | 600 | 91104 | SFM | 873.642 | 273.642 | 600 |  |  | 600 |  |  |  | 0
51592 | 08/20/2020 | 3 |  |  | 3179691 | 8/10/2020 12:00:00 AM | Manufacturer#9 | Manufacturer#9 |  |  | 20 | 20 | 13.6 | 9.8 | Variable Speed Mini Split | AC-21563 | 1891.105 | 793.105 | 1.83 | 600 | 1098 | 90275 | SFM | 1033.3907 | 433.3907 | 600 |  |  | 1098 |  |  |  | 0
51592 | 08/20/2020 | 4 |  |  | 3180010 | 8/10/2020 12:00:00 AM | Manufacturer#9 | Manufacturer#9 |  |  | 21.6 | 22 | 13 | 11.7 | Variable Speed Mini Split | AC-21563 | 994.604 | 298.604 | 1.16 | 600 | 696 | 93103 | SFM | 857.4172 | 257.4172 | 600 |  |  | 696 |  |  |  | 0
51592 | 08/20/2020 | 5 |  |  | 3180031 | 8/12/2020 12:00:00 AM | Manufacturer#23 | Manufacturer#23 |  |  | 18 | 18 | 8.6 | 10 | Variable Speed Mini Split | AC-21563 | 1058.772 | -57.228 | 1.86 | 600 | 1116 | 92256 | SFM | 569.2323 | -30.7677 | 600 |  |  | 1116 |  |  |  | 0
51592 | 08/20/2020 | 6 |  |  | 3180049 | 8/12/2020 12:00:00 AM | Manufacturer#23 | Manufacturer#23 |  |  | 18 | 18 | 8.6 | 10 | Variable Speed Mini Split | AC-21563 | 1058.772 | -57.228 | 1.86 | 600 | 1116 | 92256 | SFM | 569.2323 | -30.7677 | 600 |  |  | 1116 |  |  |  | 0
51592 | 08/20/2020 | 7 |  |  | 3180184 | 8/10/2020 12:00:00 AM | Manufacturer#8 | Manufacturer#8 |  |  | 15 | 15 | 12.2 | 9 | Heat Pump | AC-21517 | 1762 | 892 | 2.9 | 300 | 870 | 92653 | SFM | 607.5862 | 307.5862 | 300 |  |  | 870 |  |  |  | 0
51592 | 08/20/2020 | 8 |  |  | 3180428 | 8/10/2020 12:00:00 AM | Manufacturer#8 | Manufacturer#8 |  |  | 17.5 | 18 | 13 | 9 | Heat Pump | AC-21518 | 3085 | 1873 | 4.04 | 300 | 1212 | 92260 | SFM | 763.6139 | 463.6139 | 300 |  |  | 1212 |  |  |  | 0
51592 | 08/20/2020 | 9 |  |  | 3180483 | 8/10/2020 12:00:00 AM | Manufacturer#9 | Manufacturer#9 |  |  | 16.2 | 17 | 9.6 | 9.6 | Variable Speed Mini Split | AC-21561 | 1787 | 875 | 2.28 | 400 | 912 | 91763 | SFM | 783.7719 | 383.7719 | 400 |  |  | 912 |  |  |  | 0
51592 | 08/20/2020 | 10 |  |  | 3180496 | 8/10/2020 12:00:00 AM | Manufacturer#9 | Manufacturer#9 |  |  | 19 | 19 | 10.6 | 10.6 | Variable Speed Mini Split | AC-21563 | 1787 | 371 | 2.36 | 600 | 1416 | 92637 | SFM | 757.2034 | 157.2034 | 600 |  |  | 1416 |  |  |  | 0
51592 | 08/20/2020 | 11 |  |  | 3180517 | 8/11/2020 12:00:00 AM | Manufacturer#9 | Manufacturer#9 |  |  | 20 | 20 | 12.7 | 10 | Variable Speed Mini Split | AC-21563 | 1375.91 | 475.91 | 1.5 | 600 | 900 | 90046 | SFM | 917.2733 | 317.2733 | 600 |  |  | 900 |  |  |  | 0
51592 | 08/20/2020 | 12 |  |  | 3180517 | 8/11/2020 12:00:00 AM | Manufacturer#9 | Manufacturer#9 |  |  | 20 | 20 | 12.7 | 10 | Variable Speed Mini Split | AC-21563 | 1375.91 | 475.91 | 1.5 | 600 | 900 | 90046 | SFM | 917.2733 | 317.2733 | 600 |  |  | 900 |  |  |  | 0
51592 | 08/20/2020 | 13 |  |  | 3180654 | 8/10/2020 12:00:00 AM | Manufacturer#23 | Manufacturer#23 |  |  | 18 | 18 | 8.6 | 10 | Variable Speed Mini Split | AC-21563 | 1117.116 | 1.116 | 1.86 | 600 | 1116 | 92234 | SFM | 600.6 | 0.6 | 600 |  |  | 1116 |  |  |  | 0
51592 | 08/20/2020 | 14 |  |  | 3180764 | 8/10/2020 12:00:00 AM | Manufacturer#23 | Manufacturer#23 |  |  | 18 | 18 | 8.6 | 10 | Variable Speed Mini Split | AC-21563 | 807.53 | -308.47 | 1.86 | 600 | 1116 | 92260 | SFM | 434.1559 | -165.8441 | 600 |  |  | 1116 |  |  |  | 0
51592 | 08/20/2020 | 15 |  |  | 3181005 | 8/12/2020 12:00:00 AM | Manufacturer#9 | Manufacturer#9 |  |  | 20.5 | 21 | 13.4 | 11.2 | Variable Speed Mini Split | AC-21563 | 1033 | 133 | 1.5 | 600 | 900 | 92277 | SFM | 688.6667 | 88.6667 | 600 |  |  | 900 |  |  |  | 0
51592 | 08/20/2020 | 16 |  |  | 3181478 | 8/11/2020 12:00:00 AM | Manufacturer#23 | Manufacturer#23 |  |  | 18 | 18 | 8.6 | 10 | Variable Speed Mini Split | AC-21563 | 807.53 | -308.47 | 1.86 | 600 | 1116 | 92234 | SFM | 434.1559 | -165.8441 | 600 |  |  | 1116 |  |  |  | 0
51592 | 08/20/2020 | 17 |  |  | 3181487 | 8/11/2020 12:00:00 AM | Manufacturer#23 | Manufacturer#23 |  |  | 18 | 18 | 8.6 | 10 | Variable Speed Mini Split | AC-21563 | 807.53 | -308.47 | 1.86 | 600 | 1116 | 92240 | SFM | 434.1559 | -165.8441 | 600 |  |  | 1116 |  |  |  | 0
51592 | 08/20/2020 | 18 |  |  | 3181498 | 8/11/2020 12:00:00 AM | Manufacturer#23 | Manufacturer#23 |  |  | 18 | 18 | 8.6 | 10 | Variable Speed Mini Split | AC-21563 | 807.53 | -308.47 | 1.86 | 600 | 1116 | 92240 | SFM | 434.1559 | -165.8441 | 600 |  |  | 1116 |  |  |  | 0
51592 | 08/20/2020 | 19 |  |  | 3181502 | 8/11/2020 12:00:00 AM | Manufacturer#23 | Manufacturer#23 |  |  | 18 | 18 | 8.6 | 10 | Variable Speed Mini Split | AC-21563 | 807.53 | -308.47 | 1.86 | 600 | 1116 | 92234 | SFM | 434.1559 | -165.8441 | 600 |  |  | 1116 |  |  |  | 0
51592 | 08/20/2020 | 20 |  |  | 3181524 | 8/10/2020 12:00:00 AM | Manufacturer#8 | Manufacturer#8 |  |  | 18 | 18 | 12.5 | 10 | Heat Pump | AC-21520 | 3864 | 2514 | 4.5 | 300 | 1350 | 91773 | SFM | 858.6667 | 558.6667 | 300 |  |  | 1350 |  |  |  | 0
51592 | 08/20/2020 | 21 |  |  | 3181850 | 8/11/2020 12:00:00 AM | Manufacturer#9 | Manufacturer#9 |  |  | 16 | 16 | 10 | 9 | Variable Speed Mini Split | AC-21561 | 629.22 | 57.22 | 1.43 | 400 | 572 | 91016 | SFM | 440.014 | 40.014 | 400 |  |  | 572 |  |  |  | 0
51592 | 08/20/2020 | 22 |  |  | 3182070 | 8/12/2020 12:00:00 AM | Manufacturer#8 | Manufacturer#8 |  |  | 17 | 17 | 13 | 9 | Heat Pump | AC-21518 | 2725 | 1780 | 3.15 | 300 | 945 | 92260 | SFM | 865.0794 | 565.0794 | 300 |  |  | 945 |  |  |  | 0
51592 | 08/20/2020 | 23 |  |  | 3182257 | 8/13/2020 12:00:00 AM | Manufacturer#9 | Manufacturer#9 |  |  | 17 | 17 | 9.9 | 9 | Variable Speed Mini Split | AC-21561 | 568.64 | 168.64 | 1 | 400 | 400 | 90802 | SFM | 568.64 | 168.64 | 400 |  |  | 400 |  |  |  | 0
51592 | 08/20/2020 | 24 |  |  | 3182336 | 8/13/2020 12:00:00 AM | Manufacturer#9 | Manufacturer#9 |  |  | 18 | 18 | 12 | 10 | Variable Speed Mini Split | AC-21563 | 592.937 | 142.937 | 0.75 | 600 | 450 | 91108 | SFM | 790.5827 | 190.5827 | 600 |  |  | 450 |  |  |  | 0
51592 | 08/20/2020 | 25 |  |  | 3182336 | 8/13/2020 12:00:00 AM | Manufacturer#9 | Manufacturer#9 |  |  | 18 | 18 | 12 | 10 | Variable Speed Mini Split | AC-21563 | 592.937 | 142.937 | 0.75 | 600 | 450 | 91108 | SFM | 790.5827 | 190.5827 | 600 |  |  | 450 |  |  |  | 0
51595 | 08/20/2020 | 22 |  |  | BI72480 | 7/30/2020 12:00:00 AM | Manufacturer#16 | Manufacturer#16 |  |  | 18 | 18 | 10.35 | 9 | Variable Speed Mini Split | AC-21561 | 1554.69 | 622.69 | 2.33 | 400 | 932 | 90808 | SFM | 667.2489 | 267.2489 | 400 | Yes | 5472 | 6404 | 4767.9439 | 1636.0561 | 3213.2539 | 206.7% | Install Cost; inlcudes labor; not itemized; August 20a | Contractor#4 | 2020-08-04
51595 | 08/20/2020 | 23 |  |  | BI60944 | 7/29/2020 12:00:00 AM | Manufacturer#19 | Manufacturer#19 |  |  | 20 | 20 | 13.5 | 10.5 | Heat Pump | AC-21520 | 4573.87 | 3388.87 | 3.95 | 300 | 1185 | 92374 | SFM | 1157.9418 | 857.9418 | 300 | Yes | 10500 | 11685 | 8911.4285 | 2773.5715 | 4337.5585 | 94.83% | Install Cost; inlcudes labor; not itemized; August29a | Contractor#4 | 2020-07-31
51595 | 08/20/2020 | 24 |  |  | BI90022 | 8/10/2020 12:00:00 AM | Manufacturer#16 | Manufacturer#16 |  |  | 20 | 20 | 12.5 | 10 | Variable Speed Mini Split | AC-21563 | 1329.61 | 231.61 | 1.83 | 600 | 1098 | 92647 | SFM | 726.5628 | 126.5628 | 600 | Yes | 2650 | 3748 | 2463.0289 | 1284.9711 | 1133.4189 | 85.24% | Install Cost; inlcudes labor; not itemized; | Contractor#5 | 2019-08-13
51597 | 08/20/2020 | 7 |  |  | 3184463 | 8/13/2020 12:00:00 AM | Manufacturer#9 | Manufacturer#9 |  |  | 17 | 17 | 12 | 9 | Variable Speed Mini Split | AC-21561 | 538.25 | 238.25 | 0.75 | 400 | 300 | 90620 | SFM | 717.6667 | 317.6667 | 400 |  |  | 300 |  |  |  | 0
51597 | 08/20/2020 | 8 |  |  | 3184608 | 8/14/2020 12:00:00 AM | Manufacturer#9 | Manufacturer#9 |  |  | 23.1 | 24 | 13 | 12.5 | Variable Speed Mini Split | AC-21563 | 828.014 | 228.014 | 1 | 600 | 600 | 92211 | SFM | 828.014 | 228.014 | 600 |  |  | 600 |  |  |  | 0
51597 | 08/20/2020 | 9 |  |  |  | 8/12/2020 12:00:00 AM | Manufacturer#9 | Manufacturer#9 |  |  | 22.3 | 23 | 12.5 | 12.4 | Variable Speed Mini Split | AC-21563 | 1498.602 | 598.602 | 1.5 | 600 | 900 | 93535 | SFM | 999.068 | 399.068 | 600 |  |  | 900 |  |  |  | 0
51597 | 08/20/2020 | 10 |  |  |  | 8/3/2020 12:00:00 AM | Manufacturer#9 | Manufacturer#9 |  |  | 17 | 17 | 12 | 9 | Variable Speed Mini Split | AC-21561 | 538.25 | 238.25 | 0.75 | 400 | 300 | 92530 | SFM | 717.6667 | 317.6667 | 400 |  |  | 300 |  |  |  | 0
51597 | 08/20/2020 | 11 |  |  |  | 8/5/2020 12:00:00 AM | Manufacturer#23 | Manufacturer#23 |  |  | 16 | 16 | 11 | 8.5 | Variable Speed Mini Split | AC-21560 | 415.09 | 190.09 | 0.75 | 300 | 225 | 92691 | SFM | 553.4533 | 253.4533 | 300 |  |  | 225 |  |  |  | 0
51597 | 08/20/2020 | 12 |  |  |  | 8/3/2020 12:00:00 AM | Manufacturer#9 | Manufacturer#9 |  |  | 24.6 | 25 | 15.4 | 12.8 | Variable Speed Mini Split | AC-21563 | 850.368 | 400.368 | 0.75 | 600 | 450 | 92704 | SFM | 1133.824 | 533.824 | 600 |  |  | 450 |  |  |  | 0
51597 | 08/20/2020 | 13 |  |  |  | 8/3/2020 12:00:00 AM | Manufacturer#9 | Manufacturer#9 |  |  | 20.5 | 21 | 12.5 | 10 | Variable Speed Mini Split | AC-21563 | 1587.216 | 471.216 | 1.86 | 600 | 1116 | 92704 | SFM | 853.3419 | 253.3419 | 600 |  |  | 1116 |  |  |  | 0
51597 | 08/20/2020 | 14 |  |  |  | 8/13/2020 12:00:00 AM | Manufacturer#9 | Manufacturer#9 |  |  | 18 | 18 | 8.6 | 10 | Variable Speed Mini Split | AC-21563 | 864 | -252 | 1.86 | 600 | 1116 | 92252 | SFM | 464.5161 | -135.4839 | 600 |  |  | 1116 |  |  |  | 0
51597 | 08/20/2020 | 15 |  |  |  | 8/14/2020 12:00:00 AM | Manufacturer#8 | Manufacturer#8 |  |  | 15 | 15 | 12.5 | 9 | Heat Pump | AC-21517 | 2052 | 852 | 4 | 300 | 1200 | 92260 | SFM | 513 | 213 | 300 |  |  | 1200 |  |  |  | 0
51597 | 08/20/2020 | 16 |  |  |  | 8/14/2020 12:00:00 AM | Manufacturer#9 | Manufacturer#9 |  |  | 24.6 | 25 | 15.4 | 12.8 | Variable Speed Mini Split | AC-21563 | 762.612 | 312.612 | 0.75 | 600 | 450 | 92264 | SFM | 1016.816 | 416.816 | 600 |  |  | 450 |  |  |  | 0
51597 | 08/20/2020 | 17 |  |  |  | 8/14/2020 12:00:00 AM | Manufacturer#9 | Manufacturer#9 |  |  | 20.5 | 21 | 12.5 | 10 | Variable Speed Mini Split | AC-21563 | 1167 | 51 | 1.86 | 600 | 1116 | 92284 | SFM | 627.4194 | 27.4194 | 600 |  |  | 1116 |  |  |  | 0
51597 | 08/20/2020 | 18 |  |  |  | 8/12/2020 12:00:00 AM | Manufacturer#9 | Manufacturer#9 |  |  | 16 | 16 | 10 | 9 | Variable Speed Mini Split | AC-21561 | 629 | 57 | 1.43 | 400 | 572 | 93257 | SFM | 439.8601 | 39.8601 | 400 |  |  | 572 |  |  |  | 0
51597 | 08/20/2020 | 19 |  |  |  | 8/5/2020 12:00:00 AM | Manufacturer#17 | Manufacturer#17 |  |  | 15 | 15 | 12.5 | 9 | Heat Pump | AC-21517 | 1782.7 | 609.7 | 3.91 | 300 | 1173 | 93023 | SFM | 455.9335 | 155.9335 | 300 |  |  | 1173 |  |  |  | 0
51597 | 08/20/2020 | 20 |  |  |  | 8/12/2020 12:00:00 AM | Manufacturer#17 | Manufacturer#17 |  |  | 16 | 16 | 12.5 | 9 | Heat Pump | AC-21518 | 2682.79 | 1257.79 | 4.75 | 300 | 1425 | 91361 | SFM | 564.7979 | 264.7979 | 300 |  |  | 1425 |  |  |  | 0
51597 | 08/20/2020 | 21 |  |  |  | 8/7/2020 12:00:00 AM | Manufacturer#9 | Manufacturer#9 |  |  | 24.6 | 25 | 15.4 | 12.8 | Variable Speed Mini Split | AC-21563 | 674 | 224 | 0.75 | 600 | 450 | 91006 | SFM | 898.6667 | 298.6667 | 600 |  |  | 450 |  |  |  | 0
51597 | 08/20/2020 | 22 |  |  |  | 8/7/2020 12:00:00 AM | Manufacturer#9 | Manufacturer#9 |  |  | 19 | 19 | 10.6 | 10.6 | Variable Speed Mini Split | AC-21563 | 1880 | 464 | 2.36 | 600 | 1416 | 91803 | SFM | 796.6102 | 196.6102 | 600 |  |  | 1416 |  |  |  | 0
51597 | 08/20/2020 | 23 |  |  |  | 8/7/2020 12:00:00 AM | Manufacturer#9 | Manufacturer#9 |  |  | 19.2 | 20 | 9.4 | 11 | Variable Speed Mini Split | AC-21563 | 2099 | 329 | 2.95 | 600 | 1770 | 91803 | SFM | 711.5254 | 111.5254 | 600 |  |  | 1770 |  |  |  | 0
51597 | 08/20/2020 | 1 |  |  | 3182349 | 8/13/2020 12:00:00 AM | Manufacturer#9 | Manufacturer#9 |  |  | 20.5 | 21 | 12.5 | 10 | Variable Speed Mini Split | AC-21563 | 1423.419 | 307.419 | 1.86 | 600 | 1116 | 91006 | SFM | 765.279 | 165.279 | 600 |  |  | 1116 |  |  |  | 0
51597 | 08/20/2020 | 2 |  |  | 3182349 | 8/13/2020 12:00:00 AM | Manufacturer#9 | Manufacturer#9 |  |  | 20.5 | 21 | 12.5 | 10 | Variable Speed Mini Split | AC-21563 | 1423.419 | 307.419 | 1.86 | 600 | 1116 | 91006 | SFM | 765.279 | 165.279 | 600 |  |  | 1116 |  |  |  | 0
51597 | 08/20/2020 | 3 |  |  | 3182395 | 8/13/2020 12:00:00 AM | Manufacturer#9 | Manufacturer#9 |  |  | 16 | 16 | 10 | 9 | Variable Speed Mini Split | AC-21561 | 629.22 | 57.22 | 1.43 | 400 | 572 | 91754 | SFM | 440.014 | 40.014 | 400 |  |  | 572 |  |  |  | 0
51597 | 08/20/2020 | 4 |  |  | 3182398 | 8/12/2020 12:00:00 AM | Manufacturer#9 | Manufacturer#9 |  |  | 18 | 18 | 10.5 | 10 | Variable Speed Mini Split | AC-21563 | 1041.6 | 183.6 | 1.43 | 600 | 858 | 92211 | SFM | 728.3916 | 128.3916 | 600 |  |  | 858 |  |  |  | 0
51597 | 08/20/2020 | 5 |  |  | 3182836 | 8/13/2020 12:00:00 AM | Manufacturer#9 | Manufacturer#9 |  |  | 18 | 18 | 10.5 | 10 | Variable Speed Mini Split | AC-21563 | 987.2 | 129.2 | 1.43 | 600 | 858 | 92284 | SFM | 690.3497 | 90.3497 | 600 |  |  | 858 |  |  |  | 0
51597 | 08/20/2020 | 6 |  |  | 3184270 | 8/14/2020 12:00:00 AM | Manufacturer#8 | Manufacturer#8 |  |  | 15 | 15 | 12.5 | 9 | Heat Pump | AC-21517 | 2339 | 941 | 4.66 | 300 | 1398 | 92592 | SFM | 501.9313 | 201.9313 | 300 |  |  | 1398 |  |  |  | 0
51606 | 08/10/2020 | 20 |  |  | BJ03576 | 2020-08-03 | Manufacturer#18 | Manufacturer#18 |  |  | 21.7 | 22 | 13.5 | 10.6 | Variable Speed Mini Split | AC-21563 | 2626.98 | 1403.05 | 1.66 | 600 | 996 | 91730 | SFM | 1582.5181 | 845.2108 | 737.3072 | Yes | 7600 | 8596 | 7430.3978 | 1165.6022 | 4803.4178 | 182.8% | August10a | Contractor#2
51606 | 08/10/2020 | 21 |  |  | BJ08234 | 2020-08-07 | Manufacturer#18 | Manufacturer#18 |  |  | 18.5 | 19 | 11.65 | 9.85 | Variable Speed Mini Split | AC-21563 | 5268.29 | 915.54 | 3.83 | 600 | 2298 | 91740 | SFM | 1375.5326 | 239.0444 | 1136.4883 | Yes | 16170 | 18468 | 15778.6889 | 2689.3111 | 10510.3989 | 199.5% | August10a | Contractor#2
51606 | 08/10/2020 | 19 |  |  | BH21016 | 2020-07-27 | Manufacturer#19 | Manufacturer#19 |  |  | 18.5 | 19 | 12.5 | 9.5 | Heat Pump | AC-21519 | 3770 | 2597 | 3.91 | 300 | 1173 | 91390 | SFM | 964.1944 | 664.1944 | 300 | Yes | 8720 | 9893 | 7147.5153 | 2745.4847 | 3377.5153 | 89.59% | August 10a | Contractor#6
51606 | 08/10/2020 | 17 |  |  | BI59932 | 2020-07-29 | Manufacturer#18 | Manufacturer#18 |  |  | 22.7 | 23 | 12.5 | 11.4 | Variable Speed Mini Split | AC-21563 | 1166.73 | 566.73 | 1 | 600 | 600 | 91741 | SFM | 1166.73 | 566.73 | 600 | Yes | 3900 | 4500 | 3797.83 | 702.17 | 2631.1 | 225.5% | August10a | Contractor#2
51609 | 07/29/2020 | 14 |  |  | BF37406 | 6/22/2020 12:00:00 AM | Manufacturer#16 | Manufacturer#16 |  |  | 18 | 18 | 10.35 | 9 | Variable Speed Mini Split | AC-21561 | 2083.82 | 709.12 | 2.33 | 400 | 932 | 92647 | SFM | 894.3433 | 304.3433 | 590 | Yes | 3200 | 4132 | 2495.9439 | 1636.0561 | 412.1239 | 19.78% | August29a | Contractor#7 | 2020-06-22
51609 | 07/29/2020 | 15 |  |  | BE43897 | 6/12/2020 12:00:00 AM | Manufacturer#19 | Manufacturer#19 |  |  | 19 | 19 | 12.5 | 10.5 | Heat Pump | AC-21520 | 5153.99 | 3791.99 | 4.54 | 300 | 1362 | 92660 | SFM | 1135.2401 | 835.2401 | 300 |  |  | 1362 |  |  |  | 0
51609 | 07/29/2020 | 16 |  |  | BI56863 | 7/28/2020 12:00:00 AM | Manufacturer#18 | Manufacturer#18 |  |  | 17.5 | 18 | 8.2 | 10 | Variable Speed Mini Split | AC-21562 | 2459.61 | 1084.61 | 2.75 | 500 | 1375 | 91765 | SFM | 894.4036 | 394.4036 | 500 | Yes | 3825 | 5200 | 3269.0325 | 1930.9675 | 809.4225 | 32.91% | August29a | Contractor#2
51616 | 07/15/2020 | 13 |  |  | BD68887 | 6/1/2020 12:00:00 AM | Manufacturer#16 | Manufacturer#16 |  |  | 16 | 16 | 10 | 9 | Variable Speed Mini Split | AC-21561 | 551.85 | 251.85 | 0.75 | 400 | 300 | 92663 | SFM | 735.8 | 335.8 | 400 |  |  | 300 |  |  |  | 0
51626 | 08/26/2020 | 1 |  |  | CA281759 | 8/5/2020 12:00:00 AM | Manufacturer#9 | Manufacturer#9 |  |  | 16 | 16 | 8 | 8.5 | Variable Speed Mini Split | AC-21560 | 727.92 | 169.92 | 1.86 | 300 | 558 | 92705 | SFM | 391.3548 | 91.3548 | 300 |  |  | 558 |  |  |  | 0
51626 | 08/26/2020 | 2 |  |  | CA282309 | 8/5/2020 12:00:00 AM | Manufacturer#9 | Manufacturer#9 |  |  | 17 | 17 | 9.9 | 9 | Variable Speed Mini Split | AC-21561 | 568.64 | 168.64 | 1 | 400 | 400 | 92844 | SFM | 568.64 | 168.64 | 400 |  |  | 400 |  |  |  | 0
51626 | 08/26/2020 | 3 |  |  | CA282309 | 8/5/2020 12:00:00 AM | Manufacturer#9 | Manufacturer#9 |  |  | 17 | 17 | 9.9 | 9 | Variable Speed Mini Split | AC-21561 | 568.64 | 168.64 | 1 | 400 | 400 | 92844 | SFM | 568.64 | 168.64 | 400 |  |  | 400 |  |  |  | 0
51626 | 08/26/2020 | 4 |  |  | CA285065 | 8/13/2020 12:00:00 AM | Manufacturer#9 | Manufacturer#9 |  |  | 22 | 22 | 13.7 | 13.1 | Variable Speed Mini Split | AC-21563 | 1498.602 | 598.602 | 1.5 | 600 | 900 | 90621 | SFM | 999.068 | 399.068 | 600 |  |  | 900 |  |  |  | 0
51626 | 08/26/2020 | 5 |  |  | CC281870 | 8/7/2020 12:00:00 AM | Manufacturer#9 | Manufacturer#9 |  |  | 18 | 18 | 9.9 | 10 | Variable Speed Mini Split | AC-21563 | 511.38 | -88.62 | 1 | 600 | 600 | 92346 | SFM | 511.38 | -88.62 | 600 |  |  | 600 |  |  |  | 0
51626 | 08/26/2020 | 6 |  |  | CD281635 | 8/4/2020 12:00:00 AM | Manufacturer#9 | Manufacturer#9 |  |  | 18 | 18 | 9.9 | 10 | Variable Speed Mini Split | AC-21563 | 738.778 | 138.778 | 1 | 600 | 600 | 92270 | SFM | 738.778 | 138.778 | 600 |  |  | 600 |  |  |  | 0
51626 | 08/26/2020 | 7 |  |  | CD284964 | 8/11/2020 12:00:00 AM | Manufacturer#8 | Manufacturer#8 |  |  | 16 | 16 | 13.5 | 9 | Heat Pump | AC-21518 | 2166 | 954 | 4.04 | 300 | 1212 | 92234 | SFM | 536.1386 | 236.1386 | 300 |  |  | 1212 |  |  |  | 0
51628 | 08/26/2020 | 24 |  |  | CX283273 | 8/11/2020 12:00:00 AM | Manufacturer#9 | Manufacturer#9 |  |  | 17 | 17 | 9.9 | 9 | Variable Speed Mini Split | AC-21561 | 568.64 | 168.64 | 1 | 400 | 400 | 90011 | SFM | 568.64 | 168.64 | 400 |  |  | 400 |  |  |  | 0
51628 | 08/26/2020 | 25 |  |  | CX283563 | 8/11/2020 12:00:00 AM | Manufacturer#9 | Manufacturer#9 |  |  | 20.5 | 21 | 12.5 | 10 | Variable Speed Mini Split | AC-21563 | 1587.216 | 471.216 | 1.86 | 600 | 1116 | 90011 | SFM | 853.3419 | 253.3419 | 600 |  |  | 1116 |  |  |  | 0
51628 | 08/26/2020 | 12 |  |  | CJ280274 | 8/3/2020 12:00:00 AM | Manufacturer#9 | Manufacturer#9 |  |  | 17 | 17 | 9.9 | 9 | Variable Speed Mini Split | AC-21561 | 568.64 | 168.64 | 1 | 400 | 400 | 91801 | SFM | 568.64 | 168.64 | 400 |  |  | 400 |  |  |  | 0
51628 | 08/26/2020 | 13 |  |  | CJ282506 | 8/7/2020 12:00:00 AM | Manufacturer#9 | Manufacturer#9 |  |  | 16 | 16 | 10 | 9 | Variable Speed Mini Split | AC-21561 | 629 | 57 | 1.43 | 400 | 572 | 93536 | SFM | 439.8601 | 39.8601 | 400 |  |  | 572 |  |  |  | 0
51628 | 08/26/2020 | 14 |  |  | CJ283394 | 8/7/2020 12:00:00 AM | Manufacturer#9 | Manufacturer#9 |  |  | 16 | 16 | 8 | 8.5 | Variable Speed Mini Split | AC-21560 | 727.92 | 169.92 | 1.86 | 300 | 558 | 93551 | SFM | 391.3548 | 91.3548 | 300 |  |  | 558 |  |  |  | 0
51628 | 08/26/2020 | 15 |  |  | CJ284092 | 8/10/2020 12:00:00 AM | Manufacturer#8 | Manufacturer#8 |  |  | 15 | 15 | 12.5 | 9 | Heat Pump | AC-21517 | 2464.75 | 1090.75 | 4.58 | 300 | 1374 | 93536 | SFM | 538.155 | 238.155 | 300 |  |  | 1374 |  |  |  | 0
51628 | 08/26/2020 | 16 |  |  | CJ285933-1 | 8/14/2020 12:00:00 AM | Manufacturer#8 | Manufacturer#8 |  |  | 15.5 | 16 | 13 | 8.7 | Heat Pump | AC-21517 | 1791.49 | 618.49 | 3.91 | 300 | 1173 | 92691 | SFM | 458.1816 | 158.1816 | 300 |  |  | 1173 |  |  |  | 0
51628 | 08/26/2020 | 17 |  |  | CR261719 | 8/12/2020 12:00:00 AM | Manufacturer#9 | Manufacturer#9 |  |  | 16 | 16 | 9 | 9 | Variable Speed Mini Split | AC-21561 | 616.121 | 216.121 | 1 | 400 | 400 | 92582 | SFM | 616.121 | 216.121 | 400 |  |  | 400 |  |  |  | 0
51628 | 08/26/2020 | 18 |  |  | CR280928 | 8/4/2020 12:00:00 AM | Manufacturer#9 | Manufacturer#9 |  |  | 23.1 | 24 | 13 | 12.5 | Variable Speed Mini Split | AC-21563 | 951.478 | 351.478 | 1 | 600 | 600 | 91733 | SFM | 951.478 | 351.478 | 600 |  |  | 600 |  |  |  | 0
51628 | 08/26/2020 | 19 |  |  | CR280930 | 8/4/2020 12:00:00 AM | Manufacturer#9 | Manufacturer#9 |  |  | 23.1 | 24 | 13 | 12.5 | Variable Speed Mini Split | AC-21563 | 951.478 | 351.478 | 1 | 600 | 600 | 92504 | SFM | 951.478 | 351.478 | 600 |  |  | 600 |  |  |  | 0
51628 | 08/26/2020 | 20 |  |  | CS278211 | 8/12/2020 12:00:00 AM | Manufacturer#9 | Manufacturer#9 |  |  | 16 | 16 | 9.4 | 11.6 | Variable Speed Mini Split | AC-21561 | 1679.408 | 579.408 | 2.75 | 400 | 1100 | 90019 | SFM | 610.6938 | 210.6938 | 400 |  |  | 1100 |  |  |  | 0
51628 | 08/26/2020 | 21 |  |  | CS279222 | 8/4/2020 12:00:00 AM | Manufacturer#9 | Manufacturer#9 |  |  | 17 | 17 | 9.9 | 9 | Variable Speed Mini Split | AC-21561 | 568.64 | 168.64 | 1 | 400 | 400 | 91784 | SFM | 568.64 | 168.64 | 400 |  |  | 400 |  |  |  | 0
51628 | 08/26/2020 | 22 |  |  | CW284625 | 8/14/2020 12:00:00 AM | Manufacturer#9 | Manufacturer#9 |  |  | 20 | 20 | 12.7 | 10 | Variable Speed Mini Split | AC-21563 | 1451.73 | 551.73 | 1.5 | 600 | 900 | 93010 | SFM | 967.82 | 367.82 | 600 |  |  | 900 |  |  |  | 0
51628 | 08/26/2020 | 23 |  |  | CX283273 | 8/11/2020 12:00:00 AM | Manufacturer#9 | Manufacturer#9 |  |  | 17 | 17 | 9.9 | 9 | Variable Speed Mini Split | AC-21561 | 568.64 | 168.64 | 1 | 400 | 400 | 90011 | SFM | 568.64 | 168.64 | 400 |  |  | 400 |  |  |  | 0
51628 | 08/26/2020 | 6 |  |  | CG285287 | 8/12/2020 12:00:00 AM | Manufacturer#9 | Manufacturer#9 |  |  | 18 | 18 | 8.6 | 10 | Variable Speed Mini Split | AC-21563 | 1117.116 | 1.116 | 1.86 | 600 | 1116 | 91011 | SFM | 600.6 | 0.6 | 600 |  |  | 1116 |  |  |  | 0
51628 | 08/26/2020 | 7 |  |  | CG288257 | 8/17/2020 12:00:00 AM | Manufacturer#9 | Manufacturer#9 |  |  | 16 | 16 | 10 | 9 | Variable Speed Mini Split | AC-21561 | 568.64 | -3.36 | 1.43 | 400 | 572 | 91770 | SFM | 397.6503 | -2.3497 | 400 |  |  | 572 |  |  |  | 0
51628 | 08/26/2020 | 8 |  |  | CG288487 | 8/17/2020 12:00:00 AM | Manufacturer#9 | Manufacturer#9 |  |  | 18 | 18 | 8.6 | 10 | Variable Speed Mini Split | AC-21563 | 568.64 | -547.36 | 1.86 | 600 | 1116 | 91722 | SFM | 305.7204 | -294.2796 | 600 |  |  | 1116 |  |  |  | 0
51628 | 08/26/2020 | 9 |  |  | CJ268772 | 8/8/2020 12:00:00 AM | Manufacturer#9 | Manufacturer#9 |  |  | 17 | 17 | 9.9 | 9 | Variable Speed Mini Split | AC-21561 | 568.64 | 168.64 | 1 | 400 | 400 | 92647 | SFM | 568.64 | 168.64 | 400 |  |  | 400 |  |  |  | 0
51628 | 08/26/2020 | 10 |  |  | CJ268772 | 8/8/2020 12:00:00 AM | Manufacturer#9 | Manufacturer#9 |  |  | 17 | 17 | 9.9 | 9 | Variable Speed Mini Split | AC-21561 | 568.64 | 168.64 | 1 | 400 | 400 | 92647 | SFM | 568.64 | 168.64 | 400 |  |  | 400 |  |  |  | 0
51628 | 08/26/2020 | 11 |  |  | CJ280274 | 8/3/2020 12:00:00 AM | Manufacturer#9 | Manufacturer#9 |  |  | 17 | 17 | 9.9 | 9 | Variable Speed Mini Split | AC-21561 | 568.64 | 168.64 | 1 | 400 | 400 | 91801 | SFM | 568.64 | 168.64 | 400 |  |  | 400 |  |  |  | 0
51628 | 08/26/2020 | 1 |  |  | CG259601 | 8/6/2020 12:00:00 AM | Manufacturer#9 | Manufacturer#9 |  |  | 18 | 18 | 8.6 | 10 | Variable Speed Mini Split | AC-21563 | 1216.644 | 100.644 | 1.86 | 600 | 1116 | 91803 | SFM | 654.1097 | 54.1097 | 600 |  |  | 1116 |  |  |  | 0
51628 | 08/26/2020 | 2 |  |  | CG281006 | 8/4/2020 12:00:00 AM | Manufacturer#9 | Manufacturer#9 |  |  | 18 | 18 | 12 | 10 | Variable Speed Mini Split | AC-21563 | 625.611 | 175.611 | 0.75 | 600 | 450 | 91770 | SFM | 834.148 | 234.148 | 600 |  |  | 450 |  |  |  | 0
51628 | 08/26/2020 | 3 |  |  | CG282194 | 8/10/2020 12:00:00 AM | Manufacturer#9 | Manufacturer#9 |  |  | 19.7 | 20 | 9.2 | 10.3 | Variable Speed Mini Split | AC-21563 | 2321.11 | 299.11 | 3.37 | 600 | 2022 | 90063 | SFM | 688.7567 | 88.7567 | 600 |  |  | 2022 |  |  |  | 0
51628 | 08/26/2020 | 4 |  |  | CG284245-1 | 8/10/2020 12:00:00 AM | Manufacturer#9 | Manufacturer#9 |  |  | 18 | 18 | 9.9 | 10 | Variable Speed Mini Split | AC-21563 | 738.778 | 138.778 | 1 | 600 | 600 | 91801 | SFM | 738.778 | 138.778 | 600 |  |  | 600 |  |  |  | 0
51628 | 08/26/2020 | 5 |  |  | CG284245-1 | 8/10/2020 12:00:00 AM | Manufacturer#9 | Manufacturer#9 |  |  | 18 | 18 | 9.9 | 10 | Variable Speed Mini Split | AC-21563 | 738.778 | 138.778 | 1 | 600 | 600 | 91801 | SFM | 738.778 | 138.778 | 600 |  |  | 600 |  |  |  | 0
51629 | 08/26/2020 | 4 |  |  | WA099228 | 8/13/2020 12:00:00 AM | Manufacturer#9 | Manufacturer#9 |  |  | 17 | 17 | 9.9 | 9 | Variable Speed Mini Split | AC-21561 | 568.64 | 168.64 | 1 | 400 | 400 | 92262 | SFM | 568.64 | 168.64 | 400 |  |  | 400 |  |  |  | 0
51629 | 08/26/2020 | 5 |  |  | WD098171 | 8/7/2020 12:00:00 AM | Manufacturer#23 | Manufacturer#23 |  |  | 18 | 18 | 8.6 | 10 | Variable Speed Mini Split | AC-21563 | 1058.772 | -57.228 | 1.86 | 600 | 1116 | 92260 | SFM | 569.2323 | -30.7677 | 600 |  |  | 1116 |  |  |  | 0
51629 | 08/26/2020 | 6 |  |  | WD098579 | 8/4/2020 12:00:00 AM | Manufacturer#8 | Manufacturer#8 |  |  | 17.5 | 18 | 13 | 9 | Heat Pump | AC-21518 | 3085 | 1873 | 4.04 | 300 | 1212 | 92262 | SFM | 763.6139 | 463.6139 | 300 |  |  | 1212 |  |  |  | 0
51629 | 08/26/2020 | 7 |  |  | WD098790 | 8/6/2020 12:00:00 AM | Manufacturer#9 | Manufacturer#9 |  |  | 18 | 18 | 8.6 | 10 | Variable Speed Mini Split | AC-21563 | 1058.772 | -57.228 | 1.86 | 600 | 1116 | 92264 | SFM | 569.2323 | -30.7677 | 600 |  |  | 1116 |  |  |  | 0
51629 | 08/26/2020 | 8 |  |  | WD098944 | 8/10/2020 12:00:00 AM | Manufacturer#23 | Manufacturer#23 |  |  | 18 | 18 | 8.6 | 10 | Variable Speed Mini Split | AC-21563 | 1058.772 | -57.228 | 1.86 | 600 | 1116 | 92260 | SFM | 569.2323 | -30.7677 | 600 |  |  | 1116 |  |  |  | 0
51629 | 08/26/2020 | 9 |  |  | WD099018 | 8/10/2020 12:00:00 AM | Manufacturer#23 | Manufacturer#23 |  |  | 18 | 18 | 8.6 | 10 | Variable Speed Mini Split | AC-21563 | 1058.77 | -57.23 | 1.86 | 600 | 1116 | 92262 | SFM | 569.2312 | -30.7688 | 600 |  |  | 1116 |  |  |  | 0
51629 | 08/26/2020 | 10 |  |  | CQ273794 | 8/13/2020 12:00:00 AM | Manufacturer#9 | Manufacturer#9 |  |  | 20.5 | 21 | 13.4 | 11.2 | Variable Speed Mini Split | AC-21563 | 1245.62 | 345.62 | 1.5 | 600 | 900 | 92344 | SFM | 830.4133 | 230.4133 | 600 |  |  | 900 |  |  |  | 0
51629 | 08/26/2020 | 11 |  |  | CS279852 | 8/1/2020 12:00:00 AM | Manufacturer#9 | Manufacturer#9 |  |  | 17 | 17 | 12 | 9 | Variable Speed Mini Split | AC-21561 | 538.25 | 238.25 | 0.75 | 400 | 300 | 91701 | SFM | 717.6667 | 317.6667 | 400 |  |  | 300 |  |  |  | 0
51629 | 08/26/2020 | 12 |  |  | CS279854 | 8/1/2020 12:00:00 AM | Manufacturer#9 | Manufacturer#9 |  |  | 20 | 20 | 13.6 | 9.8 | Variable Speed Mini Split | AC-21563 | 1995.315 | 897.315 | 1.83 | 600 | 1098 | 91711 | SFM | 1090.3361 | 490.3361 | 600 |  |  | 1098 |  |  |  | 0
51629 | 08/26/2020 | 13 |  |  | CX285025 | 8/11/2020 12:00:00 AM | Manufacturer#9 | Manufacturer#9 |  |  | 18 | 18 | 12 | 10 | Variable Speed Mini Split | AC-21563 | 625.611 | 175.611 | 0.75 | 600 | 450 | 91744 | SFM | 834.148 | 234.148 | 600 |  |  | 450 |  |  |  | 0
51629 | 08/26/2020 | 14 |  |  | CX285025 | 8/11/2020 12:00:00 AM | Manufacturer#9 | Manufacturer#9 |  |  | 18 | 18 | 12 | 10 | Variable Speed Mini Split | AC-21563 | 625.611 | 175.611 | 0.75 | 600 | 450 | 91744 | SFM | 834.148 | 234.148 | 600 |  |  | 450 |  |  |  | 0
51629 | 08/26/2020 | 15 |  |  | CZ275035-2 | 8/12/2020 12:00:00 AM | Manufacturer#8 | Manufacturer#8 |  |  | 19 | 19 | 10.5 | 11 | Heat Pump | AC-21520 | 4144 | 2683 | 4.87 | 300 | 1461 | 91361 | SFM | 850.924 | 550.924 | 300 |  |  | 1461 |  |  |  | 0
51629 | 08/26/2020 | 1 |  |  | CX284237 | 8/13/2020 12:00:00 AM | Manufacturer#9 | Manufacturer#9 |  |  | 17 | 17 | 9.9 | 9 | Variable Speed Mini Split | AC-21561 | 568.64 | 168.64 | 1 | 400 | 400 | 91733 | SFM | 568.64 | 168.64 | 400 |  |  | 400 |  |  |  | 0
51629 | 08/26/2020 | 2 |  |  | CY278172 | 8/3/2020 12:00:00 AM | Manufacturer#9 | Manufacturer#9 |  |  | 16 | 16 | 10 | 9 | Variable Speed Mini Split | AC-21561 | 629 | 57 | 1.43 | 400 | 572 | 92240 | SFM | 439.8601 | 39.8601 | 400 |  |  | 572 |  |  |  | 0
51629 | 08/26/2020 | 3 |  |  | CY281215 | 8/13/2020 12:00:00 AM | Manufacturer#17 | Manufacturer#17 |  |  | 19.5 | 20 | 12.5 | 11 | Heat Pump | AC-21520 | 4366.8 | 3229.8 | 3.79 | 300 | 1137 | 92549 | SFM | 1152.19 | 852.19 | 300 |  |  | 1137 |  |  |  | 0
51643 | 07/28/2020 | 1 |  |  | 4357932 | 7/13/2020 12:00:00 AM | Manufacturer#14 | Manufacturer#14 |  |  | 23.5 | 24 | 13.95 | 12 | Variable Speed Mini Split | AC-21563 | 769 | 319 | 0.75 | 600 | 450 | 90803 | SFM | 1025.3333 | 425.3333 | 600 |  |  | 450 |  |  |  | 0
51643 | 07/28/2020 | 2 |  |  | 4347933 | 7/13/2020 12:00:00 AM | Manufacturer#14 | Manufacturer#14 |  |  | 19 | 19 | 12.7 | 10 | Variable Speed Mini Split | AC-21563 | 2242 | 1144 | 1.83 | 600 | 1098 | 90808 | SFM | 1225.1366 | 625.1366 | 600 |  |  | 1098 |  |  |  | 0
51643 | 07/28/2020 | 3 |  |  | 4359238 | 7/13/2020 12:00:00 AM | Manufacturer#14 | Manufacturer#14 |  |  | 19.5 | 20 | 9.3 | 10 | Variable Speed Mini Split | AC-21563 | 3615.06 | 2019.06 | 2.66 | 600 | 1596 | 90808 | SFM | 1359.0451 | 759.0451 | 600 |  |  | 1596 |  |  |  | 0
51643 | 07/28/2020 | 4 |  |  | 4359780 | 7/14/2020 12:00:00 AM | Manufacturer#14 | Manufacturer#14 |  |  | 19.5 | 20 | 12.7 | 10 | Variable Speed Mini Split | AC-21563 | 1891.41 | 991.41 | 1.5 | 600 | 900 | 92308 | SFM | 1260.94 | 660.94 | 600 |  |  | 900 |  |  |  | 0
51643 | 07/28/2020 | 5 |  |  | 4361137 | 7/14/2020 12:00:00 AM | Manufacturer#14 | Manufacturer#14 |  |  | 20 | 20 | 11.05 | 11 | Variable Speed Mini Split | AC-21563 | 1030 | 130 | 1.5 | 600 | 900 | 90706 | SFM | 686.6667 | 86.6667 | 600 |  |  | 900 |  |  |  | 0
51643 | 07/28/2020 | 6 |  |  | 4361137 | 7/14/2020 12:00:00 AM | Manufacturer#14 | Manufacturer#14 |  |  | 20 | 20 | 11.05 | 11 | Variable Speed Mini Split | AC-21563 | 1030 | 130 | 1.5 | 600 | 900 | 90706 | SFM | 686.6667 | 86.6667 | 600 |  |  | 900 |  |  |  | 0
51643 | 07/28/2020 | 7 |  |  | 4361293 | 7/14/2020 12:00:00 AM | Manufacturer#14 | Manufacturer#14 |  |  | 18 | 18 | 10.5 | 9 | Variable Speed Mini Split | AC-21561 | 1223 | 491 | 1.83 | 400 | 732 | 90604 | SFM | 668.306 | 268.306 | 400 |  |  | 732 |  |  |  | 0
51643 | 07/28/2020 | 8 |  |  | 4361372 | 7/14/2020 12:00:00 AM | Manufacturer#14 | Manufacturer#14 |  |  | 17.5 | 18 | 9.45 | 10 | Variable Speed Mini Split | AC-21562 | 5633 | 3428 | 4.41 | 500 | 2205 | 90814 | SFM | 1277.3243 | 777.3243 | 500 |  |  | 2205 |  |  |  | 0
51643 | 07/28/2020 | 9 |  |  | 4361724 | 7/14/2020 12:00:00 AM | Manufacturer#14 | Manufacturer#14 |  |  | 20 | 20 | 11.05 | 11 | Variable Speed Mini Split | AC-21563 | 900 | 93 | 1.5 | 600 | 900 | 92504 | SFM | 600 | 62 | 538 |  |  | 900 |  |  |  | 0
51643 | 07/28/2020 | 10 |  |  | 4363375 | 7/15/2020 12:00:00 AM | Manufacturer#14 | Manufacturer#14 |  |  | 21.5 | 22 | 12.05 | 12 | Variable Speed Mini Split | AC-21563 | 787 | 187 | 1 | 600 | 600 | 92336 | SFM | 787 | 187 | 600 |  |  | 600 |  |  |  | 0
51643 | 07/28/2020 | 11 |  |  | 4363375 | 7/15/2020 12:00:00 AM | Manufacturer#14 | Manufacturer#14 |  |  | 20 | 20 | 11.05 | 11 | Variable Speed Mini Split | AC-21563 | 1026 | 126 | 1.5 | 600 | 900 | 92336 | SFM | 684 | 84 | 600 |  |  | 900 |  |  |  | 0
51643 | 07/28/2020 | 12 |  |  | 4363376 | 7/15/2020 12:00:00 AM | Manufacturer#14 | Manufacturer#14 |  |  | 20 | 20 | 11.05 | 11 | Variable Speed Mini Split | AC-21563 | 1026 | 126 | 1.5 | 600 | 900 | 92592 | SFM | 684 | 84 | 600 |  |  | 900 |  |  |  | 0
51643 | 07/28/2020 | 13 |  |  | 4364335 | 7/15/2020 12:00:00 AM | Manufacturer#15 | Manufacturer#15 |  |  | 15 | 15 | 12.5 | 9 | Heat Pump | AC-21517 | 3181 | 2158 | 3.41 | 300 | 1023 | 92260 | SFM | 932.8446 | 632.8446 | 300 |  |  | 1023 |  |  |  | 0
51643 | 07/28/2020 | 14 |  |  | 4366306 | 7/16/2020 12:00:00 AM | Manufacturer#14 | Manufacturer#14 |  |  | 19.5 | 20 | 9.3 | 10 | Variable Speed Mini Split | AC-21563 | 3137 | 1541 | 2.66 | 600 | 1596 | 93101 | SFM | 1179.3233 | 579.3233 | 600 |  |  | 1596 |  |  |  | 0
51643 | 07/28/2020 | 15 |  |  | 4366473 | 7/16/2020 12:00:00 AM | Manufacturer#14 | Manufacturer#14 |  |  | 20 | 20 | 11.05 | 11 | Variable Speed Mini Split | AC-21563 | 1026 | 126 | 1.5 | 600 | 900 | 91016 | SFM | 684 | 84 | 600 |  |  | 900 |  |  |  | 0
51643 | 07/28/2020 | 19 |  |  | 4367223 | 7/16/2020 12:00:00 AM | Manufacturer#14 | Manufacturer#14 |  |  | 20 | 20 | 11.05 | 11 | Variable Speed Mini Split | AC-21563 | 1026 | 126 | 1.5 | 600 | 900 | 92587 | SFM | 684 | 84 | 600 |  |  | 900 |  |  |  | 0
51643 | 07/28/2020 | 20 |  |  | 4368506 | 7/16/2020 12:00:00 AM | Manufacturer#14 | Manufacturer#14 |  |  | 20 | 20 | 11.05 | 11 | Variable Speed Mini Split | AC-21563 | 1026 | 126 | 1.5 | 600 | 900 | 92262 | SFM | 684 | 84 | 600 |  |  | 900 |  |  |  | 0
51643 | 07/28/2020 | 21 |  |  | 4370555 | 7/17/2020 12:00:00 AM | Manufacturer#14 | Manufacturer#14 |  |  | 19.5 | 20 | 12.7 | 10 | Variable Speed Mini Split | AC-21563 | 1906 | 1006 | 1.5 | 600 | 900 | 92691 | SFM | 1270.6667 | 670.6667 | 600 |  |  | 900 |  |  |  | 0
51643 | 07/28/2020 | 22 |  |  | 4371744 | 7/17/2020 12:00:00 AM | Manufacturer#14 | Manufacturer#14 |  |  | 18.5 | 19 | 10.1 | 9.5 | Variable Speed Mini Split | AC-21562 | 2926 | 1426 | 3 | 500 | 1500 | 93001 | SFM | 975.3333 | 475.3333 | 500 |  |  | 1500 |  |  |  | 0
51643 | 07/28/2020 | 23 |  |  | 4372482 | 7/20/2020 12:00:00 AM | Manufacturer#14 | Manufacturer#14 |  |  | 21.5 | 22 | 12.05 | 12 | Variable Speed Mini Split | AC-21563 | 697 | 97 | 1 | 600 | 600 | 92308 | SFM | 697 | 97 | 600 |  |  | 600 |  |  |  | 0
51643 | 07/28/2020 | 24 |  |  | 4372482 | 7/20/2020 12:00:00 AM | Manufacturer#14 | Manufacturer#14 |  |  | 21.5 | 22 | 12.05 | 12 | Variable Speed Mini Split | AC-21563 | 697 | 97 | 1 | 600 | 600 | 92308 | SFM | 697 | 97 | 600 |  |  | 600 |  |  |  | 0
51644 | 08/11/2020 | 1 |  |  | 4374432 | 7/20/2020 12:00:00 AM | Manufacturer#14 | Manufacturer#14 |  |  | 19 | 19 | 12.7 | 10 | Variable Speed Mini Split | AC-21563 | 2387 | 1289 | 1.83 | 600 | 1098 | 90703 | SFM | 1304.3716 | 704.3716 | 600 |  |  | 1098 |  |  |  | 0
51644 | 08/11/2020 | 2 |  |  | 4378301 | 7/21/2020 12:00:00 AM | Manufacturer#14 | Manufacturer#14 |  |  | 20 | 20 | 11.05 | 11 | Variable Speed Mini Split | AC-21563 | 993 | 93 | 1.5 | 600 | 900 | 90706 | SFM | 662 | 62 | 600 |  |  | 900 |  |  |  | 0
51644 | 08/11/2020 | 3 |  |  | 4378301 | 7/21/2020 12:00:00 AM | Manufacturer#14 | Manufacturer#14 |  |  | 20 | 20 | 11.05 | 11 | Variable Speed Mini Split | AC-21563 | 993 | 93 | 1.5 | 600 | 900 | 90706 | SFM | 662 | 62 | 600 |  |  | 900 |  |  |  | 0
51644 | 08/11/2020 | 4 |  |  | 4378301 | 7/21/2020 12:00:00 AM | Manufacturer#14 | Manufacturer#14 |  |  | 19.5 | 20 | 9.3 | 10 | Variable Speed Mini Split | AC-21563 | 2480 | 884 | 2.66 | 600 | 1596 | 90706 | SFM | 932.3308 | 332.3308 | 600 |  |  | 1596 |  |  |  | 0
51644 | 08/11/2020 | 5 |  |  | 4380578 | 7/22/2020 12:00:00 AM | Manufacturer#14 | Manufacturer#14 |  |  | 20 | 20 | 11.05 | 11 | Variable Speed Mini Split | AC-21563 | 1026 | 126 | 1.5 | 600 | 900 | 91722 | SFM | 684 | 84 | 600 |  |  | 900 |  |  |  | 0
51644 | 08/11/2020 | 6 |  |  | 4380578 | 7/22/2020 12:00:00 AM | Manufacturer#14 | Manufacturer#14 |  |  | 20 | 20 | 11.05 | 11 | Variable Speed Mini Split | AC-21563 | 1026 | 126 | 1.5 | 600 | 900 | 91722 | SFM | 684 | 84 | 600 |  |  | 900 |  |  |  | 0
51644 | 08/11/2020 | 7 |  |  | 4381622 | 7/22/2020 12:00:00 AM | Manufacturer#14 | Manufacturer#14 |  |  | 19.5 | 20 | 9.3 | 10 | Variable Speed Mini Split | AC-21563 | 2580 | 984 | 2.66 | 600 | 1596 | 92317 | SFM | 969.9248 | 369.9248 | 600 |  |  | 1596 |  |  |  | 0
51644 | 08/11/2020 | 8 |  |  | 4381622 | 7/22/2020 12:00:00 AM | Manufacturer#14 | Manufacturer#14 |  |  | 19.5 | 20 | 9.3 | 10 | Variable Speed Mini Split | AC-21563 | 2580 | 984 | 2.66 | 600 | 1596 | 92317 | SFM | 969.9248 | 369.9248 | 600 |  |  | 1596 |  |  |  | 0
51644 | 08/11/2020 | 9 |  |  | 4381623 | 7/22/2020 12:00:00 AM | Manufacturer#14 | Manufacturer#14 |  |  | 20 | 20 | 11.05 | 11 | Variable Speed Mini Split | AC-21563 | 993 | 93 | 1.5 | 600 | 900 | 92587 | SFM | 662 | 62 | 600 |  |  | 900 |  |  |  | 0
51644 | 08/11/2020 | 10 |  |  | 4382013 | 7/22/2020 12:00:00 AM | Manufacturer#14 | Manufacturer#14 |  |  | 20 | 20 | 11.05 | 11 | Variable Speed Mini Split | AC-21563 | 993 | 93 | 1.5 | 600 | 900 | 92284 | SFM | 662 | 62 | 600 |  |  | 900 |  |  |  | 0
51644 | 08/11/2020 | 11 |  |  | 4382013 | 7/22/2020 12:00:00 AM | Manufacturer#14 | Manufacturer#14 |  |  | 21.5 | 22 | 12.05 | 12 | Variable Speed Mini Split | AC-21563 | 740 | 140 | 1 | 600 | 600 | 92284 | SFM | 740 | 140 | 600 |  |  | 600 |  |  |  | 0
51644 | 08/11/2020 | 12 |  |  | 4383286 | 7/23/2020 12:00:00 AM | Manufacturer#14 | Manufacturer#14 |  |  | 23.5 | 24 | 13.95 | 12 | Variable Speed Mini Split | AC-21563 | 727 | 277 | 0.75 | 600 | 450 | 93111 | SFM | 969.3333 | 369.3333 | 600 |  |  | 450 |  |  |  | 0
51644 | 08/11/2020 | 13 |  |  | 4383388 | 7/23/2020 12:00:00 AM | Manufacturer#15 | Manufacturer#15 |  |  | 15 | 15 | 12.5 | 9 | Heat Pump | AC-21517 | 3132 | 1971 | 3.87 | 300 | 1161 | 91701 | SFM | 809.3023 | 509.3023 | 300 |  |  | 1161 |  |  |  | 0
51644 | 08/11/2020 | 14 |  |  | 4384043 | 7/23/2020 12:00:00 AM | Manufacturer#14 | Manufacturer#14 |  |  | 20 | 20 | 11.05 | 11 | Variable Speed Mini Split | AC-21563 | 1026 | 126 | 1.5 | 600 | 900 | 90275 | SFM | 684 | 84 | 600 |  |  | 900 |  |  |  | 0
51644 | 08/11/2020 | 15 |  |  | 4384044 | 7/23/2020 12:00:00 AM | Manufacturer#14 | Manufacturer#14 |  |  | 20 | 20 | 11.05 | 11 | Variable Speed Mini Split | AC-21563 | 1026 | 126 | 1.5 | 600 | 900 | 92705 | SFM | 684 | 84 | 600 |  |  | 900 |  |  |  | 0
51644 | 08/11/2020 | 16 |  |  | 4384130 | 7/23/2020 12:00:00 AM | Manufacturer#14 | Manufacturer#14 |  |  | 20 | 20 | 11.05 | 11 | Variable Speed Mini Split | AC-21563 | 1026 | 126 | 1.5 | 600 | 900 | 90713 | SFM | 684 | 84 | 600 |  |  | 900 |  |  |  | 0
51644 | 08/11/2020 | 17 |  |  | 4384465 | 7/23/2020 12:00:00 AM | Manufacturer#14 | Manufacturer#14 |  |  | 19.7 | 20 | 10.5 | 10.3 | Variable Speed Mini Split | AC-21563 | 3073 | 727 | 3.91 | 600 | 2346 | 92545 | SFM | 785.9335 | 185.9335 | 600 |  |  | 2346 |  |  |  | 0
51644 | 08/11/2020 | 18 |  |  | 4384563 | 7/23/2020 12:00:00 AM | Manufacturer#14 | Manufacturer#14 |  |  | 19 | 19 | 12.7 | 10 | Variable Speed Mini Split | AC-21563 | 2067 | 969 | 1.83 | 600 | 1098 | 93060 | SFM | 1129.5082 | 529.5082 | 600 |  |  | 1098 |  |  |  | 0
51644 | 08/11/2020 | 19 |  |  | 4384564 | 7/23/2020 12:00:00 AM | Manufacturer#14 | Manufacturer#14 |  |  | 20 | 20 | 12.5 | 10 | Variable Speed Mini Split | AC-21563 | 2273 | 1223 | 1.75 | 600 | 1050 | 93065 | SFM | 1298.8571 | 698.8571 | 600 |  |  | 1050 |  |  |  | 0
51644 | 08/11/2020 | 20 |  |  | 4386961 | 7/24/2020 12:00:00 AM | Manufacturer#14 | Manufacturer#14 |  |  | 20 | 20 | 11.05 | 11 | Variable Speed Mini Split | AC-21563 | 1026 | 126 | 1.5 | 600 | 900 | 90808 | SFM | 684 | 84 | 600 |  |  | 900 |  |  |  | 0
51644 | 08/11/2020 | 21 |  |  | 4388722 | 7/24/2020 12:00:00 AM | Manufacturer#14 | Manufacturer#14 |  |  | 17.5 | 18 | 9.45 | 10 | Variable Speed Mini Split | AC-21562 | 3454 | 1249 | 4.41 | 500 | 2205 | 91350 | SFM | 783.22 | 283.22 | 500 |  |  | 2205 |  |  |  | 0
51644 | 08/11/2020 | 22 |  |  | 4388722 | 7/24/2020 12:00:00 AM | Manufacturer#14 | Manufacturer#14 |  |  | 17.1 | 18 | 11.2 | 10.9 | Variable Speed Mini Split | AC-21562 | 4010 | 1510 | 5 | 500 | 2500 | 91350 | SFM | 802 | 302 | 500 |  |  | 2500 |  |  |  | 0
51644 | 08/11/2020 | 23 |  |  | 4389887 | 7/27/2020 12:00:00 AM | Manufacturer#14 | Manufacturer#14 |  |  | 17.1 | 18 | 11.2 | 10.9 | Variable Speed Mini Split | AC-21562 | 4010 | 1510 | 5 | 500 | 2500 | 92587 | SFM | 802 | 302 | 500 |  |  | 2500 |  |  |  | 0
51644 | 08/11/2020 | 24 |  |  | 4286291 | 6/10/2020 12:00:00 AM | Manufacturer#14 | Manufacturer#14 |  |  | 19 | 19 | 9.3 | 10.2 | Variable Speed Mini Split | AC-21563 | 4263 | 2463 | 3 | 600 | 1800 | 92630 | SFM | 1421 | 821 | 600 |  |  | 1800 |  |  |  | 0
51644 | 08/11/2020 | 25 |  |  | 4366298 | 7/16/2020 12:00:00 AM | Manufacturer#15 | Manufacturer#15 |  |  | 15 | 15 | 12.5 | 9 | Heat Pump | AC-21517 | 2490 | 1617 | 2.91 | 300 | 873 | 91741 | SFM | 855.6701 | 555.6701 | 300 |  |  | 873 |  |  |  | 0
51645 | 08/11/2020 | 1 |  |  | 4342378 | 7/7/2020 12:00:00 AM | Manufacturer#14 | Manufacturer#14 |  |  | 21 | 21 | 13 | 10 | Variable Speed Mini Split | AC-21563 | 2003 | 1103 | 1.5 | 600 | 900 | 91723 | SFM | 1335.3333 | 735.3333 | 600 |  |  | 900 |  |  |  | 0
51645 | 08/11/2020 | 2 |  |  | 4285489 | 6/10/2020 12:00:00 AM | Manufacturer#2 | Manufacturer#2 |  |  | 17.4 | 18 | 11.05 | 10.5 | Variable Speed Mini Split | AC-21562 | 2980 | 1480 | 5 | 500 | 2500 | 92869 | SFM | 596 | 296 | 300 |  |  | 2500 |  |  |  | 0
51645 | 08/11/2020 | 3 |  |  | 4393525 | 7/28/2020 12:00:00 AM | Manufacturer#14 | Manufacturer#14 |  |  | 20 | 20 | 11.05 | 11 | Variable Speed Mini Split | AC-21563 | 993 | 93 | 1.5 | 600 | 900 | 92408 | SFM | 662 | 62 | 600 |  |  | 900 |  |  |  | 0
51645 | 08/11/2020 | 4 |  |  | 4393525 | 7/28/2020 12:00:00 AM | Manufacturer#14 | Manufacturer#14 |  |  | 20 | 20 | 11.05 | 11 | Variable Speed Mini Split | AC-21563 | 993 | 93 | 1.5 | 600 | 900 | 92408 | SFM | 662 | 62 | 600 |  |  | 900 |  |  |  | 0
51645 | 08/11/2020 | 5 |  |  | 4394935 | 7/28/2020 12:00:00 AM | Manufacturer#14 | Manufacturer#14 |  |  | 21 | 21 | 13 | 10 | Variable Speed Mini Split | AC-21563 | 2003 | 1103 | 1.5 | 600 | 900 | 93111 | SFM | 1335.3333 | 735.3333 | 600 |  |  | 900 |  |  |  | 0
51645 | 08/11/2020 | 6 |  |  | 4396698 | 7/29/2020 12:00:00 AM | Manufacturer#14 | Manufacturer#14 |  |  | 18 | 18 | 10.5 | 9 | Variable Speed Mini Split | AC-21561 | 1066 | 334 | 1.83 | 400 | 732 | 92270 | SFM | 582.5137 | 182.5137 | 400 |  |  | 732 |  |  |  | 0
51645 | 08/11/2020 | 7 |  |  | 4396698 | 7/29/2020 12:00:00 AM | Manufacturer#14 | Manufacturer#14 |  |  | 18 | 18 | 10.5 | 9 | Variable Speed Mini Split | AC-21561 | 1066 | 334 | 1.83 | 400 | 732 | 92270 | SFM | 582.5137 | 182.5137 | 400 |  |  | 732 |  |  |  | 0
51645 | 08/11/2020 | 8 |  |  | 4397256 | 7/29/2020 12:00:00 AM | Manufacturer#14 | Manufacturer#14 |  |  | 18 | 18 | 11.1 | 9.5 | Variable Speed Mini Split | AC-21562 | 1696 | 946 | 1.5 | 500 | 750 | 90803 | SFM | 1130.6667 | 630.6667 | 500 |  |  | 750 |  |  |  | 0
51645 | 08/11/2020 | 9 |  |  | 4397278 | 7/29/2020 12:00:00 AM | Manufacturer#14 | Manufacturer#14 |  |  | 19.5 | 20 | 12.5 | 10 | Variable Speed Mini Split | AC-21563 | 2840 | 1244 | 2.66 | 600 | 1596 | 92382 | SFM | 1067.6692 | 467.6692 | 600 |  |  | 1596 |  |  |  | 0
51645 | 08/11/2020 | 10 |  |  | 4397593 | 7/29/2020 12:00:00 AM | Manufacturer#14 | Manufacturer#14 |  |  | 16 | 16 | 11.2 | 8.6 | Variable Speed Mini Split | AC-21560 | 3092 | 2144 | 3.16 | 300 | 948 | 92264 | SFM | 978.481 | 678.481 | 300 |  |  | 948 |  |  |  | 0
51645 | 08/11/2020 | 11 |  |  | 4397593 | 7/29/2020 12:00:00 AM | Manufacturer#14 | Manufacturer#14 |  |  | 19 | 19 | 8.9 | 9.5 | Variable Speed Mini Split | AC-21562 | 4544 | 2544 | 4 | 500 | 2000 | 92264 | SFM | 1136 | 636 | 500 |  |  | 2000 |  |  |  | 0
51645 | 08/11/2020 | 12 |  |  | 4397595 | 7/29/2020 12:00:00 AM | Manufacturer#14 | Manufacturer#14 |  |  | 16 | 16 | 11.2 | 8.6 | Variable Speed Mini Split | AC-21560 | 3092 | 2144 | 3.16 | 300 | 948 | 92264 | SFM | 978.481 | 678.481 | 300 |  |  | 948 |  |  |  | 0
51645 | 08/11/2020 | 13 |  |  | 4400465 | 7/30/2020 12:00:00 AM | Manufacturer#14 | Manufacturer#14 |  |  | 20 | 20 | 11.05 | 11 | Variable Speed Mini Split | AC-21563 | 1026 | 126 | 1.5 | 600 | 900 | 90502 | SFM | 684 | 84 | 600 |  |  | 900 |  |  |  | 0
51645 | 08/11/2020 | 14 |  |  | 4400596 | 7/30/2020 12:00:00 AM | Manufacturer#15 | Manufacturer#15 |  |  | 20 | 20 | 13.3 | 10.9 | Heat Pump | AC-21520 | 4939 | 4099 | 2.8 | 300 | 840 | 92587 | SFM | 1763.9286 | 1463.9286 | 300 |  |  | 840 |  |  |  | 0
51645 | 08/11/2020 | 15 |  |  | 4400597 | 7/30/2020 12:00:00 AM | Manufacturer#15 | Manufacturer#15 |  |  | 20.5 | 21 | 12.6 | 10.4 | Heat Pump | AC-21520 | 5453 | 4328 | 3.75 | 300 | 1125 | 92587 | SFM | 1454.1333 | 1154.1333 | 300 |  |  | 1125 |  |  |  | 0
51645 | 08/11/2020 | 16 |  |  | 4400672 | 7/30/2020 12:00:00 AM | Manufacturer#14 | Manufacturer#14 |  |  | 19.5 | 20 | 12.5 | 10 | Variable Speed Mini Split | AC-21563 | 3137 | 1541 | 2.66 | 600 | 1596 | 92883 | SFM | 1179.3233 | 579.3233 | 600 |  |  | 1596 |  |  |  | 0
51645 | 08/11/2020 | 17 |  |  | 4401276 | 7/30/2020 12:00:00 AM | Manufacturer#14 | Manufacturer#14 |  |  | 20 | 20 | 12.5 | 10 | Variable Speed Mini Split | AC-21563 | 2201 | 1151 | 1.75 | 600 | 1050 | 93117 | SFM | 1257.7143 | 657.7143 | 600 |  |  | 1050 |  |  |  | 0
51645 | 08/11/2020 | 18 |  |  | 4402269 | 7/31/2020 12:00:00 AM | Manufacturer#14 | Manufacturer#14 |  |  | 18 | 18 | 10.5 | 9 | Variable Speed Mini Split | AC-21561 | 1223 | 490 | 1.83 | 400 | 732 | 92595 | SFM | 668.306 | 267.7596 | 400.5464 |  |  | 732 |  |  |  | 0
51645 | 08/11/2020 | 19 |  |  | 4402678 | 7/31/2020 12:00:00 AM | Manufacturer#15 | Manufacturer#15 |  |  | 17 | 17 | 13 | 9.5 | Heat Pump | AC-21519 | 3463 | 2302 | 3.87 | 300 | 1161 | 92584 | SFM | 894.832 | 594.832 | 300 |  |  | 1161 |  |  |  | 0
51645 | 08/11/2020 | 20 |  |  | 4402678 | 7/31/2020 12:00:00 AM | Manufacturer#15 | Manufacturer#15 |  |  | 16 | 16 | 13 | 9 | Heat Pump | AC-21518 | 2258 | 1355 | 3.01 | 300 | 903 | 92584 | SFM | 750.1661 | 450.1661 | 300 |  |  | 903 |  |  |  | 0
51645 | 08/11/2020 | 21 |  |  | 4402678 | 7/31/2020 12:00:00 AM | Manufacturer#15 | Manufacturer#15 |  |  | 16 | 16 | 13 | 9 | Heat Pump | AC-21518 | 2258 | 1355 | 3.01 | 300 | 903 | 92584 | SFM | 750.1661 | 450.1661 | 300 |  |  | 903 |  |  |  | 0
51645 | 08/11/2020 | 22 |  |  | 4402678 | 7/31/2020 12:00:00 AM | Manufacturer#15 | Manufacturer#15 |  |  | 16 | 16 | 13 | 9 | Heat Pump | AC-21518 | 2257 | 1384 | 2.91 | 300 | 873 | 92584 | SFM | 775.6014 | 475.6014 | 300 |  |  | 873 |  |  |  | 0
51645 | 08/11/2020 | 23 |  |  | 4402765 | 7/31/2020 12:00:00 AM | Manufacturer#14 | Manufacturer#14 |  |  | 20 | 20 | 11.05 | 11 | Variable Speed Mini Split | AC-21563 | 1026 | 126 | 1.5 | 600 | 900 | 92563 | SFM | 684 | 84 | 600 |  |  | 900 |  |  |  | 0
51645 | 08/11/2020 | 24 |  |  | 4417796 | 7/31/2020 12:00:00 AM | Manufacturer#14 | Manufacturer#14 |  |  | 19 | 19 | 12.7 | 10 | Variable Speed Mini Split | AC-21563 | 2039 | 941 | 1.83 | 600 | 1098 | 93117 | SFM | 1114.2077 | 514.2077 | 600 |  |  | 1098 |  |  |  | 0
51646 | 08/11/2020 | 1 |  |  | 4365334 | 7/15/2020 12:00:00 AM | Manufacturer#14 | Manufacturer#14 |  |  | 18 | 18 | 13.5 | 10 | Variable Speed Mini Split | AC-21563 | 1572 | 522 | 1.75 | 600 | 1050 | 92262 | MFM | 898.2857 | 298.2857 | 600 |  |  | 1050 |  |  |  | 0
51671 | 08/24/2020 | 1 |  |  | S5805075 | 8/11/2020 12:00:00 AM | Manufacturer#5 | Manufacturer#5 |  |  | 19 | 19 | 10.5 | 9.5 | Variable Speed Mini Split | AC-21562 | 648 | 148 | 1 | 500 | 500 | 91789 | SFM | 648 | 148 | 500 |  |  | 500 |  |  |  | 0
51671 | 08/24/2020 | 2 |  |  | S5805075 | 8/11/2020 12:00:00 AM | Manufacturer#5 | Manufacturer#5 |  |  | 19 | 19 | 10.5 | 9.5 | Variable Speed Mini Split | AC-21562 | 648 | 148 | 1 | 500 | 500 | 91789 | SFM | 648 | 148 | 500 |  |  | 500 |  |  |  | 0
51671 | 08/24/2020 | 3 |  |  | S5805075 | 8/11/2020 12:00:00 AM | Manufacturer#5 | Manufacturer#5 |  |  | 19 | 19 | 10.5 | 9.5 | Variable Speed Mini Split | AC-21562 | 648 | 148 | 1 | 500 | 500 | 91789 | SFM | 648 | 148 | 500 |  |  | 500 |  |  |  | 0
51671 | 08/24/2020 | 4 |  |  | S5805075 | 8/11/2020 12:00:00 AM | Manufacturer#5 | Manufacturer#5 |  |  | 19 | 19 | 10.5 | 9.5 | Variable Speed Mini Split | AC-21562 | 648 | 148 | 1 | 500 | 500 | 91789 | SFM | 648 | 148 | 500 |  |  | 500 |  |  |  | 0
51671 | 08/24/2020 | 5 |  |  | S5809621 | 8/11/2020 12:00:00 AM | Manufacturer#5 | Manufacturer#5 |  |  | 19 | 19 | 11 | 9.5 | Variable Speed Mini Split | AC-21562 | 612 | 112 | 1 | 500 | 500 | 91722 | SFM | 612 | 112 | 500 |  |  | 500 |  |  |  | 0
51671 | 08/24/2020 | 6 |  |  | S5805075 | 8/11/2020 12:00:00 AM | Manufacturer#5 | Manufacturer#5 |  |  | 19 | 19 | 11 | 10 | Variable Speed Mini Split | AC-21563 | 871 | -29 | 1.5 | 600 | 900 | 91789 | SFM | 580.6667 | -19.3333 | 600 |  |  | 900 |  |  |  | 0
51671 | 08/24/2020 | 7 |  |  | S5813625 | 8/11/2020 12:00:00 AM | Manufacturer#5 | Manufacturer#5 |  |  | 18 | 18 | 10.6 | 9 | Variable Speed Mini Split | AC-21561 | 615 | 315 | 0.75 | 400 | 300 | 92284 | SFM | 820 | 420 | 400 |  |  | 300 |  |  |  | 0
51671 | 08/24/2020 | 8 |  |  | S5815689 | 8/12/2020 12:00:00 AM | Manufacturer#5 | Manufacturer#5 |  |  | 22 | 22 | 12.5 | 11 | Variable Speed Mini Split | AC-21563 | 1565 | 665 | 1.5 | 600 | 900 | 92585 | SFM | 1043.3333 | 443.3333 | 600 |  |  | 900 |  |  |  | 0
51671 | 08/24/2020 | 9 |  |  | S5776438 | 8/12/2020 12:00:00 AM | Manufacturer#5 | Manufacturer#5 |  |  | 21 | 21 | 12.5 | 11.5 | Variable Speed Mini Split | AC-21563 | 2707.61 | 1009.61 | 2.83 | 600 | 1698 | 92399 | SFM | 956.7527 | 356.7527 | 600 |  |  | 1698 |  |  |  | 0
51671 | 08/24/2020 | 10 |  |  | S5817372 | 8/13/2020 12:00:00 AM | Manufacturer#5 | Manufacturer#5 |  |  | 19 | 19 | 10.5 | 9.5 | Variable Speed Mini Split | AC-21562 | 829.44 | 329.44 | 1 | 500 | 500 | 92234 | SFM | 829.44 | 329.44 | 500 |  |  | 500 |  |  |  | 0
51671 | 08/24/2020 | 11 |  |  | S5814535 | 8/13/2020 12:00:00 AM | Manufacturer#5 | Manufacturer#5 |  |  | 19 | 19 | 10.5 | 9.5 | Variable Speed Mini Split | AC-21562 | 648 | 148 | 1 | 500 | 500 | 92592 | SFM | 648 | 148 | 500 |  |  | 500 |  |  |  | 0
51671 | 08/24/2020 | 12 |  |  | S5814454 | 8/13/2020 12:00:00 AM | Manufacturer#5 | Manufacturer#5 |  |  | 19 | 19 | 11 | 9.5 | Variable Speed Mini Split | AC-21562 | 660.35 | 160.35 | 1 | 500 | 500 | 92879 | SFM | 660.35 | 160.35 | 500 |  |  | 500 |  |  |  | 0
51671 | 08/24/2020 | 13 |  |  | S5817372 | 8/13/2020 12:00:00 AM | Manufacturer#5 | Manufacturer#5 |  |  | 17 | 17 | 9.5 | 9.5 | Variable Speed Mini Split | AC-21562 | 1411.84 | 411.84 | 2 | 500 | 1000 | 92234 | SFM | 705.92 | 205.92 | 500 |  |  | 1000 |  |  |  | 0
51671 | 08/24/2020 | 14 |  |  | S5816561 | 8/13/2020 12:00:00 AM | Manufacturer#5 | Manufacturer#5 |  |  | 17 | 17 | 9.5 | 9.5 | Variable Speed Mini Split | AC-21562 | 1190.14 | 190.14 | 2 | 500 | 1000 | 91737 | SFM | 595.07 | 95.07 | 500 |  |  | 1000 |  |  |  | 0
51671 | 08/24/2020 | 15 |  |  | S5814330 | 8/13/2020 12:00:00 AM | Manufacturer#5 | Manufacturer#5 |  |  | 18 | 18 | 9.55 | 9 | Variable Speed Mini Split | AC-21561 | 708.9 | 408.9 | 0.75 | 400 | 300 | 92649 | SFM | 945.2 | 545.2 | 400 |  |  | 300 |  |  |  | 0
51671 | 08/24/2020 | 16 |  |  | S5817171 | 8/13/2020 12:00:00 AM | Manufacturer#5 | Manufacturer#5 |  |  | 18 | 18 | 9.2 | 9 | Variable Speed Mini Split | AC-21561 | 2057.65 | 937.65 | 2.8 | 400 | 1120 | 90290 | SFM | 734.875 | 334.875 | 400 |  |  | 1120 |  |  |  | 0
51671 | 08/24/2020 | 17 |  |  | S5815121 | 8/13/2020 12:00:00 AM | Manufacturer#5 | Manufacturer#5 |  |  | 21 | 21 | 12.5 | 11 | Variable Speed Mini Split | AC-21563 | 1474.99 | 274.99 | 2 | 600 | 1200 | 90713 | SFM | 737.495 | 137.495 | 600 |  |  | 1200 |  |  |  | 0
51671 | 08/24/2020 | 18 |  |  | S5815121 | 8/13/2020 12:00:00 AM | Manufacturer#5 | Manufacturer#5 |  |  | 21 | 21 | 12.5 | 11 | Variable Speed Mini Split | AC-21563 | 1474.99 | 274.99 | 2 | 600 | 1200 | 90713 | SFM | 737.495 | 137.495 | 600 |  |  | 1200 |  |  |  | 0
51671 | 08/24/2020 | 19 |  |  | S5810831 | 8/14/2020 12:00:00 AM | Manufacturer#5 | Manufacturer#5 |  |  | 19 | 19 | 10.5 | 9.5 | Variable Speed Mini Split | AC-21562 | 648 | 148 | 1 | 500 | 500 | 91803 | SFM | 648 | 148 | 500 |  |  | 500 |  |  |  | 0
51671 | 08/24/2020 | 20 |  |  | S5811198 | 8/14/2020 12:00:00 AM | Manufacturer#5 | Manufacturer#5 |  |  | 19 | 19 | 10.5 | 9.5 | Variable Speed Mini Split | AC-21562 | 944 | 444 | 1 | 500 | 500 | 91754 | SFM | 944 | 444 | 500 |  |  | 500 |  |  |  | 0
51671 | 08/24/2020 | 21 |  |  | S5811198 | 8/14/2020 12:00:00 AM | Manufacturer#5 | Manufacturer#5 |  |  | 19 | 19 | 10.5 | 9.5 | Variable Speed Mini Split | AC-21562 | 944 | 444 | 1 | 500 | 500 | 91754 | SFM | 944 | 444 | 500 |  |  | 500 |  |  |  | 0
51671 | 08/24/2020 | 22 |  |  | S5811198 | 8/14/2020 12:00:00 AM | Manufacturer#5 | Manufacturer#5 |  |  | 19 | 19 | 10.5 | 9.5 | Variable Speed Mini Split | AC-21562 | 944 | 444 | 1 | 500 | 500 | 91754 | SFM | 944 | 444 | 500 |  |  | 500 |  |  |  | 0
51671 | 08/24/2020 | 23 |  |  | S5818628 | 8/14/2020 12:00:00 AM | Manufacturer#5 | Manufacturer#5 |  |  | 19 | 19 | 11 | 10 | Variable Speed Mini Split | AC-21563 | 871 | -29 | 1.5 | 600 | 900 | 91755 | SFM | 580.6667 | -19.3333 | 600 |  |  | 900 |  |  |  | 0
51671 | 08/24/2020 | 24 |  |  | S5812700 | 8/14/2020 12:00:00 AM | Manufacturer#5 | Manufacturer#5 |  |  | 19 | 19 | 11 | 10 | Variable Speed Mini Split | AC-21563 | 871 | -29 | 1.5 | 600 | 900 | 91732 | SFM | 580.6667 | -19.3333 | 600 |  |  | 900 |  |  |  | 0
51671 | 08/24/2020 | 25 |  |  | S5812704 | 8/14/2020 12:00:00 AM | Manufacturer#5 | Manufacturer#5 |  |  | 19 | 19 | 11 | 10 | Variable Speed Mini Split | AC-21563 | 871 | -29 | 1.5 | 600 | 900 | 91732 | SFM | 580.6667 | -19.3333 | 600 |  |  | 900 |  |  |  | 0
51671 | 08/24/2020 | 26 |  |  | S5812708 | 8/14/2020 12:00:00 AM | Manufacturer#5 | Manufacturer#5 |  |  | 19 | 19 | 11 | 10 | Variable Speed Mini Split | AC-21563 | 871 | -29 | 1.5 | 600 | 900 | 92841 | SFM | 580.6667 | -19.3333 | 600 |  |  | 900 |  |  |  | 0
51671 | 08/24/2020 | 27 |  |  | S5814589 | 8/14/2020 12:00:00 AM | Manufacturer#5 | Manufacturer#5 |  |  | 19 | 19 | 11 | 10 | Variable Speed Mini Split | AC-21563 | 871 | -29 | 1.5 | 600 | 900 | 92563 | SFM | 580.6667 | -19.3333 | 600 |  |  | 900 |  |  |  | 0
51671 | 08/24/2020 | 28 |  |  | S5811198 | 8/14/2020 12:00:00 AM | Manufacturer#5 | Manufacturer#5 |  |  | 19 | 19 | 11 | 10 | Variable Speed Mini Split | AC-21563 | 871 | -29 | 1.5 | 600 | 900 | 91754 | SFM | 580.6667 | -19.3333 | 600 |  |  | 900 |  |  |  | 0
51671 | 08/24/2020 | 29 |  |  | S5814864 | 8/14/2020 12:00:00 AM | Manufacturer#5 | Manufacturer#5 |  |  | 17 | 17 | 9.5 | 9.5 | Variable Speed Mini Split | AC-21562 | 1190.14 | 190.14 | 2 | 500 | 1000 | 91710 | SFM | 595.07 | 95.07 | 500 |  |  | 1000 |  |  |  | 0
51671 | 08/24/2020 | 30 |  |  | S5814881 | 8/14/2020 12:00:00 AM | Manufacturer#5 | Manufacturer#5 |  |  | 17 | 17 | 9.5 | 9.5 | Variable Speed Mini Split | AC-21562 | 1190.14 | 190.14 | 2 | 500 | 1000 | 91709 | SFM | 595.07 | 95.07 | 500 |  |  | 1000 |  |  |  | 0
51671 | 08/24/2020 | 31 |  |  | S5811656 | 8/14/2020 12:00:00 AM | Manufacturer#5 | Manufacturer#5 |  |  | 21 | 21 | 12.5 | 11.5 | Variable Speed Mini Split | AC-21563 | 2077.11 | 661.11 | 2.36 | 600 | 1416 | 91770 | SFM | 880.1314 | 280.1314 | 600 |  |  | 1416 |  |  |  | 0
51671 | 08/24/2020 | 32 |  |  | S5799020 | 8/14/2020 12:00:00 AM | Manufacturer#5 | Manufacturer#5 |  |  | 21 | 21 | 12.5 | 11.5 | Variable Speed Mini Split | AC-21563 | 2232.454 | 534.45 | 2.83 | 600 | 1698 | 90015 | SFM | 788.853 | 188.8516 | 600.0014 |  |  | 1698 |  |  |  | 0
51671 | 08/24/2020 | 33 |  |  | S5799020 | 8/14/2020 12:00:00 AM | Manufacturer#5 | Manufacturer#5 |  |  | 21 | 21 | 12.5 | 11.5 | Variable Speed Mini Split | AC-21563 | 2232.45 | 534.45 | 2.83 | 600 | 1698 | 90015 | SFM | 788.8516 | 188.8516 | 600 |  |  | 1698 |  |  |  | 0
51671 | 08/24/2020 | 34 |  |  | S5807380 | 8/15/2020 12:00:00 AM | Manufacturer#5 | Manufacturer#5 |  |  | 17 | 17 | 9.5 | 9.5 | Variable Speed Mini Split | AC-21562 | 1103 | 103 | 2 | 500 | 1000 | 92705 | SFM | 551.5 | 51.5 | 500 |  |  | 1000 |  |  |  | 0
51671 | 08/24/2020 | 35 |  |  | S5823057 | 8/17/2020 12:00:00 AM | Manufacturer#5 | Manufacturer#5 |  |  | 19 | 19 | 10.5 | 9.5 | Variable Speed Mini Split | AC-21562 | 699.19 | 199.19 | 1 | 500 | 500 | 92262 | SFM | 699.19 | 199.19 | 500 |  |  | 500 |  |  |  | 0
51671 | 08/24/2020 | 36 |  |  | S5821269 | 8/17/2020 12:00:00 AM | Manufacturer#5 | Manufacturer#5 |  |  | 19 | 19 | 10.5 | 9.5 | Variable Speed Mini Split | AC-21562 | 796 | 296 | 1 | 500 | 500 | 91776 | SFM | 796 | 296 | 500 |  |  | 500 |  |  |  | 0
51671 | 08/24/2020 | 37 |  |  | S5821269 | 8/17/2020 12:00:00 AM | Manufacturer#5 | Manufacturer#5 |  |  | 19 | 19 | 10.5 | 9.5 | Variable Speed Mini Split | AC-21562 | 796 | 296 | 1 | 500 | 500 | 91776 | SFM | 796 | 296 | 500 |  |  | 500 |  |  |  | 0
51671 | 08/24/2020 | 38 |  |  | S5822767 | 8/17/2020 12:00:00 AM | Manufacturer#5 | Manufacturer#5 |  |  | 17 | 17 | 9.5 | 9.5 | Variable Speed Mini Split | AC-21562 | 1103 | 103 | 2 | 500 | 1000 | 92879 | SFM | 551.5 | 51.5 | 500 |  |  | 1000 |  |  |  | 0
51671 | 08/24/2020 | 39 |  |  | S5822531 | 8/17/2020 12:00:00 AM | Manufacturer#5 | Manufacturer#5 |  |  | 22 | 22 | 12.5 | 11 | Variable Speed Mini Split | AC-21563 | 977.57 | 377.57 | 1 | 600 | 600 | 92262 | SFM | 977.57 | 377.57 | 600 |  |  | 600 |  |  |  | 0
51671 | 08/24/2020 | 40 |  |  | S5818576 | 8/17/2020 12:00:00 AM | Manufacturer#5 | Manufacturer#5 |  |  | 18 | 18 | 10.4 | 9 | Variable Speed Mini Split | AC-21561 | 648 | 248 | 1 | 400 | 400 | 92647 | SFM | 648 | 248 | 400 |  |  | 400 |  |  |  | 0
51672 | 08/24/2020 | 1 |  |  | S5810341 | 8/17/2020 12:00:00 AM | Manufacturer#5 | Manufacturer#5 |  |  | 18 | 18 | 10.95 | 10 | Variable Speed Mini Split | AC-21563 | 1165 | 67 | 1.83 | 600 | 1098 | 92262 | SFM | 636.612 | 36.612 | 600 |  |  | 1098 |  |  |  | 0
51672 | 08/24/2020 | 2 |  |  | S5822555 | 8/17/2020 12:00:00 AM | Manufacturer#5 | Manufacturer#5 |  |  | 18 | 18 | 9.2 | 9 | Variable Speed Mini Split | AC-21561 | 1907 | 787 | 2.8 | 400 | 1120 | 92508 | SFM | 681.0714 | 281.0714 | 400 |  |  | 1120 |  |  |  | 0
51672 | 08/24/2020 | 3 |  |  | S5806644 | 8/18/2020 12:00:00 AM | Manufacturer#5 | Manufacturer#5 |  |  | 19 | 19 | 11 | 10 | Variable Speed Mini Split | AC-21563 | 939.81 | 39.81 | 1.5 | 600 | 900 | 92805 | SFM | 626.54 | 26.54 | 600 |  |  | 900 |  |  |  | 0
51672 | 08/24/2020 | 4 |  |  | S5806532 | 8/18/2020 12:00:00 AM | Manufacturer#5 | Manufacturer#5 |  |  | 17 | 17 | 9.5 | 9.5 | Variable Speed Mini Split | AC-21562 | 1103 | 103 | 2 | 500 | 1000 | 93232 | SFM | 551.5 | 51.5 | 500 |  |  | 1000 |  |  |  | 0
51672 | 08/24/2020 | 5 |  |  | S5825851 | 8/18/2020 12:00:00 AM | Manufacturer#5 | Manufacturer#5 |  |  | 17 | 17 | 9.5 | 9.5 | Variable Speed Mini Split | AC-21562 | 1190.14 | 190.14 | 2 | 500 | 1000 | 90815 | SFM | 595.07 | 95.07 | 500 |  |  | 1000 |  |  |  | 0
51672 | 08/24/2020 | 6 |  |  | S5825660 | 8/18/2020 12:00:00 AM | Manufacturer#5 | Manufacturer#5 |  |  | 17 | 17 | 9.5 | 9.5 | Variable Speed Mini Split | AC-21562 | 1103 | 103 | 2 | 500 | 1000 | 92603 | SFM | 551.5 | 51.5 | 500 |  |  | 1000 |  |  |  | 0
51672 | 08/24/2020 | 7 |  |  | S5822855 | 8/18/2020 12:00:00 AM | Manufacturer#5 | Manufacturer#5 |  |  | 30.5 | 31 | 15.3 | 14 | Variable Speed Mini Split | AC-21563 | 1310 | 710 | 1 | 600 | 600 | 92543 | SFM | 1310 | 710 | 600 |  |  | 600 |  |  |  | 0
51672 | 08/24/2020 | 8 |  |  | S5824443 | 8/18/2020 12:00:00 AM | Manufacturer#5 | Manufacturer#5 |  |  | 20 | 20 | 12.5 | 10 | Variable Speed Mini Split | AC-21563 | 1449 | 351 | 1.83 | 600 | 1098 | 90703 | SFM | 791.8033 | 191.8033 | 600 |  |  | 1098 |  |  |  | 0
51672 | 08/24/2020 | 9 |  |  | S5806644 | 8/18/2020 12:00:00 AM | Manufacturer#5 | Manufacturer#5 |  |  | 21 | 21 | 12.5 | 11.5 | Variable Speed Mini Split | AC-21563 | 2379.21 | 963.21 | 2.36 | 600 | 1416 | 92805 | SFM | 1008.1398 | 408.1398 | 600 |  |  | 1416 |  |  |  | 0
51672 | 08/24/2020 | 10 |  |  | S5822961 | 8/19/2020 12:00:00 AM | Manufacturer#5 | Manufacturer#5 |  |  | 19 | 19 | 10.5 | 9.5 | Variable Speed Mini Split | AC-21562 | 648 | 148 | 1 | 500 | 500 | 90240 | SFM | 648 | 148 | 500 |  |  | 500 |  |  |  | 0
51672 | 08/24/2020 | 11 |  |  | S5822961 | 8/19/2020 12:00:00 AM | Manufacturer#5 | Manufacturer#5 |  |  | 19 | 19 | 10.5 | 9.5 | Variable Speed Mini Split | AC-21562 | 648 | 148 | 1 | 500 | 500 | 90240 | SFM | 648 | 148 | 500 |  |  | 500 |  |  |  | 0
51672 | 08/24/2020 | 12 |  |  | S5822961 | 8/19/2020 12:00:00 AM | Manufacturer#5 | Manufacturer#5 |  |  | 19 | 19 | 10.5 | 9.5 | Variable Speed Mini Split | AC-21562 | 648 | 148 | 1 | 500 | 500 | 90240 | SFM | 648 | 148 | 500 |  |  | 500 |  |  |  | 0
51672 | 08/24/2020 | 13 |  |  | S5822961 | 8/19/2020 12:00:00 AM | Manufacturer#5 | Manufacturer#5 |  |  | 19 | 19 | 10.5 | 9.5 | Variable Speed Mini Split | AC-21562 | 648 | 148 | 1 | 500 | 500 | 90240 | SFM | 648 | 148 | 500 |  |  | 500 |  |  |  | 0
51672 | 08/24/2020 | 14 |  |  | S5825022 | 8/19/2020 12:00:00 AM | Manufacturer#5 | Manufacturer#5 |  |  | 19 | 19 | 10.5 | 9.5 | Variable Speed Mini Split | AC-21562 | 796 | 296 | 1 | 500 | 500 | 91746 | SFM | 796 | 296 | 500 |  |  | 500 |  |  |  | 0
51672 | 08/24/2020 | 15 |  |  | S5825022 | 8/19/2020 12:00:00 AM | Manufacturer#5 | Manufacturer#5 |  |  | 19 | 19 | 10.5 | 9.5 | Variable Speed Mini Split | AC-21562 | 796 | 296 | 1 | 500 | 500 | 91746 | SFM | 796 | 296 | 500 |  |  | 500 |  |  |  | 0
51672 | 08/24/2020 | 16 |  |  | S5823071 | 8/19/2020 12:00:00 AM | Manufacturer#5 | Manufacturer#5 |  |  | 19 | 19 | 10.5 | 9.5 | Variable Speed Mini Split | AC-21562 | 796 | 296 | 1 | 500 | 500 | 91801 | SFM | 796 | 296 | 500 |  |  | 500 |  |  |  | 0
51672 | 08/24/2020 | 17 |  |  | S5823071 | 8/19/2020 12:00:00 AM | Manufacturer#5 | Manufacturer#5 |  |  | 19 | 19 | 10.5 | 9.5 | Variable Speed Mini Split | AC-21562 | 796 | 296 | 1 | 500 | 500 | 91801 | SFM | 796 | 296 | 500 |  |  | 500 |  |  |  | 0
51672 | 08/24/2020 | 18 |  |  | S5823071 | 8/19/2020 12:00:00 AM | Manufacturer#5 | Manufacturer#5 |  |  | 19 | 19 | 11 | 10 | Variable Speed Mini Split | AC-21563 | 871 | -29 | 1.5 | 600 | 900 | 91801 | SFM | 580.6667 | -19.3333 | 600 |  |  | 900 |  |  |  | 0
51672 | 08/24/2020 | 19 |  |  | S5823071 | 8/19/2020 12:00:00 AM | Manufacturer#5 | Manufacturer#5 |  |  | 19 | 19 | 11 | 10 | Variable Speed Mini Split | AC-21563 | 871 | -29 | 1.5 | 600 | 900 | 91801 | SFM | 580.6667 | -19.3333 | 600 |  |  | 900 |  |  |  | 0
51672 | 08/24/2020 | 20 |  |  | S5822961 | 8/19/2020 12:00:00 AM | Manufacturer#5 | Manufacturer#5 |  |  | 19 | 19 | 11 | 10 | Variable Speed Mini Split | AC-21563 | 871 | -29 | 1.5 | 600 | 900 | 90240 | SFM | 580.6667 | -19.3333 | 600 |  |  | 900 |  |  |  | 0
51672 | 08/24/2020 | 21 |  |  | S5829086 | 8/19/2020 12:00:00 AM | Manufacturer#5 | Manufacturer#5 |  |  | 18 | 18 | 10.05 | 9 | Variable Speed Mini Split | AC-21561 | 770.41 | 370.41 | 1 | 400 | 400 | 92630 | SFM | 770.41 | 370.41 | 400 |  |  | 400 |  |  |  | 0
51672 | 08/24/2020 | 22 |  |  | S5826102 | 8/19/2020 12:00:00 AM | Manufacturer#5 | Manufacturer#5 |  |  | 18 | 18 | 9.2 | 9 | Variable Speed Mini Split | AC-21561 | 1907 | 787 | 2.8 | 400 | 1120 | 91311 | SFM | 681.0714 | 281.0714 | 400 |  |  | 1120 |  |  |  | 0
51672 | 08/24/2020 | 23 |  |  | S5824237 | 8/20/2020 12:00:00 AM | Manufacturer#5 | Manufacturer#5 |  |  | 19 | 19 | 10.5 | 9.5 | Variable Speed Mini Split | AC-21562 | 648 | 148 | 1 | 500 | 500 | 91006 | SFM | 648 | 148 | 500 |  |  | 500 |  |  |  | 0
51672 | 08/24/2020 | 24 |  |  | S5832941 | 8/20/2020 12:00:00 AM | Manufacturer#5 | Manufacturer#5 |  |  | 19 | 19 | 10.5 | 9.5 | Variable Speed Mini Split | AC-21562 | 648 | 148 | 1 | 500 | 500 | 90022 | SFM | 648 | 148 | 500 |  |  | 500 |  |  |  | 0
51672 | 08/24/2020 | 25 |  |  | S5829659 | 8/20/2020 12:00:00 AM | Manufacturer#5 | Manufacturer#5 |  |  | 19 | 19 | 11 | 10 | Variable Speed Mini Split | AC-21563 | 939.81 | 39.81 | 1.5 | 600 | 900 | 90011 | SFM | 626.54 | 26.54 | 600 |  |  | 900 |  |  |  | 0
51672 | 08/24/2020 | 26 |  |  | S5829659 | 8/20/2020 12:00:00 AM | Manufacturer#5 | Manufacturer#5 |  |  | 18 | 18 | 11 | 9.5 | Variable Speed Mini Split | AC-21562 | 624.74 | 249.74 | 0.75 | 500 | 375 | 90011 | SFM | 832.9867 | 332.9867 | 500 |  |  | 375 |  |  |  | 0
51672 | 08/24/2020 | 27 |  |  | S5829659 | 8/20/2020 12:00:00 AM | Manufacturer#5 | Manufacturer#5 |  |  | 18 | 18 | 11 | 9.5 | Variable Speed Mini Split | AC-21562 | 624.74 | 249.74 | 0.75 | 500 | 375 | 90011 | SFM | 832.9867 | 332.9867 | 500 |  |  | 375 |  |  |  | 0
51672 | 08/24/2020 | 28 |  |  | S5798906 | 8/20/2020 12:00:00 AM | Manufacturer#5 | Manufacturer#5 |  |  | 16 | 16 | 10.35 | 9 | Variable Speed Mini Split | AC-21561 | 1982 | 1190 | 1.98 | 400 | 792 | 92595 | SFM | 1001.0101 | 601.0101 | 400 |  |  | 792 |  |  |  | 0
51672 | 08/24/2020 | 29 |  |  | S5810340 | 8/20/2020 12:00:00 AM | Manufacturer#5 | Manufacturer#5 |  |  | 18 | 18 | 10.4 | 9 | Variable Speed Mini Split | AC-21561 | 648 | 248 | 1 | 400 | 400 | 92270 | SFM | 648 | 248 | 400 |  |  | 400 |  |  |  | 0
51672 | 08/24/2020 | 30 |  |  | S5819054 | 8/20/2020 12:00:00 AM | Manufacturer#5 | Manufacturer#5 |  |  | 18 | 18 | 9.9 | 9 | Variable Speed Mini Split | AC-21561 | 1012.1 | 412.1 | 1.5 | 400 | 600 | 91739 | SFM | 674.7333 | 274.7333 | 400 |  |  | 600 |  |  |  | 0
51672 | 08/24/2020 | 31 |  |  | S5831865 | 8/20/2020 12:00:00 AM | Manufacturer#5 | Manufacturer#5 |  |  | 18 | 18 | 9.2 | 9 | Variable Speed Mini Split | AC-21561 | 2057.65 | 937.65 | 2.8 | 400 | 1120 | 92545 | SFM | 734.875 | 334.875 | 400 |  |  | 1120 |  |  |  | 0
51672 | 08/24/2020 | 32 |  |  | S5830098 | 8/20/2020 12:00:00 AM | Manufacturer#5 | Manufacturer#5 |  |  | 21 | 21 | 12.5 | 11.5 | Variable Speed Mini Split | AC-21563 | 2252.96 | 836.96 | 2.36 | 600 | 1416 | 90008 | SFM | 954.6441 | 354.6441 | 600 |  |  | 1416 |  |  |  | 0
51672 | 08/24/2020 | 33 |  |  | S5833785 | 8/21/2020 12:00:00 AM | Manufacturer#5 | Manufacturer#5 |  |  | 23 | 23 | 12.5 | 10.3 | Variable Speed Mini Split | AC-21563 | 1445.71 | 245.71 | 2 | 600 | 1200 | 90640 | SFM | 722.855 | 122.855 | 600 |  |  | 1200 |  |  |  | 0
51672 | 08/24/2020 | 34 |  |  | S5823148 | 8/21/2020 12:00:00 AM | Manufacturer#5 | Manufacturer#5 |  |  | 19 | 19 | 10.5 | 9.5 | Variable Speed Mini Split | AC-21562 | 648 | 148 | 1 | 500 | 500 | 91801 | SFM | 648 | 148 | 500 |  |  | 500 |  |  |  | 0
51672 | 08/24/2020 | 35 |  |  | S5828616 | 8/21/2020 12:00:00 AM | Manufacturer#5 | Manufacturer#5 |  |  | 19 | 19 | 10.5 | 9.5 | Variable Speed Mini Split | AC-21562 | 648 | 148 | 1 | 500 | 500 | 91702 | SFM | 648 | 148 | 500 |  |  | 500 |  |  |  | 0
51672 | 08/24/2020 | 36 |  |  | S5823111 | 8/21/2020 12:00:00 AM | Manufacturer#5 | Manufacturer#5 |  |  | 19 | 19 | 10.5 | 9.5 | Variable Speed Mini Split | AC-21562 | 648 | 148 | 1 | 500 | 500 | 91748 | SFM | 648 | 148 | 500 |  |  | 500 |  |  |  | 0
51672 | 08/24/2020 | 37 |  |  | S5824277 | 8/21/2020 12:00:00 AM | Manufacturer#5 | Manufacturer#5 |  |  | 19 | 19 | 10.5 | 9.5 | Variable Speed Mini Split | AC-21562 | 648 | 148 | 1 | 500 | 500 | 91768 | SFM | 648 | 148 | 500 |  |  | 500 |  |  |  | 0
51672 | 08/24/2020 | 38 |  |  | S5826316 | 8/21/2020 12:00:00 AM | Manufacturer#5 | Manufacturer#5 |  |  | 19 | 19 | 10.5 | 9.5 | Variable Speed Mini Split | AC-21562 | 648 | 148 | 1 | 500 | 500 | 91108 | SFM | 648 | 148 | 500 |  |  | 500 |  |  |  | 0
51672 | 08/24/2020 | 39 |  |  | S5827544 | 8/21/2020 12:00:00 AM | Manufacturer#5 | Manufacturer#5 |  |  | 19 | 19 | 11 | 10 | Variable Speed Mini Split | AC-21563 | 871 | -29 | 1.5 | 600 | 900 | 91775 | SFM | 580.6667 | -19.3333 | 600 |  |  | 900 |  |  |  | 0
51672 | 08/24/2020 | 40 |  |  | S5824809 | 8/21/2020 12:00:00 AM | Manufacturer#5 | Manufacturer#5 |  |  | 19 | 19 | 11 | 10 | Variable Speed Mini Split | AC-21563 | 871 | -29 | 1.5 | 600 | 900 | 90292 | SFM | 580.6667 | -19.3333 | 600 |  |  | 900 |  |  |  | 0
51676 | 06/29/2020 | 1 |  |  | O29210 | 8/27/2020 12:00:00 AM | Manufacturer#16 | Manufacturer#16 |  |  | 21 | 21 | 10.4 | 10.2 | Variable Speed Mini Split | AC-21563 | 1950 | 0 | 3.25 | 600 | 1950 | 90063 | SFM | 600 | 0 | 600 |  |  | 1950 |  |  |  | 0
51677 | 08/12/2020 | 1 |  |  | O870833 | 8/3/2020 12:00:00 AM | Manufacturer#16 | Manufacturer#16 |  |  | 21 | 21 | 12.5 | 11.5 | Variable Speed Mini Split | AC-21563 | 1706 | 8 | 2.83 | 600 | 1698 | 90803 | SFM | 602.8269 | 2.8269 | 600 |  |  | 1698 |  |  |  | 0
51708 | 09/09/2020 | 1 |  |  | 1535502 | 8/10/2020 12:00:00 AM | Manufacturer#6 | Manufacturer#6 |  |  | 18 | 18 | 12.5 | 9.5 | Variable Speed Mini Split | AC-21562 | 2558.54 | 1643.54 | 1.83 | 500 | 915 | 90022 | SFM | 1398.1093 | 898.1093 | 500 |  |  | 915 |  |  |  | 0
51708 | 09/09/2020 | 2 |  |  | 1533862 | 8/13/2020 12:00:00 AM | Manufacturer#6 | Manufacturer#6 |  |  | 18 | 18 | 12.5 | 9.3 | Variable Speed Mini Split | AC-21561 | 2280.96 | 1680.96 | 1.5 | 400 | 600 | 90242 | SFM | 1520.64 | 1120.64 | 400 |  |  | 600 |  |  |  | 0
51708 | 09/09/2020 | 3 |  |  | 1533863 | 8/13/2020 12:00:00 AM | Manufacturer#6 | Manufacturer#6 |  |  | 19 | 19 | 12.5 | 10.6 | Variable Speed Mini Split | AC-21563 | 1488.24 | 588.24 | 1.5 | 600 | 900 | 90242 | SFM | 992.16 | 392.16 | 600 |  |  | 900 |  |  |  | 0
51708 | 09/09/2020 | 4 |  |  | 1536554 | 8/14/2020 12:00:00 AM | Manufacturer#6 | Manufacturer#6 |  |  | 15.5 | 16 | 8.5 | 9 | Variable Speed Mini Split | AC-21560 | 2983.51 | 2158.51 | 2.75 | 300 | 825 | 90011 | SFM | 1084.9127 | 784.9127 | 300 |  |  | 825 |  |  |  | 0
51708 | 09/09/2020 | 5 |  |  | 1537573 | 8/25/2020 12:00:00 AM | Manufacturer#6 | Manufacturer#6 |  |  | 18 | 18 | 10 | 10.6 | Variable Speed Mini Split | AC-21563 | 1609.2 | 409.2 | 2 | 600 | 1200 | 90201 | SFM | 804.6 | 204.6 | 600 |  |  | 1200 |  |  |  | 0
51708 | 09/09/2020 | 6 |  |  | 9491476 | 8/25/2020 12:00:00 AM | Manufacturer#6 | Manufacturer#6 |  |  | 16 | 16 | 10 | 9 | Variable Speed Mini Split | AC-21561 | 900.19 | 500.19 | 1 | 400 | 400 | 91744 | SFM | 900.19 | 500.19 | 400 |  |  | 400 |  |  |  | 0
51708 | 09/09/2020 | 7 |  |  | 9491182 | 8/25/2020 12:00:00 AM | Manufacturer#6 | Manufacturer#6 |  |  | 18 | 18 | 10 | 10.6 | Variable Speed Mini Split | AC-21563 | 1609.2 | 409.2 | 2 | 600 | 1200 | 92821 | SFM | 804.6 | 204.6 | 600 |  |  | 1200 |  |  |  | 0
51708 | 09/09/2020 | 8 |  |  | 9491241 | 8/26/2020 12:00:00 AM | Manufacturer#6 | Manufacturer#6 |  |  | 16 | 16 | 10 | 9 | Variable Speed Mini Split | AC-21561 | 900.19 | 500.19 | 1 | 400 | 400 | 92620 | SFM | 900.19 | 500.19 | 400 |  |  | 400 |  |  |  | 0
51708 | 09/09/2020 | 9 |  |  |  | 8/24/2020 12:00:00 AM | Manufacturer#6 | Manufacturer#6 |  |  | 18 | 18 | 10 | 10.6 | Variable Speed Mini Split | AC-21563 | 1609.2 | 409.2 | 2 | 600 | 1200 | 92316 | SFM | 804.6 | 204.6 | 600 |  |  | 1200 |  |  |  | 0
51708 | 09/09/2020 | 10 |  |  |  | 8/24/2020 12:00:00 AM | Manufacturer#6 | Manufacturer#6 |  |  | 18 | 18 | 10 | 10.6 | Variable Speed Mini Split | AC-21563 | 1609.2 | 409.2 | 2 | 600 | 1200 | 92316 | SFM | 804.6 | 204.6 | 600 |  |  | 1200 |  |  |  | 0
51708 | 09/09/2020 | 17 |  |  |  | 8/7/2020 12:00:00 AM | Manufacturer#6 | Manufacturer#6 |  |  | 18 | 18 | 10 | 10.6 | Variable Speed Mini Split | AC-21563 | 1609.2 | 409.2 | 2 | 600 | 1200 | 91755 | SFM | 804.6 | 204.6 | 600 |  |  | 1200 |  |  |  | 0
51708 | 09/09/2020 | 20 |  |  |  | 8/11/2020 12:00:00 AM | Manufacturer#6 | Manufacturer#6 |  |  | 18 | 18 | 10 | 10.6 | Variable Speed Mini Split | AC-21563 | 1609.2 | 409.2 | 2 | 600 | 1200 | 91790 | SFM | 804.6 | 204.6 | 600 |  |  | 1200 |  |  |  | 0
51708 | 09/09/2020 | 21 |  |  |  | 8/11/2020 12:00:00 AM | Manufacturer#6 | Manufacturer#6 |  |  | 18 | 18 | 10 | 10.6 | Variable Speed Mini Split | AC-21563 | 1609.2 | 409.2 | 2 | 600 | 1200 | 91790 | SFM | 804.6 | 204.6 | 600 |  |  | 1200 |  |  |  | 0
51708 | 09/09/2020 | 22 |  |  |  | 8/11/2020 12:00:00 AM | Manufacturer#6 | Manufacturer#6 |  |  | 18 | 18 | 10 | 10.6 | Variable Speed Mini Split | AC-21563 | 1609.2 | 409.2 | 2 | 600 | 1200 | 91790 | SFM | 804.6 | 204.6 | 600 |  |  | 1200 |  |  |  | 0
51708 | 09/09/2020 | 23 |  |  | 48411864 | 8/13/2020 12:00:00 AM | Manufacturer#6 | Manufacturer#6 |  |  | 16.6 | 17 | 10.1 | 10.3 | Variable Speed Mini Split | AC-21561 | 4858.39 | 3258.39 | 4 | 400 | 1600 | 90501 | SFM | 1214.5975 | 814.5975 | 400 |  |  | 1600 |  |  |  | 0
51708 | 09/09/2020 | 24 |  |  |  | 8/18/2020 12:00:00 AM | Manufacturer#6 | Manufacturer#6 |  |  | 18 | 18 | 10 | 10.6 | Variable Speed Mini Split | AC-21563 | 1609.2 | 409.2 | 2 | 600 | 1200 | 90640 | SFM | 804.6 | 204.6 | 600 |  |  | 1200 |  |  |  | 0
51708 | 09/09/2020 | 25 |  |  |  | 8/18/2020 12:00:00 AM | Manufacturer#6 | Manufacturer#6 |  |  | 18 | 18 | 10 | 10.6 | Variable Speed Mini Split | AC-21563 | 1609.2 | 409.2 | 2 | 600 | 1200 | 90640 | SFM | 804.6 | 204.6 | 600 |  |  | 1200 |  |  |  | 0
51708 | 09/09/2020 | 26 |  |  |  | 8/18/2020 12:00:00 AM | Manufacturer#6 | Manufacturer#6 |  |  | 18 | 18 | 10 | 10.6 | Variable Speed Mini Split | AC-21563 | 1609.2 | 409.2 | 2 | 600 | 1200 | 90640 | SFM | 804.6 | 204.6 | 600 |  |  | 1200 |  |  |  | 0
51708 | 09/09/2020 | 27 |  |  |  | 8/18/2020 12:00:00 AM | Manufacturer#6 | Manufacturer#6 |  |  | 18 | 18 | 10 | 10.6 | Variable Speed Mini Split | AC-21563 | 1609.2 | 409.2 | 2 | 600 | 1200 | 90601 | SFM | 804.6 | 204.6 | 600 |  |  | 1200 |  |  |  | 0
51708 | 09/09/2020 | 28 |  |  |  | 8/18/2020 12:00:00 AM | Manufacturer#6 | Manufacturer#6 |  |  | 18 | 18 | 10 | 10.6 | Variable Speed Mini Split | AC-21563 | 1609.2 | 409.2 | 2 | 600 | 1200 | 90601 | SFM | 804.6 | 204.6 | 600 |  |  | 1200 |  |  |  | 0
51708 | 09/09/2020 | 29 |  |  |  | 8/18/2020 12:00:00 AM | Manufacturer#6 | Manufacturer#6 |  |  | 18 | 18 | 10 | 10.6 | Variable Speed Mini Split | AC-21563 | 1609.2 | 409.2 | 2 | 600 | 1200 | 90601 | SFM | 804.6 | 204.6 | 600 |  |  | 1200 |  |  |  | 0
51708 | 09/09/2020 | 30 |  |  |  | 8/21/2020 12:00:00 AM | Manufacturer#6 | Manufacturer#6 |  |  | 18 | 18 | 10 | 10.6 | Variable Speed Mini Split | AC-21563 | 1609.2 | 409.2 | 2 | 600 | 1200 | 90063 | SFM | 804.6 | 204.6 | 600 |  |  | 1200 |  |  |  | 0
51708 | 09/09/2020 | 11 |  |  |  | 8/7/2020 12:00:00 AM | Manufacturer#6 | Manufacturer#6 |  |  | 18 | 18 | 10 | 10.6 | Variable Speed Mini Split | AC-21563 | 1609.2 | 409.2 | 2 | 600 | 1200 | 90605 | SFM | 804.6 | 204.6 | 600 |  |  | 1200 |  |  |  | 0
51708 | 09/09/2020 | 12 |  |  |  | 8/7/2020 12:00:00 AM | Manufacturer#6 | Manufacturer#6 |  |  | 18 | 18 | 10 | 10.6 | Variable Speed Mini Split | AC-21563 | 1609.2 | 409.2 | 2 | 600 | 1200 | 90605 | SFM | 804.6 | 204.6 | 600 |  |  | 1200 |  |  |  | 0
51708 | 09/09/2020 | 13 |  |  |  | 8/7/2020 12:00:00 AM | Manufacturer#6 | Manufacturer#6 |  |  | 18 | 18 | 10 | 10.6 | Variable Speed Mini Split | AC-21563 | 1609.2 | 409.2 | 2 | 600 | 1200 | 90605 | SFM | 804.6 | 204.6 | 600 |  |  | 1200 |  |  |  | 0
51708 | 09/09/2020 | 14 |  |  |  | 8/7/2020 12:00:00 AM | Manufacturer#6 | Manufacturer#6 |  |  | 18 | 18 | 10 | 10.6 | Variable Speed Mini Split | AC-21563 | 1609.2 | 409.2 | 2 | 600 | 1200 | 90713 | SFM | 804.6 | 204.6 | 600 |  |  | 1200 |  |  |  | 0
51708 | 09/09/2020 | 15 |  |  |  | 8/7/2020 12:00:00 AM | Manufacturer#6 | Manufacturer#6 |  |  | 18 | 18 | 10 | 10.6 | Variable Speed Mini Split | AC-21563 | 1609.2 | 409.2 | 2 | 600 | 1200 | 90713 | SFM | 804.6 | 204.6 | 600 |  |  | 1200 |  |  |  | 0
51708 | 09/09/2020 | 16 |  |  |  | 8/7/2020 12:00:00 AM | Manufacturer#6 | Manufacturer#6 |  |  | 18 | 18 | 10 | 10.6 | Variable Speed Mini Split | AC-21563 | 1609.2 | 409.2 | 2 | 600 | 1200 | 90713 | SFM | 804.6 | 204.6 | 600 |  |  | 1200 |  |  |  | 0
51708 | 09/09/2020 | 31 |  |  |  | 8/21/2020 12:00:00 AM | Manufacturer#6 | Manufacturer#6 |  |  | 18 | 18 | 10 | 10.6 | Variable Speed Mini Split | AC-21563 | 1609.2 | 409.2 | 2 | 600 | 1200 | 90063 | SFM | 804.6 | 204.6 | 600 |  |  | 1200 |  |  |  | 0
51708 | 09/09/2020 | 32 |  |  |  | 8/24/2020 12:00:00 AM | Manufacturer#6 | Manufacturer#6 |  |  | 18 | 18 | 10 | 10.6 | Variable Speed Mini Split | AC-21563 | 1609.2 | 409.2 | 2 | 600 | 1200 | 90061 | SFM | 804.6 | 204.6 | 600 |  |  | 1200 |  |  |  | 0
51708 | 09/09/2020 | 33 |  |  |  | 8/25/2020 12:00:00 AM | Manufacturer#6 | Manufacturer#6 |  |  | 18 | 18 | 10 | 10.6 | Variable Speed Mini Split | AC-21563 | 1609.2 | 409.2 | 2 | 600 | 1200 | 90723 | SFM | 804.6 | 204.6 | 600 |  |  | 1200 |  |  |  | 0
51708 | 09/09/2020 | 34 |  |  |  | 8/25/2020 12:00:00 AM | Manufacturer#6 | Manufacturer#6 |  |  | 18 | 18 | 10 | 10.6 | Variable Speed Mini Split | AC-21563 | 1609.2 | 409.2 | 2 | 600 | 1200 | 90723 | SFM | 804.6 | 204.6 | 600 |  |  | 1200 |  |  |  | 0
51708 | 09/09/2020 | 35 |  |  |  | 8/25/2020 12:00:00 AM | Manufacturer#6 | Manufacturer#6 |  |  | 18 | 18 | 10 | 10.6 | Variable Speed Mini Split | AC-21563 | 1609.2 | 409.2 | 2 | 600 | 1200 | 90723 | SFM | 804.6 | 204.6 | 600 |  |  | 1200 |  |  |  | 0
51708 | 09/09/2020 | 36 |  |  |  | 8/25/2020 12:00:00 AM | Manufacturer#6 | Manufacturer#6 |  |  | 18 | 18 | 10 | 10.6 | Variable Speed Mini Split | AC-21563 | 1609.2 | 409.2 | 2 | 600 | 1200 | 90810 | SFM | 804.6 | 204.6 | 600 |  |  | 1200 |  |  |  | 0
51708 | 09/09/2020 | 37 |  |  |  | 8/25/2020 12:00:00 AM | Manufacturer#6 | Manufacturer#6 |  |  | 18 | 18 | 10 | 10.6 | Variable Speed Mini Split | AC-21563 | 1609.2 | 409.2 | 2 | 600 | 1200 | 90810 | SFM | 804.6 | 204.6 | 600 |  |  | 1200 |  |  |  | 0
51708 | 09/09/2020 | 38 |  |  |  | 8/25/2020 12:00:00 AM | Manufacturer#6 | Manufacturer#6 |  |  | 18 | 18 | 10 | 10.6 | Variable Speed Mini Split | AC-21563 | 1609.2 | 409.2 | 2 | 600 | 1200 | 90808 | SFM | 804.6 | 204.6 | 600 |  |  | 1200 |  |  |  | 0
51708 | 09/09/2020 | 39 |  |  |  | 8/25/2020 12:00:00 AM | Manufacturer#6 | Manufacturer#6 |  |  | 18 | 18 | 10 | 10.6 | Variable Speed Mini Split | AC-21563 | 1609.2 | 409.2 | 2 | 600 | 1200 | 90808 | SFM | 804.6 | 204.6 | 600 |  |  | 1200 |  |  |  | 0
51708 | 09/09/2020 | 40 |  |  |  | 8/25/2020 12:00:00 AM | Manufacturer#6 | Manufacturer#6 |  |  | 18 | 18 | 10 | 10.6 | Variable Speed Mini Split | AC-21563 | 1609.2 | 409.2 | 2 | 600 | 1200 | 90808 | SFM | 804.6 | 204.6 | 600 |  |  | 1200 |  |  |  | 0
51708 | 09/09/2020 | 41 |  |  | 48415434 | 8/27/2020 12:00:00 AM | Manufacturer#6 | Manufacturer#6 |  |  | 18 | 18 | 10 | 10.6 | Variable Speed Mini Split | AC-21563 | 1609.2 | 409.2 | 2 | 600 | 1200 | 90650 | SFM | 804.6 | 204.6 | 600 |  |  | 1200 |  |  |  | 0
51708 | 09/09/2020 | 42 |  |  |  | 8/24/2020 12:00:00 AM | Manufacturer#6 | Manufacturer#6 |  |  | 18 | 18 | 10 | 10.6 | Variable Speed Mini Split | AC-21563 | 1609.2 | 409.2 | 2 | 600 | 1200 | 93532 | SFM | 804.6 | 204.6 | 600 |  |  | 1200 |  |  |  | 0
51708 | 09/09/2020 | 43 |  |  |  | 8/24/2020 12:00:00 AM | Manufacturer#6 | Manufacturer#6 |  |  | 18 | 18 | 10 | 10.6 | Variable Speed Mini Split | AC-21563 | 1609.2 | 409.2 | 2 | 600 | 1200 | 93532 | SFM | 804.6 | 204.6 | 600 |  |  | 1200 |  |  |  | 0
51708 | 09/09/2020 | 44 |  |  | 76017843 | 8/24/2020 12:00:00 AM | Manufacturer#6 | Manufacturer#6 |  |  | 18 | 18 | 10 | 10.6 | Variable Speed Mini Split | AC-21563 | 1609.2 | 409.2 | 2 | 600 | 1200 | 93225 | SFM | 804.6 | 204.6 | 600 |  |  | 1200 |  |  |  | 0
51708 | 09/09/2020 | 45 |  |  | 76017845 | 8/24/2020 12:00:00 AM | Manufacturer#6 | Manufacturer#6 |  |  | 18 | 18 | 10 | 10.6 | Variable Speed Mini Split | AC-21563 | 1609.2 | 409.2 | 2 | 600 | 1200 | 93225 | SFM | 804.6 | 204.6 | 600 |  |  | 1200 |  |  |  | 0
51708 | 09/09/2020 | 18 |  |  |  | 8/7/2020 12:00:00 AM | Manufacturer#6 | Manufacturer#6 |  |  | 18 | 18 | 10 | 10.6 | Variable Speed Mini Split | AC-21563 | 1609.2 | 409.2 | 2 | 600 | 1200 | 91755 | SFM | 804.6 | 204.6 | 600 |  |  | 1200 |  |  |  | 0
51708 | 09/09/2020 | 19 |  |  |  | 8/7/2020 12:00:00 AM | Manufacturer#6 | Manufacturer#6 |  |  | 18 | 18 | 10 | 10.6 | Variable Speed Mini Split | AC-21563 | 1609.2 | 409.2 | 2 | 600 | 1200 | 91755 | SFM | 804.6 | 204.6 | 600 |  |  | 1200 |  |  |  | 0
51730 | 08/24/2020 | 18 |  |  | S5820978 | 8/22/2020 12:00:00 AM | Manufacturer#5 | Manufacturer#5 |  |  | 17 | 17 | 9.5 | 9.5 | Variable Speed Mini Split | AC-21562 | 1103 | 103 | 2 | 500 | 1000 | 92570 | SFM | 551.5 | 51.5 | 500 |  |  | 1000 |  |  |  | 0
51730 | 08/24/2020 | 19 |  |  | S5820978 | 8/22/2020 12:00:00 AM | Manufacturer#5 | Manufacturer#5 |  |  | 17 | 17 | 9.5 | 9.5 | Variable Speed Mini Split | AC-21562 | 1103 | 103 | 2 | 500 | 1000 | 92570 | SFM | 551.5 | 51.5 | 500 |  |  | 1000 |  |  |  | 0
51730 | 08/24/2020 | 20 |  |  | S5835229 | 8/22/2020 12:00:00 AM | Manufacturer#5 | Manufacturer#5 |  |  | 18 | 18 | 10.05 | 9 | Variable Speed Mini Split | AC-21561 | 770.41 | 370.41 | 1 | 400 | 400 | 92691 | SFM | 770.41 | 370.41 | 400 |  |  | 400 |  |  |  | 0
51730 | 08/24/2020 | 21 |  |  | S5834677 | 8/22/2020 12:00:00 AM | Manufacturer#5 | Manufacturer#5 |  |  | 20 | 20 | 12.5 | 10 | Variable Speed Mini Split | AC-21563 | 1563.47 | 465.47 | 1.83 | 600 | 1098 | 92804 | SFM | 854.3552 | 254.3552 | 600 |  |  | 1098 |  |  |  | 0
51730 | 08/24/2020 | 22 |  |  | S5836286 | 8/22/2020 12:00:00 AM | Manufacturer#5 | Manufacturer#5 |  |  | 18 | 18 | 9.2 | 9 | Variable Speed Mini Split | AC-21561 | 1907 | 787 | 2.8 | 400 | 1120 | 92551 | SFM | 681.0714 | 281.0714 | 400 |  |  | 1120 |  |  |  | 0
51730 | 08/24/2020 | 23 |  |  | S5829312 | 8/24/2020 12:00:00 AM | Manufacturer#5 | Manufacturer#5 |  |  | 19 | 19 | 10.5 | 9.5 | Variable Speed Mini Split | AC-21562 | 898.38 | 398.38 | 1 | 500 | 500 | 90706 | SFM | 898.38 | 398.38 | 500 |  |  | 500 |  |  |  | 0
51730 | 08/24/2020 | 24 |  |  | S5825456 | 8/24/2020 12:00:00 AM | Manufacturer#5 | Manufacturer#5 |  |  | 19 | 19 | 10.5 | 9.5 | Variable Speed Mini Split | AC-21562 | 699.19 | 199.19 | 1 | 500 | 500 | 90808 | SFM | 699.19 | 199.19 | 500 |  |  | 500 |  |  |  | 0
51730 | 08/24/2020 | 25 |  |  | S5829312 | 8/24/2020 12:00:00 AM | Manufacturer#5 | Manufacturer#5 |  |  | 19 | 19 | 10.5 | 9.5 | Variable Speed Mini Split | AC-21562 | 898.38 | 398.38 | 1 | 500 | 500 | 90706 | SFM | 898.38 | 398.38 | 500 |  |  | 500 |  |  |  | 0
51730 | 08/24/2020 | 26 |  |  | S5833744 | 8/24/2020 12:00:00 AM | Manufacturer#5 | Manufacturer#5 |  |  | 19 | 19 | 11 | 9.5 | Variable Speed Mini Split | AC-21562 | 660.35 | 160.35 | 1 | 500 | 500 | 90262 | SFM | 660.35 | 160.35 | 500 |  |  | 500 |  |  |  | 0
51730 | 08/24/2020 | 27 |  |  | S5832213 | 8/24/2020 12:00:00 AM | Manufacturer#5 | Manufacturer#5 |  |  | 19 | 19 | 11 | 10 | Variable Speed Mini Split | AC-21563 | 871 | -29 | 1.5 | 600 | 900 | 90222 | SFM | 580.6667 | -19.3333 | 600 |  |  | 900 |  |  |  | 0
51730 | 08/24/2020 | 28 |  |  | S5837697 | 8/24/2020 12:00:00 AM | Manufacturer#5 | Manufacturer#5 |  |  | 18 | 18 | 11 | 9.5 | Variable Speed Mini Split | AC-21562 | 624.74 | 249.74 | 0.75 | 500 | 375 | 90805 | SFM | 832.9867 | 332.9867 | 500 |  |  | 375 |  |  |  | 0
51730 | 08/24/2020 | 29 |  |  | S5828194 | 8/24/2020 12:00:00 AM | Manufacturer#5 | Manufacturer#5 |  |  | 17 | 17 | 9.5 | 9.5 | Variable Speed Mini Split | AC-21562 | 1103 | 103 | 2 | 500 | 1000 | 92336 | SFM | 551.5 | 51.5 | 500 |  |  | 1000 |  |  |  | 0
51730 | 08/24/2020 | 30 |  |  | S5833700 | 8/24/2020 12:00:00 AM | Manufacturer#5 | Manufacturer#5 |  |  | 16.5 | 17 | 9 | 11.5 | Variable Speed Mini Split | AC-21561 | 3210 | 2010 | 3 | 400 | 1200 | 90740 | SFM | 1070 | 670 | 400 |  |  | 1200 |  |  |  | 0
51730 | 08/24/2020 | 31 |  |  | S5833738 | 8/24/2020 12:00:00 AM | Manufacturer#5 | Manufacturer#5 |  |  | 38 | 38 | 16.5 | 15 | Variable Speed Mini Split | AC-21563 | 1401.62 | 951.62 | 0.75 | 600 | 450 | 90744 | SFM | 1868.8267 | 1268.8267 | 600 |  |  | 450 |  |  |  | 0
51730 | 08/24/2020 | 32 |  |  | S5838726 | 8/24/2020 12:00:00 AM | Manufacturer#5 | Manufacturer#5 |  |  | 18 | 18 | 10.05 | 9 | Variable Speed Mini Split | AC-21561 | 714 | 314 | 1 | 400 | 400 | 92241 | SFM | 714 | 314 | 400 |  |  | 400 |  |  |  | 0
51730 | 08/24/2020 | 33 |  |  | S5834474 | 8/24/2020 12:00:00 AM | Manufacturer#5 | Manufacturer#5 |  |  | 18 | 18 | 10.95 | 10 | Variable Speed Mini Split | AC-21563 | 1257.04 | 159.04 | 1.83 | 600 | 1098 | 90240 | SFM | 686.9071 | 86.9071 | 600 |  |  | 1098 |  |  |  | 0
51730 | 08/24/2020 | 34 |  |  | S5818891 | 8/24/2020 12:00:00 AM | Manufacturer#5 | Manufacturer#5 |  |  | 18 | 18 | 9.2 | 9 | Variable Speed Mini Split | AC-21561 | 2057.65 | 937.65 | 2.8 | 400 | 1120 | 92358 | SFM | 734.875 | 334.875 | 400 |  |  | 1120 |  |  |  | 0
51730 | 08/24/2020 | 35 |  |  | S5835144 | 8/24/2020 12:00:00 AM | Manufacturer#5 | Manufacturer#5 |  |  | 21 | 21 | 12.5 | 11 | Variable Speed Mini Split | AC-21563 | 1367 | 167 | 2 | 600 | 1200 | 90255 | SFM | 683.5 | 83.5 | 600 |  |  | 1200 |  |  |  | 0
51730 | 08/24/2020 | 36 |  |  | S5835144 | 8/24/2020 12:00:00 AM | Manufacturer#5 | Manufacturer#5 |  |  | 21 | 21 | 12.5 | 11 | Variable Speed Mini Split | AC-21563 | 1367 | 167 | 2 | 600 | 1200 | 90255 | SFM | 683.5 | 83.5 | 600 |  |  | 1200 |  |  |  | 0
51730 | 08/24/2020 | 37 |  |  | S5832605 | 8/24/2020 12:00:00 AM | Manufacturer#5 | Manufacturer#5 |  |  | 21 | 21 | 12.5 | 11.5 | Variable Speed Mini Split | AC-21563 | 2245 | 829 | 2.36 | 600 | 1416 | 92570 | SFM | 951.2712 | 351.2712 | 600 |  |  | 1416 |  |  |  | 0
51730 | 08/24/2020 | 1 |  |  | S5827383 | 8/21/2020 12:00:00 AM | Manufacturer#5 | Manufacturer#5 |  |  | 19 | 19 | 11 | 10 | Variable Speed Mini Split | AC-21563 | 871 | -29 | 1.5 | 600 | 900 | 91732 | SFM | 580.6667 | -19.3333 | 600 |  |  | 900 |  |  |  | 0
51730 | 08/24/2020 | 2 |  |  | S5827461 | 8/21/2020 12:00:00 AM | Manufacturer#5 | Manufacturer#5 |  |  | 19 | 19 | 11 | 10 | Variable Speed Mini Split | AC-21563 | 871 | -29 | 1.5 | 600 | 900 | 91764 | SFM | 580.6667 | -19.3333 | 600 |  |  | 900 |  |  |  | 0
51730 | 08/24/2020 | 3 |  |  | S5827654 | 8/21/2020 12:00:00 AM | Manufacturer#5 | Manufacturer#5 |  |  | 19 | 19 | 11 | 10 | Variable Speed Mini Split | AC-21563 | 871 | -29 | 1.5 | 600 | 900 | 91803 | SFM | 580.6667 | -19.3333 | 600 |  |  | 900 |  |  |  | 0
51730 | 08/24/2020 | 4 |  |  | S5827127 | 8/21/2020 12:00:00 AM | Manufacturer#5 | Manufacturer#5 |  |  | 19 | 19 | 11 | 10 | Variable Speed Mini Split | AC-21563 | 871 | -29 | 1.5 | 600 | 900 | 91732 | SFM | 580.6667 | -19.3333 | 600 |  |  | 900 |  |  |  | 0
51730 | 08/24/2020 | 5 |  |  | S5825279 | 8/21/2020 12:00:00 AM | Manufacturer#5 | Manufacturer#5 |  |  | 19 | 19 | 11 | 10 | Variable Speed Mini Split | AC-21563 | 871 | -29 | 1.5 | 600 | 900 | 91732 | SFM | 580.6667 | -19.3333 | 600 |  |  | 900 |  |  |  | 0
51730 | 08/24/2020 | 6 |  |  | S5834895 | 8/21/2020 12:00:00 AM | Manufacturer#5 | Manufacturer#5 |  |  | 17 | 17 | 9.5 | 9.5 | Variable Speed Mini Split | AC-21562 | 1190.14 | 190.14 | 2 | 500 | 1000 | 91765 | SFM | 595.07 | 95.07 | 500 |  |  | 1000 |  |  |  | 0
51730 | 08/24/2020 | 7 |  |  | S5831910 | 8/21/2020 12:00:00 AM | Manufacturer#5 | Manufacturer#5 |  |  | 17 | 17 | 9.5 | 9.5 | Variable Speed Mini Split | AC-21562 | 1190.14 | 190.14 | 2 | 500 | 1000 | 92505 | SFM | 595.07 | 95.07 | 500 |  |  | 1000 |  |  |  | 0
51730 | 08/24/2020 | 8 |  |  | S5834937 | 8/21/2020 12:00:00 AM | Manufacturer#5 | Manufacturer#5 |  |  | 17 | 17 | 9.5 | 9.5 | Variable Speed Mini Split | AC-21562 | 1190.14 | 190.14 | 2 | 500 | 1000 | 92399 | SFM | 595.07 | 95.07 | 500 |  |  | 1000 |  |  |  | 0
51730 | 08/24/2020 | 9 |  |  | S5804210 | 8/21/2020 12:00:00 AM | Manufacturer#5 | Manufacturer#5 |  |  | 17 | 17 | 9.5 | 9.5 | Variable Speed Mini Split | AC-21562 | 1190.14 | 190.14 | 2 | 500 | 1000 | 90604 | SFM | 595.07 | 95.07 | 500 |  |  | 1000 |  |  |  | 0
51730 | 08/24/2020 | 10 |  |  | S5834975 | 8/21/2020 12:00:00 AM | Manufacturer#5 | Manufacturer#5 |  |  | 17 | 17 | 9.5 | 9.5 | Variable Speed Mini Split | AC-21562 | 1103 | 103 | 2 | 500 | 1000 | 91744 | SFM | 551.5 | 51.5 | 500 |  |  | 1000 |  |  |  | 0
51730 | 08/24/2020 | 11 |  |  | S5816909 | 8/21/2020 12:00:00 AM | Manufacturer#5 | Manufacturer#5 |  |  | 20.8 | 21 | 12.5 | 10.4 | Variable Speed Mini Split | AC-21563 | 2072.64 | 974.64 | 1.83 | 600 | 1098 | 92610 | SFM | 1132.5902 | 532.5902 | 600 |  |  | 1098 |  |  |  | 0
51730 | 08/24/2020 | 12 |  |  | S5828045 | 8/21/2020 12:00:00 AM | Manufacturer#5 | Manufacturer#5 |  |  | 16 | 16 | 8.2 | 9.5 | Variable Speed Mini Split | AC-21561 | 3544 | 1944 | 4 | 400 | 1600 | 90250 | SFM | 886 | 486 | 400 |  |  | 1600 |  |  |  | 0
51730 | 08/24/2020 | 13 |  |  | S5821892 | 8/21/2020 12:00:00 AM | Manufacturer#5 | Manufacturer#5 |  |  | 20 | 20 | 12.5 | 10 | Variable Speed Mini Split | AC-21563 | 1415.77 | 317.77 | 1.83 | 600 | 1098 | 92570 | SFM | 773.6448 | 173.6448 | 600 |  |  | 1098 |  |  |  | 0
51730 | 08/24/2020 | 14 |  |  | S5834975 | 8/21/2020 12:00:00 AM | Manufacturer#5 | Manufacturer#5 |  |  | 22 | 22 | 12.5 | 11 | Variable Speed Mini Split | AC-21563 | 1107 | 207 | 1.5 | 600 | 900 | 91744 | SFM | 738 | 138 | 600 |  |  | 900 |  |  |  | 0
51730 | 08/24/2020 | 15 |  |  | S5834975 | 8/21/2020 12:00:00 AM | Manufacturer#5 | Manufacturer#5 |  |  | 22 | 22 | 12.5 | 11 | Variable Speed Mini Split | AC-21563 | 1107 | 207 | 1.5 | 600 | 900 | 91744 | SFM | 738 | 138 | 600 |  |  | 900 |  |  |  | 0
51730 | 08/24/2020 | 16 |  |  | S5833398 | 8/22/2020 12:00:00 AM | Manufacturer#5 | Manufacturer#5 |  |  | 19 | 19 | 11 | 9.5 | Variable Speed Mini Split | AC-21562 | 612 | 112 | 1 | 500 | 500 | 91762 | SFM | 612 | 112 | 500 |  |  | 500 |  |  |  | 0
51730 | 08/24/2020 | 17 |  |  | S5828105 | 8/22/2020 12:00:00 AM | Manufacturer#5 | Manufacturer#5 |  |  | 19 | 19 | 11 | 10 | Variable Speed Mini Split | AC-21563 | 871 | -29 | 1.5 | 600 | 900 | 92596 | SFM | 580.6667 | -19.3333 | 600 |  |  | 900 |  |  |  | 0
51739 | 09/09/2020 | 1 |  |  | 6244075 | 8/31/2020 12:00:00 AM | Manufacturer#6 | Manufacturer#6 |  |  | 18 | 18 | 12.5 | 9.5 | Variable Speed Mini Split | AC-21562 | 2400 | 1485 | 1.83 | 500 | 915 | 92881 | SFM | 1311.4754 | 811.4754 | 500 |  |  | 915 |  |  |  | 0
51739 | 09/09/2020 | 2 |  |  | 46238888 | 8/4/2020 12:00:00 AM | Manufacturer#6 | Manufacturer#6 |  |  | 18 | 18 | 10 | 10.6 | Variable Speed Mini Split | AC-21563 | 1609.2 | 409.2 | 2 | 600 | 1200 | 90280 | SFM | 804.6 | 204.6 | 600 |  |  | 1200 |  |  |  | 0
51739 | 09/09/2020 | 3 |  |  | 46239640 | 8/17/2020 12:00:00 AM | Manufacturer#6 | Manufacturer#6 |  |  | 19 | 19 | 12.5 | 10.6 | Variable Speed Mini Split | AC-21563 | 1488.24 | 588.24 | 1.5 | 600 | 900 | 91724 | SFM | 992.16 | 392.16 | 600 |  |  | 900 |  |  |  | 0
51739 | 09/09/2020 | 4 |  |  | 46238508-1 | 8/19/2020 12:00:00 AM | Manufacturer#6 | Manufacturer#6 |  |  | 16 | 16 | 10 | 9 | Variable Speed Mini Split | AC-21561 | 900.19 | 500.19 | 1 | 400 | 400 | 91765 | SFM | 900.19 | 500.19 | 400 |  |  | 400 |  |  |  | 0
51739 | 09/09/2020 | 5 |  |  | 46238508-2 | 8/19/2020 12:00:00 AM | Manufacturer#6 | Manufacturer#6 |  |  | 16 | 16 | 10 | 9 | Variable Speed Mini Split | AC-21561 | 900.19 | 500.19 | 1 | 400 | 400 | 91765 | SFM | 900.19 | 500.19 | 400 |  |  | 400 |  |  |  | 0
51739 | 09/09/2020 | 6 |  |  | 46238203 | 8/19/2020 12:00:00 AM | Manufacturer#6 | Manufacturer#6 |  |  | 19.7 | 20 | 12 | 11.3 | Variable Speed Mini Split | AC-21563 | 2049.31 | 1149.31 | 1.5 | 600 | 900 | 91790 | SFM | 1366.2067 | 766.2067 | 600 |  |  | 900 |  |  |  | 0
51739 | 09/09/2020 | 7 |  |  | 46239092-1 | 8/19/2020 12:00:00 AM | Manufacturer#6 | Manufacturer#6 |  |  | 18 | 18 | 10 | 10.6 | Variable Speed Mini Split | AC-21563 | 1609.2 | 409.2 | 2 | 600 | 1200 | 91768 | SFM | 804.6 | 204.6 | 600 |  |  | 1200 |  |  |  | 0
51739 | 09/09/2020 | 8 |  |  | 46239092-2 | 8/19/2020 12:00:00 AM | Manufacturer#6 | Manufacturer#6 |  |  | 18 | 18 | 10 | 10.6 | Variable Speed Mini Split | AC-21563 | 1609.2 | 409.2 | 2 | 600 | 1200 | 91768 | SFM | 804.6 | 204.6 | 600 |  |  | 1200 |  |  |  | 0
51739 | 09/09/2020 | 9 |  |  | 46240241-1 | 8/19/2020 12:00:00 AM | Manufacturer#6 | Manufacturer#6 |  |  | 18 | 18 | 10 | 10.6 | Variable Speed Mini Split | AC-21563 | 1609.2 | 409.2 | 2 | 600 | 1200 | 91709 | SFM | 804.6 | 204.6 | 600 |  |  | 1200 |  |  |  | 0
51739 | 09/09/2020 | 10 |  |  | 46240241-2 | 8/19/2020 12:00:00 AM | Manufacturer#6 | Manufacturer#6 |  |  | 18 | 18 | 10 | 10.6 | Variable Speed Mini Split | AC-21563 | 1609.2 | 409.2 | 2 | 600 | 1200 | 91709 | SFM | 804.6 | 204.6 | 600 |  |  | 1200 |  |  |  | 0
51739 | 09/09/2020 | 11 |  |  | 46239862 | 8/20/2020 12:00:00 AM | Manufacturer#6 | Manufacturer#6 |  |  | 18 | 18 | 10 | 10.6 | Variable Speed Mini Split | AC-21563 | 1609.2 | 409.2 | 2 | 600 | 1200 | 91723 | SFM | 804.6 | 204.6 | 600 |  |  | 1200 |  |  |  | 0
51739 | 09/09/2020 | 12 |  |  | 46240050 | 8/25/2020 12:00:00 AM | Manufacturer#6 | Manufacturer#6 |  |  | 18 | 18 | 10 | 9.4 | Variable Speed Mini Split | AC-21562 | 3954.43 | 2489.43 | 2.93 | 500 | 1465 | 90813 | SFM | 1349.6348 | 849.6348 | 500 |  |  | 1465 |  |  |  | 0
51739 | 09/09/2020 | 13 |  |  | 46240355 | 8/25/2020 12:00:00 AM | Manufacturer#6 | Manufacturer#6 |  |  | 18 | 18 | 10 | 9.4 | Variable Speed Mini Split | AC-21562 | 4217.44 | 2752.44 | 2.93 | 500 | 1465 | 90022 | SFM | 1439.3993 | 939.3993 | 500 |  |  | 1465 |  |  |  | 0
51739 | 09/09/2020 | 14 |  |  | 46240279 | 8/26/2020 12:00:00 AM | Manufacturer#6 | Manufacturer#6 |  |  | 15.5 | 16 | 8.5 | 9 | Variable Speed Mini Split | AC-21560 | 2983.51 | 2158.51 | 2.75 | 300 | 825 | 92882 | SFM | 1084.9127 | 784.9127 | 300 |  |  | 825 |  |  |  | 0
51739 | 09/09/2020 | 15 |  |  | 46240504 | 8/26/2020 12:00:00 AM | Manufacturer#6 | Manufacturer#6 |  |  | 19 | 19 | 12.5 | 10.6 | Variable Speed Mini Split | AC-21563 | 1488.24 | 588.24 | 1.5 | 600 | 900 | 90022 | SFM | 992.16 | 392.16 | 600 |  |  | 900 |  |  |  | 0
51739 | 09/09/2020 | 16 |  |  | 46240240 | 8/27/2020 12:00:00 AM | Manufacturer#6 | Manufacturer#6 |  |  | 19 | 19 | 12.5 | 10.6 | Variable Speed Mini Split | AC-21563 | 1488.24 | 588.24 | 1.5 | 600 | 900 | 91746 | SFM | 992.16 | 392.16 | 600 |  |  | 900 |  |  |  | 0
51739 | 09/09/2020 | 17 |  |  | 55329194 | 8/21/2020 12:00:00 AM | Manufacturer#6 | Manufacturer#6 |  |  | 19.7 | 20 | 10.5 | 10.3 | Variable Speed Mini Split | AC-21563 | 3643.94 | 1393.94 | 3.75 | 600 | 2250 | 91701 | SFM | 971.7173 | 371.7173 | 600 |  |  | 2250 |  |  |  | 0
51739 | 09/09/2020 | 18 |  |  | 62185237 | 8/3/2020 12:00:00 AM | Manufacturer#6 | Manufacturer#6 |  |  | 18 | 18 | 10 | 10.6 | Variable Speed Mini Split | AC-21563 | 1508.63 | 308.63 | 2 | 600 | 1200 | 92234 | SFM | 754.315 | 154.315 | 600 |  |  | 1200 |  |  |  | 0
51739 | 09/09/2020 | 19 |  |  | 62185973 | 8/4/2020 12:00:00 AM | Manufacturer#6 | Manufacturer#6 |  |  | 18 | 18 | 10 | 10.6 | Variable Speed Mini Split | AC-21563 | 1508.63 | 308.63 | 2 | 600 | 1200 | 92234 | SFM | 754.315 | 154.315 | 600 |  |  | 1200 |  |  |  | 0
51739 | 09/09/2020 | 20 |  |  | 62186203 | 8/5/2020 12:00:00 AM | Manufacturer#6 | Manufacturer#6 |  |  | 16 | 16 | 10 | 9 | Variable Speed Mini Split | AC-21561 | 843.93 | 443.93 | 1 | 400 | 400 | 92264 | SFM | 843.93 | 443.93 | 400 |  |  | 400 |  |  |  | 0
51739 | 09/09/2020 | 21 |  |  | 62186249 | 8/6/2020 12:00:00 AM | Manufacturer#6 | Manufacturer#6 |  |  | 18 | 18 | 10 | 10.6 | Variable Speed Mini Split | AC-21563 | 1508.63 | 308.63 | 2 | 600 | 1200 | 92264 | SFM | 754.315 | 154.315 | 600 |  |  | 1200 |  |  |  | 0
51739 | 09/09/2020 | 22 |  |  | 62186154 | 8/7/2020 12:00:00 AM | Manufacturer#6 | Manufacturer#6 |  |  | 16 | 16 | 10 | 9 | Variable Speed Mini Split | AC-21561 | 843.93 | 443.93 | 1 | 400 | 400 | 92252 | SFM | 843.93 | 443.93 | 400 |  |  | 400 |  |  |  | 0
51739 | 09/09/2020 | 23 |  |  | 62186151 | 8/7/2020 12:00:00 AM | Manufacturer#6 | Manufacturer#6 |  |  | 19.7 | 20 | 10.5 | 10.3 | Variable Speed Mini Split | AC-21563 | 4865.58 | 2615.58 | 3.75 | 600 | 2250 | 92240 | SFM | 1297.488 | 697.488 | 600 |  |  | 2250 |  |  |  | 0
51739 | 09/09/2020 | 24 |  |  | 62186431 | 8/11/2020 12:00:00 AM | Manufacturer#6 | Manufacturer#6 |  |  | 16 | 16 | 10 | 9 | Variable Speed Mini Split | AC-21561 | 843.93 | 443.93 | 1 | 400 | 400 | 91722 | SFM | 843.93 | 443.93 | 400 |  |  | 400 |  |  |  | 0
51739 | 09/09/2020 | 25 |  |  | 62186472 | 8/13/2020 12:00:00 AM | Manufacturer#6 | Manufacturer#6 |  |  | 18 | 18 | 10 | 10.6 | Variable Speed Mini Split | AC-21563 | 1508.63 | 308.63 | 2 | 600 | 1200 | 92223 | SFM | 754.315 | 154.315 | 600 |  |  | 1200 |  |  |  | 0
51739 | 09/09/2020 | 26 |  |  | 62186567-1 | 8/14/2020 12:00:00 AM | Manufacturer#6 | Manufacturer#6 |  |  | 18 | 18 | 10 | 10.6 | Variable Speed Mini Split | AC-21563 | 1471.84 | 271.84 | 2 | 600 | 1200 | 92284 | SFM | 735.92 | 135.92 | 600 |  |  | 1200 |  |  |  | 0
51739 | 09/09/2020 | 27 |  |  | 62186567-2 | 8/14/2020 12:00:00 AM | Manufacturer#6 | Manufacturer#6 |  |  | 18 | 18 | 10 | 10.6 | Variable Speed Mini Split | AC-21563 | 1471.84 | 271.84 | 2 | 600 | 1200 | 92284 | SFM | 735.92 | 135.92 | 600 |  |  | 1200 |  |  |  | 0
51739 | 09/09/2020 | 28 |  |  | 62185284 | 8/17/2020 12:00:00 AM | Manufacturer#6 | Manufacturer#6 |  |  | 18 | 18 | 10 | 10.6 | Variable Speed Mini Split | AC-21563 | 1508.63 | 308.63 | 2 | 600 | 1200 | 92260 | SFM | 754.315 | 154.315 | 600 |  |  | 1200 |  |  |  | 0
51739 | 09/09/2020 | 29 |  |  | 62186744 | 8/18/2020 12:00:00 AM | Manufacturer#6 | Manufacturer#6 |  |  | 19 | 19 | 12.5 | 10.6 | Variable Speed Mini Split | AC-21563 | 1395.23 | 495.23 | 1.5 | 600 | 900 | 92277 | SFM | 930.1533 | 330.1533 | 600 |  |  | 900 |  |  |  | 0
51739 | 09/09/2020 | 30 |  |  | 62186789 | 8/18/2020 12:00:00 AM | Manufacturer#6 | Manufacturer#6 |  |  | 18 | 18 | 10 | 10.6 | Variable Speed Mini Split | AC-21563 | 1508.63 | 308.63 | 2 | 600 | 1200 | 92234 | SFM | 754.315 | 154.315 | 600 |  |  | 1200 |  |  |  | 0
51739 | 09/09/2020 | 31 |  |  | 62186792 | 8/18/2020 12:00:00 AM | Manufacturer#6 | Manufacturer#6 |  |  | 18 | 18 | 10 | 10.6 | Variable Speed Mini Split | AC-21563 | 1508.63 | 308.63 | 2 | 600 | 1200 | 92549 | SFM | 754.315 | 154.315 | 600 |  |  | 1200 |  |  |  | 0
51739 | 09/09/2020 | 32 |  |  | 62186479 | 8/19/2020 12:00:00 AM | Manufacturer#6 | Manufacturer#6 |  |  | 19 | 19 | 12.5 | 10.6 | Variable Speed Mini Split | AC-21563 | 1395.23 | 495.23 | 1.5 | 600 | 900 | 92234 | SFM | 930.1533 | 330.1533 | 600 |  |  | 900 |  |  |  | 0
51739 | 09/09/2020 | 33 |  |  | 62186937-1 | 8/21/2020 12:00:00 AM | Manufacturer#6 | Manufacturer#6 |  |  | 18 | 18 | 10 | 10.6 | Variable Speed Mini Split | AC-21563 | 1508.63 | 308.63 | 2 | 600 | 1200 | 92262 | SFM | 754.315 | 154.315 | 600 |  |  | 1200 |  |  |  | 0
51739 | 09/09/2020 | 34 |  |  | 62186937-2 | 8/21/2020 12:00:00 AM | Manufacturer#6 | Manufacturer#6 |  |  | 18 | 18 | 10 | 10.6 | Variable Speed Mini Split | AC-21563 | 1508.63 | 308.63 | 2 | 600 | 1200 | 92262 | SFM | 754.315 | 154.315 | 600 |  |  | 1200 |  |  |  | 0
51739 | 09/09/2020 | 35 |  |  | 62186950 | 8/24/2020 12:00:00 AM | Manufacturer#6 | Manufacturer#6 |  |  | 19 | 19 | 12.5 | 10.6 | Variable Speed Mini Split | AC-21563 | 1395.23 | 495.23 | 1.5 | 600 | 900 | 92277 | SFM | 930.1533 | 330.1533 | 600 |  |  | 900 |  |  |  | 0
51739 | 09/09/2020 | 36 |  |  | 62186926 | 8/24/2020 12:00:00 AM | Manufacturer#6 | Manufacturer#6 |  |  | 18 | 18 | 10 | 10.6 | Variable Speed Mini Split | AC-21563 | 1508.63 | 308.63 | 2 | 600 | 1200 | 92211 | SFM | 754.315 | 154.315 | 600 |  |  | 1200 |  |  |  | 0
51739 | 09/09/2020 | 37 |  |  | 62187077 | 8/24/2020 12:00:00 AM | Manufacturer#6 | Manufacturer#6 |  |  | 18 | 18 | 10 | 10.6 | Variable Speed Mini Split | AC-21563 | 1508.63 | 308.63 | 2 | 600 | 1200 | 92262 | SFM | 754.315 | 154.315 | 600 |  |  | 1200 |  |  |  | 0
51739 | 09/09/2020 | 38 |  |  | 62187182 | 8/27/2020 12:00:00 AM | Manufacturer#6 | Manufacturer#6 |  |  | 18 | 18 | 10 | 10.6 | Variable Speed Mini Split | AC-21563 | 1508.63 | 308.63 | 2 | 600 | 1200 | 92557 | SFM | 754.315 | 154.315 | 600 |  |  | 1200 |  |  |  | 0
51739 | 09/09/2020 | 39 |  |  | 62187442 | 8/28/2020 12:00:00 AM | Manufacturer#6 | Manufacturer#6 |  |  | 18 | 18 | 10 | 10.6 | Variable Speed Mini Split | AC-21563 | 1508.63 | 308.63 | 2 | 600 | 1200 | 92240 | SFM | 754.315 | 154.315 | 600 |  |  | 1200 |  |  |  | 0
51739 | 09/09/2020 | 40 |  |  | 75047963 | 8/13/2020 12:00:00 AM | Manufacturer#6 | Manufacturer#6 |  |  | 17.5 | 18 | 12.6 | 10.8 | Variable Speed Mini Split | AC-21562 | 2713 | 1713 | 2 | 500 | 1000 | 92882 | SFM | 1356.5 | 856.5 | 500 |  |  | 1000 |  |  |  | 0
51739 | 09/09/2020 | 41 |  |  | 75048439 | 8/21/2020 12:00:00 AM | Manufacturer#6 | Manufacturer#6 |  |  | 18 | 18 | 10 | 10.6 | Variable Speed Mini Split | AC-21563 | 1609.2 | 409.2 | 2 | 600 | 1200 | 92705 | SFM | 804.6 | 204.6 | 600 |  |  | 1200 |  |  |  | 0
51739 | 09/09/2020 | 42 |  |  | 75048615 | 8/24/2020 12:00:00 AM | Manufacturer#6 | Manufacturer#6 |  |  | 19.7 | 20 | 10.5 | 10.3 | Variable Speed Mini Split | AC-21563 | 4506.97 | 2256.97 | 3.75 | 600 | 2250 | 92316 | SFM | 1201.8587 | 601.8587 | 600 |  |  | 2250 |  |  |  | 0
51746 | 09/09/2020 | 1 |  |  | P109901 | 9/9/2020 12:00:00 AM | Manufacturer#6 | Manufacturer#6 |  |  | 16 | 16 | 10 | 9 | Variable Speed Mini Split | AC-21561 | 505 | 105 | 1 | 400 | 400 | 90740 | SFM | 505 | 105 | 400 |  |  | 400 |  |  |  | 0
51746 | 09/09/2020 | 2 |  |  | O47871 | 9/4/2020 12:00:00 AM | Manufacturer#6 | Manufacturer#6 |  |  | 16 | 16 | 10 | 9 | Variable Speed Mini Split | AC-21561 | 505 | 105 | 1 | 400 | 400 | 92683 | SFM | 505 | 105 | 400 |  |  | 400 |  |  |  | 0
51746 | 09/09/2020 | 3 |  |  | O29293 | 9/4/2020 12:00:00 AM | Manufacturer#6 | Manufacturer#6 |  |  | 16 | 16 | 10 | 9 | Variable Speed Mini Split | AC-21561 | 505 | 105 | 1 | 400 | 400 | 92683 | SFM | 505 | 105 | 400 |  |  | 400 |  |  |  | 0
51746 | 09/09/2020 | 4 |  |  | P109136 | 9/10/2020 12:00:00 AM | Manufacturer#6 | Manufacturer#6 |  |  | 18 | 18 | 19 | 9.4 | Variable Speed Mini Split | AC-21562 | 2206 | 706 | 3 | 500 | 1500 | 90808 | SFM | 735.3333 | 235.3333 | 500 |  |  | 1500 |  |  |  | 0
51749 | 08/21/2020 | 8 |  |  | P078402 | 9/2/2020 12:00:00 AM | Manufacturer#6 | Manufacturer#6 |  |  | 18 | 18 | 12.5 | 9.5 | Variable Speed Mini Split | AC-21562 | 1422.47 | 222.47 | 2 | 600 | 1200 | 90254 | SFM | 711.235 | 111.235 | 600 |  |  | 1200 |  |  |  | 0
51749 | 08/21/2020 | 2 |  |  | P0227248 | 8/21/2020 12:00:00 AM | Manufacturer#6 | Manufacturer#6 |  |  | 18 | 18 | 10 | 9.4 | Variable Speed Mini Split | AC-21562 | 2206.12 | 406.12 | 3 | 600 | 1800 | 90815 | SFM | 735.3733 | 135.3733 | 600 |  |  | 1800 |  |  |  | 0
51749 | 08/21/2020 | 3 |  |  | P042910 | 8/26/2020 12:00:00 AM | Manufacturer#6 | Manufacturer#6 |  |  | 18 | 18 | 12.5 | 9.5 | Variable Speed Mini Split | AC-21562 | 1294.16 | 94.16 | 2 | 600 | 1200 | 90061 | SFM | 647.08 | 47.08 | 600 |  |  | 1200 |  |  |  | 0
51749 | 08/21/2020 | 4 |  |  | P023641 | 8/26/2020 12:00:00 AM | Manufacturer#6 | Manufacturer#6 |  |  | 19.7 | 20 | 10.5 | 10.3 | Variable Speed Mini Split | AC-21563 | 2614.51 | 514.51 | 3.5 | 600 | 2100 | 90505 | SFM | 747.0029 | 147.0029 | 600 |  |  | 2100 |  |  |  | 0
51749 | 08/21/2020 | 5 |  |  | P055099 | 8/27/2020 12:00:00 AM | Manufacturer#6 | Manufacturer#6 |  |  | 16 | 16 | 9 | 8.7 | Variable Speed Mini Split | AC-21560 | 2076 | 876 | 3 | 400 | 1200 | 90805 | SFM | 692 | 292 | 400 |  |  | 1200 |  |  |  | 0
51749 | 08/21/2020 | 6 |  |  | P060617 | 8/28/2020 12:00:00 AM | Manufacturer#6 | Manufacturer#6 |  |  | 16 | 16 | 9 | 8.7 | Variable Speed Mini Split | AC-21560 | 2076 | 876 | 3 | 400 | 1200 | 90280 | SFM | 692 | 292 | 400 |  |  | 1200 |  |  |  | 0
51749 | 08/21/2020 | 7 |  |  | P078355 | 9/2/2020 12:00:00 AM | Manufacturer#6 | Manufacturer#6 |  |  | 18 | 18 | 12.5 | 9.5 | Variable Speed Mini Split | AC-21562 | 1422.47 | 222.47 | 2 | 600 | 1200 | 90504 | SFM | 711.235 | 111.235 | 600 |  |  | 1200 |  |  |  | 0
51749 | 08/21/2020 | 1 |  |  | P022796 | 8/21/2020 12:00:00 AM | Manufacturer#6 | Manufacturer#6 |  |  | 18 | 18 | 12.5 | 9.5 | Variable Speed Mini Split | AC-21562 | 1422.47 | 222.47 | 2 | 600 | 1200 | 90807 | SFM | 711.235 | 111.235 | 600 |  |  | 1200 |  |  |  | 0
51760 | 08/15/2020 | 1 |  |  | 73315902-01 | 7/23/2020 12:00:00 AM | Manufacturer#13 | Manufacturer#13 |  |  | 17 | 17 | 11 | 9 | Variable Speed Mini Split | AC-21561 | 1098.65 | 391.98 | 1.77 | 400 | 708 | 93534 | SFM | 620.7062 | 221.4576 | 399.2486 |  |  | 708 |  |  |  | 0
51760 | 08/15/2020 | 2 |  |  | 74220387-00 | 8/5/2020 12:00:00 AM | Manufacturer#13 | Manufacturer#13 |  |  | 19 | 19 | 12.5 | 9 | Variable Speed Mini Split | AC-21561 | 968.58 | 608.58 | 0.91 | 400 | 364 | 93004 | SFM | 1064.3736 | 668.7692 | 395.6044 |  |  | 364 |  |  |  | 0
51760 | 08/15/2020 | 3 |  |  | 74667286-00 | 8/4/2020 12:00:00 AM | Manufacturer#21 | Manufacturer#21 |  |  | 17 | 17 | 9.5 | 9.5 | Variable Speed Mini Split | AC-21562 | 999.25 | 0.75 | 2 | 500 | 1000 | 92392 | SFM | 499.625 | 0.375 | 499.25 |  |  | 1000 |  |  |  | 0
51760 | 08/15/2020 | 4 |  |  | 74667286-00 | 8/4/2020 12:00:00 AM | Manufacturer#21 | Manufacturer#21 |  |  | 17 | 17 | 9.5 | 9.5 | Variable Speed Mini Split | AC-21562 | 999.25 | 0.75 | 2 | 500 | 1000 | 92392 | SFM | 499.625 | 0.375 | 499.25 |  |  | 1000 |  |  |  | 0
51760 | 08/15/2020 | 5 |  |  | 74681855-00 | 8/3/2020 12:00:00 AM | Manufacturer#21 | Manufacturer#21 |  |  | 19 | 19 | 10.5 | 9.5 | Variable Speed Mini Split | AC-21562 | 582.28 | 82.28 | 1 | 500 | 500 | 92404 | SFM | 582.28 | 82.28 | 500 |  |  | 500 |  |  |  | 0
51760 | 08/15/2020 | 6 |  |  | 74682423-00 | 8/7/2020 12:00:00 AM | Manufacturer#21 | Manufacturer#21 |  |  | 17 | 17 | 9.5 | 9.5 | Variable Speed Mini Split | AC-21562 | 1000.25 | 0.25 | 2 | 500 | 1000 | 92374 | SFM | 500.125 | 0.125 | 500 |  |  | 1000 |  |  |  | 0
51760 | 08/15/2020 | 7 |  |  | 74706962-00 | 8/3/2020 12:00:00 AM | Manufacturer#21 | Manufacturer#21 |  |  | 19 | 19 | 10.5 | 9.5 | Variable Speed Mini Split | AC-21562 | 582.28 | 82.28 | 1 | 500 | 500 | 92335 | SFM | 582.28 | 82.28 | 500 |  |  | 500 |  |  |  | 0
51760 | 08/15/2020 | 8 |  |  | 74706962-00 | 8/3/2020 12:00:00 AM | Manufacturer#21 | Manufacturer#21 |  |  | 19 | 19 | 10.5 | 9.5 | Variable Speed Mini Split | AC-21562 | 582.28 | 82.28 | 1 | 500 | 500 | 92335 | SFM | 582.28 | 82.28 | 500 |  |  | 500 |  |  |  | 0
51760 | 08/15/2020 | 9 |  |  | 74706962-00 | 8/3/2020 12:00:00 AM | Manufacturer#21 | Manufacturer#21 |  |  | 19 | 19 | 10.5 | 9.5 | Variable Speed Mini Split | AC-21562 | 582.28 | 82.28 | 1 | 500 | 500 | 92335 | SFM | 582.28 | 82.28 | 500 |  |  | 500 |  |  |  | 0
51760 | 08/15/2020 | 10 |  |  | 74715663-00 | 8/3/2020 12:00:00 AM | Manufacturer#21 | Manufacturer#21 |  |  | 19 | 19 | 10.5 | 9.5 | Variable Speed Mini Split | AC-21562 | 582.28 | 82.28 | 1 | 500 | 500 | 92544 | SFM | 582.28 | 82.28 | 500 |  |  | 500 |  |  |  | 0
51760 | 08/15/2020 | 11 |  |  | 74726852-00 | 8/7/2020 12:00:00 AM | Manufacturer#13 | Manufacturer#13 |  |  | 20.2 | 21 | 10.5 | 11.1 | Variable Speed Mini Split | AC-21563 | 4139.17 | 1793.17 | 3.92 | 600 | 2352 | 91773 | SFM | 1055.9107 | 457.4413 | 598.4694 |  |  | 2352 |  |  |  | 0
51760 | 08/15/2020 | 12 |  |  | 74727360-00 | 8/11/2020 12:00:00 AM | Manufacturer#21 | Manufacturer#21 |  |  | 17 | 17 | 9.5 | 9.5 | Variable Speed Mini Split | AC-21562 | 1000.25 | 0.25 | 2 | 500 | 1000 | 92880 | SFM | 500.125 | 0.125 | 500 |  |  | 1000 |  |  |  | 0
51760 | 08/15/2020 | 13 |  |  | 74735684-00 | 8/4/2020 12:00:00 AM | Manufacturer#13 | Manufacturer#13 |  |  | 17 | 17 | 11 | 9 | Variable Speed Mini Split | AC-21561 | 1098.65 | 98.65 | 1.77 | 400 | 708 | 92404 | SFM | 620.7062 | 55.7345 | 564.9718 |  |  | 708 |  |  |  | 0
51760 | 08/15/2020 | 14 |  |  | 74738798-00 | 8/3/2020 12:00:00 AM | Manufacturer#21 | Manufacturer#21 |  |  | 19 | 19 | 11 | 10 | Variable Speed Mini Split | AC-21563 | 900 | 0 | 1.5 | 600 | 900 | 92585 | SFM | 600 | 0 | 600 |  |  | 900 |  |  |  | 0
51760 | 08/15/2020 | 15 |  |  | 74738934-00 | 8/3/2020 12:00:00 AM | Manufacturer#21 | Manufacturer#21 |  |  | 19 | 19 | 11 | 10 | Variable Speed Mini Split | AC-21563 | 900 | 0 | 1.5 | 600 | 900 | 92683 | SFM | 600 | 0 | 600 |  |  | 900 |  |  |  | 0
51760 | 08/15/2020 | 16 |  |  | 74738978-00 | 8/6/2020 12:00:00 AM | Manufacturer#13 | Manufacturer#13 |  |  | 18 | 18 | 12.7 | 12.5 | Variable Speed Mini Split | AC-21563 | 2619.03 | 1819.03 | 2 | 600 | 1200 | 93535 | SFM | 1309.515 | 909.515 | 400 |  |  | 1200 |  |  |  | 0
51760 | 08/15/2020 | 17 |  |  | 74739109-00 | 8/6/2020 12:00:00 AM | Manufacturer#13 | Manufacturer#13 |  |  | 17 | 17 | 11 | 9 | Variable Speed Mini Split | AC-21561 | 1098.65 | 394.65 | 1.77 | 400 | 708 | 93555 | SFM | 620.7062 | 222.9661 | 397.7401 |  |  | 708 |  |  |  | 0
51760 | 08/15/2020 | 48 |  |  | 74845431-00 | 8/1/2020 12:00:00 AM | Manufacturer#21 | Manufacturer#21 |  |  | 19 | 19 | 11 | 10 | Variable Speed Mini Split | AC-21563 | 900 | 0 | 1.5 | 600 | 900 | 93015 | SFM | 600 | 0 | 600 |  |  | 900 |  |  |  | 0
51760 | 08/15/2020 | 49 |  |  | 74861105-00 | 8/14/2020 12:00:00 AM | Manufacturer#21 | Manufacturer#21 |  |  | 19 | 19 | 11 | 10 | Variable Speed Mini Split | AC-21563 | 900 | 0 | 1.5 | 600 | 900 | 93561 | SFM | 600 | 0 | 600 |  |  | 900 |  |  |  | 0
51760 | 08/15/2020 | 50 |  |  | 74861194-00 | 8/4/2020 12:00:00 AM | Manufacturer#21 | Manufacturer#21 |  |  | 19 | 19 | 11 | 10 | Variable Speed Mini Split | AC-21563 | 900 | -2.8422e-14 | 1.5 | 600 | 900 | 92584 | SFM | 600 | -1.8948e-14 | 600 |  |  | 900 |  |  |  | 0
51760 | 08/15/2020 | 18 |  |  | 74747381-00 | 8/3/2020 12:00:00 AM | Manufacturer#13 | Manufacturer#13 |  |  | 20.2 | 21 | 10.5 | 11.1 | Variable Speed Mini Split | AC-21563 | 4310.76 | 1964.76 | 3.92 | 600 | 2352 | 91104 | SFM | 1099.6837 | 501.2143 | 598.4694 |  |  | 2352 |  |  |  | 0
51760 | 08/15/2020 | 19 |  |  | 74750210-00 | 8/3/2020 12:00:00 AM | Manufacturer#21 | Manufacturer#21 |  |  | 17 | 17 | 9.5 | 9.5 | Variable Speed Mini Split | AC-21562 | 1000 | 0 | 2 | 500 | 1000 | 92584 | SFM | 500 | 0 | 500 |  |  | 1000 |  |  |  | 0
51760 | 08/15/2020 | 20 |  |  | 74753440-00 | 8/3/2020 12:00:00 AM | Manufacturer#21 | Manufacturer#21 |  |  | 17 | 17 | 9.5 | 9.5 | Variable Speed Mini Split | AC-21562 | 1000 | 0 | 2 | 500 | 1000 | 92683 | SFM | 500 | 0 | 500 |  |  | 1000 |  |  |  | 0
51760 | 08/15/2020 | 21 |  |  | 74757463-00 | 8/3/2020 12:00:00 AM | Manufacturer#21 | Manufacturer#21 |  |  | 19 | 19 | 11 | 10 | Variable Speed Mini Split | AC-21563 | 900 | 0 | 1.5 | 600 | 900 | 92804 | SFM | 600 | 0 | 600 |  |  | 900 |  |  |  | 0
51760 | 08/15/2020 | 22 |  |  | 74757631-00 | 8/3/2020 12:00:00 AM | Manufacturer#13 | Manufacturer#13 |  |  | 19 | 19 | 12.5 | 9 | Variable Speed Mini Split | AC-21561 | 968.58 | 608.58 | 0.91 | 400 | 364 | 92804 | SFM | 1064.3736 | 668.7692 | 395.6044 |  |  | 364 |  |  |  | 0
51760 | 08/15/2020 | 23 |  |  | 74765437-00 | 8/3/2020 12:00:00 AM | Manufacturer#21 | Manufacturer#21 |  |  | 19 | 19 | 10.5 | 9.5 | Variable Speed Mini Split | AC-21562 | 582.28 | 82.28 | 1 | 500 | 500 | 92268 | SFM | 582.28 | 82.28 | 500 |  |  | 500 |  |  |  | 0
51760 | 08/15/2020 | 24 |  |  | 74793357-00 | 8/12/2020 12:00:00 AM | Manufacturer#21 | Manufacturer#21 |  |  | 17 | 17 | 9.5 | 9.5 | Variable Speed Mini Split | AC-21562 | 1000 | 0 | 2 | 500 | 1000 | 93536 | SFM | 500 | 0 | 500 |  |  | 1000 |  |  |  | 0
51760 | 08/15/2020 | 25 |  |  | 74803944-00 | 8/12/2020 12:00:00 AM | Manufacturer#21 | Manufacturer#21 |  |  | 17 | 17 | 9.5 | 9.5 | Variable Speed Mini Split | AC-21562 | 1000 | 0 | 2 | 500 | 1000 | 93551 | SFM | 500 | 0 | 500 |  |  | 1000 |  |  |  | 0
51760 | 08/15/2020 | 26 |  |  | 74806612-00 | 8/3/2020 12:00:00 AM | Manufacturer#21 | Manufacturer#21 |  |  | 19 | 19 | 11 | 10 | Variable Speed Mini Split | AC-21563 | 900 | 0 | 1.5 | 600 | 900 | 92504 | SFM | 600 | 0 | 600 |  |  | 900 |  |  |  | 0
51760 | 08/15/2020 | 27 |  |  | 74806698-00 | 8/3/2020 12:00:00 AM | Manufacturer#21 | Manufacturer#21 |  |  | 19 | 19 | 11 | 10 | Variable Speed Mini Split | AC-21563 | 900 | 0 | 1.5 | 600 | 900 | 92504 | SFM | 600 | 0 | 600 |  |  | 900 |  |  |  | 0
51760 | 08/15/2020 | 28 |  |  | 74807883-00 | 8/3/2020 12:00:00 AM | Manufacturer#21 | Manufacturer#21 |  |  | 19 | 19 | 11 | 10 | Variable Speed Mini Split | AC-21563 | 900 | 0 | 1.5 | 600 | 900 | 92404 | SFM | 600 | 0 | 600 |  |  | 900 |  |  |  | 0
51760 | 08/15/2020 | 29 |  |  | 74807986-00 | 8/3/2020 12:00:00 AM | Manufacturer#21 | Manufacturer#21 |  |  | 19 | 19 | 11 | 10 | Variable Speed Mini Split | AC-21563 | 900 | 0 | 1.5 | 600 | 900 | 92404 | SFM | 600 | 0 | 600 |  |  | 900 |  |  |  | 0
51760 | 08/15/2020 | 30 |  |  | 74808465-00 | 8/3/2020 12:00:00 AM | Manufacturer#21 | Manufacturer#21 |  |  | 19 | 19 | 11 | 10 | Variable Speed Mini Split | AC-21563 | 900 | 0 | 1.5 | 600 | 900 | 92530 | SFM | 600 | 0 | 600 |  |  | 900 |  |  |  | 0
51760 | 08/15/2020 | 31 |  |  | 74809435-00 | 8/3/2020 12:00:00 AM | Manufacturer#21 | Manufacturer#21 |  |  | 17 | 17 | 9.5 | 9.5 | Variable Speed Mini Split | AC-21562 | 1000 | 0 | 2 | 500 | 1000 | 92595 | SFM | 500 | 0 | 500 |  |  | 1000 |  |  |  | 0
51760 | 08/15/2020 | 32 |  |  | 74814680-00 | 8/5/2020 12:00:00 AM | Manufacturer#13 | Manufacturer#13 |  |  | 17 | 17 | 11 | 9 | Variable Speed Mini Split | AC-21561 | 1200 | 600 | 1.77 | 400 | 708 | 93536 | SFM | 677.9661 | 338.9831 | 338.9831 |  |  | 708 |  |  |  | 0
51760 | 08/15/2020 | 33 |  |  | 74815150-00 | 8/13/2020 12:00:00 AM | Manufacturer#21 | Manufacturer#21 |  |  | 19 | 19 | 10.5 | 9.5 | Variable Speed Mini Split | AC-21562 | 582.28 | 82.28 | 1 | 500 | 500 | 93534 | SFM | 582.28 | 82.28 | 500 |  |  | 500 |  |  |  | 0
51760 | 08/15/2020 | 34 |  |  | 74816299-00 | 8/4/2020 12:00:00 AM | Manufacturer#21 | Manufacturer#21 |  |  | 17 | 17 | 9.5 | 9.5 | Variable Speed Mini Split | AC-21562 | 1000 | 0 | 2 | 500 | 1000 | 92585 | SFM | 500 | 0 | 500 |  |  | 1000 |  |  |  | 0
51760 | 08/15/2020 | 35 |  |  | 74818904-00 | 8/3/2020 12:00:00 AM | Manufacturer#21 | Manufacturer#21 |  |  | 17 | 17 | 9.5 | 9.5 | Variable Speed Mini Split | AC-21562 | 1000 | 0 | 2 | 500 | 1000 | 92530 | SFM | 500 | 0 | 500 |  |  | 1000 |  |  |  | 0
51760 | 08/15/2020 | 36 |  |  | 74818910-00 | 8/3/2020 12:00:00 AM | Manufacturer#21 | Manufacturer#21 |  |  | 17 | 17 | 9.5 | 9.5 | Variable Speed Mini Split | AC-21562 | 1000 | 0 | 2 | 500 | 1000 | 92530 | SFM | 500 | 0 | 500 |  |  | 1000 |  |  |  | 0
51760 | 08/15/2020 | 37 |  |  | 74818998-00 | 8/12/2020 12:00:00 AM | Manufacturer#21 | Manufacturer#21 |  |  | 17 | 17 | 9.5 | 9.5 | Variable Speed Mini Split | AC-21562 | 1000 | 0 | 2 | 500 | 1000 | 93536 | SFM | 500 | 0 | 500 |  |  | 1000 |  |  |  | 0
51760 | 08/15/2020 | 38 |  |  | 74819021-00 | 8/12/2020 12:00:00 AM | Manufacturer#21 | Manufacturer#21 |  |  | 17 | 17 | 9.5 | 9.5 | Variable Speed Mini Split | AC-21562 | 1000 | 0 | 2 | 500 | 1000 | 93536 | SFM | 500 | 0 | 500 |  |  | 1000 |  |  |  | 0
51760 | 08/15/2020 | 39 |  |  | 74819079-00 | 8/12/2020 12:00:00 AM | Manufacturer#21 | Manufacturer#21 |  |  | 17 | 17 | 9.5 | 9.5 | Variable Speed Mini Split | AC-21562 | 1000 | 0 | 2 | 500 | 1000 | 93536 | SFM | 500 | 0 | 500 |  |  | 1000 |  |  |  | 0
51760 | 08/15/2020 | 40 |  |  | 74819082-00 | 8/12/2020 12:00:00 AM | Manufacturer#21 | Manufacturer#21 |  |  | 17 | 17 | 9.5 | 9.5 | Variable Speed Mini Split | AC-21562 | 1000 | 0 | 2 | 500 | 1000 | 93560 | SFM | 500 | 0 | 500 |  |  | 1000 |  |  |  | 0
51760 | 08/15/2020 | 41 |  |  | 74819162-00 | 8/3/2020 12:00:00 AM | Manufacturer#21 | Manufacturer#21 |  |  | 17 | 17 | 9.5 | 9.5 | Variable Speed Mini Split | AC-21562 | 1000 | 0 | 2 | 500 | 1000 | 92532 | SFM | 500 | 0 | 500 |  |  | 1000 |  |  |  | 0
51760 | 08/15/2020 | 42 |  |  | 74819221-00 | 8/3/2020 12:00:00 AM | Manufacturer#21 | Manufacturer#21 |  |  | 17 | 17 | 9.5 | 9.5 | Variable Speed Mini Split | AC-21562 | 1000 | 0 | 2 | 500 | 1000 | 92532 | SFM | 500 | 0 | 500 |  |  | 1000 |  |  |  | 0
51760 | 08/15/2020 | 43 |  |  | 74837047-00 | 8/3/2020 12:00:00 AM | Manufacturer#21 | Manufacturer#21 |  |  | 17 | 17 | 9.5 | 9.5 | Variable Speed Mini Split | AC-21562 | 1000 | 0 | 2 | 500 | 1000 | 92584 | SFM | 500 | 0 | 500 |  |  | 1000 |  |  |  | 0
51760 | 08/15/2020 | 44 |  |  | 74840351-00 | 8/14/2020 12:00:00 AM | Manufacturer#21 | Manufacturer#21 |  |  | 19 | 19 | 10.5 | 9.5 | Variable Speed Mini Split | AC-21562 | 582.28 | 82.28 | 1 | 500 | 500 | 93501 | SFM | 582.28 | 82.28 | 500 |  |  | 500 |  |  |  | 0
51760 | 08/15/2020 | 45 |  |  | 74841802-00 | 8/3/2020 12:00:00 AM | Manufacturer#21 | Manufacturer#21 |  |  | 17 | 17 | 9.5 | 9.5 | Variable Speed Mini Split | AC-21562 | 1000 | 0 | 2 | 500 | 1000 | 92804 | SFM | 500 | 0 | 500 |  |  | 1000 |  |  |  | 0
51760 | 08/15/2020 | 46 |  |  | 74842287-00 | 8/3/2020 12:00:00 AM | Manufacturer#21 | Manufacturer#21 |  |  | 17 | 17 | 9.5 | 9.5 | Variable Speed Mini Split | AC-21562 | 1000 | 0 | 2 | 500 | 1000 | 92647 | SFM | 500 | 0 | 500 |  |  | 1000 |  |  |  | 0
51760 | 08/15/2020 | 47 |  |  | 74845429-00 | 8/1/2020 12:00:00 AM | Manufacturer#21 | Manufacturer#21 |  |  | 19 | 19 | 11 | 10 | Variable Speed Mini Split | AC-21563 | 900 | 0 | 1.5 | 600 | 900 | 93015 | SFM | 600 | 0 | 600 |  |  | 900 |  |  |  | 0
51761 | 08/15/2020 | 12 |  |  | 75036526-00 | 8/12/2020 12:00:00 AM | Manufacturer#21 | Manufacturer#21 |  |  | 17 | 17 | 9.5 | 9.5 | Variable Speed Mini Split | AC-21562 | 1000.69 | 0.69 | 2 | 500 | 1000 | 92551 | SFM | 500.345 | 0.345 | 500 |  |  | 1000 |  |  |  | 0
51761 | 08/15/2020 | 13 |  |  | 75037061-00 | 8/12/2020 12:00:00 AM | Manufacturer#21 | Manufacturer#21 |  |  | 17 | 17 | 9.5 | 9.5 | Variable Speed Mini Split | AC-21562 | 1000.69 | 0.69 | 2 | 500 | 1000 | 92551 | SFM | 500.345 | 0.345 | 500 |  |  | 1000 |  |  |  | 0
51761 | 08/15/2020 | 14 |  |  | 75037205-00 | 8/12/2020 12:00:00 AM | Manufacturer#21 | Manufacturer#21 |  |  | 17 | 17 | 9.5 | 9.5 | Variable Speed Mini Split | AC-21562 | 1000.69 | 0.69 | 2 | 500 | 1000 | 90620 | SFM | 500.345 | 0.345 | 500 |  |  | 1000 |  |  |  | 0
51761 | 08/15/2020 | 15 |  |  | 75037675-00 | 8/12/2020 12:00:00 AM | Manufacturer#21 | Manufacturer#21 |  |  | 17 | 17 | 9.5 | 9.5 | Variable Speed Mini Split | AC-21562 | 1000.69 | 0.69 | 2 | 500 | 1000 | 92551 | SFM | 500.345 | 0.345 | 500 |  |  | 1000 |  |  |  | 0
51761 | 08/15/2020 | 16 |  |  | 75038056-00 | 8/12/2020 12:00:00 AM | Manufacturer#21 | Manufacturer#21 |  |  | 17 | 17 | 9.5 | 9.5 | Variable Speed Mini Split | AC-21562 | 1000.69 | 0.69 | 2 | 500 | 1000 | 90620 | SFM | 500.345 | 0.345 | 500 |  |  | 1000 |  |  |  | 0
51761 | 08/15/2020 | 17 |  |  | 75040010-00 | 8/12/2020 12:00:00 AM | Manufacturer#21 | Manufacturer#21 |  |  | 17 | 17 | 9.5 | 9.5 | Variable Speed Mini Split | AC-21562 | 1000 | 0 | 2 | 500 | 1000 | 93552 | SFM | 500 | 0 | 500 |  |  | 1000 |  |  |  | 0
51761 | 08/15/2020 | 18 |  |  | 75040018-00 | 8/12/2020 12:00:00 AM | Manufacturer#21 | Manufacturer#21 |  |  | 17 | 17 | 9.5 | 9.5 | Variable Speed Mini Split | AC-21562 | 1000 | 0 | 2 | 500 | 1000 | 93552 | SFM | 500 | 0 | 500 |  |  | 1000 |  |  |  | 0
51761 | 08/15/2020 | 21 |  |  | 75041725-00 | 8/12/2020 12:00:00 AM | Manufacturer#21 | Manufacturer#21 |  |  | 17 | 17 | 9.5 | 9.5 | Variable Speed Mini Split | AC-21562 | 1000.69 | 0.69 | 2 | 500 | 1000 | 90604 | SFM | 500.345 | 0.345 | 500 |  |  | 1000 |  |  |  | 0
51761 | 08/15/2020 | 22 |  |  | 75041794-00 | 8/12/2020 12:00:00 AM | Manufacturer#21 | Manufacturer#21 |  |  | 17 | 17 | 9.5 | 9.5 | Variable Speed Mini Split | AC-21562 | 1000.69 | 0.69 | 2 | 500 | 1000 | 90604 | SFM | 500.345 | 0.345 | 500 |  |  | 1000 |  |  |  | 0
51761 | 08/15/2020 | 23 |  |  | 75042472-00 | 8/12/2020 12:00:00 AM | Manufacturer#21 | Manufacturer#21 |  |  | 17 | 17 | 9.5 | 9.5 | Variable Speed Mini Split | AC-21562 | 1000.25 | 0.25 | 2 | 500 | 1000 | 92509 | SFM | 500.125 | 0.125 | 500 |  |  | 1000 |  |  |  | 0
51761 | 08/15/2020 | 24 |  |  | 75044322-00 | 8/12/2020 12:00:00 AM | Manufacturer#21 | Manufacturer#21 |  |  | 19 | 19 | 10.5 | 9.5 | Variable Speed Mini Split | AC-21562 | 582.28 | 82.28 | 1 | 500 | 500 | 93536 | SFM | 582.28 | 82.28 | 500 |  |  | 500 |  |  |  | 0
51761 | 08/15/2020 | 25 |  |  | 75044770-00 | 8/12/2020 12:00:00 AM | Manufacturer#21 | Manufacturer#21 |  |  | 19 | 19 | 10.5 | 9.5 | Variable Speed Mini Split | AC-21562 | 582.28 | 82.28 | 1 | 500 | 500 | 93539 | SFM | 582.28 | 82.28 | 500 |  |  | 500 |  |  |  | 0
51761 | 08/15/2020 | 26 |  |  | 75048523-00 | 8/12/2020 12:00:00 AM | Manufacturer#21 | Manufacturer#21 |  |  | 17 | 17 | 9.5 | 9.5 | Variable Speed Mini Split | AC-21562 | 1000 | 0 | 2 | 500 | 1000 | 93551 | SFM | 500 | 0 | 500 |  |  | 1000 |  |  |  | 0
51761 | 08/15/2020 | 27 |  |  | 75048533-00 | 8/12/2020 12:00:00 AM | Manufacturer#21 | Manufacturer#21 |  |  | 17 | 17 | 9.5 | 9.5 | Variable Speed Mini Split | AC-21562 | 1000 | 0 | 2 | 500 | 1000 | 93551 | SFM | 500 | 0 | 500 |  |  | 1000 |  |  |  | 0
51761 | 08/15/2020 | 28 |  |  | 75049217-00 | 8/12/2020 12:00:00 AM | Manufacturer#21 | Manufacturer#21 |  |  | 19 | 19 | 10.5 | 9.5 | Variable Speed Mini Split | AC-21562 | 582.28 | 82.28 | 1 | 500 | 500 | 92377 | SFM | 582.28 | 82.28 | 500 |  |  | 500 |  |  |  | 0
51761 | 08/15/2020 | 29 |  |  | 75049350-00 | 8/12/2020 12:00:00 AM | Manufacturer#21 | Manufacturer#21 |  |  | 17 | 17 | 9.5 | 9.5 | Variable Speed Mini Split | AC-21562 | 1000.69 | 0.69 | 2 | 500 | 1000 | 92887 | SFM | 500.345 | 0.345 | 500 |  |  | 1000 |  |  |  | 0
51761 | 08/15/2020 | 30 |  |  | 75050224-00 | 8/12/2020 12:00:00 AM | Manufacturer#21 | Manufacturer#21 |  |  | 17 | 17 | 9.5 | 9.5 | Variable Speed Mini Split | AC-21562 | 1000.69 | 0.69 | 2 | 500 | 1000 | 92887 | SFM | 500.345 | 0.345 | 500 |  |  | 1000 |  |  |  | 0
51761 | 08/15/2020 | 31 |  |  | 75050619-00 | 8/12/2020 12:00:00 AM | Manufacturer#21 | Manufacturer#21 |  |  | 17 | 17 | 9.5 | 9.5 | Variable Speed Mini Split | AC-21562 | 1000.69 | 0.69 | 2 | 500 | 1000 | 92887 | SFM | 500.345 | 0.345 | 500 |  |  | 1000 |  |  |  | 0
51761 | 08/15/2020 | 32 |  |  | 75051798-00 | 8/12/2020 12:00:00 AM | Manufacturer#21 | Manufacturer#21 |  |  | 19 | 19 | 10.5 | 9.5 | Variable Speed Mini Split | AC-21562 | 582.28 | 82.28 | 1 | 500 | 500 | 93060 | SFM | 582.28 | 82.28 | 500 |  |  | 500 |  |  |  | 0
51761 | 08/15/2020 | 33 |  |  | 75051885-00 | 8/12/2020 12:00:00 AM | Manufacturer#21 | Manufacturer#21 |  |  | 19 | 19 | 10.5 | 9.5 | Variable Speed Mini Split | AC-21562 | 582.28 | 82.28 | 1 | 500 | 500 | 93060 | SFM | 582.28 | 82.28 | 500 |  |  | 500 |  |  |  | 0
51761 | 08/15/2020 | 19 |  |  | 75040955-00 | 8/12/2020 12:00:00 AM | Manufacturer#21 | Manufacturer#21 |  |  | 17 | 17 | 9.5 | 9.5 | Variable Speed Mini Split | AC-21562 | 1000.69 | 0.69 | 2 | 500 | 1000 | 90604 | SFM | 500.345 | 0.345 | 500 |  |  | 1000 |  |  |  | 0
51761 | 08/15/2020 | 20 |  |  | 75041123-00 | 8/12/2020 12:00:00 AM | Manufacturer#21 | Manufacturer#21 |  |  | 19 | 19 | 10.5 | 9.5 | Variable Speed Mini Split | AC-21562 | 582.28 | 82.28 | 1 | 500 | 500 | 90403 | SFM | 582.28 | 82.28 | 500 |  |  | 500 |  |  |  | 0
51761 | 08/15/2020 | 34 |  |  | 75051942-00 | 8/12/2020 12:00:00 AM | Manufacturer#21 | Manufacturer#21 |  |  | 19 | 19 | 10.5 | 9.5 | Variable Speed Mini Split | AC-21562 | 582.28 | 82.28 | 1 | 500 | 500 | 93060 | SFM | 582.28 | 82.28 | 500 |  |  | 500 |  |  |  | 0
51761 | 08/15/2020 | 35 |  |  | 75059693-00 | 8/13/2020 12:00:00 AM | Manufacturer#21 | Manufacturer#21 |  |  | 19 | 19 | 11 | 10 | Variable Speed Mini Split | AC-21563 | 900 | -2.8422e-14 | 1.5 | 600 | 900 | 90620 | SFM | 600 | -1.8948e-14 | 600 |  |  | 900 |  |  |  | 0
51761 | 08/15/2020 | 36 |  |  | 75060663-00 | 8/13/2020 12:00:00 AM | Manufacturer#21 | Manufacturer#21 |  |  | 17 | 17 | 9.5 | 9.5 | Variable Speed Mini Split | AC-21562 | 1000.69 | 0.69 | 2 | 500 | 1000 | 91710 | SFM | 500.345 | 0.345 | 500 |  |  | 1000 |  |  |  | 0
51761 | 08/15/2020 | 37 |  |  | 75060681-00 | 8/13/2020 12:00:00 AM | Manufacturer#21 | Manufacturer#21 |  |  | 17 | 17 | 9.5 | 9.5 | Variable Speed Mini Split | AC-21562 | 1000.69 | 0.69 | 2 | 500 | 1000 | 91710 | SFM | 500.345 | 0.345 | 500 |  |  | 1000 |  |  |  | 0
51761 | 08/15/2020 | 38 |  |  | 75061532-00 | 8/13/2020 12:00:00 AM | Manufacturer#21 | Manufacturer#21 |  |  | 17 | 17 | 9.5 | 9.5 | Variable Speed Mini Split | AC-21562 | 1000.69 | 0.69 | 2 | 500 | 1000 | 90631 | SFM | 500.345 | 0.345 | 500 |  |  | 1000 |  |  |  | 0
51761 | 08/15/2020 | 39 |  |  | 75061560-00 | 8/13/2020 12:00:00 AM | Manufacturer#21 | Manufacturer#21 |  |  | 17 | 17 | 9.5 | 9.5 | Variable Speed Mini Split | AC-21562 | 1000.69 | 0.69 | 2 | 500 | 1000 | 91710 | SFM | 500.345 | 0.345 | 500 |  |  | 1000 |  |  |  | 0
51761 | 08/15/2020 | 40 |  |  | 75061891-00 | 8/14/2020 12:00:00 AM | Manufacturer#21 | Manufacturer#21 |  |  | 19 | 19 | 11 | 10 | Variable Speed Mini Split | AC-21563 | 900 | 0 | 1.5 | 600 | 900 | 93535 | SFM | 600 | 0 | 600 |  |  | 900 |  |  |  | 0
51761 | 08/15/2020 | 41 |  |  | 75061906-00 | 8/14/2020 12:00:00 AM | Manufacturer#21 | Manufacturer#21 |  |  | 19 | 19 | 11 | 10 | Variable Speed Mini Split | AC-21563 | 900 | 0 | 1.5 | 600 | 900 | 93535 | SFM | 600 | 0 | 600 |  |  | 900 |  |  |  | 0
51761 | 08/15/2020 | 1 |  |  | 75023476-00 | 8/13/2020 12:00:00 AM | Manufacturer#21 | Manufacturer#21 |  |  | 17 | 17 | 9.5 | 9.5 | Variable Speed Mini Split | AC-21562 | 1000.69 | 0.69 | 2 | 500 | 1000 | 92562 | SFM | 500.345 | 0.345 | 500 |  |  | 1000 |  |  |  | 0
51761 | 08/15/2020 | 2 |  |  | 75023498-00 | 8/13/2020 12:00:00 AM | Manufacturer#21 | Manufacturer#21 |  |  | 17 | 17 | 9.5 | 9.5 | Variable Speed Mini Split | AC-21562 | 1000.69 | 0.69 | 2 | 500 | 1000 | 92562 | SFM | 500.345 | 0.345 | 500 |  |  | 1000 |  |  |  | 0
51761 | 08/15/2020 | 3 |  |  | 75023520-00 | 8/13/2020 12:00:00 AM | Manufacturer#21 | Manufacturer#21 |  |  | 17 | 17 | 9.5 | 9.5 | Variable Speed Mini Split | AC-21562 | 1000.69 | 0.69 | 2 | 500 | 1000 | 92562 | SFM | 500.345 | 0.345 | 500 |  |  | 1000 |  |  |  | 0
51761 | 08/15/2020 | 4 |  |  | 75023545-00 | 8/13/2020 12:00:00 AM | Manufacturer#21 | Manufacturer#21 |  |  | 17 | 17 | 9.5 | 9.5 | Variable Speed Mini Split | AC-21562 | 1000.69 | 0.69 | 2 | 500 | 1000 | 92562 | SFM | 500.345 | 0.345 | 500 |  |  | 1000 |  |  |  | 0
51761 | 08/15/2020 | 5 |  |  | 75023607-00 | 8/11/2020 12:00:00 AM | Manufacturer#21 | Manufacturer#21 |  |  | 17 | 17 | 9.5 | 9.5 | Variable Speed Mini Split | AC-21562 | 1000 | 0 | 2 | 500 | 1000 | 91387 | SFM | 500 | 0 | 500 |  |  | 1000 |  |  |  | 0
51761 | 08/15/2020 | 6 |  |  | 75024249-00 | 8/11/2020 12:00:00 AM | Manufacturer#21 | Manufacturer#21 |  |  | 17 | 17 | 9.5 | 9.5 | Variable Speed Mini Split | AC-21562 | 1000 | 0 | 2 | 500 | 1000 | 91387 | SFM | 500 | 0 | 500 |  |  | 1000 |  |  |  | 0
51761 | 08/15/2020 | 7 |  |  | 75024403-00 | 8/14/2020 12:00:00 AM | Manufacturer#13 | Manufacturer#13 |  |  | 17 | 17 | 11 | 9 | Variable Speed Mini Split | AC-21561 | 1098.65 | 394.65 | 1.77 | 400 | 708 | 92345 | SFM | 620.7062 | 222.9661 | 397.7401 |  |  | 708 |  |  |  | 0
51761 | 08/15/2020 | 8 |  |  | 75024739-00 | 8/11/2020 12:00:00 AM | Manufacturer#21 | Manufacturer#21 |  |  | 17 | 17 | 9.5 | 9.5 | Variable Speed Mini Split | AC-21562 | 1000 | 0 | 2 | 500 | 1000 | 92584 | SFM | 500 | 0 | 500 |  |  | 1000 |  |  |  | 0
51761 | 08/15/2020 | 9 |  |  | 75025063-00 | 8/11/2020 12:00:00 AM | Manufacturer#21 | Manufacturer#21 |  |  | 19 | 19 | 11 | 10 | Variable Speed Mini Split | AC-21563 | 900 | 0 | 1.5 | 600 | 900 | 92584 | SFM | 600 | 0 | 600 |  |  | 900 |  |  |  | 0
51761 | 08/15/2020 | 10 |  |  | 75025379-00 | 8/11/2020 12:00:00 AM | Manufacturer#13 | Manufacturer#13 |  |  | 17 | 17 | 11 | 9 | Variable Speed Mini Split | AC-21561 | 1098.65 | 394.65 | 1.77 | 400 | 708 | 92571 | SFM | 620.7062 | 222.9661 | 397.7401 |  |  | 708 |  |  |  | 0
51761 | 08/15/2020 | 11 |  |  | 75026126-00 | 8/14/2020 12:00:00 AM | Manufacturer#21 | Manufacturer#21 |  |  | 17 | 17 | 9.5 | 9.5 | Variable Speed Mini Split | AC-21562 | 1000 | 0 | 2 | 500 | 1000 | 92587 | SFM | 500 | 0 | 500 |  |  | 1000 |  |  |  | 0
51761 | 08/15/2020 | 42 |  |  | 75062047-00 | 8/13/2020 12:00:00 AM | Manufacturer#21 | Manufacturer#21 |  |  | 19 | 19 | 10.5 | 9.5 | Variable Speed Mini Split | AC-21562 | 582.28 | 82.28 | 1 | 500 | 500 | 92407 | SFM | 582.28 | 82.28 | 500 |  |  | 500 |  |  |  | 0
51761 | 08/15/2020 | 43 |  |  | 75062157-00 | 8/13/2020 12:00:00 AM | Manufacturer#21 | Manufacturer#21 |  |  | 17 | 17 | 9.5 | 9.5 | Variable Speed Mini Split | AC-21562 | 1000.69 | 0.69 | 2 | 500 | 1000 | 90631 | SFM | 500.345 | 0.345 | 500 |  |  | 1000 |  |  |  | 0
51761 | 08/15/2020 | 44 |  |  | 75062314-00 | 8/13/2020 12:00:00 AM | Manufacturer#21 | Manufacturer#21 |  |  | 17 | 17 | 9.5 | 9.5 | Variable Speed Mini Split | AC-21562 | 1000.69 | 0.69 | 2 | 500 | 1000 | 90631 | SFM | 500.345 | 0.345 | 500 |  |  | 1000 |  |  |  | 0
51761 | 08/15/2020 | 45 |  |  | 75062481-00 | 8/13/2020 12:00:00 AM | Manufacturer#21 | Manufacturer#21 |  |  | 19 | 19 | 10.5 | 9.5 | Variable Speed Mini Split | AC-21562 | 582.28 | 82.28 | 1 | 500 | 500 | 92407 | SFM | 582.28 | 82.28 | 500 |  |  | 500 |  |  |  | 0
51761 | 08/15/2020 | 46 |  |  | 75063057-00 | 8/13/2020 12:00:00 AM | Manufacturer#21 | Manufacturer#21 |  |  | 19 | 19 | 10.5 | 9.5 | Variable Speed Mini Split | AC-21562 | 582.28 | 82.28 | 1 | 500 | 500 | 92316 | SFM | 582.28 | 82.28 | 500 |  |  | 500 |  |  |  | 0
51761 | 08/15/2020 | 47 |  |  | 75064199-00 | 8/13/2020 12:00:00 AM | Manufacturer#21 | Manufacturer#21 |  |  | 19 | 19 | 11 | 10 | Variable Speed Mini Split | AC-21563 | 901 | 1 | 1.5 | 600 | 900 | 90650 | SFM | 600.6667 | 0.66667 | 600 |  |  | 900 |  |  |  | 0
51761 | 08/15/2020 | 48 |  |  | 75066056-00 | 8/13/2020 12:00:00 AM | Manufacturer#21 | Manufacturer#21 |  |  | 17 | 17 | 9.5 | 9.5 | Variable Speed Mini Split | AC-21562 | 1000 | 0 | 2 | 500 | 1000 | 93552 | SFM | 500 | 0 | 500 |  |  | 1000 |  |  |  | 0
51761 | 08/15/2020 | 49 |  |  | 75071159-00 | 8/13/2020 12:00:00 AM | Manufacturer#21 | Manufacturer#21 |  |  | 17 | 17 | 9.5 | 9.5 | Variable Speed Mini Split | AC-21562 | 1001 | 1 | 2 | 500 | 1000 | 90001 | SFM | 500.5 | 0.5 | 500 |  |  | 1000 |  |  |  | 0
51761 | 08/15/2020 | 50 |  |  | 75071941-00 | 8/13/2020 12:00:00 AM | Manufacturer#21 | Manufacturer#21 |  |  | 17 | 17 | 9.5 | 9.5 | Variable Speed Mini Split | AC-21562 | 1001 | 1 | 2 | 500 | 1000 | 90033 | SFM | 500.5 | 0.5 | 500 |  |  | 1000 |  |  |  | 0
51762 | 08/15/2020 | 11 |  |  | 75076778-00 | 8/13/2020 12:00:00 AM | Manufacturer#21 | Manufacturer#21 |  |  | 17 | 17 | 9.5 | 9.5 | Variable Speed Mini Split | AC-21562 | 1001.05 | 1.05 | 2 | 500 | 1000 | 92336 | SFM | 500.525 | 0.525 | 500 |  |  | 1000 |  |  |  | 0
51762 | 08/15/2020 | 12 |  |  | 75085700-00 | 8/14/2020 12:00:00 AM | Manufacturer#21 | Manufacturer#21 |  |  | 17 | 17 | 9.5 | 9.5 | Variable Speed Mini Split | AC-21562 | 1000 | 0 | 2 | 500 | 1000 | 92562 | SFM | 500 | 0 | 500 |  |  | 1000 |  |  |  | 0
51762 | 08/15/2020 | 13 |  |  | 75085892-00 | 8/14/2020 12:00:00 AM | Manufacturer#21 | Manufacturer#21 |  |  | 17 | 17 | 9.5 | 9.5 | Variable Speed Mini Split | AC-21562 | 1000 | 0 | 2 | 500 | 1000 | 92562 | SFM | 500 | 0 | 500 |  |  | 1000 |  |  |  | 0
51762 | 08/15/2020 | 14 |  |  | 75089196-00 | 8/14/2020 12:00:00 AM | Manufacturer#13 | Manufacturer#13 |  |  | 17 | 17 | 11 | 9 | Variable Speed Mini Split | AC-21561 | 1098.65 | 394.65 | 1.77 | 400 | 708 | 92879 | SFM | 620.7062 | 222.9661 | 397.7401 |  |  | 708 |  |  |  | 0
51762 | 08/15/2020 | 15 |  |  | 75091016-00 | 8/14/2020 12:00:00 AM | Manufacturer#21 | Manufacturer#21 |  |  | 19 | 19 | 10.5 | 9.5 | Variable Speed Mini Split | AC-21562 | 582.28 | 82.28 | 1 | 500 | 500 | 92555 | SFM | 582.28 | 82.28 | 500 |  |  | 500 |  |  |  | 0
51762 | 08/15/2020 | 16 |  |  | 75091194-00 | 8/14/2020 12:00:00 AM | Manufacturer#21 | Manufacturer#21 |  |  | 19 | 19 | 11 | 10 | Variable Speed Mini Split | AC-21563 | 900 | 0 | 1.5 | 600 | 900 | 92555 | SFM | 600 | 0 | 600 |  |  | 900 |  |  |  | 0
51762 | 08/15/2020 | 17 |  |  | 75091274-00 | 8/14/2020 12:00:00 AM | Manufacturer#21 | Manufacturer#21 |  |  | 19 | 19 | 11 | 10 | Variable Speed Mini Split | AC-21563 | 900 | -2.8422e-14 | 1.5 | 600 | 900 | 93065 | SFM | 600 | -1.8948e-14 | 600 |  |  | 900 |  |  |  | 0
51762 | 08/15/2020 | 18 |  |  | 75094276-00 | 8/14/2020 12:00:00 AM | Manufacturer#21 | Manufacturer#21 |  |  | 19 | 19 | 11.5 | 10 | Variable Speed Mini Split | AC-21563 | 542.05 | 92.05 | 0.75 | 600 | 450 | 93305 | SFM | 722.7333 | 122.7333 | 600 |  |  | 450 |  |  |  | 0
51762 | 08/15/2020 | 19 |  |  | 75097595-00 | 8/14/2020 12:00:00 AM | Manufacturer#21 | Manufacturer#21 |  |  | 19 | 19 | 10.5 | 9.5 | Variable Speed Mini Split | AC-21562 | 582.28 | 82.28 | 1 | 500 | 500 | 92352 | SFM | 582.28 | 82.28 | 500 |  |  | 500 |  |  |  | 0
51762 | 08/15/2020 | 20 |  |  | 75097982-00 | 8/14/2020 12:00:00 AM | Manufacturer#21 | Manufacturer#21 |  |  | 19 | 19 | 10.5 | 9.5 | Variable Speed Mini Split | AC-21562 | 582.28 | 82.28 | 1 | 500 | 500 | 92352 | SFM | 582.28 | 82.28 | 500 |  |  | 500 |  |  |  | 0
51762 | 08/15/2020 | 4 |  |  | 75074252-00 | 8/13/2020 12:00:00 AM | Manufacturer#21 | Manufacturer#21 |  |  | 17 | 17 | 9.5 | 9.5 | Variable Speed Mini Split | AC-21562 | 1000 | 0 | 2 | 500 | 1000 | 93532 | SFM | 500 | 0 | 500 |  |  | 1000 |  |  |  | 0
51762 | 08/15/2020 | 5 |  |  | 75074266-00 | 8/13/2020 12:00:00 AM | Manufacturer#21 | Manufacturer#21 |  |  | 17 | 17 | 9.5 | 9.5 | Variable Speed Mini Split | AC-21562 | 1000 | 0 | 2 | 500 | 1000 | 93532 | SFM | 500 | 0 | 500 |  |  | 1000 |  |  |  | 0
51762 | 08/15/2020 | 6 |  |  | 75074649-00 | 8/13/2020 12:00:00 AM | Manufacturer#21 | Manufacturer#21 |  |  | 19 | 19 | 11 | 10 | Variable Speed Mini Split | AC-21563 | 901 | 1 | 1.5 | 600 | 900 | 90001 | SFM | 600.6667 | 0.66667 | 600 |  |  | 900 |  |  |  | 0
51762 | 08/15/2020 | 7 |  |  | 75074677-00 | 8/13/2020 12:00:00 AM | Manufacturer#21 | Manufacturer#21 |  |  | 19 | 19 | 11 | 10 | Variable Speed Mini Split | AC-21563 | 901 | 1 | 1.5 | 600 | 900 | 90001 | SFM | 600.6667 | 0.66667 | 600 |  |  | 900 |  |  |  | 0
51762 | 08/15/2020 | 8 |  |  | 75074747-00 | 8/13/2020 12:00:00 AM | Manufacturer#21 | Manufacturer#21 |  |  | 19 | 19 | 11 | 10 | Variable Speed Mini Split | AC-21563 | 901 | 1 | 1.5 | 600 | 900 | 91706 | SFM | 600.6667 | 0.66667 | 600 |  |  | 900 |  |  |  | 0
51762 | 08/15/2020 | 9 |  |  | 75074751-00 | 8/13/2020 12:00:00 AM | Manufacturer#21 | Manufacturer#21 |  |  | 19 | 19 | 11 | 10 | Variable Speed Mini Split | AC-21563 | 901 | 1 | 1.5 | 600 | 900 | 91706 | SFM | 600.6667 | 0.66667 | 600 |  |  | 900 |  |  |  | 0
51762 | 08/15/2020 | 10 |  |  | 75075203-00 | 8/14/2020 12:00:00 AM | Manufacturer#21 | Manufacturer#21 |  |  | 17 | 17 | 9.5 | 9.5 | Variable Speed Mini Split | AC-21562 | 1000 | 0 | 2 | 500 | 1000 | 91350 | SFM | 500 | 0 | 500 |  |  | 1000 |  |  |  | 0
51762 | 08/15/2020 | 21 |  |  | 75098253-00 | 8/14/2020 12:00:00 AM | Manufacturer#21 | Manufacturer#21 |  |  | 19 | 19 | 11 | 10 | Variable Speed Mini Split | AC-21563 | 900 | 0 | 1.5 | 600 | 900 | 93308 | SFM | 600 | 0 | 600 |  |  | 900 |  |  |  | 0
51762 | 08/15/2020 | 22 |  |  | 75100116-00 | 8/14/2020 12:00:00 AM | Manufacturer#21 | Manufacturer#21 |  |  | 17 | 17 | 9.5 | 9.5 | Variable Speed Mini Split | AC-21562 | 1000 | 0 | 2 | 500 | 1000 | 92324 | SFM | 500 | 0 | 500 |  |  | 1000 |  |  |  | 0
51762 | 08/15/2020 | 23 |  |  | 75100234-00 | 8/14/2020 12:00:00 AM | Manufacturer#21 | Manufacturer#21 |  |  | 19 | 19 | 10.5 | 9.5 | Variable Speed Mini Split | AC-21562 | 582.28 | 82.28 | 1 | 500 | 500 | 92324 | SFM | 582.28 | 82.28 | 500 |  |  | 500 |  |  |  | 0
51762 | 08/15/2020 | 24 |  |  | 75100332-00 | 8/14/2020 12:00:00 AM | Manufacturer#21 | Manufacturer#21 |  |  | 19 | 19 | 10.5 | 9.5 | Variable Speed Mini Split | AC-21562 | 582.28 | 82.28 | 1 | 500 | 500 | 92324 | SFM | 582.28 | 82.28 | 500 |  |  | 500 |  |  |  | 0
51762 | 08/15/2020 | 25 |  |  | 75100386-00 | 8/14/2020 12:00:00 AM | Manufacturer#21 | Manufacturer#21 |  |  | 17 | 17 | 9.5 | 9.5 | Variable Speed Mini Split | AC-21562 | 1000 | 0 | 2 | 500 | 1000 | 92324 | SFM | 500 | 0 | 500 |  |  | 1000 |  |  |  | 0
51762 | 08/15/2020 | 26 |  |  | 75100558-00 | 8/14/2020 12:00:00 AM | Manufacturer#21 | Manufacturer#21 |  |  | 19 | 19 | 11 | 10 | Variable Speed Mini Split | AC-21563 | 900 | 0 | 1.5 | 600 | 900 | 93035 | SFM | 600 | 0 | 600 |  |  | 900 |  |  |  | 0
51762 | 08/15/2020 | 27 |  |  | 75100569-00 | 8/15/2020 12:00:00 AM | Manufacturer#21 | Manufacturer#21 |  |  | 19 | 19 | 10.5 | 9.5 | Variable Speed Mini Split | AC-21562 | 582.28 | 82.28 | 1 | 500 | 500 | 93277 | SFM | 582.28 | 82.28 | 500 |  |  | 500 |  |  |  | 0
51762 | 08/15/2020 | 28 |  |  | 75103270-00 | 8/15/2020 12:00:00 AM | Manufacturer#21 | Manufacturer#21 |  |  | 19 | 19 | 10.5 | 9.5 | Variable Speed Mini Split | AC-21562 | 582.28 | 82.28 | 1 | 500 | 500 | 93536 | SFM | 582.28 | 82.28 | 500 |  |  | 500 |  |  |  | 0
51762 | 08/15/2020 | 1 |  |  | 75072328-00 | 8/13/2020 12:00:00 AM | Manufacturer#21 | Manufacturer#21 |  |  | 19 | 19 | 11 | 10 | Variable Speed Mini Split | AC-21563 | 901 | 1 | 1.5 | 600 | 900 | 92336 | SFM | 600.6667 | 0.66667 | 600 |  |  | 900 |  |  |  | 0
51762 | 08/15/2020 | 2 |  |  | 75072331-00 | 8/13/2020 12:00:00 AM | Manufacturer#21 | Manufacturer#21 |  |  | 19 | 19 | 11 | 10 | Variable Speed Mini Split | AC-21563 | 901 | 1 | 1.5 | 600 | 900 | 92336 | SFM | 600.6667 | 0.66667 | 600 |  |  | 900 |  |  |  | 0
51762 | 08/15/2020 | 3 |  |  | 75072454-00 | 8/13/2020 12:00:00 AM | Manufacturer#21 | Manufacturer#21 |  |  | 19 | 19 | 11 | 10 | Variable Speed Mini Split | AC-21563 | 901 | 1 | 1.5 | 600 | 900 | 91706 | SFM | 600.6667 | 0.66667 | 600 |  |  | 900 |  |  |  | 0
51763 | 08/15/2020 | 29 |  |  | 74937920-00 | 8/7/2020 12:00:00 AM | Manufacturer#13 | Manufacturer#13 |  |  | 17 | 17 | 10.5 | 9 | Variable Speed Mini Split | AC-21561 | 920.2 | 320.2 | 1.5 | 400 | 600 | 93555 | SFM | 613.4667 | 213.4667 | 400 |  |  | 600 |  |  |  | 0
51763 | 08/15/2020 | 30 |  |  | 74946790-00 | 8/14/2020 12:00:00 AM | Manufacturer#21 | Manufacturer#21 |  |  | 19 | 19 | 10.5 | 9.5 | Variable Speed Mini Split | AC-21562 | 582.28 | 82.28 | 1 | 500 | 500 | 93561 | SFM | 582.28 | 82.28 | 500 |  |  | 500 |  |  |  | 0
51763 | 08/15/2020 | 31 |  |  | 74947008-00 | 8/6/2020 12:00:00 AM | Manufacturer#21 | Manufacturer#21 |  |  | 19 | 19 | 10.5 | 9.5 | Variable Speed Mini Split | AC-21562 | 582.28 | 82.28 | 1 | 500 | 500 | 92570 | SFM | 582.28 | 82.28 | 500 |  |  | 500 |  |  |  | 0
51763 | 08/15/2020 | 32 |  |  | 74947069-00 | 8/6/2020 12:00:00 AM | Manufacturer#21 | Manufacturer#21 |  |  | 19 | 19 | 10.5 | 9.5 | Variable Speed Mini Split | AC-21562 | 582.28 | 82.28 | 1 | 500 | 500 | 92570 | SFM | 582.28 | 82.28 | 500 |  |  | 500 |  |  |  | 0
51763 | 08/15/2020 | 33 |  |  | 74947263-00 | 8/12/2020 12:00:00 AM | Manufacturer#13 | Manufacturer#13 |  |  | 17 | 17 | 11 | 9 | Variable Speed Mini Split | AC-21561 | 1098.65 | 394.65 | 1.77 | 400 | 708 | 93545 | SFM | 620.7062 | 222.9661 | 397.7401 |  |  | 708 |  |  |  | 0
51763 | 08/15/2020 | 39 |  |  | 74969337-00 | 8/7/2020 12:00:00 AM | Manufacturer#21 | Manufacturer#21 |  |  | 17 | 17 | 9.5 | 9.5 | Variable Speed Mini Split | AC-21562 | 1000.69 | 0.69 | 2 | 500 | 1000 | 92866 | SFM | 500.345 | 0.345 | 500 |  |  | 1000 |  |  |  | 0
51763 | 08/15/2020 | 47 |  |  | 74993253-00 | 8/15/2020 12:00:00 AM | Manufacturer#21 | Manufacturer#21 |  |  | 17.7 | 18 | 11 | 9.8 | Variable Speed Mini Split | AC-21562 | 750 | 0 | 1.5 | 500 | 750 | 93274 | SFM | 500 | 0 | 500 |  |  | 750 |  |  |  | 0
51763 | 08/15/2020 | 40 |  |  | 74969505-00 | 8/14/2020 12:00:00 AM | Manufacturer#21 | Manufacturer#21 |  |  | 19 | 19 | 11 | 10 | Variable Speed Mini Split | AC-21563 | 900 | 0 | 1.5 | 600 | 900 | 93536 | SFM | 600 | 0 | 600 |  |  | 900 |  |  |  | 0
51763 | 08/15/2020 | 41 |  |  | 74970075-00 | 8/7/2020 12:00:00 AM | Manufacturer#21 | Manufacturer#21 |  |  | 19 | 19 | 10.5 | 9.5 | Variable Speed Mini Split | AC-21562 | 582.28 | 82.28 | 1 | 500 | 500 | 93256 | SFM | 582.28 | 82.28 | 500 |  |  | 500 |  |  |  | 0
51763 | 08/15/2020 | 42 |  |  | 74970171-00 | 8/7/2020 12:00:00 AM | Manufacturer#21 | Manufacturer#21 |  |  | 19 | 19 | 10.5 | 9.5 | Variable Speed Mini Split | AC-21562 | 582.27 | 82.27 | 1 | 500 | 500 | 93256 | SFM | 582.27 | 82.27 | 500 |  |  | 500 |  |  |  | 0
51763 | 08/15/2020 | 34 |  |  | 74956493-00 | 8/7/2020 12:00:00 AM | Manufacturer#13 | Manufacturer#13 |  |  | 20 | 20 | 12.5 | 10.6 | Variable Speed Mini Split | AC-21563 | 2039.28 | 971.28 | 1.78 | 600 | 1068 | 93023 | SFM | 1145.6629 | 545.6629 | 600 |  |  | 1068 |  |  |  | 0
51763 | 08/15/2020 | 35 |  |  | 74956732-00 | 8/7/2020 12:00:00 AM | Manufacturer#21 | Manufacturer#21 |  |  | 19 | 19 | 10.5 | 9.5 | Variable Speed Mini Split | AC-21562 | 582.28 | 82.28 | 1 | 500 | 500 | 90046 | SFM | 582.28 | 82.28 | 500 |  |  | 500 |  |  |  | 0
51763 | 08/15/2020 | 1 |  |  | 74861866-00 | 8/3/2020 12:00:00 AM | Manufacturer#21 | Manufacturer#21 |  |  | 17.7 | 18 | 11 | 9.8 | Variable Speed Mini Split | AC-21562 | 2750 | 0 | 1.5 | 500 | 750 | 90603 | SFM | 1833.3333 | 0 | 1833.3333 |  |  | 750 |  |  |  | 0
51763 | 08/15/2020 | 2 |  |  | 74864247-00 | 8/4/2020 12:00:00 AM | Manufacturer#21 | Manufacturer#21 |  |  | 19 | 19 | 11 | 10 | Variable Speed Mini Split | AC-21563 | 900 | -2.8422e-14 | 1.5 | 600 | 900 | 92586 | SFM | 600 | -1.8948e-14 | 600 |  |  | 900 |  |  |  | 0
51763 | 08/15/2020 | 3 |  |  | 74865979-00 | 8/5/2020 12:00:00 AM | Manufacturer#13 | Manufacturer#13 |  |  | 18.9 | 19 | 12.5 | 10.7 | Variable Speed Mini Split | AC-21563 | 5383.62 | 2983.62 | 1.5 | 600 | 900 | 92663 | SFM | 3589.08 | 1989.08 | 1600 |  |  | 900 |  |  |  | 0
51763 | 08/15/2020 | 4 |  |  | 74867321-00 | 8/3/2020 12:00:00 AM | Manufacturer#21 | Manufacturer#21 |  |  | 19 | 19 | 11 | 10 | Variable Speed Mini Split | AC-21563 | 900 | 0 | 1.5 | 600 | 900 | 92532 | SFM | 600 | 0 | 600 |  |  | 900 |  |  |  | 0
51763 | 08/15/2020 | 5 |  |  | 74869210-00 | 8/13/2020 12:00:00 AM | Manufacturer#21 | Manufacturer#21 |  |  | 17 | 17 | 9.5 | 9.5 | Variable Speed Mini Split | AC-21562 | 1000 | 0 | 2 | 500 | 1000 | 93532 | SFM | 500 | 0 | 500 |  |  | 1000 |  |  |  | 0
51763 | 08/15/2020 | 6 |  |  | 74871388-00 | 8/7/2020 12:00:00 AM | Manufacturer#21 | Manufacturer#21 |  |  | 19 | 19 | 10.5 | 9.5 | Variable Speed Mini Split | AC-21562 | 582.28 | 82.28 | 1 | 500 | 500 | 92501 | SFM | 582.28 | 82.28 | 500 |  |  | 500 |  |  |  | 0
51763 | 08/15/2020 | 7 |  |  | 74872543-00 | 8/4/2020 12:00:00 AM | Manufacturer#13 | Manufacturer#13 |  |  | 19 | 19 | 12.5 | 9 | Variable Speed Mini Split | AC-21561 | 968.58 | 608.58 | 0.91 | 400 | 364 | 91301 | SFM | 1064.3736 | 668.7692 | 395.6044 |  |  | 364 |  |  |  | 0
51763 | 08/15/2020 | 8 |  |  | 74873337-00 | 8/6/2020 12:00:00 AM | Manufacturer#21 | Manufacturer#21 |  |  | 19 | 19 | 11 | 10 | Variable Speed Mini Split | AC-21563 | 900 | 0 | 1.5 | 600 | 900 | 93015 | SFM | 600 | 0 | 600 |  |  | 900 |  |  |  | 0
51763 | 08/15/2020 | 9 |  |  | 74883114-00 | 8/13/2020 12:00:00 AM | Manufacturer#21 | Manufacturer#21 |  |  | 17 | 17 | 9.5 | 9.5 | Variable Speed Mini Split | AC-21562 | 1000 | 0 | 2 | 500 | 1000 | 93535 | SFM | 500 | 0 | 500 |  |  | 1000 |  |  |  | 0
51763 | 08/15/2020 | 10 |  |  | 74885124-00 | 8/13/2020 12:00:00 AM | Manufacturer#21 | Manufacturer#21 |  |  | 19 | 19 | 10.5 | 9.5 | Variable Speed Mini Split | AC-21562 | 582.28 | 82.28 | 1 | 500 | 500 | 92407 | SFM | 582.28 | 82.28 | 500 |  |  | 500 |  |  |  | 0
51763 | 08/15/2020 | 11 |  |  | 74889492-00 | 8/7/2020 12:00:00 AM | Manufacturer#13 | Manufacturer#13 |  |  | 18 | 18 | 12.7 | 12.5 | Variable Speed Mini Split | AC-21563 | 2756.85 | 1556.85 | 2 | 600 | 1200 | 93023 | SFM | 1378.425 | 778.425 | 600 |  |  | 1200 |  |  |  | 0
51763 | 08/15/2020 | 12 |  |  | 74892273-00 | 8/5/2020 12:00:00 AM | Manufacturer#21 | Manufacturer#21 |  |  | 19 | 19 | 11 | 10 | Variable Speed Mini Split | AC-21563 | 900 | 0 | 1.5 | 600 | 900 | 93003 | SFM | 600 | 0 | 600 |  |  | 900 |  |  |  | 0
51763 | 08/15/2020 | 22 |  |  | 74930348-00 | 8/14/2020 12:00:00 AM | Manufacturer#21 | Manufacturer#21 |  |  | 19 | 19 | 10.5 | 9.5 | Variable Speed Mini Split | AC-21562 | 582.28 | 82.28 | 1 | 500 | 500 | 93532 | SFM | 582.28 | 82.28 | 500 |  |  | 500 |  |  |  | 0
51763 | 08/15/2020 | 23 |  |  | 74934804-00 | 8/6/2020 12:00:00 AM | Manufacturer#21 | Manufacturer#21 |  |  | 17 | 17 | 9.5 | 9.5 | Variable Speed Mini Split | AC-21562 | 1000.25 | 0.25 | 2 | 500 | 1000 | 92374 | SFM | 500.125 | 0.125 | 500 |  |  | 1000 |  |  |  | 0
51763 | 08/15/2020 | 24 |  |  | 74935892-00 | 8/10/2020 12:00:00 AM | Manufacturer#21 | Manufacturer#21 |  |  | 16 | 16 | 8.5 | 10 | Variable Speed Mini Split | AC-21561 | 2377.78 | 1177.78 | 3 | 400 | 1200 | 92345 | SFM | 792.5933 | 392.5933 | 400 |  |  | 1200 |  |  |  | 0
51763 | 08/15/2020 | 25 |  |  | 74935944-00 | 8/6/2020 12:00:00 AM | Manufacturer#13 | Manufacturer#13 |  |  | 17 | 17 | 11 | 9 | Variable Speed Mini Split | AC-21561 | 1098.65 | 394.65 | 1.77 | 400 | 708 | 93555 | SFM | 620.7062 | 222.9661 | 397.7401 |  |  | 708 |  |  |  | 0
51763 | 08/15/2020 | 26 |  |  | 74937047-00 | 8/7/2020 12:00:00 AM | Manufacturer#13 | Manufacturer#13 |  |  | 17 | 17 | 10.5 | 9 | Variable Speed Mini Split | AC-21561 | 920.2 | 320.2 | 1.5 | 400 | 600 | 93555 | SFM | 613.4667 | 213.4667 | 400 |  |  | 600 |  |  |  | 0
51763 | 08/15/2020 | 27 |  |  | 74937336-00 | 8/14/2020 12:00:00 AM | Manufacturer#21 | Manufacturer#21 |  |  | 19 | 19 | 10.5 | 9.5 | Variable Speed Mini Split | AC-21562 | 582.28 | 82.28 | 1 | 500 | 500 | 93256 | SFM | 582.28 | 82.28 | 500 |  |  | 500 |  |  |  | 0
51763 | 08/15/2020 | 28 |  |  | 74937531-00 | 8/7/2020 12:00:00 AM | Manufacturer#13 | Manufacturer#13 |  |  | 17 | 17 | 10.5 | 9 | Variable Speed Mini Split | AC-21561 | 920.2 | 320.2 | 1.5 | 400 | 600 | 93555 | SFM | 613.4667 | 213.4667 | 400 |  |  | 600 |  |  |  | 0
51763 | 08/15/2020 | 36 |  |  | 74960063-00 | 8/14/2020 12:00:00 AM | Manufacturer#13 | Manufacturer#13 |  |  | 18 | 18 | 12.5 | 9 | Variable Speed Mini Split | AC-21561 | 1458.78 | 858.78 | 1.5 | 400 | 600 | 93022 | SFM | 972.52 | 572.52 | 400 |  |  | 600 |  |  |  | 0
51763 | 08/15/2020 | 37 |  |  | 74965893-00 | 8/14/2020 12:00:00 AM | Manufacturer#21 | Manufacturer#21 |  |  | 19 | 19 | 11 | 10 | Variable Speed Mini Split | AC-21563 | 900 | 0 | 1.5 | 600 | 900 | 93535 | SFM | 600 | 0 | 600 |  |  | 900 |  |  |  | 0
51763 | 08/15/2020 | 38 |  |  | 74966247-00 | 8/7/2020 12:00:00 AM | Manufacturer#21 | Manufacturer#21 |  |  | 19 | 19 | 11 | 10 | Variable Speed Mini Split | AC-21563 | 900 | 0 | 1.5 | 600 | 900 | 92532 | SFM | 600 | 0 | 600 |  |  | 900 |  |  |  | 0
51763 | 08/15/2020 | 43 |  |  | 74972045-00 | 8/14/2020 12:00:00 AM | Manufacturer#21 | Manufacturer#21 |  |  | 19 | 19 | 10.5 | 9.5 | Variable Speed Mini Split | AC-21562 | 582.28 | 82.28 | 1 | 500 | 500 | 92408 | SFM | 582.28 | 82.28 | 500 |  |  | 500 |  |  |  | 0
51763 | 08/15/2020 | 44 |  |  | 74984502-00 | 8/13/2020 12:00:00 AM | Manufacturer#13 | Manufacturer#13 |  |  | 17.5 | 18 | 11.1 | 9.1 | Variable Speed Mini Split | AC-21561 | 3165.88 | 2265.88 | 3 | 400 | 1200 | 93117 | SFM | 1055.2933 | 755.2933 | 300 |  |  | 1200 |  |  |  | 0
51763 | 08/15/2020 | 45 |  |  | 74990311-00 | 8/12/2020 12:00:00 AM | Manufacturer#21 | Manufacturer#21 |  |  | 19 | 19 | 11 | 10 | Variable Speed Mini Split | AC-21563 | 900 | 0 | 1.5 | 600 | 900 | 93030 | SFM | 600 | 0 | 600 |  |  | 900 |  |  |  | 0
51763 | 08/15/2020 | 46 |  |  | 74991205-00 | 8/12/2020 12:00:00 AM | Manufacturer#21 | Manufacturer#21 |  |  | 19 | 19 | 11 | 10 | Variable Speed Mini Split | AC-21563 | 900 | 0 | 1.5 | 600 | 900 | 93033 | SFM | 600 | 0 | 600 |  |  | 900 |  |  |  | 0
51763 | 08/15/2020 | 48 |  |  | 74998439-00 | 8/10/2020 12:00:00 AM | Manufacturer#13 | Manufacturer#13 |  |  | 17 | 17 | 8.5 | 9 | Variable Speed Mini Split | AC-21561 | 703.05 | 339.05 | 0.92 | 400 | 368 | 92683 | SFM | 764.1848 | 368.5326 | 395.6522 |  |  | 368 |  |  |  | 0
51763 | 08/15/2020 | 49 |  |  | 74999594-00 | 8/15/2020 12:00:00 AM | Manufacturer#21 | Manufacturer#21 |  |  | 17.7 | 18 | 11 | 9.8 | Variable Speed Mini Split | AC-21562 | 750 | 0 | 1.5 | 500 | 750 | 93274 | SFM | 500 | 0 | 500 |  |  | 750 |  |  |  | 0
51763 | 08/15/2020 | 13 |  |  | 74896367-00 | 8/5/2020 12:00:00 AM | Manufacturer#21 | Manufacturer#21 |  |  | 19 | 19 | 11 | 10 | Variable Speed Mini Split | AC-21563 | 1800 | 0 | 1.5 | 600 | 900 | 91732 | SFM | 1200 | 0 | 1200 |  |  | 900 |  |  |  | 0
51763 | 08/15/2020 | 14 |  |  | 74896489-00 | 8/4/2020 12:00:00 AM | Manufacturer#21 | Manufacturer#21 |  |  | 19 | 19 | 11 | 10 | Variable Speed Mini Split | AC-21563 | 1800 | 0 | 1.5 | 600 | 900 | 90250 | SFM | 1200 | 0 | 1200 |  |  | 900 |  |  |  | 0
51763 | 08/15/2020 | 15 |  |  | 74897138-00 | 8/5/2020 12:00:00 AM | Manufacturer#21 | Manufacturer#21 |  |  | 19 | 19 | 11 | 10 | Variable Speed Mini Split | AC-21563 | 900 | -2.8422e-14 | 1.5 | 600 | 900 | 93308 | SFM | 600 | -1.8948e-14 | 600 |  |  | 900 |  |  |  | 0
51763 | 08/15/2020 | 16 |  |  | 74897619-00 | 8/5/2020 12:00:00 AM | Manufacturer#13 | Manufacturer#13 |  |  | 17 | 17 | 10.5 | 9 | Variable Speed Mini Split | AC-21561 | 920.2 | 170.2 | 1.5 | 400 | 600 | 92376 | SFM | 613.4667 | 113.4667 | 500 |  |  | 600 |  |  |  | 0
51763 | 08/15/2020 | 17 |  |  | 74914742-00 | 8/13/2020 12:00:00 AM | Manufacturer#21 | Manufacturer#21 |  |  | 19 | 19 | 11 | 10 | Variable Speed Mini Split | AC-21563 | 900 | 0 | 1.5 | 600 | 900 | 91360 | SFM | 600 | 0 | 600 |  |  | 900 |  |  |  | 0
51763 | 08/15/2020 | 18 |  |  | 74919216-00 | 8/14/2020 12:00:00 AM | Manufacturer#21 | Manufacturer#21 |  |  | 17 | 17 | 9.5 | 9.5 | Variable Speed Mini Split | AC-21562 | 1000.69 | 0.69 | 2 | 500 | 1000 | 90712 | SFM | 500.345 | 0.345 | 500 |  |  | 1000 |  |  |  | 0
51763 | 08/15/2020 | 19 |  |  | 74920567-00 | 8/13/2020 12:00:00 AM | Manufacturer#21 | Manufacturer#21 |  |  | 19 | 19 | 10.5 | 9.5 | Variable Speed Mini Split | AC-21562 | 582.28 | 82.28 | 1 | 500 | 500 | 93536 | SFM | 582.28 | 82.28 | 500 |  |  | 500 |  |  |  | 0
51763 | 08/15/2020 | 20 |  |  | 74922726-00 | 8/5/2020 12:00:00 AM | Manufacturer#13 | Manufacturer#13 |  |  | 19 | 19 | 12.5 | 9 | Variable Speed Mini Split | AC-21561 | 968.58 | 608.58 | 0.91 | 400 | 364 | 93004 | SFM | 1064.3736 | 668.7692 | 395.6044 |  |  | 364 |  |  |  | 0
51763 | 08/15/2020 | 21 |  |  | 74922807-00 | 8/5/2020 12:00:00 AM | Manufacturer#21 | Manufacturer#21 |  |  | 19 | 19 | 10.5 | 9.5 | Variable Speed Mini Split | AC-21562 | 582.28 | 82.28 | 1 | 500 | 500 | 91780 | SFM | 582.28 | 82.28 | 500 |  |  | 500 |  |  |  | 0
51764 | 08/15/2020 | 17 |  |  | 75015966-00 | 8/12/2020 12:00:00 AM | Manufacturer#21 | Manufacturer#21 |  |  | 17 | 17 | 9.5 | 9.5 | Variable Speed Mini Split | AC-21562 | 1000 | 0 | 2 | 500 | 1000 | 93560 | SFM | 500 | 0 | 500 |  |  | 1000 |  |  |  | 0
51764 | 08/15/2020 | 26 |  |  | 75018171-00 | 8/14/2020 12:00:00 AM | Manufacturer#21 | Manufacturer#21 |  |  | 21 | 21 | 10.4 | 10.2 | Variable Speed Mini Split | AC-21563 | 2246.66 | 296.66 | 3.25 | 600 | 1950 | 93536 | SFM | 691.28 | 91.28 | 600 |  |  | 1950 |  |  |  | 0
51764 | 08/15/2020 | 27 |  |  | 75019516-00 | 8/11/2020 12:00:00 AM | Manufacturer#21 | Manufacturer#21 |  |  | 17 | 17 | 9.5 | 9.5 | Variable Speed Mini Split | AC-21562 | 1000.69 | 0.69 | 2 | 500 | 1000 | 90701 | SFM | 500.345 | 0.345 | 500 |  |  | 1000 |  |  |  | 0
51764 | 08/15/2020 | 28 |  |  | 75019526-00 | 8/14/2020 12:00:00 AM | Manufacturer#21 | Manufacturer#21 |  |  | 17 | 17 | 9.5 | 9.5 | Variable Speed Mini Split | AC-21562 | 1000 | 0 | 2 | 500 | 1000 | 92584 | SFM | 500 | 0 | 500 |  |  | 1000 |  |  |  | 0
51764 | 08/15/2020 | 29 |  |  | 75019593-00 | 8/14/2020 12:00:00 AM | Manufacturer#21 | Manufacturer#21 |  |  | 17 | 17 | 9.5 | 9.5 | Variable Speed Mini Split | AC-21562 | 1000 | 0 | 2 | 500 | 1000 | 92584 | SFM | 500 | 0 | 500 |  |  | 1000 |  |  |  | 0
51764 | 08/15/2020 | 30 |  |  | 75019615-00 | 8/14/2020 12:00:00 AM | Manufacturer#21 | Manufacturer#21 |  |  | 17 | 17 | 9.5 | 9.5 | Variable Speed Mini Split | AC-21562 | 1000 | 0 | 2 | 500 | 1000 | 92584 | SFM | 500 | 0 | 500 |  |  | 1000 |  |  |  | 0
51764 | 08/15/2020 | 31 |  |  | 75019670-00 | 8/11/2020 12:00:00 AM | Manufacturer#21 | Manufacturer#21 |  |  | 17 | 17 | 9.5 | 9.5 | Variable Speed Mini Split | AC-21562 | 1000.69 | 0.69 | 2 | 500 | 1000 | 90603 | SFM | 500.345 | 0.345 | 500 |  |  | 1000 |  |  |  | 0
51764 | 08/15/2020 | 32 |  |  | 75019814-00 | 8/12/2020 12:00:00 AM | Manufacturer#21 | Manufacturer#21 |  |  | 19 | 19 | 10.5 | 9.5 | Variable Speed Mini Split | AC-21562 | 582.28 | 82.28 | 1 | 500 | 500 | 91001 | SFM | 582.28 | 82.28 | 500 |  |  | 500 |  |  |  | 0
51764 | 08/15/2020 | 33 |  |  | 75020536-00 | 8/11/2020 12:00:00 AM | Manufacturer#21 | Manufacturer#21 |  |  | 17 | 17 | 9.5 | 9.5 | Variable Speed Mini Split | AC-21562 | 1000.69 | 0.69 | 2 | 500 | 1000 | 90603 | SFM | 500.345 | 0.345 | 500 |  |  | 1000 |  |  |  | 0
51764 | 08/15/2020 | 34 |  |  | 75020568-00 | 8/14/2020 12:00:00 AM | Manufacturer#21 | Manufacturer#21 |  |  | 17 | 17 | 9.5 | 9.5 | Variable Speed Mini Split | AC-21562 | 1000 | 0 | 2 | 500 | 1000 | 92584 | SFM | 500 | 0 | 500 |  |  | 1000 |  |  |  | 0
51764 | 08/15/2020 | 35 |  |  | 75020623-00 | 8/14/2020 12:00:00 AM | Manufacturer#21 | Manufacturer#21 |  |  | 17 | 17 | 9.5 | 9.5 | Variable Speed Mini Split | AC-21562 | 1000 | 0 | 2 | 500 | 1000 | 92584 | SFM | 500 | 0 | 500 |  |  | 1000 |  |  |  | 0
51764 | 08/15/2020 | 36 |  |  | 75020637-00 | 8/14/2020 12:00:00 AM | Manufacturer#21 | Manufacturer#21 |  |  | 17 | 17 | 9.5 | 9.5 | Variable Speed Mini Split | AC-21562 | 1000 | 0 | 2 | 500 | 1000 | 92584 | SFM | 500 | 0 | 500 |  |  | 1000 |  |  |  | 0
51764 | 08/15/2020 | 37 |  |  | 75020766-00 | 8/11/2020 12:00:00 AM | Manufacturer#21 | Manufacturer#21 |  |  | 17 | 17 | 9.5 | 9.5 | Variable Speed Mini Split | AC-21562 | 1000.69 | 0.69 | 2 | 500 | 1000 | 90715 | SFM | 500.345 | 0.345 | 500 |  |  | 1000 |  |  |  | 0
51764 | 08/15/2020 | 38 |  |  | 75021107-00 | 8/11/2020 12:00:00 AM | Manufacturer#21 | Manufacturer#21 |  |  | 17 | 17 | 9.5 | 9.5 | Variable Speed Mini Split | AC-21562 | 1000.69 | 0.69 | 2 | 500 | 1000 | 90603 | SFM | 500.345 | 0.345 | 500 |  |  | 1000 |  |  |  | 0
51764 | 08/15/2020 | 39 |  |  | 75021245-00 | 8/11/2020 12:00:00 AM | Manufacturer#21 | Manufacturer#21 |  |  | 17 | 17 | 9.5 | 9.5 | Variable Speed Mini Split | AC-21562 | 1000.69 | 0.69 | 2 | 500 | 1000 | 90715 | SFM | 500.345 | 0.345 | 500 |  |  | 1000 |  |  |  | 0
51764 | 08/15/2020 | 40 |  |  | 75021725-00 | 8/11/2020 12:00:00 AM | Manufacturer#21 | Manufacturer#21 |  |  | 17 | 17 | 9.5 | 9.5 | Variable Speed Mini Split | AC-21562 | 1000.69 | 0.69 | 2 | 500 | 1000 | 90640 | SFM | 500.345 | 0.345 | 500 |  |  | 1000 |  |  |  | 0
51764 | 08/15/2020 | 41 |  |  | 75022129-00 | 8/11/2020 12:00:00 AM | Manufacturer#21 | Manufacturer#21 |  |  | 17 | 17 | 9.5 | 9.5 | Variable Speed Mini Split | AC-21562 | 1000.69 | 0.69 | 2 | 500 | 1000 | 90608 | SFM | 500.345 | 0.345 | 500 |  |  | 1000 |  |  |  | 0
51764 | 08/15/2020 | 42 |  |  | 75022138-00 | 8/11/2020 12:00:00 AM | Manufacturer#21 | Manufacturer#21 |  |  | 17 | 17 | 9.5 | 9.5 | Variable Speed Mini Split | AC-21562 | 1000.69 | 0.69 | 2 | 500 | 1000 | 90603 | SFM | 500.345 | 0.345 | 500 |  |  | 1000 |  |  |  | 0
51764 | 08/15/2020 | 43 |  |  | 75022237-00 | 8/11/2020 12:00:00 AM | Manufacturer#21 | Manufacturer#21 |  |  | 17 | 17 | 9.5 | 9.5 | Variable Speed Mini Split | AC-21562 | 1000.69 | 0.69 | 2 | 500 | 1000 | 90603 | SFM | 500.345 | 0.345 | 500 |  |  | 1000 |  |  |  | 0
51764 | 08/15/2020 | 44 |  |  | 75022288-00 | 8/11/2020 12:00:00 AM | Manufacturer#21 | Manufacturer#21 |  |  | 17 | 17 | 9.5 | 9.5 | Variable Speed Mini Split | AC-21562 | 1000.69 | 0.69 | 2 | 500 | 1000 | 90603 | SFM | 500.345 | 0.345 | 500 |  |  | 1000 |  |  |  | 0
51764 | 08/15/2020 | 45 |  |  | 75022441-00 | 8/12/2020 12:00:00 AM | Manufacturer#13 | Manufacturer#13 |  |  | 17.7 | 18 | 9.2 | 12.2 | Variable Speed Mini Split | AC-21562 | 3094.93 | 1594.93 | 3 | 500 | 1500 | 93022 | SFM | 1031.6433 | 531.6433 | 500 |  |  | 1500 |  |  |  | 0
51764 | 08/15/2020 | 46 |  |  | 75022573-00 | 8/12/2020 12:00:00 AM | Manufacturer#13 | Manufacturer#13 |  |  | 18 | 18 | 12.5 | 9 | Variable Speed Mini Split | AC-21561 | 1563.05 | 859.05 | 1.77 | 400 | 708 | 93022 | SFM | 883.0791 | 485.339 | 397.7401 |  |  | 708 |  |  |  | 0
51764 | 08/15/2020 | 47 |  |  | 75022663-00 | 8/11/2020 12:00:00 AM | Manufacturer#21 | Manufacturer#21 |  |  | 17 | 17 | 9.5 | 9.5 | Variable Speed Mini Split | AC-21562 | 1000.69 | 0.69 | 2 | 500 | 1000 | 90605 | SFM | 500.345 | 0.345 | 500 |  |  | 1000 |  |  |  | 0
51764 | 08/15/2020 | 48 |  |  | 75023444-00 | 8/14/2020 12:00:00 AM | Manufacturer#21 | Manufacturer#21 |  |  | 17 | 17 | 9.5 | 9.5 | Variable Speed Mini Split | AC-21562 | 1000.69 | 0.69 | 2 | 500 | 1000 | 92392 | SFM | 500.345 | 0.345 | 500 |  |  | 1000 |  |  |  | 0
51764 | 08/15/2020 | 49 |  |  | 75023453-00 | 8/14/2020 12:00:00 AM | Manufacturer#21 | Manufacturer#21 |  |  | 17 | 17 | 9.5 | 9.5 | Variable Speed Mini Split | AC-21562 | 1000.69 | 0.69 | 2 | 500 | 1000 | 92392 | SFM | 500.345 | 0.345 | 500 |  |  | 1000 |  |  |  | 0
51764 | 08/15/2020 | 1 |  |  | 74999739-00 | 8/15/2020 12:00:00 AM | Manufacturer#21 | Manufacturer#21 |  |  | 19 | 19 | 10.5 | 9.5 | Variable Speed Mini Split | AC-21562 | 582.28 | 82.28 | 1 | 500 | 500 | 93274 | SFM | 582.28 | 82.28 | 500 |  |  | 500 |  |  |  | 0
51764 | 08/15/2020 | 2 |  |  | 74999801-00 | 8/10/2020 12:00:00 AM | Manufacturer#21 | Manufacturer#21 |  |  | 19 | 19 | 10.5 | 9.5 | Variable Speed Mini Split | AC-21562 | 582.28 | 82.28 | 1 | 500 | 500 | 91752 | SFM | 582.28 | 82.28 | 500 |  |  | 500 |  |  |  | 0
51764 | 08/15/2020 | 3 |  |  | 74999840-00 | 8/10/2020 12:00:00 AM | Manufacturer#21 | Manufacturer#21 |  |  | 19 | 19 | 10.5 | 9.5 | Variable Speed Mini Split | AC-21562 | 582.28 | 82.28 | 1 | 500 | 500 | 91752 | SFM | 582.28 | 82.28 | 500 |  |  | 500 |  |  |  | 0
51764 | 08/15/2020 | 4 |  |  | 75005285-00 | 8/13/2020 12:00:00 AM | Manufacturer#21 | Manufacturer#21 |  |  | 19 | 19 | 11.5 | 10 | Variable Speed Mini Split | AC-21563 | 542.05 | 92.05 | 0.75 | 600 | 450 | 93534 | SFM | 722.7333 | 122.7333 | 600 |  |  | 450 |  |  |  | 0
51764 | 08/15/2020 | 5 |  |  | 75005509-00 | 8/13/2020 12:00:00 AM | Manufacturer#21 | Manufacturer#21 |  |  | 19 | 19 | 11.5 | 10 | Variable Speed Mini Split | AC-21563 | 542.05 | 92.05 | 0.75 | 600 | 450 | 90001 | SFM | 722.7333 | 122.7333 | 600 |  |  | 450 |  |  |  | 0
51764 | 08/15/2020 | 6 |  |  | 75010983-00 | 8/11/2020 12:00:00 AM | Manufacturer#21 | Manufacturer#21 |  |  | 17 | 17 | 9.5 | 9.5 | Variable Speed Mini Split | AC-21562 | 1000.69 | 0.69 | 2 | 500 | 1000 | 90601 | SFM | 500.345 | 0.345 | 500 |  |  | 1000 |  |  |  | 0
51764 | 08/15/2020 | 7 |  |  | 75011532-00 | 8/11/2020 12:00:00 AM | Manufacturer#21 | Manufacturer#21 |  |  | 17 | 17 | 9.5 | 9.5 | Variable Speed Mini Split | AC-21562 | 1000.69 | 0.69 | 2 | 500 | 1000 | 92833 | SFM | 500.345 | 0.345 | 500 |  |  | 1000 |  |  |  | 0
51764 | 08/15/2020 | 8 |  |  | 75012288-00 | 8/11/2020 12:00:00 AM | Manufacturer#21 | Manufacturer#21 |  |  | 17 | 17 | 9.5 | 9.5 | Variable Speed Mini Split | AC-21562 | 1000.69 | 0.69 | 2 | 500 | 1000 | 92833 | SFM | 500.345 | 0.345 | 500 |  |  | 1000 |  |  |  | 0
51764 | 08/15/2020 | 9 |  |  | 75012347-00 | 8/11/2020 12:00:00 AM | Manufacturer#21 | Manufacturer#21 |  |  | 17 | 17 | 9.5 | 9.5 | Variable Speed Mini Split | AC-21562 | 1000.69 | 0.69 | 2 | 500 | 1000 | 92833 | SFM | 500.345 | 0.345 | 500 |  |  | 1000 |  |  |  | 0
51764 | 08/15/2020 | 10 |  |  | 75013743-00 | 8/11/2020 12:00:00 AM | Manufacturer#21 | Manufacturer#21 |  |  | 17 | 17 | 9.5 | 9.5 | Variable Speed Mini Split | AC-21562 | 1000.69 | 0.69 | 2 | 500 | 1000 | 90631 | SFM | 500.345 | 0.345 | 500 |  |  | 1000 |  |  |  | 0
51764 | 08/15/2020 | 11 |  |  | 75013781-00 | 8/11/2020 12:00:00 AM | Manufacturer#21 | Manufacturer#21 |  |  | 17 | 17 | 9.5 | 9.5 | Variable Speed Mini Split | AC-21562 | 1000.69 | 0.69 | 2 | 500 | 1000 | 90637 | SFM | 500.345 | 0.345 | 500 |  |  | 1000 |  |  |  | 0
51764 | 08/15/2020 | 12 |  |  | 75013811-00 | 8/11/2020 12:00:00 AM | Manufacturer#21 | Manufacturer#21 |  |  | 17 | 17 | 9.5 | 9.5 | Variable Speed Mini Split | AC-21562 | 1000.69 | 0.69 | 2 | 500 | 1000 | 90637 | SFM | 500.345 | 0.345 | 500 |  |  | 1000 |  |  |  | 0
51764 | 08/15/2020 | 13 |  |  | 75015896-00 | 8/12/2020 12:00:00 AM | Manufacturer#21 | Manufacturer#21 |  |  | 17 | 17 | 9.5 | 9.5 | Variable Speed Mini Split | AC-21562 | 1000 | 0 | 2 | 500 | 1000 | 93536 | SFM | 500 | 0 | 500 |  |  | 1000 |  |  |  | 0
51764 | 08/15/2020 | 14 |  |  | 75015912-00 | 8/12/2020 12:00:00 AM | Manufacturer#21 | Manufacturer#21 |  |  | 17 | 17 | 9.5 | 9.5 | Variable Speed Mini Split | AC-21562 | 1000 | 0 | 2 | 500 | 1000 | 93536 | SFM | 500 | 0 | 500 |  |  | 1000 |  |  |  | 0
51764 | 08/15/2020 | 15 |  |  | 75015925-00 | 8/12/2020 12:00:00 AM | Manufacturer#21 | Manufacturer#21 |  |  | 17 | 17 | 9.5 | 9.5 | Variable Speed Mini Split | AC-21562 | 1000 | 0 | 2 | 500 | 1000 | 93536 | SFM | 500 | 0 | 500 |  |  | 1000 |  |  |  | 0
51764 | 08/15/2020 | 16 |  |  | 75015935-00 | 8/12/2020 12:00:00 AM | Manufacturer#21 | Manufacturer#21 |  |  | 17 | 17 | 9.5 | 9.5 | Variable Speed Mini Split | AC-21562 | 1000 | 0 | 2 | 500 | 1000 | 93536 | SFM | 500 | 0 | 500 |  |  | 1000 |  |  |  | 0
51764 | 08/15/2020 | 18 |  |  | 75015979-00 | 8/12/2020 12:00:00 AM | Manufacturer#21 | Manufacturer#21 |  |  | 17 | 17 | 9.5 | 9.5 | Variable Speed Mini Split | AC-21562 | 1000 | 0 | 2 | 500 | 1000 | 93560 | SFM | 500 | 0 | 500 |  |  | 1000 |  |  |  | 0
51764 | 08/15/2020 | 19 |  |  | 75016158-00 | 8/12/2020 12:00:00 AM | Manufacturer#21 | Manufacturer#21 |  |  | 17 | 17 | 9.5 | 9.5 | Variable Speed Mini Split | AC-21562 | 1000 | 0 | 2 | 500 | 1000 | 93536 | SFM | 500 | 0 | 500 |  |  | 1000 |  |  |  | 0
51764 | 08/15/2020 | 20 |  |  | 75016168-00 | 8/12/2020 12:00:00 AM | Manufacturer#21 | Manufacturer#21 |  |  | 17 | 17 | 9.5 | 9.5 | Variable Speed Mini Split | AC-21562 | 1000 | 0 | 2 | 500 | 1000 | 93536 | SFM | 500 | 0 | 500 |  |  | 1000 |  |  |  | 0
51764 | 08/15/2020 | 21 |  |  | 75017265-00 | 8/13/2020 12:00:00 AM | Manufacturer#21 | Manufacturer#21 |  |  | 19 | 19 | 11 | 10 | Variable Speed Mini Split | AC-21563 | 900 | 0 | 1.5 | 600 | 900 | 91350 | SFM | 600 | 0 | 600 |  |  | 900 |  |  |  | 0
51764 | 08/15/2020 | 22 |  |  | 75017407-00 | 8/13/2020 12:00:00 AM | Manufacturer#21 | Manufacturer#21 |  |  | 19 | 19 | 11 | 10 | Variable Speed Mini Split | AC-21563 | 900 | 0 | 1.5 | 600 | 900 | 91350 | SFM | 600 | 0 | 600 |  |  | 900 |  |  |  | 0
51764 | 08/15/2020 | 23 |  |  | 75017445-00 | 8/13/2020 12:00:00 AM | Manufacturer#21 | Manufacturer#21 |  |  | 19 | 19 | 11 | 10 | Variable Speed Mini Split | AC-21563 | 900 | 0 | 1.5 | 600 | 900 | 93510 | SFM | 600 | 0 | 600 |  |  | 900 |  |  |  | 0
51764 | 08/15/2020 | 24 |  |  | 75017560-00 | 8/13/2020 12:00:00 AM | Manufacturer#21 | Manufacturer#21 |  |  | 19 | 19 | 11 | 10 | Variable Speed Mini Split | AC-21563 | 900 | 0 | 1.5 | 600 | 900 | 93510 | SFM | 600 | 0 | 600 |  |  | 900 |  |  |  | 0
51764 | 08/15/2020 | 25 |  |  | 75017906-00 | 8/14/2020 12:00:00 AM | Manufacturer#21 | Manufacturer#21 |  |  | 21 | 21 | 12.5 | 11.5 | Variable Speed Mini Split | AC-21563 | 1651.09 | 235.09 | 2.37 | 600 | 1422 | 93536 | SFM | 696.6624 | 99.1941 | 597.4684 |  |  | 1422 |  |  |  | 0
51768 | 09/10/2020 | 3 |  |  | P124841 | 9/14/2020 12:00:00 AM | Manufacturer#6 | Manufacturer#6 |  |  | 18 | 18 | 12.5 | 9.5 | Variable Speed Mini Split | AC-21562 | 1294.16 | 94.16 | 2 | 600 | 1200 | 90815 | SFM | 647.08 | 47.08 | 600 |  |  | 1200 |  |  |  | 0
51768 | 09/10/2020 | 4 |  |  | P023641 | 9/14/2020 12:00:00 AM | Manufacturer#6 | Manufacturer#6 |  |  | 18 | 18 | 10 | 9.4 | Variable Speed Mini Split | AC-21562 | 2206.12 | 406.12 | 3 | 600 | 1800 | 92626 | SFM | 735.3733 | 135.3733 | 600 |  |  | 1800 |  |  |  | 0
51768 | 09/10/2020 | 1 |  |  | P117126 | 9/10/2020 12:00:00 AM | Manufacturer#6 | Manufacturer#6 |  |  | 19.7 | 20 | 10.5 | 10.3 | Variable Speed Mini Split | AC-21563 | 2460 | 260 | 3.5 | 600 | 2100 | 91762 | SFM | 702.8571 | 74.2857 | 628.5714 |  |  | 2100 |  |  |  | 0
51768 | 09/10/2020 | 2 |  |  | P061228 | 9/10/2020 12:00:00 AM | Manufacturer#6 | Manufacturer#6 |  |  | 18 | 18 | 12.5 | 9.5 | Variable Speed Mini Split | AC-21562 | 1422.47 | 222.47 | 2 | 600 | 1200 | 90805 | SFM | 711.235 | 111.235 | 600 |  |  | 1200 |  |  |  | 0
[6 empty] | 2020-06-03 | LG | [7 empty] | Heat Pump | [5 empty] | 1200 | 91768 |  |  |  |  | Yes | 3900 | [5 empty] | No Model/Serial No. info available/Not Itemized | Contractor#2 | 2020-07-03
Variable Speed Mini Split
Note on AI2703: [Threaded comment] Your version of Excel allows you to read this threaded comment; however, any edits to it will get removed if the file is opened in a newer version of Excel. Learn more: https://go.microsoft.com/fwlink/?linkid=870924 Comment: 'Baker - 2020June 1 invoice.pdf'
Note on V2704: Ramanujan Vetrivel: From Contractor Invoice

## Multi-split online shopping
On this sheet …
$A$5 | RS Means comparison of single zone vs multizone costs (material costs only)
$A$40 | Online shopping comparison of multi-zone vs single-zone (material costs only)
RS Means comparison of single zone vs multizone costs (material costs only)
Note that RS Means only contains multizone cost entry for cooling-only A/C systems (not heat pumps).
For completeness, we will observe the ratio of costs, comparing the entry for multi-zone system to single-zone,
but we cannot use this small amount of information (regarding cooling-only A/C systems) for the measure costs.
| Split ductless systems |  | Tons cooling | Bare Material | Material Cost per ton
| Cooling only, single zone | Wall mount | 0.75 | 1071 | 1428
| Cooling only, single zone | Wall mount | 1.5 | 1880.2 | 1253.4667
| Cooling only, multi zone | Wall mount | 1.5 | 3260.6 | 2173.7333
| Ratio - multi-split vs mini-split material cost |  |  |  | 173.4%
Online shopping comparison of multi-zone vs single-zone (material costs only)
https://www.homedepot.com/b/Heating-Venting-Cooling-Ductless-Mini-Splits-Mini-Split-Heat-Pumps/N-5yc1vZ1z18ggk
Snapshot of mini-split products from Home Depot, 2021-02-09
Per web listings, mini-split listings includes multi-zone compatible units.
We will treat "multi-zone compatible" as multi-split and other listings as mini-split.
|  | Single-zone heat pumps |  | Multi-zone heat pumps |  | Ratio
| SEER class | N | Price per ton | N | Price per ton | Price per ton
| 15 | 1 | 1169.47 | 0 | #N/A | #N/A
| 16 | 20 | 987.2867 | 2 | 1215.0308 | 123.1%
| 17 | 15 | 767.1571 | 0 | #N/A | #N/A
| 18 | 9 | 743.8574 | 0 | #N/A | #N/A
| 19 | 9 | 772.488 | 4 | 1267.0983 | 164%
| 20 | 29 | 1049.7825 | 0 | #N/A | #N/A |  | Conclusions:
| 21 | 6 | 1085.7822 | 114 | 1172.6973 | 108% |  | 1. The ratio observed from RS Means (SEER unspecified) is not supported by actual online shopping prices. RS Means likely overestimates the cost for multi-zone system in most cases (same SEER).
| 22+ | 23 | 1495.222 | 85 | 1287.9655 | 86.14% |  | 2. The ratio between multi-split and mini-split costs per ton cooling is close to 1.0.
| Any | 112 | 1048.3765 | 205 | 1222.7464 | 116.6% |  | 3. There are insufficient data to establish distinct ratios (multi-split vs mini-split cost) for some individual levels of SEER. So, better to treat the ratio as uniform across SEER.
|  | modelNumber | brandName | productLabel | priceVal | priceUnit | Zone Capacity | BTU Cooling Rating (BTU/h) | BTU Heat Rating (BTU/h) | Air Conditioner Product Type | Mini Split Features | Multi-zone compatible | Multi-zone vetted | Seasonal Energy Efficiency Ratio (SEER) | Interior only? | SEER class | Price per ton
| 0 | MULTI18HP211 | GREE | Multi-21 Dual Zone 21,000 BTU Wi-Fi Ductless Mini Split Air Conditioner & Heat Pump with 25 ft. Install Kit - 230V/60Hz | 1994.05 | each | Dual Zone | 20800 | 22500 | Mini Split Unit | Auto cool,Automatic shutoff,Defrost,Mobile App,Multi-zone compatible,Overload protection,Sleep setting,Timer,Wifi,Wireless remote control | 1 | TRUE | 22 | FALSE | 22+ | 1150.4135
| 1 | MBRS18HP200 |  | Brisa Dual Zone 18000 BTU 1.5 Ton Wi-Fi Ductless Mini Split Air Conditioner and Heat Pump with 25 ft. Install Kit 230V | 1614.05 | each | Dual Zone | 18000 | 19000 | Mini Split Unit | Auto cool,Automatic shutoff,Defrost,Mobile App,Multi-zone compatible,Overload protection,Sleep setting,Timer,Wifi,Wireless remote control | 1 | TRUE | 22 | FALSE | 22+ | 1076.0333
| 2 | MULTI24HP211 | GREE | Multi-21 Dual Zone 31,000 BTU Wi-Fi Ductless Mini Split Air Conditioner & Heat Pump with 25 ft. Install Kit - 230V/60Hz | 2374.05 | each | Dual Zone | 30600 | 34600 | Mini Split Unit | Auto cool,Automatic shutoff,Defrost,Multi-zone compatible,Overload protection,Programmable,Sleep setting,Timer,Wifi,Wireless remote control | 1 | TRUE | 21 | FALSE | 21 | 931
| 3 | DIYM227HPW03B01 | MRCOOL | DIY 24,000 BTU 2-Ton 2-Zone Ductless Mini-Split Air Conditioner Heat Pump 230-Volt/60Hz | 2642.91 | bundle | Dual Zone | 24000 | 24000 | Mini Split Unit | Auto cool,Automatic shutoff,Defrost,Fan only option,Mobile App,Multi-zone compatible,Timer,Wifi,Wireless remote control | 1 | TRUE | 22 | FALSE | 22+ | 1321.455
| 4 | DIYM227HPW01B00 | MRCOOL | DIY 21,000 BTU 1.75-Ton 2-Zone Ductless Mini-Split Air Conditioner Heat Pump 230-Volt/60Hz | 2313.92 | bundle | Dual Zone | 20800 | 20800 | Mini Split Unit | Auto cool,Automatic shutoff,Defrost,Fan only option,Mobile App,Multi-zone compatible,Timer,Wifi,Wireless remote control | 1 | TRUE | 22 | FALSE | 22+ | 1334.9538
| 5 | DIYM236HPW04B00 | MRCOOL | DIY 36,000 BTU 3-Ton 2-Zone Ductless Mini-Split Air Conditioner Heat Pump 230-Volt/60Hz | 2967.28 | bundle | Dual Zone | 36000 | 36000 | Mini Split Unit | Auto cool,Automatic shutoff,Defrost,Fan only option,Mobile App,Multi-zone compatible,Timer,Wifi,Wireless remote control | 1 | TRUE | 21.5 | FALSE | 21 | 989.0933
| 6 | MULTI18HP210 | GREE | Multi-21 Dual Zone 21,000 BTU Wi-Fi Ductless Mini Split Air Conditioner & Heat Pump with 25 ft. Install Kit - 230V/60Hz | 1994.05 | each | Dual Zone | 20800 | 22500 | Mini Split Unit | Auto cool,Automatic shutoff,Defrost,Mobile App,Multi-zone compatible,Overload protection,Sleep setting,Timer,Wifi,Wireless remote control | 1 | TRUE | 22 | FALSE | 22+ | 1150.4135
| 7 | M248HP23WM09AK2 | MRCOOL | Olympus 48,000 BTU 2-Zone 4 Ton Ductless Mini Split Air Conditioner and Heat Pump, 25 ft. Install Kit - 230V/60Hz | 4190.74 | bundle | Dual Zone | 48000 | 48000 | Mini Split Unit | Auto cool,Automatic shutoff,Defrost,Fan only option,Mobile App,Multi-zone compatible,Overload protection,Programmable,Sleep setting,Timer,Wireless remote control | 1 | TRUE | 22.4 | FALSE | 22+ | 1047.685
| 8 | DIYM227HPW00B00 | MRCOOL | DIY 18,000 BTU 1.5-Ton 2-Zone Ductless Mini-Split Air Conditioner Heat Pump 230-Volt/60Hz | 2549.84 | bundle | Dual Zone | 18000 | 18000 | Mini Split Unit | Auto cool,Automatic shutoff,Defrost,Fan only option,Mobile App,Multi-zone compatible,Timer,Wifi,Wireless remote control | 1 | TRUE | 22 | FALSE | 22+ | 1699.8933
| 9 | MULTI24HP213 | GREE | Multi-21 Dual Zone 31000 BTU Wi-Fi Ductless Mini Split Air Conditioner & Heat Pump with 25 ft. Install Kit - 230V/60Hz | 2469.05 | each | Dual Zone | 30600 | 34600 | Mini Split Unit | Auto cool,Automatic shutoff,Mobile App,Multi-zone compatible,Overload protection,Programmable,Sleep setting,Timer,Wifi,Wireless remote control | 1 | TRUE | 21 | FALSE | 21 | 968.2549
| 10 | RHDZ-18-2X9WM | Ramsond | 18000 BTU 1.5-Ton Dual Wall Mount Ductless Mini Split Air Conditioner with Heat Pump 220-Volt | 2036.58 | each | Dual Zone | 18000 | 18000 | Mini Split Unit | Auto cool,Automatic shutoff,Defrost,Fan only option,Multi-zone compatible,Overload protection,Programmable,Sleep setting,Timer,Wireless remote control | 1 | TRUE | 21.3 | FALSE | 21 | 1357.72
| 11 | MBRS24HP202 |  | Brisa Dual Zone 24,000 BTU 2 Ton Wi-Fi Ductless Mini Split Air Conditioner and Heat Pump with 25 ft. Install Kit 230V | 2089.05 | each | Dual Zone | 24000 | 26000 | Mini Split Unit | Auto cool,Automatic shutoff,Defrost,Mobile App,Multi-zone compatible,Overload protection,Sleep setting,Timer,Wifi,Wireless remote control | 1 | TRUE | 21 | FALSE | 21 | 1044.525
| 12 | DIYM236HPW03B01 | MRCOOL | DIY 30,000 BTU 2.5-Ton 2-Zone Ductless Mini-Split Air Conditioner Heat Pump 230-Volt/60Hz | 2998.2 | bundle | Dual Zone | 30000 | 30000 | Mini Split Unit | Auto cool,Automatic shutoff,Defrost,Fan only option,Mobile App,Multi-zone compatible,Timer,Wifi,Wireless remote control | 1 | TRUE | 21.5 | FALSE | 21 | 1199.28
| 13 | RHDZ-48-2X24WM | Ramsond | 48000 BTU 4-Ton Dual Wall Mount Ductless Mini Split Air Conditioner with Heat Pump, 220-Volt | 3935.29 | each | Dual Zone | 48000 | 48000 | Mini Split Unit | Auto cool,Automatic shutoff,Defrost,Fan only option,Multi-zone compatible,Overload protection,Programmable,Sleep setting,Timer,Wireless remote control | 1 | TRUE | 21.5 | FALSE | 21 | 983.8225
| 14 | DIYM236HPW05B01 | MRCOOL | DIY 36,000 BTU 3-Ton 2-Zone Ductless Mini-Split Air Conditioner Heat Pump, 16 ft. + 50 ft. Install Kits, 230V/60Hz | 2746 | bundle | Dual Zone | 36000 | 36000 | Mini Split Unit | Auto cool,Automatic shutoff,Defrost,Fan only option,Mobile App,Multi-zone compatible,Timer,Wifi,Wireless remote control | 1 | TRUE | 21.5 | FALSE | 21 | 915.3333
| 15 | RHDZ-27-12CT/12WM | Ramsond | 27000 BTU 2.25 Ton Dual Cassette/Wall Mount Ductless Mini Split Air Conditioner with Heat Pump 220-Volt | 2553.97 | each | Dual Zone | 27000 | 28000 | Mini Split Unit | Auto cool,Automatic shutoff,Defrost,Fan only option,Multi-zone compatible,Overload protection,Programmable,Sleep setting,Timer,Wireless remote control | 1 | TRUE | 22 | FALSE | 22+ | 1135.0978
| 16 | DIYM227HPW02B00 | MRCOOL | DIY 27,000 BTU 2.25-Ton 2-Zone Ductless Mini-Split Air Conditioner Heat Pump 230-Volt/60Hz | 2343.03 | bundle | Dual Zone | 27000 | 27000 | Mini Split Unit | Auto cool,Automatic shutoff,Defrost,Fan only option,Mobile App,Multi-zone compatible,Timer,Wifi,Wireless remote control | 1 | TRUE | 22 | FALSE | 22+ | 1041.3467
| 17 | MULTIU24HP213 | GREE | Ultra ENERGY STAR 2-Zone 25000 BTU 2 Ton Wi-Fi Ductless Mini Split Air Conditioner &Heat Pump w/ 25 ft. Install Kit 230V | 3144.76 | each | Dual Zone | 25000 | 30000 | Mini Split Unit | Auto cool,Automatic shutoff,Mobile App,Multi-zone compatible,Overload protection,Programmable,Sleep setting,Timer,Wifi,Wireless remote control | 1 | TRUE | 23 | FALSE | 22+ | 1509.4848
| 18 | DIYM227HPW04B02 | MRCOOL | DIY 27,000 BTU 2.25-Ton 2-Zone Ductless Mini-Split Air Conditioner Heat Pump 230-Volt/60Hz | 2771.88 | bundle | Dual Zone | 27000 | 27000 | Mini Split Unit | Auto cool,Automatic shutoff,Defrost,Fan only option,Mobile App,Multi-zone compatible,Timer,Wifi,Wireless remote control | 1 | TRUE | 22 | FALSE | 22+ | 1231.9467
| 19 | DIYM236HPW01B01 | MRCOOL | DIY 33,000 BTU 2.75-Ton 2-Zone Ductless Mini-Split Air Conditioner Heat Pump 230-Volt/60Hz | 2754 | bundle | Dual Zone | 33000 | 33000 | Mini Split Unit | Auto cool,Automatic shutoff,Defrost,Fan only option,Mobile App,Multi-zone compatible,Timer,Wifi,Wireless remote control | 1 | TRUE | 21.5 | FALSE | 21 | 1001.4545
| 20 | RHDZ-27-9/12WM | Ramsond | RHDZ 27000 BTU 2.25 Ton Dual Wall Mount Ductless Mini Split Air Conditioner with Heat Pump 220-Volt | 2182.76 | each | Dual Zone | 27000 | 28000 | Mini Split Unit | Auto cool,Automatic shutoff,Defrost,Fan only option,Multi-zone compatible,Overload protection,Programmable,Sleep setting,Timer,Wireless remote control | 1 | TRUE | 22 | FALSE | 22+ | 970.1156
| 21 | RHDZ-48-24/18WM | Ramsond | 48000 BTU 4 Ton Dual Wall Mount Ductless Mini Split Air Conditioner with Heat Pump 220-Volt | 4273.36 | each | Dual Zone | 48000 | 48000 | Mini Split Unit | Auto cool,Automatic shutoff,Defrost,Fan only option,Multi-zone compatible,Overload protection,Programmable,Sleep setting,Timer,Wireless remote control | 1 | TRUE | 21.5 | FALSE | 21 | 1068.34
| 22 | MULTI24HP212 | GREE | Multi-21 Dual Zone 31,000 BTU Wi-Fi Ductless Mini Split Air Conditioner & Heat Pump with 25 ft. Install Kit - 230V/60Hz | 2469.05 | each | Dual Zone | 30600 | 34600 | Mini Split Unit | Auto cool,Automatic shutoff,Defrost,Mobile App,Multi-zone compatible,Overload protection,Programmable,Sleep setting,Timer,Wifi,Wireless remote control | 1 | TRUE | 21 | FALSE | 21 | 968.2549
| 23 | RHDZ-27-2X18WM | Ramsond | RHDZ 27000 BTU 2.25-Ton Dual Wall Mount Ductless Mini Split Air Conditioner with Heat Pump 220-Volt | 2301.58 | each | Dual Zone | 27000 | 28000 | Mini Split Unit | Auto cool,Automatic shutoff,Defrost,Fan only option,Multi-zone compatible,Overload protection,Programmable,Sleep setting,Timer,Wireless remote control | 1 | TRUE | 22 | FALSE | 22+ | 1022.9244
| 24 | RHDZ-36-24/12WM | Ramsond | 36000 BTU 3-Ton Dual Wall Mount Ductless Mini Split Air Conditioner with Heat Pump, 220-Volt | 3652.74 | each | Dual Zone | 36000 | 36000 | Mini Split Unit | Auto cool,Automatic shutoff,Defrost,Fan only option,Multi-zone compatible,Overload protection,Programmable,Sleep setting,Timer,Wireless remote control | 1 | TRUE | 22.5 | FALSE | 22+ | 1217.58
| 25 | RHDZ-27-12/18WM | Ramsond | 27000 BTU 2.25 Ton Dual Wall Mount Ductless Mini Split Air Conditioner with Heat Pump 220-Volt | 2209.46 | each | Dual Zone | 27000 | 28000 | Mini Split Unit | Auto cool,Automatic shutoff,Defrost,Fan only option,Multi-zone compatible,Overload protection,Programmable,Sleep setting,Timer,Wireless remote control | 1 | TRUE | 22 | FALSE | 22+ | 981.9822
| 26 | RHDZ-18-9MC/9WM | Ramsond | 18000 BTU 1.5-Ton Dual Mini Console/Wall Mount Ductless Mini Split Air Conditioner with Heat Pump 220-Volt | 1775.83 | each | Dual Zone | 18000 | 18000 | Mini Split Unit | Auto cool,Automatic shutoff,Defrost,Fan only option,Multi-zone compatible,Overload protection,Programmable,Sleep setting,Timer,Wireless remote control | 1 | TRUE | 21.3 | FALSE | 21 | 1183.8867
| 27 | DIYM236HPW02B05 | MRCOOL | DIY 24,000 BTU 2-Ton 2-Zone Ductless Mini-Split Air Conditioner Heat Pump 230-Volt/60Hz | 2983 | bundle | Dual Zone | 24000 | 24000 | Mini Split Unit | Auto cool,Automatic shutoff,Defrost,Fan only option,Mobile App,Multi-zone compatible,Timer,Wifi,Wireless remote control | 1 | TRUE | 21.5 | FALSE | 21 | 1491.5
| 28 | MBRS24HP201 |  | Brisa Dual Zone 24,000 BTU 2 Ton Wi-Fi Ductless Mini Split Air Conditioner and Heat Pump with 25 ft. Install Kit 230V | 2184.05 | each | Dual Zone | 24000 | 26000 | Mini Split Unit | Auto cool,Automatic shutoff,Defrost,Mobile App,Multi-zone compatible,Overload protection,Programmable,Sleep setting,Timer,Wifi,Wireless remote control | 1 | TRUE | 21 | FALSE | 21 | 1092.025
| 29 | RHDZ-48-24DT/24WM | Ramsond | 48000 BTU 4-Ton Dual Slim Duct/Wall Mount Ductless Mini Split Air Conditioner with Heat Pump, 220-Volt | 4145.88 | each | Dual Zone | 48000 | 48000 | Mini Split Unit | Auto cool,Automatic shutoff,Defrost,Fan only option,Multi-zone compatible,Overload protection,Programmable,Sleep setting,Timer,Wireless remote control | 1 | TRUE | 21.5 | FALSE | 21 | 1036.47
| 30 | RHDZ-48-24DT/18WM | Ramsond | 48000 BTU 4-Ton Dual Slim Duct/Wall Mount Ductless Mini Split Air Conditioner with Heat Pump, 220-Volt | 4107.39 | each | Dual Zone | 48000 | 48000 | Mini Split Unit | Auto cool,Automatic shutoff,Defrost,Fan only option,Multi-zone compatible,Overload protection,Programmable,Sleep setting,Timer,Wireless remote control | 1 | TRUE | 21.5 | FALSE | 21 | 1026.8475
| 31 | RHDZ-27-9CT/9WM | Ramsond | 24000 BTU 2.25-Ton Dual Cassette/Wall Mount Ductless Mini Split Air Conditioner with Heat Pump 220-Volt | 2393.71 | each | Dual Zone | 24000 | 24000 | Mini Split Unit | Auto cool,Automatic shutoff,Defrost,Fan only option,Multi-zone compatible,Overload protection,Programmable,Sleep setting,Timer,Wireless remote control | 1 | TRUE | 22 | FALSE | 22+ | 1196.855
| 32 | RHDZ-27-18FC/18WM | Ramsond | 27000 BTU 2.25 Ton Dual Floor-Ceiling Console/Wall Mount Ductless Mini Split Air Conditioner with Heat Pump 220-Volt | 2779.14 | each | Dual Zone | 27000 | 28000 | Mini Split Unit | Auto cool,Automatic shutoff,Defrost,Fan only option,Multi-zone compatible,Overload protection,Programmable,Sleep setting,Timer,Wireless remote control | 1 | TRUE | 22 | FALSE | 22+ | 1235.1733
| 33 | RHDZ-27-12MC/12WM | Ramsond | 27000 BTU 2.25 Ton Dual Mini Console/Wall Mount Ductless Mini Split Air Conditioner with Heat Pump 220-Volt | 2184.04 | each | Dual Zone | 27000 | 28000 | Mini Split Unit | Auto cool,Automatic shutoff,Defrost,Fan only option,Multi-zone compatible,Overload protection,Programmable,Sleep setting,Timer,Wireless remote control | 1 | TRUE | 22 | FALSE | 22+ | 970.6844
| 34 | MULTIU18HP211 | GREE | Ultra ENERGY STAR 2-Zone 20000 BTU 1.5 Ton Wi-Fi Ductless Mini Split Air Conditioner and Heat Pump with 25 ft. Kit 230V | 2536.12 | each | Dual Zone | 20000 | 22000 | Mini Split Unit | Auto cool,Automatic shutoff,Defrost,Mobile App,Multi-zone compatible,Overload protection,Sleep setting,Timer,Wifi,Wireless remote control | 1 | TRUE | 23 | FALSE | 22+ | 1521.672
| 35 | RHDZ-48-18DT/24WM | Ramsond | 48000 BTU 4 Ton Dual Slim Duct/Wall Mount Ductless Mini Split Air Conditioner with Heat Pump 220-Volt | 4049.47 | each | Dual Zone | 48000 | 48000 | Mini Split Unit | Auto cool,Automatic shutoff,Defrost,Fan only option,Multi-zone compatible,Overload protection,Programmable,Sleep setting,Timer,Wireless remote control | 1 | TRUE | 21.5 | FALSE | 21 | 1012.3675
| 36 | RHDZ-27-9/18WM | Ramsond | 27000 BTU 2.25 Ton Dual Wall Mount Ductless Mini Split Air Conditioner with Heat Pump 220-Volt | 2228.52 | each | Dual Zone | 27000 | 28000 | Mini Split Unit | Auto cool,Automatic shutoff,Defrost,Fan only option,Multi-zone compatible,Overload protection,Programmable,Sleep setting,Timer,Wireless remote control | 1 | TRUE | 22 | FALSE | 22+ | 990.4533
| 37 | RHDZ-27-2X12WM | Ramsond | 27000 BTU 2.25 Ton Dual Wall Mount Ductless Mini Split Air Conditioner with Heat Pump 220-Volt | 2180.87 | each | Dual Zone | 27000 | 28000 | Mini Split Unit | Auto cool,Automatic shutoff,Defrost,Fan only option,Multi-zone compatible,Overload protection,Programmable,Sleep setting,Timer,Wireless remote control | 1 | TRUE | 22 | FALSE | 22+ | 969.2756
| 38 | RHDZ-48-18CT/24WM | Ramsond | 48000 BTU 4 Ton Dual Cassette/Wall Mount Ductless Mini Split Air Conditioner with Heat Pump 220-Volt | 4125.6 | each | Dual Zone | 48000 | 48000 | Mini Split Unit | Auto cool,Automatic shutoff,Defrost,Fan only option,Multi-zone compatible,Overload protection,Programmable,Sleep setting,Timer,Wireless remote control | 1 | TRUE | 21.5 | FALSE | 21 | 1031.4
| 39 | RHDZ-18-9DT/9WM | Ramsond | 18000 BTU 1.5-Ton Dual Slim Duct/Wall Mount Ductless Mini Split Air Conditioner with Heat Pump 220-Volt | 1912.43 | each | Dual Zone | 18000 | 18000 | Mini Split Unit | Auto cool,Automatic shutoff,Defrost,Fan only option,Multi-zone compatible,Overload protection,Programmable,Sleep setting,Timer,Wireless remote control | 1 | TRUE | 21.3 | FALSE | 21 | 1274.9533
| 40 | RHDZ-48-24CT/24WM | Ramsond | 48000 BTU 4-Ton Dual Cassette/Wall Mount Ductless Mini Split Air Conditioner with Heat Pump, 220-Volt | 4200.68 | each | Dual Zone | 48000 | 48000 | Mini Split Unit | Auto cool,Automatic shutoff,Defrost,Fan only option,Multi-zone compatible,Overload protection,Programmable,Sleep setting,Timer,Wireless remote control | 1 | TRUE | 21.5 | FALSE | 21 | 1050.17
| 41 | RHDZ-27-2X9WM | Ramsond | 27000 BTU 2.25 Ton Dual Wall Mount Ductless Mini Split Air Conditioner with Heat Pump 220-Volt | 2155.45 | each | Dual Zone | 27000 | 28000 | Mini Split Unit | Auto cool,Automatic shutoff,Defrost,Fan only option,Multi-zone compatible,Overload protection,Programmable,Sleep setting,Timer,Wireless remote control | 1 | TRUE | 22 | FALSE | 22+ | 957.9778
| 42 | MULTIU24HP211 | GREE | Ultra ENERGY STAR 2-Zone 25000 BTU 2 Ton Wi-Fi Ductless Mini Split Air Conditioner &Heat Pump w/ 25 ft. Install Kit 230V | 3090.58 | each | Dual Zone | 25000 | 27000 | Mini Split Unit | Auto cool,Automatic shutoff,Defrost,Multi-zone compatible,Overload protection,Programmable,Sleep setting,Timer,Wifi,Wireless remote control | 1 | TRUE | 23 | FALSE | 22+ | 1483.4784
| 43 | RHDZ-36-12D/24W | Ramsond | 36000 BTU 3-Ton Dual Slim Duct/Wall Mount Ductless Mini Split Air Conditioner with Heat Pump, 220-Volt | 3341.98 | each | Dual Zone | 36000 | 36000 | Mini Split Unit | Auto cool,Automatic shutoff,Defrost,Fan only option,Multi-zone compatible,Overload protection,Programmable,Sleep setting,Timer,Wireless remote control | 1 | TRUE | 22.5 | FALSE | 22+ | 1113.9933
| 44 | RHDZ-36-24C/12W | Ramsond | 36000 BTU 3-Ton Dual Cassette/Wall Mount Ductless Mini Split Air Conditioner with Heat Pump, 220-Volt | 3403.93 | each | Dual Zone | 36000 | 36000 | Mini Split Unit | Auto cool,Automatic shutoff,Defrost,Fan only option,Multi-zone compatible,Overload protection,Programmable,Sleep setting,Timer,Wireless remote control | 1 | TRUE | 22.5 | FALSE | 22+ | 1134.6433
| 45 | DIYM227HPW05B03 | MRCOOL | DIY 27,000 BTU 2.25-Ton 2-Zone Ductless Mini-Split Air Conditioner Heat Pump 230-Volt/60Hz | 2543 | bundle | Dual Zone | 27000 | 27000 | Mini Split Unit | Auto cool,Automatic shutoff,Defrost,Fan only option,Mobile App,Multi-zone compatible,Timer,Wifi,Wireless remote control | 1 | TRUE | 22 | FALSE | 22+ | 1130.2222
| 46 | MULTIU24HP212 | GREE | Ultra ENERGY STAR 2-Zone 24000 BTU 2 Ton Wi-Fi Ductless Mini Split Air Conditioner &Heat Pump w/ 25 ft. Install Kit 230V | 3097.8 | each | Dual Zone | 24000 | 26000 | Mini Split Unit | Auto cool,Automatic shutoff,Defrost,Mobile App,Multi-zone compatible,Overload protection,Programmable,Sleep setting,Timer,Wifi,Wireless remote control | 1 | TRUE | 21 | FALSE | 21 | 1548.9
| 47 | MULTIU24HP210 | GREE | Ultra ENERGY STAR 2-Zone 25000 BTU 2 Ton Wi-Fi Ductless Mini Split Air Conditioner &Heat Pump w/ 25 ft. Install Kit 230V | 3043.62 | each | Dual Zone | 25000 | 27000 | Mini Split Unit | Auto cool,Automatic shutoff,Defrost,Mobile App,Multi-zone compatible,Overload protection,Sleep setting,Timer,Wifi,Wireless remote control | 1 | TRUE | 23 | FALSE | 22+ | 1460.9376
| 48 | RHDZ-36-12C/24W | Ramsond | 36000 BTU 3-Ton Dual Cassette/Wall Mount Ductless Mini Split Air Conditioner with Heat Pump, 220-Volt | 3453.17 | each | Dual Zone | 36000 | 36000 | Mini Split Unit | Auto cool,Automatic shutoff,Defrost,Fan only option,Multi-zone compatible,Overload protection,Programmable,Sleep setting,Timer,Wireless remote control | 1 | TRUE | 22.5 | FALSE | 22+ | 1151.0567
| 49 | RHDZ-36-24FC/12WM | Ramsond | 36000 BTU 3-Ton Dual Floor-Ceiling Console/Wall Mount Ductless Mini Split Air Conditioner with Heat Pump 220-Volt | 3361.04 | each | Dual Zone | 36000 | 36000 | Mini Split Unit | Auto cool,Automatic shutoff,Defrost,Fan only option,Multi-zone compatible,Overload protection,Programmable,Sleep setting,Timer,Wireless remote control | 1 | TRUE | 22.5 | FALSE | 22+ | 1120.3467
| 50 | RHDZ-48-24CT/18WM | Ramsond | 48000 BTU 4-Ton Dual Cassette/Wall Mount Ductless Mini Split Air Conditioner with Heat Pump, 220-Volt | 4110.7 | each | Dual Zone | 48000 | 48000 | Mini Split Unit | Auto cool,Automatic shutoff,Defrost,Fan only option,Multi-zone compatible,Overload protection,Programmable,Sleep setting,Timer,Wireless remote control | 1 | TRUE | 21.5 | FALSE | 21 | 1027.675
| 51 | RHDZ-48-24FC/24WM | Ramsond | 48000 BTU 4 Ton Dual Floor-Ceiling Console/Wall Mount Ductless Mini Split Air Conditioner with Heat Pump 220-Volt | 4115.67 | each | Dual Zone | 48000 | 48000 | Mini Split Unit | Auto cool,Automatic shutoff,Defrost,Fan only option,Multi-zone compatible,Overload protection,Programmable,Sleep setting,Timer,Wireless remote control | 1 | TRUE | 21.5 | FALSE | 21 | 1028.9175
| 52 | RHDZ-27-9MC/9WM | Ramsond | 27000 BTU 2.25 Ton Dual Mini Console/Wall Mount Ductless Mini Split Air Conditioner with Heat Pump 220-Volt | 2153.86 | each | Dual Zone | 27000 | 28000 | Mini Split Unit | Auto cool,Automatic shutoff,Defrost,Fan only option,Multi-zone compatible,Overload protection,Programmable,Sleep setting,Timer,Wireless remote control | 1 | TRUE | 22 | FALSE | 22+ | 957.2711
| 53 | RHDZ-48-24FC/18WM | Ramsond | 48000 BTU 4 Ton Dual Floor-Ceiling Console/Wall Mount Ductless Mini Split Air Conditioner with Heat Pump 220-Volt | 4066.02 | each | Dual Zone | 48000 | 48000 | Mini Split Unit | Auto cool,Automatic shutoff,Defrost,Fan only option,Multi-zone compatible,Overload protection,Programmable,Sleep setting,Timer,Wireless remote control | 1 | TRUE | 21.5 | FALSE | 21 | 1016.505
| 54 | RHDZ-27-9DT/9WM | Ramsond | 27000 BTU 2.25 Ton Dual Slim Duct/Wall Mount Ductless Mini Split Air Conditioner with Heat Pump 220-Volt | 2290.47 | each | Dual Zone | 27000 | 28000 | Mini Split Unit | Auto cool,Automatic shutoff,Defrost,Fan only option,Multi-zone compatible,Overload protection,Programmable,Sleep setting,Timer,Wireless remote control | 1 | TRUE | 22 | FALSE | 22+ | 1017.9867
| 55 | RHDZ-27-18DT/18WM | Ramsond | 27000 BTU 2.25 Ton Dual Slim Duct/Wall Mount Ductless Mini Split Air Conditioner with Heat Pump 220-Volt | 2458.84 | each | Dual Zone | 27000 | 28000 | Mini Split Unit | Auto cool,Automatic shutoff,Defrost,Fan only option,Multi-zone compatible,Overload protection,Programmable,Sleep setting,Timer,Wireless remote control | 1 | TRUE | 22 | FALSE | 22+ | 1092.8178
| 56 | RHDZ-27-18CT/18WM | Ramsond | 27000 BTU 2.25 Ton Dual Cassette/Wall Mount Ductless Mini Split Air Conditioner with Heat Pump 220-Volt | 2531.9 | each | Dual Zone | 27000 | 28000 | Mini Split Unit | Auto cool,Automatic shutoff,Defrost,Fan only option,Multi-zone compatible,Overload protection,Programmable,Sleep setting,Timer,Wireless remote control | 1 | TRUE | 22 | FALSE | 22+ | 1125.2889
| 57 | DIYM236HPW00B05 | MRCOOL | DIY 27,000 BTU 2.25-Ton 2-Zone Ductless Mini-Split Air Conditioner Heat Pump 230-Volt/60Hz | 3001 | bundle | Dual Zone | 27000 | 27000 | Mini Split Unit | Auto cool,Automatic shutoff,Defrost,Fan only option,Mobile App,Multi-zone compatible,Timer,Wifi,Wireless remote control | 1 | TRUE | 21.5 | FALSE | 21 | 1333.7778
| 58 | MULTIU18HP210 | GREE | Ultra ENERGY STAR 2-Zone 18,000 BTU 1.5 Ton Wi-Fi Ductless Mini Split Air Conditioner and Heat Pump with 25 ft. Kit 230V | 2481.95 | each | Dual Zone | 18000 | 20800 | Mini Split Unit | Auto cool,Automatic shutoff,Defrost,Mobile App,Multi-zone compatible,Overload protection,Sleep setting,Timer,Wifi,Wireless remote control | 1 | TRUE | 23 | FALSE | 22+ | 1654.6333
| 59 | RHDZ-36-12M/24W | Ramsond | 36000 BTU 3-Ton Dual Mini Console/Wall Mount Ductless Mini Split Air Conditioner with Heat Pump, 220-Volt | 3191.09 | each | Dual Zone | 36000 | 36000 | Mini Split Unit | Auto cool,Automatic shutoff,Defrost,Fan only option,Multi-zone compatible,Overload protection,Programmable,Sleep setting,Timer,Wireless remote control | 1 | TRUE | 22.5 | FALSE | 22+ | 1063.6967
| 60 | RHDZ-48-18FC/24WM | Ramsond | 48000 BTU 4 Ton Dual Floor-Ceiling Console/Wall Mount Ductless Mini Split Air Conditioner with Heat Pump 220-Volt | 4014.72 | each | Dual Zone | 48000 | 48000 | Mini Split Unit | Auto cool,Automatic shutoff,Defrost,Fan only option,Multi-zone compatible,Overload protection,Programmable,Sleep setting,Timer,Wireless remote control | 1 | TRUE | 21.5 | FALSE | 21 | 1003.68
| 61 | RHDZ-27-12DT/12WM | Ramsond | RHDZ 27000 BTU 2.25 Ton Dual Slim Duct/Wall Mount Ductless Mini Split Air Conditioner with Heat Pump 220-Volt | 2334.94 | each | Dual Zone | 27000 | 28000 | Mini Split Unit | Auto cool,Automatic shutoff,Defrost,Fan only option,Multi-zone compatible,Overload protection,Programmable,Sleep setting,Timer,Wireless remote control | 1 | TRUE | 22 | FALSE | 22+ | 1037.7511
| 62 | M227HP23WM03AK2 | MRCOOL | Olympus 24,000 BTU 2 Ton 2-Zone Ductless Mini Split Air Conditioner and Heat Pump with 25 ft. Install Kit - 230V/60Hz | 2740.74 | bundle | Dual Zone | 24000 | 24000 | Mini Split Unit | Auto cool,Automatic shutoff,Defrost,Fan only option,Mobile App,Multi-zone compatible,Overload protection,Programmable,Sleep setting,Timer,Wireless remote control | 1 | TRUE | 23 | FALSE | 22+ | 1370.37
| 63 | M218HP23WM00AK2 | MRCOOL | Olympus 18,000 BTU 1.5 Ton 2-Zone Ductless Mini Split Air Conditioner and Heat Pump, 25 ft. Install Kit - 230V/60Hz | 1971 | bundle | Dual Zone | 18000 | 18000 | Mini Split Unit | Auto cool,Automatic shutoff,Defrost,Fan only option,Mobile App,Multi-zone compatible,Overload protection,Programmable,Sleep setting,Timer,Wireless remote control | 1 | TRUE | 22.5 | FALSE | 22+ | 1314
| 64 | M227HP23WM02AK2 | MRCOOL | Olympus 27000 BTU 2.25 Ton 2-Zone Ductless Mini-Split Air Conditioner and Heat Pump w/ 25 ft. Install Kit, 230-Volt/60Hz | 2851 | bundle | Dual Zone | 27000 | 27000 | Mini Split Unit | Auto cool,Automatic shutoff,Defrost,Fan only option,Mobile App,Multi-zone compatible,Overload protection,Programmable,Sleep setting,Timer,Wireless remote control | 1 | TRUE | 23 | FALSE | 22+ | 1267.1111
| 65 | M236HP23WM07AK2 | MRCOOL | Olympus 36,000 BTU 2-Zone 3 Ton Ductless Mini Split Air Conditioner and Heat Pump, 25 ft. Install Kit - 230V/60Hz | 3989.7 | bundle | Dual Zone | 36000 | 36000 | Mini Split Unit | Auto cool,Automatic shutoff,Defrost,Fan only option,Mobile App,Multi-zone compatible,Overload protection,Programmable,Sleep setting,Timer,Wireless remote control | 1 | TRUE | 22.5 | FALSE | 22+ | 1329.9
| 66 | M227HP23WM01AK2 | MRCOOL | Olympus 21,000 BTU 1.75 Ton 2-Zone Ductless Mini Split Air Conditioner and Heat Pump with 25 ft. Install Kit - 230V/60Hz | 2708.38 | bundle | Dual Zone | 20800 | 20800 | Mini Split Unit | Auto cool,Automatic shutoff,Defrost,Fan only option,Mobile App,Multi-zone compatible,Overload protection,Programmable,Sleep setting,Timer,Wireless remote control | 1 | TRUE | 23 | FALSE | 22+ | 1562.5269
| 67 | M227HP23WM01AK1 | MRCOOL | Olympus 21,000 BTU 1.75 Ton 2-Zone Ductless Mini Split Air Conditioner and Heat Pump with 16 ft. Install Kit - 230V/60Hz | 2551 | bundle | Dual Zone | 20800 | 20800 | Mini Split Unit | Auto cool,Automatic shutoff,Defrost,Fan only option,Mobile App,Multi-zone compatible,Overload protection,Programmable,Sleep setting,Timer,Wireless remote control | 1 | TRUE | 23 | FALSE | 22+ | 1471.7308
| 68 | M248HP23WM08AK2 | MRCOOL | Olympus 42,000 BTU 2-Zone 3.5 Ton Ductless Mini-Split Air Conditioner and Heat Pump, 25 ft. Install Kit - 230V/60Hz | 4080 | bundle | Dual Zone | 42500 | 42500 | Mini Split Unit | Auto cool,Automatic shutoff,Defrost,Fan only option,Mobile App,Multi-zone compatible,Overload protection,Programmable,Sleep setting,Timer,Wireless remote control | 1 | TRUE | 22.4 | FALSE | 22+ | 1152
| 69 | MULTI42HP510 | GREE | Multi-21 5 Zone 40944 BTU Wi-Fi Ductless Mini Split Air Conditioner & Heat Pump with 25 ft. Install Kit-230V/60Hz | 4274.05 | each | Quad Zone or More | 41000 | 45000 | Mini Split Unit | Auto cool,Automatic shutoff,Mobile App,Multi-zone compatible,Overload protection,Programmable,Sleep setting,Timer,Wifi,Wireless remote control | 1 | TRUE | 21 | FALSE | 21 | 1250.9415
| 70 | DIYM436HPW01B03 | MRCOOL | DIY 36,000 BTU 3-Ton 4-Zone Ductless Mini-Split Air Conditioner Heat Pump, Install Kits, 230-Volt/60Hz | 3418.88 | bundle | Quad Zone or More | 36000 | 36000 | Mini Split Unit | Auto cool,Automatic shutoff,Defrost,Fan only option,Mobile App,Multi-zone compatible,Timer,Wifi,Wireless remote control | 1 | TRUE | 21.5 | FALSE | 21 | 1139.6267
| 71 | DIYM336HPW02BK5 | MRCOOL | 36,000 BTU 3 Ton 3-Zone Ductless Mini-Split Air Conditioner and Heat Pump with 50 ft. Install Kit 230-Volt/60Hz | 3289.81 | bundle | Quad Zone or More | 36000 | 36000 | Mini Split Unit | Auto cool,Automatic shutoff,Defrost,Fan only option,Mobile App,Multi-zone compatible,Timer,Wifi,Wireless remote control | 1 | TRUE | 21.5 | FALSE | 21 | 1096.6033
| 72 | RH5Z-48-5X12WM | Ramsond | 48000 BTU 4-Ton 5-Wall Mount Ductless Mini Split Air Conditioner with Heat Pump, 220-Volt | 5434.52 | each | Quad Zone or More | 48000 | 48000 | Mini Split Unit | Auto cool,Automatic shutoff,Defrost,Fan only option,Multi-zone compatible,Overload protection,Programmable,Sleep setting,Timer,Wireless remote control | 1 | TRUE | 21.5 | FALSE | 21 | 1358.63
| 73 | DIYM436HPW00BK2 | MRCOOL | 36,000 BTU 3-Ton 4-Zone Ductless Mini-Split Air Conditioner and Heat Pump with 25 ft. Install Kit, 230-Volt/60 Hz | 4660.06 | bundle | Quad Zone or More | 36000 | 36000 | Mini Split Unit | Auto cool,Automatic shutoff,Defrost,Fan only option,Mobile App,Multi-zone compatible,Timer,Wifi,Wireless remote control | 1 | TRUE | 21.5 | FALSE | 21 | 1553.3533
| 74 | DIYM436HPW06B23 | MRCOOL | DIY 36,000 BTU 3-Ton 4-Zone Ductless Mini-Split Air Conditioner Heat Pump 230-Volt/60Hz | 3880.44 | bundle | Quad Zone or More | 36000 | 36000 | Mini Split Unit | Auto cool,Automatic shutoff,Defrost,Fan only option,Mobile App,Multi-zone compatible,Timer,Wifi,Wireless remote control | 1 | TRUE | 21.5 | FALSE | 21 | 1293.48
| 75 | MBRS42HP300 |  | Brisa Quad Zone 39000 BTU 3.5 Ton Wi-Fi Ductless Mini Split Air Conditioner and Heat Pump with 25 ft. Install Kit 230V | 3514.05 | each | Quad Zone or More | 39000 | 45000 | Mini Split Unit | Auto cool,Automatic shutoff,Defrost,Multi-zone compatible,Overload protection,Programmable,Sleep setting,Timer,Wifi,Wireless remote control | 1 | TRUE | 21 | FALSE | 21 | 1081.2462
| 76 | DIYM336HPW06BK5 | MRCOOL | 36,000 BTU 3 Ton 3-Zone Ductless Mini-Split Air Conditioner and Heat Pump with 50 ft. Install Kit 230-Volt/60Hz | 3335.77 | bundle | Quad Zone or More | 36000 | 36000 | Mini Split Unit | Auto cool,Automatic shutoff,Defrost,Fan only option,Mobile App,Multi-zone compatible,Timer,Wifi,Wireless remote control | 1 | TRUE | 21.5 | FALSE | 21 | 1111.9233
| 77 | DIYM436HPW02B22 | MRCOOL | DIY 36,000 BTU 3-Ton 4-Zone Ductless Mini-Split Air Conditioner Heat Pump 230-Volt/60Hz | 3856.43 | bundle | Quad Zone or More | 36000 | 36000 | Mini Split Unit | Auto cool,Automatic shutoff,Defrost,Fan only option,Mobile App,Multi-zone compatible,Timer,Wifi,Wireless remote control | 1 | TRUE | 21.5 | FALSE | 21 | 1285.4767
| 78 | DIYM436HPW05B03 | MRCOOL | DIY 36,000 BTU 3-Ton 4-Zone Ductless Mini-Split Air Conditioner Heat Pump 230-Volt/60Hz | 3433.25 | bundle | Quad Zone or More | 36000 | 36000 | Mini Split Unit | Auto cool,Automatic shutoff,Defrost,Fan only option,Mobile App,Multi-zone compatible,Timer,Wifi,Wireless remote control | 1 | TRUE | 21.5 | FALSE | 21 | 1144.4167
| 79 | DIYM436HPW04BK5 | MRCOOL | 36,000 BTU 3-Ton 4-Zone Ductless Mini-Split Air Conditioner and Heat Pump with 50 ft. Install Kit 230-Volt/60Hz | 4236.78 | bundle | Quad Zone or More | 36000 | 36000 | Mini Split Unit | Auto cool,Automatic shutoff,Defrost,Fan only option,Mobile App,Multi-zone compatible,Timer,Wifi,Wireless remote control | 1 | TRUE | 21.5 | FALSE | 21 | 1412.26
| 80 | DIYM236HPW05BK2 | MrCool | 36,000 BTU 3-Ton 2-Zone Ductless Mini-Split Air Conditioner and Heat Pump with 25 ft. Install Kit, 230-Volt/60 Hz | 3944.68 | bundle | Quad Zone or More | 36000 | 36000 | Mini Split Unit | Auto cool,Automatic shutoff,Defrost,Fan only option,Mobile App,Multi-zone compatible,Timer,Wifi,Wireless remote control | 1 | TRUE | 21.5 | FALSE | 21 | 1314.8933
| 81 | DIYM436HPW03B22 | MRCOOL | DIY 36,000 BTU 3-Ton 4-Zone Ductless Mini-Split Air Conditioner Heat Pump, 230V/60Hz | 3888.88 | bundle | Quad Zone or More | 36000 | 36000 | Mini Split Unit | Auto cool,Automatic shutoff,Defrost,Fan only option,Mobile App,Multi-zone compatible,Timer,Wifi,Wireless remote control | 1 | TRUE | 21.5 | FALSE | 21 | 1296.2933
| 82 | MBRS42HP500 |  | Brisa 5 Zone 39,000 BTU 3.5 Ton Wi-Fi Ductless Mini Split Air Conditioner and Heat Pump with 25 ft. Install Kit 230V | 3799.05 | each | Quad Zone or More | 39000 | 45000 | Mini Split Unit | Auto cool,Automatic shutoff,Mobile App,Multi-zone compatible,Overload protection,Programmable,Sleep setting,Timer,Wifi,Wireless remote control | 1 | TRUE | 21 | FALSE | 21 | 1168.9385
| 83 | DIYM336HPW10BK2 | MrCool | 36,000 BTU 3-Ton 3-Zone Ductless Mini-Split Air Conditioner and Heat Pump with 25 ft. Install Kit, 230-Volt/60 Hz | 3384.18 | bundle | Quad Zone or More | 36000 | 36000 | Mini Split Unit | Auto cool,Automatic shutoff,Defrost,Fan only option,Mobile App,Multi-zone compatible,Timer,Wifi,Wireless remote control | 1 | TRUE | 21.5 | FALSE | 21 | 1128.06
| 84 | DIYM236HPW04BK5 | MrCool | 36,000 BTU 3-Ton 4-Zone Ductless Mini-Split Air Conditioner and Heat Pump with 50 ft. Install Kit, 230-Volt/60 Hz | 3373.45 | bundle | Quad Zone or More | 36000 | 36000 | Mini Split Unit | Auto cool,Automatic shutoff,Defrost,Fan only option,Mobile App,Multi-zone compatible,Timer,Wifi,Wireless remote control | 1 | TRUE | 21.5 | FALSE | 21 | 1124.4833
| 85 | DIYM336HPW07BK7 | MrCool | 36,000 BTU 3-Ton 3-Zone Ductless Mini-Split Air Conditioner and Heat Pump with 75 ft. Install Kit, 230-Volt/60 Hz | 4195.12 | bundle | Quad Zone or More | 36000 | 36000 | Mini Split Unit | Auto cool,Automatic shutoff,Defrost,Fan only option,Mobile App,Multi-zone compatible,Timer,Wifi,Wireless remote control | 1 | TRUE | 21.5 | FALSE | 21 | 1398.3733
| 86 | DIYM236HPW02BK1 | MRCOOL | 24,000 BTU 2 Ton 2-Zone Ductless Mini-Split Air Conditioner and Heat Pump with 16 ft. Install Kit, 230-Volt/60Hz | 2927.14 | bundle | Quad Zone or More | 24000 | 24000 | Mini Split Unit | Auto cool,Automatic shutoff,Defrost,Fan only option,Mobile App,Multi-zone compatible,Timer,Wifi,Wireless remote control | 1 | TRUE | 21.5 | FALSE | 21 | 1463.57
| 87 | DIYM336HPW09BK5 | MRCOOL | 36,000 BTU 3-Ton 3-Zone Ductless Mini-Split Air Conditioner and Heat Pump with 50 ft. Install Kit 230-Volt/60Hz | 3801.32 | bundle | Quad Zone or More | 36000 | 36000 | Mini Split Unit | Auto cool,Automatic shutoff,Defrost,Fan only option,Mobile App,Multi-zone compatible,Timer,Wifi,Wireless remote control | 1 | TRUE | 21.5 | FALSE | 21 | 1267.1067
| 88 | DIYM336HPW03BK5 | MRCOOL | 36,000 BTU 3-Ton 3-Zone Ductless Mini-Split Air Conditioner and Heat Pump with 50 ft. Install Kit 230-Volt/60Hz | 3839.34 | bundle | Quad Zone or More | 36000 | 36000 | Mini Split Unit | Auto cool,Automatic shutoff,Defrost,Fan only option,Mobile App,Multi-zone compatible,Timer,Wifi,Wireless remote control | 1 | TRUE | 21.5 | FALSE | 21 | 1279.78
| 89 | DIYM336HPW01BK5 | MrCool | 30,000 BTU 2.5 Ton 3-Zone Ductless Mini-Split Air Conditioner and Heat Pump with 50 ft. Install Kit, 230-Volt/60 Hz | 3717.88 | bundle | Quad Zone or More | 30000 | 30000 | Mini Split Unit | Auto cool,Automatic shutoff,Defrost,Fan only option,Mobile App,Multi-zone compatible,Timer,Wifi,Wireless remote control | 1 | TRUE | 21.5 | FALSE | 21 | 1487.152
| 90 | MULTI36HP410 | GREE | Multi-21 Quad Zone 35826 BTU Wi-Fi Ductless Mini Split Air Conditioner & Heat Pump with 25 ft. Install Kit-230V/60Hz | 3799.05 | each | Quad Zone or More | 34600 | 44000 | Mini Split Unit | Auto cool,Automatic shutoff,Defrost,Multi-zone compatible,Overload protection,Programmable,Sleep setting,Timer,Wifi,Wireless remote control | 1 | TRUE | 21 | FALSE | 21 | 1317.5896
| 91 | MBRS42HP400 |  | Brisa Quad Zone 42,000 BTU 3.5 Ton Wi-Fi Ductless Mini Split Air Conditioner and Heat Pump with 25 ft. Install Kit 230V | 3799.05 | each | Quad Zone or More | 39000 | 45000 | Mini Split Unit | Auto cool,Automatic shutoff,Defrost,Multi-zone compatible,Overload protection,Programmable,Sleep setting,Timer,Wifi,Wireless remote control | 1 | TRUE | 21 | FALSE | 21 | 1168.9385
| 92 | MULTIU36HP410 | GREE | Ultra 4-Zone 36000 BTU 3-Ton Wi-Fi Ductless Mini Split Air Conditioner and Heat Pump with 25 ft. Install Kit-230-Volt | 4802.97 | each | Quad Zone or More | 36000 | 36000 | Mini Split Unit | Auto cool,Automatic shutoff,Defrost,Mobile App,Multi-zone compatible,Overload protection,Programmable,Sleep setting,Timer,Wifi,Wireless remote control | 1 | TRUE | 23 | FALSE | 22+ | 1600.99
| 93 | DIYM236HPW03BK2 |  | 30,000 BTU 2.5 Ton 2-Zone Ductless Mini-Split Air Conditioner and Heat Pump with 25 ft. Install Kit, 230-Volt/60Hz | 3814.53 | bundle | Quad Zone or More | 30000 | 30000 | Mini Split Unit | Auto cool,Automatic shutoff,Defrost,Fan only option,Mobile App,Multi-zone compatible,Timer,Wifi,Wireless remote control | 1 | TRUE | 21.5 | FALSE | 21 | 1525.812
| 94 | RH5Z-48-5X9WM | Ramsond | 48000 BTU 4-Ton 5-Wall Mount Ductless Mini Split Air Conditioner with Heat Pump, 220-Volt | 4875.25 | each | Quad Zone or More | 48000 | 48000 | Mini Split Unit | Auto cool,Automatic shutoff,Defrost,Fan only option,Multi-zone compatible,Overload protection,Programmable,Sleep setting,Timer,Wireless remote control | 1 | TRUE | 21.5 | FALSE | 21 | 1218.8125
| 95 | DIYM236HPW01BK2 |  | 33,000 BTU 2.75 Ton 2-Zone Ductless Mini-Split Air Conditioner and Heat Pump with 25 ft. Install Kit, 230-Volt/60Hz | 3373.36 | bundle | Quad Zone or More | 33000 | 33000 | Mini Split Unit | Auto cool,Automatic shutoff,Defrost,Fan only option,Mobile App,Multi-zone compatible,Timer,Wifi,Wireless remote control | 1 | TRUE | 21.5 | FALSE | 21 | 1226.6764
| 96 | MULTIU42HP510 | GREE | Ultra Series 5 Zone 39,600 BTU 3.5 Ton Wi-Fi Ductless Mini Split Air Conditioner & Heat Pump w/ 25 ft. Install Kit-230V | 4679.1 | each | Quad Zone or More | 39500 | 42500 | Mini Split Unit | Auto cool,Automatic shutoff,Mobile App,Multi-zone compatible,Overload protection,Programmable,Sleep setting,Timer,Wifi,Wireless remote control | 1 | TRUE | 23 | FALSE | 22+ | 1421.4987
| 97 | RHQZ-36-4X9WM | Ramsond | 36000 BTU 3-Ton Quad Wall Mount Ductless Mini Split Air Conditioner with Heat Pump, 220-Volt | 4026.56 | each | Quad Zone or More | 36000 | 36000 | Mini Split Unit | Auto cool,Automatic shutoff,Defrost,Fan only option,Multi-zone compatible,Overload protection,Programmable,Sleep setting,Timer,Wireless remote control | 1 | TRUE | 22.5 | FALSE | 22+ | 1342.1867
| 98 | DIYM336HPW00BK1 | MRCOOL | 27,000 BTU 2.25 Ton 3-Zone Ductless Mini-Split Air Conditioner and Heat Pump with 16 ft. Install Kit 230-Volt/60Hz | 2775 | bundle | Quad Zone or More | 27000 | 27000 | Mini Split Unit | Auto cool,Automatic shutoff,Defrost,Fan only option,Mobile App,Multi-zone compatible,Timer,Wifi,Wireless remote control | 1 | TRUE | 21.5 | FALSE | 21 | 1233.3333
| 99 | RHQZ-48-4X12WM | Ramsond | 48000 BTU 4-Ton Quad Wall Mount Ductless Mini Split Air Conditioner with Heat Pump, 220-Volt | 4606.53 | each | Quad Zone or More | 48000 | 48000 | Mini Split Unit | Auto cool,Automatic shutoff,Defrost,Fan only option,Multi-zone compatible,Overload protection,Programmable,Sleep setting,Timer,Wireless remote control | 1 | TRUE | 21.5 | FALSE | 21 | 1151.6325
| 100 | DIYM336HPW05BK5 | MRCOOL | 36,000 BTU 3-Ton 3-Zone Ductless Mini-Split Air Conditioner and Heat Pump with 50 ft. Install Kit 230-Volt/60Hz | 3395.09 | bundle | Quad Zone or More | 36000 | 36000 | Mini Split Unit | Auto cool,Automatic shutoff,Defrost,Fan only option,Mobile App,Multi-zone compatible,Timer,Wifi,Wireless remote control | 1 | TRUE | 21.5 | FALSE | 21 | 1131.6967
| 101 | DIYM236HPW00BK1 | MRCOOL | 27,000 BTU 2.25 Ton 2-Zone Ductless Mini-Split Air Conditioner and Heat Pump with 16 ft. Install Kit 230-Volt/60Hz | 3690.67 | bundle | Quad Zone or More | 27000 | 27000 | Mini Split Unit | Auto cool,Automatic shutoff,Defrost,Fan only option,Mobile App,Multi-zone compatible,Timer,Wifi,Wireless remote control | 1 | TRUE | 21.5 | FALSE | 21 | 1640.2978
| 102 | DIYM336HPW08BK7 | MrCool | 36,000 BTU 3-Ton 3-Zone Ductless Mini-Split Air Conditioner and Heat Pump with 75 ft. Install Kit, 230-Volt/60 Hz | 3825.51 | bundle | Quad Zone or More | 36000 | 36000 | Mini Split Unit | Auto cool,Automatic shutoff,Defrost,Fan only option,Mobile App,Multi-zone compatible,Timer,Wifi,Wireless remote control | 1 | TRUE | 21.5 | FALSE | 21 | 1275.17
| 103 | DIYM336HPW04BK7 | MrCool | 33,000 BTU 2.75 Ton 3-Zone Ductless Mini-Split Air Conditioner and Heat Pump with 75 ft. Install Kit, 230-Volt/60 Hz | 3753.85 | bundle | Quad Zone or More | 33000 | 33000 | Mini Split Unit | Auto cool,Automatic shutoff,Defrost,Fan only option,Mobile App,Multi-zone compatible,Timer,Wifi,Wireless remote control | 1 | TRUE | 21.5 | FALSE | 21 | 1365.0364
| 104 | M436HP23WM00AK2 | MRCOOL | Olympus 36,000 BTU 3 Ton 4-Zone Ductless Mini Split Air Conditioner and Heat Pump, 25 ft. Install Kit - 230V/60Hz | 4121 | bundle | Quad Zone or More | 36000 | 36000 | Mini Split Unit | Auto cool,Automatic shutoff,Defrost,Fan only option,Mobile App,Multi-zone compatible,Overload protection,Programmable,Sleep setting,Timer,Wireless remote control | 1 | TRUE | 22.5 | FALSE | 22+ | 1373.6667
| 105 | M448HP23WM07AK2 | MRCOOL | Olympus 48,000 BTU 4 Ton 4-Zone Ductless Mini Split Air Conditioner and Heat Pump, 25 ft. Install Kit - 230V/60Hz | 5182.11 | bundle | Quad Zone or More | 48000 | 48000 | Mini Split Unit | Auto cool,Automatic shutoff,Defrost,Fan only option,Mobile App,Multi-zone compatible,Overload protection,Programmable,Sleep setting,Timer,Wireless remote control | 1 | TRUE | 22.4 | FALSE | 22+ | 1295.5275
| 106 | M548HP23WM00AK2 | MRCOOL | Olympus 45,000 BTU 3.75 Ton 5-Zone Ductless Mini-Split Air Conditioner and Heat Pump, 25 ft. Install Kit - 230V/60Hz | 4921.79 | bundle | Quad Zone or More | 45000 | 45000 | Mini Split Unit | Auto cool,Automatic shutoff,Defrost,Fan only option,Mobile App,Multi-zone compatible,Overload protection,Programmable,Sleep setting,Timer,Wireless remote control | 1 | TRUE | 22.4 | FALSE | 22+ | 1312.4773
| 107 | M548HP23WM01AK2 | MRCOOL | Olympus 48,000 BTU 4 Ton 5-Zone Ductless Mini Split Air Conditioner and Heat Pump, 25 ft. Install Kit - 230V/60Hz | 5175.14 | bundle | Quad Zone or More | 48000 | 48000 | Mini Split Unit | Auto cool,Automatic shutoff,Defrost,Fan only option,Mobile App,Multi-zone compatible,Overload protection,Programmable,Sleep setting,Timer,Wireless remote control | 1 | TRUE | 22.4 | FALSE | 22+ | 1293.785
| 108 | M448HP23WM04AK2 | MRCOOL | Olympus 48,000 BTU 4 Ton 4-Zone Ductless Mini Split Air Conditioner and Heat Pump, 25 ft. Install Kit - 230V/60Hz | 4932.84 | bundle | Quad Zone or More | 48000 | 48000 | Mini Split Unit | Auto cool,Automatic shutoff,Defrost,Fan only option,Mobile App,Multi-zone compatible,Overload protection,Programmable,Sleep setting,Timer,Wireless remote control | 1 | TRUE | 22.4 | FALSE | 22+ | 1233.21
| 109 | M448HP23WM01AK1 | MRCOOL | Olympus 39,000 BTU 3.25 Ton 4-Zone Ductless Mini-Split Air Conditioner and Heat Pump with 16 ft. Install Kit - 230V/60Hz | 4412 | bundle | Quad Zone or More | 39000 | 39000 | Mini Split Unit | Auto cool,Automatic shutoff,Defrost,Fan only option,Mobile App,Multi-zone compatible,Overload protection,Programmable,Sleep setting,Timer,Wireless remote control | 1 | TRUE | 22.4 | FALSE | 22+ | 1357.5385
| 110 | M448HP23WM03AK2 | MRCOOL | Olympus 42,500 BTU 3.5 Ton 4-Zone Ductless Mini-Split Air Conditioner and Heat Pump, 25 ft. Install Kit - 230V/60Hz | 4695.48 | bundle | Quad Zone or More | 42500 | 42500 | Mini Split Unit | Auto cool,Automatic shutoff,Defrost,Fan only option,Mobile App,Multi-zone compatible,Overload protection,Programmable,Sleep setting,Timer,Wireless remote control | 1 | TRUE | 22.4 | FALSE | 22+ | 1325.7826
| 111 | M448HP23WM02AK1 | MRCOOL | Olympus 45,000 BTU 3.75 Ton 4-Zone Ductless Mini-Split Air Conditioner and Heat Pump, 16 ft. Install Kit - 230-Volt/60Hz | 4492 | bundle | Quad Zone or More | 45000 | 45000 | Mini Split Unit | Auto cool,Automatic shutoff,Defrost,Fan only option,Mobile App,Multi-zone compatible,Overload protection,Programmable,Sleep setting,Timer,Wireless remote control | 1 | TRUE | 22.4 | FALSE | 22+ | 1197.8667
| 112 | MULTI24HP310 | GREE | Multi-21 Triple Zone 31000 BTU Wi-Fi Ductless Mini Split Air Conditioner & Heat Pump with 25 ft. Install Kit-230V/60Hz | 2659.05 | each | Triple Zone | 30600 | 34600 | Mini Split Unit | Auto cool,Automatic shutoff,Mobile App,Multi-zone compatible,Overload protection,Sleep setting,Timer,Wifi,Wireless remote control | 1 | TRUE | 21 | FALSE | 21 | 1042.7647
| 113 | MULTI24HP311 | GREE | Multi-21 Triple Zone 31000 BTU Wi-Fi Ductless Mini Split Air Conditioner & Heat Pump with 25 ft. Install Kit-230V/60Hz | 2659.05 | each | Triple Zone | 30600 | 34600 | Mini Split Unit | Auto cool,Defrost,Mobile App,Multi-zone compatible,Overload protection,Programmable,Sleep setting,Timer,Wifi,Wireless remote control | 1 | TRUE | 21 | FALSE | 21 | 1042.7647
| 114 | DIYM327HPW01B04 | MRCOOL | DIY 27,000 BTU 2.25-Ton 3-Zone Ductless Mini-Split Air Conditioner Heat Pump 230-Volt/60Hz | 2919.48 | bundle | Triple Zone | 27000 | 27000 | Mini Split Unit | Auto cool,Automatic shutoff,Defrost,Fan only option,Mobile App,Multi-zone compatible,Timer,Wifi,Wireless remote control | 1 | TRUE | 22 | FALSE | 22+ | 1297.5467
| 115 | MULTI24HP210 | GREE | Multi-21 Dual Zone 31,000 BTU Wi-Fi Ductless Mini Split Air Conditioner & Heat Pump with 25 ft. Install Kit - 230V/60Hz | 2374.05 | each | Triple Zone | 30600 | 34600 | Mini Split Unit | Auto cool,Automatic shutoff,Defrost,Mobile App,Multi-zone compatible,Overload protection,Sleep setting,Timer,Wifi,Wireless remote control | 1 | TRUE | 21 | FALSE | 21 | 931
| 116 | DIYM327HPW00BK2 | MRCOOL | 27,000 BTU 2.25 Ton 3-Zone Ductless Mini-Split Air Conditioner and Heat Pump with 25 ft. Install Kit, 230-Volt/60Hz | 3467.28 | bundle | Triple Zone | 27000 | 27000 | Mini Split Unit | Auto cool,Automatic shutoff,Defrost,Fan only option,Mobile App,Multi-zone compatible,Timer,Wifi,Wireless remote control | 1 | TRUE | 22 | FALSE | 22+ | 1541.0133
| 117 | DIYM336HPW10B03 | MRCOOL | DIY 36,000 BTU 3-Ton 3-Zone Ductless Mini-Split Air Conditioner Heat Pump 230-Volt/60Hz | 3257.75 | bundle | Triple Zone | 36000 | 36000 | Mini Split Unit | Auto cool,Automatic shutoff,Defrost,Fan only option,Mobile App,Multi-zone compatible,Timer,Wifi,Wireless remote control | 1 | TRUE | 21.5 | FALSE | 21 | 1085.9167
| 118 | MBRS30HP300 | boreal | Brisa Triple Zone 28400 BTU 2.5 Ton Wi-Fi Ductless Mini Split Air Conditioner Heat Pump with 25 ft. Install Kit 230-Volt | 2283.66 | each | Triple Zone | 28400 | 30000 | Mini Split Unit | Auto cool,Automatic shutoff,Mobile App,Multi-zone compatible,Overload protection,Sleep setting,Timer,Wifi,Wireless remote control | 1 | TRUE | 21 | FALSE | 21 | 964.9268
| 119 | MULTI36HP307 | GREE | Multi-21 Zone 36,000 BTU Ductless Mini Split Air Conditioner with Heat, Inverter and Remote -230-Volt | 3369 | set | Triple Zone | 36000 | 36000 | Mini Split Unit | Auto cool,Heater compatible,Multi-zone compatible,Wireless remote control | 1 | TRUE | 21 | FALSE | 21 | 1123
| 120 | DIYM336HPW06B03 | MRCOOL | DIY 36,000 BTU 3-Ton 3-Zone Ductless Mini-Split Air Conditioner Heat Pump, 230-Volt/60Hz | 2861 | bundle | Triple Zone | 36000 | 36000 | Mini Split Unit | Auto cool,Automatic shutoff,Defrost,Fan only option,Mobile App,Multi-zone compatible,Timer,Wifi,Wireless remote control | 1 | TRUE | 21.5 | FALSE | 21 | 953.6667
| 121 | DIYM227HPW03BK5 | MrCool | 24,000 BTU 2 Ton 2-Zone Ductless Mini-Split Air Conditioner and Heat Pump with 50 ft. Install Kit, 230-Volt/60 Hz | 2941.43 | bundle | Triple Zone | 24000 | 24000 | Mini Split Unit | Auto cool,Automatic shutoff,Defrost,Fan only option,Mobile App,Multi-zone compatible,Timer,Wifi,Wireless remote control | 1 | TRUE | 22 | FALSE | 22+ | 1470.715
| 122 | DIYM227HPW00BK1 |  | 18,000 BTU 1.5 Ton 2-Zone Ductless Mini-Split Air Conditioner and Heat Pump with 16 ft. Install Kit, 230-Volt/60Hz | 2870.67 | bundle | Triple Zone | 18000 | 18000 | Mini Split Unit | Auto cool,Automatic shutoff,Defrost,Fan only option,Mobile App,Multi-zone compatible,Timer,Wifi,Wireless remote control | 1 | TRUE | 22 | FALSE | 22+ | 1913.78
| 123 | DIYM336HPW03B12 | MRCOOL | DIY 36,000 BTU 3-Ton 3-Zone Ductless Mini-Split Air Conditioner Heat Pump, Install Kits, 230-Volt/60Hz | 3389.14 | bundle | Triple Zone | 36000 | 36000 | Mini Split Unit | Auto cool,Automatic shutoff,Defrost,Fan only option,Mobile App,Multi-zone compatible,Timer,Wifi,Wireless remote control | 1 | TRUE | 21.5 | FALSE | 21 | 1129.7133
| 124 | RHTZ-36-3X12WM | Ramsond | 36000 BTU 3 Ton Triple Wall Mount Ductless Mini Split Air Conditioner with Heat Pump 220-Volt | 3473.82 | each | Triple Zone | 36000 | 36000 | Mini Split Unit | Auto cool,Automatic shutoff,Defrost,Fan only option,Multi-zone compatible,Overload protection,Programmable,Sleep setting,Timer,Wireless remote control | 1 | TRUE | 22.5 | FALSE | 22+ | 1157.94
| 125 | DIYM336HPW02B01 | MRCOOL | DIY 36,000 BTU 3-Ton 3-Zone Ductless Mini-Split Air Conditioner Heat Pump, 230-Volt/60Hz | 3264.51 | bundle | Triple Zone | 36000 | 36000 | Mini Split Unit | Auto cool,Automatic shutoff,Defrost,Fan only option,Mobile App,Multi-zone compatible,Timer,Wifi,Wireless remote control | 1 | TRUE | 21.5 | FALSE | 21 | 1088.17
| 126 | DIYM336HPW07B03 | MRCOOL | DIY 36,000 BTU 3-Ton 3-Zone Ductless Mini-Split Air Conditioner Heat Pump, 230-Volt/60Hz | 3195.5 | bundle | Triple Zone | 36000 | 36000 | Mini Split Unit | Auto cool,Automatic shutoff,Defrost,Fan only option,Mobile App,Multi-zone compatible,Timer,Wifi,Wireless remote control | 1 | TRUE | 21.5 | FALSE | 21 | 1065.1667
| 127 | DIYM227HPW04BK1 |  | 27,000 BTU 2.25 Ton 2-Zone Ductless Mini-Split Air Conditioner and Heat Pump with 16 ft. Install Kit, 230-Volt/60Hz | 3109.26 | bundle | Triple Zone | 27000 | 27000 | Mini Split Unit | Auto cool,Automatic shutoff,Defrost,Fan only option,Mobile App,Multi-zone compatible,Timer,Wifi,Wireless remote control | 1 | TRUE | 22 | FALSE | 22+ | 1381.8933
| 128 | DIYM327HPW02B04 | MRCOOL | DIY 27,000 BTU 2.25-Ton 3-Zone Ductless Mini-Split Air Conditioner Heat Pump, Install Kits, 230-Volt/60Hz | 2926.83 | bundle | Triple Zone | 27000 | 27000 | Mini Split Unit | Auto cool,Automatic shutoff,Defrost,Fan only option,Mobile App,Multi-zone compatible,Timer,Wifi,Wireless remote control | 1 | TRUE | 22 | FALSE | 22+ | 1300.8133
| 129 | DIYM227HPW02BK5 | MrCool | 27,000 BTU 2.25 Ton 2-Zone Ductless Mini-Split Air Conditioner and Heat Pump with 50 ft. Install Kit, 230-Volt/60 Hz | 2968.84 | bundle | Triple Zone | 27000 | 27000 | Mini Split Unit | Auto cool,Automatic shutoff,Defrost,Fan only option,Mobile App,Multi-zone compatible,Timer,Wifi,Wireless remote control | 1 | TRUE | 22 | FALSE | 22+ | 1319.4844
| 130 | DIYM327HPW04B04 | MRCOOL | DIY 27,000 BTU 2.25-Ton 3-Zone Ductless Mini-Split Air Conditioner Heat Pump, Install Kits, 230-Volt/60Hz | 2934.41 | bundle | Triple Zone | 27000 | 27000 | Mini Split Unit | Auto cool,Automatic shutoff,Defrost,Fan only option,Mobile App,Multi-zone compatible,Timer,Wifi,Wireless remote control | 1 | TRUE | 22 | FALSE | 22+ | 1304.1822
| 131 | DIYM336HPW01B09 | MRCOOL | DIY 30,000 BTU 2.5-Ton 3-Zone Ductless Mini-Split Air Conditioner Heat Pump, 230V/60Hz | 2997 | bundle | Triple Zone | 30000 | 30000 | Mini Split Unit | Auto cool,Automatic shutoff,Defrost,Fan only option,Mobile App,Multi-zone compatible,Timer,Wifi,Wireless remote control | 1 | TRUE | 21.5 | FALSE | 21 | 1198.8
| 132 | DIYM327HPW03B00 | MRCOOL | DIY 27,000 BTU 2.25-Ton 3-Zone Ductless Mini-Split Air Conditioner Heat Pump, Install Kits, 230-Volt/60Hz | 2621 | bundle | Triple Zone | 27000 | 27000 | Mini Split Unit | Auto cool,Automatic shutoff,Defrost,Fan only option,Mobile App,Multi-zone compatible,Timer,Wifi,Wireless remote control | 1 | TRUE | 22 | FALSE | 22+ | 1164.8889
| 133 | DIYM336HPW05B01 | MRCOOL | DIY 36,000 BTU 3-Ton 3-Zone Ductless Mini-Split Air Conditioner Heat Pump, Install Kits, 230-Volt/60Hz | 3008 | bundle | Triple Zone | 36000 | 36000 | Mini Split Unit | Auto cool,Automatic shutoff,Defrost,Fan only option,Mobile App,Multi-zone compatible,Timer,Wifi,Wireless remote control | 1 | TRUE | 21.5 | FALSE | 21 | 1002.6667
| 134 | MULTI24HP313 | GREE | Multi-21 Triple Zone 31000 BTU Wi-Fi Ductless Mini Split Air Conditioner & Heat Pump with 25 ft. Install Kit-230V/60Hz | 2754.05 | each | Triple Zone | 30600 | 34600 | Mini Split Unit | Auto cool,Defrost,Mobile App,Multi-zone compatible,Overload protection,Programmable,Sleep setting,Timer,Wifi,Wireless remote control | 1 | TRUE | 21 | FALSE | 21 | 1080.0196
| 135 | RHTZ-27-3X9WM | Ramsond | 27000 BTU 2.25 Ton Triple Wall Mount Ductless Mini Split Air Conditioner with Heat Pump 220-Volt | 3130.12 | each | Triple Zone | 27000 | 28000 | Mini Split Unit | Auto cool,Automatic shutoff,Defrost,Fan only option,Multi-zone compatible,Overload protection,Programmable,Sleep setting,Timer,Wireless remote control | 1 | TRUE | 22 | FALSE | 22+ | 1391.1644
| 136 | DIYM336HPW04B05 | MRCOOL | DIY 33,000 BTU 2.75-Ton 3-Zone Ductless Mini-Split Air Conditioner Heat Pump, Install Kits, 230-Volt/60Hz | 3133.33 | bundle | Triple Zone | 33000 | 33000 | Mini Split Unit | Auto cool,Automatic shutoff,Defrost,Fan only option,Mobile App,Multi-zone compatible,Timer,Wifi,Wireless remote control | 1 | TRUE | 21.5 | FALSE | 21 | 1139.3927
| 137 | DIYM227HPW01BK5 | MrCool | 21,000 BTU 1.75 Ton 2-Zone Ductless Mini-Split Air Conditioner and Heat Pump with 50 ft. Install Kit, 230-Volt/60 Hz | 2607 | bundle | Triple Zone | 20800 | 20800 | Mini Split Unit | Auto cool,Automatic shutoff,Defrost,Fan only option,Mobile App,Multi-zone compatible,Timer,Wifi,Wireless remote control | 1 | TRUE | 22 | FALSE | 22+ | 1504.0385
| 138 | DIYM336HPW09B15 | MRCOOL | DIY 36,000 BTU 3-Ton 3-Zone Ductless Mini-Split Air Conditioner Heat Pump, 230-Volt/60Hz | 3760.24 | bundle | Triple Zone | 36000 | 36000 | Mini Split Unit | Auto cool,Automatic shutoff,Defrost,Fan only option,Mobile App,Multi-zone compatible,Timer,Wifi,Wireless remote control | 1 | TRUE | 21.5 | FALSE | 21 | 1253.4133
| 139 | DIYM436HPW03B07 | MRCOOL | DIY 36,000 BTU 3-Ton 4-Zone Ductless Mini-Split Air Conditioner Heat Pump, 230-Volt/60Hz | 3757.5 | bundle | Triple Zone | 36000 | 36000 | Mini Split Unit | Auto cool,Automatic shutoff,Defrost,Fan only option,Mobile App,Multi-zone compatible,Timer,Wifi,Wireless remote control | 1 | TRUE | 21.5 | FALSE | 21 | 1252.5
| 140 | MULTIU36HP310 | GREE | Ultra 3-Zone 32000 BTU 3-Ton Wi-Fi Ductless Mini Split Air Conditioner and Heat Pump with 25 ft. Install Kit-230-Volt | 4446.43 | each | Triple Zone | 31600 | 30600 | Mini Split Unit | Auto cool,Automatic shutoff,Defrost,Multi-zone compatible,Overload protection,Programmable,Sleep setting,Timer,Wifi,Wireless remote control | 1 | TRUE | 23 | FALSE | 22+ | 1688.5177
| 141 | RHTZ-48-3X18WM | Ramsond | 48000 BTU 4-Ton Triple Wall Mount Ductless Mini Split Air Conditioner with Heat Pump, 220-Volt | 4325.25 | each | Triple Zone | 48000 | 48000 | Mini Split Unit | Auto cool,Automatic shutoff,Defrost,Fan only option,Multi-zone compatible,Overload protection,Programmable,Sleep setting,Timer,Wireless remote control | 1 | TRUE | 21.5 | FALSE | 21 | 1081.3125
| 142 | MULTIU24HP311 | GREE | Ultra ENERGY STAR 3-Zone 26000 BTU 2 Ton Wi-Fi Ductless Mini Split Air Conditioner &Heat Pump w/ 25 ft. Install Kit 230V | 3508.51 | each | Triple Zone | 26000 | 29000 | Mini Split Unit | Auto cool,Defrost,Mobile App,Multi-zone compatible,Overload protection,Programmable,Sleep setting,Timer,Wifi,Wireless remote control | 1 | TRUE | 23 | FALSE | 22+ | 1619.3123
| 143 | MULTIU24HP310 | GREE | Ultra ENERGY STAR 3-Zone 26000 2 Ton BTU Wi-Fi Ductless Mini Split Air Conditioner &Heat Pump w/ 25 ft. Install Kit 230V | 3454.33 | each | Triple Zone | 26000 | 27000 | Mini Split Unit | Auto cool,Automatic shutoff,Mobile App,Multi-zone compatible,Overload protection,Sleep setting,Timer,Wifi,Wireless remote control | 1 | TRUE | 23 | FALSE | 22+ | 1594.3062
| 144 | MULTIU36HP311 | GREE | Ultra 3-Zone 33000 BTU 3-Ton Wi-Fi Ductless Mini Split Air Conditioner and Heat Pump with 25 ft. Install Kit-230-Volt | 4439.22 | each | Triple Zone | 33000 | 34400 | Mini Split Unit | Auto cool,Automatic shutoff,Defrost,Mobile App,Multi-zone compatible,Overload protection,Programmable,Sleep setting,Timer,Wifi,Wireless remote control | 1 | TRUE | 23 | FALSE | 22+ | 1614.2618
| 145 | RHDZ-36-24D/12W | Ramsond | 36000 BTU 3-Ton Dual Slim Duct/Wall Mount Ductless Mini Split Air Conditioner with Heat Pump 220-Volt | 3400.75 | each | Triple Zone | 36000 | 36000 | Mini Split Unit | Auto cool,Automatic shutoff,Defrost,Fan only option,Multi-zone compatible,Overload protection,Programmable,Sleep setting,Timer,Wireless remote control | 1 | TRUE | 22.5 | FALSE | 22+ | 1133.5833
| 146 | DIYM336HPW08B02 | MRCOOL | DIY 36,000 BTU 3-Ton 3-Zone Ductless Mini-Split Air Conditioner Heat Pump, Install Kits, 230-Volt/60Hz | 3184.49 | bundle | Triple Zone | 36000 | 36000 | Mini Split Unit | Auto cool,Automatic shutoff,Defrost,Fan only option,Mobile App,Multi-zone compatible,Timer,Wifi,Wireless remote control | 1 | TRUE | 21.5 | FALSE | 21 | 1061.4967
| 147 | DIYM336HPW00B02 | MRCOOL | DIY 27,000 BTU 2.25-Ton 3-Zone Ductless Mini-Split Air Conditioner Heat Pump, 230V/60Hz | 3080 | bundle | Triple Zone | 27000 | 27000 | Mini Split Unit | Auto cool,Automatic shutoff,Defrost,Fan only option,Mobile App,Multi-zone compatible,Timer,Wifi,Wireless remote control | 1 | TRUE | 21.5 | FALSE | 21 | 1368.8889
| 148 | DIYM227HPW05BK5 | MrCool | 27,000 BTU 2.25 Ton 2-Zone Ductless Mini-Split Air Conditioner and Heat Pump with 50 ft. Install Kit, 230-Volt/60 Hz | 2716.79 | bundle | Triple Zone | 27000 | 27000 | Mini Split Unit | Auto cool,Automatic shutoff,Defrost,Fan only option,Mobile App,Multi-zone compatible,Timer,Wifi,Wireless remote control | 1 | TRUE | 22 | FALSE | 22+ | 1207.4622
| 149 | MULTIU24HP313 | GREE | Ultra ENERGY STAR 3-Zone 29000 BTU 2.5-Ton Wi-Fi Ductless Mini Split Air Conditioner Heat Pump 25 ft. Install Kit 230V | 3555.47 | each | Triple Zone | 29000 | 30600 | Mini Split Unit | Auto cool,Defrost,Mobile App,Multi-zone compatible,Overload protection,Programmable,Sleep setting,Timer,Wifi,Wireless remote control | 1 | TRUE | 21 | FALSE | 21 | 1471.229
| 150 | M327HP23WM00AK2 | MRCOOL | Olympus 27,000 BTU 2.25 Ton 3-Zone Ductless Mini Split Air Conditioner and Heat Pump with 25 ft. Install Kit - 230V/60Hz | 3098 | bundle | Triple Zone | 27000 | 27000 | Mini Split Unit | Auto cool,Automatic shutoff,Defrost,Fan only option,Mobile App,Multi-zone compatible,Overload protection,Programmable,Sleep setting,Timer,Wireless remote control | 1 | TRUE | 23 | FALSE | 22+ | 1376.8889
| 151 | M336HP23WM08AK2 | MRCOOL | Olympus 36,000 BTU 3 Ton 3-Zone Ductless Mini Split Air Conditioner and Heat Pump, 25 ft. Install Kit - 230V/60Hz | 4257.64 | bundle | Triple Zone | 36000 | 36000 | Mini Split Unit | Auto cool,Automatic shutoff,Defrost,Fan only option,Mobile App,Multi-zone compatible,Overload protection,Programmable,Sleep setting,Timer,Wireless remote control | 1 | TRUE | 22.5 | FALSE | 22+ | 1419.2133
| 152 | M348HP23WM10AK2 | MRCOOL | Olympus 48,000 BTU 4 Ton 3-Zone Ductless Mini Split Air Conditioner and Heat Pump, 25 ft. Install Kit - 230V/60Hz | 4656.75 | bundle | Triple Zone | 48000 | 48000 | Mini Split Unit | Auto cool,Automatic shutoff,Defrost,Fan only option,Mobile App,Multi-zone compatible,Overload protection,Programmable,Sleep setting,Timer,Wireless remote control | 1 | TRUE | 22.4 | FALSE | 22+ | 1164.1875
| 153 | M336HP23WM01AK1 | MRCOOL | Olympus 30000 BTU 2.5 Ton 3-Zone Ductless Mini-Split Air Conditioner and Heat Pump w/ 16 ft. Install Kit, 230-Volt/60Hz | 3952.2 | bundle | Triple Zone | 30000 | 30000 | Mini Split Unit | Auto cool,Automatic shutoff,Defrost,Fan only option,Mobile App,Multi-zone compatible,Overload protection,Programmable,Sleep setting,Timer,Wireless remote control | 1 | TRUE | 22.5 | FALSE | 22+ | 1580.88
| 154 | M336HP23WM02AK2 | MRCOOL | Olympus 36,000 BTU 3 Ton 3-Zone Ductless Mini Split Air Conditioner and Heat Pump, 25 ft. Install Kit - 230V/60Hz | 3802.95 | bundle | Triple Zone | 36000 | 36000 | Mini Split Unit | Auto cool,Automatic shutoff,Defrost,Fan only option,Mobile App,Multi-zone compatible,Overload protection,Programmable,Sleep setting,Timer,Wireless remote control | 1 | TRUE | 22.5 | FALSE | 22+ | 1267.65
| 155 | M348HP23WM09AK1 | MRCOOL | Olympus 42,500 BTU 3.5 Ton 3-Zone Ductless Mini-Split Air Conditioner and Heat Pump, 16 ft. Install Kit - 230V/60Hz | 4341 | bundle | Triple Zone | 42500 | 42500 | Mini Split Unit | Auto cool,Automatic shutoff,Defrost,Fan only option,Mobile App,Multi-zone compatible,Overload protection,Programmable,Sleep setting,Timer,Wireless remote control | 1 | TRUE | 22.4 | FALSE | 22+ | 1225.6941
| 156 | M336HP23WM04AK1 | MRCOOL | Olympus 33,000 BTU 2.75 Ton 3-Zone Ductless Mini-Split Air Conditioner and Heat Pump, 16 ft. Install Kit - 230V/60Hz | 3848 | bundle | Triple Zone | 33000 | 33000 | Mini Split Unit | Auto cool,Automatic shutoff,Defrost,Fan only option,Mobile App,Multi-zone compatible,Overload protection,Programmable,Sleep setting,Timer,Wireless remote control | 1 | TRUE | 22.5 | FALSE | 22+ | 1399.2727
| 157 | MSABB-12HRFN1-MT0W | Garrison | 12000 BTU 1 Ton Ductless Mini Split Air Conditioner and Heat Pump - 208/230-Volts/60Hz (Interior Unit Only) | 271.69 | each | Single Zone | 12000 | 12000 | Mini Split Unit | Auto cool,Automatic shutoff,Fan only option,Multi-zone compatible,Overload protection,Sleep setting,Timer,Wireless remote control | 1 | TRUE | 21.5 | TRUE | 21 | 271.69
| 158 | MSABE-18HRFN1-MT0W | Garrison | 18000 BTU 1.5 Ton Ductless Mini Split Air Conditioner and Heat Pump - 208/230-Volts/60Hz (Interior Unit Only) | 317.14 | each | Single Zone | 18000 | 18000 | Mini Split Unit | Auto cool,Automatic shutoff,Fan only option,Multi-zone compatible,Overload protection,Sleep setting,Timer,Wireless remote control | 1 | TRUE | 20.8 | TRUE | 20 | 211.4267
| 159 | MSABB-09HRFN1-MT0W | Garrison | 9000 BTU 0.75 Ton Ductless Mini Split Air Conditioner and Heat Pump - 208/230-Volts/60Hz (Interior Unit Only) | 251.49 | each | Single Zone | 9000 | 9800 | Mini Split Unit | Auto cool,Automatic shutoff,Fan only option,Multi-zone compatible,Overload protection,Sleep setting,Timer,Wireless remote control | 1 | TRUE | 22.8 | TRUE | 22+ | 335.32
| 160 | DA1221-H2 | DuctlessAire | 21 SEER 12,000 BTU 1 Ton Wi-Fi Ductless Mini Split Air Conditioner and Heat Pump Variable Speed Inverter - 220V/60Hz | 916.8 | each | Single Zone | 12000 | 12000 | Mini Split Unit | Auto cool,Automatic shutoff,Fan only option,Overload protection,Sleep setting,Timer,Wireless remote control | 0 | FALSE | 21.5 | FALSE | 21 | 916.8
| 161 | DA2421-H2 | DuctlessAire | 21 SEER 24,000 BTU Wi-Fi Ductless Mini Split Air Conditioner and Heat Pump Variable Speed Inverter - 220V/60Hz | 1388.6 | each | Single Zone | 24000 | 25000 | Mini Split Unit | Auto cool,Fan only option,Overload protection,Sleep setting,Timer,Wireless remote control | 0 | FALSE | 20.5 | FALSE | 20 | 694.3
| 162 | DA1821-H2 | DuctlessAire | 21 SEER 18,000 BTU 1.5 Ton Wi-Fi Ductless Mini Split Air Conditioner and Heat Pump Variable Speed Inverter - 220V/60Hz | 1204.14 | each | Single Zone | 18000 | 18000 | Mini Split Unit | Auto cool,Automatic shutoff,Fan only option,Overload protection,Sleep setting,Sleep setting,Timer,Timer,Wireless remote control | 0 | FALSE | 21 | FALSE | 21 | 802.76
| 163 | WYS012GMFI19RL-16 | Pioneer | 12,000 BTU 1 Ton 19.5 SEER Ductless Mini Split Inverter+ Wall Mounted Air Conditioner with Heat Pump 208/230-Volt | 788 | set | Single Zone | 12000 | 12000 | Mini Split Unit | Auto cool,Defrost,Fan only option,Overload protection,Programmable,Sleep setting,Wifi,Wireless remote control | 0 | FALSE | 19 | FALSE | 19 | 788
| 164 | A-24-HP-230B | MRCOOL | Advantage 3rd Gen 24,000 BTU 2 Ton Ductless Mini Split Air Conditioner and Heat Pump 230V/60Hz | 1187.01 | bundle | Single Zone | 24000 | 24000 | Mini Split Unit | Automatic shutoff,Defrost,Fan only option,Mobile App,Overload protection,Programmable,Sleep setting,Timer,Wifi,Wireless remote control | 0 | FALSE | 19 | FALSE | 19 | 593.505
| 165 | WYS018GMFI19RL-16 | Pioneer | 18,000 BTU 1.5 Ton 19 SEER Ductless Mini Split Inverter+ Wall Mounted Air Conditioner with Heat Pump 208/230V | 1028 | set | Single Zone | 18000 | 18000 | Mini Split Unit | Auto cool,Defrost,Fan only option,Overload protection,Programmable,Sleep setting,Wifi,Wireless remote control | 0 | FALSE | 19 | FALSE | 19 | 685.3333
| 166 | MULTI30HP410 | GREE | Multi-21 Quad Zone 33438 BTU Wi-Fi Ductless Mini Split Air Conditioner & Heat Pump with 25 ft. Install Kit-230V/60Hz | 2943.38 | each | Triple Zone | 33000 | 31600 | Mini Split Unit | Overload protection,Sleep setting,Timer | 0 | TRUE | 21 | FALSE | 21 | 1070.32
| 167 | WYS024GMFI19RL-16 | Pioneer | 24,000 BTU 2 Ton 17 SEER Ductless Mini Split Inverter+ Wall Mounted Air Conditioner with Heat Pump 208/230-Volt | 1248 | set | Single Zone | 24000 | 24000 | Mini Split Unit | Auto cool,Defrost,Fan only option,Overload protection,Programmable,Sleep setting,Wifi,Wireless remote control | 0 | FALSE | 17 | FALSE | 17 | 624
| 168 | 8733954442 | Bosch | Gen 2 ENERGY STAR 2-Zone 18,000 BTU 1.5 Ton Ductless Mini Split Air Conditioner with Heat Pump 230-Volt | 2100.19 | bundle | Dual Zone | 18000 | 18000 | Mini Split Unit | Auto cool,Automatic shutoff,Heater compatible,Overload protection,Programmable,Sleep setting,Timer,Wireless remote control | 0 | TRUE | 19 | FALSE | 19 | 1400.1267
| 169 | ASW-H12U3/JIR1D1-US-A | AUX | 12,000 BTU Ductless Mini Split Air Conditioner with Heat Pump 17 SEER 115-Volt 1 Ton, 12 ft. Line Set, Wall Mount | 630 | box | Single Zone | 12000 | 12000 | Mini Split Unit | Sleep setting,Timer | 0 | FALSE | 17 | FALSE | 17 | 630
| 170 | LIVS09HP115V1BK | GREE | Livo 9,000 BTU 3/4 Ton Wi-Fi Programmable Ductless Mini Split Air Conditioner with Inverter, Heat, Remote - 115V/60Hz | 899 | bundle | Single Zone | 9000 | 9000 | Mini Split Unit | Auto cool,Automatic shutoff,Fan only option,Heater compatible,Overload protection,Programmable,Sleep setting,Timer,Wireless remote control | 0 | FALSE | 16 | FALSE | 16 | 1198.6667
| 171 | LIVS12HP115V1BK | GREE | LIVO 12,000 BTU 1 Ton Wi-Fi Programmable Ductless Mini Split Air Conditioner with Heat Kit - 115V/60Hz | 949 | set | Single Zone | 12000 | 12000 | Mini Split Unit | Auto cool,Automatic shutoff,Fan only option,Heater compatible,Overload protection,Programmable,Sleep setting,Timer,Wireless remote control | 0 | FALSE | 16 | FALSE | 16 | 949
| 172 | 8733954441 | Bosch | Gen 2 ENERGY STAR 3-Zone 27,000 BTU 2.25 Ton Ductless Mini Split Air Conditioner with Heat Pump 230-Volt | 2662.39 | bundle | Triple Zone | 27000 | 28000 | Mini Split Unit | Auto cool,Automatic shutoff,Heater compatible,Overload protection,Programmable,Sleep setting,Timer,Wireless remote control | 0 | TRUE | 21.9 | FALSE | 21 | 1183.2844
| 173 | H12HP1A | Hessaire | 12,000 BTU 1.0 Ton 115-Volt Ductless Mini Split Air Conditioner w/ Inverter Heat Pump Remote and 16 ft. Copper Line Set | 838.95 | each | Single Zone | 12000 | 13000 | Mini Split Unit | Heater compatible,Sleep setting,Timer | 0 | FALSE | 17.9 | FALSE | 17 | 838.95
| 174 | 8733954422 | Bosch | Gen 2 Climate 5000 ENERGY STAR 12,000 BTU 1-Ton Ductless Mini Split Air Conditioner with Heat Pump 230-Volt/60 Hz | 1255.32 | bundle | Single Zone | 12000 | 12000 | Mini Split Unit | Auto cool,Automatic shutoff,Heater compatible,Overload protection,Programmable,Sleep setting,Timer,Wireless remote control | 0 | FALSE | 22.7 | FALSE | 22+ | 1255.32
| 175 | 8733954423 | Bosch | Gen 2 Climate 5000 ENERGY STAR 18,000 BTU 1.5-Ton Ductless Mini Split Air Conditioner with Heat Pump 230-Volt/60 Hz | 1834 | bundle | Single Zone | 18000 | 18000 | Mini Split Unit | Auto cool,Automatic shutoff,Heater compatible,Overload protection,Programmable,Sleep setting,Timer,Wireless remote control | 0 | FALSE | 21 | FALSE | 21 | 1222.6667
| 176 | 8733954420 | Bosch | Gen 2 Climate 5000 ENERGY STAR 9,000 BTU 0.75-Ton Ductless Mini Split Air Conditioner with Heat Pump 230-Volt/60 Hz | 1199 | bundle | Single Zone | 9000 | 9800 | Mini Split Unit | Auto cool,Automatic shutoff,Heater compatible,Overload protection,Programmable,Sleep setting,Timer,Wireless remote control | 0 | FALSE | 23.5 | FALSE | 22+ | 1598.6667
| 177 | LIVS36HP230V1AK | GREE | 36,000 BTU Wi-Fi Programmable 3 Ton Ductless Mini Split Air Conditioner with Heat Kit - 230-208-Volt/60Hz | 2086.23 | set | Single Zone | 36000 | 36000 | Mini Split Unit | Auto cool,Automatic shutoff,Fan only option,Heater compatible,Overload protection,Programmable,Sleep setting,Timer,Wifi,Wireless remote control | 0 | FALSE | 18 | FALSE | 18 | 695.41
| 178 | O-ES-24-HP-230E | MRCOOL | Olympus ENERGY STAR 24,000 BTU 2 Ton Ductless Mini Split Air Conditioner and Heat Pump - 230V/60Hz | 1657.95 | bundle | Single Zone | 24000 | 25000 | Mini Split Unit | Automatic shutoff,Defrost,Fan only option,Mobile App,Overload protection,Programmable,Sleep setting,Timer,Wifi,Wireless remote control | 0 | FALSE | 20.5 | FALSE | 20 | 828.975
| 179 | LIVV09HP230V1AK | GREE | 9,000 BTU 3/4 Ton Wi-Fi Programmable Ductless Mini Split Air Conditioner with Heat Kit - 230-208-Volt/60Hz | 679.92 | set | Single Zone | 9000 | 11500 | Mini Split Unit | Auto cool,Automatic shutoff,Fan only option,Heater compatible,Overload protection,Programmable,Sleep setting,Timer,Wireless remote control | 0 | FALSE | 17 | FALSE | 17 | 906.56
| 180 | MULTI18HP201 | GREE | Multi-21 Zone 18,000 BTU 1.5 Ton Ductless Mini Split Air Conditioner with Heat, Inverter, Remote - 208-230-Volt/60Hz | 1859 | each | Dual Zone | 18000 | 19000 | Mini Split Unit | Overload protection,Sleep setting,Timer | 0 | TRUE | 22 | FALSE | 22+ | 1239.3333
| 181 | DIY36HP230B25MS | MRCOOL | DIY Gen-3 34,400 BTU 3 Ton 16 SEER Smart Ductless Mini Split A/C and Heat Pump w/ 25 ft. Install Kit and Mini Stat 230V | 2318 | bundle | Single Zone | 34400 | 34400 | Mini Split Unit | Auto cool,Defrost,Fan only option,Mobile App,Overload protection,Timer,Wifi,Wireless remote control | 0 | FALSE | 16 | FALSE | 16 | 808.6047
| 182 | ASW-H12U3/JIR1D1-US-C | AUX | 12,000 BTU Ductless Mini Split Air Conditioner with WIFI, Heat Pump 17 SEER 115-Volt 1 Ton, 12 ft. Line Set, Wall Mount | 650 | box | Single Zone | 12000 | 12000 | Mini Split Unit | Mobile App,Sleep setting,Timer,Wifi,Wireless remote control | 0 | FALSE | 17 | FALSE | 17 | 650
| 183 | DIY24HP230B25MS | MRCOOL | DIY 23,000 BTU 2 Ton 20 SEER E-STAR Ductless Mini Split A/C with Heat Pump with 25 ft. Install Kit and MiniStat 230V | 1968 | bundle | Single Zone | 23000 | 25000 | Mini Split Unit | Auto cool,Defrost,Fan only option,Mobile App,Overload protection,Timer,Wifi,Wireless remote control | 0 | FALSE | 20 | FALSE | 20 | 1026.7826
| 184 | 8733954440 | Bosch | Gen 2 ENERGY STAR 4-Zone 36,000 BTU 4 Ton Ductless Mini Split Air Conditioner with Heat Pump 230-Volt | 3886.26 | bundle | Quad Zone or More | 36000 | 36000 | Mini Split Unit | Auto cool,Automatic shutoff,Heater compatible,Overload protection,Programmable,Sleep setting,Timer,Wireless remote control | 0 | TRUE | 22 | FALSE | 22+ | 1295.42
| 185 | 8733954443 | Bosch | Gen 2 ENERGY STAR 2-Zone 27,000 BTU 2.25 Ton Ductless Mini Split Air Conditioner with Heat Pump 230-Volt | 2399 | bundle | Dual Zone | 27000 | 28000 | Mini Split Unit | Auto cool,Automatic shutoff,Heater compatible,Overload protection,Programmable,Sleep setting,Timer,Wireless remote control | 0 | TRUE | 21.9 | FALSE | 21 | 1066.2222
| 186 | 8733954425 | Bosch | Gen 2 Climate 5000 ENERGY STAR 24,000 BTU 2-Ton Ductless Mini Split Air Conditioner with Heat Pump 230-Volt/60 Hz | 1995.13 | bundle | Single Zone | 24000 | 25000 | Mini Split Unit | Auto cool,Automatic shutoff,Heater compatible,Overload protection,Programmable,Sleep setting,Timer,Wireless remote control | 0 | FALSE | 20.7 | FALSE | 20 | 997.565
| 187 | DIY-36-HP-230B50 | MRCOOL | DIY 3rd Gen 36K BTU 3 Ton 16 SEER Complete Ductless MiniSplit A/C Heat Pump Quick Connect Install Kit and WiFi | 2629 | bundle | Single Zone | 34400 | 36000 | Mini Split Unit | Auto cool,Automatic shutoff,Defrost,Fan only option,Mobile App,Overload protection,Sleep setting,Timer,Wifi,Wireless remote control | 0 | FALSE | 16 | FALSE | 16 | 917.093
| 188 | 8733954461 | Bosch | Max Performance ENERGY STAR 3-Zone 27,000 BTU 2.25 Ton Ductless Mini Split Air Conditioner with Heat Pump 230-Volt | 3155.99 | bundle | Triple Zone | 27000 | 28000 | Mini Split Unit | Auto cool,Automatic shutoff,Heater compatible,Overload protection,Programmable,Sleep setting,Timer,Wireless remote control | 0 | TRUE | 22 | FALSE | 22+ | 1402.6622
| 189 | 8733954458 | Bosch | Max Performance ENERGY STAR 2-Zone 18,000 BTU 1.5 Ton Ductless Mini Split Air Conditioner with Heat Pump 230-Volt | 2405.31 | bundle | Dual Zone | 18000 | 18000 | Mini Split Unit | Auto cool,Automatic shutoff,Heater compatible,Overload protection,Programmable,Sleep setting,Timer,Wireless remote control | 0 | TRUE | 21.5 | FALSE | 21 | 1603.54
| 190 | 8733954437 | Bosch | Max Performance ENERGY STAR 24,000 BTU 2 Ton Ductless Mini Split Air Conditioner and Heat Pump - 230-Volt/60 Hz | 2374.05 | bundle | Single Zone | 24000 | 24000 | Mini Split Unit | Auto cool,Automatic shutoff,Heater compatible,Overload protection,Programmable,Sleep setting,Timer,Wireless remote control | 0 | FALSE | 20.5 | FALSE | 20 | 1187.025
| 191 | O-ES-24-CHP-230 | MRCOOL | Olympus ENERGY STAR 24,000 BTU 2 Ton 20 SEER Ductless Mini Split Air Conditioner and Heat Pump 230-Volt/60Hz | 1711.95 | each | Single Zone | 24000 | 24200 | Mini Split Unit | Auto cool,Defrost,Fan only option,Mobile App,Overload protection,Timer,Wifi,Wireless remote control | 0 | FALSE | 20 | FALSE | 20 | 855.975
| 192 | MULTI42HP500 | GREE | Multi-21 Zone 39000 BTU Ductless Mini Split Air Conditioner with Heat, Inverter and Remote -230-Volt/60Hz | 3999 | each | Quad Zone or More | 39000 | 45000 | Mini Split Unit | Overload protection,Sleep setting,Timer | 0 | TRUE | 16 | FALSE | 16 | 1230.4615
| 193 | WYS018GMFI22RL-16 | Pioneer | Inverter++ Energy-Star 18,000 BTU 1.5 Ton Ductless Mini Split 20.8 SEER Wall-Mounted Air Conditioner with Heat Pump 230V | 1199.99 | set | Single Zone | 18000 | 18000 | Mini Split Unit | Auto cool,Defrost,Fan only option,Overload protection,Programmable,Sleep setting,Wifi,Wireless remote control | 0 | FALSE | 20.8 | FALSE | 20 | 799.9933
| 194 | VIR12HP230V1AK | GREE | Vireo 12,000 BTU 1 Ton Ductless Mini Split Air Conditioner and Heat Pump Kit - 208-230V/60Hz | 1044.05 | each | Single Zone | 12000 | 12000 | Mini Split Unit | Filter light reminder,Overload protection,Sleep setting,Timer | 0 | FALSE | 22 | FALSE | 22+ | 1044.05
| 195 | MULTI30HP312 | GREE | Multi-21 Triple Zone 33438 BTU Wi-Fi Ductless Mini Split Air Conditioner & Heat Pump with 25 ft. Install Kit-230V/60Hz | 3047.58 | each | Triple Zone | 33000 | 31600 | Mini Split Unit | Overload protection,Sleep setting,Timer | 0 | TRUE | 21 | FALSE | 21 | 1108.2109
| 196 | 8733954427 | Bosch | 30,000 BTU 2.5 Ton Gen 2 Climate 5000 ENERGY STAR Ductless Mini Split Air Conditioner and Heat Pump - 230-Volt/60 Hz | 2334.02 | bundle | Single Zone | 30000 | 30000 | Mini Split Unit | Auto cool,Automatic shutoff,Heater compatible,Overload protection,Programmable,Sleep setting,Timer,Wireless remote control | 0 | FALSE | 19.8 | FALSE | 19 | 933.608
| 197 | 8733954447 | Bosch | Gen 2 ENERGY STAR 2-Zone 18,000 BTU 1.5 Ton Ductless Mini Split Air Conditioner with Heat Pump 230-Volt | 2099 | bundle | Dual Zone | 18000 | 18000 | Mini Split Unit | Auto cool,Automatic shutoff,Heater compatible,Overload protection,Programmable,Sleep setting,Timer,Wireless remote control | 0 | TRUE | 19 | FALSE | 19 | 1399.3333
| 198 | CH09VCT115VIOLS | COOPERÂ &Â HUNTER | Victoria 9,000 BTU 0.75 Ton Inverter Ductless Mini Split Air Conditioner with Heat Pump 115-Volt | 825.5 | each | Single Zone | 9000 | 9000 | Mini Split Unit | Auto cool,Automatic shutoff,Defrost,Fan only option,Heater compatible,Overload protection,Programmable,Sleep setting,Timer,Wireless remote control | 0 | FALSE | 23 | FALSE | 22+ | 1100.6667
| 199 | CR12000SACH | ClimateRight | ClimateRight CR12000SACH 12,000 BTU Ductless Mini-Split BTU Air Conditioner & Heater | 1169.47 | each | Single Zone | 12000 | 14000 | Mini Split Unit | Auto cool,Automatic shutoff,Fan only option,Programmable,Sleep setting,Timer,Wireless remote control | 0 | FALSE | 15 | FALSE | 15 | 1169.47
| 200 | 8733954453 | Bosch | Max Performance 2-Zone 18,000 BTU 1.5 Ton Ductless Mini Split Air Conditioner with Heat Pump 230-Volt | 2344.68 | bundle | Dual Zone | 18000 | 18000 | Mini Split Unit | Auto cool,Automatic shutoff,Heater compatible,Overload protection,Programmable,Sleep setting,Timer,Wireless remote control | 0 | TRUE | 21.5 | FALSE | 21 | 1563.12
| 201 | DIY12HP115B25MS | MRCOOL | DIY Gen-3 12,000 BTU 1 Ton 22 SEER E-STAR Ductless Mini Split A/C and Heat Pump w/ 25 ft. Install Kit and MiniStat 115V | 1548 | bundle | Single Zone | 12000 | 12000 | Mini Split Unit | Auto cool,Defrost,Fan only option,Mobile App,Overload protection,Timer,Wifi,Wireless remote control | 0 | FALSE | 22 | FALSE | 22+ | 1548
| 202 | 8733954430 | Bosch | 36,000 BTU 3 Ton Gen 2 Climate 5000 ENERGY STAR Ductless Mini Split Air Conditioner and Heat Pump - 230-Volt/60 Hz | 2941.06 | bundle | Single Zone | 36000 | 36000 | Mini Split Unit | Auto cool,Automatic shutoff,Heater compatible,Overload protection,Programmable,Sleep setting,Timer,Wireless remote control | 0 | FALSE | 19.5 | FALSE | 19 | 980.3533
| 203 | 8733954428 | Bosch | 30,000 BTU 2.5 Gen 2 Climate 5000 ENERGY STAR Ton Ductless Mini Split Air Conditioner and Heat Pump - 230-Volt/60 Hz | 2199 | bundle | Single Zone | 30000 | 30000 | Mini Split Unit | Auto cool,Automatic shutoff,Heater compatible,Overload protection,Programmable,Sleep setting,Timer,Wireless remote control | 0 | FALSE | 20 | FALSE | 20 | 879.6
| 204 | OES24HP-230E-MS | MRCOOL | Olympus ENERGY STAR 24,000 BTU 2 Ton Ductless Mini Split Air Conditioner and Heat Pump with Mini-Stat 230-Volt/60Hz | 1825 | bundle | Single Zone | 24000 | 25000 | Mini Split Unit | Auto cool,Defrost,Fan only option,Mobile App,Overload protection,Timer,Wifi,Wireless remote control | 0 | FALSE | 20.5 | FALSE | 20 | 912.5
| 205 | 37GW2 | Ramsond | 12,000 BTU 1+ Ton Ductless Mini Split Air Conditioner and Heat Pump - 110V/60Hz | 1031.96 | set | Single Zone | 12000 | 12000 | Mini Split Unit | Auto cool,Automatic shutoff,Defrost,Fan only option,Overload protection,Programmable,Sleep setting,Timer,Wireless remote control | 0 | FALSE | 16.4 | FALSE | 16 | 1031.96
| 206 | 8733954426 | Bosch | Gen 2 Climate 5000 ENERGY STAR 24,000 BTU 2-Ton Ductless Mini Split Air Conditioner with Heat Pump 230-Volt/60 Hz | 2135.42 | bundle | Single Zone | 24000 | 25000 | Mini Split Unit | Auto cool,Automatic shutoff,Heater compatible,Overload protection,Programmable,Sleep setting,Timer,Wireless remote control | 0 | FALSE | 20.7 | FALSE | 20 | 1067.71
| 207 | 8733954436 | Bosch | Max Performance 5000 ENERGY STAR 18,000 BTU 1.5 Ton Ductless Mini Split Air Conditioner and Heat Pump - 230-Volt/60 Hz | 1946.55 | bundle | Single Zone | 17000 | 18000 | Mini Split Unit | Auto cool,Automatic shutoff,Heater compatible,Overload protection,Programmable,Sleep setting,Timer,Wireless remote control | 0 | FALSE | 20 | FALSE | 20 | 1374.0353
| 208 | 8733954434 | Bosch | Max Performance ENERGY STAR 12,000 BTU 1 Ton Ductless Mini Split Air Conditioner and Heat Pump 230-Volt/60Hz | 1387.21 | bundle | Single Zone | 12000 | 12000 | Mini Split Unit | Auto cool,Automatic shutoff,Heater compatible,Overload protection,Programmable,Sleep setting,Timer,Wireless remote control | 0 | FALSE | 22.5 | FALSE | 22+ | 1387.21
| 209 | VIR12HP115V1AK | GREE | Vireo 12200 BTU Ductless Mini Split Air Conditioner and Heat Pump Kit - 115Volt | 1044.05 | each | Single Zone | 12000 | 12000 | Mini Split Unit | Filter light reminder,Overload protection,Sleep setting,Timer,Wireless remote control | 0 | FALSE | 22 | FALSE | 22+ | 1044.05
| 210 | H24HP2A | Hessaire | 24,000 BTU 2.0 Ton 208/230V Ductless Mini Split Air Conditioner with Inverter, Heat Pump, and 15 ft. Copper Line Set | 1049 | each | Single Zone | 24000 | 24000 | Mini Split Unit | Heater compatible,Sleep setting,Timer | 0 | FALSE | 16.7 | FALSE | 16 | 524.5
| 211 | VIR24HP230V1BK | GREE | Vireo 22000 BTU Ductless Mini Split Air Conditioner and Heat Pump Kit -230Volt | 1613.29 | each | Single Zone | 24000 | 24000 | Mini Split Unit | Filter light reminder,Overload protection,Sleep setting,Timer,Wireless remote control | 0 | FALSE | 20 | FALSE | 20 | 806.645
| 212 | DIYM236HPW05B03 | MRCOOL | DIY 36,000 BTU 3-Ton 2-Zone Ductless Mini-Split Air Conditioner Heat Pump, 25 ft. + 50 ft. Install Kits, 230V/60Hz | 2766 | bundle | Dual Zone | 36000 | 36000 | Mini Split Unit | Auto cool,Automatic shutoff,Defrost,Fan only option,Mobile App,Multi-zone compatible,Timer,Wifi,Wireless remote control | 1 | TRUE | 21.5 | FALSE | 21 | 922
| 213 | 8733954429 | Bosch | 36,000 BTU 3 Ton Gen 2 Climate 5000 ENERGY STAR Ductless Mini Split Air Conditioner and Heat Pump - 230-Volt/60 Hz | 2850.08 | bundle | Single Zone | 36000 | 36000 | Mini Split Unit | Auto cool,Automatic shutoff,Heater compatible,Overload protection,Programmable,Sleep setting,Timer,Wireless remote control | 0 | FALSE | 19.8 | FALSE | 19 | 950.0267
| 214 | DIY-36-HP-230B75 | MRCOOL | DIY 3rd Gen 36K BTU 3 Ton 16 SEER Complete Ductless MiniSplit A/C Heat Pump Quick Connect Install Kit and Wi-Fi | 2751.97 | bundle | Single Zone | 34400 | 36000 | Mini Split Unit | Auto cool,Automatic shutoff,Defrost,Fan only option,Mobile App,Overload protection,Sleep setting,Timer,Wifi,Wireless remote control | 0 | FALSE | 16 | FALSE | 16 | 959.9895
| 215 | ASW-H12U3/JIR1D1-US-D | AUX | 12,000 BTU Ductless Mini Split Air Conditioner with Wi-Fi, Heat Pump 17 SEER 115-Volt 1 Ton, 25 ft. Line Set, Wall Mount | 690 | box | Single Zone | 12000 | 12000 | Mini Split Unit | Mobile App,Sleep setting,Timer,Wifi,Wireless remote control | 0 | FALSE | 17 | FALSE | 17 | 690
| 216 | LIVS12HP115V1B | GREE | LIVO 12,000 BTU 1 Ton Ductless Mini Split Air Conditioner with Inverter, Heat, Remote 115-Volt/60 Hz | 789.99 | set | Single Zone | 12000 | 12000 | Mini Split Unit | Auto cool,Automatic shutoff,Fan only option,Heater compatible,Overload protection,Programmable,Sleep setting,Timer,Wireless remote control | 0 | FALSE | 16 | FALSE | 16 | 789.99
| 217 | 8733954452 | Bosch | Max Performance 3-Zone 27,000 BTU 2.25 Ton Ductless Mini Split Air Conditioner with Heat Pump 230-Volt | 2974.23 | bundle | Triple Zone | 27000 | 28000 | Mini Split Unit | Auto cool,Automatic shutoff,Heater compatible,Overload protection,Programmable,Sleep setting,Timer,Wireless remote control | 0 | TRUE | 21.9 | FALSE | 21 | 1321.88
| 218 | O-HH-24-HP-230E | MRCOOL | Olympus Hyper Heat 24,000 BTU 2 Ton Ductless Mini Split Air Conditioner and Heat Pump - 230V/60Hz | 1827.22 | bundle | Single Zone | 24000 | 24000 | Mini Split Unit | Automatic shutoff,Defrost,Fan only option,Mobile App,Overload protection,Programmable,Sleep setting,Timer,Wifi,Wireless remote control | 0 | FALSE | 20.5 | FALSE | 20 | 913.61
| 219 | 8733954431 | Bosch | Max Performance ENERGY STAR 9,000 BTU 0.75 Ton Ductless Mini Split Air Conditioner and Heat Pump - 230-Volt/60 Hz | 1424.05 | bundle | Single Zone | 9000 | 10900 | Mini Split Unit | Auto cool,Automatic shutoff,Heater compatible,Overload protection,Programmable,Sleep setting,Timer,Wireless remote control | 0 | FALSE | 25 | FALSE | 22+ | 1898.7333
| 220 | O-ES-18-CHP-230 | MRCOOL | Olympus ENERGY STAR 18,000 BTU 1.5 Ton 20 SEER Ductless Mini Split Air Conditioner and Heat Pump 230-Volt/60Hz | 1742 | each | Single Zone | 18000 | 18000 | Mini Split Unit | Auto cool,Defrost,Fan only option,Mobile App,Overload protection,Timer,Wifi,Wireless remote control | 0 | FALSE | 20 | FALSE | 20 | 1161.3333
| 221 | LIVV30HP230V1AK | GREE | 30,000 BTU Wi-Fi Programmable 2.5 Ton Ductless Mini Split Air Conditioner with Heat Kit - 230-208-Volt/60Hz | 1965.89 | bundle | Single Zone | 30000 | 36000 | Mini Split Unit | Auto cool,Automatic shutoff,Fan only option,Heater compatible,Overload protection,Programmable,Sleep setting,Timer,Wifi,Wireless remote control | 0 | FALSE | 18 | FALSE | 18 | 786.356
| 222 | MULTI30HP303 | GREE | Multi-21 Zone 29000 BTU Ductless Mini Split Air Conditioner with Heat, Inverter and Remote -230-Volt/60Hz | 2659 | each | Triple Zone | 30000 | 31600 | Mini Split Unit | Overload protection,Sleep setting,Timer | 0 | TRUE | 21 | FALSE | 21 | 1063.6
| 223 | DIY18HP230B25MS | MRCOOL | DIY 18,000 BTU 1-1/2 Ton 20 SEER E-STAR Ductless Mini Split A/C with Heat Pump with 25 ft. Install Kit and MiniStat 230V | 1748 | bundle | Single Zone | 18000 | 18000 | Mini Split Unit | Auto cool,Defrost,Fan only option,Mobile App,Overload protection,Timer,Wifi,Wireless remote control | 0 | FALSE | 20 | FALSE | 20 | 1165.3333
| 224 | 74GW2 | Ramsond | 24,000 BTU 2 Ton Ductless Mini Split Air Conditioner and Heat Pump - 220V/60Hz | 1515.5 | set | Single Zone | 24000 | 24000 | Mini Split Unit | Automatic shutoff,Overload protection,Sleep setting,Timer | 0 | FALSE | 16.4 | FALSE | 16 | 757.75
| 225 | MULTI24HP312 | GREE | Multi-21 Triple Zone 31000 BTU Wi-Fi Ductless Mini Split Air Conditioner & Heat Pump with 25 ft. Install Kit-230V/60Hz | 2754.05 | each | Triple Zone | 30600 | 34600 | Mini Split Unit | Auto cool,Defrost,Mobile App,Overload protection,Programmable,Sleep setting,Timer,Wifi,Wireless remote control | 0 | TRUE | 21 | FALSE | 21 | 1080.0196
| 226 | MULTI30HP211 | GREE | Multi-21 Dual Zone 33438 BTU Wi-Fi Ductless Mini Split Air Conditioner & Heat Pump with 25 ft. Install Kit - 230V/60Hz | 2659.05 | each | Triple Zone | 33000 | 31600 | Mini Split Unit | Overload protection,Sleep setting,Timer | 0 | TRUE | 21 | FALSE | 21 | 966.9273
| 227 | LIVV12HP230V1AK | GREE | 12,000 BTU 1 Ton Wi-Fi Programmable Ductless Mini Split Air Conditioner with Heat Kit - 230-208-Volt/60Hz | 901.55 | set | Single Zone | 12000 | 13000 | Mini Split Unit | Auto cool,Automatic shutoff,Fan only option,Heater compatible,Mobile App,Overload protection,Programmable,Sleep setting,Timer,Wifi,Wireless remote control | 0 | FALSE | 17 | FALSE | 17 | 901.55
| 228 | 8733954456 | Bosch | Max Performance ENERGY STAR 2-Zone 27,000 BTU 2.25 Ton Ductless Mini Split Air Conditioner with Heat Pump 230-Volt | 3170.42 | bundle | Dual Zone | 27000 | 28000 | Mini Split Unit | Auto cool,Automatic shutoff,Heater compatible,Overload protection,Programmable,Sleep setting,Timer,Wireless remote control | 0 | TRUE | 21.9 | FALSE | 21 | 1409.0756
| 229 | VIR24HP230V1A | GREE | Vireo 22000 BTU Ductless Mini Split Air Conditioner and Heat Pump -230V | 1709.1 | each | Single Zone | 24000 | 24000 | Mini Split Unit | Filter light reminder,Overload protection,Sleep setting,Timer | 0 | FALSE | 20 | FALSE | 20 | 854.55
| 230 | LIVV24HP230V1AK | GREE | 22,000 BTU 2 Ton Wi-Fi Programmable Ductless Mini Split Air Conditioner with Heat Kit - 230-208-Volt/60Hz | 1316.42 | set | Single Zone | 22000 | 25000 | Mini Split Unit | Auto cool,Automatic shutoff,Fan only option,Heater compatible,Overload protection,Programmable,Sleep setting,Timer,Wireless remote control | 0 | FALSE | 19 | FALSE | 19 | 718.0473
| 231 | 8733954460 | Bosch | Max Performance ENERGY STAR 3-Zone 27,000 BTU 2.25 Ton Ductless Mini Split Air Conditioner with Heat Pump 230-Volt | 3412.31 | bundle | Triple Zone | 27000 | 28000 | Mini Split Unit | Auto cool,Automatic shutoff,Heater compatible,Overload protection,Programmable,Sleep setting,Timer,Wireless remote control | 0 | TRUE | 21.9 | FALSE | 21 | 1516.5822
| 232 | 8733954418 | Bosch | Gen 2 Climate 5000 ENERGY STAR 12,000 BTU 1-Ton Ductless Mini Split Air Conditioner and Heat Pump 115-Volt/60Hz | 1399 | bundle | Single Zone | 12000 | 12000 | Mini Split Unit | Auto cool,Automatic shutoff,Heater compatible,Overload protection,Programmable,Sleep setting,Timer,Wireless remote control | 0 | FALSE | 22 | FALSE | 22+ | 1399
| 233 | MULTI30HP310 | GREE | Multi-21 Triple Zone 33438 BTU Wi-Fi Ductless Mini Split Air Conditioner & Heat Pump with 25 ft. Install Kit-230V/60Hz | 2849.05 | each | Triple Zone | 33000 | 31600 | Mini Split Unit | Overload protection,Sleep setting,Timer | 0 | TRUE | 21 | FALSE | 21 | 1036.0182
| 234 | SAP18HP230V1AK | GREE | Sapphire 18000 BTU 1.5-Ton Wi-Fi Ductless Mini Split Air Conditioning with Heat Kit - 230-Volt-208-Volt/60Hz | 2089.34 | bundle | Single Zone | 18000 | 18000 | Mini Split Unit | Auto cool,Automatic shutoff,Overload protection,Programmable,Sleep setting,Timer,Wifi,Wireless remote control | 0 | FALSE | 24.5 | FALSE | 22+ | 1392.8933
| 235 | SAP09HP230V1AK | GREE | Sapphire 9000 BTU 0.75-Ton Wi-Fi Ductless Mini Split Air Conditioning with Heat Kit - 230-Volt-208-Volt/60Hz | 1554.61 | bundle | Single Zone | 9000 | 9000 | Mini Split Unit | Auto cool,Automatic shutoff,Overload protection,Programmable,Sleep setting,Timer,Wifi,Wireless remote control | 0 | FALSE | 38 | FALSE | 22+ | 2072.8133
| 236 | BRS09HPJ1IAK | boreal | Brisa 9000 BTU .75 Ton Wi-Fi Inverter Driven Ductless Mini Split Air Conditioner with Heat Pump, 208-230V | 664.05 | bundle | Single Zone | 9000 | 9000 | Mini Split Unit | Auto cool,Automatic shutoff,Fan only option,Heater compatible,Mobile App,Overload protection,Programmable,Sleep setting,Timer,Wifi,Wireless remote control | 0 | FALSE | 17 | FALSE | 17 | 885.4
| 237 | LIVS09HP115V1BW | GREE | Livo 9,000 BTU 3/4 Ton Wi-Fi Programmable Ductless Mini Split Air Conditioner with Inverter, Heat, Remote - 115V/60Hz | 799 | bundle | Single Zone | 9000 | 9000 | Mini Split Unit | Auto cool,Automatic shutoff,Fan only option,Heater compatible,Overload protection,Programmable,Sleep setting,Timer,Wifi,Wireless remote control | 0 | FALSE | 16 | FALSE | 16 | 1065.3333
| 238 | 8733954459 | Bosch | Max Performance ENERGY STAR 2-Zone 27,000 BTU 2.25 Ton Ductless Mini Split Air Conditioner with Heat Pump 230-Volt | 2617.38 | bundle | Dual Zone | 27000 | 28000 | Mini Split Unit | Auto cool,Automatic shutoff,Heater compatible,Overload protection,Programmable,Sleep setting,Timer,Wireless remote control | 0 | TRUE | 21.9 | FALSE | 21 | 1163.28
| 239 | MULTI30HP411 | GREE | Multi-21 Quad Zone 33438 BTU Wi-Fi Ductless Mini Split Air Conditioner & Heat Pump with 25 ft. Install Kit-230V/60Hz | 3134.05 | each | Triple Zone | 33000 | 31600 | Mini Split Unit | Overload protection,Sleep setting,Timer | 0 | TRUE | 21 | FALSE | 21 | 1139.6545
| 240 | MULTI30HP311 | GREE | Multi-21 Triple Zone 33438 BTU Wi-Fi Ductless Mini Split Air Conditioner & Heat Pump with 25 ft. Install Kit-230V/60Hz | 2849.05 | each | Triple Zone | 33000 | 31600 | Mini Split Unit | Overload protection,Sleep setting,Timer | 0 | TRUE | 21 | FALSE | 21 | 1036.0182
| 241 | MULTI18HP200 | GREE | Multi-21 Zone 18,000 BTU 1.5 Ton Ductless Mini Split Air Conditioner with Heat, Inverter, Remote - 208-230-Volt/60Hz | 1797.66 | each | Dual Zone | 18000 | 19000 | Mini Split Unit | Overload protection,Sleep setting,Timer | 0 | TRUE | 22 | FALSE | 22+ | 1198.44
| 242 | 8733954445 | Bosch | Gen 2 ENERGY STAR 2-Zone 27,000 BTU 2.25 Ton Ductless Mini Split Air Conditioner with Heat Pump 230-Volt | 2499 | bundle | Dual Zone | 27000 | 28000 | Mini Split Unit | Auto cool,Automatic shutoff,Heater compatible,Overload protection,Programmable,Sleep setting,Timer,Wireless remote control | 0 | TRUE | 21.9 | FALSE | 21 | 1110.6667
| 243 | 27GW2 | Ramsond | 9,500 BTU (3/4 Ton) Ductless (Duct Free) Mini Split Air Conditioner and Heat Pump - 110V/60Hz | 1006.25 | set | Single Zone | 9500 | 9500 | Mini Split Unit | Auto cool,Automatic shutoff,Defrost,Fan only option,No additional features,Overload protection,Programmable,Sleep setting,Timer,Wireless remote control | 0 | FALSE | 16 | FALSE | 16 | 1271.0526
| 244 | SAP09HP230V1AW | GREE | Sapphire 9000 BTU 0.75-Ton Ductless Mini Split Air Conditioner with Inverter Heat Remote 208-Volt to 230-Volt/60Hz | 1307.07 | bundle | Single Zone | 9000 | 9000 | Mini Split Unit | Auto cool,Automatic shutoff,Mobile App,Overload protection,Programmable,Sleep setting,Timer,Wifi,Wireless remote control | 0 | FALSE | 38 | FALSE | 22+ | 1742.76
| 245 | DIY-12-HP-115B75 | MRCOOL | 12K BTU 1 Ton 22 SEER Complete Ductless Mini Split HP System 115-Volt with 75 ft. Quick Connect Install Kit and Wi-Fi | 1835.17 | bundle | Single Zone | 12000 | 12000 | Mini Split Unit | Auto cool,Automatic shutoff,Defrost,Fan only option,Mobile App,Overload protection,Sleep setting,Timer,Wifi,Wireless remote control | 0 | FALSE | 22 | FALSE | 22+ | 1835.17
| 246 | SAP12HP230V1AK | GREE | Sapphire 12000 BTU 1-Ton Wi-Fi Programmable Ductless Mini Split Air Conditioner with Heat Kit 230-Volt to 208-Volt/60Hz | 1651.83 | bundle | Single Zone | 12000 | 18500 | Mini Split Unit | Auto cool,Automatic shutoff,Overload protection,Programmable,Sleep setting,Timer,Wifi,Wireless remote control | 0 | FALSE | 30.5 | FALSE | 22+ | 1651.83
| 247 | 8733954457 | Bosch | Max Performance ENERGY STAR 2-Zone 27,000 BTU 2.25 Ton Ductless Mini Split Air Conditioner with Heat Pump 230-Volt | 2706.1 | bundle | Dual Zone | 27000 | 28000 | Mini Split Unit | Auto cool,Automatic shutoff,Heater compatible,Overload protection,Programmable,Sleep setting,Timer,Wireless remote control | 0 | TRUE | 19 | FALSE | 19 | 1202.7111
| 248 | 8733954446 | Bosch | Gen 2 ENERGY STAR 2-Zone 27,000 BTU 2.25 Ton Ductless Mini Split Air Conditioner with Heat Pump 230-Volt | 2399 | bundle | Dual Zone | 27000 | 28000 | Mini Split Unit | Auto cool,Automatic shutoff,Heater compatible,Overload protection,Programmable,Sleep setting,Timer,Wireless remote control | 0 | TRUE | 19 | FALSE | 19 | 1066.2222
| 249 | O-HH-18-CHP-230 | MRCOOL | Olympus Hyper Heat 18,000 BTU 1.5 Ton 20 SEER Ductless Mini Split Air Conditioner and Heat Pump 230-Volt/60Hz | 1845.37 | each | Single Zone | 16000 | 18000 | Mini Split Unit | Auto cool,Defrost,Fan only option,Mobile App,Overload protection,Timer,Wifi,Wireless remote control | 0 | FALSE | 20 | FALSE | 20 | 1384.0275
| 250 | DIY-12-HP-115B50 | MRCOOL | 12K BTU 1 Ton 22 SEER Complete Ductless Mini Split HP System 115-Volt with 50 ft. Quick Connect Install Kit and Wi-Fi | 1561.73 | bundle | Single Zone | 12000 | 12000 | Mini Split Unit | Auto cool,Automatic shutoff,Defrost,Fan only option,Mobile App,Overload protection,Sleep setting,Timer,Wifi,Wireless remote control | 0 | FALSE | 22 | FALSE | 22+ | 1561.73
| 251 | MBRS30HP301 |  | Brisa Triple Zone 28400 BTU 2.5 Ton Wi-Fi Ductless Mini Split Air Conditioner and Heat Pump with 25 ft. Install Kit 230V | 2365.25 | each | Triple Zone | 28400 | 30000 | Mini Split Unit | Overload protection,Sleep setting,Timer | 0 | TRUE | 21 | FALSE | 21 | 999.4014
| 252 | BRS36HPJ1IAK | boreal | Brisa 36000 BTU 3 Ton Inverter Ductless Mini Split Air Conditioner with Heat Pump - 230- -Volt /60Hz | 1899 | bundle | Single Zone | 36000 | 36200 | Mini Split Unit | Auto cool,Automatic shutoff,Fan only option,Heater compatible,Overload protection,Programmable,Sleep setting,Timer,Wireless remote control | 0 | FALSE | 18 | FALSE | 18 | 633
| 253 | MBRS36HP300 |  | Brisa Triple Zone 34,000 BTU 3 Ton Wi-Fi Ductless Mini Split Air Conditioner and Heat Pump with 25 ft. Install Kit 230V | 2897.5 | each | Triple Zone | 34000 | 42500 | Mini Split Unit | Overload protection,Sleep setting,Timer | 0 | TRUE | 21 | FALSE | 21 | 1022.6471
| 254 | VIR36HP230V1AK | GREE | Vireo 33600 BTU Ductless Mini Split Air Conditioner and Heat Pump Kit -230Volt | 2137.95 | each | Single Zone | 36000 | 36000 | Mini Split Unit | Filter light reminder,Overload protection,Sleep setting,Timer | 0 | FALSE | 18 | FALSE | 18 | 712.65
| 255 | SAP24HP230V1AW | GREE | Sapphire 22,000 BTU 2-Ton Ductless Mini Split Air Conditioner with Inverter, Heat, Remote 208-Volt-230-Volt/60Hz | 1925.07 | bundle | Single Zone | 24000 | 24000 | Mini Split Unit | Auto cool,Automatic shutoff,Mobile App,Overload protection,Programmable,Sleep setting,Timer,Wifi,Wireless remote control | 0 | FALSE | 21.5 | FALSE | 21 | 962.535
| 256 | VIR12HP230V1A | GREE | Vireo 12,000 BTU 1 Ton Ductless Mini Split Air Conditioner and Heat Pump - 208-230V/60Hz | 1079.1 | each | Single Zone | 12000 | 13000 | Mini Split Unit | Filter light reminder,Overload protection,Sleep setting,Timer | 0 | FALSE | 22 | FALSE | 22+ | 1079.1
| 257 | 8733954433 | Bosch | Max Performance ENERGY STAR 12,000 BTU 1 Ton Ductless Mini Split Air Conditioner and Heat Pump 230-Volt/60 Hz | 1613.48 | bundle | Single Zone | 12000 | 12000 | Mini Split Unit | Auto cool,Automatic shutoff,Heater compatible,Overload protection,Programmable,Sleep setting,Timer,Wireless remote control | 0 | FALSE | 22.5 | FALSE | 22+ | 1613.48
| 258 | 8733954451 | Bosch | Max Performance 4-Zone 36,000 BTU 3 Ton Ductless Mini Split Air Conditioner with Heat Pump 230-Volt | 4016.1 | bundle | Quad Zone or More | 36000 | 36000 | Mini Split Unit | Auto cool,Automatic shutoff,Heater compatible,Overload protection,Programmable,Sleep setting,Timer,Wireless remote control | 0 | TRUE | 22 | FALSE | 22+ | 1338.7
| 259 | ASW-H12U3/JIR1D1-US-B | AUX | 12,000 BTU Ductless Mini Split Air Conditioner with Heat Pump 17 SEER 115-Volt 1 Ton, 25 ft. Line Set, Wall Mount | 670 | box | Single Zone | 12000 | 12000 | Mini Split Unit | Sleep setting,Timer | 0 | FALSE | 17 | FALSE | 17 | 670
| 260 | 8733954450 | Bosch | Gen 2 ENERGY STAR 3-Zone 27,000 BTU 2.25 Ton Ductless Mini Split Air Conditioner with Heat Pump 230-Volt | 3014.21 | bundle | Triple Zone | 27000 | 28000 | Mini Split Unit | Auto cool,Automatic shutoff,Heater compatible,Overload protection,Programmable,Sleep setting,Timer,Wireless remote control | 0 | TRUE | 21.9 | FALSE | 21 | 1339.6489
| 261 | VIR09HP230V1AK | GREE | Vireo 9,000 BTU 3/4 Ton Ductless Mini Split Air Conditioner and Heat Pump Kit - 208-230V/60Hz | 996.55 | each | Single Zone | 9000 | 9000 | Mini Split Unit | Automatic shutoff,Filter light reminder,Overload protection,Sleep setting,Timer,Wireless remote control | 0 | FALSE | 23 | FALSE | 22+ | 1328.7333
| 262 | LIVV18HP230V1AK | GREE | 18,000 BTU 1.5 Ton Wi-Fi Programmable Ductless Mini Split Air Conditioner with Heat Kit - 230-208-Volt/60Hz | 1168.5 | set | Single Zone | 18000 | 20800 | Mini Split Unit | Auto cool,Automatic shutoff,Fan only option,Heater compatible,Overload protection,Programmable,Sleep setting,Timer,Wireless remote control | 0 | FALSE | 16 | FALSE | 16 | 779
| 263 | DIY-24-HP-230B50 | MRCOOL | 23K BTU 2 Ton 20 SEER Complete Ductless Mini Split HP System 230-Volt with 50 ft. Quick Connect Install Kit and Wi-Fi | 1959.01 | bundle | Single Zone | 23000 | 25000 | Mini Split Unit | Auto cool,Automatic shutoff,Defrost,Fan only option,Mobile App,Overload protection,Sleep setting,Timer,Wifi,Wireless remote control | 0 | FALSE | 20 | FALSE | 20 | 1022.0922
| 264 | 8733954444 | Bosch | Gen 2 ENERGY STAR 3-Zone 27,000 BTU 2.25 Ton Ductless Mini Split Air Conditioner with Heat Pump 230-Volt | 2844.58 | bundle | Triple Zone | 27000 | 28000 | Mini Split Unit | Auto cool,Automatic shutoff,Heater compatible,Overload protection,Programmable,Sleep setting,Timer,Wireless remote control | 0 | TRUE | 21.9 | FALSE | 21 | 1264.2578
| 265 | SAP12HP230V1AW | GREE | Sapphire 12000 BTU 1-Ton Ductless Mini Split Air Conditioner with Inverter Heat Remote 208-Volt to 230-Volt/60Hz | 1531.08 | bundle | Single Zone | 12000 | 18500 | Mini Split Unit | Auto cool,Automatic shutoff,Mobile App,Overload protection,Programmable,Sleep setting,Timer,Wifi,Wireless remote control | 0 | FALSE | 30.5 | FALSE | 22+ | 1531.08
| 266 | 8733954454 | Bosch | Max Performance 2-Zone 27,000 BTU 2.25 Ton Ductless Mini Split Air Conditioner with Heat Pump 230-Volt | 2914.13 | bundle | Dual Zone | 27000 | 28000 | Mini Split Unit | Auto cool,Automatic shutoff,Heater compatible,Overload protection,Programmable,Sleep setting,Timer,Wireless remote control | 0 | TRUE | 21.9 | FALSE | 21 | 1295.1689
| 267 | ASW-H36US/LFR1D1-US-C | AUX | 36,000 BTU Ductless Mini Split Air Conditioner with Wi-Fi, Heat Pump 17 SEER 230-Volt 3 Ton, 12 ft. Line Set, Wall Mount | 1916.9 | box | Single Zone | 36000 | 36000 | Mini Split Unit | Heater compatible,Mobile App,Sleep setting,Timer,Wifi,Wireless remote control | 0 | FALSE | 17 | FALSE | 17 | 638.9667
| 268 | 8733954435 | Bosch | Max Performance ENERGY STAR 18,000 BTU 1.5 Ton Ductless Mini Split Air Conditioner and Heat Pump - 230-Volt/60 Hz | 1994.05 | bundle | Single Zone | 17000 | 18000 | Mini Split Unit | Auto cool,Automatic shutoff,Heater compatible,Overload protection,Programmable,Sleep setting,Timer,Wireless remote control | 0 | FALSE | 20 | FALSE | 20 | 1407.5647
| 269 | UMA36HP230V1ACS | GREE | 34000 BTU Ductless Ceiling Cassette Mini Split Air Conditioner with Heat, Inverter and Remote - 230Volt | 3013.31 | each | Single Zone | 36000 | 41000 | Mini Split Unit | Sleep setting,Timer | 0 | FALSE | 16 | FALSE | 16 | 1004.4367
| 270 | MULTI24HP300 | GREE | Multi-21 Zone 26000 BTU Ductless Mini Split Air Conditioner with Heat, Inverter and Remote -230-Volt/60Hz | 2499 | each | Triple Zone | 26000 | 29000 | Mini Split Unit | Overload protection,Sleep setting,Timer | 0 | TRUE | 21 | FALSE | 21 | 1153.3846
| 271 | CYB036GMFILCBD-16 | Pioneer | 36,000 BTU 3 Ton Ductless Mini Split 17.5 SEER 8-Way Cassette Air Conditioner with Heat Pump 230-Volt | 3168 | set | Single Zone | 36000 | 37800 | Mini Split Unit | Auto cool,Defrost,Fan only option,Overload protection,Programmable,Sleep setting,Timer,Wireless remote control | 0 | FALSE | 17.5 | FALSE | 17 | 1056
| 272 | BRS30HPJ1IAK | boreal | Brisa 30, 000 BTU 2.5 Ton Wi-Fi Inverter Ductless Mini Split Air Conditioner with Heat Pump 208- 230- -Volt | 1533.99 | set | Single Zone | 30000 | 30000 | Mini Split Unit | Auto cool,Automatic shutoff,Fan only option,Heater compatible,Mobile App,Overload protection,Programmable,Sleep setting,Timer,Wifi,Wireless remote control | 0 | FALSE | 18 | FALSE | 18 | 613.596
| 273 | BRS09HPL1IAK | boreal | Brisa 9,000 BTU .75 Tons Wi-Fi Inverter Driven Ductless Mini Split Air Conditioner with Heat Pump - 115V | 729 | bundle | Single Zone | 9000 | 9000 | Mini Split Unit | Auto cool,Automatic shutoff,Fan only option,Heater compatible,Mobile App,Overload protection,Programmable,Sleep setting,Timer,Wifi,Wireless remote control | 0 | FALSE | 18 | FALSE | 18 | 972
| 274 | MULTI30HP400 | GREE | Multi-21 Zone 29000 BTU Ductless Mini Split Air Conditioner with Heat, Inverter and Remote - 230-Volt | 3135.53 | each | Quad Zone or More | 30000 | 30000 | Mini Split Unit | Overload protection,Sleep setting,Timer | 0 | TRUE | 21 | FALSE | 21 | 1254.212
| 275 | CH18VCT230VIOLS | COOPERÂ &Â HUNTER | Victoria 18,000 BTU 1.5 Ton Inverter Ductless Mini Split Air Conditioner with Heat Pump 220-Volt | 1230.25 | each | Single Zone | 18000 | 18000 | Mini Split Unit | Auto cool,Automatic shutoff,Defrost,Fan only option,Heater compatible,Overload protection,Programmable,Sleep setting,Timer,Wireless remote control | 0 | FALSE | 20 | FALSE | 20 | 820.1667
| 276 | KA2419CS | DuctlessAire | 19 SEER 24000 BTU 2 Ton Ductless Mini Split Air Conditioner with Heat Pump Variable Speed Inverter - 220V | 1299 | each | Single Zone | 24000 | 24000 | Mini Split Unit | Auto cool,Automatic shutoff,Fan only option,Overload protection,Sleep setting,Timer,Wifi,Wireless remote control | 0 | FALSE | 18 | FALSE | 18 | 649.5
| 277 | DIY-18-HP-230B50 | MRCOOL | 18K BTU 1.5 Ton 20 SEER Complete Ductless Mini Split HP System 230-Volt with 50 ft. Quick Connect Install Kit and Wi-Fi | 1904.53 | bundle | Single Zone | 18000 | 18000 | Mini Split Unit | Auto cool,Automatic shutoff,Defrost,Fan only option,Mobile App,Overload protection,Sleep setting,Timer,Wifi,Wireless remote control | 0 | FALSE | 20 | FALSE | 20 | 1269.6867
| 278 | UMA24HP230V1ACS | GREE | 23800 BTU Ductless Ceiling Cassette Mini Split Air Conditioner with Heat, Inverter and Remote - 230Volt | 1766.41 | bundle | Single Zone | 24000 | 27200 | Mini Split Unit | Sleep setting,Timer | 0 | FALSE | 18 | FALSE | 18 | 883.205
| 279 | DIY-24-HP-230B75 | MRCOOL | DIY 23K BTU 2 Ton 20 SEER Complete Ductless Mini Split HP System 230-Volt with 75 ft. Quick Connect Install Kit, Wi-Fi | 2428.08 | bundle | Single Zone | 23000 | 25000 | Mini Split Unit | Auto cool,Automatic shutoff,Defrost,Fan only option,Mobile App,Overload protection,Sleep setting,Timer,Wifi,Wireless remote control | 0 | FALSE | 20 | FALSE | 20 | 1266.8243
| 280 | UYB018GMFILCAD-16 | Pioneer | 18,000 BTU 1.5 Ton 20 SEER Floor/Ceiling Mini-Split Air Conditioner Heat Pump System Full Set | 1698 | box | Single Zone | 18000 | 24000 | Mini Split Unit | Auto cool,Automatic shutoff,Defrost,Wireless remote control | 0 | FALSE | 20 | FALSE | 20 | 1132
| 281 | BRS12HPL1IAK | boreal | Brisa 12, 000 BTU 1 Ton Wi-Fi Inverter Driven Ductless Mini Split Air Conditioner with Heat Pump - 115- -Volt | 749 | set | Single Zone | 12000 | 12000 | Mini Split Unit | Auto cool,Automatic shutoff,Fan only option,Heater compatible,Mobile App,Overload protection,Programmable,Sleep setting,Timer,Wifi,Wireless remote control | 0 | FALSE | 18 | FALSE | 18 | 749
| 282 | LIVS09HP115V1B | GREE | LIVO 9,000 BTU 3/4 Ton Ductless Mini Split Air Conditioner with Inverter, Heat, Remote 115V/60Hz | 752.73 | each | Single Zone | 9000 | 9000 | Mini Split Unit | Auto cool,Automatic shutoff,Fan only option,Heater compatible,Overload protection,Programmable,Sleep setting,Timer,Wireless remote control | 0 | FALSE | 16 | FALSE | 16 | 1003.64
| 283 | 26GWX | Celiera | 9,000 BTU (3/4 Ton) Ductless Mini Split Air Conditioner with Heat Pump - 110V/60Hz | 1187.38 | set | Single Zone | 9000 | 9800 | Mini Split Unit | Auto cool,Automatic shutoff,Fan only option,Heater compatible,Overload protection,Programmable,Sleep setting,Timer,Wireless remote control | 0 | FALSE | 16 | FALSE | 16 | 1583.1733
| 284 | ASW-H24N2/JIR1D1-US-A | AUX | 24,000 BTU Ductless Mini Split Air Conditioner with Heat Pump 17 SEER 230V 2Ton, 12ft lineset, Wall Mount | 1200 | box | Single Zone | 24000 | 24000 | Mini Split Unit | Sleep setting,Timer | 0 | FALSE | 17 | FALSE | 17 | 600
| 285 | 35GWX | Celiera | 12,000 BTU (1 Ton) Ductless Mini Split Air Conditioner with Heat Pump - 110V/60Hz | 1551.49 | set | Single Zone | 12000 | 12000 | Mini Split Unit | Automatic shutoff,Overload protection,Sleep setting,Timer | 0 | FALSE | 16 | FALSE | 16 | 1551.49
| 286 | 8733954448 | Bosch | Gen 2 ENERGY STAR 2-Zone 27,000 BTU 2.25 Ton Ductless Mini Split Air Conditioner with Heat Pump 230-Volt | 2528.9 | bundle | Dual Zone | 27000 | 28000 | Mini Split Unit | Auto cool,Automatic shutoff,Heater compatible,Overload protection,Programmable,Sleep setting,Timer,Wireless remote control | 0 | TRUE | 21.9 | FALSE | 21 | 1123.9556
| 287 | 8733954419 | Bosch | Gen 2 Climate 5000 ENERGY STAR 9,000 BTU 0.75-Ton Ductless Mini Split Air Conditioner with Heat Pump 230-Volt/60 Hz | 1273.45 | bundle | Single Zone | 9000 | 9800 | Mini Split Unit | Auto cool,Automatic shutoff,Heater compatible,Overload protection,Programmable,Sleep setting,Timer,Wireless remote control | 0 | FALSE | 23.5 | FALSE | 22+ | 1697.9333
| 288 | 8733954424 | Bosch | Gen 2 Climate 5000 ENERGY STAR 18,000 BTU 1.5-Ton Ductless Mini Split Air Conditioner with Heat Pump 230-Volt/60 Hz | 2029.54 | bundle | Single Zone | 17000 | 18000 | Mini Split Unit | Auto cool,Automatic shutoff,Heater compatible,Overload protection,Programmable,Sleep setting,Timer,Wireless remote control | 0 | FALSE | 21 | FALSE | 21 | 1432.6165
| 289 | MULTI24HP203 | GREE | Multi-21 Zone 26000 BTU Ductless Mini Split Air Conditioner with Heat, Inverter and Remote - 230-Volt | 2657.36 | each | Dual Zone | 26000 | 29000 | Mini Split Unit | Overload protection,Sleep setting,Timer | 0 | TRUE | 21 | FALSE | 21 | 1226.4738
| 290 | SAP24HP230V1AK | GREE | Sapphire 22,000 BTU 2-Ton Wi-Fi Programmable Ductless Mini Split Air Conditioner with Heat Kit - 230-Volt-208-Volt/60Hz | 2354.63 | bundle | Single Zone | 24000 | 24000 | Mini Split Unit | Auto cool,Automatic shutoff,Overload protection,Programmable,Sleep setting,Timer,Wifi,Wireless remote control | 0 | FALSE | 21.5 | FALSE | 21 | 1177.315
| 291 | UMA42HP230V1ACS | GREE | 39500 BTU Ductless Ceiling Cassette Mini Split Air Conditioner with Heat, Inverter and Remote - 230Volt | 2649.16 | each | Single Zone | 41000 | 44000 | Mini Split Unit | Sleep setting,Timer | 0 | FALSE | 16 | FALSE | 16 | 775.3639
| 292 | 8733954421 | Bosch | Gen 2 Climate 5000 ENERGY STAR 12,000 BTU 1-Ton Ductless Mini Split Air Conditioner with Heat Pump 230-Volt/60 Hz | 1429 | bundle | Single Zone | 12000 | 12000 | Mini Split Unit | Auto cool,Automatic shutoff,Heater compatible,Overload protection,Programmable,Sleep setting,Timer,Wireless remote control | 0 | FALSE | 20.7 | FALSE | 20 | 1429
| 293 | MULTIU24HP312 | GREE | Ultra ENERGY STAR 3-Zone 29600 BTU 2 Ton Wi-Fi Ductless Mini Split Air Conditioner &Heat Pump w/ 25 ft. Install Kit 230V | 3562.68 | each | Triple Zone | 29200 | 30600 | Mini Split Unit | Auto cool,Defrost,Mobile App,Overload protection,Programmable,Sleep setting,Timer,Wifi,Wireless remote control | 0 | TRUE | 23 | FALSE | 22+ | 1464.1151
| 294 | MULTI36HP400 | GREE | Multi-21 Zone 34000 BTU 3.0 Ton Ductless Mini Split Air Conditioner with Heat, Inverter, Remote -230-Volt/60Hz | 3372.27 | each | Quad Zone or More | 34000 | 42500 | Mini Split Unit | Overload protection,Sleep setting,Timer | 0 | TRUE | 21 | FALSE | 21 | 1190.2129
| 295 | UMA48HP230V1ACS | GREE | 48,000 BTU 4 Ton Ductless Ceiling Cassette Mini Split Air Conditioner with Heat, Inverter, Remote - 230V/60Hz | 3599 | each | Single Zone | 48000 | 54500 | Mini Split Unit | Sleep setting,Timer | 0 | FALSE | 16 | FALSE | 16 | 899.75
| 296 | MULTI30HP402 | GREE | Multi-21 Zone 30,000 BTU 2.5 Ton Ductless Mini Split Air Conditioner with Heat, Inverter, Remote - 208-230-Volt/60Hz | 2999 | each | Quad Zone or More | 30000 | 34000 | Mini Split Unit | Overload protection,Sleep setting,Timer | 0 | TRUE | 16 | FALSE | 16 | 1199.6
| 297 | BRS24HPJ1IAK | boreal | Brisa 24, 000 BTU 2 Ton Wi-Fi Inverter Driven Ductless Mini Split Air Conditioner with Heat Pump 208/230- -Volt | 1139.05 | set | Single Zone | 24000 | 24000 | Mini Split Unit | Auto cool,Automatic shutoff,Fan only option,Heater compatible,Mobile App,Overload protection,Programmable,Sleep setting,Timer,Wifi,Wireless remote control | 0 | FALSE | 19 | FALSE | 19 | 569.525
| 298 | 8733954438 | Bosch | Max Performance ENERGY STAR 24,000 BTU 2 Ton Ductless Mini Split Air Conditioner and Heat Pump - 230-Volt/60 Hz | 2374.05 | bundle | Single Zone | 24000 | 24000 | Mini Split Unit | Auto cool,Automatic shutoff,Heater compatible,Overload protection,Programmable,Sleep setting,Timer,Wireless remote control | 0 | FALSE | 20.5 | FALSE | 20 | 1187.025
| 299 | OHH24HP-230E-MS | MRCOOL | Olympus Hyper Heat 24,000 BTU 2 Ton Ductless Mini Split Air Conditioner and Heat Pump with Mini-Stat - 230-Volt/60Hz | 2023 | bundle | Single Zone | 24000 | 24000 | Mini Split Unit | Auto cool,Defrost,Fan only option,Mobile App,Overload protection,Timer,Wifi,Wireless remote control | 0 | FALSE | 20.5 | FALSE | 20 | 1011.5
| 300 | MULTI24HP202 | GREE | Multi-21 Zone 26000 BTU Ductless Mini Split Air Conditioner with Heat, Inverter, Remote -230-Volt | 2349 | each | Dual Zone | 26000 | 29000 | Mini Split Unit | Overload protection,Sleep setting,Timer | 0 | TRUE | 21 | FALSE | 21 | 1084.1538
| 301 | BRS12HPJ1IAK | boreal | Brisa 12, 000 BTU 1 Ton Wi-Fi Inverter Driven Ductless Mini Split Air Conditioner with Heat Pump 208/230- -Volt | 711.55 | set | Single Zone | 12000 | 12000 | Mini Split Unit | Auto cool,Automatic shutoff,Fan only option,Heater compatible,Mobile App,Overload protection,Programmable,Sleep setting,Timer,Wifi,Wireless remote control | 0 | FALSE | 17 | FALSE | 17 | 711.55
| 302 | 8733954432 | Bosch | Max Performance ENERGY STAR 9,000 BTU 0.75-Ton Ductless Mini Split Air Conditioner and Heat Pump 230-Volt/60 Hz | 1405.05 | bundle | Single Zone | 9000 | 10900 | Mini Split Unit | Auto cool,Automatic shutoff,Heater compatible,Overload protection,Programmable,Sleep setting,Timer,Wireless remote control | 0 | FALSE | 25 | FALSE | 22+ | 1873.4
| 303 | 55GW2 | Ramsond | 18,000 BTU 1.5 Ton Ductless Mini Split Air Conditioner and Heat Pump - 220V/60Hz | 1523.91 | each | Single Zone | 18000 | 18000 | Mini Split Unit | Automatic shutoff,Overload protection,Sleep setting,Timer | 0 | FALSE | 16.4 | FALSE | 16 | 1015.94
| 304 | O-HH-24-CHP-230 | MRCOOL | Olympus Hyper Heat 24,000 BTU 2 Ton 20 SEER Ductless Mini Split Air Conditioner and Heat Pump 230-Volt/60Hz | 1977.88 | each | Single Zone | 24000 | 24000 | Mini Split Unit | Auto cool,Defrost,Fan only option,Mobile App,Overload protection,Timer,Wifi,Wireless remote control | 0 | FALSE | 20 | FALSE | 20 | 988.94
| 305 | MULTI24HP304 | GREE | Multi-21 Zone 26000 BTU Ductless Mini Split Air Conditioner with Heat, Inverter and Remote - 230-Volt | 2937.4 | each | Triple Zone | 26000 | 29000 | Mini Split Unit | Overload protection,Sleep setting,Timer | 0 | TRUE | 21 | FALSE | 21 | 1355.7231
| 306 | CYB018GMFILCAD-16 | Pioneer | 18,000 BTU 1.5 Ton Compact Cassette 20 SEER 8-Way Cassette Air Conditioner with Heat Pump 230-Volt | 1748 | set | Single Zone | 18000 | 18000 | Mini Split Unit | Auto cool,Defrost,Fan only option,Overload protection,Programmable,Sleep setting,Timer,Wifi,Wireless remote control | 0 | FALSE | 20 | FALSE | 20 | 1165.3333
| 307 | VIR09HP230V1B | GREE | Vireo 9,000 BTU 3/4 Ton Ductless Mini Split Air Conditioner and Heat Pump - 230V/60Hz | 1042.05 | package | Single Zone | 9000 | 11000 | Mini Split Unit | Filter light reminder,Overload protection,Sleep setting,Timer | 0 | FALSE | 23 | FALSE | 22+ | 1389.4
| 308 | UMA30HP230V1ACS | GREE | 30600 BTU Ductless Ceiling Cassette Mini Split Air Conditioner with Heat, Inverter and Remote - 230Volt | 2084 | each | Single Zone | 30000 | 31200 | Mini Split Unit | Sleep setting,Timer | 0 | FALSE | 20 | FALSE | 20 | 833.6
| 309 | MBRS36HP200 |  | Brisa Dual Zone 34,000 BTU 3 Ton Wi-Fi Ductless Mini Split Air Conditioner and Heat Pump with 25 ft. Install Kit 230V | 2577.58 | each | Dual Zone | 34000 | 42500 | Mini Split Unit | Overload protection,Sleep setting,Timer | 0 | TRUE | 21 | FALSE | 21 | 909.7341
| 310 | MULTI24HP302 | GREE | Multi-21 Zone 26000 BTU Ductless Mini Split Air Conditioner with Heat, Inverter and Remote -230-Volt | 2599 | each | Triple Zone | 26000 | 29000 | Mini Split Unit | Overload protection,Sleep setting,Timer | 0 | TRUE | 21 | FALSE | 21 | 1199.5385
| 311 | SAP18HP230V1AW | GREE | Sapphire 18000 BTU 1.5-Ton Ductless Mini Split Air Conditioner with Inverter Heat Remote 208-Volt to 230-Volt/60Hz | 2016.13 | bundle | Single Zone | 18000 | 18000 | Mini Split Unit | Auto cool,Automatic shutoff,Mobile App,Overload protection,Programmable,Sleep setting,Timer,Wifi,Wireless remote control | 0 | FALSE | 24.5 | FALSE | 22+ | 1344.0867
| 312 | MBRS30HP203 |  | Brisa Dual Zone 28400 BTU 2.5 Ton Wi-Fi Ductless Mini Split Air Conditioner and Heat Pump with 25 ft. Install Kit 230V | 2374.05 | each | Dual Zone | 28400 | 30000 | Mini Split Unit | Overload protection,Sleep setting,Timer | 0 | TRUE | 21 | FALSE | 21 | 1003.1197
| 313 | RSAC-1217 | ROYAL SOVEREIGN | 12,000 BTU 1 Ton Ductless Mini Split Air Conditioner and Heat Pump | 914.38 | each | Single Zone | 12000 | 12200 | Mini Split Unit | Automatic shutoff,Heat strip,Sleep setting | 0 | FALSE | 17 | FALSE | 17 | 914.38
| 314 | CS-53V2A | Chigo | ENERGY STAR 18000 BTU 1.5 Ton Ductless Mini Split Air Conditioner and Heat Pump Variable Speed Inverter - 230-Volt/60Hz | 1100.99 | each | Single Zone | 18000 | 18000 | Mini Split Unit | Defrost,Fan only option,Overload protection,Sleep setting,Timer,Wireless remote control | 0 | FALSE | 19 | FALSE | 19 | 733.9933
| 315 | ASW-H24N2/JIR1D1-US-D | AUX | 24,000 BTU Ductless Mini Split Air Conditioner with Wi-Fi, Heat Pump 17 SEER 230-Volt 2 Ton, 25 ft. Line Set, Wall Mount | 1580 | box | Single Zone | 24000 | 24000 | Mini Split Unit | Mobile App,Timer,Wifi,Wireless remote control | 0 | FALSE | 17 | FALSE | 17 | 790
| 316 | LIVS12HP115V1BW | GREE | Livo 12,000 BTU 1 Ton Wi-Fi Programmable Ductless Mini Split Air Conditioner with Inverter, Heat, Remote - 115V/60Hz | 859 | set | Single Zone | 12000 | 12000 | Mini Split Unit | Auto cool,Automatic shutoff,Fan only option,Heater compatible,Overload protection,Programmable,Sleep setting,Timer,Wifi,Wireless remote control | 0 | FALSE | 16 | FALSE | 16 | 859
| 317 | MULTI24HP201 | GREE | Multi-21 Zone 26000 BTU Ductless Mini Split Air Conditioner with Heat, Inverter and Remote - 230-Volt | 2599.83 | each | Triple Zone | 26000 | 29000 | Mini Split Unit | Overload protection,Sleep setting,Timer | 0 | TRUE | 21 | FALSE | 21 | 1199.9215
| 318 | M2OF-18HFN1-M | Garrison | 18,000 BTU Ductless Mini Split Air Conditioner and Heat Pump - 230-Volt/60Hz | 817.09 | each | Dual Zone | 18000 | 18000 | Mini Split Unit | Heater compatible,Overload protection | 0 | TRUE | 21.3 | FALSE | 21 | 544.7267
| 319 | MULTI24HP301 | GREE | Multi-21 Zone 26000 BTU Ductless Mini Split Air Conditioner with Heat, Inverter and Remote - 230-Volt | 2873.5 | each | Triple Zone | 26000 | 29000 | Mini Split Unit | Overload protection,Sleep setting,Timer | 0 | TRUE | 21 | FALSE | 21 | 1326.2308
Note on D14: [Threaded comment] Your version of Excel allows you to read this threaded comment; however, any edits to it will get removed if the file is opened in a newer version of Excel. Learn more: https://go.microsoft.com/fwlink/?linkid=870924 Comment: "2 @ 3/4" is not clear - maybe means 3/4 total or 2*3/4 = 1.5 tons? Best guess is the latter.
Note on M59: [Threaded comment] Your version of Excel allows you to read this threaded comment; however, any edits to it will get removed if the file is opened in a newer version of Excel. Learn more: https://go.microsoft.com/fwlink/?linkid=870924 Comment: Calculated from the "Mini Split Features" list. 0 = Multi-zone compatible is not listed. 1 = Multi-zone compatible is listed. There are three units that are both multi-zone compatible and described as single-zone; those are indoor units only, not a whole kit. Excluded on that column.
Note on N59: [Threaded comment] Your version of Excel allows you to read this threaded comment; however, any edits to it will get removed if the file is opened in a newer version of Excel. Learn more: https://go.microsoft.com/fwlink/?linkid=870924 Comment: Calculated from the "Mini Split Features" list. 0 = Multi-zone compatible is not listed. 1 = Multi-zone compatible is listed. There are three units that are both multi-zone compatible and described as single-zone; those are indoor units only, not a whole kit. Excluded on that column.

## Base case costs
Room AC with Electric Resistance Heating
Make | Model | Cooling Capacity (BTUH) | Cooling Capacity (Tons) | Efficiency |  | Unit | Material Cost | Cost per Ton | Source
|  |  |  | EER | SEER
LG Electric Resistance | LW1816HR | 18000 | 1.5 | 11.1 |  | Ea | 699 | 466 | https://www.homedepot.com/p/LG-Electronics-18-000-BTU-230-208-Volt-Window-Air-Conditioner-with-Cool-Heat-and-Remote-in-White-LW1816HR/206520610
Frigidaire Electric Resistance | FFRH2522R2 | 25000 | 2.0833 | 9.4 |  | Ea | 899 | 431.52 | https://www.homedepot.com/p/Frigidaire-25-000-BTU-230-Volt-Window-Air-Conditioner-with-16-000-BTU-Supplemental-Heat-Capability-FFRH2522RE/308411499
Frigidaire Electric Resistance | FFRH1822RE | 18500 | 1.5417 | 10.7 |  | Ea | 779 | 505.2973 | https://www.homedepot.com/p/Frigidaire-18-500-BTU-230-Volt-Window-Air-Conditioner-with-Heat-and-Remote-FFRH1822RE/308411334
GE-Electric Resistance | AEE24DT | 24000 | 2 | 9.4 |  | Ea | 799 | 399.5 | https://www.homedepot.com/p/GE-24-000-BTU-230-Volt-Electronic-Heat-Cool-Room-Window-Air-Conditioner-AEE24DT/206734234
GE-Electric Resistance | AEE12DT | 11800 | 0.98333 | 11 |  | Ea | 549 | 558.3051 | https://www.homedepot.com/p/GE-11-800-BTU-230-Volt-Electronic-Heat-Cool-Room-Window-Air-Conditioner-AEE12DT/206734220
Amana-Electric Resistance | AE183G35AX | 17600 | 1.4667 | 10.8 |  | Ea | 1060.56 | 723.1091 | https://www.homedepot.com/p/Amana-17-600-BTU-R-410A-Window-Air-Conditioner-with-3-5-kW-Electric-Heat-and-Remote-AE183G35AX/206140947
Perfect Aire-Electric Resistance | 3PACH12000 | 12000 | 1 | 10.9 |  | Ea | 449.99 | 449.99 | https://www.homedepot.com/p/Perfect-aire-12-000-BTU-Window-Air-Conditioner-with-Electric-Heater-in-white-3PACH12000/310111851
Koldfront | WAC18001W | 18500 | 1.5417 | 10.7 |  | Ea | 645 | 418.3784 | https://www.compactappliance.com/koldfront-18500-btu-heat-cool-window-air-conditioner/WAC18001W.html
LG Electric Resistance | LW1216HR | 12000 | 1 | 11.3 |  | Ea | 649.99 | 649.99 | https://www.compactappliance.com/lg-12000-btu-heat-cool-window-air-conditioner-550-sq-ft/LW1216HR.html
LG Electric Resistance | LW2416HR | 23000 | 1.9167 | 9.8 |  | Ea | 799.99 | 417.3861 | https://www.compactappliance.com/lg-23000-btu-heat-cool-window-air-conditioner-1500-sq-ft/LW2416HR.html
Amana-Electric Resistance | AE183G35AX | 17600 | 1.4667 | 10.8 |  | Ea | 1491.88 | 1017.1909 | https://www.compactappliance.com/amana-window-air-conditioners/AE183G35AX.html
Amana-Electric Resistance | AE123G35AX | 11600 | 0.96667 | 11 |  | Ea | 711.41 | 735.9414 | https://www.compactappliance.com/amana-window-air-conditioners/AE123G35AX.html
Average | [7 empty] | 564.384
CV | [7 empty] | 17.91%
Room Heat Pump
Make | Model | Cooling Capacity (BTUH) | Cooling Capacity (Tons) | Efficiency |  | Unit | Material Cost | Cost per Ton | Source
|  |  |  | EER | SEER
Amana-Heat pump | AH183G35AX | 17300 | 1.4417 | 9.9 |  | Ea | 1377.09 | 955.2069 | https://www.homedepot.com/p/Amana-17-300-BTU-R-410A-Window-Heat-Pump-Air-Conditioner-with-3-5-kW-Electric-Heat-and-Remote-AH183G35AX/206140960
Frigidaire | FFRH0822R1 | 8000 | 0.66667 | 9.8 |  | Ea | 559 | 838.5 | https://www.frigidaire.com/Home-Comfort/Air-Conditioning/Window-Mounted-AC/FFRH0822R1/
Koldfront | WAC12001W | 12000 | 1 | 10.9 |  | Ea | 599 | 599 | https://www.amazon.com/dp/B00QXR9794?tag=traininghvac-20&th=1
Friedrich | KHM18A34A | 18000 | 1.5 | 10.99 |  | Ea | 1739 | 1159.3333 | https://www.sylvane.com/friedrich-kuhl-18000-btu-window-air-conditioner-heat-pump.html
Average | [7 empty] | 888.0101
CV | [7 empty] | 22.81%
Mini-Split AC
SEER14
Make | Model | Cooling Capacity (BTUH) | Cooling Capacity (Tons) | Efficiency |  | Unit | Material Cost | Cost per Ton | Source
|  |  |  | EER | SEER
Sharkaire | Product no.: 12.S14-L25 | 12000 | 1 |  | 14 | Ea | 719 | 719 | https://sharkaire.com/epages/fd93bb61-a426-421b-8669-a03c9e035cf7.sf/en_US/?ObjectPath=/Shops/fd93bb61-a426-421b-8669-a03c9e035cf7/Products/12.S14-L25
Sharkaire | Product no.: 24-S14 | 24000 | 2 |  | 14 | Ea | 1199 | 599.5 | https://sharkaire.com/epages/fd93bb61-a426-421b-8669-a03c9e035cf7.sf/en_US/?ObjectPath=/Shops/fd93bb61-a426-421b-8669-a03c9e035cf7/Products/24-S14
Okyotech |  | 12000 | 1 |  | 14 | Ea | 839.11 | 839.11 | https://www.walmart.com/ip/okyotech-12-000-BTU-1-TON-14-SEER-Ductless-Mini-Split-Air-Conditioner-Cool-and-Heat-with-Heat-Pump-with-Full-Installation-Set/926833659
Average | [7 empty] | 719.2033
CV | [7 empty] | 13.6%
Mini-Split HP
SEER14
Make | Model | Cooling Capacity (BTUH) | Cooling Capacity (Tons) | Efficiency |  | Unit | Material Cost | Cost per Ton | Source
|  |  |  | EER | SEER
LG | LS243HLV | 29500 | 2.4583 | 12.5 | 14 to 15 | Ea | 1948 | 792.4068 | https://www.compactappliance.com/lg-mini-split-air-conditioners/LS243HLV.html
LG | LA240HYV1 | 22000 | 1.8333 | 12.5 | 14 to 15 | Ea | 2239 | 1221.2727 | https://www.compactappliance.com/lg-mini-split-air-conditioners/LA240HYV1.html
LG | LS180HSV4 | 18200 | 1.5167 | 12.6 | 15 to 15 | Ea | 1615.53 | 1065.1846 | https://www.compactappliance.com/lg-mini-split-air-conditioners/LS180HSV4.html
Daikin | X18RMVJUW (RX18RMVJU9 / FTXR18TVJUW) | 18000 | 1.5 |  | 14.5 | Ea | 2336 | 1557.3333 | https://www.acwholesalers.com/Daikin-X18RMVJUW/p99746.html
Mitsubishi | MZ-D30NA-1 | 30700 | 2.5583 |  | 14.5 | Ea | 2988.75 | 1168.241 | https://www.acwholesalers.com/Mitsubishi-MZ-D30NA-1/p56100.html
Mitsubishi | MZ-D36NA | 33200 | 2.7667 |  | 14.5 | Ea | 3854.25 | 1393.1024 | https://www.acwholesalers.com/Mitsubishi-MZ-D36NA/p56101.html
Ea
Average | [7 empty] | 1199.5902
CV | [7 empty] | 20.16%
Mini-Split Heat Pump |  | Ton | Capacity (BTUH) |  | Ratio
Tier 2: SEER 16, EER: 12.5, HSPF 9.0 |  |  | Cooling | Heating
Average heating/cooling ratio from SWHC050-01-Cost analysis.xlsx |  | 2.0172 | 24268.9655 | 25189.6552 | 1.0379
Electric Resistanec Heating 208V/120V
Heating Capacity (MBH) | Associated ooling tons | Bare Material | Bare Labor | Bare Total | Total O&P | O&P multiplier | Labor (O&P)/Ton | Material (O&P)/Ton
10.2 | 0.82 | 344.75 | 216.15 | 560.9 | 736.86 | 1.3137 | 346.2908 | 552.319
17.1 | 1.37 | 423.55 | 206.98 | 630.53 | 809.79 | 1.2843 | 194.0325 | 397.0551
34.1 | 2.74 | 531.99 | 216.15 | 748.14 | 938.78 | 1.2548 | 98.9887 | 243.6317
Average | [6 empty] | 213.104 | 397.6686
https://www.houseneeds.com/learning-center/electric-space-heater-install-information/electric-heater-sizing

## Labor & Infrastructure Costs
Baseline Labor | [9 empty] | Baseline Labor Install Cost
Description | Labor Hrs Min | Labor Hrs Max | Avg Labor Hrs | Electrician Hourly Rate with O&P | Labor Cost | Material Cost | Total Cost | Labor Type | Notes
Room/Window Unit Air Conditioner, portable, grounded (12-25 KBTUH) | 2 | 4 | 3 | 67.55 | 202.65 | 0 | 202.65 | Install | RSMeans: 238119104520, 238119104780, 238119104940
Total Cost per Ton (Average tonnage = 1.5) |  |  |  |  | 135.1 | 0 | 135.1
Measure Case Labor
Description | Labor Hrs Min | Labor Hrs Max | Avg Labor Hrs | Electrician Hourly Rate with O&P | Labor Cost | Material Cost | Total Cost | Labor Type | Notes
Install: Mini-Split Heat Pump, ductless, cooling/heating (1-1.5 tons) | 9.412 | 10.667 | 10.0395 | 67.55 | 678.1682 | 0 | 678.1682 | Install | RSMeans: 238126105110, 238126105120
Install: Mini-Split Heat Pump, tube / wiring kit, 50' | 0.8 | 0.8 | 0.8 | 67.55 | 54.04 | 206 | 260.04 | Install | RSMeans: 238126107050
Install: Condensing Unit Pad prefabricated, fiberglass reinforced concrete with polystyrene foam core, 2” thick, 24”x42” | 1 | 1 | 1 | 67.55 | 67.55 | 47.5 | 115.05 | Install | RSMeans: 239110106110
Total |  |  | 11.8395 |  | 799.76 | 253.5 | 1053.26
Total Cost per Ton (Average tonnage = 1.5) |  |  |  |  | 533.17 | 169 | 702.17
Labor Rate (Res Electrician w/ O&P) RSMeansOnline | 67.55
Labor Rate (Res Building Laborer w/ O&P) RSMeansOnline | 45.45
Measure Case Labor Install Cost
Measure Case Labor Demo Cost
*Square footage of wall area estimated based on furnace dimension; min 6sqft (2ftx3ft) and max 12sqft (6ftx2ft)
**Paint material cost for min 6sqft and max 12sqft interior wall is negligible
Infrastructure Cost

## Material O&P
Bare Total | Total O&P | O&P %
1733.54 | 2166.86 | 25%
2469.79 | 3016.42 | 22.13%
Average |  | 23.56%